## Title
Future 1 BAU, Sensitivity 15: PTC/ITC Expire and RPS Removed
"The results presented herein use modeling assumptions developed by EIPC, EIPC stakeholders and CRA for purposes of EIPC capacity expansion modeling. As such, these results do not necessarily reflect the opinions or views of CRA or any individual EIPC stakeholder."

## Build Summary
EI New Build Summary
EI New Builds by Type
|  | Additions |  |  | Retirements
| 2010 | 2015 | 2020 | 2030 | 2015 | 2020 | 2030 | Total
Coal | 271.9155 | 8.4766 | 0 | 0 | 65.8383 | 13.8915 | 0 | 200.6623
Nuclear | 99.849 | 2.7406 | 4.53 | 0 | 0 | 0.6145 | 1.4882 | 105.0169
CC | 132.682 | 31.2239 | 20.5549 | 30.3809 | 4.609 | 0 | 0 | 210.2328
CT | 120.329 | 4.6917 | 3.3209 | 3.2962 | 2.2453 | 0 | 0 | 129.3924
Steam Oil/Gas | 74.547 | 0 | 0 | 0 | 39.2436 | 0.57252 | 0.40862 | 34.3223
Hydro | 44.6048 | 0 | 0 | 0 | 0 | 0 | 0 | 44.6048
On-Shore Wind | 18.707 | 22.194 | 0.6678 | 0 | 0 | 0 | 3.4821 | 38.0867
Off-Shore Wind | 0 | 0.468 | 0 | 1.1 | 0 | 0 | 0 | 1.568
Other Renewable | 3.613 | 2.3468 | 0.49844 | 2.5795 | 0 | 0 | 0 | 9.0377
New HQ/Maritimes | 0 | 0 | 0 | 0 | 0 | 0 | 0 | 0
Other | 17.054 | 0 | 0 | 0 | 0 | 0 | 0 | 17.054
Total w/o DR | 783.3012 | 72.1416 | 29.572 | 37.3566 | 111.9362 | 15.0785 | 5.3789 | 789.9779
DR | 33.1 | -1.344 | 16.8375 | 22.1146 | 0 | 0 | 0 | 70.7081
Total w/DR | 816.4012 | 70.7976 | 46.4095 | 59.4713 | 111.9362 | 15.0785 | 5.3789 | 860.686
EI New Builds by Region
| EI Cumulative New Builds |  |  |  | EI Cumulative New CCs |  |  |  | EI Cumulative New On-Shore Wind |  |  |  | EI Cumulative Coal Retirements
| 2015 | 2020 | 2030 |  |  | 2015 | 2020 | 2030 |  | 2015 | 2020 | 2030 |  | 2015 | 2020 | 2030
ENT | 2198.07 | 3165.78 | 4238.06 |  | ENT | 1308.07 | 2275.78 | 3240.66 | ENT | 0 | 0 | 0 | ENT | 892.9 | 892.9 | 892.9
FRCC | 4226.23 | 9561.09 | 15852.85 |  | FRCC | 1516.9 | 6653.76 | 12945.52 | FRCC | 0 | 0 | 0 | FRCC | 466 | 1335 | 1335
IESO | 5144.99 | 5144.99 | 5144.99 |  | IESO | 1263 | 1263 | 1263 | IESO | 2105.9 | 2105.9 | 2105.9 | IESO | 6416 | 6416 | 6416
MAPP_CA | 1215.47 | 1726.89 | 2309.19 |  | MAPP_CA | 913.07 | 1424.49 | 2006.79 | MAPP_CA | 302.4 | 302.4 | 302.4 | MAPP_CA | 1009.4 | 1009.4 | 1009.4
MAPP_US | 729.6 | 729.6 | 995.79 |  | MAPP_US | 0 | 0 | 0 | MAPP_US | 421.3 | 421.3 | 421.3 | MAPP_US | 715.5 | 715.5 | 715.5
MISO_IN | 618 | 3159.05 | 6715.95 |  | MISO_IN | 0 | 2541.05 | 6017.82 | MISO_IN | 0 | 0 | 0 | MISO_IN | 1316.43 | 1360.89 | 1360.89
MISO_MI | 2000 | 2000 | 2160.27 |  | MISO_MI | 0 | 0 | 0.01 | MISO_MI | 2000 | 2000 | 2000 | MISO_MI | 2325.99 | 3512.99 | 3512.99
MISO_MO-IL | 2090 | 2090 | 2313.33 |  | MISO_MO-IL | 0 | 0 | 0 | MISO_MO-IL | 300 | 300 | 300 | MISO_MO-IL | 854.43 | 2056.69 | 2056.69
MISO_W | 2894.83 | 2894.83 | 2966.52 |  | MISO_W | 0 | 0 | 0.01 | MISO_W | 2800.5 | 2800.5 | 2800.5 | MISO_W | 1605.9 | 2579.86 | 2579.86
MISO_WUMS | 1818.9 | 6990.52 | 9348.55 |  | MISO_WUMS | 0 | 4143.38 | 4312.53 | MISO_WUMS | 968.9 | 968.9 | 968.9 | MISO_WUMS | 2945.82 | 3454.24 | 3454.24
NE | 434.1 | 434.1 | 505.77 |  | NE | 0 | 0 | 0 | NE | 202 | 202 | 202 | NE | 0 | 0 | 0
NEISO | 3384.16 | 3384.16 | 3453.9 |  | NEISO | 2049.5 | 2049.5 | 2049.5 | NEISO | 231.2 | 231.2 | 231.2 | NEISO | 2250.13 | 2570.13 | 2570.13
NonRTO_Midwest | 0 | 748.1 | 1168.02 |  | NonRTO_Midwest | 0 | 520.11 | 814.83 | NonRTO_Midwest | 0 | 0 | 0 | NonRTO_Midwest | 1100.9 | 1100.9 | 1100.9
NYISO_A-F | 3289.7 | 3807.5 | 3875.43 |  | NYISO_A-F | 639 | 639 | 639 | NYISO_A-F | 2476.3 | 2994.1 | 2994.1 | NYISO_A-F | 2251.9 | 2251.9 | 2251.9
NYISO_G-I | 0 | 0 | 1752.49 |  | NYISO_G-I | 0 | 0 | 1678.16 | NYISO_G-I | 0 | 0 | 0 | NYISO_G-I | 368.2 | 368.2 | 368.2
NYISO_J-K | 1207.4 | 1207.4 | 2405.89 |  | NYISO_J-K | 1175.4 | 1175.4 | 1175.4 | NYISO_J-K | 0 | 0 | 0 | NYISO_J-K | 0 | 0 | 0
PJM_E | 5940.05 | 5940.05 | 7172.95 |  | PJM_E | 4634.3 | 4634.3 | 4634.3 | PJM_E | 1150 | 1150 | 1150 | PJM_E | 2804 | 3372 | 3372
PJM_ROM | 2243.7 | 2243.7 | 2508.8 |  | PJM_ROM | 1678.5 | 1678.5 | 1678.5 | PJM_ROM | 479.8 | 479.8 | 479.8 | PJM_ROM | 8045.49 | 8045.49 | 8045.49
PJM_ROR | 14076.1 | 14196.1 | 21166.72 |  | PJM_ROR | 3077 | 3197 | 9653.91 | PJM_ROR | 8325.7 | 8325.7 | 8325.7 | PJM_ROR | 13758.34 | 19057.74 | 19057.74
SOCO | 5151.9 | 7538.9 | 10396.27 |  | SOCO | 5026.9 | 5213.9 | 7963.87 | SOCO | 0 | 0 | 0 | SOCO | 8541.19 | 8541.19 | 8541.19
SPP_N | 465.04 | 1259.26 | 1259.26 |  | SPP_N | 0 | 699.22 | 699.22 | SPP_N | 0 | 0 | 0 | SPP_N | 0 | 0 | 0
SPP_S | 1830.99 | 3576.86 | 6091.66 |  | SPP_S | 0 | 1244.83 | 3715.67 | SPP_S | 430 | 580 | 580 | SPP_S | 542.01 | 542.01 | 542.01
TVA | 3115.89 | 6814.58 | 8130.61 |  | TVA | 1418 | 3305.05 | 4513.68 | TVA | 0 | 0 | 0 | TVA | 3802.78 | 4543.77 | 4543.77
VACAR | 8066.49 | 13100.19 | 17136.99 |  | VACAR | 6524.29 | 9120.59 | 13157.39 | VACAR | 0 | 0 | 0 | VACAR | 3824.98 | 6002.97 | 6002.97
| 72141.61 | 101713.65 | 139070.26 |  |  | 31223.93 | 51778.86 | 82159.77 |  | 22194 | 22861.8 | 22861.8 |  | 65838.29 | 79729.77 | 79729.77

## Generation
#1 | Total Generation (GWh)
Total Generation by Reporting Type: Entergy
ReportingType | 2015 | 2020 | 2025 | 2030 | 2035 | 2040
BM | 0 | 0 | 0 | 0 | 0 | 0
CC | 68136.24 | 90163.13 | 83848.1 | 86183.13 | 97338.49 | 103953.12
CSP | 0 | 0 | 0 | 0 | 0 | 0
CT | 0 | 0 | 0 | 0 | 0 | 0
Coal | 60675.82 | 47836.21 | 57647.29 | 60276.31 | 60276.31 | 60276.33
Geo | 0 | 0 | 0 | 0 | 0 | 0
H | 153 | 153 | 153 | 153 | 153 | 153
LFG | 63.07 | 63.08 | 909.81 | 909.81 | 909.81 | 909.81
Nuc | 42234.08 | 42234.08 | 42234.08 | 42234.08 | 35675.42 | 27909.39
PS | 25.67 | 25.67 | 44.84 | 27.14 | 27.14 | 25.67
PV | 0 | 0 | 0 | 0 | 0 | 0
PeakG | 0 | 4.27 | 96.9 | 50.19 | 39.21 | 44.54
PeakO | 0 | 0 | 0 | 0 | 0 | 0
ST | 0 | 0 | 0 | 0 | 0 | 0
STOG | 922.41 | 1092.63 | 933.17 | 933.17 | 933.17 | 933.17
STWD | 0 | 0 | 0 | 1.85 | 6.49 | 80.65
WT | 315.27 | 315.27 | 315.27 | 315.27 | 315.27 | 315.28
IGCC | 0 | 0 | 0 | 0 | 0 | 0
DemandResponse | 0 | 0 | 0 | 0 | 0 | 0
IGCC-CCS | 0 | 0 | 0 | 0 | 0 | 0
WT_off | 0 | 0 | 0 | 0 | 0 | 0
PseudoUnit | 0 | 0 | 0 | 0 | 0 | 0
FixedInterchange | 0 | 0 | 0 | 0 | 0 | 0
Total Generation by Reporting Type: FRCC
ReportingType | 2015 | 2020 | 2025 | 2030 | 2035 | 2040
BM | 0 | 0 | 0 | 0 | 0 | 0
CC | 151614.57 | 172300.8 | 182484.95 | 200946.95 | 232308.5 | 264977.33
CSP | 0 | 0 | 0 | 0 | 0 | 0
CT | 840.04 | 1007.71 | 1008.47 | 1007.71 | 901.57 | 737.1
Coal | 53974.83 | 52032.37 | 58140.21 | 58970.8 | 60270.38 | 60270.4
Geo | 0 | 0 | 0 | 0 | 0 | 0
H | 27.85 | 27.85 | 27.85 | 27.85 | 27.85 | 27.85
LFG | 3831.62 | 5392.66 | 5392.66 | 5392.66 | 5392.66 | 5392.66
Nuc | 32180.57 | 32180.57 | 32180.57 | 32180.57 | 19598.11 | 6535.31
PS | 0 | 0 | 0 | 0 | 0 | 0
PV | 134.03 | 134.03 | 134.03 | 134.03 | 134.03 | 134.03
PeakG | 443.13 | 454.55 | 745.52 | 511.08 | 403.31 | 303.53
PeakO | 0 | 0 | 0 | 0 | 0 | 0
ST | 0 | 0 | 0 | 0 | 0 | 0
STOG | 3054.96 | 2648.46 | 2656.24 | 2589.5 | 2363.82 | 1581.31
STWD | 0 | 79.27 | 131.92 | 131.92 | 131.4 | 202.12
WT | 0 | 0 | 0 | 0 | 0 | 0
IGCC | 0 | 0 | 0 | 0 | 0 | 0
DemandResponse | 0 | 0 | 0 | 0 | 0 | 0
IGCC-CCS | 0 | 0 | 0 | 0 | 0 | 0
WT_off | 0 | 0 | 0 | 0 | 0 | 0
PseudoUnit | 0 | 0 | 0 | 0 | 0 | 0
FixedInterchange | 0 | 0 | 0 | 0 | 0 | 0
Total Generation by Reporting Type: MAPP_US
ReportingType | 2015 | 2020 | 2025 | 2030 | 2035 | 2040
BM | 0 | 0 | 0 | 0 | 0 | 0
CC | 202.17 | 257.22 | 331.11 | 381.89 | 275.96 | 257.24
CSP | 0 | 0 | 0 | 0 | 0 | 0
CT | 0 | 0 | 2.88 | 13.85 | 4.7 | 4.7
Coal | 20127.59 | 20603.06 | 20905.67 | 21199.45 | 23327.53 | 25539.96
Geo | 354.6 | 354.6 | 354.6 | 354.6 | 354.6 | 354.6
H | 10150.02 | 10150.02 | 10150.02 | 10150.02 | 10150.02 | 10150.02
LFG | 15.77 | 15.77 | 15.77 | 580.79 | 580.79 | 580.79
Nuc | 0 | 0 | 0 | 0 | 0 | 0
PS | 0 | 0 | 0 | 0 | 0 | 0
PV | 0 | 0 | 0 | 0 | 0 | 0
PeakG | 30.72 | 90.12 | 152.48 | 198.29 | 108.16 | 133.98
PeakO | 0 | 0 | 0 | 0 | 0 | 0
ST | 0 | 0 | 0 | 0 | 0 | 0
STOG | 0 | 0 | 0 | 0 | 0 | 0
STWD | 0 | 0 | 0 | 0 | 0 | 0
WT | 5908.78 | 5908.78 | 5908.78 | 5908.78 | 5908.78 | 5908.78
IGCC | 0 | 0 | 0 | 0 | 0 | 0
DemandResponse | 0 | 0 | 0 | 0 | 0 | 0
IGCC-CCS | 0 | 0 | 0 | 0 | 0 | 0
WT_off | 0 | 0 | 0 | 0 | 0 | 0
PseudoUnit | 0 | 0 | 0 | 0 | 0 | 0
FixedInterchange | 0 | 0 | 0 | 0 | 0 | 0
Total Generation by Reporting Type: MISO_IN
ReportingType | 2015 | 2020 | 2025 | 2030 | 2035 | 2040
BM | 0 | 0 | 0 | 0 | 0 | 0
CC | 4340.03 | 26602.04 | 30606.33 | 39537.16 | 49459.48 | 49604.63
CSP | 0 | 0 | 0 | 0 | 0 | 0
CT | 0 | 0 | 0 | 0 | 0 | 0
Coal | 83573.72 | 86812.55 | 92184.41 | 93896.2 | 97021.43 | 98667.83
Geo | 0 | 0 | 0 | 0 | 0 | 0
H | 417.2 | 417.2 | 417.2 | 417.2 | 417.2 | 417.2
LFG | 291.71 | 291.71 | 923.41 | 923.41 | 923.41 | 923.41
Nuc | 0 | 0 | 0 | 0 | 0 | 0.02
PS | 0 | 0 | 0 | 0 | 0 | 0
PV | 0 | 0 | 0 | 0 | 0 | 0
PeakG | 20.69 | 25.81 | 90.35 | 90.35 | 92.53 | 90.35
PeakO | 0 | 0 | 0 | 0 | 0 | 0
ST | 0 | 0 | 0 | 0 | 0 | 0
STOG | 54.68 | 54.68 | 54.68 | 54.68 | 98.19 | 54.68
STWD | 0 | 0 | 0 | 0 | 0 | 0
WT | 1553.06 | 1553.06 | 1553.06 | 1553.06 | 1553.06 | 1553.06
IGCC | 4427.31 | 4427.31 | 4427.31 | 4427.31 | 4427.31 | 4427.31
DemandResponse | 0 | 0 | 0 | 0 | 0 | 0
IGCC-CCS | 0 | 0 | 0 | 0 | 0 | 0
WT_off | 0 | 0 | 0 | 0 | 0 | 0
PseudoUnit | 0 | 0 | 0 | 0 | 0 | 0
FixedInterchange | 0 | 0 | 0 | 0 | 0 | 0
Total Generation by Reporting Type: MISO_MI
ReportingType | 2015 | 2020 | 2025 | 2030 | 2035 | 2040
BM | 0 | 0 | 0 | 0 | 0 | 0
CC | 16040.16 | 14207.63 | 12447.39 | 9117.77 | 9847.23 | 8215.95
CSP | 0 | 0 | 0 | 0 | 0 | 0
CT | 0 | 0 | 0 | 0 | 0 | 0
Coal | 54410.61 | 45484.35 | 50085.14 | 52429.04 | 53223.43 | 53729.81
Geo | 0 | 0 | 0 | 0 | 0 | 0
H | 410 | 410 | 410 | 410 | 410 | 410
LFG | 1285.09 | 1285.09 | 2548.5 | 2548.5 | 2548.5 | 2548.5
Nuc | 14714.16 | 14714.16 | 14714.16 | 14714.16 | 8654.01 | 8654.01
PS | 814.32 | 851.53 | 1422.72 | 1422.72 | 1422.72 | 1406.61
PV | 0 | 0 | 0 | 0 | 0 | 0
PeakG | 20.98 | 42.71 | 104.85 | 107.56 | 107.56 | 107.56
PeakO | 0 | 0 | 0 | 0 | 0 | 0
ST | 0 | 0 | 0 | 0 | 0 | 0
STOG | 333.4 | 540.49 | 540.65 | 567.14 | 541.37 | 541.37
STWD | 0 | 0 | 1.47 | 1.47 | 63.81 | 66.26
WT | 5161.16 | 5161.16 | 5161.16 | 5161.16 | 432.64 | 432.64
IGCC | 0 | 0 | 0 | 0 | 0 | 0
DemandResponse | 0 | 0 | 0 | 0 | 0 | 0
IGCC-CCS | 0 | 0 | 0 | 0 | 0 | 0
WT_off | 0 | 0 | 0 | 0 | 0 | 0
PseudoUnit | 0 | 0 | 0 | 0 | 0 | 0
FixedInterchange | 0 | 0 | 0 | 0 | 0 | 0
Total Generation by Reporting Type: MISO_MO-IL
ReportingType | 2015 | 2020 | 2025 | 2030 | 2035 | 2040
BM | 0 | 0 | 0 | 0 | 0 | 0
CC | 3111.57 | 4746.49 | 2580.96 | 2445.36 | 2445.36 | 1856.32
CSP | 0 | 0 | 0 | 0 | 0 | 0
CT | 0 | 0 | 0 | 0 | 0 | 0
Coal | 101635.48 | 82319.13 | 91199.82 | 96769.64 | 100725.9 | 100725.91
Geo | 0 | 0 | 0 | 0 | 0 | 0
H | 1317.1 | 1317.1 | 1317.1 | 1317.1 | 1317.1 | 1317.1
LFG | 141.91 | 141.91 | 284.5 | 1902.67 | 1902.67 | 1902.67
Nuc | 17393.71 | 17393.71 | 17393.71 | 17393.71 | 17393.71 | 17393.71
PS | 197.5 | 202.4 | 334.4 | 334.4 | 334.4 | 334.4
PV | 0 | 0 | 0 | 0 | 0 | 0
PeakG | 159.01 | 178.31 | 179.11 | 152.5 | 443.6 | 526.23
PeakO | 0 | 0 | 0 | 0 | 0 | 0
ST | 0 | 0 | 0 | 0 | 0 | 0
STOG | 110.53 | 85.14 | 70.25 | 58.16 | 58.16 | 18.42
STWD | 0 | 0 | 0 | 0 | 0 | 0
WT | 2075.16 | 2075.16 | 2075.16 | 2075.16 | 2075.16 | 2075.16
IGCC | 0 | 0 | 0 | 0 | 0 | 0
DemandResponse | 0 | 0 | 0 | 0 | 0 | 0
IGCC-CCS | 0 | 0 | 0 | 0 | 0 | 0
WT_off | 0 | 0 | 0 | 0 | 0 | 0
PseudoUnit | 0 | 0 | 0 | 0 | 0 | 0
FixedInterchange | 0 | 0 | 0 | 0 | 0 | 0
Total Generation by Reporting Type: MISO_W
ReportingType | 2015 | 2020 | 2025 | 2030 | 2035 | 2040
BM | 0 | 0 | 0 | 0 | 0 | 0
CC | 11845.39 | 9954.91 | 8534.7 | 9150.61 | 6557.07 | 3168.22
CSP | 0 | 0 | 0 | 0 | 0 | 0
CT | 0 | 0 | 0 | 0 | 0 | 0
Coal | 88094.63 | 81285.82 | 83480.58 | 84048.38 | 117033.74 | 153015.31
Geo | 0 | 0 | 0 | 0 | 0 | 0
H | 1643.74 | 1643.74 | 1643.74 | 1643.74 | 1643.74 | 1643.74
LFG | 1616.22 | 1616.22 | 2181.24 | 2181.24 | 2181.24 | 2181.24
Nuc | 18393.35 | 18393.35 | 18393.35 | 18393.35 | 0.78 | 0.78
PS | 0 | 0 | 0 | 0 | 0 | 0
PV | 0 | 0 | 0 | 0 | 0 | 0
PeakG | 398.95 | 327.52 | 536.79 | 818.54 | 400.9 | 128.99
PeakO | 0 | 0 | 0 | 0 | 0 | 0
ST | 0 | 0 | 0 | 0 | 0 | 0
STOG | 27.24 | 7.64 | 11.19 | 6.18 | 6.18 | 2.05
STWD | 0 | 0 | 2.82 | 42.73 | 127.24 | 127.24
WT | 27590.66 | 27590.66 | 27590.66 | 27590.66 | 27590.66 | 27590.66
IGCC | 0 | 0 | 0 | 0 | 0 | 0
DemandResponse | 0 | 0 | 0 | 0 | 0 | 0
IGCC-CCS | 0 | 0 | 0 | 0 | 0 | 0
WT_off | 0 | 0 | 0 | 0 | 0 | 0
PseudoUnit | 0 | 0 | 0 | 0 | 0 | 0
FixedInterchange | 0 | 0 | 0 | 0 | 0 | 0
Total Generation by Reporting Type: MISO_WUMS
ReportingType | 2015 | 2020 | 2025 | 2030 | 2035 | 2040
BM | 0 | 0 | 0 | 0 | 0 | 0
CC | 17540.06 | 43800.02 | 42194.53 | 38181.72 | 40880.06 | 36912.09
CSP | 0 | 0 | 0 | 0 | 0 | 0
CT | 0 | 41.45 | 62.55 | 139.1 | 592.92 | 927.16
Coal | 23369.75 | 23755.34 | 28709.45 | 32476.1 | 34734.37 | 34735.23
Geo | 0 | 0 | 0 | 0 | 0 | 0
H | 1018.41 | 1018.41 | 1018.41 | 1018.41 | 1018.41 | 1018.41
LFG | 559.76 | 559.76 | 2320.52 | 2320.52 | 2320.52 | 2320.52
Nuc | 14153.33 | 14153.33 | 14153.33 | 14153.33 | 0.78 | 0.78
PS | 0 | 0 | 0 | 0 | 0 | 0
PV | 0 | 0 | 0 | 0 | 0 | 0
PeakG | 48.36 | 56.67 | 60.11 | 2.77 | 0 | 0
PeakO | 0 | 0 | 0 | 0 | 0 | 0
ST | 0 | 0 | 0 | 0 | 0 | 0
STOG | 8.15 | 0 | 0 | 0 | 0 | 0
STWD | 0 | 0 | 0 | 0 | 0 | 2.37
WT | 4109.61 | 4109.61 | 4109.61 | 4109.61 | 4109.61 | 4109.6
IGCC | 0 | 0 | 0 | 0 | 0 | 0
DemandResponse | 0 | 0 | 0 | 0 | 0 | 0
IGCC-CCS | 0 | 0 | 0 | 0 | 0 | 0
WT_off | 0 | 0 | 0 | 0 | 0 | 0
PseudoUnit | 0 | 0 | 0 | 0 | 0 | 0
FixedInterchange | 0 | 0 | 0 | 0 | 0 | 0
Total Generation by Reporting Type: Nebraska
ReportingType | 2015 | 2020 | 2025 | 2030 | 2035 | 2040
BM | 0 | 0 | 0 | 0 | 0 | 0
CC | 656.42 | 735.88 | 656.43 | 656.44 | 478.5 | 360.05
CSP | 0 | 0 | 0 | 0 | 0 | 0
CT | 0 | 0 | 0 | 0 | 0 | 0
Coal | 30719.51 | 30424.37 | 30424.37 | 30424.37 | 48933.03 | 49561.94
Geo | 0 | 0 | 0 | 0 | 0 | 0
H | 591 | 591 | 591 | 591 | 591 | 591
LFG | 47.3 | 47.31 | 585.58 | 612.32 | 612.32 | 612.32
Nuc | 9752.32 | 9752.32 | 9752.32 | 9752.32 | 1.56 | 1.56
PS | 0 | 0 | 0 | 0 | 0 | 0
PV | 0 | 0 | 0 | 0 | 0 | 0
PeakG | 77.21 | 91.07 | 168.25 | 262.5 | 190.82 | 179.8
PeakO | 0 | 0 | 0 | 0 | 0 | 0
ST | 0 | 0 | 0 | 0 | 0 | 0
STOG | 0 | 0 | 0.01 | 0.01 | 0 | 0
STWD | 0 | 0 | 0 | 0 | 0 | 0
WT | 1220.72 | 1220.72 | 1220.72 | 1220.72 | 1220.72 | 1220.72
IGCC | 0 | 0 | 0 | 0 | 0 | 0
DemandResponse | 0 | 0 | 0 | 0 | 0 | 0
IGCC-CCS | 0 | 0 | 0 | 0 | 0 | 0
WT_off | 0 | 0 | 0 | 0 | 0 | 0
PseudoUnit | 0 | 0 | 0 | 0 | 0 | 0
FixedInterchange | 0 | 0 | 0 | 0 | 0 | 0
Total Generation by Reporting Type: NEISO
ReportingType | 2015 | 2020 | 2025 | 2030 | 2035 | 2040
BM | 0 | 2.33 | 2.33 | 2.33 | 7.67 | 8.14
CC | 51426.8 | 48838.19 | 52285.45 | 56744.78 | 68610.13 | 75261.96
CSP | 0 | 0 | 0 | 0 | 0 | 0
CT | 3.05 | 10.92 | 10.92 | 10.92 | 57.47 | 130.45
Coal | 32.28 | 0.01 | 0.01 | 0.01 | 0.01 | 0.01
Geo | 0 | 0 | 0 | 0 | 0 | 0
H | 12289.94 | 12289.94 | 12289.94 | 12289.94 | 12289.94 | 12289.94
LFG | 4582.65 | 4582.65 | 4582.66 | 5132.48 | 5132.48 | 5132.48
Nuc | 36181.73 | 36181.73 | 36181.73 | 36181.73 | 26141.23 | 19310.53
PS | 58.59 | 184.14 | 184.14 | 212.31 | 378.63 | 524.19
PV | 5.26 | 5.26 | 5.26 | 5.26 | 5.26 | 5.26
PeakG | 23.81 | 38.51 | 38.51 | 38.51 | 121.04 | 102.41
PeakO | 0 | 0 | 0 | 0 | 0 | 0
ST | 0 | 0 | 0 | 0 | 0 | 0
STOG | 0 | 0 | 0 | 0 | 0 | 0
STWD | 0 | 0 | 0 | 0 | 0 | 0
WT | 1283.3 | 1283.3 | 1283.3 | 1194.63 | 1194.63 | 1194.63
IGCC | 0 | 0 | 0 | 0 | 0 | 0
DemandResponse | 0 | 0 | 0 | 0 | 0 | 0
IGCC-CCS | 0 | 0 | 0 | 0 | 0 | 0
WT_off | 1870.13 | 1870.13 | 1870.13 | 1870.13 | 0 | 0
PseudoUnit | 0 | 0 | 0 | 0 | 0 | 0
FixedInterchange | 0 | 0 | 0 | 0 | 0 | 0
Total Generation by Reporting Type: NonRTO_Midwest
ReportingType | 2015 | 2020 | 2025 | 2030 | 2035 | 2040
BM | 0 | 0 | 0 | 0 | 0 | 0
CC | 0 | 2288.38 | 1810.08 | 2662.41 | 3088.15 | 4000.05
CSP | 0 | 0 | 0 | 0 | 0 | 0
CT | 0 | 35.5 | 35.5 | 74.88 | 88.54 | 134.14
Coal | 61189.02 | 63033.72 | 64273.26 | 65607.87 | 67571.05 | 69389.51
Geo | 0 | 0 | 0 | 0 | 0 | 0
H | 457.8 | 457.8 | 457.8 | 457.8 | 457.8 | 457.8
LFG | 110.38 | 480.89 | 1090.81 | 1373.79 | 1373.79 | 1373.79
Nuc | 0 | 0 | 0 | 0 | 0 | 0.04
PS | 0 | 0 | 0 | 0 | 0 | 0
PV | 0 | 0 | 0 | 0 | 0 | 0
PeakG | 155.24 | 191.16 | 223.05 | 216.36 | 330.9 | 353.22
PeakO | 0 | 0 | 0 | 0 | 0 | 0
ST | 0 | 0 | 0 | 0 | 0 | 0
STOG | 0 | 0 | 0 | 0 | 0 | 0
STWD | 0 | 0 | 0 | 0 | 0 | 0
WT | 151.43 | 151.43 | 151.43 | 151.43 | 151.43 | 151.43
IGCC | 0 | 0 | 0 | 0 | 0 | 0
DemandResponse | 0 | 0 | 0 | 0 | 0 | 0
IGCC-CCS | 0 | 0 | 0 | 0 | 0 | 0
WT_off | 0 | 0 | 0 | 0 | 0 | 0
PseudoUnit | 0 | 0 | 0 | 0 | 0 | 0
FixedInterchange | 0 | 0 | 0 | 0 | 0 | 0
Total Generation by Reporting Type: NYISO_A-F
ReportingType | 2015 | 2020 | 2025 | 2030 | 2035 | 2040
BM | 0 | 0 | 0 | 0 | 0 | 0
CC | 7011.69 | 10227.61 | 11396.71 | 12236.81 | 15829.79 | 15821.17
CSP | 0 | 0 | 0 | 0 | 0 | 0
CT | 0 | 0 | 0 | 0 | 0 | 0
Coal | 0.01 | 0.01 | 0.02 | 0.02 | 0.02 | 0.02
Geo | 0 | 0 | 0 | 0 | 0 | 0
H | 27149.99 | 27149.99 | 27149.99 | 27149.99 | 27149.99 | 27149.99
LFG | 1359.2 | 1359.2 | 1894.79 | 1894.79 | 1894.79 | 1894.79
Nuc | 26211.3 | 26211.3 | 26211.3 | 21372.53 | 16850.79 | 10212.67
PS | 15.9 | 72.73 | 155.32 | 155.32 | 325.22 | 216.2
PV | 0 | 0 | 0 | 0 | 0 | 0
PeakG | 0 | 1.88 | 6.58 | 6.58 | 25.52 | 25.52
PeakO | 0 | 0 | 0 | 0 | 0 | 0
ST | 0 | 0 | 0 | 0 | 0 | 0
STOG | 0 | 0 | 0 | 0 | 0 | 0
STWD | 0 | 0 | 0 | 0.77 | 2.71 | 2.71
WT | 10101.82 | 11376.88 | 11376.88 | 11376.88 | 6874.8 | 5599.76
IGCC | 0 | 0 | 0 | 0 | 0 | 0
DemandResponse | 0 | 0 | 0 | 0 | 0 | 0
IGCC-CCS | 0 | 0 | 0 | 0 | 0 | 0
WT_off | 0 | 0 | 0 | 0 | 0 | 0
PseudoUnit | 0 | 0 | 0 | 0 | 0 | 0
FixedInterchange | 0 | 0 | 0 | 0 | 0 | 0
Total Generation by Reporting Type: NYISO_G-I
ReportingType | 2015 | 2020 | 2025 | 2030 | 2035 | 2040
BM | 0 | 0 | 0 | 0 | 0 | 0
CC | 6767.27 | 8714.41 | 13834.57 | 20818.54 | 46708.38 | 69798.12
CSP | 0 | 0 | 0 | 0 | 0 | 0
CT | 0 | 0 | 0 | 0 | 0 | 0
Coal | 0 | 0 | 0 | 0 | 0 | 0
Geo | 0 | 0 | 0 | 0 | 0 | 0
H | 266.56 | 266.56 | 266.56 | 266.56 | 266.56 | 266.56
LFG | 504.58 | 504.58 | 1090.62 | 1090.62 | 1090.62 | 1090.62
Nuc | 15929.31 | 15929.31 | 15929.31 | 15929.31 | 7987.24 | 3.12
PS | 0 | 0 | 0 | 0 | 0 | 0
PV | 0 | 0 | 0 | 0 | 0 | 0
PeakG | 0.01 | 0.68 | 0.68 | 0.67 | 0.75 | 0.75
PeakO | 0 | 0 | 0 | 0 | 0 | 0
ST | 0 | 0 | 0 | 0 | 0 | 0
STOG | 0 | 0 | 0 | 0 | 0 | 0
STWD | 0 | 0 | 0 | 0 | 0 | 0
WT | 0 | 0 | 0 | 0 | 0 | 0
IGCC | 0 | 0 | 0 | 0 | 0 | 0
DemandResponse | 0 | 0 | 0 | 0 | 0 | 0
IGCC-CCS | 0 | 0 | 0 | 0 | 0 | 0
WT_off | 0 | 0 | 0 | 0 | 0 | 0
PseudoUnit | 0 | 0 | 0 | 0 | 0 | 0
FixedInterchange | 0 | 0 | 0 | 0 | 0 | 0
Total Generation by Reporting Type: NYISO_J-K
ReportingType | 2015 | 2020 | 2025 | 2030 | 2035 | 2040
BM | 0 | 0 | 0 | 0 | 0 | 0
CC | 24803.1 | 31201.44 | 31328.73 | 30245.66 | 31324.49 | 30899.89
CSP | 0 | 0 | 0 | 0 | 0 | 0
CT | 0 | 0 | 5.26 | 36.75 | 115.51 | 156.86
Coal | 0 | 0 | 0 | 0 | 0 | 0
Geo | 0 | 0 | 0 | 0 | 0 | 0
H | 0 | 0 | 0 | 0 | 0 | 0
LFG | 977.62 | 977.62 | 977.62 | 1563.66 | 1563.66 | 1563.66
Nuc | 0 | 0 | 0 | 0 | 0 | 0
PS | 0 | 0 | 0 | 0 | 0 | 0
PV | 53.26 | 53.26 | 53.26 | 53.26 | 0 | 0
PeakG | 48.84 | 162.87 | 178.43 | 188.82 | 190.21 | 331.98
PeakO | 0 | 0 | 0 | 0 | 0 | 0
ST | 0 | 0 | 0 | 0 | 0 | 0
STOG | 1150.7 | 2188.7 | 2466.47 | 2563.01 | 3236.85 | 4032.15
STWD | 0 | 0 | 0 | 0 | 0 | 0
WT | 0 | 0 | 0 | 0 | 0 | 0
IGCC | 0 | 0 | 0 | 0 | 0 | 0
DemandResponse | 0 | 0 | 0 | 0 | 0 | 0
IGCC-CCS | 0 | 0 | 0 | 0 | 0 | 0
WT_off | 0 | 0 | 0 | 0 | 0 | 0
PseudoUnit | 0 | 0 | 0 | 0 | 0 | 0
FixedInterchange | 0 | 0 | 0 | 0 | 0 | 0
Total Generation by Reporting Type: PJM_E
ReportingType | 2015 | 2020 | 2025 | 2030 | 2035 | 2040
BM | 0 | 0 | 0.28 | 0.28 | 0.29 | 1.66
CC | 25745.84 | 47697.48 | 48409.92 | 44569.18 | 53935.67 | 66433.06
CSP | 0 | 0 | 0 | 0 | 0 | 0
CT | 0 | 0.86 | 0.86 | 5.14 | 5.14 | 2.69
Coal | 587.18 | 585.48 | 842.67 | 1363.54 | 2273.7 | 2909.52
Geo | 0 | 0 | 0 | 0 | 0 | 0
H | 1839.27 | 1839.27 | 1839.27 | 1839.27 | 1839.27 | 1839.27
LFG | 3714.15 | 3714.15 | 3714.15 | 4761.94 | 4761.94 | 4761.94
Nuc | 66287.73 | 61501.14 | 61501.14 | 61501.14 | 44177.54 | 35032.79
PS | 164 | 184.41 | 304 | 304 | 304 | 196.79
PV | 102.4 | 102.4 | 102.4 | 102.4 | 57.82 | 57.82
PeakG | 0 | 80.26 | 481.53 | 482.74 | 955.97 | 268.08
PeakO | 0 | 0 | 0 | 0 | 0 | 0
ST | 0 | 0 | 0 | 0 | 0 | 0
STOG | 85.43 | 512.56 | 1000.79 | 1000.79 | 1061.81 | 544.64
STWD | 0 | 0 | 0 | 0 | 0 | 0
WT | 2143.36 | 2143.36 | 2143.36 | 2143.36 | 19.92 | 19.92
IGCC | 0 | 0 | 0 | 0 | 0 | 0
DemandResponse | 0 | 0 | 0 | 0 | 0 | 0
IGCC-CCS | 0 | 0 | 0 | 0 | 0 | 0
WT_off | 0 | 0 | 3990.52 | 3990.52 | 3990.52 | 3990.52
PseudoUnit | 0 | 0 | 0 | 0 | 0 | 0
FixedInterchange | 0 | 0 | 0 | 0 | 0 | 0
Total Generation by Reporting Type: PJM_ROM
ReportingType | 2015 | 2020 | 2025 | 2030 | 2035 | 2040
BM | 0 | 0 | 0.17 | 0.17 | 0.17 | 1
CC | 16086.85 | 25149.78 | 25164.79 | 23050.29 | 58828.83 | 150668.37
CSP | 0 | 0 | 0 | 0 | 0 | 0
CT | 0 | 0.52 | 3.14 | 3.14 | 6.13 | 1.64
Coal | 51747.04 | 58315.35 | 59834.96 | 62700.66 | 62700.66 | 62700.67
Geo | 0 | 0 | 0 | 0 | 0 | 0
H | 3645.46 | 3645.46 | 3645.46 | 3645.46 | 3645.46 | 3645.46
LFG | 2813.8 | 2813.8 | 3876.36 | 4903.85 | 4903.85 | 4903.85
Nuc | 39227.38 | 39227.38 | 39227.38 | 39227.38 | 25736.15 | 18733.49
PS | 620.33 | 696.01 | 1149.88 | 1149.88 | 1149.89 | 1111.98
PV | 10.51 | 10.51 | 10.51 | 10.51 | 10.51 | 10.51
PeakG | 0 | 48.51 | 51.56 | 51.56 | 294.11 | 155.51
PeakO | 0 | 0 | 0 | 0 | 0 | 0
ST | 0 | 0 | 0 | 0 | 0 | 0
STOG | 691.59 | 1115.61 | 1448.99 | 1474.98 | 1491.67 | 1432.57
STWD | 0 | 0 | 2.2 | 3.78 | 28.46 | 33.7
WT | 3032.09 | 3032.09 | 3032.09 | 2749.61 | 1830.58 | 1830.58
IGCC | 0 | 0 | 0 | 0 | 0 | 0
DemandResponse | 0 | 0 | 0 | 0 | 0 | 0
IGCC-CCS | 0 | 0 | 0 | 0 | 0 | 0
WT_off | 0 | 0 | 0 | 0 | 0 | 0
PseudoUnit | 0 | 0 | 0 | 0 | 0 | 0
FixedInterchange | 0 | 0 | 0 | 0 | 0 | 0
Total Generation by Reporting Type: PJM_ROR
ReportingType | 2015 | 2020 | 2025 | 2030 | 2035 | 2040
BM | 0 | 0 | 3.55 | 3.55 | 3.56 | 41.82
CC | 73092.81 | 73350.56 | 68785.55 | 110400.28 | 173415.39 | 147798.68
CSP | 0 | 0 | 0 | 0 | 0 | 0
CT | 5.69 | 5.69 | 5.69 | 5.69 | 6.36 | 5.69
Coal | 343387.68 | 298771.33 | 307918.55 | 313240.36 | 314503.64 | 316679.84
Geo | 0 | 0 | 0 | 0 | 0 | 0
H | 4602.26 | 4602.26 | 4602.26 | 4602.26 | 4602.26 | 4602.26
LFG | 4252.63 | 4252.63 | 8302.7 | 8302.71 | 8302.71 | 8302.71
Nuc | 156083.84 | 156083.84 | 156083.84 | 149330.43 | 116030.78 | 77993.94
PS | 1312.68 | 1626.24 | 2341.56 | 2341.59 | 2574.63 | 1444.7
PV | 63.07 | 63.07 | 63.07 | 63.07 | 63.07 | 63.07
PeakG | 1420.94 | 1270.54 | 1765.66 | 1831.87 | 1231.14 | 1174.98
PeakO | 0 | 0 | 0 | 0 | 0 | 0
ST | 0 | 0 | 0 | 0 | 0 | 0
STOG | 798.51 | 873.85 | 882.15 | 882.15 | 882.15 | 882.15
STWD | 0 | 0 | 1.75 | 10.48 | 41.03 | 78.87
WT | 28147.97 | 28147.97 | 28147.97 | 20278.01 | 15616.09 | 15616.09
IGCC | 0 | 0 | 0 | 0 | 0 | 0
DemandResponse | 0 | 0 | 0 | 0 | 0 | 0
IGCC-CCS | 0 | 0 | 0 | 0 | 0 | 0
WT_off | 0 | 0 | 0 | 0 | 0 | 0
PseudoUnit | 0 | 0 | 0 | 0 | 0 | 0
FixedInterchange | 0 | 0 | 0 | 0 | 0 | 0
Total Generation by Reporting Type: SOCO
ReportingType | 2015 | 2020 | 2025 | 2030 | 2035 | 2040
BM | 0 | 0 | 0 | 0.51 | 20.79 | 22.94
CC | 117757.56 | 119314.63 | 106968.6 | 117291.68 | 110432.36 | 104846.09
CSP | 0 | 0 | 0 | 0 | 0 | 0
CT | 0 | 0 | 0 | 0 | 0 | 0
Coal | 98092.49 | 101211.63 | 123408.93 | 125803.09 | 146277.28 | 187933.44
Geo | 0 | 0 | 0 | 0 | 0 | 0
H | 10893.11 | 10893.11 | 10893.11 | 10893.11 | 10893.11 | 10893.11
LFG | 291.71 | 291.71 | 1138.45 | 1138.45 | 1138.45 | 1138.45
Nuc | 45497.84 | 62634.5 | 62634.5 | 62634.5 | 62634.5 | 42031.17
PS | 770.5 | 1122 | 1273 | 1273 | 1273 | 1273
PV | 0 | 0 | 0 | 0 | 0 | 0
PeakG | 462.04 | 1074.53 | 2333.22 | 2028.85 | 1812.41 | 1716.5
PeakO | 0 | 0 | 0 | 0 | 0 | 0
ST | 0 | 0 | 0 | 0 | 0 | 0
STOG | 0 | 0 | 0 | 0 | 0 | 0
STWD | 0 | 0 | 0 | 0 | 0 | 0
WT | 0 | 0 | 0 | 0 | 0 | 0
IGCC | 0 | 0 | 0 | 0 | 0 | 0
DemandResponse | 0 | 0 | 0 | 0 | 0 | 0
IGCC-CCS | 0 | 0 | 0 | 0 | 0 | 0
WT_off | 0 | 0 | 0 | 0 | 0 | 0
PseudoUnit | 0 | 0 | 0 | 0 | 0 | 0
FixedInterchange | 0 | 0 | 0 | 0 | 0 | 0
Total Generation by Reporting Type: SPP_N
ReportingType | 2015 | 2020 | 2025 | 2030 | 2035 | 2040
BM | 0 | 0 | 0 | 0 | 0 | 0
CC | 8175.9 | 10906.86 | 10386.74 | 9791.64 | 7956.24 | 6244.49
CSP | 0 | 0 | 0 | 0 | 0 | 0
CT | 0 | 0 | 0 | 0 | 0 | 0
Coal | 61836.51 | 61247.48 | 61676.24 | 61676.24 | 61676.25 | 81569.78
Geo | 0 | 0 | 0 | 0 | 0 | 0
H | 60 | 60 | 60 | 60 | 60 | 60
LFG | 55.19 | 804.17 | 804.17 | 804.17 | 804.17 | 804.17
Nuc | 9035.69 | 9035.69 | 9035.69 | 9035.69 | 9035.69 | 9035.69
PS | 0 | 0 | 0 | 0 | 0 | 0
PV | 0 | 0 | 0 | 0 | 0 | 0
PeakG | 52.76 | 170.16 | 321.81 | 486.65 | 586.3 | 308.97
PeakO | 0 | 0 | 0 | 0 | 0 | 0
ST | 0 | 0 | 0 | 0 | 0 | 0
STOG | 458.24 | 572.32 | 674.25 | 674.68 | 652.58 | 639.38
STWD | 0 | 0 | 0 | 0 | 0 | 0
WT | 4213.48 | 4213.48 | 4213.48 | 4213.48 | 4213.48 | 4213.48
IGCC | 0 | 0 | 0 | 0 | 0 | 0
DemandResponse | 0 | 0 | 0 | 0 | 0 | 0
IGCC-CCS | 0 | 0 | 0 | 0 | 0 | 0
WT_off | 0 | 0 | 0 | 0 | 0 | 0
PseudoUnit | 0 | 0 | 0 | 0 | 0 | 0
FixedInterchange | 0 | 0 | 0 | 0 | 0 | 0
Total Generation by Reporting Type: SPP_S
ReportingType | 2015 | 2020 | 2025 | 2030 | 2035 | 2040
BM | 0 | 0 | 0 | 0 | 0 | 0
CC | 37630.28 | 66754.73 | 59221.07 | 69587.85 | 73295.52 | 65878.94
CSP | 0 | 0 | 0 | 0 | 0 | 0
CT | 0 | 21.7 | 107.13 | 19.9 | 23.31 | 72.97
Coal | 92951.18 | 78088.09 | 93934.4 | 97284.79 | 99247.9 | 99247.9
Geo | 0 | 0 | 0 | 0 | 0 | 0
H | 10050.79 | 10050.79 | 10050.79 | 10050.79 | 10050.79 | 10050.79
LFG | 149.8 | 552.21 | 898.78 | 898.78 | 898.78 | 898.78
Nuc | 0 | 0 | 0 | 0 | 0 | 0.01
PS | 194.01 | 327.81 | 338.96 | 338.96 | 338.96 | 338.96
PV | 0 | 0 | 0 | 0 | 0 | 0
PeakG | 0 | 0.03 | 69.12 | 5.84 | 4.4 | 36.63
PeakO | 0 | 0 | 0 | 0 | 0 | 0
ST | 0 | 0 | 0 | 0 | 0 | 0
STOG | 1982.62 | 2181.62 | 2786.91 | 2420.48 | 2122.34 | 2374.77
STWD | 0 | 0 | 0 | 0 | 0 | 15.87
WT | 9404.55 | 9921.85 | 9921.85 | 9921.85 | 9921.85 | 9921.85
IGCC | 0 | 0 | 0 | 0 | 0 | 0
DemandResponse | 0 | 0 | 0 | 0 | 0 | 0
IGCC-CCS | 0 | 0 | 0 | 0 | 0 | 0
WT_off | 0 | 0 | 0 | 0 | 0 | 0
PseudoUnit | 0 | 0 | 0 | 0 | 0 | 0
FixedInterchange | 0 | 0 | 0 | 0 | 0 | 0
Total Generation by Reporting Type: TVA
ReportingType | 2015 | 2020 | 2025 | 2030 | 2035 | 2040
BM | 0 | 0 | 0 | 0 | 0 | 0
CC | 20301.82 | 32300.99 | 32536.79 | 36197.29 | 32147.45 | 28784.45
CSP | 0 | 0 | 0 | 0 | 0 | 0
CT | 0 | 272.67 | 355.37 | 355.37 | 343.5 | 355.37
Coal | 83210.49 | 74391.75 | 77957.24 | 78500.47 | 105942.36 | 124098.93
Geo | 0 | 0 | 0 | 0 | 0 | 0
H | 17444.81 | 17444.81 | 17444.81 | 17444.81 | 17444.81 | 17444.81
LFG | 102.49 | 102.49 | 949.23 | 949.23 | 949.23 | 949.23
Nuc | 65391.09 | 65391.09 | 65391.09 | 65391.09 | 45821.54 | 35861.5
PS | 753.34 | 753.36 | 792.91 | 792.04 | 784.46 | 798.8
PV | 0 | 0 | 0 | 0 | 0 | 0
PeakG | 0 | 0 | 38.11 | 52.42 | 104.69 | 48.89
PeakO | 0 | 0 | 0 | 0 | 0 | 0
ST | 0 | 0 | 0 | 0 | 0 | 0
STOG | 0 | 0 | 0 | 0 | 0 | 0
STWD | 0 | 0 | 0.05 | 0.16 | 1.84 | 1.96
WT | 73.94 | 73.94 | 73.94 | 73.94 | 73.94 | 73.94
IGCC | 0 | 0 | 0 | 0 | 0 | 0
DemandResponse | 0 | 0 | 0 | 0 | 0 | 0
IGCC-CCS | 0 | 0 | 0 | 0 | 0 | 0
WT_off | 0 | 0 | 0 | 0 | 0 | 0
PseudoUnit | 0 | 0 | 0 | 0 | 0 | 0
FixedInterchange | 0 | 0 | 0 | 0 | 0 | 0
Total Generation by Reporting Type: TVA_Transmission
ReportingType | 2015 | 2020 | 2025 | 2030 | 2035 | 2040
BM | 0 | 0 | 0 | 0 | 0 | 0
CC | 0 | 0 | 0 | 0 | 0 | 0
CSP | 0 | 0 | 0 | 0 | 0 | 0
CT | 0 | 0 | 0 | 0 | 0 | 0
Coal | 0 | 0 | 0 | 0 | 0 | 0
Geo | 0 | 0 | 0 | 0 | 0 | 0
H | 0 | 0 | 0 | 0 | 0 | 0
LFG | 0 | 0 | 0 | 0 | 0 | 0
Nuc | 0 | 0 | 0 | 0 | 0 | 0
PS | 0 | 0 | 0 | 0 | 0 | 0
PV | 0 | 0 | 0 | 0 | 0 | 0
PeakG | 0 | 0 | 0 | 0 | 0 | 0
PeakO | 0 | 0 | 0 | 0 | 0 | 0
ST | 0 | 0 | 0 | 0 | 0 | 0
STOG | 0 | 0 | 0 | 0 | 0 | 0
STWD | 0 | 0 | 0 | 0 | 0 | 0
WT | 0 | 0 | 0 | 0 | 0 | 0
IGCC | 0 | 0 | 0 | 0 | 0 | 0
DemandResponse | 0 | 0 | 0 | 0 | 0 | 0
IGCC-CCS | 0 | 0 | 0 | 0 | 0 | 0
WT_off | 0 | 0 | 0 | 0 | 0 | 0
PseudoUnit | 0 | 0 | 0 | 0 | 0 | 0
FixedInterchange | 0 | 0 | 0 | 0 | 0 | 0
Total Generation by Reporting Type: VACAR
ReportingType | 2015 | 2020 | 2025 | 2030 | 2035 | 2040
BM | 0 | 0 | 0 | 0 | 0 | 0
CC | 60092.86 | 73379.6 | 73430.22 | 76225.27 | 108856.25 | 139357.93
CSP | 0 | 0 | 0 | 0 | 0 | 0
CT | 73.69 | 73.69 | 155.24 | 137.18 | 259.58 | 235.96
Coal | 79741.13 | 78000.34 | 95028.75 | 102739.91 | 109295.96 | 110656.65
Geo | 0 | 0 | 0 | 0 | 0 | 0
H | 4325 | 4325 | 4325 | 4325 | 4325 | 4325
LFG | 496.69 | 1343.43 | 1343.43 | 1343.43 | 1343.43 | 1343.43
Nuc | 89032.75 | 107182.03 | 107182.03 | 107182.03 | 81882.09 | 67409.4
PS | 642.96 | 1137.96 | 1942.44 | 1203.36 | 1203.36 | 1225.24
PV | 42.05 | 42.05 | 42.05 | 42.05 | 42.05 | 42.05
PeakG | 141 | 247.11 | 482.62 | 419.43 | 421.87 | 406.15
PeakO | 0 | 0 | 0 | 0 | 0 | 0
ST | 0 | 0 | 0 | 0 | 0 | 0
STOG | 0 | 0 | 0.86 | 0.86 | 0.86 | 0.86
STWD | 0 | 0 | 8.85 | 59.43 | 110.01 | 114.23
WT | 0 | 0 | 0 | 0 | 0 | 0
IGCC | 0 | 0 | 0 | 0 | 0 | 0
DemandResponse | 0 | 0 | 0 | 0 | 0 | 0
IGCC-CCS | 0 | 0 | 0 | 0 | 0 | 0
WT_off | 0 | 0 | 0 | 0 | 0 | 0
PseudoUnit | 0 | 0 | 0 | 0 | 0 | 0
FixedInterchange | 0 | 0 | 0 | 0 | 0 | 0
Total Generation by Reporting Type: IESO
ReportingType | 2015 | 2020 | 2025 | 2030 | 2035 | 2040
BM | 0 | 0 | 0 | 0.01 | 3.01 | 5.35
CC | 952.84 | 1534.33 | 2172.55 | 4332.96 | 12768.08 | 31365.01
CSP | 0 | 0 | 0 | 0 | 0 | 0
CT | 0 | 0 | 3.44 | 3.44 | 39.41 | 142.92
Coal | 0 | 0 | 0 | 0 | 0 | 0
Geo | 0 | 0 | 0 | 0 | 0 | 0
H | 46189.03 | 46189.03 | 46189.03 | 46189.03 | 46189.03 | 46189.03
LFG | 926.37 | 926.37 | 926.37 | 926.37 | 930.31 | 930.31
Nuc | 101402.3 | 101402.3 | 101402.3 | 101402.3 | 93379.23 | 81383.57
PS | 9.16 | 13.53 | 13.53 | 25.83 | 28.91 | 46.91
PV | 78.84 | 78.84 | 78.84 | 78.84 | 78.84 | 78.84
PeakG | 0 | 0 | 4.3 | 4.3 | 16.11 | 16.11
PeakO | 0 | 0 | 0 | 0 | 0 | 0
ST | 0 | 0 | 0 | 0 | 0 | 0
STOG | 0 | 0 | 0 | 0 | 0 | 0
STWD | 0 | 0 | 0 | 0 | 0 | 0
WT | 8479.75 | 8479.75 | 8479.75 | 8479.75 | 3205.67 | 3205.67
IGCC | 0 | 0 | 0 | 0 | 0 | 0
DemandResponse | 0 | 0 | 0 | 0 | 0 | 0
IGCC-CCS | 0 | 0 | 0 | 0 | 0 | 0
WT_off | 0 | 0 | 0 | 0 | 0 | 0
PseudoUnit | 0 | 0 | 0 | 0 | 0 | 0
FixedInterchange | 0 | 0 | 0 | 0 | 0 | 0
Total Generation by Reporting Type: MAPP_CA
ReportingType | 2015 | 2020 | 2025 | 2030 | 2035 | 2040
BM | 0 | 0 | 0 | 0 | 0 | 0
CC | 9815.02 | 13555 | 14335.24 | 17237.65 | 20091.49 | 19162.31
CSP | 0 | 0 | 0 | 0 | 0 | 0
CT | 0 | 0 | 0 | 0 | 0 | 14.43
Coal | 110.65 | 233.6 | 588.69 | 2091.52 | 3840.12 | 4116.94
Geo | 0 | 0 | 0 | 0 | 0 | 0
H | 41520.42 | 41520.42 | 41520.42 | 41520.42 | 41520.42 | 41520.42
LFG | 0 | 0 | 0 | 0 | 0 | 0
Nuc | 0 | 0 | 0 | 0 | 0 | 0.02
PS | 0 | 0 | 0 | 0 | 0 | 0
PV | 0 | 0 | 0 | 0 | 0 | 0
PeakG | 0 | 0 | 4.61 | 6.26 | 4.83 | 5.01
PeakO | 0 | 0 | 0 | 0 | 0 | 0
ST | 0 | 0 | 0 | 0 | 0 | 0
STOG | 0 | 0 | 0 | 1.18 | 1.18 | 1.18
STWD | 0 | 0 | 0 | 0 | 0 | 0
WT | 1446.06 | 1446.06 | 1446.06 | 1446.06 | 1446.06 | 1446.06
IGCC | 0 | 0 | 0 | 0 | 0 | 0
DemandResponse | 0 | 0 | 0 | 0 | 0 | 0
IGCC-CCS | 0 | 0 | 0 | 0 | 0 | 0
WT_off | 0 | 0 | 0 | 0 | 0 | 0
PseudoUnit | 0 | 0 | 0 | 0 | 0 | 0
FixedInterchange | 0 | 0 | 0 | 0 | 0 | 0
Total Generation by Reporting Type: AZ_NM_SNV_Coal
ReportingType | 2015 | 2020 | 2025 | 2030 | 2035 | 2040
BM | 0 | 0 | 0 | 0 | 0 | 0
CC | 0 | 0 | 0 | 0 | 0 | 0
CSP | 0 | 0 | 0 | 0 | 0 | 0
CT | 0 | 0 | 0 | 0 | 0 | 0
Coal | 71885.43 | 77472.95 | 77472.96 | 77472.96 | 77472.97 | 128477.12
Geo | 0 | 0 | 0 | 0 | 0 | 0
H | 0 | 0 | 0 | 0 | 0 | 0
LFG | 0 | 0 | 0 | 0 | 0 | 0
Nuc | 0 | 0 | 0 | 0 | 0 | 0
PS | 0 | 0 | 0 | 0 | 0 | 0
PV | 0 | 0 | 0 | 0 | 0 | 0
PeakG | 0 | 0 | 0 | 0 | 0 | 0
PeakO | 0 | 0 | 0 | 0 | 0 | 0
ST | 0 | 0 | 0 | 0 | 0 | 0
STOG | 0 | 0 | 0 | 0 | 0 | 0
STWD | 0 | 0 | 0 | 0 | 0 | 0
WT | 0 | 0 | 0 | 0 | 0 | 0
IGCC | 0 | 0 | 0 | 0 | 0 | 0
DemandResponse | 0 | 0 | 0 | 0 | 0 | 0
IGCC-CCS | 0 | 0 | 0 | 0 | 0 | 0
WT_off | 0 | 0 | 0 | 0 | 0 | 0
PseudoUnit | 0 | 0 | 0 | 0 | 0 | 0
FixedInterchange | 0 | 0 | 0 | 0 | 0 | 0
Total Generation by Reporting Type: AZ_NM_SNV_Gas
ReportingType | 2015 | 2020 | 2025 | 2030 | 2035 | 2040
BM | 0 | 0 | 0 | 0 | 0 | 0
CC | 104850.44 | 133271.71 | 133211.49 | 154505.36 | 178227.22 | 170712.65
CSP | 0 | 0 | 0 | 0 | 0 | 0
CT | 0 | 0 | 96.6 | 144.37 | 0 | 0
Coal | 0 | 0 | 0 | 0 | 0 | 0
Geo | 0 | 0 | 0 | 0 | 0 | 0
H | 0 | 0 | 0 | 0 | 0 | 0
LFG | 0 | 0 | 0 | 0 | 0 | 0
Nuc | 0 | 0 | 0 | 0 | 0 | 0
PS | 0 | 0 | 0 | 0 | 0 | 0
PV | 0 | 0 | 0 | 0 | 0 | 0
PeakG | 0 | 0 | 295.17 | 416.54 | 578.42 | 0
PeakO | 0 | 0 | 0 | 0 | 0 | 0
ST | 0 | 0 | 0 | 0 | 0 | 0
STOG | 0 | 0 | 0 | 0 | 0 | 0
STWD | 0 | 0 | 0 | 0 | 0 | 0
WT | 0 | 0 | 0 | 0 | 0 | 0
IGCC | 0 | 0 | 0 | 0 | 0 | 0
DemandResponse | 0 | 0 | 0 | 0 | 0 | 0
IGCC-CCS | 0 | 0 | 0 | 0 | 0 | 0
WT_off | 0 | 0 | 0 | 0 | 0 | 0
PseudoUnit | 0 | 0 | 0 | 0 | 0 | 0
FixedInterchange | 0 | 0 | 0 | 0 | 0 | 0
Total Generation by Reporting Type: AZ_NM_SNV_NucRenew
ReportingType | 2015 | 2020 | 2025 | 2030 | 2035 | 2040
BM | 0 | 0 | 0 | 0 | 0 | 0
CC | 0 | 0 | 0 | 0 | 0 | 0
CSP | 0 | 0 | 0 | 0 | 0 | 0
CT | 0 | 0 | 0 | 0 | 0 | 0
Coal | 0 | 0 | 0 | 0 | 0 | 0
Geo | 0 | 0 | 12066.9 | 12066.9 | 12066.9 | 12066.9
H | 8952 | 8952 | 8952 | 8952 | 8952 | 8952
LFG | 55.19 | 533.48 | 533.48 | 533.48 | 533.48 | 533.48
Nuc | 30183.89 | 30183.89 | 30183.89 | 30183.89 | 30183.89 | 30183.89
PS | 45.36 | 45.36 | 45.36 | 88.56 | 88.56 | 88.56
PV | 365.63 | 365.63 | 365.63 | 365.63 | 365.63 | 365.63
PeakG | 0 | 0 | 0 | 0 | 0 | 0
PeakO | 0 | 0 | 0 | 0 | 0 | 0
ST | 981.12 | 2607.68 | 3582.95 | 3845.87 | 3845.87 | 3845.87
STOG | 0 | 0 | 0 | 0 | 0 | 0
STWD | 182.21 | 182.21 | 182.21 | 182.21 | 182.21 | 182.21
WT | 1407.73 | 1407.74 | 2648.65 | 3622.33 | 3622.33 | 3622.33
IGCC | 0 | 0 | 0 | 0 | 0 | 0
DemandResponse | 0 | 0 | 0 | 0 | 0 | 0
IGCC-CCS | 0 | 0 | 0 | 0 | 0 | 0
WT_off | 0 | 0 | 0 | 0 | 0 | 0
PseudoUnit | 0 | 0 | 0 | 0 | 0 | 0
FixedInterchange | 0 | 0 | 0 | 0 | 0 | 0
Total Generation by Reporting Type: ERCOT
ReportingType | 2015 | 2020 | 2025 | 2030 | 2035 | 2040
BM | 0 | 0 | 0 | 0 | 0 | 4.68
CC | 167347.19 | 175603.4 | 162468.28 | 174395.8 | 187820.23 | 201457.06
CSP | 0 | 0 | 0 | 0 | 0 | 0
CT | 0 | 4.99 | 23.71 | 8.41 | 9.7 | 8.17
Coal | 103223.25 | 119511.65 | 141005.36 | 141005.36 | 141005.37 | 141005.37
Geo | 0 | 0 | 0 | 0 | 0 | 0
H | 607.38 | 607.38 | 607.38 | 607.38 | 607.38 | 607.38
LFG | 591.3 | 591.31 | 3382.24 | 3382.24 | 3382.24 | 3382.24
Nuc | 39655.79 | 39655.79 | 39655.79 | 39655.79 | 39655.79 | 39655.79
PS | 0 | 0 | 0 | 0 | 0 | 0
PV | 30.84 | 30.84 | 30.84 | 30.84 | 2.63 | 2.63
PeakG | 0 | 11.95 | 103.11 | 103.19 | 103.31 | 98.73
PeakO | 0 | 0 | 0 | 0 | 0 | 0
ST | 0 | 0 | 0 | 0 | 0 | 0
STOG | 3443.95 | 4670.59 | 6017.83 | 5817.82 | 5597.8 | 5125.39
STWD | 0 | 0 | 0 | 0 | 0 | 0
WT | 27080.39 | 27080.39 | 27080.39 | 27080.39 | 27080.39 | 27080.39
IGCC | 0 | 0 | 0 | 0 | 0 | 0
DemandResponse | 0 | 0 | 0 | 0 | 0 | 0
IGCC-CCS | 0 | 0 | 0 | 0 | 0 | 0
WT_off | 0 | 0 | 0 | 0 | 0 | 0
PseudoUnit | 0 | 0 | 0 | 0 | 0 | 0
FixedInterchange | 0 | 0 | 0 | 0 | 0 | 0
Total Generation by Reporting Type: NP15
ReportingType | 2015 | 2020 | 2025 | 2030 | 2035 | 2040
BM | 0 | 0 | 0 | 0 | 0 | 0
CC | 39109.85 | 36765.18 | 28116.58 | 15962.96 | 10956.88 | 5281.69
CSP | 0 | 0 | 0 | 0 | 0 | 0
CT | 0 | 0 | 0 | 0 | 0 | 0
Coal | 213.44 | 0 | 0 | 0 | 0 | 0
Geo | 9050.48 | 10762.12 | 14043.68 | 14043.68 | 14043.68 | 14043.68
H | 24182 | 24182 | 24182 | 24182 | 24182 | 24182
LFG | 670.14 | 5124.6 | 5124.6 | 5124.6 | 5124.6 | 5124.6
Nuc | 17915.6 | 17915.6 | 17915.6 | 17915.6 | 17915.6 | 17915.6
PS | 1.48 | 7.11 | 0 | 4.28 | 188.16 | 384.48
PV | 153.52 | 153.52 | 153.52 | 153.52 | 139.28 | 139.28
PeakG | 0 | 0 | 0 | 0 | 0 | 8.93
PeakO | 0 | 0 | 0 | 0 | 0 | 0
ST | 99.08 | 99.08 | 99.08 | 99.08 | 99.08 | 99.08
STOG | 134.1 | 171.72 | 71.27 | 113.27 | 74.61 | 149.98
STWD | 3097.54 | 3097.54 | 3097.54 | 3097.54 | 3097.54 | 3097.54
WT | 3102.31 | 3102.31 | 26816.58 | 32771.3 | 32811.06 | 32811.26
IGCC | 0 | 0 | 0 | 0 | 0 | 0
DemandResponse | 0 | 0 | 0 | 0 | 0 | 0
IGCC-CCS | 0 | 0 | 0 | 0 | 0 | 0
WT_off | 0 | 0 | 0 | 0 | 0 | 0
PseudoUnit | 0 | 0 | 0 | 0 | 0 | 0
FixedInterchange | 0 | 0 | 0 | 0 | 0 | 0
Total Generation by Reporting Type: NWPP_Coal
ReportingType | 2015 | 2020 | 2025 | 2030 | 2035 | 2040
BM | 0 | 0 | 0 | 0 | 0 | 0
CC | 0 | 0 | 0 | 0 | 0 | 0
CSP | 0 | 0 | 0 | 0 | 0 | 0
CT | 0 | 0 | 0 | 0 | 0 | 0
Coal | 92100.79 | 91982.68 | 91982.68 | 91982.68 | 91982.69 | 91982.69
Geo | 0 | 0 | 0 | 0 | 0 | 0
H | 0 | 0 | 0 | 0 | 0 | 0
LFG | 0 | 0 | 0 | 0 | 0 | 0
Nuc | 0 | 0 | 0 | 0 | 0 | 0
PS | 0 | 0 | 0 | 0 | 0 | 0
PV | 0 | 0 | 0 | 0 | 0 | 0
PeakG | 0 | 0 | 0 | 0 | 0 | 0
PeakO | 0 | 0 | 0 | 0 | 0 | 0
ST | 0 | 0 | 0 | 0 | 0 | 0
STOG | 0 | 0 | 0 | 0 | 0 | 0
STWD | 0 | 0 | 0 | 0 | 0 | 0
WT | 0 | 0 | 0 | 0 | 0 | 0
IGCC | 0 | 0 | 0 | 0 | 0 | 0
DemandResponse | 0 | 0 | 0 | 0 | 0 | 0
IGCC-CCS | 0 | 0 | 0 | 0 | 0 | 0
WT_off | 0 | 0 | 0 | 0 | 0 | 0
PseudoUnit | 0 | 0 | 0 | 0 | 0 | 0
FixedInterchange | 0 | 0 | 0 | 0 | 0 | 0
Total Generation by Reporting Type: NWPP_Gas
ReportingType | 2015 | 2020 | 2025 | 2030 | 2035 | 2040
BM | 0 | 0 | 0 | 0 | 0 | 0
CC | 50575.36 | 50575.36 | 50575.37 | 78799.9 | 103603.68 | 108010.06
CSP | 0 | 0 | 0 | 0 | 0 | 0
CT | 0 | 0 | 0 | 0 | 0 | 0
Coal | 0 | 0 | 0 | 0 | 1.91 | 7269.79
Geo | 0 | 0 | 0 | 0 | 0 | 0
H | 0 | 0 | 0 | 0 | 0 | 0
LFG | 0 | 0 | 0 | 0 | 0 | 0
Nuc | 0 | 0 | 0 | 0 | 0 | 0
PS | 0 | 0 | 0 | 0 | 0 | 0
PV | 0 | 0 | 0 | 0 | 0 | 0
PeakG | 0 | 0 | 0 | 0 | 0 | 0
PeakO | 0 | 0 | 0 | 0 | 0 | 0
ST | 0 | 0 | 0 | 0 | 0 | 0
STOG | 0 | 0 | 0 | 0 | 0 | 0
STWD | 0 | 0 | 0 | 0 | 0 | 0
WT | 0 | 0 | 0 | 0 | 0 | 0
IGCC | 0 | 0 | 0 | 0 | 0 | 0
DemandResponse | 0 | 0 | 0 | 0 | 0 | 0
IGCC-CCS | 0 | 0 | 0 | 0 | 0 | 0
WT_off | 0 | 0 | 0 | 0 | 0 | 0
PseudoUnit | 0 | 0 | 0 | 0 | 0 | 0
FixedInterchange | 0 | 0 | 0 | 0 | 0 | 0
Total Generation by Reporting Type: NWPP_NucRenew
ReportingType | 2015 | 2020 | 2025 | 2030 | 2035 | 2040
BM | 0 | 0 | 0 | 0 | 0 | 0
CC | 0 | 0 | 0 | 0 | 0 | 0
CSP | 0 | 0 | 0 | 0 | 0 | 0
CT | 0 | 0 | 0 | 0 | 0 | 0
Coal | 0 | 0 | 0 | 0 | 0 | 0
Geo | 3280.13 | 3280.13 | 6891.88 | 6891.88 | 6891.88 | 6891.88
H | 133486 | 133486 | 133486 | 133486 | 133486 | 133486
LFG | 1013.09 | 2940.73 | 2940.73 | 2940.73 | 2940.73 | 2940.73
Nuc | 8809.8 | 8809.8 | 8809.8 | 8809.8 | 8809.8 | 8809.8
PS | 0 | 0 | 0 | 0 | 0 | 0
PV | 7.88 | 7.88 | 7.88 | 7.88 | 7.88 | 7.88
PeakG | 0 | 0 | 0 | 0 | 0 | 0
PeakO | 0 | 0 | 0 | 0 | 0 | 0
ST | 0 | 0 | 0 | 0 | 0 | 0
STOG | 0 | 0 | 0 | 0 | 0 | 0
STWD | 0 | 356.96 | 1075.59 | 2607.55 | 2607.41 | 2607.41
WT | 15874.4 | 15874.4 | 15874.4 | 15874.4 | 15874.4 | 15874.4
IGCC | 0 | 0 | 0 | 0 | 0 | 0
DemandResponse | 0 | 0 | 0 | 0 | 0 | 0
IGCC-CCS | 0 | 0 | 0 | 0 | 0 | 0
WT_off | 0 | 0 | 0 | 0 | 0 | 0
PseudoUnit | 0 | 0 | 0 | 0 | 0 | 0
FixedInterchange | 0 | 0 | 0 | 0 | 0 | 0
Total Generation by Reporting Type: RMPA
ReportingType | 2015 | 2020 | 2025 | 2030 | 2035 | 2040
BM | 0 | 0 | 0 | 0 | 0 | 0
CC | 6957.89 | 8971.91 | 2794.18 | 4819.97 | 3129.48 | 2743.64
CSP | 0 | 0 | 0 | 0 | 0 | 0
CT | 0 | 0 | 0 | 0 | 0 | 0
Coal | 55419.67 | 54062.46 | 51427.59 | 52574.99 | 62457.51 | 71775.76
Geo | 0 | 3489.61 | 20663.52 | 21387.54 | 21387.54 | 21387.54
H | 4353 | 4353 | 4353 | 4353 | 4353 | 4353
LFG | 61.02 | 286.45 | 286.45 | 286.45 | 286.45 | 286.45
Nuc | 0 | 0 | 0 | 0 | 0 | 0.01
PS | 61.93 | 88.76 | 129.45 | 132.31 | 244.91 | 595.09
PV | 55.62 | 55.62 | 55.62 | 55.62 | 55.62 | 55.62
PeakG | 11.05 | 30.7 | 3.04 | 72.42 | 75.57 | 63.46
PeakO | 0 | 0 | 0 | 0 | 0 | 0
ST | 9.83 | 1241.33 | 1325.59 | 1415.53 | 1415.53 | 1415.53
STOG | 0 | 0 | 0 | 0 | 0 | 0
STWD | 0 | 0 | 0 | 0 | 0 | 0
WT | 6357.04 | 6357.05 | 6357.05 | 6357.05 | 6357.05 | 6357.05
IGCC | 0 | 0 | 0 | 0 | 0 | 0
DemandResponse | 0 | 0 | 0 | 0 | 0 | 0
IGCC-CCS | 0 | 0 | 0 | 0 | 0 | 0
WT_off | 0 | 0 | 0 | 0 | 0 | 0
PseudoUnit | 0 | 0 | 0 | 0 | 0 | 0
FixedInterchange | 0 | 0 | 0 | 0 | 0 | 0
Total Generation by Reporting Type: SP15
ReportingType | 2015 | 2020 | 2025 | 2030 | 2035 | 2040
BM | 44.8 | 44.8 | 44.8 | 44.8 | 27.49 | 27.49
CC | 39142.44 | 24778.28 | 20835.68 | 18858.68 | 15631.91 | 9369.45
CSP | 0 | 0 | 0 | 0 | 0 | 0
CT | 0 | 0 | 0 | 0 | 0 | 0
Coal | 761.6 | 761.6 | 761.6 | 467.51 | 0.01 | 0
Geo | 7774.15 | 19841.05 | 19841.05 | 19841.05 | 19841.05 | 19841.05
H | 5920 | 5920 | 5920 | 5920 | 5920 | 5920
LFG | 1759.71 | 6141.64 | 6141.64 | 6141.64 | 6141.64 | 6141.64
Nuc | 17526.13 | 17526.13 | 17526.13 | 17526.13 | 17526.13 | 17526.13
PS | 188.4 | 206.33 | 302.4 | 331.62 | 590.4 | 590.4
PV | 331.57 | 331.57 | 331.57 | 331.57 | 323.24 | 323.24
PeakG | 0 | 0 | 0 | 0 | 0 | 0
PeakO | 0 | 0 | 0 | 0 | 0 | 0
ST | 1569.79 | 1569.79 | 1569.79 | 1569.79 | 1569.79 | 1569.79
STOG | 219.05 | 273.2 | 81.04 | 205.09 | 407.82 | 595
STWD | 833.95 | 833.95 | 833.95 | 833.95 | 833.95 | 833.95
WT | 5740.26 | 5740.26 | 5740.26 | 5740.26 | 5740.26 | 5740.26
IGCC | 0 | 0 | 0 | 0 | 0 | 0
DemandResponse | 0 | 0 | 0 | 0 | 0 | 0
IGCC-CCS | 0 | 0 | 0 | 0 | 0 | 0
WT_off | 0 | 0 | 0 | 0 | 0 | 0
PseudoUnit | 0 | 0 | 0 | 0 | 0 | 0
FixedInterchange | 0 | 0 | 0 | 0 | 0 | 0
Total Generation by Reporting Type: ALB
ReportingType | 2015 | 2020 | 2025 | 2030 | 2035 | 2040
BM | 0 | 0 | 0 | 0 | 0 | 0
CC | 18524.68 | 24473.84 | 28809.16 | 35272.58 | 41272.11 | 47770.08
CSP | 0 | 0 | 0 | 0 | 0 | 0
CT | 0 | 0 | 0 | 0 | 0 | 0
Coal | 46350.59 | 46350.59 | 46350.59 | 46350.59 | 46350.59 | 46350.59
Geo | 0 | 0 | 0 | 0 | 0 | 0
H | 1979.87 | 1979.87 | 1979.87 | 1979.87 | 1979.87 | 1979.87
LFG | 78.84 | 78.84 | 78.84 | 78.84 | 78.84 | 78.84
Nuc | 0 | 0 | 0 | 0 | 0 | 0
PS | 0 | 0 | 0 | 0 | 0 | 0
PV | 0 | 0 | 0 | 0 | 0 | 0
PeakG | 0 | 0 | 0 | 0 | 0 | 0
PeakO | 0 | 0 | 0 | 0 | 0 | 0
ST | 0 | 0 | 0 | 0 | 0 | 0
STOG | 0 | 0 | 0 | 0 | 0 | 0
STWD | 0 | 0 | 0 | 0 | 0 | 0
WT | 1553.84 | 1553.84 | 1553.84 | 1553.84 | 1553.84 | 1553.84
IGCC | 0 | 0 | 0 | 0 | 0 | 0
DemandResponse | 0 | 0 | 0 | 0 | 0 | 0
IGCC-CCS | 0 | 0 | 0 | 0 | 0 | 0
WT_off | 0 | 0 | 0 | 0 | 0 | 0
PseudoUnit | 0 | 0 | 0 | 0 | 0 | 0
FixedInterchange | 0 | 0 | 0 | 0 | 0 | 0
Total Generation by Reporting Type: BC
ReportingType | 2015 | 2020 | 2025 | 2030 | 2035 | 2040
BM | 0 | 0 | 0 | 0 | 0 | 0
CC | 10267.29 | 13584.42 | 18577.16 | 22630.19 | 28572.91 | 34806.76
CSP | 0 | 0 | 0 | 0 | 0 | 0
CT | 0 | 0 | 0 | 0 | 0 | 0
Coal | 0 | 0 | 0 | 0 | 0 | 0
Geo | 0 | 0 | 0 | 0 | 0 | 0
H | 54411.22 | 54411.22 | 54411.22 | 54411.22 | 54411.22 | 54411.22
LFG | 189.22 | 189.22 | 189.22 | 189.22 | 189.22 | 189.22
Nuc | 0 | 0 | 0 | 0 | 0 | 0
PS | 0 | 0 | 0 | 0 | 0 | 0
PV | 0 | 0 | 0 | 0 | 0 | 0
PeakG | 0 | 0 | 0 | 0 | 0 | 0
PeakO | 0 | 0 | 0 | 0 | 0 | 0
ST | 0 | 0 | 0 | 0 | 0 | 0
STOG | 0 | 0 | 0 | 0 | 0 | 0
STWD | 0 | 0 | 0 | 0 | 0 | 0
WT | 568.82 | 568.82 | 568.82 | 568.82 | 568.82 | 568.82
IGCC | 0 | 0 | 0 | 0 | 0 | 0
DemandResponse | 0 | 0 | 0 | 0 | 0 | 0
IGCC-CCS | 0 | 0 | 0 | 0 | 0 | 0
WT_off | 0 | 0 | 0 | 0 | 0 | 0
PseudoUnit | 0 | 0 | 0 | 0 | 0 | 0
FixedInterchange | 0 | 0 | 0 | 0 | 0 | 0
Total Generation by Reporting Type: HQ_IESO
ReportingType | 2015 | 2020 | 2025 | 2030 | 2035 | 2040
BM | 0 | 0 | 0 | 0 | 0 | 0
CC | 0 | 0 | 0 | 0 | 0 | 0
CSP | 0 | 0 | 0 | 0 | 0 | 0
CT | 0 | 0 | 0 | 0 | 0 | 0
Coal | 0 | 0 | 0 | 0 | 0 | 0
Geo | 0 | 0 | 0 | 0 | 0 | 0
H | 0 | 0 | 0 | 0 | 0 | 0
LFG | 0 | 0 | 0 | 0 | 0 | 0
Nuc | 0 | 0 | 0 | 0 | 0 | 0
PS | 0 | 0 | 0 | 0 | 0 | 0
PV | 0 | 0 | 0 | 0 | 0 | 0
PeakG | 0 | 0 | 0 | 0 | 0 | 0
PeakO | 0 | 0 | 0 | 0 | 0 | 0
ST | 0 | 0 | 0 | 0 | 0 | 0
STOG | 0 | 0 | 0 | 0 | 0 | 0
STWD | 0 | 0 | 0 | 0 | 0 | 0
WT | 0 | 0 | 0 | 0 | 0 | 0
IGCC | 0 | 0 | 0 | 0 | 0 | 0
DemandResponse | 0 | 0 | 0 | 0 | 0 | 0
IGCC-CCS | 0 | 0 | 0 | 0 | 0 | 0
WT_off | 0 | 0 | 0 | 0 | 0 | 0
PseudoUnit | 0 | 0 | 0 | 0 | 0 | 0
FixedInterchange | 2336 | 2336 | 2336 | 2336 | 2336 | 2336
Total Generation by Reporting Type: HQ_NEISO
ReportingType | 2015 | 2020 | 2025 | 2030 | 2035 | 2040
BM | 0 | 0 | 0 | 0 | 0 | 0
CC | 0 | 0 | 0 | 0 | 0 | 0
CSP | 0 | 0 | 0 | 0 | 0 | 0
CT | 0 | 0 | 0 | 0 | 0 | 0
Coal | 0 | 0 | 0 | 0 | 0 | 0
Geo | 0 | 0 | 0 | 0 | 0 | 0
H | 0 | 0 | 0 | 0 | 0 | 0
LFG | 0 | 0 | 0 | 0 | 0 | 0
Nuc | 0 | 0 | 0 | 0 | 0 | 0
PS | 0 | 0 | 0 | 0 | 0 | 0
PV | 0 | 0 | 0 | 0 | 0 | 0
PeakG | 0 | 0 | 0 | 0 | 0 | 0
PeakO | 0 | 0 | 0 | 0 | 0 | 0
ST | 0 | 0 | 0 | 0 | 0 | 0
STOG | 0 | 0 | 0 | 0 | 0 | 0
STWD | 0 | 0 | 0 | 0 | 0 | 0
WT | 0 | 0 | 0 | 0 | 0 | 0
IGCC | 0 | 0 | 0 | 0 | 0 | 0
DemandResponse | 0 | 0 | 0 | 0 | 0 | 0
IGCC-CCS | 0 | 0 | 0 | 0 | 0 | 0
WT_off | 0 | 0 | 0 | 0 | 0 | 0
PseudoUnit | 0 | 0 | 0 | 0 | 0 | 0
FixedInterchange | 19184.4 | 19184.4 | 19184.4 | 19184.4 | 19184.4 | 19184.4
Total Generation by Reporting Type: HQ_NY
ReportingType | 2015 | 2020 | 2025 | 2030 | 2035 | 2040
BM | 0 | 0 | 0 | 0 | 0 | 0
CC | 0 | 0 | 0 | 0 | 0 | 0
CSP | 0 | 0 | 0 | 0 | 0 | 0
CT | 0 | 0 | 0 | 0 | 0 | 0
Coal | 0 | 0 | 0 | 0 | 0 | 0
Geo | 0 | 0 | 0 | 0 | 0 | 0
H | 0 | 0 | 0 | 0 | 0 | 0
LFG | 0 | 0 | 0 | 0 | 0 | 0
Nuc | 0 | 0 | 0 | 0 | 0 | 0
PS | 0 | 0 | 0 | 0 | 0 | 0
PV | 0 | 0 | 0 | 0 | 0 | 0
PeakG | 0 | 0 | 0 | 0 | 0 | 0
PeakO | 0 | 0 | 0 | 0 | 0 | 0
ST | 0 | 0 | 0 | 0 | 0 | 0
STOG | 0 | 0 | 0 | 0 | 0 | 0
STWD | 0 | 0 | 0 | 0 | 0 | 0
WT | 0 | 0 | 0 | 0 | 0 | 0
IGCC | 0 | 0 | 0 | 0 | 0 | 0
DemandResponse | 0 | 0 | 0 | 0 | 0 | 0
IGCC-CCS | 0 | 0 | 0 | 0 | 0 | 0
WT_off | 0 | 0 | 0 | 0 | 0 | 0
PseudoUnit | 0 | 0 | 0 | 0 | 0 | 0
FixedInterchange | 5840 | 5840 | 5840 | 5840 | 5840 | 5840
Total Generation by Reporting Type: MARITIMES
ReportingType | 2015 | 2020 | 2025 | 2030 | 2035 | 2040
BM | 0 | 0 | 0 | 0 | 0 | 0
CC | 0 | 0 | 0 | 0 | 0 | 0
CSP | 0 | 0 | 0 | 0 | 0 | 0
CT | 0 | 0 | 0 | 0 | 0 | 0
Coal | 0 | 0 | 0 | 0 | 0 | 0
Geo | 0 | 0 | 0 | 0 | 0 | 0
H | 0 | 0 | 0 | 0 | 0 | 0
LFG | 0 | 0 | 0 | 0 | 0 | 0
Nuc | 0 | 0 | 0 | 0 | 0 | 0
PS | 0 | 0 | 0 | 0 | 0 | 0
PV | 0 | 0 | 0 | 0 | 0 | 0
PeakG | 0 | 0 | 0 | 0 | 0 | 0
PeakO | 0 | 0 | 0 | 0 | 0 | 0
ST | 0 | 0 | 0 | 0 | 0 | 0
STOG | 0 | 0 | 0 | 0 | 0 | 0
STWD | 0 | 0 | 0 | 0 | 0 | 0
WT | 0 | 0 | 0 | 0 | 0 | 0
IGCC | 0 | 0 | 0 | 0 | 0 | 0
DemandResponse | 0 | 0 | 0 | 0 | 0 | 0
IGCC-CCS | 0 | 0 | 0 | 0 | 0 | 0
WT_off | 0 | 0 | 0 | 0 | 0 | 0
PseudoUnit | 0 | 0 | 0 | 0 | 0 | 0
FixedInterchange | 8760 | 8760 | 8760 | 8760 | 8760 | 8760
Total Generation by Reporting Type: All
ReportingType | 2015 | 2020 | 2025 | 2030 | 2035 | 2040
BM | 44.8 | 47.12 | 51.11 | 51.63 | 62.99 | 113.08
CC | 1169922.38 | 1396006.21 | 1361139.41 | 1523238.75 | 1826093.29 | 2005776.83
CSP | 0 | 0 | 0 | 0 | 0 | 0
CT | 922.47 | 1475.71 | 1876.76 | 1965.86 | 2453.84 | 2930.27
Coal | 1759422.38 | 1674573.91 | 1807241.44 | 1851352.87 | 1988146.12 | 2182687.26
Geo | 20459.37 | 37727.52 | 73861.63 | 74585.65 | 74585.65 | 74585.65
H | 430354.22 | 430354.22 | 430354.22 | 430354.22 | 430354.22 | 430354.22
LFG | 32608.23 | 48005.68 | 65429.32 | 71133.39 | 71137.33 | 71137.33
Nuc | 913193.7 | 943693.07 | 943693.07 | 932100.9 | 725092.4 | 571594.76
PS | 5876.13 | 7545.34 | 10774.91 | 10137.31 | 11257.34 | 10601.99
PV | 1434.48 | 1434.48 | 1434.48 | 1434.48 | 1285.87 | 1285.87
PeakG | 3514.75 | 4599.92 | 8535.47 | 8606.82 | 8643.64 | 6636.8
PeakO | 0 | 0 | 0 | 0 | 0 | 0
ST | 2659.82 | 5517.88 | 6577.41 | 6930.27 | 6930.27 | 6930.27
STOG | 13475.56 | 16989.21 | 19696.73 | 19363.12 | 19530.56 | 18909.07
STWD | 4113.7 | 4549.93 | 5338.33 | 6973.84 | 7234.11 | 7447.09
WT | 178096.96 | 179889.33 | 204844.51 | 203531.81 | 181362.5 | 180087.66
IGCC | 4427.31 | 4427.31 | 4427.31 | 4427.32 | 4427.33 | 4427.33
DemandResponse | 0 | 0 | 0 | 0 | 0 | 0
IGCC-CCS | 0 | 0 | 0 | 0 | 0 | 0
WT_off | 1870.13 | 1870.13 | 5860.65 | 5860.65 | 3990.53 | 3990.53
PseudoUnit | 0 | 0 | 0 | 0 | 0 | 0
FixedInterchange | 36120.4 | 36120.4 | 36120.4 | 36120.4 | 36120.4 | 36120.4
Total Generation by Reporting Type: EI_US
ReportingType | 2015 | 2020 | 2025 | 2030 | 2035 | 2040
BM | 0 | 2.33 | 6.32 | 6.83 | 32.49 | 75.55
CC | 722379.39 | 912892.79 | 899243.72 | 996422.7 | 1224019.3 | 1375098.13
CSP | 0 | 0 | 0 | 0 | 0 | 0
CT | 922.47 | 1470.71 | 1753.02 | 1809.64 | 2404.73 | 2764.74
Coal | 1389356.97 | 1284198.38 | 1397651.97 | 1439407.25 | 1565034.97 | 1691709
Geo | 354.6 | 354.6 | 354.6 | 354.6 | 354.6 | 354.6
H | 108753.3 | 108753.3 | 108753.3 | 108753.3 | 108753.3 | 108753.3
LFG | 27263.35 | 31193.03 | 45825.75 | 51529.82 | 51529.82 | 51529.82
Nuc | 697700.18 | 728199.54 | 728199.54 | 716607.37 | 517621.94 | 376119.93
PS | 5569.8 | 7184.24 | 10284.17 | 9554.71 | 10116.41 | 8896.54
PV | 410.58 | 410.58 | 410.58 | 410.58 | 312.73 | 312.73
PeakG | 3503.7 | 4557.27 | 8125.24 | 8004.11 | 7865.4 | 6444.57
PeakO | 0 | 0 | 0 | 0 | 0 | 0
ST | 0 | 0 | 0 | 0 | 0 | 0
STOG | 9678.45 | 11873.71 | 13526.6 | 13225.77 | 13449.16 | 13037.53
STWD | 0 | 79.27 | 149.05 | 252.59 | 513 | 725.98
WT | 106486.35 | 108278.71 | 108278.71 | 100037.61 | 83102.62 | 81827.58
IGCC | 4427.31 | 4427.31 | 4427.31 | 4427.31 | 4427.32 | 4427.33
DemandResponse | 0 | 0 | 0 | 0 | 0 | 0
IGCC-CCS | 0 | 0 | 0 | 0 | 0 | 0
WT_off | 1870.13 | 1870.13 | 5860.65 | 5860.65 | 3990.53 | 3990.53
PseudoUnit | 0 | 0 | 0 | 0 | 0 | 0
FixedInterchange | 33784.4 | 33784.4 | 33784.4 | 33784.4 | 33784.4 | 33784.4
Total Generation by Reporting Type: EI_Canada
ReportingType | 2015 | 2020 | 2025 | 2030 | 2035 | 2040
BM | 0 | 0 | 0 | 0.01 | 3.01 | 5.35
CC | 10767.86 | 15089.33 | 16507.79 | 21570.6 | 32859.57 | 50527.32
CSP | 0 | 0 | 0 | 0 | 0 | 0
CT | 0 | 0 | 3.44 | 3.44 | 39.41 | 157.35
Coal | 110.65 | 233.6 | 588.69 | 2091.52 | 3840.12 | 4116.94
Geo | 0 | 0 | 0 | 0 | 0 | 0
H | 87709.45 | 87709.45 | 87709.45 | 87709.45 | 87709.45 | 87709.45
LFG | 926.37 | 926.37 | 926.37 | 926.37 | 930.31 | 930.31
Nuc | 101402.3 | 101402.3 | 101402.3 | 101402.3 | 93379.23 | 81383.59
PS | 9.16 | 13.53 | 13.53 | 25.83 | 28.91 | 46.91
PV | 78.84 | 78.84 | 78.84 | 78.84 | 78.84 | 78.84
PeakG | 0 | 0 | 8.91 | 10.56 | 20.94 | 21.12
PeakO | 0 | 0 | 0 | 0 | 0 | 0
ST | 0 | 0 | 0 | 0 | 0 | 0
STOG | 0 | 0 | 0 | 1.18 | 1.18 | 1.18
STWD | 0 | 0 | 0 | 0 | 0 | 0
WT | 9925.81 | 9925.81 | 9925.81 | 9925.81 | 4651.73 | 4651.73
IGCC | 0 | 0 | 0 | 0 | 0 | 0
DemandResponse | 0 | 0 | 0 | 0 | 0 | 0
IGCC-CCS | 0 | 0 | 0 | 0 | 0 | 0
WT_off | 0 | 0 | 0 | 0 | 0 | 0
PseudoUnit | 0 | 0 | 0 | 0 | 0 | 0
FixedInterchange | 2336 | 2336 | 2336 | 2336 | 2336 | 2336
Total Generation by Reporting Type: EI
ReportingType | 2015 | 2020 | 2025 | 2030 | 2035 | 2040
BM | 0 | 2.33 | 6.32 | 6.83 | 35.5 | 80.91
CC | 733147.25 | 927982.12 | 915751.52 | 1017993.3 | 1256878.88 | 1425625.44
CSP | 0 | 0 | 0 | 0 | 0 | 0
CT | 922.47 | 1470.71 | 1756.45 | 1813.08 | 2444.14 | 2922.09
Coal | 1389467.62 | 1284431.98 | 1398240.66 | 1441498.77 | 1568875.09 | 1695825.94
Geo | 354.6 | 354.6 | 354.6 | 354.6 | 354.6 | 354.6
H | 196462.75 | 196462.75 | 196462.75 | 196462.75 | 196462.75 | 196462.75
LFG | 28189.72 | 32119.4 | 46752.12 | 52456.19 | 52460.14 | 52460.13
Nuc | 799102.48 | 829601.85 | 829601.85 | 818009.68 | 611001.17 | 457503.52
PS | 5578.96 | 7197.77 | 10297.7 | 9580.54 | 10145.32 | 8943.45
PV | 489.42 | 489.42 | 489.42 | 489.42 | 391.57 | 391.57
PeakG | 3503.7 | 4557.27 | 8134.15 | 8014.67 | 7886.34 | 6465.68
PeakO | 0 | 0 | 0 | 0 | 0 | 0
ST | 0 | 0 | 0 | 0 | 0 | 0
STOG | 9678.45 | 11873.71 | 13526.6 | 13226.95 | 13450.33 | 13038.7
STWD | 0 | 79.27 | 149.05 | 252.59 | 513 | 725.98
WT | 116412.16 | 118204.51 | 118204.52 | 109963.42 | 87754.35 | 86479.31
IGCC | 4427.31 | 4427.31 | 4427.31 | 4427.31 | 4427.32 | 4427.33
DemandResponse | 0 | 0 | 0 | 0 | 0 | 0
IGCC-CCS | 0 | 0 | 0 | 0 | 0 | 0
WT_off | 1870.13 | 1870.13 | 5860.65 | 5860.65 | 3990.53 | 3990.53
PseudoUnit | 0 | 0 | 0 | 0 | 0 | 0
FixedInterchange | 36120.4 | 36120.4 | 36120.4 | 36120.4 | 36120.4 | 36120.4
Total Generation by Reporting Type: Outside_EI
ReportingType | 2015 | 2020 | 2025 | 2030 | 2035 | 2040
BM | 44.8 | 44.8 | 44.8 | 44.8 | 27.49 | 32.17
CC | 436775.13 | 468024.09 | 445387.89 | 505245.45 | 569214.41 | 580151.39
CSP | 0 | 0 | 0 | 0 | 0 | 0
CT | 0 | 4.99 | 120.31 | 152.78 | 9.7 | 8.17
Coal | 369954.76 | 390141.94 | 409000.78 | 409854.1 | 419271.03 | 486861.32
Geo | 20104.76 | 37372.91 | 73507.03 | 74231.05 | 74231.05 | 74231.05
H | 233891.47 | 233891.47 | 233891.47 | 233891.47 | 233891.47 | 233891.47
LFG | 4418.51 | 15886.27 | 18677.2 | 18677.2 | 18677.2 | 18677.2
Nuc | 114091.22 | 114091.22 | 114091.22 | 114091.22 | 114091.23 | 114091.24
PS | 297.17 | 347.57 | 477.22 | 556.76 | 1112.02 | 1658.54
PV | 945.06 | 945.06 | 945.06 | 945.06 | 894.3 | 894.3
PeakG | 11.05 | 42.65 | 401.32 | 592.15 | 757.3 | 171.11
PeakO | 0 | 0 | 0 | 0 | 0 | 0
ST | 2659.82 | 5517.88 | 6577.41 | 6930.27 | 6930.27 | 6930.27
STOG | 3797.1 | 5115.5 | 6170.14 | 6136.17 | 6080.22 | 5870.37
STWD | 4113.7 | 4470.66 | 5189.28 | 6721.25 | 6721.11 | 6721.1
WT | 61684.8 | 61684.81 | 86640 | 93568.39 | 93608.15 | 93608.35
IGCC | 0 | 0 | 0 | 0 | 0 | 0
DemandResponse | 0 | 0 | 0 | 0 | 0 | 0
IGCC-CCS | 0 | 0 | 0 | 0 | 0 | 0
WT_off | 0 | 0 | 0 | 0 | 0 | 0
PseudoUnit | 0 | 0 | 0 | 0 | 0 | 0
FixedInterchange | 0 | 0 | 0 | 0 | 0 | 0
#2 | Energy Demand (TWh)
Energy Demand by Pool & Region:
Pool/Region | 2015 | 2020 | 2025 | 2030 | 2035 | 2040
ENT | 170.56 | 180.36 | 185.19 | 190.15 | 195.24 | 200.47
FRCC | 249.01 | 267.35 | 284.35 | 302.42 | 321.64 | 342.08
MAPP_US | 30.63 | 32.26 | 33.53 | 34.86 | 36.24 | 37.68
MISO_IN | 101.24 | 106.66 | 109.96 | 113.35 | 116.85 | 120.46
MISO_MI | 97.74 | 101.72 | 105.8 | 110.04 | 114.46 | 119.05
MISO_MO-IL | 99.56 | 103.97 | 108.31 | 112.82 | 117.52 | 122.42
MISO_W | 142.5 | 148.67 | 154.56 | 160.68 | 167.05 | 173.67
MISO_WUMS | 69.4 | 73.3 | 75.75 | 78.28 | 80.9 | 83.6
NE | 32.19 | 34.65 | 36.02 | 37.45 | 38.93 | 40.47
NEISO | 129.72 | 130.01 | 129.96 | 130.06 | 130.08 | 130.1
NonRTO_Midwest | 62.65 | 67.4 | 69.07 | 70.78 | 72.53 | 74.32
NYISO_A-F | 61.21 | 64.4 | 66.06 | 67.76 | 69.51 | 71.3
NYISO_G-I | 18.61 | 19.78 | 20.64 | 21.53 | 22.46 | 23.43
NYISO_J-K | 70.23 | 75.9 | 79.3 | 82.85 | 86.56 | 90.44
PJM_E | 131.69 | 124.3 | 128.52 | 132.88 | 137.39 | 142.06
PJM_ROM | 147.41 | 155.57 | 160.85 | 166.31 | 171.96 | 177.8
PJM_ROR | 547.27 | 538.93 | 555.57 | 572.72 | 590.4 | 608.63
SOCO | 272.24 | 296.47 | 308.67 | 321.38 | 334.6 | 348.38
SPP_N | 78.31 | 84.71 | 88.63 | 92.74 | 97.03 | 101.53
SPP_S | 172.38 | 181.68 | 187.57 | 193.65 | 199.92 | 206.4
TVA | 186.06 | 189.35 | 194.03 | 198.83 | 203.75 | 208.79
TVA_Transmission | 0 | 0 | 0 | 0 | 0 | 0
VACAR | 252.05 | 272.96 | 286.32 | 300.33 | 315.02 | 330.44
IESO | 141.12 | 138.65 | 143.35 | 148.22 | 153.25 | 158.46
MAPP_CA | 53.52 | 57.41 | 59.69 | 62.05 | 64.51 | 67.06
AZ_NM_SNV_Coal | 133.91 | 146.91 | 156.77 | 167.47 | 178.59 | 190.6
AZ_NM_SNV_Gas | 0 | 0 | 0 | 0 | 0 | 0
AZ_NM_SNV_NucRenew | 0 | 0 | 0 | 0 | 0 | 0
ERCOT | 341.98 | 367.77 | 380.66 | 392.33 | 405.32 | 418.67
NP15 | 114.79 | 119.7 | 124.98 | 132.1 | 138.96 | 146.05
NWPP_Coal | 263.05 | 277.43 | 289.37 | 304.27 | 319.2 | 334.48
NWPP_Gas | 0 | 0 | 0 | 0 | 0 | 0
NWPP_NucRenew | 0 | 0 | 0 | 0 | 0 | 0
RMPA | 74.52 | 80.3 | 85.52 | 91.09 | 97.01 | 103.32
SP15 | 189.47 | 202.27 | 211.19 | 223.22 | 234.82 | 246.8
ALB | 68.94 | 73.93 | 79.28 | 85.01 | 91.16 | 97.76
BC | 66.74 | 70.01 | 73.44 | 77.03 | 80.81 | 84.77
HQ_IESO | 0 | 0 | 0 | 0 | 0 | 0
HQ_NEISO | 0 | 0 | 0 | 0 | 0 | 0
HQ_NY | 0 | 0 | 0 | 0 | 0 | 0
MARITIMES | 0 | 0 | 0 | 0 | 0 | 0
All | 4570.68 | 4784.77 | 4972.89 | 5174.65 | 5383.7 | 5601.48
EI_US | 3122.64 | 3250.39 | 3368.63 | 3491.87 | 3620.06 | 3753.52
EI_Canada | 194.64 | 196.06 | 203.04 | 210.27 | 217.76 | 225.52
EI | 3317.29 | 3446.45 | 3571.67 | 3702.14 | 3837.82 | 3979.04
Outside_EI | 1253.39 | 1338.32 | 1401.22 | 1472.51 | 1545.88 | 1622.44
#3 | Generation Minus Energy (TWh)
Generation Minus Energy by Pool & Region:
Pool/Region | 2015 | 2020 | 2025 | 2030 | 2035 | 2040
ENT | 1.96 | 1.53 | 0.99 | 0.93 | 0.43 | -5.87
FRCC | -2.91 | -1.1 | -1.44 | -0.53 | -0.11 | -1.92
MAPP_US | 6.16 | 5.12 | 4.29 | 3.93 | 4.47 | 5.25
MISO_IN | -6.56 | 13.52 | 20.3 | 27.55 | 37.14 | 35.28
MISO_MI | -4.55 | -19.02 | -18.36 | -23.56 | -37.21 | -42.94
MISO_MO-IL | 26.59 | 4.49 | 7.13 | 9.63 | 9.17 | 3.73
MISO_W | 7.12 | -7.85 | -12.19 | -16.81 | -11.51 | 14.19
MISO_WUMS | -8.59 | 14.2 | 16.88 | 14.12 | 2.76 | -3.58
NE | 10.87 | 8.22 | 7.38 | 6.07 | 13.1 | 12.06
NEISO | -21.96 | -24.73 | -21.22 | -16.38 | -16.14 | -16.14
NonRTO_Midwest | -0.58 | -0.76 | -1.02 | -0.23 | 0.54 | 1.54
NYISO_A-F | 10.64 | 12 | 12.13 | 6.43 | -0.56 | -10.38
NYISO_G-I | 4.86 | 5.64 | 10.49 | 16.58 | 33.6 | 47.73
NYISO_J-K | -43.19 | -41.32 | -44.29 | -48.2 | -50.13 | -53.45
PJM_E | -31.02 | -5.93 | -4.19 | -10.82 | -24.01 | -26
PJM_ROM | -29.53 | -21.51 | -23.4 | -27.34 | -11.33 | 67.43
PJM_ROR | 65.9 | 30.12 | 23.33 | 38.57 | 46.87 | -33.95
SOCO | 1.52 | 0.08 | -0.02 | -0.31 | -0.12 | 1.48
SPP_N | 5.58 | 2.3 | -1.46 | -5.99 | -12.05 | 1.35
SPP_S | -20.01 | -13.78 | -10.24 | -3.12 | -4.02 | -17.56
TVA | 1.22 | 1.38 | 1.51 | 0.92 | -0.14 | -0.38
TVA_Transmission | 0 | 0 | 0 | 0 | 0 | 0
VACAR | -17.46 | -7.23 | -2.38 | -6.65 | -7.28 | -5.32
IESO | 16.91 | 19.98 | 15.92 | 13.22 | 3.39 | 4.91
MAPP_CA | -0.63 | -0.66 | -1.79 | 0.25 | 2.4 | -0.8
AZ_NM_SNV_Coal | -62.02 | -69.44 | -79.3 | -89.99 | -101.11 | -62.12
AZ_NM_SNV_Gas | 104.85 | 133.27 | 133.6 | 155.07 | 178.81 | 170.71
AZ_NM_SNV_NucRenew | 42.17 | 44.28 | 58.56 | 59.84 | 59.84 | 59.84
ERCOT | 0 | 0 | -0.29 | -0.24 | -0.05 | -0.24
NP15 | -17.06 | -18.32 | -5.36 | -18.63 | -30.33 | -42.81
NWPP_Coal | -170.94 | -185.45 | -197.39 | -212.29 | -227.22 | -242.49
NWPP_Gas | 50.58 | 50.58 | 50.58 | 78.8 | 103.61 | 115.28
NWPP_NucRenew | 162.47 | 164.76 | 169.09 | 170.62 | 170.62 | 170.62
RMPA | -1.23 | -1.37 | 1.87 | 0.36 | 2.75 | 5.71
SP15 | -107.66 | -118.3 | -131.26 | -145.4 | -160.27 | -178.32
ALB | -0.45 | 0.51 | -0.51 | 0.22 | 0.07 | -0.03
BC | -1.3 | -1.25 | 0.31 | 0.76 | 2.93 | 5.21
HQ_IESO | 2.34 | 2.34 | 2.34 | 2.34 | 2.34 | 2.34
HQ_NEISO | 19.18 | 19.18 | 19.18 | 19.18 | 19.18 | 19.18
HQ_NY | 5.84 | 5.84 | 5.84 | 5.84 | 5.84 | 5.84
MARITIMES | 8.76 | 8.76 | 8.76 | 8.76 | 8.76 | 8.76
All | 7.83 | 10.06 | 14.37 | 13.52 | 15.01 | 14.14
EI_US | -10.18 | -10.86 | -2 | -1.42 | 7.25 | 6.33
EI_Canada | 18.62 | 21.66 | 16.46 | 15.81 | 8.12 | 6.45
EI | 8.44 | 10.8 | 14.46 | 14.39 | 15.37 | 12.78
Outside_EI | -0.6 | -0.74 | -0.1 | -0.88 | -0.36 | 1.36
#4 | Fuel Use (TBtu)
Total Fuel Consumption by Reporting Type: Entergy
ReportingType | 2015 | 2020 | 2025 | 2030 | 2035 | 2040
BM | 0 | 0 | 0 | 0 | 0 | 0
CC | 486.09 | 641.42 | 594.94 | 605.45 | 674.6 | 710.05
CSP | 0 | 0 | 0 | 0 | 0 | 0
CT | 0 | 0 | 0 | 0 | 0 | 0
Coal | 609.07 | 483.1 | 584.33 | 612.4 | 612.4 | 612.4
Geo | 0 | 0 | 0 | 0 | 0 | 0
H | 0 | 0 | 0 | 0 | 0 | 0
LFG | 0 | 0 | 11.56 | 11.56 | 11.56 | 11.56
Nuc | 464.87 | 464.87 | 464.87 | 464.87 | 392.68 | 307.2
PS | 0 | 0 | 0 | 0 | 0 | 0
PV | 0 | 0 | 0 | 0 | 0 | 0
PeakG | 0 | 0.05 | 1.14 | 0.59 | 0.47 | 0.52
PeakO | 0 | 0 | 0 | 0 | 0 | 0
ST | 0 | 0 | 0 | 0 | 0 | 0
STOG | 9.93 | 11.76 | 10.04 | 10.04 | 10.04 | 10.04
STWD | 0 | 0 | 0 | 0.02 | 0.09 | 1.06
WT | 0 | 0 | 0 | 0 | 0 | 0
IGCC | 0 | 0 | 0 | 0 | 0 | 0
DemandResponse | 0 | 0 | 0 | 0 | 0 | 0
IGCC-CCS | 0 | 0 | 0 | 0 | 0 | 0
WT_off | 0 | 0 | 0 | 0 | 0 | 0
PseudoUnit | 0 | 0 | 0 | 0 | 0 | 0
FixedInterchange | 0 | 0 | 0 | 0 | 0 | 0
Total Fuel Consumption by Reporting Type: FRCC
ReportingType | 2015 | 2020 | 2025 | 2030 | 2035 | 2040
BM | 0 | 0 | 0 | 0 | 0 | 0
CC | 1090.54 | 1206.08 | 1264.88 | 1374.32 | 1565.97 | 1764.79
CSP | 0 | 0 | 0 | 0 | 0 | 0
CT | 9.08 | 10.89 | 10.9 | 10.89 | 9.75 | 7.97
Coal | 571.48 | 555.89 | 618.28 | 627.58 | 642.17 | 642.17
Geo | 0 | 0 | 0 | 0 | 0 | 0
H | 0 | 0 | 0 | 0 | 0 | 0
LFG | 0 | 21.31 | 21.31 | 21.31 | 21.31 | 21.31
Nuc | 352.09 | 352.09 | 352.09 | 352.09 | 214.42 | 71.5
PS | 0 | 0 | 0 | 0 | 0 | 0
PV | 0 | 0 | 0 | 0 | 0 | 0
PeakG | 4.99 | 5.12 | 8.39 | 5.75 | 4.55 | 3.42
PeakO | 0 | 0 | 0 | 0 | 0 | 0
ST | 0 | 0 | 0 | 0 | 0 | 0
STOG | 31.54 | 27.34 | 27.42 | 26.73 | 24.4 | 16.33
STWD | 0 | 0.9 | 1.49 | 1.49 | 1.49 | 2.28
WT | 0 | 0 | 0 | 0 | 0 | 0
IGCC | 0 | 0 | 0 | 0 | 0 | 0
DemandResponse | 0 | 0 | 0 | 0 | 0 | 0
IGCC-CCS | 0 | 0 | 0 | 0 | 0 | 0
WT_off | 0 | 0 | 0 | 0 | 0 | 0
PseudoUnit | 0 | 0 | 0 | 0 | 0 | 0
FixedInterchange | 0 | 0 | 0 | 0 | 0 | 0
Total Fuel Consumption by Reporting Type: MAPP_US
ReportingType | 2015 | 2020 | 2025 | 2030 | 2035 | 2040
BM | 0 | 0 | 0 | 0 | 0 | 0
CC | 1.46 | 1.85 | 2.39 | 2.75 | 1.99 | 1.85
CSP | 0 | 0 | 0 | 0 | 0 | 0
CT | 0 | 0 | 0.03 | 0.15 | 0.05 | 0.05
Coal | 211.66 | 217.41 | 220.62 | 223.75 | 243.33 | 263.68
Geo | 0 | 0 | 0 | 0 | 0 | 0
H | 0 | 0 | 0 | 0 | 0 | 0
LFG | 0 | 0 | 0 | 7.71 | 7.71 | 7.71
Nuc | 0 | 0 | 0 | 0 | 0 | 0
PS | 0 | 0 | 0 | 0 | 0 | 0
PV | 0 | 0 | 0 | 0 | 0 | 0
PeakG | 0.3 | 0.9 | 1.52 | 1.99 | 1.08 | 1.33
PeakO | 0 | 0 | 0 | 0 | 0 | 0
ST | 0 | 0 | 0 | 0 | 0 | 0
STOG | 0 | 0 | 0 | 0 | 0 | 0
STWD | 0 | 0 | 0 | 0 | 0 | 0
WT | 0.01 | 0.01 | 0.01 | 0.01 | 0.01 | 0.01
IGCC | 0 | 0 | 0 | 0 | 0 | 0
DemandResponse | 0 | 0 | 0 | 0 | 0 | 0
IGCC-CCS | 0 | 0 | 0 | 0 | 0 | 0
WT_off | 0 | 0 | 0 | 0 | 0 | 0
PseudoUnit | 0 | 0 | 0 | 0 | 0 | 0
FixedInterchange | 0 | 0 | 0 | 0 | 0 | 0
Total Fuel Consumption by Reporting Type: MISO_IN
ReportingType | 2015 | 2020 | 2025 | 2030 | 2035 | 2040
BM | 0 | 0 | 0 | 0 | 0 | 0
CC | 31.52 | 177.02 | 200.5 | 257.56 | 321.59 | 322.03
CSP | 0 | 0 | 0 | 0 | 0 | 0
CT | 0 | 0 | 0 | 0 | 0 | 0
Coal | 844.95 | 886.93 | 945.23 | 963.49 | 997.38 | 1018.1
Geo | 0 | 0 | 0 | 0 | 0 | 0
H | 0 | 0 | 0 | 0 | 0 | 0
LFG | 0 | 0 | 8.62 | 8.62 | 8.62 | 8.62
Nuc | 0 | 0 | 0 | 0 | 0 | 0
PS | 0 | 0 | 0 | 0 | 0 | 0
PV | 0 | 0 | 0 | 0 | 0 | 0
PeakG | 0.25 | 0.31 | 1.07 | 1.07 | 1.11 | 1.07
PeakO | 0 | 0 | 0 | 0 | 0 | 0
ST | 0 | 0 | 0 | 0 | 0 | 0
STOG | 0.65 | 0.65 | 0.65 | 0.65 | 1.16 | 0.65
STWD | 0 | 0 | 0 | 0 | 0 | 0
WT | 0 | 0 | 0 | 0 | 0 | 0
IGCC | 40.45 | 40.45 | 40.45 | 40.45 | 40.45 | 40.45
DemandResponse | 0 | 0 | 0 | 0 | 0 | 0
IGCC-CCS | 0 | 0 | 0 | 0 | 0 | 0
WT_off | 0 | 0 | 0 | 0 | 0 | 0
PseudoUnit | 0 | 0 | 0 | 0 | 0 | 0
FixedInterchange | 0 | 0 | 0 | 0 | 0 | 0
Total Fuel Consumption by Reporting Type: MISO_MI
ReportingType | 2015 | 2020 | 2025 | 2030 | 2035 | 2040
BM | 0 | 0 | 0 | 0 | 0 | 0
CC | 119.68 | 106.49 | 93.46 | 69.32 | 74.32 | 61.63
CSP | 0 | 0 | 0 | 0 | 0 | 0
CT | 0 | 0 | 0 | 0 | 0 | 0
Coal | 546.3 | 461.25 | 509.37 | 533.84 | 541.79 | 546.86
Geo | 0 | 0 | 0 | 0 | 0 | 0
H | 0 | 0 | 0 | 0 | 0 | 0
LFG | 0 | 0 | 17.24 | 17.24 | 17.24 | 17.24
Nuc | 174.19 | 174.19 | 174.19 | 174.19 | 102.45 | 102.45
PS | 0 | 0 | 0 | 0 | 0 | 0
PV | 0 | 0 | 0 | 0 | 0 | 0
PeakG | 0.25 | 0.5 | 1.24 | 1.28 | 1.28 | 1.28
PeakO | 0 | 0 | 0 | 0 | 0 | 0
ST | 0 | 0 | 0 | 0 | 0 | 0
STOG | 3.98 | 6.45 | 6.45 | 6.77 | 6.46 | 6.46
STWD | 0 | 0 | 0.02 | 0.02 | 0.75 | 0.78
WT | 0.01 | 0.01 | 0.01 | 0.01 | 0 | 0
IGCC | 0 | 0 | 0 | 0 | 0 | 0
DemandResponse | 0 | 0 | 0 | 0 | 0 | 0
IGCC-CCS | 0 | 0 | 0 | 0 | 0 | 0
WT_off | 0 | 0 | 0 | 0 | 0 | 0
PseudoUnit | 0 | 0 | 0 | 0 | 0 | 0
FixedInterchange | 0 | 0 | 0 | 0 | 0 | 0
Total Fuel Consumption by Reporting Type: MISO_MO-IL
ReportingType | 2015 | 2020 | 2025 | 2030 | 2035 | 2040
BM | 0 | 0 | 0 | 0 | 0 | 0
CC | 22.82 | 34.58 | 18.87 | 17.81 | 17.81 | 13.57
CSP | 0 | 0 | 0 | 0 | 0 | 0
CT | 0 | 0 | 0 | 0 | 0 | 0
Coal | 1025.38 | 830.7 | 923.12 | 982.05 | 1023.44 | 1023.44
Geo | 0 | 0 | 0 | 0 | 0 | 0
H | 0 | 0 | 0 | 0 | 0 | 0
LFG | 0 | 0 | 1.95 | 24.03 | 24.03 | 24.03
Nuc | 178.81 | 178.81 | 178.81 | 178.81 | 178.81 | 178.81
PS | 0 | 0 | 0 | 0 | 0 | 0
PV | 0 | 0 | 0 | 0 | 0 | 0
PeakG | 1.79 | 2.01 | 2.02 | 1.72 | 5 | 5.92
PeakO | 0 | 0 | 0 | 0 | 0 | 0
ST | 0 | 0 | 0 | 0 | 0 | 0
STOG | 1.34 | 1.03 | 0.85 | 0.71 | 0.71 | 0.22
STWD | 0 | 0 | 0 | 0 | 0 | 0
WT | 0 | 0 | 0 | 0 | 0 | 0
IGCC | 0 | 0 | 0 | 0 | 0 | 0
DemandResponse | 0 | 0 | 0 | 0 | 0 | 0
IGCC-CCS | 0 | 0 | 0 | 0 | 0 | 0
WT_off | 0 | 0 | 0 | 0 | 0 | 0
PseudoUnit | 0 | 0 | 0 | 0 | 0 | 0
FixedInterchange | 0 | 0 | 0 | 0 | 0 | 0
Total Fuel Consumption by Reporting Type: MISO_W
ReportingType | 2015 | 2020 | 2025 | 2030 | 2035 | 2040
BM | 0 | 0 | 0 | 0 | 0 | 0
CC | 85.51 | 71.89 | 61.66 | 66.09 | 47.39 | 22.96
CSP | 0 | 0 | 0 | 0 | 0 | 0
CT | 0 | 0 | 0 | 0 | 0 | 0
Coal | 918.31 | 843.64 | 868.52 | 875.1 | 1179.34 | 1510.37
Geo | 0 | 0 | 0 | 0 | 0 | 0
H | 0 | 0 | 0 | 0 | 0 | 0
LFG | 0 | 0 | 7.71 | 7.71 | 7.71 | 7.71
Nuc | 190.11 | 190.11 | 190.11 | 190.11 | 0.01 | 0.01
PS | 0 | 0 | 0 | 0 | 0 | 0
PV | 0 | 0 | 0 | 0 | 0 | 0
PeakG | 4.47 | 3.66 | 6.01 | 9.17 | 4.51 | 1.45
PeakO | 0 | 0 | 0 | 0 | 0 | 0
ST | 0 | 0 | 0 | 0 | 0 | 0
STOG | 0.34 | 0.09 | 0.14 | 0.08 | 0.08 | 0.03
STWD | 0 | 0 | 0.03 | 0.49 | 1.45 | 1.45
WT | 0.03 | 0.03 | 0.03 | 0.03 | 0.03 | 0.03
IGCC | 0 | 0 | 0 | 0 | 0 | 0
DemandResponse | 0 | 0 | 0 | 0 | 0 | 0
IGCC-CCS | 0 | 0 | 0 | 0 | 0 | 0
WT_off | 0 | 0 | 0 | 0 | 0 | 0
PseudoUnit | 0 | 0 | 0 | 0 | 0 | 0
FixedInterchange | 0 | 0 | 0 | 0 | 0 | 0
Total Fuel Consumption by Reporting Type: MISO_WUMS
ReportingType | 2015 | 2020 | 2025 | 2030 | 2035 | 2040
BM | 0 | 0 | 0 | 0 | 0 | 0
CC | 126.52 | 291.17 | 279.73 | 253.01 | 270.29 | 243.27
CSP | 0 | 0 | 0 | 0 | 0 | 0
CT | 0 | 0.45 | 0.68 | 1.5 | 6.41 | 10.02
Coal | 239.56 | 247.49 | 296.24 | 332.43 | 354.5 | 354.5
Geo | 0 | 0 | 0 | 0 | 0 | 0
H | 0 | 0 | 0 | 0 | 0 | 0
LFG | 0 | 0 | 24.03 | 24.03 | 24.03 | 24.03
Nuc | 150.68 | 150.68 | 150.68 | 150.68 | 0.01 | 0.01
PS | 0 | 0 | 0 | 0 | 0 | 0
PV | 0 | 0 | 0 | 0 | 0 | 0
PeakG | 0.58 | 0.67 | 0.72 | 0.03 | 0 | 0
PeakO | 0 | 0 | 0 | 0 | 0 | 0
ST | 0 | 0 | 0 | 0 | 0 | 0
STOG | 0.11 | 0 | 0 | 0 | 0 | 0
STWD | 0 | 0 | 0 | 0 | 0 | 0.03
WT | 0 | 0 | 0 | 0 | 0 | 0
IGCC | 0 | 0 | 0 | 0 | 0 | 0
DemandResponse | 0 | 0 | 0 | 0 | 0 | 0
IGCC-CCS | 0 | 0 | 0 | 0 | 0 | 0
WT_off | 0 | 0 | 0 | 0 | 0 | 0
PseudoUnit | 0 | 0 | 0 | 0 | 0 | 0
FixedInterchange | 0 | 0 | 0 | 0 | 0 | 0
Total Fuel Consumption by Reporting Type: Nebraska
ReportingType | 2015 | 2020 | 2025 | 2030 | 2035 | 2040
BM | 0 | 0 | 0 | 0 | 0 | 0
CC | 5.13 | 5.75 | 5.13 | 5.13 | 3.74 | 2.82
CSP | 0 | 0 | 0 | 0 | 0 | 0
CT | 0 | 0 | 0 | 0 | 0 | 0
Coal | 332.69 | 332.38 | 332.38 | 332.38 | 502.65 | 508.44
Geo | 0 | 0 | 0 | 0 | 0 | 0
H | 0 | 0 | 0 | 0 | 0 | 0
LFG | 0 | 0 | 7.35 | 7.71 | 7.71 | 7.71
Nuc | 104.28 | 104.28 | 104.28 | 104.28 | 0.02 | 0.02
PS | 0 | 0 | 0 | 0 | 0 | 0
PV | 0 | 0 | 0 | 0 | 0 | 0
PeakG | 0.89 | 1.05 | 1.94 | 3.03 | 2.2 | 2.07
PeakO | 0 | 0 | 0 | 0 | 0 | 0
ST | 0 | 0 | 0 | 0 | 0 | 0
STOG | 0 | 0 | 0 | 0 | 0 | 0
STWD | 0 | 0 | 0 | 0 | 0 | 0
WT | 0 | 0 | 0 | 0 | 0 | 0
IGCC | 0 | 0 | 0 | 0 | 0 | 0
DemandResponse | 0 | 0 | 0 | 0 | 0 | 0
IGCC-CCS | 0 | 0 | 0 | 0 | 0 | 0
WT_off | 0 | 0 | 0 | 0 | 0 | 0
PseudoUnit | 0 | 0 | 0 | 0 | 0 | 0
FixedInterchange | 0 | 0 | 0 | 0 | 0 | 0
Total Fuel Consumption by Reporting Type: NEISO
ReportingType | 2015 | 2020 | 2025 | 2030 | 2035 | 2040
BM | 0 | 0.03 | 0.03 | 0.03 | 0.1 | 0.11
CC | 358.25 | 339.65 | 364.45 | 396.54 | 482.07 | 530.09
CSP | 0 | 0 | 0 | 0 | 0 | 0
CT | 0.03 | 0.12 | 0.12 | 0.12 | 0.62 | 1.41
Coal | 0.36 | 0 | 0 | 0 | 0 | 0
Geo | 0 | 0 | 0 | 0 | 0 | 0
H | 0 | 0 | 0 | 0 | 0 | 0
LFG | 5.3 | 5.3 | 5.3 | 12.81 | 12.81 | 12.81
Nuc | 365.51 | 365.51 | 365.51 | 365.51 | 264.08 | 195.08
PS | 0 | 0 | 0 | 0 | 0 | 0
PV | 0 | 0 | 0 | 0 | 0 | 0
PeakG | 0.25 | 0.4 | 0.4 | 0.4 | 1.27 | 1.06
PeakO | 0 | 0 | 0 | 0 | 0 | 0
ST | 0 | 0 | 0 | 0 | 0 | 0
STOG | 0 | 0 | 0 | 0 | 0 | 0
STWD | 0 | 0 | 0 | 0 | 0 | 0
WT | 0 | 0 | 0 | 0 | 0 | 0
IGCC | 0 | 0 | 0 | 0 | 0 | 0
DemandResponse | 0 | 0 | 0 | 0 | 0 | 0
IGCC-CCS | 0 | 0 | 0 | 0 | 0 | 0
WT_off | 0 | 0 | 0 | 0 | 0 | 0
PseudoUnit | 0 | 0 | 0 | 0 | 0 | 0
FixedInterchange | 0 | 0 | 0 | 0 | 0 | 0
Total Fuel Consumption by Reporting Type: NonRTO_Midwest
ReportingType | 2015 | 2020 | 2025 | 2030 | 2035 | 2040
BM | 0 | 0 | 0 | 0 | 0 | 0
CC | 0 | 14.71 | 11.64 | 17.12 | 19.86 | 25.72
CSP | 0 | 0 | 0 | 0 | 0 | 0
CT | 0 | 0.38 | 0.38 | 0.81 | 0.96 | 1.45
Coal | 610.98 | 628.18 | 640.76 | 654.21 | 674.11 | 693.1
Geo | 0 | 0 | 0 | 0 | 0 | 0
H | 0 | 0 | 0 | 0 | 0 | 0
LFG | 0 | 5.06 | 13.38 | 17.24 | 17.24 | 17.24
Nuc | 0 | 0 | 0 | 0 | 0 | 0
PS | 0 | 0 | 0 | 0 | 0 | 0
PV | 0 | 0 | 0 | 0 | 0 | 0
PeakG | 1.77 | 2.18 | 2.54 | 2.47 | 3.77 | 4.03
PeakO | 0 | 0 | 0 | 0 | 0 | 0
ST | 0 | 0 | 0 | 0 | 0 | 0
STOG | 0 | 0 | 0 | 0 | 0 | 0
STWD | 0 | 0 | 0 | 0 | 0 | 0
WT | 0 | 0 | 0 | 0 | 0 | 0
IGCC | 0 | 0 | 0 | 0 | 0 | 0
DemandResponse | 0 | 0 | 0 | 0 | 0 | 0
IGCC-CCS | 0 | 0 | 0 | 0 | 0 | 0
WT_off | 0 | 0 | 0 | 0 | 0 | 0
PseudoUnit | 0 | 0 | 0 | 0 | 0 | 0
FixedInterchange | 0 | 0 | 0 | 0 | 0 | 0
Total Fuel Consumption by Reporting Type: NYISO_A-F
ReportingType | 2015 | 2020 | 2025 | 2030 | 2035 | 2040
BM | 0 | 0 | 0 | 0 | 0 | 0
CC | 47.2 | 70.6 | 79.36 | 85.77 | 113.59 | 113.61
CSP | 0 | 0 | 0 | 0 | 0 | 0
CT | 0 | 0 | 0 | 0 | 0 | 0
Coal | 0 | 0 | 0 | 0 | 0 | 0
Geo | 0 | 0 | 0 | 0 | 0 | 0
H | 0 | 0 | 0 | 0 | 0 | 0
LFG | 0.69 | 0.69 | 8 | 8 | 8 | 8
Nuc | 270.5 | 270.5 | 270.5 | 220.56 | 173.9 | 105.39
PS | 0 | 0 | 0 | 0 | 0 | 0
PV | 0 | 0 | 0 | 0 | 0 | 0
PeakG | 0 | 0.02 | 0.07 | 0.07 | 0.26 | 0.26
PeakO | 0 | 0 | 0 | 0 | 0 | 0
ST | 0 | 0 | 0 | 0 | 0 | 0
STOG | 0 | 0 | 0 | 0 | 0 | 0
STWD | 0 | 0 | 0 | 0.01 | 0.03 | 0.03
WT | 0.01 | 0.01 | 0.01 | 0.01 | 0.01 | 0.01
IGCC | 0 | 0 | 0 | 0 | 0 | 0
DemandResponse | 0 | 0 | 0 | 0 | 0 | 0
IGCC-CCS | 0 | 0 | 0 | 0 | 0 | 0
WT_off | 0 | 0 | 0 | 0 | 0 | 0
PseudoUnit | 0 | 0 | 0 | 0 | 0 | 0
FixedInterchange | 0 | 0 | 0 | 0 | 0 | 0
Total Fuel Consumption by Reporting Type: NYISO_G-I
ReportingType | 2015 | 2020 | 2025 | 2030 | 2035 | 2040
BM | 0 | 0 | 0 | 0 | 0 | 0
CC | 48.71 | 62.73 | 95.3 | 140.02 | 307.02 | 455.48
CSP | 0 | 0 | 0 | 0 | 0 | 0
CT | 0 | 0 | 0 | 0 | 0 | 0
Coal | 0 | 0 | 0 | 0 | 0 | 0
Geo | 0 | 0 | 0 | 0 | 0 | 0
H | 0 | 0 | 0 | 0 | 0 | 0
LFG | 0 | 0 | 8 | 8 | 8 | 8
Nuc | 162.83 | 162.83 | 162.83 | 162.83 | 81.65 | 0.03
PS | 0 | 0 | 0 | 0 | 0 | 0
PV | 0 | 0 | 0 | 0 | 0 | 0
PeakG | 0 | 0.01 | 0.01 | 0.01 | 0.01 | 0.01
PeakO | 0 | 0 | 0 | 0 | 0 | 0
ST | 0 | 0 | 0 | 0 | 0 | 0
STOG | 0 | 0 | 0 | 0 | 0 | 0
STWD | 0 | 0 | 0 | 0 | 0 | 0
WT | 0 | 0 | 0 | 0 | 0 | 0
IGCC | 0 | 0 | 0 | 0 | 0 | 0
DemandResponse | 0 | 0 | 0 | 0 | 0 | 0
IGCC-CCS | 0 | 0 | 0 | 0 | 0 | 0
WT_off | 0 | 0 | 0 | 0 | 0 | 0
PseudoUnit | 0 | 0 | 0 | 0 | 0 | 0
FixedInterchange | 0 | 0 | 0 | 0 | 0 | 0
Total Fuel Consumption by Reporting Type: NYISO_J-K
ReportingType | 2015 | 2020 | 2025 | 2030 | 2035 | 2040
BM | 0 | 0 | 0 | 0 | 0 | 0
CC | 172.39 | 220.89 | 221.87 | 213.55 | 221.72 | 218.31
CSP | 0 | 0 | 0 | 0 | 0 | 0
CT | 0 | 0 | 0.06 | 0.4 | 1.25 | 1.7
Coal | 0 | 0 | 0 | 0 | 0 | 0
Geo | 0 | 0 | 0 | 0 | 0 | 0
H | 0 | 0 | 0 | 0 | 0 | 0
LFG | 0 | 0 | 0 | 8 | 8 | 8
Nuc | 0 | 0 | 0 | 0 | 0 | 0
PS | 0 | 0 | 0 | 0 | 0 | 0
PV | 0 | 0 | 0 | 0 | 0 | 0
PeakG | 0.48 | 1.69 | 1.84 | 1.94 | 1.96 | 3.37
PeakO | 0 | 0 | 0 | 0 | 0 | 0
ST | 0 | 0 | 0 | 0 | 0 | 0
STOG | 11.93 | 22.68 | 25.56 | 26.56 | 33.55 | 41.79
STWD | 0 | 0 | 0 | 0 | 0 | 0
WT | 0 | 0 | 0 | 0 | 0 | 0
IGCC | 0 | 0 | 0 | 0 | 0 | 0
DemandResponse | 0 | 0 | 0 | 0 | 0 | 0
IGCC-CCS | 0 | 0 | 0 | 0 | 0 | 0
WT_off | 0 | 0 | 0 | 0 | 0 | 0
PseudoUnit | 0 | 0 | 0 | 0 | 0 | 0
FixedInterchange | 0 | 0 | 0 | 0 | 0 | 0
Total Fuel Consumption by Reporting Type: PJM_E
ReportingType | 2015 | 2020 | 2025 | 2030 | 2035 | 2040
BM | 0 | 0 | 0 | 0 | 0 | 0.02
CC | 173.11 | 325.61 | 331 | 305.62 | 370.54 | 453.64
CSP | 0 | 0 | 0 | 0 | 0 | 0
CT | 0 | 0.01 | 0.01 | 0.06 | 0.06 | 0.03
Coal | 6.07 | 5.74 | 8.24 | 13.43 | 22.51 | 28.85
Geo | 0 | 0 | 0 | 0 | 0 | 0
H | 0 | 0 | 0 | 0 | 0 | 0
LFG | 0.98 | 0.98 | 0.98 | 15.28 | 15.28 | 15.28
Nuc | 702.72 | 651.97 | 651.97 | 651.97 | 468.33 | 371.38
PS | 0 | 0 | 0 | 0 | 0 | 0
PV | 0 | 0 | 0 | 0 | 0 | 0
PeakG | 0 | 0.87 | 5.23 | 5.25 | 10.47 | 3
PeakO | 0 | 0 | 0 | 0 | 0 | 0
ST | 0 | 0 | 0 | 0 | 0 | 0
STOG | 0.96 | 5.76 | 11.24 | 11.24 | 11.93 | 6.12
STWD | 0 | 0 | 0 | 0 | 0 | 0
WT | 0 | 0 | 0 | 0 | 0 | 0
IGCC | 0 | 0 | 0 | 0 | 0 | 0
DemandResponse | 0 | 0 | 0 | 0 | 0 | 0
IGCC-CCS | 0 | 0 | 0 | 0 | 0 | 0
WT_off | 0 | 0 | 0 | 0 | 0 | 0
PseudoUnit | 0 | 0 | 0 | 0 | 0 | 0
FixedInterchange | 0 | 0 | 0 | 0 | 0 | 0
Total Fuel Consumption by Reporting Type: PJM_ROM
ReportingType | 2015 | 2020 | 2025 | 2030 | 2035 | 2040
BM | 0 | 0 | 0 | 0 | 0 | 0.01
CC | 108.8 | 173.71 | 173.84 | 158.17 | 391.55 | 984.18
CSP | 0 | 0 | 0 | 0 | 0 | 0
CT | 0 | 0.01 | 0.03 | 0.03 | 0.07 | 0.02
Coal | 500.11 | 565.58 | 580.32 | 608.33 | 608.33 | 608.33
Geo | 0 | 0 | 0 | 0 | 0 | 0
H | 0 | 0 | 0 | 0 | 0 | 0
LFG | 2.04 | 2.04 | 16.54 | 30.56 | 30.56 | 30.56
Nuc | 420.79 | 420.79 | 420.79 | 420.79 | 276.07 | 200.95
PS | 0 | 0 | 0 | 0 | 0 | 0
PV | 0 | 0 | 0 | 0 | 0 | 0
PeakG | 0 | 0.55 | 0.6 | 0.6 | 3.38 | 1.79
PeakO | 0 | 0 | 0 | 0 | 0 | 0
ST | 0 | 0 | 0 | 0 | 0 | 0
STOG | 7.33 | 11.82 | 15.35 | 15.62 | 15.8 | 15.18
STWD | 0 | 0 | 0.02 | 0.04 | 0.31 | 0.37
WT | 0 | 0 | 0 | 0 | 0 | 0
IGCC | 0 | 0 | 0 | 0 | 0 | 0
DemandResponse | 0 | 0 | 0 | 0 | 0 | 0
IGCC-CCS | 0 | 0 | 0 | 0 | 0 | 0
WT_off | 0 | 0 | 0 | 0 | 0 | 0
PseudoUnit | 0 | 0 | 0 | 0 | 0 | 0
FixedInterchange | 0 | 0 | 0 | 0 | 0 | 0
Total Fuel Consumption by Reporting Type: PJM_ROR
ReportingType | 2015 | 2020 | 2025 | 2030 | 2035 | 2040
BM | 0 | 0 | 0.05 | 0.05 | 0.05 | 0.54
CC | 516.58 | 517.92 | 484.48 | 744.45 | 1143.07 | 975.44
CSP | 0 | 0 | 0 | 0 | 0 | 0
CT | 0.06 | 0.06 | 0.06 | 0.06 | 0.07 | 0.06
Coal | 3392.42 | 2945.78 | 3042.15 | 3098.08 | 3110.88 | 3133.07
Geo | 0 | 0 | 0 | 0 | 0 | 0
H | 0 | 0 | 0 | 0 | 0 | 0
LFG | 6.18 | 6.18 | 61.46 | 61.46 | 61.46 | 61.46
Nuc | 1644.81 | 1644.81 | 1644.81 | 1573.64 | 1222.73 | 821.9
PS | 0 | 0 | 0 | 0 | 0 | 0
PV | 0 | 0 | 0 | 0 | 0 | 0
PeakG | 16.19 | 14.48 | 20.14 | 20.9 | 14.05 | 13.41
PeakO | 0 | 0 | 0 | 0 | 0 | 0
ST | 0 | 0 | 0 | 0 | 0 | 0
STOG | 8.36 | 9.15 | 9.24 | 9.24 | 9.24 | 9.24
STWD | 0 | 0 | 0.02 | 0.12 | 0.48 | 0.92
WT | 0.03 | 0.03 | 0.03 | 0.02 | 0.02 | 0.02
IGCC | 0 | 0 | 0 | 0 | 0 | 0
DemandResponse | 0 | 0 | 0 | 0 | 0 | 0
IGCC-CCS | 0 | 0 | 0 | 0 | 0 | 0
WT_off | 0 | 0 | 0 | 0 | 0 | 0
PseudoUnit | 0 | 0 | 0 | 0 | 0 | 0
FixedInterchange | 0 | 0 | 0 | 0 | 0 | 0
Total Fuel Consumption by Reporting Type: SOCO
ReportingType | 2015 | 2020 | 2025 | 2030 | 2035 | 2040
BM | 0 | 0 | 0 | 0.01 | 0.27 | 0.3
CC | 819.51 | 829.58 | 739.67 | 798.75 | 749.13 | 709.7
CSP | 0 | 0 | 0 | 0 | 0 | 0
CT | 0 | 0 | 0 | 0 | 0 | 0
Coal | 1001.22 | 1032.51 | 1257.86 | 1282.44 | 1470.8 | 1854.04
Geo | 0 | 0 | 0 | 0 | 0 | 0
H | 0 | 0 | 0 | 0 | 0 | 0
LFG | 0 | 0 | 11.56 | 11.56 | 11.56 | 11.56
Nuc | 494.38 | 673.18 | 673.18 | 673.18 | 673.18 | 449.31
PS | 0 | 0 | 0 | 0 | 0 | 0
PV | 0 | 0 | 0 | 0 | 0 | 0
PeakG | 5.3 | 12.33 | 26.81 | 23.32 | 20.83 | 19.72
PeakO | 0 | 0 | 0 | 0 | 0 | 0
ST | 0 | 0 | 0 | 0 | 0 | 0
STOG | 0 | 0 | 0 | 0 | 0 | 0
STWD | 0 | 0 | 0 | 0 | 0 | 0
WT | 0 | 0 | 0 | 0 | 0 | 0
IGCC | 0 | 0 | 0 | 0 | 0 | 0
DemandResponse | 0 | 0 | 0 | 0 | 0 | 0
IGCC-CCS | 0 | 0 | 0 | 0 | 0 | 0
WT_off | 0 | 0 | 0 | 0 | 0 | 0
PseudoUnit | 0 | 0 | 0 | 0 | 0 | 0
FixedInterchange | 0 | 0 | 0 | 0 | 0 | 0
Total Fuel Consumption by Reporting Type: SPP_N
ReportingType | 2015 | 2020 | 2025 | 2030 | 2035 | 2040
BM | 0 | 0 | 0 | 0 | 0 | 0
CC | 60.01 | 75.27 | 71.42 | 67.08 | 53.72 | 42.13
CSP | 0 | 0 | 0 | 0 | 0 | 0
CT | 0 | 0 | 0 | 0 | 0 | 0
Coal | 647.03 | 642.19 | 646.89 | 646.89 | 646.89 | 829.91
Geo | 0 | 0 | 0 | 0 | 0 | 0
H | 0 | 0 | 0 | 0 | 0 | 0
LFG | 0 | 10.22 | 10.22 | 10.22 | 10.22 | 10.22
Nuc | 93.19 | 93.19 | 93.19 | 93.19 | 93.19 | 93.19
PS | 0 | 0 | 0 | 0 | 0 | 0
PV | 0 | 0 | 0 | 0 | 0 | 0
PeakG | 0.6 | 1.95 | 3.69 | 5.58 | 6.74 | 3.54
PeakO | 0 | 0 | 0 | 0 | 0 | 0
ST | 0 | 0 | 0 | 0 | 0 | 0
STOG | 5.24 | 6.55 | 7.72 | 7.72 | 7.47 | 7.32
STWD | 0 | 0 | 0 | 0 | 0 | 0
WT | 0 | 0 | 0 | 0 | 0 | 0
IGCC | 0 | 0 | 0 | 0 | 0 | 0
DemandResponse | 0 | 0 | 0 | 0 | 0 | 0
IGCC-CCS | 0 | 0 | 0 | 0 | 0 | 0
WT_off | 0 | 0 | 0 | 0 | 0 | 0
PseudoUnit | 0 | 0 | 0 | 0 | 0 | 0
FixedInterchange | 0 | 0 | 0 | 0 | 0 | 0
Total Fuel Consumption by Reporting Type: SPP_S
ReportingType | 2015 | 2020 | 2025 | 2030 | 2035 | 2040
BM | 0 | 0 | 0 | 0 | 0 | 0
CC | 273.42 | 477.07 | 422.41 | 481.85 | 499.89 | 447.22
CSP | 0 | 0 | 0 | 0 | 0 | 0
CT | 0 | 0.23 | 1.16 | 0.22 | 0.25 | 0.79
Coal | 940.8 | 797.19 | 963.29 | 998.06 | 1018.37 | 1018.37
Geo | 0 | 0 | 0 | 0 | 0 | 0
H | 0 | 0 | 0 | 0 | 0 | 0
LFG | 0 | 5.49 | 10.22 | 10.22 | 10.22 | 10.22
Nuc | 0 | 0 | 0 | 0 | 0 | 0
PS | 0 | 0 | 0 | 0 | 0 | 0
PV | 0 | 0 | 0 | 0 | 0 | 0
PeakG | 0 | 0 | 0.78 | 0.07 | 0.05 | 0.41
PeakO | 0 | 0 | 0 | 0 | 0 | 0
ST | 0 | 0 | 0 | 0 | 0 | 0
STOG | 20.99 | 23.1 | 29.51 | 25.62 | 22.47 | 25.14
STWD | 0 | 0 | 0 | 0 | 0 | 0.21
WT | 0.01 | 0.01 | 0.01 | 0.01 | 0.01 | 0.01
IGCC | 0 | 0 | 0 | 0 | 0 | 0
DemandResponse | 0 | 0 | 0 | 0 | 0 | 0
IGCC-CCS | 0 | 0 | 0 | 0 | 0 | 0
WT_off | 0 | 0 | 0 | 0 | 0 | 0
PseudoUnit | 0 | 0 | 0 | 0 | 0 | 0
FixedInterchange | 0 | 0 | 0 | 0 | 0 | 0
Total Fuel Consumption by Reporting Type: TVA
ReportingType | 2015 | 2020 | 2025 | 2030 | 2035 | 2040
BM | 0 | 0 | 0 | 0 | 0 | 0
CC | 140.21 | 216.61 | 218.03 | 239.34 | 211.71 | 189.54
CSP | 0 | 0 | 0 | 0 | 0 | 0
CT | 0 | 2.95 | 3.84 | 3.84 | 3.71 | 3.84
Coal | 845.57 | 761.27 | 796.01 | 801.32 | 1053.78 | 1220.82
Geo | 0 | 0 | 0 | 0 | 0 | 0
H | 0 | 0 | 0 | 0 | 0 | 0
LFG | 0 | 0 | 11.56 | 11.56 | 11.56 | 11.56
Nuc | 676.63 | 676.63 | 676.63 | 676.63 | 474.42 | 371.5
PS | 0 | 0 | 0 | 0 | 0 | 0
PV | 0 | 0 | 0 | 0 | 0 | 0
PeakG | 0 | 0 | 0.47 | 0.64 | 1.29 | 0.6
PeakO | 0 | 0 | 0 | 0 | 0 | 0
ST | 0 | 0 | 0 | 0 | 0 | 0
STOG | 0 | 0 | 0 | 0 | 0 | 0
STWD | 0 | 0 | 0 | 0 | 0.02 | 0.02
WT | 0 | 0 | 0 | 0 | 0 | 0
IGCC | 0 | 0 | 0 | 0 | 0 | 0
DemandResponse | 0 | 0 | 0 | 0 | 0 | 0
IGCC-CCS | 0 | 0 | 0 | 0 | 0 | 0
WT_off | 0 | 0 | 0 | 0 | 0 | 0
PseudoUnit | 0 | 0 | 0 | 0 | 0 | 0
FixedInterchange | 0 | 0 | 0 | 0 | 0 | 0
Total Fuel Consumption by Reporting Type: TVA_Transmission
ReportingType | 2015 | 2020 | 2025 | 2030 | 2035 | 2040
BM | 0 | 0 | 0 | 0 | 0 | 0
CC | 0 | 0 | 0 | 0 | 0 | 0
CSP | 0 | 0 | 0 | 0 | 0 | 0
CT | 0 | 0 | 0 | 0 | 0 | 0
Coal | 0 | 0 | 0 | 0 | 0 | 0
Geo | 0 | 0 | 0 | 0 | 0 | 0
H | 0 | 0 | 0 | 0 | 0 | 0
LFG | 0 | 0 | 0 | 0 | 0 | 0
Nuc | 0 | 0 | 0 | 0 | 0 | 0
PS | 0 | 0 | 0 | 0 | 0 | 0
PV | 0 | 0 | 0 | 0 | 0 | 0
PeakG | 0 | 0 | 0 | 0 | 0 | 0
PeakO | 0 | 0 | 0 | 0 | 0 | 0
ST | 0 | 0 | 0 | 0 | 0 | 0
STOG | 0 | 0 | 0 | 0 | 0 | 0
STWD | 0 | 0 | 0 | 0 | 0 | 0
WT | 0 | 0 | 0 | 0 | 0 | 0
IGCC | 0 | 0 | 0 | 0 | 0 | 0
DemandResponse | 0 | 0 | 0 | 0 | 0 | 0
IGCC-CCS | 0 | 0 | 0 | 0 | 0 | 0
WT_off | 0 | 0 | 0 | 0 | 0 | 0
PseudoUnit | 0 | 0 | 0 | 0 | 0 | 0
FixedInterchange | 0 | 0 | 0 | 0 | 0 | 0
Total Fuel Consumption by Reporting Type: VACAR
ReportingType | 2015 | 2020 | 2025 | 2030 | 2035 | 2040
BM | 0 | 0 | 0 | 0 | 0 | 0
CC | 396.92 | 479.74 | 478.64 | 494.57 | 703.76 | 899.88
CSP | 0 | 0 | 0 | 0 | 0 | 0
CT | 0.8 | 0.8 | 1.68 | 1.48 | 2.81 | 2.55
Coal | 791.83 | 768.9 | 943.5 | 1023.21 | 1093.43 | 1108.29
Geo | 0 | 0 | 0 | 0 | 0 | 0
H | 0 | 0 | 0 | 0 | 0 | 0
LFG | 0 | 11.56 | 11.56 | 11.56 | 11.56 | 11.56
Nuc | 910.72 | 1100.09 | 1100.09 | 1100.09 | 841.29 | 693.25
PS | 0 | 0 | 0 | 0 | 0 | 0
PV | 0 | 0 | 0 | 0 | 0 | 0
PeakG | 1.59 | 2.79 | 5.46 | 4.74 | 4.81 | 4.59
PeakO | 0 | 0 | 0 | 0 | 0 | 0
ST | 0 | 0 | 0 | 0 | 0 | 0
STOG | 0 | 0 | 0.01 | 0.01 | 0.01 | 0.01
STWD | 0 | 0 | 0.11 | 0.74 | 1.37 | 1.42
WT | 0 | 0 | 0 | 0 | 0 | 0
IGCC | 0 | 0 | 0 | 0 | 0 | 0
DemandResponse | 0 | 0 | 0 | 0 | 0 | 0
IGCC-CCS | 0 | 0 | 0 | 0 | 0 | 0
WT_off | 0 | 0 | 0 | 0 | 0 | 0
PseudoUnit | 0 | 0 | 0 | 0 | 0 | 0
FixedInterchange | 0 | 0 | 0 | 0 | 0 | 0
Total Fuel Consumption by Reporting Type: IESO
ReportingType | 2015 | 2020 | 2025 | 2030 | 2035 | 2040
BM | 0 | 0 | 0 | 0 | 0.04 | 0.07
CC | 6.48 | 10.37 | 14.74 | 28.85 | 85.23 | 205.09
CSP | 0 | 0 | 0 | 0 | 0 | 0
CT | 0 | 0 | 0.04 | 0.04 | 0.43 | 1.54
Coal | 0 | 0 | 0 | 0 | 0 | 0
Geo | 0 | 0 | 0 | 0 | 0 | 0
H | 0 | 0 | 0 | 0 | 0 | 0
LFG | 1.56 | 1.56 | 1.56 | 1.56 | 1.61 | 1.61
Nuc | 1064.72 | 1064.72 | 1064.72 | 1064.72 | 980.48 | 854.53
PS | 0 | 0 | 0 | 0 | 0 | 0
PV | 0 | 0 | 0 | 0 | 0 | 0
PeakG | 0 | 0 | 0.05 | 0.05 | 0.19 | 0.19
PeakO | 0 | 0 | 0 | 0 | 0 | 0
ST | 0 | 0 | 0 | 0 | 0 | 0
STOG | 0 | 0 | 0 | 0 | 0 | 0
STWD | 0 | 0 | 0 | 0 | 0 | 0
WT | 0.01 | 0.01 | 0.01 | 0.01 | 0 | 0
IGCC | 0 | 0 | 0 | 0 | 0 | 0
DemandResponse | 0 | 0 | 0 | 0 | 0 | 0
IGCC-CCS | 0 | 0 | 0 | 0 | 0 | 0
WT_off | 0 | 0 | 0 | 0 | 0 | 0
PseudoUnit | 0 | 0 | 0 | 0 | 0 | 0
FixedInterchange | 0 | 0 | 0 | 0 | 0 | 0
Total Fuel Consumption by Reporting Type: MAPP_CA
ReportingType | 2015 | 2020 | 2025 | 2030 | 2035 | 2040
BM | 0 | 0 | 0 | 0 | 0 | 0
CC | 65.68 | 89.49 | 94.2 | 112.59 | 130.58 | 124.11
CSP | 0 | 0 | 0 | 0 | 0 | 0
CT | 0 | 0 | 0 | 0 | 0 | 0.16
Coal | 1.11 | 2.34 | 5.89 | 20.92 | 38.4 | 41.17
Geo | 0 | 0 | 0 | 0 | 0 | 0
H | 0 | 0 | 0 | 0 | 0 | 0
LFG | 0 | 0 | 0 | 0 | 0 | 0
Nuc | 0 | 0 | 0 | 0 | 0 | 0
PS | 0 | 0 | 0 | 0 | 0 | 0
PV | 0 | 0 | 0 | 0 | 0 | 0
PeakG | 0 | 0 | 0.05 | 0.07 | 0.06 | 0.06
PeakO | 0 | 0 | 0 | 0 | 0 | 0
ST | 0 | 0 | 0 | 0 | 0 | 0
STOG | 0 | 0 | 0 | 0.01 | 0.01 | 0.01
STWD | 0 | 0 | 0 | 0 | 0 | 0
WT | 0 | 0 | 0 | 0 | 0 | 0
IGCC | 0 | 0 | 0 | 0 | 0 | 0
DemandResponse | 0 | 0 | 0 | 0 | 0 | 0
IGCC-CCS | 0 | 0 | 0 | 0 | 0 | 0
WT_off | 0 | 0 | 0 | 0 | 0 | 0
PseudoUnit | 0 | 0 | 0 | 0 | 0 | 0
FixedInterchange | 0 | 0 | 0 | 0 | 0 | 0
Total Fuel Consumption by Reporting Type: AZ_NM_SNV_Coal
ReportingType | 2015 | 2020 | 2025 | 2030 | 2035 | 2040
BM | 0 | 0 | 0 | 0 | 0 | 0
CC | 0 | 0 | 0 | 0 | 0 | 0
CSP | 0 | 0 | 0 | 0 | 0 | 0
CT | 0 | 0 | 0 | 0 | 0 | 0
Coal | 719.41 | 775.36 | 775.36 | 775.36 | 775.36 | 1244.6
Geo | 0 | 0 | 0 | 0 | 0 | 0
H | 0 | 0 | 0 | 0 | 0 | 0
LFG | 0 | 0 | 0 | 0 | 0 | 0
Nuc | 0 | 0 | 0 | 0 | 0 | 0
PS | 0 | 0 | 0 | 0 | 0 | 0
PV | 0 | 0 | 0 | 0 | 0 | 0
PeakG | 0 | 0 | 0 | 0 | 0 | 0
PeakO | 0 | 0 | 0 | 0 | 0 | 0
ST | 0 | 0 | 0 | 0 | 0 | 0
STOG | 0 | 0 | 0 | 0 | 0 | 0
STWD | 0 | 0 | 0 | 0 | 0 | 0
WT | 0 | 0 | 0 | 0 | 0 | 0
IGCC | 0 | 0 | 0 | 0 | 0 | 0
DemandResponse | 0 | 0 | 0 | 0 | 0 | 0
IGCC-CCS | 0 | 0 | 0 | 0 | 0 | 0
WT_off | 0 | 0 | 0 | 0 | 0 | 0
PseudoUnit | 0 | 0 | 0 | 0 | 0 | 0
FixedInterchange | 0 | 0 | 0 | 0 | 0 | 0
Total Fuel Consumption by Reporting Type: AZ_NM_SNV_Gas
ReportingType | 2015 | 2020 | 2025 | 2030 | 2035 | 2040
BM | 0 | 0 | 0 | 0 | 0 | 0
CC | 753.04 | 946.89 | 946.15 | 1084.09 | 1233.63 | 1178.55
CSP | 0 | 0 | 0 | 0 | 0 | 0
CT | 0 | 0 | 1.04 | 1.56 | 0 | 0
Coal | 0 | 0 | 0 | 0 | 0 | 0
Geo | 0 | 0 | 0 | 0 | 0 | 0
H | 0 | 0 | 0 | 0 | 0 | 0
LFG | 0 | 0 | 0 | 0 | 0 | 0
Nuc | 0 | 0 | 0 | 0 | 0 | 0
PS | 0 | 0 | 0 | 0 | 0 | 0
PV | 0 | 0 | 0 | 0 | 0 | 0
PeakG | 0 | 0 | 3.3 | 4.66 | 6.48 | 0
PeakO | 0 | 0 | 0 | 0 | 0 | 0
ST | 0 | 0 | 0 | 0 | 0 | 0
STOG | 0 | 0 | 0 | 0 | 0 | 0
STWD | 0 | 0 | 0 | 0 | 0 | 0
WT | 0 | 0 | 0 | 0 | 0 | 0
IGCC | 0 | 0 | 0 | 0 | 0 | 0
DemandResponse | 0 | 0 | 0 | 0 | 0 | 0
IGCC-CCS | 0 | 0 | 0 | 0 | 0 | 0
WT_off | 0 | 0 | 0 | 0 | 0 | 0
PseudoUnit | 0 | 0 | 0 | 0 | 0 | 0
FixedInterchange | 0 | 0 | 0 | 0 | 0 | 0
Total Fuel Consumption by Reporting Type: AZ_NM_SNV_NucRenew
ReportingType | 2015 | 2020 | 2025 | 2030 | 2035 | 2040
BM | 0 | 0 | 0 | 0 | 0 | 0
CC | 0 | 0 | 0 | 0 | 0 | 0
CSP | 0 | 0 | 0 | 0 | 0 | 0
CT | 0 | 0 | 0 | 0 | 0 | 0
Coal | 0 | 0 | 0 | 0 | 0 | 0
Geo | 0 | 0 | 0.01 | 0.01 | 0.01 | 0.01
H | 0 | 0 | 0 | 0 | 0 | 0
LFG | 0 | 6.53 | 6.53 | 6.53 | 6.53 | 6.53
Nuc | 317.72 | 317.72 | 317.72 | 317.72 | 317.72 | 317.72
PS | 0 | 0 | 0 | 0 | 0 | 0
PV | 0 | 0 | 0 | 0 | 0 | 0
PeakG | 0 | 0 | 0 | 0 | 0 | 0
PeakO | 0 | 0 | 0 | 0 | 0 | 0
ST | 0 | 0 | 0 | 0 | 0 | 0
STOG | 0 | 0 | 0 | 0 | 0 | 0
STWD | 1.77 | 1.77 | 1.77 | 1.77 | 1.77 | 1.77
WT | 0 | 0 | 0 | 0 | 0 | 0
IGCC | 0 | 0 | 0 | 0 | 0 | 0
DemandResponse | 0 | 0 | 0 | 0 | 0 | 0
IGCC-CCS | 0 | 0 | 0 | 0 | 0 | 0
WT_off | 0 | 0 | 0 | 0 | 0 | 0
PseudoUnit | 0 | 0 | 0 | 0 | 0 | 0
FixedInterchange | 0 | 0 | 0 | 0 | 0 | 0
Total Fuel Consumption by Reporting Type: ERCOT
ReportingType | 2015 | 2020 | 2025 | 2030 | 2035 | 2040
BM | 0 | 0 | 0 | 0 | 0 | 0.06
CC | 1189.39 | 1229.84 | 1136.33 | 1207.07 | 1287.2 | 1368.41
CSP | 0 | 0 | 0 | 0 | 0 | 0
CT | 0 | 0.05 | 0.26 | 0.09 | 0.1 | 0.09
Coal | 1048.55 | 1234.08 | 1481.07 | 1481.07 | 1481.07 | 1481.07
Geo | 0 | 0 | 0 | 0 | 0 | 0
H | 0 | 0 | 0 | 0 | 0 | 0
LFG | 0 | 0 | 38.09 | 38.09 | 38.09 | 38.09
Nuc | 422.69 | 422.69 | 422.69 | 422.69 | 422.69 | 422.69
PS | 0 | 0 | 0 | 0 | 0 | 0
PV | 0 | 0 | 0 | 0 | 0 | 0
PeakG | 0 | 0.14 | 1.2 | 1.2 | 1.2 | 1.15
PeakO | 0 | 0 | 0 | 0 | 0 | 0
ST | 0 | 0 | 0 | 0 | 0 | 0
STOG | 36.86 | 49.99 | 64.41 | 62.27 | 59.92 | 54.86
STWD | 0 | 0 | 0 | 0 | 0 | 0
WT | 0.03 | 0.03 | 0.03 | 0.03 | 0.03 | 0.03
IGCC | 0 | 0 | 0 | 0 | 0 | 0
DemandResponse | 0 | 0 | 0 | 0 | 0 | 0
IGCC-CCS | 0 | 0 | 0 | 0 | 0 | 0
WT_off | 0 | 0 | 0 | 0 | 0 | 0
PseudoUnit | 0 | 0 | 0 | 0 | 0 | 0
FixedInterchange | 0 | 0 | 0 | 0 | 0 | 0
Total Fuel Consumption by Reporting Type: NP15
ReportingType | 2015 | 2020 | 2025 | 2030 | 2035 | 2040
BM | 0 | 0 | 0 | 0 | 0 | 0
CC | 276.19 | 259.35 | 196.95 | 110.24 | 73.82 | 36.81
CSP | 0 | 0 | 0 | 0 | 0 | 0
CT | 0 | 0 | 0 | 0 | 0 | 0
Coal | 2.5 | 0 | 0 | 0 | 0 | 0
Geo | 0.01 | 0.01 | 0.01 | 0.01 | 0.01 | 0.01
H | 0 | 0 | 0 | 0 | 0 | 0
LFG | 0 | 60.8 | 60.8 | 60.8 | 60.8 | 60.8
Nuc | 187.74 | 187.74 | 187.74 | 187.74 | 187.74 | 187.74
PS | 0 | 0 | 0 | 0 | 0 | 0
PV | 0 | 0 | 0 | 0 | 0 | 0
PeakG | 0 | 0 | 0 | 0 | 0 | 0.1
PeakO | 0 | 0 | 0 | 0 | 0 | 0
ST | 0 | 0 | 0 | 0 | 0 | 0
STOG | 1.32 | 1.69 | 0.7 | 1.12 | 0.74 | 1.48
STWD | 37.44 | 37.44 | 37.44 | 37.44 | 37.44 | 37.44
WT | 0 | 0 | 0.03 | 0.03 | 0.03 | 0.03
IGCC | 0 | 0 | 0 | 0 | 0 | 0
DemandResponse | 0 | 0 | 0 | 0 | 0 | 0
IGCC-CCS | 0 | 0 | 0 | 0 | 0 | 0
WT_off | 0 | 0 | 0 | 0 | 0 | 0
PseudoUnit | 0 | 0 | 0 | 0 | 0 | 0
FixedInterchange | 0 | 0 | 0 | 0 | 0 | 0
Total Fuel Consumption by Reporting Type: NWPP_Coal
ReportingType | 2015 | 2020 | 2025 | 2030 | 2035 | 2040
BM | 0 | 0 | 0 | 0 | 0 | 0
CC | 0 | 0 | 0 | 0 | 0 | 0
CSP | 0 | 0 | 0 | 0 | 0 | 0
CT | 0 | 0 | 0 | 0 | 0 | 0
Coal | 972.11 | 972.01 | 972.01 | 972.01 | 972.01 | 972.01
Geo | 0 | 0 | 0 | 0 | 0 | 0
H | 0 | 0 | 0 | 0 | 0 | 0
LFG | 0 | 0 | 0 | 0 | 0 | 0
Nuc | 0 | 0 | 0 | 0 | 0 | 0
PS | 0 | 0 | 0 | 0 | 0 | 0
PV | 0 | 0 | 0 | 0 | 0 | 0
PeakG | 0 | 0 | 0 | 0 | 0 | 0
PeakO | 0 | 0 | 0 | 0 | 0 | 0
ST | 0 | 0 | 0 | 0 | 0 | 0
STOG | 0 | 0 | 0 | 0 | 0 | 0
STWD | 0 | 0 | 0 | 0 | 0 | 0
WT | 0 | 0 | 0 | 0 | 0 | 0
IGCC | 0 | 0 | 0 | 0 | 0 | 0
DemandResponse | 0 | 0 | 0 | 0 | 0 | 0
IGCC-CCS | 0 | 0 | 0 | 0 | 0 | 0
WT_off | 0 | 0 | 0 | 0 | 0 | 0
PseudoUnit | 0 | 0 | 0 | 0 | 0 | 0
FixedInterchange | 0 | 0 | 0 | 0 | 0 | 0
Total Fuel Consumption by Reporting Type: NWPP_Gas
ReportingType | 2015 | 2020 | 2025 | 2030 | 2035 | 2040
BM | 0 | 0 | 0 | 0 | 0 | 0
CC | 362.19 | 362.19 | 362.19 | 543.67 | 703.16 | 731.49
CSP | 0 | 0 | 0 | 0 | 0 | 0
CT | 0 | 0 | 0 | 0 | 0 | 0
Coal | 0 | 0 | 0 | 0 | 0.02 | 66.88
Geo | 0 | 0 | 0 | 0 | 0 | 0
H | 0 | 0 | 0 | 0 | 0 | 0
LFG | 0 | 0 | 0 | 0 | 0 | 0
Nuc | 0 | 0 | 0 | 0 | 0 | 0
PS | 0 | 0 | 0 | 0 | 0 | 0
PV | 0 | 0 | 0 | 0 | 0 | 0
PeakG | 0 | 0 | 0 | 0 | 0 | 0
PeakO | 0 | 0 | 0 | 0 | 0 | 0
ST | 0 | 0 | 0 | 0 | 0 | 0
STOG | 0 | 0 | 0 | 0 | 0 | 0
STWD | 0 | 0 | 0 | 0 | 0 | 0
WT | 0 | 0 | 0 | 0 | 0 | 0
IGCC | 0 | 0 | 0 | 0 | 0 | 0
DemandResponse | 0 | 0 | 0 | 0 | 0 | 0
IGCC-CCS | 0 | 0 | 0 | 0 | 0 | 0
WT_off | 0 | 0 | 0 | 0 | 0 | 0
PseudoUnit | 0 | 0 | 0 | 0 | 0 | 0
FixedInterchange | 0 | 0 | 0 | 0 | 0 | 0
Total Fuel Consumption by Reporting Type: NWPP_NucRenew
ReportingType | 2015 | 2020 | 2025 | 2030 | 2035 | 2040
BM | 0 | 0 | 0 | 0 | 0 | 0
CC | 0 | 0 | 0 | 0 | 0 | 0
CSP | 0 | 0 | 0 | 0 | 0 | 0
CT | 0 | 0 | 0 | 0 | 0 | 0
Coal | 0 | 0 | 0 | 0 | 0 | 0
Geo | 0 | 0 | 0.01 | 0.01 | 0.01 | 0.01
H | 0 | 0 | 0 | 0 | 0 | 0
LFG | 2.74 | 29.05 | 29.05 | 29.05 | 29.05 | 29.05
Nuc | 88.66 | 88.66 | 88.66 | 88.66 | 88.66 | 88.66
PS | 0 | 0 | 0 | 0 | 0 | 0
PV | 0 | 0 | 0 | 0 | 0 | 0
PeakG | 0 | 0 | 0 | 0 | 0 | 0
PeakO | 0 | 0 | 0 | 0 | 0 | 0
ST | 0 | 0 | 0 | 0 | 0 | 0
STOG | 0 | 0 | 0 | 0 | 0 | 0
STWD | 0 | 4.19 | 12.63 | 30.63 | 30.62 | 30.62
WT | 0.02 | 0.02 | 0.02 | 0.02 | 0.02 | 0.02
IGCC | 0 | 0 | 0 | 0 | 0 | 0
DemandResponse | 0 | 0 | 0 | 0 | 0 | 0
IGCC-CCS | 0 | 0 | 0 | 0 | 0 | 0
WT_off | 0 | 0 | 0 | 0 | 0 | 0
PseudoUnit | 0 | 0 | 0 | 0 | 0 | 0
FixedInterchange | 0 | 0 | 0 | 0 | 0 | 0
Total Fuel Consumption by Reporting Type: RMPA
ReportingType | 2015 | 2020 | 2025 | 2030 | 2035 | 2040
BM | 0 | 0 | 0 | 0 | 0 | 0
CC | 52.72 | 67.98 | 21.17 | 36.52 | 23.71 | 20.79
CSP | 0 | 0 | 0 | 0 | 0 | 0
CT | 0 | 0 | 0 | 0 | 0 | 0
Coal | 577.76 | 564.77 | 538.12 | 548.68 | 639.59 | 722.29
Geo | 0 | 0 | 0.02 | 0.02 | 0.02 | 0.02
H | 0 | 0 | 0 | 0 | 0 | 0
LFG | 0.19 | 3.26 | 3.26 | 3.26 | 3.26 | 3.26
Nuc | 0 | 0 | 0 | 0 | 0 | 0
PS | 0 | 0 | 0 | 0 | 0 | 0
PV | 0 | 0 | 0 | 0 | 0 | 0
PeakG | 0.12 | 0.33 | 0.03 | 0.79 | 0.82 | 0.69
PeakO | 0 | 0 | 0 | 0 | 0 | 0
ST | 0 | 0 | 0 | 0 | 0 | 0
STOG | 0 | 0 | 0 | 0 | 0 | 0
STWD | 0 | 0 | 0 | 0 | 0 | 0
WT | 0.01 | 0.01 | 0.01 | 0.01 | 0.01 | 0.01
IGCC | 0 | 0 | 0 | 0 | 0 | 0
DemandResponse | 0 | 0 | 0 | 0 | 0 | 0
IGCC-CCS | 0 | 0 | 0 | 0 | 0 | 0
WT_off | 0 | 0 | 0 | 0 | 0 | 0
PseudoUnit | 0 | 0 | 0 | 0 | 0 | 0
FixedInterchange | 0 | 0 | 0 | 0 | 0 | 0
Total Fuel Consumption by Reporting Type: SP15
ReportingType | 2015 | 2020 | 2025 | 2030 | 2035 | 2040
BM | 0.58 | 0.58 | 0.58 | 0.58 | 0.36 | 0.36
CC | 280.43 | 176.77 | 148.68 | 135.39 | 112.07 | 67.32
CSP | 0 | 0 | 0 | 0 | 0 | 0
CT | 0 | 0 | 0 | 0 | 0 | 0
Coal | 8.42 | 8.42 | 8.42 | 5.17 | 0 | 0
Geo | 0.01 | 0.02 | 0.02 | 0.02 | 0.02 | 0.02
H | 0 | 0 | 0 | 0 | 0 | 0
LFG | 0.99 | 60.8 | 60.8 | 60.8 | 60.8 | 60.8
Nuc | 173.28 | 173.28 | 173.28 | 173.28 | 173.28 | 173.28
PS | 0 | 0 | 0 | 0 | 0 | 0
PV | 0 | 0 | 0 | 0 | 0 | 0
PeakG | 0 | 0 | 0 | 0 | 0 | 0
PeakO | 0 | 0 | 0 | 0 | 0 | 0
ST | 0 | 0 | 0 | 0 | 0 | 0
STOG | 2.29 | 2.85 | 0.85 | 2.14 | 4.26 | 6.22
STWD | 9.59 | 9.59 | 9.59 | 9.59 | 9.59 | 9.59
WT | 0.01 | 0.01 | 0.01 | 0.01 | 0.01 | 0.01
IGCC | 0 | 0 | 0 | 0 | 0 | 0
DemandResponse | 0 | 0 | 0 | 0 | 0 | 0
IGCC-CCS | 0 | 0 | 0 | 0 | 0 | 0
WT_off | 0 | 0 | 0 | 0 | 0 | 0
PseudoUnit | 0 | 0 | 0 | 0 | 0 | 0
FixedInterchange | 0 | 0 | 0 | 0 | 0 | 0
Total Fuel Consumption by Reporting Type: ALB
ReportingType | 2015 | 2020 | 2025 | 2030 | 2035 | 2040
BM | 0 | 0 | 0 | 0 | 0 | 0
CC | 138.72 | 177.99 | 205.32 | 246.26 | 280.71 | 320.06
CSP | 0 | 0 | 0 | 0 | 0 | 0
CT | 0 | 0 | 0 | 0 | 0 | 0
Coal | 470.15 | 470.15 | 470.15 | 470.15 | 470.15 | 470.15
Geo | 0 | 0 | 0 | 0 | 0 | 0
H | 0 | 0 | 0 | 0 | 0 | 0
LFG | 0 | 0 | 0 | 0 | 0 | 0
Nuc | 0 | 0 | 0 | 0 | 0 | 0
PS | 0 | 0 | 0 | 0 | 0 | 0
PV | 0 | 0 | 0 | 0 | 0 | 0
PeakG | 0 | 0 | 0 | 0 | 0 | 0
PeakO | 0 | 0 | 0 | 0 | 0 | 0
ST | 0 | 0 | 0 | 0 | 0 | 0
STOG | 0 | 0 | 0 | 0 | 0 | 0
STWD | 0 | 0 | 0 | 0 | 0 | 0
WT | 0 | 0 | 0 | 0 | 0 | 0
IGCC | 0 | 0 | 0 | 0 | 0 | 0
DemandResponse | 0 | 0 | 0 | 0 | 0 | 0
IGCC-CCS | 0 | 0 | 0 | 0 | 0 | 0
WT_off | 0 | 0 | 0 | 0 | 0 | 0
PseudoUnit | 0 | 0 | 0 | 0 | 0 | 0
FixedInterchange | 0 | 0 | 0 | 0 | 0 | 0
Total Fuel Consumption by Reporting Type: BC
ReportingType | 2015 | 2020 | 2025 | 2030 | 2035 | 2040
BM | 0 | 0 | 0 | 0 | 0 | 0
CC | 67.22 | 88.55 | 120.65 | 146.71 | 184.92 | 225.01
CSP | 0 | 0 | 0 | 0 | 0 | 0
CT | 0 | 0 | 0 | 0 | 0 | 0
Coal | 0 | 0 | 0 | 0 | 0 | 0
Geo | 0 | 0 | 0 | 0 | 0 | 0
H | 0 | 0 | 0 | 0 | 0 | 0
LFG | 0 | 0 | 0 | 0 | 0 | 0
Nuc | 0 | 0 | 0 | 0 | 0 | 0
PS | 0 | 0 | 0 | 0 | 0 | 0
PV | 0 | 0 | 0 | 0 | 0 | 0
PeakG | 0 | 0 | 0 | 0 | 0 | 0
PeakO | 0 | 0 | 0 | 0 | 0 | 0
ST | 0 | 0 | 0 | 0 | 0 | 0
STOG | 0 | 0 | 0 | 0 | 0 | 0
STWD | 0 | 0 | 0 | 0 | 0 | 0
WT | 0 | 0 | 0 | 0 | 0 | 0
IGCC | 0 | 0 | 0 | 0 | 0 | 0
DemandResponse | 0 | 0 | 0 | 0 | 0 | 0
IGCC-CCS | 0 | 0 | 0 | 0 | 0 | 0
WT_off | 0 | 0 | 0 | 0 | 0 | 0
PseudoUnit | 0 | 0 | 0 | 0 | 0 | 0
FixedInterchange | 0 | 0 | 0 | 0 | 0 | 0
Total Fuel Consumption by Reporting Type: HQ_IESO
ReportingType | 2015 | 2020 | 2025 | 2030 | 2035 | 2040
BM | 0 | 0 | 0 | 0 | 0 | 0
CC | 0 | 0 | 0 | 0 | 0 | 0
CSP | 0 | 0 | 0 | 0 | 0 | 0
CT | 0 | 0 | 0 | 0 | 0 | 0
Coal | 0 | 0 | 0 | 0 | 0 | 0
Geo | 0 | 0 | 0 | 0 | 0 | 0
H | 0 | 0 | 0 | 0 | 0 | 0
LFG | 0 | 0 | 0 | 0 | 0 | 0
Nuc | 0 | 0 | 0 | 0 | 0 | 0
PS | 0 | 0 | 0 | 0 | 0 | 0
PV | 0 | 0 | 0 | 0 | 0 | 0
PeakG | 0 | 0 | 0 | 0 | 0 | 0
PeakO | 0 | 0 | 0 | 0 | 0 | 0
ST | 0 | 0 | 0 | 0 | 0 | 0
STOG | 0 | 0 | 0 | 0 | 0 | 0
STWD | 0 | 0 | 0 | 0 | 0 | 0
WT | 0 | 0 | 0 | 0 | 0 | 0
IGCC | 0 | 0 | 0 | 0 | 0 | 0
DemandResponse | 0 | 0 | 0 | 0 | 0 | 0
IGCC-CCS | 0 | 0 | 0 | 0 | 0 | 0
WT_off | 0 | 0 | 0 | 0 | 0 | 0
PseudoUnit | 0 | 0 | 0 | 0 | 0 | 0
FixedInterchange | 0 | 0 | 0 | 0 | 0 | 0
Total Fuel Consumption by Reporting Type: HQ_NEISO
ReportingType | 2015 | 2020 | 2025 | 2030 | 2035 | 2040
BM | 0 | 0 | 0 | 0 | 0 | 0
CC | 0 | 0 | 0 | 0 | 0 | 0
CSP | 0 | 0 | 0 | 0 | 0 | 0
CT | 0 | 0 | 0 | 0 | 0 | 0
Coal | 0 | 0 | 0 | 0 | 0 | 0
Geo | 0 | 0 | 0 | 0 | 0 | 0
H | 0 | 0 | 0 | 0 | 0 | 0
LFG | 0 | 0 | 0 | 0 | 0 | 0
Nuc | 0 | 0 | 0 | 0 | 0 | 0
PS | 0 | 0 | 0 | 0 | 0 | 0
PV | 0 | 0 | 0 | 0 | 0 | 0
PeakG | 0 | 0 | 0 | 0 | 0 | 0
PeakO | 0 | 0 | 0 | 0 | 0 | 0
ST | 0 | 0 | 0 | 0 | 0 | 0
STOG | 0 | 0 | 0 | 0 | 0 | 0
STWD | 0 | 0 | 0 | 0 | 0 | 0
WT | 0 | 0 | 0 | 0 | 0 | 0
IGCC | 0 | 0 | 0 | 0 | 0 | 0
DemandResponse | 0 | 0 | 0 | 0 | 0 | 0
IGCC-CCS | 0 | 0 | 0 | 0 | 0 | 0
WT_off | 0 | 0 | 0 | 0 | 0 | 0
PseudoUnit | 0 | 0 | 0 | 0 | 0 | 0
FixedInterchange | 0.02 | 0.02 | 0.02 | 0.02 | 0.02 | 0.02
Total Fuel Consumption by Reporting Type: HQ_NY
ReportingType | 2015 | 2020 | 2025 | 2030 | 2035 | 2040
BM | 0 | 0 | 0 | 0 | 0 | 0
CC | 0 | 0 | 0 | 0 | 0 | 0
CSP | 0 | 0 | 0 | 0 | 0 | 0
CT | 0 | 0 | 0 | 0 | 0 | 0
Coal | 0 | 0 | 0 | 0 | 0 | 0
Geo | 0 | 0 | 0 | 0 | 0 | 0
H | 0 | 0 | 0 | 0 | 0 | 0
LFG | 0 | 0 | 0 | 0 | 0 | 0
Nuc | 0 | 0 | 0 | 0 | 0 | 0
PS | 0 | 0 | 0 | 0 | 0 | 0
PV | 0 | 0 | 0 | 0 | 0 | 0
PeakG | 0 | 0 | 0 | 0 | 0 | 0
PeakO | 0 | 0 | 0 | 0 | 0 | 0
ST | 0 | 0 | 0 | 0 | 0 | 0
STOG | 0 | 0 | 0 | 0 | 0 | 0
STWD | 0 | 0 | 0 | 0 | 0 | 0
WT | 0 | 0 | 0 | 0 | 0 | 0
IGCC | 0 | 0 | 0 | 0 | 0 | 0
DemandResponse | 0 | 0 | 0 | 0 | 0 | 0
IGCC-CCS | 0 | 0 | 0 | 0 | 0 | 0
WT_off | 0 | 0 | 0 | 0 | 0 | 0
PseudoUnit | 0 | 0 | 0 | 0 | 0 | 0
FixedInterchange | 0.01 | 0.01 | 0.01 | 0.01 | 0.01 | 0.01
Total Fuel Consumption by Reporting Type: MARITIMES
ReportingType | 2015 | 2020 | 2025 | 2030 | 2035 | 2040
BM | 0 | 0 | 0 | 0 | 0 | 0
CC | 0 | 0 | 0 | 0 | 0 | 0
CSP | 0 | 0 | 0 | 0 | 0 | 0
CT | 0 | 0 | 0 | 0 | 0 | 0
Coal | 0 | 0 | 0 | 0 | 0 | 0
Geo | 0 | 0 | 0 | 0 | 0 | 0
H | 0 | 0 | 0 | 0 | 0 | 0
LFG | 0 | 0 | 0 | 0 | 0 | 0
Nuc | 0 | 0 | 0 | 0 | 0 | 0
PS | 0 | 0 | 0 | 0 | 0 | 0
PV | 0 | 0 | 0 | 0 | 0 | 0
PeakG | 0 | 0 | 0 | 0 | 0 | 0
PeakO | 0 | 0 | 0 | 0 | 0 | 0
ST | 0 | 0 | 0 | 0 | 0 | 0
STOG | 0 | 0 | 0 | 0 | 0 | 0
STWD | 0 | 0 | 0 | 0 | 0 | 0
WT | 0 | 0 | 0 | 0 | 0 | 0
IGCC | 0 | 0 | 0 | 0 | 0 | 0
DemandResponse | 0 | 0 | 0 | 0 | 0 | 0
IGCC-CCS | 0 | 0 | 0 | 0 | 0 | 0
WT_off | 0 | 0 | 0 | 0 | 0 | 0
PseudoUnit | 0 | 0 | 0 | 0 | 0 | 0
FixedInterchange | 0.01 | 0.01 | 0.01 | 0.01 | 0.01 | 0.01
Total Fuel Consumption by Reporting Type: All
ReportingType | 2015 | 2020 | 2025 | 2030 | 2035 | 2040
BM | 0.58 | 0.61 | 0.66 | 0.67 | 0.82 | 1.47
CC | 8276.43 | 9749.78 | 9460.04 | 10445.66 | 12360.37 | 13465.54
CSP | 0 | 0 | 0 | 0 | 0 | 0
CT | 9.97 | 15.95 | 20.29 | 21.25 | 26.53 | 31.68
Coal | 17835.8 | 17033.24 | 18428.11 | 18882.33 | 20172.72 | 21972.91
Geo | 0.02 | 0.04 | 0.07 | 0.07 | 0.07 | 0.07
H | 0 | 0 | 0 | 0 | 0 | 0
LFG | 20.69 | 230.83 | 468.63 | 546.48 | 546.54 | 546.54
Nuc | 9611.91 | 9929.34 | 9929.34 | 9808.23 | 7627.8 | 6006.6
PS | 0 | 0 | 0 | 0 | 0 | 0
PV | 0 | 0 | 0 | 0 | 0 | 0
PeakG | 39.83 | 52.02 | 96.73 | 97.41 | 97.83 | 75.05
PeakO | 0 | 0 | 0 | 0 | 0 | 0
ST | 0 | 0.01 | 0.01 | 0.01 | 0.01 | 0.01
STOG | 143.16 | 180.92 | 210.15 | 206.55 | 208.24 | 201.09
STWD | 48.8 | 53.89 | 63.13 | 82.36 | 85.41 | 88
WT | 0.18 | 0.18 | 0.2 | 0.2 | 0.18 | 0.18
IGCC | 40.45 | 40.45 | 40.45 | 40.45 | 40.45 | 40.45
DemandResponse | 0 | 0 | 0 | 0 | 0 | 0
IGCC-CCS | 0 | 0 | 0 | 0 | 0 | 0
WT_off | 0 | 0 | 0.01 | 0.01 | 0 | 0
PseudoUnit | 0 | 0 | 0 | 0 | 0 | 0
FixedInterchange | 0.04 | 0.04 | 0.04 | 0.04 | 0.04 | 0.04
Total Fuel Consumption by Reporting Type: EI_US
ReportingType | 2015 | 2020 | 2025 | 2030 | 2035 | 2040
BM | 0 | 0.03 | 0.08 | 0.09 | 0.42 | 0.98
CC | 5084.37 | 6340.36 | 6213.67 | 6794.26 | 8245.33 | 9187.92
CSP | 0 | 0 | 0 | 0 | 0 | 0
CT | 9.97 | 15.9 | 18.95 | 19.56 | 26 | 29.89
Coal | 14035.79 | 13006.11 | 14177.1 | 14608.98 | 15796.12 | 16974.75
Geo | 0 | 0 | 0 | 0 | 0 | 0
H | 0 | 0 | 0 | 0 | 0 | 0
LFG | 15.2 | 68.84 | 268.54 | 346.39 | 346.39 | 346.39
Nuc | 7357.09 | 7674.53 | 7674.53 | 7553.42 | 5457.23 | 3961.98
PS | 0 | 0 | 0 | 0 | 0 | 0
PV | 0 | 0 | 0 | 0 | 0 | 0
PeakG | 39.7 | 51.55 | 92.09 | 90.63 | 89.09 | 72.87
PeakO | 0 | 0 | 0 | 0 | 0 | 0
ST | 0 | 0 | 0 | 0 | 0 | 0
STOG | 102.69 | 126.38 | 144.18 | 141 | 143.31 | 138.52
STWD | 0 | 0.9 | 1.7 | 2.93 | 5.98 | 8.57
WT | 0.11 | 0.11 | 0.11 | 0.1 | 0.08 | 0.08
IGCC | 40.45 | 40.45 | 40.45 | 40.45 | 40.45 | 40.45
DemandResponse | 0 | 0 | 0 | 0 | 0 | 0
IGCC-CCS | 0 | 0 | 0 | 0 | 0 | 0
WT_off | 0 | 0 | 0.01 | 0.01 | 0 | 0
PseudoUnit | 0 | 0 | 0 | 0 | 0 | 0
FixedInterchange | 0.03 | 0.03 | 0.03 | 0.03 | 0.03 | 0.03
Total Fuel Consumption by Reporting Type: EI_Canada
ReportingType | 2015 | 2020 | 2025 | 2030 | 2035 | 2040
BM | 0 | 0 | 0 | 0 | 0.04 | 0.07
CC | 72.16 | 99.87 | 108.93 | 141.44 | 215.81 | 329.2
CSP | 0 | 0 | 0 | 0 | 0 | 0
CT | 0 | 0 | 0.04 | 0.04 | 0.43 | 1.7
Coal | 1.11 | 2.34 | 5.89 | 20.92 | 38.4 | 41.17
Geo | 0 | 0 | 0 | 0 | 0 | 0
H | 0 | 0 | 0 | 0 | 0 | 0
LFG | 1.56 | 1.56 | 1.56 | 1.56 | 1.61 | 1.61
Nuc | 1064.72 | 1064.72 | 1064.72 | 1064.72 | 980.48 | 854.53
PS | 0 | 0 | 0 | 0 | 0 | 0
PV | 0 | 0 | 0 | 0 | 0 | 0
PeakG | 0 | 0 | 0.1 | 0.12 | 0.24 | 0.24
PeakO | 0 | 0 | 0 | 0 | 0 | 0
ST | 0 | 0 | 0 | 0 | 0 | 0
STOG | 0 | 0 | 0 | 0.01 | 0.01 | 0.01
STWD | 0 | 0 | 0 | 0 | 0 | 0
WT | 0.01 | 0.01 | 0.01 | 0.01 | 0 | 0
IGCC | 0 | 0 | 0 | 0 | 0 | 0
DemandResponse | 0 | 0 | 0 | 0 | 0 | 0
IGCC-CCS | 0 | 0 | 0 | 0 | 0 | 0
WT_off | 0 | 0 | 0 | 0 | 0 | 0
PseudoUnit | 0 | 0 | 0 | 0 | 0 | 0
FixedInterchange | 0 | 0 | 0 | 0 | 0 | 0
Total Fuel Consumption by Reporting Type: EI
ReportingType | 2015 | 2020 | 2025 | 2030 | 2035 | 2040
BM | 0 | 0.03 | 0.08 | 0.09 | 0.46 | 1.05
CC | 5156.53 | 6440.23 | 6322.6 | 6935.7 | 8461.14 | 9517.11
CSP | 0 | 0 | 0 | 0 | 0 | 0
CT | 9.97 | 15.9 | 18.99 | 19.6 | 26.42 | 31.59
Coal | 14036.9 | 13008.45 | 14182.99 | 14629.9 | 15834.52 | 17015.92
Geo | 0 | 0 | 0 | 0 | 0 | 0
H | 0 | 0 | 0 | 0 | 0 | 0
LFG | 16.77 | 70.4 | 270.11 | 347.95 | 348.01 | 348.01
Nuc | 8421.82 | 8739.25 | 8739.25 | 8618.15 | 6437.71 | 4816.51
PS | 0 | 0 | 0 | 0 | 0 | 0
PV | 0 | 0 | 0 | 0 | 0 | 0
PeakG | 39.7 | 51.55 | 92.19 | 90.75 | 89.33 | 73.11
PeakO | 0 | 0 | 0 | 0 | 0 | 0
ST | 0 | 0 | 0 | 0 | 0 | 0
STOG | 102.69 | 126.38 | 144.18 | 141.01 | 143.33 | 138.53
STWD | 0 | 0.9 | 1.7 | 2.93 | 5.98 | 8.57
WT | 0.12 | 0.12 | 0.12 | 0.11 | 0.09 | 0.09
IGCC | 40.45 | 40.45 | 40.45 | 40.45 | 40.45 | 40.45
DemandResponse | 0 | 0 | 0 | 0 | 0 | 0
IGCC-CCS | 0 | 0 | 0 | 0 | 0 | 0
WT_off | 0 | 0 | 0.01 | 0.01 | 0 | 0
PseudoUnit | 0 | 0 | 0 | 0 | 0 | 0
FixedInterchange | 0.04 | 0.04 | 0.04 | 0.04 | 0.04 | 0.04
Total Fuel Consumption by Reporting Type: Outside_EI
ReportingType | 2015 | 2020 | 2025 | 2030 | 2035 | 2040
BM | 0.58 | 0.58 | 0.58 | 0.58 | 0.36 | 0.42
CC | 3119.9 | 3309.55 | 3137.43 | 3509.96 | 3899.23 | 3948.43
CSP | 0 | 0 | 0 | 0 | 0 | 0
CT | 0 | 0.05 | 1.3 | 1.65 | 0.1 | 0.09
Coal | 3798.9 | 4024.79 | 4245.12 | 4252.43 | 4338.2 | 4956.99
Geo | 0.02 | 0.04 | 0.07 | 0.07 | 0.07 | 0.07
H | 0 | 0 | 0 | 0 | 0 | 0
LFG | 3.93 | 160.44 | 198.53 | 198.53 | 198.53 | 198.53
Nuc | 1190.09 | 1190.09 | 1190.09 | 1190.09 | 1190.09 | 1190.09
PS | 0 | 0 | 0 | 0 | 0 | 0
PV | 0 | 0 | 0 | 0 | 0 | 0
PeakG | 0.12 | 0.47 | 4.54 | 6.65 | 8.5 | 1.94
PeakO | 0 | 0 | 0 | 0 | 0 | 0
ST | 0 | 0.01 | 0.01 | 0.01 | 0.01 | 0.01
STOG | 40.48 | 54.54 | 65.97 | 65.53 | 64.92 | 62.56
STWD | 48.8 | 53 | 61.44 | 79.43 | 79.43 | 79.43
WT | 0.06 | 0.06 | 0.09 | 0.09 | 0.09 | 0.09
IGCC | 0 | 0 | 0 | 0 | 0 | 0
DemandResponse | 0 | 0 | 0 | 0 | 0 | 0
IGCC-CCS | 0 | 0 | 0 | 0 | 0 | 0
WT_off | 0 | 0 | 0 | 0 | 0 | 0
PseudoUnit | 0 | 0 | 0 | 0 | 0 | 0
FixedInterchange | 0 | 0 | 0 | 0 | 0 | 0
#5 | Annual Emmission Levels
SO2 Emissions (MMshortTons): Entergy
ReportingType | 2015 | 2020 | 2025 | 2030 | 2035 | 2040
BM | 0 | 0 | 0 | 0 | 0 | 0
CC | 0 | 0 | 0 | 0 | 0 | 0
CSP | 0 | 0 | 0 | 0 | 0 | 0
CT | 0 | 0 | 0 | 0 | 0 | 0
Coal | 0.38 | 0.06 | 0.14 | 0.17 | 0.24 | 0.24
Geo | 0 | 0 | 0 | 0 | 0 | 0
H | 0 | 0 | 0 | 0 | 0 | 0
LFG | 0 | 0 | 0 | 0 | 0 | 0
Nuc | 0 | 0 | 0 | 0 | 0 | 0
PS | 0 | 0 | 0 | 0 | 0 | 0
PV | 0 | 0 | 0 | 0 | 0 | 0
PeakG | 0 | 0 | 0 | 0 | 0 | 0
PeakO | 0 | 0 | 0 | 0 | 0 | 0
ST | 0 | 0 | 0 | 0 | 0 | 0
STOG | 0 | 0 | 0 | 0 | 0 | 0
STWD | 0 | 0 | 0 | 0 | 0 | 0
WT | 0 | 0 | 0 | 0 | 0 | 0
IGCC | 0 | 0 | 0 | 0 | 0 | 0
DemandResponse | 0 | 0 | 0 | 0 | 0 | 0
IGCC-CCS | 0 | 0 | 0 | 0 | 0 | 0
WT_off | 0 | 0 | 0 | 0 | 0 | 0
PseudoUnit | 0 | 0 | 0 | 0 | 0 | 0
FixedInterchange | 0 | 0 | 0 | 0 | 0 | 0
SO2 Emissions (MMshortTons): FRCC
ReportingType | 2015 | 2020 | 2025 | 2030 | 2035 | 2040
BM | 0 | 0 | 0 | 0 | 0 | 0
CC | 0 | 0 | 0 | 0 | 0 | 0
CSP | 0 | 0 | 0 | 0 | 0 | 0
CT | 0 | 0 | 0 | 0 | 0 | 0
Coal | 0.07 | 0.03 | 0.03 | 0.03 | 0.04 | 0.04
Geo | 0 | 0 | 0 | 0 | 0 | 0
H | 0 | 0 | 0 | 0 | 0 | 0
LFG | 0 | 0 | 0 | 0 | 0 | 0
Nuc | 0 | 0 | 0 | 0 | 0 | 0
PS | 0 | 0 | 0 | 0 | 0 | 0
PV | 0 | 0 | 0 | 0 | 0 | 0
PeakG | 0 | 0 | 0 | 0 | 0 | 0
PeakO | 0 | 0 | 0 | 0 | 0 | 0
ST | 0 | 0 | 0 | 0 | 0 | 0
STOG | 0 | 0 | 0 | 0 | 0 | 0
STWD | 0 | 0 | 0 | 0 | 0 | 0
WT | 0 | 0 | 0 | 0 | 0 | 0
IGCC | 0 | 0 | 0 | 0 | 0 | 0
DemandResponse | 0 | 0 | 0 | 0 | 0 | 0
IGCC-CCS | 0 | 0 | 0 | 0 | 0 | 0
WT_off | 0 | 0 | 0 | 0 | 0 | 0
PseudoUnit | 0 | 0 | 0 | 0 | 0 | 0
FixedInterchange | 0 | 0 | 0 | 0 | 0 | 0
SO2 Emissions (MMshortTons): MAPP_US
ReportingType | 2015 | 2020 | 2025 | 2030 | 2035 | 2040
BM | 0 | 0 | 0 | 0 | 0 | 0
CC | 0 | 0 | 0 | 0 | 0 | 0
CSP | 0 | 0 | 0 | 0 | 0 | 0
CT | 0 | 0 | 0 | 0 | 0 | 0
Coal | 0.03 | 0.02 | 0.02 | 0.02 | 0.02 | 0.02
Geo | 0 | 0 | 0 | 0 | 0 | 0
H | 0 | 0 | 0 | 0 | 0 | 0
LFG | 0 | 0 | 0 | 0 | 0 | 0
Nuc | 0 | 0 | 0 | 0 | 0 | 0
PS | 0 | 0 | 0 | 0 | 0 | 0
PV | 0 | 0 | 0 | 0 | 0 | 0
PeakG | 0 | 0 | 0 | 0 | 0 | 0
PeakO | 0 | 0 | 0 | 0 | 0 | 0
ST | 0 | 0 | 0 | 0 | 0 | 0
STOG | 0 | 0 | 0 | 0 | 0 | 0
STWD | 0 | 0 | 0 | 0 | 0 | 0
WT | 0 | 0 | 0 | 0 | 0 | 0
IGCC | 0 | 0 | 0 | 0 | 0 | 0
DemandResponse | 0 | 0 | 0 | 0 | 0 | 0
IGCC-CCS | 0 | 0 | 0 | 0 | 0 | 0
WT_off | 0 | 0 | 0 | 0 | 0 | 0
PseudoUnit | 0 | 0 | 0 | 0 | 0 | 0
FixedInterchange | 0 | 0 | 0 | 0 | 0 | 0
SO2 Emissions (MMshortTons): MISO_IN
ReportingType | 2015 | 2020 | 2025 | 2030 | 2035 | 2040
BM | 0 | 0 | 0 | 0 | 0 | 0
CC | 0 | 0 | 0 | 0 | 0 | 0
CSP | 0 | 0 | 0 | 0 | 0 | 0
CT | 0 | 0 | 0 | 0 | 0 | 0
Coal | 0.25 | 0.13 | 0.15 | 0.15 | 0.16 | 0.17
Geo | 0 | 0 | 0 | 0 | 0 | 0
H | 0 | 0 | 0 | 0 | 0 | 0
LFG | 0 | 0 | 0 | 0 | 0 | 0
Nuc | 0 | 0 | 0 | 0 | 0 | 0
PS | 0 | 0 | 0 | 0 | 0 | 0
PV | 0 | 0 | 0 | 0 | 0 | 0
PeakG | 0 | 0 | 0 | 0 | 0 | 0
PeakO | 0 | 0 | 0 | 0 | 0 | 0
ST | 0 | 0 | 0 | 0 | 0 | 0
STOG | 0 | 0 | 0 | 0 | 0 | 0
STWD | 0 | 0 | 0 | 0 | 0 | 0
WT | 0 | 0 | 0 | 0 | 0 | 0
IGCC | 0 | 0 | 0 | 0 | 0 | 0
DemandResponse | 0 | 0 | 0 | 0 | 0 | 0
IGCC-CCS | 0 | 0 | 0 | 0 | 0 | 0
WT_off | 0 | 0 | 0 | 0 | 0 | 0
PseudoUnit | 0 | 0 | 0 | 0 | 0 | 0
FixedInterchange | 0 | 0 | 0 | 0 | 0 | 0
SO2 Emissions (MMshortTons): MISO_MI
ReportingType | 2015 | 2020 | 2025 | 2030 | 2035 | 2040
BM | 0 | 0 | 0 | 0 | 0 | 0
CC | 0 | 0 | 0 | 0 | 0 | 0
CSP | 0 | 0 | 0 | 0 | 0 | 0
CT | 0 | 0 | 0 | 0 | 0 | 0
Coal | 0.24 | 0.02 | 0.03 | 0.04 | 0.06 | 0.06
Geo | 0 | 0 | 0 | 0 | 0 | 0
H | 0 | 0 | 0 | 0 | 0 | 0
LFG | 0 | 0 | 0 | 0 | 0 | 0
Nuc | 0 | 0 | 0 | 0 | 0 | 0
PS | 0 | 0 | 0 | 0 | 0 | 0
PV | 0 | 0 | 0 | 0 | 0 | 0
PeakG | 0 | 0 | 0 | 0 | 0 | 0
PeakO | 0 | 0 | 0 | 0 | 0 | 0
ST | 0 | 0 | 0 | 0 | 0 | 0
STOG | 0 | 0 | 0 | 0 | 0 | 0
STWD | 0 | 0 | 0 | 0 | 0 | 0
WT | 0 | 0 | 0 | 0 | 0 | 0
IGCC | 0 | 0 | 0 | 0 | 0 | 0
DemandResponse | 0 | 0 | 0 | 0 | 0 | 0
IGCC-CCS | 0 | 0 | 0 | 0 | 0 | 0
WT_off | 0 | 0 | 0 | 0 | 0 | 0
PseudoUnit | 0 | 0 | 0 | 0 | 0 | 0
FixedInterchange | 0 | 0 | 0 | 0 | 0 | 0
SO2 Emissions (MMshortTons): MISO_MO-IL
ReportingType | 2015 | 2020 | 2025 | 2030 | 2035 | 2040
BM | 0 | 0 | 0 | 0 | 0 | 0
CC | 0 | 0 | 0 | 0 | 0 | 0
CSP | 0 | 0 | 0 | 0 | 0 | 0
CT | 0 | 0 | 0 | 0 | 0 | 0
Coal | 0.48 | 0.13 | 0.21 | 0.26 | 0.29 | 0.29
Geo | 0 | 0 | 0 | 0 | 0 | 0
H | 0 | 0 | 0 | 0 | 0 | 0
LFG | 0 | 0 | 0 | 0 | 0 | 0
Nuc | 0 | 0 | 0 | 0 | 0 | 0
PS | 0 | 0 | 0 | 0 | 0 | 0
PV | 0 | 0 | 0 | 0 | 0 | 0
PeakG | 0 | 0 | 0 | 0 | 0 | 0
PeakO | 0 | 0 | 0 | 0 | 0 | 0
ST | 0 | 0 | 0 | 0 | 0 | 0
STOG | 0 | 0 | 0 | 0 | 0 | 0
STWD | 0 | 0 | 0 | 0 | 0 | 0
WT | 0 | 0 | 0 | 0 | 0 | 0
IGCC | 0 | 0 | 0 | 0 | 0 | 0
DemandResponse | 0 | 0 | 0 | 0 | 0 | 0
IGCC-CCS | 0 | 0 | 0 | 0 | 0 | 0
WT_off | 0 | 0 | 0 | 0 | 0 | 0
PseudoUnit | 0 | 0 | 0 | 0 | 0 | 0
FixedInterchange | 0 | 0 | 0 | 0 | 0 | 0
SO2 Emissions (MMshortTons): MISO_W
ReportingType | 2015 | 2020 | 2025 | 2030 | 2035 | 2040
BM | 0 | 0 | 0 | 0 | 0 | 0
CC | 0 | 0 | 0 | 0 | 0 | 0
CSP | 0 | 0 | 0 | 0 | 0 | 0
CT | 0 | 0 | 0 | 0 | 0 | 0
Coal | 0.24 | 0.05 | 0.06 | 0.06 | 0.06 | 0.07
Geo | 0 | 0 | 0 | 0 | 0 | 0
H | 0 | 0 | 0 | 0 | 0 | 0
LFG | 0 | 0 | 0 | 0 | 0 | 0
Nuc | 0 | 0 | 0 | 0 | 0 | 0
PS | 0 | 0 | 0 | 0 | 0 | 0
PV | 0 | 0 | 0 | 0 | 0 | 0
PeakG | 0 | 0 | 0 | 0 | 0 | 0
PeakO | 0 | 0 | 0 | 0 | 0 | 0
ST | 0 | 0 | 0 | 0 | 0 | 0
STOG | 0 | 0 | 0 | 0 | 0 | 0
STWD | 0 | 0 | 0 | 0 | 0 | 0
WT | 0 | 0 | 0 | 0 | 0 | 0
IGCC | 0 | 0 | 0 | 0 | 0 | 0
DemandResponse | 0 | 0 | 0 | 0 | 0 | 0
IGCC-CCS | 0 | 0 | 0 | 0 | 0 | 0
WT_off | 0 | 0 | 0 | 0 | 0 | 0
PseudoUnit | 0 | 0 | 0 | 0 | 0 | 0
FixedInterchange | 0 | 0 | 0 | 0 | 0 | 0
SO2 Emissions (MMshortTons): MISO_WUMS
ReportingType | 2015 | 2020 | 2025 | 2030 | 2035 | 2040
BM | 0 | 0 | 0 | 0 | 0 | 0
CC | 0 | 0 | 0 | 0 | 0 | 0
CSP | 0 | 0 | 0 | 0 | 0 | 0
CT | 0 | 0 | 0 | 0 | 0 | 0
Coal | 0.03 | 0.01 | 0.01 | 0.01 | 0.02 | 0.02
Geo | 0 | 0 | 0 | 0 | 0 | 0
H | 0 | 0 | 0 | 0 | 0 | 0
LFG | 0 | 0 | 0 | 0 | 0 | 0
Nuc | 0 | 0 | 0 | 0 | 0 | 0
PS | 0 | 0 | 0 | 0 | 0 | 0
PV | 0 | 0 | 0 | 0 | 0 | 0
PeakG | 0 | 0 | 0 | 0 | 0 | 0
PeakO | 0 | 0 | 0 | 0 | 0 | 0
ST | 0 | 0 | 0 | 0 | 0 | 0
STOG | 0 | 0 | 0 | 0 | 0 | 0
STWD | 0 | 0 | 0 | 0 | 0 | 0
WT | 0 | 0 | 0 | 0 | 0 | 0
IGCC | 0 | 0 | 0 | 0 | 0 | 0
DemandResponse | 0 | 0 | 0 | 0 | 0 | 0
IGCC-CCS | 0 | 0 | 0 | 0 | 0 | 0
WT_off | 0 | 0 | 0 | 0 | 0 | 0
PseudoUnit | 0 | 0 | 0 | 0 | 0 | 0
FixedInterchange | 0 | 0 | 0 | 0 | 0 | 0
SO2 Emissions (MMshortTons): Nebraska
ReportingType | 2015 | 2020 | 2025 | 2030 | 2035 | 2040
BM | 0 | 0 | 0 | 0 | 0 | 0
CC | 0 | 0 | 0 | 0 | 0 | 0
CSP | 0 | 0 | 0 | 0 | 0 | 0
CT | 0 | 0 | 0 | 0 | 0 | 0
Coal | 0.1 | 0.02 | 0.02 | 0.02 | 0.02 | 0.02
Geo | 0 | 0 | 0 | 0 | 0 | 0
H | 0 | 0 | 0 | 0 | 0 | 0
LFG | 0 | 0 | 0 | 0 | 0 | 0
Nuc | 0 | 0 | 0 | 0 | 0 | 0
PS | 0 | 0 | 0 | 0 | 0 | 0
PV | 0 | 0 | 0 | 0 | 0 | 0
PeakG | 0 | 0 | 0 | 0 | 0 | 0
PeakO | 0 | 0 | 0 | 0 | 0 | 0
ST | 0 | 0 | 0 | 0 | 0 | 0
STOG | 0 | 0 | 0 | 0 | 0 | 0
STWD | 0 | 0 | 0 | 0 | 0 | 0
WT | 0 | 0 | 0 | 0 | 0 | 0
IGCC | 0 | 0 | 0 | 0 | 0 | 0
DemandResponse | 0 | 0 | 0 | 0 | 0 | 0
IGCC-CCS | 0 | 0 | 0 | 0 | 0 | 0
WT_off | 0 | 0 | 0 | 0 | 0 | 0
PseudoUnit | 0 | 0 | 0 | 0 | 0 | 0
FixedInterchange | 0 | 0 | 0 | 0 | 0 | 0
SO2 Emissions (MMshortTons): NEISO
ReportingType | 2015 | 2020 | 2025 | 2030 | 2035 | 2040
BM | 0 | 0 | 0 | 0 | 0 | 0
CC | 0 | 0 | 0 | 0 | 0 | 0
CSP | 0 | 0 | 0 | 0 | 0 | 0
CT | 0 | 0 | 0 | 0 | 0 | 0
Coal | 0 | 0 | 0 | 0 | 0 | 0
Geo | 0 | 0 | 0 | 0 | 0 | 0
H | 0 | 0 | 0 | 0 | 0 | 0
LFG | 0 | 0 | 0 | 0 | 0 | 0
Nuc | 0 | 0 | 0 | 0 | 0 | 0
PS | 0 | 0 | 0 | 0 | 0 | 0
PV | 0 | 0 | 0 | 0 | 0 | 0
PeakG | 0 | 0 | 0 | 0 | 0 | 0
PeakO | 0 | 0 | 0 | 0 | 0 | 0
ST | 0 | 0 | 0 | 0 | 0 | 0
STOG | 0 | 0 | 0 | 0 | 0 | 0
STWD | 0 | 0 | 0 | 0 | 0 | 0
WT | 0 | 0 | 0 | 0 | 0 | 0
IGCC | 0 | 0 | 0 | 0 | 0 | 0
DemandResponse | 0 | 0 | 0 | 0 | 0 | 0
IGCC-CCS | 0 | 0 | 0 | 0 | 0 | 0
WT_off | 0 | 0 | 0 | 0 | 0 | 0
PseudoUnit | 0 | 0 | 0 | 0 | 0 | 0
FixedInterchange | 0 | 0 | 0 | 0 | 0 | 0
SO2 Emissions (MMshortTons): NonRTO_Midwest
ReportingType | 2015 | 2020 | 2025 | 2030 | 2035 | 2040
BM | 0 | 0 | 0 | 0 | 0 | 0
CC | 0 | 0 | 0 | 0 | 0 | 0
CSP | 0 | 0 | 0 | 0 | 0 | 0
CT | 0 | 0 | 0 | 0 | 0 | 0
Coal | 0.16 | 0.09 | 0.1 | 0.1 | 0.12 | 0.13
Geo | 0 | 0 | 0 | 0 | 0 | 0
H | 0 | 0 | 0 | 0 | 0 | 0
LFG | 0 | 0 | 0 | 0 | 0 | 0
Nuc | 0 | 0 | 0 | 0 | 0 | 0
PS | 0 | 0 | 0 | 0 | 0 | 0
PV | 0 | 0 | 0 | 0 | 0 | 0
PeakG | 0 | 0 | 0 | 0 | 0 | 0
PeakO | 0 | 0 | 0 | 0 | 0 | 0
ST | 0 | 0 | 0 | 0 | 0 | 0
STOG | 0 | 0 | 0 | 0 | 0 | 0
STWD | 0 | 0 | 0 | 0 | 0 | 0
WT | 0 | 0 | 0 | 0 | 0 | 0
IGCC | 0 | 0 | 0 | 0 | 0 | 0
DemandResponse | 0 | 0 | 0 | 0 | 0 | 0
IGCC-CCS | 0 | 0 | 0 | 0 | 0 | 0
WT_off | 0 | 0 | 0 | 0 | 0 | 0
PseudoUnit | 0 | 0 | 0 | 0 | 0 | 0
FixedInterchange | 0 | 0 | 0 | 0 | 0 | 0
SO2 Emissions (MMshortTons): NYISO_A-F
ReportingType | 2015 | 2020 | 2025 | 2030 | 2035 | 2040
BM | 0 | 0 | 0 | 0 | 0 | 0
CC | 0 | 0 | 0 | 0 | 0 | 0
CSP | 0 | 0 | 0 | 0 | 0 | 0
CT | 0 | 0 | 0 | 0 | 0 | 0
Coal | 0 | 0 | 0 | 0 | 0 | 0
Geo | 0 | 0 | 0 | 0 | 0 | 0
H | 0 | 0 | 0 | 0 | 0 | 0
LFG | 0 | 0 | 0 | 0 | 0 | 0
Nuc | 0 | 0 | 0 | 0 | 0 | 0
PS | 0 | 0 | 0 | 0 | 0 | 0
PV | 0 | 0 | 0 | 0 | 0 | 0
PeakG | 0 | 0 | 0 | 0 | 0 | 0
PeakO | 0 | 0 | 0 | 0 | 0 | 0
ST | 0 | 0 | 0 | 0 | 0 | 0
STOG | 0 | 0 | 0 | 0 | 0 | 0
STWD | 0 | 0 | 0 | 0 | 0 | 0
WT | 0 | 0 | 0 | 0 | 0 | 0
IGCC | 0 | 0 | 0 | 0 | 0 | 0
DemandResponse | 0 | 0 | 0 | 0 | 0 | 0
IGCC-CCS | 0 | 0 | 0 | 0 | 0 | 0
WT_off | 0 | 0 | 0 | 0 | 0 | 0
PseudoUnit | 0 | 0 | 0 | 0 | 0 | 0
FixedInterchange | 0 | 0 | 0 | 0 | 0 | 0
SO2 Emissions (MMshortTons): NYISO_G-I
ReportingType | 2015 | 2020 | 2025 | 2030 | 2035 | 2040
BM | 0 | 0 | 0 | 0 | 0 | 0
CC | 0 | 0 | 0 | 0 | 0 | 0
CSP | 0 | 0 | 0 | 0 | 0 | 0
CT | 0 | 0 | 0 | 0 | 0 | 0
Coal | 0 | 0 | 0 | 0 | 0 | 0
Geo | 0 | 0 | 0 | 0 | 0 | 0
H | 0 | 0 | 0 | 0 | 0 | 0
LFG | 0 | 0 | 0 | 0 | 0 | 0
Nuc | 0 | 0 | 0 | 0 | 0 | 0
PS | 0 | 0 | 0 | 0 | 0 | 0
PV | 0 | 0 | 0 | 0 | 0 | 0
PeakG | 0 | 0 | 0 | 0 | 0 | 0
PeakO | 0 | 0 | 0 | 0 | 0 | 0
ST | 0 | 0 | 0 | 0 | 0 | 0
STOG | 0 | 0 | 0 | 0 | 0 | 0
STWD | 0 | 0 | 0 | 0 | 0 | 0
WT | 0 | 0 | 0 | 0 | 0 | 0
IGCC | 0 | 0 | 0 | 0 | 0 | 0
DemandResponse | 0 | 0 | 0 | 0 | 0 | 0
IGCC-CCS | 0 | 0 | 0 | 0 | 0 | 0
WT_off | 0 | 0 | 0 | 0 | 0 | 0
PseudoUnit | 0 | 0 | 0 | 0 | 0 | 0
FixedInterchange | 0 | 0 | 0 | 0 | 0 | 0
SO2 Emissions (MMshortTons): NYISO_J-K
ReportingType | 2015 | 2020 | 2025 | 2030 | 2035 | 2040
BM | 0 | 0 | 0 | 0 | 0 | 0
CC | 0 | 0 | 0 | 0 | 0 | 0
CSP | 0 | 0 | 0 | 0 | 0 | 0
CT | 0 | 0 | 0 | 0 | 0 | 0
Coal | 0 | 0 | 0 | 0 | 0 | 0
Geo | 0 | 0 | 0 | 0 | 0 | 0
H | 0 | 0 | 0 | 0 | 0 | 0
LFG | 0 | 0 | 0 | 0 | 0 | 0
Nuc | 0 | 0 | 0 | 0 | 0 | 0
PS | 0 | 0 | 0 | 0 | 0 | 0
PV | 0 | 0 | 0 | 0 | 0 | 0
PeakG | 0 | 0 | 0 | 0 | 0 | 0
PeakO | 0 | 0 | 0 | 0 | 0 | 0
ST | 0 | 0 | 0 | 0 | 0 | 0
STOG | 0 | 0 | 0 | 0 | 0 | 0
STWD | 0 | 0 | 0 | 0 | 0 | 0
WT | 0 | 0 | 0 | 0 | 0 | 0
IGCC | 0 | 0 | 0 | 0 | 0 | 0
DemandResponse | 0 | 0 | 0 | 0 | 0 | 0
IGCC-CCS | 0 | 0 | 0 | 0 | 0 | 0
WT_off | 0 | 0 | 0 | 0 | 0 | 0
PseudoUnit | 0 | 0 | 0 | 0 | 0 | 0
FixedInterchange | 0 | 0 | 0 | 0 | 0 | 0
SO2 Emissions (MMshortTons): PJM_E
ReportingType | 2015 | 2020 | 2025 | 2030 | 2035 | 2040
BM | 0 | 0 | 0 | 0 | 0 | 0
CC | 0 | 0 | 0 | 0 | 0 | 0
CSP | 0 | 0 | 0 | 0 | 0 | 0
CT | 0 | 0 | 0 | 0 | 0 | 0
Coal | 0 | 0 | 0 | 0 | 0 | 0
Geo | 0 | 0 | 0 | 0 | 0 | 0
H | 0 | 0 | 0 | 0 | 0 | 0
LFG | 0 | 0 | 0 | 0 | 0 | 0
Nuc | 0 | 0 | 0 | 0 | 0 | 0
PS | 0 | 0 | 0 | 0 | 0 | 0
PV | 0 | 0 | 0 | 0 | 0 | 0
PeakG | 0 | 0 | 0 | 0 | 0 | 0
PeakO | 0 | 0 | 0 | 0 | 0 | 0
ST | 0 | 0 | 0 | 0 | 0 | 0
STOG | 0 | 0 | 0 | 0 | 0 | 0
STWD | 0 | 0 | 0 | 0 | 0 | 0
WT | 0 | 0 | 0 | 0 | 0 | 0
IGCC | 0 | 0 | 0 | 0 | 0 | 0
DemandResponse | 0 | 0 | 0 | 0 | 0 | 0
IGCC-CCS | 0 | 0 | 0 | 0 | 0 | 0
WT_off | 0 | 0 | 0 | 0 | 0 | 0
PseudoUnit | 0 | 0 | 0 | 0 | 0 | 0
FixedInterchange | 0 | 0 | 0 | 0 | 0 | 0
SO2 Emissions (MMshortTons): PJM_ROM
ReportingType | 2015 | 2020 | 2025 | 2030 | 2035 | 2040
BM | 0 | 0 | 0 | 0 | 0 | 0
CC | 0 | 0 | 0 | 0 | 0 | 0
CSP | 0 | 0 | 0 | 0 | 0 | 0
CT | 0 | 0 | 0 | 0 | 0 | 0
Coal | 0.14 | 0.05 | 0.06 | 0.06 | 0.06 | 0.06
Geo | 0 | 0 | 0 | 0 | 0 | 0
H | 0 | 0 | 0 | 0 | 0 | 0
LFG | 0 | 0 | 0 | 0 | 0 | 0
Nuc | 0 | 0 | 0 | 0 | 0 | 0
PS | 0 | 0 | 0 | 0 | 0 | 0
PV | 0 | 0 | 0 | 0 | 0 | 0
PeakG | 0 | 0 | 0 | 0 | 0 | 0
PeakO | 0 | 0 | 0 | 0 | 0 | 0
ST | 0 | 0 | 0 | 0 | 0 | 0
STOG | 0 | 0 | 0 | 0 | 0 | 0
STWD | 0 | 0 | 0 | 0 | 0 | 0
WT | 0 | 0 | 0 | 0 | 0 | 0
IGCC | 0 | 0 | 0 | 0 | 0 | 0
DemandResponse | 0 | 0 | 0 | 0 | 0 | 0
IGCC-CCS | 0 | 0 | 0 | 0 | 0 | 0
WT_off | 0 | 0 | 0 | 0 | 0 | 0
PseudoUnit | 0 | 0 | 0 | 0 | 0 | 0
FixedInterchange | 0 | 0 | 0 | 0 | 0 | 0
SO2 Emissions (MMshortTons): PJM_ROR
ReportingType | 2015 | 2020 | 2025 | 2030 | 2035 | 2040
BM | 0 | 0 | 0 | 0 | 0 | 0
CC | 0 | 0 | 0 | 0 | 0 | 0
CSP | 0 | 0 | 0 | 0 | 0 | 0
CT | 0 | 0 | 0 | 0 | 0 | 0
Coal | 1.24 | 0.38 | 0.42 | 0.45 | 0.44 | 0.43
Geo | 0 | 0 | 0 | 0 | 0 | 0
H | 0 | 0 | 0 | 0 | 0 | 0
LFG | 0 | 0 | 0 | 0 | 0 | 0
Nuc | 0 | 0 | 0 | 0 | 0 | 0
PS | 0 | 0 | 0 | 0 | 0 | 0
PV | 0 | 0 | 0 | 0 | 0 | 0
PeakG | 0 | 0 | 0 | 0 | 0 | 0
PeakO | 0 | 0 | 0 | 0 | 0 | 0
ST | 0 | 0 | 0 | 0 | 0 | 0
STOG | 0 | 0 | 0 | 0 | 0 | 0
STWD | 0 | 0 | 0 | 0 | 0 | 0
WT | 0 | 0 | 0 | 0 | 0 | 0
IGCC | 0 | 0 | 0 | 0 | 0 | 0
DemandResponse | 0 | 0 | 0 | 0 | 0 | 0
IGCC-CCS | 0 | 0 | 0 | 0 | 0 | 0
WT_off | 0 | 0 | 0 | 0 | 0 | 0
PseudoUnit | 0 | 0 | 0 | 0 | 0 | 0
FixedInterchange | 0 | 0 | 0 | 0 | 0 | 0
SO2 Emissions (MMshortTons): SOCO
ReportingType | 2015 | 2020 | 2025 | 2030 | 2035 | 2040
BM | 0 | 0 | 0 | 0 | 0 | 0
CC | 0 | 0 | 0 | 0 | 0 | 0
CSP | 0 | 0 | 0 | 0 | 0 | 0
CT | 0 | 0 | 0 | 0 | 0 | 0
Coal | 0.36 | 0.17 | 0.23 | 0.21 | 0.12 | 0.12
Geo | 0 | 0 | 0 | 0 | 0 | 0
H | 0 | 0 | 0 | 0 | 0 | 0
LFG | 0 | 0 | 0 | 0 | 0 | 0
Nuc | 0 | 0 | 0 | 0 | 0 | 0
PS | 0 | 0 | 0 | 0 | 0 | 0
PV | 0 | 0 | 0 | 0 | 0 | 0
PeakG | 0 | 0 | 0 | 0 | 0 | 0
PeakO | 0 | 0 | 0 | 0 | 0 | 0
ST | 0 | 0 | 0 | 0 | 0 | 0
STOG | 0 | 0 | 0 | 0 | 0 | 0
STWD | 0 | 0 | 0 | 0 | 0 | 0
WT | 0 | 0 | 0 | 0 | 0 | 0
IGCC | 0 | 0 | 0 | 0 | 0 | 0
DemandResponse | 0 | 0 | 0 | 0 | 0 | 0
IGCC-CCS | 0 | 0 | 0 | 0 | 0 | 0
WT_off | 0 | 0 | 0 | 0 | 0 | 0
PseudoUnit | 0 | 0 | 0 | 0 | 0 | 0
FixedInterchange | 0 | 0 | 0 | 0 | 0 | 0
SO2 Emissions (MMshortTons): SPP_N
ReportingType | 2015 | 2020 | 2025 | 2030 | 2035 | 2040
BM | 0 | 0 | 0 | 0 | 0 | 0
CC | 0 | 0 | 0 | 0 | 0 | 0
CSP | 0 | 0 | 0 | 0 | 0 | 0
CT | 0 | 0 | 0 | 0 | 0 | 0
Coal | 0.08 | 0.04 | 0.04 | 0.04 | 0.04 | 0.04
Geo | 0 | 0 | 0 | 0 | 0 | 0
H | 0 | 0 | 0 | 0 | 0 | 0
LFG | 0 | 0 | 0 | 0 | 0 | 0
Nuc | 0 | 0 | 0 | 0 | 0 | 0
PS | 0 | 0 | 0 | 0 | 0 | 0
PV | 0 | 0 | 0 | 0 | 0 | 0
PeakG | 0 | 0 | 0 | 0 | 0 | 0
PeakO | 0 | 0 | 0 | 0 | 0 | 0
ST | 0 | 0 | 0 | 0 | 0 | 0
STOG | 0 | 0 | 0 | 0 | 0 | 0
STWD | 0 | 0 | 0 | 0 | 0 | 0
WT | 0 | 0 | 0 | 0 | 0 | 0
IGCC | 0 | 0 | 0 | 0 | 0 | 0
DemandResponse | 0 | 0 | 0 | 0 | 0 | 0
IGCC-CCS | 0 | 0 | 0 | 0 | 0 | 0
WT_off | 0 | 0 | 0 | 0 | 0 | 0
PseudoUnit | 0 | 0 | 0 | 0 | 0 | 0
FixedInterchange | 0 | 0 | 0 | 0 | 0 | 0
SO2 Emissions (MMshortTons): SPP_S
ReportingType | 2015 | 2020 | 2025 | 2030 | 2035 | 2040
BM | 0 | 0 | 0 | 0 | 0 | 0
CC | 0 | 0 | 0 | 0 | 0 | 0
CSP | 0 | 0 | 0 | 0 | 0 | 0
CT | 0 | 0 | 0 | 0 | 0 | 0
Coal | 0.32 | 0.1 | 0.15 | 0.16 | 0.17 | 0.17
Geo | 0 | 0 | 0 | 0 | 0 | 0
H | 0 | 0 | 0 | 0 | 0 | 0
LFG | 0 | 0 | 0 | 0 | 0 | 0
Nuc | 0 | 0 | 0 | 0 | 0 | 0
PS | 0 | 0 | 0 | 0 | 0 | 0
PV | 0 | 0 | 0 | 0 | 0 | 0
PeakG | 0 | 0 | 0 | 0 | 0 | 0
PeakO | 0 | 0 | 0 | 0 | 0 | 0
ST | 0 | 0 | 0 | 0 | 0 | 0
STOG | 0 | 0 | 0 | 0 | 0 | 0
STWD | 0 | 0 | 0 | 0 | 0 | 0
WT | 0 | 0 | 0 | 0 | 0 | 0
IGCC | 0 | 0 | 0 | 0 | 0 | 0
DemandResponse | 0 | 0 | 0 | 0 | 0 | 0
IGCC-CCS | 0 | 0 | 0 | 0 | 0 | 0
WT_off | 0 | 0 | 0 | 0 | 0 | 0
PseudoUnit | 0 | 0 | 0 | 0 | 0 | 0
FixedInterchange | 0 | 0 | 0 | 0 | 0 | 0
SO2 Emissions (MMshortTons): TVA
ReportingType | 2015 | 2020 | 2025 | 2030 | 2035 | 2040
BM | 0 | 0 | 0 | 0 | 0 | 0
CC | 0 | 0 | 0 | 0 | 0 | 0
CSP | 0 | 0 | 0 | 0 | 0 | 0
CT | 0 | 0 | 0 | 0 | 0 | 0
Coal | 0.23 | 0.24 | 0.27 | 0.27 | 0.27 | 0.29
Geo | 0 | 0 | 0 | 0 | 0 | 0
H | 0 | 0 | 0 | 0 | 0 | 0
LFG | 0 | 0 | 0 | 0 | 0 | 0
Nuc | 0 | 0 | 0 | 0 | 0 | 0
PS | 0 | 0 | 0 | 0 | 0 | 0
PV | 0 | 0 | 0 | 0 | 0 | 0
PeakG | 0 | 0 | 0 | 0 | 0 | 0
PeakO | 0 | 0 | 0 | 0 | 0 | 0
ST | 0 | 0 | 0 | 0 | 0 | 0
STOG | 0 | 0 | 0 | 0 | 0 | 0
STWD | 0 | 0 | 0 | 0 | 0 | 0
WT | 0 | 0 | 0 | 0 | 0 | 0
IGCC | 0 | 0 | 0 | 0 | 0 | 0
DemandResponse | 0 | 0 | 0 | 0 | 0 | 0
IGCC-CCS | 0 | 0 | 0 | 0 | 0 | 0
WT_off | 0 | 0 | 0 | 0 | 0 | 0
PseudoUnit | 0 | 0 | 0 | 0 | 0 | 0
FixedInterchange | 0 | 0 | 0 | 0 | 0 | 0
SO2 Emissions (MMshortTons): TVA_Transmission
ReportingType | 2015 | 2020 | 2025 | 2030 | 2035 | 2040
BM | 0 | 0 | 0 | 0 | 0 | 0
CC | 0 | 0 | 0 | 0 | 0 | 0
CSP | 0 | 0 | 0 | 0 | 0 | 0
CT | 0 | 0 | 0 | 0 | 0 | 0
Coal | 0 | 0 | 0 | 0 | 0 | 0
Geo | 0 | 0 | 0 | 0 | 0 | 0
H | 0 | 0 | 0 | 0 | 0 | 0
LFG | 0 | 0 | 0 | 0 | 0 | 0
Nuc | 0 | 0 | 0 | 0 | 0 | 0
PS | 0 | 0 | 0 | 0 | 0 | 0
PV | 0 | 0 | 0 | 0 | 0 | 0
PeakG | 0 | 0 | 0 | 0 | 0 | 0
PeakO | 0 | 0 | 0 | 0 | 0 | 0
ST | 0 | 0 | 0 | 0 | 0 | 0
STOG | 0 | 0 | 0 | 0 | 0 | 0
STWD | 0 | 0 | 0 | 0 | 0 | 0
WT | 0 | 0 | 0 | 0 | 0 | 0
IGCC | 0 | 0 | 0 | 0 | 0 | 0
DemandResponse | 0 | 0 | 0 | 0 | 0 | 0
IGCC-CCS | 0 | 0 | 0 | 0 | 0 | 0
WT_off | 0 | 0 | 0 | 0 | 0 | 0
PseudoUnit | 0 | 0 | 0 | 0 | 0 | 0
FixedInterchange | 0 | 0 | 0 | 0 | 0 | 0
SO2 Emissions (MMshortTons): VACAR
ReportingType | 2015 | 2020 | 2025 | 2030 | 2035 | 2040
BM | 0 | 0 | 0 | 0 | 0 | 0
CC | 0 | 0 | 0 | 0 | 0 | 0
CSP | 0 | 0 | 0 | 0 | 0 | 0
CT | 0 | 0 | 0 | 0 | 0 | 0
Coal | 0.14 | 0.04 | 0.06 | 0.07 | 0.07 | 0.07
Geo | 0 | 0 | 0 | 0 | 0 | 0
H | 0 | 0 | 0 | 0 | 0 | 0
LFG | 0 | 0 | 0 | 0 | 0 | 0
Nuc | 0 | 0 | 0 | 0 | 0 | 0
PS | 0 | 0 | 0 | 0 | 0 | 0
PV | 0 | 0 | 0 | 0 | 0 | 0
PeakG | 0 | 0 | 0 | 0 | 0 | 0
PeakO | 0 | 0 | 0 | 0 | 0 | 0
ST | 0 | 0 | 0 | 0 | 0 | 0
STOG | 0 | 0 | 0 | 0 | 0 | 0
STWD | 0 | 0 | 0 | 0 | 0 | 0
WT | 0 | 0 | 0 | 0 | 0 | 0
IGCC | 0 | 0 | 0 | 0 | 0 | 0
DemandResponse | 0 | 0 | 0 | 0 | 0 | 0
IGCC-CCS | 0 | 0 | 0 | 0 | 0 | 0
WT_off | 0 | 0 | 0 | 0 | 0 | 0
PseudoUnit | 0 | 0 | 0 | 0 | 0 | 0
FixedInterchange | 0 | 0 | 0 | 0 | 0 | 0
SO2 Emissions (MMshortTons): IESO
ReportingType | 2015 | 2020 | 2025 | 2030 | 2035 | 2040
BM | 0 | 0 | 0 | 0 | 0 | 0
CC | 0 | 0 | 0 | 0 | 0 | 0
CSP | 0 | 0 | 0 | 0 | 0 | 0
CT | 0 | 0 | 0 | 0 | 0 | 0
Coal | 0 | 0 | 0 | 0 | 0 | 0
Geo | 0 | 0 | 0 | 0 | 0 | 0
H | 0 | 0 | 0 | 0 | 0 | 0
LFG | 0 | 0 | 0 | 0 | 0 | 0
Nuc | 0 | 0 | 0 | 0 | 0 | 0
PS | 0 | 0 | 0 | 0 | 0 | 0
PV | 0 | 0 | 0 | 0 | 0 | 0
PeakG | 0 | 0 | 0 | 0 | 0 | 0
PeakO | 0 | 0 | 0 | 0 | 0 | 0
ST | 0 | 0 | 0 | 0 | 0 | 0
STOG | 0 | 0 | 0 | 0 | 0 | 0
STWD | 0 | 0 | 0 | 0 | 0 | 0
WT | 0 | 0 | 0 | 0 | 0 | 0
IGCC | 0 | 0 | 0 | 0 | 0 | 0
DemandResponse | 0 | 0 | 0 | 0 | 0 | 0
IGCC-CCS | 0 | 0 | 0 | 0 | 0 | 0
WT_off | 0 | 0 | 0 | 0 | 0 | 0
PseudoUnit | 0 | 0 | 0 | 0 | 0 | 0
FixedInterchange | 0 | 0 | 0 | 0 | 0 | 0
SO2 Emissions (MMshortTons): MAPP_CA
ReportingType | 2015 | 2020 | 2025 | 2030 | 2035 | 2040
BM | 0 | 0 | 0 | 0 | 0 | 0
CC | 0 | 0 | 0 | 0 | 0 | 0
CSP | 0 | 0 | 0 | 0 | 0 | 0
CT | 0 | 0 | 0 | 0 | 0 | 0
Coal | 0 | 0 | 0.01 | 0.04 | 0.08 | 0.08
Geo | 0 | 0 | 0 | 0 | 0 | 0
H | 0 | 0 | 0 | 0 | 0 | 0
LFG | 0 | 0 | 0 | 0 | 0 | 0
Nuc | 0 | 0 | 0 | 0 | 0 | 0
PS | 0 | 0 | 0 | 0 | 0 | 0
PV | 0 | 0 | 0 | 0 | 0 | 0
PeakG | 0 | 0 | 0 | 0 | 0 | 0
PeakO | 0 | 0 | 0 | 0 | 0 | 0
ST | 0 | 0 | 0 | 0 | 0 | 0
STOG | 0 | 0 | 0 | 0 | 0 | 0
STWD | 0 | 0 | 0 | 0 | 0 | 0
WT | 0 | 0 | 0 | 0 | 0 | 0
IGCC | 0 | 0 | 0 | 0 | 0 | 0
DemandResponse | 0 | 0 | 0 | 0 | 0 | 0
IGCC-CCS | 0 | 0 | 0 | 0 | 0 | 0
WT_off | 0 | 0 | 0 | 0 | 0 | 0
PseudoUnit | 0 | 0 | 0 | 0 | 0 | 0
FixedInterchange | 0 | 0 | 0 | 0 | 0 | 0
SO2 Emissions (MMshortTons): AZ_NM_SNV_Coal
ReportingType | 2015 | 2020 | 2025 | 2030 | 2035 | 2040
BM | 0 | 0 | 0 | 0 | 0 | 0
CC | 0 | 0 | 0 | 0 | 0 | 0
CSP | 0 | 0 | 0 | 0 | 0 | 0
CT | 0 | 0 | 0 | 0 | 0 | 0
Coal | 0.03 | 0.02 | 0.02 | 0.02 | 0.02 | 0.03
Geo | 0 | 0 | 0 | 0 | 0 | 0
H | 0 | 0 | 0 | 0 | 0 | 0
LFG | 0 | 0 | 0 | 0 | 0 | 0
Nuc | 0 | 0 | 0 | 0 | 0 | 0
PS | 0 | 0 | 0 | 0 | 0 | 0
PV | 0 | 0 | 0 | 0 | 0 | 0
PeakG | 0 | 0 | 0 | 0 | 0 | 0
PeakO | 0 | 0 | 0 | 0 | 0 | 0
ST | 0 | 0 | 0 | 0 | 0 | 0
STOG | 0 | 0 | 0 | 0 | 0 | 0
STWD | 0 | 0 | 0 | 0 | 0 | 0
WT | 0 | 0 | 0 | 0 | 0 | 0
IGCC | 0 | 0 | 0 | 0 | 0 | 0
DemandResponse | 0 | 0 | 0 | 0 | 0 | 0
IGCC-CCS | 0 | 0 | 0 | 0 | 0 | 0
WT_off | 0 | 0 | 0 | 0 | 0 | 0
PseudoUnit | 0 | 0 | 0 | 0 | 0 | 0
FixedInterchange | 0 | 0 | 0 | 0 | 0 | 0
SO2 Emissions (MMshortTons): AZ_NM_SNV_Gas
ReportingType | 2015 | 2020 | 2025 | 2030 | 2035 | 2040
BM | 0 | 0 | 0 | 0 | 0 | 0
CC | 0 | 0 | 0 | 0 | 0 | 0
CSP | 0 | 0 | 0 | 0 | 0 | 0
CT | 0 | 0 | 0 | 0 | 0 | 0
Coal | 0 | 0 | 0 | 0 | 0 | 0
Geo | 0 | 0 | 0 | 0 | 0 | 0
H | 0 | 0 | 0 | 0 | 0 | 0
LFG | 0 | 0 | 0 | 0 | 0 | 0
Nuc | 0 | 0 | 0 | 0 | 0 | 0
PS | 0 | 0 | 0 | 0 | 0 | 0
PV | 0 | 0 | 0 | 0 | 0 | 0
PeakG | 0 | 0 | 0 | 0 | 0 | 0
PeakO | 0 | 0 | 0 | 0 | 0 | 0
ST | 0 | 0 | 0 | 0 | 0 | 0
STOG | 0 | 0 | 0 | 0 | 0 | 0
STWD | 0 | 0 | 0 | 0 | 0 | 0
WT | 0 | 0 | 0 | 0 | 0 | 0
IGCC | 0 | 0 | 0 | 0 | 0 | 0
DemandResponse | 0 | 0 | 0 | 0 | 0 | 0
IGCC-CCS | 0 | 0 | 0 | 0 | 0 | 0
WT_off | 0 | 0 | 0 | 0 | 0 | 0
PseudoUnit | 0 | 0 | 0 | 0 | 0 | 0
FixedInterchange | 0 | 0 | 0 | 0 | 0 | 0
SO2 Emissions (MMshortTons): AZ_NM_SNV_NucRenew
ReportingType | 2015 | 2020 | 2025 | 2030 | 2035 | 2040
BM | 0 | 0 | 0 | 0 | 0 | 0
CC | 0 | 0 | 0 | 0 | 0 | 0
CSP | 0 | 0 | 0 | 0 | 0 | 0
CT | 0 | 0 | 0 | 0 | 0 | 0
Coal | 0 | 0 | 0 | 0 | 0 | 0
Geo | 0 | 0 | 0 | 0 | 0 | 0
H | 0 | 0 | 0 | 0 | 0 | 0
LFG | 0 | 0 | 0 | 0 | 0 | 0
Nuc | 0 | 0 | 0 | 0 | 0 | 0
PS | 0 | 0 | 0 | 0 | 0 | 0
PV | 0 | 0 | 0 | 0 | 0 | 0
PeakG | 0 | 0 | 0 | 0 | 0 | 0
PeakO | 0 | 0 | 0 | 0 | 0 | 0
ST | 0 | 0 | 0 | 0 | 0 | 0
STOG | 0 | 0 | 0 | 0 | 0 | 0
STWD | 0 | 0 | 0 | 0 | 0 | 0
WT | 0 | 0 | 0 | 0 | 0 | 0
IGCC | 0 | 0 | 0 | 0 | 0 | 0
DemandResponse | 0 | 0 | 0 | 0 | 0 | 0
IGCC-CCS | 0 | 0 | 0 | 0 | 0 | 0
WT_off | 0 | 0 | 0 | 0 | 0 | 0
PseudoUnit | 0 | 0 | 0 | 0 | 0 | 0
FixedInterchange | 0 | 0 | 0 | 0 | 0 | 0
SO2 Emissions (MMshortTons): ERCOT
ReportingType | 2015 | 2020 | 2025 | 2030 | 2035 | 2040
BM | 0 | 0 | 0 | 0 | 0 | 0
CC | 0 | 0 | 0 | 0 | 0 | 0
CSP | 0 | 0 | 0 | 0 | 0 | 0
CT | 0 | 0 | 0 | 0 | 0 | 0
Coal | 0.2 | 0.07 | 0.09 | 0.09 | 0.09 | 0.09
Geo | 0 | 0 | 0 | 0 | 0 | 0
H | 0 | 0 | 0 | 0 | 0 | 0
LFG | 0 | 0 | 0 | 0 | 0 | 0
Nuc | 0 | 0 | 0 | 0 | 0 | 0
PS | 0 | 0 | 0 | 0 | 0 | 0
PV | 0 | 0 | 0 | 0 | 0 | 0
PeakG | 0 | 0 | 0 | 0 | 0 | 0
PeakO | 0 | 0 | 0 | 0 | 0 | 0
ST | 0 | 0 | 0 | 0 | 0 | 0
STOG | 0 | 0 | 0 | 0 | 0 | 0
STWD | 0 | 0 | 0 | 0 | 0 | 0
WT | 0 | 0 | 0 | 0 | 0 | 0
IGCC | 0 | 0 | 0 | 0 | 0 | 0
DemandResponse | 0 | 0 | 0 | 0 | 0 | 0
IGCC-CCS | 0 | 0 | 0 | 0 | 0 | 0
WT_off | 0 | 0 | 0 | 0 | 0 | 0
PseudoUnit | 0 | 0 | 0 | 0 | 0 | 0
FixedInterchange | 0 | 0 | 0 | 0 | 0 | 0
SO2 Emissions (MMshortTons): NP15
ReportingType | 2015 | 2020 | 2025 | 2030 | 2035 | 2040
BM | 0 | 0 | 0 | 0 | 0 | 0
CC | 0 | 0 | 0 | 0 | 0 | 0
CSP | 0 | 0 | 0 | 0 | 0 | 0
CT | 0 | 0 | 0 | 0 | 0 | 0
Coal | 0 | 0 | 0 | 0 | 0 | 0
Geo | 0 | 0 | 0 | 0 | 0 | 0
H | 0 | 0 | 0 | 0 | 0 | 0
LFG | 0 | 0 | 0 | 0 | 0 | 0
Nuc | 0 | 0 | 0 | 0 | 0 | 0
PS | 0 | 0 | 0 | 0 | 0 | 0
PV | 0 | 0 | 0 | 0 | 0 | 0
PeakG | 0 | 0 | 0 | 0 | 0 | 0
PeakO | 0 | 0 | 0 | 0 | 0 | 0
ST | 0 | 0 | 0 | 0 | 0 | 0
STOG | 0 | 0 | 0 | 0 | 0 | 0
STWD | 0 | 0 | 0 | 0 | 0 | 0
WT | 0 | 0 | 0 | 0 | 0 | 0
IGCC | 0 | 0 | 0 | 0 | 0 | 0
DemandResponse | 0 | 0 | 0 | 0 | 0 | 0
IGCC-CCS | 0 | 0 | 0 | 0 | 0 | 0
WT_off | 0 | 0 | 0 | 0 | 0 | 0
PseudoUnit | 0 | 0 | 0 | 0 | 0 | 0
FixedInterchange | 0 | 0 | 0 | 0 | 0 | 0
SO2 Emissions (MMshortTons): NWPP_Coal
ReportingType | 2015 | 2020 | 2025 | 2030 | 2035 | 2040
BM | 0 | 0 | 0 | 0 | 0 | 0
CC | 0 | 0 | 0 | 0 | 0 | 0
CSP | 0 | 0 | 0 | 0 | 0 | 0
CT | 0 | 0 | 0 | 0 | 0 | 0
Coal | 0.09 | 0.05 | 0.05 | 0.05 | 0.05 | 0.05
Geo | 0 | 0 | 0 | 0 | 0 | 0
H | 0 | 0 | 0 | 0 | 0 | 0
LFG | 0 | 0 | 0 | 0 | 0 | 0
Nuc | 0 | 0 | 0 | 0 | 0 | 0
PS | 0 | 0 | 0 | 0 | 0 | 0
PV | 0 | 0 | 0 | 0 | 0 | 0
PeakG | 0 | 0 | 0 | 0 | 0 | 0
PeakO | 0 | 0 | 0 | 0 | 0 | 0
ST | 0 | 0 | 0 | 0 | 0 | 0
STOG | 0 | 0 | 0 | 0 | 0 | 0
STWD | 0 | 0 | 0 | 0 | 0 | 0
WT | 0 | 0 | 0 | 0 | 0 | 0
IGCC | 0 | 0 | 0 | 0 | 0 | 0
DemandResponse | 0 | 0 | 0 | 0 | 0 | 0
IGCC-CCS | 0 | 0 | 0 | 0 | 0 | 0
WT_off | 0 | 0 | 0 | 0 | 0 | 0
PseudoUnit | 0 | 0 | 0 | 0 | 0 | 0
FixedInterchange | 0 | 0 | 0 | 0 | 0 | 0
SO2 Emissions (MMshortTons): NWPP_Gas
ReportingType | 2015 | 2020 | 2025 | 2030 | 2035 | 2040
BM | 0 | 0 | 0 | 0 | 0 | 0
CC | 0 | 0 | 0 | 0 | 0 | 0
CSP | 0 | 0 | 0 | 0 | 0 | 0
CT | 0 | 0 | 0 | 0 | 0 | 0
Coal | 0 | 0 | 0 | 0 | 0 | 0
Geo | 0 | 0 | 0 | 0 | 0 | 0
H | 0 | 0 | 0 | 0 | 0 | 0
LFG | 0 | 0 | 0 | 0 | 0 | 0
Nuc | 0 | 0 | 0 | 0 | 0 | 0
PS | 0 | 0 | 0 | 0 | 0 | 0
PV | 0 | 0 | 0 | 0 | 0 | 0
PeakG | 0 | 0 | 0 | 0 | 0 | 0
PeakO | 0 | 0 | 0 | 0 | 0 | 0
ST | 0 | 0 | 0 | 0 | 0 | 0
STOG | 0 | 0 | 0 | 0 | 0 | 0
STWD | 0 | 0 | 0 | 0 | 0 | 0
WT | 0 | 0 | 0 | 0 | 0 | 0
IGCC | 0 | 0 | 0 | 0 | 0 | 0
DemandResponse | 0 | 0 | 0 | 0 | 0 | 0
IGCC-CCS | 0 | 0 | 0 | 0 | 0 | 0
WT_off | 0 | 0 | 0 | 0 | 0 | 0
PseudoUnit | 0 | 0 | 0 | 0 | 0 | 0
FixedInterchange | 0 | 0 | 0 | 0 | 0 | 0
SO2 Emissions (MMshortTons): NWPP_NucRenew
ReportingType | 2015 | 2020 | 2025 | 2030 | 2035 | 2040
BM | 0 | 0 | 0 | 0 | 0 | 0
CC | 0 | 0 | 0 | 0 | 0 | 0
CSP | 0 | 0 | 0 | 0 | 0 | 0
CT | 0 | 0 | 0 | 0 | 0 | 0
Coal | 0 | 0 | 0 | 0 | 0 | 0
Geo | 0 | 0 | 0 | 0 | 0 | 0
H | 0 | 0 | 0 | 0 | 0 | 0
LFG | 0 | 0 | 0 | 0 | 0 | 0
Nuc | 0 | 0 | 0 | 0 | 0 | 0
PS | 0 | 0 | 0 | 0 | 0 | 0
PV | 0 | 0 | 0 | 0 | 0 | 0
PeakG | 0 | 0 | 0 | 0 | 0 | 0
PeakO | 0 | 0 | 0 | 0 | 0 | 0
ST | 0 | 0 | 0 | 0 | 0 | 0
STOG | 0 | 0 | 0 | 0 | 0 | 0
STWD | 0 | 0 | 0 | 0 | 0 | 0
WT | 0 | 0 | 0 | 0 | 0 | 0
IGCC | 0 | 0 | 0 | 0 | 0 | 0
DemandResponse | 0 | 0 | 0 | 0 | 0 | 0
IGCC-CCS | 0 | 0 | 0 | 0 | 0 | 0
WT_off | 0 | 0 | 0 | 0 | 0 | 0
PseudoUnit | 0 | 0 | 0 | 0 | 0 | 0
FixedInterchange | 0 | 0 | 0 | 0 | 0 | 0
SO2 Emissions (MMshortTons): RMPA
ReportingType | 2015 | 2020 | 2025 | 2030 | 2035 | 2040
BM | 0 | 0 | 0 | 0 | 0 | 0
CC | 0 | 0 | 0 | 0 | 0 | 0
CSP | 0 | 0 | 0 | 0 | 0 | 0
CT | 0 | 0 | 0 | 0 | 0 | 0
Coal | 0.06 | 0.03 | 0.03 | 0.03 | 0.03 | 0.03
Geo | 0 | 0 | 0 | 0 | 0 | 0
H | 0 | 0 | 0 | 0 | 0 | 0
LFG | 0 | 0 | 0 | 0 | 0 | 0
Nuc | 0 | 0 | 0 | 0 | 0 | 0
PS | 0 | 0 | 0 | 0 | 0 | 0
PV | 0 | 0 | 0 | 0 | 0 | 0
PeakG | 0 | 0 | 0 | 0 | 0 | 0
PeakO | 0 | 0 | 0 | 0 | 0 | 0
ST | 0 | 0 | 0 | 0 | 0 | 0
STOG | 0 | 0 | 0 | 0 | 0 | 0
STWD | 0 | 0 | 0 | 0 | 0 | 0
WT | 0 | 0 | 0 | 0 | 0 | 0
IGCC | 0 | 0 | 0 | 0 | 0 | 0
DemandResponse | 0 | 0 | 0 | 0 | 0 | 0
IGCC-CCS | 0 | 0 | 0 | 0 | 0 | 0
WT_off | 0 | 0 | 0 | 0 | 0 | 0
PseudoUnit | 0 | 0 | 0 | 0 | 0 | 0
FixedInterchange | 0 | 0 | 0 | 0 | 0 | 0
SO2 Emissions (MMshortTons): SP15
ReportingType | 2015 | 2020 | 2025 | 2030 | 2035 | 2040
BM | 0 | 0 | 0 | 0 | 0 | 0
CC | 0 | 0 | 0 | 0 | 0 | 0
CSP | 0 | 0 | 0 | 0 | 0 | 0
CT | 0 | 0 | 0 | 0 | 0 | 0
Coal | 0 | 0 | 0 | 0 | 0 | 0
Geo | 0 | 0 | 0 | 0 | 0 | 0
H | 0 | 0 | 0 | 0 | 0 | 0
LFG | 0 | 0 | 0 | 0 | 0 | 0
Nuc | 0 | 0 | 0 | 0 | 0 | 0
PS | 0 | 0 | 0 | 0 | 0 | 0
PV | 0 | 0 | 0 | 0 | 0 | 0
PeakG | 0 | 0 | 0 | 0 | 0 | 0
PeakO | 0 | 0 | 0 | 0 | 0 | 0
ST | 0 | 0 | 0 | 0 | 0 | 0
STOG | 0 | 0 | 0 | 0 | 0 | 0
STWD | 0 | 0 | 0 | 0 | 0 | 0
WT | 0 | 0 | 0 | 0 | 0 | 0
IGCC | 0 | 0 | 0 | 0 | 0 | 0
DemandResponse | 0 | 0 | 0 | 0 | 0 | 0
IGCC-CCS | 0 | 0 | 0 | 0 | 0 | 0
WT_off | 0 | 0 | 0 | 0 | 0 | 0
PseudoUnit | 0 | 0 | 0 | 0 | 0 | 0
FixedInterchange | 0 | 0 | 0 | 0 | 0 | 0
SO2 Emissions (MMshortTons): ALB
ReportingType | 2015 | 2020 | 2025 | 2030 | 2035 | 2040
BM | 0 | 0 | 0 | 0 | 0 | 0
CC | 0 | 0 | 0 | 0 | 0 | 0
CSP | 0 | 0 | 0 | 0 | 0 | 0
CT | 0 | 0 | 0 | 0 | 0 | 0
Coal | 0.17 | 0.14 | 0.14 | 0.14 | 0.14 | 0.14
Geo | 0 | 0 | 0 | 0 | 0 | 0
H | 0 | 0 | 0 | 0 | 0 | 0
LFG | 0 | 0 | 0 | 0 | 0 | 0
Nuc | 0 | 0 | 0 | 0 | 0 | 0
PS | 0 | 0 | 0 | 0 | 0 | 0
PV | 0 | 0 | 0 | 0 | 0 | 0
PeakG | 0 | 0 | 0 | 0 | 0 | 0
PeakO | 0 | 0 | 0 | 0 | 0 | 0
ST | 0 | 0 | 0 | 0 | 0 | 0
STOG | 0 | 0 | 0 | 0 | 0 | 0
STWD | 0 | 0 | 0 | 0 | 0 | 0
WT | 0 | 0 | 0 | 0 | 0 | 0
IGCC | 0 | 0 | 0 | 0 | 0 | 0
DemandResponse | 0 | 0 | 0 | 0 | 0 | 0
IGCC-CCS | 0 | 0 | 0 | 0 | 0 | 0
WT_off | 0 | 0 | 0 | 0 | 0 | 0
PseudoUnit | 0 | 0 | 0 | 0 | 0 | 0
FixedInterchange | 0 | 0 | 0 | 0 | 0 | 0
SO2 Emissions (MMshortTons): BC
ReportingType | 2015 | 2020 | 2025 | 2030 | 2035 | 2040
BM | 0 | 0 | 0 | 0 | 0 | 0
CC | 0 | 0 | 0 | 0 | 0 | 0
CSP | 0 | 0 | 0 | 0 | 0 | 0
CT | 0 | 0 | 0 | 0 | 0 | 0
Coal | 0 | 0 | 0 | 0 | 0 | 0
Geo | 0 | 0 | 0 | 0 | 0 | 0
H | 0 | 0 | 0 | 0 | 0 | 0
LFG | 0 | 0 | 0 | 0 | 0 | 0
Nuc | 0 | 0 | 0 | 0 | 0 | 0
PS | 0 | 0 | 0 | 0 | 0 | 0
PV | 0 | 0 | 0 | 0 | 0 | 0
PeakG | 0 | 0 | 0 | 0 | 0 | 0
PeakO | 0 | 0 | 0 | 0 | 0 | 0
ST | 0 | 0 | 0 | 0 | 0 | 0
STOG | 0 | 0 | 0 | 0 | 0 | 0
STWD | 0 | 0 | 0 | 0 | 0 | 0
WT | 0 | 0 | 0 | 0 | 0 | 0
IGCC | 0 | 0 | 0 | 0 | 0 | 0
DemandResponse | 0 | 0 | 0 | 0 | 0 | 0
IGCC-CCS | 0 | 0 | 0 | 0 | 0 | 0
WT_off | 0 | 0 | 0 | 0 | 0 | 0
PseudoUnit | 0 | 0 | 0 | 0 | 0 | 0
FixedInterchange | 0 | 0 | 0 | 0 | 0 | 0
SO2 Emissions (MMshortTons): HQ_IESO
ReportingType | 2015 | 2020 | 2025 | 2030 | 2035 | 2040
BM | 0 | 0 | 0 | 0 | 0 | 0
CC | 0 | 0 | 0 | 0 | 0 | 0
CSP | 0 | 0 | 0 | 0 | 0 | 0
CT | 0 | 0 | 0 | 0 | 0 | 0
Coal | 0 | 0 | 0 | 0 | 0 | 0
Geo | 0 | 0 | 0 | 0 | 0 | 0
H | 0 | 0 | 0 | 0 | 0 | 0
LFG | 0 | 0 | 0 | 0 | 0 | 0
Nuc | 0 | 0 | 0 | 0 | 0 | 0
PS | 0 | 0 | 0 | 0 | 0 | 0
PV | 0 | 0 | 0 | 0 | 0 | 0
PeakG | 0 | 0 | 0 | 0 | 0 | 0
PeakO | 0 | 0 | 0 | 0 | 0 | 0
ST | 0 | 0 | 0 | 0 | 0 | 0
STOG | 0 | 0 | 0 | 0 | 0 | 0
STWD | 0 | 0 | 0 | 0 | 0 | 0
WT | 0 | 0 | 0 | 0 | 0 | 0
IGCC | 0 | 0 | 0 | 0 | 0 | 0
DemandResponse | 0 | 0 | 0 | 0 | 0 | 0
IGCC-CCS | 0 | 0 | 0 | 0 | 0 | 0
WT_off | 0 | 0 | 0 | 0 | 0 | 0
PseudoUnit | 0 | 0 | 0 | 0 | 0 | 0
FixedInterchange | 0 | 0 | 0 | 0 | 0 | 0
SO2 Emissions (MMshortTons): HQ_NEISO
ReportingType | 2015 | 2020 | 2025 | 2030 | 2035 | 2040
BM | 0 | 0 | 0 | 0 | 0 | 0
CC | 0 | 0 | 0 | 0 | 0 | 0
CSP | 0 | 0 | 0 | 0 | 0 | 0
CT | 0 | 0 | 0 | 0 | 0 | 0
Coal | 0 | 0 | 0 | 0 | 0 | 0
Geo | 0 | 0 | 0 | 0 | 0 | 0
H | 0 | 0 | 0 | 0 | 0 | 0
LFG | 0 | 0 | 0 | 0 | 0 | 0
Nuc | 0 | 0 | 0 | 0 | 0 | 0
PS | 0 | 0 | 0 | 0 | 0 | 0
PV | 0 | 0 | 0 | 0 | 0 | 0
PeakG | 0 | 0 | 0 | 0 | 0 | 0
PeakO | 0 | 0 | 0 | 0 | 0 | 0
ST | 0 | 0 | 0 | 0 | 0 | 0
STOG | 0 | 0 | 0 | 0 | 0 | 0
STWD | 0 | 0 | 0 | 0 | 0 | 0
WT | 0 | 0 | 0 | 0 | 0 | 0
IGCC | 0 | 0 | 0 | 0 | 0 | 0
DemandResponse | 0 | 0 | 0 | 0 | 0 | 0
IGCC-CCS | 0 | 0 | 0 | 0 | 0 | 0
WT_off | 0 | 0 | 0 | 0 | 0 | 0
PseudoUnit | 0 | 0 | 0 | 0 | 0 | 0
FixedInterchange | 0 | 0 | 0 | 0 | 0 | 0
SO2 Emissions (MMshortTons): HQ_NY
ReportingType | 2015 | 2020 | 2025 | 2030 | 2035 | 2040
BM | 0 | 0 | 0 | 0 | 0 | 0
CC | 0 | 0 | 0 | 0 | 0 | 0
CSP | 0 | 0 | 0 | 0 | 0 | 0
CT | 0 | 0 | 0 | 0 | 0 | 0
Coal | 0 | 0 | 0 | 0 | 0 | 0
Geo | 0 | 0 | 0 | 0 | 0 | 0
H | 0 | 0 | 0 | 0 | 0 | 0
LFG | 0 | 0 | 0 | 0 | 0 | 0
Nuc | 0 | 0 | 0 | 0 | 0 | 0
PS | 0 | 0 | 0 | 0 | 0 | 0
PV | 0 | 0 | 0 | 0 | 0 | 0
PeakG | 0 | 0 | 0 | 0 | 0 | 0
PeakO | 0 | 0 | 0 | 0 | 0 | 0
ST | 0 | 0 | 0 | 0 | 0 | 0
STOG | 0 | 0 | 0 | 0 | 0 | 0
STWD | 0 | 0 | 0 | 0 | 0 | 0
WT | 0 | 0 | 0 | 0 | 0 | 0
IGCC | 0 | 0 | 0 | 0 | 0 | 0
DemandResponse | 0 | 0 | 0 | 0 | 0 | 0
IGCC-CCS | 0 | 0 | 0 | 0 | 0 | 0
WT_off | 0 | 0 | 0 | 0 | 0 | 0
PseudoUnit | 0 | 0 | 0 | 0 | 0 | 0
FixedInterchange | 0 | 0 | 0 | 0 | 0 | 0
SO2 Emissions (MMshortTons): MARITIMES
ReportingType | 2015 | 2020 | 2025 | 2030 | 2035 | 2040
BM | 0 | 0 | 0 | 0 | 0 | 0
CC | 0 | 0 | 0 | 0 | 0 | 0
CSP | 0 | 0 | 0 | 0 | 0 | 0
CT | 0 | 0 | 0 | 0 | 0 | 0
Coal | 0 | 0 | 0 | 0 | 0 | 0
Geo | 0 | 0 | 0 | 0 | 0 | 0
H | 0 | 0 | 0 | 0 | 0 | 0
LFG | 0 | 0 | 0 | 0 | 0 | 0
Nuc | 0 | 0 | 0 | 0 | 0 | 0
PS | 0 | 0 | 0 | 0 | 0 | 0
PV | 0 | 0 | 0 | 0 | 0 | 0
PeakG | 0 | 0 | 0 | 0 | 0 | 0
PeakO | 0 | 0 | 0 | 0 | 0 | 0
ST | 0 | 0 | 0 | 0 | 0 | 0
STOG | 0 | 0 | 0 | 0 | 0 | 0
STWD | 0 | 0 | 0 | 0 | 0 | 0
WT | 0 | 0 | 0 | 0 | 0 | 0
IGCC | 0 | 0 | 0 | 0 | 0 | 0
DemandResponse | 0 | 0 | 0 | 0 | 0 | 0
IGCC-CCS | 0 | 0 | 0 | 0 | 0 | 0
WT_off | 0 | 0 | 0 | 0 | 0 | 0
PseudoUnit | 0 | 0 | 0 | 0 | 0 | 0
FixedInterchange | 0 | 0 | 0 | 0 | 0 | 0
SO2 Emissions (MMshortTons): All
ReportingType | 2015 | 2020 | 2025 | 2030 | 2035 | 2040
BM | 0 | 0 | 0 | 0 | 0 | 0
CC | 0 | 0 | 0 | 0 | 0 | 0
CSP | 0 | 0 | 0 | 0 | 0 | 0
CT | 0 | 0 | 0 | 0 | 0 | 0
Coal | 5.04 | 1.9 | 2.33 | 2.49 | 2.6 | 2.67
Geo | 0 | 0 | 0 | 0 | 0 | 0
H | 0 | 0 | 0 | 0 | 0 | 0
LFG | 0 | 0 | 0 | 0 | 0 | 0
Nuc | 0 | 0 | 0 | 0 | 0 | 0
PS | 0 | 0 | 0 | 0 | 0 | 0
PV | 0 | 0 | 0 | 0 | 0 | 0
PeakG | 0 | 0 | 0 | 0 | 0 | 0
PeakO | 0 | 0 | 0 | 0 | 0 | 0
ST | 0 | 0 | 0 | 0 | 0 | 0
STOG | 0 | 0 | 0 | 0 | 0 | 0
STWD | 0 | 0 | 0 | 0 | 0 | 0
WT | 0 | 0 | 0 | 0 | 0 | 0
IGCC | 0 | 0 | 0 | 0 | 0 | 0
DemandResponse | 0 | 0 | 0 | 0 | 0 | 0
IGCC-CCS | 0 | 0 | 0 | 0 | 0 | 0
WT_off | 0 | 0 | 0 | 0 | 0 | 0
PseudoUnit | 0 | 0 | 0 | 0 | 0 | 0
FixedInterchange | 0 | 0 | 0 | 0 | 0 | 0
SO2 Emissions (MMshortTons): EI_US
ReportingType | 2015 | 2020 | 2025 | 2030 | 2035 | 2040
BM | 0 | 0 | 0 | 0 | 0 | 0
CC | 0 | 0 | 0 | 0 | 0 | 0
CSP | 0 | 0 | 0 | 0 | 0 | 0
CT | 0 | 0 | 0 | 0 | 0 | 0
Coal | 4.5 | 1.59 | 1.99 | 2.12 | 2.2 | 2.25
Geo | 0 | 0 | 0 | 0 | 0 | 0
H | 0 | 0 | 0 | 0 | 0 | 0
LFG | 0 | 0 | 0 | 0 | 0 | 0
Nuc | 0 | 0 | 0 | 0 | 0 | 0
PS | 0 | 0 | 0 | 0 | 0 | 0
PV | 0 | 0 | 0 | 0 | 0 | 0
PeakG | 0 | 0 | 0 | 0 | 0 | 0
PeakO | 0 | 0 | 0 | 0 | 0 | 0
ST | 0 | 0 | 0 | 0 | 0 | 0
STOG | 0 | 0 | 0 | 0 | 0 | 0
STWD | 0 | 0 | 0 | 0 | 0 | 0
WT | 0 | 0 | 0 | 0 | 0 | 0
IGCC | 0 | 0 | 0 | 0 | 0 | 0
DemandResponse | 0 | 0 | 0 | 0 | 0 | 0
IGCC-CCS | 0 | 0 | 0 | 0 | 0 | 0
WT_off | 0 | 0 | 0 | 0 | 0 | 0
PseudoUnit | 0 | 0 | 0 | 0 | 0 | 0
FixedInterchange | 0 | 0 | 0 | 0 | 0 | 0
SO2 Emissions (MMshortTons): EI_Canada
ReportingType | 2015 | 2020 | 2025 | 2030 | 2035 | 2040
BM | 0 | 0 | 0 | 0 | 0 | 0
CC | 0 | 0 | 0 | 0 | 0 | 0
CSP | 0 | 0 | 0 | 0 | 0 | 0
CT | 0 | 0 | 0 | 0 | 0 | 0
Coal | 0 | 0 | 0.01 | 0.04 | 0.08 | 0.08
Geo | 0 | 0 | 0 | 0 | 0 | 0
H | 0 | 0 | 0 | 0 | 0 | 0
LFG | 0 | 0 | 0 | 0 | 0 | 0
Nuc | 0 | 0 | 0 | 0 | 0 | 0
PS | 0 | 0 | 0 | 0 | 0 | 0
PV | 0 | 0 | 0 | 0 | 0 | 0
PeakG | 0 | 0 | 0 | 0 | 0 | 0
PeakO | 0 | 0 | 0 | 0 | 0 | 0
ST | 0 | 0 | 0 | 0 | 0 | 0
STOG | 0 | 0 | 0 | 0 | 0 | 0
STWD | 0 | 0 | 0 | 0 | 0 | 0
WT | 0 | 0 | 0 | 0 | 0 | 0
IGCC | 0 | 0 | 0 | 0 | 0 | 0
DemandResponse | 0 | 0 | 0 | 0 | 0 | 0
IGCC-CCS | 0 | 0 | 0 | 0 | 0 | 0
WT_off | 0 | 0 | 0 | 0 | 0 | 0
PseudoUnit | 0 | 0 | 0 | 0 | 0 | 0
FixedInterchange | 0 | 0 | 0 | 0 | 0 | 0
SO2 Emissions (MMshortTons): EI
ReportingType | 2015 | 2020 | 2025 | 2030 | 2035 | 2040
BM | 0 | 0 | 0 | 0 | 0 | 0
CC | 0 | 0 | 0 | 0 | 0 | 0
CSP | 0 | 0 | 0 | 0 | 0 | 0
CT | 0 | 0 | 0 | 0 | 0 | 0
Coal | 4.5 | 1.59 | 2.01 | 2.17 | 2.28 | 2.34
Geo | 0 | 0 | 0 | 0 | 0 | 0
H | 0 | 0 | 0 | 0 | 0 | 0
LFG | 0 | 0 | 0 | 0 | 0 | 0
Nuc | 0 | 0 | 0 | 0 | 0 | 0
PS | 0 | 0 | 0 | 0 | 0 | 0
PV | 0 | 0 | 0 | 0 | 0 | 0
PeakG | 0 | 0 | 0 | 0 | 0 | 0
PeakO | 0 | 0 | 0 | 0 | 0 | 0
ST | 0 | 0 | 0 | 0 | 0 | 0
STOG | 0 | 0 | 0 | 0 | 0 | 0
STWD | 0 | 0 | 0 | 0 | 0 | 0
WT | 0 | 0 | 0 | 0 | 0 | 0
IGCC | 0 | 0 | 0 | 0 | 0 | 0
DemandResponse | 0 | 0 | 0 | 0 | 0 | 0
IGCC-CCS | 0 | 0 | 0 | 0 | 0 | 0
WT_off | 0 | 0 | 0 | 0 | 0 | 0
PseudoUnit | 0 | 0 | 0 | 0 | 0 | 0
FixedInterchange | 0 | 0 | 0 | 0 | 0 | 0
SO2 Emissions (MMshortTons): Outside_EI
ReportingType | 2015 | 2020 | 2025 | 2030 | 2035 | 2040
BM | 0 | 0 | 0 | 0 | 0 | 0
CC | 0 | 0 | 0 | 0 | 0 | 0
CSP | 0 | 0 | 0 | 0 | 0 | 0
CT | 0 | 0 | 0 | 0 | 0 | 0
Coal | 0.54 | 0.31 | 0.33 | 0.33 | 0.33 | 0.34
Geo | 0 | 0 | 0 | 0 | 0 | 0
H | 0 | 0 | 0 | 0 | 0 | 0
LFG | 0 | 0 | 0 | 0 | 0 | 0
Nuc | 0 | 0 | 0 | 0 | 0 | 0
PS | 0 | 0 | 0 | 0 | 0 | 0
PV | 0 | 0 | 0 | 0 | 0 | 0
PeakG | 0 | 0 | 0 | 0 | 0 | 0
PeakO | 0 | 0 | 0 | 0 | 0 | 0
ST | 0 | 0 | 0 | 0 | 0 | 0
STOG | 0 | 0 | 0 | 0 | 0 | 0
STWD | 0 | 0 | 0 | 0 | 0 | 0
WT | 0 | 0 | 0 | 0 | 0 | 0
IGCC | 0 | 0 | 0 | 0 | 0 | 0
DemandResponse | 0 | 0 | 0 | 0 | 0 | 0
IGCC-CCS | 0 | 0 | 0 | 0 | 0 | 0
WT_off | 0 | 0 | 0 | 0 | 0 | 0
PseudoUnit | 0 | 0 | 0 | 0 | 0 | 0
FixedInterchange | 0 | 0 | 0 | 0 | 0 | 0
NOx Emissions (MMshortTons): Entergy
ReportingType | 2015 | 2020 | 2025 | 2030 | 2035 | 2040
BM | 0 | 0 | 0 | 0 | 0 | 0
CC | 0 | 0.01 | 0.01 | 0.01 | 0.01 | 0.01
CSP | 0 | 0 | 0 | 0 | 0 | 0
CT | 0 | 0 | 0 | 0 | 0 | 0
Coal | 0.05 | 0.04 | 0.05 | 0.05 | 0.05 | 0.05
Geo | 0 | 0 | 0 | 0 | 0 | 0
H | 0 | 0 | 0 | 0 | 0 | 0
LFG | 0 | 0 | 0 | 0 | 0 | 0
Nuc | 0 | 0 | 0 | 0 | 0 | 0
PS | 0 | 0 | 0 | 0 | 0 | 0
PV | 0 | 0 | 0 | 0 | 0 | 0
PeakG | 0 | 0 | 0 | 0 | 0 | 0
PeakO | 0 | 0 | 0 | 0 | 0 | 0
ST | 0 | 0 | 0 | 0 | 0 | 0
STOG | 0 | 0 | 0 | 0 | 0 | 0
STWD | 0 | 0 | 0 | 0 | 0 | 0
WT | 0 | 0 | 0 | 0 | 0 | 0
IGCC | 0 | 0 | 0 | 0 | 0 | 0
DemandResponse | 0 | 0 | 0 | 0 | 0 | 0
IGCC-CCS | 0 | 0 | 0 | 0 | 0 | 0
WT_off | 0 | 0 | 0 | 0 | 0 | 0
PseudoUnit | 0 | 0 | 0 | 0 | 0 | 0
FixedInterchange | 0 | 0 | 0 | 0 | 0 | 0
NOx Emissions (MMshortTons): FRCC
ReportingType | 2015 | 2020 | 2025 | 2030 | 2035 | 2040
BM | 0 | 0 | 0 | 0 | 0 | 0
CC | 0.01 | 0.01 | 0.01 | 0.01 | 0.02 | 0.02
CSP | 0 | 0 | 0 | 0 | 0 | 0
CT | 0 | 0 | 0 | 0 | 0 | 0
Coal | 0.04 | 0.03 | 0.04 | 0.04 | 0.04 | 0.04
Geo | 0 | 0 | 0 | 0 | 0 | 0
H | 0 | 0 | 0 | 0 | 0 | 0
LFG | 0 | 0 | 0 | 0 | 0 | 0
Nuc | 0 | 0 | 0 | 0 | 0 | 0
PS | 0 | 0 | 0 | 0 | 0 | 0
PV | 0 | 0 | 0 | 0 | 0 | 0
PeakG | 0 | 0 | 0 | 0 | 0 | 0
PeakO | 0 | 0 | 0 | 0 | 0 | 0
ST | 0 | 0 | 0 | 0 | 0 | 0
STOG | 0 | 0 | 0 | 0 | 0 | 0
STWD | 0 | 0 | 0 | 0 | 0 | 0
WT | 0 | 0 | 0 | 0 | 0 | 0
IGCC | 0 | 0 | 0 | 0 | 0 | 0
DemandResponse | 0 | 0 | 0 | 0 | 0 | 0
IGCC-CCS | 0 | 0 | 0 | 0 | 0 | 0
WT_off | 0 | 0 | 0 | 0 | 0 | 0
PseudoUnit | 0 | 0 | 0 | 0 | 0 | 0
FixedInterchange | 0 | 0 | 0 | 0 | 0 | 0
NOx Emissions (MMshortTons): MAPP_US
ReportingType | 2015 | 2020 | 2025 | 2030 | 2035 | 2040
BM | 0 | 0 | 0 | 0 | 0 | 0
CC | 0 | 0 | 0 | 0 | 0 | 0
CSP | 0 | 0 | 0 | 0 | 0 | 0
CT | 0 | 0 | 0 | 0 | 0 | 0
Coal | 0.04 | 0.04 | 0.04 | 0.05 | 0.05 | 0.05
Geo | 0 | 0 | 0 | 0 | 0 | 0
H | 0 | 0 | 0 | 0 | 0 | 0
LFG | 0 | 0 | 0 | 0 | 0 | 0
Nuc | 0 | 0 | 0 | 0 | 0 | 0
PS | 0 | 0 | 0 | 0 | 0 | 0
PV | 0 | 0 | 0 | 0 | 0 | 0
PeakG | 0 | 0 | 0 | 0 | 0 | 0
PeakO | 0 | 0 | 0 | 0 | 0 | 0
ST | 0 | 0 | 0 | 0 | 0 | 0
STOG | 0 | 0 | 0 | 0 | 0 | 0
STWD | 0 | 0 | 0 | 0 | 0 | 0
WT | 0 | 0 | 0 | 0 | 0 | 0
IGCC | 0 | 0 | 0 | 0 | 0 | 0
DemandResponse | 0 | 0 | 0 | 0 | 0 | 0
IGCC-CCS | 0 | 0 | 0 | 0 | 0 | 0
WT_off | 0 | 0 | 0 | 0 | 0 | 0
PseudoUnit | 0 | 0 | 0 | 0 | 0 | 0
FixedInterchange | 0 | 0 | 0 | 0 | 0 | 0
NOx Emissions (MMshortTons): MISO_IN
ReportingType | 2015 | 2020 | 2025 | 2030 | 2035 | 2040
BM | 0 | 0 | 0 | 0 | 0 | 0
CC | 0 | 0 | 0 | 0 | 0 | 0
CSP | 0 | 0 | 0 | 0 | 0 | 0
CT | 0 | 0 | 0 | 0 | 0 | 0
Coal | 0.07 | 0.07 | 0.07 | 0.07 | 0.08 | 0.08
Geo | 0 | 0 | 0 | 0 | 0 | 0
H | 0 | 0 | 0 | 0 | 0 | 0
LFG | 0 | 0 | 0 | 0 | 0 | 0
Nuc | 0 | 0 | 0 | 0 | 0 | 0
PS | 0 | 0 | 0 | 0 | 0 | 0
PV | 0 | 0 | 0 | 0 | 0 | 0
PeakG | 0 | 0 | 0 | 0 | 0 | 0
PeakO | 0 | 0 | 0 | 0 | 0 | 0
ST | 0 | 0 | 0 | 0 | 0 | 0
STOG | 0 | 0 | 0 | 0 | 0 | 0
STWD | 0 | 0 | 0 | 0 | 0 | 0
WT | 0 | 0 | 0 | 0 | 0 | 0
IGCC | 0 | 0 | 0 | 0 | 0 | 0
DemandResponse | 0 | 0 | 0 | 0 | 0 | 0
IGCC-CCS | 0 | 0 | 0 | 0 | 0 | 0
WT_off | 0 | 0 | 0 | 0 | 0 | 0
PseudoUnit | 0 | 0 | 0 | 0 | 0 | 0
FixedInterchange | 0 | 0 | 0 | 0 | 0 | 0
NOx Emissions (MMshortTons): MISO_MI
ReportingType | 2015 | 2020 | 2025 | 2030 | 2035 | 2040
BM | 0 | 0 | 0 | 0 | 0 | 0
CC | 0 | 0 | 0 | 0 | 0 | 0
CSP | 0 | 0 | 0 | 0 | 0 | 0
CT | 0 | 0 | 0 | 0 | 0 | 0
Coal | 0.06 | 0.05 | 0.05 | 0.06 | 0.06 | 0.06
Geo | 0 | 0 | 0 | 0 | 0 | 0
H | 0 | 0 | 0 | 0 | 0 | 0
LFG | 0 | 0 | 0 | 0 | 0 | 0
Nuc | 0 | 0 | 0 | 0 | 0 | 0
PS | 0 | 0 | 0 | 0 | 0 | 0
PV | 0 | 0 | 0 | 0 | 0 | 0
PeakG | 0 | 0 | 0 | 0 | 0 | 0
PeakO | 0 | 0 | 0 | 0 | 0 | 0
ST | 0 | 0 | 0 | 0 | 0 | 0
STOG | 0 | 0 | 0 | 0 | 0 | 0
STWD | 0 | 0 | 0 | 0 | 0 | 0
WT | 0 | 0 | 0 | 0 | 0 | 0
IGCC | 0 | 0 | 0 | 0 | 0 | 0
DemandResponse | 0 | 0 | 0 | 0 | 0 | 0
IGCC-CCS | 0 | 0 | 0 | 0 | 0 | 0
WT_off | 0 | 0 | 0 | 0 | 0 | 0
PseudoUnit | 0 | 0 | 0 | 0 | 0 | 0
FixedInterchange | 0 | 0 | 0 | 0 | 0 | 0
NOx Emissions (MMshortTons): MISO_MO-IL
ReportingType | 2015 | 2020 | 2025 | 2030 | 2035 | 2040
BM | 0 | 0 | 0 | 0 | 0 | 0
CC | 0 | 0 | 0 | 0 | 0 | 0
CSP | 0 | 0 | 0 | 0 | 0 | 0
CT | 0 | 0 | 0 | 0 | 0 | 0
Coal | 0.05 | 0.04 | 0.05 | 0.05 | 0.05 | 0.05
Geo | 0 | 0 | 0 | 0 | 0 | 0
H | 0 | 0 | 0 | 0 | 0 | 0
LFG | 0 | 0 | 0 | 0 | 0 | 0
Nuc | 0 | 0 | 0 | 0 | 0 | 0
PS | 0 | 0 | 0 | 0 | 0 | 0
PV | 0 | 0 | 0 | 0 | 0 | 0
PeakG | 0 | 0 | 0 | 0 | 0 | 0
PeakO | 0 | 0 | 0 | 0 | 0 | 0
ST | 0 | 0 | 0 | 0 | 0 | 0
STOG | 0 | 0 | 0 | 0 | 0 | 0
STWD | 0 | 0 | 0 | 0 | 0 | 0
WT | 0 | 0 | 0 | 0 | 0 | 0
IGCC | 0 | 0 | 0 | 0 | 0 | 0
DemandResponse | 0 | 0 | 0 | 0 | 0 | 0
IGCC-CCS | 0 | 0 | 0 | 0 | 0 | 0
WT_off | 0 | 0 | 0 | 0 | 0 | 0
PseudoUnit | 0 | 0 | 0 | 0 | 0 | 0
FixedInterchange | 0 | 0 | 0 | 0 | 0 | 0
NOx Emissions (MMshortTons): MISO_W
ReportingType | 2015 | 2020 | 2025 | 2030 | 2035 | 2040
BM | 0 | 0 | 0 | 0 | 0 | 0
CC | 0 | 0 | 0 | 0 | 0 | 0
CSP | 0 | 0 | 0 | 0 | 0 | 0
CT | 0 | 0 | 0 | 0 | 0 | 0
Coal | 0.1 | 0.09 | 0.1 | 0.1 | 0.11 | 0.12
Geo | 0 | 0 | 0 | 0 | 0 | 0
H | 0 | 0 | 0 | 0 | 0 | 0
LFG | 0 | 0 | 0 | 0 | 0 | 0
Nuc | 0 | 0 | 0 | 0 | 0 | 0
PS | 0 | 0 | 0 | 0 | 0 | 0
PV | 0 | 0 | 0 | 0 | 0 | 0
PeakG | 0 | 0 | 0 | 0 | 0 | 0
PeakO | 0 | 0 | 0 | 0 | 0 | 0
ST | 0 | 0 | 0 | 0 | 0 | 0
STOG | 0 | 0 | 0 | 0 | 0 | 0
STWD | 0 | 0 | 0 | 0 | 0 | 0
WT | 0 | 0 | 0 | 0 | 0 | 0
IGCC | 0 | 0 | 0 | 0 | 0 | 0
DemandResponse | 0 | 0 | 0 | 0 | 0 | 0
IGCC-CCS | 0 | 0 | 0 | 0 | 0 | 0
WT_off | 0 | 0 | 0 | 0 | 0 | 0
PseudoUnit | 0 | 0 | 0 | 0 | 0 | 0
FixedInterchange | 0 | 0 | 0 | 0 | 0 | 0
NOx Emissions (MMshortTons): MISO_WUMS
ReportingType | 2015 | 2020 | 2025 | 2030 | 2035 | 2040
BM | 0 | 0 | 0 | 0 | 0 | 0
CC | 0 | 0 | 0 | 0 | 0 | 0
CSP | 0 | 0 | 0 | 0 | 0 | 0
CT | 0 | 0 | 0 | 0 | 0 | 0
Coal | 0.01 | 0.01 | 0.01 | 0.01 | 0.01 | 0.01
Geo | 0 | 0 | 0 | 0 | 0 | 0
H | 0 | 0 | 0 | 0 | 0 | 0
LFG | 0 | 0 | 0 | 0 | 0 | 0
Nuc | 0 | 0 | 0 | 0 | 0 | 0
PS | 0 | 0 | 0 | 0 | 0 | 0
PV | 0 | 0 | 0 | 0 | 0 | 0
PeakG | 0 | 0 | 0 | 0 | 0 | 0
PeakO | 0 | 0 | 0 | 0 | 0 | 0
ST | 0 | 0 | 0 | 0 | 0 | 0
STOG | 0 | 0 | 0 | 0 | 0 | 0
STWD | 0 | 0 | 0 | 0 | 0 | 0
WT | 0 | 0 | 0 | 0 | 0 | 0
IGCC | 0 | 0 | 0 | 0 | 0 | 0
DemandResponse | 0 | 0 | 0 | 0 | 0 | 0
IGCC-CCS | 0 | 0 | 0 | 0 | 0 | 0
WT_off | 0 | 0 | 0 | 0 | 0 | 0
PseudoUnit | 0 | 0 | 0 | 0 | 0 | 0
FixedInterchange | 0 | 0 | 0 | 0 | 0 | 0
NOx Emissions (MMshortTons): Nebraska
ReportingType | 2015 | 2020 | 2025 | 2030 | 2035 | 2040
BM | 0 | 0 | 0 | 0 | 0 | 0
CC | 0 | 0 | 0 | 0 | 0 | 0
CSP | 0 | 0 | 0 | 0 | 0 | 0
CT | 0 | 0 | 0 | 0 | 0 | 0
Coal | 0.04 | 0.04 | 0.04 | 0.04 | 0.05 | 0.05
Geo | 0 | 0 | 0 | 0 | 0 | 0
H | 0 | 0 | 0 | 0 | 0 | 0
LFG | 0 | 0 | 0 | 0 | 0 | 0
Nuc | 0 | 0 | 0 | 0 | 0 | 0
PS | 0 | 0 | 0 | 0 | 0 | 0
PV | 0 | 0 | 0 | 0 | 0 | 0
PeakG | 0 | 0 | 0 | 0 | 0 | 0
PeakO | 0 | 0 | 0 | 0 | 0 | 0
ST | 0 | 0 | 0 | 0 | 0 | 0
STOG | 0 | 0 | 0 | 0 | 0 | 0
STWD | 0 | 0 | 0 | 0 | 0 | 0
WT | 0 | 0 | 0 | 0 | 0 | 0
IGCC | 0 | 0 | 0 | 0 | 0 | 0
DemandResponse | 0 | 0 | 0 | 0 | 0 | 0
IGCC-CCS | 0 | 0 | 0 | 0 | 0 | 0
WT_off | 0 | 0 | 0 | 0 | 0 | 0
PseudoUnit | 0 | 0 | 0 | 0 | 0 | 0
FixedInterchange | 0 | 0 | 0 | 0 | 0 | 0
NOx Emissions (MMshortTons): NEISO
ReportingType | 2015 | 2020 | 2025 | 2030 | 2035 | 2040
BM | 0 | 0 | 0 | 0 | 0 | 0
CC | 0 | 0 | 0 | 0 | 0 | 0.01
CSP | 0 | 0 | 0 | 0 | 0 | 0
CT | 0 | 0 | 0 | 0 | 0 | 0
Coal | 0 | 0 | 0 | 0 | 0 | 0
Geo | 0 | 0 | 0 | 0 | 0 | 0
H | 0 | 0 | 0 | 0 | 0 | 0
LFG | 0 | 0 | 0 | 0 | 0 | 0
Nuc | 0 | 0 | 0 | 0 | 0 | 0
PS | 0 | 0 | 0 | 0 | 0 | 0
PV | 0 | 0 | 0 | 0 | 0 | 0
PeakG | 0 | 0 | 0 | 0 | 0 | 0
PeakO | 0 | 0 | 0 | 0 | 0 | 0
ST | 0 | 0 | 0 | 0 | 0 | 0
STOG | 0 | 0 | 0 | 0 | 0 | 0
STWD | 0 | 0 | 0 | 0 | 0 | 0
WT | 0 | 0 | 0 | 0 | 0 | 0
IGCC | 0 | 0 | 0 | 0 | 0 | 0
DemandResponse | 0 | 0 | 0 | 0 | 0 | 0
IGCC-CCS | 0 | 0 | 0 | 0 | 0 | 0
WT_off | 0 | 0 | 0 | 0 | 0 | 0
PseudoUnit | 0 | 0 | 0 | 0 | 0 | 0
FixedInterchange | 0 | 0 | 0 | 0 | 0 | 0
NOx Emissions (MMshortTons): NonRTO_Midwest
ReportingType | 2015 | 2020 | 2025 | 2030 | 2035 | 2040
BM | 0 | 0 | 0 | 0 | 0 | 0
CC | 0 | 0 | 0 | 0 | 0 | 0
CSP | 0 | 0 | 0 | 0 | 0 | 0
CT | 0 | 0 | 0 | 0 | 0 | 0
Coal | 0.05 | 0.05 | 0.05 | 0.05 | 0.05 | 0.05
Geo | 0 | 0 | 0 | 0 | 0 | 0
H | 0 | 0 | 0 | 0 | 0 | 0
LFG | 0 | 0 | 0 | 0 | 0 | 0
Nuc | 0 | 0 | 0 | 0 | 0 | 0
PS | 0 | 0 | 0 | 0 | 0 | 0
PV | 0 | 0 | 0 | 0 | 0 | 0
PeakG | 0 | 0 | 0 | 0 | 0 | 0
PeakO | 0 | 0 | 0 | 0 | 0 | 0
ST | 0 | 0 | 0 | 0 | 0 | 0
STOG | 0 | 0 | 0 | 0 | 0 | 0
STWD | 0 | 0 | 0 | 0 | 0 | 0
WT | 0 | 0 | 0 | 0 | 0 | 0
IGCC | 0 | 0 | 0 | 0 | 0 | 0
DemandResponse | 0 | 0 | 0 | 0 | 0 | 0
IGCC-CCS | 0 | 0 | 0 | 0 | 0 | 0
WT_off | 0 | 0 | 0 | 0 | 0 | 0
PseudoUnit | 0 | 0 | 0 | 0 | 0 | 0
FixedInterchange | 0 | 0 | 0 | 0 | 0 | 0
NOx Emissions (MMshortTons): NYISO_A-F
ReportingType | 2015 | 2020 | 2025 | 2030 | 2035 | 2040
BM | 0 | 0 | 0 | 0 | 0 | 0
CC | 0 | 0 | 0 | 0 | 0 | 0
CSP | 0 | 0 | 0 | 0 | 0 | 0
CT | 0 | 0 | 0 | 0 | 0 | 0
Coal | 0 | 0 | 0 | 0 | 0 | 0
Geo | 0 | 0 | 0 | 0 | 0 | 0
H | 0 | 0 | 0 | 0 | 0 | 0
LFG | 0 | 0 | 0 | 0 | 0 | 0
Nuc | 0 | 0 | 0 | 0 | 0 | 0
PS | 0 | 0 | 0 | 0 | 0 | 0
PV | 0 | 0 | 0 | 0 | 0 | 0
PeakG | 0 | 0 | 0 | 0 | 0 | 0
PeakO | 0 | 0 | 0 | 0 | 0 | 0
ST | 0 | 0 | 0 | 0 | 0 | 0
STOG | 0 | 0 | 0 | 0 | 0 | 0
STWD | 0 | 0 | 0 | 0 | 0 | 0
WT | 0 | 0 | 0 | 0 | 0 | 0
IGCC | 0 | 0 | 0 | 0 | 0 | 0
DemandResponse | 0 | 0 | 0 | 0 | 0 | 0
IGCC-CCS | 0 | 0 | 0 | 0 | 0 | 0
WT_off | 0 | 0 | 0 | 0 | 0 | 0
PseudoUnit | 0 | 0 | 0 | 0 | 0 | 0
FixedInterchange | 0 | 0 | 0 | 0 | 0 | 0
NOx Emissions (MMshortTons): NYISO_G-I
ReportingType | 2015 | 2020 | 2025 | 2030 | 2035 | 2040
BM | 0 | 0 | 0 | 0 | 0 | 0
CC | 0 | 0 | 0 | 0 | 0 | 0
CSP | 0 | 0 | 0 | 0 | 0 | 0
CT | 0 | 0 | 0 | 0 | 0 | 0
Coal | 0 | 0 | 0 | 0 | 0 | 0
Geo | 0 | 0 | 0 | 0 | 0 | 0
H | 0 | 0 | 0 | 0 | 0 | 0
LFG | 0 | 0 | 0 | 0 | 0 | 0
Nuc | 0 | 0 | 0 | 0 | 0 | 0
PS | 0 | 0 | 0 | 0 | 0 | 0
PV | 0 | 0 | 0 | 0 | 0 | 0
PeakG | 0 | 0 | 0 | 0 | 0 | 0
PeakO | 0 | 0 | 0 | 0 | 0 | 0
ST | 0 | 0 | 0 | 0 | 0 | 0
STOG | 0 | 0 | 0 | 0 | 0 | 0
STWD | 0 | 0 | 0 | 0 | 0 | 0
WT | 0 | 0 | 0 | 0 | 0 | 0
IGCC | 0 | 0 | 0 | 0 | 0 | 0
DemandResponse | 0 | 0 | 0 | 0 | 0 | 0
IGCC-CCS | 0 | 0 | 0 | 0 | 0 | 0
WT_off | 0 | 0 | 0 | 0 | 0 | 0
PseudoUnit | 0 | 0 | 0 | 0 | 0 | 0
FixedInterchange | 0 | 0 | 0 | 0 | 0 | 0
NOx Emissions (MMshortTons): NYISO_J-K
ReportingType | 2015 | 2020 | 2025 | 2030 | 2035 | 2040
BM | 0 | 0 | 0 | 0 | 0 | 0
CC | 0 | 0 | 0 | 0 | 0 | 0
CSP | 0 | 0 | 0 | 0 | 0 | 0
CT | 0 | 0 | 0 | 0 | 0 | 0
Coal | 0 | 0 | 0 | 0 | 0 | 0
Geo | 0 | 0 | 0 | 0 | 0 | 0
H | 0 | 0 | 0 | 0 | 0 | 0
LFG | 0 | 0 | 0 | 0 | 0 | 0
Nuc | 0 | 0 | 0 | 0 | 0 | 0
PS | 0 | 0 | 0 | 0 | 0 | 0
PV | 0 | 0 | 0 | 0 | 0 | 0
PeakG | 0 | 0 | 0 | 0 | 0 | 0
PeakO | 0 | 0 | 0 | 0 | 0 | 0
ST | 0 | 0 | 0 | 0 | 0 | 0
STOG | 0 | 0 | 0 | 0 | 0 | 0
STWD | 0 | 0 | 0 | 0 | 0 | 0
WT | 0 | 0 | 0 | 0 | 0 | 0
IGCC | 0 | 0 | 0 | 0 | 0 | 0
DemandResponse | 0 | 0 | 0 | 0 | 0 | 0
IGCC-CCS | 0 | 0 | 0 | 0 | 0 | 0
WT_off | 0 | 0 | 0 | 0 | 0 | 0
PseudoUnit | 0 | 0 | 0 | 0 | 0 | 0
FixedInterchange | 0 | 0 | 0 | 0 | 0 | 0
NOx Emissions (MMshortTons): PJM_E
ReportingType | 2015 | 2020 | 2025 | 2030 | 2035 | 2040
BM | 0 | 0 | 0 | 0 | 0 | 0
CC | 0 | 0 | 0 | 0 | 0 | 0
CSP | 0 | 0 | 0 | 0 | 0 | 0
CT | 0 | 0 | 0 | 0 | 0 | 0
Coal | 0 | 0 | 0 | 0 | 0 | 0
Geo | 0 | 0 | 0 | 0 | 0 | 0
H | 0 | 0 | 0 | 0 | 0 | 0
LFG | 0 | 0 | 0 | 0 | 0 | 0
Nuc | 0 | 0 | 0 | 0 | 0 | 0
PS | 0 | 0 | 0 | 0 | 0 | 0
PV | 0 | 0 | 0 | 0 | 0 | 0
PeakG | 0 | 0 | 0 | 0 | 0 | 0
PeakO | 0 | 0 | 0 | 0 | 0 | 0
ST | 0 | 0 | 0 | 0 | 0 | 0
STOG | 0 | 0 | 0 | 0 | 0 | 0
STWD | 0 | 0 | 0 | 0 | 0 | 0
WT | 0 | 0 | 0 | 0 | 0 | 0
IGCC | 0 | 0 | 0 | 0 | 0 | 0
DemandResponse | 0 | 0 | 0 | 0 | 0 | 0
IGCC-CCS | 0 | 0 | 0 | 0 | 0 | 0
WT_off | 0 | 0 | 0 | 0 | 0 | 0
PseudoUnit | 0 | 0 | 0 | 0 | 0 | 0
FixedInterchange | 0 | 0 | 0 | 0 | 0 | 0
NOx Emissions (MMshortTons): PJM_ROM
ReportingType | 2015 | 2020 | 2025 | 2030 | 2035 | 2040
BM | 0 | 0 | 0 | 0 | 0 | 0
CC | 0 | 0 | 0 | 0 | 0 | 0.01
CSP | 0 | 0 | 0 | 0 | 0 | 0
CT | 0 | 0 | 0 | 0 | 0 | 0
Coal | 0.04 | 0.04 | 0.04 | 0.04 | 0.04 | 0.04
Geo | 0 | 0 | 0 | 0 | 0 | 0
H | 0 | 0 | 0 | 0 | 0 | 0
LFG | 0 | 0 | 0 | 0 | 0 | 0
Nuc | 0 | 0 | 0 | 0 | 0 | 0
PS | 0 | 0 | 0 | 0 | 0 | 0
PV | 0 | 0 | 0 | 0 | 0 | 0
PeakG | 0 | 0 | 0 | 0 | 0 | 0
PeakO | 0 | 0 | 0 | 0 | 0 | 0
ST | 0 | 0 | 0 | 0 | 0 | 0
STOG | 0 | 0 | 0 | 0 | 0 | 0
STWD | 0 | 0 | 0 | 0 | 0 | 0
WT | 0 | 0 | 0 | 0 | 0 | 0
IGCC | 0 | 0 | 0 | 0 | 0 | 0
DemandResponse | 0 | 0 | 0 | 0 | 0 | 0
IGCC-CCS | 0 | 0 | 0 | 0 | 0 | 0
WT_off | 0 | 0 | 0 | 0 | 0 | 0
PseudoUnit | 0 | 0 | 0 | 0 | 0 | 0
FixedInterchange | 0 | 0 | 0 | 0 | 0 | 0
NOx Emissions (MMshortTons): PJM_ROR
ReportingType | 2015 | 2020 | 2025 | 2030 | 2035 | 2040
BM | 0 | 0 | 0 | 0 | 0 | 0
CC | 0.01 | 0.01 | 0 | 0.01 | 0.01 | 0.01
CSP | 0 | 0 | 0 | 0 | 0 | 0
CT | 0 | 0 | 0 | 0 | 0 | 0
Coal | 0.27 | 0.21 | 0.23 | 0.23 | 0.24 | 0.24
Geo | 0 | 0 | 0 | 0 | 0 | 0
H | 0 | 0 | 0 | 0 | 0 | 0
LFG | 0 | 0 | 0 | 0 | 0 | 0
Nuc | 0 | 0 | 0 | 0 | 0 | 0
PS | 0 | 0 | 0 | 0 | 0 | 0
PV | 0 | 0 | 0 | 0 | 0 | 0
PeakG | 0 | 0 | 0 | 0 | 0 | 0
PeakO | 0 | 0 | 0 | 0 | 0 | 0
ST | 0 | 0 | 0 | 0 | 0 | 0
STOG | 0 | 0 | 0 | 0 | 0 | 0
STWD | 0 | 0 | 0 | 0 | 0 | 0
WT | 0 | 0 | 0 | 0 | 0 | 0
IGCC | 0 | 0 | 0 | 0 | 0 | 0
DemandResponse | 0 | 0 | 0 | 0 | 0 | 0
IGCC-CCS | 0 | 0 | 0 | 0 | 0 | 0
WT_off | 0 | 0 | 0 | 0 | 0 | 0
PseudoUnit | 0 | 0 | 0 | 0 | 0 | 0
FixedInterchange | 0 | 0 | 0 | 0 | 0 | 0
NOx Emissions (MMshortTons): SOCO
ReportingType | 2015 | 2020 | 2025 | 2030 | 2035 | 2040
BM | 0 | 0 | 0 | 0 | 0 | 0
CC | 0.01 | 0.01 | 0.01 | 0.01 | 0.01 | 0.01
CSP | 0 | 0 | 0 | 0 | 0 | 0
CT | 0 | 0 | 0 | 0 | 0 | 0
Coal | 0.06 | 0.06 | 0.07 | 0.07 | 0.08 | 0.09
Geo | 0 | 0 | 0 | 0 | 0 | 0
H | 0 | 0 | 0 | 0 | 0 | 0
LFG | 0 | 0 | 0 | 0 | 0 | 0
Nuc | 0 | 0 | 0 | 0 | 0 | 0
PS | 0 | 0 | 0 | 0 | 0 | 0
PV | 0 | 0 | 0 | 0 | 0 | 0
PeakG | 0 | 0 | 0 | 0 | 0 | 0
PeakO | 0 | 0 | 0 | 0 | 0 | 0
ST | 0 | 0 | 0 | 0 | 0 | 0
STOG | 0 | 0 | 0 | 0 | 0 | 0
STWD | 0 | 0 | 0 | 0 | 0 | 0
WT | 0 | 0 | 0 | 0 | 0 | 0
IGCC | 0 | 0 | 0 | 0 | 0 | 0
DemandResponse | 0 | 0 | 0 | 0 | 0 | 0
IGCC-CCS | 0 | 0 | 0 | 0 | 0 | 0
WT_off | 0 | 0 | 0 | 0 | 0 | 0
PseudoUnit | 0 | 0 | 0 | 0 | 0 | 0
FixedInterchange | 0 | 0 | 0 | 0 | 0 | 0
NOx Emissions (MMshortTons): SPP_N
ReportingType | 2015 | 2020 | 2025 | 2030 | 2035 | 2040
BM | 0 | 0 | 0 | 0 | 0 | 0
CC | 0 | 0 | 0 | 0 | 0 | 0
CSP | 0 | 0 | 0 | 0 | 0 | 0
CT | 0 | 0 | 0 | 0 | 0 | 0
Coal | 0.07 | 0.07 | 0.07 | 0.07 | 0.07 | 0.07
Geo | 0 | 0 | 0 | 0 | 0 | 0
H | 0 | 0 | 0 | 0 | 0 | 0
LFG | 0 | 0 | 0 | 0 | 0 | 0
Nuc | 0 | 0 | 0 | 0 | 0 | 0
PS | 0 | 0 | 0 | 0 | 0 | 0
PV | 0 | 0 | 0 | 0 | 0 | 0
PeakG | 0 | 0 | 0 | 0 | 0 | 0
PeakO | 0 | 0 | 0 | 0 | 0 | 0
ST | 0 | 0 | 0 | 0 | 0 | 0
STOG | 0 | 0 | 0 | 0 | 0 | 0
STWD | 0 | 0 | 0 | 0 | 0 | 0
WT | 0 | 0 | 0 | 0 | 0 | 0
IGCC | 0 | 0 | 0 | 0 | 0 | 0
DemandResponse | 0 | 0 | 0 | 0 | 0 | 0
IGCC-CCS | 0 | 0 | 0 | 0 | 0 | 0
WT_off | 0 | 0 | 0 | 0 | 0 | 0
PseudoUnit | 0 | 0 | 0 | 0 | 0 | 0
FixedInterchange | 0 | 0 | 0 | 0 | 0 | 0
NOx Emissions (MMshortTons): SPP_S
ReportingType | 2015 | 2020 | 2025 | 2030 | 2035 | 2040
BM | 0 | 0 | 0 | 0 | 0 | 0
CC | 0 | 0 | 0 | 0 | 0 | 0
CSP | 0 | 0 | 0 | 0 | 0 | 0
CT | 0 | 0 | 0 | 0 | 0 | 0
Coal | 0.11 | 0.09 | 0.11 | 0.11 | 0.12 | 0.12
Geo | 0 | 0 | 0 | 0 | 0 | 0
H | 0 | 0 | 0 | 0 | 0 | 0
LFG | 0 | 0 | 0 | 0 | 0 | 0
Nuc | 0 | 0 | 0 | 0 | 0 | 0
PS | 0 | 0 | 0 | 0 | 0 | 0
PV | 0 | 0 | 0 | 0 | 0 | 0
PeakG | 0 | 0 | 0 | 0 | 0 | 0
PeakO | 0 | 0 | 0 | 0 | 0 | 0
ST | 0 | 0 | 0 | 0 | 0 | 0
STOG | 0 | 0 | 0 | 0 | 0 | 0
STWD | 0 | 0 | 0 | 0 | 0 | 0
WT | 0 | 0 | 0 | 0 | 0 | 0
IGCC | 0 | 0 | 0 | 0 | 0 | 0
DemandResponse | 0 | 0 | 0 | 0 | 0 | 0
IGCC-CCS | 0 | 0 | 0 | 0 | 0 | 0
WT_off | 0 | 0 | 0 | 0 | 0 | 0
PseudoUnit | 0 | 0 | 0 | 0 | 0 | 0
FixedInterchange | 0 | 0 | 0 | 0 | 0 | 0
NOx Emissions (MMshortTons): TVA
ReportingType | 2015 | 2020 | 2025 | 2030 | 2035 | 2040
BM | 0 | 0 | 0 | 0 | 0 | 0
CC | 0 | 0 | 0 | 0 | 0 | 0
CSP | 0 | 0 | 0 | 0 | 0 | 0
CT | 0 | 0 | 0 | 0 | 0 | 0
Coal | 0.06 | 0.06 | 0.06 | 0.06 | 0.07 | 0.07
Geo | 0 | 0 | 0 | 0 | 0 | 0
H | 0 | 0 | 0 | 0 | 0 | 0
LFG | 0 | 0 | 0 | 0 | 0 | 0
Nuc | 0 | 0 | 0 | 0 | 0 | 0
PS | 0 | 0 | 0 | 0 | 0 | 0
PV | 0 | 0 | 0 | 0 | 0 | 0
PeakG | 0 | 0 | 0 | 0 | 0 | 0
PeakO | 0 | 0 | 0 | 0 | 0 | 0
ST | 0 | 0 | 0 | 0 | 0 | 0
STOG | 0 | 0 | 0 | 0 | 0 | 0
STWD | 0 | 0 | 0 | 0 | 0 | 0
WT | 0 | 0 | 0 | 0 | 0 | 0
IGCC | 0 | 0 | 0 | 0 | 0 | 0
DemandResponse | 0 | 0 | 0 | 0 | 0 | 0
IGCC-CCS | 0 | 0 | 0 | 0 | 0 | 0
WT_off | 0 | 0 | 0 | 0 | 0 | 0
PseudoUnit | 0 | 0 | 0 | 0 | 0 | 0
FixedInterchange | 0 | 0 | 0 | 0 | 0 | 0
NOx Emissions (MMshortTons): TVA_Transmission
ReportingType | 2015 | 2020 | 2025 | 2030 | 2035 | 2040
BM | 0 | 0 | 0 | 0 | 0 | 0
CC | 0 | 0 | 0 | 0 | 0 | 0
CSP | 0 | 0 | 0 | 0 | 0 | 0
CT | 0 | 0 | 0 | 0 | 0 | 0
Coal | 0 | 0 | 0 | 0 | 0 | 0
Geo | 0 | 0 | 0 | 0 | 0 | 0
H | 0 | 0 | 0 | 0 | 0 | 0
LFG | 0 | 0 | 0 | 0 | 0 | 0
Nuc | 0 | 0 | 0 | 0 | 0 | 0
PS | 0 | 0 | 0 | 0 | 0 | 0
PV | 0 | 0 | 0 | 0 | 0 | 0
PeakG | 0 | 0 | 0 | 0 | 0 | 0
PeakO | 0 | 0 | 0 | 0 | 0 | 0
ST | 0 | 0 | 0 | 0 | 0 | 0
STOG | 0 | 0 | 0 | 0 | 0 | 0
STWD | 0 | 0 | 0 | 0 | 0 | 0
WT | 0 | 0 | 0 | 0 | 0 | 0
IGCC | 0 | 0 | 0 | 0 | 0 | 0
DemandResponse | 0 | 0 | 0 | 0 | 0 | 0
IGCC-CCS | 0 | 0 | 0 | 0 | 0 | 0
WT_off | 0 | 0 | 0 | 0 | 0 | 0
PseudoUnit | 0 | 0 | 0 | 0 | 0 | 0
FixedInterchange | 0 | 0 | 0 | 0 | 0 | 0
NOx Emissions (MMshortTons): VACAR
ReportingType | 2015 | 2020 | 2025 | 2030 | 2035 | 2040
BM | 0 | 0 | 0 | 0 | 0 | 0
CC | 0 | 0 | 0 | 0 | 0.01 | 0.01
CSP | 0 | 0 | 0 | 0 | 0 | 0
CT | 0 | 0 | 0 | 0 | 0 | 0
Coal | 0.04 | 0.03 | 0.04 | 0.05 | 0.05 | 0.05
Geo | 0 | 0 | 0 | 0 | 0 | 0
H | 0 | 0 | 0 | 0 | 0 | 0
LFG | 0 | 0 | 0 | 0 | 0 | 0
Nuc | 0 | 0 | 0 | 0 | 0 | 0
PS | 0 | 0 | 0 | 0 | 0 | 0
PV | 0 | 0 | 0 | 0 | 0 | 0
PeakG | 0 | 0 | 0 | 0 | 0 | 0
PeakO | 0 | 0 | 0 | 0 | 0 | 0
ST | 0 | 0 | 0 | 0 | 0 | 0
STOG | 0 | 0 | 0 | 0 | 0 | 0
STWD | 0 | 0 | 0 | 0 | 0 | 0
WT | 0 | 0 | 0 | 0 | 0 | 0
IGCC | 0 | 0 | 0 | 0 | 0 | 0
DemandResponse | 0 | 0 | 0 | 0 | 0 | 0
IGCC-CCS | 0 | 0 | 0 | 0 | 0 | 0
WT_off | 0 | 0 | 0 | 0 | 0 | 0
PseudoUnit | 0 | 0 | 0 | 0 | 0 | 0
FixedInterchange | 0 | 0 | 0 | 0 | 0 | 0
NOx Emissions (MMshortTons): IESO
ReportingType | 2015 | 2020 | 2025 | 2030 | 2035 | 2040
BM | 0 | 0 | 0 | 0 | 0 | 0
CC | 0 | 0 | 0 | 0 | 0 | 0
CSP | 0 | 0 | 0 | 0 | 0 | 0
CT | 0 | 0 | 0 | 0 | 0 | 0
Coal | 0 | 0 | 0 | 0 | 0 | 0
Geo | 0 | 0 | 0 | 0 | 0 | 0
H | 0 | 0 | 0 | 0 | 0 | 0
LFG | 0 | 0 | 0 | 0 | 0 | 0
Nuc | 0 | 0 | 0 | 0 | 0 | 0
PS | 0 | 0 | 0 | 0 | 0 | 0
PV | 0 | 0 | 0 | 0 | 0 | 0
PeakG | 0 | 0 | 0 | 0 | 0 | 0
PeakO | 0 | 0 | 0 | 0 | 0 | 0
ST | 0 | 0 | 0 | 0 | 0 | 0
STOG | 0 | 0 | 0 | 0 | 0 | 0
STWD | 0 | 0 | 0 | 0 | 0 | 0
WT | 0 | 0 | 0 | 0 | 0 | 0
IGCC | 0 | 0 | 0 | 0 | 0 | 0
DemandResponse | 0 | 0 | 0 | 0 | 0 | 0
IGCC-CCS | 0 | 0 | 0 | 0 | 0 | 0
WT_off | 0 | 0 | 0 | 0 | 0 | 0
PseudoUnit | 0 | 0 | 0 | 0 | 0 | 0
FixedInterchange | 0 | 0 | 0 | 0 | 0 | 0
NOx Emissions (MMshortTons): MAPP_CA
ReportingType | 2015 | 2020 | 2025 | 2030 | 2035 | 2040
BM | 0 | 0 | 0 | 0 | 0 | 0
CC | 0 | 0 | 0 | 0 | 0 | 0
CSP | 0 | 0 | 0 | 0 | 0 | 0
CT | 0 | 0 | 0 | 0 | 0 | 0
Coal | 0 | 0 | 0 | 0 | 0 | 0
Geo | 0 | 0 | 0 | 0 | 0 | 0
H | 0 | 0 | 0 | 0 | 0 | 0
LFG | 0 | 0 | 0 | 0 | 0 | 0
Nuc | 0 | 0 | 0 | 0 | 0 | 0
PS | 0 | 0 | 0 | 0 | 0 | 0
PV | 0 | 0 | 0 | 0 | 0 | 0
PeakG | 0 | 0 | 0 | 0 | 0 | 0
PeakO | 0 | 0 | 0 | 0 | 0 | 0
ST | 0 | 0 | 0 | 0 | 0 | 0
STOG | 0 | 0 | 0 | 0 | 0 | 0
STWD | 0 | 0 | 0 | 0 | 0 | 0
WT | 0 | 0 | 0 | 0 | 0 | 0
IGCC | 0 | 0 | 0 | 0 | 0 | 0
DemandResponse | 0 | 0 | 0 | 0 | 0 | 0
IGCC-CCS | 0 | 0 | 0 | 0 | 0 | 0
WT_off | 0 | 0 | 0 | 0 | 0 | 0
PseudoUnit | 0 | 0 | 0 | 0 | 0 | 0
FixedInterchange | 0 | 0 | 0 | 0 | 0 | 0
NOx Emissions (MMshortTons): AZ_NM_SNV_Coal
ReportingType | 2015 | 2020 | 2025 | 2030 | 2035 | 2040
BM | 0 | 0 | 0 | 0 | 0 | 0
CC | 0 | 0 | 0 | 0 | 0 | 0
CSP | 0 | 0 | 0 | 0 | 0 | 0
CT | 0 | 0 | 0 | 0 | 0 | 0
Coal | 0.12 | 0.12 | 0.12 | 0.12 | 0.12 | 0.14
Geo | 0 | 0 | 0 | 0 | 0 | 0
H | 0 | 0 | 0 | 0 | 0 | 0
LFG | 0 | 0 | 0 | 0 | 0 | 0
Nuc | 0 | 0 | 0 | 0 | 0 | 0
PS | 0 | 0 | 0 | 0 | 0 | 0
PV | 0 | 0 | 0 | 0 | 0 | 0
PeakG | 0 | 0 | 0 | 0 | 0 | 0
PeakO | 0 | 0 | 0 | 0 | 0 | 0
ST | 0 | 0 | 0 | 0 | 0 | 0
STOG | 0 | 0 | 0 | 0 | 0 | 0
STWD | 0 | 0 | 0 | 0 | 0 | 0
WT | 0 | 0 | 0 | 0 | 0 | 0
IGCC | 0 | 0 | 0 | 0 | 0 | 0
DemandResponse | 0 | 0 | 0 | 0 | 0 | 0
IGCC-CCS | 0 | 0 | 0 | 0 | 0 | 0
WT_off | 0 | 0 | 0 | 0 | 0 | 0
PseudoUnit | 0 | 0 | 0 | 0 | 0 | 0
FixedInterchange | 0 | 0 | 0 | 0 | 0 | 0
NOx Emissions (MMshortTons): AZ_NM_SNV_Gas
ReportingType | 2015 | 2020 | 2025 | 2030 | 2035 | 2040
BM | 0 | 0 | 0 | 0 | 0 | 0
CC | 0.01 | 0.01 | 0.01 | 0.01 | 0.01 | 0.01
CSP | 0 | 0 | 0 | 0 | 0 | 0
CT | 0 | 0 | 0 | 0 | 0 | 0
Coal | 0 | 0 | 0 | 0 | 0 | 0
Geo | 0 | 0 | 0 | 0 | 0 | 0
H | 0 | 0 | 0 | 0 | 0 | 0
LFG | 0 | 0 | 0 | 0 | 0 | 0
Nuc | 0 | 0 | 0 | 0 | 0 | 0
PS | 0 | 0 | 0 | 0 | 0 | 0
PV | 0 | 0 | 0 | 0 | 0 | 0
PeakG | 0 | 0 | 0 | 0 | 0 | 0
PeakO | 0 | 0 | 0 | 0 | 0 | 0
ST | 0 | 0 | 0 | 0 | 0 | 0
STOG | 0 | 0 | 0 | 0 | 0 | 0
STWD | 0 | 0 | 0 | 0 | 0 | 0
WT | 0 | 0 | 0 | 0 | 0 | 0
IGCC | 0 | 0 | 0 | 0 | 0 | 0
DemandResponse | 0 | 0 | 0 | 0 | 0 | 0
IGCC-CCS | 0 | 0 | 0 | 0 | 0 | 0
WT_off | 0 | 0 | 0 | 0 | 0 | 0
PseudoUnit | 0 | 0 | 0 | 0 | 0 | 0
FixedInterchange | 0 | 0 | 0 | 0 | 0 | 0
NOx Emissions (MMshortTons): AZ_NM_SNV_NucRenew
ReportingType | 2015 | 2020 | 2025 | 2030 | 2035 | 2040
BM | 0 | 0 | 0 | 0 | 0 | 0
CC | 0 | 0 | 0 | 0 | 0 | 0
CSP | 0 | 0 | 0 | 0 | 0 | 0
CT | 0 | 0 | 0 | 0 | 0 | 0
Coal | 0 | 0 | 0 | 0 | 0 | 0
Geo | 0 | 0 | 0 | 0 | 0 | 0
H | 0 | 0 | 0 | 0 | 0 | 0
LFG | 0 | 0 | 0 | 0 | 0 | 0
Nuc | 0 | 0 | 0 | 0 | 0 | 0
PS | 0 | 0 | 0 | 0 | 0 | 0
PV | 0 | 0 | 0 | 0 | 0 | 0
PeakG | 0 | 0 | 0 | 0 | 0 | 0
PeakO | 0 | 0 | 0 | 0 | 0 | 0
ST | 0 | 0 | 0 | 0 | 0 | 0
STOG | 0 | 0 | 0 | 0 | 0 | 0
STWD | 0 | 0 | 0 | 0 | 0 | 0
WT | 0 | 0 | 0 | 0 | 0 | 0
IGCC | 0 | 0 | 0 | 0 | 0 | 0
DemandResponse | 0 | 0 | 0 | 0 | 0 | 0
IGCC-CCS | 0 | 0 | 0 | 0 | 0 | 0
WT_off | 0 | 0 | 0 | 0 | 0 | 0
PseudoUnit | 0 | 0 | 0 | 0 | 0 | 0
FixedInterchange | 0 | 0 | 0 | 0 | 0 | 0
NOx Emissions (MMshortTons): ERCOT
ReportingType | 2015 | 2020 | 2025 | 2030 | 2035 | 2040
BM | 0 | 0 | 0 | 0 | 0 | 0
CC | 0.01 | 0.01 | 0.01 | 0.01 | 0.01 | 0.01
CSP | 0 | 0 | 0 | 0 | 0 | 0
CT | 0 | 0 | 0 | 0 | 0 | 0
Coal | 0.06 | 0.08 | 0.09 | 0.09 | 0.09 | 0.09
Geo | 0 | 0 | 0 | 0 | 0 | 0
H | 0 | 0 | 0 | 0 | 0 | 0
LFG | 0 | 0 | 0 | 0 | 0 | 0
Nuc | 0 | 0 | 0 | 0 | 0 | 0
PS | 0 | 0 | 0 | 0 | 0 | 0
PV | 0 | 0 | 0 | 0 | 0 | 0
PeakG | 0 | 0 | 0 | 0 | 0 | 0
PeakO | 0 | 0 | 0 | 0 | 0 | 0
ST | 0 | 0 | 0 | 0 | 0 | 0
STOG | 0 | 0 | 0.01 | 0.01 | 0.01 | 0
STWD | 0 | 0 | 0 | 0 | 0 | 0
WT | 0 | 0 | 0 | 0 | 0 | 0
IGCC | 0 | 0 | 0 | 0 | 0 | 0
DemandResponse | 0 | 0 | 0 | 0 | 0 | 0
IGCC-CCS | 0 | 0 | 0 | 0 | 0 | 0
WT_off | 0 | 0 | 0 | 0 | 0 | 0
PseudoUnit | 0 | 0 | 0 | 0 | 0 | 0
FixedInterchange | 0 | 0 | 0 | 0 | 0 | 0
NOx Emissions (MMshortTons): NP15
ReportingType | 2015 | 2020 | 2025 | 2030 | 2035 | 2040
BM | 0 | 0 | 0 | 0 | 0 | 0
CC | 0 | 0 | 0 | 0 | 0 | 0
CSP | 0 | 0 | 0 | 0 | 0 | 0
CT | 0 | 0 | 0 | 0 | 0 | 0
Coal | 0 | 0 | 0 | 0 | 0 | 0
Geo | 0 | 0 | 0 | 0 | 0 | 0
H | 0 | 0 | 0 | 0 | 0 | 0
LFG | 0 | 0 | 0 | 0 | 0 | 0
Nuc | 0 | 0 | 0 | 0 | 0 | 0
PS | 0 | 0 | 0 | 0 | 0 | 0
PV | 0 | 0 | 0 | 0 | 0 | 0
PeakG | 0 | 0 | 0 | 0 | 0 | 0
PeakO | 0 | 0 | 0 | 0 | 0 | 0
ST | 0 | 0 | 0 | 0 | 0 | 0
STOG | 0 | 0 | 0 | 0 | 0 | 0
STWD | 0 | 0 | 0 | 0 | 0 | 0
WT | 0 | 0 | 0 | 0 | 0 | 0
IGCC | 0 | 0 | 0 | 0 | 0 | 0
DemandResponse | 0 | 0 | 0 | 0 | 0 | 0
IGCC-CCS | 0 | 0 | 0 | 0 | 0 | 0
WT_off | 0 | 0 | 0 | 0 | 0 | 0
PseudoUnit | 0 | 0 | 0 | 0 | 0 | 0
FixedInterchange | 0 | 0 | 0 | 0 | 0 | 0
NOx Emissions (MMshortTons): NWPP_Coal
ReportingType | 2015 | 2020 | 2025 | 2030 | 2035 | 2040
BM | 0 | 0 | 0 | 0 | 0 | 0
CC | 0 | 0 | 0 | 0 | 0 | 0
CSP | 0 | 0 | 0 | 0 | 0 | 0
CT | 0 | 0 | 0 | 0 | 0 | 0
Coal | 0.14 | 0.14 | 0.14 | 0.14 | 0.14 | 0.14
Geo | 0 | 0 | 0 | 0 | 0 | 0
H | 0 | 0 | 0 | 0 | 0 | 0
LFG | 0 | 0 | 0 | 0 | 0 | 0
Nuc | 0 | 0 | 0 | 0 | 0 | 0
PS | 0 | 0 | 0 | 0 | 0 | 0
PV | 0 | 0 | 0 | 0 | 0 | 0
PeakG | 0 | 0 | 0 | 0 | 0 | 0
PeakO | 0 | 0 | 0 | 0 | 0 | 0
ST | 0 | 0 | 0 | 0 | 0 | 0
STOG | 0 | 0 | 0 | 0 | 0 | 0
STWD | 0 | 0 | 0 | 0 | 0 | 0
WT | 0 | 0 | 0 | 0 | 0 | 0
IGCC | 0 | 0 | 0 | 0 | 0 | 0
DemandResponse | 0 | 0 | 0 | 0 | 0 | 0
IGCC-CCS | 0 | 0 | 0 | 0 | 0 | 0
WT_off | 0 | 0 | 0 | 0 | 0 | 0
PseudoUnit | 0 | 0 | 0 | 0 | 0 | 0
FixedInterchange | 0 | 0 | 0 | 0 | 0 | 0
NOx Emissions (MMshortTons): NWPP_Gas
ReportingType | 2015 | 2020 | 2025 | 2030 | 2035 | 2040
BM | 0 | 0 | 0 | 0 | 0 | 0
CC | 0 | 0 | 0 | 0.01 | 0.01 | 0.01
CSP | 0 | 0 | 0 | 0 | 0 | 0
CT | 0 | 0 | 0 | 0 | 0 | 0
Coal | 0 | 0 | 0 | 0 | 0 | 0
Geo | 0 | 0 | 0 | 0 | 0 | 0
H | 0 | 0 | 0 | 0 | 0 | 0
LFG | 0 | 0 | 0 | 0 | 0 | 0
Nuc | 0 | 0 | 0 | 0 | 0 | 0
PS | 0 | 0 | 0 | 0 | 0 | 0
PV | 0 | 0 | 0 | 0 | 0 | 0
PeakG | 0 | 0 | 0 | 0 | 0 | 0
PeakO | 0 | 0 | 0 | 0 | 0 | 0
ST | 0 | 0 | 0 | 0 | 0 | 0
STOG | 0 | 0 | 0 | 0 | 0 | 0
STWD | 0 | 0 | 0 | 0 | 0 | 0
WT | 0 | 0 | 0 | 0 | 0 | 0
IGCC | 0 | 0 | 0 | 0 | 0 | 0
DemandResponse | 0 | 0 | 0 | 0 | 0 | 0
IGCC-CCS | 0 | 0 | 0 | 0 | 0 | 0
WT_off | 0 | 0 | 0 | 0 | 0 | 0
PseudoUnit | 0 | 0 | 0 | 0 | 0 | 0
FixedInterchange | 0 | 0 | 0 | 0 | 0 | 0
NOx Emissions (MMshortTons): NWPP_NucRenew
ReportingType | 2015 | 2020 | 2025 | 2030 | 2035 | 2040
BM | 0 | 0 | 0 | 0 | 0 | 0
CC | 0 | 0 | 0 | 0 | 0 | 0
CSP | 0 | 0 | 0 | 0 | 0 | 0
CT | 0 | 0 | 0 | 0 | 0 | 0
Coal | 0 | 0 | 0 | 0 | 0 | 0
Geo | 0 | 0 | 0 | 0 | 0 | 0
H | 0 | 0 | 0 | 0 | 0 | 0
LFG | 0 | 0 | 0 | 0 | 0 | 0
Nuc | 0 | 0 | 0 | 0 | 0 | 0
PS | 0 | 0 | 0 | 0 | 0 | 0
PV | 0 | 0 | 0 | 0 | 0 | 0
PeakG | 0 | 0 | 0 | 0 | 0 | 0
PeakO | 0 | 0 | 0 | 0 | 0 | 0
ST | 0 | 0 | 0 | 0 | 0 | 0
STOG | 0 | 0 | 0 | 0 | 0 | 0
STWD | 0 | 0 | 0 | 0 | 0 | 0
WT | 0 | 0 | 0 | 0 | 0 | 0
IGCC | 0 | 0 | 0 | 0 | 0 | 0
DemandResponse | 0 | 0 | 0 | 0 | 0 | 0
IGCC-CCS | 0 | 0 | 0 | 0 | 0 | 0
WT_off | 0 | 0 | 0 | 0 | 0 | 0
PseudoUnit | 0 | 0 | 0 | 0 | 0 | 0
FixedInterchange | 0 | 0 | 0 | 0 | 0 | 0
NOx Emissions (MMshortTons): RMPA
ReportingType | 2015 | 2020 | 2025 | 2030 | 2035 | 2040
BM | 0 | 0 | 0 | 0 | 0 | 0
CC | 0 | 0 | 0 | 0 | 0 | 0
CSP | 0 | 0 | 0 | 0 | 0 | 0
CT | 0 | 0 | 0 | 0 | 0 | 0
Coal | 0.06 | 0.06 | 0.05 | 0.05 | 0.06 | 0.06
Geo | 0 | 0 | 0 | 0 | 0 | 0
H | 0 | 0 | 0 | 0 | 0 | 0
LFG | 0 | 0 | 0 | 0 | 0 | 0
Nuc | 0 | 0 | 0 | 0 | 0 | 0
PS | 0 | 0 | 0 | 0 | 0 | 0
PV | 0 | 0 | 0 | 0 | 0 | 0
PeakG | 0 | 0 | 0 | 0 | 0 | 0
PeakO | 0 | 0 | 0 | 0 | 0 | 0
ST | 0 | 0 | 0 | 0 | 0 | 0
STOG | 0 | 0 | 0 | 0 | 0 | 0
STWD | 0 | 0 | 0 | 0 | 0 | 0
WT | 0 | 0 | 0 | 0 | 0 | 0
IGCC | 0 | 0 | 0 | 0 | 0 | 0
DemandResponse | 0 | 0 | 0 | 0 | 0 | 0
IGCC-CCS | 0 | 0 | 0 | 0 | 0 | 0
WT_off | 0 | 0 | 0 | 0 | 0 | 0
PseudoUnit | 0 | 0 | 0 | 0 | 0 | 0
FixedInterchange | 0 | 0 | 0 | 0 | 0 | 0
NOx Emissions (MMshortTons): SP15
ReportingType | 2015 | 2020 | 2025 | 2030 | 2035 | 2040
BM | 0 | 0 | 0 | 0 | 0 | 0
CC | 0 | 0 | 0 | 0 | 0 | 0
CSP | 0 | 0 | 0 | 0 | 0 | 0
CT | 0 | 0 | 0 | 0 | 0 | 0
Coal | 0 | 0 | 0 | 0 | 0 | 0
Geo | 0 | 0 | 0 | 0 | 0 | 0
H | 0 | 0 | 0 | 0 | 0 | 0
LFG | 0 | 0 | 0 | 0 | 0 | 0
Nuc | 0 | 0 | 0 | 0 | 0 | 0
PS | 0 | 0 | 0 | 0 | 0 | 0
PV | 0 | 0 | 0 | 0 | 0 | 0
PeakG | 0 | 0 | 0 | 0 | 0 | 0
PeakO | 0 | 0 | 0 | 0 | 0 | 0
ST | 0 | 0 | 0 | 0 | 0 | 0
STOG | 0 | 0 | 0 | 0 | 0 | 0
STWD | 0 | 0 | 0 | 0 | 0 | 0
WT | 0 | 0 | 0 | 0 | 0 | 0
IGCC | 0 | 0 | 0 | 0 | 0 | 0
DemandResponse | 0 | 0 | 0 | 0 | 0 | 0
IGCC-CCS | 0 | 0 | 0 | 0 | 0 | 0
WT_off | 0 | 0 | 0 | 0 | 0 | 0
PseudoUnit | 0 | 0 | 0 | 0 | 0 | 0
FixedInterchange | 0 | 0 | 0 | 0 | 0 | 0
NOx Emissions (MMshortTons): ALB
ReportingType | 2015 | 2020 | 2025 | 2030 | 2035 | 2040
BM | 0 | 0 | 0 | 0 | 0 | 0
CC | 0 | 0 | 0 | 0 | 0 | 0
CSP | 0 | 0 | 0 | 0 | 0 | 0
CT | 0 | 0 | 0 | 0 | 0 | 0
Coal | 0.01 | 0.01 | 0.01 | 0.01 | 0.01 | 0.01
Geo | 0 | 0 | 0 | 0 | 0 | 0
H | 0 | 0 | 0 | 0 | 0 | 0
LFG | 0 | 0 | 0 | 0 | 0 | 0
Nuc | 0 | 0 | 0 | 0 | 0 | 0
PS | 0 | 0 | 0 | 0 | 0 | 0
PV | 0 | 0 | 0 | 0 | 0 | 0
PeakG | 0 | 0 | 0 | 0 | 0 | 0
PeakO | 0 | 0 | 0 | 0 | 0 | 0
ST | 0 | 0 | 0 | 0 | 0 | 0
STOG | 0 | 0 | 0 | 0 | 0 | 0
STWD | 0 | 0 | 0 | 0 | 0 | 0
WT | 0 | 0 | 0 | 0 | 0 | 0
IGCC | 0 | 0 | 0 | 0 | 0 | 0
DemandResponse | 0 | 0 | 0 | 0 | 0 | 0
IGCC-CCS | 0 | 0 | 0 | 0 | 0 | 0
WT_off | 0 | 0 | 0 | 0 | 0 | 0
PseudoUnit | 0 | 0 | 0 | 0 | 0 | 0
FixedInterchange | 0 | 0 | 0 | 0 | 0 | 0
NOx Emissions (MMshortTons): BC
ReportingType | 2015 | 2020 | 2025 | 2030 | 2035 | 2040
BM | 0 | 0 | 0 | 0 | 0 | 0
CC | 0 | 0 | 0 | 0 | 0 | 0
CSP | 0 | 0 | 0 | 0 | 0 | 0
CT | 0 | 0 | 0 | 0 | 0 | 0
Coal | 0 | 0 | 0 | 0 | 0 | 0
Geo | 0 | 0 | 0 | 0 | 0 | 0
H | 0 | 0 | 0 | 0 | 0 | 0
LFG | 0 | 0 | 0 | 0 | 0 | 0
Nuc | 0 | 0 | 0 | 0 | 0 | 0
PS | 0 | 0 | 0 | 0 | 0 | 0
PV | 0 | 0 | 0 | 0 | 0 | 0
PeakG | 0 | 0 | 0 | 0 | 0 | 0
PeakO | 0 | 0 | 0 | 0 | 0 | 0
ST | 0 | 0 | 0 | 0 | 0 | 0
STOG | 0 | 0 | 0 | 0 | 0 | 0
STWD | 0 | 0 | 0 | 0 | 0 | 0
WT | 0 | 0 | 0 | 0 | 0 | 0
IGCC | 0 | 0 | 0 | 0 | 0 | 0
DemandResponse | 0 | 0 | 0 | 0 | 0 | 0
IGCC-CCS | 0 | 0 | 0 | 0 | 0 | 0
WT_off | 0 | 0 | 0 | 0 | 0 | 0
PseudoUnit | 0 | 0 | 0 | 0 | 0 | 0
FixedInterchange | 0 | 0 | 0 | 0 | 0 | 0
NOx Emissions (MMshortTons): HQ_IESO
ReportingType | 2015 | 2020 | 2025 | 2030 | 2035 | 2040
BM | 0 | 0 | 0 | 0 | 0 | 0
CC | 0 | 0 | 0 | 0 | 0 | 0
CSP | 0 | 0 | 0 | 0 | 0 | 0
CT | 0 | 0 | 0 | 0 | 0 | 0
Coal | 0 | 0 | 0 | 0 | 0 | 0
Geo | 0 | 0 | 0 | 0 | 0 | 0
H | 0 | 0 | 0 | 0 | 0 | 0
LFG | 0 | 0 | 0 | 0 | 0 | 0
Nuc | 0 | 0 | 0 | 0 | 0 | 0
PS | 0 | 0 | 0 | 0 | 0 | 0
PV | 0 | 0 | 0 | 0 | 0 | 0
PeakG | 0 | 0 | 0 | 0 | 0 | 0
PeakO | 0 | 0 | 0 | 0 | 0 | 0
ST | 0 | 0 | 0 | 0 | 0 | 0
STOG | 0 | 0 | 0 | 0 | 0 | 0
STWD | 0 | 0 | 0 | 0 | 0 | 0
WT | 0 | 0 | 0 | 0 | 0 | 0
IGCC | 0 | 0 | 0 | 0 | 0 | 0
DemandResponse | 0 | 0 | 0 | 0 | 0 | 0
IGCC-CCS | 0 | 0 | 0 | 0 | 0 | 0
WT_off | 0 | 0 | 0 | 0 | 0 | 0
PseudoUnit | 0 | 0 | 0 | 0 | 0 | 0
FixedInterchange | 0 | 0 | 0 | 0 | 0 | 0
NOx Emissions (MMshortTons): HQ_NEISO
ReportingType | 2015 | 2020 | 2025 | 2030 | 2035 | 2040
BM | 0 | 0 | 0 | 0 | 0 | 0
CC | 0 | 0 | 0 | 0 | 0 | 0
CSP | 0 | 0 | 0 | 0 | 0 | 0
CT | 0 | 0 | 0 | 0 | 0 | 0
Coal | 0 | 0 | 0 | 0 | 0 | 0
Geo | 0 | 0 | 0 | 0 | 0 | 0
H | 0 | 0 | 0 | 0 | 0 | 0
LFG | 0 | 0 | 0 | 0 | 0 | 0
Nuc | 0 | 0 | 0 | 0 | 0 | 0
PS | 0 | 0 | 0 | 0 | 0 | 0
PV | 0 | 0 | 0 | 0 | 0 | 0
PeakG | 0 | 0 | 0 | 0 | 0 | 0
PeakO | 0 | 0 | 0 | 0 | 0 | 0
ST | 0 | 0 | 0 | 0 | 0 | 0
STOG | 0 | 0 | 0 | 0 | 0 | 0
STWD | 0 | 0 | 0 | 0 | 0 | 0
WT | 0 | 0 | 0 | 0 | 0 | 0
IGCC | 0 | 0 | 0 | 0 | 0 | 0
DemandResponse | 0 | 0 | 0 | 0 | 0 | 0
IGCC-CCS | 0 | 0 | 0 | 0 | 0 | 0
WT_off | 0 | 0 | 0 | 0 | 0 | 0
PseudoUnit | 0 | 0 | 0 | 0 | 0 | 0
FixedInterchange | 0 | 0 | 0 | 0 | 0 | 0
NOx Emissions (MMshortTons): HQ_NY
ReportingType | 2015 | 2020 | 2025 | 2030 | 2035 | 2040
BM | 0 | 0 | 0 | 0 | 0 | 0
CC | 0 | 0 | 0 | 0 | 0 | 0
CSP | 0 | 0 | 0 | 0 | 0 | 0
CT | 0 | 0 | 0 | 0 | 0 | 0
Coal | 0 | 0 | 0 | 0 | 0 | 0
Geo | 0 | 0 | 0 | 0 | 0 | 0
H | 0 | 0 | 0 | 0 | 0 | 0
LFG | 0 | 0 | 0 | 0 | 0 | 0
Nuc | 0 | 0 | 0 | 0 | 0 | 0
PS | 0 | 0 | 0 | 0 | 0 | 0
PV | 0 | 0 | 0 | 0 | 0 | 0
PeakG | 0 | 0 | 0 | 0 | 0 | 0
PeakO | 0 | 0 | 0 | 0 | 0 | 0
ST | 0 | 0 | 0 | 0 | 0 | 0
STOG | 0 | 0 | 0 | 0 | 0 | 0
STWD | 0 | 0 | 0 | 0 | 0 | 0
WT | 0 | 0 | 0 | 0 | 0 | 0
IGCC | 0 | 0 | 0 | 0 | 0 | 0
DemandResponse | 0 | 0 | 0 | 0 | 0 | 0
IGCC-CCS | 0 | 0 | 0 | 0 | 0 | 0
WT_off | 0 | 0 | 0 | 0 | 0 | 0
PseudoUnit | 0 | 0 | 0 | 0 | 0 | 0
FixedInterchange | 0 | 0 | 0 | 0 | 0 | 0
NOx Emissions (MMshortTons): MARITIMES
ReportingType | 2015 | 2020 | 2025 | 2030 | 2035 | 2040
BM | 0 | 0 | 0 | 0 | 0 | 0
CC | 0 | 0 | 0 | 0 | 0 | 0
CSP | 0 | 0 | 0 | 0 | 0 | 0
CT | 0 | 0 | 0 | 0 | 0 | 0
Coal | 0 | 0 | 0 | 0 | 0 | 0
Geo | 0 | 0 | 0 | 0 | 0 | 0
H | 0 | 0 | 0 | 0 | 0 | 0
LFG | 0 | 0 | 0 | 0 | 0 | 0
Nuc | 0 | 0 | 0 | 0 | 0 | 0
PS | 0 | 0 | 0 | 0 | 0 | 0
PV | 0 | 0 | 0 | 0 | 0 | 0
PeakG | 0 | 0 | 0 | 0 | 0 | 0
PeakO | 0 | 0 | 0 | 0 | 0 | 0
ST | 0 | 0 | 0 | 0 | 0 | 0
STOG | 0 | 0 | 0 | 0 | 0 | 0
STWD | 0 | 0 | 0 | 0 | 0 | 0
WT | 0 | 0 | 0 | 0 | 0 | 0
IGCC | 0 | 0 | 0 | 0 | 0 | 0
DemandResponse | 0 | 0 | 0 | 0 | 0 | 0
IGCC-CCS | 0 | 0 | 0 | 0 | 0 | 0
WT_off | 0 | 0 | 0 | 0 | 0 | 0
PseudoUnit | 0 | 0 | 0 | 0 | 0 | 0
FixedInterchange | 0 | 0 | 0 | 0 | 0 | 0
NOx Emissions (MMshortTons): All
ReportingType | 2015 | 2020 | 2025 | 2030 | 2035 | 2040
BM | 0 | 0 | 0 | 0 | 0 | 0
CC | 0.08 | 0.1 | 0.09 | 0.1 | 0.12 | 0.13
CSP | 0 | 0 | 0 | 0 | 0 | 0
CT | 0 | 0 | 0 | 0 | 0 | 0
Coal | 1.55 | 1.43 | 1.53 | 1.57 | 1.62 | 1.67
Geo | 0 | 0 | 0 | 0 | 0 | 0
H | 0 | 0 | 0 | 0 | 0 | 0
LFG | 0 | 0 | 0 | 0 | 0 | 0
Nuc | 0 | 0 | 0 | 0 | 0 | 0
PS | 0 | 0 | 0 | 0 | 0 | 0
PV | 0 | 0 | 0 | 0 | 0 | 0
PeakG | 0 | 0 | 0 | 0 | 0 | 0
PeakO | 0 | 0 | 0 | 0 | 0 | 0
ST | 0 | 0 | 0 | 0 | 0 | 0
STOG | 0.01 | 0.02 | 0.02 | 0.02 | 0.02 | 0.02
STWD | 0 | 0 | 0 | 0 | 0 | 0
WT | 0 | 0 | 0 | 0 | 0 | 0
IGCC | 0 | 0 | 0 | 0 | 0 | 0
DemandResponse | 0 | 0 | 0 | 0 | 0 | 0
IGCC-CCS | 0 | 0 | 0 | 0 | 0 | 0
WT_off | 0 | 0 | 0 | 0 | 0 | 0
PseudoUnit | 0 | 0 | 0 | 0 | 0 | 0
FixedInterchange | 0 | 0 | 0 | 0 | 0 | 0
NOx Emissions (MMshortTons): EI_US
ReportingType | 2015 | 2020 | 2025 | 2030 | 2035 | 2040
BM | 0 | 0 | 0 | 0 | 0 | 0
CC | 0.05 | 0.06 | 0.06 | 0.07 | 0.08 | 0.09
CSP | 0 | 0 | 0 | 0 | 0 | 0
CT | 0 | 0 | 0 | 0 | 0 | 0
Coal | 1.15 | 1.02 | 1.12 | 1.15 | 1.19 | 1.23
Geo | 0 | 0 | 0 | 0 | 0 | 0
H | 0 | 0 | 0 | 0 | 0 | 0
LFG | 0 | 0 | 0 | 0 | 0 | 0
Nuc | 0 | 0 | 0 | 0 | 0 | 0
PS | 0 | 0 | 0 | 0 | 0 | 0
PV | 0 | 0 | 0 | 0 | 0 | 0
PeakG | 0 | 0 | 0 | 0 | 0 | 0
PeakO | 0 | 0 | 0 | 0 | 0 | 0
ST | 0 | 0 | 0 | 0 | 0 | 0
STOG | 0.01 | 0.01 | 0.01 | 0.01 | 0.01 | 0.01
STWD | 0 | 0 | 0 | 0 | 0 | 0
WT | 0 | 0 | 0 | 0 | 0 | 0
IGCC | 0 | 0 | 0 | 0 | 0 | 0
DemandResponse | 0 | 0 | 0 | 0 | 0 | 0
IGCC-CCS | 0 | 0 | 0 | 0 | 0 | 0
WT_off | 0 | 0 | 0 | 0 | 0 | 0
PseudoUnit | 0 | 0 | 0 | 0 | 0 | 0
FixedInterchange | 0 | 0 | 0 | 0 | 0 | 0
NOx Emissions (MMshortTons): EI_Canada
ReportingType | 2015 | 2020 | 2025 | 2030 | 2035 | 2040
BM | 0 | 0 | 0 | 0 | 0 | 0
CC | 0 | 0 | 0 | 0 | 0 | 0
CSP | 0 | 0 | 0 | 0 | 0 | 0
CT | 0 | 0 | 0 | 0 | 0 | 0
Coal | 0 | 0 | 0 | 0 | 0 | 0
Geo | 0 | 0 | 0 | 0 | 0 | 0
H | 0 | 0 | 0 | 0 | 0 | 0
LFG | 0 | 0 | 0 | 0 | 0 | 0
Nuc | 0 | 0 | 0 | 0 | 0 | 0
PS | 0 | 0 | 0 | 0 | 0 | 0
PV | 0 | 0 | 0 | 0 | 0 | 0
PeakG | 0 | 0 | 0 | 0 | 0 | 0
PeakO | 0 | 0 | 0 | 0 | 0 | 0
ST | 0 | 0 | 0 | 0 | 0 | 0
STOG | 0 | 0 | 0 | 0 | 0 | 0
STWD | 0 | 0 | 0 | 0 | 0 | 0
WT | 0 | 0 | 0 | 0 | 0 | 0
IGCC | 0 | 0 | 0 | 0 | 0 | 0
DemandResponse | 0 | 0 | 0 | 0 | 0 | 0
IGCC-CCS | 0 | 0 | 0 | 0 | 0 | 0
WT_off | 0 | 0 | 0 | 0 | 0 | 0
PseudoUnit | 0 | 0 | 0 | 0 | 0 | 0
FixedInterchange | 0 | 0 | 0 | 0 | 0 | 0
NOx Emissions (MMshortTons): EI
ReportingType | 2015 | 2020 | 2025 | 2030 | 2035 | 2040
BM | 0 | 0 | 0 | 0 | 0 | 0
CC | 0.05 | 0.06 | 0.06 | 0.07 | 0.08 | 0.1
CSP | 0 | 0 | 0 | 0 | 0 | 0
CT | 0 | 0 | 0 | 0 | 0 | 0
Coal | 1.15 | 1.02 | 1.12 | 1.15 | 1.2 | 1.24
Geo | 0 | 0 | 0 | 0 | 0 | 0
H | 0 | 0 | 0 | 0 | 0 | 0
LFG | 0 | 0 | 0 | 0 | 0 | 0
Nuc | 0 | 0 | 0 | 0 | 0 | 0
PS | 0 | 0 | 0 | 0 | 0 | 0
PV | 0 | 0 | 0 | 0 | 0 | 0
PeakG | 0 | 0 | 0 | 0 | 0 | 0
PeakO | 0 | 0 | 0 | 0 | 0 | 0
ST | 0 | 0 | 0 | 0 | 0 | 0
STOG | 0.01 | 0.01 | 0.01 | 0.01 | 0.01 | 0.01
STWD | 0 | 0 | 0 | 0 | 0 | 0
WT | 0 | 0 | 0 | 0 | 0 | 0
IGCC | 0 | 0 | 0 | 0 | 0 | 0
DemandResponse | 0 | 0 | 0 | 0 | 0 | 0
IGCC-CCS | 0 | 0 | 0 | 0 | 0 | 0
WT_off | 0 | 0 | 0 | 0 | 0 | 0
PseudoUnit | 0 | 0 | 0 | 0 | 0 | 0
FixedInterchange | 0 | 0 | 0 | 0 | 0 | 0
NOx Emissions (MMshortTons): Outside_EI
ReportingType | 2015 | 2020 | 2025 | 2030 | 2035 | 2040
BM | 0 | 0 | 0 | 0 | 0 | 0
CC | 0.03 | 0.03 | 0.03 | 0.04 | 0.04 | 0.04
CSP | 0 | 0 | 0 | 0 | 0 | 0
CT | 0 | 0 | 0 | 0 | 0 | 0
Coal | 0.39 | 0.41 | 0.42 | 0.42 | 0.42 | 0.43
Geo | 0 | 0 | 0 | 0 | 0 | 0
H | 0 | 0 | 0 | 0 | 0 | 0
LFG | 0 | 0 | 0 | 0 | 0 | 0
Nuc | 0 | 0 | 0 | 0 | 0 | 0
PS | 0 | 0 | 0 | 0 | 0 | 0
PV | 0 | 0 | 0 | 0 | 0 | 0
PeakG | 0 | 0 | 0 | 0 | 0 | 0
PeakO | 0 | 0 | 0 | 0 | 0 | 0
ST | 0 | 0 | 0 | 0 | 0 | 0
STOG | 0 | 0 | 0.01 | 0.01 | 0.01 | 0.01
STWD | 0 | 0 | 0 | 0 | 0 | 0
WT | 0 | 0 | 0 | 0 | 0 | 0
IGCC | 0 | 0 | 0 | 0 | 0 | 0
DemandResponse | 0 | 0 | 0 | 0 | 0 | 0
IGCC-CCS | 0 | 0 | 0 | 0 | 0 | 0
WT_off | 0 | 0 | 0 | 0 | 0 | 0
PseudoUnit | 0 | 0 | 0 | 0 | 0 | 0
FixedInterchange | 0 | 0 | 0 | 0 | 0 | 0
CO2 Emissions (MMshortTons): Entergy
ReportingType | 2015 | 2020 | 2025 | 2030 | 2035 | 2040
BM | 0 | 0 | 0 | 0 | 0 | 0
CC | 28.36 | 37.43 | 34.71 | 35.33 | 39.36 | 41.43
CSP | 0 | 0 | 0 | 0 | 0 | 0
CT | 0 | 0 | 0 | 0 | 0 | 0
Coal | 64.23 | 51.2 | 61.69 | 64.57 | 64.26 | 64.26
Geo | 0 | 0 | 0 | 0 | 0 | 0
H | 0 | 0 | 0 | 0 | 0 | 0
LFG | 0 | 0 | 0 | 0 | 0 | 0
Nuc | 0 | 0 | 0 | 0 | 0 | 0
PS | 0 | 0 | 0 | 0 | 0 | 0
PV | 0 | 0 | 0 | 0 | 0 | 0
PeakG | 0 | 0 | 0.07 | 0.03 | 0.03 | 0.03
PeakO | 0 | 0 | 0 | 0 | 0 | 0
ST | 0 | 0 | 0 | 0 | 0 | 0
STOG | 0.58 | 0.69 | 0.59 | 0.59 | 0.59 | 0.59
STWD | 0 | 0 | 0 | 0 | 0 | 0
WT | 0 | 0 | 0 | 0 | 0 | 0
IGCC | 0 | 0 | 0 | 0 | 0 | 0
DemandResponse | 0 | 0 | 0 | 0 | 0 | 0
IGCC-CCS | 0 | 0 | 0 | 0 | 0 | 0
WT_off | 0 | 0 | 0 | 0 | 0 | 0
PseudoUnit | 0 | 0 | 0 | 0 | 0 | 0
FixedInterchange | 0 | 0 | 0 | 0 | 0 | 0
CO2 Emissions (MMshortTons): FRCC
ReportingType | 2015 | 2020 | 2025 | 2030 | 2035 | 2040
BM | 0 | 0 | 0 | 0 | 0 | 0
CC | 63.63 | 70.37 | 73.8 | 80.19 | 91.37 | 102.97
CSP | 0 | 0 | 0 | 0 | 0 | 0
CT | 0.53 | 0.64 | 0.64 | 0.64 | 0.57 | 0.46
Coal | 58.66 | 57.06 | 63.47 | 64.42 | 65.92 | 65.92
Geo | 0 | 0 | 0 | 0 | 0 | 0
H | 0 | 0 | 0 | 0 | 0 | 0
LFG | 0 | 0 | 0 | 0 | 0 | 0
Nuc | 0 | 0 | 0 | 0 | 0 | 0
PS | 0 | 0 | 0 | 0 | 0 | 0
PV | 0 | 0 | 0 | 0 | 0 | 0
PeakG | 0.29 | 0.3 | 0.49 | 0.34 | 0.27 | 0.2
PeakO | 0 | 0 | 0 | 0 | 0 | 0
ST | 0 | 0 | 0 | 0 | 0 | 0
STOG | 1.84 | 1.6 | 1.6 | 1.56 | 1.42 | 0.95
STWD | 0 | 0 | 0 | 0 | 0 | 0
WT | 0 | 0 | 0 | 0 | 0 | 0
IGCC | 0 | 0 | 0 | 0 | 0 | 0
DemandResponse | 0 | 0 | 0 | 0 | 0 | 0
IGCC-CCS | 0 | 0 | 0 | 0 | 0 | 0
WT_off | 0 | 0 | 0 | 0 | 0 | 0
PseudoUnit | 0 | 0 | 0 | 0 | 0 | 0
FixedInterchange | 0 | 0 | 0 | 0 | 0 | 0
CO2 Emissions (MMshortTons): MAPP_US
ReportingType | 2015 | 2020 | 2025 | 2030 | 2035 | 2040
BM | 0 | 0 | 0 | 0 | 0 | 0
CC | 0.09 | 0.11 | 0.14 | 0.16 | 0.12 | 0.11
CSP | 0 | 0 | 0 | 0 | 0 | 0
CT | 0 | 0 | 0 | 0.01 | 0 | 0
Coal | 22.68 | 23.29 | 23.63 | 23.97 | 26.05 | 28.24
Geo | 0 | 0 | 0 | 0 | 0 | 0
H | 0 | 0 | 0 | 0 | 0 | 0
LFG | 0 | 0 | 0 | 0 | 0 | 0
Nuc | 0 | 0 | 0 | 0 | 0 | 0
PS | 0 | 0 | 0 | 0 | 0 | 0
PV | 0 | 0 | 0 | 0 | 0 | 0
PeakG | 0.02 | 0.05 | 0.09 | 0.12 | 0.06 | 0.08
PeakO | 0 | 0 | 0 | 0 | 0 | 0
ST | 0 | 0 | 0 | 0 | 0 | 0
STOG | 0 | 0 | 0 | 0 | 0 | 0
STWD | 0 | 0 | 0 | 0 | 0 | 0
WT | 0 | 0 | 0 | 0 | 0 | 0
IGCC | 0 | 0 | 0 | 0 | 0 | 0
DemandResponse | 0 | 0 | 0 | 0 | 0 | 0
IGCC-CCS | 0 | 0 | 0 | 0 | 0 | 0
WT_off | 0 | 0 | 0 | 0 | 0 | 0
PseudoUnit | 0 | 0 | 0 | 0 | 0 | 0
FixedInterchange | 0 | 0 | 0 | 0 | 0 | 0
CO2 Emissions (MMshortTons): MISO_IN
ReportingType | 2015 | 2020 | 2025 | 2030 | 2035 | 2040
BM | 0 | 0 | 0 | 0 | 0 | 0
CC | 1.84 | 10.33 | 11.7 | 15.03 | 18.76 | 18.79
CSP | 0 | 0 | 0 | 0 | 0 | 0
CT | 0 | 0 | 0 | 0 | 0 | 0
Coal | 87.25 | 91.59 | 97.69 | 99.6 | 103.15 | 105.31
Geo | 0 | 0 | 0 | 0 | 0 | 0
H | 0 | 0 | 0 | 0 | 0 | 0
LFG | 0 | 0 | 0 | 0 | 0 | 0
Nuc | 0 | 0 | 0 | 0 | 0 | 0
PS | 0 | 0 | 0 | 0 | 0 | 0
PV | 0 | 0 | 0 | 0 | 0 | 0
PeakG | 0.01 | 0.02 | 0.06 | 0.06 | 0.06 | 0.06
PeakO | 0 | 0 | 0 | 0 | 0 | 0
ST | 0 | 0 | 0 | 0 | 0 | 0
STOG | 0.04 | 0.04 | 0.04 | 0.04 | 0.07 | 0.04
STWD | 0 | 0 | 0 | 0 | 0 | 0
WT | 0 | 0 | 0 | 0 | 0 | 0
IGCC | 4.15 | 4.15 | 4.15 | 4.15 | 4.15 | 4.15
DemandResponse | 0 | 0 | 0 | 0 | 0 | 0
IGCC-CCS | 0 | 0 | 0 | 0 | 0 | 0
WT_off | 0 | 0 | 0 | 0 | 0 | 0
PseudoUnit | 0 | 0 | 0 | 0 | 0 | 0
FixedInterchange | 0 | 0 | 0 | 0 | 0 | 0
CO2 Emissions (MMshortTons): MISO_MI
ReportingType | 2015 | 2020 | 2025 | 2030 | 2035 | 2040
BM | 0 | 0 | 0 | 0 | 0 | 0
CC | 6.98 | 6.21 | 5.45 | 4.04 | 4.34 | 3.6
CSP | 0 | 0 | 0 | 0 | 0 | 0
CT | 0 | 0 | 0 | 0 | 0 | 0
Coal | 58.1 | 49.05 | 54.17 | 56.77 | 56.8 | 57.34
Geo | 0 | 0 | 0 | 0 | 0 | 0
H | 0 | 0 | 0 | 0 | 0 | 0
LFG | 0 | 0 | 0 | 0 | 0 | 0
Nuc | 0 | 0 | 0 | 0 | 0 | 0
PS | 0 | 0 | 0 | 0 | 0 | 0
PV | 0 | 0 | 0 | 0 | 0 | 0
PeakG | 0.01 | 0.03 | 0.07 | 0.07 | 0.07 | 0.07
PeakO | 0 | 0 | 0 | 0 | 0 | 0
ST | 0 | 0 | 0 | 0 | 0 | 0
STOG | 0.23 | 0.38 | 0.38 | 0.39 | 0.38 | 0.38
STWD | 0 | 0 | 0 | 0 | 0 | 0
WT | 0 | 0 | 0 | 0 | 0 | 0
IGCC | 0 | 0 | 0 | 0 | 0 | 0
DemandResponse | 0 | 0 | 0 | 0 | 0 | 0
IGCC-CCS | 0 | 0 | 0 | 0 | 0 | 0
WT_off | 0 | 0 | 0 | 0 | 0 | 0
PseudoUnit | 0 | 0 | 0 | 0 | 0 | 0
FixedInterchange | 0 | 0 | 0 | 0 | 0 | 0
CO2 Emissions (MMshortTons): MISO_MO-IL
ReportingType | 2015 | 2020 | 2025 | 2030 | 2035 | 2040
BM | 0 | 0 | 0 | 0 | 0 | 0
CC | 1.33 | 2.02 | 1.1 | 1.04 | 1.04 | 0.79
CSP | 0 | 0 | 0 | 0 | 0 | 0
CT | 0 | 0 | 0 | 0 | 0 | 0
Coal | 108.21 | 87.41 | 96.77 | 102.84 | 107.14 | 107.14
Geo | 0 | 0 | 0 | 0 | 0 | 0
H | 0 | 0 | 0 | 0 | 0 | 0
LFG | 0 | 0 | 0 | 0 | 0 | 0
Nuc | 0 | 0 | 0 | 0 | 0 | 0
PS | 0 | 0 | 0 | 0 | 0 | 0
PV | 0 | 0 | 0 | 0 | 0 | 0
PeakG | 0.1 | 0.12 | 0.12 | 0.1 | 0.29 | 0.35
PeakO | 0 | 0 | 0 | 0 | 0 | 0
ST | 0 | 0 | 0 | 0 | 0 | 0
STOG | 0.08 | 0.06 | 0.05 | 0.04 | 0.04 | 0.01
STWD | 0 | 0 | 0 | 0 | 0 | 0
WT | 0 | 0 | 0 | 0 | 0 | 0
IGCC | 0 | 0 | 0 | 0 | 0 | 0
DemandResponse | 0 | 0 | 0 | 0 | 0 | 0
IGCC-CCS | 0 | 0 | 0 | 0 | 0 | 0
WT_off | 0 | 0 | 0 | 0 | 0 | 0
PseudoUnit | 0 | 0 | 0 | 0 | 0 | 0
FixedInterchange | 0 | 0 | 0 | 0 | 0 | 0
CO2 Emissions (MMshortTons): MISO_W
ReportingType | 2015 | 2020 | 2025 | 2030 | 2035 | 2040
BM | 0 | 0 | 0 | 0 | 0 | 0
CC | 4.99 | 4.19 | 3.6 | 3.86 | 2.77 | 1.34
CSP | 0 | 0 | 0 | 0 | 0 | 0
CT | 0 | 0 | 0 | 0 | 0 | 0
Coal | 97.79 | 89.85 | 92.49 | 93.19 | 125.52 | 161.2
Geo | 0 | 0 | 0 | 0 | 0 | 0
H | 0 | 0 | 0 | 0 | 0 | 0
LFG | 0 | 0 | 0 | 0 | 0 | 0
Nuc | 0 | 0 | 0 | 0 | 0 | 0
PS | 0 | 0 | 0 | 0 | 0 | 0
PV | 0 | 0 | 0 | 0 | 0 | 0
PeakG | 0.26 | 0.21 | 0.35 | 0.54 | 0.26 | 0.08
PeakO | 0 | 0 | 0 | 0 | 0 | 0
ST | 0 | 0 | 0 | 0 | 0 | 0
STOG | 0.02 | 0.01 | 0.01 | 0 | 0 | 0
STWD | 0 | 0 | 0 | 0 | 0 | 0
WT | 0 | 0 | 0 | 0 | 0 | 0
IGCC | 0 | 0 | 0 | 0 | 0 | 0
DemandResponse | 0 | 0 | 0 | 0 | 0 | 0
IGCC-CCS | 0 | 0 | 0 | 0 | 0 | 0
WT_off | 0 | 0 | 0 | 0 | 0 | 0
PseudoUnit | 0 | 0 | 0 | 0 | 0 | 0
FixedInterchange | 0 | 0 | 0 | 0 | 0 | 0
CO2 Emissions (MMshortTons): MISO_WUMS
ReportingType | 2015 | 2020 | 2025 | 2030 | 2035 | 2040
BM | 0 | 0 | 0 | 0 | 0 | 0
CC | 7.38 | 16.99 | 16.32 | 14.76 | 15.77 | 14.19
CSP | 0 | 0 | 0 | 0 | 0 | 0
CT | 0 | 0.03 | 0.04 | 0.09 | 0.37 | 0.58
Coal | 25.46 | 26.29 | 31.43 | 35.22 | 37.54 | 37.54
Geo | 0 | 0 | 0 | 0 | 0 | 0
H | 0 | 0 | 0 | 0 | 0 | 0
LFG | 0 | 0 | 0 | 0 | 0 | 0
Nuc | 0 | 0 | 0 | 0 | 0 | 0
PS | 0 | 0 | 0 | 0 | 0 | 0
PV | 0 | 0 | 0 | 0 | 0 | 0
PeakG | 0.03 | 0.04 | 0.04 | 0 | 0 | 0
PeakO | 0 | 0 | 0 | 0 | 0 | 0
ST | 0 | 0 | 0 | 0 | 0 | 0
STOG | 0.01 | 0 | 0 | 0 | 0 | 0
STWD | 0 | 0 | 0 | 0 | 0 | 0
WT | 0 | 0 | 0 | 0 | 0 | 0
IGCC | 0 | 0 | 0 | 0 | 0 | 0
DemandResponse | 0 | 0 | 0 | 0 | 0 | 0
IGCC-CCS | 0 | 0 | 0 | 0 | 0 | 0
WT_off | 0 | 0 | 0 | 0 | 0 | 0
PseudoUnit | 0 | 0 | 0 | 0 | 0 | 0
FixedInterchange | 0 | 0 | 0 | 0 | 0 | 0
CO2 Emissions (MMshortTons): Nebraska
ReportingType | 2015 | 2020 | 2025 | 2030 | 2035 | 2040
BM | 0 | 0 | 0 | 0 | 0 | 0
CC | 0.3 | 0.34 | 0.3 | 0.3 | 0.22 | 0.16
CSP | 0 | 0 | 0 | 0 | 0 | 0
CT | 0 | 0 | 0 | 0 | 0 | 0
Coal | 35.38 | 35.35 | 35.35 | 35.35 | 53.44 | 54.05
Geo | 0 | 0 | 0 | 0 | 0 | 0
H | 0 | 0 | 0 | 0 | 0 | 0
LFG | 0 | 0 | 0 | 0 | 0 | 0
Nuc | 0 | 0 | 0 | 0 | 0 | 0
PS | 0 | 0 | 0 | 0 | 0 | 0
PV | 0 | 0 | 0 | 0 | 0 | 0
PeakG | 0.05 | 0.06 | 0.11 | 0.18 | 0.13 | 0.12
PeakO | 0 | 0 | 0 | 0 | 0 | 0
ST | 0 | 0 | 0 | 0 | 0 | 0
STOG | 0 | 0 | 0 | 0 | 0 | 0
STWD | 0 | 0 | 0 | 0 | 0 | 0
WT | 0 | 0 | 0 | 0 | 0 | 0
IGCC | 0 | 0 | 0 | 0 | 0 | 0
DemandResponse | 0 | 0 | 0 | 0 | 0 | 0
IGCC-CCS | 0 | 0 | 0 | 0 | 0 | 0
WT_off | 0 | 0 | 0 | 0 | 0 | 0
PseudoUnit | 0 | 0 | 0 | 0 | 0 | 0
FixedInterchange | 0 | 0 | 0 | 0 | 0 | 0
CO2 Emissions (MMshortTons): NEISO
ReportingType | 2015 | 2020 | 2025 | 2030 | 2035 | 2040
BM | 0 | 0 | 0 | 0 | 0 | 0
CC | 20.9 | 19.82 | 21.27 | 23.14 | 28.13 | 30.93
CSP | 0 | 0 | 0 | 0 | 0 | 0
CT | 0 | 0.01 | 0.01 | 0.01 | 0.04 | 0.08
Coal | 0.04 | 0 | 0 | 0 | 0 | 0
Geo | 0 | 0 | 0 | 0 | 0 | 0
H | 0 | 0 | 0 | 0 | 0 | 0
LFG | 0 | 0 | 0 | 0 | 0 | 0
Nuc | 0 | 0 | 0 | 0 | 0 | 0
PS | 0 | 0 | 0 | 0 | 0 | 0
PV | 0 | 0 | 0 | 0 | 0 | 0
PeakG | 0.01 | 0.02 | 0.02 | 0.02 | 0.07 | 0.06
PeakO | 0 | 0 | 0 | 0 | 0 | 0
ST | 0 | 0 | 0 | 0 | 0 | 0
STOG | 0 | 0 | 0 | 0 | 0 | 0
STWD | 0 | 0 | 0 | 0 | 0 | 0
WT | 0 | 0 | 0 | 0 | 0 | 0
IGCC | 0 | 0 | 0 | 0 | 0 | 0
DemandResponse | 0 | 0 | 0 | 0 | 0 | 0
IGCC-CCS | 0 | 0 | 0 | 0 | 0 | 0
WT_off | 0 | 0 | 0 | 0 | 0 | 0
PseudoUnit | 0 | 0 | 0 | 0 | 0 | 0
FixedInterchange | 0 | 0 | 0 | 0 | 0 | 0
CO2 Emissions (MMshortTons): NonRTO_Midwest
ReportingType | 2015 | 2020 | 2025 | 2030 | 2035 | 2040
BM | 0 | 0 | 0 | 0 | 0 | 0
CC | 0 | 0.86 | 0.68 | 1 | 1.16 | 1.5
CSP | 0 | 0 | 0 | 0 | 0 | 0
CT | 0 | 0.02 | 0.02 | 0.05 | 0.06 | 0.08
Coal | 62.72 | 64.48 | 65.77 | 67.15 | 69.2 | 71.15
Geo | 0 | 0 | 0 | 0 | 0 | 0
H | 0 | 0 | 0 | 0 | 0 | 0
LFG | 0 | 0 | 0 | 0 | 0 | 0
Nuc | 0 | 0 | 0 | 0 | 0 | 0
PS | 0 | 0 | 0 | 0 | 0 | 0
PV | 0 | 0 | 0 | 0 | 0 | 0
PeakG | 0.1 | 0.13 | 0.15 | 0.14 | 0.22 | 0.23
PeakO | 0 | 0 | 0 | 0 | 0 | 0
ST | 0 | 0 | 0 | 0 | 0 | 0
STOG | 0 | 0 | 0 | 0 | 0 | 0
STWD | 0 | 0 | 0 | 0 | 0 | 0
WT | 0 | 0 | 0 | 0 | 0 | 0
IGCC | 0 | 0 | 0 | 0 | 0 | 0
DemandResponse | 0 | 0 | 0 | 0 | 0 | 0
IGCC-CCS | 0 | 0 | 0 | 0 | 0 | 0
WT_off | 0 | 0 | 0 | 0 | 0 | 0
PseudoUnit | 0 | 0 | 0 | 0 | 0 | 0
FixedInterchange | 0 | 0 | 0 | 0 | 0 | 0
CO2 Emissions (MMshortTons): NYISO_A-F
ReportingType | 2015 | 2020 | 2025 | 2030 | 2035 | 2040
BM | 0 | 0 | 0 | 0 | 0 | 0
CC | 2.75 | 4.12 | 4.63 | 5 | 6.63 | 6.63
CSP | 0 | 0 | 0 | 0 | 0 | 0
CT | 0 | 0 | 0 | 0 | 0 | 0
Coal | 0 | 0 | 0 | 0 | 0 | 0
Geo | 0 | 0 | 0 | 0 | 0 | 0
H | 0 | 0 | 0 | 0 | 0 | 0
LFG | 0 | 0 | 0 | 0 | 0 | 0
Nuc | 0 | 0 | 0 | 0 | 0 | 0
PS | 0 | 0 | 0 | 0 | 0 | 0
PV | 0 | 0 | 0 | 0 | 0 | 0
PeakG | 0 | 0 | 0 | 0 | 0.02 | 0.02
PeakO | 0 | 0 | 0 | 0 | 0 | 0
ST | 0 | 0 | 0 | 0 | 0 | 0
STOG | 0 | 0 | 0 | 0 | 0 | 0
STWD | 0 | 0 | 0 | 0 | 0 | 0
WT | 0 | 0 | 0 | 0 | 0 | 0
IGCC | 0 | 0 | 0 | 0 | 0 | 0
DemandResponse | 0 | 0 | 0 | 0 | 0 | 0
IGCC-CCS | 0 | 0 | 0 | 0 | 0 | 0
WT_off | 0 | 0 | 0 | 0 | 0 | 0
PseudoUnit | 0 | 0 | 0 | 0 | 0 | 0
FixedInterchange | 0 | 0 | 0 | 0 | 0 | 0
CO2 Emissions (MMshortTons): NYISO_G-I
ReportingType | 2015 | 2020 | 2025 | 2030 | 2035 | 2040
BM | 0 | 0 | 0 | 0 | 0 | 0
CC | 2.84 | 3.66 | 5.56 | 8.17 | 17.91 | 26.58
CSP | 0 | 0 | 0 | 0 | 0 | 0
CT | 0 | 0 | 0 | 0 | 0 | 0
Coal | 0 | 0 | 0 | 0 | 0 | 0
Geo | 0 | 0 | 0 | 0 | 0 | 0
H | 0 | 0 | 0 | 0 | 0 | 0
LFG | 0 | 0 | 0 | 0 | 0 | 0
Nuc | 0 | 0 | 0 | 0 | 0 | 0
PS | 0 | 0 | 0 | 0 | 0 | 0
PV | 0 | 0 | 0 | 0 | 0 | 0
PeakG | 0 | 0 | 0 | 0 | 0 | 0
PeakO | 0 | 0 | 0 | 0 | 0 | 0
ST | 0 | 0 | 0 | 0 | 0 | 0
STOG | 0 | 0 | 0 | 0 | 0 | 0
STWD | 0 | 0 | 0 | 0 | 0 | 0
WT | 0 | 0 | 0 | 0 | 0 | 0
IGCC | 0 | 0 | 0 | 0 | 0 | 0
DemandResponse | 0 | 0 | 0 | 0 | 0 | 0
IGCC-CCS | 0 | 0 | 0 | 0 | 0 | 0
WT_off | 0 | 0 | 0 | 0 | 0 | 0
PseudoUnit | 0 | 0 | 0 | 0 | 0 | 0
FixedInterchange | 0 | 0 | 0 | 0 | 0 | 0
CO2 Emissions (MMshortTons): NYISO_J-K
ReportingType | 2015 | 2020 | 2025 | 2030 | 2035 | 2040
BM | 0 | 0 | 0 | 0 | 0 | 0
CC | 10.06 | 12.89 | 12.95 | 12.46 | 12.94 | 12.74
CSP | 0 | 0 | 0 | 0 | 0 | 0
CT | 0 | 0 | 0 | 0.02 | 0.07 | 0.1
Coal | 0 | 0 | 0 | 0 | 0 | 0
Geo | 0 | 0 | 0 | 0 | 0 | 0
H | 0 | 0 | 0 | 0 | 0 | 0
LFG | 0 | 0 | 0 | 0 | 0 | 0
Nuc | 0 | 0 | 0 | 0 | 0 | 0
PS | 0 | 0 | 0 | 0 | 0 | 0
PV | 0 | 0 | 0 | 0 | 0 | 0
PeakG | 0.03 | 0.1 | 0.11 | 0.11 | 0.11 | 0.2
PeakO | 0 | 0 | 0 | 0 | 0 | 0
ST | 0 | 0 | 0 | 0 | 0 | 0
STOG | 0.7 | 1.32 | 1.49 | 1.55 | 1.96 | 2.44
STWD | 0 | 0 | 0 | 0 | 0 | 0
WT | 0 | 0 | 0 | 0 | 0 | 0
IGCC | 0 | 0 | 0 | 0 | 0 | 0
DemandResponse | 0 | 0 | 0 | 0 | 0 | 0
IGCC-CCS | 0 | 0 | 0 | 0 | 0 | 0
WT_off | 0 | 0 | 0 | 0 | 0 | 0
PseudoUnit | 0 | 0 | 0 | 0 | 0 | 0
FixedInterchange | 0 | 0 | 0 | 0 | 0 | 0
CO2 Emissions (MMshortTons): PJM_E
ReportingType | 2015 | 2020 | 2025 | 2030 | 2035 | 2040
BM | 0 | 0 | 0 | 0 | 0 | 0
CC | 10.1 | 19 | 19.31 | 17.83 | 21.62 | 26.47
CSP | 0 | 0 | 0 | 0 | 0 | 0
CT | 0 | 0 | 0 | 0 | 0 | 0
Coal | 0.62 | 0.59 | 0.85 | 1.38 | 2.31 | 2.96
Geo | 0 | 0 | 0 | 0 | 0 | 0
H | 0 | 0 | 0 | 0 | 0 | 0
LFG | 0 | 0 | 0 | 0 | 0 | 0
Nuc | 0 | 0 | 0 | 0 | 0 | 0
PS | 0 | 0 | 0 | 0 | 0 | 0
PV | 0 | 0 | 0 | 0 | 0 | 0
PeakG | 0 | 0.05 | 0.31 | 0.31 | 0.61 | 0.17
PeakO | 0 | 0 | 0 | 0 | 0 | 0
ST | 0 | 0 | 0 | 0 | 0 | 0
STOG | 0.06 | 0.34 | 0.66 | 0.66 | 0.7 | 0.36
STWD | 0 | 0 | 0 | 0 | 0 | 0
WT | 0 | 0 | 0 | 0 | 0 | 0
IGCC | 0 | 0 | 0 | 0 | 0 | 0
DemandResponse | 0 | 0 | 0 | 0 | 0 | 0
IGCC-CCS | 0 | 0 | 0 | 0 | 0 | 0
WT_off | 0 | 0 | 0 | 0 | 0 | 0
PseudoUnit | 0 | 0 | 0 | 0 | 0 | 0
FixedInterchange | 0 | 0 | 0 | 0 | 0 | 0
CO2 Emissions (MMshortTons): PJM_ROM
ReportingType | 2015 | 2020 | 2025 | 2030 | 2035 | 2040
BM | 0 | 0 | 0 | 0 | 0 | 0
CC | 6.35 | 10.14 | 10.14 | 9.23 | 22.85 | 57.43
CSP | 0 | 0 | 0 | 0 | 0 | 0
CT | 0 | 0 | 0 | 0 | 0 | 0
Coal | 51.34 | 58.06 | 59.57 | 62.44 | 62.44 | 62.44
Geo | 0 | 0 | 0 | 0 | 0 | 0
H | 0 | 0 | 0 | 0 | 0 | 0
LFG | 0 | 0 | 0 | 0 | 0 | 0
Nuc | 0 | 0 | 0 | 0 | 0 | 0
PS | 0 | 0 | 0 | 0 | 0 | 0
PV | 0 | 0 | 0 | 0 | 0 | 0
PeakG | 0 | 0.03 | 0.04 | 0.04 | 0.2 | 0.1
PeakO | 0 | 0 | 0 | 0 | 0 | 0
ST | 0 | 0 | 0 | 0 | 0 | 0
STOG | 0.43 | 0.69 | 0.9 | 0.91 | 0.92 | 0.89
STWD | 0 | 0 | 0 | 0 | 0 | 0
WT | 0 | 0 | 0 | 0 | 0 | 0
IGCC | 0 | 0 | 0 | 0 | 0 | 0
DemandResponse | 0 | 0 | 0 | 0 | 0 | 0
IGCC-CCS | 0 | 0 | 0 | 0 | 0 | 0
WT_off | 0 | 0 | 0 | 0 | 0 | 0
PseudoUnit | 0 | 0 | 0 | 0 | 0 | 0
FixedInterchange | 0 | 0 | 0 | 0 | 0 | 0
CO2 Emissions (MMshortTons): PJM_ROR
ReportingType | 2015 | 2020 | 2025 | 2030 | 2035 | 2040
BM | 0 | 0 | 0 | 0 | 0 | 0
CC | 30.14 | 30.22 | 28.27 | 43.44 | 66.7 | 56.92
CSP | 0 | 0 | 0 | 0 | 0 | 0
CT | 0 | 0 | 0 | 0 | 0 | 0
Coal | 349.55 | 302.82 | 312.72 | 318.46 | 319.77 | 322.05
Geo | 0 | 0 | 0 | 0 | 0 | 0
H | 0 | 0 | 0 | 0 | 0 | 0
LFG | 0 | 0 | 0 | 0 | 0 | 0
Nuc | 0 | 0 | 0 | 0 | 0 | 0
PS | 0 | 0 | 0 | 0 | 0 | 0
PV | 0 | 0 | 0 | 0 | 0 | 0
PeakG | 0.94 | 0.84 | 1.18 | 1.22 | 0.82 | 0.78
PeakO | 0 | 0 | 0 | 0 | 0 | 0
ST | 0 | 0 | 0 | 0 | 0 | 0
STOG | 0.49 | 0.53 | 0.54 | 0.54 | 0.54 | 0.54
STWD | 0 | 0 | 0 | 0 | 0 | 0
WT | 0 | 0 | 0 | 0 | 0 | 0
IGCC | 0 | 0 | 0 | 0 | 0 | 0
DemandResponse | 0 | 0 | 0 | 0 | 0 | 0
IGCC-CCS | 0 | 0 | 0 | 0 | 0 | 0
WT_off | 0 | 0 | 0 | 0 | 0 | 0
PseudoUnit | 0 | 0 | 0 | 0 | 0 | 0
FixedInterchange | 0 | 0 | 0 | 0 | 0 | 0
CO2 Emissions (MMshortTons): SOCO
ReportingType | 2015 | 2020 | 2025 | 2030 | 2035 | 2040
BM | 0 | 0 | 0 | 0 | 0 | 0
CC | 47.82 | 48.41 | 43.16 | 46.61 | 43.71 | 41.41
CSP | 0 | 0 | 0 | 0 | 0 | 0
CT | 0 | 0 | 0 | 0 | 0 | 0
Coal | 102.78 | 105.99 | 129.12 | 131.64 | 151.65 | 192.37
Geo | 0 | 0 | 0 | 0 | 0 | 0
H | 0 | 0 | 0 | 0 | 0 | 0
LFG | 0 | 0 | 0 | 0 | 0 | 0
Nuc | 0 | 0 | 0 | 0 | 0 | 0
PS | 0 | 0 | 0 | 0 | 0 | 0
PV | 0 | 0 | 0 | 0 | 0 | 0
PeakG | 0.31 | 0.72 | 1.56 | 1.36 | 1.22 | 1.15
PeakO | 0 | 0 | 0 | 0 | 0 | 0
ST | 0 | 0 | 0 | 0 | 0 | 0
STOG | 0 | 0 | 0 | 0 | 0 | 0
STWD | 0 | 0 | 0 | 0 | 0 | 0
WT | 0 | 0 | 0 | 0 | 0 | 0
IGCC | 0 | 0 | 0 | 0 | 0 | 0
DemandResponse | 0 | 0 | 0 | 0 | 0 | 0
IGCC-CCS | 0 | 0 | 0 | 0 | 0 | 0
WT_off | 0 | 0 | 0 | 0 | 0 | 0
PseudoUnit | 0 | 0 | 0 | 0 | 0 | 0
FixedInterchange | 0 | 0 | 0 | 0 | 0 | 0
CO2 Emissions (MMshortTons): SPP_N
ReportingType | 2015 | 2020 | 2025 | 2030 | 2035 | 2040
BM | 0 | 0 | 0 | 0 | 0 | 0
CC | 3.5 | 4.39 | 4.17 | 3.91 | 3.13 | 2.46
CSP | 0 | 0 | 0 | 0 | 0 | 0
CT | 0 | 0 | 0 | 0 | 0 | 0
Coal | 68.81 | 68.29 | 68.79 | 68.79 | 68.79 | 88.24
Geo | 0 | 0 | 0 | 0 | 0 | 0
H | 0 | 0 | 0 | 0 | 0 | 0
LFG | 0 | 0 | 0 | 0 | 0 | 0
Nuc | 0 | 0 | 0 | 0 | 0 | 0
PS | 0 | 0 | 0 | 0 | 0 | 0
PV | 0 | 0 | 0 | 0 | 0 | 0
PeakG | 0.04 | 0.11 | 0.22 | 0.33 | 0.39 | 0.21
PeakO | 0 | 0 | 0 | 0 | 0 | 0
ST | 0 | 0 | 0 | 0 | 0 | 0
STOG | 0.31 | 0.38 | 0.45 | 0.45 | 0.44 | 0.43
STWD | 0 | 0 | 0 | 0 | 0 | 0
WT | 0 | 0 | 0 | 0 | 0 | 0
IGCC | 0 | 0 | 0 | 0 | 0 | 0
DemandResponse | 0 | 0 | 0 | 0 | 0 | 0
IGCC-CCS | 0 | 0 | 0 | 0 | 0 | 0
WT_off | 0 | 0 | 0 | 0 | 0 | 0
PseudoUnit | 0 | 0 | 0 | 0 | 0 | 0
FixedInterchange | 0 | 0 | 0 | 0 | 0 | 0
CO2 Emissions (MMshortTons): SPP_S
ReportingType | 2015 | 2020 | 2025 | 2030 | 2035 | 2040
BM | 0 | 0 | 0 | 0 | 0 | 0
CC | 15.95 | 27.84 | 24.65 | 28.12 | 29.17 | 26.09
CSP | 0 | 0 | 0 | 0 | 0 | 0
CT | 0 | 0.01 | 0.07 | 0.01 | 0.01 | 0.05
Coal | 100.04 | 84.87 | 102.33 | 105.97 | 108.13 | 108.13
Geo | 0 | 0 | 0 | 0 | 0 | 0
H | 0 | 0 | 0 | 0 | 0 | 0
LFG | 0 | 0 | 0 | 0 | 0 | 0
Nuc | 0 | 0 | 0 | 0 | 0 | 0
PS | 0 | 0 | 0 | 0 | 0 | 0
PV | 0 | 0 | 0 | 0 | 0 | 0
PeakG | 0 | 0 | 0.05 | 0 | 0 | 0.02
PeakO | 0 | 0 | 0 | 0 | 0 | 0
ST | 0 | 0 | 0 | 0 | 0 | 0
STOG | 1.22 | 1.35 | 1.72 | 1.5 | 1.31 | 1.47
STWD | 0 | 0 | 0 | 0 | 0 | 0
WT | 0 | 0 | 0 | 0 | 0 | 0
IGCC | 0 | 0 | 0 | 0 | 0 | 0
DemandResponse | 0 | 0 | 0 | 0 | 0 | 0
IGCC-CCS | 0 | 0 | 0 | 0 | 0 | 0
WT_off | 0 | 0 | 0 | 0 | 0 | 0
PseudoUnit | 0 | 0 | 0 | 0 | 0 | 0
FixedInterchange | 0 | 0 | 0 | 0 | 0 | 0
CO2 Emissions (MMshortTons): TVA
ReportingType | 2015 | 2020 | 2025 | 2030 | 2035 | 2040
BM | 0 | 0 | 0 | 0 | 0 | 0
CC | 8.18 | 12.64 | 12.72 | 13.97 | 12.35 | 11.06
CSP | 0 | 0 | 0 | 0 | 0 | 0
CT | 0 | 0.17 | 0.22 | 0.22 | 0.22 | 0.22
Coal | 88.25 | 78.34 | 81.91 | 82.45 | 108.34 | 125.47
Geo | 0 | 0 | 0 | 0 | 0 | 0
H | 0 | 0 | 0 | 0 | 0 | 0
LFG | 0 | 0 | 0 | 0 | 0 | 0
Nuc | 0 | 0 | 0 | 0 | 0 | 0
PS | 0 | 0 | 0 | 0 | 0 | 0
PV | 0 | 0 | 0 | 0 | 0 | 0
PeakG | 0 | 0 | 0.03 | 0.04 | 0.08 | 0.04
PeakO | 0 | 0 | 0 | 0 | 0 | 0
ST | 0 | 0 | 0 | 0 | 0 | 0
STOG | 0 | 0 | 0 | 0 | 0 | 0
STWD | 0 | 0 | 0 | 0 | 0 | 0
WT | 0 | 0 | 0 | 0 | 0 | 0
IGCC | 0 | 0 | 0 | 0 | 0 | 0
DemandResponse | 0 | 0 | 0 | 0 | 0 | 0
IGCC-CCS | 0 | 0 | 0 | 0 | 0 | 0
WT_off | 0 | 0 | 0 | 0 | 0 | 0
PseudoUnit | 0 | 0 | 0 | 0 | 0 | 0
FixedInterchange | 0 | 0 | 0 | 0 | 0 | 0
CO2 Emissions (MMshortTons): TVA_Transmission
ReportingType | 2015 | 2020 | 2025 | 2030 | 2035 | 2040
BM | 0 | 0 | 0 | 0 | 0 | 0
CC | 0 | 0 | 0 | 0 | 0 | 0
CSP | 0 | 0 | 0 | 0 | 0 | 0
CT | 0 | 0 | 0 | 0 | 0 | 0
Coal | 0 | 0 | 0 | 0 | 0 | 0
Geo | 0 | 0 | 0 | 0 | 0 | 0
H | 0 | 0 | 0 | 0 | 0 | 0
LFG | 0 | 0 | 0 | 0 | 0 | 0
Nuc | 0 | 0 | 0 | 0 | 0 | 0
PS | 0 | 0 | 0 | 0 | 0 | 0
PV | 0 | 0 | 0 | 0 | 0 | 0
PeakG | 0 | 0 | 0 | 0 | 0 | 0
PeakO | 0 | 0 | 0 | 0 | 0 | 0
ST | 0 | 0 | 0 | 0 | 0 | 0
STOG | 0 | 0 | 0 | 0 | 0 | 0
STWD | 0 | 0 | 0 | 0 | 0 | 0
WT | 0 | 0 | 0 | 0 | 0 | 0
IGCC | 0 | 0 | 0 | 0 | 0 | 0
DemandResponse | 0 | 0 | 0 | 0 | 0 | 0
IGCC-CCS | 0 | 0 | 0 | 0 | 0 | 0
WT_off | 0 | 0 | 0 | 0 | 0 | 0
PseudoUnit | 0 | 0 | 0 | 0 | 0 | 0
FixedInterchange | 0 | 0 | 0 | 0 | 0 | 0
CO2 Emissions (MMshortTons): VACAR
ReportingType | 2015 | 2020 | 2025 | 2030 | 2035 | 2040
BM | 0 | 0 | 0 | 0 | 0 | 0
CC | 23.16 | 27.99 | 27.93 | 28.86 | 41.06 | 52.51
CSP | 0 | 0 | 0 | 0 | 0 | 0
CT | 0.05 | 0.05 | 0.1 | 0.09 | 0.16 | 0.15
Coal | 81.28 | 78.92 | 96.84 | 105.03 | 112.24 | 113.76
Geo | 0 | 0 | 0 | 0 | 0 | 0
H | 0 | 0 | 0 | 0 | 0 | 0
LFG | 0 | 0 | 0 | 0 | 0 | 0
Nuc | 0 | 0 | 0 | 0 | 0 | 0
PS | 0 | 0 | 0 | 0 | 0 | 0
PV | 0 | 0 | 0 | 0 | 0 | 0
PeakG | 0.09 | 0.16 | 0.32 | 0.28 | 0.28 | 0.27
PeakO | 0 | 0 | 0 | 0 | 0 | 0
ST | 0 | 0 | 0 | 0 | 0 | 0
STOG | 0 | 0 | 0 | 0 | 0 | 0
STWD | 0 | 0 | 0 | 0 | 0 | 0
WT | 0 | 0 | 0 | 0 | 0 | 0
IGCC | 0 | 0 | 0 | 0 | 0 | 0
DemandResponse | 0 | 0 | 0 | 0 | 0 | 0
IGCC-CCS | 0 | 0 | 0 | 0 | 0 | 0
WT_off | 0 | 0 | 0 | 0 | 0 | 0
PseudoUnit | 0 | 0 | 0 | 0 | 0 | 0
FixedInterchange | 0 | 0 | 0 | 0 | 0 | 0
CO2 Emissions (MMshortTons): IESO
ReportingType | 2015 | 2020 | 2025 | 2030 | 2035 | 2040
BM | 0 | 0 | 0 | 0 | 0 | 0
CC | 0.38 | 0.61 | 0.86 | 1.68 | 4.97 | 11.97
CSP | 0 | 0 | 0 | 0 | 0 | 0
CT | 0 | 0 | 0 | 0 | 0.02 | 0.09
Coal | 0 | 0 | 0 | 0 | 0 | 0
Geo | 0 | 0 | 0 | 0 | 0 | 0
H | 0 | 0 | 0 | 0 | 0 | 0
LFG | 0 | 0 | 0 | 0 | 0 | 0
Nuc | 0 | 0 | 0 | 0 | 0 | 0
PS | 0 | 0 | 0 | 0 | 0 | 0
PV | 0 | 0 | 0 | 0 | 0 | 0
PeakG | 0 | 0 | 0 | 0 | 0.01 | 0.01
PeakO | 0 | 0 | 0 | 0 | 0 | 0
ST | 0 | 0 | 0 | 0 | 0 | 0
STOG | 0 | 0 | 0 | 0 | 0 | 0
STWD | 0 | 0 | 0 | 0 | 0 | 0
WT | 0 | 0 | 0 | 0 | 0 | 0
IGCC | 0 | 0 | 0 | 0 | 0 | 0
DemandResponse | 0 | 0 | 0 | 0 | 0 | 0
IGCC-CCS | 0 | 0 | 0 | 0 | 0 | 0
WT_off | 0 | 0 | 0 | 0 | 0 | 0
PseudoUnit | 0 | 0 | 0 | 0 | 0 | 0
FixedInterchange | 0 | 0 | 0 | 0 | 0 | 0
CO2 Emissions (MMshortTons): MAPP_CA
ReportingType | 2015 | 2020 | 2025 | 2030 | 2035 | 2040
BM | 0 | 0 | 0 | 0 | 0 | 0
CC | 3.83 | 5.22 | 5.5 | 6.57 | 7.62 | 7.24
CSP | 0 | 0 | 0 | 0 | 0 | 0
CT | 0 | 0 | 0 | 0 | 0 | 0.01
Coal | 0.11 | 0.24 | 0.6 | 2.15 | 3.94 | 4.23
Geo | 0 | 0 | 0 | 0 | 0 | 0
H | 0 | 0 | 0 | 0 | 0 | 0
LFG | 0 | 0 | 0 | 0 | 0 | 0
Nuc | 0 | 0 | 0 | 0 | 0 | 0
PS | 0 | 0 | 0 | 0 | 0 | 0
PV | 0 | 0 | 0 | 0 | 0 | 0
PeakG | 0 | 0 | 0 | 0 | 0 | 0
PeakO | 0 | 0 | 0 | 0 | 0 | 0
ST | 0 | 0 | 0 | 0 | 0 | 0
STOG | 0 | 0 | 0 | 0 | 0 | 0
STWD | 0 | 0 | 0 | 0 | 0 | 0
WT | 0 | 0 | 0 | 0 | 0 | 0
IGCC | 0 | 0 | 0 | 0 | 0 | 0
DemandResponse | 0 | 0 | 0 | 0 | 0 | 0
IGCC-CCS | 0 | 0 | 0 | 0 | 0 | 0
WT_off | 0 | 0 | 0 | 0 | 0 | 0
PseudoUnit | 0 | 0 | 0 | 0 | 0 | 0
FixedInterchange | 0 | 0 | 0 | 0 | 0 | 0
CO2 Emissions (MMshortTons): AZ_NM_SNV_Coal
ReportingType | 2015 | 2020 | 2025 | 2030 | 2035 | 2040
BM | 0 | 0 | 0 | 0 | 0 | 0
CC | 0 | 0 | 0 | 0 | 0 | 0
CSP | 0 | 0 | 0 | 0 | 0 | 0
CT | 0 | 0 | 0 | 0 | 0 | 0
Coal | 74.37 | 80.51 | 80.51 | 80.51 | 80.51 | 130.36
Geo | 0 | 0 | 0 | 0 | 0 | 0
H | 0 | 0 | 0 | 0 | 0 | 0
LFG | 0 | 0 | 0 | 0 | 0 | 0
Nuc | 0 | 0 | 0 | 0 | 0 | 0
PS | 0 | 0 | 0 | 0 | 0 | 0
PV | 0 | 0 | 0 | 0 | 0 | 0
PeakG | 0 | 0 | 0 | 0 | 0 | 0
PeakO | 0 | 0 | 0 | 0 | 0 | 0
ST | 0 | 0 | 0 | 0 | 0 | 0
STOG | 0 | 0 | 0 | 0 | 0 | 0
STWD | 0 | 0 | 0 | 0 | 0 | 0
WT | 0 | 0 | 0 | 0 | 0 | 0
IGCC | 0 | 0 | 0 | 0 | 0 | 0
DemandResponse | 0 | 0 | 0 | 0 | 0 | 0
IGCC-CCS | 0 | 0 | 0 | 0 | 0 | 0
WT_off | 0 | 0 | 0 | 0 | 0 | 0
PseudoUnit | 0 | 0 | 0 | 0 | 0 | 0
FixedInterchange | 0 | 0 | 0 | 0 | 0 | 0
CO2 Emissions (MMshortTons): AZ_NM_SNV_Gas
ReportingType | 2015 | 2020 | 2025 | 2030 | 2035 | 2040
BM | 0 | 0 | 0 | 0 | 0 | 0
CC | 43.94 | 55.25 | 55.21 | 63.26 | 71.98 | 68.77
CSP | 0 | 0 | 0 | 0 | 0 | 0
CT | 0 | 0 | 0.06 | 0.09 | 0 | 0
Coal | 0 | 0 | 0 | 0 | 0 | 0
Geo | 0 | 0 | 0 | 0 | 0 | 0
H | 0 | 0 | 0 | 0 | 0 | 0
LFG | 0 | 0 | 0 | 0 | 0 | 0
Nuc | 0 | 0 | 0 | 0 | 0 | 0
PS | 0 | 0 | 0 | 0 | 0 | 0
PV | 0 | 0 | 0 | 0 | 0 | 0
PeakG | 0 | 0 | 0.19 | 0.27 | 0.38 | 0
PeakO | 0 | 0 | 0 | 0 | 0 | 0
ST | 0 | 0 | 0 | 0 | 0 | 0
STOG | 0 | 0 | 0 | 0 | 0 | 0
STWD | 0 | 0 | 0 | 0 | 0 | 0
WT | 0 | 0 | 0 | 0 | 0 | 0
IGCC | 0 | 0 | 0 | 0 | 0 | 0
DemandResponse | 0 | 0 | 0 | 0 | 0 | 0
IGCC-CCS | 0 | 0 | 0 | 0 | 0 | 0
WT_off | 0 | 0 | 0 | 0 | 0 | 0
PseudoUnit | 0 | 0 | 0 | 0 | 0 | 0
FixedInterchange | 0 | 0 | 0 | 0 | 0 | 0
CO2 Emissions (MMshortTons): AZ_NM_SNV_NucRenew
ReportingType | 2015 | 2020 | 2025 | 2030 | 2035 | 2040
BM | 0 | 0 | 0 | 0 | 0 | 0
CC | 0 | 0 | 0 | 0 | 0 | 0
CSP | 0 | 0 | 0 | 0 | 0 | 0
CT | 0 | 0 | 0 | 0 | 0 | 0
Coal | 0 | 0 | 0 | 0 | 0 | 0
Geo | 0 | 0 | 0 | 0 | 0 | 0
H | 0 | 0 | 0 | 0 | 0 | 0
LFG | 0 | 0 | 0 | 0 | 0 | 0
Nuc | 0 | 0 | 0 | 0 | 0 | 0
PS | 0 | 0 | 0 | 0 | 0 | 0
PV | 0 | 0 | 0 | 0 | 0 | 0
PeakG | 0 | 0 | 0 | 0 | 0 | 0
PeakO | 0 | 0 | 0 | 0 | 0 | 0
ST | 0 | 0 | 0 | 0 | 0 | 0
STOG | 0 | 0 | 0 | 0 | 0 | 0
STWD | 0 | 0 | 0 | 0 | 0 | 0
WT | 0 | 0 | 0 | 0 | 0 | 0
IGCC | 0 | 0 | 0 | 0 | 0 | 0
DemandResponse | 0 | 0 | 0 | 0 | 0 | 0
IGCC-CCS | 0 | 0 | 0 | 0 | 0 | 0
WT_off | 0 | 0 | 0 | 0 | 0 | 0
PseudoUnit | 0 | 0 | 0 | 0 | 0 | 0
FixedInterchange | 0 | 0 | 0 | 0 | 0 | 0
CO2 Emissions (MMshortTons): ERCOT
ReportingType | 2015 | 2020 | 2025 | 2030 | 2035 | 2040
BM | 0 | 0 | 0 | 0 | 0 | 0
CC | 69.4 | 71.76 | 66.3 | 70.43 | 75.11 | 79.85
CSP | 0 | 0 | 0 | 0 | 0 | 0
CT | 0 | 0 | 0.01 | 0.01 | 0.01 | 0.01
Coal | 111.79 | 131.55 | 157.9 | 157.9 | 157.9 | 157.9
Geo | 0 | 0 | 0 | 0 | 0 | 0
H | 0 | 0 | 0 | 0 | 0 | 0
LFG | 0 | 0 | 0 | 0 | 0 | 0
Nuc | 0 | 0 | 0 | 0 | 0 | 0
PS | 0 | 0 | 0 | 0 | 0 | 0
PV | 0 | 0 | 0 | 0 | 0 | 0
PeakG | 0 | 0.01 | 0.07 | 0.07 | 0.07 | 0.07
PeakO | 0 | 0 | 0 | 0 | 0 | 0
ST | 0 | 0 | 0 | 0 | 0 | 0
STOG | 2.15 | 2.92 | 3.76 | 3.63 | 3.5 | 3.2
STWD | 0 | 0 | 0 | 0 | 0 | 0
WT | 0 | 0 | 0 | 0 | 0 | 0
IGCC | 0 | 0 | 0 | 0 | 0 | 0
DemandResponse | 0 | 0 | 0 | 0 | 0 | 0
IGCC-CCS | 0 | 0 | 0 | 0 | 0 | 0
WT_off | 0 | 0 | 0 | 0 | 0 | 0
PseudoUnit | 0 | 0 | 0 | 0 | 0 | 0
FixedInterchange | 0 | 0 | 0 | 0 | 0 | 0
CO2 Emissions (MMshortTons): NP15
ReportingType | 2015 | 2020 | 2025 | 2030 | 2035 | 2040
BM | 0 | 0 | 0 | 0 | 0 | 0
CC | 16.12 | 15.13 | 11.49 | 6.43 | 4.31 | 2.15
CSP | 0 | 0 | 0 | 0 | 0 | 0
CT | 0 | 0 | 0 | 0 | 0 | 0
Coal | 0.27 | 0 | 0 | 0 | 0 | 0
Geo | 0 | 0 | 0 | 0 | 0 | 0
H | 0 | 0 | 0 | 0 | 0 | 0
LFG | 0 | 0 | 0 | 0 | 0 | 0
Nuc | 0 | 0 | 0 | 0 | 0 | 0
PS | 0 | 0 | 0 | 0 | 0 | 0
PV | 0 | 0 | 0 | 0 | 0 | 0
PeakG | 0 | 0 | 0 | 0 | 0 | 0.01
PeakO | 0 | 0 | 0 | 0 | 0 | 0
ST | 0 | 0 | 0 | 0 | 0 | 0
STOG | 0.08 | 0.1 | 0.04 | 0.07 | 0.04 | 0.09
STWD | 0 | 0 | 0 | 0 | 0 | 0
WT | 0 | 0 | 0 | 0 | 0 | 0
IGCC | 0 | 0 | 0 | 0 | 0 | 0
DemandResponse | 0 | 0 | 0 | 0 | 0 | 0
IGCC-CCS | 0 | 0 | 0 | 0 | 0 | 0
WT_off | 0 | 0 | 0 | 0 | 0 | 0
PseudoUnit | 0 | 0 | 0 | 0 | 0 | 0
FixedInterchange | 0 | 0 | 0 | 0 | 0 | 0
CO2 Emissions (MMshortTons): NWPP_Coal
ReportingType | 2015 | 2020 | 2025 | 2030 | 2035 | 2040
BM | 0 | 0 | 0 | 0 | 0 | 0
CC | 0 | 0 | 0 | 0 | 0 | 0
CSP | 0 | 0 | 0 | 0 | 0 | 0
CT | 0 | 0 | 0 | 0 | 0 | 0
Coal | 102.65 | 102.63 | 102.63 | 102.63 | 102.11 | 101.92
Geo | 0 | 0 | 0 | 0 | 0 | 0
H | 0 | 0 | 0 | 0 | 0 | 0
LFG | 0 | 0 | 0 | 0 | 0 | 0
Nuc | 0 | 0 | 0 | 0 | 0 | 0
PS | 0 | 0 | 0 | 0 | 0 | 0
PV | 0 | 0 | 0 | 0 | 0 | 0
PeakG | 0 | 0 | 0 | 0 | 0 | 0
PeakO | 0 | 0 | 0 | 0 | 0 | 0
ST | 0 | 0 | 0 | 0 | 0 | 0
STOG | 0 | 0 | 0 | 0 | 0 | 0
STWD | 0 | 0 | 0 | 0 | 0 | 0
WT | 0 | 0 | 0 | 0 | 0 | 0
IGCC | 0 | 0 | 0 | 0 | 0 | 0
DemandResponse | 0 | 0 | 0 | 0 | 0 | 0
IGCC-CCS | 0 | 0 | 0 | 0 | 0 | 0
WT_off | 0 | 0 | 0 | 0 | 0 | 0
PseudoUnit | 0 | 0 | 0 | 0 | 0 | 0
FixedInterchange | 0 | 0 | 0 | 0 | 0 | 0
CO2 Emissions (MMshortTons): NWPP_Gas
ReportingType | 2015 | 2020 | 2025 | 2030 | 2035 | 2040
BM | 0 | 0 | 0 | 0 | 0 | 0
CC | 21.13 | 21.13 | 21.13 | 31.72 | 41.03 | 42.68
CSP | 0 | 0 | 0 | 0 | 0 | 0
CT | 0 | 0 | 0 | 0 | 0 | 0
Coal | 0 | 0 | 0 | 0 | 0 | 7.11
Geo | 0 | 0 | 0 | 0 | 0 | 0
H | 0 | 0 | 0 | 0 | 0 | 0
LFG | 0 | 0 | 0 | 0 | 0 | 0
Nuc | 0 | 0 | 0 | 0 | 0 | 0
PS | 0 | 0 | 0 | 0 | 0 | 0
PV | 0 | 0 | 0 | 0 | 0 | 0
PeakG | 0 | 0 | 0 | 0 | 0 | 0
PeakO | 0 | 0 | 0 | 0 | 0 | 0
ST | 0 | 0 | 0 | 0 | 0 | 0
STOG | 0 | 0 | 0 | 0 | 0 | 0
STWD | 0 | 0 | 0 | 0 | 0 | 0
WT | 0 | 0 | 0 | 0 | 0 | 0
IGCC | 0 | 0 | 0 | 0 | 0 | 0
DemandResponse | 0 | 0 | 0 | 0 | 0 | 0
IGCC-CCS | 0 | 0 | 0 | 0 | 0 | 0
WT_off | 0 | 0 | 0 | 0 | 0 | 0
PseudoUnit | 0 | 0 | 0 | 0 | 0 | 0
FixedInterchange | 0 | 0 | 0 | 0 | 0 | 0
CO2 Emissions (MMshortTons): NWPP_NucRenew
ReportingType | 2015 | 2020 | 2025 | 2030 | 2035 | 2040
BM | 0 | 0 | 0 | 0 | 0 | 0
CC | 0 | 0 | 0 | 0 | 0 | 0
CSP | 0 | 0 | 0 | 0 | 0 | 0
CT | 0 | 0 | 0 | 0 | 0 | 0
Coal | 0 | 0 | 0 | 0 | 0 | 0
Geo | 0 | 0 | 0 | 0 | 0 | 0
H | 0 | 0 | 0 | 0 | 0 | 0
LFG | 0 | 0 | 0 | 0 | 0 | 0
Nuc | 0 | 0 | 0 | 0 | 0 | 0
PS | 0 | 0 | 0 | 0 | 0 | 0
PV | 0 | 0 | 0 | 0 | 0 | 0
PeakG | 0 | 0 | 0 | 0 | 0 | 0
PeakO | 0 | 0 | 0 | 0 | 0 | 0
ST | 0 | 0 | 0 | 0 | 0 | 0
STOG | 0 | 0 | 0 | 0 | 0 | 0
STWD | 0 | 0 | 0 | 0 | 0 | 0
WT | 0 | 0 | 0 | 0 | 0 | 0
IGCC | 0 | 0 | 0 | 0 | 0 | 0
DemandResponse | 0 | 0 | 0 | 0 | 0 | 0
IGCC-CCS | 0 | 0 | 0 | 0 | 0 | 0
WT_off | 0 | 0 | 0 | 0 | 0 | 0
PseudoUnit | 0 | 0 | 0 | 0 | 0 | 0
FixedInterchange | 0 | 0 | 0 | 0 | 0 | 0
CO2 Emissions (MMshortTons): RMPA
ReportingType | 2015 | 2020 | 2025 | 2030 | 2035 | 2040
BM | 0 | 0 | 0 | 0 | 0 | 0
CC | 3.08 | 3.97 | 1.24 | 2.13 | 1.38 | 1.21
CSP | 0 | 0 | 0 | 0 | 0 | 0
CT | 0 | 0 | 0 | 0 | 0 | 0
Coal | 61.29 | 59.91 | 57.08 | 58.2 | 67.86 | 76.72
Geo | 0 | 0 | 0 | 0 | 0 | 0
H | 0 | 0 | 0 | 0 | 0 | 0
LFG | 0 | 0 | 0 | 0 | 0 | 0
Nuc | 0 | 0 | 0 | 0 | 0 | 0
PS | 0 | 0 | 0 | 0 | 0 | 0
PV | 0 | 0 | 0 | 0 | 0 | 0
PeakG | 0.01 | 0.02 | 0 | 0.05 | 0.05 | 0.04
PeakO | 0 | 0 | 0 | 0 | 0 | 0
ST | 0 | 0 | 0 | 0 | 0 | 0
STOG | 0 | 0 | 0 | 0 | 0 | 0
STWD | 0 | 0 | 0 | 0 | 0 | 0
WT | 0 | 0 | 0 | 0 | 0 | 0
IGCC | 0 | 0 | 0 | 0 | 0 | 0
DemandResponse | 0 | 0 | 0 | 0 | 0 | 0
IGCC-CCS | 0 | 0 | 0 | 0 | 0 | 0
WT_off | 0 | 0 | 0 | 0 | 0 | 0
PseudoUnit | 0 | 0 | 0 | 0 | 0 | 0
FixedInterchange | 0 | 0 | 0 | 0 | 0 | 0
CO2 Emissions (MMshortTons): SP15
ReportingType | 2015 | 2020 | 2025 | 2030 | 2035 | 2040
BM | 0 | 0 | 0 | 0 | 0 | 0
CC | 16.36 | 10.31 | 8.68 | 7.9 | 6.54 | 3.93
CSP | 0 | 0 | 0 | 0 | 0 | 0
CT | 0 | 0 | 0 | 0 | 0 | 0
Coal | 0.9 | 0.9 | 0.9 | 0.55 | 0 | 0
Geo | 0 | 0 | 0 | 0 | 0 | 0
H | 0 | 0 | 0 | 0 | 0 | 0
LFG | 0 | 0 | 0 | 0 | 0 | 0
Nuc | 0 | 0 | 0 | 0 | 0 | 0
PS | 0 | 0 | 0 | 0 | 0 | 0
PV | 0 | 0 | 0 | 0 | 0 | 0
PeakG | 0 | 0 | 0 | 0 | 0 | 0
PeakO | 0 | 0 | 0 | 0 | 0 | 0
ST | 0 | 0 | 0 | 0 | 0 | 0
STOG | 0.13 | 0.17 | 0.05 | 0.13 | 0.25 | 0.36
STWD | 0 | 0 | 0 | 0 | 0 | 0
WT | 0 | 0 | 0 | 0 | 0 | 0
IGCC | 0 | 0 | 0 | 0 | 0 | 0
DemandResponse | 0 | 0 | 0 | 0 | 0 | 0
IGCC-CCS | 0 | 0 | 0 | 0 | 0 | 0
WT_off | 0 | 0 | 0 | 0 | 0 | 0
PseudoUnit | 0 | 0 | 0 | 0 | 0 | 0
FixedInterchange | 0 | 0 | 0 | 0 | 0 | 0
CO2 Emissions (MMshortTons): ALB
ReportingType | 2015 | 2020 | 2025 | 2030 | 2035 | 2040
BM | 0 | 0 | 0 | 0 | 0 | 0
CC | 8.09 | 10.39 | 11.98 | 14.37 | 16.38 | 18.68
CSP | 0 | 0 | 0 | 0 | 0 | 0
CT | 0 | 0 | 0 | 0 | 0 | 0
Coal | 50 | 50 | 50 | 50 | 50 | 50
Geo | 0 | 0 | 0 | 0 | 0 | 0
H | 0 | 0 | 0 | 0 | 0 | 0
LFG | 0 | 0 | 0 | 0 | 0 | 0
Nuc | 0 | 0 | 0 | 0 | 0 | 0
PS | 0 | 0 | 0 | 0 | 0 | 0
PV | 0 | 0 | 0 | 0 | 0 | 0
PeakG | 0 | 0 | 0 | 0 | 0 | 0
PeakO | 0 | 0 | 0 | 0 | 0 | 0
ST | 0 | 0 | 0 | 0 | 0 | 0
STOG | 0 | 0 | 0 | 0 | 0 | 0
STWD | 0 | 0 | 0 | 0 | 0 | 0
WT | 0 | 0 | 0 | 0 | 0 | 0
IGCC | 0 | 0 | 0 | 0 | 0 | 0
DemandResponse | 0 | 0 | 0 | 0 | 0 | 0
IGCC-CCS | 0 | 0 | 0 | 0 | 0 | 0
WT_off | 0 | 0 | 0 | 0 | 0 | 0
PseudoUnit | 0 | 0 | 0 | 0 | 0 | 0
FixedInterchange | 0 | 0 | 0 | 0 | 0 | 0
CO2 Emissions (MMshortTons): BC
ReportingType | 2015 | 2020 | 2025 | 2030 | 2035 | 2040
BM | 0 | 0 | 0 | 0 | 0 | 0
CC | 3.92 | 5.17 | 7.04 | 8.56 | 10.79 | 13.13
CSP | 0 | 0 | 0 | 0 | 0 | 0
CT | 0 | 0 | 0 | 0 | 0 | 0
Coal | 0 | 0 | 0 | 0 | 0 | 0
Geo | 0 | 0 | 0 | 0 | 0 | 0
H | 0 | 0 | 0 | 0 | 0 | 0
LFG | 0 | 0 | 0 | 0 | 0 | 0
Nuc | 0 | 0 | 0 | 0 | 0 | 0
PS | 0 | 0 | 0 | 0 | 0 | 0
PV | 0 | 0 | 0 | 0 | 0 | 0
PeakG | 0 | 0 | 0 | 0 | 0 | 0
PeakO | 0 | 0 | 0 | 0 | 0 | 0
ST | 0 | 0 | 0 | 0 | 0 | 0
STOG | 0 | 0 | 0 | 0 | 0 | 0
STWD | 0 | 0 | 0 | 0 | 0 | 0
WT | 0 | 0 | 0 | 0 | 0 | 0
IGCC | 0 | 0 | 0 | 0 | 0 | 0
DemandResponse | 0 | 0 | 0 | 0 | 0 | 0
IGCC-CCS | 0 | 0 | 0 | 0 | 0 | 0
WT_off | 0 | 0 | 0 | 0 | 0 | 0
PseudoUnit | 0 | 0 | 0 | 0 | 0 | 0
FixedInterchange | 0 | 0 | 0 | 0 | 0 | 0
CO2 Emissions (MMshortTons): HQ_IESO
ReportingType | 2015 | 2020 | 2025 | 2030 | 2035 | 2040
BM | 0 | 0 | 0 | 0 | 0 | 0
CC | 0 | 0 | 0 | 0 | 0 | 0
CSP | 0 | 0 | 0 | 0 | 0 | 0
CT | 0 | 0 | 0 | 0 | 0 | 0
Coal | 0 | 0 | 0 | 0 | 0 | 0
Geo | 0 | 0 | 0 | 0 | 0 | 0
H | 0 | 0 | 0 | 0 | 0 | 0
LFG | 0 | 0 | 0 | 0 | 0 | 0
Nuc | 0 | 0 | 0 | 0 | 0 | 0
PS | 0 | 0 | 0 | 0 | 0 | 0
PV | 0 | 0 | 0 | 0 | 0 | 0
PeakG | 0 | 0 | 0 | 0 | 0 | 0
PeakO | 0 | 0 | 0 | 0 | 0 | 0
ST | 0 | 0 | 0 | 0 | 0 | 0
STOG | 0 | 0 | 0 | 0 | 0 | 0
STWD | 0 | 0 | 0 | 0 | 0 | 0
WT | 0 | 0 | 0 | 0 | 0 | 0
IGCC | 0 | 0 | 0 | 0 | 0 | 0
DemandResponse | 0 | 0 | 0 | 0 | 0 | 0
IGCC-CCS | 0 | 0 | 0 | 0 | 0 | 0
WT_off | 0 | 0 | 0 | 0 | 0 | 0
PseudoUnit | 0 | 0 | 0 | 0 | 0 | 0
FixedInterchange | 0 | 0 | 0 | 0 | 0 | 0
CO2 Emissions (MMshortTons): HQ_NEISO
ReportingType | 2015 | 2020 | 2025 | 2030 | 2035 | 2040
BM | 0 | 0 | 0 | 0 | 0 | 0
CC | 0 | 0 | 0 | 0 | 0 | 0
CSP | 0 | 0 | 0 | 0 | 0 | 0
CT | 0 | 0 | 0 | 0 | 0 | 0
Coal | 0 | 0 | 0 | 0 | 0 | 0
Geo | 0 | 0 | 0 | 0 | 0 | 0
H | 0 | 0 | 0 | 0 | 0 | 0
LFG | 0 | 0 | 0 | 0 | 0 | 0
Nuc | 0 | 0 | 0 | 0 | 0 | 0
PS | 0 | 0 | 0 | 0 | 0 | 0
PV | 0 | 0 | 0 | 0 | 0 | 0
PeakG | 0 | 0 | 0 | 0 | 0 | 0
PeakO | 0 | 0 | 0 | 0 | 0 | 0
ST | 0 | 0 | 0 | 0 | 0 | 0
STOG | 0 | 0 | 0 | 0 | 0 | 0
STWD | 0 | 0 | 0 | 0 | 0 | 0
WT | 0 | 0 | 0 | 0 | 0 | 0
IGCC | 0 | 0 | 0 | 0 | 0 | 0
DemandResponse | 0 | 0 | 0 | 0 | 0 | 0
IGCC-CCS | 0 | 0 | 0 | 0 | 0 | 0
WT_off | 0 | 0 | 0 | 0 | 0 | 0
PseudoUnit | 0 | 0 | 0 | 0 | 0 | 0
FixedInterchange | 0 | 0 | 0 | 0 | 0 | 0
CO2 Emissions (MMshortTons): HQ_NY
ReportingType | 2015 | 2020 | 2025 | 2030 | 2035 | 2040
BM | 0 | 0 | 0 | 0 | 0 | 0
CC | 0 | 0 | 0 | 0 | 0 | 0
CSP | 0 | 0 | 0 | 0 | 0 | 0
CT | 0 | 0 | 0 | 0 | 0 | 0
Coal | 0 | 0 | 0 | 0 | 0 | 0
Geo | 0 | 0 | 0 | 0 | 0 | 0
H | 0 | 0 | 0 | 0 | 0 | 0
LFG | 0 | 0 | 0 | 0 | 0 | 0
Nuc | 0 | 0 | 0 | 0 | 0 | 0
PS | 0 | 0 | 0 | 0 | 0 | 0
PV | 0 | 0 | 0 | 0 | 0 | 0
PeakG | 0 | 0 | 0 | 0 | 0 | 0
PeakO | 0 | 0 | 0 | 0 | 0 | 0
ST | 0 | 0 | 0 | 0 | 0 | 0
STOG | 0 | 0 | 0 | 0 | 0 | 0
STWD | 0 | 0 | 0 | 0 | 0 | 0
WT | 0 | 0 | 0 | 0 | 0 | 0
IGCC | 0 | 0 | 0 | 0 | 0 | 0
DemandResponse | 0 | 0 | 0 | 0 | 0 | 0
IGCC-CCS | 0 | 0 | 0 | 0 | 0 | 0
WT_off | 0 | 0 | 0 | 0 | 0 | 0
PseudoUnit | 0 | 0 | 0 | 0 | 0 | 0
FixedInterchange | 0 | 0 | 0 | 0 | 0 | 0
CO2 Emissions (MMshortTons): MARITIMES
ReportingType | 2015 | 2020 | 2025 | 2030 | 2035 | 2040
BM | 0 | 0 | 0 | 0 | 0 | 0
CC | 0 | 0 | 0 | 0 | 0 | 0
CSP | 0 | 0 | 0 | 0 | 0 | 0
CT | 0 | 0 | 0 | 0 | 0 | 0
Coal | 0 | 0 | 0 | 0 | 0 | 0
Geo | 0 | 0 | 0 | 0 | 0 | 0
H | 0 | 0 | 0 | 0 | 0 | 0
LFG | 0 | 0 | 0 | 0 | 0 | 0
Nuc | 0 | 0 | 0 | 0 | 0 | 0
PS | 0 | 0 | 0 | 0 | 0 | 0
PV | 0 | 0 | 0 | 0 | 0 | 0
PeakG | 0 | 0 | 0 | 0 | 0 | 0
PeakO | 0 | 0 | 0 | 0 | 0 | 0
ST | 0 | 0 | 0 | 0 | 0 | 0
STOG | 0 | 0 | 0 | 0 | 0 | 0
STWD | 0 | 0 | 0 | 0 | 0 | 0
WT | 0 | 0 | 0 | 0 | 0 | 0
IGCC | 0 | 0 | 0 | 0 | 0 | 0
DemandResponse | 0 | 0 | 0 | 0 | 0 | 0
IGCC-CCS | 0 | 0 | 0 | 0 | 0 | 0
WT_off | 0 | 0 | 0 | 0 | 0 | 0
PseudoUnit | 0 | 0 | 0 | 0 | 0 | 0
FixedInterchange | 0 | 0 | 0 | 0 | 0 | 0
CO2 Emissions (MMshortTons): All
ReportingType | 2015 | 2020 | 2025 | 2030 | 2035 | 2040
BM | 0 | 0 | 0 | 0 | 0 | 0
CC | 482.92 | 568.89 | 551.99 | 609.5 | 721.22 | 785.7
CSP | 0 | 0 | 0 | 0 | 0 | 0
CT | 0.58 | 0.93 | 1.18 | 1.24 | 1.55 | 1.85
Coal | 1864.54 | 1779.17 | 1924.21 | 1971.19 | 2105 | 2295.8
Geo | 0 | 0 | 0 | 0 | 0 | 0
H | 0 | 0 | 0 | 0 | 0 | 0
LFG | 0 | 0 | 0 | 0 | 0 | 0
Nuc | 0 | 0 | 0 | 0 | 0 | 0
PS | 0 | 0 | 0 | 0 | 0 | 0
PV | 0 | 0 | 0 | 0 | 0 | 0
PeakG | 2.32 | 3.04 | 5.64 | 5.68 | 5.71 | 4.38
PeakO | 0 | 0 | 0 | 0 | 0 | 0
ST | 0 | 0 | 0 | 0 | 0 | 0
STOG | 8.35 | 10.56 | 12.26 | 12.05 | 12.15 | 11.73
STWD | 0 | 0 | 0 | 0 | 0 | 0
WT | 0 | 0 | 0 | 0 | 0 | 0
IGCC | 4.15 | 4.15 | 4.15 | 4.15 | 4.15 | 4.15
DemandResponse | 0 | 0 | 0 | 0 | 0 | 0
IGCC-CCS | 0 | 0 | 0 | 0 | 0 | 0
WT_off | 0 | 0 | 0 | 0 | 0 | 0
PseudoUnit | 0 | 0 | 0 | 0 | 0 | 0
FixedInterchange | 0 | 0 | 0 | 0 | 0 | 0
CO2 Emissions (MMshortTons): EI_US
ReportingType | 2015 | 2020 | 2025 | 2030 | 2035 | 2040
BM | 0 | 0 | 0 | 0 | 0 | 0
CC | 296.67 | 369.96 | 362.56 | 396.44 | 481.11 | 536.11
CSP | 0 | 0 | 0 | 0 | 0 | 0
CT | 0.58 | 0.93 | 1.11 | 1.14 | 1.52 | 1.74
Coal | 1463.17 | 1353.44 | 1474.59 | 1519.26 | 1642.69 | 1767.57
Geo | 0 | 0 | 0 | 0 | 0 | 0
H | 0 | 0 | 0 | 0 | 0 | 0
LFG | 0 | 0 | 0 | 0 | 0 | 0
Nuc | 0 | 0 | 0 | 0 | 0 | 0
PS | 0 | 0 | 0 | 0 | 0 | 0
PV | 0 | 0 | 0 | 0 | 0 | 0
PeakG | 2.32 | 3.01 | 5.37 | 5.29 | 5.2 | 4.25
PeakO | 0 | 0 | 0 | 0 | 0 | 0
ST | 0 | 0 | 0 | 0 | 0 | 0
STOG | 5.99 | 7.37 | 8.41 | 8.23 | 8.36 | 8.08
STWD | 0 | 0 | 0 | 0 | 0 | 0
WT | 0 | 0 | 0 | 0 | 0 | 0
IGCC | 4.15 | 4.15 | 4.15 | 4.15 | 4.15 | 4.15
DemandResponse | 0 | 0 | 0 | 0 | 0 | 0
IGCC-CCS | 0 | 0 | 0 | 0 | 0 | 0
WT_off | 0 | 0 | 0 | 0 | 0 | 0
PseudoUnit | 0 | 0 | 0 | 0 | 0 | 0
FixedInterchange | 0 | 0 | 0 | 0 | 0 | 0
CO2 Emissions (MMshortTons): EI_Canada
ReportingType | 2015 | 2020 | 2025 | 2030 | 2035 | 2040
BM | 0 | 0 | 0 | 0 | 0 | 0
CC | 4.21 | 5.83 | 6.36 | 8.25 | 12.59 | 19.21
CSP | 0 | 0 | 0 | 0 | 0 | 0
CT | 0 | 0 | 0 | 0 | 0.02 | 0.1
Coal | 0.11 | 0.24 | 0.6 | 2.15 | 3.94 | 4.23
Geo | 0 | 0 | 0 | 0 | 0 | 0
H | 0 | 0 | 0 | 0 | 0 | 0
LFG | 0 | 0 | 0 | 0 | 0 | 0
Nuc | 0 | 0 | 0 | 0 | 0 | 0
PS | 0 | 0 | 0 | 0 | 0 | 0
PV | 0 | 0 | 0 | 0 | 0 | 0
PeakG | 0 | 0 | 0.01 | 0.01 | 0.01 | 0.01
PeakO | 0 | 0 | 0 | 0 | 0 | 0
ST | 0 | 0 | 0 | 0 | 0 | 0
STOG | 0 | 0 | 0 | 0 | 0 | 0
STWD | 0 | 0 | 0 | 0 | 0 | 0
WT | 0 | 0 | 0 | 0 | 0 | 0
IGCC | 0 | 0 | 0 | 0 | 0 | 0
DemandResponse | 0 | 0 | 0 | 0 | 0 | 0
IGCC-CCS | 0 | 0 | 0 | 0 | 0 | 0
WT_off | 0 | 0 | 0 | 0 | 0 | 0
PseudoUnit | 0 | 0 | 0 | 0 | 0 | 0
FixedInterchange | 0 | 0 | 0 | 0 | 0 | 0
CO2 Emissions (MMshortTons): EI
ReportingType | 2015 | 2020 | 2025 | 2030 | 2035 | 2040
BM | 0 | 0 | 0 | 0 | 0 | 0
CC | 300.88 | 375.78 | 368.92 | 404.69 | 493.7 | 555.32
CSP | 0 | 0 | 0 | 0 | 0 | 0
CT | 0.58 | 0.93 | 1.11 | 1.14 | 1.54 | 1.84
Coal | 1463.28 | 1353.68 | 1475.2 | 1521.41 | 1646.63 | 1771.8
Geo | 0 | 0 | 0 | 0 | 0 | 0
H | 0 | 0 | 0 | 0 | 0 | 0
LFG | 0 | 0 | 0 | 0 | 0 | 0
Nuc | 0 | 0 | 0 | 0 | 0 | 0
PS | 0 | 0 | 0 | 0 | 0 | 0
PV | 0 | 0 | 0 | 0 | 0 | 0
PeakG | 2.32 | 3.01 | 5.38 | 5.3 | 5.21 | 4.27
PeakO | 0 | 0 | 0 | 0 | 0 | 0
ST | 0 | 0 | 0 | 0 | 0 | 0
STOG | 5.99 | 7.37 | 8.41 | 8.23 | 8.36 | 8.08
STWD | 0 | 0 | 0 | 0 | 0 | 0
WT | 0 | 0 | 0 | 0 | 0 | 0
IGCC | 4.15 | 4.15 | 4.15 | 4.15 | 4.15 | 4.15
DemandResponse | 0 | 0 | 0 | 0 | 0 | 0
IGCC-CCS | 0 | 0 | 0 | 0 | 0 | 0
WT_off | 0 | 0 | 0 | 0 | 0 | 0
PseudoUnit | 0 | 0 | 0 | 0 | 0 | 0
FixedInterchange | 0 | 0 | 0 | 0 | 0 | 0
CO2 Emissions (MMshortTons): Outside_EI
ReportingType | 2015 | 2020 | 2025 | 2030 | 2035 | 2040
BM | 0 | 0 | 0 | 0 | 0 | 0
CC | 182.04 | 193.11 | 183.07 | 204.8 | 227.52 | 230.39
CSP | 0 | 0 | 0 | 0 | 0 | 0
CT | 0 | 0 | 0.08 | 0.1 | 0.01 | 0.01
Coal | 401.26 | 425.49 | 449.01 | 449.79 | 458.37 | 524
Geo | 0 | 0 | 0 | 0 | 0 | 0
H | 0 | 0 | 0 | 0 | 0 | 0
LFG | 0 | 0 | 0 | 0 | 0 | 0
Nuc | 0 | 0 | 0 | 0 | 0 | 0
PS | 0 | 0 | 0 | 0 | 0 | 0
PV | 0 | 0 | 0 | 0 | 0 | 0
PeakG | 0.01 | 0.03 | 0.26 | 0.39 | 0.5 | 0.11
PeakO | 0 | 0 | 0 | 0 | 0 | 0
ST | 0 | 0 | 0 | 0 | 0 | 0
STOG | 2.36 | 3.18 | 3.85 | 3.82 | 3.79 | 3.65
STWD | 0 | 0 | 0 | 0 | 0 | 0
WT | 0 | 0 | 0 | 0 | 0 | 0
IGCC | 0 | 0 | 0 | 0 | 0 | 0
DemandResponse | 0 | 0 | 0 | 0 | 0 | 0
IGCC-CCS | 0 | 0 | 0 | 0 | 0 | 0
WT_off | 0 | 0 | 0 | 0 | 0 | 0
PseudoUnit | 0 | 0 | 0 | 0 | 0 | 0
FixedInterchange | 0 | 0 | 0 | 0 | 0 | 0
CO2 Emissions (MMmetricTons): Entergy
ReportingType | 2015 | 2020 | 2025 | 2030 | 2035 | 2040
BM | 0 | 0 | 0 | 0 | 0 | 0
CC | 25.73 | 33.95 | 31.49 | 32.05 | 35.71 | 37.59
CSP | 0 | 0 | 0 | 0 | 0 | 0
CT | 0 | 0 | 0 | 0 | 0 | 0
Coal | 58.27 | 46.44 | 55.97 | 58.58 | 58.3 | 58.3
Geo | 0 | 0 | 0 | 0 | 0 | 0
H | 0 | 0 | 0 | 0 | 0 | 0
LFG | 0 | 0 | 0 | 0 | 0 | 0
Nuc | 0 | 0 | 0 | 0 | 0 | 0
PS | 0 | 0 | 0 | 0 | 0 | 0
PV | 0 | 0 | 0 | 0 | 0 | 0
PeakG | 0 | 0 | 0.06 | 0.03 | 0.02 | 0.03
PeakO | 0 | 0 | 0 | 0 | 0 | 0
ST | 0 | 0 | 0 | 0 | 0 | 0
STOG | 0.53 | 0.62 | 0.53 | 0.53 | 0.53 | 0.53
STWD | 0 | 0 | 0 | 0 | 0 | 0
WT | 0 | 0 | 0 | 0 | 0 | 0
IGCC | 0 | 0 | 0 | 0 | 0 | 0
DemandResponse | 0 | 0 | 0 | 0 | 0 | 0
IGCC-CCS | 0 | 0 | 0 | 0 | 0 | 0
WT_off | 0 | 0 | 0 | 0 | 0 | 0
PseudoUnit | 0 | 0 | 0 | 0 | 0 | 0
FixedInterchange | 0 | 0 | 0 | 0 | 0 | 0
CO2 Emissions (MMmetricTons): FRCC
ReportingType | 2015 | 2020 | 2025 | 2030 | 2035 | 2040
BM | 0 | 0 | 0 | 0 | 0 | 0
CC | 57.73 | 63.84 | 66.95 | 72.75 | 82.89 | 93.42
CSP | 0 | 0 | 0 | 0 | 0 | 0
CT | 0.48 | 0.58 | 0.58 | 0.58 | 0.52 | 0.42
Coal | 53.22 | 51.77 | 57.58 | 58.44 | 59.8 | 59.8
Geo | 0 | 0 | 0 | 0 | 0 | 0
H | 0 | 0 | 0 | 0 | 0 | 0
LFG | 0 | 0 | 0 | 0 | 0 | 0
Nuc | 0 | 0 | 0 | 0 | 0 | 0
PS | 0 | 0 | 0 | 0 | 0 | 0
PV | 0 | 0 | 0 | 0 | 0 | 0
PeakG | 0.26 | 0.27 | 0.44 | 0.3 | 0.24 | 0.18
PeakO | 0 | 0 | 0 | 0 | 0 | 0
ST | 0 | 0 | 0 | 0 | 0 | 0
STOG | 1.67 | 1.45 | 1.45 | 1.42 | 1.29 | 0.86
STWD | 0 | 0 | 0 | 0 | 0 | 0
WT | 0 | 0 | 0 | 0 | 0 | 0
IGCC | 0 | 0 | 0 | 0 | 0 | 0
DemandResponse | 0 | 0 | 0 | 0 | 0 | 0
IGCC-CCS | 0 | 0 | 0 | 0 | 0 | 0
WT_off | 0 | 0 | 0 | 0 | 0 | 0
PseudoUnit | 0 | 0 | 0 | 0 | 0 | 0
FixedInterchange | 0 | 0 | 0 | 0 | 0 | 0
CO2 Emissions (MMmetricTons): MAPP_US
ReportingType | 2015 | 2020 | 2025 | 2030 | 2035 | 2040
BM | 0 | 0 | 0 | 0 | 0 | 0
CC | 0.08 | 0.1 | 0.13 | 0.15 | 0.11 | 0.1
CSP | 0 | 0 | 0 | 0 | 0 | 0
CT | 0 | 0 | 0 | 0.01 | 0 | 0
Coal | 20.57 | 21.13 | 21.44 | 21.75 | 23.63 | 25.62
Geo | 0 | 0 | 0 | 0 | 0 | 0
H | 0 | 0 | 0 | 0 | 0 | 0
LFG | 0 | 0 | 0 | 0 | 0 | 0
Nuc | 0 | 0 | 0 | 0 | 0 | 0
PS | 0 | 0 | 0 | 0 | 0 | 0
PV | 0 | 0 | 0 | 0 | 0 | 0
PeakG | 0.02 | 0.05 | 0.08 | 0.11 | 0.06 | 0.07
PeakO | 0 | 0 | 0 | 0 | 0 | 0
ST | 0 | 0 | 0 | 0 | 0 | 0
STOG | 0 | 0 | 0 | 0 | 0 | 0
STWD | 0 | 0 | 0 | 0 | 0 | 0
WT | 0 | 0 | 0 | 0 | 0 | 0
IGCC | 0 | 0 | 0 | 0 | 0 | 0
DemandResponse | 0 | 0 | 0 | 0 | 0 | 0
IGCC-CCS | 0 | 0 | 0 | 0 | 0 | 0
WT_off | 0 | 0 | 0 | 0 | 0 | 0
PseudoUnit | 0 | 0 | 0 | 0 | 0 | 0
FixedInterchange | 0 | 0 | 0 | 0 | 0 | 0
CO2 Emissions (MMmetricTons): MISO_IN
ReportingType | 2015 | 2020 | 2025 | 2030 | 2035 | 2040
BM | 0 | 0 | 0 | 0 | 0 | 0
CC | 1.67 | 9.37 | 10.61 | 13.63 | 17.02 | 17.05
CSP | 0 | 0 | 0 | 0 | 0 | 0
CT | 0 | 0 | 0 | 0 | 0 | 0
Coal | 79.15 | 83.09 | 88.63 | 90.36 | 93.58 | 95.54
Geo | 0 | 0 | 0 | 0 | 0 | 0
H | 0 | 0 | 0 | 0 | 0 | 0
LFG | 0 | 0 | 0 | 0 | 0 | 0
Nuc | 0 | 0 | 0 | 0 | 0 | 0
PS | 0 | 0 | 0 | 0 | 0 | 0
PV | 0 | 0 | 0 | 0 | 0 | 0
PeakG | 0.01 | 0.02 | 0.06 | 0.06 | 0.06 | 0.06
PeakO | 0 | 0 | 0 | 0 | 0 | 0
ST | 0 | 0 | 0 | 0 | 0 | 0
STOG | 0.03 | 0.03 | 0.03 | 0.03 | 0.06 | 0.03
STWD | 0 | 0 | 0 | 0 | 0 | 0
WT | 0 | 0 | 0 | 0 | 0 | 0
IGCC | 3.76 | 3.76 | 3.76 | 3.76 | 3.76 | 3.76
DemandResponse | 0 | 0 | 0 | 0 | 0 | 0
IGCC-CCS | 0 | 0 | 0 | 0 | 0 | 0
WT_off | 0 | 0 | 0 | 0 | 0 | 0
PseudoUnit | 0 | 0 | 0 | 0 | 0 | 0
FixedInterchange | 0 | 0 | 0 | 0 | 0 | 0
CO2 Emissions (MMmetricTons): MISO_MI
ReportingType | 2015 | 2020 | 2025 | 2030 | 2035 | 2040
BM | 0 | 0 | 0 | 0 | 0 | 0
CC | 6.33 | 5.64 | 4.95 | 3.67 | 3.93 | 3.26
CSP | 0 | 0 | 0 | 0 | 0 | 0
CT | 0 | 0 | 0 | 0 | 0 | 0
Coal | 52.71 | 44.5 | 49.14 | 51.5 | 51.53 | 52.02
Geo | 0 | 0 | 0 | 0 | 0 | 0
H | 0 | 0 | 0 | 0 | 0 | 0
LFG | 0 | 0 | 0 | 0 | 0 | 0
Nuc | 0 | 0 | 0 | 0 | 0 | 0
PS | 0 | 0 | 0 | 0 | 0 | 0
PV | 0 | 0 | 0 | 0 | 0 | 0
PeakG | 0.01 | 0.03 | 0.07 | 0.07 | 0.07 | 0.07
PeakO | 0 | 0 | 0 | 0 | 0 | 0
ST | 0 | 0 | 0 | 0 | 0 | 0
STOG | 0.21 | 0.34 | 0.34 | 0.36 | 0.34 | 0.34
STWD | 0 | 0 | 0 | 0 | 0 | 0
WT | 0 | 0 | 0 | 0 | 0 | 0
IGCC | 0 | 0 | 0 | 0 | 0 | 0
DemandResponse | 0 | 0 | 0 | 0 | 0 | 0
IGCC-CCS | 0 | 0 | 0 | 0 | 0 | 0
WT_off | 0 | 0 | 0 | 0 | 0 | 0
PseudoUnit | 0 | 0 | 0 | 0 | 0 | 0
FixedInterchange | 0 | 0 | 0 | 0 | 0 | 0
CO2 Emissions (MMmetricTons): MISO_MO-IL
ReportingType | 2015 | 2020 | 2025 | 2030 | 2035 | 2040
BM | 0 | 0 | 0 | 0 | 0 | 0
CC | 1.21 | 1.83 | 1 | 0.94 | 0.94 | 0.72
CSP | 0 | 0 | 0 | 0 | 0 | 0
CT | 0 | 0 | 0 | 0 | 0 | 0
Coal | 98.17 | 79.3 | 87.79 | 93.3 | 97.19 | 97.19
Geo | 0 | 0 | 0 | 0 | 0 | 0
H | 0 | 0 | 0 | 0 | 0 | 0
LFG | 0 | 0 | 0 | 0 | 0 | 0
Nuc | 0 | 0 | 0 | 0 | 0 | 0
PS | 0 | 0 | 0 | 0 | 0 | 0
PV | 0 | 0 | 0 | 0 | 0 | 0
PeakG | 0.09 | 0.11 | 0.11 | 0.09 | 0.26 | 0.31
PeakO | 0 | 0 | 0 | 0 | 0 | 0
ST | 0 | 0 | 0 | 0 | 0 | 0
STOG | 0.07 | 0.05 | 0.05 | 0.04 | 0.04 | 0.01
STWD | 0 | 0 | 0 | 0 | 0 | 0
WT | 0 | 0 | 0 | 0 | 0 | 0
IGCC | 0 | 0 | 0 | 0 | 0 | 0
DemandResponse | 0 | 0 | 0 | 0 | 0 | 0
IGCC-CCS | 0 | 0 | 0 | 0 | 0 | 0
WT_off | 0 | 0 | 0 | 0 | 0 | 0
PseudoUnit | 0 | 0 | 0 | 0 | 0 | 0
FixedInterchange | 0 | 0 | 0 | 0 | 0 | 0
CO2 Emissions (MMmetricTons): MISO_W
ReportingType | 2015 | 2020 | 2025 | 2030 | 2035 | 2040
BM | 0 | 0 | 0 | 0 | 0 | 0
CC | 4.53 | 3.81 | 3.26 | 3.5 | 2.51 | 1.22
CSP | 0 | 0 | 0 | 0 | 0 | 0
CT | 0 | 0 | 0 | 0 | 0 | 0
Coal | 88.71 | 81.51 | 83.91 | 84.54 | 113.87 | 146.24
Geo | 0 | 0 | 0 | 0 | 0 | 0
H | 0 | 0 | 0 | 0 | 0 | 0
LFG | 0 | 0 | 0 | 0 | 0 | 0
Nuc | 0 | 0 | 0 | 0 | 0 | 0
PS | 0 | 0 | 0 | 0 | 0 | 0
PV | 0 | 0 | 0 | 0 | 0 | 0
PeakG | 0.24 | 0.19 | 0.32 | 0.49 | 0.24 | 0.08
PeakO | 0 | 0 | 0 | 0 | 0 | 0
ST | 0 | 0 | 0 | 0 | 0 | 0
STOG | 0.02 | 0 | 0.01 | 0 | 0 | 0
STWD | 0 | 0 | 0 | 0 | 0 | 0
WT | 0 | 0 | 0 | 0 | 0 | 0
IGCC | 0 | 0 | 0 | 0 | 0 | 0
DemandResponse | 0 | 0 | 0 | 0 | 0 | 0
IGCC-CCS | 0 | 0 | 0 | 0 | 0 | 0
WT_off | 0 | 0 | 0 | 0 | 0 | 0
PseudoUnit | 0 | 0 | 0 | 0 | 0 | 0
FixedInterchange | 0 | 0 | 0 | 0 | 0 | 0
CO2 Emissions (MMmetricTons): MISO_WUMS
ReportingType | 2015 | 2020 | 2025 | 2030 | 2035 | 2040
BM | 0 | 0 | 0 | 0 | 0 | 0
CC | 6.7 | 15.41 | 14.81 | 13.39 | 14.31 | 12.88
CSP | 0 | 0 | 0 | 0 | 0 | 0
CT | 0 | 0.02 | 0.04 | 0.08 | 0.34 | 0.53
Coal | 23.1 | 23.85 | 28.51 | 31.95 | 34.05 | 34.05
Geo | 0 | 0 | 0 | 0 | 0 | 0
H | 0 | 0 | 0 | 0 | 0 | 0
LFG | 0 | 0 | 0 | 0 | 0 | 0
Nuc | 0 | 0 | 0 | 0 | 0 | 0
PS | 0 | 0 | 0 | 0 | 0 | 0
PV | 0 | 0 | 0 | 0 | 0 | 0
PeakG | 0.03 | 0.04 | 0.04 | 0 | 0 | 0
PeakO | 0 | 0 | 0 | 0 | 0 | 0
ST | 0 | 0 | 0 | 0 | 0 | 0
STOG | 0.01 | 0 | 0 | 0 | 0 | 0
STWD | 0 | 0 | 0 | 0 | 0 | 0
WT | 0 | 0 | 0 | 0 | 0 | 0
IGCC | 0 | 0 | 0 | 0 | 0 | 0
DemandResponse | 0 | 0 | 0 | 0 | 0 | 0
IGCC-CCS | 0 | 0 | 0 | 0 | 0 | 0
WT_off | 0 | 0 | 0 | 0 | 0 | 0
PseudoUnit | 0 | 0 | 0 | 0 | 0 | 0
FixedInterchange | 0 | 0 | 0 | 0 | 0 | 0
CO2 Emissions (MMmetricTons): Nebraska
ReportingType | 2015 | 2020 | 2025 | 2030 | 2035 | 2040
BM | 0 | 0 | 0 | 0 | 0 | 0
CC | 0.27 | 0.3 | 0.27 | 0.27 | 0.2 | 0.15
CSP | 0 | 0 | 0 | 0 | 0 | 0
CT | 0 | 0 | 0 | 0 | 0 | 0
Coal | 32.1 | 32.07 | 32.07 | 32.07 | 48.48 | 49.04
Geo | 0 | 0 | 0 | 0 | 0 | 0
H | 0 | 0 | 0 | 0 | 0 | 0
LFG | 0 | 0 | 0 | 0 | 0 | 0
Nuc | 0 | 0 | 0 | 0 | 0 | 0
PS | 0 | 0 | 0 | 0 | 0 | 0
PV | 0 | 0 | 0 | 0 | 0 | 0
PeakG | 0.05 | 0.06 | 0.1 | 0.16 | 0.12 | 0.11
PeakO | 0 | 0 | 0 | 0 | 0 | 0
ST | 0 | 0 | 0 | 0 | 0 | 0
STOG | 0 | 0 | 0 | 0 | 0 | 0
STWD | 0 | 0 | 0 | 0 | 0 | 0
WT | 0 | 0 | 0 | 0 | 0 | 0
IGCC | 0 | 0 | 0 | 0 | 0 | 0
DemandResponse | 0 | 0 | 0 | 0 | 0 | 0
IGCC-CCS | 0 | 0 | 0 | 0 | 0 | 0
WT_off | 0 | 0 | 0 | 0 | 0 | 0
PseudoUnit | 0 | 0 | 0 | 0 | 0 | 0
FixedInterchange | 0 | 0 | 0 | 0 | 0 | 0
CO2 Emissions (MMmetricTons): NEISO
ReportingType | 2015 | 2020 | 2025 | 2030 | 2035 | 2040
BM | 0 | 0 | 0 | 0 | 0 | 0
CC | 18.96 | 17.98 | 19.29 | 20.99 | 25.52 | 28.06
CSP | 0 | 0 | 0 | 0 | 0 | 0
CT | 0 | 0.01 | 0.01 | 0.01 | 0.03 | 0.07
Coal | 0.03 | 0 | 0 | 0 | 0 | 0
Geo | 0 | 0 | 0 | 0 | 0 | 0
H | 0 | 0 | 0 | 0 | 0 | 0
LFG | 0 | 0 | 0 | 0 | 0 | 0
Nuc | 0 | 0 | 0 | 0 | 0 | 0
PS | 0 | 0 | 0 | 0 | 0 | 0
PV | 0 | 0 | 0 | 0 | 0 | 0
PeakG | 0.01 | 0.02 | 0.02 | 0.02 | 0.07 | 0.06
PeakO | 0 | 0 | 0 | 0 | 0 | 0
ST | 0 | 0 | 0 | 0 | 0 | 0
STOG | 0 | 0 | 0 | 0 | 0 | 0
STWD | 0 | 0 | 0 | 0 | 0 | 0
WT | 0 | 0 | 0 | 0 | 0 | 0
IGCC | 0 | 0 | 0 | 0 | 0 | 0
DemandResponse | 0 | 0 | 0 | 0 | 0 | 0
IGCC-CCS | 0 | 0 | 0 | 0 | 0 | 0
WT_off | 0 | 0 | 0 | 0 | 0 | 0
PseudoUnit | 0 | 0 | 0 | 0 | 0 | 0
FixedInterchange | 0 | 0 | 0 | 0 | 0 | 0
CO2 Emissions (MMmetricTons): NonRTO_Midwest
ReportingType | 2015 | 2020 | 2025 | 2030 | 2035 | 2040
BM | 0 | 0 | 0 | 0 | 0 | 0
CC | 0 | 0.78 | 0.62 | 0.91 | 1.05 | 1.36
CSP | 0 | 0 | 0 | 0 | 0 | 0
CT | 0 | 0.02 | 0.02 | 0.04 | 0.05 | 0.08
Coal | 56.9 | 58.5 | 59.67 | 60.92 | 62.78 | 64.54
Geo | 0 | 0 | 0 | 0 | 0 | 0
H | 0 | 0 | 0 | 0 | 0 | 0
LFG | 0 | 0 | 0 | 0 | 0 | 0
Nuc | 0 | 0 | 0 | 0 | 0 | 0
PS | 0 | 0 | 0 | 0 | 0 | 0
PV | 0 | 0 | 0 | 0 | 0 | 0
PeakG | 0.09 | 0.12 | 0.13 | 0.13 | 0.2 | 0.21
PeakO | 0 | 0 | 0 | 0 | 0 | 0
ST | 0 | 0 | 0 | 0 | 0 | 0
STOG | 0 | 0 | 0 | 0 | 0 | 0
STWD | 0 | 0 | 0 | 0 | 0 | 0
WT | 0 | 0 | 0 | 0 | 0 | 0
IGCC | 0 | 0 | 0 | 0 | 0 | 0
DemandResponse | 0 | 0 | 0 | 0 | 0 | 0
IGCC-CCS | 0 | 0 | 0 | 0 | 0 | 0
WT_off | 0 | 0 | 0 | 0 | 0 | 0
PseudoUnit | 0 | 0 | 0 | 0 | 0 | 0
FixedInterchange | 0 | 0 | 0 | 0 | 0 | 0
CO2 Emissions (MMmetricTons): NYISO_A-F
ReportingType | 2015 | 2020 | 2025 | 2030 | 2035 | 2040
BM | 0 | 0 | 0 | 0 | 0 | 0
CC | 2.5 | 3.74 | 4.2 | 4.54 | 6.01 | 6.01
CSP | 0 | 0 | 0 | 0 | 0 | 0
CT | 0 | 0 | 0 | 0 | 0 | 0
Coal | 0 | 0 | 0 | 0 | 0 | 0
Geo | 0 | 0 | 0 | 0 | 0 | 0
H | 0 | 0 | 0 | 0 | 0 | 0
LFG | 0 | 0 | 0 | 0 | 0 | 0
Nuc | 0 | 0 | 0 | 0 | 0 | 0
PS | 0 | 0 | 0 | 0 | 0 | 0
PV | 0 | 0 | 0 | 0 | 0 | 0
PeakG | 0 | 0 | 0 | 0 | 0.01 | 0.01
PeakO | 0 | 0 | 0 | 0 | 0 | 0
ST | 0 | 0 | 0 | 0 | 0 | 0
STOG | 0 | 0 | 0 | 0 | 0 | 0
STWD | 0 | 0 | 0 | 0 | 0 | 0
WT | 0 | 0 | 0 | 0 | 0 | 0
IGCC | 0 | 0 | 0 | 0 | 0 | 0
DemandResponse | 0 | 0 | 0 | 0 | 0 | 0
IGCC-CCS | 0 | 0 | 0 | 0 | 0 | 0
WT_off | 0 | 0 | 0 | 0 | 0 | 0
PseudoUnit | 0 | 0 | 0 | 0 | 0 | 0
FixedInterchange | 0 | 0 | 0 | 0 | 0 | 0
CO2 Emissions (MMmetricTons): NYISO_G-I
ReportingType | 2015 | 2020 | 2025 | 2030 | 2035 | 2040
BM | 0 | 0 | 0 | 0 | 0 | 0
CC | 2.58 | 3.32 | 5.04 | 7.41 | 16.25 | 24.11
CSP | 0 | 0 | 0 | 0 | 0 | 0
CT | 0 | 0 | 0 | 0 | 0 | 0
Coal | 0 | 0 | 0 | 0 | 0 | 0
Geo | 0 | 0 | 0 | 0 | 0 | 0
H | 0 | 0 | 0 | 0 | 0 | 0
LFG | 0 | 0 | 0 | 0 | 0 | 0
Nuc | 0 | 0 | 0 | 0 | 0 | 0
PS | 0 | 0 | 0 | 0 | 0 | 0
PV | 0 | 0 | 0 | 0 | 0 | 0
PeakG | 0 | 0 | 0 | 0 | 0 | 0
PeakO | 0 | 0 | 0 | 0 | 0 | 0
ST | 0 | 0 | 0 | 0 | 0 | 0
STOG | 0 | 0 | 0 | 0 | 0 | 0
STWD | 0 | 0 | 0 | 0 | 0 | 0
WT | 0 | 0 | 0 | 0 | 0 | 0
IGCC | 0 | 0 | 0 | 0 | 0 | 0
DemandResponse | 0 | 0 | 0 | 0 | 0 | 0
IGCC-CCS | 0 | 0 | 0 | 0 | 0 | 0
WT_off | 0 | 0 | 0 | 0 | 0 | 0
PseudoUnit | 0 | 0 | 0 | 0 | 0 | 0
FixedInterchange | 0 | 0 | 0 | 0 | 0 | 0
CO2 Emissions (MMmetricTons): NYISO_J-K
ReportingType | 2015 | 2020 | 2025 | 2030 | 2035 | 2040
BM | 0 | 0 | 0 | 0 | 0 | 0
CC | 9.13 | 11.69 | 11.74 | 11.3 | 11.74 | 11.56
CSP | 0 | 0 | 0 | 0 | 0 | 0
CT | 0 | 0 | 0 | 0.02 | 0.07 | 0.09
Coal | 0 | 0 | 0 | 0 | 0 | 0
Geo | 0 | 0 | 0 | 0 | 0 | 0
H | 0 | 0 | 0 | 0 | 0 | 0
LFG | 0 | 0 | 0 | 0 | 0 | 0
Nuc | 0 | 0 | 0 | 0 | 0 | 0
PS | 0 | 0 | 0 | 0 | 0 | 0
PV | 0 | 0 | 0 | 0 | 0 | 0
PeakG | 0.03 | 0.09 | 0.1 | 0.1 | 0.1 | 0.18
PeakO | 0 | 0 | 0 | 0 | 0 | 0
ST | 0 | 0 | 0 | 0 | 0 | 0
STOG | 0.63 | 1.2 | 1.35 | 1.41 | 1.78 | 2.21
STWD | 0 | 0 | 0 | 0 | 0 | 0
WT | 0 | 0 | 0 | 0 | 0 | 0
IGCC | 0 | 0 | 0 | 0 | 0 | 0
DemandResponse | 0 | 0 | 0 | 0 | 0 | 0
IGCC-CCS | 0 | 0 | 0 | 0 | 0 | 0
WT_off | 0 | 0 | 0 | 0 | 0 | 0
PseudoUnit | 0 | 0 | 0 | 0 | 0 | 0
FixedInterchange | 0 | 0 | 0 | 0 | 0 | 0
CO2 Emissions (MMmetricTons): PJM_E
ReportingType | 2015 | 2020 | 2025 | 2030 | 2035 | 2040
BM | 0 | 0 | 0 | 0 | 0 | 0
CC | 9.16 | 17.24 | 17.52 | 16.18 | 19.61 | 24.01
CSP | 0 | 0 | 0 | 0 | 0 | 0
CT | 0 | 0 | 0 | 0 | 0 | 0
Coal | 0.57 | 0.53 | 0.77 | 1.25 | 2.1 | 2.69
Geo | 0 | 0 | 0 | 0 | 0 | 0
H | 0 | 0 | 0 | 0 | 0 | 0
LFG | 0 | 0 | 0 | 0 | 0 | 0
Nuc | 0 | 0 | 0 | 0 | 0 | 0
PS | 0 | 0 | 0 | 0 | 0 | 0
PV | 0 | 0 | 0 | 0 | 0 | 0
PeakG | 0 | 0.05 | 0.28 | 0.28 | 0.55 | 0.16
PeakO | 0 | 0 | 0 | 0 | 0 | 0
ST | 0 | 0 | 0 | 0 | 0 | 0
STOG | 0.05 | 0.3 | 0.59 | 0.59 | 0.63 | 0.32
STWD | 0 | 0 | 0 | 0 | 0 | 0
WT | 0 | 0 | 0 | 0 | 0 | 0
IGCC | 0 | 0 | 0 | 0 | 0 | 0
DemandResponse | 0 | 0 | 0 | 0 | 0 | 0
IGCC-CCS | 0 | 0 | 0 | 0 | 0 | 0
WT_off | 0 | 0 | 0 | 0 | 0 | 0
PseudoUnit | 0 | 0 | 0 | 0 | 0 | 0
FixedInterchange | 0 | 0 | 0 | 0 | 0 | 0
CO2 Emissions (MMmetricTons): PJM_ROM
ReportingType | 2015 | 2020 | 2025 | 2030 | 2035 | 2040
BM | 0 | 0 | 0 | 0 | 0 | 0
CC | 5.76 | 9.2 | 9.2 | 8.37 | 20.73 | 52.1
CSP | 0 | 0 | 0 | 0 | 0 | 0
CT | 0 | 0 | 0 | 0 | 0 | 0
Coal | 46.57 | 52.67 | 54.04 | 56.65 | 56.65 | 56.65
Geo | 0 | 0 | 0 | 0 | 0 | 0
H | 0 | 0 | 0 | 0 | 0 | 0
LFG | 0 | 0 | 0 | 0 | 0 | 0
Nuc | 0 | 0 | 0 | 0 | 0 | 0
PS | 0 | 0 | 0 | 0 | 0 | 0
PV | 0 | 0 | 0 | 0 | 0 | 0
PeakG | 0 | 0.03 | 0.03 | 0.03 | 0.18 | 0.09
PeakO | 0 | 0 | 0 | 0 | 0 | 0
ST | 0 | 0 | 0 | 0 | 0 | 0
STOG | 0.39 | 0.63 | 0.81 | 0.83 | 0.84 | 0.8
STWD | 0 | 0 | 0 | 0 | 0 | 0
WT | 0 | 0 | 0 | 0 | 0 | 0
IGCC | 0 | 0 | 0 | 0 | 0 | 0
DemandResponse | 0 | 0 | 0 | 0 | 0 | 0
IGCC-CCS | 0 | 0 | 0 | 0 | 0 | 0
WT_off | 0 | 0 | 0 | 0 | 0 | 0
PseudoUnit | 0 | 0 | 0 | 0 | 0 | 0
FixedInterchange | 0 | 0 | 0 | 0 | 0 | 0
CO2 Emissions (MMmetricTons): PJM_ROR
ReportingType | 2015 | 2020 | 2025 | 2030 | 2035 | 2040
BM | 0 | 0 | 0 | 0 | 0 | 0
CC | 27.34 | 27.42 | 25.65 | 39.41 | 60.51 | 51.63
CSP | 0 | 0 | 0 | 0 | 0 | 0
CT | 0 | 0 | 0 | 0 | 0 | 0
Coal | 317.1 | 274.72 | 283.69 | 288.9 | 290.09 | 292.16
Geo | 0 | 0 | 0 | 0 | 0 | 0
H | 0 | 0 | 0 | 0 | 0 | 0
LFG | 0 | 0 | 0 | 0 | 0 | 0
Nuc | 0 | 0 | 0 | 0 | 0 | 0
PS | 0 | 0 | 0 | 0 | 0 | 0
PV | 0 | 0 | 0 | 0 | 0 | 0
PeakG | 0.86 | 0.77 | 1.07 | 1.11 | 0.74 | 0.71
PeakO | 0 | 0 | 0 | 0 | 0 | 0
ST | 0 | 0 | 0 | 0 | 0 | 0
STOG | 0.44 | 0.48 | 0.49 | 0.49 | 0.49 | 0.49
STWD | 0 | 0 | 0 | 0 | 0 | 0
WT | 0 | 0 | 0 | 0 | 0 | 0
IGCC | 0 | 0 | 0 | 0 | 0 | 0
DemandResponse | 0 | 0 | 0 | 0 | 0 | 0
IGCC-CCS | 0 | 0 | 0 | 0 | 0 | 0
WT_off | 0 | 0 | 0 | 0 | 0 | 0
PseudoUnit | 0 | 0 | 0 | 0 | 0 | 0
FixedInterchange | 0 | 0 | 0 | 0 | 0 | 0
CO2 Emissions (MMmetricTons): SOCO
ReportingType | 2015 | 2020 | 2025 | 2030 | 2035 | 2040
BM | 0 | 0 | 0 | 0 | 0 | 0
CC | 43.38 | 43.91 | 39.15 | 42.28 | 39.65 | 37.57
CSP | 0 | 0 | 0 | 0 | 0 | 0
CT | 0 | 0 | 0 | 0 | 0 | 0
Coal | 93.24 | 96.15 | 117.14 | 119.42 | 137.58 | 174.52
Geo | 0 | 0 | 0 | 0 | 0 | 0
H | 0 | 0 | 0 | 0 | 0 | 0
LFG | 0 | 0 | 0 | 0 | 0 | 0
Nuc | 0 | 0 | 0 | 0 | 0 | 0
PS | 0 | 0 | 0 | 0 | 0 | 0
PV | 0 | 0 | 0 | 0 | 0 | 0
PeakG | 0.28 | 0.65 | 1.42 | 1.23 | 1.1 | 1.04
PeakO | 0 | 0 | 0 | 0 | 0 | 0
ST | 0 | 0 | 0 | 0 | 0 | 0
STOG | 0 | 0 | 0 | 0 | 0 | 0
STWD | 0 | 0 | 0 | 0 | 0 | 0
WT | 0 | 0 | 0 | 0 | 0 | 0
IGCC | 0 | 0 | 0 | 0 | 0 | 0
DemandResponse | 0 | 0 | 0 | 0 | 0 | 0
IGCC-CCS | 0 | 0 | 0 | 0 | 0 | 0
WT_off | 0 | 0 | 0 | 0 | 0 | 0
PseudoUnit | 0 | 0 | 0 | 0 | 0 | 0
FixedInterchange | 0 | 0 | 0 | 0 | 0 | 0
CO2 Emissions (MMmetricTons): SPP_N
ReportingType | 2015 | 2020 | 2025 | 2030 | 2035 | 2040
BM | 0 | 0 | 0 | 0 | 0 | 0
CC | 3.18 | 3.98 | 3.78 | 3.55 | 2.84 | 2.23
CSP | 0 | 0 | 0 | 0 | 0 | 0
CT | 0 | 0 | 0 | 0 | 0 | 0
Coal | 62.42 | 61.95 | 62.41 | 62.41 | 62.41 | 80.05
Geo | 0 | 0 | 0 | 0 | 0 | 0
H | 0 | 0 | 0 | 0 | 0 | 0
LFG | 0 | 0 | 0 | 0 | 0 | 0
Nuc | 0 | 0 | 0 | 0 | 0 | 0
PS | 0 | 0 | 0 | 0 | 0 | 0
PV | 0 | 0 | 0 | 0 | 0 | 0
PeakG | 0.03 | 0.1 | 0.2 | 0.3 | 0.36 | 0.19
PeakO | 0 | 0 | 0 | 0 | 0 | 0
ST | 0 | 0 | 0 | 0 | 0 | 0
STOG | 0.28 | 0.35 | 0.41 | 0.41 | 0.4 | 0.39
STWD | 0 | 0 | 0 | 0 | 0 | 0
WT | 0 | 0 | 0 | 0 | 0 | 0
IGCC | 0 | 0 | 0 | 0 | 0 | 0
DemandResponse | 0 | 0 | 0 | 0 | 0 | 0
IGCC-CCS | 0 | 0 | 0 | 0 | 0 | 0
WT_off | 0 | 0 | 0 | 0 | 0 | 0
PseudoUnit | 0 | 0 | 0 | 0 | 0 | 0
FixedInterchange | 0 | 0 | 0 | 0 | 0 | 0
CO2 Emissions (MMmetricTons): SPP_S
ReportingType | 2015 | 2020 | 2025 | 2030 | 2035 | 2040
BM | 0 | 0 | 0 | 0 | 0 | 0
CC | 14.47 | 25.25 | 22.36 | 25.51 | 26.46 | 23.67
CSP | 0 | 0 | 0 | 0 | 0 | 0
CT | 0 | 0.01 | 0.06 | 0.01 | 0.01 | 0.04
Coal | 90.75 | 76.99 | 92.84 | 96.13 | 98.09 | 98.09
Geo | 0 | 0 | 0 | 0 | 0 | 0
H | 0 | 0 | 0 | 0 | 0 | 0
LFG | 0 | 0 | 0 | 0 | 0 | 0
Nuc | 0 | 0 | 0 | 0 | 0 | 0
PS | 0 | 0 | 0 | 0 | 0 | 0
PV | 0 | 0 | 0 | 0 | 0 | 0
PeakG | 0 | 0 | 0.04 | 0 | 0 | 0.02
PeakO | 0 | 0 | 0 | 0 | 0 | 0
ST | 0 | 0 | 0 | 0 | 0 | 0
STOG | 1.11 | 1.22 | 1.56 | 1.36 | 1.19 | 1.33
STWD | 0 | 0 | 0 | 0 | 0 | 0
WT | 0 | 0 | 0 | 0 | 0 | 0
IGCC | 0 | 0 | 0 | 0 | 0 | 0
DemandResponse | 0 | 0 | 0 | 0 | 0 | 0
IGCC-CCS | 0 | 0 | 0 | 0 | 0 | 0
WT_off | 0 | 0 | 0 | 0 | 0 | 0
PseudoUnit | 0 | 0 | 0 | 0 | 0 | 0
FixedInterchange | 0 | 0 | 0 | 0 | 0 | 0
CO2 Emissions (MMmetricTons): TVA
ReportingType | 2015 | 2020 | 2025 | 2030 | 2035 | 2040
BM | 0 | 0 | 0 | 0 | 0 | 0
CC | 7.42 | 11.47 | 11.54 | 12.67 | 11.21 | 10.03
CSP | 0 | 0 | 0 | 0 | 0 | 0
CT | 0 | 0.16 | 0.2 | 0.2 | 0.2 | 0.2
Coal | 80.06 | 71.07 | 74.3 | 74.8 | 98.29 | 113.82
Geo | 0 | 0 | 0 | 0 | 0 | 0
H | 0 | 0 | 0 | 0 | 0 | 0
LFG | 0 | 0 | 0 | 0 | 0 | 0
Nuc | 0 | 0 | 0 | 0 | 0 | 0
PS | 0 | 0 | 0 | 0 | 0 | 0
PV | 0 | 0 | 0 | 0 | 0 | 0
PeakG | 0 | 0 | 0.02 | 0.03 | 0.07 | 0.03
PeakO | 0 | 0 | 0 | 0 | 0 | 0
ST | 0 | 0 | 0 | 0 | 0 | 0
STOG | 0 | 0 | 0 | 0 | 0 | 0
STWD | 0 | 0 | 0 | 0 | 0 | 0
WT | 0 | 0 | 0 | 0 | 0 | 0
IGCC | 0 | 0 | 0 | 0 | 0 | 0
DemandResponse | 0 | 0 | 0 | 0 | 0 | 0
IGCC-CCS | 0 | 0 | 0 | 0 | 0 | 0
WT_off | 0 | 0 | 0 | 0 | 0 | 0
PseudoUnit | 0 | 0 | 0 | 0 | 0 | 0
FixedInterchange | 0 | 0 | 0 | 0 | 0 | 0
CO2 Emissions (MMmetricTons): TVA_Transmission
ReportingType | 2015 | 2020 | 2025 | 2030 | 2035 | 2040
BM | 0 | 0 | 0 | 0 | 0 | 0
CC | 0 | 0 | 0 | 0 | 0 | 0
CSP | 0 | 0 | 0 | 0 | 0 | 0
CT | 0 | 0 | 0 | 0 | 0 | 0
Coal | 0 | 0 | 0 | 0 | 0 | 0
Geo | 0 | 0 | 0 | 0 | 0 | 0
H | 0 | 0 | 0 | 0 | 0 | 0
LFG | 0 | 0 | 0 | 0 | 0 | 0
Nuc | 0 | 0 | 0 | 0 | 0 | 0
PS | 0 | 0 | 0 | 0 | 0 | 0
PV | 0 | 0 | 0 | 0 | 0 | 0
PeakG | 0 | 0 | 0 | 0 | 0 | 0
PeakO | 0 | 0 | 0 | 0 | 0 | 0
ST | 0 | 0 | 0 | 0 | 0 | 0
STOG | 0 | 0 | 0 | 0 | 0 | 0
STWD | 0 | 0 | 0 | 0 | 0 | 0
WT | 0 | 0 | 0 | 0 | 0 | 0
IGCC | 0 | 0 | 0 | 0 | 0 | 0
DemandResponse | 0 | 0 | 0 | 0 | 0 | 0
IGCC-CCS | 0 | 0 | 0 | 0 | 0 | 0
WT_off | 0 | 0 | 0 | 0 | 0 | 0
PseudoUnit | 0 | 0 | 0 | 0 | 0 | 0
FixedInterchange | 0 | 0 | 0 | 0 | 0 | 0
CO2 Emissions (MMmetricTons): VACAR
ReportingType | 2015 | 2020 | 2025 | 2030 | 2035 | 2040
BM | 0 | 0 | 0 | 0 | 0 | 0
CC | 21.01 | 25.39 | 25.34 | 26.18 | 37.25 | 47.63
CSP | 0 | 0 | 0 | 0 | 0 | 0
CT | 0.04 | 0.04 | 0.09 | 0.08 | 0.15 | 0.14
Coal | 73.73 | 71.6 | 87.86 | 95.28 | 101.82 | 103.2
Geo | 0 | 0 | 0 | 0 | 0 | 0
H | 0 | 0 | 0 | 0 | 0 | 0
LFG | 0 | 0 | 0 | 0 | 0 | 0
Nuc | 0 | 0 | 0 | 0 | 0 | 0
PS | 0 | 0 | 0 | 0 | 0 | 0
PV | 0 | 0 | 0 | 0 | 0 | 0
PeakG | 0.08 | 0.15 | 0.29 | 0.25 | 0.25 | 0.24
PeakO | 0 | 0 | 0 | 0 | 0 | 0
ST | 0 | 0 | 0 | 0 | 0 | 0
STOG | 0 | 0 | 0 | 0 | 0 | 0
STWD | 0 | 0 | 0 | 0 | 0 | 0
WT | 0 | 0 | 0 | 0 | 0 | 0
IGCC | 0 | 0 | 0 | 0 | 0 | 0
DemandResponse | 0 | 0 | 0 | 0 | 0 | 0
IGCC-CCS | 0 | 0 | 0 | 0 | 0 | 0
WT_off | 0 | 0 | 0 | 0 | 0 | 0
PseudoUnit | 0 | 0 | 0 | 0 | 0 | 0
FixedInterchange | 0 | 0 | 0 | 0 | 0 | 0
CO2 Emissions (MMmetricTons): IESO
ReportingType | 2015 | 2020 | 2025 | 2030 | 2035 | 2040
BM | 0 | 0 | 0 | 0 | 0 | 0
CC | 0.34 | 0.55 | 0.78 | 1.53 | 4.51 | 10.86
CSP | 0 | 0 | 0 | 0 | 0 | 0
CT | 0 | 0 | 0 | 0 | 0.02 | 0.08
Coal | 0 | 0 | 0 | 0 | 0 | 0
Geo | 0 | 0 | 0 | 0 | 0 | 0
H | 0 | 0 | 0 | 0 | 0 | 0
LFG | 0 | 0 | 0 | 0 | 0 | 0
Nuc | 0 | 0 | 0 | 0 | 0 | 0
PS | 0 | 0 | 0 | 0 | 0 | 0
PV | 0 | 0 | 0 | 0 | 0 | 0
PeakG | 0 | 0 | 0 | 0 | 0.01 | 0.01
PeakO | 0 | 0 | 0 | 0 | 0 | 0
ST | 0 | 0 | 0 | 0 | 0 | 0
STOG | 0 | 0 | 0 | 0 | 0 | 0
STWD | 0 | 0 | 0 | 0 | 0 | 0
WT | 0 | 0 | 0 | 0 | 0 | 0
IGCC | 0 | 0 | 0 | 0 | 0 | 0
DemandResponse | 0 | 0 | 0 | 0 | 0 | 0
IGCC-CCS | 0 | 0 | 0 | 0 | 0 | 0
WT_off | 0 | 0 | 0 | 0 | 0 | 0
PseudoUnit | 0 | 0 | 0 | 0 | 0 | 0
FixedInterchange | 0 | 0 | 0 | 0 | 0 | 0
CO2 Emissions (MMmetricTons): MAPP_CA
ReportingType | 2015 | 2020 | 2025 | 2030 | 2035 | 2040
BM | 0 | 0 | 0 | 0 | 0 | 0
CC | 3.48 | 4.74 | 4.99 | 5.96 | 6.91 | 6.57
CSP | 0 | 0 | 0 | 0 | 0 | 0
CT | 0 | 0 | 0 | 0 | 0 | 0.01
Coal | 0.1 | 0.22 | 0.55 | 1.95 | 3.58 | 3.83
Geo | 0 | 0 | 0 | 0 | 0 | 0
H | 0 | 0 | 0 | 0 | 0 | 0
LFG | 0 | 0 | 0 | 0 | 0 | 0
Nuc | 0 | 0 | 0 | 0 | 0 | 0
PS | 0 | 0 | 0 | 0 | 0 | 0
PV | 0 | 0 | 0 | 0 | 0 | 0
PeakG | 0 | 0 | 0 | 0 | 0 | 0
PeakO | 0 | 0 | 0 | 0 | 0 | 0
ST | 0 | 0 | 0 | 0 | 0 | 0
STOG | 0 | 0 | 0 | 0 | 0 | 0
STWD | 0 | 0 | 0 | 0 | 0 | 0
WT | 0 | 0 | 0 | 0 | 0 | 0
IGCC | 0 | 0 | 0 | 0 | 0 | 0
DemandResponse | 0 | 0 | 0 | 0 | 0 | 0
IGCC-CCS | 0 | 0 | 0 | 0 | 0 | 0
WT_off | 0 | 0 | 0 | 0 | 0 | 0
PseudoUnit | 0 | 0 | 0 | 0 | 0 | 0
FixedInterchange | 0 | 0 | 0 | 0 | 0 | 0
CO2 Emissions (MMmetricTons): AZ_NM_SNV_Coal
ReportingType | 2015 | 2020 | 2025 | 2030 | 2035 | 2040
BM | 0 | 0 | 0 | 0 | 0 | 0
CC | 0 | 0 | 0 | 0 | 0 | 0
CSP | 0 | 0 | 0 | 0 | 0 | 0
CT | 0 | 0 | 0 | 0 | 0 | 0
Coal | 67.46 | 73.03 | 73.03 | 73.03 | 73.03 | 118.26
Geo | 0 | 0 | 0 | 0 | 0 | 0
H | 0 | 0 | 0 | 0 | 0 | 0
LFG | 0 | 0 | 0 | 0 | 0 | 0
Nuc | 0 | 0 | 0 | 0 | 0 | 0
PS | 0 | 0 | 0 | 0 | 0 | 0
PV | 0 | 0 | 0 | 0 | 0 | 0
PeakG | 0 | 0 | 0 | 0 | 0 | 0
PeakO | 0 | 0 | 0 | 0 | 0 | 0
ST | 0 | 0 | 0 | 0 | 0 | 0
STOG | 0 | 0 | 0 | 0 | 0 | 0
STWD | 0 | 0 | 0 | 0 | 0 | 0
WT | 0 | 0 | 0 | 0 | 0 | 0
IGCC | 0 | 0 | 0 | 0 | 0 | 0
DemandResponse | 0 | 0 | 0 | 0 | 0 | 0
IGCC-CCS | 0 | 0 | 0 | 0 | 0 | 0
WT_off | 0 | 0 | 0 | 0 | 0 | 0
PseudoUnit | 0 | 0 | 0 | 0 | 0 | 0
FixedInterchange | 0 | 0 | 0 | 0 | 0 | 0
CO2 Emissions (MMmetricTons): AZ_NM_SNV_Gas
ReportingType | 2015 | 2020 | 2025 | 2030 | 2035 | 2040
BM | 0 | 0 | 0 | 0 | 0 | 0
CC | 39.86 | 50.12 | 50.08 | 57.39 | 65.3 | 62.39
CSP | 0 | 0 | 0 | 0 | 0 | 0
CT | 0 | 0 | 0.06 | 0.08 | 0 | 0
Coal | 0 | 0 | 0 | 0 | 0 | 0
Geo | 0 | 0 | 0 | 0 | 0 | 0
H | 0 | 0 | 0 | 0 | 0 | 0
LFG | 0 | 0 | 0 | 0 | 0 | 0
Nuc | 0 | 0 | 0 | 0 | 0 | 0
PS | 0 | 0 | 0 | 0 | 0 | 0
PV | 0 | 0 | 0 | 0 | 0 | 0
PeakG | 0 | 0 | 0.17 | 0.25 | 0.34 | 0
PeakO | 0 | 0 | 0 | 0 | 0 | 0
ST | 0 | 0 | 0 | 0 | 0 | 0
STOG | 0 | 0 | 0 | 0 | 0 | 0
STWD | 0 | 0 | 0 | 0 | 0 | 0
WT | 0 | 0 | 0 | 0 | 0 | 0
IGCC | 0 | 0 | 0 | 0 | 0 | 0
DemandResponse | 0 | 0 | 0 | 0 | 0 | 0
IGCC-CCS | 0 | 0 | 0 | 0 | 0 | 0
WT_off | 0 | 0 | 0 | 0 | 0 | 0
PseudoUnit | 0 | 0 | 0 | 0 | 0 | 0
FixedInterchange | 0 | 0 | 0 | 0 | 0 | 0
CO2 Emissions (MMmetricTons): AZ_NM_SNV_NucRenew
ReportingType | 2015 | 2020 | 2025 | 2030 | 2035 | 2040
BM | 0 | 0 | 0 | 0 | 0 | 0
CC | 0 | 0 | 0 | 0 | 0 | 0
CSP | 0 | 0 | 0 | 0 | 0 | 0
CT | 0 | 0 | 0 | 0 | 0 | 0
Coal | 0 | 0 | 0 | 0 | 0 | 0
Geo | 0 | 0 | 0 | 0 | 0 | 0
H | 0 | 0 | 0 | 0 | 0 | 0
LFG | 0 | 0 | 0 | 0 | 0 | 0
Nuc | 0 | 0 | 0 | 0 | 0 | 0
PS | 0 | 0 | 0 | 0 | 0 | 0
PV | 0 | 0 | 0 | 0 | 0 | 0
PeakG | 0 | 0 | 0 | 0 | 0 | 0
PeakO | 0 | 0 | 0 | 0 | 0 | 0
ST | 0 | 0 | 0 | 0 | 0 | 0
STOG | 0 | 0 | 0 | 0 | 0 | 0
STWD | 0 | 0 | 0 | 0 | 0 | 0
WT | 0 | 0 | 0 | 0 | 0 | 0
IGCC | 0 | 0 | 0 | 0 | 0 | 0
DemandResponse | 0 | 0 | 0 | 0 | 0 | 0
IGCC-CCS | 0 | 0 | 0 | 0 | 0 | 0
WT_off | 0 | 0 | 0 | 0 | 0 | 0
PseudoUnit | 0 | 0 | 0 | 0 | 0 | 0
FixedInterchange | 0 | 0 | 0 | 0 | 0 | 0
CO2 Emissions (MMmetricTons): ERCOT
ReportingType | 2015 | 2020 | 2025 | 2030 | 2035 | 2040
BM | 0 | 0 | 0 | 0 | 0 | 0
CC | 62.96 | 65.1 | 60.15 | 63.89 | 68.14 | 72.44
CSP | 0 | 0 | 0 | 0 | 0 | 0
CT | 0 | 0 | 0.01 | 0 | 0.01 | 0
Coal | 101.42 | 119.34 | 143.25 | 143.25 | 143.25 | 143.25
Geo | 0 | 0 | 0 | 0 | 0 | 0
H | 0 | 0 | 0 | 0 | 0 | 0
LFG | 0 | 0 | 0 | 0 | 0 | 0
Nuc | 0 | 0 | 0 | 0 | 0 | 0
PS | 0 | 0 | 0 | 0 | 0 | 0
PV | 0 | 0 | 0 | 0 | 0 | 0
PeakG | 0 | 0.01 | 0.06 | 0.06 | 0.06 | 0.06
PeakO | 0 | 0 | 0 | 0 | 0 | 0
ST | 0 | 0 | 0 | 0 | 0 | 0
STOG | 1.95 | 2.65 | 3.41 | 3.3 | 3.17 | 2.9
STWD | 0 | 0 | 0 | 0 | 0 | 0
WT | 0 | 0 | 0 | 0 | 0 | 0
IGCC | 0 | 0 | 0 | 0 | 0 | 0
DemandResponse | 0 | 0 | 0 | 0 | 0 | 0
IGCC-CCS | 0 | 0 | 0 | 0 | 0 | 0
WT_off | 0 | 0 | 0 | 0 | 0 | 0
PseudoUnit | 0 | 0 | 0 | 0 | 0 | 0
FixedInterchange | 0 | 0 | 0 | 0 | 0 | 0
CO2 Emissions (MMmetricTons): NP15
ReportingType | 2015 | 2020 | 2025 | 2030 | 2035 | 2040
BM | 0 | 0 | 0 | 0 | 0 | 0
CC | 14.62 | 13.73 | 10.43 | 5.84 | 3.91 | 1.95
CSP | 0 | 0 | 0 | 0 | 0 | 0
CT | 0 | 0 | 0 | 0 | 0 | 0
Coal | 0.24 | 0 | 0 | 0 | 0 | 0
Geo | 0 | 0 | 0 | 0 | 0 | 0
H | 0 | 0 | 0 | 0 | 0 | 0
LFG | 0 | 0 | 0 | 0 | 0 | 0
Nuc | 0 | 0 | 0 | 0 | 0 | 0
PS | 0 | 0 | 0 | 0 | 0 | 0
PV | 0 | 0 | 0 | 0 | 0 | 0
PeakG | 0 | 0 | 0 | 0 | 0 | 0.01
PeakO | 0 | 0 | 0 | 0 | 0 | 0
ST | 0 | 0 | 0 | 0 | 0 | 0
STOG | 0.07 | 0.09 | 0.04 | 0.06 | 0.04 | 0.08
STWD | 0 | 0 | 0 | 0 | 0 | 0
WT | 0 | 0 | 0 | 0 | 0 | 0
IGCC | 0 | 0 | 0 | 0 | 0 | 0
DemandResponse | 0 | 0 | 0 | 0 | 0 | 0
IGCC-CCS | 0 | 0 | 0 | 0 | 0 | 0
WT_off | 0 | 0 | 0 | 0 | 0 | 0
PseudoUnit | 0 | 0 | 0 | 0 | 0 | 0
FixedInterchange | 0 | 0 | 0 | 0 | 0 | 0
CO2 Emissions (MMmetricTons): NWPP_Coal
ReportingType | 2015 | 2020 | 2025 | 2030 | 2035 | 2040
BM | 0 | 0 | 0 | 0 | 0 | 0
CC | 0 | 0 | 0 | 0 | 0 | 0
CSP | 0 | 0 | 0 | 0 | 0 | 0
CT | 0 | 0 | 0 | 0 | 0 | 0
Coal | 93.12 | 93.11 | 93.11 | 93.11 | 92.63 | 92.46
Geo | 0 | 0 | 0 | 0 | 0 | 0
H | 0 | 0 | 0 | 0 | 0 | 0
LFG | 0 | 0 | 0 | 0 | 0 | 0
Nuc | 0 | 0 | 0 | 0 | 0 | 0
PS | 0 | 0 | 0 | 0 | 0 | 0
PV | 0 | 0 | 0 | 0 | 0 | 0
PeakG | 0 | 0 | 0 | 0 | 0 | 0
PeakO | 0 | 0 | 0 | 0 | 0 | 0
ST | 0 | 0 | 0 | 0 | 0 | 0
STOG | 0 | 0 | 0 | 0 | 0 | 0
STWD | 0 | 0 | 0 | 0 | 0 | 0
WT | 0 | 0 | 0 | 0 | 0 | 0
IGCC | 0 | 0 | 0 | 0 | 0 | 0
DemandResponse | 0 | 0 | 0 | 0 | 0 | 0
IGCC-CCS | 0 | 0 | 0 | 0 | 0 | 0
WT_off | 0 | 0 | 0 | 0 | 0 | 0
PseudoUnit | 0 | 0 | 0 | 0 | 0 | 0
FixedInterchange | 0 | 0 | 0 | 0 | 0 | 0
CO2 Emissions (MMmetricTons): NWPP_Gas
ReportingType | 2015 | 2020 | 2025 | 2030 | 2035 | 2040
BM | 0 | 0 | 0 | 0 | 0 | 0
CC | 19.17 | 19.17 | 19.17 | 28.78 | 37.22 | 38.72
CSP | 0 | 0 | 0 | 0 | 0 | 0
CT | 0 | 0 | 0 | 0 | 0 | 0
Coal | 0 | 0 | 0 | 0 | 0 | 6.45
Geo | 0 | 0 | 0 | 0 | 0 | 0
H | 0 | 0 | 0 | 0 | 0 | 0
LFG | 0 | 0 | 0 | 0 | 0 | 0
Nuc | 0 | 0 | 0 | 0 | 0 | 0
PS | 0 | 0 | 0 | 0 | 0 | 0
PV | 0 | 0 | 0 | 0 | 0 | 0
PeakG | 0 | 0 | 0 | 0 | 0 | 0
PeakO | 0 | 0 | 0 | 0 | 0 | 0
ST | 0 | 0 | 0 | 0 | 0 | 0
STOG | 0 | 0 | 0 | 0 | 0 | 0
STWD | 0 | 0 | 0 | 0 | 0 | 0
WT | 0 | 0 | 0 | 0 | 0 | 0
IGCC | 0 | 0 | 0 | 0 | 0 | 0
DemandResponse | 0 | 0 | 0 | 0 | 0 | 0
IGCC-CCS | 0 | 0 | 0 | 0 | 0 | 0
WT_off | 0 | 0 | 0 | 0 | 0 | 0
PseudoUnit | 0 | 0 | 0 | 0 | 0 | 0
FixedInterchange | 0 | 0 | 0 | 0 | 0 | 0
CO2 Emissions (MMmetricTons): NWPP_NucRenew
ReportingType | 2015 | 2020 | 2025 | 2030 | 2035 | 2040
BM | 0 | 0 | 0 | 0 | 0 | 0
CC | 0 | 0 | 0 | 0 | 0 | 0
CSP | 0 | 0 | 0 | 0 | 0 | 0
CT | 0 | 0 | 0 | 0 | 0 | 0
Coal | 0 | 0 | 0 | 0 | 0 | 0
Geo | 0 | 0 | 0 | 0 | 0 | 0
H | 0 | 0 | 0 | 0 | 0 | 0
LFG | 0 | 0 | 0 | 0 | 0 | 0
Nuc | 0 | 0 | 0 | 0 | 0 | 0
PS | 0 | 0 | 0 | 0 | 0 | 0
PV | 0 | 0 | 0 | 0 | 0 | 0
PeakG | 0 | 0 | 0 | 0 | 0 | 0
PeakO | 0 | 0 | 0 | 0 | 0 | 0
ST | 0 | 0 | 0 | 0 | 0 | 0
STOG | 0 | 0 | 0 | 0 | 0 | 0
STWD | 0 | 0 | 0 | 0 | 0 | 0
WT | 0 | 0 | 0 | 0 | 0 | 0
IGCC | 0 | 0 | 0 | 0 | 0 | 0
DemandResponse | 0 | 0 | 0 | 0 | 0 | 0
IGCC-CCS | 0 | 0 | 0 | 0 | 0 | 0
WT_off | 0 | 0 | 0 | 0 | 0 | 0
PseudoUnit | 0 | 0 | 0 | 0 | 0 | 0
FixedInterchange | 0 | 0 | 0 | 0 | 0 | 0
CO2 Emissions (MMmetricTons): RMPA
ReportingType | 2015 | 2020 | 2025 | 2030 | 2035 | 2040
BM | 0 | 0 | 0 | 0 | 0 | 0
CC | 2.79 | 3.6 | 1.12 | 1.93 | 1.26 | 1.1
CSP | 0 | 0 | 0 | 0 | 0 | 0
CT | 0 | 0 | 0 | 0 | 0 | 0
Coal | 55.6 | 54.35 | 51.78 | 52.8 | 61.56 | 69.6
Geo | 0 | 0 | 0 | 0 | 0 | 0
H | 0 | 0 | 0 | 0 | 0 | 0
LFG | 0 | 0 | 0 | 0 | 0 | 0
Nuc | 0 | 0 | 0 | 0 | 0 | 0
PS | 0 | 0 | 0 | 0 | 0 | 0
PV | 0 | 0 | 0 | 0 | 0 | 0
PeakG | 0.01 | 0.02 | 0 | 0.04 | 0.04 | 0.04
PeakO | 0 | 0 | 0 | 0 | 0 | 0
ST | 0 | 0 | 0 | 0 | 0 | 0
STOG | 0 | 0 | 0 | 0 | 0 | 0
STWD | 0 | 0 | 0 | 0 | 0 | 0
WT | 0 | 0 | 0 | 0 | 0 | 0
IGCC | 0 | 0 | 0 | 0 | 0 | 0
DemandResponse | 0 | 0 | 0 | 0 | 0 | 0
IGCC-CCS | 0 | 0 | 0 | 0 | 0 | 0
WT_off | 0 | 0 | 0 | 0 | 0 | 0
PseudoUnit | 0 | 0 | 0 | 0 | 0 | 0
FixedInterchange | 0 | 0 | 0 | 0 | 0 | 0
CO2 Emissions (MMmetricTons): SP15
ReportingType | 2015 | 2020 | 2025 | 2030 | 2035 | 2040
BM | 0 | 0 | 0 | 0 | 0 | 0
CC | 14.84 | 9.36 | 7.87 | 7.17 | 5.93 | 3.56
CSP | 0 | 0 | 0 | 0 | 0 | 0
CT | 0 | 0 | 0 | 0 | 0 | 0
Coal | 0.81 | 0.81 | 0.81 | 0.5 | 0 | 0
Geo | 0 | 0 | 0 | 0 | 0 | 0
H | 0 | 0 | 0 | 0 | 0 | 0
LFG | 0 | 0 | 0 | 0 | 0 | 0
Nuc | 0 | 0 | 0 | 0 | 0 | 0
PS | 0 | 0 | 0 | 0 | 0 | 0
PV | 0 | 0 | 0 | 0 | 0 | 0
PeakG | 0 | 0 | 0 | 0 | 0 | 0
PeakO | 0 | 0 | 0 | 0 | 0 | 0
ST | 0 | 0 | 0 | 0 | 0 | 0
STOG | 0.12 | 0.15 | 0.04 | 0.11 | 0.23 | 0.33
STWD | 0 | 0 | 0 | 0 | 0 | 0
WT | 0 | 0 | 0 | 0 | 0 | 0
IGCC | 0 | 0 | 0 | 0 | 0 | 0
DemandResponse | 0 | 0 | 0 | 0 | 0 | 0
IGCC-CCS | 0 | 0 | 0 | 0 | 0 | 0
WT_off | 0 | 0 | 0 | 0 | 0 | 0
PseudoUnit | 0 | 0 | 0 | 0 | 0 | 0
FixedInterchange | 0 | 0 | 0 | 0 | 0 | 0
CO2 Emissions (MMmetricTons): ALB
ReportingType | 2015 | 2020 | 2025 | 2030 | 2035 | 2040
BM | 0 | 0 | 0 | 0 | 0 | 0
CC | 7.34 | 9.42 | 10.87 | 13.04 | 14.86 | 16.94
CSP | 0 | 0 | 0 | 0 | 0 | 0
CT | 0 | 0 | 0 | 0 | 0 | 0
Coal | 45.36 | 45.36 | 45.36 | 45.36 | 45.36 | 45.36
Geo | 0 | 0 | 0 | 0 | 0 | 0
H | 0 | 0 | 0 | 0 | 0 | 0
LFG | 0 | 0 | 0 | 0 | 0 | 0
Nuc | 0 | 0 | 0 | 0 | 0 | 0
PS | 0 | 0 | 0 | 0 | 0 | 0
PV | 0 | 0 | 0 | 0 | 0 | 0
PeakG | 0 | 0 | 0 | 0 | 0 | 0
PeakO | 0 | 0 | 0 | 0 | 0 | 0
ST | 0 | 0 | 0 | 0 | 0 | 0
STOG | 0 | 0 | 0 | 0 | 0 | 0
STWD | 0 | 0 | 0 | 0 | 0 | 0
WT | 0 | 0 | 0 | 0 | 0 | 0
IGCC | 0 | 0 | 0 | 0 | 0 | 0
DemandResponse | 0 | 0 | 0 | 0 | 0 | 0
IGCC-CCS | 0 | 0 | 0 | 0 | 0 | 0
WT_off | 0 | 0 | 0 | 0 | 0 | 0
PseudoUnit | 0 | 0 | 0 | 0 | 0 | 0
FixedInterchange | 0 | 0 | 0 | 0 | 0 | 0
CO2 Emissions (MMmetricTons): BC
ReportingType | 2015 | 2020 | 2025 | 2030 | 2035 | 2040
BM | 0 | 0 | 0 | 0 | 0 | 0
CC | 3.56 | 4.69 | 6.39 | 7.77 | 9.79 | 11.91
CSP | 0 | 0 | 0 | 0 | 0 | 0
CT | 0 | 0 | 0 | 0 | 0 | 0
Coal | 0 | 0 | 0 | 0 | 0 | 0
Geo | 0 | 0 | 0 | 0 | 0 | 0
H | 0 | 0 | 0 | 0 | 0 | 0
LFG | 0 | 0 | 0 | 0 | 0 | 0
Nuc | 0 | 0 | 0 | 0 | 0 | 0
PS | 0 | 0 | 0 | 0 | 0 | 0
PV | 0 | 0 | 0 | 0 | 0 | 0
PeakG | 0 | 0 | 0 | 0 | 0 | 0
PeakO | 0 | 0 | 0 | 0 | 0 | 0
ST | 0 | 0 | 0 | 0 | 0 | 0
STOG | 0 | 0 | 0 | 0 | 0 | 0
STWD | 0 | 0 | 0 | 0 | 0 | 0
WT | 0 | 0 | 0 | 0 | 0 | 0
IGCC | 0 | 0 | 0 | 0 | 0 | 0
DemandResponse | 0 | 0 | 0 | 0 | 0 | 0
IGCC-CCS | 0 | 0 | 0 | 0 | 0 | 0
WT_off | 0 | 0 | 0 | 0 | 0 | 0
PseudoUnit | 0 | 0 | 0 | 0 | 0 | 0
FixedInterchange | 0 | 0 | 0 | 0 | 0 | 0
CO2 Emissions (MMmetricTons): HQ_IESO
ReportingType | 2015 | 2020 | 2025 | 2030 | 2035 | 2040
BM | 0 | 0 | 0 | 0 | 0 | 0
CC | 0 | 0 | 0 | 0 | 0 | 0
CSP | 0 | 0 | 0 | 0 | 0 | 0
CT | 0 | 0 | 0 | 0 | 0 | 0
Coal | 0 | 0 | 0 | 0 | 0 | 0
Geo | 0 | 0 | 0 | 0 | 0 | 0
H | 0 | 0 | 0 | 0 | 0 | 0
LFG | 0 | 0 | 0 | 0 | 0 | 0
Nuc | 0 | 0 | 0 | 0 | 0 | 0
PS | 0 | 0 | 0 | 0 | 0 | 0
PV | 0 | 0 | 0 | 0 | 0 | 0
PeakG | 0 | 0 | 0 | 0 | 0 | 0
PeakO | 0 | 0 | 0 | 0 | 0 | 0
ST | 0 | 0 | 0 | 0 | 0 | 0
STOG | 0 | 0 | 0 | 0 | 0 | 0
STWD | 0 | 0 | 0 | 0 | 0 | 0
WT | 0 | 0 | 0 | 0 | 0 | 0
IGCC | 0 | 0 | 0 | 0 | 0 | 0
DemandResponse | 0 | 0 | 0 | 0 | 0 | 0
IGCC-CCS | 0 | 0 | 0 | 0 | 0 | 0
WT_off | 0 | 0 | 0 | 0 | 0 | 0
PseudoUnit | 0 | 0 | 0 | 0 | 0 | 0
FixedInterchange | 0 | 0 | 0 | 0 | 0 | 0
CO2 Emissions (MMmetricTons): HQ_NEISO
ReportingType | 2015 | 2020 | 2025 | 2030 | 2035 | 2040
BM | 0 | 0 | 0 | 0 | 0 | 0
CC | 0 | 0 | 0 | 0 | 0 | 0
CSP | 0 | 0 | 0 | 0 | 0 | 0
CT | 0 | 0 | 0 | 0 | 0 | 0
Coal | 0 | 0 | 0 | 0 | 0 | 0
Geo | 0 | 0 | 0 | 0 | 0 | 0
H | 0 | 0 | 0 | 0 | 0 | 0
LFG | 0 | 0 | 0 | 0 | 0 | 0
Nuc | 0 | 0 | 0 | 0 | 0 | 0
PS | 0 | 0 | 0 | 0 | 0 | 0
PV | 0 | 0 | 0 | 0 | 0 | 0
PeakG | 0 | 0 | 0 | 0 | 0 | 0
PeakO | 0 | 0 | 0 | 0 | 0 | 0
ST | 0 | 0 | 0 | 0 | 0 | 0
STOG | 0 | 0 | 0 | 0 | 0 | 0
STWD | 0 | 0 | 0 | 0 | 0 | 0
WT | 0 | 0 | 0 | 0 | 0 | 0
IGCC | 0 | 0 | 0 | 0 | 0 | 0
DemandResponse | 0 | 0 | 0 | 0 | 0 | 0
IGCC-CCS | 0 | 0 | 0 | 0 | 0 | 0
WT_off | 0 | 0 | 0 | 0 | 0 | 0
PseudoUnit | 0 | 0 | 0 | 0 | 0 | 0
FixedInterchange | 0 | 0 | 0 | 0 | 0 | 0
CO2 Emissions (MMmetricTons): HQ_NY
ReportingType | 2015 | 2020 | 2025 | 2030 | 2035 | 2040
BM | 0 | 0 | 0 | 0 | 0 | 0
CC | 0 | 0 | 0 | 0 | 0 | 0
CSP | 0 | 0 | 0 | 0 | 0 | 0
CT | 0 | 0 | 0 | 0 | 0 | 0
Coal | 0 | 0 | 0 | 0 | 0 | 0
Geo | 0 | 0 | 0 | 0 | 0 | 0
H | 0 | 0 | 0 | 0 | 0 | 0
LFG | 0 | 0 | 0 | 0 | 0 | 0
Nuc | 0 | 0 | 0 | 0 | 0 | 0
PS | 0 | 0 | 0 | 0 | 0 | 0
PV | 0 | 0 | 0 | 0 | 0 | 0
PeakG | 0 | 0 | 0 | 0 | 0 | 0
PeakO | 0 | 0 | 0 | 0 | 0 | 0
ST | 0 | 0 | 0 | 0 | 0 | 0
STOG | 0 | 0 | 0 | 0 | 0 | 0
STWD | 0 | 0 | 0 | 0 | 0 | 0
WT | 0 | 0 | 0 | 0 | 0 | 0
IGCC | 0 | 0 | 0 | 0 | 0 | 0
DemandResponse | 0 | 0 | 0 | 0 | 0 | 0
IGCC-CCS | 0 | 0 | 0 | 0 | 0 | 0
WT_off | 0 | 0 | 0 | 0 | 0 | 0
PseudoUnit | 0 | 0 | 0 | 0 | 0 | 0
FixedInterchange | 0 | 0 | 0 | 0 | 0 | 0
CO2 Emissions (MMmetricTons): MARITIMES
ReportingType | 2015 | 2020 | 2025 | 2030 | 2035 | 2040
BM | 0 | 0 | 0 | 0 | 0 | 0
CC | 0 | 0 | 0 | 0 | 0 | 0
CSP | 0 | 0 | 0 | 0 | 0 | 0
CT | 0 | 0 | 0 | 0 | 0 | 0
Coal | 0 | 0 | 0 | 0 | 0 | 0
Geo | 0 | 0 | 0 | 0 | 0 | 0
H | 0 | 0 | 0 | 0 | 0 | 0
LFG | 0 | 0 | 0 | 0 | 0 | 0
Nuc | 0 | 0 | 0 | 0 | 0 | 0
PS | 0 | 0 | 0 | 0 | 0 | 0
PV | 0 | 0 | 0 | 0 | 0 | 0
PeakG | 0 | 0 | 0 | 0 | 0 | 0
PeakO | 0 | 0 | 0 | 0 | 0 | 0
ST | 0 | 0 | 0 | 0 | 0 | 0
STOG | 0 | 0 | 0 | 0 | 0 | 0
STWD | 0 | 0 | 0 | 0 | 0 | 0
WT | 0 | 0 | 0 | 0 | 0 | 0
IGCC | 0 | 0 | 0 | 0 | 0 | 0
DemandResponse | 0 | 0 | 0 | 0 | 0 | 0
IGCC-CCS | 0 | 0 | 0 | 0 | 0 | 0
WT_off | 0 | 0 | 0 | 0 | 0 | 0
PseudoUnit | 0 | 0 | 0 | 0 | 0 | 0
FixedInterchange | 0 | 0 | 0 | 0 | 0 | 0
CO2 Emissions (MMmetricTons): All
ReportingType | 2015 | 2020 | 2025 | 2030 | 2035 | 2040
BM | 0 | 0 | 0 | 0 | 0 | 0
CC | 438.1 | 516.09 | 500.76 | 552.93 | 654.28 | 712.78
CSP | 0 | 0 | 0 | 0 | 0 | 0
CT | 0.53 | 0.84 | 1.07 | 1.12 | 1.4 | 1.68
Coal | 1691.49 | 1614.04 | 1745.62 | 1788.25 | 1909.63 | 2082.72
Geo | 0 | 0 | 0 | 0 | 0 | 0
H | 0 | 0 | 0 | 0 | 0 | 0
LFG | 0 | 0 | 0 | 0 | 0 | 0
Nuc | 0 | 0 | 0 | 0 | 0 | 0
PS | 0 | 0 | 0 | 0 | 0 | 0
PV | 0 | 0 | 0 | 0 | 0 | 0
PeakG | 2.11 | 2.75 | 5.12 | 5.16 | 5.18 | 3.97
PeakO | 0 | 0 | 0 | 0 | 0 | 0
ST | 0 | 0 | 0 | 0 | 0 | 0
STOG | 7.58 | 9.58 | 11.12 | 10.93 | 11.02 | 10.64
STWD | 0 | 0 | 0 | 0 | 0 | 0
WT | 0 | 0 | 0 | 0 | 0 | 0
IGCC | 3.76 | 3.76 | 3.76 | 3.76 | 3.76 | 3.76
DemandResponse | 0 | 0 | 0 | 0 | 0 | 0
IGCC-CCS | 0 | 0 | 0 | 0 | 0 | 0
WT_off | 0 | 0 | 0 | 0 | 0 | 0
PseudoUnit | 0 | 0 | 0 | 0 | 0 | 0
FixedInterchange | 0 | 0 | 0 | 0 | 0 | 0
CO2 Emissions (MMmetricTons): EI_US
ReportingType | 2015 | 2020 | 2025 | 2030 | 2035 | 2040
BM | 0 | 0 | 0 | 0 | 0 | 0
CC | 269.13 | 335.62 | 328.91 | 359.65 | 436.46 | 486.35
CSP | 0 | 0 | 0 | 0 | 0 | 0
CT | 0.53 | 0.84 | 1 | 1.04 | 1.38 | 1.58
Coal | 1327.37 | 1227.83 | 1337.74 | 1378.26 | 1490.23 | 1603.52
Geo | 0 | 0 | 0 | 0 | 0 | 0
H | 0 | 0 | 0 | 0 | 0 | 0
LFG | 0 | 0 | 0 | 0 | 0 | 0
Nuc | 0 | 0 | 0 | 0 | 0 | 0
PS | 0 | 0 | 0 | 0 | 0 | 0
PV | 0 | 0 | 0 | 0 | 0 | 0
PeakG | 2.1 | 2.73 | 4.87 | 4.8 | 4.72 | 3.86
PeakO | 0 | 0 | 0 | 0 | 0 | 0
ST | 0 | 0 | 0 | 0 | 0 | 0
STOG | 5.44 | 6.69 | 7.63 | 7.46 | 7.59 | 7.33
STWD | 0 | 0 | 0 | 0 | 0 | 0
WT | 0 | 0 | 0 | 0 | 0 | 0
IGCC | 3.76 | 3.76 | 3.76 | 3.76 | 3.76 | 3.76
DemandResponse | 0 | 0 | 0 | 0 | 0 | 0
IGCC-CCS | 0 | 0 | 0 | 0 | 0 | 0
WT_off | 0 | 0 | 0 | 0 | 0 | 0
PseudoUnit | 0 | 0 | 0 | 0 | 0 | 0
FixedInterchange | 0 | 0 | 0 | 0 | 0 | 0
CO2 Emissions (MMmetricTons): EI_Canada
ReportingType | 2015 | 2020 | 2025 | 2030 | 2035 | 2040
BM | 0 | 0 | 0 | 0 | 0 | 0
CC | 3.82 | 5.29 | 5.77 | 7.49 | 11.42 | 17.43
CSP | 0 | 0 | 0 | 0 | 0 | 0
CT | 0 | 0 | 0 | 0 | 0.02 | 0.09
Coal | 0.1 | 0.22 | 0.55 | 1.95 | 3.58 | 3.83
Geo | 0 | 0 | 0 | 0 | 0 | 0
H | 0 | 0 | 0 | 0 | 0 | 0
LFG | 0 | 0 | 0 | 0 | 0 | 0
Nuc | 0 | 0 | 0 | 0 | 0 | 0
PS | 0 | 0 | 0 | 0 | 0 | 0
PV | 0 | 0 | 0 | 0 | 0 | 0
PeakG | 0 | 0 | 0.01 | 0.01 | 0.01 | 0.01
PeakO | 0 | 0 | 0 | 0 | 0 | 0
ST | 0 | 0 | 0 | 0 | 0 | 0
STOG | 0 | 0 | 0 | 0 | 0 | 0
STWD | 0 | 0 | 0 | 0 | 0 | 0
WT | 0 | 0 | 0 | 0 | 0 | 0
IGCC | 0 | 0 | 0 | 0 | 0 | 0
DemandResponse | 0 | 0 | 0 | 0 | 0 | 0
IGCC-CCS | 0 | 0 | 0 | 0 | 0 | 0
WT_off | 0 | 0 | 0 | 0 | 0 | 0
PseudoUnit | 0 | 0 | 0 | 0 | 0 | 0
FixedInterchange | 0 | 0 | 0 | 0 | 0 | 0
CO2 Emissions (MMmetricTons): EI
ReportingType | 2015 | 2020 | 2025 | 2030 | 2035 | 2040
BM | 0 | 0 | 0 | 0 | 0 | 0
CC | 272.95 | 340.91 | 334.68 | 367.13 | 447.88 | 503.78
CSP | 0 | 0 | 0 | 0 | 0 | 0
CT | 0.53 | 0.84 | 1.01 | 1.04 | 1.4 | 1.67
Coal | 1327.47 | 1228.04 | 1338.29 | 1380.2 | 1493.81 | 1607.36
Geo | 0 | 0 | 0 | 0 | 0 | 0
H | 0 | 0 | 0 | 0 | 0 | 0
LFG | 0 | 0 | 0 | 0 | 0 | 0
Nuc | 0 | 0 | 0 | 0 | 0 | 0
PS | 0 | 0 | 0 | 0 | 0 | 0
PV | 0 | 0 | 0 | 0 | 0 | 0
PeakG | 2.1 | 2.73 | 4.88 | 4.8 | 4.73 | 3.87
PeakO | 0 | 0 | 0 | 0 | 0 | 0
ST | 0 | 0 | 0 | 0 | 0 | 0
STOG | 5.44 | 6.69 | 7.63 | 7.46 | 7.59 | 7.33
STWD | 0 | 0 | 0 | 0 | 0 | 0
WT | 0 | 0 | 0 | 0 | 0 | 0
IGCC | 3.76 | 3.76 | 3.76 | 3.76 | 3.76 | 3.76
DemandResponse | 0 | 0 | 0 | 0 | 0 | 0
IGCC-CCS | 0 | 0 | 0 | 0 | 0 | 0
WT_off | 0 | 0 | 0 | 0 | 0 | 0
PseudoUnit | 0 | 0 | 0 | 0 | 0 | 0
FixedInterchange | 0 | 0 | 0 | 0 | 0 | 0
CO2 Emissions (MMmetricTons): Outside_EI
ReportingType | 2015 | 2020 | 2025 | 2030 | 2035 | 2040
BM | 0 | 0 | 0 | 0 | 0 | 0
CC | 165.15 | 175.19 | 166.08 | 185.8 | 206.4 | 209.01
CSP | 0 | 0 | 0 | 0 | 0 | 0
CT | 0 | 0 | 0.07 | 0.09 | 0.01 | 0
Coal | 364.01 | 386 | 407.34 | 408.04 | 415.83 | 475.37
Geo | 0 | 0 | 0 | 0 | 0 | 0
H | 0 | 0 | 0 | 0 | 0 | 0
LFG | 0 | 0 | 0 | 0 | 0 | 0
Nuc | 0 | 0 | 0 | 0 | 0 | 0
PS | 0 | 0 | 0 | 0 | 0 | 0
PV | 0 | 0 | 0 | 0 | 0 | 0
PeakG | 0.01 | 0.03 | 0.24 | 0.35 | 0.45 | 0.1
PeakO | 0 | 0 | 0 | 0 | 0 | 0
ST | 0 | 0 | 0 | 0 | 0 | 0
STOG | 2.14 | 2.89 | 3.49 | 3.47 | 3.44 | 3.31
STWD | 0 | 0 | 0 | 0 | 0 | 0
WT | 0 | 0 | 0 | 0 | 0 | 0
IGCC | 0 | 0 | 0 | 0 | 0 | 0
DemandResponse | 0 | 0 | 0 | 0 | 0 | 0
IGCC-CCS | 0 | 0 | 0 | 0 | 0 | 0
WT_off | 0 | 0 | 0 | 0 | 0 | 0
PseudoUnit | 0 | 0 | 0 | 0 | 0 | 0
FixedInterchange | 0 | 0 | 0 | 0 | 0 | 0
#6 | 0.05: Fuel Cost [includes coal shadow price] ($million)
Fuel Cost by Reporting Type: Entergy
ReportingType | 2015 | 2020 | 2025 | 2030 | 2035 | 2040
BM | 0 | 0 | 0 | 0 | 0 | 0
CC | 2295.65 | 3358.99 | 3502.3 | 3835.12 | 4785.16 | 5615.46
CSP | 0 | 0 | 0 | 0 | 0 | 0
CT | 0 | 0 | 0 | 0 | 0 | 0
Coal | 1365.1 | 1039.44 | 1270.99 | 1434.37 | 1563.21 | 1633.59
Geo | 0 | 0 | 0 | 0 | 0 | 0
H | 0 | 0 | 0 | 0 | 0 | 0
LFG | 0 | 0 | 0.14 | 0.14 | 0.14 | 0.14
Nuc | 372.97 | 380.57 | 404.36 | 412.26 | 348.24 | 272.43
PS | 0 | 0 | 0 | 0 | 0 | 0
PV | 0 | 0 | 0 | 0 | 0 | 0
PeakG | 0 | 0.26 | 6.53 | 3.64 | 3.22 | 4.02
PeakO | 0 | 0 | 0 | 0 | 0 | 0
ST | 0 | 0 | 0 | 0 | 0 | 0
STOG | 45.63 | 59.95 | 57.6 | 61.92 | 69.26 | 77.22
STWD | 0 | 0 | 0 | 0.16 | 0.56 | 6.91
WT | 0 | 0 | 0 | 0 | 0 | 0
IGCC | 0 | 0 | 0 | 0 | 0 | 0
DemandResponse | 0 | 0 | 0 | 0 | 0 | 0
IGCC-CCS | 0 | 0 | 0 | 0 | 0 | 0
WT_off | 0 | 0 | 0 | 0 | 0 | 0
PseudoUnit | 0 | 0 | 0 | 0 | 0 | 0
FixedInterchange | 0 | 0 | 0 | 0 | 0 | 0
Fuel Cost by Reporting Type: FRCC
ReportingType | 2015 | 2020 | 2025 | 2030 | 2035 | 2040
BM | 0 | 0 | 0 | 0 | 0 | 0
CC | 6199.97 | 7461.11 | 8758.31 | 10127.89 | 12771.47 | 15840.62
CSP | 0 | 0 | 0 | 0 | 0 | 0
CT | 50.79 | 66.3 | 74.26 | 78.94 | 78.12 | 70.2
Coal | 1710.87 | 1614.91 | 1980.62 | 1960.03 | 2023.76 | 2100.07
Geo | 0 | 0 | 0 | 0 | 0 | 0
H | 0 | 0 | 0 | 0 | 0 | 0
LFG | 0 | 0.25 | 0.25 | 0.25 | 0.25 | 0.25
Nuc | 282.48 | 288.24 | 306.26 | 312.24 | 190.15 | 63.41
PS | 0 | 0 | 0 | 0 | 0 | 0
PV | 0 | 0 | 0 | 0 | 0 | 0
PeakG | 27.87 | 31.11 | 57.15 | 41.66 | 36.46 | 30.09
PeakO | 0 | 0 | 0 | 0 | 0 | 0
ST | 0 | 0 | 0 | 0 | 0 | 0
STOG | 176.53 | 166.58 | 187.09 | 193.94 | 195.83 | 144.19
STWD | 0 | 5.85 | 9.73 | 9.73 | 9.7 | 14.91
WT | 0 | 0 | 0 | 0 | 0 | 0
IGCC | 0 | 0 | 0 | 0 | 0 | 0
DemandResponse | 0 | 0 | 0 | 0 | 0 | 0
IGCC-CCS | 0 | 0 | 0 | 0 | 0 | 0
WT_off | 0 | 0 | 0 | 0 | 0 | 0
PseudoUnit | 0 | 0 | 0 | 0 | 0 | 0
FixedInterchange | 0 | 0 | 0 | 0 | 0 | 0
Fuel Cost by Reporting Type: MAPP_US
ReportingType | 2015 | 2020 | 2025 | 2030 | 2035 | 2040
BM | 0 | 0 | 0 | 0 | 0 | 0
CC | 6.2 | 9.1 | 13.32 | 16.88 | 13.85 | 14.34
CSP | 0 | 0 | 0 | 0 | 0 | 0
CT | 0 | 0 | 0.17 | 0.9 | 0.35 | 0.39
Coal | 267.28 | 269.74 | 274.01 | 278.14 | 423.19 | 479.65
Geo | 0 | 0 | 0 | 0 | 0 | 0
H | 0 | 0 | 0 | 0 | 0 | 0
LFG | 0 | 0 | 0 | 0.09 | 0.09 | 0.09
Nuc | 0 | 0 | 0 | 0 | 0 | 0
PS | 0 | 0 | 0 | 0 | 0 | 0
PV | 0 | 0 | 0 | 0 | 0 | 0
PeakG | 1.28 | 4.35 | 8.38 | 12.04 | 7.35 | 10.16
PeakO | 0 | 0 | 0 | 0 | 0 | 0
ST | 0 | 0 | 0 | 0 | 0 | 0
STOG | 0 | 0 | 0 | 0 | 0 | 0
STWD | 0 | 0 | 0 | 0 | 0 | 0
WT | 0 | 0 | 0 | 0 | 0 | 0
IGCC | 0 | 0 | 0 | 0 | 0 | 0
DemandResponse | 0 | 0 | 0 | 0 | 0 | 0
IGCC-CCS | 0 | 0 | 0 | 0 | 0 | 0
WT_off | 0 | 0 | 0 | 0 | 0 | 0
PseudoUnit | 0 | 0 | 0 | 0 | 0 | 0
FixedInterchange | 0 | 0 | 0 | 0 | 0 | 0
Fuel Cost by Reporting Type: MISO_IN
ReportingType | 2015 | 2020 | 2025 | 2030 | 2035 | 2040
BM | 0 | 0 | 0 | 0 | 0 | 0
CC | 138.98 | 855.56 | 1095.32 | 1537.54 | 2152.74 | 2407.56
CSP | 0 | 0 | 0 | 0 | 0 | 0
CT | 0 | 0 | 0 | 0 | 0 | 0
Coal | 1703.69 | 1793.27 | 1930.4 | 2171.43 | 2327.97 | 2509.25
Geo | 0 | 0 | 0 | 0 | 0 | 0
H | 0 | 0 | 0 | 0 | 0 | 0
LFG | 0 | 0 | 0.1 | 0.1 | 0.1 | 0.1
Nuc | 0 | 0 | 0 | 0 | 0 | 0
PS | 0 | 0 | 0 | 0 | 0 | 0
PV | 0 | 0 | 0 | 0 | 0 | 0
PeakG | 1.06 | 1.44 | 5.7 | 6.21 | 7.19 | 7.78
PeakO | 0 | 0 | 0 | 0 | 0 | 0
ST | 0 | 0 | 0 | 0 | 0 | 0
STOG | 2.78 | 3.03 | 3.43 | 3.74 | 7.54 | 4.69
STWD | 0 | 0 | 0 | 0 | 0 | 0
WT | 0 | 0 | 0 | 0 | 0 | 0
IGCC | 90.48 | 91.3 | 92.53 | 100.2 | 103.93 | 111.1
DemandResponse | 0 | 0 | 0 | 0 | 0 | 0
IGCC-CCS | 0 | 0 | 0 | 0 | 0 | 0
WT_off | 0 | 0 | 0 | 0 | 0 | 0
PseudoUnit | 0 | 0 | 0 | 0 | 0 | 0
FixedInterchange | 0 | 0 | 0 | 0 | 0 | 0
Fuel Cost by Reporting Type: MISO_MI
ReportingType | 2015 | 2020 | 2025 | 2030 | 2035 | 2040
BM | 0 | 0 | 0 | 0 | 0 | 0
CC | 507.22 | 508.93 | 506.76 | 412.74 | 498.07 | 461.99
CSP | 0 | 0 | 0 | 0 | 0 | 0
CT | 0 | 0 | 0 | 0 | 0 | 0
Coal | 1284.38 | 1090.08 | 1200.99 | 1334.45 | 1443.66 | 1517.19
Geo | 0 | 0 | 0 | 0 | 0 | 0
H | 0 | 0 | 0 | 0 | 0 | 0
LFG | 0 | 0 | 0.2 | 0.2 | 0.2 | 0.2
Nuc | 139.75 | 142.6 | 151.51 | 154.47 | 90.85 | 90.85
PS | 0 | 0 | 0 | 0 | 0 | 0
PV | 0 | 0 | 0 | 0 | 0 | 0
PeakG | 1.03 | 2.36 | 6.56 | 7.42 | 8.35 | 9.35
PeakO | 0 | 0 | 0 | 0 | 0 | 0
ST | 0 | 0 | 0 | 0 | 0 | 0
STOG | 16.54 | 30.15 | 34.19 | 39.4 | 42.17 | 47.23
STWD | 0 | 0 | 0.11 | 0.11 | 4.88 | 5.07
WT | 0 | 0 | 0 | 0 | 0 | 0
IGCC | 0 | 0 | 0 | 0 | 0 | 0
DemandResponse | 0 | 0 | 0 | 0 | 0 | 0
IGCC-CCS | 0 | 0 | 0 | 0 | 0 | 0
WT_off | 0 | 0 | 0 | 0 | 0 | 0
PseudoUnit | 0 | 0 | 0 | 0 | 0 | 0
FixedInterchange | 0 | 0 | 0 | 0 | 0 | 0
Fuel Cost by Reporting Type: MISO_MO-IL
ReportingType | 2015 | 2020 | 2025 | 2030 | 2035 | 2040
BM | 0 | 0 | 0 | 0 | 0 | 0
CC | 100.15 | 167.63 | 104.65 | 108.93 | 122.52 | 104.13
CSP | 0 | 0 | 0 | 0 | 0 | 0
CT | 0 | 0 | 0 | 0 | 0 | 0
Coal | 2060.61 | 1612.54 | 1817.73 | 2133.24 | 2300.11 | 2397.21
Geo | 0 | 0 | 0 | 0 | 0 | 0
H | 0 | 0 | 0 | 0 | 0 | 0
LFG | 0 | 0 | 0.02 | 0.29 | 0.29 | 0.29
Nuc | 143.46 | 146.38 | 155.53 | 158.57 | 158.57 | 158.57
PS | 0 | 0 | 0 | 0 | 0 | 0
PV | 0 | 0 | 0 | 0 | 0 | 0
PeakG | 7.65 | 9.42 | 10.85 | 10.17 | 33.31 | 44.04
PeakO | 0 | 0 | 0 | 0 | 0 | 0
ST | 0 | 0 | 0 | 0 | 0 | 0
STOG | 5.74 | 4.86 | 4.6 | 4.19 | 4.71 | 1.66
STWD | 0 | 0 | 0 | 0 | 0 | 0
WT | 0 | 0 | 0 | 0 | 0 | 0
IGCC | 0 | 0 | 0 | 0 | 0 | 0
DemandResponse | 0 | 0 | 0 | 0 | 0 | 0
IGCC-CCS | 0 | 0 | 0 | 0 | 0 | 0
WT_off | 0 | 0 | 0 | 0 | 0 | 0
PseudoUnit | 0 | 0 | 0 | 0 | 0 | 0
FixedInterchange | 0 | 0 | 0 | 0 | 0 | 0
Fuel Cost by Reporting Type: MISO_W
ReportingType | 2015 | 2020 | 2025 | 2030 | 2035 | 2040
BM | 0 | 0 | 0 | 0 | 0 | 0
CC | 374.15 | 361.05 | 356.06 | 418.41 | 334.05 | 179.3
CSP | 0 | 0 | 0 | 0 | 0 | 0
CT | 0 | 0 | 0 | 0 | 0 | 0
Coal | 1570.44 | 1399.41 | 1446.48 | 1497.45 | 2279.46 | 3052.44
Geo | 0 | 0 | 0 | 0 | 0 | 0
H | 0 | 0 | 0 | 0 | 0 | 0
LFG | 0 | 0 | 0.09 | 0.09 | 0.09 | 0.09
Nuc | 152.53 | 155.64 | 165.37 | 168.6 | 0.01 | 0.01
PS | 0 | 0 | 0 | 0 | 0 | 0
PV | 0 | 0 | 0 | 0 | 0 | 0
PeakG | 18.98 | 17.8 | 33.3 | 55.58 | 30.77 | 11.08
PeakO | 0 | 0 | 0 | 0 | 0 | 0
ST | 0 | 0 | 0 | 0 | 0 | 0
STOG | 1.44 | 0.46 | 0.76 | 0.47 | 0.53 | 0.2
STWD | 0 | 0 | 0.21 | 3.17 | 9.45 | 9.45
WT | 0 | 0 | 0 | 0 | 0 | 0
IGCC | 0 | 0 | 0 | 0 | 0 | 0
DemandResponse | 0 | 0 | 0 | 0 | 0 | 0
IGCC-CCS | 0 | 0 | 0 | 0 | 0 | 0
WT_off | 0 | 0 | 0 | 0 | 0 | 0
PseudoUnit | 0 | 0 | 0 | 0 | 0 | 0
FixedInterchange | 0 | 0 | 0 | 0 | 0 | 0
Fuel Cost by Reporting Type: MISO_WUMS
ReportingType | 2015 | 2020 | 2025 | 2030 | 2035 | 2040
BM | 0 | 0 | 0 | 0 | 0 | 0
CC | 535.13 | 1391.75 | 1517.05 | 1496.78 | 1808.22 | 1818.18
CSP | 0 | 0 | 0 | 0 | 0 | 0
CT | 0 | 2.07 | 3.55 | 8.63 | 41.37 | 72.43
Coal | 532.3 | 528.64 | 660.94 | 834.95 | 923.23 | 939.99
Geo | 0 | 0 | 0 | 0 | 0 | 0
H | 0 | 0 | 0 | 0 | 0 | 0
LFG | 0 | 0 | 0.29 | 0.29 | 0.29 | 0.29
Nuc | 120.89 | 123.35 | 131.06 | 133.62 | 0.01 | 0.01
PS | 0 | 0 | 0 | 0 | 0 | 0
PV | 0 | 0 | 0 | 0 | 0 | 0
PeakG | 2.37 | 3.12 | 3.75 | 0.19 | 0 | 0
PeakO | 0 | 0 | 0 | 0 | 0 | 0
ST | 0 | 0 | 0 | 0 | 0 | 0
STOG | 0.45 | 0 | 0 | 0 | 0 | 0
STWD | 0 | 0 | 0 | 0 | 0 | 0.2
WT | 0 | 0 | 0 | 0 | 0 | 0
IGCC | 0 | 0 | 0 | 0 | 0 | 0
DemandResponse | 0 | 0 | 0 | 0 | 0 | 0
IGCC-CCS | 0 | 0 | 0 | 0 | 0 | 0
WT_off | 0 | 0 | 0 | 0 | 0 | 0
PseudoUnit | 0 | 0 | 0 | 0 | 0 | 0
FixedInterchange | 0 | 0 | 0 | 0 | 0 | 0
Fuel Cost by Reporting Type: Nebraska
ReportingType | 2015 | 2020 | 2025 | 2030 | 2035 | 2040
BM | 0 | 0 | 0 | 0 | 0 | 0
CC | 22.21 | 28.46 | 29.04 | 31.76 | 26.03 | 21.73
CSP | 0 | 0 | 0 | 0 | 0 | 0
CT | 0 | 0 | 0 | 0 | 0 | 0
Coal | 438.61 | 414.52 | 414.52 | 436.94 | 912.49 | 994.41
Geo | 0 | 0 | 0 | 0 | 0 | 0
H | 0 | 0 | 0 | 0 | 0 | 0
LFG | 0 | 0 | 0.09 | 0.09 | 0.09 | 0.09
Nuc | 83.67 | 85.37 | 90.71 | 92.48 | 0.01 | 0.01
PS | 0 | 0 | 0 | 0 | 0 | 0
PV | 0 | 0 | 0 | 0 | 0 | 0
PeakG | 3.79 | 5.11 | 10.79 | 18.41 | 15.12 | 15.97
PeakO | 0 | 0 | 0 | 0 | 0 | 0
ST | 0 | 0 | 0 | 0 | 0 | 0
STOG | 0 | 0 | 0 | 0 | 0 | 0
STWD | 0 | 0 | 0 | 0 | 0 | 0
WT | 0 | 0 | 0 | 0 | 0 | 0
IGCC | 0 | 0 | 0 | 0 | 0 | 0
DemandResponse | 0 | 0 | 0 | 0 | 0 | 0
IGCC-CCS | 0 | 0 | 0 | 0 | 0 | 0
WT_off | 0 | 0 | 0 | 0 | 0 | 0
PseudoUnit | 0 | 0 | 0 | 0 | 0 | 0
FixedInterchange | 0 | 0 | 0 | 0 | 0 | 0
Fuel Cost by Reporting Type: NEISO
ReportingType | 2015 | 2020 | 2025 | 2030 | 2035 | 2040
BM | 0 | 0.2 | 0.2 | 0.2 | 0.65 | 0.69
CC | 1693.09 | 1641.4 | 1920.59 | 2274 | 2925.91 | 3424.12
CSP | 0 | 0 | 0 | 0 | 0 | 0
CT | 0.14 | 0.52 | 0.57 | 0.62 | 3.42 | 8.24
Coal | 1.17 | 0 | 0 | 0 | 0 | 0
Geo | 0 | 0 | 0 | 0 | 0 | 0
H | 0 | 0 | 0 | 0 | 0 | 0
LFG | 0.06 | 0.06 | 0.06 | 0.15 | 0.15 | 0.15
Nuc | 293.25 | 299.23 | 317.93 | 324.14 | 234.19 | 173
PS | 0 | 0 | 0 | 0 | 0 | 0
PV | 0 | 0 | 0 | 0 | 0 | 0
PeakG | 1.06 | 1.78 | 1.94 | 2.11 | 6.98 | 6.2
PeakO | 0 | 0 | 0 | 0 | 0 | 0
ST | 0 | 0 | 0 | 0 | 0 | 0
STOG | 0 | 0 | 0 | 0 | 0 | 0
STWD | 0 | 0 | 0 | 0 | 0 | 0
WT | 0 | 0 | 0 | 0 | 0 | 0
IGCC | 0 | 0 | 0 | 0 | 0 | 0
DemandResponse | 0 | 0 | 0 | 0 | 0 | 0
IGCC-CCS | 0 | 0 | 0 | 0 | 0 | 0
WT_off | 0 | 0 | 0 | 0 | 0 | 0
PseudoUnit | 0 | 0 | 0 | 0 | 0 | 0
FixedInterchange | 0 | 0 | 0 | 0 | 0 | 0
Fuel Cost by Reporting Type: NonRTO_Midwest
ReportingType | 2015 | 2020 | 2025 | 2030 | 2035 | 2040
BM | 0 | 0 | 0 | 0 | 0 | 0
CC | 0 | 80.25 | 70.82 | 111.34 | 144.54 | 207.53
CSP | 0 | 0 | 0 | 0 | 0 | 0
CT | 0 | 2.03 | 2.27 | 5.13 | 6.78 | 11.4
Coal | 1376.21 | 1410.86 | 1465.6 | 1638.02 | 1759.53 | 1933.01
Geo | 0 | 0 | 0 | 0 | 0 | 0
H | 0 | 0 | 0 | 0 | 0 | 0
LFG | 0 | 0.06 | 0.16 | 0.2 | 0.2 | 0.2
Nuc | 0 | 0 | 0 | 0 | 0 | 0
PS | 0 | 0 | 0 | 0 | 0 | 0
PV | 0 | 0 | 0 | 0 | 0 | 0
PeakG | 8.55 | 11.51 | 15.06 | 15.62 | 26.68 | 31.65
PeakO | 0 | 0 | 0 | 0 | 0 | 0
ST | 0 | 0 | 0 | 0 | 0 | 0
STOG | 0 | 0 | 0 | 0 | 0 | 0
STWD | 0 | 0 | 0 | 0 | 0 | 0
WT | 0 | 0 | 0 | 0 | 0 | 0
IGCC | 0 | 0 | 0 | 0 | 0 | 0
DemandResponse | 0 | 0 | 0 | 0 | 0 | 0
IGCC-CCS | 0 | 0 | 0 | 0 | 0 | 0
WT_off | 0 | 0 | 0 | 0 | 0 | 0
PseudoUnit | 0 | 0 | 0 | 0 | 0 | 0
FixedInterchange | 0 | 0 | 0 | 0 | 0 | 0
Fuel Cost by Reporting Type: NYISO_A-F
ReportingType | 2015 | 2020 | 2025 | 2030 | 2035 | 2040
BM | 0 | 0 | 0 | 0 | 0 | 0
CC | 243.43 | 360.98 | 447.14 | 528.05 | 742 | 789.89
CSP | 0 | 0 | 0 | 0 | 0 | 0
CT | 0 | 0 | 0 | 0 | 0 | 0
Coal | 0 | 0 | 0 | 0 | 0 | 0
Geo | 0 | 0 | 0 | 0 | 0 | 0
H | 0 | 0 | 0 | 0 | 0 | 0
LFG | 0.01 | 0.01 | 0.09 | 0.09 | 0.09 | 0.09
Nuc | 217.02 | 221.45 | 235.29 | 195.6 | 154.22 | 93.47
PS | 0 | 0 | 0 | 0 | 0 | 0
PV | 0 | 0 | 0 | 0 | 0 | 0
PeakG | 0 | 0.09 | 0.36 | 0.39 | 1.64 | 1.74
PeakO | 0 | 0 | 0 | 0 | 0 | 0
ST | 0 | 0 | 0 | 0 | 0 | 0
STOG | 0 | 0 | 0 | 0 | 0 | 0
STWD | 0 | 0 | 0 | 0.06 | 0.22 | 0.22
WT | 0 | 0 | 0 | 0 | 0 | 0
IGCC | 0 | 0 | 0 | 0 | 0 | 0
DemandResponse | 0 | 0 | 0 | 0 | 0 | 0
IGCC-CCS | 0 | 0 | 0 | 0 | 0 | 0
WT_off | 0 | 0 | 0 | 0 | 0 | 0
PseudoUnit | 0 | 0 | 0 | 0 | 0 | 0
FixedInterchange | 0 | 0 | 0 | 0 | 0 | 0
Fuel Cost by Reporting Type: NYISO_G-I
ReportingType | 2015 | 2020 | 2025 | 2030 | 2035 | 2040
BM | 0 | 0 | 0 | 0 | 0 | 0
CC | 245.85 | 315.24 | 523.32 | 835.01 | 1940.02 | 3068.81
CSP | 0 | 0 | 0 | 0 | 0 | 0
CT | 0 | 0 | 0 | 0 | 0 | 0
Coal | 0 | 0 | 0 | 0 | 0 | 0
Geo | 0 | 0 | 0 | 0 | 0 | 0
H | 0 | 0 | 0 | 0 | 0 | 0
LFG | 0 | 0 | 0.09 | 0.09 | 0.09 | 0.09
Nuc | 130.64 | 133.3 | 141.63 | 144.4 | 72.41 | 0.03
PS | 0 | 0 | 0 | 0 | 0 | 0
PV | 0 | 0 | 0 | 0 | 0 | 0
PeakG | 0 | 0.05 | 0.05 | 0.06 | 0.06 | 0.07
PeakO | 0 | 0 | 0 | 0 | 0 | 0
ST | 0 | 0 | 0 | 0 | 0 | 0
STOG | 0 | 0 | 0 | 0 | 0 | 0
STWD | 0 | 0 | 0 | 0 | 0 | 0
WT | 0 | 0 | 0 | 0 | 0 | 0
IGCC | 0 | 0 | 0 | 0 | 0 | 0
DemandResponse | 0 | 0 | 0 | 0 | 0 | 0
IGCC-CCS | 0 | 0 | 0 | 0 | 0 | 0
WT_off | 0 | 0 | 0 | 0 | 0 | 0
PseudoUnit | 0 | 0 | 0 | 0 | 0 | 0
FixedInterchange | 0 | 0 | 0 | 0 | 0 | 0
Fuel Cost by Reporting Type: NYISO_J-K
ReportingType | 2015 | 2020 | 2025 | 2030 | 2035 | 2040
BM | 0 | 0 | 0 | 0 | 0 | 0
CC | 833.66 | 1049.4 | 1159.86 | 1225.08 | 1356.94 | 1441.94
CSP | 0 | 0 | 0 | 0 | 0 | 0
CT | 0 | 0 | 0.28 | 2.1 | 6.97 | 10.08
Coal | 0 | 0 | 0 | 0 | 0 | 0
Geo | 0 | 0 | 0 | 0 | 0 | 0
H | 0 | 0 | 0 | 0 | 0 | 0
LFG | 0 | 0 | 0 | 0.09 | 0.09 | 0.09
Nuc | 0 | 0 | 0 | 0 | 0 | 0
PS | 0 | 0 | 0 | 0 | 0 | 0
PV | 0 | 0 | 0 | 0 | 0 | 0
PeakG | 2.18 | 7.43 | 8.92 | 10.29 | 10.93 | 20
PeakO | 0 | 0 | 0 | 0 | 0 | 0
ST | 0 | 0 | 0 | 0 | 0 | 0
STOG | 53.66 | 100 | 124.09 | 140.76 | 187.62 | 249.85
STWD | 0 | 0 | 0 | 0 | 0 | 0
WT | 0 | 0 | 0 | 0 | 0 | 0
IGCC | 0 | 0 | 0 | 0 | 0 | 0
DemandResponse | 0 | 0 | 0 | 0 | 0 | 0
IGCC-CCS | 0 | 0 | 0 | 0 | 0 | 0
WT_off | 0 | 0 | 0 | 0 | 0 | 0
PseudoUnit | 0 | 0 | 0 | 0 | 0 | 0
FixedInterchange | 0 | 0 | 0 | 0 | 0 | 0
Fuel Cost by Reporting Type: PJM_E
ReportingType | 2015 | 2020 | 2025 | 2030 | 2035 | 2040
BM | 0 | 0 | 0.02 | 0.02 | 0.02 | 0.14
CC | 872.2 | 1638.09 | 1836.09 | 1852.84 | 2391.62 | 3126.77
CSP | 0 | 0 | 0 | 0 | 0 | 0
CT | 0 | 0.04 | 0.05 | 0.32 | 0.34 | 0.19
Coal | 19.18 | 18.09 | 26.29 | 47.1 | 81.84 | 109.24
Geo | 0 | 0 | 0 | 0 | 0 | 0
H | 0 | 0 | 0 | 0 | 0 | 0
LFG | 0.01 | 0.01 | 0.01 | 0.18 | 0.18 | 0.18
Nuc | 563.79 | 533.75 | 567.11 | 578.18 | 415.32 | 329.35
PS | 0 | 0 | 0 | 0 | 0 | 0
PV | 0 | 0 | 0 | 0 | 0 | 0
PeakG | 0 | 4.2 | 27.83 | 30.42 | 64.04 | 19.5
PeakO | 0 | 0 | 0 | 0 | 0 | 0
ST | 0 | 0 | 0 | 0 | 0 | 0
STOG | 4.64 | 27.75 | 59.77 | 65.1 | 73.78 | 40.27
STWD | 0 | 0 | 0 | 0 | 0 | 0
WT | 0 | 0 | 0 | 0 | 0 | 0
IGCC | 0 | 0 | 0 | 0 | 0 | 0
DemandResponse | 0 | 0 | 0 | 0 | 0 | 0
IGCC-CCS | 0 | 0 | 0 | 0 | 0 | 0
WT_off | 0 | 0 | 0 | 0 | 0 | 0
PseudoUnit | 0 | 0 | 0 | 0 | 0 | 0
FixedInterchange | 0 | 0 | 0 | 0 | 0 | 0
Fuel Cost by Reporting Type: PJM_ROM
ReportingType | 2015 | 2020 | 2025 | 2030 | 2035 | 2040
BM | 0 | 0 | 0.01 | 0.01 | 0.01 | 0.08
CC | 552.75 | 877.85 | 969.25 | 964.43 | 2541.15 | 6785.09
CSP | 0 | 0 | 0 | 0 | 0 | 0
CT | 0 | 0.03 | 0.18 | 0.2 | 0.41 | 0.12
Coal | 1244.08 | 1400.72 | 1486.64 | 1660.28 | 1696.78 | 1775.07
Geo | 0 | 0 | 0 | 0 | 0 | 0
H | 0 | 0 | 0 | 0 | 0 | 0
LFG | 0.02 | 0.02 | 0.2 | 0.36 | 0.36 | 0.36
Nuc | 337.6 | 344.49 | 366.02 | 373.17 | 244.83 | 178.21
PS | 0 | 0 | 0 | 0 | 0 | 0
PV | 0 | 0 | 0 | 0 | 0 | 0
PeakG | 0 | 2.7 | 3.22 | 3.5 | 20.76 | 11.69
PeakO | 0 | 0 | 0 | 0 | 0 | 0
ST | 0 | 0 | 0 | 0 | 0 | 0
STOG | 35.69 | 57.39 | 82.92 | 92.3 | 98.41 | 100.16
STWD | 0 | 0 | 0.16 | 0.27 | 2.04 | 2.41
WT | 0 | 0 | 0 | 0 | 0 | 0
IGCC | 0 | 0 | 0 | 0 | 0 | 0
DemandResponse | 0 | 0 | 0 | 0 | 0 | 0
IGCC-CCS | 0 | 0 | 0 | 0 | 0 | 0
WT_off | 0 | 0 | 0 | 0 | 0 | 0
PseudoUnit | 0 | 0 | 0 | 0 | 0 | 0
FixedInterchange | 0 | 0 | 0 | 0 | 0 | 0
Fuel Cost by Reporting Type: PJM_ROR
ReportingType | 2015 | 2020 | 2025 | 2030 | 2035 | 2040
BM | 0 | 0 | 0.3 | 0.3 | 0.3 | 3.55
CC | 2279.75 | 2498.58 | 2645.86 | 4436.81 | 7680.89 | 7367.82
CSP | 0 | 0 | 0 | 0 | 0 | 0
CT | 0.26 | 0.29 | 0.32 | 0.35 | 0.45 | 0.44
Coal | 7349.51 | 6342.2 | 6645.79 | 7643.04 | 8129.35 | 8601.82
Geo | 0 | 0 | 0 | 0 | 0 | 0
H | 0 | 0 | 0 | 0 | 0 | 0
LFG | 0.07 | 0.07 | 0.73 | 0.73 | 0.73 | 0.73
Nuc | 1319.64 | 1346.55 | 1430.71 | 1395.54 | 1084.35 | 728.88
PS | 0 | 0 | 0 | 0 | 0 | 0
PV | 0 | 0 | 0 | 0 | 0 | 0
PeakG | 69.1 | 67.3 | 106.28 | 120.11 | 90.64 | 96.68
PeakO | 0 | 0 | 0 | 0 | 0 | 0
ST | 0 | 0 | 0 | 0 | 0 | 0
STOG | 35.69 | 42.81 | 49.16 | 53.55 | 60.1 | 67.16
STWD | 0 | 0 | 0.13 | 0.8 | 3.13 | 6.03
WT | 0 | 0 | 0 | 0 | 0 | 0
IGCC | 0 | 0 | 0 | 0 | 0 | 0
DemandResponse | 0 | 0 | 0 | 0 | 0 | 0
IGCC-CCS | 0 | 0 | 0 | 0 | 0 | 0
WT_off | 0 | 0 | 0 | 0 | 0 | 0
PseudoUnit | 0 | 0 | 0 | 0 | 0 | 0
FixedInterchange | 0 | 0 | 0 | 0 | 0 | 0
Fuel Cost by Reporting Type: SOCO
ReportingType | 2015 | 2020 | 2025 | 2030 | 2035 | 2040
BM | 0 | 0 | 0 | 0.04 | 1.76 | 1.95
CC | 4155.41 | 4551.8 | 4548.88 | 5274.87 | 5527.65 | 5832.03
CSP | 0 | 0 | 0 | 0 | 0 | 0
CT | 0 | 0 | 0 | 0 | 0 | 0
Coal | 2602.26 | 2760.15 | 3504.58 | 3823.7 | 4406.16 | 5647.46
Geo | 0 | 0 | 0 | 0 | 0 | 0
H | 0 | 0 | 0 | 0 | 0 | 0
LFG | 0 | 0 | 0.14 | 0.14 | 0.14 | 0.14
Nuc | 396.64 | 551.11 | 585.56 | 596.99 | 596.99 | 398.46
PS | 0 | 0 | 0 | 0 | 0 | 0
PV | 0 | 0 | 0 | 0 | 0 | 0
PeakG | 26.16 | 65.98 | 160.79 | 149.91 | 149.95 | 158.52
PeakO | 0 | 0 | 0 | 0 | 0 | 0
ST | 0 | 0 | 0 | 0 | 0 | 0
STOG | 0 | 0 | 0 | 0 | 0 | 0
STWD | 0 | 0 | 0 | 0 | 0 | 0
WT | 0 | 0 | 0 | 0 | 0 | 0
IGCC | 0 | 0 | 0 | 0 | 0 | 0
DemandResponse | 0 | 0 | 0 | 0 | 0 | 0
IGCC-CCS | 0 | 0 | 0 | 0 | 0 | 0
WT_off | 0 | 0 | 0 | 0 | 0 | 0
PseudoUnit | 0 | 0 | 0 | 0 | 0 | 0
FixedInterchange | 0 | 0 | 0 | 0 | 0 | 0
Fuel Cost by Reporting Type: SPP_N
ReportingType | 2015 | 2020 | 2025 | 2030 | 2035 | 2040
BM | 0 | 0 | 0 | 0 | 0 | 0
CC | 272.37 | 389.42 | 418.07 | 428.2 | 384.7 | 336.1
CSP | 0 | 0 | 0 | 0 | 0 | 0
CT | 0 | 0 | 0 | 0 | 0 | 0
Coal | 1068.97 | 1012.02 | 1019.51 | 1084.93 | 1301.74 | 1776.5
Geo | 0 | 0 | 0 | 0 | 0 | 0
H | 0 | 0 | 0 | 0 | 0 | 0
LFG | 0 | 0.12 | 0.12 | 0.12 | 0.12 | 0.12
Nuc | 74.76 | 76.29 | 81.06 | 82.64 | 82.64 | 82.64
PS | 0 | 0 | 0 | 0 | 0 | 0
PV | 0 | 0 | 0 | 0 | 0 | 0
PeakG | 2.66 | 9.82 | 21.04 | 34.69 | 47.14 | 27.66
PeakO | 0 | 0 | 0 | 0 | 0 | 0
ST | 0 | 0 | 0 | 0 | 0 | 0
STOG | 23.12 | 33.09 | 44.1 | 48.06 | 52.25 | 57.17
STWD | 0 | 0 | 0 | 0 | 0 | 0
WT | 0 | 0 | 0 | 0 | 0 | 0
IGCC | 0 | 0 | 0 | 0 | 0 | 0
DemandResponse | 0 | 0 | 0 | 0 | 0 | 0
IGCC-CCS | 0 | 0 | 0 | 0 | 0 | 0
WT_off | 0 | 0 | 0 | 0 | 0 | 0
PseudoUnit | 0 | 0 | 0 | 0 | 0 | 0
FixedInterchange | 0 | 0 | 0 | 0 | 0 | 0
Fuel Cost by Reporting Type: SPP_S
ReportingType | 2015 | 2020 | 2025 | 2030 | 2035 | 2040
BM | 0 | 0 | 0 | 0 | 0 | 0
CC | 1269.22 | 2476.7 | 2462.85 | 3028.93 | 3521.15 | 3504.97
CSP | 0 | 0 | 0 | 0 | 0 | 0
CT | 0 | 1.19 | 6.58 | 1.31 | 1.72 | 6.02
Coal | 1938.71 | 1564.85 | 1966.77 | 2169.34 | 2459.09 | 2544.96
Geo | 0 | 0 | 0 | 0 | 0 | 0
H | 0 | 0 | 0 | 0 | 0 | 0
LFG | 0 | 0.07 | 0.12 | 0.12 | 0.12 | 0.12
Nuc | 0 | 0 | 0 | 0 | 0 | 0
PS | 0 | 0 | 0 | 0 | 0 | 0
PV | 0 | 0 | 0 | 0 | 0 | 0
PeakG | 0 | 0 | 4.42 | 0.4 | 0.34 | 3.15
PeakO | 0 | 0 | 0 | 0 | 0 | 0
ST | 0 | 0 | 0 | 0 | 0 | 0
STOG | 95.41 | 116.97 | 167.97 | 156.78 | 153.89 | 192.18
STWD | 0 | 0 | 0 | 0 | 0 | 1.35
WT | 0 | 0 | 0 | 0 | 0 | 0
IGCC | 0 | 0 | 0 | 0 | 0 | 0
DemandResponse | 0 | 0 | 0 | 0 | 0 | 0
IGCC-CCS | 0 | 0 | 0 | 0 | 0 | 0
WT_off | 0 | 0 | 0 | 0 | 0 | 0
PseudoUnit | 0 | 0 | 0 | 0 | 0 | 0
FixedInterchange | 0 | 0 | 0 | 0 | 0 | 0
Fuel Cost by Reporting Type: TVA
ReportingType | 2015 | 2020 | 2025 | 2030 | 2035 | 2040
BM | 0 | 0 | 0 | 0 | 0 | 0
CC | 694.41 | 1178.81 | 1332.71 | 1565.9 | 1549.85 | 1533.83
CSP | 0 | 0 | 0 | 0 | 0 | 0
CT | 0 | 15.59 | 22.83 | 24.43 | 26.42 | 30.41
Coal | 1911.35 | 1715.4 | 1836.4 | 1991.67 | 2752.94 | 3413.52
Geo | 0 | 0 | 0 | 0 | 0 | 0
H | 0 | 0 | 0 | 0 | 0 | 0
LFG | 0 | 0 | 0.14 | 0.14 | 0.14 | 0.14
Nuc | 542.87 | 553.94 | 588.56 | 600.05 | 420.73 | 329.46
PS | 0 | 0 | 0 | 0 | 0 | 0
PV | 0 | 0 | 0 | 0 | 0 | 0
PeakG | 0 | 0 | 2.79 | 4.1 | 9.17 | 4.76
PeakO | 0 | 0 | 0 | 0 | 0 | 0
ST | 0 | 0 | 0 | 0 | 0 | 0
STOG | 0 | 0 | 0 | 0 | 0 | 0
STWD | 0 | 0 | 0 | 0.01 | 0.14 | 0.15
WT | 0 | 0 | 0 | 0 | 0 | 0
IGCC | 0 | 0 | 0 | 0 | 0 | 0
DemandResponse | 0 | 0 | 0 | 0 | 0 | 0
IGCC-CCS | 0 | 0 | 0 | 0 | 0 | 0
WT_off | 0 | 0 | 0 | 0 | 0 | 0
PseudoUnit | 0 | 0 | 0 | 0 | 0 | 0
FixedInterchange | 0 | 0 | 0 | 0 | 0 | 0
Fuel Cost by Reporting Type: TVA_Transmission
ReportingType | 2015 | 2020 | 2025 | 2030 | 2035 | 2040
BM | 0 | 0 | 0 | 0 | 0 | 0
CC | 0 | 0 | 0 | 0 | 0 | 0
CSP | 0 | 0 | 0 | 0 | 0 | 0
CT | 0 | 0 | 0 | 0 | 0 | 0
Coal | 0 | 0 | 0 | 0 | 0 | 0
Geo | 0 | 0 | 0 | 0 | 0 | 0
H | 0 | 0 | 0 | 0 | 0 | 0
LFG | 0 | 0 | 0 | 0 | 0 | 0
Nuc | 0 | 0 | 0 | 0 | 0 | 0
PS | 0 | 0 | 0 | 0 | 0 | 0
PV | 0 | 0 | 0 | 0 | 0 | 0
PeakG | 0 | 0 | 0 | 0 | 0 | 0
PeakO | 0 | 0 | 0 | 0 | 0 | 0
ST | 0 | 0 | 0 | 0 | 0 | 0
STOG | 0 | 0 | 0 | 0 | 0 | 0
STWD | 0 | 0 | 0 | 0 | 0 | 0
WT | 0 | 0 | 0 | 0 | 0 | 0
IGCC | 0 | 0 | 0 | 0 | 0 | 0
DemandResponse | 0 | 0 | 0 | 0 | 0 | 0
IGCC-CCS | 0 | 0 | 0 | 0 | 0 | 0
WT_off | 0 | 0 | 0 | 0 | 0 | 0
PseudoUnit | 0 | 0 | 0 | 0 | 0 | 0
FixedInterchange | 0 | 0 | 0 | 0 | 0 | 0
Fuel Cost by Reporting Type: VACAR
ReportingType | 2015 | 2020 | 2025 | 2030 | 2035 | 2040
BM | 0 | 0 | 0 | 0 | 0 | 0
CC | 2177.52 | 2838.01 | 3161.29 | 3512.87 | 5471.42 | 7588.34
CSP | 0 | 0 | 0 | 0 | 0 | 0
CT | 4.22 | 4.56 | 10.88 | 10.16 | 20.9 | 20.59
Coal | 2413.49 | 2332.78 | 3070.39 | 3471.52 | 3983.72 | 4165.43
Geo | 0 | 0 | 0 | 0 | 0 | 0
H | 0 | 0 | 0 | 0 | 0 | 0
LFG | 0 | 0.14 | 0.14 | 0.14 | 0.14 | 0.14
Nuc | 730.67 | 900.6 | 956.89 | 975.58 | 746.08 | 614.79
PS | 0 | 0 | 0 | 0 | 0 | 0
PV | 0 | 0 | 0 | 0 | 0 | 0
PeakG | 8.44 | 16 | 34.89 | 32.48 | 35.8 | 37.08
PeakO | 0 | 0 | 0 | 0 | 0 | 0
ST | 0 | 0 | 0 | 0 | 0 | 0
STOG | 0 | 0 | 0.07 | 0.08 | 0.09 | 0.09
STWD | 0 | 0 | 0.72 | 4.82 | 8.92 | 9.27
WT | 0 | 0 | 0 | 0 | 0 | 0
IGCC | 0 | 0 | 0 | 0 | 0 | 0
DemandResponse | 0 | 0 | 0 | 0 | 0 | 0
IGCC-CCS | 0 | 0 | 0 | 0 | 0 | 0
WT_off | 0 | 0 | 0 | 0 | 0 | 0
PseudoUnit | 0 | 0 | 0 | 0 | 0 | 0
FixedInterchange | 0 | 0 | 0 | 0 | 0 | 0
Fuel Cost by Reporting Type: IESO
ReportingType | 2015 | 2020 | 2025 | 2030 | 2035 | 2040
BM | 0 | 0 | 0 | 0 | 0.26 | 0.45
CC | 32.35 | 51.07 | 80.38 | 177.79 | 551.95 | 1411.1
CSP | 0 | 0 | 0 | 0 | 0 | 0
CT | 0 | 0 | 0.2 | 0.22 | 2.68 | 10.39
Coal | 0 | 0 | 0 | 0 | 0 | 0
Geo | 0 | 0 | 0 | 0 | 0 | 0
H | 0 | 0 | 0 | 0 | 0 | 0
LFG | 0.02 | 0.02 | 0.02 | 0.02 | 0.02 | 0.02
Nuc | 854.23 | 871.65 | 926.13 | 944.22 | 869.51 | 757.81
PS | 0 | 0 | 0 | 0 | 0 | 0
PV | 0 | 0 | 0 | 0 | 0 | 0
PeakG | 0 | 0 | 0.27 | 0.29 | 1.18 | 1.26
PeakO | 0 | 0 | 0 | 0 | 0 | 0
ST | 0 | 0 | 0 | 0 | 0 | 0
STOG | 0 | 0 | 0 | 0 | 0 | 0
STWD | 0 | 0 | 0 | 0 | 0 | 0
WT | 0 | 0 | 0 | 0 | 0 | 0
IGCC | 0 | 0 | 0 | 0 | 0 | 0
DemandResponse | 0 | 0 | 0 | 0 | 0 | 0
IGCC-CCS | 0 | 0 | 0 | 0 | 0 | 0
WT_off | 0 | 0 | 0 | 0 | 0 | 0
PseudoUnit | 0 | 0 | 0 | 0 | 0 | 0
FixedInterchange | 0 | 0 | 0 | 0 | 0 | 0
Fuel Cost by Reporting Type: MAPP_CA
ReportingType | 2015 | 2020 | 2025 | 2030 | 2035 | 2040
BM | 0 | 0 | 0 | 0 | 0 | 0
CC | 289.19 | 451.11 | 543.89 | 710.93 | 930.64 | 987.74
CSP | 0 | 0 | 0 | 0 | 0 | 0
CT | 0 | 0 | 0 | 0 | 0 | 1.19
Coal | 4.81 | 10.16 | 25.58 | 96.71 | 184.26 | 202.55
Geo | 0 | 0 | 0 | 0 | 0 | 0
H | 0 | 0 | 0 | 0 | 0 | 0
LFG | 0 | 0 | 0 | 0 | 0 | 0
Nuc | 0 | 0 | 0 | 0 | 0 | 0
PS | 0 | 0 | 0 | 0 | 0 | 0
PV | 0 | 0 | 0 | 0 | 0 | 0
PeakG | 0 | 0 | 0.29 | 0.43 | 0.38 | 0.44
PeakO | 0 | 0 | 0 | 0 | 0 | 0
ST | 0 | 0 | 0 | 0 | 0 | 0
STOG | 0 | 0 | 0 | 0.09 | 0.1 | 0.11
STWD | 0 | 0 | 0 | 0 | 0 | 0
WT | 0 | 0 | 0 | 0 | 0 | 0
IGCC | 0 | 0 | 0 | 0 | 0 | 0
DemandResponse | 0 | 0 | 0 | 0 | 0 | 0
IGCC-CCS | 0 | 0 | 0 | 0 | 0 | 0
WT_off | 0 | 0 | 0 | 0 | 0 | 0
PseudoUnit | 0 | 0 | 0 | 0 | 0 | 0
FixedInterchange | 0 | 0 | 0 | 0 | 0 | 0
Fuel Cost by Reporting Type: AZ_NM_SNV_Coal
ReportingType | 2015 | 2020 | 2025 | 2030 | 2035 | 2040
BM | 0 | 0 | 0 | 0 | 0 | 0
CC | 0 | 0 | 0 | 0 | 0 | 0
CSP | 0 | 0 | 0 | 0 | 0 | 0
CT | 0 | 0 | 0 | 0 | 0 | 0
Coal | 1202.98 | 1320.25 | 1320.25 | 1370.37 | 1464.93 | 2759.33
Geo | 0 | 0 | 0 | 0 | 0 | 0
H | 0 | 0 | 0 | 0 | 0 | 0
LFG | 0 | 0 | 0 | 0 | 0 | 0
Nuc | 0 | 0 | 0 | 0 | 0 | 0
PS | 0 | 0 | 0 | 0 | 0 | 0
PV | 0 | 0 | 0 | 0 | 0 | 0
PeakG | 0 | 0 | 0 | 0 | 0 | 0
PeakO | 0 | 0 | 0 | 0 | 0 | 0
ST | 0 | 0 | 0 | 0 | 0 | 0
STOG | 0 | 0 | 0 | 0 | 0 | 0
STWD | 0 | 0 | 0 | 0 | 0 | 0
WT | 0 | 0 | 0 | 0 | 0 | 0
IGCC | 0 | 0 | 0 | 0 | 0 | 0
DemandResponse | 0 | 0 | 0 | 0 | 0 | 0
IGCC-CCS | 0 | 0 | 0 | 0 | 0 | 0
WT_off | 0 | 0 | 0 | 0 | 0 | 0
PseudoUnit | 0 | 0 | 0 | 0 | 0 | 0
FixedInterchange | 0 | 0 | 0 | 0 | 0 | 0
Fuel Cost by Reporting Type: AZ_NM_SNV_Gas
ReportingType | 2015 | 2020 | 2025 | 2030 | 2035 | 2040
BM | 0 | 0 | 0 | 0 | 0 | 0
CC | 3512.25 | 5132.8 | 5757.97 | 7236.35 | 9138.05 | 9640.08
CSP | 0 | 0 | 0 | 0 | 0 | 0
CT | 0 | 0 | 6.13 | 10.04 | 0 | 0
Coal | 0 | 0 | 0 | 0 | 0 | 0
Geo | 0 | 0 | 0 | 0 | 0 | 0
H | 0 | 0 | 0 | 0 | 0 | 0
LFG | 0 | 0 | 0 | 0 | 0 | 0
Nuc | 0 | 0 | 0 | 0 | 0 | 0
PS | 0 | 0 | 0 | 0 | 0 | 0
PV | 0 | 0 | 0 | 0 | 0 | 0
PeakG | 0 | 0 | 19.41 | 30 | 46.22 | 0
PeakO | 0 | 0 | 0 | 0 | 0 | 0
ST | 0 | 0 | 0 | 0 | 0 | 0
STOG | 0 | 0 | 0 | 0 | 0 | 0
STWD | 0 | 0 | 0 | 0 | 0 | 0
WT | 0 | 0 | 0 | 0 | 0 | 0
IGCC | 0 | 0 | 0 | 0 | 0 | 0
DemandResponse | 0 | 0 | 0 | 0 | 0 | 0
IGCC-CCS | 0 | 0 | 0 | 0 | 0 | 0
WT_off | 0 | 0 | 0 | 0 | 0 | 0
PseudoUnit | 0 | 0 | 0 | 0 | 0 | 0
FixedInterchange | 0 | 0 | 0 | 0 | 0 | 0
Fuel Cost by Reporting Type: AZ_NM_SNV_NucRenew
ReportingType | 2015 | 2020 | 2025 | 2030 | 2035 | 2040
BM | 0 | 0 | 0 | 0 | 0 | 0
CC | 0 | 0 | 0 | 0 | 0 | 0
CSP | 0 | 0 | 0 | 0 | 0 | 0
CT | 0 | 0 | 0 | 0 | 0 | 0
Coal | 0 | 0 | 0 | 0 | 0 | 0
Geo | 0 | 0 | 0 | 0 | 0 | 0
H | 0 | 0 | 0 | 0 | 0 | 0
LFG | 0 | 0.08 | 0.08 | 0.08 | 0.08 | 0.08
Nuc | 254.91 | 260.1 | 276.36 | 281.76 | 281.76 | 281.76
PS | 0 | 0 | 0 | 0 | 0 | 0
PV | 0 | 0 | 0 | 0 | 0 | 0
PeakG | 0 | 0 | 0 | 0 | 0 | 0
PeakO | 0 | 0 | 0 | 0 | 0 | 0
ST | 0 | 0 | 0 | 0 | 0 | 0
STOG | 0 | 0 | 0 | 0 | 0 | 0
STWD | 11.54 | 11.54 | 11.54 | 11.54 | 11.54 | 11.54
WT | 0 | 0 | 0 | 0 | 0 | 0
IGCC | 0 | 0 | 0 | 0 | 0 | 0
DemandResponse | 0 | 0 | 0 | 0 | 0 | 0
IGCC-CCS | 0 | 0 | 0 | 0 | 0 | 0
WT_off | 0 | 0 | 0 | 0 | 0 | 0
PseudoUnit | 0 | 0 | 0 | 0 | 0 | 0
FixedInterchange | 0 | 0 | 0 | 0 | 0 | 0
Fuel Cost by Reporting Type: ERCOT
ReportingType | 2015 | 2020 | 2025 | 2030 | 2035 | 2040
BM | 0 | 0 | 0 | 0 | 0 | 0.4
CC | 5571.37 | 6389.6 | 6647.84 | 7591.15 | 9063.55 | 10745.03
CSP | 0 | 0 | 0 | 0 | 0 | 0
CT | 0 | 0.27 | 1.46 | 0.56 | 0.72 | 0.68
Coal | 2495.1 | 2951.95 | 3623.37 | 3633.14 | 4330.66 | 4524
Geo | 0 | 0 | 0 | 0 | 0 | 0
H | 0 | 0 | 0 | 0 | 0 | 0
LFG | 0 | 0 | 0.45 | 0.45 | 0.45 | 0.45
Nuc | 339.13 | 346.04 | 367.67 | 374.85 | 374.85 | 374.85
PS | 0 | 0 | 0 | 0 | 0 | 0
PV | 0 | 0 | 0 | 0 | 0 | 0
PeakG | 0 | 0.71 | 6.86 | 7.38 | 8.27 | 8.81
PeakO | 0 | 0 | 0 | 0 | 0 | 0
ST | 0 | 0 | 0 | 0 | 0 | 0
STOG | 168.69 | 254.36 | 368.5 | 382.81 | 412.24 | 420.89
STWD | 0 | 0 | 0 | 0 | 0 | 0
WT | 0 | 0 | 0 | 0 | 0 | 0
IGCC | 0 | 0 | 0 | 0 | 0 | 0
DemandResponse | 0 | 0 | 0 | 0 | 0 | 0
IGCC-CCS | 0 | 0 | 0 | 0 | 0 | 0
WT_off | 0 | 0 | 0 | 0 | 0 | 0
PseudoUnit | 0 | 0 | 0 | 0 | 0 | 0
FixedInterchange | 0 | 0 | 0 | 0 | 0 | 0
Fuel Cost by Reporting Type: NP15
ReportingType | 2015 | 2020 | 2025 | 2030 | 2035 | 2040
BM | 0 | 0 | 0 | 0 | 0 | 0
CC | 1368.32 | 1490.49 | 1274.62 | 760.74 | 573.01 | 310.14
CSP | 0 | 0 | 0 | 0 | 0 | 0
CT | 0 | 0 | 0 | 0 | 0 | 0
Coal | 1.38 | 0 | 0 | 0 | 0 | 0
Geo | 0 | 0 | 0 | 0 | 0 | 0
H | 0 | 0 | 0 | 0 | 0 | 0
LFG | 0 | 0.72 | 0.72 | 0.72 | 0.72 | 0.72
Nuc | 150.62 | 153.69 | 163.3 | 166.49 | 166.49 | 166.49
PS | 0 | 0 | 0 | 0 | 0 | 0
PV | 0 | 0 | 0 | 0 | 0 | 0
PeakG | 0 | 0 | 0 | 0 | 0 | 0.8
PeakO | 0 | 0 | 0 | 0 | 0 | 0
ST | 0 | 0 | 0 | 0 | 0 | 0
STOG | 6.35 | 9.46 | 4.43 | 7.64 | 5.61 | 12.47
STWD | 244.45 | 244.45 | 244.45 | 244.45 | 244.45 | 244.45
WT | 0 | 0 | 0 | 0 | 0 | 0
IGCC | 0 | 0 | 0 | 0 | 0 | 0
DemandResponse | 0 | 0 | 0 | 0 | 0 | 0
IGCC-CCS | 0 | 0 | 0 | 0 | 0 | 0
WT_off | 0 | 0 | 0 | 0 | 0 | 0
PseudoUnit | 0 | 0 | 0 | 0 | 0 | 0
FixedInterchange | 0 | 0 | 0 | 0 | 0 | 0
Fuel Cost by Reporting Type: NWPP_Coal
ReportingType | 2015 | 2020 | 2025 | 2030 | 2035 | 2040
BM | 0 | 0 | 0 | 0 | 0 | 0
CC | 0 | 0 | 0 | 0 | 0 | 0
CSP | 0 | 0 | 0 | 0 | 0 | 0
CT | 0 | 0 | 0 | 0 | 0 | 0
Coal | 1282 | 1232.55 | 1232.54 | 1290.71 | 1396.5 | 1799.17
Geo | 0 | 0 | 0 | 0 | 0 | 0
H | 0 | 0 | 0 | 0 | 0 | 0
LFG | 0 | 0 | 0 | 0 | 0 | 0
Nuc | 0 | 0 | 0 | 0 | 0 | 0
PS | 0 | 0 | 0 | 0 | 0 | 0
PV | 0 | 0 | 0 | 0 | 0 | 0
PeakG | 0 | 0 | 0 | 0 | 0 | 0
PeakO | 0 | 0 | 0 | 0 | 0 | 0
ST | 0 | 0 | 0 | 0 | 0 | 0
STOG | 0 | 0 | 0 | 0 | 0 | 0
STWD | 0 | 0 | 0 | 0 | 0 | 0
WT | 0 | 0 | 0 | 0 | 0 | 0
IGCC | 0 | 0 | 0 | 0 | 0 | 0
DemandResponse | 0 | 0 | 0 | 0 | 0 | 0
IGCC-CCS | 0 | 0 | 0 | 0 | 0 | 0
WT_off | 0 | 0 | 0 | 0 | 0 | 0
PseudoUnit | 0 | 0 | 0 | 0 | 0 | 0
FixedInterchange | 0 | 0 | 0 | 0 | 0 | 0
Fuel Cost by Reporting Type: NWPP_Gas
ReportingType | 2015 | 2020 | 2025 | 2030 | 2035 | 2040
BM | 0 | 0 | 0 | 0 | 0 | 0
CC | 1631.63 | 1916.91 | 2168.26 | 3589.36 | 5268.76 | 6156.59
CSP | 0 | 0 | 0 | 0 | 0 | 0
CT | 0 | 0 | 0 | 0 | 0 | 0
Coal | 0 | 0 | 0 | 0 | 0.02 | 185.45
Geo | 0 | 0 | 0 | 0 | 0 | 0
H | 0 | 0 | 0 | 0 | 0 | 0
LFG | 0 | 0 | 0 | 0 | 0 | 0
Nuc | 0 | 0 | 0 | 0 | 0 | 0
PS | 0 | 0 | 0 | 0 | 0 | 0
PV | 0 | 0 | 0 | 0 | 0 | 0
PeakG | 0 | 0 | 0 | 0 | 0 | 0
PeakO | 0 | 0 | 0 | 0 | 0 | 0
ST | 0 | 0 | 0 | 0 | 0 | 0
STOG | 0 | 0 | 0 | 0 | 0 | 0
STWD | 0 | 0 | 0 | 0 | 0 | 0
WT | 0 | 0 | 0 | 0 | 0 | 0
IGCC | 0 | 0 | 0 | 0 | 0 | 0
DemandResponse | 0 | 0 | 0 | 0 | 0 | 0
IGCC-CCS | 0 | 0 | 0 | 0 | 0 | 0
WT_off | 0 | 0 | 0 | 0 | 0 | 0
PseudoUnit | 0 | 0 | 0 | 0 | 0 | 0
FixedInterchange | 0 | 0 | 0 | 0 | 0 | 0
Fuel Cost by Reporting Type: NWPP_NucRenew
ReportingType | 2015 | 2020 | 2025 | 2030 | 2035 | 2040
BM | 0 | 0 | 0 | 0 | 0 | 0
CC | 0 | 0 | 0 | 0 | 0 | 0
CSP | 0 | 0 | 0 | 0 | 0 | 0
CT | 0 | 0 | 0 | 0 | 0 | 0
Coal | 0 | 0 | 0 | 0 | 0 | 0
Geo | 0 | 0 | 0 | 0 | 0 | 0
H | 0 | 0 | 0 | 0 | 0 | 0
LFG | 0.03 | 0.34 | 0.34 | 0.34 | 0.34 | 0.34
Nuc | 71.13 | 72.58 | 77.12 | 78.63 | 78.63 | 78.63
PS | 0 | 0 | 0 | 0 | 0 | 0
PV | 0 | 0 | 0 | 0 | 0 | 0
PeakG | 0 | 0 | 0 | 0 | 0 | 0
PeakO | 0 | 0 | 0 | 0 | 0 | 0
ST | 0 | 0 | 0 | 0 | 0 | 0
STOG | 0 | 0 | 0 | 0 | 0 | 0
STWD | 0 | 27.37 | 82.47 | 199.94 | 199.93 | 199.93
WT | 0 | 0 | 0 | 0 | 0 | 0
IGCC | 0 | 0 | 0 | 0 | 0 | 0
DemandResponse | 0 | 0 | 0 | 0 | 0 | 0
IGCC-CCS | 0 | 0 | 0 | 0 | 0 | 0
WT_off | 0 | 0 | 0 | 0 | 0 | 0
PseudoUnit | 0 | 0 | 0 | 0 | 0 | 0
FixedInterchange | 0 | 0 | 0 | 0 | 0 | 0
Fuel Cost by Reporting Type: RMPA
ReportingType | 2015 | 2020 | 2025 | 2030 | 2035 | 2040
BM | 0 | 0 | 0 | 0 | 0 | 0
CC | 246.59 | 368.61 | 126.2 | 242.3 | 172.5 | 166.86
CSP | 0 | 0 | 0 | 0 | 0 | 0
CT | 0 | 0 | 0 | 0 | 0 | 0
Coal | 681.81 | 624.8 | 599.26 | 660.96 | 971.99 | 1137.22
Geo | 0 | 0 | 0 | 0 | 0 | 0
H | 0 | 0 | 0 | 0 | 0 | 0
LFG | 0 | 0.04 | 0.04 | 0.04 | 0.04 | 0.04
Nuc | 0 | 0 | 0 | 0 | 0 | 0
PS | 0 | 0 | 0 | 0 | 0 | 0
PV | 0 | 0 | 0 | 0 | 0 | 0
PeakG | 0.55 | 1.75 | 0.2 | 5.1 | 5.93 | 5.51
PeakO | 0 | 0 | 0 | 0 | 0 | 0
ST | 0 | 0 | 0 | 0 | 0 | 0
STOG | 0 | 0 | 0 | 0 | 0 | 0
STWD | 0 | 0 | 0 | 0 | 0 | 0
WT | 0 | 0 | 0 | 0 | 0 | 0
IGCC | 0 | 0 | 0 | 0 | 0 | 0
DemandResponse | 0 | 0 | 0 | 0 | 0 | 0
IGCC-CCS | 0 | 0 | 0 | 0 | 0 | 0
WT_off | 0 | 0 | 0 | 0 | 0 | 0
PseudoUnit | 0 | 0 | 0 | 0 | 0 | 0
FixedInterchange | 0 | 0 | 0 | 0 | 0 | 0
Fuel Cost by Reporting Type: SP15
ReportingType | 2015 | 2020 | 2025 | 2030 | 2035 | 2040
BM | 3.8 | 3.8 | 3.8 | 3.8 | 2.33 | 2.33
CC | 1365.42 | 998.23 | 940.77 | 924.48 | 853.85 | 565.07
CSP | 0 | 0 | 0 | 0 | 0 | 0
CT | 0 | 0 | 0 | 0 | 0 | 0
Coal | 4.66 | 3.9 | 3.9 | 3.44 | 0 | 0
Geo | 0 | 0 | 0 | 0 | 0 | 0
H | 0 | 0 | 0 | 0 | 0 | 0
LFG | 0.01 | 0.72 | 0.72 | 0.72 | 0.72 | 0.72
Nuc | 139.02 | 141.86 | 150.73 | 153.67 | 153.67 | 153.67
PS | 0 | 0 | 0 | 0 | 0 | 0
PV | 0 | 0 | 0 | 0 | 0 | 0
PeakG | 0 | 0 | 0 | 0 | 0 | 0
PeakO | 0 | 0 | 0 | 0 | 0 | 0
ST | 0 | 0 | 0 | 0 | 0 | 0
STOG | 10.94 | 15.87 | 5.3 | 14.59 | 32.34 | 52.18
STWD | 62.63 | 62.63 | 62.63 | 62.63 | 62.63 | 62.63
WT | 0 | 0 | 0 | 0 | 0 | 0
IGCC | 0 | 0 | 0 | 0 | 0 | 0
DemandResponse | 0 | 0 | 0 | 0 | 0 | 0
IGCC-CCS | 0 | 0 | 0 | 0 | 0 | 0
WT_off | 0 | 0 | 0 | 0 | 0 | 0
PseudoUnit | 0 | 0 | 0 | 0 | 0 | 0
FixedInterchange | 0 | 0 | 0 | 0 | 0 | 0
Fuel Cost by Reporting Type: ALB
ReportingType | 2015 | 2020 | 2025 | 2030 | 2035 | 2040
BM | 0 | 0 | 0 | 0 | 0 | 0
CC | 628.14 | 949.19 | 1238.67 | 1634.71 | 2111.58 | 2711.82
CSP | 0 | 0 | 0 | 0 | 0 | 0
CT | 0 | 0 | 0 | 0 | 0 | 0
Coal | 256.75 | 217.7 | 217.7 | 312.91 | 339.22 | 352.59
Geo | 0 | 0 | 0 | 0 | 0 | 0
H | 0 | 0 | 0 | 0 | 0 | 0
LFG | 0 | 0 | 0 | 0 | 0 | 0
Nuc | 0 | 0 | 0 | 0 | 0 | 0
PS | 0 | 0 | 0 | 0 | 0 | 0
PV | 0 | 0 | 0 | 0 | 0 | 0
PeakG | 0 | 0 | 0 | 0 | 0 | 0
PeakO | 0 | 0 | 0 | 0 | 0 | 0
ST | 0 | 0 | 0 | 0 | 0 | 0
STOG | 0 | 0 | 0 | 0 | 0 | 0
STWD | 0 | 0 | 0 | 0 | 0 | 0
WT | 0 | 0 | 0 | 0 | 0 | 0
IGCC | 0 | 0 | 0 | 0 | 0 | 0
DemandResponse | 0 | 0 | 0 | 0 | 0 | 0
IGCC-CCS | 0 | 0 | 0 | 0 | 0 | 0
WT_off | 0 | 0 | 0 | 0 | 0 | 0
PseudoUnit | 0 | 0 | 0 | 0 | 0 | 0
FixedInterchange | 0 | 0 | 0 | 0 | 0 | 0
Fuel Cost by Reporting Type: BC
ReportingType | 2015 | 2020 | 2025 | 2030 | 2035 | 2040
BM | 0 | 0 | 0 | 0 | 0 | 0
CC | 306.16 | 474.07 | 730.4 | 976.6 | 1394.37 | 1903.42
CSP | 0 | 0 | 0 | 0 | 0 | 0
CT | 0 | 0 | 0 | 0 | 0 | 0
Coal | 0 | 0 | 0 | 0 | 0 | 0
Geo | 0 | 0 | 0 | 0 | 0 | 0
H | 0 | 0 | 0 | 0 | 0 | 0
LFG | 0 | 0 | 0 | 0 | 0 | 0
Nuc | 0 | 0 | 0 | 0 | 0 | 0
PS | 0 | 0 | 0 | 0 | 0 | 0
PV | 0 | 0 | 0 | 0 | 0 | 0
PeakG | 0 | 0 | 0 | 0 | 0 | 0
PeakO | 0 | 0 | 0 | 0 | 0 | 0
ST | 0 | 0 | 0 | 0 | 0 | 0
STOG | 0 | 0 | 0 | 0 | 0 | 0
STWD | 0 | 0 | 0 | 0 | 0 | 0
WT | 0 | 0 | 0 | 0 | 0 | 0
IGCC | 0 | 0 | 0 | 0 | 0 | 0
DemandResponse | 0 | 0 | 0 | 0 | 0 | 0
IGCC-CCS | 0 | 0 | 0 | 0 | 0 | 0
WT_off | 0 | 0 | 0 | 0 | 0 | 0
PseudoUnit | 0 | 0 | 0 | 0 | 0 | 0
FixedInterchange | 0 | 0 | 0 | 0 | 0 | 0
Fuel Cost by Reporting Type: HQ_IESO
ReportingType | 2015 | 2020 | 2025 | 2030 | 2035 | 2040
BM | 0 | 0 | 0 | 0 | 0 | 0
CC | 0 | 0 | 0 | 0 | 0 | 0
CSP | 0 | 0 | 0 | 0 | 0 | 0
CT | 0 | 0 | 0 | 0 | 0 | 0
Coal | 0 | 0 | 0 | 0 | 0 | 0
Geo | 0 | 0 | 0 | 0 | 0 | 0
H | 0 | 0 | 0 | 0 | 0 | 0
LFG | 0 | 0 | 0 | 0 | 0 | 0
Nuc | 0 | 0 | 0 | 0 | 0 | 0
PS | 0 | 0 | 0 | 0 | 0 | 0
PV | 0 | 0 | 0 | 0 | 0 | 0
PeakG | 0 | 0 | 0 | 0 | 0 | 0
PeakO | 0 | 0 | 0 | 0 | 0 | 0
ST | 0 | 0 | 0 | 0 | 0 | 0
STOG | 0 | 0 | 0 | 0 | 0 | 0
STWD | 0 | 0 | 0 | 0 | 0 | 0
WT | 0 | 0 | 0 | 0 | 0 | 0
IGCC | 0 | 0 | 0 | 0 | 0 | 0
DemandResponse | 0 | 0 | 0 | 0 | 0 | 0
IGCC-CCS | 0 | 0 | 0 | 0 | 0 | 0
WT_off | 0 | 0 | 0 | 0 | 0 | 0
PseudoUnit | 0 | 0 | 0 | 0 | 0 | 0
FixedInterchange | 0 | 0 | 0 | 0 | 0 | 0
Fuel Cost by Reporting Type: HQ_NEISO
ReportingType | 2015 | 2020 | 2025 | 2030 | 2035 | 2040
BM | 0 | 0 | 0 | 0 | 0 | 0
CC | 0 | 0 | 0 | 0 | 0 | 0
CSP | 0 | 0 | 0 | 0 | 0 | 0
CT | 0 | 0 | 0 | 0 | 0 | 0
Coal | 0 | 0 | 0 | 0 | 0 | 0
Geo | 0 | 0 | 0 | 0 | 0 | 0
H | 0 | 0 | 0 | 0 | 0 | 0
LFG | 0 | 0 | 0 | 0 | 0 | 0
Nuc | 0 | 0 | 0 | 0 | 0 | 0
PS | 0 | 0 | 0 | 0 | 0 | 0
PV | 0 | 0 | 0 | 0 | 0 | 0
PeakG | 0 | 0 | 0 | 0 | 0 | 0
PeakO | 0 | 0 | 0 | 0 | 0 | 0
ST | 0 | 0 | 0 | 0 | 0 | 0
STOG | 0 | 0 | 0 | 0 | 0 | 0
STWD | 0 | 0 | 0 | 0 | 0 | 0
WT | 0 | 0 | 0 | 0 | 0 | 0
IGCC | 0 | 0 | 0 | 0 | 0 | 0
DemandResponse | 0 | 0 | 0 | 0 | 0 | 0
IGCC-CCS | 0 | 0 | 0 | 0 | 0 | 0
WT_off | 0 | 0 | 0 | 0 | 0 | 0
PseudoUnit | 0 | 0 | 0 | 0 | 0 | 0
FixedInterchange | 0 | 0 | 0 | 0 | 0 | 0
Fuel Cost by Reporting Type: HQ_NY
ReportingType | 2015 | 2020 | 2025 | 2030 | 2035 | 2040
BM | 0 | 0 | 0 | 0 | 0 | 0
CC | 0 | 0 | 0 | 0 | 0 | 0
CSP | 0 | 0 | 0 | 0 | 0 | 0
CT | 0 | 0 | 0 | 0 | 0 | 0
Coal | 0 | 0 | 0 | 0 | 0 | 0
Geo | 0 | 0 | 0 | 0 | 0 | 0
H | 0 | 0 | 0 | 0 | 0 | 0
LFG | 0 | 0 | 0 | 0 | 0 | 0
Nuc | 0 | 0 | 0 | 0 | 0 | 0
PS | 0 | 0 | 0 | 0 | 0 | 0
PV | 0 | 0 | 0 | 0 | 0 | 0
PeakG | 0 | 0 | 0 | 0 | 0 | 0
PeakO | 0 | 0 | 0 | 0 | 0 | 0
ST | 0 | 0 | 0 | 0 | 0 | 0
STOG | 0 | 0 | 0 | 0 | 0 | 0
STWD | 0 | 0 | 0 | 0 | 0 | 0
WT | 0 | 0 | 0 | 0 | 0 | 0
IGCC | 0 | 0 | 0 | 0 | 0 | 0
DemandResponse | 0 | 0 | 0 | 0 | 0 | 0
IGCC-CCS | 0 | 0 | 0 | 0 | 0 | 0
WT_off | 0 | 0 | 0 | 0 | 0 | 0
PseudoUnit | 0 | 0 | 0 | 0 | 0 | 0
FixedInterchange | 0 | 0 | 0 | 0 | 0 | 0
Fuel Cost by Reporting Type: MARITIMES
ReportingType | 2015 | 2020 | 2025 | 2030 | 2035 | 2040
BM | 0 | 0 | 0 | 0 | 0 | 0
CC | 0 | 0 | 0 | 0 | 0 | 0
CSP | 0 | 0 | 0 | 0 | 0 | 0
CT | 0 | 0 | 0 | 0 | 0 | 0
Coal | 0 | 0 | 0 | 0 | 0 | 0
Geo | 0 | 0 | 0 | 0 | 0 | 0
H | 0 | 0 | 0 | 0 | 0 | 0
LFG | 0 | 0 | 0 | 0 | 0 | 0
Nuc | 0 | 0 | 0 | 0 | 0 | 0
PS | 0 | 0 | 0 | 0 | 0 | 0
PV | 0 | 0 | 0 | 0 | 0 | 0
PeakG | 0 | 0 | 0 | 0 | 0 | 0
PeakO | 0 | 0 | 0 | 0 | 0 | 0
ST | 0 | 0 | 0 | 0 | 0 | 0
STOG | 0 | 0 | 0 | 0 | 0 | 0
STWD | 0 | 0 | 0 | 0 | 0 | 0
WT | 0 | 0 | 0 | 0 | 0 | 0
IGCC | 0 | 0 | 0 | 0 | 0 | 0
DemandResponse | 0 | 0 | 0 | 0 | 0 | 0
IGCC-CCS | 0 | 0 | 0 | 0 | 0 | 0
WT_off | 0 | 0 | 0 | 0 | 0 | 0
PseudoUnit | 0 | 0 | 0 | 0 | 0 | 0
FixedInterchange | 0 | 0 | 0 | 0 | 0 | 0
Fuel Cost by Reporting Type: All
ReportingType | 2015 | 2020 | 2025 | 2030 | 2035 | 2040
BM | 3.8 | 4 | 4.34 | 4.38 | 5.35 | 9.6
CC | 40420.74 | 52261.17 | 56888.53 | 67868.77 | 88748.21 | 106068.4
CSP | 0 | 0 | 0 | 0 | 0 | 0
CT | 55.41 | 92.89 | 129.74 | 143.92 | 190.65 | 242.75
Coal | 36787.7 | 34680.91 | 39041.26 | 42978.82 | 49455.79 | 56551.14
Geo | 0 | 0 | 0 | 0 | 0 | 0
H | 0 | 0 | 0 | 0 | 0 | 0
LFG | 0.25 | 2.74 | 5.56 | 6.49 | 6.49 | 6.49
Nuc | 7711.69 | 8128.82 | 8636.85 | 8698.16 | 6764.5 | 5326.78
PS | 0 | 0 | 0 | 0 | 0 | 0
PV | 0 | 0 | 0 | 0 | 0 | 0
PeakG | 182.71 | 264.28 | 557.62 | 602.6 | 667.88 | 568.02
PeakO | 0 | 0 | 0 | 0 | 0 | 0
ST | 0 | 0 | 0 | 0 | 0 | 0
STOG | 683.29 | 922.72 | 1193.98 | 1265.41 | 1396.47 | 1467.72
STWD | 318.62 | 351.84 | 412.16 | 537.71 | 557.59 | 574.52
WT | 0 | 0 | 0 | 0 | 0 | 0
IGCC | 90.48 | 91.3 | 92.53 | 100.2 | 103.93 | 111.1
DemandResponse | 0 | 0 | 0 | 0 | 0 | 0
IGCC-CCS | 0 | 0 | 0 | 0 | 0 | 0
WT_off | 0 | 0 | 0 | 0 | 0 | 0
PseudoUnit | 0 | 0 | 0 | 0 | 0 | 0
FixedInterchange | 0 | 0 | 0 | 0 | 0 | 0
Fuel Cost by Reporting Type: EI_US
ReportingType | 2015 | 2020 | 2025 | 2030 | 2035 | 2040
BM | 0 | 0.2 | 0.54 | 0.58 | 2.76 | 6.41
CC | 25469.32 | 34039.09 | 37379.53 | 44024.36 | 58689.95 | 71470.55
CSP | 0 | 0 | 0 | 0 | 0 | 0
CT | 55.41 | 92.62 | 121.94 | 133.1 | 187.25 | 230.49
Coal | 30858.21 | 28319.61 | 32018.66 | 35610.59 | 40768.22 | 45590.83
Geo | 0 | 0 | 0 | 0 | 0 | 0
H | 0 | 0 | 0 | 0 | 0 | 0
LFG | 0.18 | 0.82 | 3.19 | 4.11 | 4.11 | 4.11
Nuc | 5902.64 | 6282.88 | 6675.54 | 6698.54 | 4839.59 | 3513.57
PS | 0 | 0 | 0 | 0 | 0 | 0
PV | 0 | 0 | 0 | 0 | 0 | 0
PeakG | 182.17 | 261.83 | 530.6 | 559.4 | 605.9 | 551.2
PeakO | 0 | 0 | 0 | 0 | 0 | 0
ST | 0 | 0 | 0 | 0 | 0 | 0
STOG | 497.31 | 643.03 | 815.75 | 860.29 | 946.18 | 982.07
STWD | 0 | 5.85 | 11.07 | 19.14 | 39.04 | 55.97
WT | 0 | 0 | 0 | 0 | 0 | 0
IGCC | 90.48 | 91.3 | 92.53 | 100.2 | 103.93 | 111.1
DemandResponse | 0 | 0 | 0 | 0 | 0 | 0
IGCC-CCS | 0 | 0 | 0 | 0 | 0 | 0
WT_off | 0 | 0 | 0 | 0 | 0 | 0
PseudoUnit | 0 | 0 | 0 | 0 | 0 | 0
FixedInterchange | 0 | 0 | 0 | 0 | 0 | 0
Fuel Cost by Reporting Type: EI_Canada
ReportingType | 2015 | 2020 | 2025 | 2030 | 2035 | 2040
BM | 0 | 0 | 0 | 0 | 0.26 | 0.45
CC | 321.54 | 502.18 | 624.26 | 888.72 | 1482.58 | 2398.84
CSP | 0 | 0 | 0 | 0 | 0 | 0
CT | 0 | 0 | 0.2 | 0.22 | 2.68 | 11.58
Coal | 4.81 | 10.16 | 25.58 | 96.71 | 184.26 | 202.55
Geo | 0 | 0 | 0 | 0 | 0 | 0
H | 0 | 0 | 0 | 0 | 0 | 0
LFG | 0.02 | 0.02 | 0.02 | 0.02 | 0.02 | 0.02
Nuc | 854.23 | 871.65 | 926.13 | 944.22 | 869.51 | 757.82
PS | 0 | 0 | 0 | 0 | 0 | 0
PV | 0 | 0 | 0 | 0 | 0 | 0
PeakG | 0 | 0 | 0.56 | 0.73 | 1.56 | 1.7
PeakO | 0 | 0 | 0 | 0 | 0 | 0
ST | 0 | 0 | 0 | 0 | 0 | 0
STOG | 0 | 0 | 0 | 0.09 | 0.1 | 0.11
STWD | 0 | 0 | 0 | 0 | 0 | 0
WT | 0 | 0 | 0 | 0 | 0 | 0
IGCC | 0 | 0 | 0 | 0 | 0 | 0
DemandResponse | 0 | 0 | 0 | 0 | 0 | 0
IGCC-CCS | 0 | 0 | 0 | 0 | 0 | 0
WT_off | 0 | 0 | 0 | 0 | 0 | 0
PseudoUnit | 0 | 0 | 0 | 0 | 0 | 0
FixedInterchange | 0 | 0 | 0 | 0 | 0 | 0
Fuel Cost by Reporting Type: EI
ReportingType | 2015 | 2020 | 2025 | 2030 | 2035 | 2040
BM | 0 | 0.2 | 0.54 | 0.58 | 3.01 | 6.87
CC | 25790.85 | 34541.27 | 38003.8 | 44913.08 | 60172.53 | 73869.38
CSP | 0 | 0 | 0 | 0 | 0 | 0
CT | 55.41 | 92.62 | 122.14 | 133.32 | 189.93 | 242.07
Coal | 30863.02 | 28329.77 | 32044.24 | 35707.3 | 40952.47 | 45793.37
Geo | 0 | 0 | 0 | 0 | 0 | 0
H | 0 | 0 | 0 | 0 | 0 | 0
LFG | 0.2 | 0.84 | 3.21 | 4.13 | 4.13 | 4.13
Nuc | 6756.88 | 7154.54 | 7601.68 | 7642.76 | 5709.1 | 4271.39
PS | 0 | 0 | 0 | 0 | 0 | 0
PV | 0 | 0 | 0 | 0 | 0 | 0
PeakG | 182.17 | 261.83 | 531.15 | 560.13 | 607.46 | 552.9
PeakO | 0 | 0 | 0 | 0 | 0 | 0
ST | 0 | 0 | 0 | 0 | 0 | 0
STOG | 497.31 | 643.03 | 815.75 | 860.38 | 946.28 | 982.18
STWD | 0 | 5.85 | 11.07 | 19.14 | 39.04 | 55.97
WT | 0 | 0 | 0 | 0 | 0 | 0
IGCC | 90.48 | 91.3 | 92.53 | 100.2 | 103.93 | 111.1
DemandResponse | 0 | 0 | 0 | 0 | 0 | 0
IGCC-CCS | 0 | 0 | 0 | 0 | 0 | 0
WT_off | 0 | 0 | 0 | 0 | 0 | 0
PseudoUnit | 0 | 0 | 0 | 0 | 0 | 0
FixedInterchange | 0 | 0 | 0 | 0 | 0 | 0
Fuel Cost by Reporting Type: Outside_EI
ReportingType | 2015 | 2020 | 2025 | 2030 | 2035 | 2040
BM | 3.8 | 3.8 | 3.8 | 3.8 | 2.33 | 2.73
CC | 14629.88 | 17719.9 | 18884.74 | 22955.7 | 28575.68 | 32199.02
CSP | 0 | 0 | 0 | 0 | 0 | 0
CT | 0 | 0.27 | 7.6 | 10.6 | 0.72 | 0.68
Coal | 5924.68 | 6351.14 | 6997.02 | 7271.52 | 8503.32 | 10757.77
Geo | 0 | 0 | 0 | 0 | 0 | 0
H | 0 | 0 | 0 | 0 | 0 | 0
LFG | 0.05 | 1.9 | 2.36 | 2.36 | 2.36 | 2.36
Nuc | 954.81 | 974.28 | 1035.18 | 1055.4 | 1055.4 | 1055.4
PS | 0 | 0 | 0 | 0 | 0 | 0
PV | 0 | 0 | 0 | 0 | 0 | 0
PeakG | 0.55 | 2.45 | 26.47 | 42.47 | 60.42 | 15.12
PeakO | 0 | 0 | 0 | 0 | 0 | 0
ST | 0 | 0 | 0 | 0 | 0 | 0
STOG | 185.99 | 279.69 | 378.23 | 405.04 | 450.19 | 485.54
STWD | 318.62 | 345.99 | 401.09 | 518.56 | 518.55 | 518.55
WT | 0 | 0 | 0 | 0 | 0 | 0
IGCC | 0 | 0 | 0 | 0 | 0 | 0
DemandResponse | 0 | 0 | 0 | 0 | 0 | 0
IGCC-CCS | 0 | 0 | 0 | 0 | 0 | 0
WT_off | 0 | 0 | 0 | 0 | 0 | 0
PseudoUnit | 0 | 0 | 0 | 0 | 0 | 0
FixedInterchange | 0 | 0 | 0 | 0 | 0 | 0
#7 | 0.05: Emission Cost ($million)
==== Emission Program: TitleIV_CAIRSO2 : (SO2) ====
Emission Cost by Reporting Type: Entergy
ReportingType | 2015 | 2020 | 2025 | 2030 | 2035 | 2040
BM | 0 | 0 | 0 | 0 | 0 | 0
CC | 0 | 0 | 0 | 0 | 0 | 0
CSP | 0 | 0 | 0 | 0 | 0 | 0
CT | 0 | 0 | 0 | 0 | 0 | 0
Coal | 30.4 | 0 | 0 | 0 | 0 | 0
Geo | 0 | 0 | 0 | 0 | 0 | 0
H | 0 | 0 | 0 | 0 | 0 | 0
LFG | 0 | 0 | 0 | 0 | 0 | 0
Nuc | 0 | 0 | 0 | 0 | 0 | 0
PS | 0 | 0 | 0 | 0 | 0 | 0
PV | 0 | 0 | 0 | 0 | 0 | 0
PeakG | 0 | 0 | 0 | 0 | 0 | 0
PeakO | 0 | 0 | 0 | 0 | 0 | 0
ST | 0 | 0 | 0 | 0 | 0 | 0
STOG | 0 | 0 | 0 | 0 | 0 | 0
STWD | 0 | 0 | 0 | 0 | 0 | 0
WT | 0 | 0 | 0 | 0 | 0 | 0
IGCC | 0 | 0 | 0 | 0 | 0 | 0
DemandResponse | 0 | 0 | 0 | 0 | 0 | 0
IGCC-CCS | 0 | 0 | 0 | 0 | 0 | 0
WT_off | 0 | 0 | 0 | 0 | 0 | 0
PseudoUnit | 0 | 0 | 0 | 0 | 0 | 0
FixedInterchange | 0 | 0 | 0 | 0 | 0 | 0
Emission Cost by Reporting Type: FRCC
ReportingType | 2015 | 2020 | 2025 | 2030 | 2035 | 2040
BM | 0 | 0 | 0 | 0 | 0 | 0
CC | 0 | 0 | 0 | 0 | 0 | 0
CSP | 0 | 0 | 0 | 0 | 0 | 0
CT | 0 | 0 | 0 | 0 | 0 | 0
Coal | 6.36 | 0 | 0 | 0 | 0 | 0
Geo | 0 | 0 | 0 | 0 | 0 | 0
H | 0 | 0 | 0 | 0 | 0 | 0
LFG | 0 | 0 | 0 | 0 | 0 | 0
Nuc | 0 | 0 | 0 | 0 | 0 | 0
PS | 0 | 0 | 0 | 0 | 0 | 0
PV | 0 | 0 | 0 | 0 | 0 | 0
PeakG | 0 | 0 | 0 | 0 | 0 | 0
PeakO | 0 | 0 | 0 | 0 | 0 | 0
ST | 0 | 0 | 0 | 0 | 0 | 0
STOG | 0 | 0 | 0 | 0 | 0 | 0
STWD | 0 | 0 | 0 | 0 | 0 | 0
WT | 0 | 0 | 0 | 0 | 0 | 0
IGCC | 0 | 0 | 0 | 0 | 0 | 0
DemandResponse | 0 | 0 | 0 | 0 | 0 | 0
IGCC-CCS | 0 | 0 | 0 | 0 | 0 | 0
WT_off | 0 | 0 | 0 | 0 | 0 | 0
PseudoUnit | 0 | 0 | 0 | 0 | 0 | 0
FixedInterchange | 0 | 0 | 0 | 0 | 0 | 0
Emission Cost by Reporting Type: MAPP_US
ReportingType | 2015 | 2020 | 2025 | 2030 | 2035 | 2040
BM | 0 | 0 | 0 | 0 | 0 | 0
CC | 0 | 0 | 0 | 0 | 0 | 0
CSP | 0 | 0 | 0 | 0 | 0 | 0
CT | 0 | 0 | 0 | 0 | 0 | 0
Coal | 1.18 | 0 | 0 | 0 | 0 | 0
Geo | 0 | 0 | 0 | 0 | 0 | 0
H | 0 | 0 | 0 | 0 | 0 | 0
LFG | 0 | 0 | 0 | 0 | 0 | 0
Nuc | 0 | 0 | 0 | 0 | 0 | 0
PS | 0 | 0 | 0 | 0 | 0 | 0
PV | 0 | 0 | 0 | 0 | 0 | 0
PeakG | 0 | 0 | 0 | 0 | 0 | 0
PeakO | 0 | 0 | 0 | 0 | 0 | 0
ST | 0 | 0 | 0 | 0 | 0 | 0
STOG | 0 | 0 | 0 | 0 | 0 | 0
STWD | 0 | 0 | 0 | 0 | 0 | 0
WT | 0 | 0 | 0 | 0 | 0 | 0
IGCC | 0 | 0 | 0 | 0 | 0 | 0
DemandResponse | 0 | 0 | 0 | 0 | 0 | 0
IGCC-CCS | 0 | 0 | 0 | 0 | 0 | 0
WT_off | 0 | 0 | 0 | 0 | 0 | 0
PseudoUnit | 0 | 0 | 0 | 0 | 0 | 0
FixedInterchange | 0 | 0 | 0 | 0 | 0 | 0
Emission Cost by Reporting Type: MISO_IN
ReportingType | 2015 | 2020 | 2025 | 2030 | 2035 | 2040
BM | 0 | 0 | 0 | 0 | 0 | 0
CC | 0 | 0 | 0 | 0 | 0 | 0
CSP | 0 | 0 | 0 | 0 | 0 | 0
CT | 0 | 0 | 0 | 0 | 0 | 0
Coal | 24.35 | 0 | 0 | 0 | 0 | 0
Geo | 0 | 0 | 0 | 0 | 0 | 0
H | 0 | 0 | 0 | 0 | 0 | 0
LFG | 0 | 0 | 0 | 0 | 0 | 0
Nuc | 0 | 0 | 0 | 0 | 0 | 0
PS | 0 | 0 | 0 | 0 | 0 | 0
PV | 0 | 0 | 0 | 0 | 0 | 0
PeakG | 0 | 0 | 0 | 0 | 0 | 0
PeakO | 0 | 0 | 0 | 0 | 0 | 0
ST | 0 | 0 | 0 | 0 | 0 | 0
STOG | 0 | 0 | 0 | 0 | 0 | 0
STWD | 0 | 0 | 0 | 0 | 0 | 0
WT | 0 | 0 | 0 | 0 | 0 | 0
IGCC | 0.2 | 0 | 0 | 0 | 0 | 0
DemandResponse | 0 | 0 | 0 | 0 | 0 | 0
IGCC-CCS | 0 | 0 | 0 | 0 | 0 | 0
WT_off | 0 | 0 | 0 | 0 | 0 | 0
PseudoUnit | 0 | 0 | 0 | 0 | 0 | 0
FixedInterchange | 0 | 0 | 0 | 0 | 0 | 0
Emission Cost by Reporting Type: MISO_MI
ReportingType | 2015 | 2020 | 2025 | 2030 | 2035 | 2040
BM | 0 | 0 | 0 | 0 | 0 | 0
CC | 0 | 0 | 0 | 0 | 0 | 0
CSP | 0 | 0 | 0 | 0 | 0 | 0
CT | 0 | 0 | 0 | 0 | 0 | 0
Coal | 23.36 | 0 | 0 | 0 | 0 | 0
Geo | 0 | 0 | 0 | 0 | 0 | 0
H | 0 | 0 | 0 | 0 | 0 | 0
LFG | 0 | 0 | 0 | 0 | 0 | 0
Nuc | 0 | 0 | 0 | 0 | 0 | 0
PS | 0 | 0 | 0 | 0 | 0 | 0
PV | 0 | 0 | 0 | 0 | 0 | 0
PeakG | 0 | 0 | 0 | 0 | 0 | 0
PeakO | 0 | 0 | 0 | 0 | 0 | 0
ST | 0 | 0 | 0 | 0 | 0 | 0
STOG | 0 | 0 | 0 | 0 | 0 | 0
STWD | 0 | 0 | 0 | 0 | 0 | 0
WT | 0 | 0 | 0 | 0 | 0 | 0
IGCC | 0 | 0 | 0 | 0 | 0 | 0
DemandResponse | 0 | 0 | 0 | 0 | 0 | 0
IGCC-CCS | 0 | 0 | 0 | 0 | 0 | 0
WT_off | 0 | 0 | 0 | 0 | 0 | 0
PseudoUnit | 0 | 0 | 0 | 0 | 0 | 0
FixedInterchange | 0 | 0 | 0 | 0 | 0 | 0
Emission Cost by Reporting Type: MISO_MO-IL
ReportingType | 2015 | 2020 | 2025 | 2030 | 2035 | 2040
BM | 0 | 0 | 0 | 0 | 0 | 0
CC | 0 | 0 | 0 | 0 | 0 | 0
CSP | 0 | 0 | 0 | 0 | 0 | 0
CT | 0 | 0 | 0 | 0 | 0 | 0
Coal | 46.5 | 0 | 0 | 0 | 0 | 0
Geo | 0 | 0 | 0 | 0 | 0 | 0
H | 0 | 0 | 0 | 0 | 0 | 0
LFG | 0 | 0 | 0 | 0 | 0 | 0
Nuc | 0 | 0 | 0 | 0 | 0 | 0
PS | 0 | 0 | 0 | 0 | 0 | 0
PV | 0 | 0 | 0 | 0 | 0 | 0
PeakG | 0 | 0 | 0 | 0 | 0 | 0
PeakO | 0 | 0 | 0 | 0 | 0 | 0
ST | 0 | 0 | 0 | 0 | 0 | 0
STOG | 0 | 0 | 0 | 0 | 0 | 0
STWD | 0 | 0 | 0 | 0 | 0 | 0
WT | 0 | 0 | 0 | 0 | 0 | 0
IGCC | 0 | 0 | 0 | 0 | 0 | 0
DemandResponse | 0 | 0 | 0 | 0 | 0 | 0
IGCC-CCS | 0 | 0 | 0 | 0 | 0 | 0
WT_off | 0 | 0 | 0 | 0 | 0 | 0
PseudoUnit | 0 | 0 | 0 | 0 | 0 | 0
FixedInterchange | 0 | 0 | 0 | 0 | 0 | 0
Emission Cost by Reporting Type: MISO_W
ReportingType | 2015 | 2020 | 2025 | 2030 | 2035 | 2040
BM | 0 | 0 | 0 | 0 | 0 | 0
CC | 0 | 0 | 0 | 0 | 0 | 0
CSP | 0 | 0 | 0 | 0 | 0 | 0
CT | 0 | 0 | 0 | 0 | 0 | 0
Coal | 22.94 | 0 | 0 | 0 | 0 | 0
Geo | 0 | 0 | 0 | 0 | 0 | 0
H | 0 | 0 | 0 | 0 | 0 | 0
LFG | 0 | 0 | 0 | 0 | 0 | 0
Nuc | 0 | 0 | 0 | 0 | 0 | 0
PS | 0 | 0 | 0 | 0 | 0 | 0
PV | 0 | 0 | 0 | 0 | 0 | 0
PeakG | 0 | 0 | 0 | 0 | 0 | 0
PeakO | 0 | 0 | 0 | 0 | 0 | 0
ST | 0 | 0 | 0 | 0 | 0 | 0
STOG | 0 | 0 | 0 | 0 | 0 | 0
STWD | 0 | 0 | 0 | 0 | 0 | 0
WT | 0 | 0 | 0 | 0 | 0 | 0
IGCC | 0 | 0 | 0 | 0 | 0 | 0
DemandResponse | 0 | 0 | 0 | 0 | 0 | 0
IGCC-CCS | 0 | 0 | 0 | 0 | 0 | 0
WT_off | 0 | 0 | 0 | 0 | 0 | 0
PseudoUnit | 0 | 0 | 0 | 0 | 0 | 0
FixedInterchange | 0 | 0 | 0 | 0 | 0 | 0
Emission Cost by Reporting Type: MISO_WUMS
ReportingType | 2015 | 2020 | 2025 | 2030 | 2035 | 2040
BM | 0 | 0 | 0 | 0 | 0 | 0
CC | 0 | 0 | 0 | 0 | 0 | 0
CSP | 0 | 0 | 0 | 0 | 0 | 0
CT | 0 | 0 | 0 | 0 | 0 | 0
Coal | 3 | 0 | 0 | 0 | 0 | 0
Geo | 0 | 0 | 0 | 0 | 0 | 0
H | 0 | 0 | 0 | 0 | 0 | 0
LFG | 0 | 0 | 0 | 0 | 0 | 0
Nuc | 0 | 0 | 0 | 0 | 0 | 0
PS | 0 | 0 | 0 | 0 | 0 | 0
PV | 0 | 0 | 0 | 0 | 0 | 0
PeakG | 0 | 0 | 0 | 0 | 0 | 0
PeakO | 0 | 0 | 0 | 0 | 0 | 0
ST | 0 | 0 | 0 | 0 | 0 | 0
STOG | 0 | 0 | 0 | 0 | 0 | 0
STWD | 0 | 0 | 0 | 0 | 0 | 0
WT | 0 | 0 | 0 | 0 | 0 | 0
IGCC | 0 | 0 | 0 | 0 | 0 | 0
DemandResponse | 0 | 0 | 0 | 0 | 0 | 0
IGCC-CCS | 0 | 0 | 0 | 0 | 0 | 0
WT_off | 0 | 0 | 0 | 0 | 0 | 0
PseudoUnit | 0 | 0 | 0 | 0 | 0 | 0
FixedInterchange | 0 | 0 | 0 | 0 | 0 | 0
Emission Cost by Reporting Type: Nebraska
ReportingType | 2015 | 2020 | 2025 | 2030 | 2035 | 2040
BM | 0 | 0 | 0 | 0 | 0 | 0
CC | 0 | 0 | 0 | 0 | 0 | 0
CSP | 0 | 0 | 0 | 0 | 0 | 0
CT | 0 | 0 | 0 | 0 | 0 | 0
Coal | 3.54 | 0 | 0 | 0 | 0 | 0
Geo | 0 | 0 | 0 | 0 | 0 | 0
H | 0 | 0 | 0 | 0 | 0 | 0
LFG | 0 | 0 | 0 | 0 | 0 | 0
Nuc | 0 | 0 | 0 | 0 | 0 | 0
PS | 0 | 0 | 0 | 0 | 0 | 0
PV | 0 | 0 | 0 | 0 | 0 | 0
PeakG | 0 | 0 | 0 | 0 | 0 | 0
PeakO | 0 | 0 | 0 | 0 | 0 | 0
ST | 0 | 0 | 0 | 0 | 0 | 0
STOG | 0 | 0 | 0 | 0 | 0 | 0
STWD | 0 | 0 | 0 | 0 | 0 | 0
WT | 0 | 0 | 0 | 0 | 0 | 0
IGCC | 0 | 0 | 0 | 0 | 0 | 0
DemandResponse | 0 | 0 | 0 | 0 | 0 | 0
IGCC-CCS | 0 | 0 | 0 | 0 | 0 | 0
WT_off | 0 | 0 | 0 | 0 | 0 | 0
PseudoUnit | 0 | 0 | 0 | 0 | 0 | 0
FixedInterchange | 0 | 0 | 0 | 0 | 0 | 0
Emission Cost by Reporting Type: NEISO
ReportingType | 2015 | 2020 | 2025 | 2030 | 2035 | 2040
BM | 0 | 0 | 0 | 0 | 0 | 0
CC | 0 | 0 | 0 | 0 | 0 | 0
CSP | 0 | 0 | 0 | 0 | 0 | 0
CT | 0 | 0 | 0 | 0 | 0 | 0
Coal | 0 | 0 | 0 | 0 | 0 | 0
Geo | 0 | 0 | 0 | 0 | 0 | 0
H | 0 | 0 | 0 | 0 | 0 | 0
LFG | 0 | 0 | 0 | 0 | 0 | 0
Nuc | 0 | 0 | 0 | 0 | 0 | 0
PS | 0 | 0 | 0 | 0 | 0 | 0
PV | 0 | 0 | 0 | 0 | 0 | 0
PeakG | 0 | 0 | 0 | 0 | 0 | 0
PeakO | 0 | 0 | 0 | 0 | 0 | 0
ST | 0 | 0 | 0 | 0 | 0 | 0
STOG | 0 | 0 | 0 | 0 | 0 | 0
STWD | 0 | 0 | 0 | 0 | 0 | 0
WT | 0 | 0 | 0 | 0 | 0 | 0
IGCC | 0 | 0 | 0 | 0 | 0 | 0
DemandResponse | 0 | 0 | 0 | 0 | 0 | 0
IGCC-CCS | 0 | 0 | 0 | 0 | 0 | 0
WT_off | 0 | 0 | 0 | 0 | 0 | 0
PseudoUnit | 0 | 0 | 0 | 0 | 0 | 0
FixedInterchange | 0 | 0 | 0 | 0 | 0 | 0
Emission Cost by Reporting Type: NonRTO_Midwest
ReportingType | 2015 | 2020 | 2025 | 2030 | 2035 | 2040
BM | 0 | 0 | 0 | 0 | 0 | 0
CC | 0 | 0 | 0 | 0 | 0 | 0
CSP | 0 | 0 | 0 | 0 | 0 | 0
CT | 0 | 0 | 0 | 0 | 0 | 0
Coal | 15.27 | 0 | 0 | 0 | 0 | 0
Geo | 0 | 0 | 0 | 0 | 0 | 0
H | 0 | 0 | 0 | 0 | 0 | 0
LFG | 0 | 0 | 0 | 0 | 0 | 0
Nuc | 0 | 0 | 0 | 0 | 0 | 0
PS | 0 | 0 | 0 | 0 | 0 | 0
PV | 0 | 0 | 0 | 0 | 0 | 0
PeakG | 0 | 0 | 0 | 0 | 0 | 0
PeakO | 0 | 0 | 0 | 0 | 0 | 0
ST | 0 | 0 | 0 | 0 | 0 | 0
STOG | 0 | 0 | 0 | 0 | 0 | 0
STWD | 0 | 0 | 0 | 0 | 0 | 0
WT | 0 | 0 | 0 | 0 | 0 | 0
IGCC | 0 | 0 | 0 | 0 | 0 | 0
DemandResponse | 0 | 0 | 0 | 0 | 0 | 0
IGCC-CCS | 0 | 0 | 0 | 0 | 0 | 0
WT_off | 0 | 0 | 0 | 0 | 0 | 0
PseudoUnit | 0 | 0 | 0 | 0 | 0 | 0
FixedInterchange | 0 | 0 | 0 | 0 | 0 | 0
Emission Cost by Reporting Type: NYISO_A-F
ReportingType | 2015 | 2020 | 2025 | 2030 | 2035 | 2040
BM | 0 | 0 | 0 | 0 | 0 | 0
CC | 0 | 0 | 0 | 0 | 0 | 0
CSP | 0 | 0 | 0 | 0 | 0 | 0
CT | 0 | 0 | 0 | 0 | 0 | 0
Coal | 0 | 0 | 0 | 0 | 0 | 0
Geo | 0 | 0 | 0 | 0 | 0 | 0
H | 0 | 0 | 0 | 0 | 0 | 0
LFG | 0 | 0 | 0 | 0 | 0 | 0
Nuc | 0 | 0 | 0 | 0 | 0 | 0
PS | 0 | 0 | 0 | 0 | 0 | 0
PV | 0 | 0 | 0 | 0 | 0 | 0
PeakG | 0 | 0 | 0 | 0 | 0 | 0
PeakO | 0 | 0 | 0 | 0 | 0 | 0
ST | 0 | 0 | 0 | 0 | 0 | 0
STOG | 0 | 0 | 0 | 0 | 0 | 0
STWD | 0 | 0 | 0 | 0 | 0 | 0
WT | 0 | 0 | 0 | 0 | 0 | 0
IGCC | 0 | 0 | 0 | 0 | 0 | 0
DemandResponse | 0 | 0 | 0 | 0 | 0 | 0
IGCC-CCS | 0 | 0 | 0 | 0 | 0 | 0
WT_off | 0 | 0 | 0 | 0 | 0 | 0
PseudoUnit | 0 | 0 | 0 | 0 | 0 | 0
FixedInterchange | 0 | 0 | 0 | 0 | 0 | 0
Emission Cost by Reporting Type: NYISO_G-I
ReportingType | 2015 | 2020 | 2025 | 2030 | 2035 | 2040
BM | 0 | 0 | 0 | 0 | 0 | 0
CC | 0 | 0 | 0 | 0 | 0 | 0
CSP | 0 | 0 | 0 | 0 | 0 | 0
CT | 0 | 0 | 0 | 0 | 0 | 0
Coal | 0 | 0 | 0 | 0 | 0 | 0
Geo | 0 | 0 | 0 | 0 | 0 | 0
H | 0 | 0 | 0 | 0 | 0 | 0
LFG | 0 | 0 | 0 | 0 | 0 | 0
Nuc | 0 | 0 | 0 | 0 | 0 | 0
PS | 0 | 0 | 0 | 0 | 0 | 0
PV | 0 | 0 | 0 | 0 | 0 | 0
PeakG | 0 | 0 | 0 | 0 | 0 | 0
PeakO | 0 | 0 | 0 | 0 | 0 | 0
ST | 0 | 0 | 0 | 0 | 0 | 0
STOG | 0 | 0 | 0 | 0 | 0 | 0
STWD | 0 | 0 | 0 | 0 | 0 | 0
WT | 0 | 0 | 0 | 0 | 0 | 0
IGCC | 0 | 0 | 0 | 0 | 0 | 0
DemandResponse | 0 | 0 | 0 | 0 | 0 | 0
IGCC-CCS | 0 | 0 | 0 | 0 | 0 | 0
WT_off | 0 | 0 | 0 | 0 | 0 | 0
PseudoUnit | 0 | 0 | 0 | 0 | 0 | 0
FixedInterchange | 0 | 0 | 0 | 0 | 0 | 0
Emission Cost by Reporting Type: NYISO_J-K
ReportingType | 2015 | 2020 | 2025 | 2030 | 2035 | 2040
BM | 0 | 0 | 0 | 0 | 0 | 0
CC | 0 | 0 | 0 | 0 | 0 | 0
CSP | 0 | 0 | 0 | 0 | 0 | 0
CT | 0 | 0 | 0 | 0 | 0 | 0
Coal | 0 | 0 | 0 | 0 | 0 | 0
Geo | 0 | 0 | 0 | 0 | 0 | 0
H | 0 | 0 | 0 | 0 | 0 | 0
LFG | 0 | 0 | 0 | 0 | 0 | 0
Nuc | 0 | 0 | 0 | 0 | 0 | 0
PS | 0 | 0 | 0 | 0 | 0 | 0
PV | 0 | 0 | 0 | 0 | 0 | 0
PeakG | 0 | 0 | 0 | 0 | 0 | 0
PeakO | 0 | 0 | 0 | 0 | 0 | 0
ST | 0 | 0 | 0 | 0 | 0 | 0
STOG | 0 | 0 | 0 | 0 | 0 | 0
STWD | 0 | 0 | 0 | 0 | 0 | 0
WT | 0 | 0 | 0 | 0 | 0 | 0
IGCC | 0 | 0 | 0 | 0 | 0 | 0
DemandResponse | 0 | 0 | 0 | 0 | 0 | 0
IGCC-CCS | 0 | 0 | 0 | 0 | 0 | 0
WT_off | 0 | 0 | 0 | 0 | 0 | 0
PseudoUnit | 0 | 0 | 0 | 0 | 0 | 0
FixedInterchange | 0 | 0 | 0 | 0 | 0 | 0
Emission Cost by Reporting Type: PJM_E
ReportingType | 2015 | 2020 | 2025 | 2030 | 2035 | 2040
BM | 0 | 0 | 0 | 0 | 0 | 0
CC | 0 | 0 | 0 | 0 | 0 | 0
CSP | 0 | 0 | 0 | 0 | 0 | 0
CT | 0 | 0 | 0 | 0 | 0 | 0
Coal | 0.04 | 0 | 0 | 0 | 0 | 0
Geo | 0 | 0 | 0 | 0 | 0 | 0
H | 0 | 0 | 0 | 0 | 0 | 0
LFG | 0 | 0 | 0 | 0 | 0 | 0
Nuc | 0 | 0 | 0 | 0 | 0 | 0
PS | 0 | 0 | 0 | 0 | 0 | 0
PV | 0 | 0 | 0 | 0 | 0 | 0
PeakG | 0 | 0 | 0 | 0 | 0 | 0
PeakO | 0 | 0 | 0 | 0 | 0 | 0
ST | 0 | 0 | 0 | 0 | 0 | 0
STOG | 0 | 0 | 0 | 0 | 0 | 0
STWD | 0 | 0 | 0 | 0 | 0 | 0
WT | 0 | 0 | 0 | 0 | 0 | 0
IGCC | 0 | 0 | 0 | 0 | 0 | 0
DemandResponse | 0 | 0 | 0 | 0 | 0 | 0
IGCC-CCS | 0 | 0 | 0 | 0 | 0 | 0
WT_off | 0 | 0 | 0 | 0 | 0 | 0
PseudoUnit | 0 | 0 | 0 | 0 | 0 | 0
FixedInterchange | 0 | 0 | 0 | 0 | 0 | 0
Emission Cost by Reporting Type: PJM_ROM
ReportingType | 2015 | 2020 | 2025 | 2030 | 2035 | 2040
BM | 0 | 0 | 0 | 0 | 0 | 0
CC | 0 | 0 | 0 | 0 | 0 | 0
CSP | 0 | 0 | 0 | 0 | 0 | 0
CT | 0 | 0 | 0 | 0 | 0 | 0
Coal | 14.01 | 0 | 0 | 0 | 0 | 0
Geo | 0 | 0 | 0 | 0 | 0 | 0
H | 0 | 0 | 0 | 0 | 0 | 0
LFG | 0 | 0 | 0 | 0 | 0 | 0
Nuc | 0 | 0 | 0 | 0 | 0 | 0
PS | 0 | 0 | 0 | 0 | 0 | 0
PV | 0 | 0 | 0 | 0 | 0 | 0
PeakG | 0 | 0 | 0 | 0 | 0 | 0
PeakO | 0 | 0 | 0 | 0 | 0 | 0
ST | 0 | 0 | 0 | 0 | 0 | 0
STOG | 0 | 0 | 0 | 0 | 0 | 0
STWD | 0 | 0 | 0 | 0 | 0 | 0
WT | 0 | 0 | 0 | 0 | 0 | 0
IGCC | 0 | 0 | 0 | 0 | 0 | 0
DemandResponse | 0 | 0 | 0 | 0 | 0 | 0
IGCC-CCS | 0 | 0 | 0 | 0 | 0 | 0
WT_off | 0 | 0 | 0 | 0 | 0 | 0
PseudoUnit | 0 | 0 | 0 | 0 | 0 | 0
FixedInterchange | 0 | 0 | 0 | 0 | 0 | 0
Emission Cost by Reporting Type: PJM_ROR
ReportingType | 2015 | 2020 | 2025 | 2030 | 2035 | 2040
BM | 0 | 0 | 0 | 0 | 0 | 0
CC | 0 | 0 | 0 | 0 | 0 | 0
CSP | 0 | 0 | 0 | 0 | 0 | 0
CT | 0 | 0 | 0 | 0 | 0 | 0
Coal | 120.01 | 0 | 0 | 0 | 0 | 0
Geo | 0 | 0 | 0 | 0 | 0 | 0
H | 0 | 0 | 0 | 0 | 0 | 0
LFG | 0 | 0 | 0 | 0 | 0 | 0
Nuc | 0 | 0 | 0 | 0 | 0 | 0
PS | 0 | 0 | 0 | 0 | 0 | 0
PV | 0 | 0 | 0 | 0 | 0 | 0
PeakG | 0 | 0 | 0 | 0 | 0 | 0
PeakO | 0 | 0 | 0 | 0 | 0 | 0
ST | 0 | 0 | 0 | 0 | 0 | 0
STOG | 0 | 0 | 0 | 0 | 0 | 0
STWD | 0 | 0 | 0 | 0 | 0 | 0
WT | 0 | 0 | 0 | 0 | 0 | 0
IGCC | 0 | 0 | 0 | 0 | 0 | 0
DemandResponse | 0 | 0 | 0 | 0 | 0 | 0
IGCC-CCS | 0 | 0 | 0 | 0 | 0 | 0
WT_off | 0 | 0 | 0 | 0 | 0 | 0
PseudoUnit | 0 | 0 | 0 | 0 | 0 | 0
FixedInterchange | 0 | 0 | 0 | 0 | 0 | 0
Emission Cost by Reporting Type: SOCO
ReportingType | 2015 | 2020 | 2025 | 2030 | 2035 | 2040
BM | 0 | 0 | 0 | 0 | 0 | 0
CC | 0 | 0 | 0 | 0 | 0 | 0
CSP | 0 | 0 | 0 | 0 | 0 | 0
CT | 0 | 0 | 0 | 0 | 0 | 0
Coal | 35.11 | 0 | 0 | 0 | 0 | 0
Geo | 0 | 0 | 0 | 0 | 0 | 0
H | 0 | 0 | 0 | 0 | 0 | 0
LFG | 0 | 0 | 0 | 0 | 0 | 0
Nuc | 0 | 0 | 0 | 0 | 0 | 0
PS | 0 | 0 | 0 | 0 | 0 | 0
PV | 0 | 0 | 0 | 0 | 0 | 0
PeakG | 0 | 0 | 0 | 0 | 0 | 0
PeakO | 0 | 0 | 0 | 0 | 0 | 0
ST | 0 | 0 | 0 | 0 | 0 | 0
STOG | 0 | 0 | 0 | 0 | 0 | 0
STWD | 0 | 0 | 0 | 0 | 0 | 0
WT | 0 | 0 | 0 | 0 | 0 | 0
IGCC | 0 | 0 | 0 | 0 | 0 | 0
DemandResponse | 0 | 0 | 0 | 0 | 0 | 0
IGCC-CCS | 0 | 0 | 0 | 0 | 0 | 0
WT_off | 0 | 0 | 0 | 0 | 0 | 0
PseudoUnit | 0 | 0 | 0 | 0 | 0 | 0
FixedInterchange | 0 | 0 | 0 | 0 | 0 | 0
Emission Cost by Reporting Type: SPP_N
ReportingType | 2015 | 2020 | 2025 | 2030 | 2035 | 2040
BM | 0 | 0 | 0 | 0 | 0 | 0
CC | 0 | 0 | 0 | 0 | 0 | 0
CSP | 0 | 0 | 0 | 0 | 0 | 0
CT | 0 | 0 | 0 | 0 | 0 | 0
Coal | 5.06 | 0 | 0 | 0 | 0 | 0
Geo | 0 | 0 | 0 | 0 | 0 | 0
H | 0 | 0 | 0 | 0 | 0 | 0
LFG | 0 | 0 | 0 | 0 | 0 | 0
Nuc | 0 | 0 | 0 | 0 | 0 | 0
PS | 0 | 0 | 0 | 0 | 0 | 0
PV | 0 | 0 | 0 | 0 | 0 | 0
PeakG | 0 | 0 | 0 | 0 | 0 | 0
PeakO | 0 | 0 | 0 | 0 | 0 | 0
ST | 0 | 0 | 0 | 0 | 0 | 0
STOG | 0 | 0 | 0 | 0 | 0 | 0
STWD | 0 | 0 | 0 | 0 | 0 | 0
WT | 0 | 0 | 0 | 0 | 0 | 0
IGCC | 0 | 0 | 0 | 0 | 0 | 0
DemandResponse | 0 | 0 | 0 | 0 | 0 | 0
IGCC-CCS | 0 | 0 | 0 | 0 | 0 | 0
WT_off | 0 | 0 | 0 | 0 | 0 | 0
PseudoUnit | 0 | 0 | 0 | 0 | 0 | 0
FixedInterchange | 0 | 0 | 0 | 0 | 0 | 0
Emission Cost by Reporting Type: SPP_S
ReportingType | 2015 | 2020 | 2025 | 2030 | 2035 | 2040
BM | 0 | 0 | 0 | 0 | 0 | 0
CC | 0 | 0 | 0 | 0 | 0 | 0
CSP | 0 | 0 | 0 | 0 | 0 | 0
CT | 0 | 0 | 0 | 0 | 0 | 0
Coal | 16.59 | 0 | 0 | 0 | 0 | 0
Geo | 0 | 0 | 0 | 0 | 0 | 0
H | 0 | 0 | 0 | 0 | 0 | 0
LFG | 0 | 0 | 0 | 0 | 0 | 0
Nuc | 0 | 0 | 0 | 0 | 0 | 0
PS | 0 | 0 | 0 | 0 | 0 | 0
PV | 0 | 0 | 0 | 0 | 0 | 0
PeakG | 0 | 0 | 0 | 0 | 0 | 0
PeakO | 0 | 0 | 0 | 0 | 0 | 0
ST | 0 | 0 | 0 | 0 | 0 | 0
STOG | 0 | 0 | 0 | 0 | 0 | 0
STWD | 0 | 0 | 0 | 0 | 0 | 0
WT | 0 | 0 | 0 | 0 | 0 | 0
IGCC | 0 | 0 | 0 | 0 | 0 | 0
DemandResponse | 0 | 0 | 0 | 0 | 0 | 0
IGCC-CCS | 0 | 0 | 0 | 0 | 0 | 0
WT_off | 0 | 0 | 0 | 0 | 0 | 0
PseudoUnit | 0 | 0 | 0 | 0 | 0 | 0
FixedInterchange | 0 | 0 | 0 | 0 | 0 | 0
Emission Cost by Reporting Type: TVA
ReportingType | 2015 | 2020 | 2025 | 2030 | 2035 | 2040
BM | 0 | 0 | 0 | 0 | 0 | 0
CC | 0 | 0 | 0 | 0 | 0 | 0
CSP | 0 | 0 | 0 | 0 | 0 | 0
CT | 0 | 0 | 0 | 0 | 0 | 0
Coal | 22.68 | 0 | 0 | 0 | 0 | 0
Geo | 0 | 0 | 0 | 0 | 0 | 0
H | 0 | 0 | 0 | 0 | 0 | 0
LFG | 0 | 0 | 0 | 0 | 0 | 0
Nuc | 0 | 0 | 0 | 0 | 0 | 0
PS | 0 | 0 | 0 | 0 | 0 | 0
PV | 0 | 0 | 0 | 0 | 0 | 0
PeakG | 0 | 0 | 0 | 0 | 0 | 0
PeakO | 0 | 0 | 0 | 0 | 0 | 0
ST | 0 | 0 | 0 | 0 | 0 | 0
STOG | 0 | 0 | 0 | 0 | 0 | 0
STWD | 0 | 0 | 0 | 0 | 0 | 0
WT | 0 | 0 | 0 | 0 | 0 | 0
IGCC | 0 | 0 | 0 | 0 | 0 | 0
DemandResponse | 0 | 0 | 0 | 0 | 0 | 0
IGCC-CCS | 0 | 0 | 0 | 0 | 0 | 0
WT_off | 0 | 0 | 0 | 0 | 0 | 0
PseudoUnit | 0 | 0 | 0 | 0 | 0 | 0
FixedInterchange | 0 | 0 | 0 | 0 | 0 | 0
Emission Cost by Reporting Type: TVA_Transmission
ReportingType | 2015 | 2020 | 2025 | 2030 | 2035 | 2040
BM | 0 | 0 | 0 | 0 | 0 | 0
CC | 0 | 0 | 0 | 0 | 0 | 0
CSP | 0 | 0 | 0 | 0 | 0 | 0
CT | 0 | 0 | 0 | 0 | 0 | 0
Coal | 0 | 0 | 0 | 0 | 0 | 0
Geo | 0 | 0 | 0 | 0 | 0 | 0
H | 0 | 0 | 0 | 0 | 0 | 0
LFG | 0 | 0 | 0 | 0 | 0 | 0
Nuc | 0 | 0 | 0 | 0 | 0 | 0
PS | 0 | 0 | 0 | 0 | 0 | 0
PV | 0 | 0 | 0 | 0 | 0 | 0
PeakG | 0 | 0 | 0 | 0 | 0 | 0
PeakO | 0 | 0 | 0 | 0 | 0 | 0
ST | 0 | 0 | 0 | 0 | 0 | 0
STOG | 0 | 0 | 0 | 0 | 0 | 0
STWD | 0 | 0 | 0 | 0 | 0 | 0
WT | 0 | 0 | 0 | 0 | 0 | 0
IGCC | 0 | 0 | 0 | 0 | 0 | 0
DemandResponse | 0 | 0 | 0 | 0 | 0 | 0
IGCC-CCS | 0 | 0 | 0 | 0 | 0 | 0
WT_off | 0 | 0 | 0 | 0 | 0 | 0
PseudoUnit | 0 | 0 | 0 | 0 | 0 | 0
FixedInterchange | 0 | 0 | 0 | 0 | 0 | 0
Emission Cost by Reporting Type: VACAR
ReportingType | 2015 | 2020 | 2025 | 2030 | 2035 | 2040
BM | 0 | 0 | 0 | 0 | 0 | 0
CC | 0 | 0 | 0 | 0 | 0 | 0
CSP | 0 | 0 | 0 | 0 | 0 | 0
CT | 0 | 0 | 0 | 0 | 0 | 0
Coal | 13.48 | 0 | 0 | 0 | 0 | 0
Geo | 0 | 0 | 0 | 0 | 0 | 0
H | 0 | 0 | 0 | 0 | 0 | 0
LFG | 0 | 0 | 0 | 0 | 0 | 0
Nuc | 0 | 0 | 0 | 0 | 0 | 0
PS | 0 | 0 | 0 | 0 | 0 | 0
PV | 0 | 0 | 0 | 0 | 0 | 0
PeakG | 0 | 0 | 0 | 0 | 0 | 0
PeakO | 0 | 0 | 0 | 0 | 0 | 0
ST | 0 | 0 | 0 | 0 | 0 | 0
STOG | 0 | 0 | 0 | 0 | 0 | 0
STWD | 0 | 0 | 0 | 0 | 0 | 0
WT | 0 | 0 | 0 | 0 | 0 | 0
IGCC | 0 | 0 | 0 | 0 | 0 | 0
DemandResponse | 0 | 0 | 0 | 0 | 0 | 0
IGCC-CCS | 0 | 0 | 0 | 0 | 0 | 0
WT_off | 0 | 0 | 0 | 0 | 0 | 0
PseudoUnit | 0 | 0 | 0 | 0 | 0 | 0
FixedInterchange | 0 | 0 | 0 | 0 | 0 | 0
Emission Cost by Reporting Type: IESO
ReportingType | 2015 | 2020 | 2025 | 2030 | 2035 | 2040
BM | 0 | 0 | 0 | 0 | 0 | 0
CC | 0 | 0 | 0 | 0 | 0 | 0
CSP | 0 | 0 | 0 | 0 | 0 | 0
CT | 0 | 0 | 0 | 0 | 0 | 0
Coal | 0 | 0 | 0 | 0 | 0 | 0
Geo | 0 | 0 | 0 | 0 | 0 | 0
H | 0 | 0 | 0 | 0 | 0 | 0
LFG | 0 | 0 | 0 | 0 | 0 | 0
Nuc | 0 | 0 | 0 | 0 | 0 | 0
PS | 0 | 0 | 0 | 0 | 0 | 0
PV | 0 | 0 | 0 | 0 | 0 | 0
PeakG | 0 | 0 | 0 | 0 | 0 | 0
PeakO | 0 | 0 | 0 | 0 | 0 | 0
ST | 0 | 0 | 0 | 0 | 0 | 0
STOG | 0 | 0 | 0 | 0 | 0 | 0
STWD | 0 | 0 | 0 | 0 | 0 | 0
WT | 0 | 0 | 0 | 0 | 0 | 0
IGCC | 0 | 0 | 0 | 0 | 0 | 0
DemandResponse | 0 | 0 | 0 | 0 | 0 | 0
IGCC-CCS | 0 | 0 | 0 | 0 | 0 | 0
WT_off | 0 | 0 | 0 | 0 | 0 | 0
PseudoUnit | 0 | 0 | 0 | 0 | 0 | 0
FixedInterchange | 0 | 0 | 0 | 0 | 0 | 0
Emission Cost by Reporting Type: MAPP_CA
ReportingType | 2015 | 2020 | 2025 | 2030 | 2035 | 2040
BM | 0 | 0 | 0 | 0 | 0 | 0
CC | 0 | 0 | 0 | 0 | 0 | 0
CSP | 0 | 0 | 0 | 0 | 0 | 0
CT | 0 | 0 | 0 | 0 | 0 | 0
Coal | 0 | 0 | 0 | 0 | 0 | 0
Geo | 0 | 0 | 0 | 0 | 0 | 0
H | 0 | 0 | 0 | 0 | 0 | 0
LFG | 0 | 0 | 0 | 0 | 0 | 0
Nuc | 0 | 0 | 0 | 0 | 0 | 0
PS | 0 | 0 | 0 | 0 | 0 | 0
PV | 0 | 0 | 0 | 0 | 0 | 0
PeakG | 0 | 0 | 0 | 0 | 0 | 0
PeakO | 0 | 0 | 0 | 0 | 0 | 0
ST | 0 | 0 | 0 | 0 | 0 | 0
STOG | 0 | 0 | 0 | 0 | 0 | 0
STWD | 0 | 0 | 0 | 0 | 0 | 0
WT | 0 | 0 | 0 | 0 | 0 | 0
IGCC | 0 | 0 | 0 | 0 | 0 | 0
DemandResponse | 0 | 0 | 0 | 0 | 0 | 0
IGCC-CCS | 0 | 0 | 0 | 0 | 0 | 0
WT_off | 0 | 0 | 0 | 0 | 0 | 0
PseudoUnit | 0 | 0 | 0 | 0 | 0 | 0
FixedInterchange | 0 | 0 | 0 | 0 | 0 | 0
Emission Cost by Reporting Type: AZ_NM_SNV_Coal
ReportingType | 2015 | 2020 | 2025 | 2030 | 2035 | 2040
BM | 0 | 0 | 0 | 0 | 0 | 0
CC | 0 | 0 | 0 | 0 | 0 | 0
CSP | 0 | 0 | 0 | 0 | 0 | 0
CT | 0 | 0 | 0 | 0 | 0 | 0
Coal | 0.92 | 0 | 0 | 0 | 0 | 0
Geo | 0 | 0 | 0 | 0 | 0 | 0
H | 0 | 0 | 0 | 0 | 0 | 0
LFG | 0 | 0 | 0 | 0 | 0 | 0
Nuc | 0 | 0 | 0 | 0 | 0 | 0
PS | 0 | 0 | 0 | 0 | 0 | 0
PV | 0 | 0 | 0 | 0 | 0 | 0
PeakG | 0 | 0 | 0 | 0 | 0 | 0
PeakO | 0 | 0 | 0 | 0 | 0 | 0
ST | 0 | 0 | 0 | 0 | 0 | 0
STOG | 0 | 0 | 0 | 0 | 0 | 0
STWD | 0 | 0 | 0 | 0 | 0 | 0
WT | 0 | 0 | 0 | 0 | 0 | 0
IGCC | 0 | 0 | 0 | 0 | 0 | 0
DemandResponse | 0 | 0 | 0 | 0 | 0 | 0
IGCC-CCS | 0 | 0 | 0 | 0 | 0 | 0
WT_off | 0 | 0 | 0 | 0 | 0 | 0
PseudoUnit | 0 | 0 | 0 | 0 | 0 | 0
FixedInterchange | 0 | 0 | 0 | 0 | 0 | 0
Emission Cost by Reporting Type: AZ_NM_SNV_Gas
ReportingType | 2015 | 2020 | 2025 | 2030 | 2035 | 2040
BM | 0 | 0 | 0 | 0 | 0 | 0
CC | 0 | 0 | 0 | 0 | 0 | 0
CSP | 0 | 0 | 0 | 0 | 0 | 0
CT | 0 | 0 | 0 | 0 | 0 | 0
Coal | 0 | 0 | 0 | 0 | 0 | 0
Geo | 0 | 0 | 0 | 0 | 0 | 0
H | 0 | 0 | 0 | 0 | 0 | 0
LFG | 0 | 0 | 0 | 0 | 0 | 0
Nuc | 0 | 0 | 0 | 0 | 0 | 0
PS | 0 | 0 | 0 | 0 | 0 | 0
PV | 0 | 0 | 0 | 0 | 0 | 0
PeakG | 0 | 0 | 0 | 0 | 0 | 0
PeakO | 0 | 0 | 0 | 0 | 0 | 0
ST | 0 | 0 | 0 | 0 | 0 | 0
STOG | 0 | 0 | 0 | 0 | 0 | 0
STWD | 0 | 0 | 0 | 0 | 0 | 0
WT | 0 | 0 | 0 | 0 | 0 | 0
IGCC | 0 | 0 | 0 | 0 | 0 | 0
DemandResponse | 0 | 0 | 0 | 0 | 0 | 0
IGCC-CCS | 0 | 0 | 0 | 0 | 0 | 0
WT_off | 0 | 0 | 0 | 0 | 0 | 0
PseudoUnit | 0 | 0 | 0 | 0 | 0 | 0
FixedInterchange | 0 | 0 | 0 | 0 | 0 | 0
Emission Cost by Reporting Type: AZ_NM_SNV_NucRenew
ReportingType | 2015 | 2020 | 2025 | 2030 | 2035 | 2040
BM | 0 | 0 | 0 | 0 | 0 | 0
CC | 0 | 0 | 0 | 0 | 0 | 0
CSP | 0 | 0 | 0 | 0 | 0 | 0
CT | 0 | 0 | 0 | 0 | 0 | 0
Coal | 0 | 0 | 0 | 0 | 0 | 0
Geo | 0 | 0 | 0 | 0 | 0 | 0
H | 0 | 0 | 0 | 0 | 0 | 0
LFG | 0 | 0 | 0 | 0 | 0 | 0
Nuc | 0 | 0 | 0 | 0 | 0 | 0
PS | 0 | 0 | 0 | 0 | 0 | 0
PV | 0 | 0 | 0 | 0 | 0 | 0
PeakG | 0 | 0 | 0 | 0 | 0 | 0
PeakO | 0 | 0 | 0 | 0 | 0 | 0
ST | 0 | 0 | 0 | 0 | 0 | 0
STOG | 0 | 0 | 0 | 0 | 0 | 0
STWD | 0 | 0 | 0 | 0 | 0 | 0
WT | 0 | 0 | 0 | 0 | 0 | 0
IGCC | 0 | 0 | 0 | 0 | 0 | 0
DemandResponse | 0 | 0 | 0 | 0 | 0 | 0
IGCC-CCS | 0 | 0 | 0 | 0 | 0 | 0
WT_off | 0 | 0 | 0 | 0 | 0 | 0
PseudoUnit | 0 | 0 | 0 | 0 | 0 | 0
FixedInterchange | 0 | 0 | 0 | 0 | 0 | 0
Emission Cost by Reporting Type: ERCOT
ReportingType | 2015 | 2020 | 2025 | 2030 | 2035 | 2040
BM | 0 | 0 | 0 | 0 | 0 | 0
CC | 0 | 0 | 0 | 0 | 0 | 0
CSP | 0 | 0 | 0 | 0 | 0 | 0
CT | 0 | 0 | 0 | 0 | 0 | 0
Coal | 18.95 | 0 | 0 | 0 | 0 | 0
Geo | 0 | 0 | 0 | 0 | 0 | 0
H | 0 | 0 | 0 | 0 | 0 | 0
LFG | 0 | 0 | 0 | 0 | 0 | 0
Nuc | 0 | 0 | 0 | 0 | 0 | 0
PS | 0 | 0 | 0 | 0 | 0 | 0
PV | 0 | 0 | 0 | 0 | 0 | 0
PeakG | 0 | 0 | 0 | 0 | 0 | 0
PeakO | 0 | 0 | 0 | 0 | 0 | 0
ST | 0 | 0 | 0 | 0 | 0 | 0
STOG | 0 | 0 | 0 | 0 | 0 | 0
STWD | 0 | 0 | 0 | 0 | 0 | 0
WT | 0 | 0 | 0 | 0 | 0 | 0
IGCC | 0 | 0 | 0 | 0 | 0 | 0
DemandResponse | 0 | 0 | 0 | 0 | 0 | 0
IGCC-CCS | 0 | 0 | 0 | 0 | 0 | 0
WT_off | 0 | 0 | 0 | 0 | 0 | 0
PseudoUnit | 0 | 0 | 0 | 0 | 0 | 0
FixedInterchange | 0 | 0 | 0 | 0 | 0 | 0
Emission Cost by Reporting Type: NP15
ReportingType | 2015 | 2020 | 2025 | 2030 | 2035 | 2040
BM | 0 | 0 | 0 | 0 | 0 | 0
CC | 0 | 0 | 0 | 0 | 0 | 0
CSP | 0 | 0 | 0 | 0 | 0 | 0
CT | 0 | 0 | 0 | 0 | 0 | 0
Coal | 0 | 0 | 0 | 0 | 0 | 0
Geo | 0 | 0 | 0 | 0 | 0 | 0
H | 0 | 0 | 0 | 0 | 0 | 0
LFG | 0 | 0 | 0 | 0 | 0 | 0
Nuc | 0 | 0 | 0 | 0 | 0 | 0
PS | 0 | 0 | 0 | 0 | 0 | 0
PV | 0 | 0 | 0 | 0 | 0 | 0
PeakG | 0 | 0 | 0 | 0 | 0 | 0
PeakO | 0 | 0 | 0 | 0 | 0 | 0
ST | 0 | 0 | 0 | 0 | 0 | 0
STOG | 0 | 0 | 0 | 0 | 0 | 0
STWD | 0 | 0 | 0 | 0 | 0 | 0
WT | 0 | 0 | 0 | 0 | 0 | 0
IGCC | 0 | 0 | 0 | 0 | 0 | 0
DemandResponse | 0 | 0 | 0 | 0 | 0 | 0
IGCC-CCS | 0 | 0 | 0 | 0 | 0 | 0
WT_off | 0 | 0 | 0 | 0 | 0 | 0
PseudoUnit | 0 | 0 | 0 | 0 | 0 | 0
FixedInterchange | 0 | 0 | 0 | 0 | 0 | 0
Emission Cost by Reporting Type: NWPP_Coal
ReportingType | 2015 | 2020 | 2025 | 2030 | 2035 | 2040
BM | 0 | 0 | 0 | 0 | 0 | 0
CC | 0 | 0 | 0 | 0 | 0 | 0
CSP | 0 | 0 | 0 | 0 | 0 | 0
CT | 0 | 0 | 0 | 0 | 0 | 0
Coal | 2.97 | 0 | 0 | 0 | 0 | 0
Geo | 0 | 0 | 0 | 0 | 0 | 0
H | 0 | 0 | 0 | 0 | 0 | 0
LFG | 0 | 0 | 0 | 0 | 0 | 0
Nuc | 0 | 0 | 0 | 0 | 0 | 0
PS | 0 | 0 | 0 | 0 | 0 | 0
PV | 0 | 0 | 0 | 0 | 0 | 0
PeakG | 0 | 0 | 0 | 0 | 0 | 0
PeakO | 0 | 0 | 0 | 0 | 0 | 0
ST | 0 | 0 | 0 | 0 | 0 | 0
STOG | 0 | 0 | 0 | 0 | 0 | 0
STWD | 0 | 0 | 0 | 0 | 0 | 0
WT | 0 | 0 | 0 | 0 | 0 | 0
IGCC | 0 | 0 | 0 | 0 | 0 | 0
DemandResponse | 0 | 0 | 0 | 0 | 0 | 0
IGCC-CCS | 0 | 0 | 0 | 0 | 0 | 0
WT_off | 0 | 0 | 0 | 0 | 0 | 0
PseudoUnit | 0 | 0 | 0 | 0 | 0 | 0
FixedInterchange | 0 | 0 | 0 | 0 | 0 | 0
Emission Cost by Reporting Type: NWPP_Gas
ReportingType | 2015 | 2020 | 2025 | 2030 | 2035 | 2040
BM | 0 | 0 | 0 | 0 | 0 | 0
CC | 0 | 0 | 0 | 0 | 0 | 0
CSP | 0 | 0 | 0 | 0 | 0 | 0
CT | 0 | 0 | 0 | 0 | 0 | 0
Coal | 0 | 0 | 0 | 0 | 0 | 0
Geo | 0 | 0 | 0 | 0 | 0 | 0
H | 0 | 0 | 0 | 0 | 0 | 0
LFG | 0 | 0 | 0 | 0 | 0 | 0
Nuc | 0 | 0 | 0 | 0 | 0 | 0
PS | 0 | 0 | 0 | 0 | 0 | 0
PV | 0 | 0 | 0 | 0 | 0 | 0
PeakG | 0 | 0 | 0 | 0 | 0 | 0
PeakO | 0 | 0 | 0 | 0 | 0 | 0
ST | 0 | 0 | 0 | 0 | 0 | 0
STOG | 0 | 0 | 0 | 0 | 0 | 0
STWD | 0 | 0 | 0 | 0 | 0 | 0
WT | 0 | 0 | 0 | 0 | 0 | 0
IGCC | 0 | 0 | 0 | 0 | 0 | 0
DemandResponse | 0 | 0 | 0 | 0 | 0 | 0
IGCC-CCS | 0 | 0 | 0 | 0 | 0 | 0
WT_off | 0 | 0 | 0 | 0 | 0 | 0
PseudoUnit | 0 | 0 | 0 | 0 | 0 | 0
FixedInterchange | 0 | 0 | 0 | 0 | 0 | 0
Emission Cost by Reporting Type: NWPP_NucRenew
ReportingType | 2015 | 2020 | 2025 | 2030 | 2035 | 2040
BM | 0 | 0 | 0 | 0 | 0 | 0
CC | 0 | 0 | 0 | 0 | 0 | 0
CSP | 0 | 0 | 0 | 0 | 0 | 0
CT | 0 | 0 | 0 | 0 | 0 | 0
Coal | 0 | 0 | 0 | 0 | 0 | 0
Geo | 0 | 0 | 0 | 0 | 0 | 0
H | 0 | 0 | 0 | 0 | 0 | 0
LFG | 0 | 0 | 0 | 0 | 0 | 0
Nuc | 0 | 0 | 0 | 0 | 0 | 0
PS | 0 | 0 | 0 | 0 | 0 | 0
PV | 0 | 0 | 0 | 0 | 0 | 0
PeakG | 0 | 0 | 0 | 0 | 0 | 0
PeakO | 0 | 0 | 0 | 0 | 0 | 0
ST | 0 | 0 | 0 | 0 | 0 | 0
STOG | 0 | 0 | 0 | 0 | 0 | 0
STWD | 0 | 0 | 0 | 0 | 0 | 0
WT | 0 | 0 | 0 | 0 | 0 | 0
IGCC | 0 | 0 | 0 | 0 | 0 | 0
DemandResponse | 0 | 0 | 0 | 0 | 0 | 0
IGCC-CCS | 0 | 0 | 0 | 0 | 0 | 0
WT_off | 0 | 0 | 0 | 0 | 0 | 0
PseudoUnit | 0 | 0 | 0 | 0 | 0 | 0
FixedInterchange | 0 | 0 | 0 | 0 | 0 | 0
Emission Cost by Reporting Type: RMPA
ReportingType | 2015 | 2020 | 2025 | 2030 | 2035 | 2040
BM | 0 | 0 | 0 | 0 | 0 | 0
CC | 0 | 0 | 0 | 0 | 0 | 0
CSP | 0 | 0 | 0 | 0 | 0 | 0
CT | 0 | 0 | 0 | 0 | 0 | 0
Coal | 1.95 | 0 | 0 | 0 | 0 | 0
Geo | 0 | 0 | 0 | 0 | 0 | 0
H | 0 | 0 | 0 | 0 | 0 | 0
LFG | 0 | 0 | 0 | 0 | 0 | 0
Nuc | 0 | 0 | 0 | 0 | 0 | 0
PS | 0 | 0 | 0 | 0 | 0 | 0
PV | 0 | 0 | 0 | 0 | 0 | 0
PeakG | 0 | 0 | 0 | 0 | 0 | 0
PeakO | 0 | 0 | 0 | 0 | 0 | 0
ST | 0 | 0 | 0 | 0 | 0 | 0
STOG | 0 | 0 | 0 | 0 | 0 | 0
STWD | 0 | 0 | 0 | 0 | 0 | 0
WT | 0 | 0 | 0 | 0 | 0 | 0
IGCC | 0 | 0 | 0 | 0 | 0 | 0
DemandResponse | 0 | 0 | 0 | 0 | 0 | 0
IGCC-CCS | 0 | 0 | 0 | 0 | 0 | 0
WT_off | 0 | 0 | 0 | 0 | 0 | 0
PseudoUnit | 0 | 0 | 0 | 0 | 0 | 0
FixedInterchange | 0 | 0 | 0 | 0 | 0 | 0
Emission Cost by Reporting Type: SP15
ReportingType | 2015 | 2020 | 2025 | 2030 | 2035 | 2040
BM | 0 | 0 | 0 | 0 | 0 | 0
CC | 0 | 0 | 0 | 0 | 0 | 0
CSP | 0 | 0 | 0 | 0 | 0 | 0
CT | 0 | 0 | 0 | 0 | 0 | 0
Coal | 0.01 | 0 | 0 | 0 | 0 | 0
Geo | 0 | 0 | 0 | 0 | 0 | 0
H | 0 | 0 | 0 | 0 | 0 | 0
LFG | 0 | 0 | 0 | 0 | 0 | 0
Nuc | 0 | 0 | 0 | 0 | 0 | 0
PS | 0 | 0 | 0 | 0 | 0 | 0
PV | 0 | 0 | 0 | 0 | 0 | 0
PeakG | 0 | 0 | 0 | 0 | 0 | 0
PeakO | 0 | 0 | 0 | 0 | 0 | 0
ST | 0 | 0 | 0 | 0 | 0 | 0
STOG | 0 | 0 | 0 | 0 | 0 | 0
STWD | 0 | 0 | 0 | 0 | 0 | 0
WT | 0 | 0 | 0 | 0 | 0 | 0
IGCC | 0 | 0 | 0 | 0 | 0 | 0
DemandResponse | 0 | 0 | 0 | 0 | 0 | 0
IGCC-CCS | 0 | 0 | 0 | 0 | 0 | 0
WT_off | 0 | 0 | 0 | 0 | 0 | 0
PseudoUnit | 0 | 0 | 0 | 0 | 0 | 0
FixedInterchange | 0 | 0 | 0 | 0 | 0 | 0
Emission Cost by Reporting Type: ALB
ReportingType | 2015 | 2020 | 2025 | 2030 | 2035 | 2040
BM | 0 | 0 | 0 | 0 | 0 | 0
CC | 0 | 0 | 0 | 0 | 0 | 0
CSP | 0 | 0 | 0 | 0 | 0 | 0
CT | 0 | 0 | 0 | 0 | 0 | 0
Coal | 0 | 0 | 0 | 0 | 0 | 0
Geo | 0 | 0 | 0 | 0 | 0 | 0
H | 0 | 0 | 0 | 0 | 0 | 0
LFG | 0 | 0 | 0 | 0 | 0 | 0
Nuc | 0 | 0 | 0 | 0 | 0 | 0
PS | 0 | 0 | 0 | 0 | 0 | 0
PV | 0 | 0 | 0 | 0 | 0 | 0
PeakG | 0 | 0 | 0 | 0 | 0 | 0
PeakO | 0 | 0 | 0 | 0 | 0 | 0
ST | 0 | 0 | 0 | 0 | 0 | 0
STOG | 0 | 0 | 0 | 0 | 0 | 0
STWD | 0 | 0 | 0 | 0 | 0 | 0
WT | 0 | 0 | 0 | 0 | 0 | 0
IGCC | 0 | 0 | 0 | 0 | 0 | 0
DemandResponse | 0 | 0 | 0 | 0 | 0 | 0
IGCC-CCS | 0 | 0 | 0 | 0 | 0 | 0
WT_off | 0 | 0 | 0 | 0 | 0 | 0
PseudoUnit | 0 | 0 | 0 | 0 | 0 | 0
FixedInterchange | 0 | 0 | 0 | 0 | 0 | 0
Emission Cost by Reporting Type: BC
ReportingType | 2015 | 2020 | 2025 | 2030 | 2035 | 2040
BM | 0 | 0 | 0 | 0 | 0 | 0
CC | 0 | 0 | 0 | 0 | 0 | 0
CSP | 0 | 0 | 0 | 0 | 0 | 0
CT | 0 | 0 | 0 | 0 | 0 | 0
Coal | 0 | 0 | 0 | 0 | 0 | 0
Geo | 0 | 0 | 0 | 0 | 0 | 0
H | 0 | 0 | 0 | 0 | 0 | 0
LFG | 0 | 0 | 0 | 0 | 0 | 0
Nuc | 0 | 0 | 0 | 0 | 0 | 0
PS | 0 | 0 | 0 | 0 | 0 | 0
PV | 0 | 0 | 0 | 0 | 0 | 0
PeakG | 0 | 0 | 0 | 0 | 0 | 0
PeakO | 0 | 0 | 0 | 0 | 0 | 0
ST | 0 | 0 | 0 | 0 | 0 | 0
STOG | 0 | 0 | 0 | 0 | 0 | 0
STWD | 0 | 0 | 0 | 0 | 0 | 0
WT | 0 | 0 | 0 | 0 | 0 | 0
IGCC | 0 | 0 | 0 | 0 | 0 | 0
DemandResponse | 0 | 0 | 0 | 0 | 0 | 0
IGCC-CCS | 0 | 0 | 0 | 0 | 0 | 0
WT_off | 0 | 0 | 0 | 0 | 0 | 0
PseudoUnit | 0 | 0 | 0 | 0 | 0 | 0
FixedInterchange | 0 | 0 | 0 | 0 | 0 | 0
Emission Cost by Reporting Type: HQ_IESO
ReportingType | 2015 | 2020 | 2025 | 2030 | 2035 | 2040
BM | 0 | 0 | 0 | 0 | 0 | 0
CC | 0 | 0 | 0 | 0 | 0 | 0
CSP | 0 | 0 | 0 | 0 | 0 | 0
CT | 0 | 0 | 0 | 0 | 0 | 0
Coal | 0 | 0 | 0 | 0 | 0 | 0
Geo | 0 | 0 | 0 | 0 | 0 | 0
H | 0 | 0 | 0 | 0 | 0 | 0
LFG | 0 | 0 | 0 | 0 | 0 | 0
Nuc | 0 | 0 | 0 | 0 | 0 | 0
PS | 0 | 0 | 0 | 0 | 0 | 0
PV | 0 | 0 | 0 | 0 | 0 | 0
PeakG | 0 | 0 | 0 | 0 | 0 | 0
PeakO | 0 | 0 | 0 | 0 | 0 | 0
ST | 0 | 0 | 0 | 0 | 0 | 0
STOG | 0 | 0 | 0 | 0 | 0 | 0
STWD | 0 | 0 | 0 | 0 | 0 | 0
WT | 0 | 0 | 0 | 0 | 0 | 0
IGCC | 0 | 0 | 0 | 0 | 0 | 0
DemandResponse | 0 | 0 | 0 | 0 | 0 | 0
IGCC-CCS | 0 | 0 | 0 | 0 | 0 | 0
WT_off | 0 | 0 | 0 | 0 | 0 | 0
PseudoUnit | 0 | 0 | 0 | 0 | 0 | 0
FixedInterchange | 0 | 0 | 0 | 0 | 0 | 0
Emission Cost by Reporting Type: HQ_NEISO
ReportingType | 2015 | 2020 | 2025 | 2030 | 2035 | 2040
BM | 0 | 0 | 0 | 0 | 0 | 0
CC | 0 | 0 | 0 | 0 | 0 | 0
CSP | 0 | 0 | 0 | 0 | 0 | 0
CT | 0 | 0 | 0 | 0 | 0 | 0
Coal | 0 | 0 | 0 | 0 | 0 | 0
Geo | 0 | 0 | 0 | 0 | 0 | 0
H | 0 | 0 | 0 | 0 | 0 | 0
LFG | 0 | 0 | 0 | 0 | 0 | 0
Nuc | 0 | 0 | 0 | 0 | 0 | 0
PS | 0 | 0 | 0 | 0 | 0 | 0
PV | 0 | 0 | 0 | 0 | 0 | 0
PeakG | 0 | 0 | 0 | 0 | 0 | 0
PeakO | 0 | 0 | 0 | 0 | 0 | 0
ST | 0 | 0 | 0 | 0 | 0 | 0
STOG | 0 | 0 | 0 | 0 | 0 | 0
STWD | 0 | 0 | 0 | 0 | 0 | 0
WT | 0 | 0 | 0 | 0 | 0 | 0
IGCC | 0 | 0 | 0 | 0 | 0 | 0
DemandResponse | 0 | 0 | 0 | 0 | 0 | 0
IGCC-CCS | 0 | 0 | 0 | 0 | 0 | 0
WT_off | 0 | 0 | 0 | 0 | 0 | 0
PseudoUnit | 0 | 0 | 0 | 0 | 0 | 0
FixedInterchange | 0 | 0 | 0 | 0 | 0 | 0
Emission Cost by Reporting Type: HQ_NY
ReportingType | 2015 | 2020 | 2025 | 2030 | 2035 | 2040
BM | 0 | 0 | 0 | 0 | 0 | 0
CC | 0 | 0 | 0 | 0 | 0 | 0
CSP | 0 | 0 | 0 | 0 | 0 | 0
CT | 0 | 0 | 0 | 0 | 0 | 0
Coal | 0 | 0 | 0 | 0 | 0 | 0
Geo | 0 | 0 | 0 | 0 | 0 | 0
H | 0 | 0 | 0 | 0 | 0 | 0
LFG | 0 | 0 | 0 | 0 | 0 | 0
Nuc | 0 | 0 | 0 | 0 | 0 | 0
PS | 0 | 0 | 0 | 0 | 0 | 0
PV | 0 | 0 | 0 | 0 | 0 | 0
PeakG | 0 | 0 | 0 | 0 | 0 | 0
PeakO | 0 | 0 | 0 | 0 | 0 | 0
ST | 0 | 0 | 0 | 0 | 0 | 0
STOG | 0 | 0 | 0 | 0 | 0 | 0
STWD | 0 | 0 | 0 | 0 | 0 | 0
WT | 0 | 0 | 0 | 0 | 0 | 0
IGCC | 0 | 0 | 0 | 0 | 0 | 0
DemandResponse | 0 | 0 | 0 | 0 | 0 | 0
IGCC-CCS | 0 | 0 | 0 | 0 | 0 | 0
WT_off | 0 | 0 | 0 | 0 | 0 | 0
PseudoUnit | 0 | 0 | 0 | 0 | 0 | 0
FixedInterchange | 0 | 0 | 0 | 0 | 0 | 0
Emission Cost by Reporting Type: MARITIMES
ReportingType | 2015 | 2020 | 2025 | 2030 | 2035 | 2040
BM | 0 | 0 | 0 | 0 | 0 | 0
CC | 0 | 0 | 0 | 0 | 0 | 0
CSP | 0 | 0 | 0 | 0 | 0 | 0
CT | 0 | 0 | 0 | 0 | 0 | 0
Coal | 0 | 0 | 0 | 0 | 0 | 0
Geo | 0 | 0 | 0 | 0 | 0 | 0
H | 0 | 0 | 0 | 0 | 0 | 0
LFG | 0 | 0 | 0 | 0 | 0 | 0
Nuc | 0 | 0 | 0 | 0 | 0 | 0
PS | 0 | 0 | 0 | 0 | 0 | 0
PV | 0 | 0 | 0 | 0 | 0 | 0
PeakG | 0 | 0 | 0 | 0 | 0 | 0
PeakO | 0 | 0 | 0 | 0 | 0 | 0
ST | 0 | 0 | 0 | 0 | 0 | 0
STOG | 0 | 0 | 0 | 0 | 0 | 0
STWD | 0 | 0 | 0 | 0 | 0 | 0
WT | 0 | 0 | 0 | 0 | 0 | 0
IGCC | 0 | 0 | 0 | 0 | 0 | 0
DemandResponse | 0 | 0 | 0 | 0 | 0 | 0
IGCC-CCS | 0 | 0 | 0 | 0 | 0 | 0
WT_off | 0 | 0 | 0 | 0 | 0 | 0
PseudoUnit | 0 | 0 | 0 | 0 | 0 | 0
FixedInterchange | 0 | 0 | 0 | 0 | 0 | 0
Emission Cost by Reporting Type: All
ReportingType | 2015 | 2020 | 2025 | 2030 | 2035 | 2040
BM | 0 | 0 | 0 | 0 | 0 | 0
CC | 0 | 0 | 0 | 0 | 0 | 0
CSP | 0 | 0 | 0 | 0 | 0 | 0
CT | 0 | 0 | 0 | 0 | 0 | 0
Coal | 428.65 | 0 | 0 | 0 | 0 | 0
Geo | 0 | 0 | 0 | 0 | 0 | 0
H | 0 | 0 | 0 | 0 | 0 | 0
LFG | 0 | 0 | 0 | 0 | 0 | 0
Nuc | 0 | 0 | 0 | 0 | 0 | 0
PS | 0 | 0 | 0 | 0 | 0 | 0
PV | 0 | 0 | 0 | 0 | 0 | 0
PeakG | 0 | 0 | 0 | 0 | 0 | 0
PeakO | 0 | 0 | 0 | 0 | 0 | 0
ST | 0 | 0 | 0 | 0 | 0 | 0
STOG | 0 | 0 | 0 | 0 | 0 | 0
STWD | 0 | 0 | 0 | 0 | 0 | 0
WT | 0 | 0 | 0 | 0 | 0 | 0
IGCC | 0.2 | 0 | 0 | 0 | 0 | 0
DemandResponse | 0 | 0 | 0 | 0 | 0 | 0
IGCC-CCS | 0 | 0 | 0 | 0 | 0 | 0
WT_off | 0 | 0 | 0 | 0 | 0 | 0
PseudoUnit | 0 | 0 | 0 | 0 | 0 | 0
FixedInterchange | 0 | 0 | 0 | 0 | 0 | 0
Emission Cost by Reporting Type: EI_US
ReportingType | 2015 | 2020 | 2025 | 2030 | 2035 | 2040
BM | 0 | 0 | 0 | 0 | 0 | 0
CC | 0 | 0 | 0 | 0 | 0 | 0
CSP | 0 | 0 | 0 | 0 | 0 | 0
CT | 0 | 0 | 0 | 0 | 0 | 0
Coal | 403.86 | 0 | 0 | 0 | 0 | 0
Geo | 0 | 0 | 0 | 0 | 0 | 0
H | 0 | 0 | 0 | 0 | 0 | 0
LFG | 0 | 0 | 0 | 0 | 0 | 0
Nuc | 0 | 0 | 0 | 0 | 0 | 0
PS | 0 | 0 | 0 | 0 | 0 | 0
PV | 0 | 0 | 0 | 0 | 0 | 0
PeakG | 0 | 0 | 0 | 0 | 0 | 0
PeakO | 0 | 0 | 0 | 0 | 0 | 0
ST | 0 | 0 | 0 | 0 | 0 | 0
STOG | 0 | 0 | 0 | 0 | 0 | 0
STWD | 0 | 0 | 0 | 0 | 0 | 0
WT | 0 | 0 | 0 | 0 | 0 | 0
IGCC | 0.2 | 0 | 0 | 0 | 0 | 0
DemandResponse | 0 | 0 | 0 | 0 | 0 | 0
IGCC-CCS | 0 | 0 | 0 | 0 | 0 | 0
WT_off | 0 | 0 | 0 | 0 | 0 | 0
PseudoUnit | 0 | 0 | 0 | 0 | 0 | 0
FixedInterchange | 0 | 0 | 0 | 0 | 0 | 0
Emission Cost by Reporting Type: EI_Canada
ReportingType | 2015 | 2020 | 2025 | 2030 | 2035 | 2040
BM | 0 | 0 | 0 | 0 | 0 | 0
CC | 0 | 0 | 0 | 0 | 0 | 0
CSP | 0 | 0 | 0 | 0 | 0 | 0
CT | 0 | 0 | 0 | 0 | 0 | 0
Coal | 0 | 0 | 0 | 0 | 0 | 0
Geo | 0 | 0 | 0 | 0 | 0 | 0
H | 0 | 0 | 0 | 0 | 0 | 0
LFG | 0 | 0 | 0 | 0 | 0 | 0
Nuc | 0 | 0 | 0 | 0 | 0 | 0
PS | 0 | 0 | 0 | 0 | 0 | 0
PV | 0 | 0 | 0 | 0 | 0 | 0
PeakG | 0 | 0 | 0 | 0 | 0 | 0
PeakO | 0 | 0 | 0 | 0 | 0 | 0
ST | 0 | 0 | 0 | 0 | 0 | 0
STOG | 0 | 0 | 0 | 0 | 0 | 0
STWD | 0 | 0 | 0 | 0 | 0 | 0
WT | 0 | 0 | 0 | 0 | 0 | 0
IGCC | 0 | 0 | 0 | 0 | 0 | 0
DemandResponse | 0 | 0 | 0 | 0 | 0 | 0
IGCC-CCS | 0 | 0 | 0 | 0 | 0 | 0
WT_off | 0 | 0 | 0 | 0 | 0 | 0
PseudoUnit | 0 | 0 | 0 | 0 | 0 | 0
FixedInterchange | 0 | 0 | 0 | 0 | 0 | 0
Emission Cost by Reporting Type: EI
ReportingType | 2015 | 2020 | 2025 | 2030 | 2035 | 2040
BM | 0 | 0 | 0 | 0 | 0 | 0
CC | 0 | 0 | 0 | 0 | 0 | 0
CSP | 0 | 0 | 0 | 0 | 0 | 0
CT | 0 | 0 | 0 | 0 | 0 | 0
Coal | 403.86 | 0 | 0 | 0 | 0 | 0
Geo | 0 | 0 | 0 | 0 | 0 | 0
H | 0 | 0 | 0 | 0 | 0 | 0
LFG | 0 | 0 | 0 | 0 | 0 | 0
Nuc | 0 | 0 | 0 | 0 | 0 | 0
PS | 0 | 0 | 0 | 0 | 0 | 0
PV | 0 | 0 | 0 | 0 | 0 | 0
PeakG | 0 | 0 | 0 | 0 | 0 | 0
PeakO | 0 | 0 | 0 | 0 | 0 | 0
ST | 0 | 0 | 0 | 0 | 0 | 0
STOG | 0 | 0 | 0 | 0 | 0 | 0
STWD | 0 | 0 | 0 | 0 | 0 | 0
WT | 0 | 0 | 0 | 0 | 0 | 0
IGCC | 0.2 | 0 | 0 | 0 | 0 | 0
DemandResponse | 0 | 0 | 0 | 0 | 0 | 0
IGCC-CCS | 0 | 0 | 0 | 0 | 0 | 0
WT_off | 0 | 0 | 0 | 0 | 0 | 0
PseudoUnit | 0 | 0 | 0 | 0 | 0 | 0
FixedInterchange | 0 | 0 | 0 | 0 | 0 | 0
Emission Cost by Reporting Type: Outside_EI
ReportingType | 2015 | 2020 | 2025 | 2030 | 2035 | 2040
BM | 0 | 0 | 0 | 0 | 0 | 0
CC | 0 | 0 | 0 | 0 | 0 | 0
CSP | 0 | 0 | 0 | 0 | 0 | 0
CT | 0 | 0 | 0 | 0 | 0 | 0
Coal | 24.78 | 0 | 0 | 0 | 0 | 0
Geo | 0 | 0 | 0 | 0 | 0 | 0
H | 0 | 0 | 0 | 0 | 0 | 0
LFG | 0 | 0 | 0 | 0 | 0 | 0
Nuc | 0 | 0 | 0 | 0 | 0 | 0
PS | 0 | 0 | 0 | 0 | 0 | 0
PV | 0 | 0 | 0 | 0 | 0 | 0
PeakG | 0 | 0 | 0 | 0 | 0 | 0
PeakO | 0 | 0 | 0 | 0 | 0 | 0
ST | 0 | 0 | 0 | 0 | 0 | 0
STOG | 0 | 0 | 0 | 0 | 0 | 0
STWD | 0 | 0 | 0 | 0 | 0 | 0
WT | 0 | 0 | 0 | 0 | 0 | 0
IGCC | 0 | 0 | 0 | 0 | 0 | 0
DemandResponse | 0 | 0 | 0 | 0 | 0 | 0
IGCC-CCS | 0 | 0 | 0 | 0 | 0 | 0
WT_off | 0 | 0 | 0 | 0 | 0 | 0
PseudoUnit | 0 | 0 | 0 | 0 | 0 | 0
FixedInterchange | 0 | 0 | 0 | 0 | 0 | 0
==== Emission Program: CAIRNoxSeasonal : (NOx) ====
Emission Cost by Reporting Type: Entergy
ReportingType | 2015 | 2020 | 2025 | 2030 | 2035 | 2040
BM | 0 | 0 | 0 | 0 | 0 | 0
CC | 0 | 0 | 0 | 0 | 0 | 0
CSP | 0 | 0 | 0 | 0 | 0 | 0
CT | 0 | 0 | 0 | 0 | 0 | 0
Coal | 0 | 0 | 0 | 0 | 0 | 0
Geo | 0 | 0 | 0 | 0 | 0 | 0
H | 0 | 0 | 0 | 0 | 0 | 0
LFG | 0 | 0 | 0 | 0 | 0 | 0
Nuc | 0 | 0 | 0 | 0 | 0 | 0
PS | 0 | 0 | 0 | 0 | 0 | 0
PV | 0 | 0 | 0 | 0 | 0 | 0
PeakG | 0 | 0 | 0 | 0 | 0 | 0
PeakO | 0 | 0 | 0 | 0 | 0 | 0
ST | 0 | 0 | 0 | 0 | 0 | 0
STOG | 0 | 0 | 0 | 0 | 0 | 0
STWD | 0 | 0 | 0 | 0 | 0 | 0
WT | 0 | 0 | 0 | 0 | 0 | 0
IGCC | 0 | 0 | 0 | 0 | 0 | 0
DemandResponse | 0 | 0 | 0 | 0 | 0 | 0
IGCC-CCS | 0 | 0 | 0 | 0 | 0 | 0
WT_off | 0 | 0 | 0 | 0 | 0 | 0
PseudoUnit | 0 | 0 | 0 | 0 | 0 | 0
FixedInterchange | 0 | 0 | 0 | 0 | 0 | 0
Emission Cost by Reporting Type: FRCC
ReportingType | 2015 | 2020 | 2025 | 2030 | 2035 | 2040
BM | 0 | 0 | 0 | 0 | 0 | 0
CC | 0 | 0 | 0 | 0 | 0 | 0
CSP | 0 | 0 | 0 | 0 | 0 | 0
CT | 0 | 0 | 0 | 0 | 0 | 0
Coal | 0 | 0 | 0 | 0 | 0 | 0
Geo | 0 | 0 | 0 | 0 | 0 | 0
H | 0 | 0 | 0 | 0 | 0 | 0
LFG | 0 | 0 | 0 | 0 | 0 | 0
Nuc | 0 | 0 | 0 | 0 | 0 | 0
PS | 0 | 0 | 0 | 0 | 0 | 0
PV | 0 | 0 | 0 | 0 | 0 | 0
PeakG | 0 | 0 | 0 | 0 | 0 | 0
PeakO | 0 | 0 | 0 | 0 | 0 | 0
ST | 0 | 0 | 0 | 0 | 0 | 0
STOG | 0 | 0 | 0 | 0 | 0 | 0
STWD | 0 | 0 | 0 | 0 | 0 | 0
WT | 0 | 0 | 0 | 0 | 0 | 0
IGCC | 0 | 0 | 0 | 0 | 0 | 0
DemandResponse | 0 | 0 | 0 | 0 | 0 | 0
IGCC-CCS | 0 | 0 | 0 | 0 | 0 | 0
WT_off | 0 | 0 | 0 | 0 | 0 | 0
PseudoUnit | 0 | 0 | 0 | 0 | 0 | 0
FixedInterchange | 0 | 0 | 0 | 0 | 0 | 0
Emission Cost by Reporting Type: MAPP_US
ReportingType | 2015 | 2020 | 2025 | 2030 | 2035 | 2040
BM | 0 | 0 | 0 | 0 | 0 | 0
CC | 0 | 0 | 0 | 0 | 0 | 0
CSP | 0 | 0 | 0 | 0 | 0 | 0
CT | 0 | 0 | 0 | 0 | 0 | 0
Coal | 0 | 0 | 0 | 0 | 0 | 0
Geo | 0 | 0 | 0 | 0 | 0 | 0
H | 0 | 0 | 0 | 0 | 0 | 0
LFG | 0 | 0 | 0 | 0 | 0 | 0
Nuc | 0 | 0 | 0 | 0 | 0 | 0
PS | 0 | 0 | 0 | 0 | 0 | 0
PV | 0 | 0 | 0 | 0 | 0 | 0
PeakG | 0 | 0 | 0 | 0 | 0 | 0
PeakO | 0 | 0 | 0 | 0 | 0 | 0
ST | 0 | 0 | 0 | 0 | 0 | 0
STOG | 0 | 0 | 0 | 0 | 0 | 0
STWD | 0 | 0 | 0 | 0 | 0 | 0
WT | 0 | 0 | 0 | 0 | 0 | 0
IGCC | 0 | 0 | 0 | 0 | 0 | 0
DemandResponse | 0 | 0 | 0 | 0 | 0 | 0
IGCC-CCS | 0 | 0 | 0 | 0 | 0 | 0
WT_off | 0 | 0 | 0 | 0 | 0 | 0
PseudoUnit | 0 | 0 | 0 | 0 | 0 | 0
FixedInterchange | 0 | 0 | 0 | 0 | 0 | 0
Emission Cost by Reporting Type: MISO_IN
ReportingType | 2015 | 2020 | 2025 | 2030 | 2035 | 2040
BM | 0 | 0 | 0 | 0 | 0 | 0
CC | 0 | 0 | 0 | 0 | 0 | 0
CSP | 0 | 0 | 0 | 0 | 0 | 0
CT | 0 | 0 | 0 | 0 | 0 | 0
Coal | 0 | 0 | 0 | 0 | 0 | 0
Geo | 0 | 0 | 0 | 0 | 0 | 0
H | 0 | 0 | 0 | 0 | 0 | 0
LFG | 0 | 0 | 0 | 0 | 0 | 0
Nuc | 0 | 0 | 0 | 0 | 0 | 0
PS | 0 | 0 | 0 | 0 | 0 | 0
PV | 0 | 0 | 0 | 0 | 0 | 0
PeakG | 0 | 0 | 0 | 0 | 0 | 0
PeakO | 0 | 0 | 0 | 0 | 0 | 0
ST | 0 | 0 | 0 | 0 | 0 | 0
STOG | 0 | 0 | 0 | 0 | 0 | 0
STWD | 0 | 0 | 0 | 0 | 0 | 0
WT | 0 | 0 | 0 | 0 | 0 | 0
IGCC | 0 | 0 | 0 | 0 | 0 | 0
DemandResponse | 0 | 0 | 0 | 0 | 0 | 0
IGCC-CCS | 0 | 0 | 0 | 0 | 0 | 0
WT_off | 0 | 0 | 0 | 0 | 0 | 0
PseudoUnit | 0 | 0 | 0 | 0 | 0 | 0
FixedInterchange | 0 | 0 | 0 | 0 | 0 | 0
Emission Cost by Reporting Type: MISO_MI
ReportingType | 2015 | 2020 | 2025 | 2030 | 2035 | 2040
BM | 0 | 0 | 0 | 0 | 0 | 0
CC | 0 | 0 | 0 | 0 | 0 | 0
CSP | 0 | 0 | 0 | 0 | 0 | 0
CT | 0 | 0 | 0 | 0 | 0 | 0
Coal | 0 | 0 | 0 | 0 | 0 | 0
Geo | 0 | 0 | 0 | 0 | 0 | 0
H | 0 | 0 | 0 | 0 | 0 | 0
LFG | 0 | 0 | 0 | 0 | 0 | 0
Nuc | 0 | 0 | 0 | 0 | 0 | 0
PS | 0 | 0 | 0 | 0 | 0 | 0
PV | 0 | 0 | 0 | 0 | 0 | 0
PeakG | 0 | 0 | 0 | 0 | 0 | 0
PeakO | 0 | 0 | 0 | 0 | 0 | 0
ST | 0 | 0 | 0 | 0 | 0 | 0
STOG | 0 | 0 | 0 | 0 | 0 | 0
STWD | 0 | 0 | 0 | 0 | 0 | 0
WT | 0 | 0 | 0 | 0 | 0 | 0
IGCC | 0 | 0 | 0 | 0 | 0 | 0
DemandResponse | 0 | 0 | 0 | 0 | 0 | 0
IGCC-CCS | 0 | 0 | 0 | 0 | 0 | 0
WT_off | 0 | 0 | 0 | 0 | 0 | 0
PseudoUnit | 0 | 0 | 0 | 0 | 0 | 0
FixedInterchange | 0 | 0 | 0 | 0 | 0 | 0
Emission Cost by Reporting Type: MISO_MO-IL
ReportingType | 2015 | 2020 | 2025 | 2030 | 2035 | 2040
BM | 0 | 0 | 0 | 0 | 0 | 0
CC | 0 | 0 | 0 | 0 | 0 | 0
CSP | 0 | 0 | 0 | 0 | 0 | 0
CT | 0 | 0 | 0 | 0 | 0 | 0
Coal | 0 | 0 | 0 | 0 | 0 | 0
Geo | 0 | 0 | 0 | 0 | 0 | 0
H | 0 | 0 | 0 | 0 | 0 | 0
LFG | 0 | 0 | 0 | 0 | 0 | 0
Nuc | 0 | 0 | 0 | 0 | 0 | 0
PS | 0 | 0 | 0 | 0 | 0 | 0
PV | 0 | 0 | 0 | 0 | 0 | 0
PeakG | 0 | 0 | 0 | 0 | 0 | 0
PeakO | 0 | 0 | 0 | 0 | 0 | 0
ST | 0 | 0 | 0 | 0 | 0 | 0
STOG | 0 | 0 | 0 | 0 | 0 | 0
STWD | 0 | 0 | 0 | 0 | 0 | 0
WT | 0 | 0 | 0 | 0 | 0 | 0
IGCC | 0 | 0 | 0 | 0 | 0 | 0
DemandResponse | 0 | 0 | 0 | 0 | 0 | 0
IGCC-CCS | 0 | 0 | 0 | 0 | 0 | 0
WT_off | 0 | 0 | 0 | 0 | 0 | 0
PseudoUnit | 0 | 0 | 0 | 0 | 0 | 0
FixedInterchange | 0 | 0 | 0 | 0 | 0 | 0
Emission Cost by Reporting Type: MISO_W
ReportingType | 2015 | 2020 | 2025 | 2030 | 2035 | 2040
BM | 0 | 0 | 0 | 0 | 0 | 0
CC | 0 | 0 | 0 | 0 | 0 | 0
CSP | 0 | 0 | 0 | 0 | 0 | 0
CT | 0 | 0 | 0 | 0 | 0 | 0
Coal | 0 | 0 | 0 | 0 | 0 | 0
Geo | 0 | 0 | 0 | 0 | 0 | 0
H | 0 | 0 | 0 | 0 | 0 | 0
LFG | 0 | 0 | 0 | 0 | 0 | 0
Nuc | 0 | 0 | 0 | 0 | 0 | 0
PS | 0 | 0 | 0 | 0 | 0 | 0
PV | 0 | 0 | 0 | 0 | 0 | 0
PeakG | 0 | 0 | 0 | 0 | 0 | 0
PeakO | 0 | 0 | 0 | 0 | 0 | 0
ST | 0 | 0 | 0 | 0 | 0 | 0
STOG | 0 | 0 | 0 | 0 | 0 | 0
STWD | 0 | 0 | 0 | 0 | 0 | 0
WT | 0 | 0 | 0 | 0 | 0 | 0
IGCC | 0 | 0 | 0 | 0 | 0 | 0
DemandResponse | 0 | 0 | 0 | 0 | 0 | 0
IGCC-CCS | 0 | 0 | 0 | 0 | 0 | 0
WT_off | 0 | 0 | 0 | 0 | 0 | 0
PseudoUnit | 0 | 0 | 0 | 0 | 0 | 0
FixedInterchange | 0 | 0 | 0 | 0 | 0 | 0
Emission Cost by Reporting Type: MISO_WUMS
ReportingType | 2015 | 2020 | 2025 | 2030 | 2035 | 2040
BM | 0 | 0 | 0 | 0 | 0 | 0
CC | 0 | 0 | 0 | 0 | 0 | 0
CSP | 0 | 0 | 0 | 0 | 0 | 0
CT | 0 | 0 | 0 | 0 | 0 | 0
Coal | 0 | 0 | 0 | 0 | 0 | 0
Geo | 0 | 0 | 0 | 0 | 0 | 0
H | 0 | 0 | 0 | 0 | 0 | 0
LFG | 0 | 0 | 0 | 0 | 0 | 0
Nuc | 0 | 0 | 0 | 0 | 0 | 0
PS | 0 | 0 | 0 | 0 | 0 | 0
PV | 0 | 0 | 0 | 0 | 0 | 0
PeakG | 0 | 0 | 0 | 0 | 0 | 0
PeakO | 0 | 0 | 0 | 0 | 0 | 0
ST | 0 | 0 | 0 | 0 | 0 | 0
STOG | 0 | 0 | 0 | 0 | 0 | 0
STWD | 0 | 0 | 0 | 0 | 0 | 0
WT | 0 | 0 | 0 | 0 | 0 | 0
IGCC | 0 | 0 | 0 | 0 | 0 | 0
DemandResponse | 0 | 0 | 0 | 0 | 0 | 0
IGCC-CCS | 0 | 0 | 0 | 0 | 0 | 0
WT_off | 0 | 0 | 0 | 0 | 0 | 0
PseudoUnit | 0 | 0 | 0 | 0 | 0 | 0
FixedInterchange | 0 | 0 | 0 | 0 | 0 | 0
Emission Cost by Reporting Type: Nebraska
ReportingType | 2015 | 2020 | 2025 | 2030 | 2035 | 2040
BM | 0 | 0 | 0 | 0 | 0 | 0
CC | 0 | 0 | 0 | 0 | 0 | 0
CSP | 0 | 0 | 0 | 0 | 0 | 0
CT | 0 | 0 | 0 | 0 | 0 | 0
Coal | 0 | 0 | 0 | 0 | 0 | 0
Geo | 0 | 0 | 0 | 0 | 0 | 0
H | 0 | 0 | 0 | 0 | 0 | 0
LFG | 0 | 0 | 0 | 0 | 0 | 0
Nuc | 0 | 0 | 0 | 0 | 0 | 0
PS | 0 | 0 | 0 | 0 | 0 | 0
PV | 0 | 0 | 0 | 0 | 0 | 0
PeakG | 0 | 0 | 0 | 0 | 0 | 0
PeakO | 0 | 0 | 0 | 0 | 0 | 0
ST | 0 | 0 | 0 | 0 | 0 | 0
STOG | 0 | 0 | 0 | 0 | 0 | 0
STWD | 0 | 0 | 0 | 0 | 0 | 0
WT | 0 | 0 | 0 | 0 | 0 | 0
IGCC | 0 | 0 | 0 | 0 | 0 | 0
DemandResponse | 0 | 0 | 0 | 0 | 0 | 0
IGCC-CCS | 0 | 0 | 0 | 0 | 0 | 0
WT_off | 0 | 0 | 0 | 0 | 0 | 0
PseudoUnit | 0 | 0 | 0 | 0 | 0 | 0
FixedInterchange | 0 | 0 | 0 | 0 | 0 | 0
Emission Cost by Reporting Type: NEISO
ReportingType | 2015 | 2020 | 2025 | 2030 | 2035 | 2040
BM | 0 | 0 | 0 | 0 | 0 | 0
CC | 0 | 0 | 0 | 0 | 0 | 0
CSP | 0 | 0 | 0 | 0 | 0 | 0
CT | 0 | 0 | 0 | 0 | 0 | 0
Coal | 0 | 0 | 0 | 0 | 0 | 0
Geo | 0 | 0 | 0 | 0 | 0 | 0
H | 0 | 0 | 0 | 0 | 0 | 0
LFG | 0 | 0 | 0 | 0 | 0 | 0
Nuc | 0 | 0 | 0 | 0 | 0 | 0
PS | 0 | 0 | 0 | 0 | 0 | 0
PV | 0 | 0 | 0 | 0 | 0 | 0
PeakG | 0 | 0 | 0 | 0 | 0 | 0
PeakO | 0 | 0 | 0 | 0 | 0 | 0
ST | 0 | 0 | 0 | 0 | 0 | 0
STOG | 0 | 0 | 0 | 0 | 0 | 0
STWD | 0 | 0 | 0 | 0 | 0 | 0
WT | 0 | 0 | 0 | 0 | 0 | 0
IGCC | 0 | 0 | 0 | 0 | 0 | 0
DemandResponse | 0 | 0 | 0 | 0 | 0 | 0
IGCC-CCS | 0 | 0 | 0 | 0 | 0 | 0
WT_off | 0 | 0 | 0 | 0 | 0 | 0
PseudoUnit | 0 | 0 | 0 | 0 | 0 | 0
FixedInterchange | 0 | 0 | 0 | 0 | 0 | 0
Emission Cost by Reporting Type: NonRTO_Midwest
ReportingType | 2015 | 2020 | 2025 | 2030 | 2035 | 2040
BM | 0 | 0 | 0 | 0 | 0 | 0
CC | 0 | 0 | 0 | 0 | 0 | 0
CSP | 0 | 0 | 0 | 0 | 0 | 0
CT | 0 | 0 | 0 | 0 | 0 | 0
Coal | 0 | 0 | 0 | 0 | 0 | 0
Geo | 0 | 0 | 0 | 0 | 0 | 0
H | 0 | 0 | 0 | 0 | 0 | 0
LFG | 0 | 0 | 0 | 0 | 0 | 0
Nuc | 0 | 0 | 0 | 0 | 0 | 0
PS | 0 | 0 | 0 | 0 | 0 | 0
PV | 0 | 0 | 0 | 0 | 0 | 0
PeakG | 0 | 0 | 0 | 0 | 0 | 0
PeakO | 0 | 0 | 0 | 0 | 0 | 0
ST | 0 | 0 | 0 | 0 | 0 | 0
STOG | 0 | 0 | 0 | 0 | 0 | 0
STWD | 0 | 0 | 0 | 0 | 0 | 0
WT | 0 | 0 | 0 | 0 | 0 | 0
IGCC | 0 | 0 | 0 | 0 | 0 | 0
DemandResponse | 0 | 0 | 0 | 0 | 0 | 0
IGCC-CCS | 0 | 0 | 0 | 0 | 0 | 0
WT_off | 0 | 0 | 0 | 0 | 0 | 0
PseudoUnit | 0 | 0 | 0 | 0 | 0 | 0
FixedInterchange | 0 | 0 | 0 | 0 | 0 | 0
Emission Cost by Reporting Type: NYISO_A-F
ReportingType | 2015 | 2020 | 2025 | 2030 | 2035 | 2040
BM | 0 | 0 | 0 | 0 | 0 | 0
CC | 0 | 0 | 0 | 0 | 0 | 0
CSP | 0 | 0 | 0 | 0 | 0 | 0
CT | 0 | 0 | 0 | 0 | 0 | 0
Coal | 0 | 0 | 0 | 0 | 0 | 0
Geo | 0 | 0 | 0 | 0 | 0 | 0
H | 0 | 0 | 0 | 0 | 0 | 0
LFG | 0 | 0 | 0 | 0 | 0 | 0
Nuc | 0 | 0 | 0 | 0 | 0 | 0
PS | 0 | 0 | 0 | 0 | 0 | 0
PV | 0 | 0 | 0 | 0 | 0 | 0
PeakG | 0 | 0 | 0 | 0 | 0 | 0
PeakO | 0 | 0 | 0 | 0 | 0 | 0
ST | 0 | 0 | 0 | 0 | 0 | 0
STOG | 0 | 0 | 0 | 0 | 0 | 0
STWD | 0 | 0 | 0 | 0 | 0 | 0
WT | 0 | 0 | 0 | 0 | 0 | 0
IGCC | 0 | 0 | 0 | 0 | 0 | 0
DemandResponse | 0 | 0 | 0 | 0 | 0 | 0
IGCC-CCS | 0 | 0 | 0 | 0 | 0 | 0
WT_off | 0 | 0 | 0 | 0 | 0 | 0
PseudoUnit | 0 | 0 | 0 | 0 | 0 | 0
FixedInterchange | 0 | 0 | 0 | 0 | 0 | 0
Emission Cost by Reporting Type: NYISO_G-I
ReportingType | 2015 | 2020 | 2025 | 2030 | 2035 | 2040
BM | 0 | 0 | 0 | 0 | 0 | 0
CC | 0 | 0 | 0 | 0 | 0 | 0
CSP | 0 | 0 | 0 | 0 | 0 | 0
CT | 0 | 0 | 0 | 0 | 0 | 0
Coal | 0 | 0 | 0 | 0 | 0 | 0
Geo | 0 | 0 | 0 | 0 | 0 | 0
H | 0 | 0 | 0 | 0 | 0 | 0
LFG | 0 | 0 | 0 | 0 | 0 | 0
Nuc | 0 | 0 | 0 | 0 | 0 | 0
PS | 0 | 0 | 0 | 0 | 0 | 0
PV | 0 | 0 | 0 | 0 | 0 | 0
PeakG | 0 | 0 | 0 | 0 | 0 | 0
PeakO | 0 | 0 | 0 | 0 | 0 | 0
ST | 0 | 0 | 0 | 0 | 0 | 0
STOG | 0 | 0 | 0 | 0 | 0 | 0
STWD | 0 | 0 | 0 | 0 | 0 | 0
WT | 0 | 0 | 0 | 0 | 0 | 0
IGCC | 0 | 0 | 0 | 0 | 0 | 0
DemandResponse | 0 | 0 | 0 | 0 | 0 | 0
IGCC-CCS | 0 | 0 | 0 | 0 | 0 | 0
WT_off | 0 | 0 | 0 | 0 | 0 | 0
PseudoUnit | 0 | 0 | 0 | 0 | 0 | 0
FixedInterchange | 0 | 0 | 0 | 0 | 0 | 0
Emission Cost by Reporting Type: NYISO_J-K
ReportingType | 2015 | 2020 | 2025 | 2030 | 2035 | 2040
BM | 0 | 0 | 0 | 0 | 0 | 0
CC | 0 | 0 | 0 | 0 | 0 | 0
CSP | 0 | 0 | 0 | 0 | 0 | 0
CT | 0 | 0 | 0 | 0 | 0 | 0
Coal | 0 | 0 | 0 | 0 | 0 | 0
Geo | 0 | 0 | 0 | 0 | 0 | 0
H | 0 | 0 | 0 | 0 | 0 | 0
LFG | 0 | 0 | 0 | 0 | 0 | 0
Nuc | 0 | 0 | 0 | 0 | 0 | 0
PS | 0 | 0 | 0 | 0 | 0 | 0
PV | 0 | 0 | 0 | 0 | 0 | 0
PeakG | 0 | 0 | 0 | 0 | 0 | 0
PeakO | 0 | 0 | 0 | 0 | 0 | 0
ST | 0 | 0 | 0 | 0 | 0 | 0
STOG | 0 | 0 | 0 | 0 | 0 | 0
STWD | 0 | 0 | 0 | 0 | 0 | 0
WT | 0 | 0 | 0 | 0 | 0 | 0
IGCC | 0 | 0 | 0 | 0 | 0 | 0
DemandResponse | 0 | 0 | 0 | 0 | 0 | 0
IGCC-CCS | 0 | 0 | 0 | 0 | 0 | 0
WT_off | 0 | 0 | 0 | 0 | 0 | 0
PseudoUnit | 0 | 0 | 0 | 0 | 0 | 0
FixedInterchange | 0 | 0 | 0 | 0 | 0 | 0
Emission Cost by Reporting Type: PJM_E
ReportingType | 2015 | 2020 | 2025 | 2030 | 2035 | 2040
BM | 0 | 0 | 0 | 0 | 0 | 0
CC | 0 | 0 | 0 | 0 | 0 | 0
CSP | 0 | 0 | 0 | 0 | 0 | 0
CT | 0 | 0 | 0 | 0 | 0 | 0
Coal | 0 | 0 | 0 | 0 | 0 | 0
Geo | 0 | 0 | 0 | 0 | 0 | 0
H | 0 | 0 | 0 | 0 | 0 | 0
LFG | 0 | 0 | 0 | 0 | 0 | 0
Nuc | 0 | 0 | 0 | 0 | 0 | 0
PS | 0 | 0 | 0 | 0 | 0 | 0
PV | 0 | 0 | 0 | 0 | 0 | 0
PeakG | 0 | 0 | 0 | 0 | 0 | 0
PeakO | 0 | 0 | 0 | 0 | 0 | 0
ST | 0 | 0 | 0 | 0 | 0 | 0
STOG | 0 | 0 | 0 | 0 | 0 | 0
STWD | 0 | 0 | 0 | 0 | 0 | 0
WT | 0 | 0 | 0 | 0 | 0 | 0
IGCC | 0 | 0 | 0 | 0 | 0 | 0
DemandResponse | 0 | 0 | 0 | 0 | 0 | 0
IGCC-CCS | 0 | 0 | 0 | 0 | 0 | 0
WT_off | 0 | 0 | 0 | 0 | 0 | 0
PseudoUnit | 0 | 0 | 0 | 0 | 0 | 0
FixedInterchange | 0 | 0 | 0 | 0 | 0 | 0
Emission Cost by Reporting Type: PJM_ROM
ReportingType | 2015 | 2020 | 2025 | 2030 | 2035 | 2040
BM | 0 | 0 | 0 | 0 | 0 | 0
CC | 0 | 0 | 0 | 0 | 0 | 0
CSP | 0 | 0 | 0 | 0 | 0 | 0
CT | 0 | 0 | 0 | 0 | 0 | 0
Coal | 0 | 0 | 0 | 0 | 0 | 0
Geo | 0 | 0 | 0 | 0 | 0 | 0
H | 0 | 0 | 0 | 0 | 0 | 0
LFG | 0 | 0 | 0 | 0 | 0 | 0
Nuc | 0 | 0 | 0 | 0 | 0 | 0
PS | 0 | 0 | 0 | 0 | 0 | 0
PV | 0 | 0 | 0 | 0 | 0 | 0
PeakG | 0 | 0 | 0 | 0 | 0 | 0
PeakO | 0 | 0 | 0 | 0 | 0 | 0
ST | 0 | 0 | 0 | 0 | 0 | 0
STOG | 0 | 0 | 0 | 0 | 0 | 0
STWD | 0 | 0 | 0 | 0 | 0 | 0
WT | 0 | 0 | 0 | 0 | 0 | 0
IGCC | 0 | 0 | 0 | 0 | 0 | 0
DemandResponse | 0 | 0 | 0 | 0 | 0 | 0
IGCC-CCS | 0 | 0 | 0 | 0 | 0 | 0
WT_off | 0 | 0 | 0 | 0 | 0 | 0
PseudoUnit | 0 | 0 | 0 | 0 | 0 | 0
FixedInterchange | 0 | 0 | 0 | 0 | 0 | 0
Emission Cost by Reporting Type: PJM_ROR
ReportingType | 2015 | 2020 | 2025 | 2030 | 2035 | 2040
BM | 0 | 0 | 0 | 0 | 0 | 0
CC | 0 | 0 | 0 | 0 | 0 | 0
CSP | 0 | 0 | 0 | 0 | 0 | 0
CT | 0 | 0 | 0 | 0 | 0 | 0
Coal | 0 | 0 | 0 | 0 | 0 | 0
Geo | 0 | 0 | 0 | 0 | 0 | 0
H | 0 | 0 | 0 | 0 | 0 | 0
LFG | 0 | 0 | 0 | 0 | 0 | 0
Nuc | 0 | 0 | 0 | 0 | 0 | 0
PS | 0 | 0 | 0 | 0 | 0 | 0
PV | 0 | 0 | 0 | 0 | 0 | 0
PeakG | 0 | 0 | 0 | 0 | 0 | 0
PeakO | 0 | 0 | 0 | 0 | 0 | 0
ST | 0 | 0 | 0 | 0 | 0 | 0
STOG | 0 | 0 | 0 | 0 | 0 | 0
STWD | 0 | 0 | 0 | 0 | 0 | 0
WT | 0 | 0 | 0 | 0 | 0 | 0
IGCC | 0 | 0 | 0 | 0 | 0 | 0
DemandResponse | 0 | 0 | 0 | 0 | 0 | 0
IGCC-CCS | 0 | 0 | 0 | 0 | 0 | 0
WT_off | 0 | 0 | 0 | 0 | 0 | 0
PseudoUnit | 0 | 0 | 0 | 0 | 0 | 0
FixedInterchange | 0 | 0 | 0 | 0 | 0 | 0
Emission Cost by Reporting Type: SOCO
ReportingType | 2015 | 2020 | 2025 | 2030 | 2035 | 2040
BM | 0 | 0 | 0 | 0 | 0 | 0
CC | 0 | 0 | 0 | 0 | 0 | 0
CSP | 0 | 0 | 0 | 0 | 0 | 0
CT | 0 | 0 | 0 | 0 | 0 | 0
Coal | 0 | 0 | 0 | 0 | 0 | 0
Geo | 0 | 0 | 0 | 0 | 0 | 0
H | 0 | 0 | 0 | 0 | 0 | 0
LFG | 0 | 0 | 0 | 0 | 0 | 0
Nuc | 0 | 0 | 0 | 0 | 0 | 0
PS | 0 | 0 | 0 | 0 | 0 | 0
PV | 0 | 0 | 0 | 0 | 0 | 0
PeakG | 0 | 0 | 0 | 0 | 0 | 0
PeakO | 0 | 0 | 0 | 0 | 0 | 0
ST | 0 | 0 | 0 | 0 | 0 | 0
STOG | 0 | 0 | 0 | 0 | 0 | 0
STWD | 0 | 0 | 0 | 0 | 0 | 0
WT | 0 | 0 | 0 | 0 | 0 | 0
IGCC | 0 | 0 | 0 | 0 | 0 | 0
DemandResponse | 0 | 0 | 0 | 0 | 0 | 0
IGCC-CCS | 0 | 0 | 0 | 0 | 0 | 0
WT_off | 0 | 0 | 0 | 0 | 0 | 0
PseudoUnit | 0 | 0 | 0 | 0 | 0 | 0
FixedInterchange | 0 | 0 | 0 | 0 | 0 | 0
Emission Cost by Reporting Type: SPP_N
ReportingType | 2015 | 2020 | 2025 | 2030 | 2035 | 2040
BM | 0 | 0 | 0 | 0 | 0 | 0
CC | 0 | 0 | 0 | 0 | 0 | 0
CSP | 0 | 0 | 0 | 0 | 0 | 0
CT | 0 | 0 | 0 | 0 | 0 | 0
Coal | 0 | 0 | 0 | 0 | 0 | 0
Geo | 0 | 0 | 0 | 0 | 0 | 0
H | 0 | 0 | 0 | 0 | 0 | 0
LFG | 0 | 0 | 0 | 0 | 0 | 0
Nuc | 0 | 0 | 0 | 0 | 0 | 0
PS | 0 | 0 | 0 | 0 | 0 | 0
PV | 0 | 0 | 0 | 0 | 0 | 0
PeakG | 0 | 0 | 0 | 0 | 0 | 0
PeakO | 0 | 0 | 0 | 0 | 0 | 0
ST | 0 | 0 | 0 | 0 | 0 | 0
STOG | 0 | 0 | 0 | 0 | 0 | 0
STWD | 0 | 0 | 0 | 0 | 0 | 0
WT | 0 | 0 | 0 | 0 | 0 | 0
IGCC | 0 | 0 | 0 | 0 | 0 | 0
DemandResponse | 0 | 0 | 0 | 0 | 0 | 0
IGCC-CCS | 0 | 0 | 0 | 0 | 0 | 0
WT_off | 0 | 0 | 0 | 0 | 0 | 0
PseudoUnit | 0 | 0 | 0 | 0 | 0 | 0
FixedInterchange | 0 | 0 | 0 | 0 | 0 | 0
Emission Cost by Reporting Type: SPP_S
ReportingType | 2015 | 2020 | 2025 | 2030 | 2035 | 2040
BM | 0 | 0 | 0 | 0 | 0 | 0
CC | 0 | 0 | 0 | 0 | 0 | 0
CSP | 0 | 0 | 0 | 0 | 0 | 0
CT | 0 | 0 | 0 | 0 | 0 | 0
Coal | 0 | 0 | 0 | 0 | 0 | 0
Geo | 0 | 0 | 0 | 0 | 0 | 0
H | 0 | 0 | 0 | 0 | 0 | 0
LFG | 0 | 0 | 0 | 0 | 0 | 0
Nuc | 0 | 0 | 0 | 0 | 0 | 0
PS | 0 | 0 | 0 | 0 | 0 | 0
PV | 0 | 0 | 0 | 0 | 0 | 0
PeakG | 0 | 0 | 0 | 0 | 0 | 0
PeakO | 0 | 0 | 0 | 0 | 0 | 0
ST | 0 | 0 | 0 | 0 | 0 | 0
STOG | 0 | 0 | 0 | 0 | 0 | 0
STWD | 0 | 0 | 0 | 0 | 0 | 0
WT | 0 | 0 | 0 | 0 | 0 | 0
IGCC | 0 | 0 | 0 | 0 | 0 | 0
DemandResponse | 0 | 0 | 0 | 0 | 0 | 0
IGCC-CCS | 0 | 0 | 0 | 0 | 0 | 0
WT_off | 0 | 0 | 0 | 0 | 0 | 0
PseudoUnit | 0 | 0 | 0 | 0 | 0 | 0
FixedInterchange | 0 | 0 | 0 | 0 | 0 | 0
Emission Cost by Reporting Type: TVA
ReportingType | 2015 | 2020 | 2025 | 2030 | 2035 | 2040
BM | 0 | 0 | 0 | 0 | 0 | 0
CC | 0 | 0 | 0 | 0 | 0 | 0
CSP | 0 | 0 | 0 | 0 | 0 | 0
CT | 0 | 0 | 0 | 0 | 0 | 0
Coal | 0 | 0 | 0 | 0 | 0 | 0
Geo | 0 | 0 | 0 | 0 | 0 | 0
H | 0 | 0 | 0 | 0 | 0 | 0
LFG | 0 | 0 | 0 | 0 | 0 | 0
Nuc | 0 | 0 | 0 | 0 | 0 | 0
PS | 0 | 0 | 0 | 0 | 0 | 0
PV | 0 | 0 | 0 | 0 | 0 | 0
PeakG | 0 | 0 | 0 | 0 | 0 | 0
PeakO | 0 | 0 | 0 | 0 | 0 | 0
ST | 0 | 0 | 0 | 0 | 0 | 0
STOG | 0 | 0 | 0 | 0 | 0 | 0
STWD | 0 | 0 | 0 | 0 | 0 | 0
WT | 0 | 0 | 0 | 0 | 0 | 0
IGCC | 0 | 0 | 0 | 0 | 0 | 0
DemandResponse | 0 | 0 | 0 | 0 | 0 | 0
IGCC-CCS | 0 | 0 | 0 | 0 | 0 | 0
WT_off | 0 | 0 | 0 | 0 | 0 | 0
PseudoUnit | 0 | 0 | 0 | 0 | 0 | 0
FixedInterchange | 0 | 0 | 0 | 0 | 0 | 0
Emission Cost by Reporting Type: TVA_Transmission
ReportingType | 2015 | 2020 | 2025 | 2030 | 2035 | 2040
BM | 0 | 0 | 0 | 0 | 0 | 0
CC | 0 | 0 | 0 | 0 | 0 | 0
CSP | 0 | 0 | 0 | 0 | 0 | 0
CT | 0 | 0 | 0 | 0 | 0 | 0
Coal | 0 | 0 | 0 | 0 | 0 | 0
Geo | 0 | 0 | 0 | 0 | 0 | 0
H | 0 | 0 | 0 | 0 | 0 | 0
LFG | 0 | 0 | 0 | 0 | 0 | 0
Nuc | 0 | 0 | 0 | 0 | 0 | 0
PS | 0 | 0 | 0 | 0 | 0 | 0
PV | 0 | 0 | 0 | 0 | 0 | 0
PeakG | 0 | 0 | 0 | 0 | 0 | 0
PeakO | 0 | 0 | 0 | 0 | 0 | 0
ST | 0 | 0 | 0 | 0 | 0 | 0
STOG | 0 | 0 | 0 | 0 | 0 | 0
STWD | 0 | 0 | 0 | 0 | 0 | 0
WT | 0 | 0 | 0 | 0 | 0 | 0
IGCC | 0 | 0 | 0 | 0 | 0 | 0
DemandResponse | 0 | 0 | 0 | 0 | 0 | 0
IGCC-CCS | 0 | 0 | 0 | 0 | 0 | 0
WT_off | 0 | 0 | 0 | 0 | 0 | 0
PseudoUnit | 0 | 0 | 0 | 0 | 0 | 0
FixedInterchange | 0 | 0 | 0 | 0 | 0 | 0
Emission Cost by Reporting Type: VACAR
ReportingType | 2015 | 2020 | 2025 | 2030 | 2035 | 2040
BM | 0 | 0 | 0 | 0 | 0 | 0
CC | 0 | 0 | 0 | 0 | 0 | 0
CSP | 0 | 0 | 0 | 0 | 0 | 0
CT | 0 | 0 | 0 | 0 | 0 | 0
Coal | 0 | 0 | 0 | 0 | 0 | 0
Geo | 0 | 0 | 0 | 0 | 0 | 0
H | 0 | 0 | 0 | 0 | 0 | 0
LFG | 0 | 0 | 0 | 0 | 0 | 0
Nuc | 0 | 0 | 0 | 0 | 0 | 0
PS | 0 | 0 | 0 | 0 | 0 | 0
PV | 0 | 0 | 0 | 0 | 0 | 0
PeakG | 0 | 0 | 0 | 0 | 0 | 0
PeakO | 0 | 0 | 0 | 0 | 0 | 0
ST | 0 | 0 | 0 | 0 | 0 | 0
STOG | 0 | 0 | 0 | 0 | 0 | 0
STWD | 0 | 0 | 0 | 0 | 0 | 0
WT | 0 | 0 | 0 | 0 | 0 | 0
IGCC | 0 | 0 | 0 | 0 | 0 | 0
DemandResponse | 0 | 0 | 0 | 0 | 0 | 0
IGCC-CCS | 0 | 0 | 0 | 0 | 0 | 0
WT_off | 0 | 0 | 0 | 0 | 0 | 0
PseudoUnit | 0 | 0 | 0 | 0 | 0 | 0
FixedInterchange | 0 | 0 | 0 | 0 | 0 | 0
Emission Cost by Reporting Type: IESO
ReportingType | 2015 | 2020 | 2025 | 2030 | 2035 | 2040
BM | 0 | 0 | 0 | 0 | 0 | 0
CC | 0 | 0 | 0 | 0 | 0 | 0
CSP | 0 | 0 | 0 | 0 | 0 | 0
CT | 0 | 0 | 0 | 0 | 0 | 0
Coal | 0 | 0 | 0 | 0 | 0 | 0
Geo | 0 | 0 | 0 | 0 | 0 | 0
H | 0 | 0 | 0 | 0 | 0 | 0
LFG | 0 | 0 | 0 | 0 | 0 | 0
Nuc | 0 | 0 | 0 | 0 | 0 | 0
PS | 0 | 0 | 0 | 0 | 0 | 0
PV | 0 | 0 | 0 | 0 | 0 | 0
PeakG | 0 | 0 | 0 | 0 | 0 | 0
PeakO | 0 | 0 | 0 | 0 | 0 | 0
ST | 0 | 0 | 0 | 0 | 0 | 0
STOG | 0 | 0 | 0 | 0 | 0 | 0
STWD | 0 | 0 | 0 | 0 | 0 | 0
WT | 0 | 0 | 0 | 0 | 0 | 0
IGCC | 0 | 0 | 0 | 0 | 0 | 0
DemandResponse | 0 | 0 | 0 | 0 | 0 | 0
IGCC-CCS | 0 | 0 | 0 | 0 | 0 | 0
WT_off | 0 | 0 | 0 | 0 | 0 | 0
PseudoUnit | 0 | 0 | 0 | 0 | 0 | 0
FixedInterchange | 0 | 0 | 0 | 0 | 0 | 0
Emission Cost by Reporting Type: MAPP_CA
ReportingType | 2015 | 2020 | 2025 | 2030 | 2035 | 2040
BM | 0 | 0 | 0 | 0 | 0 | 0
CC | 0 | 0 | 0 | 0 | 0 | 0
CSP | 0 | 0 | 0 | 0 | 0 | 0
CT | 0 | 0 | 0 | 0 | 0 | 0
Coal | 0 | 0 | 0 | 0 | 0 | 0
Geo | 0 | 0 | 0 | 0 | 0 | 0
H | 0 | 0 | 0 | 0 | 0 | 0
LFG | 0 | 0 | 0 | 0 | 0 | 0
Nuc | 0 | 0 | 0 | 0 | 0 | 0
PS | 0 | 0 | 0 | 0 | 0 | 0
PV | 0 | 0 | 0 | 0 | 0 | 0
PeakG | 0 | 0 | 0 | 0 | 0 | 0
PeakO | 0 | 0 | 0 | 0 | 0 | 0
ST | 0 | 0 | 0 | 0 | 0 | 0
STOG | 0 | 0 | 0 | 0 | 0 | 0
STWD | 0 | 0 | 0 | 0 | 0 | 0
WT | 0 | 0 | 0 | 0 | 0 | 0
IGCC | 0 | 0 | 0 | 0 | 0 | 0
DemandResponse | 0 | 0 | 0 | 0 | 0 | 0
IGCC-CCS | 0 | 0 | 0 | 0 | 0 | 0
WT_off | 0 | 0 | 0 | 0 | 0 | 0
PseudoUnit | 0 | 0 | 0 | 0 | 0 | 0
FixedInterchange | 0 | 0 | 0 | 0 | 0 | 0
Emission Cost by Reporting Type: AZ_NM_SNV_Coal
ReportingType | 2015 | 2020 | 2025 | 2030 | 2035 | 2040
BM | 0 | 0 | 0 | 0 | 0 | 0
CC | 0 | 0 | 0 | 0 | 0 | 0
CSP | 0 | 0 | 0 | 0 | 0 | 0
CT | 0 | 0 | 0 | 0 | 0 | 0
Coal | 0 | 0 | 0 | 0 | 0 | 0
Geo | 0 | 0 | 0 | 0 | 0 | 0
H | 0 | 0 | 0 | 0 | 0 | 0
LFG | 0 | 0 | 0 | 0 | 0 | 0
Nuc | 0 | 0 | 0 | 0 | 0 | 0
PS | 0 | 0 | 0 | 0 | 0 | 0
PV | 0 | 0 | 0 | 0 | 0 | 0
PeakG | 0 | 0 | 0 | 0 | 0 | 0
PeakO | 0 | 0 | 0 | 0 | 0 | 0
ST | 0 | 0 | 0 | 0 | 0 | 0
STOG | 0 | 0 | 0 | 0 | 0 | 0
STWD | 0 | 0 | 0 | 0 | 0 | 0
WT | 0 | 0 | 0 | 0 | 0 | 0
IGCC | 0 | 0 | 0 | 0 | 0 | 0
DemandResponse | 0 | 0 | 0 | 0 | 0 | 0
IGCC-CCS | 0 | 0 | 0 | 0 | 0 | 0
WT_off | 0 | 0 | 0 | 0 | 0 | 0
PseudoUnit | 0 | 0 | 0 | 0 | 0 | 0
FixedInterchange | 0 | 0 | 0 | 0 | 0 | 0
Emission Cost by Reporting Type: AZ_NM_SNV_Gas
ReportingType | 2015 | 2020 | 2025 | 2030 | 2035 | 2040
BM | 0 | 0 | 0 | 0 | 0 | 0
CC | 0 | 0 | 0 | 0 | 0 | 0
CSP | 0 | 0 | 0 | 0 | 0 | 0
CT | 0 | 0 | 0 | 0 | 0 | 0
Coal | 0 | 0 | 0 | 0 | 0 | 0
Geo | 0 | 0 | 0 | 0 | 0 | 0
H | 0 | 0 | 0 | 0 | 0 | 0
LFG | 0 | 0 | 0 | 0 | 0 | 0
Nuc | 0 | 0 | 0 | 0 | 0 | 0
PS | 0 | 0 | 0 | 0 | 0 | 0
PV | 0 | 0 | 0 | 0 | 0 | 0
PeakG | 0 | 0 | 0 | 0 | 0 | 0
PeakO | 0 | 0 | 0 | 0 | 0 | 0
ST | 0 | 0 | 0 | 0 | 0 | 0
STOG | 0 | 0 | 0 | 0 | 0 | 0
STWD | 0 | 0 | 0 | 0 | 0 | 0
WT | 0 | 0 | 0 | 0 | 0 | 0
IGCC | 0 | 0 | 0 | 0 | 0 | 0
DemandResponse | 0 | 0 | 0 | 0 | 0 | 0
IGCC-CCS | 0 | 0 | 0 | 0 | 0 | 0
WT_off | 0 | 0 | 0 | 0 | 0 | 0
PseudoUnit | 0 | 0 | 0 | 0 | 0 | 0
FixedInterchange | 0 | 0 | 0 | 0 | 0 | 0
Emission Cost by Reporting Type: AZ_NM_SNV_NucRenew
ReportingType | 2015 | 2020 | 2025 | 2030 | 2035 | 2040
BM | 0 | 0 | 0 | 0 | 0 | 0
CC | 0 | 0 | 0 | 0 | 0 | 0
CSP | 0 | 0 | 0 | 0 | 0 | 0
CT | 0 | 0 | 0 | 0 | 0 | 0
Coal | 0 | 0 | 0 | 0 | 0 | 0
Geo | 0 | 0 | 0 | 0 | 0 | 0
H | 0 | 0 | 0 | 0 | 0 | 0
LFG | 0 | 0 | 0 | 0 | 0 | 0
Nuc | 0 | 0 | 0 | 0 | 0 | 0
PS | 0 | 0 | 0 | 0 | 0 | 0
PV | 0 | 0 | 0 | 0 | 0 | 0
PeakG | 0 | 0 | 0 | 0 | 0 | 0
PeakO | 0 | 0 | 0 | 0 | 0 | 0
ST | 0 | 0 | 0 | 0 | 0 | 0
STOG | 0 | 0 | 0 | 0 | 0 | 0
STWD | 0 | 0 | 0 | 0 | 0 | 0
WT | 0 | 0 | 0 | 0 | 0 | 0
IGCC | 0 | 0 | 0 | 0 | 0 | 0
DemandResponse | 0 | 0 | 0 | 0 | 0 | 0
IGCC-CCS | 0 | 0 | 0 | 0 | 0 | 0
WT_off | 0 | 0 | 0 | 0 | 0 | 0
PseudoUnit | 0 | 0 | 0 | 0 | 0 | 0
FixedInterchange | 0 | 0 | 0 | 0 | 0 | 0
Emission Cost by Reporting Type: ERCOT
ReportingType | 2015 | 2020 | 2025 | 2030 | 2035 | 2040
BM | 0 | 0 | 0 | 0 | 0 | 0
CC | 0 | 0 | 0 | 0 | 0 | 0
CSP | 0 | 0 | 0 | 0 | 0 | 0
CT | 0 | 0 | 0 | 0 | 0 | 0
Coal | 0 | 0 | 0 | 0 | 0 | 0
Geo | 0 | 0 | 0 | 0 | 0 | 0
H | 0 | 0 | 0 | 0 | 0 | 0
LFG | 0 | 0 | 0 | 0 | 0 | 0
Nuc | 0 | 0 | 0 | 0 | 0 | 0
PS | 0 | 0 | 0 | 0 | 0 | 0
PV | 0 | 0 | 0 | 0 | 0 | 0
PeakG | 0 | 0 | 0 | 0 | 0 | 0
PeakO | 0 | 0 | 0 | 0 | 0 | 0
ST | 0 | 0 | 0 | 0 | 0 | 0
STOG | 0 | 0 | 0 | 0 | 0 | 0
STWD | 0 | 0 | 0 | 0 | 0 | 0
WT | 0 | 0 | 0 | 0 | 0 | 0
IGCC | 0 | 0 | 0 | 0 | 0 | 0
DemandResponse | 0 | 0 | 0 | 0 | 0 | 0
IGCC-CCS | 0 | 0 | 0 | 0 | 0 | 0
WT_off | 0 | 0 | 0 | 0 | 0 | 0
PseudoUnit | 0 | 0 | 0 | 0 | 0 | 0
FixedInterchange | 0 | 0 | 0 | 0 | 0 | 0
Emission Cost by Reporting Type: NP15
ReportingType | 2015 | 2020 | 2025 | 2030 | 2035 | 2040
BM | 0 | 0 | 0 | 0 | 0 | 0
CC | 0 | 0 | 0 | 0 | 0 | 0
CSP | 0 | 0 | 0 | 0 | 0 | 0
CT | 0 | 0 | 0 | 0 | 0 | 0
Coal | 0 | 0 | 0 | 0 | 0 | 0
Geo | 0 | 0 | 0 | 0 | 0 | 0
H | 0 | 0 | 0 | 0 | 0 | 0
LFG | 0 | 0 | 0 | 0 | 0 | 0
Nuc | 0 | 0 | 0 | 0 | 0 | 0
PS | 0 | 0 | 0 | 0 | 0 | 0
PV | 0 | 0 | 0 | 0 | 0 | 0
PeakG | 0 | 0 | 0 | 0 | 0 | 0
PeakO | 0 | 0 | 0 | 0 | 0 | 0
ST | 0 | 0 | 0 | 0 | 0 | 0
STOG | 0 | 0 | 0 | 0 | 0 | 0
STWD | 0 | 0 | 0 | 0 | 0 | 0
WT | 0 | 0 | 0 | 0 | 0 | 0
IGCC | 0 | 0 | 0 | 0 | 0 | 0
DemandResponse | 0 | 0 | 0 | 0 | 0 | 0
IGCC-CCS | 0 | 0 | 0 | 0 | 0 | 0
WT_off | 0 | 0 | 0 | 0 | 0 | 0
PseudoUnit | 0 | 0 | 0 | 0 | 0 | 0
FixedInterchange | 0 | 0 | 0 | 0 | 0 | 0
Emission Cost by Reporting Type: NWPP_Coal
ReportingType | 2015 | 2020 | 2025 | 2030 | 2035 | 2040
BM | 0 | 0 | 0 | 0 | 0 | 0
CC | 0 | 0 | 0 | 0 | 0 | 0
CSP | 0 | 0 | 0 | 0 | 0 | 0
CT | 0 | 0 | 0 | 0 | 0 | 0
Coal | 0 | 0 | 0 | 0 | 0 | 0
Geo | 0 | 0 | 0 | 0 | 0 | 0
H | 0 | 0 | 0 | 0 | 0 | 0
LFG | 0 | 0 | 0 | 0 | 0 | 0
Nuc | 0 | 0 | 0 | 0 | 0 | 0
PS | 0 | 0 | 0 | 0 | 0 | 0
PV | 0 | 0 | 0 | 0 | 0 | 0
PeakG | 0 | 0 | 0 | 0 | 0 | 0
PeakO | 0 | 0 | 0 | 0 | 0 | 0
ST | 0 | 0 | 0 | 0 | 0 | 0
STOG | 0 | 0 | 0 | 0 | 0 | 0
STWD | 0 | 0 | 0 | 0 | 0 | 0
WT | 0 | 0 | 0 | 0 | 0 | 0
IGCC | 0 | 0 | 0 | 0 | 0 | 0
DemandResponse | 0 | 0 | 0 | 0 | 0 | 0
IGCC-CCS | 0 | 0 | 0 | 0 | 0 | 0
WT_off | 0 | 0 | 0 | 0 | 0 | 0
PseudoUnit | 0 | 0 | 0 | 0 | 0 | 0
FixedInterchange | 0 | 0 | 0 | 0 | 0 | 0
Emission Cost by Reporting Type: NWPP_Gas
ReportingType | 2015 | 2020 | 2025 | 2030 | 2035 | 2040
BM | 0 | 0 | 0 | 0 | 0 | 0
CC | 0 | 0 | 0 | 0 | 0 | 0
CSP | 0 | 0 | 0 | 0 | 0 | 0
CT | 0 | 0 | 0 | 0 | 0 | 0
Coal | 0 | 0 | 0 | 0 | 0 | 0
Geo | 0 | 0 | 0 | 0 | 0 | 0
H | 0 | 0 | 0 | 0 | 0 | 0
LFG | 0 | 0 | 0 | 0 | 0 | 0
Nuc | 0 | 0 | 0 | 0 | 0 | 0
PS | 0 | 0 | 0 | 0 | 0 | 0
PV | 0 | 0 | 0 | 0 | 0 | 0
PeakG | 0 | 0 | 0 | 0 | 0 | 0
PeakO | 0 | 0 | 0 | 0 | 0 | 0
ST | 0 | 0 | 0 | 0 | 0 | 0
STOG | 0 | 0 | 0 | 0 | 0 | 0
STWD | 0 | 0 | 0 | 0 | 0 | 0
WT | 0 | 0 | 0 | 0 | 0 | 0
IGCC | 0 | 0 | 0 | 0 | 0 | 0
DemandResponse | 0 | 0 | 0 | 0 | 0 | 0
IGCC-CCS | 0 | 0 | 0 | 0 | 0 | 0
WT_off | 0 | 0 | 0 | 0 | 0 | 0
PseudoUnit | 0 | 0 | 0 | 0 | 0 | 0
FixedInterchange | 0 | 0 | 0 | 0 | 0 | 0
Emission Cost by Reporting Type: NWPP_NucRenew
ReportingType | 2015 | 2020 | 2025 | 2030 | 2035 | 2040
BM | 0 | 0 | 0 | 0 | 0 | 0
CC | 0 | 0 | 0 | 0 | 0 | 0
CSP | 0 | 0 | 0 | 0 | 0 | 0
CT | 0 | 0 | 0 | 0 | 0 | 0
Coal | 0 | 0 | 0 | 0 | 0 | 0
Geo | 0 | 0 | 0 | 0 | 0 | 0
H | 0 | 0 | 0 | 0 | 0 | 0
LFG | 0 | 0 | 0 | 0 | 0 | 0
Nuc | 0 | 0 | 0 | 0 | 0 | 0
PS | 0 | 0 | 0 | 0 | 0 | 0
PV | 0 | 0 | 0 | 0 | 0 | 0
PeakG | 0 | 0 | 0 | 0 | 0 | 0
PeakO | 0 | 0 | 0 | 0 | 0 | 0
ST | 0 | 0 | 0 | 0 | 0 | 0
STOG | 0 | 0 | 0 | 0 | 0 | 0
STWD | 0 | 0 | 0 | 0 | 0 | 0
WT | 0 | 0 | 0 | 0 | 0 | 0
IGCC | 0 | 0 | 0 | 0 | 0 | 0
DemandResponse | 0 | 0 | 0 | 0 | 0 | 0
IGCC-CCS | 0 | 0 | 0 | 0 | 0 | 0
WT_off | 0 | 0 | 0 | 0 | 0 | 0
PseudoUnit | 0 | 0 | 0 | 0 | 0 | 0
FixedInterchange | 0 | 0 | 0 | 0 | 0 | 0
Emission Cost by Reporting Type: RMPA
ReportingType | 2015 | 2020 | 2025 | 2030 | 2035 | 2040
BM | 0 | 0 | 0 | 0 | 0 | 0
CC | 0 | 0 | 0 | 0 | 0 | 0
CSP | 0 | 0 | 0 | 0 | 0 | 0
CT | 0 | 0 | 0 | 0 | 0 | 0
Coal | 0 | 0 | 0 | 0 | 0 | 0
Geo | 0 | 0 | 0 | 0 | 0 | 0
H | 0 | 0 | 0 | 0 | 0 | 0
LFG | 0 | 0 | 0 | 0 | 0 | 0
Nuc | 0 | 0 | 0 | 0 | 0 | 0
PS | 0 | 0 | 0 | 0 | 0 | 0
PV | 0 | 0 | 0 | 0 | 0 | 0
PeakG | 0 | 0 | 0 | 0 | 0 | 0
PeakO | 0 | 0 | 0 | 0 | 0 | 0
ST | 0 | 0 | 0 | 0 | 0 | 0
STOG | 0 | 0 | 0 | 0 | 0 | 0
STWD | 0 | 0 | 0 | 0 | 0 | 0
WT | 0 | 0 | 0 | 0 | 0 | 0
IGCC | 0 | 0 | 0 | 0 | 0 | 0
DemandResponse | 0 | 0 | 0 | 0 | 0 | 0
IGCC-CCS | 0 | 0 | 0 | 0 | 0 | 0
WT_off | 0 | 0 | 0 | 0 | 0 | 0
PseudoUnit | 0 | 0 | 0 | 0 | 0 | 0
FixedInterchange | 0 | 0 | 0 | 0 | 0 | 0
Emission Cost by Reporting Type: SP15
ReportingType | 2015 | 2020 | 2025 | 2030 | 2035 | 2040
BM | 0 | 0 | 0 | 0 | 0 | 0
CC | 0 | 0 | 0 | 0 | 0 | 0
CSP | 0 | 0 | 0 | 0 | 0 | 0
CT | 0 | 0 | 0 | 0 | 0 | 0
Coal | 0 | 0 | 0 | 0 | 0 | 0
Geo | 0 | 0 | 0 | 0 | 0 | 0
H | 0 | 0 | 0 | 0 | 0 | 0
LFG | 0 | 0 | 0 | 0 | 0 | 0
Nuc | 0 | 0 | 0 | 0 | 0 | 0
PS | 0 | 0 | 0 | 0 | 0 | 0
PV | 0 | 0 | 0 | 0 | 0 | 0
PeakG | 0 | 0 | 0 | 0 | 0 | 0
PeakO | 0 | 0 | 0 | 0 | 0 | 0
ST | 0 | 0 | 0 | 0 | 0 | 0
STOG | 0 | 0 | 0 | 0 | 0 | 0
STWD | 0 | 0 | 0 | 0 | 0 | 0
WT | 0 | 0 | 0 | 0 | 0 | 0
IGCC | 0 | 0 | 0 | 0 | 0 | 0
DemandResponse | 0 | 0 | 0 | 0 | 0 | 0
IGCC-CCS | 0 | 0 | 0 | 0 | 0 | 0
WT_off | 0 | 0 | 0 | 0 | 0 | 0
PseudoUnit | 0 | 0 | 0 | 0 | 0 | 0
FixedInterchange | 0 | 0 | 0 | 0 | 0 | 0
Emission Cost by Reporting Type: ALB
ReportingType | 2015 | 2020 | 2025 | 2030 | 2035 | 2040
BM | 0 | 0 | 0 | 0 | 0 | 0
CC | 0 | 0 | 0 | 0 | 0 | 0
CSP | 0 | 0 | 0 | 0 | 0 | 0
CT | 0 | 0 | 0 | 0 | 0 | 0
Coal | 0 | 0 | 0 | 0 | 0 | 0
Geo | 0 | 0 | 0 | 0 | 0 | 0
H | 0 | 0 | 0 | 0 | 0 | 0
LFG | 0 | 0 | 0 | 0 | 0 | 0
Nuc | 0 | 0 | 0 | 0 | 0 | 0
PS | 0 | 0 | 0 | 0 | 0 | 0
PV | 0 | 0 | 0 | 0 | 0 | 0
PeakG | 0 | 0 | 0 | 0 | 0 | 0
PeakO | 0 | 0 | 0 | 0 | 0 | 0
ST | 0 | 0 | 0 | 0 | 0 | 0
STOG | 0 | 0 | 0 | 0 | 0 | 0
STWD | 0 | 0 | 0 | 0 | 0 | 0
WT | 0 | 0 | 0 | 0 | 0 | 0
IGCC | 0 | 0 | 0 | 0 | 0 | 0
DemandResponse | 0 | 0 | 0 | 0 | 0 | 0
IGCC-CCS | 0 | 0 | 0 | 0 | 0 | 0
WT_off | 0 | 0 | 0 | 0 | 0 | 0
PseudoUnit | 0 | 0 | 0 | 0 | 0 | 0
FixedInterchange | 0 | 0 | 0 | 0 | 0 | 0
Emission Cost by Reporting Type: BC
ReportingType | 2015 | 2020 | 2025 | 2030 | 2035 | 2040
BM | 0 | 0 | 0 | 0 | 0 | 0
CC | 0 | 0 | 0 | 0 | 0 | 0
CSP | 0 | 0 | 0 | 0 | 0 | 0
CT | 0 | 0 | 0 | 0 | 0 | 0
Coal | 0 | 0 | 0 | 0 | 0 | 0
Geo | 0 | 0 | 0 | 0 | 0 | 0
H | 0 | 0 | 0 | 0 | 0 | 0
LFG | 0 | 0 | 0 | 0 | 0 | 0
Nuc | 0 | 0 | 0 | 0 | 0 | 0
PS | 0 | 0 | 0 | 0 | 0 | 0
PV | 0 | 0 | 0 | 0 | 0 | 0
PeakG | 0 | 0 | 0 | 0 | 0 | 0
PeakO | 0 | 0 | 0 | 0 | 0 | 0
ST | 0 | 0 | 0 | 0 | 0 | 0
STOG | 0 | 0 | 0 | 0 | 0 | 0
STWD | 0 | 0 | 0 | 0 | 0 | 0
WT | 0 | 0 | 0 | 0 | 0 | 0
IGCC | 0 | 0 | 0 | 0 | 0 | 0
DemandResponse | 0 | 0 | 0 | 0 | 0 | 0
IGCC-CCS | 0 | 0 | 0 | 0 | 0 | 0
WT_off | 0 | 0 | 0 | 0 | 0 | 0
PseudoUnit | 0 | 0 | 0 | 0 | 0 | 0
FixedInterchange | 0 | 0 | 0 | 0 | 0 | 0
Emission Cost by Reporting Type: HQ_IESO
ReportingType | 2015 | 2020 | 2025 | 2030 | 2035 | 2040
BM | 0 | 0 | 0 | 0 | 0 | 0
CC | 0 | 0 | 0 | 0 | 0 | 0
CSP | 0 | 0 | 0 | 0 | 0 | 0
CT | 0 | 0 | 0 | 0 | 0 | 0
Coal | 0 | 0 | 0 | 0 | 0 | 0
Geo | 0 | 0 | 0 | 0 | 0 | 0
H | 0 | 0 | 0 | 0 | 0 | 0
LFG | 0 | 0 | 0 | 0 | 0 | 0
Nuc | 0 | 0 | 0 | 0 | 0 | 0
PS | 0 | 0 | 0 | 0 | 0 | 0
PV | 0 | 0 | 0 | 0 | 0 | 0
PeakG | 0 | 0 | 0 | 0 | 0 | 0
PeakO | 0 | 0 | 0 | 0 | 0 | 0
ST | 0 | 0 | 0 | 0 | 0 | 0
STOG | 0 | 0 | 0 | 0 | 0 | 0
STWD | 0 | 0 | 0 | 0 | 0 | 0
WT | 0 | 0 | 0 | 0 | 0 | 0
IGCC | 0 | 0 | 0 | 0 | 0 | 0
DemandResponse | 0 | 0 | 0 | 0 | 0 | 0
IGCC-CCS | 0 | 0 | 0 | 0 | 0 | 0
WT_off | 0 | 0 | 0 | 0 | 0 | 0
PseudoUnit | 0 | 0 | 0 | 0 | 0 | 0
FixedInterchange | 0 | 0 | 0 | 0 | 0 | 0
Emission Cost by Reporting Type: HQ_NEISO
ReportingType | 2015 | 2020 | 2025 | 2030 | 2035 | 2040
BM | 0 | 0 | 0 | 0 | 0 | 0
CC | 0 | 0 | 0 | 0 | 0 | 0
CSP | 0 | 0 | 0 | 0 | 0 | 0
CT | 0 | 0 | 0 | 0 | 0 | 0
Coal | 0 | 0 | 0 | 0 | 0 | 0
Geo | 0 | 0 | 0 | 0 | 0 | 0
H | 0 | 0 | 0 | 0 | 0 | 0
LFG | 0 | 0 | 0 | 0 | 0 | 0
Nuc | 0 | 0 | 0 | 0 | 0 | 0
PS | 0 | 0 | 0 | 0 | 0 | 0
PV | 0 | 0 | 0 | 0 | 0 | 0
PeakG | 0 | 0 | 0 | 0 | 0 | 0
PeakO | 0 | 0 | 0 | 0 | 0 | 0
ST | 0 | 0 | 0 | 0 | 0 | 0
STOG | 0 | 0 | 0 | 0 | 0 | 0
STWD | 0 | 0 | 0 | 0 | 0 | 0
WT | 0 | 0 | 0 | 0 | 0 | 0
IGCC | 0 | 0 | 0 | 0 | 0 | 0
DemandResponse | 0 | 0 | 0 | 0 | 0 | 0
IGCC-CCS | 0 | 0 | 0 | 0 | 0 | 0
WT_off | 0 | 0 | 0 | 0 | 0 | 0
PseudoUnit | 0 | 0 | 0 | 0 | 0 | 0
FixedInterchange | 0 | 0 | 0 | 0 | 0 | 0
Emission Cost by Reporting Type: HQ_NY
ReportingType | 2015 | 2020 | 2025 | 2030 | 2035 | 2040
BM | 0 | 0 | 0 | 0 | 0 | 0
CC | 0 | 0 | 0 | 0 | 0 | 0
CSP | 0 | 0 | 0 | 0 | 0 | 0
CT | 0 | 0 | 0 | 0 | 0 | 0
Coal | 0 | 0 | 0 | 0 | 0 | 0
Geo | 0 | 0 | 0 | 0 | 0 | 0
H | 0 | 0 | 0 | 0 | 0 | 0
LFG | 0 | 0 | 0 | 0 | 0 | 0
Nuc | 0 | 0 | 0 | 0 | 0 | 0
PS | 0 | 0 | 0 | 0 | 0 | 0
PV | 0 | 0 | 0 | 0 | 0 | 0
PeakG | 0 | 0 | 0 | 0 | 0 | 0
PeakO | 0 | 0 | 0 | 0 | 0 | 0
ST | 0 | 0 | 0 | 0 | 0 | 0
STOG | 0 | 0 | 0 | 0 | 0 | 0
STWD | 0 | 0 | 0 | 0 | 0 | 0
WT | 0 | 0 | 0 | 0 | 0 | 0
IGCC | 0 | 0 | 0 | 0 | 0 | 0
DemandResponse | 0 | 0 | 0 | 0 | 0 | 0
IGCC-CCS | 0 | 0 | 0 | 0 | 0 | 0
WT_off | 0 | 0 | 0 | 0 | 0 | 0
PseudoUnit | 0 | 0 | 0 | 0 | 0 | 0
FixedInterchange | 0 | 0 | 0 | 0 | 0 | 0
Emission Cost by Reporting Type: MARITIMES
ReportingType | 2015 | 2020 | 2025 | 2030 | 2035 | 2040
BM | 0 | 0 | 0 | 0 | 0 | 0
CC | 0 | 0 | 0 | 0 | 0 | 0
CSP | 0 | 0 | 0 | 0 | 0 | 0
CT | 0 | 0 | 0 | 0 | 0 | 0
Coal | 0 | 0 | 0 | 0 | 0 | 0
Geo | 0 | 0 | 0 | 0 | 0 | 0
H | 0 | 0 | 0 | 0 | 0 | 0
LFG | 0 | 0 | 0 | 0 | 0 | 0
Nuc | 0 | 0 | 0 | 0 | 0 | 0
PS | 0 | 0 | 0 | 0 | 0 | 0
PV | 0 | 0 | 0 | 0 | 0 | 0
PeakG | 0 | 0 | 0 | 0 | 0 | 0
PeakO | 0 | 0 | 0 | 0 | 0 | 0
ST | 0 | 0 | 0 | 0 | 0 | 0
STOG | 0 | 0 | 0 | 0 | 0 | 0
STWD | 0 | 0 | 0 | 0 | 0 | 0
WT | 0 | 0 | 0 | 0 | 0 | 0
IGCC | 0 | 0 | 0 | 0 | 0 | 0
DemandResponse | 0 | 0 | 0 | 0 | 0 | 0
IGCC-CCS | 0 | 0 | 0 | 0 | 0 | 0
WT_off | 0 | 0 | 0 | 0 | 0 | 0
PseudoUnit | 0 | 0 | 0 | 0 | 0 | 0
FixedInterchange | 0 | 0 | 0 | 0 | 0 | 0
Emission Cost by Reporting Type: All
ReportingType | 2015 | 2020 | 2025 | 2030 | 2035 | 2040
BM | 0 | 0 | 0 | 0 | 0 | 0
CC | 0 | 0 | 0 | 0 | 0 | 0
CSP | 0 | 0 | 0 | 0 | 0 | 0
CT | 0 | 0 | 0 | 0 | 0 | 0
Coal | 0 | 0 | 0 | 0 | 0 | 0
Geo | 0 | 0 | 0 | 0 | 0 | 0
H | 0 | 0 | 0 | 0 | 0 | 0
LFG | 0 | 0 | 0 | 0 | 0 | 0
Nuc | 0 | 0 | 0 | 0 | 0 | 0
PS | 0 | 0 | 0 | 0 | 0 | 0
PV | 0 | 0 | 0 | 0 | 0 | 0
PeakG | 0 | 0 | 0 | 0 | 0 | 0
PeakO | 0 | 0 | 0 | 0 | 0 | 0
ST | 0 | 0 | 0 | 0 | 0 | 0
STOG | 0 | 0 | 0 | 0 | 0 | 0
STWD | 0 | 0 | 0 | 0 | 0 | 0
WT | 0 | 0 | 0 | 0 | 0 | 0
IGCC | 0 | 0 | 0 | 0 | 0 | 0
DemandResponse | 0 | 0 | 0 | 0 | 0 | 0
IGCC-CCS | 0 | 0 | 0 | 0 | 0 | 0
WT_off | 0 | 0 | 0 | 0 | 0 | 0
PseudoUnit | 0 | 0 | 0 | 0 | 0 | 0
FixedInterchange | 0 | 0 | 0 | 0 | 0 | 0
Emission Cost by Reporting Type: EI_US
ReportingType | 2015 | 2020 | 2025 | 2030 | 2035 | 2040
BM | 0 | 0 | 0 | 0 | 0 | 0
CC | 0 | 0 | 0 | 0 | 0 | 0
CSP | 0 | 0 | 0 | 0 | 0 | 0
CT | 0 | 0 | 0 | 0 | 0 | 0
Coal | 0 | 0 | 0 | 0 | 0 | 0
Geo | 0 | 0 | 0 | 0 | 0 | 0
H | 0 | 0 | 0 | 0 | 0 | 0
LFG | 0 | 0 | 0 | 0 | 0 | 0
Nuc | 0 | 0 | 0 | 0 | 0 | 0
PS | 0 | 0 | 0 | 0 | 0 | 0
PV | 0 | 0 | 0 | 0 | 0 | 0
PeakG | 0 | 0 | 0 | 0 | 0 | 0
PeakO | 0 | 0 | 0 | 0 | 0 | 0
ST | 0 | 0 | 0 | 0 | 0 | 0
STOG | 0 | 0 | 0 | 0 | 0 | 0
STWD | 0 | 0 | 0 | 0 | 0 | 0
WT | 0 | 0 | 0 | 0 | 0 | 0
IGCC | 0 | 0 | 0 | 0 | 0 | 0
DemandResponse | 0 | 0 | 0 | 0 | 0 | 0
IGCC-CCS | 0 | 0 | 0 | 0 | 0 | 0
WT_off | 0 | 0 | 0 | 0 | 0 | 0
PseudoUnit | 0 | 0 | 0 | 0 | 0 | 0
FixedInterchange | 0 | 0 | 0 | 0 | 0 | 0
Emission Cost by Reporting Type: EI_Canada
ReportingType | 2015 | 2020 | 2025 | 2030 | 2035 | 2040
BM | 0 | 0 | 0 | 0 | 0 | 0
CC | 0 | 0 | 0 | 0 | 0 | 0
CSP | 0 | 0 | 0 | 0 | 0 | 0
CT | 0 | 0 | 0 | 0 | 0 | 0
Coal | 0 | 0 | 0 | 0 | 0 | 0
Geo | 0 | 0 | 0 | 0 | 0 | 0
H | 0 | 0 | 0 | 0 | 0 | 0
LFG | 0 | 0 | 0 | 0 | 0 | 0
Nuc | 0 | 0 | 0 | 0 | 0 | 0
PS | 0 | 0 | 0 | 0 | 0 | 0
PV | 0 | 0 | 0 | 0 | 0 | 0
PeakG | 0 | 0 | 0 | 0 | 0 | 0
PeakO | 0 | 0 | 0 | 0 | 0 | 0
ST | 0 | 0 | 0 | 0 | 0 | 0
STOG | 0 | 0 | 0 | 0 | 0 | 0
STWD | 0 | 0 | 0 | 0 | 0 | 0
WT | 0 | 0 | 0 | 0 | 0 | 0
IGCC | 0 | 0 | 0 | 0 | 0 | 0
DemandResponse | 0 | 0 | 0 | 0 | 0 | 0
IGCC-CCS | 0 | 0 | 0 | 0 | 0 | 0
WT_off | 0 | 0 | 0 | 0 | 0 | 0
PseudoUnit | 0 | 0 | 0 | 0 | 0 | 0
FixedInterchange | 0 | 0 | 0 | 0 | 0 | 0
Emission Cost by Reporting Type: EI
ReportingType | 2015 | 2020 | 2025 | 2030 | 2035 | 2040
BM | 0 | 0 | 0 | 0 | 0 | 0
CC | 0 | 0 | 0 | 0 | 0 | 0
CSP | 0 | 0 | 0 | 0 | 0 | 0
CT | 0 | 0 | 0 | 0 | 0 | 0
Coal | 0 | 0 | 0 | 0 | 0 | 0
Geo | 0 | 0 | 0 | 0 | 0 | 0
H | 0 | 0 | 0 | 0 | 0 | 0
LFG | 0 | 0 | 0 | 0 | 0 | 0
Nuc | 0 | 0 | 0 | 0 | 0 | 0
PS | 0 | 0 | 0 | 0 | 0 | 0
PV | 0 | 0 | 0 | 0 | 0 | 0
PeakG | 0 | 0 | 0 | 0 | 0 | 0
PeakO | 0 | 0 | 0 | 0 | 0 | 0
ST | 0 | 0 | 0 | 0 | 0 | 0
STOG | 0 | 0 | 0 | 0 | 0 | 0
STWD | 0 | 0 | 0 | 0 | 0 | 0
WT | 0 | 0 | 0 | 0 | 0 | 0
IGCC | 0 | 0 | 0 | 0 | 0 | 0
DemandResponse | 0 | 0 | 0 | 0 | 0 | 0
IGCC-CCS | 0 | 0 | 0 | 0 | 0 | 0
WT_off | 0 | 0 | 0 | 0 | 0 | 0
PseudoUnit | 0 | 0 | 0 | 0 | 0 | 0
FixedInterchange | 0 | 0 | 0 | 0 | 0 | 0
Emission Cost by Reporting Type: Outside_EI
ReportingType | 2015 | 2020 | 2025 | 2030 | 2035 | 2040
BM | 0 | 0 | 0 | 0 | 0 | 0
CC | 0 | 0 | 0 | 0 | 0 | 0
CSP | 0 | 0 | 0 | 0 | 0 | 0
CT | 0 | 0 | 0 | 0 | 0 | 0
Coal | 0 | 0 | 0 | 0 | 0 | 0
Geo | 0 | 0 | 0 | 0 | 0 | 0
H | 0 | 0 | 0 | 0 | 0 | 0
LFG | 0 | 0 | 0 | 0 | 0 | 0
Nuc | 0 | 0 | 0 | 0 | 0 | 0
PS | 0 | 0 | 0 | 0 | 0 | 0
PV | 0 | 0 | 0 | 0 | 0 | 0
PeakG | 0 | 0 | 0 | 0 | 0 | 0
PeakO | 0 | 0 | 0 | 0 | 0 | 0
ST | 0 | 0 | 0 | 0 | 0 | 0
STOG | 0 | 0 | 0 | 0 | 0 | 0
STWD | 0 | 0 | 0 | 0 | 0 | 0
WT | 0 | 0 | 0 | 0 | 0 | 0
IGCC | 0 | 0 | 0 | 0 | 0 | 0
DemandResponse | 0 | 0 | 0 | 0 | 0 | 0
IGCC-CCS | 0 | 0 | 0 | 0 | 0 | 0
WT_off | 0 | 0 | 0 | 0 | 0 | 0
PseudoUnit | 0 | 0 | 0 | 0 | 0 | 0
FixedInterchange | 0 | 0 | 0 | 0 | 0 | 0
==== Emission Program: CAMR : (Hg) ====
Emission Cost by Reporting Type: Entergy
ReportingType | 2015 | 2020 | 2025 | 2030 | 2035 | 2040
BM | 0 | 0 | 0 | 0 | 0 | 0
CC | 0 | 0 | 0 | 0 | 0 | 0
CSP | 0 | 0 | 0 | 0 | 0 | 0
CT | 0 | 0 | 0 | 0 | 0 | 0
Coal | 0 | 0 | 0 | 0 | 0 | 0
Geo | 0 | 0 | 0 | 0 | 0 | 0
H | 0 | 0 | 0 | 0 | 0 | 0
LFG | 0 | 0 | 0 | 0 | 0 | 0
Nuc | 0 | 0 | 0 | 0 | 0 | 0
PS | 0 | 0 | 0 | 0 | 0 | 0
PV | 0 | 0 | 0 | 0 | 0 | 0
PeakG | 0 | 0 | 0 | 0 | 0 | 0
PeakO | 0 | 0 | 0 | 0 | 0 | 0
ST | 0 | 0 | 0 | 0 | 0 | 0
STOG | 0 | 0 | 0 | 0 | 0 | 0
STWD | 0 | 0 | 0 | 0 | 0 | 0
WT | 0 | 0 | 0 | 0 | 0 | 0
IGCC | 0 | 0 | 0 | 0 | 0 | 0
DemandResponse | 0 | 0 | 0 | 0 | 0 | 0
IGCC-CCS | 0 | 0 | 0 | 0 | 0 | 0
WT_off | 0 | 0 | 0 | 0 | 0 | 0
PseudoUnit | 0 | 0 | 0 | 0 | 0 | 0
FixedInterchange | 0 | 0 | 0 | 0 | 0 | 0
Emission Cost by Reporting Type: FRCC
ReportingType | 2015 | 2020 | 2025 | 2030 | 2035 | 2040
BM | 0 | 0 | 0 | 0 | 0 | 0
CC | 0 | 0 | 0 | 0 | 0 | 0
CSP | 0 | 0 | 0 | 0 | 0 | 0
CT | 0 | 0 | 0 | 0 | 0 | 0
Coal | 0 | 0 | 0 | 0 | 0 | 0
Geo | 0 | 0 | 0 | 0 | 0 | 0
H | 0 | 0 | 0 | 0 | 0 | 0
LFG | 0 | 0 | 0 | 0 | 0 | 0
Nuc | 0 | 0 | 0 | 0 | 0 | 0
PS | 0 | 0 | 0 | 0 | 0 | 0
PV | 0 | 0 | 0 | 0 | 0 | 0
PeakG | 0 | 0 | 0 | 0 | 0 | 0
PeakO | 0 | 0 | 0 | 0 | 0 | 0
ST | 0 | 0 | 0 | 0 | 0 | 0
STOG | 0 | 0 | 0 | 0 | 0 | 0
STWD | 0 | 0 | 0 | 0 | 0 | 0
WT | 0 | 0 | 0 | 0 | 0 | 0
IGCC | 0 | 0 | 0 | 0 | 0 | 0
DemandResponse | 0 | 0 | 0 | 0 | 0 | 0
IGCC-CCS | 0 | 0 | 0 | 0 | 0 | 0
WT_off | 0 | 0 | 0 | 0 | 0 | 0
PseudoUnit | 0 | 0 | 0 | 0 | 0 | 0
FixedInterchange | 0 | 0 | 0 | 0 | 0 | 0
Emission Cost by Reporting Type: MAPP_US
ReportingType | 2015 | 2020 | 2025 | 2030 | 2035 | 2040
BM | 0 | 0 | 0 | 0 | 0 | 0
CC | 0 | 0 | 0 | 0 | 0 | 0
CSP | 0 | 0 | 0 | 0 | 0 | 0
CT | 0 | 0 | 0 | 0 | 0 | 0
Coal | 0 | 0 | 0 | 0 | 0 | 0
Geo | 0 | 0 | 0 | 0 | 0 | 0
H | 0 | 0 | 0 | 0 | 0 | 0
LFG | 0 | 0 | 0 | 0 | 0 | 0
Nuc | 0 | 0 | 0 | 0 | 0 | 0
PS | 0 | 0 | 0 | 0 | 0 | 0
PV | 0 | 0 | 0 | 0 | 0 | 0
PeakG | 0 | 0 | 0 | 0 | 0 | 0
PeakO | 0 | 0 | 0 | 0 | 0 | 0
ST | 0 | 0 | 0 | 0 | 0 | 0
STOG | 0 | 0 | 0 | 0 | 0 | 0
STWD | 0 | 0 | 0 | 0 | 0 | 0
WT | 0 | 0 | 0 | 0 | 0 | 0
IGCC | 0 | 0 | 0 | 0 | 0 | 0
DemandResponse | 0 | 0 | 0 | 0 | 0 | 0
IGCC-CCS | 0 | 0 | 0 | 0 | 0 | 0
WT_off | 0 | 0 | 0 | 0 | 0 | 0
PseudoUnit | 0 | 0 | 0 | 0 | 0 | 0
FixedInterchange | 0 | 0 | 0 | 0 | 0 | 0
Emission Cost by Reporting Type: MISO_IN
ReportingType | 2015 | 2020 | 2025 | 2030 | 2035 | 2040
BM | 0 | 0 | 0 | 0 | 0 | 0
CC | 0 | 0 | 0 | 0 | 0 | 0
CSP | 0 | 0 | 0 | 0 | 0 | 0
CT | 0 | 0 | 0 | 0 | 0 | 0
Coal | 0 | 0 | 0 | 0 | 0 | 0
Geo | 0 | 0 | 0 | 0 | 0 | 0
H | 0 | 0 | 0 | 0 | 0 | 0
LFG | 0 | 0 | 0 | 0 | 0 | 0
Nuc | 0 | 0 | 0 | 0 | 0 | 0
PS | 0 | 0 | 0 | 0 | 0 | 0
PV | 0 | 0 | 0 | 0 | 0 | 0
PeakG | 0 | 0 | 0 | 0 | 0 | 0
PeakO | 0 | 0 | 0 | 0 | 0 | 0
ST | 0 | 0 | 0 | 0 | 0 | 0
STOG | 0 | 0 | 0 | 0 | 0 | 0
STWD | 0 | 0 | 0 | 0 | 0 | 0
WT | 0 | 0 | 0 | 0 | 0 | 0
IGCC | 0 | 0 | 0 | 0 | 0 | 0
DemandResponse | 0 | 0 | 0 | 0 | 0 | 0
IGCC-CCS | 0 | 0 | 0 | 0 | 0 | 0
WT_off | 0 | 0 | 0 | 0 | 0 | 0
PseudoUnit | 0 | 0 | 0 | 0 | 0 | 0
FixedInterchange | 0 | 0 | 0 | 0 | 0 | 0
Emission Cost by Reporting Type: MISO_MI
ReportingType | 2015 | 2020 | 2025 | 2030 | 2035 | 2040
BM | 0 | 0 | 0 | 0 | 0 | 0
CC | 0 | 0 | 0 | 0 | 0 | 0
CSP | 0 | 0 | 0 | 0 | 0 | 0
CT | 0 | 0 | 0 | 0 | 0 | 0
Coal | 0 | 0 | 0 | 0 | 0 | 0
Geo | 0 | 0 | 0 | 0 | 0 | 0
H | 0 | 0 | 0 | 0 | 0 | 0
LFG | 0 | 0 | 0 | 0 | 0 | 0
Nuc | 0 | 0 | 0 | 0 | 0 | 0
PS | 0 | 0 | 0 | 0 | 0 | 0
PV | 0 | 0 | 0 | 0 | 0 | 0
PeakG | 0 | 0 | 0 | 0 | 0 | 0
PeakO | 0 | 0 | 0 | 0 | 0 | 0
ST | 0 | 0 | 0 | 0 | 0 | 0
STOG | 0 | 0 | 0 | 0 | 0 | 0
STWD | 0 | 0 | 0 | 0 | 0 | 0
WT | 0 | 0 | 0 | 0 | 0 | 0
IGCC | 0 | 0 | 0 | 0 | 0 | 0
DemandResponse | 0 | 0 | 0 | 0 | 0 | 0
IGCC-CCS | 0 | 0 | 0 | 0 | 0 | 0
WT_off | 0 | 0 | 0 | 0 | 0 | 0
PseudoUnit | 0 | 0 | 0 | 0 | 0 | 0
FixedInterchange | 0 | 0 | 0 | 0 | 0 | 0
Emission Cost by Reporting Type: MISO_MO-IL
ReportingType | 2015 | 2020 | 2025 | 2030 | 2035 | 2040
BM | 0 | 0 | 0 | 0 | 0 | 0
CC | 0 | 0 | 0 | 0 | 0 | 0
CSP | 0 | 0 | 0 | 0 | 0 | 0
CT | 0 | 0 | 0 | 0 | 0 | 0
Coal | 0 | 0 | 0 | 0 | 0 | 0
Geo | 0 | 0 | 0 | 0 | 0 | 0
H | 0 | 0 | 0 | 0 | 0 | 0
LFG | 0 | 0 | 0 | 0 | 0 | 0
Nuc | 0 | 0 | 0 | 0 | 0 | 0
PS | 0 | 0 | 0 | 0 | 0 | 0
PV | 0 | 0 | 0 | 0 | 0 | 0
PeakG | 0 | 0 | 0 | 0 | 0 | 0
PeakO | 0 | 0 | 0 | 0 | 0 | 0
ST | 0 | 0 | 0 | 0 | 0 | 0
STOG | 0 | 0 | 0 | 0 | 0 | 0
STWD | 0 | 0 | 0 | 0 | 0 | 0
WT | 0 | 0 | 0 | 0 | 0 | 0
IGCC | 0 | 0 | 0 | 0 | 0 | 0
DemandResponse | 0 | 0 | 0 | 0 | 0 | 0
IGCC-CCS | 0 | 0 | 0 | 0 | 0 | 0
WT_off | 0 | 0 | 0 | 0 | 0 | 0
PseudoUnit | 0 | 0 | 0 | 0 | 0 | 0
FixedInterchange | 0 | 0 | 0 | 0 | 0 | 0
Emission Cost by Reporting Type: MISO_W
ReportingType | 2015 | 2020 | 2025 | 2030 | 2035 | 2040
BM | 0 | 0 | 0 | 0 | 0 | 0
CC | 0 | 0 | 0 | 0 | 0 | 0
CSP | 0 | 0 | 0 | 0 | 0 | 0
CT | 0 | 0 | 0 | 0 | 0 | 0
Coal | 0 | 0 | 0 | 0 | 0 | 0
Geo | 0 | 0 | 0 | 0 | 0 | 0
H | 0 | 0 | 0 | 0 | 0 | 0
LFG | 0 | 0 | 0 | 0 | 0 | 0
Nuc | 0 | 0 | 0 | 0 | 0 | 0
PS | 0 | 0 | 0 | 0 | 0 | 0
PV | 0 | 0 | 0 | 0 | 0 | 0
PeakG | 0 | 0 | 0 | 0 | 0 | 0
PeakO | 0 | 0 | 0 | 0 | 0 | 0
ST | 0 | 0 | 0 | 0 | 0 | 0
STOG | 0 | 0 | 0 | 0 | 0 | 0
STWD | 0 | 0 | 0 | 0 | 0 | 0
WT | 0 | 0 | 0 | 0 | 0 | 0
IGCC | 0 | 0 | 0 | 0 | 0 | 0
DemandResponse | 0 | 0 | 0 | 0 | 0 | 0
IGCC-CCS | 0 | 0 | 0 | 0 | 0 | 0
WT_off | 0 | 0 | 0 | 0 | 0 | 0
PseudoUnit | 0 | 0 | 0 | 0 | 0 | 0
FixedInterchange | 0 | 0 | 0 | 0 | 0 | 0
Emission Cost by Reporting Type: MISO_WUMS
ReportingType | 2015 | 2020 | 2025 | 2030 | 2035 | 2040
BM | 0 | 0 | 0 | 0 | 0 | 0
CC | 0 | 0 | 0 | 0 | 0 | 0
CSP | 0 | 0 | 0 | 0 | 0 | 0
CT | 0 | 0 | 0 | 0 | 0 | 0
Coal | 0 | 0 | 0 | 0 | 0 | 0
Geo | 0 | 0 | 0 | 0 | 0 | 0
H | 0 | 0 | 0 | 0 | 0 | 0
LFG | 0 | 0 | 0 | 0 | 0 | 0
Nuc | 0 | 0 | 0 | 0 | 0 | 0
PS | 0 | 0 | 0 | 0 | 0 | 0
PV | 0 | 0 | 0 | 0 | 0 | 0
PeakG | 0 | 0 | 0 | 0 | 0 | 0
PeakO | 0 | 0 | 0 | 0 | 0 | 0
ST | 0 | 0 | 0 | 0 | 0 | 0
STOG | 0 | 0 | 0 | 0 | 0 | 0
STWD | 0 | 0 | 0 | 0 | 0 | 0
WT | 0 | 0 | 0 | 0 | 0 | 0
IGCC | 0 | 0 | 0 | 0 | 0 | 0
DemandResponse | 0 | 0 | 0 | 0 | 0 | 0
IGCC-CCS | 0 | 0 | 0 | 0 | 0 | 0
WT_off | 0 | 0 | 0 | 0 | 0 | 0
PseudoUnit | 0 | 0 | 0 | 0 | 0 | 0
FixedInterchange | 0 | 0 | 0 | 0 | 0 | 0
Emission Cost by Reporting Type: Nebraska
ReportingType | 2015 | 2020 | 2025 | 2030 | 2035 | 2040
BM | 0 | 0 | 0 | 0 | 0 | 0
CC | 0 | 0 | 0 | 0 | 0 | 0
CSP | 0 | 0 | 0 | 0 | 0 | 0
CT | 0 | 0 | 0 | 0 | 0 | 0
Coal | 0 | 0 | 0 | 0 | 0 | 0
Geo | 0 | 0 | 0 | 0 | 0 | 0
H | 0 | 0 | 0 | 0 | 0 | 0
LFG | 0 | 0 | 0 | 0 | 0 | 0
Nuc | 0 | 0 | 0 | 0 | 0 | 0
PS | 0 | 0 | 0 | 0 | 0 | 0
PV | 0 | 0 | 0 | 0 | 0 | 0
PeakG | 0 | 0 | 0 | 0 | 0 | 0
PeakO | 0 | 0 | 0 | 0 | 0 | 0
ST | 0 | 0 | 0 | 0 | 0 | 0
STOG | 0 | 0 | 0 | 0 | 0 | 0
STWD | 0 | 0 | 0 | 0 | 0 | 0
WT | 0 | 0 | 0 | 0 | 0 | 0
IGCC | 0 | 0 | 0 | 0 | 0 | 0
DemandResponse | 0 | 0 | 0 | 0 | 0 | 0
IGCC-CCS | 0 | 0 | 0 | 0 | 0 | 0
WT_off | 0 | 0 | 0 | 0 | 0 | 0
PseudoUnit | 0 | 0 | 0 | 0 | 0 | 0
FixedInterchange | 0 | 0 | 0 | 0 | 0 | 0
Emission Cost by Reporting Type: NEISO
ReportingType | 2015 | 2020 | 2025 | 2030 | 2035 | 2040
BM | 0 | 0 | 0 | 0 | 0 | 0
CC | 0 | 0 | 0 | 0 | 0 | 0
CSP | 0 | 0 | 0 | 0 | 0 | 0
CT | 0 | 0 | 0 | 0 | 0 | 0
Coal | 0 | 0 | 0 | 0 | 0 | 0
Geo | 0 | 0 | 0 | 0 | 0 | 0
H | 0 | 0 | 0 | 0 | 0 | 0
LFG | 0 | 0 | 0 | 0 | 0 | 0
Nuc | 0 | 0 | 0 | 0 | 0 | 0
PS | 0 | 0 | 0 | 0 | 0 | 0
PV | 0 | 0 | 0 | 0 | 0 | 0
PeakG | 0 | 0 | 0 | 0 | 0 | 0
PeakO | 0 | 0 | 0 | 0 | 0 | 0
ST | 0 | 0 | 0 | 0 | 0 | 0
STOG | 0 | 0 | 0 | 0 | 0 | 0
STWD | 0 | 0 | 0 | 0 | 0 | 0
WT | 0 | 0 | 0 | 0 | 0 | 0
IGCC | 0 | 0 | 0 | 0 | 0 | 0
DemandResponse | 0 | 0 | 0 | 0 | 0 | 0
IGCC-CCS | 0 | 0 | 0 | 0 | 0 | 0
WT_off | 0 | 0 | 0 | 0 | 0 | 0
PseudoUnit | 0 | 0 | 0 | 0 | 0 | 0
FixedInterchange | 0 | 0 | 0 | 0 | 0 | 0
Emission Cost by Reporting Type: NonRTO_Midwest
ReportingType | 2015 | 2020 | 2025 | 2030 | 2035 | 2040
BM | 0 | 0 | 0 | 0 | 0 | 0
CC | 0 | 0 | 0 | 0 | 0 | 0
CSP | 0 | 0 | 0 | 0 | 0 | 0
CT | 0 | 0 | 0 | 0 | 0 | 0
Coal | 0 | 0 | 0 | 0 | 0 | 0
Geo | 0 | 0 | 0 | 0 | 0 | 0
H | 0 | 0 | 0 | 0 | 0 | 0
LFG | 0 | 0 | 0 | 0 | 0 | 0
Nuc | 0 | 0 | 0 | 0 | 0 | 0
PS | 0 | 0 | 0 | 0 | 0 | 0
PV | 0 | 0 | 0 | 0 | 0 | 0
PeakG | 0 | 0 | 0 | 0 | 0 | 0
PeakO | 0 | 0 | 0 | 0 | 0 | 0
ST | 0 | 0 | 0 | 0 | 0 | 0
STOG | 0 | 0 | 0 | 0 | 0 | 0
STWD | 0 | 0 | 0 | 0 | 0 | 0
WT | 0 | 0 | 0 | 0 | 0 | 0
IGCC | 0 | 0 | 0 | 0 | 0 | 0
DemandResponse | 0 | 0 | 0 | 0 | 0 | 0
IGCC-CCS | 0 | 0 | 0 | 0 | 0 | 0
WT_off | 0 | 0 | 0 | 0 | 0 | 0
PseudoUnit | 0 | 0 | 0 | 0 | 0 | 0
FixedInterchange | 0 | 0 | 0 | 0 | 0 | 0
Emission Cost by Reporting Type: NYISO_A-F
ReportingType | 2015 | 2020 | 2025 | 2030 | 2035 | 2040
BM | 0 | 0 | 0 | 0 | 0 | 0
CC | 0 | 0 | 0 | 0 | 0 | 0
CSP | 0 | 0 | 0 | 0 | 0 | 0
CT | 0 | 0 | 0 | 0 | 0 | 0
Coal | 0 | 0 | 0 | 0 | 0 | 0
Geo | 0 | 0 | 0 | 0 | 0 | 0
H | 0 | 0 | 0 | 0 | 0 | 0
LFG | 0 | 0 | 0 | 0 | 0 | 0
Nuc | 0 | 0 | 0 | 0 | 0 | 0
PS | 0 | 0 | 0 | 0 | 0 | 0
PV | 0 | 0 | 0 | 0 | 0 | 0
PeakG | 0 | 0 | 0 | 0 | 0 | 0
PeakO | 0 | 0 | 0 | 0 | 0 | 0
ST | 0 | 0 | 0 | 0 | 0 | 0
STOG | 0 | 0 | 0 | 0 | 0 | 0
STWD | 0 | 0 | 0 | 0 | 0 | 0
WT | 0 | 0 | 0 | 0 | 0 | 0
IGCC | 0 | 0 | 0 | 0 | 0 | 0
DemandResponse | 0 | 0 | 0 | 0 | 0 | 0
IGCC-CCS | 0 | 0 | 0 | 0 | 0 | 0
WT_off | 0 | 0 | 0 | 0 | 0 | 0
PseudoUnit | 0 | 0 | 0 | 0 | 0 | 0
FixedInterchange | 0 | 0 | 0 | 0 | 0 | 0
Emission Cost by Reporting Type: NYISO_G-I
ReportingType | 2015 | 2020 | 2025 | 2030 | 2035 | 2040
BM | 0 | 0 | 0 | 0 | 0 | 0
CC | 0 | 0 | 0 | 0 | 0 | 0
CSP | 0 | 0 | 0 | 0 | 0 | 0
CT | 0 | 0 | 0 | 0 | 0 | 0
Coal | 0 | 0 | 0 | 0 | 0 | 0
Geo | 0 | 0 | 0 | 0 | 0 | 0
H | 0 | 0 | 0 | 0 | 0 | 0
LFG | 0 | 0 | 0 | 0 | 0 | 0
Nuc | 0 | 0 | 0 | 0 | 0 | 0
PS | 0 | 0 | 0 | 0 | 0 | 0
PV | 0 | 0 | 0 | 0 | 0 | 0
PeakG | 0 | 0 | 0 | 0 | 0 | 0
PeakO | 0 | 0 | 0 | 0 | 0 | 0
ST | 0 | 0 | 0 | 0 | 0 | 0
STOG | 0 | 0 | 0 | 0 | 0 | 0
STWD | 0 | 0 | 0 | 0 | 0 | 0
WT | 0 | 0 | 0 | 0 | 0 | 0
IGCC | 0 | 0 | 0 | 0 | 0 | 0
DemandResponse | 0 | 0 | 0 | 0 | 0 | 0
IGCC-CCS | 0 | 0 | 0 | 0 | 0 | 0
WT_off | 0 | 0 | 0 | 0 | 0 | 0
PseudoUnit | 0 | 0 | 0 | 0 | 0 | 0
FixedInterchange | 0 | 0 | 0 | 0 | 0 | 0
Emission Cost by Reporting Type: NYISO_J-K
ReportingType | 2015 | 2020 | 2025 | 2030 | 2035 | 2040
BM | 0 | 0 | 0 | 0 | 0 | 0
CC | 0 | 0 | 0 | 0 | 0 | 0
CSP | 0 | 0 | 0 | 0 | 0 | 0
CT | 0 | 0 | 0 | 0 | 0 | 0
Coal | 0 | 0 | 0 | 0 | 0 | 0
Geo | 0 | 0 | 0 | 0 | 0 | 0
H | 0 | 0 | 0 | 0 | 0 | 0
LFG | 0 | 0 | 0 | 0 | 0 | 0
Nuc | 0 | 0 | 0 | 0 | 0 | 0
PS | 0 | 0 | 0 | 0 | 0 | 0
PV | 0 | 0 | 0 | 0 | 0 | 0
PeakG | 0 | 0 | 0 | 0 | 0 | 0
PeakO | 0 | 0 | 0 | 0 | 0 | 0
ST | 0 | 0 | 0 | 0 | 0 | 0
STOG | 0 | 0 | 0 | 0 | 0 | 0
STWD | 0 | 0 | 0 | 0 | 0 | 0
WT | 0 | 0 | 0 | 0 | 0 | 0
IGCC | 0 | 0 | 0 | 0 | 0 | 0
DemandResponse | 0 | 0 | 0 | 0 | 0 | 0
IGCC-CCS | 0 | 0 | 0 | 0 | 0 | 0
WT_off | 0 | 0 | 0 | 0 | 0 | 0
PseudoUnit | 0 | 0 | 0 | 0 | 0 | 0
FixedInterchange | 0 | 0 | 0 | 0 | 0 | 0
Emission Cost by Reporting Type: PJM_E
ReportingType | 2015 | 2020 | 2025 | 2030 | 2035 | 2040
BM | 0 | 0 | 0 | 0 | 0 | 0
CC | 0 | 0 | 0 | 0 | 0 | 0
CSP | 0 | 0 | 0 | 0 | 0 | 0
CT | 0 | 0 | 0 | 0 | 0 | 0
Coal | 0 | 0 | 0 | 0 | 0 | 0
Geo | 0 | 0 | 0 | 0 | 0 | 0
H | 0 | 0 | 0 | 0 | 0 | 0
LFG | 0 | 0 | 0 | 0 | 0 | 0
Nuc | 0 | 0 | 0 | 0 | 0 | 0
PS | 0 | 0 | 0 | 0 | 0 | 0
PV | 0 | 0 | 0 | 0 | 0 | 0
PeakG | 0 | 0 | 0 | 0 | 0 | 0
PeakO | 0 | 0 | 0 | 0 | 0 | 0
ST | 0 | 0 | 0 | 0 | 0 | 0
STOG | 0 | 0 | 0 | 0 | 0 | 0
STWD | 0 | 0 | 0 | 0 | 0 | 0
WT | 0 | 0 | 0 | 0 | 0 | 0
IGCC | 0 | 0 | 0 | 0 | 0 | 0
DemandResponse | 0 | 0 | 0 | 0 | 0 | 0
IGCC-CCS | 0 | 0 | 0 | 0 | 0 | 0
WT_off | 0 | 0 | 0 | 0 | 0 | 0
PseudoUnit | 0 | 0 | 0 | 0 | 0 | 0
FixedInterchange | 0 | 0 | 0 | 0 | 0 | 0
Emission Cost by Reporting Type: PJM_ROM
ReportingType | 2015 | 2020 | 2025 | 2030 | 2035 | 2040
BM | 0 | 0 | 0 | 0 | 0 | 0
CC | 0 | 0 | 0 | 0 | 0 | 0
CSP | 0 | 0 | 0 | 0 | 0 | 0
CT | 0 | 0 | 0 | 0 | 0 | 0
Coal | 0 | 0 | 0 | 0 | 0 | 0
Geo | 0 | 0 | 0 | 0 | 0 | 0
H | 0 | 0 | 0 | 0 | 0 | 0
LFG | 0 | 0 | 0 | 0 | 0 | 0
Nuc | 0 | 0 | 0 | 0 | 0 | 0
PS | 0 | 0 | 0 | 0 | 0 | 0
PV | 0 | 0 | 0 | 0 | 0 | 0
PeakG | 0 | 0 | 0 | 0 | 0 | 0
PeakO | 0 | 0 | 0 | 0 | 0 | 0
ST | 0 | 0 | 0 | 0 | 0 | 0
STOG | 0 | 0 | 0 | 0 | 0 | 0
STWD | 0 | 0 | 0 | 0 | 0 | 0
WT | 0 | 0 | 0 | 0 | 0 | 0
IGCC | 0 | 0 | 0 | 0 | 0 | 0
DemandResponse | 0 | 0 | 0 | 0 | 0 | 0
IGCC-CCS | 0 | 0 | 0 | 0 | 0 | 0
WT_off | 0 | 0 | 0 | 0 | 0 | 0
PseudoUnit | 0 | 0 | 0 | 0 | 0 | 0
FixedInterchange | 0 | 0 | 0 | 0 | 0 | 0
Emission Cost by Reporting Type: PJM_ROR
ReportingType | 2015 | 2020 | 2025 | 2030 | 2035 | 2040
BM | 0 | 0 | 0 | 0 | 0 | 0
CC | 0 | 0 | 0 | 0 | 0 | 0
CSP | 0 | 0 | 0 | 0 | 0 | 0
CT | 0 | 0 | 0 | 0 | 0 | 0
Coal | 0 | 0 | 0 | 0 | 0 | 0
Geo | 0 | 0 | 0 | 0 | 0 | 0
H | 0 | 0 | 0 | 0 | 0 | 0
LFG | 0 | 0 | 0 | 0 | 0 | 0
Nuc | 0 | 0 | 0 | 0 | 0 | 0
PS | 0 | 0 | 0 | 0 | 0 | 0
PV | 0 | 0 | 0 | 0 | 0 | 0
PeakG | 0 | 0 | 0 | 0 | 0 | 0
PeakO | 0 | 0 | 0 | 0 | 0 | 0
ST | 0 | 0 | 0 | 0 | 0 | 0
STOG | 0 | 0 | 0 | 0 | 0 | 0
STWD | 0 | 0 | 0 | 0 | 0 | 0
WT | 0 | 0 | 0 | 0 | 0 | 0
IGCC | 0 | 0 | 0 | 0 | 0 | 0
DemandResponse | 0 | 0 | 0 | 0 | 0 | 0
IGCC-CCS | 0 | 0 | 0 | 0 | 0 | 0
WT_off | 0 | 0 | 0 | 0 | 0 | 0
PseudoUnit | 0 | 0 | 0 | 0 | 0 | 0
FixedInterchange | 0 | 0 | 0 | 0 | 0 | 0
Emission Cost by Reporting Type: SOCO
ReportingType | 2015 | 2020 | 2025 | 2030 | 2035 | 2040
BM | 0 | 0 | 0 | 0 | 0 | 0
CC | 0 | 0 | 0 | 0 | 0 | 0
CSP | 0 | 0 | 0 | 0 | 0 | 0
CT | 0 | 0 | 0 | 0 | 0 | 0
Coal | 0 | 0 | 0 | 0 | 0 | 0
Geo | 0 | 0 | 0 | 0 | 0 | 0
H | 0 | 0 | 0 | 0 | 0 | 0
LFG | 0 | 0 | 0 | 0 | 0 | 0
Nuc | 0 | 0 | 0 | 0 | 0 | 0
PS | 0 | 0 | 0 | 0 | 0 | 0
PV | 0 | 0 | 0 | 0 | 0 | 0
PeakG | 0 | 0 | 0 | 0 | 0 | 0
PeakO | 0 | 0 | 0 | 0 | 0 | 0
ST | 0 | 0 | 0 | 0 | 0 | 0
STOG | 0 | 0 | 0 | 0 | 0 | 0
STWD | 0 | 0 | 0 | 0 | 0 | 0
WT | 0 | 0 | 0 | 0 | 0 | 0
IGCC | 0 | 0 | 0 | 0 | 0 | 0
DemandResponse | 0 | 0 | 0 | 0 | 0 | 0
IGCC-CCS | 0 | 0 | 0 | 0 | 0 | 0
WT_off | 0 | 0 | 0 | 0 | 0 | 0
PseudoUnit | 0 | 0 | 0 | 0 | 0 | 0
FixedInterchange | 0 | 0 | 0 | 0 | 0 | 0
Emission Cost by Reporting Type: SPP_N
ReportingType | 2015 | 2020 | 2025 | 2030 | 2035 | 2040
BM | 0 | 0 | 0 | 0 | 0 | 0
CC | 0 | 0 | 0 | 0 | 0 | 0
CSP | 0 | 0 | 0 | 0 | 0 | 0
CT | 0 | 0 | 0 | 0 | 0 | 0
Coal | 0 | 0 | 0 | 0 | 0 | 0
Geo | 0 | 0 | 0 | 0 | 0 | 0
H | 0 | 0 | 0 | 0 | 0 | 0
LFG | 0 | 0 | 0 | 0 | 0 | 0
Nuc | 0 | 0 | 0 | 0 | 0 | 0
PS | 0 | 0 | 0 | 0 | 0 | 0
PV | 0 | 0 | 0 | 0 | 0 | 0
PeakG | 0 | 0 | 0 | 0 | 0 | 0
PeakO | 0 | 0 | 0 | 0 | 0 | 0
ST | 0 | 0 | 0 | 0 | 0 | 0
STOG | 0 | 0 | 0 | 0 | 0 | 0
STWD | 0 | 0 | 0 | 0 | 0 | 0
WT | 0 | 0 | 0 | 0 | 0 | 0
IGCC | 0 | 0 | 0 | 0 | 0 | 0
DemandResponse | 0 | 0 | 0 | 0 | 0 | 0
IGCC-CCS | 0 | 0 | 0 | 0 | 0 | 0
WT_off | 0 | 0 | 0 | 0 | 0 | 0
PseudoUnit | 0 | 0 | 0 | 0 | 0 | 0
FixedInterchange | 0 | 0 | 0 | 0 | 0 | 0
Emission Cost by Reporting Type: SPP_S
ReportingType | 2015 | 2020 | 2025 | 2030 | 2035 | 2040
BM | 0 | 0 | 0 | 0 | 0 | 0
CC | 0 | 0 | 0 | 0 | 0 | 0
CSP | 0 | 0 | 0 | 0 | 0 | 0
CT | 0 | 0 | 0 | 0 | 0 | 0
Coal | 0 | 0 | 0 | 0 | 0 | 0
Geo | 0 | 0 | 0 | 0 | 0 | 0
H | 0 | 0 | 0 | 0 | 0 | 0
LFG | 0 | 0 | 0 | 0 | 0 | 0
Nuc | 0 | 0 | 0 | 0 | 0 | 0
PS | 0 | 0 | 0 | 0 | 0 | 0
PV | 0 | 0 | 0 | 0 | 0 | 0
PeakG | 0 | 0 | 0 | 0 | 0 | 0
PeakO | 0 | 0 | 0 | 0 | 0 | 0
ST | 0 | 0 | 0 | 0 | 0 | 0
STOG | 0 | 0 | 0 | 0 | 0 | 0
STWD | 0 | 0 | 0 | 0 | 0 | 0
WT | 0 | 0 | 0 | 0 | 0 | 0
IGCC | 0 | 0 | 0 | 0 | 0 | 0
DemandResponse | 0 | 0 | 0 | 0 | 0 | 0
IGCC-CCS | 0 | 0 | 0 | 0 | 0 | 0
WT_off | 0 | 0 | 0 | 0 | 0 | 0
PseudoUnit | 0 | 0 | 0 | 0 | 0 | 0
FixedInterchange | 0 | 0 | 0 | 0 | 0 | 0
Emission Cost by Reporting Type: TVA
ReportingType | 2015 | 2020 | 2025 | 2030 | 2035 | 2040
BM | 0 | 0 | 0 | 0 | 0 | 0
CC | 0 | 0 | 0 | 0 | 0 | 0
CSP | 0 | 0 | 0 | 0 | 0 | 0
CT | 0 | 0 | 0 | 0 | 0 | 0
Coal | 0 | 0 | 0 | 0 | 0 | 0
Geo | 0 | 0 | 0 | 0 | 0 | 0
H | 0 | 0 | 0 | 0 | 0 | 0
LFG | 0 | 0 | 0 | 0 | 0 | 0
Nuc | 0 | 0 | 0 | 0 | 0 | 0
PS | 0 | 0 | 0 | 0 | 0 | 0
PV | 0 | 0 | 0 | 0 | 0 | 0
PeakG | 0 | 0 | 0 | 0 | 0 | 0
PeakO | 0 | 0 | 0 | 0 | 0 | 0
ST | 0 | 0 | 0 | 0 | 0 | 0
STOG | 0 | 0 | 0 | 0 | 0 | 0
STWD | 0 | 0 | 0 | 0 | 0 | 0
WT | 0 | 0 | 0 | 0 | 0 | 0
IGCC | 0 | 0 | 0 | 0 | 0 | 0
DemandResponse | 0 | 0 | 0 | 0 | 0 | 0
IGCC-CCS | 0 | 0 | 0 | 0 | 0 | 0
WT_off | 0 | 0 | 0 | 0 | 0 | 0
PseudoUnit | 0 | 0 | 0 | 0 | 0 | 0
FixedInterchange | 0 | 0 | 0 | 0 | 0 | 0
Emission Cost by Reporting Type: TVA_Transmission
ReportingType | 2015 | 2020 | 2025 | 2030 | 2035 | 2040
BM | 0 | 0 | 0 | 0 | 0 | 0
CC | 0 | 0 | 0 | 0 | 0 | 0
CSP | 0 | 0 | 0 | 0 | 0 | 0
CT | 0 | 0 | 0 | 0 | 0 | 0
Coal | 0 | 0 | 0 | 0 | 0 | 0
Geo | 0 | 0 | 0 | 0 | 0 | 0
H | 0 | 0 | 0 | 0 | 0 | 0
LFG | 0 | 0 | 0 | 0 | 0 | 0
Nuc | 0 | 0 | 0 | 0 | 0 | 0
PS | 0 | 0 | 0 | 0 | 0 | 0
PV | 0 | 0 | 0 | 0 | 0 | 0
PeakG | 0 | 0 | 0 | 0 | 0 | 0
PeakO | 0 | 0 | 0 | 0 | 0 | 0
ST | 0 | 0 | 0 | 0 | 0 | 0
STOG | 0 | 0 | 0 | 0 | 0 | 0
STWD | 0 | 0 | 0 | 0 | 0 | 0
WT | 0 | 0 | 0 | 0 | 0 | 0
IGCC | 0 | 0 | 0 | 0 | 0 | 0
DemandResponse | 0 | 0 | 0 | 0 | 0 | 0
IGCC-CCS | 0 | 0 | 0 | 0 | 0 | 0
WT_off | 0 | 0 | 0 | 0 | 0 | 0
PseudoUnit | 0 | 0 | 0 | 0 | 0 | 0
FixedInterchange | 0 | 0 | 0 | 0 | 0 | 0
Emission Cost by Reporting Type: VACAR
ReportingType | 2015 | 2020 | 2025 | 2030 | 2035 | 2040
BM | 0 | 0 | 0 | 0 | 0 | 0
CC | 0 | 0 | 0 | 0 | 0 | 0
CSP | 0 | 0 | 0 | 0 | 0 | 0
CT | 0 | 0 | 0 | 0 | 0 | 0
Coal | 0 | 0 | 0 | 0 | 0 | 0
Geo | 0 | 0 | 0 | 0 | 0 | 0
H | 0 | 0 | 0 | 0 | 0 | 0
LFG | 0 | 0 | 0 | 0 | 0 | 0
Nuc | 0 | 0 | 0 | 0 | 0 | 0
PS | 0 | 0 | 0 | 0 | 0 | 0
PV | 0 | 0 | 0 | 0 | 0 | 0
PeakG | 0 | 0 | 0 | 0 | 0 | 0
PeakO | 0 | 0 | 0 | 0 | 0 | 0
ST | 0 | 0 | 0 | 0 | 0 | 0
STOG | 0 | 0 | 0 | 0 | 0 | 0
STWD | 0 | 0 | 0 | 0 | 0 | 0
WT | 0 | 0 | 0 | 0 | 0 | 0
IGCC | 0 | 0 | 0 | 0 | 0 | 0
DemandResponse | 0 | 0 | 0 | 0 | 0 | 0
IGCC-CCS | 0 | 0 | 0 | 0 | 0 | 0
WT_off | 0 | 0 | 0 | 0 | 0 | 0
PseudoUnit | 0 | 0 | 0 | 0 | 0 | 0
FixedInterchange | 0 | 0 | 0 | 0 | 0 | 0
Emission Cost by Reporting Type: IESO
ReportingType | 2015 | 2020 | 2025 | 2030 | 2035 | 2040
BM | 0 | 0 | 0 | 0 | 0 | 0
CC | 0 | 0 | 0 | 0 | 0 | 0
CSP | 0 | 0 | 0 | 0 | 0 | 0
CT | 0 | 0 | 0 | 0 | 0 | 0
Coal | 0 | 0 | 0 | 0 | 0 | 0
Geo | 0 | 0 | 0 | 0 | 0 | 0
H | 0 | 0 | 0 | 0 | 0 | 0
LFG | 0 | 0 | 0 | 0 | 0 | 0
Nuc | 0 | 0 | 0 | 0 | 0 | 0
PS | 0 | 0 | 0 | 0 | 0 | 0
PV | 0 | 0 | 0 | 0 | 0 | 0
PeakG | 0 | 0 | 0 | 0 | 0 | 0
PeakO | 0 | 0 | 0 | 0 | 0 | 0
ST | 0 | 0 | 0 | 0 | 0 | 0
STOG | 0 | 0 | 0 | 0 | 0 | 0
STWD | 0 | 0 | 0 | 0 | 0 | 0
WT | 0 | 0 | 0 | 0 | 0 | 0
IGCC | 0 | 0 | 0 | 0 | 0 | 0
DemandResponse | 0 | 0 | 0 | 0 | 0 | 0
IGCC-CCS | 0 | 0 | 0 | 0 | 0 | 0
WT_off | 0 | 0 | 0 | 0 | 0 | 0
PseudoUnit | 0 | 0 | 0 | 0 | 0 | 0
FixedInterchange | 0 | 0 | 0 | 0 | 0 | 0
Emission Cost by Reporting Type: MAPP_CA
ReportingType | 2015 | 2020 | 2025 | 2030 | 2035 | 2040
BM | 0 | 0 | 0 | 0 | 0 | 0
CC | 0 | 0 | 0 | 0 | 0 | 0
CSP | 0 | 0 | 0 | 0 | 0 | 0
CT | 0 | 0 | 0 | 0 | 0 | 0
Coal | 0 | 0 | 0 | 0 | 0 | 0
Geo | 0 | 0 | 0 | 0 | 0 | 0
H | 0 | 0 | 0 | 0 | 0 | 0
LFG | 0 | 0 | 0 | 0 | 0 | 0
Nuc | 0 | 0 | 0 | 0 | 0 | 0
PS | 0 | 0 | 0 | 0 | 0 | 0
PV | 0 | 0 | 0 | 0 | 0 | 0
PeakG | 0 | 0 | 0 | 0 | 0 | 0
PeakO | 0 | 0 | 0 | 0 | 0 | 0
ST | 0 | 0 | 0 | 0 | 0 | 0
STOG | 0 | 0 | 0 | 0 | 0 | 0
STWD | 0 | 0 | 0 | 0 | 0 | 0
WT | 0 | 0 | 0 | 0 | 0 | 0
IGCC | 0 | 0 | 0 | 0 | 0 | 0
DemandResponse | 0 | 0 | 0 | 0 | 0 | 0
IGCC-CCS | 0 | 0 | 0 | 0 | 0 | 0
WT_off | 0 | 0 | 0 | 0 | 0 | 0
PseudoUnit | 0 | 0 | 0 | 0 | 0 | 0
FixedInterchange | 0 | 0 | 0 | 0 | 0 | 0
Emission Cost by Reporting Type: AZ_NM_SNV_Coal
ReportingType | 2015 | 2020 | 2025 | 2030 | 2035 | 2040
BM | 0 | 0 | 0 | 0 | 0 | 0
CC | 0 | 0 | 0 | 0 | 0 | 0
CSP | 0 | 0 | 0 | 0 | 0 | 0
CT | 0 | 0 | 0 | 0 | 0 | 0
Coal | 0 | 0 | 0 | 0 | 0 | 0
Geo | 0 | 0 | 0 | 0 | 0 | 0
H | 0 | 0 | 0 | 0 | 0 | 0
LFG | 0 | 0 | 0 | 0 | 0 | 0
Nuc | 0 | 0 | 0 | 0 | 0 | 0
PS | 0 | 0 | 0 | 0 | 0 | 0
PV | 0 | 0 | 0 | 0 | 0 | 0
PeakG | 0 | 0 | 0 | 0 | 0 | 0
PeakO | 0 | 0 | 0 | 0 | 0 | 0
ST | 0 | 0 | 0 | 0 | 0 | 0
STOG | 0 | 0 | 0 | 0 | 0 | 0
STWD | 0 | 0 | 0 | 0 | 0 | 0
WT | 0 | 0 | 0 | 0 | 0 | 0
IGCC | 0 | 0 | 0 | 0 | 0 | 0
DemandResponse | 0 | 0 | 0 | 0 | 0 | 0
IGCC-CCS | 0 | 0 | 0 | 0 | 0 | 0
WT_off | 0 | 0 | 0 | 0 | 0 | 0
PseudoUnit | 0 | 0 | 0 | 0 | 0 | 0
FixedInterchange | 0 | 0 | 0 | 0 | 0 | 0
Emission Cost by Reporting Type: AZ_NM_SNV_Gas
ReportingType | 2015 | 2020 | 2025 | 2030 | 2035 | 2040
BM | 0 | 0 | 0 | 0 | 0 | 0
CC | 0 | 0 | 0 | 0 | 0 | 0
CSP | 0 | 0 | 0 | 0 | 0 | 0
CT | 0 | 0 | 0 | 0 | 0 | 0
Coal | 0 | 0 | 0 | 0 | 0 | 0
Geo | 0 | 0 | 0 | 0 | 0 | 0
H | 0 | 0 | 0 | 0 | 0 | 0
LFG | 0 | 0 | 0 | 0 | 0 | 0
Nuc | 0 | 0 | 0 | 0 | 0 | 0
PS | 0 | 0 | 0 | 0 | 0 | 0
PV | 0 | 0 | 0 | 0 | 0 | 0
PeakG | 0 | 0 | 0 | 0 | 0 | 0
PeakO | 0 | 0 | 0 | 0 | 0 | 0
ST | 0 | 0 | 0 | 0 | 0 | 0
STOG | 0 | 0 | 0 | 0 | 0 | 0
STWD | 0 | 0 | 0 | 0 | 0 | 0
WT | 0 | 0 | 0 | 0 | 0 | 0
IGCC | 0 | 0 | 0 | 0 | 0 | 0
DemandResponse | 0 | 0 | 0 | 0 | 0 | 0
IGCC-CCS | 0 | 0 | 0 | 0 | 0 | 0
WT_off | 0 | 0 | 0 | 0 | 0 | 0
PseudoUnit | 0 | 0 | 0 | 0 | 0 | 0
FixedInterchange | 0 | 0 | 0 | 0 | 0 | 0
Emission Cost by Reporting Type: AZ_NM_SNV_NucRenew
ReportingType | 2015 | 2020 | 2025 | 2030 | 2035 | 2040
BM | 0 | 0 | 0 | 0 | 0 | 0
CC | 0 | 0 | 0 | 0 | 0 | 0
CSP | 0 | 0 | 0 | 0 | 0 | 0
CT | 0 | 0 | 0 | 0 | 0 | 0
Coal | 0 | 0 | 0 | 0 | 0 | 0
Geo | 0 | 0 | 0 | 0 | 0 | 0
H | 0 | 0 | 0 | 0 | 0 | 0
LFG | 0 | 0 | 0 | 0 | 0 | 0
Nuc | 0 | 0 | 0 | 0 | 0 | 0
PS | 0 | 0 | 0 | 0 | 0 | 0
PV | 0 | 0 | 0 | 0 | 0 | 0
PeakG | 0 | 0 | 0 | 0 | 0 | 0
PeakO | 0 | 0 | 0 | 0 | 0 | 0
ST | 0 | 0 | 0 | 0 | 0 | 0
STOG | 0 | 0 | 0 | 0 | 0 | 0
STWD | 0 | 0 | 0 | 0 | 0 | 0
WT | 0 | 0 | 0 | 0 | 0 | 0
IGCC | 0 | 0 | 0 | 0 | 0 | 0
DemandResponse | 0 | 0 | 0 | 0 | 0 | 0
IGCC-CCS | 0 | 0 | 0 | 0 | 0 | 0
WT_off | 0 | 0 | 0 | 0 | 0 | 0
PseudoUnit | 0 | 0 | 0 | 0 | 0 | 0
FixedInterchange | 0 | 0 | 0 | 0 | 0 | 0
Emission Cost by Reporting Type: ERCOT
ReportingType | 2015 | 2020 | 2025 | 2030 | 2035 | 2040
BM | 0 | 0 | 0 | 0 | 0 | 0
CC | 0 | 0 | 0 | 0 | 0 | 0
CSP | 0 | 0 | 0 | 0 | 0 | 0
CT | 0 | 0 | 0 | 0 | 0 | 0
Coal | 0 | 0 | 0 | 0 | 0 | 0
Geo | 0 | 0 | 0 | 0 | 0 | 0
H | 0 | 0 | 0 | 0 | 0 | 0
LFG | 0 | 0 | 0 | 0 | 0 | 0
Nuc | 0 | 0 | 0 | 0 | 0 | 0
PS | 0 | 0 | 0 | 0 | 0 | 0
PV | 0 | 0 | 0 | 0 | 0 | 0
PeakG | 0 | 0 | 0 | 0 | 0 | 0
PeakO | 0 | 0 | 0 | 0 | 0 | 0
ST | 0 | 0 | 0 | 0 | 0 | 0
STOG | 0 | 0 | 0 | 0 | 0 | 0
STWD | 0 | 0 | 0 | 0 | 0 | 0
WT | 0 | 0 | 0 | 0 | 0 | 0
IGCC | 0 | 0 | 0 | 0 | 0 | 0
DemandResponse | 0 | 0 | 0 | 0 | 0 | 0
IGCC-CCS | 0 | 0 | 0 | 0 | 0 | 0
WT_off | 0 | 0 | 0 | 0 | 0 | 0
PseudoUnit | 0 | 0 | 0 | 0 | 0 | 0
FixedInterchange | 0 | 0 | 0 | 0 | 0 | 0
Emission Cost by Reporting Type: NP15
ReportingType | 2015 | 2020 | 2025 | 2030 | 2035 | 2040
BM | 0 | 0 | 0 | 0 | 0 | 0
CC | 0 | 0 | 0 | 0 | 0 | 0
CSP | 0 | 0 | 0 | 0 | 0 | 0
CT | 0 | 0 | 0 | 0 | 0 | 0
Coal | 0 | 0 | 0 | 0 | 0 | 0
Geo | 0 | 0 | 0 | 0 | 0 | 0
H | 0 | 0 | 0 | 0 | 0 | 0
LFG | 0 | 0 | 0 | 0 | 0 | 0
Nuc | 0 | 0 | 0 | 0 | 0 | 0
PS | 0 | 0 | 0 | 0 | 0 | 0
PV | 0 | 0 | 0 | 0 | 0 | 0
PeakG | 0 | 0 | 0 | 0 | 0 | 0
PeakO | 0 | 0 | 0 | 0 | 0 | 0
ST | 0 | 0 | 0 | 0 | 0 | 0
STOG | 0 | 0 | 0 | 0 | 0 | 0
STWD | 0 | 0 | 0 | 0 | 0 | 0
WT | 0 | 0 | 0 | 0 | 0 | 0
IGCC | 0 | 0 | 0 | 0 | 0 | 0
DemandResponse | 0 | 0 | 0 | 0 | 0 | 0
IGCC-CCS | 0 | 0 | 0 | 0 | 0 | 0
WT_off | 0 | 0 | 0 | 0 | 0 | 0
PseudoUnit | 0 | 0 | 0 | 0 | 0 | 0
FixedInterchange | 0 | 0 | 0 | 0 | 0 | 0
Emission Cost by Reporting Type: NWPP_Coal
ReportingType | 2015 | 2020 | 2025 | 2030 | 2035 | 2040
BM | 0 | 0 | 0 | 0 | 0 | 0
CC | 0 | 0 | 0 | 0 | 0 | 0
CSP | 0 | 0 | 0 | 0 | 0 | 0
CT | 0 | 0 | 0 | 0 | 0 | 0
Coal | 0 | 0 | 0 | 0 | 0 | 0
Geo | 0 | 0 | 0 | 0 | 0 | 0
H | 0 | 0 | 0 | 0 | 0 | 0
LFG | 0 | 0 | 0 | 0 | 0 | 0
Nuc | 0 | 0 | 0 | 0 | 0 | 0
PS | 0 | 0 | 0 | 0 | 0 | 0
PV | 0 | 0 | 0 | 0 | 0 | 0
PeakG | 0 | 0 | 0 | 0 | 0 | 0
PeakO | 0 | 0 | 0 | 0 | 0 | 0
ST | 0 | 0 | 0 | 0 | 0 | 0
STOG | 0 | 0 | 0 | 0 | 0 | 0
STWD | 0 | 0 | 0 | 0 | 0 | 0
WT | 0 | 0 | 0 | 0 | 0 | 0
IGCC | 0 | 0 | 0 | 0 | 0 | 0
DemandResponse | 0 | 0 | 0 | 0 | 0 | 0
IGCC-CCS | 0 | 0 | 0 | 0 | 0 | 0
WT_off | 0 | 0 | 0 | 0 | 0 | 0
PseudoUnit | 0 | 0 | 0 | 0 | 0 | 0
FixedInterchange | 0 | 0 | 0 | 0 | 0 | 0
Emission Cost by Reporting Type: NWPP_Gas
ReportingType | 2015 | 2020 | 2025 | 2030 | 2035 | 2040
BM | 0 | 0 | 0 | 0 | 0 | 0
CC | 0 | 0 | 0 | 0 | 0 | 0
CSP | 0 | 0 | 0 | 0 | 0 | 0
CT | 0 | 0 | 0 | 0 | 0 | 0
Coal | 0 | 0 | 0 | 0 | 0 | 0
Geo | 0 | 0 | 0 | 0 | 0 | 0
H | 0 | 0 | 0 | 0 | 0 | 0
LFG | 0 | 0 | 0 | 0 | 0 | 0
Nuc | 0 | 0 | 0 | 0 | 0 | 0
PS | 0 | 0 | 0 | 0 | 0 | 0
PV | 0 | 0 | 0 | 0 | 0 | 0
PeakG | 0 | 0 | 0 | 0 | 0 | 0
PeakO | 0 | 0 | 0 | 0 | 0 | 0
ST | 0 | 0 | 0 | 0 | 0 | 0
STOG | 0 | 0 | 0 | 0 | 0 | 0
STWD | 0 | 0 | 0 | 0 | 0 | 0
WT | 0 | 0 | 0 | 0 | 0 | 0
IGCC | 0 | 0 | 0 | 0 | 0 | 0
DemandResponse | 0 | 0 | 0 | 0 | 0 | 0
IGCC-CCS | 0 | 0 | 0 | 0 | 0 | 0
WT_off | 0 | 0 | 0 | 0 | 0 | 0
PseudoUnit | 0 | 0 | 0 | 0 | 0 | 0
FixedInterchange | 0 | 0 | 0 | 0 | 0 | 0
Emission Cost by Reporting Type: NWPP_NucRenew
ReportingType | 2015 | 2020 | 2025 | 2030 | 2035 | 2040
BM | 0 | 0 | 0 | 0 | 0 | 0
CC | 0 | 0 | 0 | 0 | 0 | 0
CSP | 0 | 0 | 0 | 0 | 0 | 0
CT | 0 | 0 | 0 | 0 | 0 | 0
Coal | 0 | 0 | 0 | 0 | 0 | 0
Geo | 0 | 0 | 0 | 0 | 0 | 0
H | 0 | 0 | 0 | 0 | 0 | 0
LFG | 0 | 0 | 0 | 0 | 0 | 0
Nuc | 0 | 0 | 0 | 0 | 0 | 0
PS | 0 | 0 | 0 | 0 | 0 | 0
PV | 0 | 0 | 0 | 0 | 0 | 0
PeakG | 0 | 0 | 0 | 0 | 0 | 0
PeakO | 0 | 0 | 0 | 0 | 0 | 0
ST | 0 | 0 | 0 | 0 | 0 | 0
STOG | 0 | 0 | 0 | 0 | 0 | 0
STWD | 0 | 0 | 0 | 0 | 0 | 0
WT | 0 | 0 | 0 | 0 | 0 | 0
IGCC | 0 | 0 | 0 | 0 | 0 | 0
DemandResponse | 0 | 0 | 0 | 0 | 0 | 0
IGCC-CCS | 0 | 0 | 0 | 0 | 0 | 0
WT_off | 0 | 0 | 0 | 0 | 0 | 0
PseudoUnit | 0 | 0 | 0 | 0 | 0 | 0
FixedInterchange | 0 | 0 | 0 | 0 | 0 | 0
Emission Cost by Reporting Type: RMPA
ReportingType | 2015 | 2020 | 2025 | 2030 | 2035 | 2040
BM | 0 | 0 | 0 | 0 | 0 | 0
CC | 0 | 0 | 0 | 0 | 0 | 0
CSP | 0 | 0 | 0 | 0 | 0 | 0
CT | 0 | 0 | 0 | 0 | 0 | 0
Coal | 0 | 0 | 0 | 0 | 0 | 0
Geo | 0 | 0 | 0 | 0 | 0 | 0
H | 0 | 0 | 0 | 0 | 0 | 0
LFG | 0 | 0 | 0 | 0 | 0 | 0
Nuc | 0 | 0 | 0 | 0 | 0 | 0
PS | 0 | 0 | 0 | 0 | 0 | 0
PV | 0 | 0 | 0 | 0 | 0 | 0
PeakG | 0 | 0 | 0 | 0 | 0 | 0
PeakO | 0 | 0 | 0 | 0 | 0 | 0
ST | 0 | 0 | 0 | 0 | 0 | 0
STOG | 0 | 0 | 0 | 0 | 0 | 0
STWD | 0 | 0 | 0 | 0 | 0 | 0
WT | 0 | 0 | 0 | 0 | 0 | 0
IGCC | 0 | 0 | 0 | 0 | 0 | 0
DemandResponse | 0 | 0 | 0 | 0 | 0 | 0
IGCC-CCS | 0 | 0 | 0 | 0 | 0 | 0
WT_off | 0 | 0 | 0 | 0 | 0 | 0
PseudoUnit | 0 | 0 | 0 | 0 | 0 | 0
FixedInterchange | 0 | 0 | 0 | 0 | 0 | 0
Emission Cost by Reporting Type: SP15
ReportingType | 2015 | 2020 | 2025 | 2030 | 2035 | 2040
BM | 0 | 0 | 0 | 0 | 0 | 0
CC | 0 | 0 | 0 | 0 | 0 | 0
CSP | 0 | 0 | 0 | 0 | 0 | 0
CT | 0 | 0 | 0 | 0 | 0 | 0
Coal | 0 | 0 | 0 | 0 | 0 | 0
Geo | 0 | 0 | 0 | 0 | 0 | 0
H | 0 | 0 | 0 | 0 | 0 | 0
LFG | 0 | 0 | 0 | 0 | 0 | 0
Nuc | 0 | 0 | 0 | 0 | 0 | 0
PS | 0 | 0 | 0 | 0 | 0 | 0
PV | 0 | 0 | 0 | 0 | 0 | 0
PeakG | 0 | 0 | 0 | 0 | 0 | 0
PeakO | 0 | 0 | 0 | 0 | 0 | 0
ST | 0 | 0 | 0 | 0 | 0 | 0
STOG | 0 | 0 | 0 | 0 | 0 | 0
STWD | 0 | 0 | 0 | 0 | 0 | 0
WT | 0 | 0 | 0 | 0 | 0 | 0
IGCC | 0 | 0 | 0 | 0 | 0 | 0
DemandResponse | 0 | 0 | 0 | 0 | 0 | 0
IGCC-CCS | 0 | 0 | 0 | 0 | 0 | 0
WT_off | 0 | 0 | 0 | 0 | 0 | 0
PseudoUnit | 0 | 0 | 0 | 0 | 0 | 0
FixedInterchange | 0 | 0 | 0 | 0 | 0 | 0
Emission Cost by Reporting Type: ALB
ReportingType | 2015 | 2020 | 2025 | 2030 | 2035 | 2040
BM | 0 | 0 | 0 | 0 | 0 | 0
CC | 0 | 0 | 0 | 0 | 0 | 0
CSP | 0 | 0 | 0 | 0 | 0 | 0
CT | 0 | 0 | 0 | 0 | 0 | 0
Coal | 0 | 0 | 0 | 0 | 0 | 0
Geo | 0 | 0 | 0 | 0 | 0 | 0
H | 0 | 0 | 0 | 0 | 0 | 0
LFG | 0 | 0 | 0 | 0 | 0 | 0
Nuc | 0 | 0 | 0 | 0 | 0 | 0
PS | 0 | 0 | 0 | 0 | 0 | 0
PV | 0 | 0 | 0 | 0 | 0 | 0
PeakG | 0 | 0 | 0 | 0 | 0 | 0
PeakO | 0 | 0 | 0 | 0 | 0 | 0
ST | 0 | 0 | 0 | 0 | 0 | 0
STOG | 0 | 0 | 0 | 0 | 0 | 0
STWD | 0 | 0 | 0 | 0 | 0 | 0
WT | 0 | 0 | 0 | 0 | 0 | 0
IGCC | 0 | 0 | 0 | 0 | 0 | 0
DemandResponse | 0 | 0 | 0 | 0 | 0 | 0
IGCC-CCS | 0 | 0 | 0 | 0 | 0 | 0
WT_off | 0 | 0 | 0 | 0 | 0 | 0
PseudoUnit | 0 | 0 | 0 | 0 | 0 | 0
FixedInterchange | 0 | 0 | 0 | 0 | 0 | 0
Emission Cost by Reporting Type: BC
ReportingType | 2015 | 2020 | 2025 | 2030 | 2035 | 2040
BM | 0 | 0 | 0 | 0 | 0 | 0
CC | 0 | 0 | 0 | 0 | 0 | 0
CSP | 0 | 0 | 0 | 0 | 0 | 0
CT | 0 | 0 | 0 | 0 | 0 | 0
Coal | 0 | 0 | 0 | 0 | 0 | 0
Geo | 0 | 0 | 0 | 0 | 0 | 0
H | 0 | 0 | 0 | 0 | 0 | 0
LFG | 0 | 0 | 0 | 0 | 0 | 0
Nuc | 0 | 0 | 0 | 0 | 0 | 0
PS | 0 | 0 | 0 | 0 | 0 | 0
PV | 0 | 0 | 0 | 0 | 0 | 0
PeakG | 0 | 0 | 0 | 0 | 0 | 0
PeakO | 0 | 0 | 0 | 0 | 0 | 0
ST | 0 | 0 | 0 | 0 | 0 | 0
STOG | 0 | 0 | 0 | 0 | 0 | 0
STWD | 0 | 0 | 0 | 0 | 0 | 0
WT | 0 | 0 | 0 | 0 | 0 | 0
IGCC | 0 | 0 | 0 | 0 | 0 | 0
DemandResponse | 0 | 0 | 0 | 0 | 0 | 0
IGCC-CCS | 0 | 0 | 0 | 0 | 0 | 0
WT_off | 0 | 0 | 0 | 0 | 0 | 0
PseudoUnit | 0 | 0 | 0 | 0 | 0 | 0
FixedInterchange | 0 | 0 | 0 | 0 | 0 | 0
Emission Cost by Reporting Type: HQ_IESO
ReportingType | 2015 | 2020 | 2025 | 2030 | 2035 | 2040
BM | 0 | 0 | 0 | 0 | 0 | 0
CC | 0 | 0 | 0 | 0 | 0 | 0
CSP | 0 | 0 | 0 | 0 | 0 | 0
CT | 0 | 0 | 0 | 0 | 0 | 0
Coal | 0 | 0 | 0 | 0 | 0 | 0
Geo | 0 | 0 | 0 | 0 | 0 | 0
H | 0 | 0 | 0 | 0 | 0 | 0
LFG | 0 | 0 | 0 | 0 | 0 | 0
Nuc | 0 | 0 | 0 | 0 | 0 | 0
PS | 0 | 0 | 0 | 0 | 0 | 0
PV | 0 | 0 | 0 | 0 | 0 | 0
PeakG | 0 | 0 | 0 | 0 | 0 | 0
PeakO | 0 | 0 | 0 | 0 | 0 | 0
ST | 0 | 0 | 0 | 0 | 0 | 0
STOG | 0 | 0 | 0 | 0 | 0 | 0
STWD | 0 | 0 | 0 | 0 | 0 | 0
WT | 0 | 0 | 0 | 0 | 0 | 0
IGCC | 0 | 0 | 0 | 0 | 0 | 0
DemandResponse | 0 | 0 | 0 | 0 | 0 | 0
IGCC-CCS | 0 | 0 | 0 | 0 | 0 | 0
WT_off | 0 | 0 | 0 | 0 | 0 | 0
PseudoUnit | 0 | 0 | 0 | 0 | 0 | 0
FixedInterchange | 0 | 0 | 0 | 0 | 0 | 0
Emission Cost by Reporting Type: HQ_NEISO
ReportingType | 2015 | 2020 | 2025 | 2030 | 2035 | 2040
BM | 0 | 0 | 0 | 0 | 0 | 0
CC | 0 | 0 | 0 | 0 | 0 | 0
CSP | 0 | 0 | 0 | 0 | 0 | 0
CT | 0 | 0 | 0 | 0 | 0 | 0
Coal | 0 | 0 | 0 | 0 | 0 | 0
Geo | 0 | 0 | 0 | 0 | 0 | 0
H | 0 | 0 | 0 | 0 | 0 | 0
LFG | 0 | 0 | 0 | 0 | 0 | 0
Nuc | 0 | 0 | 0 | 0 | 0 | 0
PS | 0 | 0 | 0 | 0 | 0 | 0
PV | 0 | 0 | 0 | 0 | 0 | 0
PeakG | 0 | 0 | 0 | 0 | 0 | 0
PeakO | 0 | 0 | 0 | 0 | 0 | 0
ST | 0 | 0 | 0 | 0 | 0 | 0
STOG | 0 | 0 | 0 | 0 | 0 | 0
STWD | 0 | 0 | 0 | 0 | 0 | 0
WT | 0 | 0 | 0 | 0 | 0 | 0
IGCC | 0 | 0 | 0 | 0 | 0 | 0
DemandResponse | 0 | 0 | 0 | 0 | 0 | 0
IGCC-CCS | 0 | 0 | 0 | 0 | 0 | 0
WT_off | 0 | 0 | 0 | 0 | 0 | 0
PseudoUnit | 0 | 0 | 0 | 0 | 0 | 0
FixedInterchange | 0 | 0 | 0 | 0 | 0 | 0
Emission Cost by Reporting Type: HQ_NY
ReportingType | 2015 | 2020 | 2025 | 2030 | 2035 | 2040
BM | 0 | 0 | 0 | 0 | 0 | 0
CC | 0 | 0 | 0 | 0 | 0 | 0
CSP | 0 | 0 | 0 | 0 | 0 | 0
CT | 0 | 0 | 0 | 0 | 0 | 0
Coal | 0 | 0 | 0 | 0 | 0 | 0
Geo | 0 | 0 | 0 | 0 | 0 | 0
H | 0 | 0 | 0 | 0 | 0 | 0
LFG | 0 | 0 | 0 | 0 | 0 | 0
Nuc | 0 | 0 | 0 | 0 | 0 | 0
PS | 0 | 0 | 0 | 0 | 0 | 0
PV | 0 | 0 | 0 | 0 | 0 | 0
PeakG | 0 | 0 | 0 | 0 | 0 | 0
PeakO | 0 | 0 | 0 | 0 | 0 | 0
ST | 0 | 0 | 0 | 0 | 0 | 0
STOG | 0 | 0 | 0 | 0 | 0 | 0
STWD | 0 | 0 | 0 | 0 | 0 | 0
WT | 0 | 0 | 0 | 0 | 0 | 0
IGCC | 0 | 0 | 0 | 0 | 0 | 0
DemandResponse | 0 | 0 | 0 | 0 | 0 | 0
IGCC-CCS | 0 | 0 | 0 | 0 | 0 | 0
WT_off | 0 | 0 | 0 | 0 | 0 | 0
PseudoUnit | 0 | 0 | 0 | 0 | 0 | 0
FixedInterchange | 0 | 0 | 0 | 0 | 0 | 0
Emission Cost by Reporting Type: MARITIMES
ReportingType | 2015 | 2020 | 2025 | 2030 | 2035 | 2040
BM | 0 | 0 | 0 | 0 | 0 | 0
CC | 0 | 0 | 0 | 0 | 0 | 0
CSP | 0 | 0 | 0 | 0 | 0 | 0
CT | 0 | 0 | 0 | 0 | 0 | 0
Coal | 0 | 0 | 0 | 0 | 0 | 0
Geo | 0 | 0 | 0 | 0 | 0 | 0
H | 0 | 0 | 0 | 0 | 0 | 0
LFG | 0 | 0 | 0 | 0 | 0 | 0
Nuc | 0 | 0 | 0 | 0 | 0 | 0
PS | 0 | 0 | 0 | 0 | 0 | 0
PV | 0 | 0 | 0 | 0 | 0 | 0
PeakG | 0 | 0 | 0 | 0 | 0 | 0
PeakO | 0 | 0 | 0 | 0 | 0 | 0
ST | 0 | 0 | 0 | 0 | 0 | 0
STOG | 0 | 0 | 0 | 0 | 0 | 0
STWD | 0 | 0 | 0 | 0 | 0 | 0
WT | 0 | 0 | 0 | 0 | 0 | 0
IGCC | 0 | 0 | 0 | 0 | 0 | 0
DemandResponse | 0 | 0 | 0 | 0 | 0 | 0
IGCC-CCS | 0 | 0 | 0 | 0 | 0 | 0
WT_off | 0 | 0 | 0 | 0 | 0 | 0
PseudoUnit | 0 | 0 | 0 | 0 | 0 | 0
FixedInterchange | 0 | 0 | 0 | 0 | 0 | 0
Emission Cost by Reporting Type: All
ReportingType | 2015 | 2020 | 2025 | 2030 | 2035 | 2040
BM | 0 | 0 | 0 | 0 | 0 | 0
CC | 0 | 0 | 0 | 0 | 0 | 0
CSP | 0 | 0 | 0 | 0 | 0 | 0
CT | 0 | 0 | 0 | 0 | 0 | 0
Coal | 0 | 0 | 0 | 0 | 0 | 0
Geo | 0 | 0 | 0 | 0 | 0 | 0
H | 0 | 0 | 0 | 0 | 0 | 0
LFG | 0 | 0 | 0 | 0 | 0 | 0
Nuc | 0 | 0 | 0 | 0 | 0 | 0
PS | 0 | 0 | 0 | 0 | 0 | 0
PV | 0 | 0 | 0 | 0 | 0 | 0
PeakG | 0 | 0 | 0 | 0 | 0 | 0
PeakO | 0 | 0 | 0 | 0 | 0 | 0
ST | 0 | 0 | 0 | 0 | 0 | 0
STOG | 0 | 0 | 0 | 0 | 0 | 0
STWD | 0 | 0 | 0 | 0 | 0 | 0
WT | 0 | 0 | 0 | 0 | 0 | 0
IGCC | 0 | 0 | 0 | 0 | 0 | 0
DemandResponse | 0 | 0 | 0 | 0 | 0 | 0
IGCC-CCS | 0 | 0 | 0 | 0 | 0 | 0
WT_off | 0 | 0 | 0 | 0 | 0 | 0
PseudoUnit | 0 | 0 | 0 | 0 | 0 | 0
FixedInterchange | 0 | 0 | 0 | 0 | 0 | 0
Emission Cost by Reporting Type: EI_US
ReportingType | 2015 | 2020 | 2025 | 2030 | 2035 | 2040
BM | 0 | 0 | 0 | 0 | 0 | 0
CC | 0 | 0 | 0 | 0 | 0 | 0
CSP | 0 | 0 | 0 | 0 | 0 | 0
CT | 0 | 0 | 0 | 0 | 0 | 0
Coal | 0 | 0 | 0 | 0 | 0 | 0
Geo | 0 | 0 | 0 | 0 | 0 | 0
H | 0 | 0 | 0 | 0 | 0 | 0
LFG | 0 | 0 | 0 | 0 | 0 | 0
Nuc | 0 | 0 | 0 | 0 | 0 | 0
PS | 0 | 0 | 0 | 0 | 0 | 0
PV | 0 | 0 | 0 | 0 | 0 | 0
PeakG | 0 | 0 | 0 | 0 | 0 | 0
PeakO | 0 | 0 | 0 | 0 | 0 | 0
ST | 0 | 0 | 0 | 0 | 0 | 0
STOG | 0 | 0 | 0 | 0 | 0 | 0
STWD | 0 | 0 | 0 | 0 | 0 | 0
WT | 0 | 0 | 0 | 0 | 0 | 0
IGCC | 0 | 0 | 0 | 0 | 0 | 0
DemandResponse | 0 | 0 | 0 | 0 | 0 | 0
IGCC-CCS | 0 | 0 | 0 | 0 | 0 | 0
WT_off | 0 | 0 | 0 | 0 | 0 | 0
PseudoUnit | 0 | 0 | 0 | 0 | 0 | 0
FixedInterchange | 0 | 0 | 0 | 0 | 0 | 0
Emission Cost by Reporting Type: EI_Canada
ReportingType | 2015 | 2020 | 2025 | 2030 | 2035 | 2040
BM | 0 | 0 | 0 | 0 | 0 | 0
CC | 0 | 0 | 0 | 0 | 0 | 0
CSP | 0 | 0 | 0 | 0 | 0 | 0
CT | 0 | 0 | 0 | 0 | 0 | 0
Coal | 0 | 0 | 0 | 0 | 0 | 0
Geo | 0 | 0 | 0 | 0 | 0 | 0
H | 0 | 0 | 0 | 0 | 0 | 0
LFG | 0 | 0 | 0 | 0 | 0 | 0
Nuc | 0 | 0 | 0 | 0 | 0 | 0
PS | 0 | 0 | 0 | 0 | 0 | 0
PV | 0 | 0 | 0 | 0 | 0 | 0
PeakG | 0 | 0 | 0 | 0 | 0 | 0
PeakO | 0 | 0 | 0 | 0 | 0 | 0
ST | 0 | 0 | 0 | 0 | 0 | 0
STOG | 0 | 0 | 0 | 0 | 0 | 0
STWD | 0 | 0 | 0 | 0 | 0 | 0
WT | 0 | 0 | 0 | 0 | 0 | 0
IGCC | 0 | 0 | 0 | 0 | 0 | 0
DemandResponse | 0 | 0 | 0 | 0 | 0 | 0
IGCC-CCS | 0 | 0 | 0 | 0 | 0 | 0
WT_off | 0 | 0 | 0 | 0 | 0 | 0
PseudoUnit | 0 | 0 | 0 | 0 | 0 | 0
FixedInterchange | 0 | 0 | 0 | 0 | 0 | 0
Emission Cost by Reporting Type: EI
ReportingType | 2015 | 2020 | 2025 | 2030 | 2035 | 2040
BM | 0 | 0 | 0 | 0 | 0 | 0
CC | 0 | 0 | 0 | 0 | 0 | 0
CSP | 0 | 0 | 0 | 0 | 0 | 0
CT | 0 | 0 | 0 | 0 | 0 | 0
Coal | 0 | 0 | 0 | 0 | 0 | 0
Geo | 0 | 0 | 0 | 0 | 0 | 0
H | 0 | 0 | 0 | 0 | 0 | 0
LFG | 0 | 0 | 0 | 0 | 0 | 0
Nuc | 0 | 0 | 0 | 0 | 0 | 0
PS | 0 | 0 | 0 | 0 | 0 | 0
PV | 0 | 0 | 0 | 0 | 0 | 0
PeakG | 0 | 0 | 0 | 0 | 0 | 0
PeakO | 0 | 0 | 0 | 0 | 0 | 0
ST | 0 | 0 | 0 | 0 | 0 | 0
STOG | 0 | 0 | 0 | 0 | 0 | 0
STWD | 0 | 0 | 0 | 0 | 0 | 0
WT | 0 | 0 | 0 | 0 | 0 | 0
IGCC | 0 | 0 | 0 | 0 | 0 | 0
DemandResponse | 0 | 0 | 0 | 0 | 0 | 0
IGCC-CCS | 0 | 0 | 0 | 0 | 0 | 0
WT_off | 0 | 0 | 0 | 0 | 0 | 0
PseudoUnit | 0 | 0 | 0 | 0 | 0 | 0
FixedInterchange | 0 | 0 | 0 | 0 | 0 | 0
Emission Cost by Reporting Type: Outside_EI
ReportingType | 2015 | 2020 | 2025 | 2030 | 2035 | 2040
BM | 0 | 0 | 0 | 0 | 0 | 0
CC | 0 | 0 | 0 | 0 | 0 | 0
CSP | 0 | 0 | 0 | 0 | 0 | 0
CT | 0 | 0 | 0 | 0 | 0 | 0
Coal | 0 | 0 | 0 | 0 | 0 | 0
Geo | 0 | 0 | 0 | 0 | 0 | 0
H | 0 | 0 | 0 | 0 | 0 | 0
LFG | 0 | 0 | 0 | 0 | 0 | 0
Nuc | 0 | 0 | 0 | 0 | 0 | 0
PS | 0 | 0 | 0 | 0 | 0 | 0
PV | 0 | 0 | 0 | 0 | 0 | 0
PeakG | 0 | 0 | 0 | 0 | 0 | 0
PeakO | 0 | 0 | 0 | 0 | 0 | 0
ST | 0 | 0 | 0 | 0 | 0 | 0
STOG | 0 | 0 | 0 | 0 | 0 | 0
STWD | 0 | 0 | 0 | 0 | 0 | 0
WT | 0 | 0 | 0 | 0 | 0 | 0
IGCC | 0 | 0 | 0 | 0 | 0 | 0
DemandResponse | 0 | 0 | 0 | 0 | 0 | 0
IGCC-CCS | 0 | 0 | 0 | 0 | 0 | 0
WT_off | 0 | 0 | 0 | 0 | 0 | 0
PseudoUnit | 0 | 0 | 0 | 0 | 0 | 0
FixedInterchange | 0 | 0 | 0 | 0 | 0 | 0
==== Emission Program: CAIRNOxAnnual : (NOx) ====
Emission Cost by Reporting Type: Entergy
ReportingType | 2015 | 2020 | 2025 | 2030 | 2035 | 2040
BM | 0 | 0 | 0 | 0 | 0 | 0
CC | 0 | 0 | 0 | 0 | 0 | 0
CSP | 0 | 0 | 0 | 0 | 0 | 0
CT | 0 | 0 | 0 | 0 | 0 | 0
Coal | 0 | 0 | 0 | 0 | 0 | 0
Geo | 0 | 0 | 0 | 0 | 0 | 0
H | 0 | 0 | 0 | 0 | 0 | 0
LFG | 0 | 0 | 0 | 0 | 0 | 0
Nuc | 0 | 0 | 0 | 0 | 0 | 0
PS | 0 | 0 | 0 | 0 | 0 | 0
PV | 0 | 0 | 0 | 0 | 0 | 0
PeakG | 0 | 0 | 0 | 0 | 0 | 0
PeakO | 0 | 0 | 0 | 0 | 0 | 0
ST | 0 | 0 | 0 | 0 | 0 | 0
STOG | 0 | 0 | 0 | 0 | 0 | 0
STWD | 0 | 0 | 0 | 0 | 0 | 0
WT | 0 | 0 | 0 | 0 | 0 | 0
IGCC | 0 | 0 | 0 | 0 | 0 | 0
DemandResponse | 0 | 0 | 0 | 0 | 0 | 0
IGCC-CCS | 0 | 0 | 0 | 0 | 0 | 0
WT_off | 0 | 0 | 0 | 0 | 0 | 0
PseudoUnit | 0 | 0 | 0 | 0 | 0 | 0
FixedInterchange | 0 | 0 | 0 | 0 | 0 | 0
Emission Cost by Reporting Type: FRCC
ReportingType | 2015 | 2020 | 2025 | 2030 | 2035 | 2040
BM | 0 | 0 | 0 | 0 | 0 | 0
CC | 0 | 0 | 0 | 0 | 0 | 0
CSP | 0 | 0 | 0 | 0 | 0 | 0
CT | 0 | 0 | 0 | 0 | 0 | 0
Coal | 0 | 0 | 0 | 0 | 0 | 0
Geo | 0 | 0 | 0 | 0 | 0 | 0
H | 0 | 0 | 0 | 0 | 0 | 0
LFG | 0 | 0 | 0 | 0 | 0 | 0
Nuc | 0 | 0 | 0 | 0 | 0 | 0
PS | 0 | 0 | 0 | 0 | 0 | 0
PV | 0 | 0 | 0 | 0 | 0 | 0
PeakG | 0 | 0 | 0 | 0 | 0 | 0
PeakO | 0 | 0 | 0 | 0 | 0 | 0
ST | 0 | 0 | 0 | 0 | 0 | 0
STOG | 0 | 0 | 0 | 0 | 0 | 0
STWD | 0 | 0 | 0 | 0 | 0 | 0
WT | 0 | 0 | 0 | 0 | 0 | 0
IGCC | 0 | 0 | 0 | 0 | 0 | 0
DemandResponse | 0 | 0 | 0 | 0 | 0 | 0
IGCC-CCS | 0 | 0 | 0 | 0 | 0 | 0
WT_off | 0 | 0 | 0 | 0 | 0 | 0
PseudoUnit | 0 | 0 | 0 | 0 | 0 | 0
FixedInterchange | 0 | 0 | 0 | 0 | 0 | 0
Emission Cost by Reporting Type: MAPP_US
ReportingType | 2015 | 2020 | 2025 | 2030 | 2035 | 2040
BM | 0 | 0 | 0 | 0 | 0 | 0
CC | 0 | 0 | 0 | 0 | 0 | 0
CSP | 0 | 0 | 0 | 0 | 0 | 0
CT | 0 | 0 | 0 | 0 | 0 | 0
Coal | 0 | 0 | 0 | 0 | 0 | 0
Geo | 0 | 0 | 0 | 0 | 0 | 0
H | 0 | 0 | 0 | 0 | 0 | 0
LFG | 0 | 0 | 0 | 0 | 0 | 0
Nuc | 0 | 0 | 0 | 0 | 0 | 0
PS | 0 | 0 | 0 | 0 | 0 | 0
PV | 0 | 0 | 0 | 0 | 0 | 0
PeakG | 0 | 0 | 0 | 0 | 0 | 0
PeakO | 0 | 0 | 0 | 0 | 0 | 0
ST | 0 | 0 | 0 | 0 | 0 | 0
STOG | 0 | 0 | 0 | 0 | 0 | 0
STWD | 0 | 0 | 0 | 0 | 0 | 0
WT | 0 | 0 | 0 | 0 | 0 | 0
IGCC | 0 | 0 | 0 | 0 | 0 | 0
DemandResponse | 0 | 0 | 0 | 0 | 0 | 0
IGCC-CCS | 0 | 0 | 0 | 0 | 0 | 0
WT_off | 0 | 0 | 0 | 0 | 0 | 0
PseudoUnit | 0 | 0 | 0 | 0 | 0 | 0
FixedInterchange | 0 | 0 | 0 | 0 | 0 | 0
Emission Cost by Reporting Type: MISO_IN
ReportingType | 2015 | 2020 | 2025 | 2030 | 2035 | 2040
BM | 0 | 0 | 0 | 0 | 0 | 0
CC | 0 | 0 | 0 | 0 | 0 | 0
CSP | 0 | 0 | 0 | 0 | 0 | 0
CT | 0 | 0 | 0 | 0 | 0 | 0
Coal | 0 | 0 | 0 | 0 | 0 | 0
Geo | 0 | 0 | 0 | 0 | 0 | 0
H | 0 | 0 | 0 | 0 | 0 | 0
LFG | 0 | 0 | 0 | 0 | 0 | 0
Nuc | 0 | 0 | 0 | 0 | 0 | 0
PS | 0 | 0 | 0 | 0 | 0 | 0
PV | 0 | 0 | 0 | 0 | 0 | 0
PeakG | 0 | 0 | 0 | 0 | 0 | 0
PeakO | 0 | 0 | 0 | 0 | 0 | 0
ST | 0 | 0 | 0 | 0 | 0 | 0
STOG | 0 | 0 | 0 | 0 | 0 | 0
STWD | 0 | 0 | 0 | 0 | 0 | 0
WT | 0 | 0 | 0 | 0 | 0 | 0
IGCC | 0 | 0 | 0 | 0 | 0 | 0
DemandResponse | 0 | 0 | 0 | 0 | 0 | 0
IGCC-CCS | 0 | 0 | 0 | 0 | 0 | 0
WT_off | 0 | 0 | 0 | 0 | 0 | 0
PseudoUnit | 0 | 0 | 0 | 0 | 0 | 0
FixedInterchange | 0 | 0 | 0 | 0 | 0 | 0
Emission Cost by Reporting Type: MISO_MI
ReportingType | 2015 | 2020 | 2025 | 2030 | 2035 | 2040
BM | 0 | 0 | 0 | 0 | 0 | 0
CC | 0 | 0 | 0 | 0 | 0 | 0
CSP | 0 | 0 | 0 | 0 | 0 | 0
CT | 0 | 0 | 0 | 0 | 0 | 0
Coal | 0 | 0 | 0 | 0 | 0 | 0
Geo | 0 | 0 | 0 | 0 | 0 | 0
H | 0 | 0 | 0 | 0 | 0 | 0
LFG | 0 | 0 | 0 | 0 | 0 | 0
Nuc | 0 | 0 | 0 | 0 | 0 | 0
PS | 0 | 0 | 0 | 0 | 0 | 0
PV | 0 | 0 | 0 | 0 | 0 | 0
PeakG | 0 | 0 | 0 | 0 | 0 | 0
PeakO | 0 | 0 | 0 | 0 | 0 | 0
ST | 0 | 0 | 0 | 0 | 0 | 0
STOG | 0 | 0 | 0 | 0 | 0 | 0
STWD | 0 | 0 | 0 | 0 | 0 | 0
WT | 0 | 0 | 0 | 0 | 0 | 0
IGCC | 0 | 0 | 0 | 0 | 0 | 0
DemandResponse | 0 | 0 | 0 | 0 | 0 | 0
IGCC-CCS | 0 | 0 | 0 | 0 | 0 | 0
WT_off | 0 | 0 | 0 | 0 | 0 | 0
PseudoUnit | 0 | 0 | 0 | 0 | 0 | 0
FixedInterchange | 0 | 0 | 0 | 0 | 0 | 0
Emission Cost by Reporting Type: MISO_MO-IL
ReportingType | 2015 | 2020 | 2025 | 2030 | 2035 | 2040
BM | 0 | 0 | 0 | 0 | 0 | 0
CC | 0 | 0 | 0 | 0 | 0 | 0
CSP | 0 | 0 | 0 | 0 | 0 | 0
CT | 0 | 0 | 0 | 0 | 0 | 0
Coal | 0 | 0 | 0 | 0 | 0 | 0
Geo | 0 | 0 | 0 | 0 | 0 | 0
H | 0 | 0 | 0 | 0 | 0 | 0
LFG | 0 | 0 | 0 | 0 | 0 | 0
Nuc | 0 | 0 | 0 | 0 | 0 | 0
PS | 0 | 0 | 0 | 0 | 0 | 0
PV | 0 | 0 | 0 | 0 | 0 | 0
PeakG | 0 | 0 | 0 | 0 | 0 | 0
PeakO | 0 | 0 | 0 | 0 | 0 | 0
ST | 0 | 0 | 0 | 0 | 0 | 0
STOG | 0 | 0 | 0 | 0 | 0 | 0
STWD | 0 | 0 | 0 | 0 | 0 | 0
WT | 0 | 0 | 0 | 0 | 0 | 0
IGCC | 0 | 0 | 0 | 0 | 0 | 0
DemandResponse | 0 | 0 | 0 | 0 | 0 | 0
IGCC-CCS | 0 | 0 | 0 | 0 | 0 | 0
WT_off | 0 | 0 | 0 | 0 | 0 | 0
PseudoUnit | 0 | 0 | 0 | 0 | 0 | 0
FixedInterchange | 0 | 0 | 0 | 0 | 0 | 0
Emission Cost by Reporting Type: MISO_W
ReportingType | 2015 | 2020 | 2025 | 2030 | 2035 | 2040
BM | 0 | 0 | 0 | 0 | 0 | 0
CC | 0 | 0 | 0 | 0 | 0 | 0
CSP | 0 | 0 | 0 | 0 | 0 | 0
CT | 0 | 0 | 0 | 0 | 0 | 0
Coal | 0 | 0 | 0 | 0 | 0 | 0
Geo | 0 | 0 | 0 | 0 | 0 | 0
H | 0 | 0 | 0 | 0 | 0 | 0
LFG | 0 | 0 | 0 | 0 | 0 | 0
Nuc | 0 | 0 | 0 | 0 | 0 | 0
PS | 0 | 0 | 0 | 0 | 0 | 0
PV | 0 | 0 | 0 | 0 | 0 | 0
PeakG | 0 | 0 | 0 | 0 | 0 | 0
PeakO | 0 | 0 | 0 | 0 | 0 | 0
ST | 0 | 0 | 0 | 0 | 0 | 0
STOG | 0 | 0 | 0 | 0 | 0 | 0
STWD | 0 | 0 | 0 | 0 | 0 | 0
WT | 0 | 0 | 0 | 0 | 0 | 0
IGCC | 0 | 0 | 0 | 0 | 0 | 0
DemandResponse | 0 | 0 | 0 | 0 | 0 | 0
IGCC-CCS | 0 | 0 | 0 | 0 | 0 | 0
WT_off | 0 | 0 | 0 | 0 | 0 | 0
PseudoUnit | 0 | 0 | 0 | 0 | 0 | 0
FixedInterchange | 0 | 0 | 0 | 0 | 0 | 0
Emission Cost by Reporting Type: MISO_WUMS
ReportingType | 2015 | 2020 | 2025 | 2030 | 2035 | 2040
BM | 0 | 0 | 0 | 0 | 0 | 0
CC | 0 | 0 | 0 | 0 | 0 | 0
CSP | 0 | 0 | 0 | 0 | 0 | 0
CT | 0 | 0 | 0 | 0 | 0 | 0
Coal | 0 | 0 | 0 | 0 | 0 | 0
Geo | 0 | 0 | 0 | 0 | 0 | 0
H | 0 | 0 | 0 | 0 | 0 | 0
LFG | 0 | 0 | 0 | 0 | 0 | 0
Nuc | 0 | 0 | 0 | 0 | 0 | 0
PS | 0 | 0 | 0 | 0 | 0 | 0
PV | 0 | 0 | 0 | 0 | 0 | 0
PeakG | 0 | 0 | 0 | 0 | 0 | 0
PeakO | 0 | 0 | 0 | 0 | 0 | 0
ST | 0 | 0 | 0 | 0 | 0 | 0
STOG | 0 | 0 | 0 | 0 | 0 | 0
STWD | 0 | 0 | 0 | 0 | 0 | 0
WT | 0 | 0 | 0 | 0 | 0 | 0
IGCC | 0 | 0 | 0 | 0 | 0 | 0
DemandResponse | 0 | 0 | 0 | 0 | 0 | 0
IGCC-CCS | 0 | 0 | 0 | 0 | 0 | 0
WT_off | 0 | 0 | 0 | 0 | 0 | 0
PseudoUnit | 0 | 0 | 0 | 0 | 0 | 0
FixedInterchange | 0 | 0 | 0 | 0 | 0 | 0
Emission Cost by Reporting Type: Nebraska
ReportingType | 2015 | 2020 | 2025 | 2030 | 2035 | 2040
BM | 0 | 0 | 0 | 0 | 0 | 0
CC | 0 | 0 | 0 | 0 | 0 | 0
CSP | 0 | 0 | 0 | 0 | 0 | 0
CT | 0 | 0 | 0 | 0 | 0 | 0
Coal | 0 | 0 | 0 | 0 | 0 | 0
Geo | 0 | 0 | 0 | 0 | 0 | 0
H | 0 | 0 | 0 | 0 | 0 | 0
LFG | 0 | 0 | 0 | 0 | 0 | 0
Nuc | 0 | 0 | 0 | 0 | 0 | 0
PS | 0 | 0 | 0 | 0 | 0 | 0
PV | 0 | 0 | 0 | 0 | 0 | 0
PeakG | 0 | 0 | 0 | 0 | 0 | 0
PeakO | 0 | 0 | 0 | 0 | 0 | 0
ST | 0 | 0 | 0 | 0 | 0 | 0
STOG | 0 | 0 | 0 | 0 | 0 | 0
STWD | 0 | 0 | 0 | 0 | 0 | 0
WT | 0 | 0 | 0 | 0 | 0 | 0
IGCC | 0 | 0 | 0 | 0 | 0 | 0
DemandResponse | 0 | 0 | 0 | 0 | 0 | 0
IGCC-CCS | 0 | 0 | 0 | 0 | 0 | 0
WT_off | 0 | 0 | 0 | 0 | 0 | 0
PseudoUnit | 0 | 0 | 0 | 0 | 0 | 0
FixedInterchange | 0 | 0 | 0 | 0 | 0 | 0
Emission Cost by Reporting Type: NEISO
ReportingType | 2015 | 2020 | 2025 | 2030 | 2035 | 2040
BM | 0 | 0 | 0 | 0 | 0 | 0
CC | 0 | 0 | 0 | 0 | 0 | 0
CSP | 0 | 0 | 0 | 0 | 0 | 0
CT | 0 | 0 | 0 | 0 | 0 | 0
Coal | 0 | 0 | 0 | 0 | 0 | 0
Geo | 0 | 0 | 0 | 0 | 0 | 0
H | 0 | 0 | 0 | 0 | 0 | 0
LFG | 0 | 0 | 0 | 0 | 0 | 0
Nuc | 0 | 0 | 0 | 0 | 0 | 0
PS | 0 | 0 | 0 | 0 | 0 | 0
PV | 0 | 0 | 0 | 0 | 0 | 0
PeakG | 0 | 0 | 0 | 0 | 0 | 0
PeakO | 0 | 0 | 0 | 0 | 0 | 0
ST | 0 | 0 | 0 | 0 | 0 | 0
STOG | 0 | 0 | 0 | 0 | 0 | 0
STWD | 0 | 0 | 0 | 0 | 0 | 0
WT | 0 | 0 | 0 | 0 | 0 | 0
IGCC | 0 | 0 | 0 | 0 | 0 | 0
DemandResponse | 0 | 0 | 0 | 0 | 0 | 0
IGCC-CCS | 0 | 0 | 0 | 0 | 0 | 0
WT_off | 0 | 0 | 0 | 0 | 0 | 0
PseudoUnit | 0 | 0 | 0 | 0 | 0 | 0
FixedInterchange | 0 | 0 | 0 | 0 | 0 | 0
Emission Cost by Reporting Type: NonRTO_Midwest
ReportingType | 2015 | 2020 | 2025 | 2030 | 2035 | 2040
BM | 0 | 0 | 0 | 0 | 0 | 0
CC | 0 | 0 | 0 | 0 | 0 | 0
CSP | 0 | 0 | 0 | 0 | 0 | 0
CT | 0 | 0 | 0 | 0 | 0 | 0
Coal | 0 | 0 | 0 | 0 | 0 | 0
Geo | 0 | 0 | 0 | 0 | 0 | 0
H | 0 | 0 | 0 | 0 | 0 | 0
LFG | 0 | 0 | 0 | 0 | 0 | 0
Nuc | 0 | 0 | 0 | 0 | 0 | 0
PS | 0 | 0 | 0 | 0 | 0 | 0
PV | 0 | 0 | 0 | 0 | 0 | 0
PeakG | 0 | 0 | 0 | 0 | 0 | 0
PeakO | 0 | 0 | 0 | 0 | 0 | 0
ST | 0 | 0 | 0 | 0 | 0 | 0
STOG | 0 | 0 | 0 | 0 | 0 | 0
STWD | 0 | 0 | 0 | 0 | 0 | 0
WT | 0 | 0 | 0 | 0 | 0 | 0
IGCC | 0 | 0 | 0 | 0 | 0 | 0
DemandResponse | 0 | 0 | 0 | 0 | 0 | 0
IGCC-CCS | 0 | 0 | 0 | 0 | 0 | 0
WT_off | 0 | 0 | 0 | 0 | 0 | 0
PseudoUnit | 0 | 0 | 0 | 0 | 0 | 0
FixedInterchange | 0 | 0 | 0 | 0 | 0 | 0
Emission Cost by Reporting Type: NYISO_A-F
ReportingType | 2015 | 2020 | 2025 | 2030 | 2035 | 2040
BM | 0 | 0 | 0 | 0 | 0 | 0
CC | 0 | 0 | 0 | 0 | 0 | 0
CSP | 0 | 0 | 0 | 0 | 0 | 0
CT | 0 | 0 | 0 | 0 | 0 | 0
Coal | 0 | 0 | 0 | 0 | 0 | 0
Geo | 0 | 0 | 0 | 0 | 0 | 0
H | 0 | 0 | 0 | 0 | 0 | 0
LFG | 0 | 0 | 0 | 0 | 0 | 0
Nuc | 0 | 0 | 0 | 0 | 0 | 0
PS | 0 | 0 | 0 | 0 | 0 | 0
PV | 0 | 0 | 0 | 0 | 0 | 0
PeakG | 0 | 0 | 0 | 0 | 0 | 0
PeakO | 0 | 0 | 0 | 0 | 0 | 0
ST | 0 | 0 | 0 | 0 | 0 | 0
STOG | 0 | 0 | 0 | 0 | 0 | 0
STWD | 0 | 0 | 0 | 0 | 0 | 0
WT | 0 | 0 | 0 | 0 | 0 | 0
IGCC | 0 | 0 | 0 | 0 | 0 | 0
DemandResponse | 0 | 0 | 0 | 0 | 0 | 0
IGCC-CCS | 0 | 0 | 0 | 0 | 0 | 0
WT_off | 0 | 0 | 0 | 0 | 0 | 0
PseudoUnit | 0 | 0 | 0 | 0 | 0 | 0
FixedInterchange | 0 | 0 | 0 | 0 | 0 | 0
Emission Cost by Reporting Type: NYISO_G-I
ReportingType | 2015 | 2020 | 2025 | 2030 | 2035 | 2040
BM | 0 | 0 | 0 | 0 | 0 | 0
CC | 0 | 0 | 0 | 0 | 0 | 0
CSP | 0 | 0 | 0 | 0 | 0 | 0
CT | 0 | 0 | 0 | 0 | 0 | 0
Coal | 0 | 0 | 0 | 0 | 0 | 0
Geo | 0 | 0 | 0 | 0 | 0 | 0
H | 0 | 0 | 0 | 0 | 0 | 0
LFG | 0 | 0 | 0 | 0 | 0 | 0
Nuc | 0 | 0 | 0 | 0 | 0 | 0
PS | 0 | 0 | 0 | 0 | 0 | 0
PV | 0 | 0 | 0 | 0 | 0 | 0
PeakG | 0 | 0 | 0 | 0 | 0 | 0
PeakO | 0 | 0 | 0 | 0 | 0 | 0
ST | 0 | 0 | 0 | 0 | 0 | 0
STOG | 0 | 0 | 0 | 0 | 0 | 0
STWD | 0 | 0 | 0 | 0 | 0 | 0
WT | 0 | 0 | 0 | 0 | 0 | 0
IGCC | 0 | 0 | 0 | 0 | 0 | 0
DemandResponse | 0 | 0 | 0 | 0 | 0 | 0
IGCC-CCS | 0 | 0 | 0 | 0 | 0 | 0
WT_off | 0 | 0 | 0 | 0 | 0 | 0
PseudoUnit | 0 | 0 | 0 | 0 | 0 | 0
FixedInterchange | 0 | 0 | 0 | 0 | 0 | 0
Emission Cost by Reporting Type: NYISO_J-K
ReportingType | 2015 | 2020 | 2025 | 2030 | 2035 | 2040
BM | 0 | 0 | 0 | 0 | 0 | 0
CC | 0 | 0 | 0 | 0 | 0 | 0
CSP | 0 | 0 | 0 | 0 | 0 | 0
CT | 0 | 0 | 0 | 0 | 0 | 0
Coal | 0 | 0 | 0 | 0 | 0 | 0
Geo | 0 | 0 | 0 | 0 | 0 | 0
H | 0 | 0 | 0 | 0 | 0 | 0
LFG | 0 | 0 | 0 | 0 | 0 | 0
Nuc | 0 | 0 | 0 | 0 | 0 | 0
PS | 0 | 0 | 0 | 0 | 0 | 0
PV | 0 | 0 | 0 | 0 | 0 | 0
PeakG | 0 | 0 | 0 | 0 | 0 | 0
PeakO | 0 | 0 | 0 | 0 | 0 | 0
ST | 0 | 0 | 0 | 0 | 0 | 0
STOG | 0 | 0 | 0 | 0 | 0 | 0
STWD | 0 | 0 | 0 | 0 | 0 | 0
WT | 0 | 0 | 0 | 0 | 0 | 0
IGCC | 0 | 0 | 0 | 0 | 0 | 0
DemandResponse | 0 | 0 | 0 | 0 | 0 | 0
IGCC-CCS | 0 | 0 | 0 | 0 | 0 | 0
WT_off | 0 | 0 | 0 | 0 | 0 | 0
PseudoUnit | 0 | 0 | 0 | 0 | 0 | 0
FixedInterchange | 0 | 0 | 0 | 0 | 0 | 0
Emission Cost by Reporting Type: PJM_E
ReportingType | 2015 | 2020 | 2025 | 2030 | 2035 | 2040
BM | 0 | 0 | 0 | 0 | 0 | 0
CC | 0 | 0 | 0 | 0 | 0 | 0
CSP | 0 | 0 | 0 | 0 | 0 | 0
CT | 0 | 0 | 0 | 0 | 0 | 0
Coal | 0 | 0 | 0 | 0 | 0 | 0
Geo | 0 | 0 | 0 | 0 | 0 | 0
H | 0 | 0 | 0 | 0 | 0 | 0
LFG | 0 | 0 | 0 | 0 | 0 | 0
Nuc | 0 | 0 | 0 | 0 | 0 | 0
PS | 0 | 0 | 0 | 0 | 0 | 0
PV | 0 | 0 | 0 | 0 | 0 | 0
PeakG | 0 | 0 | 0 | 0 | 0 | 0
PeakO | 0 | 0 | 0 | 0 | 0 | 0
ST | 0 | 0 | 0 | 0 | 0 | 0
STOG | 0 | 0 | 0 | 0 | 0 | 0
STWD | 0 | 0 | 0 | 0 | 0 | 0
WT | 0 | 0 | 0 | 0 | 0 | 0
IGCC | 0 | 0 | 0 | 0 | 0 | 0
DemandResponse | 0 | 0 | 0 | 0 | 0 | 0
IGCC-CCS | 0 | 0 | 0 | 0 | 0 | 0
WT_off | 0 | 0 | 0 | 0 | 0 | 0
PseudoUnit | 0 | 0 | 0 | 0 | 0 | 0
FixedInterchange | 0 | 0 | 0 | 0 | 0 | 0
Emission Cost by Reporting Type: PJM_ROM
ReportingType | 2015 | 2020 | 2025 | 2030 | 2035 | 2040
BM | 0 | 0 | 0 | 0 | 0 | 0
CC | 0 | 0 | 0 | 0 | 0 | 0
CSP | 0 | 0 | 0 | 0 | 0 | 0
CT | 0 | 0 | 0 | 0 | 0 | 0
Coal | 0 | 0 | 0 | 0 | 0 | 0
Geo | 0 | 0 | 0 | 0 | 0 | 0
H | 0 | 0 | 0 | 0 | 0 | 0
LFG | 0 | 0 | 0 | 0 | 0 | 0
Nuc | 0 | 0 | 0 | 0 | 0 | 0
PS | 0 | 0 | 0 | 0 | 0 | 0
PV | 0 | 0 | 0 | 0 | 0 | 0
PeakG | 0 | 0 | 0 | 0 | 0 | 0
PeakO | 0 | 0 | 0 | 0 | 0 | 0
ST | 0 | 0 | 0 | 0 | 0 | 0
STOG | 0 | 0 | 0 | 0 | 0 | 0
STWD | 0 | 0 | 0 | 0 | 0 | 0
WT | 0 | 0 | 0 | 0 | 0 | 0
IGCC | 0 | 0 | 0 | 0 | 0 | 0
DemandResponse | 0 | 0 | 0 | 0 | 0 | 0
IGCC-CCS | 0 | 0 | 0 | 0 | 0 | 0
WT_off | 0 | 0 | 0 | 0 | 0 | 0
PseudoUnit | 0 | 0 | 0 | 0 | 0 | 0
FixedInterchange | 0 | 0 | 0 | 0 | 0 | 0
Emission Cost by Reporting Type: PJM_ROR
ReportingType | 2015 | 2020 | 2025 | 2030 | 2035 | 2040
BM | 0 | 0 | 0 | 0 | 0 | 0
CC | 0 | 0 | 0 | 0 | 0 | 0
CSP | 0 | 0 | 0 | 0 | 0 | 0
CT | 0 | 0 | 0 | 0 | 0 | 0
Coal | 0 | 0 | 0 | 0 | 0 | 0
Geo | 0 | 0 | 0 | 0 | 0 | 0
H | 0 | 0 | 0 | 0 | 0 | 0
LFG | 0 | 0 | 0 | 0 | 0 | 0
Nuc | 0 | 0 | 0 | 0 | 0 | 0
PS | 0 | 0 | 0 | 0 | 0 | 0
PV | 0 | 0 | 0 | 0 | 0 | 0
PeakG | 0 | 0 | 0 | 0 | 0 | 0
PeakO | 0 | 0 | 0 | 0 | 0 | 0
ST | 0 | 0 | 0 | 0 | 0 | 0
STOG | 0 | 0 | 0 | 0 | 0 | 0
STWD | 0 | 0 | 0 | 0 | 0 | 0
WT | 0 | 0 | 0 | 0 | 0 | 0
IGCC | 0 | 0 | 0 | 0 | 0 | 0
DemandResponse | 0 | 0 | 0 | 0 | 0 | 0
IGCC-CCS | 0 | 0 | 0 | 0 | 0 | 0
WT_off | 0 | 0 | 0 | 0 | 0 | 0
PseudoUnit | 0 | 0 | 0 | 0 | 0 | 0
FixedInterchange | 0 | 0 | 0 | 0 | 0 | 0
Emission Cost by Reporting Type: SOCO
ReportingType | 2015 | 2020 | 2025 | 2030 | 2035 | 2040
BM | 0 | 0 | 0 | 0 | 0 | 0
CC | 0 | 0 | 0 | 0 | 0 | 0
CSP | 0 | 0 | 0 | 0 | 0 | 0
CT | 0 | 0 | 0 | 0 | 0 | 0
Coal | 0 | 0 | 0 | 0 | 0 | 0
Geo | 0 | 0 | 0 | 0 | 0 | 0
H | 0 | 0 | 0 | 0 | 0 | 0
LFG | 0 | 0 | 0 | 0 | 0 | 0
Nuc | 0 | 0 | 0 | 0 | 0 | 0
PS | 0 | 0 | 0 | 0 | 0 | 0
PV | 0 | 0 | 0 | 0 | 0 | 0
PeakG | 0 | 0 | 0 | 0 | 0 | 0
PeakO | 0 | 0 | 0 | 0 | 0 | 0
ST | 0 | 0 | 0 | 0 | 0 | 0
STOG | 0 | 0 | 0 | 0 | 0 | 0
STWD | 0 | 0 | 0 | 0 | 0 | 0
WT | 0 | 0 | 0 | 0 | 0 | 0
IGCC | 0 | 0 | 0 | 0 | 0 | 0
DemandResponse | 0 | 0 | 0 | 0 | 0 | 0
IGCC-CCS | 0 | 0 | 0 | 0 | 0 | 0
WT_off | 0 | 0 | 0 | 0 | 0 | 0
PseudoUnit | 0 | 0 | 0 | 0 | 0 | 0
FixedInterchange | 0 | 0 | 0 | 0 | 0 | 0
Emission Cost by Reporting Type: SPP_N
ReportingType | 2015 | 2020 | 2025 | 2030 | 2035 | 2040
BM | 0 | 0 | 0 | 0 | 0 | 0
CC | 0 | 0 | 0 | 0 | 0 | 0
CSP | 0 | 0 | 0 | 0 | 0 | 0
CT | 0 | 0 | 0 | 0 | 0 | 0
Coal | 0 | 0 | 0 | 0 | 0 | 0
Geo | 0 | 0 | 0 | 0 | 0 | 0
H | 0 | 0 | 0 | 0 | 0 | 0
LFG | 0 | 0 | 0 | 0 | 0 | 0
Nuc | 0 | 0 | 0 | 0 | 0 | 0
PS | 0 | 0 | 0 | 0 | 0 | 0
PV | 0 | 0 | 0 | 0 | 0 | 0
PeakG | 0 | 0 | 0 | 0 | 0 | 0
PeakO | 0 | 0 | 0 | 0 | 0 | 0
ST | 0 | 0 | 0 | 0 | 0 | 0
STOG | 0 | 0 | 0 | 0 | 0 | 0
STWD | 0 | 0 | 0 | 0 | 0 | 0
WT | 0 | 0 | 0 | 0 | 0 | 0
IGCC | 0 | 0 | 0 | 0 | 0 | 0
DemandResponse | 0 | 0 | 0 | 0 | 0 | 0
IGCC-CCS | 0 | 0 | 0 | 0 | 0 | 0
WT_off | 0 | 0 | 0 | 0 | 0 | 0
PseudoUnit | 0 | 0 | 0 | 0 | 0 | 0
FixedInterchange | 0 | 0 | 0 | 0 | 0 | 0
Emission Cost by Reporting Type: SPP_S
ReportingType | 2015 | 2020 | 2025 | 2030 | 2035 | 2040
BM | 0 | 0 | 0 | 0 | 0 | 0
CC | 0 | 0 | 0 | 0 | 0 | 0
CSP | 0 | 0 | 0 | 0 | 0 | 0
CT | 0 | 0 | 0 | 0 | 0 | 0
Coal | 0 | 0 | 0 | 0 | 0 | 0
Geo | 0 | 0 | 0 | 0 | 0 | 0
H | 0 | 0 | 0 | 0 | 0 | 0
LFG | 0 | 0 | 0 | 0 | 0 | 0
Nuc | 0 | 0 | 0 | 0 | 0 | 0
PS | 0 | 0 | 0 | 0 | 0 | 0
PV | 0 | 0 | 0 | 0 | 0 | 0
PeakG | 0 | 0 | 0 | 0 | 0 | 0
PeakO | 0 | 0 | 0 | 0 | 0 | 0
ST | 0 | 0 | 0 | 0 | 0 | 0
STOG | 0 | 0 | 0 | 0 | 0 | 0
STWD | 0 | 0 | 0 | 0 | 0 | 0
WT | 0 | 0 | 0 | 0 | 0 | 0
IGCC | 0 | 0 | 0 | 0 | 0 | 0
DemandResponse | 0 | 0 | 0 | 0 | 0 | 0
IGCC-CCS | 0 | 0 | 0 | 0 | 0 | 0
WT_off | 0 | 0 | 0 | 0 | 0 | 0
PseudoUnit | 0 | 0 | 0 | 0 | 0 | 0
FixedInterchange | 0 | 0 | 0 | 0 | 0 | 0
Emission Cost by Reporting Type: TVA
ReportingType | 2015 | 2020 | 2025 | 2030 | 2035 | 2040
BM | 0 | 0 | 0 | 0 | 0 | 0
CC | 0 | 0 | 0 | 0 | 0 | 0
CSP | 0 | 0 | 0 | 0 | 0 | 0
CT | 0 | 0 | 0 | 0 | 0 | 0
Coal | 0 | 0 | 0 | 0 | 0 | 0
Geo | 0 | 0 | 0 | 0 | 0 | 0
H | 0 | 0 | 0 | 0 | 0 | 0
LFG | 0 | 0 | 0 | 0 | 0 | 0
Nuc | 0 | 0 | 0 | 0 | 0 | 0
PS | 0 | 0 | 0 | 0 | 0 | 0
PV | 0 | 0 | 0 | 0 | 0 | 0
PeakG | 0 | 0 | 0 | 0 | 0 | 0
PeakO | 0 | 0 | 0 | 0 | 0 | 0
ST | 0 | 0 | 0 | 0 | 0 | 0
STOG | 0 | 0 | 0 | 0 | 0 | 0
STWD | 0 | 0 | 0 | 0 | 0 | 0
WT | 0 | 0 | 0 | 0 | 0 | 0
IGCC | 0 | 0 | 0 | 0 | 0 | 0
DemandResponse | 0 | 0 | 0 | 0 | 0 | 0
IGCC-CCS | 0 | 0 | 0 | 0 | 0 | 0
WT_off | 0 | 0 | 0 | 0 | 0 | 0
PseudoUnit | 0 | 0 | 0 | 0 | 0 | 0
FixedInterchange | 0 | 0 | 0 | 0 | 0 | 0
Emission Cost by Reporting Type: TVA_Transmission
ReportingType | 2015 | 2020 | 2025 | 2030 | 2035 | 2040
BM | 0 | 0 | 0 | 0 | 0 | 0
CC | 0 | 0 | 0 | 0 | 0 | 0
CSP | 0 | 0 | 0 | 0 | 0 | 0
CT | 0 | 0 | 0 | 0 | 0 | 0
Coal | 0 | 0 | 0 | 0 | 0 | 0
Geo | 0 | 0 | 0 | 0 | 0 | 0
H | 0 | 0 | 0 | 0 | 0 | 0
LFG | 0 | 0 | 0 | 0 | 0 | 0
Nuc | 0 | 0 | 0 | 0 | 0 | 0
PS | 0 | 0 | 0 | 0 | 0 | 0
PV | 0 | 0 | 0 | 0 | 0 | 0
PeakG | 0 | 0 | 0 | 0 | 0 | 0
PeakO | 0 | 0 | 0 | 0 | 0 | 0
ST | 0 | 0 | 0 | 0 | 0 | 0
STOG | 0 | 0 | 0 | 0 | 0 | 0
STWD | 0 | 0 | 0 | 0 | 0 | 0
WT | 0 | 0 | 0 | 0 | 0 | 0
IGCC | 0 | 0 | 0 | 0 | 0 | 0
DemandResponse | 0 | 0 | 0 | 0 | 0 | 0
IGCC-CCS | 0 | 0 | 0 | 0 | 0 | 0
WT_off | 0 | 0 | 0 | 0 | 0 | 0
PseudoUnit | 0 | 0 | 0 | 0 | 0 | 0
FixedInterchange | 0 | 0 | 0 | 0 | 0 | 0
Emission Cost by Reporting Type: VACAR
ReportingType | 2015 | 2020 | 2025 | 2030 | 2035 | 2040
BM | 0 | 0 | 0 | 0 | 0 | 0
CC | 0 | 0 | 0 | 0 | 0 | 0
CSP | 0 | 0 | 0 | 0 | 0 | 0
CT | 0 | 0 | 0 | 0 | 0 | 0
Coal | 0 | 0 | 0 | 0 | 0 | 0
Geo | 0 | 0 | 0 | 0 | 0 | 0
H | 0 | 0 | 0 | 0 | 0 | 0
LFG | 0 | 0 | 0 | 0 | 0 | 0
Nuc | 0 | 0 | 0 | 0 | 0 | 0
PS | 0 | 0 | 0 | 0 | 0 | 0
PV | 0 | 0 | 0 | 0 | 0 | 0
PeakG | 0 | 0 | 0 | 0 | 0 | 0
PeakO | 0 | 0 | 0 | 0 | 0 | 0
ST | 0 | 0 | 0 | 0 | 0 | 0
STOG | 0 | 0 | 0 | 0 | 0 | 0
STWD | 0 | 0 | 0 | 0 | 0 | 0
WT | 0 | 0 | 0 | 0 | 0 | 0
IGCC | 0 | 0 | 0 | 0 | 0 | 0
DemandResponse | 0 | 0 | 0 | 0 | 0 | 0
IGCC-CCS | 0 | 0 | 0 | 0 | 0 | 0
WT_off | 0 | 0 | 0 | 0 | 0 | 0
PseudoUnit | 0 | 0 | 0 | 0 | 0 | 0
FixedInterchange | 0 | 0 | 0 | 0 | 0 | 0
Emission Cost by Reporting Type: IESO
ReportingType | 2015 | 2020 | 2025 | 2030 | 2035 | 2040
BM | 0 | 0 | 0 | 0 | 0 | 0
CC | 0 | 0 | 0 | 0 | 0 | 0
CSP | 0 | 0 | 0 | 0 | 0 | 0
CT | 0 | 0 | 0 | 0 | 0 | 0
Coal | 0 | 0 | 0 | 0 | 0 | 0
Geo | 0 | 0 | 0 | 0 | 0 | 0
H | 0 | 0 | 0 | 0 | 0 | 0
LFG | 0 | 0 | 0 | 0 | 0 | 0
Nuc | 0 | 0 | 0 | 0 | 0 | 0
PS | 0 | 0 | 0 | 0 | 0 | 0
PV | 0 | 0 | 0 | 0 | 0 | 0
PeakG | 0 | 0 | 0 | 0 | 0 | 0
PeakO | 0 | 0 | 0 | 0 | 0 | 0
ST | 0 | 0 | 0 | 0 | 0 | 0
STOG | 0 | 0 | 0 | 0 | 0 | 0
STWD | 0 | 0 | 0 | 0 | 0 | 0
WT | 0 | 0 | 0 | 0 | 0 | 0
IGCC | 0 | 0 | 0 | 0 | 0 | 0
DemandResponse | 0 | 0 | 0 | 0 | 0 | 0
IGCC-CCS | 0 | 0 | 0 | 0 | 0 | 0
WT_off | 0 | 0 | 0 | 0 | 0 | 0
PseudoUnit | 0 | 0 | 0 | 0 | 0 | 0
FixedInterchange | 0 | 0 | 0 | 0 | 0 | 0
Emission Cost by Reporting Type: MAPP_CA
ReportingType | 2015 | 2020 | 2025 | 2030 | 2035 | 2040
BM | 0 | 0 | 0 | 0 | 0 | 0
CC | 0 | 0 | 0 | 0 | 0 | 0
CSP | 0 | 0 | 0 | 0 | 0 | 0
CT | 0 | 0 | 0 | 0 | 0 | 0
Coal | 0 | 0 | 0 | 0 | 0 | 0
Geo | 0 | 0 | 0 | 0 | 0 | 0
H | 0 | 0 | 0 | 0 | 0 | 0
LFG | 0 | 0 | 0 | 0 | 0 | 0
Nuc | 0 | 0 | 0 | 0 | 0 | 0
PS | 0 | 0 | 0 | 0 | 0 | 0
PV | 0 | 0 | 0 | 0 | 0 | 0
PeakG | 0 | 0 | 0 | 0 | 0 | 0
PeakO | 0 | 0 | 0 | 0 | 0 | 0
ST | 0 | 0 | 0 | 0 | 0 | 0
STOG | 0 | 0 | 0 | 0 | 0 | 0
STWD | 0 | 0 | 0 | 0 | 0 | 0
WT | 0 | 0 | 0 | 0 | 0 | 0
IGCC | 0 | 0 | 0 | 0 | 0 | 0
DemandResponse | 0 | 0 | 0 | 0 | 0 | 0
IGCC-CCS | 0 | 0 | 0 | 0 | 0 | 0
WT_off | 0 | 0 | 0 | 0 | 0 | 0
PseudoUnit | 0 | 0 | 0 | 0 | 0 | 0
FixedInterchange | 0 | 0 | 0 | 0 | 0 | 0
Emission Cost by Reporting Type: AZ_NM_SNV_Coal
ReportingType | 2015 | 2020 | 2025 | 2030 | 2035 | 2040
BM | 0 | 0 | 0 | 0 | 0 | 0
CC | 0 | 0 | 0 | 0 | 0 | 0
CSP | 0 | 0 | 0 | 0 | 0 | 0
CT | 0 | 0 | 0 | 0 | 0 | 0
Coal | 0 | 0 | 0 | 0 | 0 | 0
Geo | 0 | 0 | 0 | 0 | 0 | 0
H | 0 | 0 | 0 | 0 | 0 | 0
LFG | 0 | 0 | 0 | 0 | 0 | 0
Nuc | 0 | 0 | 0 | 0 | 0 | 0
PS | 0 | 0 | 0 | 0 | 0 | 0
PV | 0 | 0 | 0 | 0 | 0 | 0
PeakG | 0 | 0 | 0 | 0 | 0 | 0
PeakO | 0 | 0 | 0 | 0 | 0 | 0
ST | 0 | 0 | 0 | 0 | 0 | 0
STOG | 0 | 0 | 0 | 0 | 0 | 0
STWD | 0 | 0 | 0 | 0 | 0 | 0
WT | 0 | 0 | 0 | 0 | 0 | 0
IGCC | 0 | 0 | 0 | 0 | 0 | 0
DemandResponse | 0 | 0 | 0 | 0 | 0 | 0
IGCC-CCS | 0 | 0 | 0 | 0 | 0 | 0
WT_off | 0 | 0 | 0 | 0 | 0 | 0
PseudoUnit | 0 | 0 | 0 | 0 | 0 | 0
FixedInterchange | 0 | 0 | 0 | 0 | 0 | 0
Emission Cost by Reporting Type: AZ_NM_SNV_Gas
ReportingType | 2015 | 2020 | 2025 | 2030 | 2035 | 2040
BM | 0 | 0 | 0 | 0 | 0 | 0
CC | 0 | 0 | 0 | 0 | 0 | 0
CSP | 0 | 0 | 0 | 0 | 0 | 0
CT | 0 | 0 | 0 | 0 | 0 | 0
Coal | 0 | 0 | 0 | 0 | 0 | 0
Geo | 0 | 0 | 0 | 0 | 0 | 0
H | 0 | 0 | 0 | 0 | 0 | 0
LFG | 0 | 0 | 0 | 0 | 0 | 0
Nuc | 0 | 0 | 0 | 0 | 0 | 0
PS | 0 | 0 | 0 | 0 | 0 | 0
PV | 0 | 0 | 0 | 0 | 0 | 0
PeakG | 0 | 0 | 0 | 0 | 0 | 0
PeakO | 0 | 0 | 0 | 0 | 0 | 0
ST | 0 | 0 | 0 | 0 | 0 | 0
STOG | 0 | 0 | 0 | 0 | 0 | 0
STWD | 0 | 0 | 0 | 0 | 0 | 0
WT | 0 | 0 | 0 | 0 | 0 | 0
IGCC | 0 | 0 | 0 | 0 | 0 | 0
DemandResponse | 0 | 0 | 0 | 0 | 0 | 0
IGCC-CCS | 0 | 0 | 0 | 0 | 0 | 0
WT_off | 0 | 0 | 0 | 0 | 0 | 0
PseudoUnit | 0 | 0 | 0 | 0 | 0 | 0
FixedInterchange | 0 | 0 | 0 | 0 | 0 | 0
Emission Cost by Reporting Type: AZ_NM_SNV_NucRenew
ReportingType | 2015 | 2020 | 2025 | 2030 | 2035 | 2040
BM | 0 | 0 | 0 | 0 | 0 | 0
CC | 0 | 0 | 0 | 0 | 0 | 0
CSP | 0 | 0 | 0 | 0 | 0 | 0
CT | 0 | 0 | 0 | 0 | 0 | 0
Coal | 0 | 0 | 0 | 0 | 0 | 0
Geo | 0 | 0 | 0 | 0 | 0 | 0
H | 0 | 0 | 0 | 0 | 0 | 0
LFG | 0 | 0 | 0 | 0 | 0 | 0
Nuc | 0 | 0 | 0 | 0 | 0 | 0
PS | 0 | 0 | 0 | 0 | 0 | 0
PV | 0 | 0 | 0 | 0 | 0 | 0
PeakG | 0 | 0 | 0 | 0 | 0 | 0
PeakO | 0 | 0 | 0 | 0 | 0 | 0
ST | 0 | 0 | 0 | 0 | 0 | 0
STOG | 0 | 0 | 0 | 0 | 0 | 0
STWD | 0 | 0 | 0 | 0 | 0 | 0
WT | 0 | 0 | 0 | 0 | 0 | 0
IGCC | 0 | 0 | 0 | 0 | 0 | 0
DemandResponse | 0 | 0 | 0 | 0 | 0 | 0
IGCC-CCS | 0 | 0 | 0 | 0 | 0 | 0
WT_off | 0 | 0 | 0 | 0 | 0 | 0
PseudoUnit | 0 | 0 | 0 | 0 | 0 | 0
FixedInterchange | 0 | 0 | 0 | 0 | 0 | 0
Emission Cost by Reporting Type: ERCOT
ReportingType | 2015 | 2020 | 2025 | 2030 | 2035 | 2040
BM | 0 | 0 | 0 | 0 | 0 | 0
CC | 0 | 0 | 0 | 0 | 0 | 0
CSP | 0 | 0 | 0 | 0 | 0 | 0
CT | 0 | 0 | 0 | 0 | 0 | 0
Coal | 0 | 0 | 0 | 0 | 0 | 0
Geo | 0 | 0 | 0 | 0 | 0 | 0
H | 0 | 0 | 0 | 0 | 0 | 0
LFG | 0 | 0 | 0 | 0 | 0 | 0
Nuc | 0 | 0 | 0 | 0 | 0 | 0
PS | 0 | 0 | 0 | 0 | 0 | 0
PV | 0 | 0 | 0 | 0 | 0 | 0
PeakG | 0 | 0 | 0 | 0 | 0 | 0
PeakO | 0 | 0 | 0 | 0 | 0 | 0
ST | 0 | 0 | 0 | 0 | 0 | 0
STOG | 0 | 0 | 0 | 0 | 0 | 0
STWD | 0 | 0 | 0 | 0 | 0 | 0
WT | 0 | 0 | 0 | 0 | 0 | 0
IGCC | 0 | 0 | 0 | 0 | 0 | 0
DemandResponse | 0 | 0 | 0 | 0 | 0 | 0
IGCC-CCS | 0 | 0 | 0 | 0 | 0 | 0
WT_off | 0 | 0 | 0 | 0 | 0 | 0
PseudoUnit | 0 | 0 | 0 | 0 | 0 | 0
FixedInterchange | 0 | 0 | 0 | 0 | 0 | 0
Emission Cost by Reporting Type: NP15
ReportingType | 2015 | 2020 | 2025 | 2030 | 2035 | 2040
BM | 0 | 0 | 0 | 0 | 0 | 0
CC | 0 | 0 | 0 | 0 | 0 | 0
CSP | 0 | 0 | 0 | 0 | 0 | 0
CT | 0 | 0 | 0 | 0 | 0 | 0
Coal | 0 | 0 | 0 | 0 | 0 | 0
Geo | 0 | 0 | 0 | 0 | 0 | 0
H | 0 | 0 | 0 | 0 | 0 | 0
LFG | 0 | 0 | 0 | 0 | 0 | 0
Nuc | 0 | 0 | 0 | 0 | 0 | 0
PS | 0 | 0 | 0 | 0 | 0 | 0
PV | 0 | 0 | 0 | 0 | 0 | 0
PeakG | 0 | 0 | 0 | 0 | 0 | 0
PeakO | 0 | 0 | 0 | 0 | 0 | 0
ST | 0 | 0 | 0 | 0 | 0 | 0
STOG | 0 | 0 | 0 | 0 | 0 | 0
STWD | 0 | 0 | 0 | 0 | 0 | 0
WT | 0 | 0 | 0 | 0 | 0 | 0
IGCC | 0 | 0 | 0 | 0 | 0 | 0
DemandResponse | 0 | 0 | 0 | 0 | 0 | 0
IGCC-CCS | 0 | 0 | 0 | 0 | 0 | 0
WT_off | 0 | 0 | 0 | 0 | 0 | 0
PseudoUnit | 0 | 0 | 0 | 0 | 0 | 0
FixedInterchange | 0 | 0 | 0 | 0 | 0 | 0
Emission Cost by Reporting Type: NWPP_Coal
ReportingType | 2015 | 2020 | 2025 | 2030 | 2035 | 2040
BM | 0 | 0 | 0 | 0 | 0 | 0
CC | 0 | 0 | 0 | 0 | 0 | 0
CSP | 0 | 0 | 0 | 0 | 0 | 0
CT | 0 | 0 | 0 | 0 | 0 | 0
Coal | 0 | 0 | 0 | 0 | 0 | 0
Geo | 0 | 0 | 0 | 0 | 0 | 0
H | 0 | 0 | 0 | 0 | 0 | 0
LFG | 0 | 0 | 0 | 0 | 0 | 0
Nuc | 0 | 0 | 0 | 0 | 0 | 0
PS | 0 | 0 | 0 | 0 | 0 | 0
PV | 0 | 0 | 0 | 0 | 0 | 0
PeakG | 0 | 0 | 0 | 0 | 0 | 0
PeakO | 0 | 0 | 0 | 0 | 0 | 0
ST | 0 | 0 | 0 | 0 | 0 | 0
STOG | 0 | 0 | 0 | 0 | 0 | 0
STWD | 0 | 0 | 0 | 0 | 0 | 0
WT | 0 | 0 | 0 | 0 | 0 | 0
IGCC | 0 | 0 | 0 | 0 | 0 | 0
DemandResponse | 0 | 0 | 0 | 0 | 0 | 0
IGCC-CCS | 0 | 0 | 0 | 0 | 0 | 0
WT_off | 0 | 0 | 0 | 0 | 0 | 0
PseudoUnit | 0 | 0 | 0 | 0 | 0 | 0
FixedInterchange | 0 | 0 | 0 | 0 | 0 | 0
Emission Cost by Reporting Type: NWPP_Gas
ReportingType | 2015 | 2020 | 2025 | 2030 | 2035 | 2040
BM | 0 | 0 | 0 | 0 | 0 | 0
CC | 0 | 0 | 0 | 0 | 0 | 0
CSP | 0 | 0 | 0 | 0 | 0 | 0
CT | 0 | 0 | 0 | 0 | 0 | 0
Coal | 0 | 0 | 0 | 0 | 0 | 0
Geo | 0 | 0 | 0 | 0 | 0 | 0
H | 0 | 0 | 0 | 0 | 0 | 0
LFG | 0 | 0 | 0 | 0 | 0 | 0
Nuc | 0 | 0 | 0 | 0 | 0 | 0
PS | 0 | 0 | 0 | 0 | 0 | 0
PV | 0 | 0 | 0 | 0 | 0 | 0
PeakG | 0 | 0 | 0 | 0 | 0 | 0
PeakO | 0 | 0 | 0 | 0 | 0 | 0
ST | 0 | 0 | 0 | 0 | 0 | 0
STOG | 0 | 0 | 0 | 0 | 0 | 0
STWD | 0 | 0 | 0 | 0 | 0 | 0
WT | 0 | 0 | 0 | 0 | 0 | 0
IGCC | 0 | 0 | 0 | 0 | 0 | 0
DemandResponse | 0 | 0 | 0 | 0 | 0 | 0
IGCC-CCS | 0 | 0 | 0 | 0 | 0 | 0
WT_off | 0 | 0 | 0 | 0 | 0 | 0
PseudoUnit | 0 | 0 | 0 | 0 | 0 | 0
FixedInterchange | 0 | 0 | 0 | 0 | 0 | 0
Emission Cost by Reporting Type: NWPP_NucRenew
ReportingType | 2015 | 2020 | 2025 | 2030 | 2035 | 2040
BM | 0 | 0 | 0 | 0 | 0 | 0
CC | 0 | 0 | 0 | 0 | 0 | 0
CSP | 0 | 0 | 0 | 0 | 0 | 0
CT | 0 | 0 | 0 | 0 | 0 | 0
Coal | 0 | 0 | 0 | 0 | 0 | 0
Geo | 0 | 0 | 0 | 0 | 0 | 0
H | 0 | 0 | 0 | 0 | 0 | 0
LFG | 0 | 0 | 0 | 0 | 0 | 0
Nuc | 0 | 0 | 0 | 0 | 0 | 0
PS | 0 | 0 | 0 | 0 | 0 | 0
PV | 0 | 0 | 0 | 0 | 0 | 0
PeakG | 0 | 0 | 0 | 0 | 0 | 0
PeakO | 0 | 0 | 0 | 0 | 0 | 0
ST | 0 | 0 | 0 | 0 | 0 | 0
STOG | 0 | 0 | 0 | 0 | 0 | 0
STWD | 0 | 0 | 0 | 0 | 0 | 0
WT | 0 | 0 | 0 | 0 | 0 | 0
IGCC | 0 | 0 | 0 | 0 | 0 | 0
DemandResponse | 0 | 0 | 0 | 0 | 0 | 0
IGCC-CCS | 0 | 0 | 0 | 0 | 0 | 0
WT_off | 0 | 0 | 0 | 0 | 0 | 0
PseudoUnit | 0 | 0 | 0 | 0 | 0 | 0
FixedInterchange | 0 | 0 | 0 | 0 | 0 | 0
Emission Cost by Reporting Type: RMPA
ReportingType | 2015 | 2020 | 2025 | 2030 | 2035 | 2040
BM | 0 | 0 | 0 | 0 | 0 | 0
CC | 0 | 0 | 0 | 0 | 0 | 0
CSP | 0 | 0 | 0 | 0 | 0 | 0
CT | 0 | 0 | 0 | 0 | 0 | 0
Coal | 0 | 0 | 0 | 0 | 0 | 0
Geo | 0 | 0 | 0 | 0 | 0 | 0
H | 0 | 0 | 0 | 0 | 0 | 0
LFG | 0 | 0 | 0 | 0 | 0 | 0
Nuc | 0 | 0 | 0 | 0 | 0 | 0
PS | 0 | 0 | 0 | 0 | 0 | 0
PV | 0 | 0 | 0 | 0 | 0 | 0
PeakG | 0 | 0 | 0 | 0 | 0 | 0
PeakO | 0 | 0 | 0 | 0 | 0 | 0
ST | 0 | 0 | 0 | 0 | 0 | 0
STOG | 0 | 0 | 0 | 0 | 0 | 0
STWD | 0 | 0 | 0 | 0 | 0 | 0
WT | 0 | 0 | 0 | 0 | 0 | 0
IGCC | 0 | 0 | 0 | 0 | 0 | 0
DemandResponse | 0 | 0 | 0 | 0 | 0 | 0
IGCC-CCS | 0 | 0 | 0 | 0 | 0 | 0
WT_off | 0 | 0 | 0 | 0 | 0 | 0
PseudoUnit | 0 | 0 | 0 | 0 | 0 | 0
FixedInterchange | 0 | 0 | 0 | 0 | 0 | 0
Emission Cost by Reporting Type: SP15
ReportingType | 2015 | 2020 | 2025 | 2030 | 2035 | 2040
BM | 0 | 0 | 0 | 0 | 0 | 0
CC | 0 | 0 | 0 | 0 | 0 | 0
CSP | 0 | 0 | 0 | 0 | 0 | 0
CT | 0 | 0 | 0 | 0 | 0 | 0
Coal | 0 | 0 | 0 | 0 | 0 | 0
Geo | 0 | 0 | 0 | 0 | 0 | 0
H | 0 | 0 | 0 | 0 | 0 | 0
LFG | 0 | 0 | 0 | 0 | 0 | 0
Nuc | 0 | 0 | 0 | 0 | 0 | 0
PS | 0 | 0 | 0 | 0 | 0 | 0
PV | 0 | 0 | 0 | 0 | 0 | 0
PeakG | 0 | 0 | 0 | 0 | 0 | 0
PeakO | 0 | 0 | 0 | 0 | 0 | 0
ST | 0 | 0 | 0 | 0 | 0 | 0
STOG | 0 | 0 | 0 | 0 | 0 | 0
STWD | 0 | 0 | 0 | 0 | 0 | 0
WT | 0 | 0 | 0 | 0 | 0 | 0
IGCC | 0 | 0 | 0 | 0 | 0 | 0
DemandResponse | 0 | 0 | 0 | 0 | 0 | 0
IGCC-CCS | 0 | 0 | 0 | 0 | 0 | 0
WT_off | 0 | 0 | 0 | 0 | 0 | 0
PseudoUnit | 0 | 0 | 0 | 0 | 0 | 0
FixedInterchange | 0 | 0 | 0 | 0 | 0 | 0
Emission Cost by Reporting Type: ALB
ReportingType | 2015 | 2020 | 2025 | 2030 | 2035 | 2040
BM | 0 | 0 | 0 | 0 | 0 | 0
CC | 0 | 0 | 0 | 0 | 0 | 0
CSP | 0 | 0 | 0 | 0 | 0 | 0
CT | 0 | 0 | 0 | 0 | 0 | 0
Coal | 0 | 0 | 0 | 0 | 0 | 0
Geo | 0 | 0 | 0 | 0 | 0 | 0
H | 0 | 0 | 0 | 0 | 0 | 0
LFG | 0 | 0 | 0 | 0 | 0 | 0
Nuc | 0 | 0 | 0 | 0 | 0 | 0
PS | 0 | 0 | 0 | 0 | 0 | 0
PV | 0 | 0 | 0 | 0 | 0 | 0
PeakG | 0 | 0 | 0 | 0 | 0 | 0
PeakO | 0 | 0 | 0 | 0 | 0 | 0
ST | 0 | 0 | 0 | 0 | 0 | 0
STOG | 0 | 0 | 0 | 0 | 0 | 0
STWD | 0 | 0 | 0 | 0 | 0 | 0
WT | 0 | 0 | 0 | 0 | 0 | 0
IGCC | 0 | 0 | 0 | 0 | 0 | 0
DemandResponse | 0 | 0 | 0 | 0 | 0 | 0
IGCC-CCS | 0 | 0 | 0 | 0 | 0 | 0
WT_off | 0 | 0 | 0 | 0 | 0 | 0
PseudoUnit | 0 | 0 | 0 | 0 | 0 | 0
FixedInterchange | 0 | 0 | 0 | 0 | 0 | 0
Emission Cost by Reporting Type: BC
ReportingType | 2015 | 2020 | 2025 | 2030 | 2035 | 2040
BM | 0 | 0 | 0 | 0 | 0 | 0
CC | 0 | 0 | 0 | 0 | 0 | 0
CSP | 0 | 0 | 0 | 0 | 0 | 0
CT | 0 | 0 | 0 | 0 | 0 | 0
Coal | 0 | 0 | 0 | 0 | 0 | 0
Geo | 0 | 0 | 0 | 0 | 0 | 0
H | 0 | 0 | 0 | 0 | 0 | 0
LFG | 0 | 0 | 0 | 0 | 0 | 0
Nuc | 0 | 0 | 0 | 0 | 0 | 0
PS | 0 | 0 | 0 | 0 | 0 | 0
PV | 0 | 0 | 0 | 0 | 0 | 0
PeakG | 0 | 0 | 0 | 0 | 0 | 0
PeakO | 0 | 0 | 0 | 0 | 0 | 0
ST | 0 | 0 | 0 | 0 | 0 | 0
STOG | 0 | 0 | 0 | 0 | 0 | 0
STWD | 0 | 0 | 0 | 0 | 0 | 0
WT | 0 | 0 | 0 | 0 | 0 | 0
IGCC | 0 | 0 | 0 | 0 | 0 | 0
DemandResponse | 0 | 0 | 0 | 0 | 0 | 0
IGCC-CCS | 0 | 0 | 0 | 0 | 0 | 0
WT_off | 0 | 0 | 0 | 0 | 0 | 0
PseudoUnit | 0 | 0 | 0 | 0 | 0 | 0
FixedInterchange | 0 | 0 | 0 | 0 | 0 | 0
Emission Cost by Reporting Type: HQ_IESO
ReportingType | 2015 | 2020 | 2025 | 2030 | 2035 | 2040
BM | 0 | 0 | 0 | 0 | 0 | 0
CC | 0 | 0 | 0 | 0 | 0 | 0
CSP | 0 | 0 | 0 | 0 | 0 | 0
CT | 0 | 0 | 0 | 0 | 0 | 0
Coal | 0 | 0 | 0 | 0 | 0 | 0
Geo | 0 | 0 | 0 | 0 | 0 | 0
H | 0 | 0 | 0 | 0 | 0 | 0
LFG | 0 | 0 | 0 | 0 | 0 | 0
Nuc | 0 | 0 | 0 | 0 | 0 | 0
PS | 0 | 0 | 0 | 0 | 0 | 0
PV | 0 | 0 | 0 | 0 | 0 | 0
PeakG | 0 | 0 | 0 | 0 | 0 | 0
PeakO | 0 | 0 | 0 | 0 | 0 | 0
ST | 0 | 0 | 0 | 0 | 0 | 0
STOG | 0 | 0 | 0 | 0 | 0 | 0
STWD | 0 | 0 | 0 | 0 | 0 | 0
WT | 0 | 0 | 0 | 0 | 0 | 0
IGCC | 0 | 0 | 0 | 0 | 0 | 0
DemandResponse | 0 | 0 | 0 | 0 | 0 | 0
IGCC-CCS | 0 | 0 | 0 | 0 | 0 | 0
WT_off | 0 | 0 | 0 | 0 | 0 | 0
PseudoUnit | 0 | 0 | 0 | 0 | 0 | 0
FixedInterchange | 0 | 0 | 0 | 0 | 0 | 0
Emission Cost by Reporting Type: HQ_NEISO
ReportingType | 2015 | 2020 | 2025 | 2030 | 2035 | 2040
BM | 0 | 0 | 0 | 0 | 0 | 0
CC | 0 | 0 | 0 | 0 | 0 | 0
CSP | 0 | 0 | 0 | 0 | 0 | 0
CT | 0 | 0 | 0 | 0 | 0 | 0
Coal | 0 | 0 | 0 | 0 | 0 | 0
Geo | 0 | 0 | 0 | 0 | 0 | 0
H | 0 | 0 | 0 | 0 | 0 | 0
LFG | 0 | 0 | 0 | 0 | 0 | 0
Nuc | 0 | 0 | 0 | 0 | 0 | 0
PS | 0 | 0 | 0 | 0 | 0 | 0
PV | 0 | 0 | 0 | 0 | 0 | 0
PeakG | 0 | 0 | 0 | 0 | 0 | 0
PeakO | 0 | 0 | 0 | 0 | 0 | 0
ST | 0 | 0 | 0 | 0 | 0 | 0
STOG | 0 | 0 | 0 | 0 | 0 | 0
STWD | 0 | 0 | 0 | 0 | 0 | 0
WT | 0 | 0 | 0 | 0 | 0 | 0
IGCC | 0 | 0 | 0 | 0 | 0 | 0
DemandResponse | 0 | 0 | 0 | 0 | 0 | 0
IGCC-CCS | 0 | 0 | 0 | 0 | 0 | 0
WT_off | 0 | 0 | 0 | 0 | 0 | 0
PseudoUnit | 0 | 0 | 0 | 0 | 0 | 0
FixedInterchange | 0 | 0 | 0 | 0 | 0 | 0
Emission Cost by Reporting Type: HQ_NY
ReportingType | 2015 | 2020 | 2025 | 2030 | 2035 | 2040
BM | 0 | 0 | 0 | 0 | 0 | 0
CC | 0 | 0 | 0 | 0 | 0 | 0
CSP | 0 | 0 | 0 | 0 | 0 | 0
CT | 0 | 0 | 0 | 0 | 0 | 0
Coal | 0 | 0 | 0 | 0 | 0 | 0
Geo | 0 | 0 | 0 | 0 | 0 | 0
H | 0 | 0 | 0 | 0 | 0 | 0
LFG | 0 | 0 | 0 | 0 | 0 | 0
Nuc | 0 | 0 | 0 | 0 | 0 | 0
PS | 0 | 0 | 0 | 0 | 0 | 0
PV | 0 | 0 | 0 | 0 | 0 | 0
PeakG | 0 | 0 | 0 | 0 | 0 | 0
PeakO | 0 | 0 | 0 | 0 | 0 | 0
ST | 0 | 0 | 0 | 0 | 0 | 0
STOG | 0 | 0 | 0 | 0 | 0 | 0
STWD | 0 | 0 | 0 | 0 | 0 | 0
WT | 0 | 0 | 0 | 0 | 0 | 0
IGCC | 0 | 0 | 0 | 0 | 0 | 0
DemandResponse | 0 | 0 | 0 | 0 | 0 | 0
IGCC-CCS | 0 | 0 | 0 | 0 | 0 | 0
WT_off | 0 | 0 | 0 | 0 | 0 | 0
PseudoUnit | 0 | 0 | 0 | 0 | 0 | 0
FixedInterchange | 0 | 0 | 0 | 0 | 0 | 0
Emission Cost by Reporting Type: MARITIMES
ReportingType | 2015 | 2020 | 2025 | 2030 | 2035 | 2040
BM | 0 | 0 | 0 | 0 | 0 | 0
CC | 0 | 0 | 0 | 0 | 0 | 0
CSP | 0 | 0 | 0 | 0 | 0 | 0
CT | 0 | 0 | 0 | 0 | 0 | 0
Coal | 0 | 0 | 0 | 0 | 0 | 0
Geo | 0 | 0 | 0 | 0 | 0 | 0
H | 0 | 0 | 0 | 0 | 0 | 0
LFG | 0 | 0 | 0 | 0 | 0 | 0
Nuc | 0 | 0 | 0 | 0 | 0 | 0
PS | 0 | 0 | 0 | 0 | 0 | 0
PV | 0 | 0 | 0 | 0 | 0 | 0
PeakG | 0 | 0 | 0 | 0 | 0 | 0
PeakO | 0 | 0 | 0 | 0 | 0 | 0
ST | 0 | 0 | 0 | 0 | 0 | 0
STOG | 0 | 0 | 0 | 0 | 0 | 0
STWD | 0 | 0 | 0 | 0 | 0 | 0
WT | 0 | 0 | 0 | 0 | 0 | 0
IGCC | 0 | 0 | 0 | 0 | 0 | 0
DemandResponse | 0 | 0 | 0 | 0 | 0 | 0
IGCC-CCS | 0 | 0 | 0 | 0 | 0 | 0
WT_off | 0 | 0 | 0 | 0 | 0 | 0
PseudoUnit | 0 | 0 | 0 | 0 | 0 | 0
FixedInterchange | 0 | 0 | 0 | 0 | 0 | 0
Emission Cost by Reporting Type: All
ReportingType | 2015 | 2020 | 2025 | 2030 | 2035 | 2040
BM | 0 | 0 | 0 | 0 | 0 | 0
CC | 0 | 0 | 0 | 0 | 0 | 0
CSP | 0 | 0 | 0 | 0 | 0 | 0
CT | 0 | 0 | 0 | 0 | 0 | 0
Coal | 0 | 0 | 0 | 0 | 0 | 0
Geo | 0 | 0 | 0 | 0 | 0 | 0
H | 0 | 0 | 0 | 0 | 0 | 0
LFG | 0 | 0 | 0 | 0 | 0 | 0
Nuc | 0 | 0 | 0 | 0 | 0 | 0
PS | 0 | 0 | 0 | 0 | 0 | 0
PV | 0 | 0 | 0 | 0 | 0 | 0
PeakG | 0 | 0 | 0 | 0 | 0 | 0
PeakO | 0 | 0 | 0 | 0 | 0 | 0
ST | 0 | 0 | 0 | 0 | 0 | 0
STOG | 0 | 0 | 0 | 0 | 0 | 0
STWD | 0 | 0 | 0 | 0 | 0 | 0
WT | 0 | 0 | 0 | 0 | 0 | 0
IGCC | 0 | 0 | 0 | 0 | 0 | 0
DemandResponse | 0 | 0 | 0 | 0 | 0 | 0
IGCC-CCS | 0 | 0 | 0 | 0 | 0 | 0
WT_off | 0 | 0 | 0 | 0 | 0 | 0
PseudoUnit | 0 | 0 | 0 | 0 | 0 | 0
FixedInterchange | 0 | 0 | 0 | 0 | 0 | 0
Emission Cost by Reporting Type: EI_US
ReportingType | 2015 | 2020 | 2025 | 2030 | 2035 | 2040
BM | 0 | 0 | 0 | 0 | 0 | 0
CC | 0 | 0 | 0 | 0 | 0 | 0
CSP | 0 | 0 | 0 | 0 | 0 | 0
CT | 0 | 0 | 0 | 0 | 0 | 0
Coal | 0 | 0 | 0 | 0 | 0 | 0
Geo | 0 | 0 | 0 | 0 | 0 | 0
H | 0 | 0 | 0 | 0 | 0 | 0
LFG | 0 | 0 | 0 | 0 | 0 | 0
Nuc | 0 | 0 | 0 | 0 | 0 | 0
PS | 0 | 0 | 0 | 0 | 0 | 0
PV | 0 | 0 | 0 | 0 | 0 | 0
PeakG | 0 | 0 | 0 | 0 | 0 | 0
PeakO | 0 | 0 | 0 | 0 | 0 | 0
ST | 0 | 0 | 0 | 0 | 0 | 0
STOG | 0 | 0 | 0 | 0 | 0 | 0
STWD | 0 | 0 | 0 | 0 | 0 | 0
WT | 0 | 0 | 0 | 0 | 0 | 0
IGCC | 0 | 0 | 0 | 0 | 0 | 0
DemandResponse | 0 | 0 | 0 | 0 | 0 | 0
IGCC-CCS | 0 | 0 | 0 | 0 | 0 | 0
WT_off | 0 | 0 | 0 | 0 | 0 | 0
PseudoUnit | 0 | 0 | 0 | 0 | 0 | 0
FixedInterchange | 0 | 0 | 0 | 0 | 0 | 0
Emission Cost by Reporting Type: EI_Canada
ReportingType | 2015 | 2020 | 2025 | 2030 | 2035 | 2040
BM | 0 | 0 | 0 | 0 | 0 | 0
CC | 0 | 0 | 0 | 0 | 0 | 0
CSP | 0 | 0 | 0 | 0 | 0 | 0
CT | 0 | 0 | 0 | 0 | 0 | 0
Coal | 0 | 0 | 0 | 0 | 0 | 0
Geo | 0 | 0 | 0 | 0 | 0 | 0
H | 0 | 0 | 0 | 0 | 0 | 0
LFG | 0 | 0 | 0 | 0 | 0 | 0
Nuc | 0 | 0 | 0 | 0 | 0 | 0
PS | 0 | 0 | 0 | 0 | 0 | 0
PV | 0 | 0 | 0 | 0 | 0 | 0
PeakG | 0 | 0 | 0 | 0 | 0 | 0
PeakO | 0 | 0 | 0 | 0 | 0 | 0
ST | 0 | 0 | 0 | 0 | 0 | 0
STOG | 0 | 0 | 0 | 0 | 0 | 0
STWD | 0 | 0 | 0 | 0 | 0 | 0
WT | 0 | 0 | 0 | 0 | 0 | 0
IGCC | 0 | 0 | 0 | 0 | 0 | 0
DemandResponse | 0 | 0 | 0 | 0 | 0 | 0
IGCC-CCS | 0 | 0 | 0 | 0 | 0 | 0
WT_off | 0 | 0 | 0 | 0 | 0 | 0
PseudoUnit | 0 | 0 | 0 | 0 | 0 | 0
FixedInterchange | 0 | 0 | 0 | 0 | 0 | 0
Emission Cost by Reporting Type: EI
ReportingType | 2015 | 2020 | 2025 | 2030 | 2035 | 2040
BM | 0 | 0 | 0 | 0 | 0 | 0
CC | 0 | 0 | 0 | 0 | 0 | 0
CSP | 0 | 0 | 0 | 0 | 0 | 0
CT | 0 | 0 | 0 | 0 | 0 | 0
Coal | 0 | 0 | 0 | 0 | 0 | 0
Geo | 0 | 0 | 0 | 0 | 0 | 0
H | 0 | 0 | 0 | 0 | 0 | 0
LFG | 0 | 0 | 0 | 0 | 0 | 0
Nuc | 0 | 0 | 0 | 0 | 0 | 0
PS | 0 | 0 | 0 | 0 | 0 | 0
PV | 0 | 0 | 0 | 0 | 0 | 0
PeakG | 0 | 0 | 0 | 0 | 0 | 0
PeakO | 0 | 0 | 0 | 0 | 0 | 0
ST | 0 | 0 | 0 | 0 | 0 | 0
STOG | 0 | 0 | 0 | 0 | 0 | 0
STWD | 0 | 0 | 0 | 0 | 0 | 0
WT | 0 | 0 | 0 | 0 | 0 | 0
IGCC | 0 | 0 | 0 | 0 | 0 | 0
DemandResponse | 0 | 0 | 0 | 0 | 0 | 0
IGCC-CCS | 0 | 0 | 0 | 0 | 0 | 0
WT_off | 0 | 0 | 0 | 0 | 0 | 0
PseudoUnit | 0 | 0 | 0 | 0 | 0 | 0
FixedInterchange | 0 | 0 | 0 | 0 | 0 | 0
Emission Cost by Reporting Type: Outside_EI
ReportingType | 2015 | 2020 | 2025 | 2030 | 2035 | 2040
BM | 0 | 0 | 0 | 0 | 0 | 0
CC | 0 | 0 | 0 | 0 | 0 | 0
CSP | 0 | 0 | 0 | 0 | 0 | 0
CT | 0 | 0 | 0 | 0 | 0 | 0
Coal | 0 | 0 | 0 | 0 | 0 | 0
Geo | 0 | 0 | 0 | 0 | 0 | 0
H | 0 | 0 | 0 | 0 | 0 | 0
LFG | 0 | 0 | 0 | 0 | 0 | 0
Nuc | 0 | 0 | 0 | 0 | 0 | 0
PS | 0 | 0 | 0 | 0 | 0 | 0
PV | 0 | 0 | 0 | 0 | 0 | 0
PeakG | 0 | 0 | 0 | 0 | 0 | 0
PeakO | 0 | 0 | 0 | 0 | 0 | 0
ST | 0 | 0 | 0 | 0 | 0 | 0
STOG | 0 | 0 | 0 | 0 | 0 | 0
STWD | 0 | 0 | 0 | 0 | 0 | 0
WT | 0 | 0 | 0 | 0 | 0 | 0
IGCC | 0 | 0 | 0 | 0 | 0 | 0
DemandResponse | 0 | 0 | 0 | 0 | 0 | 0
IGCC-CCS | 0 | 0 | 0 | 0 | 0 | 0
WT_off | 0 | 0 | 0 | 0 | 0 | 0
PseudoUnit | 0 | 0 | 0 | 0 | 0 | 0
FixedInterchange | 0 | 0 | 0 | 0 | 0 | 0
==== Emission Program: Carbon_CA : (CO2) ====
Emission Cost by Reporting Type: Entergy
ReportingType | 2015 | 2020 | 2025 | 2030 | 2035 | 2040
BM | 0 | 0 | 0 | 0 | 0 | 0
CC | 0 | 0 | 0 | 0 | 0 | 0
CSP | 0 | 0 | 0 | 0 | 0 | 0
CT | 0 | 0 | 0 | 0 | 0 | 0
Coal | 0 | 0 | 0 | 0 | 0 | 0
Geo | 0 | 0 | 0 | 0 | 0 | 0
H | 0 | 0 | 0 | 0 | 0 | 0
LFG | 0 | 0 | 0 | 0 | 0 | 0
Nuc | 0 | 0 | 0 | 0 | 0 | 0
PS | 0 | 0 | 0 | 0 | 0 | 0
PV | 0 | 0 | 0 | 0 | 0 | 0
PeakG | 0 | 0 | 0 | 0 | 0 | 0
PeakO | 0 | 0 | 0 | 0 | 0 | 0
ST | 0 | 0 | 0 | 0 | 0 | 0
STOG | 0 | 0 | 0 | 0 | 0 | 0
STWD | 0 | 0 | 0 | 0 | 0 | 0
WT | 0 | 0 | 0 | 0 | 0 | 0
IGCC | 0 | 0 | 0 | 0 | 0 | 0
DemandResponse | 0 | 0 | 0 | 0 | 0 | 0
IGCC-CCS | 0 | 0 | 0 | 0 | 0 | 0
WT_off | 0 | 0 | 0 | 0 | 0 | 0
PseudoUnit | 0 | 0 | 0 | 0 | 0 | 0
FixedInterchange | 0 | 0 | 0 | 0 | 0 | 0
Emission Cost by Reporting Type: FRCC
ReportingType | 2015 | 2020 | 2025 | 2030 | 2035 | 2040
BM | 0 | 0 | 0 | 0 | 0 | 0
CC | 0 | 0 | 0 | 0 | 0 | 0
CSP | 0 | 0 | 0 | 0 | 0 | 0
CT | 0 | 0 | 0 | 0 | 0 | 0
Coal | 0 | 0 | 0 | 0 | 0 | 0
Geo | 0 | 0 | 0 | 0 | 0 | 0
H | 0 | 0 | 0 | 0 | 0 | 0
LFG | 0 | 0 | 0 | 0 | 0 | 0
Nuc | 0 | 0 | 0 | 0 | 0 | 0
PS | 0 | 0 | 0 | 0 | 0 | 0
PV | 0 | 0 | 0 | 0 | 0 | 0
PeakG | 0 | 0 | 0 | 0 | 0 | 0
PeakO | 0 | 0 | 0 | 0 | 0 | 0
ST | 0 | 0 | 0 | 0 | 0 | 0
STOG | 0 | 0 | 0 | 0 | 0 | 0
STWD | 0 | 0 | 0 | 0 | 0 | 0
WT | 0 | 0 | 0 | 0 | 0 | 0
IGCC | 0 | 0 | 0 | 0 | 0 | 0
DemandResponse | 0 | 0 | 0 | 0 | 0 | 0
IGCC-CCS | 0 | 0 | 0 | 0 | 0 | 0
WT_off | 0 | 0 | 0 | 0 | 0 | 0
PseudoUnit | 0 | 0 | 0 | 0 | 0 | 0
FixedInterchange | 0 | 0 | 0 | 0 | 0 | 0
Emission Cost by Reporting Type: MAPP_US
ReportingType | 2015 | 2020 | 2025 | 2030 | 2035 | 2040
BM | 0 | 0 | 0 | 0 | 0 | 0
CC | 0 | 0 | 0 | 0 | 0 | 0
CSP | 0 | 0 | 0 | 0 | 0 | 0
CT | 0 | 0 | 0 | 0 | 0 | 0
Coal | 0 | 0 | 0 | 0 | 0 | 0
Geo | 0 | 0 | 0 | 0 | 0 | 0
H | 0 | 0 | 0 | 0 | 0 | 0
LFG | 0 | 0 | 0 | 0 | 0 | 0
Nuc | 0 | 0 | 0 | 0 | 0 | 0
PS | 0 | 0 | 0 | 0 | 0 | 0
PV | 0 | 0 | 0 | 0 | 0 | 0
PeakG | 0 | 0 | 0 | 0 | 0 | 0
PeakO | 0 | 0 | 0 | 0 | 0 | 0
ST | 0 | 0 | 0 | 0 | 0 | 0
STOG | 0 | 0 | 0 | 0 | 0 | 0
STWD | 0 | 0 | 0 | 0 | 0 | 0
WT | 0 | 0 | 0 | 0 | 0 | 0
IGCC | 0 | 0 | 0 | 0 | 0 | 0
DemandResponse | 0 | 0 | 0 | 0 | 0 | 0
IGCC-CCS | 0 | 0 | 0 | 0 | 0 | 0
WT_off | 0 | 0 | 0 | 0 | 0 | 0
PseudoUnit | 0 | 0 | 0 | 0 | 0 | 0
FixedInterchange | 0 | 0 | 0 | 0 | 0 | 0
Emission Cost by Reporting Type: MISO_IN
ReportingType | 2015 | 2020 | 2025 | 2030 | 2035 | 2040
BM | 0 | 0 | 0 | 0 | 0 | 0
CC | 0 | 0 | 0 | 0 | 0 | 0
CSP | 0 | 0 | 0 | 0 | 0 | 0
CT | 0 | 0 | 0 | 0 | 0 | 0
Coal | 0 | 0 | 0 | 0 | 0 | 0
Geo | 0 | 0 | 0 | 0 | 0 | 0
H | 0 | 0 | 0 | 0 | 0 | 0
LFG | 0 | 0 | 0 | 0 | 0 | 0
Nuc | 0 | 0 | 0 | 0 | 0 | 0
PS | 0 | 0 | 0 | 0 | 0 | 0
PV | 0 | 0 | 0 | 0 | 0 | 0
PeakG | 0 | 0 | 0 | 0 | 0 | 0
PeakO | 0 | 0 | 0 | 0 | 0 | 0
ST | 0 | 0 | 0 | 0 | 0 | 0
STOG | 0 | 0 | 0 | 0 | 0 | 0
STWD | 0 | 0 | 0 | 0 | 0 | 0
WT | 0 | 0 | 0 | 0 | 0 | 0
IGCC | 0 | 0 | 0 | 0 | 0 | 0
DemandResponse | 0 | 0 | 0 | 0 | 0 | 0
IGCC-CCS | 0 | 0 | 0 | 0 | 0 | 0
WT_off | 0 | 0 | 0 | 0 | 0 | 0
PseudoUnit | 0 | 0 | 0 | 0 | 0 | 0
FixedInterchange | 0 | 0 | 0 | 0 | 0 | 0
Emission Cost by Reporting Type: MISO_MI
ReportingType | 2015 | 2020 | 2025 | 2030 | 2035 | 2040
BM | 0 | 0 | 0 | 0 | 0 | 0
CC | 0 | 0 | 0 | 0 | 0 | 0
CSP | 0 | 0 | 0 | 0 | 0 | 0
CT | 0 | 0 | 0 | 0 | 0 | 0
Coal | 0 | 0 | 0 | 0 | 0 | 0
Geo | 0 | 0 | 0 | 0 | 0 | 0
H | 0 | 0 | 0 | 0 | 0 | 0
LFG | 0 | 0 | 0 | 0 | 0 | 0
Nuc | 0 | 0 | 0 | 0 | 0 | 0
PS | 0 | 0 | 0 | 0 | 0 | 0
PV | 0 | 0 | 0 | 0 | 0 | 0
PeakG | 0 | 0 | 0 | 0 | 0 | 0
PeakO | 0 | 0 | 0 | 0 | 0 | 0
ST | 0 | 0 | 0 | 0 | 0 | 0
STOG | 0 | 0 | 0 | 0 | 0 | 0
STWD | 0 | 0 | 0 | 0 | 0 | 0
WT | 0 | 0 | 0 | 0 | 0 | 0
IGCC | 0 | 0 | 0 | 0 | 0 | 0
DemandResponse | 0 | 0 | 0 | 0 | 0 | 0
IGCC-CCS | 0 | 0 | 0 | 0 | 0 | 0
WT_off | 0 | 0 | 0 | 0 | 0 | 0
PseudoUnit | 0 | 0 | 0 | 0 | 0 | 0
FixedInterchange | 0 | 0 | 0 | 0 | 0 | 0
Emission Cost by Reporting Type: MISO_MO-IL
ReportingType | 2015 | 2020 | 2025 | 2030 | 2035 | 2040
BM | 0 | 0 | 0 | 0 | 0 | 0
CC | 0 | 0 | 0 | 0 | 0 | 0
CSP | 0 | 0 | 0 | 0 | 0 | 0
CT | 0 | 0 | 0 | 0 | 0 | 0
Coal | 0 | 0 | 0 | 0 | 0 | 0
Geo | 0 | 0 | 0 | 0 | 0 | 0
H | 0 | 0 | 0 | 0 | 0 | 0
LFG | 0 | 0 | 0 | 0 | 0 | 0
Nuc | 0 | 0 | 0 | 0 | 0 | 0
PS | 0 | 0 | 0 | 0 | 0 | 0
PV | 0 | 0 | 0 | 0 | 0 | 0
PeakG | 0 | 0 | 0 | 0 | 0 | 0
PeakO | 0 | 0 | 0 | 0 | 0 | 0
ST | 0 | 0 | 0 | 0 | 0 | 0
STOG | 0 | 0 | 0 | 0 | 0 | 0
STWD | 0 | 0 | 0 | 0 | 0 | 0
WT | 0 | 0 | 0 | 0 | 0 | 0
IGCC | 0 | 0 | 0 | 0 | 0 | 0
DemandResponse | 0 | 0 | 0 | 0 | 0 | 0
IGCC-CCS | 0 | 0 | 0 | 0 | 0 | 0
WT_off | 0 | 0 | 0 | 0 | 0 | 0
PseudoUnit | 0 | 0 | 0 | 0 | 0 | 0
FixedInterchange | 0 | 0 | 0 | 0 | 0 | 0
Emission Cost by Reporting Type: MISO_W
ReportingType | 2015 | 2020 | 2025 | 2030 | 2035 | 2040
BM | 0 | 0 | 0 | 0 | 0 | 0
CC | 0 | 0 | 0 | 0 | 0 | 0
CSP | 0 | 0 | 0 | 0 | 0 | 0
CT | 0 | 0 | 0 | 0 | 0 | 0
Coal | 0 | 0 | 0 | 0 | 0 | 0
Geo | 0 | 0 | 0 | 0 | 0 | 0
H | 0 | 0 | 0 | 0 | 0 | 0
LFG | 0 | 0 | 0 | 0 | 0 | 0
Nuc | 0 | 0 | 0 | 0 | 0 | 0
PS | 0 | 0 | 0 | 0 | 0 | 0
PV | 0 | 0 | 0 | 0 | 0 | 0
PeakG | 0 | 0 | 0 | 0 | 0 | 0
PeakO | 0 | 0 | 0 | 0 | 0 | 0
ST | 0 | 0 | 0 | 0 | 0 | 0
STOG | 0 | 0 | 0 | 0 | 0 | 0
STWD | 0 | 0 | 0 | 0 | 0 | 0
WT | 0 | 0 | 0 | 0 | 0 | 0
IGCC | 0 | 0 | 0 | 0 | 0 | 0
DemandResponse | 0 | 0 | 0 | 0 | 0 | 0
IGCC-CCS | 0 | 0 | 0 | 0 | 0 | 0
WT_off | 0 | 0 | 0 | 0 | 0 | 0
PseudoUnit | 0 | 0 | 0 | 0 | 0 | 0
FixedInterchange | 0 | 0 | 0 | 0 | 0 | 0
Emission Cost by Reporting Type: MISO_WUMS
ReportingType | 2015 | 2020 | 2025 | 2030 | 2035 | 2040
BM | 0 | 0 | 0 | 0 | 0 | 0
CC | 0 | 0 | 0 | 0 | 0 | 0
CSP | 0 | 0 | 0 | 0 | 0 | 0
CT | 0 | 0 | 0 | 0 | 0 | 0
Coal | 0 | 0 | 0 | 0 | 0 | 0
Geo | 0 | 0 | 0 | 0 | 0 | 0
H | 0 | 0 | 0 | 0 | 0 | 0
LFG | 0 | 0 | 0 | 0 | 0 | 0
Nuc | 0 | 0 | 0 | 0 | 0 | 0
PS | 0 | 0 | 0 | 0 | 0 | 0
PV | 0 | 0 | 0 | 0 | 0 | 0
PeakG | 0 | 0 | 0 | 0 | 0 | 0
PeakO | 0 | 0 | 0 | 0 | 0 | 0
ST | 0 | 0 | 0 | 0 | 0 | 0
STOG | 0 | 0 | 0 | 0 | 0 | 0
STWD | 0 | 0 | 0 | 0 | 0 | 0
WT | 0 | 0 | 0 | 0 | 0 | 0
IGCC | 0 | 0 | 0 | 0 | 0 | 0
DemandResponse | 0 | 0 | 0 | 0 | 0 | 0
IGCC-CCS | 0 | 0 | 0 | 0 | 0 | 0
WT_off | 0 | 0 | 0 | 0 | 0 | 0
PseudoUnit | 0 | 0 | 0 | 0 | 0 | 0
FixedInterchange | 0 | 0 | 0 | 0 | 0 | 0
Emission Cost by Reporting Type: Nebraska
ReportingType | 2015 | 2020 | 2025 | 2030 | 2035 | 2040
BM | 0 | 0 | 0 | 0 | 0 | 0
CC | 0 | 0 | 0 | 0 | 0 | 0
CSP | 0 | 0 | 0 | 0 | 0 | 0
CT | 0 | 0 | 0 | 0 | 0 | 0
Coal | 0 | 0 | 0 | 0 | 0 | 0
Geo | 0 | 0 | 0 | 0 | 0 | 0
H | 0 | 0 | 0 | 0 | 0 | 0
LFG | 0 | 0 | 0 | 0 | 0 | 0
Nuc | 0 | 0 | 0 | 0 | 0 | 0
PS | 0 | 0 | 0 | 0 | 0 | 0
PV | 0 | 0 | 0 | 0 | 0 | 0
PeakG | 0 | 0 | 0 | 0 | 0 | 0
PeakO | 0 | 0 | 0 | 0 | 0 | 0
ST | 0 | 0 | 0 | 0 | 0 | 0
STOG | 0 | 0 | 0 | 0 | 0 | 0
STWD | 0 | 0 | 0 | 0 | 0 | 0
WT | 0 | 0 | 0 | 0 | 0 | 0
IGCC | 0 | 0 | 0 | 0 | 0 | 0
DemandResponse | 0 | 0 | 0 | 0 | 0 | 0
IGCC-CCS | 0 | 0 | 0 | 0 | 0 | 0
WT_off | 0 | 0 | 0 | 0 | 0 | 0
PseudoUnit | 0 | 0 | 0 | 0 | 0 | 0
FixedInterchange | 0 | 0 | 0 | 0 | 0 | 0
Emission Cost by Reporting Type: NEISO
ReportingType | 2015 | 2020 | 2025 | 2030 | 2035 | 2040
BM | 0 | 0 | 0 | 0 | 0 | 0
CC | 0 | 0 | 0 | 0 | 0 | 0
CSP | 0 | 0 | 0 | 0 | 0 | 0
CT | 0 | 0 | 0 | 0 | 0 | 0
Coal | 0 | 0 | 0 | 0 | 0 | 0
Geo | 0 | 0 | 0 | 0 | 0 | 0
H | 0 | 0 | 0 | 0 | 0 | 0
LFG | 0 | 0 | 0 | 0 | 0 | 0
Nuc | 0 | 0 | 0 | 0 | 0 | 0
PS | 0 | 0 | 0 | 0 | 0 | 0
PV | 0 | 0 | 0 | 0 | 0 | 0
PeakG | 0 | 0 | 0 | 0 | 0 | 0
PeakO | 0 | 0 | 0 | 0 | 0 | 0
ST | 0 | 0 | 0 | 0 | 0 | 0
STOG | 0 | 0 | 0 | 0 | 0 | 0
STWD | 0 | 0 | 0 | 0 | 0 | 0
WT | 0 | 0 | 0 | 0 | 0 | 0
IGCC | 0 | 0 | 0 | 0 | 0 | 0
DemandResponse | 0 | 0 | 0 | 0 | 0 | 0
IGCC-CCS | 0 | 0 | 0 | 0 | 0 | 0
WT_off | 0 | 0 | 0 | 0 | 0 | 0
PseudoUnit | 0 | 0 | 0 | 0 | 0 | 0
FixedInterchange | 0 | 0 | 0 | 0 | 0 | 0
Emission Cost by Reporting Type: NonRTO_Midwest
ReportingType | 2015 | 2020 | 2025 | 2030 | 2035 | 2040
BM | 0 | 0 | 0 | 0 | 0 | 0
CC | 0 | 0 | 0 | 0 | 0 | 0
CSP | 0 | 0 | 0 | 0 | 0 | 0
CT | 0 | 0 | 0 | 0 | 0 | 0
Coal | 0 | 0 | 0 | 0 | 0 | 0
Geo | 0 | 0 | 0 | 0 | 0 | 0
H | 0 | 0 | 0 | 0 | 0 | 0
LFG | 0 | 0 | 0 | 0 | 0 | 0
Nuc | 0 | 0 | 0 | 0 | 0 | 0
PS | 0 | 0 | 0 | 0 | 0 | 0
PV | 0 | 0 | 0 | 0 | 0 | 0
PeakG | 0 | 0 | 0 | 0 | 0 | 0
PeakO | 0 | 0 | 0 | 0 | 0 | 0
ST | 0 | 0 | 0 | 0 | 0 | 0
STOG | 0 | 0 | 0 | 0 | 0 | 0
STWD | 0 | 0 | 0 | 0 | 0 | 0
WT | 0 | 0 | 0 | 0 | 0 | 0
IGCC | 0 | 0 | 0 | 0 | 0 | 0
DemandResponse | 0 | 0 | 0 | 0 | 0 | 0
IGCC-CCS | 0 | 0 | 0 | 0 | 0 | 0
WT_off | 0 | 0 | 0 | 0 | 0 | 0
PseudoUnit | 0 | 0 | 0 | 0 | 0 | 0
FixedInterchange | 0 | 0 | 0 | 0 | 0 | 0
Emission Cost by Reporting Type: NYISO_A-F
ReportingType | 2015 | 2020 | 2025 | 2030 | 2035 | 2040
BM | 0 | 0 | 0 | 0 | 0 | 0
CC | 0 | 0 | 0 | 0 | 0 | 0
CSP | 0 | 0 | 0 | 0 | 0 | 0
CT | 0 | 0 | 0 | 0 | 0 | 0
Coal | 0 | 0 | 0 | 0 | 0 | 0
Geo | 0 | 0 | 0 | 0 | 0 | 0
H | 0 | 0 | 0 | 0 | 0 | 0
LFG | 0 | 0 | 0 | 0 | 0 | 0
Nuc | 0 | 0 | 0 | 0 | 0 | 0
PS | 0 | 0 | 0 | 0 | 0 | 0
PV | 0 | 0 | 0 | 0 | 0 | 0
PeakG | 0 | 0 | 0 | 0 | 0 | 0
PeakO | 0 | 0 | 0 | 0 | 0 | 0
ST | 0 | 0 | 0 | 0 | 0 | 0
STOG | 0 | 0 | 0 | 0 | 0 | 0
STWD | 0 | 0 | 0 | 0 | 0 | 0
WT | 0 | 0 | 0 | 0 | 0 | 0
IGCC | 0 | 0 | 0 | 0 | 0 | 0
DemandResponse | 0 | 0 | 0 | 0 | 0 | 0
IGCC-CCS | 0 | 0 | 0 | 0 | 0 | 0
WT_off | 0 | 0 | 0 | 0 | 0 | 0
PseudoUnit | 0 | 0 | 0 | 0 | 0 | 0
FixedInterchange | 0 | 0 | 0 | 0 | 0 | 0
Emission Cost by Reporting Type: NYISO_G-I
ReportingType | 2015 | 2020 | 2025 | 2030 | 2035 | 2040
BM | 0 | 0 | 0 | 0 | 0 | 0
CC | 0 | 0 | 0 | 0 | 0 | 0
CSP | 0 | 0 | 0 | 0 | 0 | 0
CT | 0 | 0 | 0 | 0 | 0 | 0
Coal | 0 | 0 | 0 | 0 | 0 | 0
Geo | 0 | 0 | 0 | 0 | 0 | 0
H | 0 | 0 | 0 | 0 | 0 | 0
LFG | 0 | 0 | 0 | 0 | 0 | 0
Nuc | 0 | 0 | 0 | 0 | 0 | 0
PS | 0 | 0 | 0 | 0 | 0 | 0
PV | 0 | 0 | 0 | 0 | 0 | 0
PeakG | 0 | 0 | 0 | 0 | 0 | 0
PeakO | 0 | 0 | 0 | 0 | 0 | 0
ST | 0 | 0 | 0 | 0 | 0 | 0
STOG | 0 | 0 | 0 | 0 | 0 | 0
STWD | 0 | 0 | 0 | 0 | 0 | 0
WT | 0 | 0 | 0 | 0 | 0 | 0
IGCC | 0 | 0 | 0 | 0 | 0 | 0
DemandResponse | 0 | 0 | 0 | 0 | 0 | 0
IGCC-CCS | 0 | 0 | 0 | 0 | 0 | 0
WT_off | 0 | 0 | 0 | 0 | 0 | 0
PseudoUnit | 0 | 0 | 0 | 0 | 0 | 0
FixedInterchange | 0 | 0 | 0 | 0 | 0 | 0
Emission Cost by Reporting Type: NYISO_J-K
ReportingType | 2015 | 2020 | 2025 | 2030 | 2035 | 2040
BM | 0 | 0 | 0 | 0 | 0 | 0
CC | 0 | 0 | 0 | 0 | 0 | 0
CSP | 0 | 0 | 0 | 0 | 0 | 0
CT | 0 | 0 | 0 | 0 | 0 | 0
Coal | 0 | 0 | 0 | 0 | 0 | 0
Geo | 0 | 0 | 0 | 0 | 0 | 0
H | 0 | 0 | 0 | 0 | 0 | 0
LFG | 0 | 0 | 0 | 0 | 0 | 0
Nuc | 0 | 0 | 0 | 0 | 0 | 0
PS | 0 | 0 | 0 | 0 | 0 | 0
PV | 0 | 0 | 0 | 0 | 0 | 0
PeakG | 0 | 0 | 0 | 0 | 0 | 0
PeakO | 0 | 0 | 0 | 0 | 0 | 0
ST | 0 | 0 | 0 | 0 | 0 | 0
STOG | 0 | 0 | 0 | 0 | 0 | 0
STWD | 0 | 0 | 0 | 0 | 0 | 0
WT | 0 | 0 | 0 | 0 | 0 | 0
IGCC | 0 | 0 | 0 | 0 | 0 | 0
DemandResponse | 0 | 0 | 0 | 0 | 0 | 0
IGCC-CCS | 0 | 0 | 0 | 0 | 0 | 0
WT_off | 0 | 0 | 0 | 0 | 0 | 0
PseudoUnit | 0 | 0 | 0 | 0 | 0 | 0
FixedInterchange | 0 | 0 | 0 | 0 | 0 | 0
Emission Cost by Reporting Type: PJM_E
ReportingType | 2015 | 2020 | 2025 | 2030 | 2035 | 2040
BM | 0 | 0 | 0 | 0 | 0 | 0
CC | 0 | 0 | 0 | 0 | 0 | 0
CSP | 0 | 0 | 0 | 0 | 0 | 0
CT | 0 | 0 | 0 | 0 | 0 | 0
Coal | 0 | 0 | 0 | 0 | 0 | 0
Geo | 0 | 0 | 0 | 0 | 0 | 0
H | 0 | 0 | 0 | 0 | 0 | 0
LFG | 0 | 0 | 0 | 0 | 0 | 0
Nuc | 0 | 0 | 0 | 0 | 0 | 0
PS | 0 | 0 | 0 | 0 | 0 | 0
PV | 0 | 0 | 0 | 0 | 0 | 0
PeakG | 0 | 0 | 0 | 0 | 0 | 0
PeakO | 0 | 0 | 0 | 0 | 0 | 0
ST | 0 | 0 | 0 | 0 | 0 | 0
STOG | 0 | 0 | 0 | 0 | 0 | 0
STWD | 0 | 0 | 0 | 0 | 0 | 0
WT | 0 | 0 | 0 | 0 | 0 | 0
IGCC | 0 | 0 | 0 | 0 | 0 | 0
DemandResponse | 0 | 0 | 0 | 0 | 0 | 0
IGCC-CCS | 0 | 0 | 0 | 0 | 0 | 0
WT_off | 0 | 0 | 0 | 0 | 0 | 0
PseudoUnit | 0 | 0 | 0 | 0 | 0 | 0
FixedInterchange | 0 | 0 | 0 | 0 | 0 | 0
Emission Cost by Reporting Type: PJM_ROM
ReportingType | 2015 | 2020 | 2025 | 2030 | 2035 | 2040
BM | 0 | 0 | 0 | 0 | 0 | 0
CC | 0 | 0 | 0 | 0 | 0 | 0
CSP | 0 | 0 | 0 | 0 | 0 | 0
CT | 0 | 0 | 0 | 0 | 0 | 0
Coal | 0 | 0 | 0 | 0 | 0 | 0
Geo | 0 | 0 | 0 | 0 | 0 | 0
H | 0 | 0 | 0 | 0 | 0 | 0
LFG | 0 | 0 | 0 | 0 | 0 | 0
Nuc | 0 | 0 | 0 | 0 | 0 | 0
PS | 0 | 0 | 0 | 0 | 0 | 0
PV | 0 | 0 | 0 | 0 | 0 | 0
PeakG | 0 | 0 | 0 | 0 | 0 | 0
PeakO | 0 | 0 | 0 | 0 | 0 | 0
ST | 0 | 0 | 0 | 0 | 0 | 0
STOG | 0 | 0 | 0 | 0 | 0 | 0
STWD | 0 | 0 | 0 | 0 | 0 | 0
WT | 0 | 0 | 0 | 0 | 0 | 0
IGCC | 0 | 0 | 0 | 0 | 0 | 0
DemandResponse | 0 | 0 | 0 | 0 | 0 | 0
IGCC-CCS | 0 | 0 | 0 | 0 | 0 | 0
WT_off | 0 | 0 | 0 | 0 | 0 | 0
PseudoUnit | 0 | 0 | 0 | 0 | 0 | 0
FixedInterchange | 0 | 0 | 0 | 0 | 0 | 0
Emission Cost by Reporting Type: PJM_ROR
ReportingType | 2015 | 2020 | 2025 | 2030 | 2035 | 2040
BM | 0 | 0 | 0 | 0 | 0 | 0
CC | 0 | 0 | 0 | 0 | 0 | 0
CSP | 0 | 0 | 0 | 0 | 0 | 0
CT | 0 | 0 | 0 | 0 | 0 | 0
Coal | 0 | 0 | 0 | 0 | 0 | 0
Geo | 0 | 0 | 0 | 0 | 0 | 0
H | 0 | 0 | 0 | 0 | 0 | 0
LFG | 0 | 0 | 0 | 0 | 0 | 0
Nuc | 0 | 0 | 0 | 0 | 0 | 0
PS | 0 | 0 | 0 | 0 | 0 | 0
PV | 0 | 0 | 0 | 0 | 0 | 0
PeakG | 0 | 0 | 0 | 0 | 0 | 0
PeakO | 0 | 0 | 0 | 0 | 0 | 0
ST | 0 | 0 | 0 | 0 | 0 | 0
STOG | 0 | 0 | 0 | 0 | 0 | 0
STWD | 0 | 0 | 0 | 0 | 0 | 0
WT | 0 | 0 | 0 | 0 | 0 | 0
IGCC | 0 | 0 | 0 | 0 | 0 | 0
DemandResponse | 0 | 0 | 0 | 0 | 0 | 0
IGCC-CCS | 0 | 0 | 0 | 0 | 0 | 0
WT_off | 0 | 0 | 0 | 0 | 0 | 0
PseudoUnit | 0 | 0 | 0 | 0 | 0 | 0
FixedInterchange | 0 | 0 | 0 | 0 | 0 | 0
Emission Cost by Reporting Type: SOCO
ReportingType | 2015 | 2020 | 2025 | 2030 | 2035 | 2040
BM | 0 | 0 | 0 | 0 | 0 | 0
CC | 0 | 0 | 0 | 0 | 0 | 0
CSP | 0 | 0 | 0 | 0 | 0 | 0
CT | 0 | 0 | 0 | 0 | 0 | 0
Coal | 0 | 0 | 0 | 0 | 0 | 0
Geo | 0 | 0 | 0 | 0 | 0 | 0
H | 0 | 0 | 0 | 0 | 0 | 0
LFG | 0 | 0 | 0 | 0 | 0 | 0
Nuc | 0 | 0 | 0 | 0 | 0 | 0
PS | 0 | 0 | 0 | 0 | 0 | 0
PV | 0 | 0 | 0 | 0 | 0 | 0
PeakG | 0 | 0 | 0 | 0 | 0 | 0
PeakO | 0 | 0 | 0 | 0 | 0 | 0
ST | 0 | 0 | 0 | 0 | 0 | 0
STOG | 0 | 0 | 0 | 0 | 0 | 0
STWD | 0 | 0 | 0 | 0 | 0 | 0
WT | 0 | 0 | 0 | 0 | 0 | 0
IGCC | 0 | 0 | 0 | 0 | 0 | 0
DemandResponse | 0 | 0 | 0 | 0 | 0 | 0
IGCC-CCS | 0 | 0 | 0 | 0 | 0 | 0
WT_off | 0 | 0 | 0 | 0 | 0 | 0
PseudoUnit | 0 | 0 | 0 | 0 | 0 | 0
FixedInterchange | 0 | 0 | 0 | 0 | 0 | 0
Emission Cost by Reporting Type: SPP_N
ReportingType | 2015 | 2020 | 2025 | 2030 | 2035 | 2040
BM | 0 | 0 | 0 | 0 | 0 | 0
CC | 0 | 0 | 0 | 0 | 0 | 0
CSP | 0 | 0 | 0 | 0 | 0 | 0
CT | 0 | 0 | 0 | 0 | 0 | 0
Coal | 0 | 0 | 0 | 0 | 0 | 0
Geo | 0 | 0 | 0 | 0 | 0 | 0
H | 0 | 0 | 0 | 0 | 0 | 0
LFG | 0 | 0 | 0 | 0 | 0 | 0
Nuc | 0 | 0 | 0 | 0 | 0 | 0
PS | 0 | 0 | 0 | 0 | 0 | 0
PV | 0 | 0 | 0 | 0 | 0 | 0
PeakG | 0 | 0 | 0 | 0 | 0 | 0
PeakO | 0 | 0 | 0 | 0 | 0 | 0
ST | 0 | 0 | 0 | 0 | 0 | 0
STOG | 0 | 0 | 0 | 0 | 0 | 0
STWD | 0 | 0 | 0 | 0 | 0 | 0
WT | 0 | 0 | 0 | 0 | 0 | 0
IGCC | 0 | 0 | 0 | 0 | 0 | 0
DemandResponse | 0 | 0 | 0 | 0 | 0 | 0
IGCC-CCS | 0 | 0 | 0 | 0 | 0 | 0
WT_off | 0 | 0 | 0 | 0 | 0 | 0
PseudoUnit | 0 | 0 | 0 | 0 | 0 | 0
FixedInterchange | 0 | 0 | 0 | 0 | 0 | 0
Emission Cost by Reporting Type: SPP_S
ReportingType | 2015 | 2020 | 2025 | 2030 | 2035 | 2040
BM | 0 | 0 | 0 | 0 | 0 | 0
CC | 0 | 0 | 0 | 0 | 0 | 0
CSP | 0 | 0 | 0 | 0 | 0 | 0
CT | 0 | 0 | 0 | 0 | 0 | 0
Coal | 0 | 0 | 0 | 0 | 0 | 0
Geo | 0 | 0 | 0 | 0 | 0 | 0
H | 0 | 0 | 0 | 0 | 0 | 0
LFG | 0 | 0 | 0 | 0 | 0 | 0
Nuc | 0 | 0 | 0 | 0 | 0 | 0
PS | 0 | 0 | 0 | 0 | 0 | 0
PV | 0 | 0 | 0 | 0 | 0 | 0
PeakG | 0 | 0 | 0 | 0 | 0 | 0
PeakO | 0 | 0 | 0 | 0 | 0 | 0
ST | 0 | 0 | 0 | 0 | 0 | 0
STOG | 0 | 0 | 0 | 0 | 0 | 0
STWD | 0 | 0 | 0 | 0 | 0 | 0
WT | 0 | 0 | 0 | 0 | 0 | 0
IGCC | 0 | 0 | 0 | 0 | 0 | 0
DemandResponse | 0 | 0 | 0 | 0 | 0 | 0
IGCC-CCS | 0 | 0 | 0 | 0 | 0 | 0
WT_off | 0 | 0 | 0 | 0 | 0 | 0
PseudoUnit | 0 | 0 | 0 | 0 | 0 | 0
FixedInterchange | 0 | 0 | 0 | 0 | 0 | 0
Emission Cost by Reporting Type: TVA
ReportingType | 2015 | 2020 | 2025 | 2030 | 2035 | 2040
BM | 0 | 0 | 0 | 0 | 0 | 0
CC | 0 | 0 | 0 | 0 | 0 | 0
CSP | 0 | 0 | 0 | 0 | 0 | 0
CT | 0 | 0 | 0 | 0 | 0 | 0
Coal | 0 | 0 | 0 | 0 | 0 | 0
Geo | 0 | 0 | 0 | 0 | 0 | 0
H | 0 | 0 | 0 | 0 | 0 | 0
LFG | 0 | 0 | 0 | 0 | 0 | 0
Nuc | 0 | 0 | 0 | 0 | 0 | 0
PS | 0 | 0 | 0 | 0 | 0 | 0
PV | 0 | 0 | 0 | 0 | 0 | 0
PeakG | 0 | 0 | 0 | 0 | 0 | 0
PeakO | 0 | 0 | 0 | 0 | 0 | 0
ST | 0 | 0 | 0 | 0 | 0 | 0
STOG | 0 | 0 | 0 | 0 | 0 | 0
STWD | 0 | 0 | 0 | 0 | 0 | 0
WT | 0 | 0 | 0 | 0 | 0 | 0
IGCC | 0 | 0 | 0 | 0 | 0 | 0
DemandResponse | 0 | 0 | 0 | 0 | 0 | 0
IGCC-CCS | 0 | 0 | 0 | 0 | 0 | 0
WT_off | 0 | 0 | 0 | 0 | 0 | 0
PseudoUnit | 0 | 0 | 0 | 0 | 0 | 0
FixedInterchange | 0 | 0 | 0 | 0 | 0 | 0
Emission Cost by Reporting Type: TVA_Transmission
ReportingType | 2015 | 2020 | 2025 | 2030 | 2035 | 2040
BM | 0 | 0 | 0 | 0 | 0 | 0
CC | 0 | 0 | 0 | 0 | 0 | 0
CSP | 0 | 0 | 0 | 0 | 0 | 0
CT | 0 | 0 | 0 | 0 | 0 | 0
Coal | 0 | 0 | 0 | 0 | 0 | 0
Geo | 0 | 0 | 0 | 0 | 0 | 0
H | 0 | 0 | 0 | 0 | 0 | 0
LFG | 0 | 0 | 0 | 0 | 0 | 0
Nuc | 0 | 0 | 0 | 0 | 0 | 0
PS | 0 | 0 | 0 | 0 | 0 | 0
PV | 0 | 0 | 0 | 0 | 0 | 0
PeakG | 0 | 0 | 0 | 0 | 0 | 0
PeakO | 0 | 0 | 0 | 0 | 0 | 0
ST | 0 | 0 | 0 | 0 | 0 | 0
STOG | 0 | 0 | 0 | 0 | 0 | 0
STWD | 0 | 0 | 0 | 0 | 0 | 0
WT | 0 | 0 | 0 | 0 | 0 | 0
IGCC | 0 | 0 | 0 | 0 | 0 | 0
DemandResponse | 0 | 0 | 0 | 0 | 0 | 0
IGCC-CCS | 0 | 0 | 0 | 0 | 0 | 0
WT_off | 0 | 0 | 0 | 0 | 0 | 0
PseudoUnit | 0 | 0 | 0 | 0 | 0 | 0
FixedInterchange | 0 | 0 | 0 | 0 | 0 | 0
Emission Cost by Reporting Type: VACAR
ReportingType | 2015 | 2020 | 2025 | 2030 | 2035 | 2040
BM | 0 | 0 | 0 | 0 | 0 | 0
CC | 0 | 0 | 0 | 0 | 0 | 0
CSP | 0 | 0 | 0 | 0 | 0 | 0
CT | 0 | 0 | 0 | 0 | 0 | 0
Coal | 0 | 0 | 0 | 0 | 0 | 0
Geo | 0 | 0 | 0 | 0 | 0 | 0
H | 0 | 0 | 0 | 0 | 0 | 0
LFG | 0 | 0 | 0 | 0 | 0 | 0
Nuc | 0 | 0 | 0 | 0 | 0 | 0
PS | 0 | 0 | 0 | 0 | 0 | 0
PV | 0 | 0 | 0 | 0 | 0 | 0
PeakG | 0 | 0 | 0 | 0 | 0 | 0
PeakO | 0 | 0 | 0 | 0 | 0 | 0
ST | 0 | 0 | 0 | 0 | 0 | 0
STOG | 0 | 0 | 0 | 0 | 0 | 0
STWD | 0 | 0 | 0 | 0 | 0 | 0
WT | 0 | 0 | 0 | 0 | 0 | 0
IGCC | 0 | 0 | 0 | 0 | 0 | 0
DemandResponse | 0 | 0 | 0 | 0 | 0 | 0
IGCC-CCS | 0 | 0 | 0 | 0 | 0 | 0
WT_off | 0 | 0 | 0 | 0 | 0 | 0
PseudoUnit | 0 | 0 | 0 | 0 | 0 | 0
FixedInterchange | 0 | 0 | 0 | 0 | 0 | 0
Emission Cost by Reporting Type: IESO
ReportingType | 2015 | 2020 | 2025 | 2030 | 2035 | 2040
BM | 0 | 0 | 0 | 0 | 0 | 0
CC | 0 | 0 | 0 | 0 | 0 | 0
CSP | 0 | 0 | 0 | 0 | 0 | 0
CT | 0 | 0 | 0 | 0 | 0 | 0
Coal | 0 | 0 | 0 | 0 | 0 | 0
Geo | 0 | 0 | 0 | 0 | 0 | 0
H | 0 | 0 | 0 | 0 | 0 | 0
LFG | 0 | 0 | 0 | 0 | 0 | 0
Nuc | 0 | 0 | 0 | 0 | 0 | 0
PS | 0 | 0 | 0 | 0 | 0 | 0
PV | 0 | 0 | 0 | 0 | 0 | 0
PeakG | 0 | 0 | 0 | 0 | 0 | 0
PeakO | 0 | 0 | 0 | 0 | 0 | 0
ST | 0 | 0 | 0 | 0 | 0 | 0
STOG | 0 | 0 | 0 | 0 | 0 | 0
STWD | 0 | 0 | 0 | 0 | 0 | 0
WT | 0 | 0 | 0 | 0 | 0 | 0
IGCC | 0 | 0 | 0 | 0 | 0 | 0
DemandResponse | 0 | 0 | 0 | 0 | 0 | 0
IGCC-CCS | 0 | 0 | 0 | 0 | 0 | 0
WT_off | 0 | 0 | 0 | 0 | 0 | 0
PseudoUnit | 0 | 0 | 0 | 0 | 0 | 0
FixedInterchange | 0 | 0 | 0 | 0 | 0 | 0
Emission Cost by Reporting Type: MAPP_CA
ReportingType | 2015 | 2020 | 2025 | 2030 | 2035 | 2040
BM | 0 | 0 | 0 | 0 | 0 | 0
CC | 0 | 0 | 0 | 0 | 0 | 0
CSP | 0 | 0 | 0 | 0 | 0 | 0
CT | 0 | 0 | 0 | 0 | 0 | 0
Coal | 0 | 0 | 0 | 0 | 0 | 0
Geo | 0 | 0 | 0 | 0 | 0 | 0
H | 0 | 0 | 0 | 0 | 0 | 0
LFG | 0 | 0 | 0 | 0 | 0 | 0
Nuc | 0 | 0 | 0 | 0 | 0 | 0
PS | 0 | 0 | 0 | 0 | 0 | 0
PV | 0 | 0 | 0 | 0 | 0 | 0
PeakG | 0 | 0 | 0 | 0 | 0 | 0
PeakO | 0 | 0 | 0 | 0 | 0 | 0
ST | 0 | 0 | 0 | 0 | 0 | 0
STOG | 0 | 0 | 0 | 0 | 0 | 0
STWD | 0 | 0 | 0 | 0 | 0 | 0
WT | 0 | 0 | 0 | 0 | 0 | 0
IGCC | 0 | 0 | 0 | 0 | 0 | 0
DemandResponse | 0 | 0 | 0 | 0 | 0 | 0
IGCC-CCS | 0 | 0 | 0 | 0 | 0 | 0
WT_off | 0 | 0 | 0 | 0 | 0 | 0
PseudoUnit | 0 | 0 | 0 | 0 | 0 | 0
FixedInterchange | 0 | 0 | 0 | 0 | 0 | 0
Emission Cost by Reporting Type: AZ_NM_SNV_Coal
ReportingType | 2015 | 2020 | 2025 | 2030 | 2035 | 2040
BM | 0 | 0 | 0 | 0 | 0 | 0
CC | 0 | 0 | 0 | 0 | 0 | 0
CSP | 0 | 0 | 0 | 0 | 0 | 0
CT | 0 | 0 | 0 | 0 | 0 | 0
Coal | 0 | 0 | 0 | 0 | 0 | 0
Geo | 0 | 0 | 0 | 0 | 0 | 0
H | 0 | 0 | 0 | 0 | 0 | 0
LFG | 0 | 0 | 0 | 0 | 0 | 0
Nuc | 0 | 0 | 0 | 0 | 0 | 0
PS | 0 | 0 | 0 | 0 | 0 | 0
PV | 0 | 0 | 0 | 0 | 0 | 0
PeakG | 0 | 0 | 0 | 0 | 0 | 0
PeakO | 0 | 0 | 0 | 0 | 0 | 0
ST | 0 | 0 | 0 | 0 | 0 | 0
STOG | 0 | 0 | 0 | 0 | 0 | 0
STWD | 0 | 0 | 0 | 0 | 0 | 0
WT | 0 | 0 | 0 | 0 | 0 | 0
IGCC | 0 | 0 | 0 | 0 | 0 | 0
DemandResponse | 0 | 0 | 0 | 0 | 0 | 0
IGCC-CCS | 0 | 0 | 0 | 0 | 0 | 0
WT_off | 0 | 0 | 0 | 0 | 0 | 0
PseudoUnit | 0 | 0 | 0 | 0 | 0 | 0
FixedInterchange | 0 | 0 | 0 | 0 | 0 | 0
Emission Cost by Reporting Type: AZ_NM_SNV_Gas
ReportingType | 2015 | 2020 | 2025 | 2030 | 2035 | 2040
BM | 0 | 0 | 0 | 0 | 0 | 0
CC | 0 | 0 | 0 | 0 | 0 | 0
CSP | 0 | 0 | 0 | 0 | 0 | 0
CT | 0 | 0 | 0 | 0 | 0 | 0
Coal | 0 | 0 | 0 | 0 | 0 | 0
Geo | 0 | 0 | 0 | 0 | 0 | 0
H | 0 | 0 | 0 | 0 | 0 | 0
LFG | 0 | 0 | 0 | 0 | 0 | 0
Nuc | 0 | 0 | 0 | 0 | 0 | 0
PS | 0 | 0 | 0 | 0 | 0 | 0
PV | 0 | 0 | 0 | 0 | 0 | 0
PeakG | 0 | 0 | 0 | 0 | 0 | 0
PeakO | 0 | 0 | 0 | 0 | 0 | 0
ST | 0 | 0 | 0 | 0 | 0 | 0
STOG | 0 | 0 | 0 | 0 | 0 | 0
STWD | 0 | 0 | 0 | 0 | 0 | 0
WT | 0 | 0 | 0 | 0 | 0 | 0
IGCC | 0 | 0 | 0 | 0 | 0 | 0
DemandResponse | 0 | 0 | 0 | 0 | 0 | 0
IGCC-CCS | 0 | 0 | 0 | 0 | 0 | 0
WT_off | 0 | 0 | 0 | 0 | 0 | 0
PseudoUnit | 0 | 0 | 0 | 0 | 0 | 0
FixedInterchange | 0 | 0 | 0 | 0 | 0 | 0
Emission Cost by Reporting Type: AZ_NM_SNV_NucRenew
ReportingType | 2015 | 2020 | 2025 | 2030 | 2035 | 2040
BM | 0 | 0 | 0 | 0 | 0 | 0
CC | 0 | 0 | 0 | 0 | 0 | 0
CSP | 0 | 0 | 0 | 0 | 0 | 0
CT | 0 | 0 | 0 | 0 | 0 | 0
Coal | 0 | 0 | 0 | 0 | 0 | 0
Geo | 0 | 0 | 0 | 0 | 0 | 0
H | 0 | 0 | 0 | 0 | 0 | 0
LFG | 0 | 0 | 0 | 0 | 0 | 0
Nuc | 0 | 0 | 0 | 0 | 0 | 0
PS | 0 | 0 | 0 | 0 | 0 | 0
PV | 0 | 0 | 0 | 0 | 0 | 0
PeakG | 0 | 0 | 0 | 0 | 0 | 0
PeakO | 0 | 0 | 0 | 0 | 0 | 0
ST | 0 | 0 | 0 | 0 | 0 | 0
STOG | 0 | 0 | 0 | 0 | 0 | 0
STWD | 0 | 0 | 0 | 0 | 0 | 0
WT | 0 | 0 | 0 | 0 | 0 | 0
IGCC | 0 | 0 | 0 | 0 | 0 | 0
DemandResponse | 0 | 0 | 0 | 0 | 0 | 0
IGCC-CCS | 0 | 0 | 0 | 0 | 0 | 0
WT_off | 0 | 0 | 0 | 0 | 0 | 0
PseudoUnit | 0 | 0 | 0 | 0 | 0 | 0
FixedInterchange | 0 | 0 | 0 | 0 | 0 | 0
Emission Cost by Reporting Type: ERCOT
ReportingType | 2015 | 2020 | 2025 | 2030 | 2035 | 2040
BM | 0 | 0 | 0 | 0 | 0 | 0
CC | 0 | 0 | 0 | 0 | 0 | 0
CSP | 0 | 0 | 0 | 0 | 0 | 0
CT | 0 | 0 | 0 | 0 | 0 | 0
Coal | 0 | 0 | 0 | 0 | 0 | 0
Geo | 0 | 0 | 0 | 0 | 0 | 0
H | 0 | 0 | 0 | 0 | 0 | 0
LFG | 0 | 0 | 0 | 0 | 0 | 0
Nuc | 0 | 0 | 0 | 0 | 0 | 0
PS | 0 | 0 | 0 | 0 | 0 | 0
PV | 0 | 0 | 0 | 0 | 0 | 0
PeakG | 0 | 0 | 0 | 0 | 0 | 0
PeakO | 0 | 0 | 0 | 0 | 0 | 0
ST | 0 | 0 | 0 | 0 | 0 | 0
STOG | 0 | 0 | 0 | 0 | 0 | 0
STWD | 0 | 0 | 0 | 0 | 0 | 0
WT | 0 | 0 | 0 | 0 | 0 | 0
IGCC | 0 | 0 | 0 | 0 | 0 | 0
DemandResponse | 0 | 0 | 0 | 0 | 0 | 0
IGCC-CCS | 0 | 0 | 0 | 0 | 0 | 0
WT_off | 0 | 0 | 0 | 0 | 0 | 0
PseudoUnit | 0 | 0 | 0 | 0 | 0 | 0
FixedInterchange | 0 | 0 | 0 | 0 | 0 | 0
Emission Cost by Reporting Type: NP15
ReportingType | 2015 | 2020 | 2025 | 2030 | 2035 | 2040
BM | 0 | 0 | 0 | 0 | 0 | 0
CC | 279.21 | 334.63 | 324.32 | 231.7 | 198.02 | 126.01
CSP | 0 | 0 | 0 | 0 | 0 | 0
CT | 0 | 0 | 0 | 0 | 0 | 0
Coal | 4.6 | 0 | 0 | 0 | 0 | 0
Geo | 0 | 0 | 0 | 0 | 0 | 0
H | 0 | 0 | 0 | 0 | 0 | 0
LFG | 0 | 0 | 0 | 0 | 0 | 0
Nuc | 0 | 0 | 0 | 0 | 0 | 0
PS | 0 | 0 | 0 | 0 | 0 | 0
PV | 0 | 0 | 0 | 0 | 0 | 0
PeakG | 0 | 0 | 0 | 0 | 0 | 0.33
PeakO | 0 | 0 | 0 | 0 | 0 | 0
ST | 0 | 0 | 0 | 0 | 0 | 0
STOG | 1.34 | 2.19 | 1.16 | 2.35 | 1.98 | 5.07
STWD | 0 | 0 | 0 | 0 | 0 | 0
WT | 0 | 0 | 0 | 0 | 0 | 0
IGCC | 0 | 0 | 0 | 0 | 0 | 0
DemandResponse | 0 | 0 | 0 | 0 | 0 | 0
IGCC-CCS | 0 | 0 | 0 | 0 | 0 | 0
WT_off | 0 | 0 | 0 | 0 | 0 | 0
PseudoUnit | 0 | 0 | 0 | 0 | 0 | 0
FixedInterchange | 0 | 0 | 0 | 0 | 0 | 0
Emission Cost by Reporting Type: NWPP_Coal
ReportingType | 2015 | 2020 | 2025 | 2030 | 2035 | 2040
BM | 0 | 0 | 0 | 0 | 0 | 0
CC | 0 | 0 | 0 | 0 | 0 | 0
CSP | 0 | 0 | 0 | 0 | 0 | 0
CT | 0 | 0 | 0 | 0 | 0 | 0
Coal | 0 | 0 | 0 | 0 | 0 | 0
Geo | 0 | 0 | 0 | 0 | 0 | 0
H | 0 | 0 | 0 | 0 | 0 | 0
LFG | 0 | 0 | 0 | 0 | 0 | 0
Nuc | 0 | 0 | 0 | 0 | 0 | 0
PS | 0 | 0 | 0 | 0 | 0 | 0
PV | 0 | 0 | 0 | 0 | 0 | 0
PeakG | 0 | 0 | 0 | 0 | 0 | 0
PeakO | 0 | 0 | 0 | 0 | 0 | 0
ST | 0 | 0 | 0 | 0 | 0 | 0
STOG | 0 | 0 | 0 | 0 | 0 | 0
STWD | 0 | 0 | 0 | 0 | 0 | 0
WT | 0 | 0 | 0 | 0 | 0 | 0
IGCC | 0 | 0 | 0 | 0 | 0 | 0
DemandResponse | 0 | 0 | 0 | 0 | 0 | 0
IGCC-CCS | 0 | 0 | 0 | 0 | 0 | 0
WT_off | 0 | 0 | 0 | 0 | 0 | 0
PseudoUnit | 0 | 0 | 0 | 0 | 0 | 0
FixedInterchange | 0 | 0 | 0 | 0 | 0 | 0
Emission Cost by Reporting Type: NWPP_Gas
ReportingType | 2015 | 2020 | 2025 | 2030 | 2035 | 2040
BM | 0 | 0 | 0 | 0 | 0 | 0
CC | 0 | 0 | 0 | 0 | 0 | 0
CSP | 0 | 0 | 0 | 0 | 0 | 0
CT | 0 | 0 | 0 | 0 | 0 | 0
Coal | 0 | 0 | 0 | 0 | 0 | 0
Geo | 0 | 0 | 0 | 0 | 0 | 0
H | 0 | 0 | 0 | 0 | 0 | 0
LFG | 0 | 0 | 0 | 0 | 0 | 0
Nuc | 0 | 0 | 0 | 0 | 0 | 0
PS | 0 | 0 | 0 | 0 | 0 | 0
PV | 0 | 0 | 0 | 0 | 0 | 0
PeakG | 0 | 0 | 0 | 0 | 0 | 0
PeakO | 0 | 0 | 0 | 0 | 0 | 0
ST | 0 | 0 | 0 | 0 | 0 | 0
STOG | 0 | 0 | 0 | 0 | 0 | 0
STWD | 0 | 0 | 0 | 0 | 0 | 0
WT | 0 | 0 | 0 | 0 | 0 | 0
IGCC | 0 | 0 | 0 | 0 | 0 | 0
DemandResponse | 0 | 0 | 0 | 0 | 0 | 0
IGCC-CCS | 0 | 0 | 0 | 0 | 0 | 0
WT_off | 0 | 0 | 0 | 0 | 0 | 0
PseudoUnit | 0 | 0 | 0 | 0 | 0 | 0
FixedInterchange | 0 | 0 | 0 | 0 | 0 | 0
Emission Cost by Reporting Type: NWPP_NucRenew
ReportingType | 2015 | 2020 | 2025 | 2030 | 2035 | 2040
BM | 0 | 0 | 0 | 0 | 0 | 0
CC | 0 | 0 | 0 | 0 | 0 | 0
CSP | 0 | 0 | 0 | 0 | 0 | 0
CT | 0 | 0 | 0 | 0 | 0 | 0
Coal | 0 | 0 | 0 | 0 | 0 | 0
Geo | 0 | 0 | 0 | 0 | 0 | 0
H | 0 | 0 | 0 | 0 | 0 | 0
LFG | 0 | 0 | 0 | 0 | 0 | 0
Nuc | 0 | 0 | 0 | 0 | 0 | 0
PS | 0 | 0 | 0 | 0 | 0 | 0
PV | 0 | 0 | 0 | 0 | 0 | 0
PeakG | 0 | 0 | 0 | 0 | 0 | 0
PeakO | 0 | 0 | 0 | 0 | 0 | 0
ST | 0 | 0 | 0 | 0 | 0 | 0
STOG | 0 | 0 | 0 | 0 | 0 | 0
STWD | 0 | 0 | 0 | 0 | 0 | 0
WT | 0 | 0 | 0 | 0 | 0 | 0
IGCC | 0 | 0 | 0 | 0 | 0 | 0
DemandResponse | 0 | 0 | 0 | 0 | 0 | 0
IGCC-CCS | 0 | 0 | 0 | 0 | 0 | 0
WT_off | 0 | 0 | 0 | 0 | 0 | 0
PseudoUnit | 0 | 0 | 0 | 0 | 0 | 0
FixedInterchange | 0 | 0 | 0 | 0 | 0 | 0
Emission Cost by Reporting Type: RMPA
ReportingType | 2015 | 2020 | 2025 | 2030 | 2035 | 2040
BM | 0 | 0 | 0 | 0 | 0 | 0
CC | 0 | 0 | 0 | 0 | 0 | 0
CSP | 0 | 0 | 0 | 0 | 0 | 0
CT | 0 | 0 | 0 | 0 | 0 | 0
Coal | 0 | 0 | 0 | 0 | 0 | 0
Geo | 0 | 0 | 0 | 0 | 0 | 0
H | 0 | 0 | 0 | 0 | 0 | 0
LFG | 0 | 0 | 0 | 0 | 0 | 0
Nuc | 0 | 0 | 0 | 0 | 0 | 0
PS | 0 | 0 | 0 | 0 | 0 | 0
PV | 0 | 0 | 0 | 0 | 0 | 0
PeakG | 0 | 0 | 0 | 0 | 0 | 0
PeakO | 0 | 0 | 0 | 0 | 0 | 0
ST | 0 | 0 | 0 | 0 | 0 | 0
STOG | 0 | 0 | 0 | 0 | 0 | 0
STWD | 0 | 0 | 0 | 0 | 0 | 0
WT | 0 | 0 | 0 | 0 | 0 | 0
IGCC | 0 | 0 | 0 | 0 | 0 | 0
DemandResponse | 0 | 0 | 0 | 0 | 0 | 0
IGCC-CCS | 0 | 0 | 0 | 0 | 0 | 0
WT_off | 0 | 0 | 0 | 0 | 0 | 0
PseudoUnit | 0 | 0 | 0 | 0 | 0 | 0
FixedInterchange | 0 | 0 | 0 | 0 | 0 | 0
Emission Cost by Reporting Type: SP15
ReportingType | 2015 | 2020 | 2025 | 2030 | 2035 | 2040
BM | 0 | 0 | 0 | 0 | 0 | 0
CC | 283.5 | 228.08 | 244.83 | 284.55 | 300.62 | 230.45
CSP | 0 | 0 | 0 | 0 | 0 | 0
CT | 0 | 0 | 0 | 0 | 0 | 0
Coal | 15.51 | 19.79 | 25.26 | 19.79 | 0 | 0
Geo | 0 | 0 | 0 | 0 | 0 | 0
H | 0 | 0 | 0 | 0 | 0 | 0
LFG | 0 | 0 | 0 | 0 | 0 | 0
Nuc | 0 | 0 | 0 | 0 | 0 | 0
PS | 0 | 0 | 0 | 0 | 0 | 0
PV | 0 | 0 | 0 | 0 | 0 | 0
PeakG | 0 | 0 | 0 | 0 | 0 | 0
PeakO | 0 | 0 | 0 | 0 | 0 | 0
ST | 0 | 0 | 0 | 0 | 0 | 0
STOG | 2.31 | 3.68 | 1.39 | 4.5 | 11.43 | 21.28
STWD | 0 | 0 | 0 | 0 | 0 | 0
WT | 0 | 0 | 0 | 0 | 0 | 0
IGCC | 0 | 0 | 0 | 0 | 0 | 0
DemandResponse | 0 | 0 | 0 | 0 | 0 | 0
IGCC-CCS | 0 | 0 | 0 | 0 | 0 | 0
WT_off | 0 | 0 | 0 | 0 | 0 | 0
PseudoUnit | 0 | 0 | 0 | 0 | 0 | 0
FixedInterchange | 0 | 0 | 0 | 0 | 0 | 0
Emission Cost by Reporting Type: ALB
ReportingType | 2015 | 2020 | 2025 | 2030 | 2035 | 2040
BM | 0 | 0 | 0 | 0 | 0 | 0
CC | 0 | 0 | 0 | 0 | 0 | 0
CSP | 0 | 0 | 0 | 0 | 0 | 0
CT | 0 | 0 | 0 | 0 | 0 | 0
Coal | 0 | 0 | 0 | 0 | 0 | 0
Geo | 0 | 0 | 0 | 0 | 0 | 0
H | 0 | 0 | 0 | 0 | 0 | 0
LFG | 0 | 0 | 0 | 0 | 0 | 0
Nuc | 0 | 0 | 0 | 0 | 0 | 0
PS | 0 | 0 | 0 | 0 | 0 | 0
PV | 0 | 0 | 0 | 0 | 0 | 0
PeakG | 0 | 0 | 0 | 0 | 0 | 0
PeakO | 0 | 0 | 0 | 0 | 0 | 0
ST | 0 | 0 | 0 | 0 | 0 | 0
STOG | 0 | 0 | 0 | 0 | 0 | 0
STWD | 0 | 0 | 0 | 0 | 0 | 0
WT | 0 | 0 | 0 | 0 | 0 | 0
IGCC | 0 | 0 | 0 | 0 | 0 | 0
DemandResponse | 0 | 0 | 0 | 0 | 0 | 0
IGCC-CCS | 0 | 0 | 0 | 0 | 0 | 0
WT_off | 0 | 0 | 0 | 0 | 0 | 0
PseudoUnit | 0 | 0 | 0 | 0 | 0 | 0
FixedInterchange | 0 | 0 | 0 | 0 | 0 | 0
Emission Cost by Reporting Type: BC
ReportingType | 2015 | 2020 | 2025 | 2030 | 2035 | 2040
BM | 0 | 0 | 0 | 0 | 0 | 0
CC | 0 | 0 | 0 | 0 | 0 | 0
CSP | 0 | 0 | 0 | 0 | 0 | 0
CT | 0 | 0 | 0 | 0 | 0 | 0
Coal | 0 | 0 | 0 | 0 | 0 | 0
Geo | 0 | 0 | 0 | 0 | 0 | 0
H | 0 | 0 | 0 | 0 | 0 | 0
LFG | 0 | 0 | 0 | 0 | 0 | 0
Nuc | 0 | 0 | 0 | 0 | 0 | 0
PS | 0 | 0 | 0 | 0 | 0 | 0
PV | 0 | 0 | 0 | 0 | 0 | 0
PeakG | 0 | 0 | 0 | 0 | 0 | 0
PeakO | 0 | 0 | 0 | 0 | 0 | 0
ST | 0 | 0 | 0 | 0 | 0 | 0
STOG | 0 | 0 | 0 | 0 | 0 | 0
STWD | 0 | 0 | 0 | 0 | 0 | 0
WT | 0 | 0 | 0 | 0 | 0 | 0
IGCC | 0 | 0 | 0 | 0 | 0 | 0
DemandResponse | 0 | 0 | 0 | 0 | 0 | 0
IGCC-CCS | 0 | 0 | 0 | 0 | 0 | 0
WT_off | 0 | 0 | 0 | 0 | 0 | 0
PseudoUnit | 0 | 0 | 0 | 0 | 0 | 0
FixedInterchange | 0 | 0 | 0 | 0 | 0 | 0
Emission Cost by Reporting Type: HQ_IESO
ReportingType | 2015 | 2020 | 2025 | 2030 | 2035 | 2040
BM | 0 | 0 | 0 | 0 | 0 | 0
CC | 0 | 0 | 0 | 0 | 0 | 0
CSP | 0 | 0 | 0 | 0 | 0 | 0
CT | 0 | 0 | 0 | 0 | 0 | 0
Coal | 0 | 0 | 0 | 0 | 0 | 0
Geo | 0 | 0 | 0 | 0 | 0 | 0
H | 0 | 0 | 0 | 0 | 0 | 0
LFG | 0 | 0 | 0 | 0 | 0 | 0
Nuc | 0 | 0 | 0 | 0 | 0 | 0
PS | 0 | 0 | 0 | 0 | 0 | 0
PV | 0 | 0 | 0 | 0 | 0 | 0
PeakG | 0 | 0 | 0 | 0 | 0 | 0
PeakO | 0 | 0 | 0 | 0 | 0 | 0
ST | 0 | 0 | 0 | 0 | 0 | 0
STOG | 0 | 0 | 0 | 0 | 0 | 0
STWD | 0 | 0 | 0 | 0 | 0 | 0
WT | 0 | 0 | 0 | 0 | 0 | 0
IGCC | 0 | 0 | 0 | 0 | 0 | 0
DemandResponse | 0 | 0 | 0 | 0 | 0 | 0
IGCC-CCS | 0 | 0 | 0 | 0 | 0 | 0
WT_off | 0 | 0 | 0 | 0 | 0 | 0
PseudoUnit | 0 | 0 | 0 | 0 | 0 | 0
FixedInterchange | 0 | 0 | 0 | 0 | 0 | 0
Emission Cost by Reporting Type: HQ_NEISO
ReportingType | 2015 | 2020 | 2025 | 2030 | 2035 | 2040
BM | 0 | 0 | 0 | 0 | 0 | 0
CC | 0 | 0 | 0 | 0 | 0 | 0
CSP | 0 | 0 | 0 | 0 | 0 | 0
CT | 0 | 0 | 0 | 0 | 0 | 0
Coal | 0 | 0 | 0 | 0 | 0 | 0
Geo | 0 | 0 | 0 | 0 | 0 | 0
H | 0 | 0 | 0 | 0 | 0 | 0
LFG | 0 | 0 | 0 | 0 | 0 | 0
Nuc | 0 | 0 | 0 | 0 | 0 | 0
PS | 0 | 0 | 0 | 0 | 0 | 0
PV | 0 | 0 | 0 | 0 | 0 | 0
PeakG | 0 | 0 | 0 | 0 | 0 | 0
PeakO | 0 | 0 | 0 | 0 | 0 | 0
ST | 0 | 0 | 0 | 0 | 0 | 0
STOG | 0 | 0 | 0 | 0 | 0 | 0
STWD | 0 | 0 | 0 | 0 | 0 | 0
WT | 0 | 0 | 0 | 0 | 0 | 0
IGCC | 0 | 0 | 0 | 0 | 0 | 0
DemandResponse | 0 | 0 | 0 | 0 | 0 | 0
IGCC-CCS | 0 | 0 | 0 | 0 | 0 | 0
WT_off | 0 | 0 | 0 | 0 | 0 | 0
PseudoUnit | 0 | 0 | 0 | 0 | 0 | 0
FixedInterchange | 0 | 0 | 0 | 0 | 0 | 0
Emission Cost by Reporting Type: HQ_NY
ReportingType | 2015 | 2020 | 2025 | 2030 | 2035 | 2040
BM | 0 | 0 | 0 | 0 | 0 | 0
CC | 0 | 0 | 0 | 0 | 0 | 0
CSP | 0 | 0 | 0 | 0 | 0 | 0
CT | 0 | 0 | 0 | 0 | 0 | 0
Coal | 0 | 0 | 0 | 0 | 0 | 0
Geo | 0 | 0 | 0 | 0 | 0 | 0
H | 0 | 0 | 0 | 0 | 0 | 0
LFG | 0 | 0 | 0 | 0 | 0 | 0
Nuc | 0 | 0 | 0 | 0 | 0 | 0
PS | 0 | 0 | 0 | 0 | 0 | 0
PV | 0 | 0 | 0 | 0 | 0 | 0
PeakG | 0 | 0 | 0 | 0 | 0 | 0
PeakO | 0 | 0 | 0 | 0 | 0 | 0
ST | 0 | 0 | 0 | 0 | 0 | 0
STOG | 0 | 0 | 0 | 0 | 0 | 0
STWD | 0 | 0 | 0 | 0 | 0 | 0
WT | 0 | 0 | 0 | 0 | 0 | 0
IGCC | 0 | 0 | 0 | 0 | 0 | 0
DemandResponse | 0 | 0 | 0 | 0 | 0 | 0
IGCC-CCS | 0 | 0 | 0 | 0 | 0 | 0
WT_off | 0 | 0 | 0 | 0 | 0 | 0
PseudoUnit | 0 | 0 | 0 | 0 | 0 | 0
FixedInterchange | 0 | 0 | 0 | 0 | 0 | 0
Emission Cost by Reporting Type: MARITIMES
ReportingType | 2015 | 2020 | 2025 | 2030 | 2035 | 2040
BM | 0 | 0 | 0 | 0 | 0 | 0
CC | 0 | 0 | 0 | 0 | 0 | 0
CSP | 0 | 0 | 0 | 0 | 0 | 0
CT | 0 | 0 | 0 | 0 | 0 | 0
Coal | 0 | 0 | 0 | 0 | 0 | 0
Geo | 0 | 0 | 0 | 0 | 0 | 0
H | 0 | 0 | 0 | 0 | 0 | 0
LFG | 0 | 0 | 0 | 0 | 0 | 0
Nuc | 0 | 0 | 0 | 0 | 0 | 0
PS | 0 | 0 | 0 | 0 | 0 | 0
PV | 0 | 0 | 0 | 0 | 0 | 0
PeakG | 0 | 0 | 0 | 0 | 0 | 0
PeakO | 0 | 0 | 0 | 0 | 0 | 0
ST | 0 | 0 | 0 | 0 | 0 | 0
STOG | 0 | 0 | 0 | 0 | 0 | 0
STWD | 0 | 0 | 0 | 0 | 0 | 0
WT | 0 | 0 | 0 | 0 | 0 | 0
IGCC | 0 | 0 | 0 | 0 | 0 | 0
DemandResponse | 0 | 0 | 0 | 0 | 0 | 0
IGCC-CCS | 0 | 0 | 0 | 0 | 0 | 0
WT_off | 0 | 0 | 0 | 0 | 0 | 0
PseudoUnit | 0 | 0 | 0 | 0 | 0 | 0
FixedInterchange | 0 | 0 | 0 | 0 | 0 | 0
Emission Cost by Reporting Type: All
ReportingType | 2015 | 2020 | 2025 | 2030 | 2035 | 2040
BM | 0 | 0 | 0 | 0 | 0 | 0
CC | 562.71 | 562.7 | 569.15 | 516.25 | 498.63 | 356.45
CSP | 0 | 0 | 0 | 0 | 0 | 0
CT | 0 | 0 | 0 | 0 | 0 | 0
Coal | 20.1 | 19.79 | 25.26 | 19.79 | 0 | 0
Geo | 0 | 0 | 0 | 0 | 0 | 0
H | 0 | 0 | 0 | 0 | 0 | 0
LFG | 0 | 0 | 0 | 0 | 0 | 0
Nuc | 0 | 0 | 0 | 0 | 0 | 0
PS | 0 | 0 | 0 | 0 | 0 | 0
PV | 0 | 0 | 0 | 0 | 0 | 0
PeakG | 0 | 0 | 0 | 0 | 0 | 0.33
PeakO | 0 | 0 | 0 | 0 | 0 | 0
ST | 0 | 0 | 0 | 0 | 0 | 0
STOG | 3.65 | 5.87 | 2.55 | 6.85 | 13.41 | 26.35
STWD | 0 | 0 | 0 | 0 | 0 | 0
WT | 0 | 0 | 0 | 0 | 0 | 0
IGCC | 0 | 0 | 0 | 0 | 0 | 0
DemandResponse | 0 | 0 | 0 | 0 | 0 | 0
IGCC-CCS | 0 | 0 | 0 | 0 | 0 | 0
WT_off | 0 | 0 | 0 | 0 | 0 | 0
PseudoUnit | 0 | 0 | 0 | 0 | 0 | 0
FixedInterchange | 0 | 0 | 0 | 0 | 0 | 0
Emission Cost by Reporting Type: EI_US
ReportingType | 2015 | 2020 | 2025 | 2030 | 2035 | 2040
BM | 0 | 0 | 0 | 0 | 0 | 0
CC | 0 | 0 | 0 | 0 | 0 | 0
CSP | 0 | 0 | 0 | 0 | 0 | 0
CT | 0 | 0 | 0 | 0 | 0 | 0
Coal | 0 | 0 | 0 | 0 | 0 | 0
Geo | 0 | 0 | 0 | 0 | 0 | 0
H | 0 | 0 | 0 | 0 | 0 | 0
LFG | 0 | 0 | 0 | 0 | 0 | 0
Nuc | 0 | 0 | 0 | 0 | 0 | 0
PS | 0 | 0 | 0 | 0 | 0 | 0
PV | 0 | 0 | 0 | 0 | 0 | 0
PeakG | 0 | 0 | 0 | 0 | 0 | 0
PeakO | 0 | 0 | 0 | 0 | 0 | 0
ST | 0 | 0 | 0 | 0 | 0 | 0
STOG | 0 | 0 | 0 | 0 | 0 | 0
STWD | 0 | 0 | 0 | 0 | 0 | 0
WT | 0 | 0 | 0 | 0 | 0 | 0
IGCC | 0 | 0 | 0 | 0 | 0 | 0
DemandResponse | 0 | 0 | 0 | 0 | 0 | 0
IGCC-CCS | 0 | 0 | 0 | 0 | 0 | 0
WT_off | 0 | 0 | 0 | 0 | 0 | 0
PseudoUnit | 0 | 0 | 0 | 0 | 0 | 0
FixedInterchange | 0 | 0 | 0 | 0 | 0 | 0
Emission Cost by Reporting Type: EI_Canada
ReportingType | 2015 | 2020 | 2025 | 2030 | 2035 | 2040
BM | 0 | 0 | 0 | 0 | 0 | 0
CC | 0 | 0 | 0 | 0 | 0 | 0
CSP | 0 | 0 | 0 | 0 | 0 | 0
CT | 0 | 0 | 0 | 0 | 0 | 0
Coal | 0 | 0 | 0 | 0 | 0 | 0
Geo | 0 | 0 | 0 | 0 | 0 | 0
H | 0 | 0 | 0 | 0 | 0 | 0
LFG | 0 | 0 | 0 | 0 | 0 | 0
Nuc | 0 | 0 | 0 | 0 | 0 | 0
PS | 0 | 0 | 0 | 0 | 0 | 0
PV | 0 | 0 | 0 | 0 | 0 | 0
PeakG | 0 | 0 | 0 | 0 | 0 | 0
PeakO | 0 | 0 | 0 | 0 | 0 | 0
ST | 0 | 0 | 0 | 0 | 0 | 0
STOG | 0 | 0 | 0 | 0 | 0 | 0
STWD | 0 | 0 | 0 | 0 | 0 | 0
WT | 0 | 0 | 0 | 0 | 0 | 0
IGCC | 0 | 0 | 0 | 0 | 0 | 0
DemandResponse | 0 | 0 | 0 | 0 | 0 | 0
IGCC-CCS | 0 | 0 | 0 | 0 | 0 | 0
WT_off | 0 | 0 | 0 | 0 | 0 | 0
PseudoUnit | 0 | 0 | 0 | 0 | 0 | 0
FixedInterchange | 0 | 0 | 0 | 0 | 0 | 0
Emission Cost by Reporting Type: EI
ReportingType | 2015 | 2020 | 2025 | 2030 | 2035 | 2040
BM | 0 | 0 | 0 | 0 | 0 | 0
CC | 0 | 0 | 0 | 0 | 0 | 0
CSP | 0 | 0 | 0 | 0 | 0 | 0
CT | 0 | 0 | 0 | 0 | 0 | 0
Coal | 0 | 0 | 0 | 0 | 0 | 0
Geo | 0 | 0 | 0 | 0 | 0 | 0
H | 0 | 0 | 0 | 0 | 0 | 0
LFG | 0 | 0 | 0 | 0 | 0 | 0
Nuc | 0 | 0 | 0 | 0 | 0 | 0
PS | 0 | 0 | 0 | 0 | 0 | 0
PV | 0 | 0 | 0 | 0 | 0 | 0
PeakG | 0 | 0 | 0 | 0 | 0 | 0
PeakO | 0 | 0 | 0 | 0 | 0 | 0
ST | 0 | 0 | 0 | 0 | 0 | 0
STOG | 0 | 0 | 0 | 0 | 0 | 0
STWD | 0 | 0 | 0 | 0 | 0 | 0
WT | 0 | 0 | 0 | 0 | 0 | 0
IGCC | 0 | 0 | 0 | 0 | 0 | 0
DemandResponse | 0 | 0 | 0 | 0 | 0 | 0
IGCC-CCS | 0 | 0 | 0 | 0 | 0 | 0
WT_off | 0 | 0 | 0 | 0 | 0 | 0
PseudoUnit | 0 | 0 | 0 | 0 | 0 | 0
FixedInterchange | 0 | 0 | 0 | 0 | 0 | 0
Emission Cost by Reporting Type: Outside_EI
ReportingType | 2015 | 2020 | 2025 | 2030 | 2035 | 2040
BM | 0 | 0 | 0 | 0 | 0 | 0
CC | 562.71 | 562.7 | 569.15 | 516.25 | 498.63 | 356.45
CSP | 0 | 0 | 0 | 0 | 0 | 0
CT | 0 | 0 | 0 | 0 | 0 | 0
Coal | 20.1 | 19.79 | 25.26 | 19.79 | 0 | 0
Geo | 0 | 0 | 0 | 0 | 0 | 0
H | 0 | 0 | 0 | 0 | 0 | 0
LFG | 0 | 0 | 0 | 0 | 0 | 0
Nuc | 0 | 0 | 0 | 0 | 0 | 0
PS | 0 | 0 | 0 | 0 | 0 | 0
PV | 0 | 0 | 0 | 0 | 0 | 0
PeakG | 0 | 0 | 0 | 0 | 0 | 0.33
PeakO | 0 | 0 | 0 | 0 | 0 | 0
ST | 0 | 0 | 0 | 0 | 0 | 0
STOG | 3.65 | 5.87 | 2.55 | 6.85 | 13.41 | 26.35
STWD | 0 | 0 | 0 | 0 | 0 | 0
WT | 0 | 0 | 0 | 0 | 0 | 0
IGCC | 0 | 0 | 0 | 0 | 0 | 0
DemandResponse | 0 | 0 | 0 | 0 | 0 | 0
IGCC-CCS | 0 | 0 | 0 | 0 | 0 | 0
WT_off | 0 | 0 | 0 | 0 | 0 | 0
PseudoUnit | 0 | 0 | 0 | 0 | 0 | 0
FixedInterchange | 0 | 0 | 0 | 0 | 0 | 0
==== Emission Program: RGGI : (CO2) ====
Emission Cost by Reporting Type: Entergy
ReportingType | 2015 | 2020 | 2025 | 2030 | 2035 | 2040
BM | 0 | 0 | 0 | 0 | 0 | 0
CC | 0 | 0 | 0 | 0 | 0 | 0
CSP | 0 | 0 | 0 | 0 | 0 | 0
CT | 0 | 0 | 0 | 0 | 0 | 0
Coal | 0 | 0 | 0 | 0 | 0 | 0
Geo | 0 | 0 | 0 | 0 | 0 | 0
H | 0 | 0 | 0 | 0 | 0 | 0
LFG | 0 | 0 | 0 | 0 | 0 | 0
Nuc | 0 | 0 | 0 | 0 | 0 | 0
PS | 0 | 0 | 0 | 0 | 0 | 0
PV | 0 | 0 | 0 | 0 | 0 | 0
PeakG | 0 | 0 | 0 | 0 | 0 | 0
PeakO | 0 | 0 | 0 | 0 | 0 | 0
ST | 0 | 0 | 0 | 0 | 0 | 0
STOG | 0 | 0 | 0 | 0 | 0 | 0
STWD | 0 | 0 | 0 | 0 | 0 | 0
WT | 0 | 0 | 0 | 0 | 0 | 0
IGCC | 0 | 0 | 0 | 0 | 0 | 0
DemandResponse | 0 | 0 | 0 | 0 | 0 | 0
IGCC-CCS | 0 | 0 | 0 | 0 | 0 | 0
WT_off | 0 | 0 | 0 | 0 | 0 | 0
PseudoUnit | 0 | 0 | 0 | 0 | 0 | 0
FixedInterchange | 0 | 0 | 0 | 0 | 0 | 0
Emission Cost by Reporting Type: FRCC
ReportingType | 2015 | 2020 | 2025 | 2030 | 2035 | 2040
BM | 0 | 0 | 0 | 0 | 0 | 0
CC | 0 | 0 | 0 | 0 | 0 | 0
CSP | 0 | 0 | 0 | 0 | 0 | 0
CT | 0 | 0 | 0 | 0 | 0 | 0
Coal | 0 | 0 | 0 | 0 | 0 | 0
Geo | 0 | 0 | 0 | 0 | 0 | 0
H | 0 | 0 | 0 | 0 | 0 | 0
LFG | 0 | 0 | 0 | 0 | 0 | 0
Nuc | 0 | 0 | 0 | 0 | 0 | 0
PS | 0 | 0 | 0 | 0 | 0 | 0
PV | 0 | 0 | 0 | 0 | 0 | 0
PeakG | 0 | 0 | 0 | 0 | 0 | 0
PeakO | 0 | 0 | 0 | 0 | 0 | 0
ST | 0 | 0 | 0 | 0 | 0 | 0
STOG | 0 | 0 | 0 | 0 | 0 | 0
STWD | 0 | 0 | 0 | 0 | 0 | 0
WT | 0 | 0 | 0 | 0 | 0 | 0
IGCC | 0 | 0 | 0 | 0 | 0 | 0
DemandResponse | 0 | 0 | 0 | 0 | 0 | 0
IGCC-CCS | 0 | 0 | 0 | 0 | 0 | 0
WT_off | 0 | 0 | 0 | 0 | 0 | 0
PseudoUnit | 0 | 0 | 0 | 0 | 0 | 0
FixedInterchange | 0 | 0 | 0 | 0 | 0 | 0
Emission Cost by Reporting Type: MAPP_US
ReportingType | 2015 | 2020 | 2025 | 2030 | 2035 | 2040
BM | 0 | 0 | 0 | 0 | 0 | 0
CC | 0 | 0 | 0 | 0 | 0 | 0
CSP | 0 | 0 | 0 | 0 | 0 | 0
CT | 0 | 0 | 0 | 0 | 0 | 0
Coal | 0 | 0 | 0 | 0 | 0 | 0
Geo | 0 | 0 | 0 | 0 | 0 | 0
H | 0 | 0 | 0 | 0 | 0 | 0
LFG | 0 | 0 | 0 | 0 | 0 | 0
Nuc | 0 | 0 | 0 | 0 | 0 | 0
PS | 0 | 0 | 0 | 0 | 0 | 0
PV | 0 | 0 | 0 | 0 | 0 | 0
PeakG | 0 | 0 | 0 | 0 | 0 | 0
PeakO | 0 | 0 | 0 | 0 | 0 | 0
ST | 0 | 0 | 0 | 0 | 0 | 0
STOG | 0 | 0 | 0 | 0 | 0 | 0
STWD | 0 | 0 | 0 | 0 | 0 | 0
WT | 0 | 0 | 0 | 0 | 0 | 0
IGCC | 0 | 0 | 0 | 0 | 0 | 0
DemandResponse | 0 | 0 | 0 | 0 | 0 | 0
IGCC-CCS | 0 | 0 | 0 | 0 | 0 | 0
WT_off | 0 | 0 | 0 | 0 | 0 | 0
PseudoUnit | 0 | 0 | 0 | 0 | 0 | 0
FixedInterchange | 0 | 0 | 0 | 0 | 0 | 0
Emission Cost by Reporting Type: MISO_IN
ReportingType | 2015 | 2020 | 2025 | 2030 | 2035 | 2040
BM | 0 | 0 | 0 | 0 | 0 | 0
CC | 0 | 0 | 0 | 0 | 0 | 0
CSP | 0 | 0 | 0 | 0 | 0 | 0
CT | 0 | 0 | 0 | 0 | 0 | 0
Coal | 0 | 0 | 0 | 0 | 0 | 0
Geo | 0 | 0 | 0 | 0 | 0 | 0
H | 0 | 0 | 0 | 0 | 0 | 0
LFG | 0 | 0 | 0 | 0 | 0 | 0
Nuc | 0 | 0 | 0 | 0 | 0 | 0
PS | 0 | 0 | 0 | 0 | 0 | 0
PV | 0 | 0 | 0 | 0 | 0 | 0
PeakG | 0 | 0 | 0 | 0 | 0 | 0
PeakO | 0 | 0 | 0 | 0 | 0 | 0
ST | 0 | 0 | 0 | 0 | 0 | 0
STOG | 0 | 0 | 0 | 0 | 0 | 0
STWD | 0 | 0 | 0 | 0 | 0 | 0
WT | 0 | 0 | 0 | 0 | 0 | 0
IGCC | 0 | 0 | 0 | 0 | 0 | 0
DemandResponse | 0 | 0 | 0 | 0 | 0 | 0
IGCC-CCS | 0 | 0 | 0 | 0 | 0 | 0
WT_off | 0 | 0 | 0 | 0 | 0 | 0
PseudoUnit | 0 | 0 | 0 | 0 | 0 | 0
FixedInterchange | 0 | 0 | 0 | 0 | 0 | 0
Emission Cost by Reporting Type: MISO_MI
ReportingType | 2015 | 2020 | 2025 | 2030 | 2035 | 2040
BM | 0 | 0 | 0 | 0 | 0 | 0
CC | 0 | 0 | 0 | 0 | 0 | 0
CSP | 0 | 0 | 0 | 0 | 0 | 0
CT | 0 | 0 | 0 | 0 | 0 | 0
Coal | 0 | 0 | 0 | 0 | 0 | 0
Geo | 0 | 0 | 0 | 0 | 0 | 0
H | 0 | 0 | 0 | 0 | 0 | 0
LFG | 0 | 0 | 0 | 0 | 0 | 0
Nuc | 0 | 0 | 0 | 0 | 0 | 0
PS | 0 | 0 | 0 | 0 | 0 | 0
PV | 0 | 0 | 0 | 0 | 0 | 0
PeakG | 0 | 0 | 0 | 0 | 0 | 0
PeakO | 0 | 0 | 0 | 0 | 0 | 0
ST | 0 | 0 | 0 | 0 | 0 | 0
STOG | 0 | 0 | 0 | 0 | 0 | 0
STWD | 0 | 0 | 0 | 0 | 0 | 0
WT | 0 | 0 | 0 | 0 | 0 | 0
IGCC | 0 | 0 | 0 | 0 | 0 | 0
DemandResponse | 0 | 0 | 0 | 0 | 0 | 0
IGCC-CCS | 0 | 0 | 0 | 0 | 0 | 0
WT_off | 0 | 0 | 0 | 0 | 0 | 0
PseudoUnit | 0 | 0 | 0 | 0 | 0 | 0
FixedInterchange | 0 | 0 | 0 | 0 | 0 | 0
Emission Cost by Reporting Type: MISO_MO-IL
ReportingType | 2015 | 2020 | 2025 | 2030 | 2035 | 2040
BM | 0 | 0 | 0 | 0 | 0 | 0
CC | 0 | 0 | 0 | 0 | 0 | 0
CSP | 0 | 0 | 0 | 0 | 0 | 0
CT | 0 | 0 | 0 | 0 | 0 | 0
Coal | 0 | 0 | 0 | 0 | 0 | 0
Geo | 0 | 0 | 0 | 0 | 0 | 0
H | 0 | 0 | 0 | 0 | 0 | 0
LFG | 0 | 0 | 0 | 0 | 0 | 0
Nuc | 0 | 0 | 0 | 0 | 0 | 0
PS | 0 | 0 | 0 | 0 | 0 | 0
PV | 0 | 0 | 0 | 0 | 0 | 0
PeakG | 0 | 0 | 0 | 0 | 0 | 0
PeakO | 0 | 0 | 0 | 0 | 0 | 0
ST | 0 | 0 | 0 | 0 | 0 | 0
STOG | 0 | 0 | 0 | 0 | 0 | 0
STWD | 0 | 0 | 0 | 0 | 0 | 0
WT | 0 | 0 | 0 | 0 | 0 | 0
IGCC | 0 | 0 | 0 | 0 | 0 | 0
DemandResponse | 0 | 0 | 0 | 0 | 0 | 0
IGCC-CCS | 0 | 0 | 0 | 0 | 0 | 0
WT_off | 0 | 0 | 0 | 0 | 0 | 0
PseudoUnit | 0 | 0 | 0 | 0 | 0 | 0
FixedInterchange | 0 | 0 | 0 | 0 | 0 | 0
Emission Cost by Reporting Type: MISO_W
ReportingType | 2015 | 2020 | 2025 | 2030 | 2035 | 2040
BM | 0 | 0 | 0 | 0 | 0 | 0
CC | 0 | 0 | 0 | 0 | 0 | 0
CSP | 0 | 0 | 0 | 0 | 0 | 0
CT | 0 | 0 | 0 | 0 | 0 | 0
Coal | 0 | 0 | 0 | 0 | 0 | 0
Geo | 0 | 0 | 0 | 0 | 0 | 0
H | 0 | 0 | 0 | 0 | 0 | 0
LFG | 0 | 0 | 0 | 0 | 0 | 0
Nuc | 0 | 0 | 0 | 0 | 0 | 0
PS | 0 | 0 | 0 | 0 | 0 | 0
PV | 0 | 0 | 0 | 0 | 0 | 0
PeakG | 0 | 0 | 0 | 0 | 0 | 0
PeakO | 0 | 0 | 0 | 0 | 0 | 0
ST | 0 | 0 | 0 | 0 | 0 | 0
STOG | 0 | 0 | 0 | 0 | 0 | 0
STWD | 0 | 0 | 0 | 0 | 0 | 0
WT | 0 | 0 | 0 | 0 | 0 | 0
IGCC | 0 | 0 | 0 | 0 | 0 | 0
DemandResponse | 0 | 0 | 0 | 0 | 0 | 0
IGCC-CCS | 0 | 0 | 0 | 0 | 0 | 0
WT_off | 0 | 0 | 0 | 0 | 0 | 0
PseudoUnit | 0 | 0 | 0 | 0 | 0 | 0
FixedInterchange | 0 | 0 | 0 | 0 | 0 | 0
Emission Cost by Reporting Type: MISO_WUMS
ReportingType | 2015 | 2020 | 2025 | 2030 | 2035 | 2040
BM | 0 | 0 | 0 | 0 | 0 | 0
CC | 0 | 0 | 0 | 0 | 0 | 0
CSP | 0 | 0 | 0 | 0 | 0 | 0
CT | 0 | 0 | 0 | 0 | 0 | 0
Coal | 0 | 0 | 0 | 0 | 0 | 0
Geo | 0 | 0 | 0 | 0 | 0 | 0
H | 0 | 0 | 0 | 0 | 0 | 0
LFG | 0 | 0 | 0 | 0 | 0 | 0
Nuc | 0 | 0 | 0 | 0 | 0 | 0
PS | 0 | 0 | 0 | 0 | 0 | 0
PV | 0 | 0 | 0 | 0 | 0 | 0
PeakG | 0 | 0 | 0 | 0 | 0 | 0
PeakO | 0 | 0 | 0 | 0 | 0 | 0
ST | 0 | 0 | 0 | 0 | 0 | 0
STOG | 0 | 0 | 0 | 0 | 0 | 0
STWD | 0 | 0 | 0 | 0 | 0 | 0
WT | 0 | 0 | 0 | 0 | 0 | 0
IGCC | 0 | 0 | 0 | 0 | 0 | 0
DemandResponse | 0 | 0 | 0 | 0 | 0 | 0
IGCC-CCS | 0 | 0 | 0 | 0 | 0 | 0
WT_off | 0 | 0 | 0 | 0 | 0 | 0
PseudoUnit | 0 | 0 | 0 | 0 | 0 | 0
FixedInterchange | 0 | 0 | 0 | 0 | 0 | 0
Emission Cost by Reporting Type: Nebraska
ReportingType | 2015 | 2020 | 2025 | 2030 | 2035 | 2040
BM | 0 | 0 | 0 | 0 | 0 | 0
CC | 0 | 0 | 0 | 0 | 0 | 0
CSP | 0 | 0 | 0 | 0 | 0 | 0
CT | 0 | 0 | 0 | 0 | 0 | 0
Coal | 0 | 0 | 0 | 0 | 0 | 0
Geo | 0 | 0 | 0 | 0 | 0 | 0
H | 0 | 0 | 0 | 0 | 0 | 0
LFG | 0 | 0 | 0 | 0 | 0 | 0
Nuc | 0 | 0 | 0 | 0 | 0 | 0
PS | 0 | 0 | 0 | 0 | 0 | 0
PV | 0 | 0 | 0 | 0 | 0 | 0
PeakG | 0 | 0 | 0 | 0 | 0 | 0
PeakO | 0 | 0 | 0 | 0 | 0 | 0
ST | 0 | 0 | 0 | 0 | 0 | 0
STOG | 0 | 0 | 0 | 0 | 0 | 0
STWD | 0 | 0 | 0 | 0 | 0 | 0
WT | 0 | 0 | 0 | 0 | 0 | 0
IGCC | 0 | 0 | 0 | 0 | 0 | 0
DemandResponse | 0 | 0 | 0 | 0 | 0 | 0
IGCC-CCS | 0 | 0 | 0 | 0 | 0 | 0
WT_off | 0 | 0 | 0 | 0 | 0 | 0
PseudoUnit | 0 | 0 | 0 | 0 | 0 | 0
FixedInterchange | 0 | 0 | 0 | 0 | 0 | 0
Emission Cost by Reporting Type: NEISO
ReportingType | 2015 | 2020 | 2025 | 2030 | 2035 | 2040
BM | 0 | 0 | 0 | 0 | 0 | 0
CC | 39.51 | 37.46 | 40.19 | 43.73 | 53.16 | 58.46
CSP | 0 | 0 | 0 | 0 | 0 | 0
CT | 0 | 0.01 | 0.01 | 0.01 | 0.07 | 0.16
Coal | 0.07 | 0 | 0 | 0 | 0 | 0
Geo | 0 | 0 | 0 | 0 | 0 | 0
H | 0 | 0 | 0 | 0 | 0 | 0
LFG | 0 | 0 | 0 | 0 | 0 | 0
Nuc | 0 | 0 | 0 | 0 | 0 | 0
PS | 0 | 0 | 0 | 0 | 0 | 0
PV | 0 | 0 | 0 | 0 | 0 | 0
PeakG | 0.03 | 0.04 | 0.04 | 0.04 | 0.14 | 0.12
PeakO | 0 | 0 | 0 | 0 | 0 | 0
ST | 0 | 0 | 0 | 0 | 0 | 0
STOG | 0 | 0 | 0 | 0 | 0 | 0
STWD | 0 | 0 | 0 | 0 | 0 | 0
WT | 0 | 0 | 0 | 0 | 0 | 0
IGCC | 0 | 0 | 0 | 0 | 0 | 0
DemandResponse | 0 | 0 | 0 | 0 | 0 | 0
IGCC-CCS | 0 | 0 | 0 | 0 | 0 | 0
WT_off | 0 | 0 | 0 | 0 | 0 | 0
PseudoUnit | 0 | 0 | 0 | 0 | 0 | 0
FixedInterchange | 0 | 0 | 0 | 0 | 0 | 0
Emission Cost by Reporting Type: NonRTO_Midwest
ReportingType | 2015 | 2020 | 2025 | 2030 | 2035 | 2040
BM | 0 | 0 | 0 | 0 | 0 | 0
CC | 0 | 0 | 0 | 0 | 0 | 0
CSP | 0 | 0 | 0 | 0 | 0 | 0
CT | 0 | 0 | 0 | 0 | 0 | 0
Coal | 0 | 0 | 0 | 0 | 0 | 0
Geo | 0 | 0 | 0 | 0 | 0 | 0
H | 0 | 0 | 0 | 0 | 0 | 0
LFG | 0 | 0 | 0 | 0 | 0 | 0
Nuc | 0 | 0 | 0 | 0 | 0 | 0
PS | 0 | 0 | 0 | 0 | 0 | 0
PV | 0 | 0 | 0 | 0 | 0 | 0
PeakG | 0 | 0 | 0 | 0 | 0 | 0
PeakO | 0 | 0 | 0 | 0 | 0 | 0
ST | 0 | 0 | 0 | 0 | 0 | 0
STOG | 0 | 0 | 0 | 0 | 0 | 0
STWD | 0 | 0 | 0 | 0 | 0 | 0
WT | 0 | 0 | 0 | 0 | 0 | 0
IGCC | 0 | 0 | 0 | 0 | 0 | 0
DemandResponse | 0 | 0 | 0 | 0 | 0 | 0
IGCC-CCS | 0 | 0 | 0 | 0 | 0 | 0
WT_off | 0 | 0 | 0 | 0 | 0 | 0
PseudoUnit | 0 | 0 | 0 | 0 | 0 | 0
FixedInterchange | 0 | 0 | 0 | 0 | 0 | 0
Emission Cost by Reporting Type: NYISO_A-F
ReportingType | 2015 | 2020 | 2025 | 2030 | 2035 | 2040
BM | 0 | 0 | 0 | 0 | 0 | 0
CC | 5.21 | 7.79 | 8.75 | 9.46 | 12.53 | 12.53
CSP | 0 | 0 | 0 | 0 | 0 | 0
CT | 0 | 0 | 0 | 0 | 0 | 0
Coal | 0 | 0 | 0 | 0 | 0 | 0
Geo | 0 | 0 | 0 | 0 | 0 | 0
H | 0 | 0 | 0 | 0 | 0 | 0
LFG | 0 | 0 | 0 | 0 | 0 | 0
Nuc | 0 | 0 | 0 | 0 | 0 | 0
PS | 0 | 0 | 0 | 0 | 0 | 0
PV | 0 | 0 | 0 | 0 | 0 | 0
PeakG | 0 | 0 | 0.01 | 0.01 | 0.03 | 0.03
PeakO | 0 | 0 | 0 | 0 | 0 | 0
ST | 0 | 0 | 0 | 0 | 0 | 0
STOG | 0 | 0 | 0 | 0 | 0 | 0
STWD | 0 | 0 | 0 | 0 | 0 | 0
WT | 0 | 0 | 0 | 0 | 0 | 0
IGCC | 0 | 0 | 0 | 0 | 0 | 0
DemandResponse | 0 | 0 | 0 | 0 | 0 | 0
IGCC-CCS | 0 | 0 | 0 | 0 | 0 | 0
WT_off | 0 | 0 | 0 | 0 | 0 | 0
PseudoUnit | 0 | 0 | 0 | 0 | 0 | 0
FixedInterchange | 0 | 0 | 0 | 0 | 0 | 0
Emission Cost by Reporting Type: NYISO_G-I
ReportingType | 2015 | 2020 | 2025 | 2030 | 2035 | 2040
BM | 0 | 0 | 0 | 0 | 0 | 0
CC | 5.37 | 6.92 | 10.51 | 15.44 | 33.86 | 50.23
CSP | 0 | 0 | 0 | 0 | 0 | 0
CT | 0 | 0 | 0 | 0 | 0 | 0
Coal | 0 | 0 | 0 | 0 | 0 | 0
Geo | 0 | 0 | 0 | 0 | 0 | 0
H | 0 | 0 | 0 | 0 | 0 | 0
LFG | 0 | 0 | 0 | 0 | 0 | 0
Nuc | 0 | 0 | 0 | 0 | 0 | 0
PS | 0 | 0 | 0 | 0 | 0 | 0
PV | 0 | 0 | 0 | 0 | 0 | 0
PeakG | 0 | 0 | 0 | 0 | 0 | 0
PeakO | 0 | 0 | 0 | 0 | 0 | 0
ST | 0 | 0 | 0 | 0 | 0 | 0
STOG | 0 | 0 | 0 | 0 | 0 | 0
STWD | 0 | 0 | 0 | 0 | 0 | 0
WT | 0 | 0 | 0 | 0 | 0 | 0
IGCC | 0 | 0 | 0 | 0 | 0 | 0
DemandResponse | 0 | 0 | 0 | 0 | 0 | 0
IGCC-CCS | 0 | 0 | 0 | 0 | 0 | 0
WT_off | 0 | 0 | 0 | 0 | 0 | 0
PseudoUnit | 0 | 0 | 0 | 0 | 0 | 0
FixedInterchange | 0 | 0 | 0 | 0 | 0 | 0
Emission Cost by Reporting Type: NYISO_J-K
ReportingType | 2015 | 2020 | 2025 | 2030 | 2035 | 2040
BM | 0 | 0 | 0 | 0 | 0 | 0
CC | 19.01 | 24.36 | 24.47 | 23.55 | 24.45 | 24.07
CSP | 0 | 0 | 0 | 0 | 0 | 0
CT | 0 | 0 | 0.01 | 0.04 | 0.14 | 0.19
Coal | 0 | 0 | 0 | 0 | 0 | 0
Geo | 0 | 0 | 0 | 0 | 0 | 0
H | 0 | 0 | 0 | 0 | 0 | 0
LFG | 0 | 0 | 0 | 0 | 0 | 0
Nuc | 0 | 0 | 0 | 0 | 0 | 0
PS | 0 | 0 | 0 | 0 | 0 | 0
PV | 0 | 0 | 0 | 0 | 0 | 0
PeakG | 0.05 | 0.19 | 0.2 | 0.21 | 0.22 | 0.37
PeakO | 0 | 0 | 0 | 0 | 0 | 0
ST | 0 | 0 | 0 | 0 | 0 | 0
STOG | 1.32 | 2.5 | 2.82 | 2.93 | 3.7 | 4.61
STWD | 0 | 0 | 0 | 0 | 0 | 0
WT | 0 | 0 | 0 | 0 | 0 | 0
IGCC | 0 | 0 | 0 | 0 | 0 | 0
DemandResponse | 0 | 0 | 0 | 0 | 0 | 0
IGCC-CCS | 0 | 0 | 0 | 0 | 0 | 0
WT_off | 0 | 0 | 0 | 0 | 0 | 0
PseudoUnit | 0 | 0 | 0 | 0 | 0 | 0
FixedInterchange | 0 | 0 | 0 | 0 | 0 | 0
Emission Cost by Reporting Type: PJM_E
ReportingType | 2015 | 2020 | 2025 | 2030 | 2035 | 2040
BM | 0 | 0 | 0 | 0 | 0 | 0
CC | 19.09 | 35.91 | 36.5 | 33.7 | 40.86 | 50.03
CSP | 0 | 0 | 0 | 0 | 0 | 0
CT | 0 | 0 | 0 | 0.01 | 0.01 | 0
Coal | 1.18 | 1.11 | 1.6 | 2.61 | 4.37 | 5.6
Geo | 0 | 0 | 0 | 0 | 0 | 0
H | 0 | 0 | 0 | 0 | 0 | 0
LFG | 0 | 0 | 0 | 0 | 0 | 0
Nuc | 0 | 0 | 0 | 0 | 0 | 0
PS | 0 | 0 | 0 | 0 | 0 | 0
PV | 0 | 0 | 0 | 0 | 0 | 0
PeakG | 0 | 0.1 | 0.58 | 0.58 | 1.15 | 0.33
PeakO | 0 | 0 | 0 | 0 | 0 | 0
ST | 0 | 0 | 0 | 0 | 0 | 0
STOG | 0.11 | 0.63 | 1.24 | 1.24 | 1.32 | 0.67
STWD | 0 | 0 | 0 | 0 | 0 | 0
WT | 0 | 0 | 0 | 0 | 0 | 0
IGCC | 0 | 0 | 0 | 0 | 0 | 0
DemandResponse | 0 | 0 | 0 | 0 | 0 | 0
IGCC-CCS | 0 | 0 | 0 | 0 | 0 | 0
WT_off | 0 | 0 | 0 | 0 | 0 | 0
PseudoUnit | 0 | 0 | 0 | 0 | 0 | 0
FixedInterchange | 0 | 0 | 0 | 0 | 0 | 0
Emission Cost by Reporting Type: PJM_ROM
ReportingType | 2015 | 2020 | 2025 | 2030 | 2035 | 2040
BM | 0 | 0 | 0 | 0 | 0 | 0
CC | 0.14 | 0.18 | 0.2 | 0.2 | 0.2 | 0.2
CSP | 0 | 0 | 0 | 0 | 0 | 0
CT | 0 | 0 | 0 | 0 | 0 | 0
Coal | 16.44 | 29.81 | 31.19 | 35.48 | 35.48 | 35.48
Geo | 0 | 0 | 0 | 0 | 0 | 0
H | 0 | 0 | 0 | 0 | 0 | 0
LFG | 0 | 0 | 0 | 0 | 0 | 0
Nuc | 0 | 0 | 0 | 0 | 0 | 0
PS | 0 | 0 | 0 | 0 | 0 | 0
PV | 0 | 0 | 0 | 0 | 0 | 0
PeakG | 0 | 0.06 | 0.07 | 0.07 | 0.37 | 0.2
PeakO | 0 | 0 | 0 | 0 | 0 | 0
ST | 0 | 0 | 0 | 0 | 0 | 0
STOG | 0 | 0 | 0 | 0 | 0 | 0
STWD | 0 | 0 | 0 | 0 | 0 | 0
WT | 0 | 0 | 0 | 0 | 0 | 0
IGCC | 0 | 0 | 0 | 0 | 0 | 0
DemandResponse | 0 | 0 | 0 | 0 | 0 | 0
IGCC-CCS | 0 | 0 | 0 | 0 | 0 | 0
WT_off | 0 | 0 | 0 | 0 | 0 | 0
PseudoUnit | 0 | 0 | 0 | 0 | 0 | 0
FixedInterchange | 0 | 0 | 0 | 0 | 0 | 0
Emission Cost by Reporting Type: PJM_ROR
ReportingType | 2015 | 2020 | 2025 | 2030 | 2035 | 2040
BM | 0 | 0 | 0 | 0 | 0 | 0
CC | 0 | 0 | 0 | 0 | 0 | 0
CSP | 0 | 0 | 0 | 0 | 0 | 0
CT | 0 | 0 | 0 | 0 | 0 | 0
Coal | 0 | 0 | 0 | 0 | 0 | 0
Geo | 0 | 0 | 0 | 0 | 0 | 0
H | 0 | 0 | 0 | 0 | 0 | 0
LFG | 0 | 0 | 0 | 0 | 0 | 0
Nuc | 0 | 0 | 0 | 0 | 0 | 0
PS | 0 | 0 | 0 | 0 | 0 | 0
PV | 0 | 0 | 0 | 0 | 0 | 0
PeakG | 0 | 0 | 0 | 0 | 0 | 0
PeakO | 0 | 0 | 0 | 0 | 0 | 0
ST | 0 | 0 | 0 | 0 | 0 | 0
STOG | 0 | 0 | 0 | 0 | 0 | 0
STWD | 0 | 0 | 0 | 0 | 0 | 0
WT | 0 | 0 | 0 | 0 | 0 | 0
IGCC | 0 | 0 | 0 | 0 | 0 | 0
DemandResponse | 0 | 0 | 0 | 0 | 0 | 0
IGCC-CCS | 0 | 0 | 0 | 0 | 0 | 0
WT_off | 0 | 0 | 0 | 0 | 0 | 0
PseudoUnit | 0 | 0 | 0 | 0 | 0 | 0
FixedInterchange | 0 | 0 | 0 | 0 | 0 | 0
Emission Cost by Reporting Type: SOCO
ReportingType | 2015 | 2020 | 2025 | 2030 | 2035 | 2040
BM | 0 | 0 | 0 | 0 | 0 | 0
CC | 0 | 0 | 0 | 0 | 0 | 0
CSP | 0 | 0 | 0 | 0 | 0 | 0
CT | 0 | 0 | 0 | 0 | 0 | 0
Coal | 0 | 0 | 0 | 0 | 0 | 0
Geo | 0 | 0 | 0 | 0 | 0 | 0
H | 0 | 0 | 0 | 0 | 0 | 0
LFG | 0 | 0 | 0 | 0 | 0 | 0
Nuc | 0 | 0 | 0 | 0 | 0 | 0
PS | 0 | 0 | 0 | 0 | 0 | 0
PV | 0 | 0 | 0 | 0 | 0 | 0
PeakG | 0 | 0 | 0 | 0 | 0 | 0
PeakO | 0 | 0 | 0 | 0 | 0 | 0
ST | 0 | 0 | 0 | 0 | 0 | 0
STOG | 0 | 0 | 0 | 0 | 0 | 0
STWD | 0 | 0 | 0 | 0 | 0 | 0
WT | 0 | 0 | 0 | 0 | 0 | 0
IGCC | 0 | 0 | 0 | 0 | 0 | 0
DemandResponse | 0 | 0 | 0 | 0 | 0 | 0
IGCC-CCS | 0 | 0 | 0 | 0 | 0 | 0
WT_off | 0 | 0 | 0 | 0 | 0 | 0
PseudoUnit | 0 | 0 | 0 | 0 | 0 | 0
FixedInterchange | 0 | 0 | 0 | 0 | 0 | 0
Emission Cost by Reporting Type: SPP_N
ReportingType | 2015 | 2020 | 2025 | 2030 | 2035 | 2040
BM | 0 | 0 | 0 | 0 | 0 | 0
CC | 0 | 0 | 0 | 0 | 0 | 0
CSP | 0 | 0 | 0 | 0 | 0 | 0
CT | 0 | 0 | 0 | 0 | 0 | 0
Coal | 0 | 0 | 0 | 0 | 0 | 0
Geo | 0 | 0 | 0 | 0 | 0 | 0
H | 0 | 0 | 0 | 0 | 0 | 0
LFG | 0 | 0 | 0 | 0 | 0 | 0
Nuc | 0 | 0 | 0 | 0 | 0 | 0
PS | 0 | 0 | 0 | 0 | 0 | 0
PV | 0 | 0 | 0 | 0 | 0 | 0
PeakG | 0 | 0 | 0 | 0 | 0 | 0
PeakO | 0 | 0 | 0 | 0 | 0 | 0
ST | 0 | 0 | 0 | 0 | 0 | 0
STOG | 0 | 0 | 0 | 0 | 0 | 0
STWD | 0 | 0 | 0 | 0 | 0 | 0
WT | 0 | 0 | 0 | 0 | 0 | 0
IGCC | 0 | 0 | 0 | 0 | 0 | 0
DemandResponse | 0 | 0 | 0 | 0 | 0 | 0
IGCC-CCS | 0 | 0 | 0 | 0 | 0 | 0
WT_off | 0 | 0 | 0 | 0 | 0 | 0
PseudoUnit | 0 | 0 | 0 | 0 | 0 | 0
FixedInterchange | 0 | 0 | 0 | 0 | 0 | 0
Emission Cost by Reporting Type: SPP_S
ReportingType | 2015 | 2020 | 2025 | 2030 | 2035 | 2040
BM | 0 | 0 | 0 | 0 | 0 | 0
CC | 0 | 0 | 0 | 0 | 0 | 0
CSP | 0 | 0 | 0 | 0 | 0 | 0
CT | 0 | 0 | 0 | 0 | 0 | 0
Coal | 0 | 0 | 0 | 0 | 0 | 0
Geo | 0 | 0 | 0 | 0 | 0 | 0
H | 0 | 0 | 0 | 0 | 0 | 0
LFG | 0 | 0 | 0 | 0 | 0 | 0
Nuc | 0 | 0 | 0 | 0 | 0 | 0
PS | 0 | 0 | 0 | 0 | 0 | 0
PV | 0 | 0 | 0 | 0 | 0 | 0
PeakG | 0 | 0 | 0 | 0 | 0 | 0
PeakO | 0 | 0 | 0 | 0 | 0 | 0
ST | 0 | 0 | 0 | 0 | 0 | 0
STOG | 0 | 0 | 0 | 0 | 0 | 0
STWD | 0 | 0 | 0 | 0 | 0 | 0
WT | 0 | 0 | 0 | 0 | 0 | 0
IGCC | 0 | 0 | 0 | 0 | 0 | 0
DemandResponse | 0 | 0 | 0 | 0 | 0 | 0
IGCC-CCS | 0 | 0 | 0 | 0 | 0 | 0
WT_off | 0 | 0 | 0 | 0 | 0 | 0
PseudoUnit | 0 | 0 | 0 | 0 | 0 | 0
FixedInterchange | 0 | 0 | 0 | 0 | 0 | 0
Emission Cost by Reporting Type: TVA
ReportingType | 2015 | 2020 | 2025 | 2030 | 2035 | 2040
BM | 0 | 0 | 0 | 0 | 0 | 0
CC | 0 | 0 | 0 | 0 | 0 | 0
CSP | 0 | 0 | 0 | 0 | 0 | 0
CT | 0 | 0 | 0 | 0 | 0 | 0
Coal | 0 | 0 | 0 | 0 | 0 | 0
Geo | 0 | 0 | 0 | 0 | 0 | 0
H | 0 | 0 | 0 | 0 | 0 | 0
LFG | 0 | 0 | 0 | 0 | 0 | 0
Nuc | 0 | 0 | 0 | 0 | 0 | 0
PS | 0 | 0 | 0 | 0 | 0 | 0
PV | 0 | 0 | 0 | 0 | 0 | 0
PeakG | 0 | 0 | 0 | 0 | 0 | 0
PeakO | 0 | 0 | 0 | 0 | 0 | 0
ST | 0 | 0 | 0 | 0 | 0 | 0
STOG | 0 | 0 | 0 | 0 | 0 | 0
STWD | 0 | 0 | 0 | 0 | 0 | 0
WT | 0 | 0 | 0 | 0 | 0 | 0
IGCC | 0 | 0 | 0 | 0 | 0 | 0
DemandResponse | 0 | 0 | 0 | 0 | 0 | 0
IGCC-CCS | 0 | 0 | 0 | 0 | 0 | 0
WT_off | 0 | 0 | 0 | 0 | 0 | 0
PseudoUnit | 0 | 0 | 0 | 0 | 0 | 0
FixedInterchange | 0 | 0 | 0 | 0 | 0 | 0
Emission Cost by Reporting Type: TVA_Transmission
ReportingType | 2015 | 2020 | 2025 | 2030 | 2035 | 2040
BM | 0 | 0 | 0 | 0 | 0 | 0
CC | 0 | 0 | 0 | 0 | 0 | 0
CSP | 0 | 0 | 0 | 0 | 0 | 0
CT | 0 | 0 | 0 | 0 | 0 | 0
Coal | 0 | 0 | 0 | 0 | 0 | 0
Geo | 0 | 0 | 0 | 0 | 0 | 0
H | 0 | 0 | 0 | 0 | 0 | 0
LFG | 0 | 0 | 0 | 0 | 0 | 0
Nuc | 0 | 0 | 0 | 0 | 0 | 0
PS | 0 | 0 | 0 | 0 | 0 | 0
PV | 0 | 0 | 0 | 0 | 0 | 0
PeakG | 0 | 0 | 0 | 0 | 0 | 0
PeakO | 0 | 0 | 0 | 0 | 0 | 0
ST | 0 | 0 | 0 | 0 | 0 | 0
STOG | 0 | 0 | 0 | 0 | 0 | 0
STWD | 0 | 0 | 0 | 0 | 0 | 0
WT | 0 | 0 | 0 | 0 | 0 | 0
IGCC | 0 | 0 | 0 | 0 | 0 | 0
DemandResponse | 0 | 0 | 0 | 0 | 0 | 0
IGCC-CCS | 0 | 0 | 0 | 0 | 0 | 0
WT_off | 0 | 0 | 0 | 0 | 0 | 0
PseudoUnit | 0 | 0 | 0 | 0 | 0 | 0
FixedInterchange | 0 | 0 | 0 | 0 | 0 | 0
Emission Cost by Reporting Type: VACAR
ReportingType | 2015 | 2020 | 2025 | 2030 | 2035 | 2040
BM | 0 | 0 | 0 | 0 | 0 | 0
CC | 0 | 0 | 0 | 0 | 0 | 0
CSP | 0 | 0 | 0 | 0 | 0 | 0
CT | 0 | 0 | 0 | 0 | 0 | 0
Coal | 0 | 0 | 0 | 0 | 0 | 0
Geo | 0 | 0 | 0 | 0 | 0 | 0
H | 0 | 0 | 0 | 0 | 0 | 0
LFG | 0 | 0 | 0 | 0 | 0 | 0
Nuc | 0 | 0 | 0 | 0 | 0 | 0
PS | 0 | 0 | 0 | 0 | 0 | 0
PV | 0 | 0 | 0 | 0 | 0 | 0
PeakG | 0 | 0 | 0 | 0 | 0 | 0
PeakO | 0 | 0 | 0 | 0 | 0 | 0
ST | 0 | 0 | 0 | 0 | 0 | 0
STOG | 0 | 0 | 0 | 0 | 0 | 0
STWD | 0 | 0 | 0 | 0 | 0 | 0
WT | 0 | 0 | 0 | 0 | 0 | 0
IGCC | 0 | 0 | 0 | 0 | 0 | 0
DemandResponse | 0 | 0 | 0 | 0 | 0 | 0
IGCC-CCS | 0 | 0 | 0 | 0 | 0 | 0
WT_off | 0 | 0 | 0 | 0 | 0 | 0
PseudoUnit | 0 | 0 | 0 | 0 | 0 | 0
FixedInterchange | 0 | 0 | 0 | 0 | 0 | 0
Emission Cost by Reporting Type: IESO
ReportingType | 2015 | 2020 | 2025 | 2030 | 2035 | 2040
BM | 0 | 0 | 0 | 0 | 0 | 0
CC | 0 | 0 | 0 | 0 | 0 | 0
CSP | 0 | 0 | 0 | 0 | 0 | 0
CT | 0 | 0 | 0 | 0 | 0 | 0
Coal | 0 | 0 | 0 | 0 | 0 | 0
Geo | 0 | 0 | 0 | 0 | 0 | 0
H | 0 | 0 | 0 | 0 | 0 | 0
LFG | 0 | 0 | 0 | 0 | 0 | 0
Nuc | 0 | 0 | 0 | 0 | 0 | 0
PS | 0 | 0 | 0 | 0 | 0 | 0
PV | 0 | 0 | 0 | 0 | 0 | 0
PeakG | 0 | 0 | 0 | 0 | 0 | 0
PeakO | 0 | 0 | 0 | 0 | 0 | 0
ST | 0 | 0 | 0 | 0 | 0 | 0
STOG | 0 | 0 | 0 | 0 | 0 | 0
STWD | 0 | 0 | 0 | 0 | 0 | 0
WT | 0 | 0 | 0 | 0 | 0 | 0
IGCC | 0 | 0 | 0 | 0 | 0 | 0
DemandResponse | 0 | 0 | 0 | 0 | 0 | 0
IGCC-CCS | 0 | 0 | 0 | 0 | 0 | 0
WT_off | 0 | 0 | 0 | 0 | 0 | 0
PseudoUnit | 0 | 0 | 0 | 0 | 0 | 0
FixedInterchange | 0 | 0 | 0 | 0 | 0 | 0
Emission Cost by Reporting Type: MAPP_CA
ReportingType | 2015 | 2020 | 2025 | 2030 | 2035 | 2040
BM | 0 | 0 | 0 | 0 | 0 | 0
CC | 0 | 0 | 0 | 0 | 0 | 0
CSP | 0 | 0 | 0 | 0 | 0 | 0
CT | 0 | 0 | 0 | 0 | 0 | 0
Coal | 0 | 0 | 0 | 0 | 0 | 0
Geo | 0 | 0 | 0 | 0 | 0 | 0
H | 0 | 0 | 0 | 0 | 0 | 0
LFG | 0 | 0 | 0 | 0 | 0 | 0
Nuc | 0 | 0 | 0 | 0 | 0 | 0
PS | 0 | 0 | 0 | 0 | 0 | 0
PV | 0 | 0 | 0 | 0 | 0 | 0
PeakG | 0 | 0 | 0 | 0 | 0 | 0
PeakO | 0 | 0 | 0 | 0 | 0 | 0
ST | 0 | 0 | 0 | 0 | 0 | 0
STOG | 0 | 0 | 0 | 0 | 0 | 0
STWD | 0 | 0 | 0 | 0 | 0 | 0
WT | 0 | 0 | 0 | 0 | 0 | 0
IGCC | 0 | 0 | 0 | 0 | 0 | 0
DemandResponse | 0 | 0 | 0 | 0 | 0 | 0
IGCC-CCS | 0 | 0 | 0 | 0 | 0 | 0
WT_off | 0 | 0 | 0 | 0 | 0 | 0
PseudoUnit | 0 | 0 | 0 | 0 | 0 | 0
FixedInterchange | 0 | 0 | 0 | 0 | 0 | 0
Emission Cost by Reporting Type: AZ_NM_SNV_Coal
ReportingType | 2015 | 2020 | 2025 | 2030 | 2035 | 2040
BM | 0 | 0 | 0 | 0 | 0 | 0
CC | 0 | 0 | 0 | 0 | 0 | 0
CSP | 0 | 0 | 0 | 0 | 0 | 0
CT | 0 | 0 | 0 | 0 | 0 | 0
Coal | 0 | 0 | 0 | 0 | 0 | 0
Geo | 0 | 0 | 0 | 0 | 0 | 0
H | 0 | 0 | 0 | 0 | 0 | 0
LFG | 0 | 0 | 0 | 0 | 0 | 0
Nuc | 0 | 0 | 0 | 0 | 0 | 0
PS | 0 | 0 | 0 | 0 | 0 | 0
PV | 0 | 0 | 0 | 0 | 0 | 0
PeakG | 0 | 0 | 0 | 0 | 0 | 0
PeakO | 0 | 0 | 0 | 0 | 0 | 0
ST | 0 | 0 | 0 | 0 | 0 | 0
STOG | 0 | 0 | 0 | 0 | 0 | 0
STWD | 0 | 0 | 0 | 0 | 0 | 0
WT | 0 | 0 | 0 | 0 | 0 | 0
IGCC | 0 | 0 | 0 | 0 | 0 | 0
DemandResponse | 0 | 0 | 0 | 0 | 0 | 0
IGCC-CCS | 0 | 0 | 0 | 0 | 0 | 0
WT_off | 0 | 0 | 0 | 0 | 0 | 0
PseudoUnit | 0 | 0 | 0 | 0 | 0 | 0
FixedInterchange | 0 | 0 | 0 | 0 | 0 | 0
Emission Cost by Reporting Type: AZ_NM_SNV_Gas
ReportingType | 2015 | 2020 | 2025 | 2030 | 2035 | 2040
BM | 0 | 0 | 0 | 0 | 0 | 0
CC | 0 | 0 | 0 | 0 | 0 | 0
CSP | 0 | 0 | 0 | 0 | 0 | 0
CT | 0 | 0 | 0 | 0 | 0 | 0
Coal | 0 | 0 | 0 | 0 | 0 | 0
Geo | 0 | 0 | 0 | 0 | 0 | 0
H | 0 | 0 | 0 | 0 | 0 | 0
LFG | 0 | 0 | 0 | 0 | 0 | 0
Nuc | 0 | 0 | 0 | 0 | 0 | 0
PS | 0 | 0 | 0 | 0 | 0 | 0
PV | 0 | 0 | 0 | 0 | 0 | 0
PeakG | 0 | 0 | 0 | 0 | 0 | 0
PeakO | 0 | 0 | 0 | 0 | 0 | 0
ST | 0 | 0 | 0 | 0 | 0 | 0
STOG | 0 | 0 | 0 | 0 | 0 | 0
STWD | 0 | 0 | 0 | 0 | 0 | 0
WT | 0 | 0 | 0 | 0 | 0 | 0
IGCC | 0 | 0 | 0 | 0 | 0 | 0
DemandResponse | 0 | 0 | 0 | 0 | 0 | 0
IGCC-CCS | 0 | 0 | 0 | 0 | 0 | 0
WT_off | 0 | 0 | 0 | 0 | 0 | 0
PseudoUnit | 0 | 0 | 0 | 0 | 0 | 0
FixedInterchange | 0 | 0 | 0 | 0 | 0 | 0
Emission Cost by Reporting Type: AZ_NM_SNV_NucRenew
ReportingType | 2015 | 2020 | 2025 | 2030 | 2035 | 2040
BM | 0 | 0 | 0 | 0 | 0 | 0
CC | 0 | 0 | 0 | 0 | 0 | 0
CSP | 0 | 0 | 0 | 0 | 0 | 0
CT | 0 | 0 | 0 | 0 | 0 | 0
Coal | 0 | 0 | 0 | 0 | 0 | 0
Geo | 0 | 0 | 0 | 0 | 0 | 0
H | 0 | 0 | 0 | 0 | 0 | 0
LFG | 0 | 0 | 0 | 0 | 0 | 0
Nuc | 0 | 0 | 0 | 0 | 0 | 0
PS | 0 | 0 | 0 | 0 | 0 | 0
PV | 0 | 0 | 0 | 0 | 0 | 0
PeakG | 0 | 0 | 0 | 0 | 0 | 0
PeakO | 0 | 0 | 0 | 0 | 0 | 0
ST | 0 | 0 | 0 | 0 | 0 | 0
STOG | 0 | 0 | 0 | 0 | 0 | 0
STWD | 0 | 0 | 0 | 0 | 0 | 0
WT | 0 | 0 | 0 | 0 | 0 | 0
IGCC | 0 | 0 | 0 | 0 | 0 | 0
DemandResponse | 0 | 0 | 0 | 0 | 0 | 0
IGCC-CCS | 0 | 0 | 0 | 0 | 0 | 0
WT_off | 0 | 0 | 0 | 0 | 0 | 0
PseudoUnit | 0 | 0 | 0 | 0 | 0 | 0
FixedInterchange | 0 | 0 | 0 | 0 | 0 | 0
Emission Cost by Reporting Type: ERCOT
ReportingType | 2015 | 2020 | 2025 | 2030 | 2035 | 2040
BM | 0 | 0 | 0 | 0 | 0 | 0
CC | 0 | 0 | 0 | 0 | 0 | 0
CSP | 0 | 0 | 0 | 0 | 0 | 0
CT | 0 | 0 | 0 | 0 | 0 | 0
Coal | 0 | 0 | 0 | 0 | 0 | 0
Geo | 0 | 0 | 0 | 0 | 0 | 0
H | 0 | 0 | 0 | 0 | 0 | 0
LFG | 0 | 0 | 0 | 0 | 0 | 0
Nuc | 0 | 0 | 0 | 0 | 0 | 0
PS | 0 | 0 | 0 | 0 | 0 | 0
PV | 0 | 0 | 0 | 0 | 0 | 0
PeakG | 0 | 0 | 0 | 0 | 0 | 0
PeakO | 0 | 0 | 0 | 0 | 0 | 0
ST | 0 | 0 | 0 | 0 | 0 | 0
STOG | 0 | 0 | 0 | 0 | 0 | 0
STWD | 0 | 0 | 0 | 0 | 0 | 0
WT | 0 | 0 | 0 | 0 | 0 | 0
IGCC | 0 | 0 | 0 | 0 | 0 | 0
DemandResponse | 0 | 0 | 0 | 0 | 0 | 0
IGCC-CCS | 0 | 0 | 0 | 0 | 0 | 0
WT_off | 0 | 0 | 0 | 0 | 0 | 0
PseudoUnit | 0 | 0 | 0 | 0 | 0 | 0
FixedInterchange | 0 | 0 | 0 | 0 | 0 | 0
Emission Cost by Reporting Type: NP15
ReportingType | 2015 | 2020 | 2025 | 2030 | 2035 | 2040
BM | 0 | 0 | 0 | 0 | 0 | 0
CC | 0 | 0 | 0 | 0 | 0 | 0
CSP | 0 | 0 | 0 | 0 | 0 | 0
CT | 0 | 0 | 0 | 0 | 0 | 0
Coal | 0 | 0 | 0 | 0 | 0 | 0
Geo | 0 | 0 | 0 | 0 | 0 | 0
H | 0 | 0 | 0 | 0 | 0 | 0
LFG | 0 | 0 | 0 | 0 | 0 | 0
Nuc | 0 | 0 | 0 | 0 | 0 | 0
PS | 0 | 0 | 0 | 0 | 0 | 0
PV | 0 | 0 | 0 | 0 | 0 | 0
PeakG | 0 | 0 | 0 | 0 | 0 | 0
PeakO | 0 | 0 | 0 | 0 | 0 | 0
ST | 0 | 0 | 0 | 0 | 0 | 0
STOG | 0 | 0 | 0 | 0 | 0 | 0
STWD | 0 | 0 | 0 | 0 | 0 | 0
WT | 0 | 0 | 0 | 0 | 0 | 0
IGCC | 0 | 0 | 0 | 0 | 0 | 0
DemandResponse | 0 | 0 | 0 | 0 | 0 | 0
IGCC-CCS | 0 | 0 | 0 | 0 | 0 | 0
WT_off | 0 | 0 | 0 | 0 | 0 | 0
PseudoUnit | 0 | 0 | 0 | 0 | 0 | 0
FixedInterchange | 0 | 0 | 0 | 0 | 0 | 0
Emission Cost by Reporting Type: NWPP_Coal
ReportingType | 2015 | 2020 | 2025 | 2030 | 2035 | 2040
BM | 0 | 0 | 0 | 0 | 0 | 0
CC | 0 | 0 | 0 | 0 | 0 | 0
CSP | 0 | 0 | 0 | 0 | 0 | 0
CT | 0 | 0 | 0 | 0 | 0 | 0
Coal | 0 | 0 | 0 | 0 | 0 | 0
Geo | 0 | 0 | 0 | 0 | 0 | 0
H | 0 | 0 | 0 | 0 | 0 | 0
LFG | 0 | 0 | 0 | 0 | 0 | 0
Nuc | 0 | 0 | 0 | 0 | 0 | 0
PS | 0 | 0 | 0 | 0 | 0 | 0
PV | 0 | 0 | 0 | 0 | 0 | 0
PeakG | 0 | 0 | 0 | 0 | 0 | 0
PeakO | 0 | 0 | 0 | 0 | 0 | 0
ST | 0 | 0 | 0 | 0 | 0 | 0
STOG | 0 | 0 | 0 | 0 | 0 | 0
STWD | 0 | 0 | 0 | 0 | 0 | 0
WT | 0 | 0 | 0 | 0 | 0 | 0
IGCC | 0 | 0 | 0 | 0 | 0 | 0
DemandResponse | 0 | 0 | 0 | 0 | 0 | 0
IGCC-CCS | 0 | 0 | 0 | 0 | 0 | 0
WT_off | 0 | 0 | 0 | 0 | 0 | 0
PseudoUnit | 0 | 0 | 0 | 0 | 0 | 0
FixedInterchange | 0 | 0 | 0 | 0 | 0 | 0
Emission Cost by Reporting Type: NWPP_Gas
ReportingType | 2015 | 2020 | 2025 | 2030 | 2035 | 2040
BM | 0 | 0 | 0 | 0 | 0 | 0
CC | 0 | 0 | 0 | 0 | 0 | 0
CSP | 0 | 0 | 0 | 0 | 0 | 0
CT | 0 | 0 | 0 | 0 | 0 | 0
Coal | 0 | 0 | 0 | 0 | 0 | 0
Geo | 0 | 0 | 0 | 0 | 0 | 0
H | 0 | 0 | 0 | 0 | 0 | 0
LFG | 0 | 0 | 0 | 0 | 0 | 0
Nuc | 0 | 0 | 0 | 0 | 0 | 0
PS | 0 | 0 | 0 | 0 | 0 | 0
PV | 0 | 0 | 0 | 0 | 0 | 0
PeakG | 0 | 0 | 0 | 0 | 0 | 0
PeakO | 0 | 0 | 0 | 0 | 0 | 0
ST | 0 | 0 | 0 | 0 | 0 | 0
STOG | 0 | 0 | 0 | 0 | 0 | 0
STWD | 0 | 0 | 0 | 0 | 0 | 0
WT | 0 | 0 | 0 | 0 | 0 | 0
IGCC | 0 | 0 | 0 | 0 | 0 | 0
DemandResponse | 0 | 0 | 0 | 0 | 0 | 0
IGCC-CCS | 0 | 0 | 0 | 0 | 0 | 0
WT_off | 0 | 0 | 0 | 0 | 0 | 0
PseudoUnit | 0 | 0 | 0 | 0 | 0 | 0
FixedInterchange | 0 | 0 | 0 | 0 | 0 | 0
Emission Cost by Reporting Type: NWPP_NucRenew
ReportingType | 2015 | 2020 | 2025 | 2030 | 2035 | 2040
BM | 0 | 0 | 0 | 0 | 0 | 0
CC | 0 | 0 | 0 | 0 | 0 | 0
CSP | 0 | 0 | 0 | 0 | 0 | 0
CT | 0 | 0 | 0 | 0 | 0 | 0
Coal | 0 | 0 | 0 | 0 | 0 | 0
Geo | 0 | 0 | 0 | 0 | 0 | 0
H | 0 | 0 | 0 | 0 | 0 | 0
LFG | 0 | 0 | 0 | 0 | 0 | 0
Nuc | 0 | 0 | 0 | 0 | 0 | 0
PS | 0 | 0 | 0 | 0 | 0 | 0
PV | 0 | 0 | 0 | 0 | 0 | 0
PeakG | 0 | 0 | 0 | 0 | 0 | 0
PeakO | 0 | 0 | 0 | 0 | 0 | 0
ST | 0 | 0 | 0 | 0 | 0 | 0
STOG | 0 | 0 | 0 | 0 | 0 | 0
STWD | 0 | 0 | 0 | 0 | 0 | 0
WT | 0 | 0 | 0 | 0 | 0 | 0
IGCC | 0 | 0 | 0 | 0 | 0 | 0
DemandResponse | 0 | 0 | 0 | 0 | 0 | 0
IGCC-CCS | 0 | 0 | 0 | 0 | 0 | 0
WT_off | 0 | 0 | 0 | 0 | 0 | 0
PseudoUnit | 0 | 0 | 0 | 0 | 0 | 0
FixedInterchange | 0 | 0 | 0 | 0 | 0 | 0
Emission Cost by Reporting Type: RMPA
ReportingType | 2015 | 2020 | 2025 | 2030 | 2035 | 2040
BM | 0 | 0 | 0 | 0 | 0 | 0
CC | 0 | 0 | 0 | 0 | 0 | 0
CSP | 0 | 0 | 0 | 0 | 0 | 0
CT | 0 | 0 | 0 | 0 | 0 | 0
Coal | 0 | 0 | 0 | 0 | 0 | 0
Geo | 0 | 0 | 0 | 0 | 0 | 0
H | 0 | 0 | 0 | 0 | 0 | 0
LFG | 0 | 0 | 0 | 0 | 0 | 0
Nuc | 0 | 0 | 0 | 0 | 0 | 0
PS | 0 | 0 | 0 | 0 | 0 | 0
PV | 0 | 0 | 0 | 0 | 0 | 0
PeakG | 0 | 0 | 0 | 0 | 0 | 0
PeakO | 0 | 0 | 0 | 0 | 0 | 0
ST | 0 | 0 | 0 | 0 | 0 | 0
STOG | 0 | 0 | 0 | 0 | 0 | 0
STWD | 0 | 0 | 0 | 0 | 0 | 0
WT | 0 | 0 | 0 | 0 | 0 | 0
IGCC | 0 | 0 | 0 | 0 | 0 | 0
DemandResponse | 0 | 0 | 0 | 0 | 0 | 0
IGCC-CCS | 0 | 0 | 0 | 0 | 0 | 0
WT_off | 0 | 0 | 0 | 0 | 0 | 0
PseudoUnit | 0 | 0 | 0 | 0 | 0 | 0
FixedInterchange | 0 | 0 | 0 | 0 | 0 | 0
Emission Cost by Reporting Type: SP15
ReportingType | 2015 | 2020 | 2025 | 2030 | 2035 | 2040
BM | 0 | 0 | 0 | 0 | 0 | 0
CC | 0 | 0 | 0 | 0 | 0 | 0
CSP | 0 | 0 | 0 | 0 | 0 | 0
CT | 0 | 0 | 0 | 0 | 0 | 0
Coal | 0 | 0 | 0 | 0 | 0 | 0
Geo | 0 | 0 | 0 | 0 | 0 | 0
H | 0 | 0 | 0 | 0 | 0 | 0
LFG | 0 | 0 | 0 | 0 | 0 | 0
Nuc | 0 | 0 | 0 | 0 | 0 | 0
PS | 0 | 0 | 0 | 0 | 0 | 0
PV | 0 | 0 | 0 | 0 | 0 | 0
PeakG | 0 | 0 | 0 | 0 | 0 | 0
PeakO | 0 | 0 | 0 | 0 | 0 | 0
ST | 0 | 0 | 0 | 0 | 0 | 0
STOG | 0 | 0 | 0 | 0 | 0 | 0
STWD | 0 | 0 | 0 | 0 | 0 | 0
WT | 0 | 0 | 0 | 0 | 0 | 0
IGCC | 0 | 0 | 0 | 0 | 0 | 0
DemandResponse | 0 | 0 | 0 | 0 | 0 | 0
IGCC-CCS | 0 | 0 | 0 | 0 | 0 | 0
WT_off | 0 | 0 | 0 | 0 | 0 | 0
PseudoUnit | 0 | 0 | 0 | 0 | 0 | 0
FixedInterchange | 0 | 0 | 0 | 0 | 0 | 0
Emission Cost by Reporting Type: ALB
ReportingType | 2015 | 2020 | 2025 | 2030 | 2035 | 2040
BM | 0 | 0 | 0 | 0 | 0 | 0
CC | 0 | 0 | 0 | 0 | 0 | 0
CSP | 0 | 0 | 0 | 0 | 0 | 0
CT | 0 | 0 | 0 | 0 | 0 | 0
Coal | 0 | 0 | 0 | 0 | 0 | 0
Geo | 0 | 0 | 0 | 0 | 0 | 0
H | 0 | 0 | 0 | 0 | 0 | 0
LFG | 0 | 0 | 0 | 0 | 0 | 0
Nuc | 0 | 0 | 0 | 0 | 0 | 0
PS | 0 | 0 | 0 | 0 | 0 | 0
PV | 0 | 0 | 0 | 0 | 0 | 0
PeakG | 0 | 0 | 0 | 0 | 0 | 0
PeakO | 0 | 0 | 0 | 0 | 0 | 0
ST | 0 | 0 | 0 | 0 | 0 | 0
STOG | 0 | 0 | 0 | 0 | 0 | 0
STWD | 0 | 0 | 0 | 0 | 0 | 0
WT | 0 | 0 | 0 | 0 | 0 | 0
IGCC | 0 | 0 | 0 | 0 | 0 | 0
DemandResponse | 0 | 0 | 0 | 0 | 0 | 0
IGCC-CCS | 0 | 0 | 0 | 0 | 0 | 0
WT_off | 0 | 0 | 0 | 0 | 0 | 0
PseudoUnit | 0 | 0 | 0 | 0 | 0 | 0
FixedInterchange | 0 | 0 | 0 | 0 | 0 | 0
Emission Cost by Reporting Type: BC
ReportingType | 2015 | 2020 | 2025 | 2030 | 2035 | 2040
BM | 0 | 0 | 0 | 0 | 0 | 0
CC | 0 | 0 | 0 | 0 | 0 | 0
CSP | 0 | 0 | 0 | 0 | 0 | 0
CT | 0 | 0 | 0 | 0 | 0 | 0
Coal | 0 | 0 | 0 | 0 | 0 | 0
Geo | 0 | 0 | 0 | 0 | 0 | 0
H | 0 | 0 | 0 | 0 | 0 | 0
LFG | 0 | 0 | 0 | 0 | 0 | 0
Nuc | 0 | 0 | 0 | 0 | 0 | 0
PS | 0 | 0 | 0 | 0 | 0 | 0
PV | 0 | 0 | 0 | 0 | 0 | 0
PeakG | 0 | 0 | 0 | 0 | 0 | 0
PeakO | 0 | 0 | 0 | 0 | 0 | 0
ST | 0 | 0 | 0 | 0 | 0 | 0
STOG | 0 | 0 | 0 | 0 | 0 | 0
STWD | 0 | 0 | 0 | 0 | 0 | 0
WT | 0 | 0 | 0 | 0 | 0 | 0
IGCC | 0 | 0 | 0 | 0 | 0 | 0
DemandResponse | 0 | 0 | 0 | 0 | 0 | 0
IGCC-CCS | 0 | 0 | 0 | 0 | 0 | 0
WT_off | 0 | 0 | 0 | 0 | 0 | 0
PseudoUnit | 0 | 0 | 0 | 0 | 0 | 0
FixedInterchange | 0 | 0 | 0 | 0 | 0 | 0
Emission Cost by Reporting Type: HQ_IESO
ReportingType | 2015 | 2020 | 2025 | 2030 | 2035 | 2040
BM | 0 | 0 | 0 | 0 | 0 | 0
CC | 0 | 0 | 0 | 0 | 0 | 0
CSP | 0 | 0 | 0 | 0 | 0 | 0
CT | 0 | 0 | 0 | 0 | 0 | 0
Coal | 0 | 0 | 0 | 0 | 0 | 0
Geo | 0 | 0 | 0 | 0 | 0 | 0
H | 0 | 0 | 0 | 0 | 0 | 0
LFG | 0 | 0 | 0 | 0 | 0 | 0
Nuc | 0 | 0 | 0 | 0 | 0 | 0
PS | 0 | 0 | 0 | 0 | 0 | 0
PV | 0 | 0 | 0 | 0 | 0 | 0
PeakG | 0 | 0 | 0 | 0 | 0 | 0
PeakO | 0 | 0 | 0 | 0 | 0 | 0
ST | 0 | 0 | 0 | 0 | 0 | 0
STOG | 0 | 0 | 0 | 0 | 0 | 0
STWD | 0 | 0 | 0 | 0 | 0 | 0
WT | 0 | 0 | 0 | 0 | 0 | 0
IGCC | 0 | 0 | 0 | 0 | 0 | 0
DemandResponse | 0 | 0 | 0 | 0 | 0 | 0
IGCC-CCS | 0 | 0 | 0 | 0 | 0 | 0
WT_off | 0 | 0 | 0 | 0 | 0 | 0
PseudoUnit | 0 | 0 | 0 | 0 | 0 | 0
FixedInterchange | 0 | 0 | 0 | 0 | 0 | 0
Emission Cost by Reporting Type: HQ_NEISO
ReportingType | 2015 | 2020 | 2025 | 2030 | 2035 | 2040
BM | 0 | 0 | 0 | 0 | 0 | 0
CC | 0 | 0 | 0 | 0 | 0 | 0
CSP | 0 | 0 | 0 | 0 | 0 | 0
CT | 0 | 0 | 0 | 0 | 0 | 0
Coal | 0 | 0 | 0 | 0 | 0 | 0
Geo | 0 | 0 | 0 | 0 | 0 | 0
H | 0 | 0 | 0 | 0 | 0 | 0
LFG | 0 | 0 | 0 | 0 | 0 | 0
Nuc | 0 | 0 | 0 | 0 | 0 | 0
PS | 0 | 0 | 0 | 0 | 0 | 0
PV | 0 | 0 | 0 | 0 | 0 | 0
PeakG | 0 | 0 | 0 | 0 | 0 | 0
PeakO | 0 | 0 | 0 | 0 | 0 | 0
ST | 0 | 0 | 0 | 0 | 0 | 0
STOG | 0 | 0 | 0 | 0 | 0 | 0
STWD | 0 | 0 | 0 | 0 | 0 | 0
WT | 0 | 0 | 0 | 0 | 0 | 0
IGCC | 0 | 0 | 0 | 0 | 0 | 0
DemandResponse | 0 | 0 | 0 | 0 | 0 | 0
IGCC-CCS | 0 | 0 | 0 | 0 | 0 | 0
WT_off | 0 | 0 | 0 | 0 | 0 | 0
PseudoUnit | 0 | 0 | 0 | 0 | 0 | 0
FixedInterchange | 0 | 0 | 0 | 0 | 0 | 0
Emission Cost by Reporting Type: HQ_NY
ReportingType | 2015 | 2020 | 2025 | 2030 | 2035 | 2040
BM | 0 | 0 | 0 | 0 | 0 | 0
CC | 0 | 0 | 0 | 0 | 0 | 0
CSP | 0 | 0 | 0 | 0 | 0 | 0
CT | 0 | 0 | 0 | 0 | 0 | 0
Coal | 0 | 0 | 0 | 0 | 0 | 0
Geo | 0 | 0 | 0 | 0 | 0 | 0
H | 0 | 0 | 0 | 0 | 0 | 0
LFG | 0 | 0 | 0 | 0 | 0 | 0
Nuc | 0 | 0 | 0 | 0 | 0 | 0
PS | 0 | 0 | 0 | 0 | 0 | 0
PV | 0 | 0 | 0 | 0 | 0 | 0
PeakG | 0 | 0 | 0 | 0 | 0 | 0
PeakO | 0 | 0 | 0 | 0 | 0 | 0
ST | 0 | 0 | 0 | 0 | 0 | 0
STOG | 0 | 0 | 0 | 0 | 0 | 0
STWD | 0 | 0 | 0 | 0 | 0 | 0
WT | 0 | 0 | 0 | 0 | 0 | 0
IGCC | 0 | 0 | 0 | 0 | 0 | 0
DemandResponse | 0 | 0 | 0 | 0 | 0 | 0
IGCC-CCS | 0 | 0 | 0 | 0 | 0 | 0
WT_off | 0 | 0 | 0 | 0 | 0 | 0
PseudoUnit | 0 | 0 | 0 | 0 | 0 | 0
FixedInterchange | 0 | 0 | 0 | 0 | 0 | 0
Emission Cost by Reporting Type: MARITIMES
ReportingType | 2015 | 2020 | 2025 | 2030 | 2035 | 2040
BM | 0 | 0 | 0 | 0 | 0 | 0
CC | 0 | 0 | 0 | 0 | 0 | 0
CSP | 0 | 0 | 0 | 0 | 0 | 0
CT | 0 | 0 | 0 | 0 | 0 | 0
Coal | 0 | 0 | 0 | 0 | 0 | 0
Geo | 0 | 0 | 0 | 0 | 0 | 0
H | 0 | 0 | 0 | 0 | 0 | 0
LFG | 0 | 0 | 0 | 0 | 0 | 0
Nuc | 0 | 0 | 0 | 0 | 0 | 0
PS | 0 | 0 | 0 | 0 | 0 | 0
PV | 0 | 0 | 0 | 0 | 0 | 0
PeakG | 0 | 0 | 0 | 0 | 0 | 0
PeakO | 0 | 0 | 0 | 0 | 0 | 0
ST | 0 | 0 | 0 | 0 | 0 | 0
STOG | 0 | 0 | 0 | 0 | 0 | 0
STWD | 0 | 0 | 0 | 0 | 0 | 0
WT | 0 | 0 | 0 | 0 | 0 | 0
IGCC | 0 | 0 | 0 | 0 | 0 | 0
DemandResponse | 0 | 0 | 0 | 0 | 0 | 0
IGCC-CCS | 0 | 0 | 0 | 0 | 0 | 0
WT_off | 0 | 0 | 0 | 0 | 0 | 0
PseudoUnit | 0 | 0 | 0 | 0 | 0 | 0
FixedInterchange | 0 | 0 | 0 | 0 | 0 | 0
Emission Cost by Reporting Type: All
ReportingType | 2015 | 2020 | 2025 | 2030 | 2035 | 2040
BM | 0 | 0 | 0 | 0 | 0 | 0
CC | 88.32 | 112.61 | 120.62 | 126.08 | 165.05 | 195.51
CSP | 0 | 0 | 0 | 0 | 0 | 0
CT | 0 | 0.01 | 0.02 | 0.06 | 0.21 | 0.35
Coal | 17.69 | 30.92 | 32.79 | 38.09 | 39.85 | 41.08
Geo | 0 | 0 | 0 | 0 | 0 | 0
H | 0 | 0 | 0 | 0 | 0 | 0
LFG | 0 | 0 | 0 | 0 | 0 | 0
Nuc | 0 | 0 | 0 | 0 | 0 | 0
PS | 0 | 0 | 0 | 0 | 0 | 0
PV | 0 | 0 | 0 | 0 | 0 | 0
PeakG | 0.08 | 0.39 | 0.9 | 0.91 | 1.91 | 1.05
PeakO | 0 | 0 | 0 | 0 | 0 | 0
ST | 0 | 0 | 0 | 0 | 0 | 0
STOG | 1.42 | 3.14 | 4.06 | 4.17 | 5.01 | 5.28
STWD | 0 | 0 | 0 | 0 | 0 | 0
WT | 0 | 0 | 0 | 0 | 0 | 0
IGCC | 0 | 0 | 0 | 0 | 0 | 0
DemandResponse | 0 | 0 | 0 | 0 | 0 | 0
IGCC-CCS | 0 | 0 | 0 | 0 | 0 | 0
WT_off | 0 | 0 | 0 | 0 | 0 | 0
PseudoUnit | 0 | 0 | 0 | 0 | 0 | 0
FixedInterchange | 0 | 0 | 0 | 0 | 0 | 0
Emission Cost by Reporting Type: EI_US
ReportingType | 2015 | 2020 | 2025 | 2030 | 2035 | 2040
BM | 0 | 0 | 0 | 0 | 0 | 0
CC | 88.32 | 112.61 | 120.62 | 126.08 | 165.05 | 195.51
CSP | 0 | 0 | 0 | 0 | 0 | 0
CT | 0 | 0.01 | 0.02 | 0.06 | 0.21 | 0.35
Coal | 17.69 | 30.92 | 32.79 | 38.09 | 39.85 | 41.08
Geo | 0 | 0 | 0 | 0 | 0 | 0
H | 0 | 0 | 0 | 0 | 0 | 0
LFG | 0 | 0 | 0 | 0 | 0 | 0
Nuc | 0 | 0 | 0 | 0 | 0 | 0
PS | 0 | 0 | 0 | 0 | 0 | 0
PV | 0 | 0 | 0 | 0 | 0 | 0
PeakG | 0.08 | 0.39 | 0.9 | 0.91 | 1.91 | 1.05
PeakO | 0 | 0 | 0 | 0 | 0 | 0
ST | 0 | 0 | 0 | 0 | 0 | 0
STOG | 1.42 | 3.14 | 4.06 | 4.17 | 5.01 | 5.28
STWD | 0 | 0 | 0 | 0 | 0 | 0
WT | 0 | 0 | 0 | 0 | 0 | 0
IGCC | 0 | 0 | 0 | 0 | 0 | 0
DemandResponse | 0 | 0 | 0 | 0 | 0 | 0
IGCC-CCS | 0 | 0 | 0 | 0 | 0 | 0
WT_off | 0 | 0 | 0 | 0 | 0 | 0
PseudoUnit | 0 | 0 | 0 | 0 | 0 | 0
FixedInterchange | 0 | 0 | 0 | 0 | 0 | 0
Emission Cost by Reporting Type: EI_Canada
ReportingType | 2015 | 2020 | 2025 | 2030 | 2035 | 2040
BM | 0 | 0 | 0 | 0 | 0 | 0
CC | 0 | 0 | 0 | 0 | 0 | 0
CSP | 0 | 0 | 0 | 0 | 0 | 0
CT | 0 | 0 | 0 | 0 | 0 | 0
Coal | 0 | 0 | 0 | 0 | 0 | 0
Geo | 0 | 0 | 0 | 0 | 0 | 0
H | 0 | 0 | 0 | 0 | 0 | 0
LFG | 0 | 0 | 0 | 0 | 0 | 0
Nuc | 0 | 0 | 0 | 0 | 0 | 0
PS | 0 | 0 | 0 | 0 | 0 | 0
PV | 0 | 0 | 0 | 0 | 0 | 0
PeakG | 0 | 0 | 0 | 0 | 0 | 0
PeakO | 0 | 0 | 0 | 0 | 0 | 0
ST | 0 | 0 | 0 | 0 | 0 | 0
STOG | 0 | 0 | 0 | 0 | 0 | 0
STWD | 0 | 0 | 0 | 0 | 0 | 0
WT | 0 | 0 | 0 | 0 | 0 | 0
IGCC | 0 | 0 | 0 | 0 | 0 | 0
DemandResponse | 0 | 0 | 0 | 0 | 0 | 0
IGCC-CCS | 0 | 0 | 0 | 0 | 0 | 0
WT_off | 0 | 0 | 0 | 0 | 0 | 0
PseudoUnit | 0 | 0 | 0 | 0 | 0 | 0
FixedInterchange | 0 | 0 | 0 | 0 | 0 | 0
Emission Cost by Reporting Type: EI
ReportingType | 2015 | 2020 | 2025 | 2030 | 2035 | 2040
BM | 0 | 0 | 0 | 0 | 0 | 0
CC | 88.32 | 112.61 | 120.62 | 126.08 | 165.05 | 195.51
CSP | 0 | 0 | 0 | 0 | 0 | 0
CT | 0 | 0.01 | 0.02 | 0.06 | 0.21 | 0.35
Coal | 17.69 | 30.92 | 32.79 | 38.09 | 39.85 | 41.08
Geo | 0 | 0 | 0 | 0 | 0 | 0
H | 0 | 0 | 0 | 0 | 0 | 0
LFG | 0 | 0 | 0 | 0 | 0 | 0
Nuc | 0 | 0 | 0 | 0 | 0 | 0
PS | 0 | 0 | 0 | 0 | 0 | 0
PV | 0 | 0 | 0 | 0 | 0 | 0
PeakG | 0.08 | 0.39 | 0.9 | 0.91 | 1.91 | 1.05
PeakO | 0 | 0 | 0 | 0 | 0 | 0
ST | 0 | 0 | 0 | 0 | 0 | 0
STOG | 1.42 | 3.14 | 4.06 | 4.17 | 5.01 | 5.28
STWD | 0 | 0 | 0 | 0 | 0 | 0
WT | 0 | 0 | 0 | 0 | 0 | 0
IGCC | 0 | 0 | 0 | 0 | 0 | 0
DemandResponse | 0 | 0 | 0 | 0 | 0 | 0
IGCC-CCS | 0 | 0 | 0 | 0 | 0 | 0
WT_off | 0 | 0 | 0 | 0 | 0 | 0
PseudoUnit | 0 | 0 | 0 | 0 | 0 | 0
FixedInterchange | 0 | 0 | 0 | 0 | 0 | 0
Emission Cost by Reporting Type: Outside_EI
ReportingType | 2015 | 2020 | 2025 | 2030 | 2035 | 2040
BM | 0 | 0 | 0 | 0 | 0 | 0
CC | 0 | 0 | 0 | 0 | 0 | 0
CSP | 0 | 0 | 0 | 0 | 0 | 0
CT | 0 | 0 | 0 | 0 | 0 | 0
Coal | 0 | 0 | 0 | 0 | 0 | 0
Geo | 0 | 0 | 0 | 0 | 0 | 0
H | 0 | 0 | 0 | 0 | 0 | 0
LFG | 0 | 0 | 0 | 0 | 0 | 0
Nuc | 0 | 0 | 0 | 0 | 0 | 0
PS | 0 | 0 | 0 | 0 | 0 | 0
PV | 0 | 0 | 0 | 0 | 0 | 0
PeakG | 0 | 0 | 0 | 0 | 0 | 0
PeakO | 0 | 0 | 0 | 0 | 0 | 0
ST | 0 | 0 | 0 | 0 | 0 | 0
STOG | 0 | 0 | 0 | 0 | 0 | 0
STWD | 0 | 0 | 0 | 0 | 0 | 0
WT | 0 | 0 | 0 | 0 | 0 | 0
IGCC | 0 | 0 | 0 | 0 | 0 | 0
DemandResponse | 0 | 0 | 0 | 0 | 0 | 0
IGCC-CCS | 0 | 0 | 0 | 0 | 0 | 0
WT_off | 0 | 0 | 0 | 0 | 0 | 0
PseudoUnit | 0 | 0 | 0 | 0 | 0 | 0
FixedInterchange | 0 | 0 | 0 | 0 | 0 | 0
#8 | 0.05: Base VOM Costs ($million)
Base VOM Costs by Reporting Type: Entergy
ReportingType | 2015 | 2020 | 2025 | 2030 | 2035 | 2040
BM | 0 | 0 | 0 | 0 | 0 | 0
CC | 172.3 | 232.4 | 217.4 | 230.73 | 271.99 | 303.93
CSP | 0 | 0 | 0 | 0 | 0 | 0
CT | 0 | 0 | 0 | 0 | 0 | 0
Coal | 232.77 | 200.8 | 241.92 | 252.94 | 252.94 | 252.94
Geo | 0 | 0 | 0 | 0 | 0 | 0
H | 0 | 0 | 0 | 0 | 0 | 0
LFG | 0 | 0 | 0.01 | 0.01 | 0.01 | 0.01
Nuc | 100.26 | 100.26 | 100.26 | 100.26 | 84.69 | 66.26
PS | 0 | 0 | 0 | 0 | 0 | 0
PV | 0 | 0 | 0 | 0 | 0 | 0
PeakG | 0 | 0.04 | 0.81 | 0.42 | 0.33 | 0.37
PeakO | 0 | 0 | 0 | 0 | 0 | 0
ST | 0 | 0 | 0 | 0 | 0 | 0
STOG | 2.19 | 2.59 | 2.22 | 2.22 | 2.22 | 2.22
STWD | 0 | 0 | 0 | 0 | 0.02 | 0.19
WT | 0 | 0 | 0 | 0 | 0 | 0
IGCC | 0 | 0 | 0 | 0 | 0 | 0
DemandResponse | 0 | 0 | 0 | 0 | 0 | 0
IGCC-CCS | 0 | 0 | 0 | 0 | 0 | 0
WT_off | 0 | 0 | 0 | 0 | 0 | 0
PseudoUnit | 0 | 0 | 0 | 0 | 0 | 0
FixedInterchange | 0 | 0 | 0 | 0 | 0 | 0
Base VOM Costs by Reporting Type: FRCC
ReportingType | 2015 | 2020 | 2025 | 2030 | 2035 | 2040
BM | 0 | 0 | 0 | 0 | 0 | 0
CC | 372.16 | 462.69 | 506.32 | 581.42 | 702.16 | 828.61
CSP | 0 | 0 | 0 | 0 | 0 | 0
CT | 8.3 | 9.95 | 9.96 | 9.95 | 8.9 | 7.28
Coal | 204.82 | 218.07 | 243.66 | 247.15 | 252.59 | 252.59
Geo | 0 | 0 | 0 | 0 | 0 | 0
H | 0 | 0 | 0 | 0 | 0 | 0
LFG | 0.04 | 0.06 | 0.06 | 0.06 | 0.06 | 0.06
Nuc | 76.4 | 76.4 | 76.4 | 76.4 | 46.53 | 15.51
PS | 0 | 0 | 0 | 0 | 0 | 0
PV | 0 | 0 | 0 | 0 | 0 | 0
PeakG | 3.68 | 3.78 | 6.19 | 4.25 | 3.35 | 2.52
PeakO | 0 | 0 | 0 | 0 | 0 | 0
ST | 0 | 0 | 0 | 0 | 0 | 0
STOG | 7.25 | 6.29 | 6.31 | 6.15 | 5.61 | 3.75
STWD | 0 | 0.19 | 0.31 | 0.31 | 0.31 | 0.48
WT | 0 | 0 | 0 | 0 | 0 | 0
IGCC | 0 | 0 | 0 | 0 | 0 | 0
DemandResponse | 0 | 0 | 0 | 0 | 0 | 0
IGCC-CCS | 0 | 0 | 0 | 0 | 0 | 0
WT_off | 0 | 0 | 0 | 0 | 0 | 0
PseudoUnit | 0 | 0 | 0 | 0 | 0 | 0
FixedInterchange | 0 | 0 | 0 | 0 | 0 | 0
Base VOM Costs by Reporting Type: MAPP_US
ReportingType | 2015 | 2020 | 2025 | 2030 | 2035 | 2040
BM | 0 | 0 | 0 | 0 | 0 | 0
CC | 0.48 | 0.61 | 0.79 | 0.91 | 0.66 | 0.61
CSP | 0 | 0 | 0 | 0 | 0 | 0
CT | 0 | 0 | 0.03 | 0.14 | 0.05 | 0.05
Coal | 76.38 | 86.35 | 87.62 | 88.85 | 97.89 | 107.29
Geo | 0 | 0 | 0 | 0 | 0 | 0
H | 0 | 0 | 0 | 0 | 0 | 0
LFG | 0 | 0 | 0 | 0.01 | 0.01 | 0.01
Nuc | 0 | 0 | 0 | 0 | 0 | 0
PS | 0 | 0 | 0 | 0 | 0 | 0
PV | 0 | 0 | 0 | 0 | 0 | 0
PeakG | 0.26 | 0.75 | 1.27 | 1.65 | 0.9 | 1.11
PeakO | 0 | 0 | 0 | 0 | 0 | 0
ST | 0 | 0 | 0 | 0 | 0 | 0
STOG | 0 | 0 | 0 | 0 | 0 | 0
STWD | 0 | 0 | 0 | 0 | 0 | 0
WT | 0.07 | 0.07 | 0.07 | 0.07 | 0.07 | 0.07
IGCC | 0 | 0 | 0 | 0 | 0 | 0
DemandResponse | 0 | 0 | 0 | 0 | 0 | 0
IGCC-CCS | 0 | 0 | 0 | 0 | 0 | 0
WT_off | 0 | 0 | 0 | 0 | 0 | 0
PseudoUnit | 0 | 0 | 0 | 0 | 0 | 0
FixedInterchange | 0 | 0 | 0 | 0 | 0 | 0
Base VOM Costs by Reporting Type: MISO_IN
ReportingType | 2015 | 2020 | 2025 | 2030 | 2035 | 2040
BM | 0 | 0 | 0 | 0 | 0 | 0
CC | 10.3 | 83.64 | 100.28 | 131.48 | 165.13 | 166.24
CSP | 0 | 0 | 0 | 0 | 0 | 0
CT | 0 | 0 | 0 | 0 | 0 | 0
Coal | 317.14 | 363.83 | 386.34 | 393.52 | 406.61 | 413.51
Geo | 0 | 0 | 0 | 0 | 0 | 0
H | 0 | 0 | 0 | 0 | 0 | 0
LFG | 0 | 0 | 0.01 | 0.01 | 0.01 | 0.01
Nuc | 0 | 0 | 0 | 0 | 0 | 0
PS | 0 | 0 | 0 | 0 | 0 | 0
PV | 0 | 0 | 0 | 0 | 0 | 0
PeakG | 0.17 | 0.21 | 0.75 | 0.75 | 0.77 | 0.75
PeakO | 0 | 0 | 0 | 0 | 0 | 0
ST | 0 | 0 | 0 | 0 | 0 | 0
STOG | 0.13 | 0.13 | 0.13 | 0.13 | 0.23 | 0.13
STWD | 0 | 0 | 0 | 0 | 0 | 0
WT | 0.02 | 0.02 | 0.02 | 0.02 | 0.02 | 0.02
IGCC | 30.43 | 30.43 | 30.43 | 30.43 | 30.43 | 30.43
DemandResponse | 0 | 0 | 0 | 0 | 0 | 0
IGCC-CCS | 0 | 0 | 0 | 0 | 0 | 0
WT_off | 0 | 0 | 0 | 0 | 0 | 0
PseudoUnit | 0 | 0 | 0 | 0 | 0 | 0
FixedInterchange | 0 | 0 | 0 | 0 | 0 | 0
Base VOM Costs by Reporting Type: MISO_MI
ReportingType | 2015 | 2020 | 2025 | 2030 | 2035 | 2040
BM | 0 | 0 | 0 | 0 | 0 | 0
CC | 38.08 | 33.73 | 29.55 | 21.65 | 23.66 | 19.84
CSP | 0 | 0 | 0 | 0 | 0 | 0
CT | 0 | 0 | 0 | 0 | 0 | 0
Coal | 206.47 | 190.62 | 209.91 | 219.73 | 223.06 | 225.18
Geo | 0 | 0 | 0 | 0 | 0 | 0
H | 0 | 0 | 0 | 0 | 0 | 0
LFG | 0.01 | 0.01 | 0.03 | 0.03 | 0.03 | 0.03
Nuc | 34.93 | 34.93 | 34.93 | 34.93 | 20.54 | 20.54
PS | 0 | 0 | 0 | 0 | 0 | 0
PV | 0 | 0 | 0 | 0 | 0 | 0
PeakG | 0.17 | 0.35 | 0.87 | 0.89 | 0.89 | 0.89
PeakO | 0 | 0 | 0 | 0 | 0 | 0
ST | 0 | 0 | 0 | 0 | 0 | 0
STOG | 0.79 | 1.28 | 1.28 | 1.35 | 1.29 | 1.29
STWD | 0 | 0 | 0 | 0 | 0.15 | 0.16
WT | 0.06 | 0.06 | 0.06 | 0.06 | 0.01 | 0.01
IGCC | 0 | 0 | 0 | 0 | 0 | 0
DemandResponse | 0 | 0 | 0 | 0 | 0 | 0
IGCC-CCS | 0 | 0 | 0 | 0 | 0 | 0
WT_off | 0 | 0 | 0 | 0 | 0 | 0
PseudoUnit | 0 | 0 | 0 | 0 | 0 | 0
FixedInterchange | 0 | 0 | 0 | 0 | 0 | 0
Base VOM Costs by Reporting Type: MISO_MO-IL
ReportingType | 2015 | 2020 | 2025 | 2030 | 2035 | 2040
BM | 0 | 0 | 0 | 0 | 0 | 0
CC | 7.39 | 11.27 | 6.13 | 5.81 | 5.81 | 4.41
CSP | 0 | 0 | 0 | 0 | 0 | 0
CT | 0 | 0 | 0 | 0 | 0 | 0
Coal | 391.94 | 345.8 | 383.02 | 406.36 | 422.94 | 422.94
Geo | 0 | 0 | 0 | 0 | 0 | 0
H | 0 | 0 | 0 | 0 | 0 | 0
LFG | 0 | 0 | 0 | 0.02 | 0.02 | 0.02
Nuc | 41.29 | 41.29 | 41.29 | 41.29 | 41.29 | 41.29
PS | 0 | 0 | 0 | 0 | 0 | 0
PV | 0 | 0 | 0 | 0 | 0 | 0
PeakG | 1.32 | 1.48 | 1.49 | 1.27 | 3.69 | 4.37
PeakO | 0 | 0 | 0 | 0 | 0 | 0
ST | 0 | 0 | 0 | 0 | 0 | 0
STOG | 0.26 | 0.2 | 0.17 | 0.14 | 0.14 | 0.04
STWD | 0 | 0 | 0 | 0 | 0 | 0
WT | 0.02 | 0.02 | 0.02 | 0.02 | 0.02 | 0.02
IGCC | 0 | 0 | 0 | 0 | 0 | 0
DemandResponse | 0 | 0 | 0 | 0 | 0 | 0
IGCC-CCS | 0 | 0 | 0 | 0 | 0 | 0
WT_off | 0 | 0 | 0 | 0 | 0 | 0
PseudoUnit | 0 | 0 | 0 | 0 | 0 | 0
FixedInterchange | 0 | 0 | 0 | 0 | 0 | 0
Base VOM Costs by Reporting Type: MISO_W
ReportingType | 2015 | 2020 | 2025 | 2030 | 2035 | 2040
BM | 0 | 0 | 0 | 0 | 0 | 0
CC | 28.12 | 23.63 | 20.26 | 21.72 | 15.57 | 7.52
CSP | 0 | 0 | 0 | 0 | 0 | 0
CT | 0 | 0 | 0 | 0 | 0 | 0
Coal | 334.29 | 340.67 | 349.87 | 352.24 | 492.4 | 645.3
Geo | 0 | 0 | 0 | 0 | 0 | 0
H | 0 | 0 | 0 | 0 | 0 | 0
LFG | 0.02 | 0.02 | 0.02 | 0.02 | 0.02 | 0.02
Nuc | 43.67 | 43.67 | 43.67 | 43.67 | 0 | 0
PS | 0 | 0 | 0 | 0 | 0 | 0
PV | 0 | 0 | 0 | 0 | 0 | 0
PeakG | 3.31 | 2.72 | 4.46 | 6.8 | 3.33 | 1.07
PeakO | 0 | 0 | 0 | 0 | 0 | 0
ST | 0 | 0 | 0 | 0 | 0 | 0
STOG | 0.06 | 0.02 | 0.03 | 0.01 | 0.01 | 0
STWD | 0 | 0 | 0.01 | 0.1 | 0.3 | 0.3
WT | 0.32 | 0.32 | 0.32 | 0.32 | 0.32 | 0.32
IGCC | 0 | 0 | 0 | 0 | 0 | 0
DemandResponse | 0 | 0 | 0 | 0 | 0 | 0
IGCC-CCS | 0 | 0 | 0 | 0 | 0 | 0
WT_off | 0 | 0 | 0 | 0 | 0 | 0
PseudoUnit | 0 | 0 | 0 | 0 | 0 | 0
FixedInterchange | 0 | 0 | 0 | 0 | 0 | 0
Base VOM Costs by Reporting Type: MISO_WUMS
ReportingType | 2015 | 2020 | 2025 | 2030 | 2035 | 2040
BM | 0 | 0 | 0 | 0 | 0 | 0
CC | 41.64 | 137.39 | 133.37 | 120.78 | 130.13 | 118.6
CSP | 0 | 0 | 0 | 0 | 0 | 0
CT | 0 | 0.41 | 0.62 | 1.37 | 5.86 | 9.16
Coal | 88.91 | 99.61 | 120.45 | 136.33 | 145.85 | 145.85
Geo | 0 | 0 | 0 | 0 | 0 | 0
H | 0 | 0 | 0 | 0 | 0 | 0
LFG | 0.01 | 0.01 | 0.03 | 0.03 | 0.03 | 0.03
Nuc | 33.6 | 33.6 | 33.6 | 33.6 | 0 | 0
PS | 0 | 0 | 0 | 0 | 0 | 0
PV | 0 | 0 | 0 | 0 | 0 | 0
PeakG | 0.4 | 0.47 | 0.5 | 0.02 | 0 | 0
PeakO | 0 | 0 | 0 | 0 | 0 | 0
ST | 0 | 0 | 0 | 0 | 0 | 0
STOG | 0.02 | 0 | 0 | 0 | 0 | 0
STWD | 0 | 0 | 0 | 0 | 0 | 0.01
WT | 0.05 | 0.05 | 0.05 | 0.05 | 0.05 | 0.05
IGCC | 0 | 0 | 0 | 0 | 0 | 0
DemandResponse | 0 | 0 | 0 | 0 | 0 | 0
IGCC-CCS | 0 | 0 | 0 | 0 | 0 | 0
WT_off | 0 | 0 | 0 | 0 | 0 | 0
PseudoUnit | 0 | 0 | 0 | 0 | 0 | 0
FixedInterchange | 0 | 0 | 0 | 0 | 0 | 0
Base VOM Costs by Reporting Type: Nebraska
ReportingType | 2015 | 2020 | 2025 | 2030 | 2035 | 2040
BM | 0 | 0 | 0 | 0 | 0 | 0
CC | 1.56 | 1.75 | 1.56 | 1.56 | 1.14 | 0.85
CSP | 0 | 0 | 0 | 0 | 0 | 0
CT | 0 | 0 | 0 | 0 | 0 | 0
Coal | 117.38 | 127.61 | 127.61 | 127.61 | 206.26 | 208.94
Geo | 0 | 0 | 0 | 0 | 0 | 0
H | 0 | 0 | 0 | 0 | 0 | 0
LFG | 0 | 0 | 0.01 | 0.01 | 0.01 | 0.01
Nuc | 23.15 | 23.15 | 23.15 | 23.15 | 0 | 0
PS | 0 | 0 | 0 | 0 | 0 | 0
PV | 0 | 0 | 0 | 0 | 0 | 0
PeakG | 0.64 | 0.76 | 1.4 | 2.18 | 1.59 | 1.49
PeakO | 0 | 0 | 0 | 0 | 0 | 0
ST | 0 | 0 | 0 | 0 | 0 | 0
STOG | 0 | 0 | 0 | 0 | 0 | 0
STWD | 0 | 0 | 0 | 0 | 0 | 0
WT | 0.01 | 0.01 | 0.01 | 0.01 | 0.01 | 0.01
IGCC | 0 | 0 | 0 | 0 | 0 | 0
DemandResponse | 0 | 0 | 0 | 0 | 0 | 0
IGCC-CCS | 0 | 0 | 0 | 0 | 0 | 0
WT_off | 0 | 0 | 0 | 0 | 0 | 0
PseudoUnit | 0 | 0 | 0 | 0 | 0 | 0
FixedInterchange | 0 | 0 | 0 | 0 | 0 | 0
Base VOM Costs by Reporting Type: NEISO
ReportingType | 2015 | 2020 | 2025 | 2030 | 2035 | 2040
BM | 0 | 0.01 | 0.01 | 0.01 | 0.04 | 0.04
CC | 138.61 | 132.47 | 140.65 | 151.24 | 179.4 | 195.2
CSP | 0 | 0 | 0 | 0 | 0 | 0
CT | 0.03 | 0.11 | 0.11 | 0.11 | 0.57 | 1.29
Coal | 0.12 | 0 | 0 | 0 | 0 | 0
Geo | 0 | 0 | 0 | 0 | 0 | 0
H | 0 | 0 | 0 | 0 | 0 | 0
LFG | 0.05 | 0.05 | 0.05 | 0.06 | 0.06 | 0.06
Nuc | 85.9 | 85.9 | 85.9 | 85.9 | 62.06 | 45.84
PS | 0 | 0 | 0 | 0 | 0 | 0
PV | 0 | 0 | 0 | 0 | 0 | 0
PeakG | 0.2 | 0.32 | 0.32 | 0.32 | 1.01 | 0.85
PeakO | 0 | 0 | 0 | 0 | 0 | 0
ST | 0 | 0 | 0 | 0 | 0 | 0
STOG | 0 | 0 | 0 | 0 | 0 | 0
STWD | 0 | 0 | 0 | 0 | 0 | 0
WT | 0.01 | 0.01 | 0.01 | 0.01 | 0.01 | 0.01
IGCC | 0 | 0 | 0 | 0 | 0 | 0
DemandResponse | 0 | 0 | 0 | 0 | 0 | 0
IGCC-CCS | 0 | 0 | 0 | 0 | 0 | 0
WT_off | 0.02 | 0.02 | 0.02 | 0.02 | 0 | 0
PseudoUnit | 0 | 0 | 0 | 0 | 0 | 0
FixedInterchange | 0 | 0 | 0 | 0 | 0 | 0
Base VOM Costs by Reporting Type: NonRTO_Midwest
ReportingType | 2015 | 2020 | 2025 | 2030 | 2035 | 2040
BM | 0 | 0 | 0 | 0 | 0 | 0
CC | 0 | 7.85 | 6.21 | 9.13 | 10.59 | 13.72
CSP | 0 | 0 | 0 | 0 | 0 | 0
CT | 0 | 0.35 | 0.35 | 0.74 | 0.87 | 1.32
Coal | 232.2 | 264.17 | 269.37 | 274.96 | 283.19 | 290.81
Geo | 0 | 0 | 0 | 0 | 0 | 0
H | 0 | 0 | 0 | 0 | 0 | 0
LFG | 0 | 0.01 | 0.01 | 0.01 | 0.01 | 0.01
Nuc | 0 | 0 | 0 | 0 | 0 | 0
PS | 0 | 0 | 0 | 0 | 0 | 0
PV | 0 | 0 | 0 | 0 | 0 | 0
PeakG | 1.29 | 1.59 | 1.85 | 1.8 | 2.75 | 2.93
PeakO | 0 | 0 | 0 | 0 | 0 | 0
ST | 0 | 0 | 0 | 0 | 0 | 0
STOG | 0 | 0 | 0 | 0 | 0 | 0
STWD | 0 | 0 | 0 | 0 | 0 | 0
WT | 0 | 0 | 0 | 0 | 0 | 0
IGCC | 0 | 0 | 0 | 0 | 0 | 0
DemandResponse | 0 | 0 | 0 | 0 | 0 | 0
IGCC-CCS | 0 | 0 | 0 | 0 | 0 | 0
WT_off | 0 | 0 | 0 | 0 | 0 | 0
PseudoUnit | 0 | 0 | 0 | 0 | 0 | 0
FixedInterchange | 0 | 0 | 0 | 0 | 0 | 0
Base VOM Costs by Reporting Type: NYISO_A-F
ReportingType | 2015 | 2020 | 2025 | 2030 | 2035 | 2040
BM | 0 | 0 | 0 | 0 | 0 | 0
CC | 21.8 | 29.43 | 32.21 | 34.2 | 42.73 | 42.71
CSP | 0 | 0 | 0 | 0 | 0 | 0
CT | 0 | 0 | 0 | 0 | 0 | 0
Coal | 0 | 0 | 0 | 0 | 0 | 0
Geo | 0 | 0 | 0 | 0 | 0 | 0
H | 0 | 0 | 0 | 0 | 0 | 0
LFG | 0.02 | 0.02 | 0.02 | 0.02 | 0.02 | 0.02
Nuc | 62.23 | 62.23 | 62.23 | 50.74 | 40 | 24.24
PS | 0 | 0 | 0 | 0 | 0 | 0
PV | 0 | 0 | 0 | 0 | 0 | 0
PeakG | 0 | 0.02 | 0.05 | 0.05 | 0.21 | 0.21
PeakO | 0 | 0 | 0 | 0 | 0 | 0
ST | 0 | 0 | 0 | 0 | 0 | 0
STOG | 0 | 0 | 0 | 0 | 0 | 0
STWD | 0 | 0 | 0 | 0 | 0.01 | 0.01
WT | 0.11 | 0.13 | 0.13 | 0.13 | 0.08 | 0.06
IGCC | 0 | 0 | 0 | 0 | 0 | 0
DemandResponse | 0 | 0 | 0 | 0 | 0 | 0
IGCC-CCS | 0 | 0 | 0 | 0 | 0 | 0
WT_off | 0 | 0 | 0 | 0 | 0 | 0
PseudoUnit | 0 | 0 | 0 | 0 | 0 | 0
FixedInterchange | 0 | 0 | 0 | 0 | 0 | 0
Base VOM Costs by Reporting Type: NYISO_G-I
ReportingType | 2015 | 2020 | 2025 | 2030 | 2035 | 2040
BM | 0 | 0 | 0 | 0 | 0 | 0
CC | 16.07 | 20.69 | 38.75 | 62.95 | 151.03 | 230.24
CSP | 0 | 0 | 0 | 0 | 0 | 0
CT | 0 | 0 | 0 | 0 | 0 | 0
Coal | 0 | 0 | 0 | 0 | 0 | 0
Geo | 0 | 0 | 0 | 0 | 0 | 0
H | 0 | 0 | 0 | 0 | 0 | 0
LFG | 0.01 | 0.01 | 0.01 | 0.01 | 0.01 | 0.01
Nuc | 37.82 | 37.82 | 37.82 | 37.82 | 18.96 | 0.01
PS | 0 | 0 | 0 | 0 | 0 | 0
PV | 0 | 0 | 0 | 0 | 0 | 0
PeakG | 0 | 0.01 | 0.01 | 0.01 | 0.01 | 0.01
PeakO | 0 | 0 | 0 | 0 | 0 | 0
ST | 0 | 0 | 0 | 0 | 0 | 0
STOG | 0 | 0 | 0 | 0 | 0 | 0
STWD | 0 | 0 | 0 | 0 | 0 | 0
WT | 0 | 0 | 0 | 0 | 0 | 0
IGCC | 0 | 0 | 0 | 0 | 0 | 0
DemandResponse | 0 | 0 | 0 | 0 | 0 | 0
IGCC-CCS | 0 | 0 | 0 | 0 | 0 | 0
WT_off | 0 | 0 | 0 | 0 | 0 | 0
PseudoUnit | 0 | 0 | 0 | 0 | 0 | 0
FixedInterchange | 0 | 0 | 0 | 0 | 0 | 0
Base VOM Costs by Reporting Type: NYISO_J-K
ReportingType | 2015 | 2020 | 2025 | 2030 | 2035 | 2040
BM | 0 | 0 | 0 | 0 | 0 | 0
CC | 68.36 | 83.55 | 83.85 | 81.28 | 83.84 | 82.83
CSP | 0 | 0 | 0 | 0 | 0 | 0
CT | 0 | 0 | 0.05 | 0.36 | 1.14 | 1.55
Coal | 0 | 0 | 0 | 0 | 0 | 0
Geo | 0 | 0 | 0 | 0 | 0 | 0
H | 0 | 0 | 0 | 0 | 0 | 0
LFG | 0.01 | 0.01 | 0.01 | 0.02 | 0.02 | 0.02
Nuc | 0 | 0 | 0 | 0 | 0 | 0
PS | 0 | 0 | 0 | 0 | 0 | 0
PV | 0 | 0 | 0 | 0 | 0 | 0
PeakG | 0.41 | 1.35 | 1.48 | 1.57 | 1.58 | 2.76
PeakO | 0 | 0 | 0 | 0 | 0 | 0
ST | 0 | 0 | 0 | 0 | 0 | 0
STOG | 2.73 | 5.2 | 5.86 | 6.08 | 7.68 | 9.57
STWD | 0 | 0 | 0 | 0 | 0 | 0
WT | 0 | 0 | 0 | 0 | 0 | 0
IGCC | 0 | 0 | 0 | 0 | 0 | 0
DemandResponse | 0 | 0 | 0 | 0 | 0 | 0
IGCC-CCS | 0 | 0 | 0 | 0 | 0 | 0
WT_off | 0 | 0 | 0 | 0 | 0 | 0
PseudoUnit | 0 | 0 | 0 | 0 | 0 | 0
FixedInterchange | 0 | 0 | 0 | 0 | 0 | 0
Base VOM Costs by Reporting Type: PJM_E
ReportingType | 2015 | 2020 | 2025 | 2030 | 2035 | 2040
BM | 0 | 0 | 0 | 0 | 0 | 0.01
CC | 80.78 | 144.77 | 146.77 | 133.77 | 161.49 | 202.53
CSP | 0 | 0 | 0 | 0 | 0 | 0
CT | 0 | 0.01 | 0.01 | 0.05 | 0.05 | 0.03
Coal | 2.3 | 2.46 | 3.54 | 5.73 | 9.54 | 12.21
Geo | 0 | 0 | 0 | 0 | 0 | 0
H | 0 | 0 | 0 | 0 | 0 | 0
LFG | 0.04 | 0.04 | 0.04 | 0.05 | 0.05 | 0.05
Nuc | 157.37 | 146 | 146 | 146 | 104.88 | 83.17
PS | 0 | 0 | 0 | 0 | 0 | 0
PV | 0 | 0 | 0 | 0 | 0 | 0
PeakG | 0 | 0.67 | 4 | 4.01 | 7.94 | 2.23
PeakO | 0 | 0 | 0 | 0 | 0 | 0
ST | 0 | 0 | 0 | 0 | 0 | 0
STOG | 0.2 | 1.22 | 2.38 | 2.38 | 2.52 | 1.29
STWD | 0 | 0 | 0 | 0 | 0 | 0
WT | 0.02 | 0.02 | 0.02 | 0.02 | 0 | 0
IGCC | 0 | 0 | 0 | 0 | 0 | 0
DemandResponse | 0 | 0 | 0 | 0 | 0 | 0
IGCC-CCS | 0 | 0 | 0 | 0 | 0 | 0
WT_off | 0 | 0 | 0.04 | 0.04 | 0.04 | 0.04
PseudoUnit | 0 | 0 | 0 | 0 | 0 | 0
FixedInterchange | 0 | 0 | 0 | 0 | 0 | 0
Base VOM Costs by Reporting Type: PJM_ROM
ReportingType | 2015 | 2020 | 2025 | 2030 | 2035 | 2040
BM | 0 | 0 | 0 | 0 | 0 | 0
CC | 48.81 | 72.14 | 72.17 | 67.15 | 186.14 | 498.35
CSP | 0 | 0 | 0 | 0 | 0 | 0
CT | 0 | 0.01 | 0.03 | 0.03 | 0.06 | 0.02
Coal | 196.45 | 244.41 | 250.78 | 262.79 | 262.79 | 262.79
Geo | 0 | 0 | 0 | 0 | 0 | 0
H | 0 | 0 | 0 | 0 | 0 | 0
LFG | 0.03 | 0.03 | 0.04 | 0.05 | 0.05 | 0.05
Nuc | 93.13 | 93.13 | 93.13 | 93.13 | 61.1 | 44.47
PS | 0 | 0 | 0 | 0 | 0 | 0
PV | 0 | 0 | 0 | 0 | 0 | 0
PeakG | 0 | 0.4 | 0.43 | 0.43 | 2.44 | 1.29
PeakO | 0 | 0 | 0 | 0 | 0 | 0
ST | 0 | 0 | 0 | 0 | 0 | 0
STOG | 1.64 | 2.65 | 3.44 | 3.5 | 3.54 | 3.4
STWD | 0 | 0 | 0.01 | 0.01 | 0.07 | 0.08
WT | 0.03 | 0.03 | 0.03 | 0.03 | 0.02 | 0.02
IGCC | 0 | 0 | 0 | 0 | 0 | 0
DemandResponse | 0 | 0 | 0 | 0 | 0 | 0
IGCC-CCS | 0 | 0 | 0 | 0 | 0 | 0
WT_off | 0 | 0 | 0 | 0 | 0 | 0
PseudoUnit | 0 | 0 | 0 | 0 | 0 | 0
FixedInterchange | 0 | 0 | 0 | 0 | 0 | 0
Base VOM Costs by Reporting Type: PJM_ROR
ReportingType | 2015 | 2020 | 2025 | 2030 | 2035 | 2040
BM | 0 | 0 | 0.02 | 0.02 | 0.02 | 0.21
CC | 197.87 | 199.37 | 188.53 | 339.25 | 562.89 | 478.39
CSP | 0 | 0 | 0 | 0 | 0 | 0
CT | 0.06 | 0.06 | 0.06 | 0.06 | 0.06 | 0.06
Coal | 1310.63 | 1253.12 | 1291.45 | 1313.76 | 1319.05 | 1328.17
Geo | 0 | 0 | 0 | 0 | 0 | 0
H | 0 | 0 | 0 | 0 | 0 | 0
LFG | 0.05 | 0.05 | 0.09 | 0.09 | 0.09 | 0.09
Nuc | 370.54 | 370.54 | 370.54 | 354.51 | 275.46 | 185.16
PS | 0 | 0 | 0 | 0 | 0 | 0
PV | 0 | 0 | 0 | 0 | 0 | 0
PeakG | 11.81 | 10.56 | 14.67 | 15.22 | 10.23 | 9.76
PeakO | 0 | 0 | 0 | 0 | 0 | 0
ST | 0 | 0 | 0 | 0 | 0 | 0
STOG | 1.9 | 2.07 | 2.09 | 2.09 | 2.09 | 2.09
STWD | 0 | 0 | 0 | 0.02 | 0.1 | 0.19
WT | 0.31 | 0.31 | 0.31 | 0.22 | 0.17 | 0.17
IGCC | 0 | 0 | 0 | 0 | 0 | 0
DemandResponse | 0 | 0 | 0 | 0 | 0 | 0
IGCC-CCS | 0 | 0 | 0 | 0 | 0 | 0
WT_off | 0 | 0 | 0 | 0 | 0 | 0
PseudoUnit | 0 | 0 | 0 | 0 | 0 | 0
FixedInterchange | 0 | 0 | 0 | 0 | 0 | 0
Base VOM Costs by Reporting Type: SOCO
ReportingType | 2015 | 2020 | 2025 | 2030 | 2035 | 2040
BM | 0 | 0 | 0 | 0 | 0.1 | 0.11
CC | 320.09 | 325.29 | 297.53 | 342.66 | 326.37 | 311.94
CSP | 0 | 0 | 0 | 0 | 0 | 0
CT | 0 | 0 | 0 | 0 | 0 | 0
Coal | 372.23 | 424.18 | 517.2 | 527.24 | 614.24 | 791.26
Geo | 0 | 0 | 0 | 0 | 0 | 0
H | 0 | 0 | 0 | 0 | 0 | 0
LFG | 0 | 0 | 0.01 | 0.01 | 0.01 | 0.01
Nuc | 108.01 | 143 | 143 | 143 | 143 | 94.09
PS | 0 | 0 | 0 | 0 | 0 | 0
PV | 0 | 0 | 0 | 0 | 0 | 0
PeakG | 3.84 | 8.93 | 19.39 | 16.86 | 15.06 | 14.26
PeakO | 0 | 0 | 0 | 0 | 0 | 0
ST | 0 | 0 | 0 | 0 | 0 | 0
STOG | 0 | 0 | 0 | 0 | 0 | 0
STWD | 0 | 0 | 0 | 0 | 0 | 0
WT | 0 | 0 | 0 | 0 | 0 | 0
IGCC | 0 | 0 | 0 | 0 | 0 | 0
DemandResponse | 0 | 0 | 0 | 0 | 0 | 0
IGCC-CCS | 0 | 0 | 0 | 0 | 0 | 0
WT_off | 0 | 0 | 0 | 0 | 0 | 0
PseudoUnit | 0 | 0 | 0 | 0 | 0 | 0
FixedInterchange | 0 | 0 | 0 | 0 | 0 | 0
Base VOM Costs by Reporting Type: SPP_N
ReportingType | 2015 | 2020 | 2025 | 2030 | 2035 | 2040
BM | 0 | 0 | 0 | 0 | 0 | 0
CC | 19.41 | 31.53 | 30.3 | 28.88 | 24.31 | 19.13
CSP | 0 | 0 | 0 | 0 | 0 | 0
CT | 0 | 0 | 0 | 0 | 0 | 0
Coal | 236.28 | 256.9 | 258.69 | 258.69 | 258.69 | 343.23
Geo | 0 | 0 | 0 | 0 | 0 | 0
H | 0 | 0 | 0 | 0 | 0 | 0
LFG | 0 | 0.01 | 0.01 | 0.01 | 0.01 | 0.01
Nuc | 21.45 | 21.45 | 21.45 | 21.45 | 21.45 | 21.45
PS | 0 | 0 | 0 | 0 | 0 | 0
PV | 0 | 0 | 0 | 0 | 0 | 0
PeakG | 0.44 | 1.41 | 2.67 | 4.04 | 4.87 | 2.57
PeakO | 0 | 0 | 0 | 0 | 0 | 0
ST | 0 | 0 | 0 | 0 | 0 | 0
STOG | 1.09 | 1.36 | 1.6 | 1.6 | 1.55 | 1.52
STWD | 0 | 0 | 0 | 0 | 0 | 0
WT | 0.05 | 0.05 | 0.05 | 0.05 | 0.05 | 0.05
IGCC | 0 | 0 | 0 | 0 | 0 | 0
DemandResponse | 0 | 0 | 0 | 0 | 0 | 0
IGCC-CCS | 0 | 0 | 0 | 0 | 0 | 0
WT_off | 0 | 0 | 0 | 0 | 0 | 0
PseudoUnit | 0 | 0 | 0 | 0 | 0 | 0
FixedInterchange | 0 | 0 | 0 | 0 | 0 | 0
Base VOM Costs by Reporting Type: SPP_S
ReportingType | 2015 | 2020 | 2025 | 2030 | 2035 | 2040
BM | 0 | 0 | 0 | 0 | 0 | 0
CC | 89.33 | 168.51 | 150.63 | 195.16 | 215.36 | 196.59
CSP | 0 | 0 | 0 | 0 | 0 | 0
CT | 0 | 0.21 | 1.06 | 0.2 | 0.23 | 0.72
Coal | 356.18 | 327.71 | 394.12 | 408.16 | 416.39 | 416.39
Geo | 0 | 0 | 0 | 0 | 0 | 0
H | 0 | 0 | 0 | 0 | 0 | 0
LFG | 0 | 0.01 | 0.01 | 0.01 | 0.01 | 0.01
Nuc | 0 | 0 | 0 | 0 | 0 | 0
PS | 0 | 0 | 0 | 0 | 0 | 0
PV | 0 | 0 | 0 | 0 | 0 | 0
PeakG | 0 | 0 | 0.57 | 0.05 | 0.04 | 0.3
PeakO | 0 | 0 | 0 | 0 | 0 | 0
ST | 0 | 0 | 0 | 0 | 0 | 0
STOG | 4.71 | 5.18 | 6.62 | 5.75 | 5.04 | 5.64
STWD | 0 | 0 | 0 | 0 | 0 | 0.04
WT | 0.11 | 0.12 | 0.12 | 0.12 | 0.12 | 0.12
IGCC | 0 | 0 | 0 | 0 | 0 | 0
DemandResponse | 0 | 0 | 0 | 0 | 0 | 0
IGCC-CCS | 0 | 0 | 0 | 0 | 0 | 0
WT_off | 0 | 0 | 0 | 0 | 0 | 0
PseudoUnit | 0 | 0 | 0 | 0 | 0 | 0
FixedInterchange | 0 | 0 | 0 | 0 | 0 | 0
Base VOM Costs by Reporting Type: TVA
ReportingType | 2015 | 2020 | 2025 | 2030 | 2035 | 2040
BM | 0 | 0 | 0 | 0 | 0 | 0
CC | 57.37 | 99.58 | 100.6 | 116.2 | 104.47 | 93.62
CSP | 0 | 0 | 0 | 0 | 0 | 0
CT | 0 | 2.69 | 3.51 | 3.51 | 3.39 | 3.51
Coal | 315.76 | 311.77 | 326.72 | 328.99 | 445.61 | 522.76
Geo | 0 | 0 | 0 | 0 | 0 | 0
H | 0 | 0 | 0 | 0 | 0 | 0
LFG | 0 | 0 | 0.01 | 0.01 | 0.01 | 0.01
Nuc | 152.12 | 152.12 | 152.12 | 152.12 | 105.66 | 82.02
PS | 0 | 0 | 0 | 0 | 0 | 0
PV | 0 | 0 | 0 | 0 | 0 | 0
PeakG | 0 | 0 | 0.32 | 0.44 | 0.87 | 0.41
PeakO | 0 | 0 | 0 | 0 | 0 | 0
ST | 0 | 0 | 0 | 0 | 0 | 0
STOG | 0 | 0 | 0 | 0 | 0 | 0
STWD | 0 | 0 | 0 | 0 | 0 | 0
WT | 0 | 0 | 0 | 0 | 0 | 0
IGCC | 0 | 0 | 0 | 0 | 0 | 0
DemandResponse | 0 | 0 | 0 | 0 | 0 | 0
IGCC-CCS | 0 | 0 | 0 | 0 | 0 | 0
WT_off | 0 | 0 | 0 | 0 | 0 | 0
PseudoUnit | 0 | 0 | 0 | 0 | 0 | 0
FixedInterchange | 0 | 0 | 0 | 0 | 0 | 0
Base VOM Costs by Reporting Type: TVA_Transmission
ReportingType | 2015 | 2020 | 2025 | 2030 | 2035 | 2040
BM | 0 | 0 | 0 | 0 | 0 | 0
CC | 0 | 0 | 0 | 0 | 0 | 0
CSP | 0 | 0 | 0 | 0 | 0 | 0
CT | 0 | 0 | 0 | 0 | 0 | 0
Coal | 0 | 0 | 0 | 0 | 0 | 0
Geo | 0 | 0 | 0 | 0 | 0 | 0
H | 0 | 0 | 0 | 0 | 0 | 0
LFG | 0 | 0 | 0 | 0 | 0 | 0
Nuc | 0 | 0 | 0 | 0 | 0 | 0
PS | 0 | 0 | 0 | 0 | 0 | 0
PV | 0 | 0 | 0 | 0 | 0 | 0
PeakG | 0 | 0 | 0 | 0 | 0 | 0
PeakO | 0 | 0 | 0 | 0 | 0 | 0
ST | 0 | 0 | 0 | 0 | 0 | 0
STOG | 0 | 0 | 0 | 0 | 0 | 0
STWD | 0 | 0 | 0 | 0 | 0 | 0
WT | 0 | 0 | 0 | 0 | 0 | 0
IGCC | 0 | 0 | 0 | 0 | 0 | 0
DemandResponse | 0 | 0 | 0 | 0 | 0 | 0
IGCC-CCS | 0 | 0 | 0 | 0 | 0 | 0
WT_off | 0 | 0 | 0 | 0 | 0 | 0
PseudoUnit | 0 | 0 | 0 | 0 | 0 | 0
FixedInterchange | 0 | 0 | 0 | 0 | 0 | 0
Base VOM Costs by Reporting Type: VACAR
ReportingType | 2015 | 2020 | 2025 | 2030 | 2035 | 2040
BM | 0 | 0 | 0 | 0 | 0 | 0
CC | 193.4 | 242.03 | 244.14 | 256.53 | 369.11 | 473.74
CSP | 0 | 0 | 0 | 0 | 0 | 0
CT | 0.73 | 0.73 | 1.53 | 1.35 | 2.56 | 2.33
Coal | 305.48 | 327.27 | 398.63 | 430.95 | 458.43 | 464.13
Geo | 0 | 0 | 0 | 0 | 0 | 0
H | 0 | 0 | 0 | 0 | 0 | 0
LFG | 0.01 | 0.01 | 0.01 | 0.01 | 0.01 | 0.01
Nuc | 211.36 | 248.42 | 248.42 | 248.42 | 188.36 | 154
PS | 0 | 0 | 0 | 0 | 0 | 0
PV | 0 | 0 | 0 | 0 | 0 | 0
PeakG | 1.17 | 2.05 | 4.01 | 3.49 | 3.51 | 3.37
PeakO | 0 | 0 | 0 | 0 | 0 | 0
ST | 0 | 0 | 0 | 0 | 0 | 0
STOG | 0 | 0 | 0 | 0 | 0 | 0
STWD | 0 | 0 | 0.02 | 0.14 | 0.26 | 0.27
WT | 0 | 0 | 0 | 0 | 0 | 0
IGCC | 0 | 0 | 0 | 0 | 0 | 0
DemandResponse | 0 | 0 | 0 | 0 | 0 | 0
IGCC-CCS | 0 | 0 | 0 | 0 | 0 | 0
WT_off | 0 | 0 | 0 | 0 | 0 | 0
PseudoUnit | 0 | 0 | 0 | 0 | 0 | 0
FixedInterchange | 0 | 0 | 0 | 0 | 0 | 0
Base VOM Costs by Reporting Type: IESO
ReportingType | 2015 | 2020 | 2025 | 2030 | 2035 | 2040
BM | 0 | 0 | 0 | 0 | 0.02 | 0.03
CC | 2.78 | 4.56 | 6.39 | 13.5 | 39.48 | 102.89
CSP | 0 | 0 | 0 | 0 | 0 | 0
CT | 0 | 0 | 0.03 | 0.03 | 0.39 | 1.41
Coal | 0 | 0 | 0 | 0 | 0 | 0
Geo | 0 | 0 | 0 | 0 | 0 | 0
H | 0 | 0 | 0 | 0 | 0 | 0
LFG | 0.01 | 0.01 | 0.01 | 0.01 | 0.01 | 0.01
Nuc | 240.73 | 240.73 | 240.73 | 240.73 | 221.68 | 193.2
PS | 0 | 0 | 0 | 0 | 0 | 0
PV | 0 | 0 | 0 | 0 | 0 | 0
PeakG | 0 | 0 | 0.04 | 0.04 | 0.13 | 0.13
PeakO | 0 | 0 | 0 | 0 | 0 | 0
ST | 0 | 0 | 0 | 0 | 0 | 0
STOG | 0 | 0 | 0 | 0 | 0 | 0
STWD | 0 | 0 | 0 | 0 | 0 | 0
WT | 0.09 | 0.09 | 0.09 | 0.09 | 0.04 | 0.04
IGCC | 0 | 0 | 0 | 0 | 0 | 0
DemandResponse | 0 | 0 | 0 | 0 | 0 | 0
IGCC-CCS | 0 | 0 | 0 | 0 | 0 | 0
WT_off | 0 | 0 | 0 | 0 | 0 | 0
PseudoUnit | 0 | 0 | 0 | 0 | 0 | 0
FixedInterchange | 0 | 0 | 0 | 0 | 0 | 0
Base VOM Costs by Reporting Type: MAPP_CA
ReportingType | 2015 | 2020 | 2025 | 2030 | 2035 | 2040
BM | 0 | 0 | 0 | 0 | 0 | 0
CC | 30.66 | 43.66 | 46.92 | 57.1 | 67.29 | 64.85
CSP | 0 | 0 | 0 | 0 | 0 | 0
CT | 0 | 0 | 0 | 0 | 0 | 0.14
Coal | 0.39 | 0.83 | 2.1 | 7.45 | 13.67 | 14.66
Geo | 0 | 0 | 0 | 0 | 0 | 0
H | 0 | 0 | 0 | 0 | 0 | 0
LFG | 0 | 0 | 0 | 0 | 0 | 0
Nuc | 0 | 0 | 0 | 0 | 0 | 0
PS | 0 | 0 | 0 | 0 | 0 | 0
PV | 0 | 0 | 0 | 0 | 0 | 0
PeakG | 0 | 0 | 0.04 | 0.05 | 0.04 | 0.04
PeakO | 0 | 0 | 0 | 0 | 0 | 0
ST | 0 | 0 | 0 | 0 | 0 | 0
STOG | 0 | 0 | 0 | 0 | 0 | 0
STWD | 0 | 0 | 0 | 0 | 0 | 0
WT | 0.02 | 0.02 | 0.02 | 0.02 | 0.02 | 0.02
IGCC | 0 | 0 | 0 | 0 | 0 | 0
DemandResponse | 0 | 0 | 0 | 0 | 0 | 0
IGCC-CCS | 0 | 0 | 0 | 0 | 0 | 0
WT_off | 0 | 0 | 0 | 0 | 0 | 0
PseudoUnit | 0 | 0 | 0 | 0 | 0 | 0
FixedInterchange | 0 | 0 | 0 | 0 | 0 | 0
Base VOM Costs by Reporting Type: AZ_NM_SNV_Coal
ReportingType | 2015 | 2020 | 2025 | 2030 | 2035 | 2040
BM | 0 | 0 | 0 | 0 | 0 | 0
CC | 0 | 0 | 0 | 0 | 0 | 0
CSP | 0 | 0 | 0 | 0 | 0 | 0
CT | 0 | 0 | 0 | 0 | 0 | 0
Coal | 272.79 | 324.69 | 324.69 | 324.69 | 324.69 | 541.43
Geo | 0 | 0 | 0 | 0 | 0 | 0
H | 0 | 0 | 0 | 0 | 0 | 0
LFG | 0 | 0 | 0 | 0 | 0 | 0
Nuc | 0 | 0 | 0 | 0 | 0 | 0
PS | 0 | 0 | 0 | 0 | 0 | 0
PV | 0 | 0 | 0 | 0 | 0 | 0
PeakG | 0 | 0 | 0 | 0 | 0 | 0
PeakO | 0 | 0 | 0 | 0 | 0 | 0
ST | 0 | 0 | 0 | 0 | 0 | 0
STOG | 0 | 0 | 0 | 0 | 0 | 0
STWD | 0 | 0 | 0 | 0 | 0 | 0
WT | 0 | 0 | 0 | 0 | 0 | 0
IGCC | 0 | 0 | 0 | 0 | 0 | 0
DemandResponse | 0 | 0 | 0 | 0 | 0 | 0
IGCC-CCS | 0 | 0 | 0 | 0 | 0 | 0
WT_off | 0 | 0 | 0 | 0 | 0 | 0
PseudoUnit | 0 | 0 | 0 | 0 | 0 | 0
FixedInterchange | 0 | 0 | 0 | 0 | 0 | 0
Base VOM Costs by Reporting Type: AZ_NM_SNV_Gas
ReportingType | 2015 | 2020 | 2025 | 2030 | 2035 | 2040
BM | 0 | 0 | 0 | 0 | 0 | 0
CC | 254.3 | 342.46 | 342.7 | 414.89 | 498.79 | 480.95
CSP | 0 | 0 | 0 | 0 | 0 | 0
CT | 0 | 0 | 0.95 | 1.43 | 0 | 0
Coal | 0 | 0 | 0 | 0 | 0 | 0
Geo | 0 | 0 | 0 | 0 | 0 | 0
H | 0 | 0 | 0 | 0 | 0 | 0
LFG | 0 | 0 | 0 | 0 | 0 | 0
Nuc | 0 | 0 | 0 | 0 | 0 | 0
PS | 0 | 0 | 0 | 0 | 0 | 0
PV | 0 | 0 | 0 | 0 | 0 | 0
PeakG | 0 | 0 | 2.45 | 3.46 | 4.81 | 0
PeakO | 0 | 0 | 0 | 0 | 0 | 0
ST | 0 | 0 | 0 | 0 | 0 | 0
STOG | 0 | 0 | 0 | 0 | 0 | 0
STWD | 0 | 0 | 0 | 0 | 0 | 0
WT | 0 | 0 | 0 | 0 | 0 | 0
IGCC | 0 | 0 | 0 | 0 | 0 | 0
DemandResponse | 0 | 0 | 0 | 0 | 0 | 0
IGCC-CCS | 0 | 0 | 0 | 0 | 0 | 0
WT_off | 0 | 0 | 0 | 0 | 0 | 0
PseudoUnit | 0 | 0 | 0 | 0 | 0 | 0
FixedInterchange | 0 | 0 | 0 | 0 | 0 | 0
Base VOM Costs by Reporting Type: AZ_NM_SNV_NucRenew
ReportingType | 2015 | 2020 | 2025 | 2030 | 2035 | 2040
BM | 0 | 0 | 0 | 0 | 0 | 0
CC | 0 | 0 | 0 | 0 | 0 | 0
CSP | 0 | 0 | 0 | 0 | 0 | 0
CT | 0 | 0 | 0 | 0 | 0 | 0
Coal | 0 | 0 | 0 | 0 | 0 | 0
Geo | 0 | 0 | 116.31 | 116.31 | 116.31 | 116.31
H | 0 | 0 | 0 | 0 | 0 | 0
LFG | 0 | 0.01 | 0.01 | 0.01 | 0.01 | 0.01
Nuc | 71.66 | 71.66 | 71.66 | 71.66 | 71.66 | 71.66
PS | 0 | 0 | 0 | 0 | 0 | 0
PV | 0 | 0 | 0 | 0 | 0 | 0
PeakG | 0 | 0 | 0 | 0 | 0 | 0
PeakO | 0 | 0 | 0 | 0 | 0 | 0
ST | 0.01 | 0.03 | 0.04 | 0.04 | 0.04 | 0.04
STOG | 0 | 0 | 0 | 0 | 0 | 0
STWD | 0.43 | 0.43 | 0.43 | 0.43 | 0.43 | 0.43
WT | 0.02 | 0.02 | 0.03 | 0.04 | 0.04 | 0.04
IGCC | 0 | 0 | 0 | 0 | 0 | 0
DemandResponse | 0 | 0 | 0 | 0 | 0 | 0
IGCC-CCS | 0 | 0 | 0 | 0 | 0 | 0
WT_off | 0 | 0 | 0 | 0 | 0 | 0
PseudoUnit | 0 | 0 | 0 | 0 | 0 | 0
FixedInterchange | 0 | 0 | 0 | 0 | 0 | 0
Base VOM Costs by Reporting Type: ERCOT
ReportingType | 2015 | 2020 | 2025 | 2030 | 2035 | 2040
BM | 0 | 0 | 0 | 0 | 0 | 0.02
CC | 424.55 | 469.36 | 438.18 | 486.57 | 540.84 | 596.19
CSP | 0 | 0 | 0 | 0 | 0 | 0
CT | 0 | 0.05 | 0.23 | 0.08 | 0.1 | 0.08
Coal | 398.77 | 501.78 | 591.86 | 591.86 | 591.86 | 591.86
Geo | 0 | 0 | 0 | 0 | 0 | 0
H | 0 | 0 | 0 | 0 | 0 | 0
LFG | 0.01 | 0.01 | 0.04 | 0.04 | 0.04 | 0.04
Nuc | 94.14 | 94.14 | 94.14 | 94.14 | 94.14 | 94.14
PS | 0 | 0 | 0 | 0 | 0 | 0
PV | 0 | 0 | 0 | 0 | 0 | 0
PeakG | 0 | 0.1 | 0.86 | 0.86 | 0.86 | 0.82
PeakO | 0 | 0 | 0 | 0 | 0 | 0
ST | 0 | 0 | 0 | 0 | 0 | 0
STOG | 8.18 | 11.09 | 14.29 | 13.81 | 13.29 | 12.17
STWD | 0 | 0 | 0 | 0 | 0 | 0
WT | 0.32 | 0.32 | 0.32 | 0.32 | 0.32 | 0.32
IGCC | 0 | 0 | 0 | 0 | 0 | 0
DemandResponse | 0 | 0 | 0 | 0 | 0 | 0
IGCC-CCS | 0 | 0 | 0 | 0 | 0 | 0
WT_off | 0 | 0 | 0 | 0 | 0 | 0
PseudoUnit | 0 | 0 | 0 | 0 | 0 | 0
FixedInterchange | 0 | 0 | 0 | 0 | 0 | 0
Base VOM Costs by Reporting Type: NP15
ReportingType | 2015 | 2020 | 2025 | 2030 | 2035 | 2040
BM | 0 | 0 | 0 | 0 | 0 | 0
CC | 100.43 | 94.86 | 74.33 | 44.57 | 33.41 | 14.81
CSP | 0 | 0 | 0 | 0 | 0 | 0
CT | 0 | 0 | 0 | 0 | 0 | 0
Coal | 0.81 | 0 | 0 | 0 | 0 | 0
Geo | 0.11 | 16.6 | 48.23 | 48.23 | 48.23 | 48.23
H | 0 | 0 | 0 | 0 | 0 | 0
LFG | 0.01 | 0.06 | 0.06 | 0.06 | 0.06 | 0.06
Nuc | 42.53 | 42.53 | 42.53 | 42.53 | 42.53 | 42.53
PS | 0 | 0 | 0 | 0 | 0 | 0
PV | 0 | 0 | 0 | 0 | 0 | 0
PeakG | 0 | 0 | 0 | 0 | 0 | 0.07
PeakO | 0 | 0 | 0 | 0 | 0 | 0
ST | 0 | 0 | 0 | 0 | 0 | 0
STOG | 0.32 | 0.41 | 0.17 | 0.27 | 0.18 | 0.36
STWD | 7.35 | 7.35 | 7.35 | 7.35 | 7.35 | 7.35
WT | 0.04 | 0.04 | 0.29 | 0.35 | 0.35 | 0.35
IGCC | 0 | 0 | 0 | 0 | 0 | 0
DemandResponse | 0 | 0 | 0 | 0 | 0 | 0
IGCC-CCS | 0 | 0 | 0 | 0 | 0 | 0
WT_off | 0 | 0 | 0 | 0 | 0 | 0
PseudoUnit | 0 | 0 | 0 | 0 | 0 | 0
FixedInterchange | 0 | 0 | 0 | 0 | 0 | 0
Base VOM Costs by Reporting Type: NWPP_Coal
ReportingType | 2015 | 2020 | 2025 | 2030 | 2035 | 2040
BM | 0 | 0 | 0 | 0 | 0 | 0
CC | 0 | 0 | 0 | 0 | 0 | 0
CSP | 0 | 0 | 0 | 0 | 0 | 0
CT | 0 | 0 | 0 | 0 | 0 | 0
Coal | 349.5 | 385.5 | 385.5 | 385.5 | 385.5 | 385.5
Geo | 0 | 0 | 0 | 0 | 0 | 0
H | 0 | 0 | 0 | 0 | 0 | 0
LFG | 0 | 0 | 0 | 0 | 0 | 0
Nuc | 0 | 0 | 0 | 0 | 0 | 0
PS | 0 | 0 | 0 | 0 | 0 | 0
PV | 0 | 0 | 0 | 0 | 0 | 0
PeakG | 0 | 0 | 0 | 0 | 0 | 0
PeakO | 0 | 0 | 0 | 0 | 0 | 0
ST | 0 | 0 | 0 | 0 | 0 | 0
STOG | 0 | 0 | 0 | 0 | 0 | 0
STWD | 0 | 0 | 0 | 0 | 0 | 0
WT | 0 | 0 | 0 | 0 | 0 | 0
IGCC | 0 | 0 | 0 | 0 | 0 | 0
DemandResponse | 0 | 0 | 0 | 0 | 0 | 0
IGCC-CCS | 0 | 0 | 0 | 0 | 0 | 0
WT_off | 0 | 0 | 0 | 0 | 0 | 0
PseudoUnit | 0 | 0 | 0 | 0 | 0 | 0
FixedInterchange | 0 | 0 | 0 | 0 | 0 | 0
Base VOM Costs by Reporting Type: NWPP_Gas
ReportingType | 2015 | 2020 | 2025 | 2030 | 2035 | 2040
BM | 0 | 0 | 0 | 0 | 0 | 0
CC | 122.48 | 122.48 | 122.48 | 219.31 | 304.39 | 319.51
CSP | 0 | 0 | 0 | 0 | 0 | 0
CT | 0 | 0 | 0 | 0 | 0 | 0
Coal | 0 | 0 | 0 | 0 | 0.01 | 30.89
Geo | 0 | 0 | 0 | 0 | 0 | 0
H | 0 | 0 | 0 | 0 | 0 | 0
LFG | 0 | 0 | 0 | 0 | 0 | 0
Nuc | 0 | 0 | 0 | 0 | 0 | 0
PS | 0 | 0 | 0 | 0 | 0 | 0
PV | 0 | 0 | 0 | 0 | 0 | 0
PeakG | 0 | 0 | 0 | 0 | 0 | 0
PeakO | 0 | 0 | 0 | 0 | 0 | 0
ST | 0 | 0 | 0 | 0 | 0 | 0
STOG | 0 | 0 | 0 | 0 | 0 | 0
STWD | 0 | 0 | 0 | 0 | 0 | 0
WT | 0 | 0 | 0 | 0 | 0 | 0
IGCC | 0 | 0 | 0 | 0 | 0 | 0
DemandResponse | 0 | 0 | 0 | 0 | 0 | 0
IGCC-CCS | 0 | 0 | 0 | 0 | 0 | 0
WT_off | 0 | 0 | 0 | 0 | 0 | 0
PseudoUnit | 0 | 0 | 0 | 0 | 0 | 0
FixedInterchange | 0 | 0 | 0 | 0 | 0 | 0
Base VOM Costs by Reporting Type: NWPP_NucRenew
ReportingType | 2015 | 2020 | 2025 | 2030 | 2035 | 2040
BM | 0 | 0 | 0 | 0 | 0 | 0
CC | 0 | 0 | 0 | 0 | 0 | 0
CSP | 0 | 0 | 0 | 0 | 0 | 0
CT | 0 | 0 | 0 | 0 | 0 | 0
Coal | 0 | 0 | 0 | 0 | 0 | 0
Geo | 6.93 | 6.93 | 41.74 | 41.74 | 41.74 | 41.74
H | 0 | 0 | 0 | 0 | 0 | 0
LFG | 0.01 | 0.03 | 0.03 | 0.03 | 0.03 | 0.03
Nuc | 20.91 | 20.91 | 20.91 | 20.91 | 20.91 | 20.91
PS | 0 | 0 | 0 | 0 | 0 | 0
PV | 0 | 0 | 0 | 0 | 0 | 0
PeakG | 0 | 0 | 0 | 0 | 0 | 0
PeakO | 0 | 0 | 0 | 0 | 0 | 0
ST | 0 | 0 | 0 | 0 | 0 | 0
STOG | 0 | 0 | 0 | 0 | 0 | 0
STWD | 0 | 0.85 | 2.55 | 6.19 | 6.19 | 6.19
WT | 0.19 | 0.19 | 0.19 | 0.19 | 0.19 | 0.19
IGCC | 0 | 0 | 0 | 0 | 0 | 0
DemandResponse | 0 | 0 | 0 | 0 | 0 | 0
IGCC-CCS | 0 | 0 | 0 | 0 | 0 | 0
WT_off | 0 | 0 | 0 | 0 | 0 | 0
PseudoUnit | 0 | 0 | 0 | 0 | 0 | 0
FixedInterchange | 0 | 0 | 0 | 0 | 0 | 0
Base VOM Costs by Reporting Type: RMPA
ReportingType | 2015 | 2020 | 2025 | 2030 | 2035 | 2040
BM | 0 | 0 | 0 | 0 | 0 | 0
CC | 16.52 | 21.3 | 6.63 | 11.44 | 7.43 | 6.51
CSP | 0 | 0 | 0 | 0 | 0 | 0
CT | 0 | 0 | 0 | 0 | 0 | 0
Coal | 211.67 | 226.75 | 215.71 | 220.58 | 262.58 | 302.28
Geo | 0 | 33.63 | 199.16 | 206.14 | 206.14 | 206.14
H | 0 | 0 | 0 | 0 | 0 | 0
LFG | 0 | 0 | 0 | 0 | 0 | 0
Nuc | 0 | 0 | 0 | 0 | 0 | 0
PS | 0 | 0 | 0 | 0 | 0 | 0
PV | 0 | 0 | 0 | 0 | 0 | 0
PeakG | 0.09 | 0.26 | 0.03 | 0.6 | 0.63 | 0.53
PeakO | 0 | 0 | 0 | 0 | 0 | 0
ST | 0 | 0.01 | 0.01 | 0.02 | 0.02 | 0.02
STOG | 0 | 0 | 0 | 0 | 0 | 0
STWD | 0 | 0 | 0 | 0 | 0 | 0
WT | 0.07 | 0.07 | 0.07 | 0.07 | 0.07 | 0.07
IGCC | 0 | 0 | 0 | 0 | 0 | 0
DemandResponse | 0 | 0 | 0 | 0 | 0 | 0
IGCC-CCS | 0 | 0 | 0 | 0 | 0 | 0
WT_off | 0 | 0 | 0 | 0 | 0 | 0
PseudoUnit | 0 | 0 | 0 | 0 | 0 | 0
FixedInterchange | 0 | 0 | 0 | 0 | 0 | 0
Base VOM Costs by Reporting Type: SP15
ReportingType | 2015 | 2020 | 2025 | 2030 | 2035 | 2040
BM | 0.22 | 0.22 | 0.22 | 0.22 | 0.14 | 0.14
CC | 96.23 | 62.13 | 52.77 | 47.31 | 39.14 | 23.24
CSP | 0 | 0 | 0 | 0 | 0 | 0
CT | 0 | 0 | 0 | 0 | 0 | 0
Coal | 2.89 | 3.19 | 3.19 | 1.96 | 0 | 0
Geo | 4.1 | 120.4 | 120.4 | 120.4 | 120.4 | 120.4
H | 0 | 0 | 0 | 0 | 0 | 0
LFG | 0.02 | 0.07 | 0.07 | 0.07 | 0.07 | 0.07
Nuc | 41.61 | 41.61 | 41.61 | 41.61 | 41.61 | 41.61
PS | 0 | 0 | 0 | 0 | 0 | 0
PV | 0 | 0 | 0 | 0 | 0 | 0
PeakG | 0 | 0 | 0 | 0 | 0 | 0
PeakO | 0 | 0 | 0 | 0 | 0 | 0
ST | 0.02 | 0.02 | 0.02 | 0.02 | 0.02 | 0.02
STOG | 0.52 | 0.65 | 0.19 | 0.49 | 0.97 | 1.41
STWD | 1.98 | 1.98 | 1.98 | 1.98 | 1.98 | 1.98
WT | 0.07 | 0.07 | 0.07 | 0.07 | 0.07 | 0.07
IGCC | 0 | 0 | 0 | 0 | 0 | 0
DemandResponse | 0 | 0 | 0 | 0 | 0 | 0
IGCC-CCS | 0 | 0 | 0 | 0 | 0 | 0
WT_off | 0 | 0 | 0 | 0 | 0 | 0
PseudoUnit | 0 | 0 | 0 | 0 | 0 | 0
FixedInterchange | 0 | 0 | 0 | 0 | 0 | 0
Base VOM Costs by Reporting Type: ALB
ReportingType | 2015 | 2020 | 2025 | 2030 | 2035 | 2040
BM | 0 | 0 | 0 | 0 | 0 | 0
CC | 47.15 | 66.76 | 82.06 | 104.73 | 128.58 | 152.79
CSP | 0 | 0 | 0 | 0 | 0 | 0
CT | 0 | 0 | 0 | 0 | 0 | 0
Coal | 167.67 | 167.67 | 167.67 | 167.67 | 167.67 | 167.67
Geo | 0 | 0 | 0 | 0 | 0 | 0
H | 0 | 0 | 0 | 0 | 0 | 0
LFG | 0 | 0 | 0 | 0 | 0 | 0
Nuc | 0 | 0 | 0 | 0 | 0 | 0
PS | 0 | 0 | 0 | 0 | 0 | 0
PV | 0 | 0 | 0 | 0 | 0 | 0
PeakG | 0 | 0 | 0 | 0 | 0 | 0
PeakO | 0 | 0 | 0 | 0 | 0 | 0
ST | 0 | 0 | 0 | 0 | 0 | 0
STOG | 0 | 0 | 0 | 0 | 0 | 0
STWD | 0 | 0 | 0 | 0 | 0 | 0
WT | 0.02 | 0.02 | 0.02 | 0.02 | 0.02 | 0.02
IGCC | 0 | 0 | 0 | 0 | 0 | 0
DemandResponse | 0 | 0 | 0 | 0 | 0 | 0
IGCC-CCS | 0 | 0 | 0 | 0 | 0 | 0
WT_off | 0 | 0 | 0 | 0 | 0 | 0
PseudoUnit | 0 | 0 | 0 | 0 | 0 | 0
FixedInterchange | 0 | 0 | 0 | 0 | 0 | 0
Base VOM Costs by Reporting Type: BC
ReportingType | 2015 | 2020 | 2025 | 2030 | 2035 | 2040
BM | 0 | 0 | 0 | 0 | 0 | 0
CC | 33.57 | 44.95 | 62.07 | 75.98 | 96.36 | 117.75
CSP | 0 | 0 | 0 | 0 | 0 | 0
CT | 0 | 0 | 0 | 0 | 0 | 0
Coal | 0 | 0 | 0 | 0 | 0 | 0
Geo | 0 | 0 | 0 | 0 | 0 | 0
H | 0 | 0 | 0 | 0 | 0 | 0
LFG | 0 | 0 | 0 | 0 | 0 | 0
Nuc | 0 | 0 | 0 | 0 | 0 | 0
PS | 0 | 0 | 0 | 0 | 0 | 0
PV | 0 | 0 | 0 | 0 | 0 | 0
PeakG | 0 | 0 | 0 | 0 | 0 | 0
PeakO | 0 | 0 | 0 | 0 | 0 | 0
ST | 0 | 0 | 0 | 0 | 0 | 0
STOG | 0 | 0 | 0 | 0 | 0 | 0
STWD | 0 | 0 | 0 | 0 | 0 | 0
WT | 0.01 | 0.01 | 0.01 | 0.01 | 0.01 | 0.01
IGCC | 0 | 0 | 0 | 0 | 0 | 0
DemandResponse | 0 | 0 | 0 | 0 | 0 | 0
IGCC-CCS | 0 | 0 | 0 | 0 | 0 | 0
WT_off | 0 | 0 | 0 | 0 | 0 | 0
PseudoUnit | 0 | 0 | 0 | 0 | 0 | 0
FixedInterchange | 0 | 0 | 0 | 0 | 0 | 0
Base VOM Costs by Reporting Type: HQ_IESO
ReportingType | 2015 | 2020 | 2025 | 2030 | 2035 | 2040
BM | 0 | 0 | 0 | 0 | 0 | 0
CC | 0 | 0 | 0 | 0 | 0 | 0
CSP | 0 | 0 | 0 | 0 | 0 | 0
CT | 0 | 0 | 0 | 0 | 0 | 0
Coal | 0 | 0 | 0 | 0 | 0 | 0
Geo | 0 | 0 | 0 | 0 | 0 | 0
H | 0 | 0 | 0 | 0 | 0 | 0
LFG | 0 | 0 | 0 | 0 | 0 | 0
Nuc | 0 | 0 | 0 | 0 | 0 | 0
PS | 0 | 0 | 0 | 0 | 0 | 0
PV | 0 | 0 | 0 | 0 | 0 | 0
PeakG | 0 | 0 | 0 | 0 | 0 | 0
PeakO | 0 | 0 | 0 | 0 | 0 | 0
ST | 0 | 0 | 0 | 0 | 0 | 0
STOG | 0 | 0 | 0 | 0 | 0 | 0
STWD | 0 | 0 | 0 | 0 | 0 | 0
WT | 0 | 0 | 0 | 0 | 0 | 0
IGCC | 0 | 0 | 0 | 0 | 0 | 0
DemandResponse | 0 | 0 | 0 | 0 | 0 | 0
IGCC-CCS | 0 | 0 | 0 | 0 | 0 | 0
WT_off | 0 | 0 | 0 | 0 | 0 | 0
PseudoUnit | 0 | 0 | 0 | 0 | 0 | 0
FixedInterchange | 0 | 0 | 0 | 0 | 0 | 0
Base VOM Costs by Reporting Type: HQ_NEISO
ReportingType | 2015 | 2020 | 2025 | 2030 | 2035 | 2040
BM | 0 | 0 | 0 | 0 | 0 | 0
CC | 0 | 0 | 0 | 0 | 0 | 0
CSP | 0 | 0 | 0 | 0 | 0 | 0
CT | 0 | 0 | 0 | 0 | 0 | 0
Coal | 0 | 0 | 0 | 0 | 0 | 0
Geo | 0 | 0 | 0 | 0 | 0 | 0
H | 0 | 0 | 0 | 0 | 0 | 0
LFG | 0 | 0 | 0 | 0 | 0 | 0
Nuc | 0 | 0 | 0 | 0 | 0 | 0
PS | 0 | 0 | 0 | 0 | 0 | 0
PV | 0 | 0 | 0 | 0 | 0 | 0
PeakG | 0 | 0 | 0 | 0 | 0 | 0
PeakO | 0 | 0 | 0 | 0 | 0 | 0
ST | 0 | 0 | 0 | 0 | 0 | 0
STOG | 0 | 0 | 0 | 0 | 0 | 0
STWD | 0 | 0 | 0 | 0 | 0 | 0
WT | 0 | 0 | 0 | 0 | 0 | 0
IGCC | 0 | 0 | 0 | 0 | 0 | 0
DemandResponse | 0 | 0 | 0 | 0 | 0 | 0
IGCC-CCS | 0 | 0 | 0 | 0 | 0 | 0
WT_off | 0 | 0 | 0 | 0 | 0 | 0
PseudoUnit | 0 | 0 | 0 | 0 | 0 | 0
FixedInterchange | 0 | 0 | 0 | 0 | 0 | 0
Base VOM Costs by Reporting Type: HQ_NY
ReportingType | 2015 | 2020 | 2025 | 2030 | 2035 | 2040
BM | 0 | 0 | 0 | 0 | 0 | 0
CC | 0 | 0 | 0 | 0 | 0 | 0
CSP | 0 | 0 | 0 | 0 | 0 | 0
CT | 0 | 0 | 0 | 0 | 0 | 0
Coal | 0 | 0 | 0 | 0 | 0 | 0
Geo | 0 | 0 | 0 | 0 | 0 | 0
H | 0 | 0 | 0 | 0 | 0 | 0
LFG | 0 | 0 | 0 | 0 | 0 | 0
Nuc | 0 | 0 | 0 | 0 | 0 | 0
PS | 0 | 0 | 0 | 0 | 0 | 0
PV | 0 | 0 | 0 | 0 | 0 | 0
PeakG | 0 | 0 | 0 | 0 | 0 | 0
PeakO | 0 | 0 | 0 | 0 | 0 | 0
ST | 0 | 0 | 0 | 0 | 0 | 0
STOG | 0 | 0 | 0 | 0 | 0 | 0
STWD | 0 | 0 | 0 | 0 | 0 | 0
WT | 0 | 0 | 0 | 0 | 0 | 0
IGCC | 0 | 0 | 0 | 0 | 0 | 0
DemandResponse | 0 | 0 | 0 | 0 | 0 | 0
IGCC-CCS | 0 | 0 | 0 | 0 | 0 | 0
WT_off | 0 | 0 | 0 | 0 | 0 | 0
PseudoUnit | 0 | 0 | 0 | 0 | 0 | 0
FixedInterchange | 0 | 0 | 0 | 0 | 0 | 0
Base VOM Costs by Reporting Type: MARITIMES
ReportingType | 2015 | 2020 | 2025 | 2030 | 2035 | 2040
BM | 0 | 0 | 0 | 0 | 0 | 0
CC | 0 | 0 | 0 | 0 | 0 | 0
CSP | 0 | 0 | 0 | 0 | 0 | 0
CT | 0 | 0 | 0 | 0 | 0 | 0
Coal | 0 | 0 | 0 | 0 | 0 | 0
Geo | 0 | 0 | 0 | 0 | 0 | 0
H | 0 | 0 | 0 | 0 | 0 | 0
LFG | 0 | 0 | 0 | 0 | 0 | 0
Nuc | 0 | 0 | 0 | 0 | 0 | 0
PS | 0 | 0 | 0 | 0 | 0 | 0
PV | 0 | 0 | 0 | 0 | 0 | 0
PeakG | 0 | 0 | 0 | 0 | 0 | 0
PeakO | 0 | 0 | 0 | 0 | 0 | 0
ST | 0 | 0 | 0 | 0 | 0 | 0
STOG | 0 | 0 | 0 | 0 | 0 | 0
STWD | 0 | 0 | 0 | 0 | 0 | 0
WT | 0 | 0 | 0 | 0 | 0 | 0
IGCC | 0 | 0 | 0 | 0 | 0 | 0
DemandResponse | 0 | 0 | 0 | 0 | 0 | 0
IGCC-CCS | 0 | 0 | 0 | 0 | 0 | 0
WT_off | 0 | 0 | 0 | 0 | 0 | 0
PseudoUnit | 0 | 0 | 0 | 0 | 0 | 0
FixedInterchange | 0 | 0 | 0 | 0 | 0 | 0
Base VOM Costs by Reporting Type: All
ReportingType | 2015 | 2020 | 2025 | 2030 | 2035 | 2040
BM | 0.22 | 0.24 | 0.26 | 0.26 | 0.31 | 0.57
CC | 3052.6 | 3816.83 | 3782.52 | 4409.83 | 5489.68 | 6169.12
CSP | 0 | 0 | 0 | 0 | 0 | 0
CT | 9.11 | 14.57 | 18.53 | 19.41 | 24.23 | 28.94
Coal | 6702.21 | 6995.76 | 7551.62 | 7735.71 | 8314.46 | 9140.59
Geo | 11.14 | 177.58 | 525.85 | 532.83 | 532.83 | 532.83
H | 0 | 0 | 0 | 0 | 0 | 0
LFG | 0.38 | 0.54 | 0.73 | 0.79 | 0.79 | 0.79
Nuc | 2164.81 | 2225.48 | 2225.48 | 2197.96 | 1706.52 | 1342.12
PS | 0 | 0 | 0 | 0 | 0 | 0
PV | 0.02 | 0.02 | 0.02 | 0.02 | 0.01 | 0.01
PeakG | 29.2 | 38.22 | 70.92 | 71.51 | 71.82 | 55.15
PeakO | 0 | 0 | 0 | 0 | 0 | 0
ST | 0.03 | 0.06 | 0.07 | 0.07 | 0.07 | 0.07
STOG | 31.99 | 40.33 | 46.76 | 45.97 | 46.37 | 44.89
STWD | 9.77 | 10.8 | 12.67 | 16.56 | 17.17 | 17.68
WT | 2.03 | 2.05 | 2.32 | 2.3 | 2.07 | 2.05
IGCC | 30.43 | 30.43 | 30.43 | 30.43 | 30.43 | 30.43
DemandResponse | 0 | 0 | 0 | 0 | 0 | 0
IGCC-CCS | 0 | 0 | 0 | 0 | 0 | 0
WT_off | 0.02 | 0.02 | 0.06 | 0.06 | 0.04 | 0.04
PseudoUnit | 0 | 0 | 0 | 0 | 0 | 0
FixedInterchange | 0 | 0 | 0 | 0 | 0 | 0
Base VOM Costs by Reporting Type: EI_US
ReportingType | 2015 | 2020 | 2025 | 2030 | 2035 | 2040
BM | 0 | 0.01 | 0.03 | 0.03 | 0.16 | 0.38
CC | 1923.93 | 2544.31 | 2547.98 | 2934.44 | 3733.96 | 4289.61
CSP | 0 | 0 | 0 | 0 | 0 | 0
CT | 9.11 | 14.52 | 17.31 | 17.87 | 23.75 | 27.3
Coal | 5297.72 | 5385.35 | 5860.91 | 6036 | 6568.48 | 7106.3
Geo | 0 | 0 | 0 | 0 | 0 | 0
H | 0 | 0 | 0 | 0 | 0 | 0
LFG | 0.32 | 0.36 | 0.51 | 0.57 | 0.57 | 0.57
Nuc | 1653.22 | 1713.9 | 1713.9 | 1686.38 | 1213.99 | 878.06
PS | 0 | 0 | 0 | 0 | 0 | 0
PV | 0 | 0 | 0 | 0 | 0 | 0
PeakG | 29.11 | 37.87 | 67.51 | 66.51 | 65.35 | 53.55
PeakO | 0 | 0 | 0 | 0 | 0 | 0
ST | 0 | 0 | 0 | 0 | 0 | 0
STOG | 22.98 | 28.19 | 32.11 | 31.4 | 31.93 | 30.95
STWD | 0 | 0.19 | 0.35 | 0.6 | 1.22 | 1.72
WT | 1.2 | 1.22 | 1.22 | 1.13 | 0.95 | 0.94
IGCC | 30.43 | 30.43 | 30.43 | 30.43 | 30.43 | 30.43
DemandResponse | 0 | 0 | 0 | 0 | 0 | 0
IGCC-CCS | 0 | 0 | 0 | 0 | 0 | 0
WT_off | 0.02 | 0.02 | 0.06 | 0.06 | 0.04 | 0.04
PseudoUnit | 0 | 0 | 0 | 0 | 0 | 0
FixedInterchange | 0 | 0 | 0 | 0 | 0 | 0
Base VOM Costs by Reporting Type: EI_Canada
ReportingType | 2015 | 2020 | 2025 | 2030 | 2035 | 2040
BM | 0 | 0 | 0 | 0 | 0.02 | 0.03
CC | 33.45 | 48.23 | 53.32 | 70.6 | 106.77 | 167.74
CSP | 0 | 0 | 0 | 0 | 0 | 0
CT | 0 | 0 | 0.03 | 0.03 | 0.39 | 1.55
Coal | 0.39 | 0.83 | 2.1 | 7.45 | 13.67 | 14.66
Geo | 0 | 0 | 0 | 0 | 0 | 0
H | 0 | 0 | 0 | 0 | 0 | 0
LFG | 0.01 | 0.01 | 0.01 | 0.01 | 0.01 | 0.01
Nuc | 240.73 | 240.73 | 240.73 | 240.73 | 221.68 | 193.2
PS | 0 | 0 | 0 | 0 | 0 | 0
PV | 0 | 0 | 0 | 0 | 0 | 0
PeakG | 0 | 0 | 0.07 | 0.09 | 0.17 | 0.18
PeakO | 0 | 0 | 0 | 0 | 0 | 0
ST | 0 | 0 | 0 | 0 | 0 | 0
STOG | 0 | 0 | 0 | 0 | 0 | 0
STWD | 0 | 0 | 0 | 0 | 0 | 0
WT | 0.11 | 0.11 | 0.11 | 0.11 | 0.05 | 0.05
IGCC | 0 | 0 | 0 | 0 | 0 | 0
DemandResponse | 0 | 0 | 0 | 0 | 0 | 0
IGCC-CCS | 0 | 0 | 0 | 0 | 0 | 0
WT_off | 0 | 0 | 0 | 0 | 0 | 0
PseudoUnit | 0 | 0 | 0 | 0 | 0 | 0
FixedInterchange | 0 | 0 | 0 | 0 | 0 | 0
Base VOM Costs by Reporting Type: EI
ReportingType | 2015 | 2020 | 2025 | 2030 | 2035 | 2040
BM | 0 | 0.01 | 0.03 | 0.03 | 0.18 | 0.4
CC | 1957.37 | 2592.54 | 2601.3 | 3005.04 | 3840.74 | 4457.35
CSP | 0 | 0 | 0 | 0 | 0 | 0
CT | 9.11 | 14.52 | 17.35 | 17.91 | 24.14 | 28.86
Coal | 5298.12 | 5386.18 | 5863 | 6043.45 | 6582.15 | 7120.96
Geo | 0 | 0 | 0 | 0 | 0 | 0
H | 0 | 0 | 0 | 0 | 0 | 0
LFG | 0.33 | 0.37 | 0.52 | 0.58 | 0.58 | 0.58
Nuc | 1893.95 | 1954.63 | 1954.63 | 1927.11 | 1435.67 | 1071.27
PS | 0 | 0 | 0 | 0 | 0 | 0
PV | 0.01 | 0.01 | 0.01 | 0.01 | 0 | 0
PeakG | 29.11 | 37.87 | 67.59 | 66.59 | 65.53 | 53.72
PeakO | 0 | 0 | 0 | 0 | 0 | 0
ST | 0 | 0 | 0 | 0 | 0 | 0
STOG | 22.98 | 28.19 | 32.11 | 31.4 | 31.93 | 30.95
STWD | 0 | 0.19 | 0.35 | 0.6 | 1.22 | 1.72
WT | 1.31 | 1.33 | 1.33 | 1.24 | 1 | 0.99
IGCC | 30.43 | 30.43 | 30.43 | 30.43 | 30.43 | 30.43
DemandResponse | 0 | 0 | 0 | 0 | 0 | 0
IGCC-CCS | 0 | 0 | 0 | 0 | 0 | 0
WT_off | 0.02 | 0.02 | 0.06 | 0.06 | 0.04 | 0.04
PseudoUnit | 0 | 0 | 0 | 0 | 0 | 0
FixedInterchange | 0 | 0 | 0 | 0 | 0 | 0
Base VOM Costs by Reporting Type: Outside_EI
ReportingType | 2015 | 2020 | 2025 | 2030 | 2035 | 2040
BM | 0.22 | 0.22 | 0.22 | 0.22 | 0.14 | 0.16
CC | 1095.22 | 1224.29 | 1181.22 | 1404.79 | 1648.94 | 1711.76
CSP | 0 | 0 | 0 | 0 | 0 | 0
CT | 0 | 0.05 | 1.19 | 1.51 | 0.1 | 0.08
Coal | 1404.09 | 1609.58 | 1688.62 | 1692.26 | 1732.3 | 2019.63
Geo | 11.13 | 177.57 | 525.85 | 532.83 | 532.83 | 532.83
H | 0 | 0 | 0 | 0 | 0 | 0
LFG | 0.05 | 0.17 | 0.2 | 0.2 | 0.2 | 0.2
Nuc | 270.85 | 270.85 | 270.85 | 270.85 | 270.85 | 270.85
PS | 0 | 0 | 0 | 0 | 0 | 0
PV | 0.01 | 0.01 | 0.01 | 0.01 | 0.01 | 0.01
PeakG | 0.09 | 0.35 | 3.33 | 4.92 | 6.29 | 1.42
PeakO | 0 | 0 | 0 | 0 | 0 | 0
ST | 0.03 | 0.06 | 0.07 | 0.07 | 0.07 | 0.07
STOG | 9.01 | 12.14 | 14.65 | 14.57 | 14.43 | 13.94
STWD | 9.77 | 10.61 | 12.32 | 15.96 | 15.96 | 15.96
WT | 0.72 | 0.72 | 0.99 | 1.06 | 1.06 | 1.06
IGCC | 0 | 0 | 0 | 0 | 0 | 0
DemandResponse | 0 | 0 | 0 | 0 | 0 | 0
IGCC-CCS | 0 | 0 | 0 | 0 | 0 | 0
WT_off | 0 | 0 | 0 | 0 | 0 | 0
PseudoUnit | 0 | 0 | 0 | 0 | 0 | 0
FixedInterchange | 0 | 0 | 0 | 0 | 0 | 0
#9 | 0.05: Retrofit VOM Costs ($million)
Retrofit VOM Costs by Reporting Type: Entergy
ReportingType | 2015 | 2020 | 2025 | 2030 | 2035 | 2040
BM | 0 | 0 | 0 | 0 | 0 | 0
CC | 0 | 0 | 0 | 0 | 0 | 0
CSP | 0 | 0 | 0 | 0 | 0 | 0
CT | 0 | 0 | 0 | 0 | 0 | 0
Coal | 13.66 | 252.69 | 385.11 | 420 | 420 | 420
Geo | 0 | 0 | 0 | 0 | 0 | 0
H | 0 | 0 | 0 | 0 | 0 | 0
LFG | 0 | 0 | 0 | 0 | 0 | 0
Nuc | 0 | 0 | 0 | 0 | 0 | 0
PS | 0 | 0 | 0 | 0 | 0 | 0
PV | 0 | 0 | 0 | 0 | 0 | 0
PeakG | 0 | 0 | 0 | 0 | 0 | 0
PeakO | 0 | 0 | 0 | 0 | 0 | 0
ST | 0 | 0 | 0 | 0 | 0 | 0
STOG | 0 | 0 | 0 | 0 | 0 | 0
STWD | 0 | 0 | 0 | 0 | 0 | 0
WT | 0 | 0 | 0 | 0 | 0 | 0
IGCC | 0 | 0 | 0 | 0 | 0 | 0
DemandResponse | 0 | 0 | 0 | 0 | 0 | 0
IGCC-CCS | 0 | 0 | 0 | 0 | 0 | 0
WT_off | 0 | 0 | 0 | 0 | 0 | 0
PseudoUnit | 0 | 0 | 0 | 0 | 0 | 0
FixedInterchange | 0 | 0 | 0 | 0 | 0 | 0
Retrofit VOM Costs by Reporting Type: FRCC
ReportingType | 2015 | 2020 | 2025 | 2030 | 2035 | 2040
BM | 0 | 0 | 0 | 0 | 0 | 0
CC | 0 | 0 | 0 | 0 | 0 | 0
CSP | 0 | 0 | 0 | 0 | 0 | 0
CT | 0 | 0 | 0 | 0 | 0 | 0
Coal | 217.76 | 262.06 | 291.73 | 298.52 | 309.24 | 309.24
Geo | 0 | 0 | 0 | 0 | 0 | 0
H | 0 | 0 | 0 | 0 | 0 | 0
LFG | 0 | 0 | 0 | 0 | 0 | 0
Nuc | 0 | 0 | 0 | 0 | 0 | 0
PS | 0 | 0 | 0 | 0 | 0 | 0
PV | 0 | 0 | 0 | 0 | 0 | 0
PeakG | 0 | 0 | 0 | 0 | 0 | 0
PeakO | 0 | 0 | 0 | 0 | 0 | 0
ST | 0 | 0 | 0 | 0 | 0 | 0
STOG | 0 | 0 | 0 | 0 | 0 | 0
STWD | 0 | 0 | 0 | 0 | 0 | 0
WT | 0 | 0 | 0 | 0 | 0 | 0
IGCC | 0 | 0 | 0 | 0 | 0 | 0
DemandResponse | 0 | 0 | 0 | 0 | 0 | 0
IGCC-CCS | 0 | 0 | 0 | 0 | 0 | 0
WT_off | 0 | 0 | 0 | 0 | 0 | 0
PseudoUnit | 0 | 0 | 0 | 0 | 0 | 0
FixedInterchange | 0 | 0 | 0 | 0 | 0 | 0
Retrofit VOM Costs by Reporting Type: MAPP_US
ReportingType | 2015 | 2020 | 2025 | 2030 | 2035 | 2040
BM | 0 | 0 | 0 | 0 | 0 | 0
CC | 0 | 0 | 0 | 0 | 0 | 0
CSP | 0 | 0 | 0 | 0 | 0 | 0
CT | 0 | 0 | 0 | 0 | 0 | 0
Coal | 88.62 | 123.54 | 127.55 | 131.45 | 131.45 | 131.45
Geo | 0 | 0 | 0 | 0 | 0 | 0
H | 0 | 0 | 0 | 0 | 0 | 0
LFG | 0 | 0 | 0 | 0 | 0 | 0
Nuc | 0 | 0 | 0 | 0 | 0 | 0
PS | 0 | 0 | 0 | 0 | 0 | 0
PV | 0 | 0 | 0 | 0 | 0 | 0
PeakG | 0 | 0 | 0 | 0 | 0 | 0
PeakO | 0 | 0 | 0 | 0 | 0 | 0
ST | 0 | 0 | 0 | 0 | 0 | 0
STOG | 0 | 0 | 0 | 0 | 0 | 0
STWD | 0 | 0 | 0 | 0 | 0 | 0
WT | 0 | 0 | 0 | 0 | 0 | 0
IGCC | 0 | 0 | 0 | 0 | 0 | 0
DemandResponse | 0 | 0 | 0 | 0 | 0 | 0
IGCC-CCS | 0 | 0 | 0 | 0 | 0 | 0
WT_off | 0 | 0 | 0 | 0 | 0 | 0
PseudoUnit | 0 | 0 | 0 | 0 | 0 | 0
FixedInterchange | 0 | 0 | 0 | 0 | 0 | 0
Retrofit VOM Costs by Reporting Type: MISO_IN
ReportingType | 2015 | 2020 | 2025 | 2030 | 2035 | 2040
BM | 0 | 0 | 0 | 0 | 0 | 0
CC | 0 | 0 | 0 | 0 | 0 | 0
CSP | 0 | 0 | 0 | 0 | 0 | 0
CT | 0 | 0 | 0 | 0 | 0 | 0
Coal | 303.11 | 455.88 | 509.52 | 529.97 | 570.75 | 588.83
Geo | 0 | 0 | 0 | 0 | 0 | 0
H | 0 | 0 | 0 | 0 | 0 | 0
LFG | 0 | 0 | 0 | 0 | 0 | 0
Nuc | 0 | 0 | 0 | 0 | 0 | 0
PS | 0 | 0 | 0 | 0 | 0 | 0
PV | 0 | 0 | 0 | 0 | 0 | 0
PeakG | 0 | 0 | 0 | 0 | 0 | 0
PeakO | 0 | 0 | 0 | 0 | 0 | 0
ST | 0 | 0 | 0 | 0 | 0 | 0
STOG | 0 | 0 | 0 | 0 | 0 | 0
STWD | 0 | 0 | 0 | 0 | 0 | 0
WT | 0 | 0 | 0 | 0 | 0 | 0
IGCC | 0 | 0 | 0 | 0 | 0 | 0
DemandResponse | 0 | 0 | 0 | 0 | 0 | 0
IGCC-CCS | 0 | 0 | 0 | 0 | 0 | 0
WT_off | 0 | 0 | 0 | 0 | 0 | 0
PseudoUnit | 0 | 0 | 0 | 0 | 0 | 0
FixedInterchange | 0 | 0 | 0 | 0 | 0 | 0
Retrofit VOM Costs by Reporting Type: MISO_MI
ReportingType | 2015 | 2020 | 2025 | 2030 | 2035 | 2040
BM | 0 | 0 | 0 | 0 | 0 | 0
CC | 0 | 0 | 0 | 0 | 0 | 0
CSP | 0 | 0 | 0 | 0 | 0 | 0
CT | 0 | 0 | 0 | 0 | 0 | 0
Coal | 37.81 | 195.81 | 235.93 | 255.91 | 266.45 | 273.17
Geo | 0 | 0 | 0 | 0 | 0 | 0
H | 0 | 0 | 0 | 0 | 0 | 0
LFG | 0 | 0 | 0 | 0 | 0 | 0
Nuc | 0 | 0 | 0 | 0 | 0 | 0
PS | 0 | 0 | 0 | 0 | 0 | 0
PV | 0 | 0 | 0 | 0 | 0 | 0
PeakG | 0 | 0 | 0 | 0 | 0 | 0
PeakO | 0 | 0 | 0 | 0 | 0 | 0
ST | 0 | 0 | 0 | 0 | 0 | 0
STOG | 0 | 0 | 0 | 0 | 0 | 0
STWD | 0 | 0 | 0 | 0 | 0 | 0
WT | 0 | 0 | 0 | 0 | 0 | 0
IGCC | 0 | 0 | 0 | 0 | 0 | 0
DemandResponse | 0 | 0 | 0 | 0 | 0 | 0
IGCC-CCS | 0 | 0 | 0 | 0 | 0 | 0
WT_off | 0 | 0 | 0 | 0 | 0 | 0
PseudoUnit | 0 | 0 | 0 | 0 | 0 | 0
FixedInterchange | 0 | 0 | 0 | 0 | 0 | 0
Retrofit VOM Costs by Reporting Type: MISO_MO-IL
ReportingType | 2015 | 2020 | 2025 | 2030 | 2035 | 2040
BM | 0 | 0 | 0 | 0 | 0 | 0
CC | 0 | 0 | 0 | 0 | 0 | 0
CSP | 0 | 0 | 0 | 0 | 0 | 0
CT | 0 | 0 | 0 | 0 | 0 | 0
Coal | 102.44 | 402.43 | 512.61 | 581.65 | 633.33 | 633.33
Geo | 0 | 0 | 0 | 0 | 0 | 0
H | 0 | 0 | 0 | 0 | 0 | 0
LFG | 0 | 0 | 0 | 0 | 0 | 0
Nuc | 0 | 0 | 0 | 0 | 0 | 0
PS | 0 | 0 | 0 | 0 | 0 | 0
PV | 0 | 0 | 0 | 0 | 0 | 0
PeakG | 0 | 0 | 0 | 0 | 0 | 0
PeakO | 0 | 0 | 0 | 0 | 0 | 0
ST | 0 | 0 | 0 | 0 | 0 | 0
STOG | 0 | 0 | 0 | 0 | 0 | 0
STWD | 0 | 0 | 0 | 0 | 0 | 0
WT | 0 | 0 | 0 | 0 | 0 | 0
IGCC | 0 | 0 | 0 | 0 | 0 | 0
DemandResponse | 0 | 0 | 0 | 0 | 0 | 0
IGCC-CCS | 0 | 0 | 0 | 0 | 0 | 0
WT_off | 0 | 0 | 0 | 0 | 0 | 0
PseudoUnit | 0 | 0 | 0 | 0 | 0 | 0
FixedInterchange | 0 | 0 | 0 | 0 | 0 | 0
Retrofit VOM Costs by Reporting Type: MISO_W
ReportingType | 2015 | 2020 | 2025 | 2030 | 2035 | 2040
BM | 0 | 0 | 0 | 0 | 0 | 0
CC | 0 | 0 | 0 | 0 | 0 | 0
CSP | 0 | 0 | 0 | 0 | 0 | 0
CT | 0 | 0 | 0 | 0 | 0 | 0
Coal | 147.37 | 406.45 | 426.91 | 431.26 | 433.8 | 433.8
Geo | 0 | 0 | 0 | 0 | 0 | 0
H | 0 | 0 | 0 | 0 | 0 | 0
LFG | 0 | 0 | 0 | 0 | 0 | 0
Nuc | 0 | 0 | 0 | 0 | 0 | 0
PS | 0 | 0 | 0 | 0 | 0 | 0
PV | 0 | 0 | 0 | 0 | 0 | 0
PeakG | 0 | 0 | 0 | 0 | 0 | 0
PeakO | 0 | 0 | 0 | 0 | 0 | 0
ST | 0 | 0 | 0 | 0 | 0 | 0
STOG | 0 | 0 | 0 | 0 | 0 | 0
STWD | 0 | 0 | 0 | 0 | 0 | 0
WT | 0 | 0 | 0 | 0 | 0 | 0
IGCC | 0 | 0 | 0 | 0 | 0 | 0
DemandResponse | 0 | 0 | 0 | 0 | 0 | 0
IGCC-CCS | 0 | 0 | 0 | 0 | 0 | 0
WT_off | 0 | 0 | 0 | 0 | 0 | 0
PseudoUnit | 0 | 0 | 0 | 0 | 0 | 0
FixedInterchange | 0 | 0 | 0 | 0 | 0 | 0
Retrofit VOM Costs by Reporting Type: MISO_WUMS
ReportingType | 2015 | 2020 | 2025 | 2030 | 2035 | 2040
BM | 0 | 0 | 0 | 0 | 0 | 0
CC | 0 | 0 | 0 | 0 | 0 | 0
CSP | 0 | 0 | 0 | 0 | 0 | 0
CT | 0 | 0 | 0 | 0 | 0 | 0
Coal | 76.28 | 121.08 | 150.24 | 172.23 | 190.27 | 190.28
Geo | 0 | 0 | 0 | 0 | 0 | 0
H | 0 | 0 | 0 | 0 | 0 | 0
LFG | 0 | 0 | 0 | 0 | 0 | 0
Nuc | 0 | 0 | 0 | 0 | 0 | 0
PS | 0 | 0 | 0 | 0 | 0 | 0
PV | 0 | 0 | 0 | 0 | 0 | 0
PeakG | 0 | 0 | 0 | 0 | 0 | 0
PeakO | 0 | 0 | 0 | 0 | 0 | 0
ST | 0 | 0 | 0 | 0 | 0 | 0
STOG | 0 | 0 | 0 | 0 | 0 | 0
STWD | 0 | 0 | 0 | 0 | 0 | 0
WT | 0 | 0 | 0 | 0 | 0 | 0
IGCC | 0 | 0 | 0 | 0 | 0 | 0
DemandResponse | 0 | 0 | 0 | 0 | 0 | 0
IGCC-CCS | 0 | 0 | 0 | 0 | 0 | 0
WT_off | 0 | 0 | 0 | 0 | 0 | 0
PseudoUnit | 0 | 0 | 0 | 0 | 0 | 0
FixedInterchange | 0 | 0 | 0 | 0 | 0 | 0
Retrofit VOM Costs by Reporting Type: Nebraska
ReportingType | 2015 | 2020 | 2025 | 2030 | 2035 | 2040
BM | 0 | 0 | 0 | 0 | 0 | 0
CC | 0 | 0 | 0 | 0 | 0 | 0
CSP | 0 | 0 | 0 | 0 | 0 | 0
CT | 0 | 0 | 0 | 0 | 0 | 0
Coal | 16.57 | 135.66 | 135.66 | 135.66 | 135.66 | 135.66
Geo | 0 | 0 | 0 | 0 | 0 | 0
H | 0 | 0 | 0 | 0 | 0 | 0
LFG | 0 | 0 | 0 | 0 | 0 | 0
Nuc | 0 | 0 | 0 | 0 | 0 | 0
PS | 0 | 0 | 0 | 0 | 0 | 0
PV | 0 | 0 | 0 | 0 | 0 | 0
PeakG | 0 | 0 | 0 | 0 | 0 | 0
PeakO | 0 | 0 | 0 | 0 | 0 | 0
ST | 0 | 0 | 0 | 0 | 0 | 0
STOG | 0 | 0 | 0 | 0 | 0 | 0
STWD | 0 | 0 | 0 | 0 | 0 | 0
WT | 0 | 0 | 0 | 0 | 0 | 0
IGCC | 0 | 0 | 0 | 0 | 0 | 0
DemandResponse | 0 | 0 | 0 | 0 | 0 | 0
IGCC-CCS | 0 | 0 | 0 | 0 | 0 | 0
WT_off | 0 | 0 | 0 | 0 | 0 | 0
PseudoUnit | 0 | 0 | 0 | 0 | 0 | 0
FixedInterchange | 0 | 0 | 0 | 0 | 0 | 0
Retrofit VOM Costs by Reporting Type: NEISO
ReportingType | 2015 | 2020 | 2025 | 2030 | 2035 | 2040
BM | 0 | 0 | 0 | 0 | 0 | 0
CC | 0 | 0 | 0 | 0 | 0 | 0
CSP | 0 | 0 | 0 | 0 | 0 | 0
CT | 0 | 0 | 0 | 0 | 0 | 0
Coal | 0.16 | 0 | 0 | 0 | 0 | 0
Geo | 0 | 0 | 0 | 0 | 0 | 0
H | 0 | 0 | 0 | 0 | 0 | 0
LFG | 0 | 0 | 0 | 0 | 0 | 0
Nuc | 0 | 0 | 0 | 0 | 0 | 0
PS | 0 | 0 | 0 | 0 | 0 | 0
PV | 0 | 0 | 0 | 0 | 0 | 0
PeakG | 0 | 0 | 0 | 0 | 0 | 0
PeakO | 0 | 0 | 0 | 0 | 0 | 0
ST | 0 | 0 | 0 | 0 | 0 | 0
STOG | 0 | 0 | 0 | 0 | 0 | 0
STWD | 0 | 0 | 0 | 0 | 0 | 0
WT | 0 | 0 | 0 | 0 | 0 | 0
IGCC | 0 | 0 | 0 | 0 | 0 | 0
DemandResponse | 0 | 0 | 0 | 0 | 0 | 0
IGCC-CCS | 0 | 0 | 0 | 0 | 0 | 0
WT_off | 0 | 0 | 0 | 0 | 0 | 0
PseudoUnit | 0 | 0 | 0 | 0 | 0 | 0
FixedInterchange | 0 | 0 | 0 | 0 | 0 | 0
Retrofit VOM Costs by Reporting Type: NonRTO_Midwest
ReportingType | 2015 | 2020 | 2025 | 2030 | 2035 | 2040
BM | 0 | 0 | 0 | 0 | 0 | 0
CC | 0 | 0 | 0 | 0 | 0 | 0
CSP | 0 | 0 | 0 | 0 | 0 | 0
CT | 0 | 0 | 0 | 0 | 0 | 0
Coal | 244.37 | 327.82 | 339.02 | 347.74 | 367.59 | 389.3
Geo | 0 | 0 | 0 | 0 | 0 | 0
H | 0 | 0 | 0 | 0 | 0 | 0
LFG | 0 | 0 | 0 | 0 | 0 | 0
Nuc | 0 | 0 | 0 | 0 | 0 | 0
PS | 0 | 0 | 0 | 0 | 0 | 0
PV | 0 | 0 | 0 | 0 | 0 | 0
PeakG | 0 | 0 | 0 | 0 | 0 | 0
PeakO | 0 | 0 | 0 | 0 | 0 | 0
ST | 0 | 0 | 0 | 0 | 0 | 0
STOG | 0 | 0 | 0 | 0 | 0 | 0
STWD | 0 | 0 | 0 | 0 | 0 | 0
WT | 0 | 0 | 0 | 0 | 0 | 0
IGCC | 0 | 0 | 0 | 0 | 0 | 0
DemandResponse | 0 | 0 | 0 | 0 | 0 | 0
IGCC-CCS | 0 | 0 | 0 | 0 | 0 | 0
WT_off | 0 | 0 | 0 | 0 | 0 | 0
PseudoUnit | 0 | 0 | 0 | 0 | 0 | 0
FixedInterchange | 0 | 0 | 0 | 0 | 0 | 0
Retrofit VOM Costs by Reporting Type: NYISO_A-F
ReportingType | 2015 | 2020 | 2025 | 2030 | 2035 | 2040
BM | 0 | 0 | 0 | 0 | 0 | 0
CC | 0 | 0 | 0 | 0 | 0 | 0
CSP | 0 | 0 | 0 | 0 | 0 | 0
CT | 0 | 0 | 0 | 0 | 0 | 0
Coal | 0 | 0 | 0 | 0 | 0 | 0
Geo | 0 | 0 | 0 | 0 | 0 | 0
H | 0 | 0 | 0 | 0 | 0 | 0
LFG | 0 | 0 | 0 | 0 | 0 | 0
Nuc | 0 | 0 | 0 | 0 | 0 | 0
PS | 0 | 0 | 0 | 0 | 0 | 0
PV | 0 | 0 | 0 | 0 | 0 | 0
PeakG | 0 | 0 | 0 | 0 | 0 | 0
PeakO | 0 | 0 | 0 | 0 | 0 | 0
ST | 0 | 0 | 0 | 0 | 0 | 0
STOG | 0 | 0 | 0 | 0 | 0 | 0
STWD | 0 | 0 | 0 | 0 | 0 | 0
WT | 0 | 0 | 0 | 0 | 0 | 0
IGCC | 0 | 0 | 0 | 0 | 0 | 0
DemandResponse | 0 | 0 | 0 | 0 | 0 | 0
IGCC-CCS | 0 | 0 | 0 | 0 | 0 | 0
WT_off | 0 | 0 | 0 | 0 | 0 | 0
PseudoUnit | 0 | 0 | 0 | 0 | 0 | 0
FixedInterchange | 0 | 0 | 0 | 0 | 0 | 0
Retrofit VOM Costs by Reporting Type: NYISO_G-I
ReportingType | 2015 | 2020 | 2025 | 2030 | 2035 | 2040
BM | 0 | 0 | 0 | 0 | 0 | 0
CC | 0 | 0 | 0 | 0 | 0 | 0
CSP | 0 | 0 | 0 | 0 | 0 | 0
CT | 0 | 0 | 0 | 0 | 0 | 0
Coal | 0 | 0 | 0 | 0 | 0 | 0
Geo | 0 | 0 | 0 | 0 | 0 | 0
H | 0 | 0 | 0 | 0 | 0 | 0
LFG | 0 | 0 | 0 | 0 | 0 | 0
Nuc | 0 | 0 | 0 | 0 | 0 | 0
PS | 0 | 0 | 0 | 0 | 0 | 0
PV | 0 | 0 | 0 | 0 | 0 | 0
PeakG | 0 | 0 | 0 | 0 | 0 | 0
PeakO | 0 | 0 | 0 | 0 | 0 | 0
ST | 0 | 0 | 0 | 0 | 0 | 0
STOG | 0 | 0 | 0 | 0 | 0 | 0
STWD | 0 | 0 | 0 | 0 | 0 | 0
WT | 0 | 0 | 0 | 0 | 0 | 0
IGCC | 0 | 0 | 0 | 0 | 0 | 0
DemandResponse | 0 | 0 | 0 | 0 | 0 | 0
IGCC-CCS | 0 | 0 | 0 | 0 | 0 | 0
WT_off | 0 | 0 | 0 | 0 | 0 | 0
PseudoUnit | 0 | 0 | 0 | 0 | 0 | 0
FixedInterchange | 0 | 0 | 0 | 0 | 0 | 0
Retrofit VOM Costs by Reporting Type: NYISO_J-K
ReportingType | 2015 | 2020 | 2025 | 2030 | 2035 | 2040
BM | 0 | 0 | 0 | 0 | 0 | 0
CC | 0 | 0 | 0 | 0 | 0 | 0
CSP | 0 | 0 | 0 | 0 | 0 | 0
CT | 0 | 0 | 0 | 0 | 0 | 0
Coal | 0 | 0 | 0 | 0 | 0 | 0
Geo | 0 | 0 | 0 | 0 | 0 | 0
H | 0 | 0 | 0 | 0 | 0 | 0
LFG | 0 | 0 | 0 | 0 | 0 | 0
Nuc | 0 | 0 | 0 | 0 | 0 | 0
PS | 0 | 0 | 0 | 0 | 0 | 0
PV | 0 | 0 | 0 | 0 | 0 | 0
PeakG | 0 | 0 | 0 | 0 | 0 | 0
PeakO | 0 | 0 | 0 | 0 | 0 | 0
ST | 0 | 0 | 0 | 0 | 0 | 0
STOG | 0 | 0 | 0 | 0 | 0 | 0
STWD | 0 | 0 | 0 | 0 | 0 | 0
WT | 0 | 0 | 0 | 0 | 0 | 0
IGCC | 0 | 0 | 0 | 0 | 0 | 0
DemandResponse | 0 | 0 | 0 | 0 | 0 | 0
IGCC-CCS | 0 | 0 | 0 | 0 | 0 | 0
WT_off | 0 | 0 | 0 | 0 | 0 | 0
PseudoUnit | 0 | 0 | 0 | 0 | 0 | 0
FixedInterchange | 0 | 0 | 0 | 0 | 0 | 0
Retrofit VOM Costs by Reporting Type: PJM_E
ReportingType | 2015 | 2020 | 2025 | 2030 | 2035 | 2040
BM | 0 | 0 | 0 | 0 | 0 | 0
CC | 0 | 0 | 0 | 0 | 0 | 0
CSP | 0 | 0 | 0 | 0 | 0 | 0
CT | 0 | 0 | 0 | 0 | 0 | 0
Coal | 3.29 | 3.45 | 4.83 | 8.78 | 15.7 | 20.53
Geo | 0 | 0 | 0 | 0 | 0 | 0
H | 0 | 0 | 0 | 0 | 0 | 0
LFG | 0 | 0 | 0 | 0 | 0 | 0
Nuc | 0 | 0 | 0 | 0 | 0 | 0
PS | 0 | 0 | 0 | 0 | 0 | 0
PV | 0 | 0 | 0 | 0 | 0 | 0
PeakG | 0 | 0 | 0 | 0 | 0 | 0
PeakO | 0 | 0 | 0 | 0 | 0 | 0
ST | 0 | 0 | 0 | 0 | 0 | 0
STOG | 0 | 0 | 0 | 0 | 0 | 0
STWD | 0 | 0 | 0 | 0 | 0 | 0
WT | 0 | 0 | 0 | 0 | 0 | 0
IGCC | 0 | 0 | 0 | 0 | 0 | 0
DemandResponse | 0 | 0 | 0 | 0 | 0 | 0
IGCC-CCS | 0 | 0 | 0 | 0 | 0 | 0
WT_off | 0 | 0 | 0 | 0 | 0 | 0
PseudoUnit | 0 | 0 | 0 | 0 | 0 | 0
FixedInterchange | 0 | 0 | 0 | 0 | 0 | 0
Retrofit VOM Costs by Reporting Type: PJM_ROM
ReportingType | 2015 | 2020 | 2025 | 2030 | 2035 | 2040
BM | 0 | 0 | 0 | 0 | 0 | 0
CC | 0 | 0 | 0 | 0 | 0 | 0
CSP | 0 | 0 | 0 | 0 | 0 | 0
CT | 0 | 0 | 0 | 0 | 0 | 0
Coal | 193 | 257.63 | 267.61 | 282.84 | 282.84 | 282.84
Geo | 0 | 0 | 0 | 0 | 0 | 0
H | 0 | 0 | 0 | 0 | 0 | 0
LFG | 0 | 0 | 0 | 0 | 0 | 0
Nuc | 0 | 0 | 0 | 0 | 0 | 0
PS | 0 | 0 | 0 | 0 | 0 | 0
PV | 0 | 0 | 0 | 0 | 0 | 0
PeakG | 0 | 0 | 0 | 0 | 0 | 0
PeakO | 0 | 0 | 0 | 0 | 0 | 0
ST | 0 | 0 | 0 | 0 | 0 | 0
STOG | 0 | 0 | 0 | 0 | 0 | 0
STWD | 0 | 0 | 0 | 0 | 0 | 0
WT | 0 | 0 | 0 | 0 | 0 | 0
IGCC | 0 | 0 | 0 | 0 | 0 | 0
DemandResponse | 0 | 0 | 0 | 0 | 0 | 0
IGCC-CCS | 0 | 0 | 0 | 0 | 0 | 0
WT_off | 0 | 0 | 0 | 0 | 0 | 0
PseudoUnit | 0 | 0 | 0 | 0 | 0 | 0
FixedInterchange | 0 | 0 | 0 | 0 | 0 | 0
Retrofit VOM Costs by Reporting Type: PJM_ROR
ReportingType | 2015 | 2020 | 2025 | 2030 | 2035 | 2040
BM | 0 | 0 | 0 | 0 | 0 | 0
CC | 0 | 0 | 0 | 0 | 0 | 0
CSP | 0 | 0 | 0 | 0 | 0 | 0
CT | 0 | 0 | 0 | 0 | 0 | 0
Coal | 983.12 | 1297.18 | 1368.03 | 1415.31 | 1425.12 | 1444.47
Geo | 0 | 0 | 0 | 0 | 0 | 0
H | 0 | 0 | 0 | 0 | 0 | 0
LFG | 0 | 0 | 0 | 0 | 0 | 0
Nuc | 0 | 0 | 0 | 0 | 0 | 0
PS | 0 | 0 | 0 | 0 | 0 | 0
PV | 0 | 0 | 0 | 0 | 0 | 0
PeakG | 0 | 0 | 0 | 0 | 0 | 0
PeakO | 0 | 0 | 0 | 0 | 0 | 0
ST | 0 | 0 | 0 | 0 | 0 | 0
STOG | 0 | 0 | 0 | 0 | 0 | 0
STWD | 0 | 0 | 0 | 0 | 0 | 0
WT | 0 | 0 | 0 | 0 | 0 | 0
IGCC | 0 | 0 | 0 | 0 | 0 | 0
DemandResponse | 0 | 0 | 0 | 0 | 0 | 0
IGCC-CCS | 0 | 0 | 0 | 0 | 0 | 0
WT_off | 0 | 0 | 0 | 0 | 0 | 0
PseudoUnit | 0 | 0 | 0 | 0 | 0 | 0
FixedInterchange | 0 | 0 | 0 | 0 | 0 | 0
Retrofit VOM Costs by Reporting Type: SOCO
ReportingType | 2015 | 2020 | 2025 | 2030 | 2035 | 2040
BM | 0 | 0 | 0 | 0 | 0 | 0
CC | 0 | 0 | 0 | 0 | 0 | 0
CSP | 0 | 0 | 0 | 0 | 0 | 0
CT | 0 | 0 | 0 | 0 | 0 | 0
Coal | 370.21 | 520.35 | 659.35 | 677.06 | 677.06 | 677.06
Geo | 0 | 0 | 0 | 0 | 0 | 0
H | 0 | 0 | 0 | 0 | 0 | 0
LFG | 0 | 0 | 0 | 0 | 0 | 0
Nuc | 0 | 0 | 0 | 0 | 0 | 0
PS | 0 | 0 | 0 | 0 | 0 | 0
PV | 0 | 0 | 0 | 0 | 0 | 0
PeakG | 0 | 0 | 0 | 0 | 0 | 0
PeakO | 0 | 0 | 0 | 0 | 0 | 0
ST | 0 | 0 | 0 | 0 | 0 | 0
STOG | 0 | 0 | 0 | 0 | 0 | 0
STWD | 0 | 0 | 0 | 0 | 0 | 0
WT | 0 | 0 | 0 | 0 | 0 | 0
IGCC | 0 | 0 | 0 | 0 | 0 | 0
DemandResponse | 0 | 0 | 0 | 0 | 0 | 0
IGCC-CCS | 0 | 0 | 0 | 0 | 0 | 0
WT_off | 0 | 0 | 0 | 0 | 0 | 0
PseudoUnit | 0 | 0 | 0 | 0 | 0 | 0
FixedInterchange | 0 | 0 | 0 | 0 | 0 | 0
Retrofit VOM Costs by Reporting Type: SPP_N
ReportingType | 2015 | 2020 | 2025 | 2030 | 2035 | 2040
BM | 0 | 0 | 0 | 0 | 0 | 0
CC | 0 | 0 | 0 | 0 | 0 | 0
CSP | 0 | 0 | 0 | 0 | 0 | 0
CT | 0 | 0 | 0 | 0 | 0 | 0
Coal | 190.31 | 355.72 | 361.74 | 361.74 | 361.74 | 361.74
Geo | 0 | 0 | 0 | 0 | 0 | 0
H | 0 | 0 | 0 | 0 | 0 | 0
LFG | 0 | 0 | 0 | 0 | 0 | 0
Nuc | 0 | 0 | 0 | 0 | 0 | 0
PS | 0 | 0 | 0 | 0 | 0 | 0
PV | 0 | 0 | 0 | 0 | 0 | 0
PeakG | 0 | 0 | 0 | 0 | 0 | 0
PeakO | 0 | 0 | 0 | 0 | 0 | 0
ST | 0 | 0 | 0 | 0 | 0 | 0
STOG | 0 | 0 | 0 | 0 | 0 | 0
STWD | 0 | 0 | 0 | 0 | 0 | 0
WT | 0 | 0 | 0 | 0 | 0 | 0
IGCC | 0 | 0 | 0 | 0 | 0 | 0
DemandResponse | 0 | 0 | 0 | 0 | 0 | 0
IGCC-CCS | 0 | 0 | 0 | 0 | 0 | 0
WT_off | 0 | 0 | 0 | 0 | 0 | 0
PseudoUnit | 0 | 0 | 0 | 0 | 0 | 0
FixedInterchange | 0 | 0 | 0 | 0 | 0 | 0
Retrofit VOM Costs by Reporting Type: SPP_S
ReportingType | 2015 | 2020 | 2025 | 2030 | 2035 | 2040
BM | 0 | 0 | 0 | 0 | 0 | 0
CC | 0 | 0 | 0 | 0 | 0 | 0
CSP | 0 | 0 | 0 | 0 | 0 | 0
CT | 0 | 0 | 0 | 0 | 0 | 0
Coal | 82.37 | 668.97 | 864.12 | 905.34 | 931.39 | 931.39
Geo | 0 | 0 | 0 | 0 | 0 | 0
H | 0 | 0 | 0 | 0 | 0 | 0
LFG | 0 | 0 | 0 | 0 | 0 | 0
Nuc | 0 | 0 | 0 | 0 | 0 | 0
PS | 0 | 0 | 0 | 0 | 0 | 0
PV | 0 | 0 | 0 | 0 | 0 | 0
PeakG | 0 | 0 | 0 | 0 | 0 | 0
PeakO | 0 | 0 | 0 | 0 | 0 | 0
ST | 0 | 0 | 0 | 0 | 0 | 0
STOG | 0 | 0 | 0 | 0 | 0 | 0
STWD | 0 | 0 | 0 | 0 | 0 | 0
WT | 0 | 0 | 0 | 0 | 0 | 0
IGCC | 0 | 0 | 0 | 0 | 0 | 0
DemandResponse | 0 | 0 | 0 | 0 | 0 | 0
IGCC-CCS | 0 | 0 | 0 | 0 | 0 | 0
WT_off | 0 | 0 | 0 | 0 | 0 | 0
PseudoUnit | 0 | 0 | 0 | 0 | 0 | 0
FixedInterchange | 0 | 0 | 0 | 0 | 0 | 0
Retrofit VOM Costs by Reporting Type: TVA
ReportingType | 2015 | 2020 | 2025 | 2030 | 2035 | 2040
BM | 0 | 0 | 0 | 0 | 0 | 0
CC | 0 | 0 | 0 | 0 | 0 | 0
CSP | 0 | 0 | 0 | 0 | 0 | 0
CT | 0 | 0 | 0 | 0 | 0 | 0
Coal | 226.21 | 424.53 | 464.42 | 472.05 | 472.05 | 472.05
Geo | 0 | 0 | 0 | 0 | 0 | 0
H | 0 | 0 | 0 | 0 | 0 | 0
LFG | 0 | 0 | 0 | 0 | 0 | 0
Nuc | 0 | 0 | 0 | 0 | 0 | 0
PS | 0 | 0 | 0 | 0 | 0 | 0
PV | 0 | 0 | 0 | 0 | 0 | 0
PeakG | 0 | 0 | 0 | 0 | 0 | 0
PeakO | 0 | 0 | 0 | 0 | 0 | 0
ST | 0 | 0 | 0 | 0 | 0 | 0
STOG | 0 | 0 | 0 | 0 | 0 | 0
STWD | 0 | 0 | 0 | 0 | 0 | 0
WT | 0 | 0 | 0 | 0 | 0 | 0
IGCC | 0 | 0 | 0 | 0 | 0 | 0
DemandResponse | 0 | 0 | 0 | 0 | 0 | 0
IGCC-CCS | 0 | 0 | 0 | 0 | 0 | 0
WT_off | 0 | 0 | 0 | 0 | 0 | 0
PseudoUnit | 0 | 0 | 0 | 0 | 0 | 0
FixedInterchange | 0 | 0 | 0 | 0 | 0 | 0
Retrofit VOM Costs by Reporting Type: TVA_Transmission
ReportingType | 2015 | 2020 | 2025 | 2030 | 2035 | 2040
BM | 0 | 0 | 0 | 0 | 0 | 0
CC | 0 | 0 | 0 | 0 | 0 | 0
CSP | 0 | 0 | 0 | 0 | 0 | 0
CT | 0 | 0 | 0 | 0 | 0 | 0
Coal | 0 | 0 | 0 | 0 | 0 | 0
Geo | 0 | 0 | 0 | 0 | 0 | 0
H | 0 | 0 | 0 | 0 | 0 | 0
LFG | 0 | 0 | 0 | 0 | 0 | 0
Nuc | 0 | 0 | 0 | 0 | 0 | 0
PS | 0 | 0 | 0 | 0 | 0 | 0
PV | 0 | 0 | 0 | 0 | 0 | 0
PeakG | 0 | 0 | 0 | 0 | 0 | 0
PeakO | 0 | 0 | 0 | 0 | 0 | 0
ST | 0 | 0 | 0 | 0 | 0 | 0
STOG | 0 | 0 | 0 | 0 | 0 | 0
STWD | 0 | 0 | 0 | 0 | 0 | 0
WT | 0 | 0 | 0 | 0 | 0 | 0
IGCC | 0 | 0 | 0 | 0 | 0 | 0
DemandResponse | 0 | 0 | 0 | 0 | 0 | 0
IGCC-CCS | 0 | 0 | 0 | 0 | 0 | 0
WT_off | 0 | 0 | 0 | 0 | 0 | 0
PseudoUnit | 0 | 0 | 0 | 0 | 0 | 0
FixedInterchange | 0 | 0 | 0 | 0 | 0 | 0
Retrofit VOM Costs by Reporting Type: VACAR
ReportingType | 2015 | 2020 | 2025 | 2030 | 2035 | 2040
BM | 0 | 0 | 0 | 0 | 0 | 0
CC | 0 | 0 | 0 | 0 | 0 | 0
CSP | 0 | 0 | 0 | 0 | 0 | 0
CT | 0 | 0 | 0 | 0 | 0 | 0
Coal | 280.81 | 337.02 | 420.87 | 462.11 | 493.46 | 500.07
Geo | 0 | 0 | 0 | 0 | 0 | 0
H | 0 | 0 | 0 | 0 | 0 | 0
LFG | 0 | 0 | 0 | 0 | 0 | 0
Nuc | 0 | 0 | 0 | 0 | 0 | 0
PS | 0 | 0 | 0 | 0 | 0 | 0
PV | 0 | 0 | 0 | 0 | 0 | 0
PeakG | 0 | 0 | 0 | 0 | 0 | 0
PeakO | 0 | 0 | 0 | 0 | 0 | 0
ST | 0 | 0 | 0 | 0 | 0 | 0
STOG | 0 | 0 | 0 | 0 | 0 | 0
STWD | 0 | 0 | 0 | 0 | 0 | 0
WT | 0 | 0 | 0 | 0 | 0 | 0
IGCC | 0 | 0 | 0 | 0 | 0 | 0
DemandResponse | 0 | 0 | 0 | 0 | 0 | 0
IGCC-CCS | 0 | 0 | 0 | 0 | 0 | 0
WT_off | 0 | 0 | 0 | 0 | 0 | 0
PseudoUnit | 0 | 0 | 0 | 0 | 0 | 0
FixedInterchange | 0 | 0 | 0 | 0 | 0 | 0
Retrofit VOM Costs by Reporting Type: IESO
ReportingType | 2015 | 2020 | 2025 | 2030 | 2035 | 2040
BM | 0 | 0 | 0 | 0 | 0 | 0
CC | 0 | 0 | 0 | 0 | 0 | 0
CSP | 0 | 0 | 0 | 0 | 0 | 0
CT | 0 | 0 | 0 | 0 | 0 | 0
Coal | 0 | 0 | 0 | 0 | 0 | 0
Geo | 0 | 0 | 0 | 0 | 0 | 0
H | 0 | 0 | 0 | 0 | 0 | 0
LFG | 0 | 0 | 0 | 0 | 0 | 0
Nuc | 0 | 0 | 0 | 0 | 0 | 0
PS | 0 | 0 | 0 | 0 | 0 | 0
PV | 0 | 0 | 0 | 0 | 0 | 0
PeakG | 0 | 0 | 0 | 0 | 0 | 0
PeakO | 0 | 0 | 0 | 0 | 0 | 0
ST | 0 | 0 | 0 | 0 | 0 | 0
STOG | 0 | 0 | 0 | 0 | 0 | 0
STWD | 0 | 0 | 0 | 0 | 0 | 0
WT | 0 | 0 | 0 | 0 | 0 | 0
IGCC | 0 | 0 | 0 | 0 | 0 | 0
DemandResponse | 0 | 0 | 0 | 0 | 0 | 0
IGCC-CCS | 0 | 0 | 0 | 0 | 0 | 0
WT_off | 0 | 0 | 0 | 0 | 0 | 0
PseudoUnit | 0 | 0 | 0 | 0 | 0 | 0
FixedInterchange | 0 | 0 | 0 | 0 | 0 | 0
Retrofit VOM Costs by Reporting Type: MAPP_CA
ReportingType | 2015 | 2020 | 2025 | 2030 | 2035 | 2040
BM | 0 | 0 | 0 | 0 | 0 | 0
CC | 0 | 0 | 0 | 0 | 0 | 0
CSP | 0 | 0 | 0 | 0 | 0 | 0
CT | 0 | 0 | 0 | 0 | 0 | 0
Coal | 0 | 0 | 0 | 0 | 0 | 0
Geo | 0 | 0 | 0 | 0 | 0 | 0
H | 0 | 0 | 0 | 0 | 0 | 0
LFG | 0 | 0 | 0 | 0 | 0 | 0
Nuc | 0 | 0 | 0 | 0 | 0 | 0
PS | 0 | 0 | 0 | 0 | 0 | 0
PV | 0 | 0 | 0 | 0 | 0 | 0
PeakG | 0 | 0 | 0 | 0 | 0 | 0
PeakO | 0 | 0 | 0 | 0 | 0 | 0
ST | 0 | 0 | 0 | 0 | 0 | 0
STOG | 0 | 0 | 0 | 0 | 0 | 0
STWD | 0 | 0 | 0 | 0 | 0 | 0
WT | 0 | 0 | 0 | 0 | 0 | 0
IGCC | 0 | 0 | 0 | 0 | 0 | 0
DemandResponse | 0 | 0 | 0 | 0 | 0 | 0
IGCC-CCS | 0 | 0 | 0 | 0 | 0 | 0
WT_off | 0 | 0 | 0 | 0 | 0 | 0
PseudoUnit | 0 | 0 | 0 | 0 | 0 | 0
FixedInterchange | 0 | 0 | 0 | 0 | 0 | 0
Retrofit VOM Costs by Reporting Type: AZ_NM_SNV_Coal
ReportingType | 2015 | 2020 | 2025 | 2030 | 2035 | 2040
BM | 0 | 0 | 0 | 0 | 0 | 0
CC | 0 | 0 | 0 | 0 | 0 | 0
CSP | 0 | 0 | 0 | 0 | 0 | 0
CT | 0 | 0 | 0 | 0 | 0 | 0
Coal | 319.48 | 404.7 | 404.7 | 404.7 | 404.7 | 404.7
Geo | 0 | 0 | 0 | 0 | 0 | 0
H | 0 | 0 | 0 | 0 | 0 | 0
LFG | 0 | 0 | 0 | 0 | 0 | 0
Nuc | 0 | 0 | 0 | 0 | 0 | 0
PS | 0 | 0 | 0 | 0 | 0 | 0
PV | 0 | 0 | 0 | 0 | 0 | 0
PeakG | 0 | 0 | 0 | 0 | 0 | 0
PeakO | 0 | 0 | 0 | 0 | 0 | 0
ST | 0 | 0 | 0 | 0 | 0 | 0
STOG | 0 | 0 | 0 | 0 | 0 | 0
STWD | 0 | 0 | 0 | 0 | 0 | 0
WT | 0 | 0 | 0 | 0 | 0 | 0
IGCC | 0 | 0 | 0 | 0 | 0 | 0
DemandResponse | 0 | 0 | 0 | 0 | 0 | 0
IGCC-CCS | 0 | 0 | 0 | 0 | 0 | 0
WT_off | 0 | 0 | 0 | 0 | 0 | 0
PseudoUnit | 0 | 0 | 0 | 0 | 0 | 0
FixedInterchange | 0 | 0 | 0 | 0 | 0 | 0
Retrofit VOM Costs by Reporting Type: AZ_NM_SNV_Gas
ReportingType | 2015 | 2020 | 2025 | 2030 | 2035 | 2040
BM | 0 | 0 | 0 | 0 | 0 | 0
CC | 0 | 0 | 0 | 0 | 0 | 0
CSP | 0 | 0 | 0 | 0 | 0 | 0
CT | 0 | 0 | 0 | 0 | 0 | 0
Coal | 0 | 0 | 0 | 0 | 0 | 0
Geo | 0 | 0 | 0 | 0 | 0 | 0
H | 0 | 0 | 0 | 0 | 0 | 0
LFG | 0 | 0 | 0 | 0 | 0 | 0
Nuc | 0 | 0 | 0 | 0 | 0 | 0
PS | 0 | 0 | 0 | 0 | 0 | 0
PV | 0 | 0 | 0 | 0 | 0 | 0
PeakG | 0 | 0 | 0 | 0 | 0 | 0
PeakO | 0 | 0 | 0 | 0 | 0 | 0
ST | 0 | 0 | 0 | 0 | 0 | 0
STOG | 0 | 0 | 0 | 0 | 0 | 0
STWD | 0 | 0 | 0 | 0 | 0 | 0
WT | 0 | 0 | 0 | 0 | 0 | 0
IGCC | 0 | 0 | 0 | 0 | 0 | 0
DemandResponse | 0 | 0 | 0 | 0 | 0 | 0
IGCC-CCS | 0 | 0 | 0 | 0 | 0 | 0
WT_off | 0 | 0 | 0 | 0 | 0 | 0
PseudoUnit | 0 | 0 | 0 | 0 | 0 | 0
FixedInterchange | 0 | 0 | 0 | 0 | 0 | 0
Retrofit VOM Costs by Reporting Type: AZ_NM_SNV_NucRenew
ReportingType | 2015 | 2020 | 2025 | 2030 | 2035 | 2040
BM | 0 | 0 | 0 | 0 | 0 | 0
CC | 0 | 0 | 0 | 0 | 0 | 0
CSP | 0 | 0 | 0 | 0 | 0 | 0
CT | 0 | 0 | 0 | 0 | 0 | 0
Coal | 0 | 0 | 0 | 0 | 0 | 0
Geo | 0 | 0 | 0 | 0 | 0 | 0
H | 0 | 0 | 0 | 0 | 0 | 0
LFG | 0 | 0 | 0 | 0 | 0 | 0
Nuc | 0 | 0 | 0 | 0 | 0 | 0
PS | 0 | 0 | 0 | 0 | 0 | 0
PV | 0 | 0 | 0 | 0 | 0 | 0
PeakG | 0 | 0 | 0 | 0 | 0 | 0
PeakO | 0 | 0 | 0 | 0 | 0 | 0
ST | 0 | 0 | 0 | 0 | 0 | 0
STOG | 0 | 0 | 0 | 0 | 0 | 0
STWD | 0 | 0 | 0 | 0 | 0 | 0
WT | 0 | 0 | 0 | 0 | 0 | 0
IGCC | 0 | 0 | 0 | 0 | 0 | 0
DemandResponse | 0 | 0 | 0 | 0 | 0 | 0
IGCC-CCS | 0 | 0 | 0 | 0 | 0 | 0
WT_off | 0 | 0 | 0 | 0 | 0 | 0
PseudoUnit | 0 | 0 | 0 | 0 | 0 | 0
FixedInterchange | 0 | 0 | 0 | 0 | 0 | 0
Retrofit VOM Costs by Reporting Type: ERCOT
ReportingType | 2015 | 2020 | 2025 | 2030 | 2035 | 2040
BM | 0 | 0 | 0 | 0 | 0 | 0
CC | 0 | 0 | 0 | 0 | 0 | 0
CSP | 0 | 0 | 0 | 0 | 0 | 0
CT | 0 | 0 | 0 | 0 | 0 | 0
Coal | 264.08 | 503.41 | 639.14 | 639.14 | 639.14 | 639.14
Geo | 0 | 0 | 0 | 0 | 0 | 0
H | 0 | 0 | 0 | 0 | 0 | 0
LFG | 0 | 0 | 0 | 0 | 0 | 0
Nuc | 0 | 0 | 0 | 0 | 0 | 0
PS | 0 | 0 | 0 | 0 | 0 | 0
PV | 0 | 0 | 0 | 0 | 0 | 0
PeakG | 0 | 0 | 0 | 0 | 0 | 0
PeakO | 0 | 0 | 0 | 0 | 0 | 0
ST | 0 | 0 | 0 | 0 | 0 | 0
STOG | 0 | 0 | 0 | 0 | 0 | 0
STWD | 0 | 0 | 0 | 0 | 0 | 0
WT | 0 | 0 | 0 | 0 | 0 | 0
IGCC | 0 | 0 | 0 | 0 | 0 | 0
DemandResponse | 0 | 0 | 0 | 0 | 0 | 0
IGCC-CCS | 0 | 0 | 0 | 0 | 0 | 0
WT_off | 0 | 0 | 0 | 0 | 0 | 0
PseudoUnit | 0 | 0 | 0 | 0 | 0 | 0
FixedInterchange | 0 | 0 | 0 | 0 | 0 | 0
Retrofit VOM Costs by Reporting Type: NP15
ReportingType | 2015 | 2020 | 2025 | 2030 | 2035 | 2040
BM | 0 | 0 | 0 | 0 | 0 | 0
CC | 0 | 0 | 0 | 0 | 0 | 0
CSP | 0 | 0 | 0 | 0 | 0 | 0
CT | 0 | 0 | 0 | 0 | 0 | 0
Coal | 1.46 | 0 | 0 | 0 | 0 | 0
Geo | 0 | 0 | 0 | 0 | 0 | 0
H | 0 | 0 | 0 | 0 | 0 | 0
LFG | 0 | 0 | 0 | 0 | 0 | 0
Nuc | 0 | 0 | 0 | 0 | 0 | 0
PS | 0 | 0 | 0 | 0 | 0 | 0
PV | 0 | 0 | 0 | 0 | 0 | 0
PeakG | 0 | 0 | 0 | 0 | 0 | 0
PeakO | 0 | 0 | 0 | 0 | 0 | 0
ST | 0 | 0 | 0 | 0 | 0 | 0
STOG | 0 | 0 | 0 | 0 | 0 | 0
STWD | 0 | 0 | 0 | 0 | 0 | 0
WT | 0 | 0 | 0 | 0 | 0 | 0
IGCC | 0 | 0 | 0 | 0 | 0 | 0
DemandResponse | 0 | 0 | 0 | 0 | 0 | 0
IGCC-CCS | 0 | 0 | 0 | 0 | 0 | 0
WT_off | 0 | 0 | 0 | 0 | 0 | 0
PseudoUnit | 0 | 0 | 0 | 0 | 0 | 0
FixedInterchange | 0 | 0 | 0 | 0 | 0 | 0
Retrofit VOM Costs by Reporting Type: NWPP_Coal
ReportingType | 2015 | 2020 | 2025 | 2030 | 2035 | 2040
BM | 0 | 0 | 0 | 0 | 0 | 0
CC | 0 | 0 | 0 | 0 | 0 | 0
CSP | 0 | 0 | 0 | 0 | 0 | 0
CT | 0 | 0 | 0 | 0 | 0 | 0
Coal | 514.07 | 667.89 | 667.89 | 667.89 | 667.89 | 667.89
Geo | 0 | 0 | 0 | 0 | 0 | 0
H | 0 | 0 | 0 | 0 | 0 | 0
LFG | 0 | 0 | 0 | 0 | 0 | 0
Nuc | 0 | 0 | 0 | 0 | 0 | 0
PS | 0 | 0 | 0 | 0 | 0 | 0
PV | 0 | 0 | 0 | 0 | 0 | 0
PeakG | 0 | 0 | 0 | 0 | 0 | 0
PeakO | 0 | 0 | 0 | 0 | 0 | 0
ST | 0 | 0 | 0 | 0 | 0 | 0
STOG | 0 | 0 | 0 | 0 | 0 | 0
STWD | 0 | 0 | 0 | 0 | 0 | 0
WT | 0 | 0 | 0 | 0 | 0 | 0
IGCC | 0 | 0 | 0 | 0 | 0 | 0
DemandResponse | 0 | 0 | 0 | 0 | 0 | 0
IGCC-CCS | 0 | 0 | 0 | 0 | 0 | 0
WT_off | 0 | 0 | 0 | 0 | 0 | 0
PseudoUnit | 0 | 0 | 0 | 0 | 0 | 0
FixedInterchange | 0 | 0 | 0 | 0 | 0 | 0
Retrofit VOM Costs by Reporting Type: NWPP_Gas
ReportingType | 2015 | 2020 | 2025 | 2030 | 2035 | 2040
BM | 0 | 0 | 0 | 0 | 0 | 0
CC | 0 | 0 | 0 | 0 | 0 | 0
CSP | 0 | 0 | 0 | 0 | 0 | 0
CT | 0 | 0 | 0 | 0 | 0 | 0
Coal | 0 | 0 | 0 | 0 | 0 | 0
Geo | 0 | 0 | 0 | 0 | 0 | 0
H | 0 | 0 | 0 | 0 | 0 | 0
LFG | 0 | 0 | 0 | 0 | 0 | 0
Nuc | 0 | 0 | 0 | 0 | 0 | 0
PS | 0 | 0 | 0 | 0 | 0 | 0
PV | 0 | 0 | 0 | 0 | 0 | 0
PeakG | 0 | 0 | 0 | 0 | 0 | 0
PeakO | 0 | 0 | 0 | 0 | 0 | 0
ST | 0 | 0 | 0 | 0 | 0 | 0
STOG | 0 | 0 | 0 | 0 | 0 | 0
STWD | 0 | 0 | 0 | 0 | 0 | 0
WT | 0 | 0 | 0 | 0 | 0 | 0
IGCC | 0 | 0 | 0 | 0 | 0 | 0
DemandResponse | 0 | 0 | 0 | 0 | 0 | 0
IGCC-CCS | 0 | 0 | 0 | 0 | 0 | 0
WT_off | 0 | 0 | 0 | 0 | 0 | 0
PseudoUnit | 0 | 0 | 0 | 0 | 0 | 0
FixedInterchange | 0 | 0 | 0 | 0 | 0 | 0
Retrofit VOM Costs by Reporting Type: NWPP_NucRenew
ReportingType | 2015 | 2020 | 2025 | 2030 | 2035 | 2040
BM | 0 | 0 | 0 | 0 | 0 | 0
CC | 0 | 0 | 0 | 0 | 0 | 0
CSP | 0 | 0 | 0 | 0 | 0 | 0
CT | 0 | 0 | 0 | 0 | 0 | 0
Coal | 0 | 0 | 0 | 0 | 0 | 0
Geo | 0 | 0 | 0 | 0 | 0 | 0
H | 0 | 0 | 0 | 0 | 0 | 0
LFG | 0 | 0 | 0 | 0 | 0 | 0
Nuc | 0 | 0 | 0 | 0 | 0 | 0
PS | 0 | 0 | 0 | 0 | 0 | 0
PV | 0 | 0 | 0 | 0 | 0 | 0
PeakG | 0 | 0 | 0 | 0 | 0 | 0
PeakO | 0 | 0 | 0 | 0 | 0 | 0
ST | 0 | 0 | 0 | 0 | 0 | 0
STOG | 0 | 0 | 0 | 0 | 0 | 0
STWD | 0 | 0 | 0 | 0 | 0 | 0
WT | 0 | 0 | 0 | 0 | 0 | 0
IGCC | 0 | 0 | 0 | 0 | 0 | 0
DemandResponse | 0 | 0 | 0 | 0 | 0 | 0
IGCC-CCS | 0 | 0 | 0 | 0 | 0 | 0
WT_off | 0 | 0 | 0 | 0 | 0 | 0
PseudoUnit | 0 | 0 | 0 | 0 | 0 | 0
FixedInterchange | 0 | 0 | 0 | 0 | 0 | 0
Retrofit VOM Costs by Reporting Type: RMPA
ReportingType | 2015 | 2020 | 2025 | 2030 | 2035 | 2040
BM | 0 | 0 | 0 | 0 | 0 | 0
CC | 0 | 0 | 0 | 0 | 0 | 0
CSP | 0 | 0 | 0 | 0 | 0 | 0
CT | 0 | 0 | 0 | 0 | 0 | 0
Coal | 259.45 | 340.04 | 320.44 | 320.44 | 320.44 | 311.8
Geo | 0 | 0 | 0 | 0 | 0 | 0
H | 0 | 0 | 0 | 0 | 0 | 0
LFG | 0 | 0 | 0 | 0 | 0 | 0
Nuc | 0 | 0 | 0 | 0 | 0 | 0
PS | 0 | 0 | 0 | 0 | 0 | 0
PV | 0 | 0 | 0 | 0 | 0 | 0
PeakG | 0 | 0 | 0 | 0 | 0 | 0
PeakO | 0 | 0 | 0 | 0 | 0 | 0
ST | 0 | 0 | 0 | 0 | 0 | 0
STOG | 0 | 0 | 0 | 0 | 0 | 0
STWD | 0 | 0 | 0 | 0 | 0 | 0
WT | 0 | 0 | 0 | 0 | 0 | 0
IGCC | 0 | 0 | 0 | 0 | 0 | 0
DemandResponse | 0 | 0 | 0 | 0 | 0 | 0
IGCC-CCS | 0 | 0 | 0 | 0 | 0 | 0
WT_off | 0 | 0 | 0 | 0 | 0 | 0
PseudoUnit | 0 | 0 | 0 | 0 | 0 | 0
FixedInterchange | 0 | 0 | 0 | 0 | 0 | 0
Retrofit VOM Costs by Reporting Type: SP15
ReportingType | 2015 | 2020 | 2025 | 2030 | 2035 | 2040
BM | 0 | 0 | 0 | 0 | 0 | 0
CC | 0 | 0 | 0 | 0 | 0 | 0
CSP | 0 | 0 | 0 | 0 | 0 | 0
CT | 0 | 0 | 0 | 0 | 0 | 0
Coal | 5.19 | 5.66 | 5.66 | 3.48 | 0 | 0
Geo | 0 | 0 | 0 | 0 | 0 | 0
H | 0 | 0 | 0 | 0 | 0 | 0
LFG | 0 | 0 | 0 | 0 | 0 | 0
Nuc | 0 | 0 | 0 | 0 | 0 | 0
PS | 0 | 0 | 0 | 0 | 0 | 0
PV | 0 | 0 | 0 | 0 | 0 | 0
PeakG | 0 | 0 | 0 | 0 | 0 | 0
PeakO | 0 | 0 | 0 | 0 | 0 | 0
ST | 0 | 0 | 0 | 0 | 0 | 0
STOG | 0 | 0 | 0 | 0 | 0 | 0
STWD | 0 | 0 | 0 | 0 | 0 | 0
WT | 0 | 0 | 0 | 0 | 0 | 0
IGCC | 0 | 0 | 0 | 0 | 0 | 0
DemandResponse | 0 | 0 | 0 | 0 | 0 | 0
IGCC-CCS | 0 | 0 | 0 | 0 | 0 | 0
WT_off | 0 | 0 | 0 | 0 | 0 | 0
PseudoUnit | 0 | 0 | 0 | 0 | 0 | 0
FixedInterchange | 0 | 0 | 0 | 0 | 0 | 0
Retrofit VOM Costs by Reporting Type: ALB
ReportingType | 2015 | 2020 | 2025 | 2030 | 2035 | 2040
BM | 0 | 0 | 0 | 0 | 0 | 0
CC | 0 | 0 | 0 | 0 | 0 | 0
CSP | 0 | 0 | 0 | 0 | 0 | 0
CT | 0 | 0 | 0 | 0 | 0 | 0
Coal | 21.2 | 21.2 | 21.2 | 21.2 | 21.2 | 21.2
Geo | 0 | 0 | 0 | 0 | 0 | 0
H | 0 | 0 | 0 | 0 | 0 | 0
LFG | 0 | 0 | 0 | 0 | 0 | 0
Nuc | 0 | 0 | 0 | 0 | 0 | 0
PS | 0 | 0 | 0 | 0 | 0 | 0
PV | 0 | 0 | 0 | 0 | 0 | 0
PeakG | 0 | 0 | 0 | 0 | 0 | 0
PeakO | 0 | 0 | 0 | 0 | 0 | 0
ST | 0 | 0 | 0 | 0 | 0 | 0
STOG | 0 | 0 | 0 | 0 | 0 | 0
STWD | 0 | 0 | 0 | 0 | 0 | 0
WT | 0 | 0 | 0 | 0 | 0 | 0
IGCC | 0 | 0 | 0 | 0 | 0 | 0
DemandResponse | 0 | 0 | 0 | 0 | 0 | 0
IGCC-CCS | 0 | 0 | 0 | 0 | 0 | 0
WT_off | 0 | 0 | 0 | 0 | 0 | 0
PseudoUnit | 0 | 0 | 0 | 0 | 0 | 0
FixedInterchange | 0 | 0 | 0 | 0 | 0 | 0
Retrofit VOM Costs by Reporting Type: BC
ReportingType | 2015 | 2020 | 2025 | 2030 | 2035 | 2040
BM | 0 | 0 | 0 | 0 | 0 | 0
CC | 0 | 0 | 0 | 0 | 0 | 0
CSP | 0 | 0 | 0 | 0 | 0 | 0
CT | 0 | 0 | 0 | 0 | 0 | 0
Coal | 0 | 0 | 0 | 0 | 0 | 0
Geo | 0 | 0 | 0 | 0 | 0 | 0
H | 0 | 0 | 0 | 0 | 0 | 0
LFG | 0 | 0 | 0 | 0 | 0 | 0
Nuc | 0 | 0 | 0 | 0 | 0 | 0
PS | 0 | 0 | 0 | 0 | 0 | 0
PV | 0 | 0 | 0 | 0 | 0 | 0
PeakG | 0 | 0 | 0 | 0 | 0 | 0
PeakO | 0 | 0 | 0 | 0 | 0 | 0
ST | 0 | 0 | 0 | 0 | 0 | 0
STOG | 0 | 0 | 0 | 0 | 0 | 0
STWD | 0 | 0 | 0 | 0 | 0 | 0
WT | 0 | 0 | 0 | 0 | 0 | 0
IGCC | 0 | 0 | 0 | 0 | 0 | 0
DemandResponse | 0 | 0 | 0 | 0 | 0 | 0
IGCC-CCS | 0 | 0 | 0 | 0 | 0 | 0
WT_off | 0 | 0 | 0 | 0 | 0 | 0
PseudoUnit | 0 | 0 | 0 | 0 | 0 | 0
FixedInterchange | 0 | 0 | 0 | 0 | 0 | 0
Retrofit VOM Costs by Reporting Type: HQ_IESO
ReportingType | 2015 | 2020 | 2025 | 2030 | 2035 | 2040
BM | 0 | 0 | 0 | 0 | 0 | 0
CC | 0 | 0 | 0 | 0 | 0 | 0
CSP | 0 | 0 | 0 | 0 | 0 | 0
CT | 0 | 0 | 0 | 0 | 0 | 0
Coal | 0 | 0 | 0 | 0 | 0 | 0
Geo | 0 | 0 | 0 | 0 | 0 | 0
H | 0 | 0 | 0 | 0 | 0 | 0
LFG | 0 | 0 | 0 | 0 | 0 | 0
Nuc | 0 | 0 | 0 | 0 | 0 | 0
PS | 0 | 0 | 0 | 0 | 0 | 0
PV | 0 | 0 | 0 | 0 | 0 | 0
PeakG | 0 | 0 | 0 | 0 | 0 | 0
PeakO | 0 | 0 | 0 | 0 | 0 | 0
ST | 0 | 0 | 0 | 0 | 0 | 0
STOG | 0 | 0 | 0 | 0 | 0 | 0
STWD | 0 | 0 | 0 | 0 | 0 | 0
WT | 0 | 0 | 0 | 0 | 0 | 0
IGCC | 0 | 0 | 0 | 0 | 0 | 0
DemandResponse | 0 | 0 | 0 | 0 | 0 | 0
IGCC-CCS | 0 | 0 | 0 | 0 | 0 | 0
WT_off | 0 | 0 | 0 | 0 | 0 | 0
PseudoUnit | 0 | 0 | 0 | 0 | 0 | 0
FixedInterchange | 0 | 0 | 0 | 0 | 0 | 0
Retrofit VOM Costs by Reporting Type: HQ_NEISO
ReportingType | 2015 | 2020 | 2025 | 2030 | 2035 | 2040
BM | 0 | 0 | 0 | 0 | 0 | 0
CC | 0 | 0 | 0 | 0 | 0 | 0
CSP | 0 | 0 | 0 | 0 | 0 | 0
CT | 0 | 0 | 0 | 0 | 0 | 0
Coal | 0 | 0 | 0 | 0 | 0 | 0
Geo | 0 | 0 | 0 | 0 | 0 | 0
H | 0 | 0 | 0 | 0 | 0 | 0
LFG | 0 | 0 | 0 | 0 | 0 | 0
Nuc | 0 | 0 | 0 | 0 | 0 | 0
PS | 0 | 0 | 0 | 0 | 0 | 0
PV | 0 | 0 | 0 | 0 | 0 | 0
PeakG | 0 | 0 | 0 | 0 | 0 | 0
PeakO | 0 | 0 | 0 | 0 | 0 | 0
ST | 0 | 0 | 0 | 0 | 0 | 0
STOG | 0 | 0 | 0 | 0 | 0 | 0
STWD | 0 | 0 | 0 | 0 | 0 | 0
WT | 0 | 0 | 0 | 0 | 0 | 0
IGCC | 0 | 0 | 0 | 0 | 0 | 0
DemandResponse | 0 | 0 | 0 | 0 | 0 | 0
IGCC-CCS | 0 | 0 | 0 | 0 | 0 | 0
WT_off | 0 | 0 | 0 | 0 | 0 | 0
PseudoUnit | 0 | 0 | 0 | 0 | 0 | 0
FixedInterchange | 0 | 0 | 0 | 0 | 0 | 0
Retrofit VOM Costs by Reporting Type: HQ_NY
ReportingType | 2015 | 2020 | 2025 | 2030 | 2035 | 2040
BM | 0 | 0 | 0 | 0 | 0 | 0
CC | 0 | 0 | 0 | 0 | 0 | 0
CSP | 0 | 0 | 0 | 0 | 0 | 0
CT | 0 | 0 | 0 | 0 | 0 | 0
Coal | 0 | 0 | 0 | 0 | 0 | 0
Geo | 0 | 0 | 0 | 0 | 0 | 0
H | 0 | 0 | 0 | 0 | 0 | 0
LFG | 0 | 0 | 0 | 0 | 0 | 0
Nuc | 0 | 0 | 0 | 0 | 0 | 0
PS | 0 | 0 | 0 | 0 | 0 | 0
PV | 0 | 0 | 0 | 0 | 0 | 0
PeakG | 0 | 0 | 0 | 0 | 0 | 0
PeakO | 0 | 0 | 0 | 0 | 0 | 0
ST | 0 | 0 | 0 | 0 | 0 | 0
STOG | 0 | 0 | 0 | 0 | 0 | 0
STWD | 0 | 0 | 0 | 0 | 0 | 0
WT | 0 | 0 | 0 | 0 | 0 | 0
IGCC | 0 | 0 | 0 | 0 | 0 | 0
DemandResponse | 0 | 0 | 0 | 0 | 0 | 0
IGCC-CCS | 0 | 0 | 0 | 0 | 0 | 0
WT_off | 0 | 0 | 0 | 0 | 0 | 0
PseudoUnit | 0 | 0 | 0 | 0 | 0 | 0
FixedInterchange | 0 | 0 | 0 | 0 | 0 | 0
Retrofit VOM Costs by Reporting Type: MARITIMES
ReportingType | 2015 | 2020 | 2025 | 2030 | 2035 | 2040
BM | 0 | 0 | 0 | 0 | 0 | 0
CC | 0 | 0 | 0 | 0 | 0 | 0
CSP | 0 | 0 | 0 | 0 | 0 | 0
CT | 0 | 0 | 0 | 0 | 0 | 0
Coal | 0 | 0 | 0 | 0 | 0 | 0
Geo | 0 | 0 | 0 | 0 | 0 | 0
H | 0 | 0 | 0 | 0 | 0 | 0
LFG | 0 | 0 | 0 | 0 | 0 | 0
Nuc | 0 | 0 | 0 | 0 | 0 | 0
PS | 0 | 0 | 0 | 0 | 0 | 0
PV | 0 | 0 | 0 | 0 | 0 | 0
PeakG | 0 | 0 | 0 | 0 | 0 | 0
PeakO | 0 | 0 | 0 | 0 | 0 | 0
ST | 0 | 0 | 0 | 0 | 0 | 0
STOG | 0 | 0 | 0 | 0 | 0 | 0
STWD | 0 | 0 | 0 | 0 | 0 | 0
WT | 0 | 0 | 0 | 0 | 0 | 0
IGCC | 0 | 0 | 0 | 0 | 0 | 0
DemandResponse | 0 | 0 | 0 | 0 | 0 | 0
IGCC-CCS | 0 | 0 | 0 | 0 | 0 | 0
WT_off | 0 | 0 | 0 | 0 | 0 | 0
PseudoUnit | 0 | 0 | 0 | 0 | 0 | 0
FixedInterchange | 0 | 0 | 0 | 0 | 0 | 0
retrofit VOM Costs by Reporting Type: All
ReportingType | 2015 | 2020 | 2025 | 2030 | 2035 | 2040
BM | 0 | 0 | 0 | 0 | 0 | 0
CC | 0 | 0 | 0 | 0 | 0 | 0
CSP | 0 | 0 | 0 | 0 | 0 | 0
CT | 0 | 0 | 0 | 0 | 0 | 0
Coal | 4962.41 | 8491.18 | 9584.28 | 9946.46 | 10171.27 | 10239.95
Geo | 0 | 0 | 0 | 0 | 0 | 0
H | 0 | 0 | 0 | 0 | 0 | 0
LFG | 0 | 0 | 0 | 0 | 0 | 0
Nuc | 0 | 0 | 0 | 0 | 0 | 0
PS | 0 | 0 | 0 | 0 | 0 | 0
PV | 0 | 0 | 0 | 0 | 0 | 0
PeakG | 0 | 0 | 0 | 0 | 0 | 0
PeakO | 0 | 0 | 0 | 0 | 0 | 0
ST | 0 | 0 | 0 | 0 | 0 | 0
STOG | 0 | 0 | 0 | 0 | 0 | 0
STWD | 0 | 0 | 0 | 0 | 0 | 0
WT | 0 | 0 | 0 | 0 | 0 | 0
IGCC | 0 | 0 | 0 | 0 | 0 | 0
DemandResponse | 0 | 0 | 0 | 0 | 0 | 0
IGCC-CCS | 0 | 0 | 0 | 0 | 0 | 0
WT_off | 0 | 0 | 0 | 0 | 0 | 0
PseudoUnit | 0 | 0 | 0 | 0 | 0 | 0
FixedInterchange | 0 | 0 | 0 | 0 | 0 | 0
retrofit VOM Costs by Reporting Type: EI_US
ReportingType | 2015 | 2020 | 2025 | 2030 | 2035 | 2040
BM | 0 | 0 | 0 | 0 | 0 | 0
CC | 0 | 0 | 0 | 0 | 0 | 0
CSP | 0 | 0 | 0 | 0 | 0 | 0
CT | 0 | 0 | 0 | 0 | 0 | 0
Coal | 3577.48 | 6548.27 | 7525.25 | 7889.61 | 8117.9 | 8195.22
Geo | 0 | 0 | 0 | 0 | 0 | 0
H | 0 | 0 | 0 | 0 | 0 | 0
LFG | 0 | 0 | 0 | 0 | 0 | 0
Nuc | 0 | 0 | 0 | 0 | 0 | 0
PS | 0 | 0 | 0 | 0 | 0 | 0
PV | 0 | 0 | 0 | 0 | 0 | 0
PeakG | 0 | 0 | 0 | 0 | 0 | 0
PeakO | 0 | 0 | 0 | 0 | 0 | 0
ST | 0 | 0 | 0 | 0 | 0 | 0
STOG | 0 | 0 | 0 | 0 | 0 | 0
STWD | 0 | 0 | 0 | 0 | 0 | 0
WT | 0 | 0 | 0 | 0 | 0 | 0
IGCC | 0 | 0 | 0 | 0 | 0 | 0
DemandResponse | 0 | 0 | 0 | 0 | 0 | 0
IGCC-CCS | 0 | 0 | 0 | 0 | 0 | 0
WT_off | 0 | 0 | 0 | 0 | 0 | 0
PseudoUnit | 0 | 0 | 0 | 0 | 0 | 0
FixedInterchange | 0 | 0 | 0 | 0 | 0 | 0
retrofit VOM Costs by Reporting Type: EI_Canada
ReportingType | 2015 | 2020 | 2025 | 2030 | 2035 | 2040
BM | 0 | 0 | 0 | 0 | 0 | 0
CC | 0 | 0 | 0 | 0 | 0 | 0
CSP | 0 | 0 | 0 | 0 | 0 | 0
CT | 0 | 0 | 0 | 0 | 0 | 0
Coal | 0 | 0 | 0 | 0 | 0 | 0
Geo | 0 | 0 | 0 | 0 | 0 | 0
H | 0 | 0 | 0 | 0 | 0 | 0
LFG | 0 | 0 | 0 | 0 | 0 | 0
Nuc | 0 | 0 | 0 | 0 | 0 | 0
PS | 0 | 0 | 0 | 0 | 0 | 0
PV | 0 | 0 | 0 | 0 | 0 | 0
PeakG | 0 | 0 | 0 | 0 | 0 | 0
PeakO | 0 | 0 | 0 | 0 | 0 | 0
ST | 0 | 0 | 0 | 0 | 0 | 0
STOG | 0 | 0 | 0 | 0 | 0 | 0
STWD | 0 | 0 | 0 | 0 | 0 | 0
WT | 0 | 0 | 0 | 0 | 0 | 0
IGCC | 0 | 0 | 0 | 0 | 0 | 0
DemandResponse | 0 | 0 | 0 | 0 | 0 | 0
IGCC-CCS | 0 | 0 | 0 | 0 | 0 | 0
WT_off | 0 | 0 | 0 | 0 | 0 | 0
PseudoUnit | 0 | 0 | 0 | 0 | 0 | 0
FixedInterchange | 0 | 0 | 0 | 0 | 0 | 0
retrofit VOM Costs by Reporting Type: EI
ReportingType | 2015 | 2020 | 2025 | 2030 | 2035 | 2040
BM | 0 | 0 | 0 | 0 | 0 | 0
CC | 0 | 0 | 0 | 0 | 0 | 0
CSP | 0 | 0 | 0 | 0 | 0 | 0
CT | 0 | 0 | 0 | 0 | 0 | 0
Coal | 3577.48 | 6548.27 | 7525.25 | 7889.61 | 8117.9 | 8195.22
Geo | 0 | 0 | 0 | 0 | 0 | 0
H | 0 | 0 | 0 | 0 | 0 | 0
LFG | 0 | 0 | 0 | 0 | 0 | 0
Nuc | 0 | 0 | 0 | 0 | 0 | 0
PS | 0 | 0 | 0 | 0 | 0 | 0
PV | 0 | 0 | 0 | 0 | 0 | 0
PeakG | 0 | 0 | 0 | 0 | 0 | 0
PeakO | 0 | 0 | 0 | 0 | 0 | 0
ST | 0 | 0 | 0 | 0 | 0 | 0
STOG | 0 | 0 | 0 | 0 | 0 | 0
STWD | 0 | 0 | 0 | 0 | 0 | 0
WT | 0 | 0 | 0 | 0 | 0 | 0
IGCC | 0 | 0 | 0 | 0 | 0 | 0
DemandResponse | 0 | 0 | 0 | 0 | 0 | 0
IGCC-CCS | 0 | 0 | 0 | 0 | 0 | 0
WT_off | 0 | 0 | 0 | 0 | 0 | 0
PseudoUnit | 0 | 0 | 0 | 0 | 0 | 0
FixedInterchange | 0 | 0 | 0 | 0 | 0 | 0
retrofit VOM Costs by Reporting Type: Outside_EI
ReportingType | 2015 | 2020 | 2025 | 2030 | 2035 | 2040
BM | 0 | 0 | 0 | 0 | 0 | 0
CC | 0 | 0 | 0 | 0 | 0 | 0
CSP | 0 | 0 | 0 | 0 | 0 | 0
CT | 0 | 0 | 0 | 0 | 0 | 0
Coal | 1384.93 | 1942.91 | 2059.04 | 2056.85 | 2053.37 | 2044.73
Geo | 0 | 0 | 0 | 0 | 0 | 0
H | 0 | 0 | 0 | 0 | 0 | 0
LFG | 0 | 0 | 0 | 0 | 0 | 0
Nuc | 0 | 0 | 0 | 0 | 0 | 0
PS | 0 | 0 | 0 | 0 | 0 | 0
PV | 0 | 0 | 0 | 0 | 0 | 0
PeakG | 0 | 0 | 0 | 0 | 0 | 0
PeakO | 0 | 0 | 0 | 0 | 0 | 0
ST | 0 | 0 | 0 | 0 | 0 | 0
STOG | 0 | 0 | 0 | 0 | 0 | 0
STWD | 0 | 0 | 0 | 0 | 0 | 0
WT | 0 | 0 | 0 | 0 | 0 | 0
IGCC | 0 | 0 | 0 | 0 | 0 | 0
DemandResponse | 0 | 0 | 0 | 0 | 0 | 0
IGCC-CCS | 0 | 0 | 0 | 0 | 0 | 0
WT_off | 0 | 0 | 0 | 0 | 0 | 0
PseudoUnit | 0 | 0 | 0 | 0 | 0 | 0
FixedInterchange | 0 | 0 | 0 | 0 | 0 | 0
#10 | 0.05: Base FOM Costs ($million)
Base FOM Costs by Reporting Type: Entergy
ReportingType | 2015 | 2020 | 2025 | 2030 | 2035 | 2040
BM | 0 | 0 | 0 | 0 | 0 | 0
CC | 432.28 | 558.03 | 454.94 | 496.83 | 588.08 | 617.06
CSP | 0 | 0 | 0 | 0 | 0 | 0
CT | 0 | 0 | 0 | 0 | 0 | 0
Coal | 517.35 | 557.26 | 562.84 | 589.52 | 615.72 | 775.53
Geo | 0 | 0 | 0 | 0 | 0 | 0
H | 10.6 | 10.6 | 10.6 | 10.6 | 10.6 | 10.6
LFG | 0.97 | 0.97 | 13.89 | 13.89 | 13.89 | 13.89
Nuc | 789.41 | 804.93 | 789.41 | 789.41 | 666.82 | 1125.48
PS | 1.4 | 1.4 | 1.4 | 1.4 | 1.4 | 1.4
PV | 0 | 0 | 0 | 0 | 0 | 0
PeakG | 47.54 | 69.98 | 49.29 | 63.1 | 67 | 67
PeakO | 4.42 | 5.87 | 5.08 | 5.22 | 5.22 | 5.22
ST | 0 | 0 | 0 | 0 | 0 | 0
STOG | 118.98 | 140.78 | 102.47 | 102.47 | 102.47 | 102.47
STWD | 6.6 | 8.26 | 6.73 | 6.73 | 6.73 | 6.73
WT | 3.66 | 3.66 | 3.66 | 3.66 | 3.66 | 3.66
IGCC | 0 | 0 | 0 | 0 | 0 | 0
DemandResponse | 0 | 0 | 0 | 0 | 0 | 0
IGCC-CCS | 0 | 0 | 0 | 0 | 0 | 0
WT_off | 0 | 0 | 0 | 0 | 0 | 0
PseudoUnit | 0 | 0 | 0 | 0 | 0 | 0
FixedInterchange | 0 | 0 | 0 | 0 | 0 | 0
Base FOM Costs by Reporting Type: FRCC
ReportingType | 2015 | 2020 | 2025 | 2030 | 2035 | 2040
BM | 0 | 0 | 0 | 0 | 0 | 0
CC | 674.93 | 924.28 | 797.27 | 880.8 | 1051.97 | 1164.2
CSP | 0 | 0 | 0 | 0 | 0 | 0
CT | 16.6 | 16.6 | 16.6 | 16.6 | 16.6 | 16.6
Coal | 581.48 | 559.11 | 579.81 | 624.96 | 657.59 | 710.17
Geo | 0 | 0 | 0 | 0 | 0 | 0
H | 0.78 | 0.78 | 0.78 | 0.78 | 0.78 | 0.78
LFG | 58.63 | 82.46 | 82.46 | 82.46 | 82.46 | 82.46
Nuc | 601.49 | 635.55 | 601.49 | 601.49 | 946.02 | 369.98
PS | 0 | 0 | 0 | 0 | 0 | 0
PV | 0.75 | 0.75 | 0.75 | 0.75 | 0.75 | 0.75
PeakG | 149.81 | 217.71 | 155.12 | 202.68 | 202.68 | 202.68
PeakO | 64.61 | 83.43 | 68.43 | 68.43 | 68.43 | 68.43
ST | 0 | 0 | 0 | 0 | 0 | 0
STOG | 191.29 | 196.57 | 168.51 | 168.51 | 168.51 | 168.51
STWD | 6.25 | 7.82 | 6.37 | 6.37 | 6.37 | 6.37
WT | 0 | 0 | 0 | 0 | 0 | 0
IGCC | 0 | 0 | 0 | 0 | 0 | 0
DemandResponse | 0 | 0 | 0 | 0 | 0 | 0
IGCC-CCS | 0 | 0 | 0 | 0 | 0 | 0
WT_off | 0 | 0 | 0 | 0 | 0 | 0
PseudoUnit | 0 | 0 | 0 | 0 | 0 | 0
FixedInterchange | 0 | 0 | 0 | 0 | 0 | 0
Base FOM Costs by Reporting Type: MAPP_US
ReportingType | 2015 | 2020 | 2025 | 2030 | 2035 | 2040
BM | 0 | 0 | 0 | 0 | 0 | 0
CC | 8.58 | 10.9 | 8.79 | 8.81 | 9.52 | 10.72
CSP | 0 | 0 | 0 | 0 | 0 | 0
CT | 2.06 | 2.06 | 2.06 | 3.37 | 3.37 | 3.37
Coal | 193.32 | 210.82 | 214.12 | 228.64 | 268.3 | 308.78
Geo | 3.95 | 3.95 | 3.95 | 3.95 | 3.95 | 3.95
H | 31.14 | 31.14 | 31.14 | 31.14 | 31.14 | 31.14
LFG | 0.24 | 0.24 | 0.24 | 8.86 | 8.86 | 8.86
Nuc | 0.01 | 0.01 | 0.01 | 0.01 | 0.01 | 0.01
PS | 0 | 0 | 0 | 0 | 0 | 0
PV | 0 | 0 | 0 | 0 | 0 | 0
PeakG | 12.29 | 19.13 | 14.16 | 16.07 | 17.04 | 17.04
PeakO | 2.42 | 3.93 | 3.15 | 3.15 | 3.15 | 3.15
ST | 0 | 0 | 0 | 0 | 0 | 0
STOG | 0 | 0 | 0 | 0 | 0 | 0
STWD | 0 | 0 | 0 | 0 | 0 | 0
WT | 55.22 | 55.22 | 55.22 | 55.22 | 55.22 | 55.22
IGCC | 0 | 0 | 0 | 0 | 0 | 0
DemandResponse | 0 | 0 | 0 | 0 | 0 | 0
IGCC-CCS | 0 | 0 | 0 | 0 | 0 | 0
WT_off | 0 | 0 | 0 | 0 | 0 | 0
PseudoUnit | 0 | 0 | 0 | 0 | 0 | 0
FixedInterchange | 0 | 0 | 0 | 0 | 0 | 0
Base FOM Costs by Reporting Type: MISO_IN
ReportingType | 2015 | 2020 | 2025 | 2030 | 2035 | 2040
BM | 0 | 0 | 0 | 0 | 0 | 0
CC | 41.43 | 89.23 | 100.07 | 132.4 | 163.21 | 163.21
CSP | 0 | 0 | 0 | 0 | 0 | 0
CT | 0 | 0 | 0 | 0 | 0 | 0
Coal | 933.33 | 1050.46 | 1043.15 | 1172.35 | 1310.67 | 1455.93
Geo | 0 | 0 | 0 | 0 | 0 | 0
H | 1.07 | 1.07 | 1.07 | 1.07 | 1.07 | 1.07
LFG | 4.46 | 4.46 | 14.11 | 14.11 | 14.11 | 14.11
Nuc | 0.01 | 0.01 | 0.01 | 0.01 | 0.01 | 0.01
PS | 0 | 0 | 0 | 0 | 0 | 0
PV | 0 | 0 | 0 | 0 | 0 | 0
PeakG | 52.35 | 76.94 | 54.27 | 73.39 | 73.39 | 73.39
PeakO | 10.59 | 13.5 | 10.82 | 10.82 | 10.82 | 10.82
ST | 0 | 0 | 0 | 0 | 0 | 0
STOG | 12.26 | 14.51 | 12.44 | 12.44 | 12.44 | 12.44
STWD | 0 | 0 | 0 | 0 | 0 | 0
WT | 18.31 | 18.31 | 18.31 | 18.31 | 18.31 | 18.31
IGCC | 30.22 | 30.22 | 30.22 | 30.22 | 30.22 | 30.22
DemandResponse | 0 | 0 | 0 | 0 | 0 | 0
IGCC-CCS | 0 | 0 | 0 | 0 | 0 | 0
WT_off | 0 | 0 | 0 | 0 | 0 | 0
PseudoUnit | 0 | 0 | 0 | 0 | 0 | 0
FixedInterchange | 0 | 0 | 0 | 0 | 0 | 0
Base FOM Costs by Reporting Type: MISO_MI
ReportingType | 2015 | 2020 | 2025 | 2030 | 2035 | 2040
BM | 0 | 0 | 0 | 0 | 0 | 0
CC | 128.88 | 172.17 | 142.32 | 148.71 | 161.52 | 161.52
CSP | 0 | 0 | 0 | 0 | 0 | 0
CT | 0 | 0 | 0 | 0 | 0 | 0
Coal | 635.18 | 651.46 | 596.18 | 672.34 | 752.49 | 800.7
Geo | 0 | 0 | 0 | 0 | 0 | 0
H | 2.01 | 2.01 | 2.01 | 2.01 | 2.01 | 2.01
LFG | 19.67 | 19.67 | 38.95 | 38.95 | 38.95 | 38.95
Nuc | 275.03 | 275.03 | 275.03 | 275.03 | 161.75 | 417.74
PS | 44.44 | 44.44 | 44.44 | 44.44 | 44.44 | 44.44
PV | 0 | 0 | 0 | 0 | 0 | 0
PeakG | 61.2 | 89.88 | 71.67 | 85.63 | 85.63 | 85.63
PeakO | 15.67 | 19.97 | 16.01 | 16.01 | 16.01 | 16.01
ST | 0 | 0 | 0 | 0 | 0 | 0
STOG | 125.33 | 148.3 | 127.13 | 127.13 | 127.13 | 127.13
STWD | 5.22 | 6.54 | 5.33 | 5.33 | 5.33 | 5.33
WT | 61.65 | 61.65 | 61.65 | 61.65 | 5.51 | 5.51
IGCC | 0 | 0 | 0 | 0 | 0 | 0
DemandResponse | 0 | 0 | 0 | 0 | 0 | 0
IGCC-CCS | 0 | 0 | 0 | 0 | 0 | 0
WT_off | 0 | 0 | 0 | 0 | 0 | 0
PseudoUnit | 0 | 0 | 0 | 0 | 0 | 0
FixedInterchange | 0 | 0 | 0 | 0 | 0 | 0
Base FOM Costs by Reporting Type: MISO_MO-IL
ReportingType | 2015 | 2020 | 2025 | 2030 | 2035 | 2040
BM | 0 | 0 | 0 | 0 | 0 | 0
CC | 31.4 | 39.92 | 32.06 | 35.22 | 39.25 | 39.25
CSP | 0 | 0 | 0 | 0 | 0 | 0
CT | 0 | 0 | 0 | 0 | 0 | 0
Coal | 1044.62 | 1106.83 | 1037.49 | 1192.27 | 1357.47 | 1429.89
Geo | 0 | 0 | 0 | 0 | 0 | 0
H | 5.01 | 5.01 | 5.01 | 5.01 | 5.01 | 5.01
LFG | 2.17 | 2.17 | 4.35 | 29.04 | 29.04 | 29.04
Nuc | 308.98 | 325.11 | 325.11 | 325.11 | 325.11 | 325.11
PS | 10.45 | 10.45 | 10.45 | 10.45 | 10.45 | 10.45
PV | 0 | 0 | 0 | 0 | 0 | 0
PeakG | 77.83 | 114.84 | 80.73 | 103.92 | 110.46 | 110.46
PeakO | 21.48 | 28.65 | 22.96 | 22.96 | 22.96 | 22.96
ST | 0 | 0 | 0 | 0 | 0 | 0
STOG | 26.02 | 30.78 | 26.39 | 26.39 | 26.39 | 26.39
STWD | 0 | 0 | 0 | 0 | 0 | 0
WT | 21.36 | 21.36 | 21.36 | 21.36 | 21.36 | 21.36
IGCC | 0 | 0 | 0 | 0 | 0 | 0
DemandResponse | 0 | 0 | 0 | 0 | 0 | 0
IGCC-CCS | 0 | 0 | 0 | 0 | 0 | 0
WT_off | 0 | 0 | 0 | 0 | 0 | 0
PseudoUnit | 0 | 0 | 0 | 0 | 0 | 0
FixedInterchange | 0 | 0 | 0 | 0 | 0 | 0
Base FOM Costs by Reporting Type: MISO_W
ReportingType | 2015 | 2020 | 2025 | 2030 | 2035 | 2040
BM | 0 | 0 | 0 | 0 | 0 | 0
CC | 90.43 | 114.8 | 92.68 | 92.68 | 109.48 | 112.22
CSP | 0 | 0 | 0 | 0 | 0 | 0
CT | 0 | 0 | 0 | 0 | 0 | 0
Coal | 817.58 | 835.38 | 835.37 | 868.73 | 1143.55 | 1476.96
Geo | 0 | 0 | 0 | 0 | 0 | 0
H | 7.08 | 7.08 | 7.08 | 7.08 | 7.08 | 7.08
LFG | 24.73 | 24.73 | 33.36 | 33.36 | 33.36 | 33.36
Nuc | 343.79 | 343.79 | 343.79 | 602.57 | 0.04 | 0.04
PS | 0 | 0 | 0 | 0 | 0 | 0
PV | 0 | 0 | 0 | 0 | 0 | 0
PeakG | 87.12 | 123.54 | 89.97 | 105.17 | 108.71 | 108.71
PeakO | 56.38 | 79.08 | 64.57 | 64.57 | 64.57 | 64.57
ST | 0 | 0 | 0 | 0 | 0 | 0
STOG | 7.56 | 8.94 | 7.67 | 7.67 | 7.67 | 7.67
STWD | 10.03 | 12.55 | 10.23 | 10.23 | 10.23 | 10.23
WT | 268.82 | 268.82 | 268.82 | 268.82 | 268.82 | 268.82
IGCC | 0 | 0 | 0 | 0 | 0 | 0
DemandResponse | 0 | 0 | 0 | 0 | 0 | 0
IGCC-CCS | 0 | 0 | 0 | 0 | 0 | 0
WT_off | 0 | 0 | 0 | 0 | 0 | 0
PseudoUnit | 0 | 0 | 0 | 0 | 0 | 0
FixedInterchange | 0 | 0 | 0 | 0 | 0 | 0
Base FOM Costs by Reporting Type: MISO_WUMS
ReportingType | 2015 | 2020 | 2025 | 2030 | 2035 | 2040
BM | 0 | 0 | 0 | 0 | 0 | 0
CC | 80.83 | 162.38 | 142.16 | 144.59 | 168.23 | 172.05
CSP | 0 | 0 | 0 | 0 | 0 | 0
CT | 0 | 6.88 | 6.88 | 20.04 | 40.95 | 40.95
Coal | 318.32 | 313.26 | 327.43 | 339.39 | 341.26 | 391.19
Geo | 0 | 0 | 0 | 0 | 0 | 0
H | 4.79 | 4.79 | 4.79 | 4.79 | 4.79 | 4.79
LFG | 8.57 | 8.57 | 35.44 | 35.44 | 35.44 | 35.44
Nuc | 264.54 | 287.77 | 264.54 | 570.75 | 0.04 | 0.04
PS | 0 | 0 | 0 | 0 | 0 | 0
PV | 0 | 0 | 0 | 0 | 0 | 0
PeakG | 55.64 | 81.65 | 65.08 | 77.65 | 77.65 | 77.65
PeakO | 13.52 | 17.78 | 14.69 | 14.69 | 14.69 | 14.69
ST | 0 | 0 | 0 | 0 | 0 | 0
STOG | 13.21 | 15.63 | 13.39 | 13.39 | 13.39 | 13.39
STWD | 3.37 | 4.21 | 3.43 | 3.43 | 3.43 | 3.43
WT | 46.36 | 46.36 | 46.36 | 46.36 | 46.36 | 46.36
IGCC | 0 | 0 | 0 | 0 | 0 | 0
DemandResponse | 0 | 0 | 0 | 0 | 0 | 0
IGCC-CCS | 0 | 0 | 0 | 0 | 0 | 0
WT_off | 0 | 0 | 0 | 0 | 0 | 0
PseudoUnit | 0 | 0 | 0 | 0 | 0 | 0
FixedInterchange | 0 | 0 | 0 | 0 | 0 | 0
Base FOM Costs by Reporting Type: Nebraska
ReportingType | 2015 | 2020 | 2025 | 2030 | 2035 | 2040
BM | 0 | 0 | 0 | 0 | 0 | 0
CC | 10.62 | 13.51 | 10.85 | 10.85 | 12.75 | 13.28
CSP | 0 | 0 | 0 | 0 | 0 | 0
CT | 0 | 0 | 0 | 0 | 0 | 0
Coal | 257.61 | 296.53 | 307.03 | 324.87 | 406.91 | 483
Geo | 0 | 0 | 0 | 0 | 0 | 0
H | 2.38 | 2.38 | 2.38 | 2.38 | 2.38 | 2.38
LFG | 0.72 | 0.72 | 8.94 | 9.35 | 9.35 | 9.35
Nuc | 182.28 | 198.29 | 182.28 | 249.21 | 0.09 | 0.09
PS | 0 | 0 | 0 | 0 | 0 | 0
PV | 0 | 0 | 0 | 0 | 0 | 0
PeakG | 21.82 | 37.31 | 31.37 | 31.37 | 31.37 | 31.37
PeakO | 9.57 | 12.19 | 9.77 | 9.77 | 9.77 | 9.77
ST | 0 | 0 | 0 | 0 | 0 | 0
STOG | 0 | 0 | 0 | 0 | 0 | 0
STWD | 0 | 0 | 0 | 0 | 0 | 0
WT | 10.53 | 10.53 | 10.53 | 10.53 | 10.53 | 10.53
IGCC | 0 | 0 | 0 | 0 | 0 | 0
DemandResponse | 0 | 0 | 0 | 0 | 0 | 0
IGCC-CCS | 0 | 0 | 0 | 0 | 0 | 0
WT_off | 0 | 0 | 0 | 0 | 0 | 0
PseudoUnit | 0 | 0 | 0 | 0 | 0 | 0
FixedInterchange | 0 | 0 | 0 | 0 | 0 | 0
Base FOM Costs by Reporting Type: NEISO
ReportingType | 2015 | 2020 | 2025 | 2030 | 2035 | 2040
BM | 25.35 | 25.35 | 25.35 | 25.35 | 25.35 | 25.35
CC | 325.07 | 405.69 | 338.68 | 365.57 | 398.99 | 398.99
CSP | 0 | 0 | 0 | 0 | 0 | 0
CT | 2.24 | 2.24 | 2.24 | 2.24 | 10.85 | 17.85
Coal | 22.84 | 0 | 0 | 0 | 0 | 0
Geo | 0 | 0 | 0 | 0 | 0 | 0
H | 46.4 | 46.4 | 46.4 | 46.4 | 46.4 | 46.4
LFG | 70.11 | 70.11 | 70.11 | 78.5 | 78.5 | 78.5
Nuc | 676.28 | 735.67 | 676.28 | 676.28 | 488.61 | 932.14
PS | 39.74 | 39.74 | 39.74 | 39.74 | 39.74 | 39.74
PV | 0.03 | 0.03 | 0.03 | 0.03 | 0.03 | 0.03
PeakG | 19.94 | 29.61 | 20.7 | 22.52 | 28.85 | 28.85
PeakO | 24.35 | 31.04 | 24.87 | 24.87 | 24.87 | 24.87
ST | 0 | 0 | 0 | 0 | 0 | 0
STOG | 0 | 0 | 0 | 0 | 0 | 0
STWD | 0 | 0 | 0 | 0 | 0 | 0
WT | 13.44 | 13.44 | 13.44 | 12.6 | 12.6 | 12.6
IGCC | 0 | 0 | 0 | 0 | 0 | 0
DemandResponse | 0 | 0 | 0 | 0 | 0 | 0
IGCC-CCS | 0 | 0 | 0 | 0 | 0 | 0
WT_off | 24.96 | 24.96 | 24.96 | 24.96 | 0 | 0
PseudoUnit | 0 | 0 | 0 | 0 | 0 | 0
FixedInterchange | 0 | 0 | 0 | 0 | 0 | 0
Base FOM Costs by Reporting Type: NonRTO_Midwest
ReportingType | 2015 | 2020 | 2025 | 2030 | 2035 | 2040
BM | 0 | 0 | 0 | 0 | 0 | 0
CC | 0 | 7.48 | 7.48 | 11.72 | 16.26 | 19.68
CSP | 0 | 0 | 0 | 0 | 0 | 0
CT | 0 | 1.21 | 1.21 | 1.29 | 1.53 | 2.34
Coal | 714.4 | 779.66 | 780.14 | 832.57 | 911.15 | 998.66
Geo | 0 | 0 | 0 | 0 | 0 | 0
H | 2.04 | 2.04 | 2.04 | 2.04 | 2.04 | 2.04
LFG | 1.69 | 7.34 | 16.65 | 20.97 | 20.97 | 20.97
Nuc | 0.01 | 0.01 | 0.01 | 0.01 | 0.01 | 0.01
PS | 0 | 0 | 0 | 0 | 0 | 0
PV | 0 | 0 | 0 | 0 | 0 | 0
PeakG | 56.39 | 83.4 | 58.5 | 71.11 | 80.61 | 80.61
PeakO | 0.35 | 0.45 | 0.36 | 0.36 | 0.36 | 0.36
ST | 0 | 0 | 0 | 0 | 0 | 0
STOG | 0 | 0 | 0 | 0 | 0 | 0
STWD | 0 | 0 | 0 | 0 | 0 | 0
WT | 2.26 | 2.26 | 2.26 | 2.26 | 2.26 | 2.26
IGCC | 0 | 0 | 0 | 0 | 0 | 0
DemandResponse | 0 | 0 | 0 | 0 | 0 | 0
IGCC-CCS | 0 | 0 | 0 | 0 | 0 | 0
WT_off | 0 | 0 | 0 | 0 | 0 | 0
PseudoUnit | 0 | 0 | 0 | 0 | 0 | 0
FixedInterchange | 0 | 0 | 0 | 0 | 0 | 0
Base FOM Costs by Reporting Type: NYISO_A-F
ReportingType | 2015 | 2020 | 2025 | 2030 | 2035 | 2040
BM | 0 | 0 | 0 | 0 | 0 | 0
CC | 115.84 | 148.08 | 131.11 | 142.52 | 142.52 | 142.52
CSP | 0 | 0 | 0 | 0 | 0 | 0
CT | 0 | 0 | 0 | 0 | 0 | 0
Coal | 0 | 0 | 0 | 0 | 0 | 0
Geo | 0 | 0 | 0 | 0 | 0 | 0
H | 62.6 | 62.6 | 62.6 | 62.6 | 62.6 | 62.6
LFG | 20.8 | 20.8 | 28.97 | 28.97 | 28.97 | 28.97
Nuc | 489.92 | 509.2 | 489.92 | 399.48 | 552.03 | 578.17
PS | 33.52 | 33.52 | 33.52 | 33.52 | 33.52 | 33.52
PV | 0 | 0 | 0 | 0 | 0 | 0
PeakG | 3.78 | 5.56 | 5.31 | 5.31 | 5.31 | 5.31
PeakO | 1.14 | 1.46 | 1.17 | 1.17 | 1.17 | 1.17
ST | 0 | 0 | 0 | 0 | 0 | 0
STOG | 0 | 0 | 0 | 0 | 0 | 0
STWD | 2.76 | 3.45 | 2.81 | 2.81 | 2.81 | 2.81
WT | 113.42 | 127.96 | 127.96 | 127.96 | 76.63 | 62.1
IGCC | 0 | 0 | 0 | 0 | 0 | 0
DemandResponse | 0 | 0 | 0 | 0 | 0 | 0
IGCC-CCS | 0 | 0 | 0 | 0 | 0 | 0
WT_off | 0 | 0 | 0 | 0 | 0 | 0
PseudoUnit | 0 | 0 | 0 | 0 | 0 | 0
FixedInterchange | 0 | 0 | 0 | 0 | 0 | 0
Base FOM Costs by Reporting Type: NYISO_G-I
ReportingType | 2015 | 2020 | 2025 | 2030 | 2035 | 2040
BM | 0 | 0 | 0 | 0 | 0 | 0
CC | 34.33 | 43.65 | 45.62 | 59.33 | 114.55 | 158.09
CSP | 0 | 0 | 0 | 0 | 0 | 0
CT | 0 | 0 | 0 | 0 | 0 | 0
Coal | 0 | 0 | 0 | 0 | 0 | 0
Geo | 0 | 0 | 0 | 0 | 0 | 0
H | 0.46 | 0.46 | 0.46 | 0.46 | 0.46 | 0.46
LFG | 7.72 | 7.72 | 16.67 | 16.67 | 16.67 | 16.67
Nuc | 297.74 | 323.88 | 297.74 | 297.74 | 452.18 | 0.18
PS | 0 | 0 | 0 | 0 | 0 | 0
PV | 0 | 0 | 0 | 0 | 0 | 0
PeakG | 1.51 | 2.04 | 1.56 | 1.56 | 1.56 | 1.56
PeakO | 2.55 | 3.25 | 2.61 | 2.61 | 2.61 | 2.61
ST | 0 | 0 | 0 | 0 | 0 | 0
STOG | 0 | 0 | 0 | 0 | 0 | 0
STWD | 0 | 0 | 0 | 0 | 0 | 0
WT | 0 | 0 | 0 | 0 | 0 | 0
IGCC | 0 | 0 | 0 | 0 | 0 | 0
DemandResponse | 0 | 0 | 0 | 0 | 0 | 0
IGCC-CCS | 0 | 0 | 0 | 0 | 0 | 0
WT_off | 0 | 0 | 0 | 0 | 0 | 0
PseudoUnit | 0 | 0 | 0 | 0 | 0 | 0
FixedInterchange | 0 | 0 | 0 | 0 | 0 | 0
Base FOM Costs by Reporting Type: NYISO_J-K
ReportingType | 2015 | 2020 | 2025 | 2030 | 2035 | 2040
BM | 0 | 0 | 0 | 0 | 0 | 0
CC | 125.46 | 154.92 | 127.77 | 138.94 | 152.61 | 152.61
CSP | 0 | 0 | 0 | 0 | 0 | 0
CT | 0 | 0 | 1.08 | 7.53 | 7.53 | 10.22
Coal | 0 | 0 | 0 | 0 | 0 | 0
Geo | 0 | 0 | 0 | 0 | 0 | 0
H | 0 | 0 | 0 | 0 | 0 | 0
LFG | 14.96 | 14.96 | 14.96 | 23.9 | 23.9 | 23.9
Nuc | 0.01 | 0.01 | 0.01 | 0.01 | 0.01 | 0.01
PS | 0 | 0 | 0 | 0 | 0 | 0
PV | 0.53 | 0.53 | 0.53 | 0.53 | 0 | 0
PeakG | 54.7 | 77.08 | 56.45 | 62.35 | 66.78 | 66.78
PeakO | 61.69 | 79.16 | 63.78 | 65.02 | 65.02 | 65.02
ST | 0 | 0 | 0 | 0 | 0 | 0
STOG | 250.85 | 296.82 | 254.45 | 254.45 | 254.45 | 254.45
STWD | 0 | 0 | 0 | 0 | 0 | 0
WT | 0 | 0 | 0 | 0 | 0 | 0
IGCC | 0 | 0 | 0 | 0 | 0 | 0
DemandResponse | 0 | 0 | 0 | 0 | 0 | 0
IGCC-CCS | 0 | 0 | 0 | 0 | 0 | 0
WT_off | 0 | 0 | 0 | 0 | 0 | 0
PseudoUnit | 0 | 0 | 0 | 0 | 0 | 0
FixedInterchange | 0 | 0 | 0 | 0 | 0 | 0
Base FOM Costs by Reporting Type: PJM_E
ReportingType | 2015 | 2020 | 2025 | 2030 | 2035 | 2040
BM | 3.02 | 3.02 | 3.02 | 3.02 | 3.02 | 3.02
CC | 297.21 | 359.4 | 312.87 | 330.19 | 350.43 | 368.03
CSP | 0 | 0 | 0 | 0 | 0 | 0
CT | 0.18 | 0.18 | 0.18 | 0.18 | 0.18 | 0.18
Coal | 67.42 | 27.04 | 31.98 | 32.26 | 34.91 | 34.91
Geo | 0 | 0 | 0 | 0 | 0 | 0
H | 3.85 | 3.85 | 3.85 | 3.85 | 3.85 | 3.85
LFG | 56.83 | 56.83 | 56.83 | 72.83 | 72.83 | 72.83
Nuc | 1239 | 1184.31 | 1149.53 | 1149.53 | 825.73 | 1983.3
PS | 9.5 | 9.5 | 9.5 | 9.5 | 9.5 | 9.5
PV | 0.75 | 0.75 | 0.75 | 0.75 | 0.32 | 0.32
PeakG | 75.2 | 106.43 | 77.64 | 89.79 | 93.22 | 93.22
PeakO | 75.92 | 100.78 | 82.41 | 82.41 | 82.41 | 82.41
ST | 0 | 0 | 0 | 0 | 0 | 0
STOG | 115.25 | 136.37 | 116.9 | 116.9 | 116.9 | 116.9
STWD | 0 | 0 | 0 | 0 | 0 | 0
WT | 32.63 | 32.63 | 32.63 | 32.63 | 0.34 | 0.34
IGCC | 0 | 0 | 0 | 0 | 0 | 0
DemandResponse | 0 | 0 | 0 | 0 | 0 | 0
IGCC-CCS | 0 | 0 | 0 | 0 | 0 | 0
WT_off | 0 | 0 | 58.67 | 58.67 | 58.67 | 58.67
PseudoUnit | 0 | 0 | 0 | 0 | 0 | 0
FixedInterchange | 0 | 0 | 0 | 0 | 0 | 0
Base FOM Costs by Reporting Type: PJM_ROM
ReportingType | 2015 | 2020 | 2025 | 2030 | 2035 | 2040
BM | 1.81 | 1.81 | 1.81 | 1.81 | 1.81 | 1.81
CC | 142.43 | 174.53 | 145.82 | 151.1 | 230.82 | 398.87
CSP | 0 | 0 | 0 | 0 | 0 | 0
CT | 0.11 | 0.11 | 0.11 | 0.11 | 0.11 | 0.11
Coal | 592.25 | 612.74 | 652.83 | 866.09 | 896.42 | 914.12
Geo | 0 | 0 | 0 | 0 | 0 | 0
H | 19.83 | 19.83 | 19.83 | 19.83 | 19.83 | 19.83
LFG | 43.05 | 43.05 | 59.27 | 74.95 | 74.95 | 74.95
Nuc | 733.21 | 756.8 | 733.21 | 733.21 | 657.66 | 1060.55
PS | 35.92 | 35.92 | 35.92 | 35.92 | 35.92 | 35.92
PV | 0.06 | 0.06 | 0.06 | 0.06 | 0.06 | 0.06
PeakG | 30.83 | 44.67 | 41.32 | 41.32 | 41.32 | 41.32
PeakO | 45.95 | 58.57 | 46.94 | 46.94 | 46.94 | 46.94
ST | 0 | 0 | 0 | 0 | 0 | 0
STOG | 155.08 | 183.5 | 157.31 | 157.31 | 157.31 | 157.31
STWD | 2.24 | 2.81 | 2.29 | 2.29 | 2.29 | 2.29
WT | 38.48 | 38.48 | 38.48 | 35.32 | 25.02 | 25.02
IGCC | 0 | 0 | 0 | 0 | 0 | 0
DemandResponse | 0 | 0 | 0 | 0 | 0 | 0
IGCC-CCS | 0 | 0 | 0 | 0 | 0 | 0
WT_off | 0 | 0 | 0 | 0 | 0 | 0
PseudoUnit | 0 | 0 | 0 | 0 | 0 | 0
FixedInterchange | 0 | 0 | 0 | 0 | 0 | 0
Base FOM Costs by Reporting Type: PJM_ROR
ReportingType | 2015 | 2020 | 2025 | 2030 | 2035 | 2040
BM | 38.69 | 38.69 | 38.69 | 38.69 | 38.69 | 19.4
CC | 357.07 | 446.97 | 374.27 | 493.33 | 676.43 | 676.43
CSP | 0 | 0 | 0 | 0 | 0 | 0
CT | 0.19 | 0.19 | 0.19 | 0.19 | 0.19 | 0.19
Coal | 3419.11 | 3275.95 | 3343.61 | 3858.89 | 4378.94 | 4649.78
Geo | 0 | 0 | 0 | 0 | 0 | 0
H | 26.17 | 26.17 | 26.17 | 26.17 | 26.17 | 26.17
LFG | 65.06 | 65.06 | 126.87 | 126.87 | 126.87 | 126.87
Nuc | 2917.4 | 3014.07 | 2917.4 | 2791.17 | 2168.76 | 4415.45
PS | 73.14 | 73.14 | 73.14 | 73.14 | 73.14 | 73.14
PV | 0.35 | 0.35 | 0.35 | 0.35 | 0.35 | 0.35
PeakG | 325.76 | 481.29 | 337.93 | 436.45 | 464.24 | 464.24
PeakO | 48.69 | 65.15 | 52.22 | 52.22 | 52.22 | 52.22
ST | 0 | 0 | 0 | 0 | 0 | 0
STOG | 91.71 | 108.52 | 93.03 | 93.03 | 93.03 | 93.03
STWD | 6.22 | 7.78 | 6.34 | 6.34 | 6.34 | 6.34
WT | 322.6 | 322.6 | 322.6 | 228.85 | 173.32 | 173.32
IGCC | 0 | 0 | 0 | 0 | 0 | 0
DemandResponse | 0 | 0 | 0 | 0 | 0 | 0
IGCC-CCS | 0 | 0 | 0 | 0 | 0 | 0
WT_off | 0 | 0 | 0 | 0 | 0 | 0
PseudoUnit | 0 | 0 | 0 | 0 | 0 | 0
FixedInterchange | 0 | 0 | 0 | 0 | 0 | 0
Base FOM Costs by Reporting Type: SOCO
ReportingType | 2015 | 2020 | 2025 | 2030 | 2035 | 2040
BM | 5.53 | 5.53 | 5.53 | 5.53 | 5.53 | 5.53
CC | 511.87 | 633.85 | 527.38 | 585.14 | 664.05 | 664.05
CSP | 0 | 0 | 0 | 0 | 0 | 0
CT | 0 | 0 | 0 | 0 | 0 | 0
Coal | 1177.57 | 1251.02 | 1271.61 | 1434.53 | 1752.64 | 2011.41
Geo | 0 | 0 | 0 | 0 | 0 | 0
H | 59.74 | 59.74 | 59.74 | 59.74 | 59.74 | 59.74
LFG | 4.46 | 4.46 | 17.39 | 17.39 | 17.39 | 17.39
Nuc | 850.41 | 1045.67 | 1045.67 | 1045.67 | 1045.67 | 1199.16
PS | 39.76 | 39.76 | 39.76 | 39.76 | 39.76 | 39.76
PV | 0 | 0 | 0 | 0 | 0 | 0
PeakG | 182.94 | 270.92 | 189.83 | 246.58 | 262.59 | 262.59
PeakO | 4.37 | 5.97 | 5.27 | 5.8 | 5.8 | 5.8
ST | 0 | 0 | 0 | 0 | 0 | 0
STOG | 0 | 0 | 0 | 0 | 0 | 0
STWD | 0 | 0 | 0 | 0 | 0 | 0
WT | 0 | 0 | 0 | 0 | 0 | 0
IGCC | 0 | 0 | 0 | 0 | 0 | 0
DemandResponse | 0 | 0 | 0 | 0 | 0 | 0
IGCC-CCS | 0 | 0 | 0 | 0 | 0 | 0
WT_off | 0 | 0 | 0 | 0 | 0 | 0
PseudoUnit | 0 | 0 | 0 | 0 | 0 | 0
FixedInterchange | 0 | 0 | 0 | 0 | 0 | 0
Base FOM Costs by Reporting Type: SPP_N
ReportingType | 2015 | 2020 | 2025 | 2030 | 2035 | 2040
BM | 0 | 0 | 0 | 0 | 0 | 0
CC | 41.13 | 62.35 | 52.06 | 56.59 | 61.48 | 61.48
CSP | 0 | 0 | 0 | 0 | 0 | 0
CT | 0 | 0 | 0 | 0 | 0 | 0
Coal | 578.25 | 659.9 | 669.66 | 737.29 | 791.03 | 988.89
Geo | 0 | 0 | 0 | 0 | 0 | 0
H | 0.3 | 0.3 | 0.3 | 0.3 | 0.3 | 0.3
LFG | 0.84 | 12.28 | 12.28 | 12.28 | 12.28 | 12.28
Nuc | 160.51 | 168.89 | 168.89 | 168.89 | 168.89 | 168.89
PS | 0 | 0 | 0 | 0 | 0 | 0
PV | 0 | 0 | 0 | 0 | 0 | 0
PeakG | 74.97 | 117.69 | 105.7 | 105.7 | 105.7 | 105.7
PeakO | 34.89 | 44.84 | 35.94 | 35.94 | 35.94 | 35.94
ST | 0 | 0 | 0 | 0 | 0 | 0
STOG | 73.04 | 86.42 | 74.08 | 74.08 | 74.08 | 74.08
STWD | 0 | 0 | 0 | 0 | 0 | 0
WT | 41.99 | 41.99 | 41.99 | 41.99 | 41.99 | 41.99
IGCC | 0 | 0 | 0 | 0 | 0 | 0
DemandResponse | 0 | 0 | 0 | 0 | 0 | 0
IGCC-CCS | 0 | 0 | 0 | 0 | 0 | 0
WT_off | 0 | 0 | 0 | 0 | 0 | 0
PseudoUnit | 0 | 0 | 0 | 0 | 0 | 0
FixedInterchange | 0 | 0 | 0 | 0 | 0 | 0
Base FOM Costs by Reporting Type: SPP_S
ReportingType | 2015 | 2020 | 2025 | 2030 | 2035 | 2040
BM | 0 | 0 | 0 | 0 | 0 | 0
CC | 327.42 | 433.25 | 354.67 | 418.74 | 475.16 | 478.79
CSP | 0 | 0 | 0 | 0 | 0 | 0
CT | 2.76 | 4.77 | 4.77 | 4.77 | 4.77 | 4.77
Coal | 853.3 | 944.4 | 936.13 | 944.09 | 1020.36 | 1276.26
Geo | 0 | 0 | 0 | 0 | 0 | 0
H | 30.03 | 30.03 | 30.03 | 30.03 | 30.03 | 30.03
LFG | 2.29 | 8.43 | 13.72 | 13.72 | 13.72 | 13.72
Nuc | 0.01 | 0.01 | 0.01 | 0.01 | 0.01 | 0.01
PS | 10.59 | 10.59 | 10.59 | 10.59 | 10.59 | 10.59
PV | 0 | 0 | 0 | 0 | 0 | 0
PeakG | 60.2 | 87.93 | 62.37 | 76.78 | 82.77 | 82.77
PeakO | 3.36 | 4.54 | 3.63 | 3.63 | 3.64 | 3.66
ST | 0 | 0 | 0 | 0 | 0 | 0
STOG | 286.47 | 338.98 | 290.58 | 290.58 | 290.58 | 290.58
STWD | 2.69 | 3.37 | 2.75 | 2.75 | 2.75 | 2.75
WT | 90.68 | 94.89 | 94.89 | 94.89 | 94.89 | 94.89
IGCC | 0 | 0 | 0 | 0 | 0 | 0
DemandResponse | 0 | 0 | 0 | 0 | 0 | 0
IGCC-CCS | 0 | 0 | 0 | 0 | 0 | 0
WT_off | 0 | 0 | 0 | 0 | 0 | 0
PseudoUnit | 0 | 0 | 0 | 0 | 0 | 0
FixedInterchange | 0 | 0 | 0 | 0 | 0 | 0
Base FOM Costs by Reporting Type: TVA
ReportingType | 2015 | 2020 | 2025 | 2030 | 2035 | 2040
BM | 0 | 0 | 0 | 0 | 0 | 0
CC | 152.84 | 215.93 | 185.36 | 206.05 | 230.5 | 230.5
CSP | 0 | 0 | 0 | 0 | 0 | 0
CT | 0 | 12.13 | 12.13 | 12.13 | 12.13 | 12.13
Coal | 997.71 | 1026.1 | 1065.03 | 1168.18 | 1346.99 | 1418.04
Geo | 0 | 0 | 0 | 0 | 0 | 0
H | 72.8 | 72.8 | 72.8 | 72.8 | 72.8 | 72.8
LFG | 1.57 | 1.57 | 14.49 | 14.49 | 14.49 | 14.49
Nuc | 1153.81 | 1199.07 | 1153.81 | 1153.81 | 788.03 | 1385.25
PS | 41.38 | 41.38 | 41.38 | 41.38 | 41.38 | 41.38
PV | 0 | 0 | 0 | 0 | 0 | 0
PeakG | 99.24 | 153.37 | 140.99 | 140.99 | 140.99 | 140.99
PeakO | 1.87 | 2.54 | 1.92 | 2.49 | 2.49 | 2.49
ST | 0 | 0 | 0 | 0 | 0 | 0
STOG | 0 | 0 | 0 | 0 | 0 | 0
STWD | 0.16 | 0.2 | 0.16 | 0.16 | 0.16 | 0.16
WT | 0.99 | 0.99 | 0.99 | 0.99 | 0.99 | 0.99
IGCC | 0 | 0 | 0 | 0 | 0 | 0
DemandResponse | 0 | 0 | 0 | 0 | 0 | 0
IGCC-CCS | 0 | 0 | 0 | 0 | 0 | 0
WT_off | 0 | 0 | 0 | 0 | 0 | 0
PseudoUnit | 0 | 0 | 0 | 0 | 0 | 0
FixedInterchange | 0 | 0 | 0 | 0 | 0 | 0
Base FOM Costs by Reporting Type: TVA_Transmission
ReportingType | 2015 | 2020 | 2025 | 2030 | 2035 | 2040
BM | 0 | 0 | 0 | 0 | 0 | 0
CC | 0 | 0 | 0 | 0 | 0 | 0
CSP | 0 | 0 | 0 | 0 | 0 | 0
CT | 0 | 0 | 0 | 0 | 0 | 0
Coal | 0 | 0 | 0 | 0 | 0 | 0
Geo | 0 | 0 | 0 | 0 | 0 | 0
H | 0 | 0 | 0 | 0 | 0 | 0
LFG | 0 | 0 | 0 | 0 | 0 | 0
Nuc | 0 | 0 | 0 | 0 | 0 | 0
PS | 0 | 0 | 0 | 0 | 0 | 0
PV | 0 | 0 | 0 | 0 | 0 | 0
PeakG | 0 | 0 | 0 | 0 | 0 | 0
PeakO | 0 | 0 | 0 | 0 | 0 | 0
ST | 0 | 0 | 0 | 0 | 0 | 0
STOG | 0 | 0 | 0 | 0 | 0 | 0
STWD | 0 | 0 | 0 | 0 | 0 | 0
WT | 0 | 0 | 0 | 0 | 0 | 0
IGCC | 0 | 0 | 0 | 0 | 0 | 0
DemandResponse | 0 | 0 | 0 | 0 | 0 | 0
IGCC-CCS | 0 | 0 | 0 | 0 | 0 | 0
WT_off | 0 | 0 | 0 | 0 | 0 | 0
PseudoUnit | 0 | 0 | 0 | 0 | 0 | 0
FixedInterchange | 0 | 0 | 0 | 0 | 0 | 0
Base FOM Costs by Reporting Type: VACAR
ReportingType | 2015 | 2020 | 2025 | 2030 | 2035 | 2040
BM | 0 | 0 | 0 | 0 | 0 | 0
CC | 198.69 | 265.46 | 256.45 | 306.02 | 399.42 | 471.17
CSP | 0 | 0 | 0 | 0 | 0 | 0
CT | 4.8 | 4.8 | 4.8 | 4.8 | 9.59 | 9.59
Coal | 1188.5 | 1101.06 | 1130.57 | 1289.66 | 1461.89 | 1549.65
Geo | 0 | 0 | 0 | 0 | 0 | 0
H | 30.23 | 30.23 | 30.23 | 30.23 | 30.23 | 30.23
LFG | 7.6 | 20.52 | 20.52 | 20.52 | 20.52 | 20.52
Nuc | 1664.13 | 1955.26 | 1870.92 | 1870.92 | 1398.04 | 2995.54
PS | 62.1 | 62.1 | 62.1 | 62.1 | 62.1 | 62.1
PV | 0.23 | 0.23 | 0.23 | 0.23 | 0.23 | 0.23
PeakG | 142.93 | 209.84 | 148.17 | 188.38 | 199.72 | 199.72
PeakO | 36.13 | 46.34 | 37.33 | 38.01 | 38.01 | 38.01
ST | 0 | 0 | 0 | 0 | 0 | 0
STOG | 4.04 | 4.78 | 4.1 | 4.1 | 4.1 | 4.1
STWD | 9.01 | 11.27 | 9.18 | 9.18 | 9.18 | 9.18
WT | 0 | 0 | 0 | 0 | 0 | 0
IGCC | 0 | 0 | 0 | 0 | 0 | 0
DemandResponse | 0 | 0 | 0 | 0 | 0 | 0
IGCC-CCS | 0 | 0 | 0 | 0 | 0 | 0
WT_off | 0 | 0 | 0 | 0 | 0 | 0
PseudoUnit | 0 | 0 | 0 | 0 | 0 | 0
FixedInterchange | 0 | 0 | 0 | 0 | 0 | 0
Base FOM Costs by Reporting Type: IESO
ReportingType | 2015 | 2020 | 2025 | 2030 | 2035 | 2040
BM | 32.8 | 32.8 | 32.8 | 32.8 | 32.8 | 32.8
CC | 102.34 | 102.34 | 102.34 | 102.34 | 109.49 | 154.64
CSP | 0 | 0 | 0 | 0 | 0 | 0
CT | 2.46 | 2.46 | 2.46 | 2.46 | 8.07 | 9.31
Coal | 0 | 0 | 0 | 0 | 0 | 0
Geo | 0 | 0 | 0 | 0 | 0 | 0
H | 123.83 | 123.83 | 123.83 | 123.83 | 123.83 | 123.83
LFG | 14.17 | 14.17 | 14.17 | 14.17 | 14.23 | 14.23
Nuc | 1895.33 | 1895.33 | 1895.33 | 1895.33 | 1745.37 | 2079.68
PS | 2.92 | 2.92 | 2.92 | 2.92 | 2.92 | 2.92
PV | 18.26 | 18.26 | 18.26 | 18.26 | 0.44 | 0.44
PeakG | 11.67 | 13.67 | 13.67 | 13.67 | 13.67 | 13.67
PeakO | 0.66 | 0.66 | 0.78 | 0.86 | 0.86 | 0.86
ST | 0 | 0 | 0 | 0 | 0 | 0
STOG | 0 | 0 | 0 | 0 | 0 | 0
STWD | 0 | 0 | 0 | 0 | 0 | 0
WT | 102.92 | 102.92 | 102.92 | 102.92 | 43.8 | 43.8
IGCC | 0 | 0 | 0 | 0 | 0 | 0
DemandResponse | 0 | 0 | 0 | 0 | 0 | 0
IGCC-CCS | 0 | 0 | 0 | 0 | 0 | 0
WT_off | 0 | 0 | 0 | 0 | 0 | 0
PseudoUnit | 0 | 0 | 0 | 0 | 0 | 0
FixedInterchange | 0 | 0 | 0 | 0 | 0 | 0
Base FOM Costs by Reporting Type: MAPP_CA
ReportingType | 2015 | 2020 | 2025 | 2030 | 2035 | 2040
BM | 0 | 0 | 0 | 0 | 0 | 0
CC | 34.83 | 42.19 | 44.7 | 52.99 | 61.63 | 61.63
CSP | 0 | 0 | 0 | 0 | 0 | 0
CT | 0 | 0 | 0 | 0 | 0 | 2.95
Coal | 48.71 | 49.51 | 53.13 | 53.13 | 53.13 | 65.36
Geo | 0 | 0 | 0 | 0 | 0 | 0
H | 92.24 | 92.24 | 92.24 | 92.24 | 92.24 | 92.24
LFG | 0 | 0 | 0 | 0 | 0 | 0
Nuc | 0.01 | 0.01 | 0.01 | 0.01 | 0.01 | 0.01
PS | 0 | 0 | 0 | 0 | 0 | 0
PV | 0 | 0 | 0 | 0 | 0 | 0
PeakG | 9.88 | 9.88 | 9.88 | 9.88 | 13.09 | 13.09
PeakO | 0.09 | 0.09 | 0.09 | 0.12 | 0.12 | 0.12
ST | 0 | 0 | 0 | 0 | 0 | 0
STOG | 5.54 | 5.54 | 5.54 | 5.54 | 5.54 | 5.54
STWD | 0 | 0 | 0 | 0 | 0 | 0
WT | 17.9 | 17.9 | 17.9 | 17.9 | 17.9 | 17.9
IGCC | 0 | 0 | 0 | 0 | 0 | 0
DemandResponse | 0 | 0 | 0 | 0 | 0 | 0
IGCC-CCS | 0 | 0 | 0 | 0 | 0 | 0
WT_off | 0 | 0 | 0 | 0 | 0 | 0
PseudoUnit | 0 | 0 | 0 | 0 | 0 | 0
FixedInterchange | 0 | 0 | 0 | 0 | 0 | 0
Base FOM Costs by Reporting Type: AZ_NM_SNV_Coal
ReportingType | 2015 | 2020 | 2025 | 2030 | 2035 | 2040
BM | 0 | 0 | 0 | 0 | 0 | 0
CC | 0 | 0 | 0 | 0 | 0 | 0
CSP | 0 | 0 | 0 | 0 | 0 | 0
CT | 0 | 0 | 0 | 0 | 0 | 0
Coal | 731.78 | 781.65 | 789.38 | 904.87 | 1033.76 | 1347.41
Geo | 0 | 0 | 0 | 0 | 0 | 0
H | 0 | 0 | 0 | 0 | 0 | 0
LFG | 0 | 0 | 0 | 0 | 0 | 0
Nuc | 0 | 0 | 0 | 0 | 0 | 0
PS | 0 | 0 | 0 | 0 | 0 | 0
PV | 0 | 0 | 0 | 0 | 0 | 0
PeakG | 0 | 0 | 0 | 0 | 0 | 0
PeakO | 5.77 | 7.38 | 6 | 0 | 0 | 0
ST | 0 | 0 | 0 | 0 | 0 | 0
STOG | 0 | 0 | 0 | 0 | 0 | 0
STWD | 0 | 0 | 0 | 0 | 0 | 0
WT | 0 | 0 | 0 | 0 | 0 | 0
IGCC | 0 | 0 | 0 | 0 | 0 | 0
DemandResponse | 0 | 0 | 0 | 0 | 0 | 0
IGCC-CCS | 0 | 0 | 0 | 0 | 0 | 0
WT_off | 0 | 0 | 0 | 0 | 0 | 0
PseudoUnit | 0 | 0 | 0 | 0 | 0 | 0
FixedInterchange | 0 | 0 | 0 | 0 | 0 | 0
Base FOM Costs by Reporting Type: AZ_NM_SNV_Gas
ReportingType | 2015 | 2020 | 2025 | 2030 | 2035 | 2040
BM | 0 | 0 | 0 | 0 | 0 | 0
CC | 447.72 | 603.26 | 494.6 | 559.88 | 681.44 | 676.61
CSP | 0 | 0 | 0 | 0 | 0 | 0
CT | 4.93 | 4.93 | 4.93 | 4.93 | 0 | 0
Coal | 0 | 0 | 0 | 0 | 0 | 0
Geo | 0 | 0 | 0 | 0 | 0 | 0
H | 0 | 0 | 0 | 0 | 0 | 0
LFG | 0 | 0 | 0 | 0 | 0 | 0
Nuc | 0 | 0 | 0 | 0 | 0 | 0
PS | 0 | 0 | 0 | 0 | 0 | 0
PV | 0 | 0 | 0 | 0 | 0 | 0
PeakG | 63.97 | 93.45 | 74.33 | 87.99 | 87.99 | 0
PeakO | 0 | 0 | 0 | 0 | 0 | 0
ST | 0 | 0 | 0 | 0 | 0 | 0
STOG | 0 | 0 | 0 | 0 | 0 | 0
STWD | 0 | 0 | 0 | 0 | 0 | 0
WT | 0 | 0 | 0 | 0 | 0 | 0
IGCC | 0 | 0 | 0 | 0 | 0 | 0
DemandResponse | 0 | 0 | 0 | 0 | 0 | 0
IGCC-CCS | 0 | 0 | 0 | 0 | 0 | 0
WT_off | 0 | 0 | 0 | 0 | 0 | 0
PseudoUnit | 0 | 0 | 0 | 0 | 0 | 0
FixedInterchange | 0 | 0 | 0 | 0 | 0 | 0
Base FOM Costs by Reporting Type: AZ_NM_SNV_NucRenew
ReportingType | 2015 | 2020 | 2025 | 2030 | 2035 | 2040
BM | 0 | 0 | 0 | 0 | 0 | 0
CC | 0 | 0 | 0 | 0 | 0 | 0
CSP | 0 | 0 | 0 | 0 | 0 | 0
CT | 0 | 0 | 0 | 0 | 0 | 0
Coal | 0 | 0 | 0 | 0 | 0 | 0
Geo | 0 | 0 | 122.18 | 122.18 | 122.18 | 122.18
H | 44.6 | 44.6 | 44.6 | 44.6 | 44.6 | 44.6
LFG | 0.84 | 8.14 | 8.14 | 8.14 | 8.14 | 8.14
Nuc | 484.16 | 564.17 | 564.17 | 564.17 | 564.17 | 564.17
PS | 5.13 | 5.13 | 5.13 | 5.13 | 5.13 | 5.13
PV | 2.38 | 2.38 | 2.38 | 2.38 | 2.38 | 2.38
PeakG | 0 | 0 | 0 | 0 | 0 | 0
PeakO | 0 | 0 | 0 | 0 | 0 | 0
ST | 17.92 | 47.63 | 65.45 | 70.25 | 70.25 | 70.25
STOG | 0 | 0 | 0 | 0 | 0 | 0
STWD | 0.83 | 1.04 | 0.85 | 0.85 | 0.85 | 0.85
WT | 17.57 | 17.57 | 30.56 | 40.76 | 40.76 | 40.76
IGCC | 0 | 0 | 0 | 0 | 0 | 0
DemandResponse | 0 | 0 | 0 | 0 | 0 | 0
IGCC-CCS | 0 | 0 | 0 | 0 | 0 | 0
WT_off | 0 | 0 | 0 | 0 | 0 | 0
PseudoUnit | 0 | 0 | 0 | 0 | 0 | 0
FixedInterchange | 0 | 0 | 0 | 0 | 0 | 0
Base FOM Costs by Reporting Type: ERCOT
ReportingType | 2015 | 2020 | 2025 | 2030 | 2035 | 2040
BM | 14.57 | 14.57 | 14.57 | 14.57 | 14.57 | 14.57
CC | 907.44 | 1191.81 | 1002.11 | 1067.54 | 1240.61 | 1281.62
CSP | 0 | 0 | 0 | 0 | 0 | 0
CT | 1.67 | 1.67 | 1.67 | 1.67 | 1.67 | 1.67
Coal | 1175.78 | 1362.67 | 1256.35 | 1310.78 | 1466.71 | 1773.28
Geo | 0 | 0 | 0 | 0 | 0 | 0
H | 8.05 | 8.05 | 8.05 | 8.05 | 8.05 | 8.05
LFG | 9.05 | 9.05 | 51.64 | 51.64 | 51.64 | 51.64
Nuc | 574.09 | 734.71 | 741.22 | 741.22 | 741.22 | 741.22
PS | 0 | 0 | 0 | 0 | 0 | 0
PV | 0.25 | 0.25 | 0.25 | 0.25 | 0.01 | 0.01
PeakG | 80.63 | 119.03 | 114.62 | 114.62 | 114.62 | 114.62
PeakO | 1.29 | 1.86 | 1.53 | 1.53 | 1.53 | 1.53
ST | 0 | 0 | 0 | 0 | 0 | 0
STOG | 677.14 | 801.24 | 665.6 | 665.6 | 665.6 | 665.6
STWD | 0 | 0 | 0 | 0 | 0 | 0
WT | 315.42 | 315.42 | 315.42 | 315.42 | 315.42 | 315.42
IGCC | 0 | 0 | 0 | 0 | 0 | 0
DemandResponse | 0 | 0 | 0 | 0 | 0 | 0
IGCC-CCS | 0 | 0 | 0 | 0 | 0 | 0
WT_off | 0 | 0 | 0 | 0 | 0 | 0
PseudoUnit | 0 | 0 | 0 | 0 | 0 | 0
FixedInterchange | 0 | 0 | 0 | 0 | 0 | 0
Base FOM Costs by Reporting Type: NP15
ReportingType | 2015 | 2020 | 2025 | 2030 | 2035 | 2040
BM | 0 | 0 | 0 | 0 | 0 | 0
CC | 205.4 | 258.04 | 212.25 | 226.85 | 253.32 | 253.32
CSP | 0 | 0 | 0 | 0 | 0 | 0
CT | 1.87 | 13.6 | 16 | 41.26 | 69.88 | 99.11
Coal | 1.65 | 0 | 0 | 0 | 0 | 0
Geo | 100.8 | 118.13 | 151.36 | 151.36 | 151.36 | 151.36
H | 125.7 | 125.7 | 125.7 | 125.7 | 125.7 | 125.7
LFG | 10.26 | 78.24 | 78.24 | 78.24 | 78.24 | 78.24
Nuc | 302.44 | 364.27 | 334.86 | 334.86 | 334.86 | 334.86
PS | 53.58 | 53.58 | 53.58 | 53.58 | 53.58 | 53.58
PV | 0.89 | 0.89 | 0.89 | 0.89 | 0.78 | 0.78
PeakG | 56.04 | 82.34 | 58.1 | 74.01 | 78.49 | 78.49
PeakO | 10.26 | 13.08 | 10.48 | 10.49 | 10.49 | 10.49
ST | 1.86 | 1.86 | 1.86 | 1.86 | 1.86 | 1.86
STOG | 167.55 | 198.25 | 169.95 | 169.95 | 169.95 | 169.95
STWD | 14.17 | 17.73 | 14.44 | 14.44 | 14.44 | 14.44
WT | 40.21 | 40.21 | 296.26 | 360.55 | 360.98 | 360.98
IGCC | 0 | 0 | 0 | 0 | 0 | 0
DemandResponse | 0 | 0 | 0 | 0 | 0 | 0
IGCC-CCS | 0 | 0 | 0 | 0 | 0 | 0
WT_off | 0 | 0 | 0 | 0 | 0 | 0
PseudoUnit | 0 | 0 | 0 | 0 | 0 | 0
FixedInterchange | 0 | 0 | 0 | 0 | 0 | 0
Base FOM Costs by Reporting Type: NWPP_Coal
ReportingType | 2015 | 2020 | 2025 | 2030 | 2035 | 2040
BM | 0 | 0 | 0 | 0 | 0 | 0
CC | 0 | 0 | 0 | 0 | 0 | 0
CSP | 0 | 0 | 0 | 0 | 0 | 0
CT | 0 | 0 | 0 | 0 | 0 | 0
Coal | 849.1 | 903.27 | 941.97 | 996.32 | 1154.37 | 1256.46
Geo | 0 | 0 | 0 | 0 | 0 | 0
H | 0 | 0 | 0 | 0 | 0 | 0
LFG | 0 | 0 | 0 | 0 | 0 | 0
Nuc | 0 | 0 | 0 | 0 | 0 | 0
PS | 0 | 0 | 0 | 0 | 0 | 0
PV | 0 | 0 | 0 | 0 | 0 | 0
PeakG | 0 | 0 | 0 | 0 | 0 | 0
PeakO | 0 | 0 | 0 | 0 | 0 | 0
ST | 0 | 0 | 0 | 0 | 0 | 0
STOG | 0 | 0 | 0 | 0 | 0 | 0
STWD | 0 | 0 | 0 | 0 | 0 | 0
WT | 0 | 0 | 0 | 0 | 0 | 0
IGCC | 0 | 0 | 0 | 0 | 0 | 0
DemandResponse | 0 | 0 | 0 | 0 | 0 | 0
IGCC-CCS | 0 | 0 | 0 | 0 | 0 | 0
WT_off | 0 | 0 | 0 | 0 | 0 | 0
PseudoUnit | 0 | 0 | 0 | 0 | 0 | 0
FixedInterchange | 0 | 0 | 0 | 0 | 0 | 0
Base FOM Costs by Reporting Type: NWPP_Gas
ReportingType | 2015 | 2020 | 2025 | 2030 | 2035 | 2040
BM | 0 | 0 | 0 | 0 | 0 | 0
CC | 192.07 | 243.03 | 196.06 | 249.26 | 338.99 | 347.3
CSP | 0 | 0 | 0 | 0 | 0 | 0
CT | 1 | 1 | 1 | 1 | 0 | 0
Coal | 0 | 0 | 0 | 0 | 0.01 | 28.06
Geo | 0 | 0 | 0 | 0 | 0 | 0
H | 0 | 0 | 0 | 0 | 0 | 0
LFG | 0 | 0 | 0 | 0 | 0 | 0
Nuc | 0 | 0 | 0 | 0 | 0 | 0
PS | 0 | 0 | 0 | 0 | 0 | 0
PV | 0 | 0 | 0 | 0 | 0 | 0
PeakG | 0 | 0 | 0 | 0 | 0 | 0
PeakO | 0 | 0 | 0 | 0 | 0 | 0
ST | 0 | 0 | 0 | 0 | 0 | 0
STOG | 0 | 0 | 0 | 0 | 0 | 0
STWD | 0 | 0 | 0 | 0 | 0 | 0
WT | 0 | 0 | 0 | 0 | 0 | 0
IGCC | 0 | 0 | 0 | 0 | 0 | 0
DemandResponse | 0 | 0 | 0 | 0 | 0 | 0
IGCC-CCS | 0 | 0 | 0 | 0 | 0 | 0
WT_off | 0 | 0 | 0 | 0 | 0 | 0
PseudoUnit | 0 | 0 | 0 | 0 | 0 | 0
FixedInterchange | 0 | 0 | 0 | 0 | 0 | 0
Base FOM Costs by Reporting Type: NWPP_NucRenew
ReportingType | 2015 | 2020 | 2025 | 2030 | 2035 | 2040
BM | 3.27 | 3.27 | 3.27 | 3.27 | 3.27 | 3.27
CC | 0 | 0 | 0 | 0 | 0 | 0
CSP | 0 | 0 | 0 | 0 | 0 | 0
CT | 0 | 0 | 0 | 0 | 0 | 0
Coal | 0 | 0 | 0 | 0 | 0 | 0
Geo | 35.81 | 35.81 | 72.38 | 72.38 | 72.38 | 72.38
H | 480.54 | 480.54 | 480.54 | 480.54 | 480.54 | 480.54
LFG | 15.5 | 44.91 | 44.91 | 44.91 | 44.91 | 44.91
Nuc | 164.67 | 164.67 | 164.67 | 164.67 | 164.67 | 225.13
PS | 6.12 | 6.12 | 6.12 | 6.12 | 6.12 | 6.12
PV | 0.04 | 0.04 | 0.04 | 0.04 | 0.04 | 0.04
PeakG | 0 | 0 | 0 | 0 | 0 | 0
PeakO | 0 | 0 | 0 | 0 | 0 | 0
ST | 0 | 0 | 0 | 0 | 0 | 0
STOG | 0 | 0 | 0 | 0 | 0 | 0
STWD | 11.92 | 14.92 | 12.16 | 12.16 | 12.16 | 12.16
WT | 228.93 | 228.93 | 228.93 | 228.93 | 228.93 | 228.93
IGCC | 0 | 0 | 0 | 0 | 0 | 0
DemandResponse | 0 | 0 | 0 | 0 | 0 | 0
IGCC-CCS | 0 | 0 | 0 | 0 | 0 | 0
WT_off | 0 | 0 | 0 | 0 | 0 | 0
PseudoUnit | 0 | 0 | 0 | 0 | 0 | 0
FixedInterchange | 0 | 0 | 0 | 0 | 0 | 0
Base FOM Costs by Reporting Type: RMPA
ReportingType | 2015 | 2020 | 2025 | 2030 | 2035 | 2040
BM | 0 | 0 | 0 | 0 | 0 | 0
CC | 79.71 | 101.34 | 81.4 | 99.64 | 99.64 | 99.64
CSP | 0 | 0 | 0 | 0 | 0 | 0
CT | 1.02 | 1.02 | 1.02 | 1.02 | 0 | 0
Coal | 482.88 | 500.65 | 505.76 | 518.01 | 595.43 | 733.24
Geo | 0 | 35.33 | 209.23 | 216.56 | 216.56 | 216.56
H | 13.99 | 13.99 | 13.99 | 13.99 | 13.99 | 13.99
LFG | 0.93 | 4.37 | 4.37 | 4.37 | 4.37 | 4.37
Nuc | 0.01 | 0.01 | 0.01 | 0.01 | 0.01 | 0.01
PS | 13.37 | 13.37 | 13.37 | 13.37 | 13.37 | 13.37
PV | 0.31 | 0.31 | 0.31 | 0.31 | 0.31 | 0.31
PeakG | 48.87 | 72.26 | 50.7 | 61.6 | 69.81 | 69.81
PeakO | 0.93 | 1.18 | 0 | 0 | 0 | 0
ST | 0.19 | 24.25 | 25.9 | 27.65 | 27.65 | 27.65
STOG | 0 | 0 | 0 | 0 | 0 | 0
STWD | 0 | 0 | 0 | 0 | 0 | 0
WT | 67.64 | 67.64 | 67.64 | 67.64 | 67.64 | 67.64
IGCC | 0 | 0 | 0 | 0 | 0 | 0
DemandResponse | 0 | 0 | 0 | 0 | 0 | 0
IGCC-CCS | 0 | 0 | 0 | 0 | 0 | 0
WT_off | 0 | 0 | 0 | 0 | 0 | 0
PseudoUnit | 0 | 0 | 0 | 0 | 0 | 0
FixedInterchange | 0 | 0 | 0 | 0 | 0 | 0
Base FOM Costs by Reporting Type: SP15
ReportingType | 2015 | 2020 | 2025 | 2030 | 2035 | 2040
BM | 0.6 | 0.6 | 0.6 | 0.6 | 0.6 | 0.6
CC | 299.75 | 377.64 | 311.5 | 321.09 | 355.07 | 364.66
CSP | 0 | 0 | 0 | 0 | 0 | 0
CT | 0 | 0 | 0 | 0 | 0 | 0
Coal | 6.4 | 8.11 | 7.61 | 8.09 | 0 | 0
Geo | 86.16 | 208.35 | 208.35 | 208.35 | 208.35 | 208.35
H | 16.57 | 16.57 | 16.57 | 16.57 | 16.57 | 16.57
LFG | 26.93 | 93.8 | 93.8 | 93.8 | 93.8 | 93.8
Nuc | 327.58 | 356.35 | 327.58 | 327.58 | 327.58 | 447.86
PS | 34.19 | 34.19 | 34.19 | 34.19 | 34.19 | 34.19
PV | 1.87 | 1.87 | 1.87 | 1.87 | 1.8 | 1.8
PeakG | 76.73 | 111.44 | 93.22 | 103.59 | 103.59 | 103.59
PeakO | 1.47 | 1.91 | 1.53 | 1.53 | 1.53 | 1.53
ST | 28.67 | 28.67 | 28.67 | 28.67 | 28.67 | 28.67
STOG | 450.09 | 532.57 | 456.54 | 456.54 | 456.54 | 456.54
STWD | 3.81 | 4.77 | 3.89 | 3.89 | 3.89 | 3.89
WT | 71.03 | 71.03 | 71.03 | 71.03 | 71.03 | 71.03
IGCC | 0 | 0 | 0 | 0 | 0 | 0
DemandResponse | 0 | 0 | 0 | 0 | 0 | 0
IGCC-CCS | 0 | 0 | 0 | 0 | 0 | 0
WT_off | 0 | 0 | 0 | 0 | 0 | 0
PseudoUnit | 0 | 0 | 0 | 0 | 0 | 0
FixedInterchange | 0 | 0 | 0 | 0 | 0 | 0
Base FOM Costs by Reporting Type: ALB
ReportingType | 2015 | 2020 | 2025 | 2030 | 2035 | 2040
BM | 0 | 0 | 0 | 0 | 0 | 0
CC | 71 | 80.79 | 92.13 | 116.36 | 134.9 | 149.55
CSP | 0 | 0 | 0 | 0 | 0 | 0
CT | 1.35 | 1.35 | 1.35 | 1.35 | 0 | 0
Coal | 380.9 | 399.22 | 412.86 | 439.17 | 499.16 | 562.47
Geo | 0 | 0 | 0 | 0 | 0 | 0
H | 12.99 | 12.99 | 12.99 | 12.99 | 12.99 | 12.99
LFG | 1.21 | 1.21 | 1.21 | 1.21 | 1.21 | 1.21
Nuc | 0.01 | 0.01 | 0.01 | 0.01 | 0.01 | 0.01
PS | 0 | 0 | 0 | 0 | 0 | 0
PV | 0 | 0 | 0 | 0 | 0 | 0
PeakG | 24.53 | 23 | 23 | 23 | 32.41 | 32.41
PeakO | 0 | 0 | 0 | 0 | 0 | 0
ST | 0 | 0 | 0 | 0 | 0 | 0
STOG | 0 | 0 | 0 | 0 | 0 | 0
STWD | 0 | 0 | 0 | 0 | 0 | 0
WT | 22.94 | 22.94 | 22.94 | 22.94 | 22.94 | 22.94
IGCC | 0 | 0 | 0 | 0 | 0 | 0
DemandResponse | 0 | 0 | 0 | 0 | 0 | 0
IGCC-CCS | 0 | 0 | 0 | 0 | 0 | 0
WT_off | 0 | 0 | 0 | 0 | 0 | 0
PseudoUnit | 0 | 0 | 0 | 0 | 0 | 0
FixedInterchange | 0 | 0 | 0 | 0 | 0 | 0
Base FOM Costs by Reporting Type: BC
ReportingType | 2015 | 2020 | 2025 | 2030 | 2035 | 2040
BM | 0 | 0 | 0 | 0 | 0 | 0
CC | 22.49 | 28.74 | 38.15 | 46.31 | 58.39 | 70.14
CSP | 0 | 0 | 0 | 0 | 0 | 0
CT | 0 | 0 | 0 | 0 | 0 | 0
Coal | 0 | 0 | 0 | 0 | 0 | 0
Geo | 0 | 0 | 0 | 0 | 0 | 0
H | 173.22 | 173.22 | 173.22 | 173.22 | 173.22 | 173.22
LFG | 2.9 | 2.9 | 2.9 | 2.9 | 2.9 | 2.9
Nuc | 0.01 | 0.01 | 0.01 | 0.01 | 0.01 | 0.01
PS | 0 | 0 | 0 | 0 | 0 | 0
PV | 0 | 0 | 0 | 0 | 0 | 0
PeakG | 2.66 | 2.77 | 3.3 | 3.3 | 3.3 | 3.3
PeakO | 1.16 | 1.29 | 1.29 | 1.29 | 1.29 | 1.29
ST | 0 | 0 | 0 | 0 | 0 | 0
STOG | 0 | 0 | 0 | 0 | 0 | 0
STWD | 16.34 | 16.34 | 16.34 | 16.34 | 16.34 | 16.34
WT | 7.53 | 7.53 | 7.53 | 7.53 | 7.53 | 7.53
IGCC | 0 | 0 | 0 | 0 | 0 | 0
DemandResponse | 0 | 0 | 0 | 0 | 0 | 0
IGCC-CCS | 0 | 0 | 0 | 0 | 0 | 0
WT_off | 0 | 0 | 0 | 0 | 0 | 0
PseudoUnit | 0 | 0 | 0 | 0 | 0 | 0
FixedInterchange | 0 | 0 | 0 | 0 | 0 | 0
Base FOM Costs by Reporting Type: HQ_IESO
ReportingType | 2015 | 2020 | 2025 | 2030 | 2035 | 2040
BM | 0 | 0 | 0 | 0 | 0 | 0
CC | 0 | 0 | 0 | 0 | 0 | 0
CSP | 0 | 0 | 0 | 0 | 0 | 0
CT | 0 | 0 | 0 | 0 | 0 | 0
Coal | 0 | 0 | 0 | 0 | 0 | 0
Geo | 0 | 0 | 0 | 0 | 0 | 0
H | 0 | 0 | 0 | 0 | 0 | 0
LFG | 0 | 0 | 0 | 0 | 0 | 0
Nuc | 0.01 | 0.01 | 0.01 | 0.01 | 0.01 | 0.01
PS | 0 | 0 | 0 | 0 | 0 | 0
PV | 0 | 0 | 0 | 0 | 0 | 0
PeakG | 0 | 0 | 0 | 0 | 0 | 0
PeakO | 0 | 0 | 0 | 0 | 0 | 0
ST | 0 | 0 | 0 | 0 | 0 | 0
STOG | 0 | 0 | 0 | 0 | 0 | 0
STWD | 0 | 0 | 0 | 0 | 0 | 0
WT | 0 | 0 | 0 | 0 | 0 | 0
IGCC | 0 | 0 | 0 | 0 | 0 | 0
DemandResponse | 0 | 0 | 0 | 0 | 0 | 0
IGCC-CCS | 0 | 0 | 0 | 0 | 0 | 0
WT_off | 0 | 0 | 0 | 0 | 0 | 0
PseudoUnit | 0 | 0 | 0 | 0 | 0 | 0
FixedInterchange | 0 | 0 | 0 | 0 | 0 | 0
Base FOM Costs by Reporting Type: HQ_NEISO
ReportingType | 2015 | 2020 | 2025 | 2030 | 2035 | 2040
BM | 0 | 0 | 0 | 0 | 0 | 0
CC | 0 | 0 | 0 | 0 | 0 | 0
CSP | 0 | 0 | 0 | 0 | 0 | 0
CT | 0 | 0 | 0 | 0 | 0 | 0
Coal | 0 | 0 | 0 | 0 | 0 | 0
Geo | 0 | 0 | 0 | 0 | 0 | 0
H | 0 | 0 | 0 | 0 | 0 | 0
LFG | 0 | 0 | 0 | 0 | 0 | 0
Nuc | 0.01 | 0.01 | 0.01 | 0.01 | 0.01 | 0.01
PS | 0 | 0 | 0 | 0 | 0 | 0
PV | 0 | 0 | 0 | 0 | 0 | 0
PeakG | 0 | 0 | 0 | 0 | 0 | 0
PeakO | 0 | 0 | 0 | 0 | 0 | 0
ST | 0 | 0 | 0 | 0 | 0 | 0
STOG | 0 | 0 | 0 | 0 | 0 | 0
STWD | 0 | 0 | 0 | 0 | 0 | 0
WT | 0 | 0 | 0 | 0 | 0 | 0
IGCC | 0 | 0 | 0 | 0 | 0 | 0
DemandResponse | 0 | 0 | 0 | 0 | 0 | 0
IGCC-CCS | 0 | 0 | 0 | 0 | 0 | 0
WT_off | 0 | 0 | 0 | 0 | 0 | 0
PseudoUnit | 0 | 0 | 0 | 0 | 0 | 0
FixedInterchange | 0 | 0 | 0 | 0 | 0 | 0
Base FOM Costs by Reporting Type: HQ_NY
ReportingType | 2015 | 2020 | 2025 | 2030 | 2035 | 2040
BM | 0 | 0 | 0 | 0 | 0 | 0
CC | 0 | 0 | 0 | 0 | 0 | 0
CSP | 0 | 0 | 0 | 0 | 0 | 0
CT | 0 | 0 | 0 | 0 | 0 | 0
Coal | 0 | 0 | 0 | 0 | 0 | 0
Geo | 0 | 0 | 0 | 0 | 0 | 0
H | 0 | 0 | 0 | 0 | 0 | 0
LFG | 0 | 0 | 0 | 0 | 0 | 0
Nuc | 0.01 | 0.01 | 0.01 | 0.01 | 0.01 | 0.01
PS | 0 | 0 | 0 | 0 | 0 | 0
PV | 0 | 0 | 0 | 0 | 0 | 0
PeakG | 0 | 0 | 0 | 0 | 0 | 0
PeakO | 0 | 0 | 0 | 0 | 0 | 0
ST | 0 | 0 | 0 | 0 | 0 | 0
STOG | 0 | 0 | 0 | 0 | 0 | 0
STWD | 0 | 0 | 0 | 0 | 0 | 0
WT | 0 | 0 | 0 | 0 | 0 | 0
IGCC | 0 | 0 | 0 | 0 | 0 | 0
DemandResponse | 0 | 0 | 0 | 0 | 0 | 0
IGCC-CCS | 0 | 0 | 0 | 0 | 0 | 0
WT_off | 0 | 0 | 0 | 0 | 0 | 0
PseudoUnit | 0 | 0 | 0 | 0 | 0 | 0
FixedInterchange | 0 | 0 | 0 | 0 | 0 | 0
Base FOM Costs by Reporting Type: MARITIMES
ReportingType | 2015 | 2020 | 2025 | 2030 | 2035 | 2040
BM | 0 | 0 | 0 | 0 | 0 | 0
CC | 0 | 0 | 0 | 0 | 0 | 0
CSP | 0 | 0 | 0 | 0 | 0 | 0
CT | 0 | 0 | 0 | 0 | 0 | 0
Coal | 0 | 0 | 0 | 0 | 0 | 0
Geo | 0 | 0 | 0 | 0 | 0 | 0
H | 0 | 0 | 0 | 0 | 0 | 0
LFG | 0 | 0 | 0 | 0 | 0 | 0
Nuc | 0.01 | 0.01 | 0.01 | 0.01 | 0.01 | 0.01
PS | 0 | 0 | 0 | 0 | 0 | 0
PV | 0 | 0 | 0 | 0 | 0 | 0
PeakG | 0 | 0 | 0 | 0 | 0 | 0
PeakO | 0 | 0 | 0 | 0 | 0 | 0
ST | 0 | 0 | 0 | 0 | 0 | 0
STOG | 0 | 0 | 0 | 0 | 0 | 0
STWD | 0 | 0 | 0 | 0 | 0 | 0
WT | 0 | 0 | 0 | 0 | 0 | 0
IGCC | 0 | 0 | 0 | 0 | 0 | 0
DemandResponse | 0 | 0 | 0 | 0 | 0 | 0
IGCC-CCS | 0 | 0 | 0 | 0 | 0 | 0
WT_off | 0 | 0 | 0 | 0 | 0 | 0
PseudoUnit | 0 | 0 | 0 | 0 | 0 | 0
FixedInterchange | 0 | 0 | 0 | 0 | 0 | 0
Base FOM Costs by Reporting Type: All
ReportingType | 2015 | 2020 | 2025 | 2030 | 2035 | 2040
BM | 125.64 | 125.64 | 125.64 | 125.64 | 125.64 | 106.34
CC | 6491.48 | 8465.96 | 7215.91 | 8058.43 | 9550.71 | 10133.83
CSP | 0 | 0 | 0 | 0 | 0 | 0
CT | 43.25 | 77.21 | 80.69 | 126.94 | 187.42 | 231.36
Coal | 18587.34 | 19264.08 | 19352.04 | 21406.99 | 24250.86 | 27440.14
Geo | 226.72 | 401.57 | 767.45 | 774.79 | 774.79 | 774.79
H | 1511 | 1511 | 1511 | 1511 | 1511 | 1511
LFG | 498.94 | 733.94 | 999.86 | 1086.91 | 1086.97 | 1086.97
Nuc | 16696.36 | 17842.96 | 17313.01 | 17728.25 | 14523.5 | 21350.19
PS | 517.25 | 517.25 | 517.25 | 517.25 | 517.25 | 517.25
PV | 26.7 | 26.7 | 26.7 | 26.7 | 7.51 | 7.51
PeakG | 2068.99 | 3028.66 | 2298.99 | 2739.52 | 2864.58 | 2776.6
PeakO | 561.55 | 735.93 | 595.62 | 592.89 | 592.91 | 592.92
ST | 48.64 | 102.41 | 121.87 | 128.43 | 128.43 | 128.43
STOG | 2771.39 | 3248.52 | 2746.06 | 2746.06 | 2746.06 | 2746.06
STWD | 101.63 | 123.06 | 103.31 | 103.31 | 103.31 | 103.31
WT | 2034.5 | 2053.25 | 2322.29 | 2299.03 | 2034.75 | 2020.22
IGCC | 30.22 | 30.22 | 30.22 | 30.22 | 30.22 | 30.22
DemandResponse | 0 | 0 | 0 | 0 | 0 | 0
IGCC-CCS | 0 | 0 | 0 | 0 | 0 | 0
WT_off | 24.96 | 24.96 | 83.62 | 83.62 | 58.67 | 58.67
PseudoUnit | 0 | 0 | 0 | 0 | 0 | 0
FixedInterchange | 0 | 0 | 0 | 0 | 0 | 0
Base FOM Costs by Reporting Type: EI_US
ReportingType | 2015 | 2020 | 2025 | 2030 | 2035 | 2040
BM | 74.39 | 74.39 | 74.39 | 74.39 | 74.39 | 55.1
CC | 4128.74 | 5436.79 | 4640.68 | 5216.15 | 6217.23 | 6674.73
CSP | 0 | 0 | 0 | 0 | 0 | 0
CT | 28.95 | 51.18 | 52.26 | 73.24 | 107.79 | 118.31
Coal | 14910.14 | 15259 | 15384.97 | 17176.62 | 19448.29 | 21673.87
Geo | 3.95 | 3.95 | 3.95 | 3.95 | 3.95 | 3.95
H | 419.29 | 419.29 | 419.29 | 419.29 | 419.29 | 419.29
LFG | 417.16 | 477.14 | 700.46 | 787.52 | 787.52 | 787.52
Nuc | 12948.03 | 13763.39 | 13285.11 | 13700.35 | 10645.57 | 16957.2
PS | 401.94 | 401.94 | 401.94 | 401.94 | 401.94 | 401.94
PV | 2.7 | 2.7 | 2.7 | 2.7 | 1.74 | 1.74
PeakG | 1694.01 | 2500.81 | 1858.16 | 2247.85 | 2347.62 | 2347.62
PeakO | 539.92 | 708.47 | 573.92 | 577.08 | 577.09 | 577.1
ST | 0 | 0 | 0 | 0 | 0 | 0
STOG | 1471.08 | 1710.92 | 1448.44 | 1448.44 | 1448.44 | 1448.44
STWD | 54.55 | 68.26 | 55.62 | 55.62 | 55.62 | 55.62
WT | 1142.4 | 1161.14 | 1161.14 | 1063.39 | 857.81 | 843.27
IGCC | 30.22 | 30.22 | 30.22 | 30.22 | 30.22 | 30.22
DemandResponse | 0 | 0 | 0 | 0 | 0 | 0
IGCC-CCS | 0 | 0 | 0 | 0 | 0 | 0
WT_off | 24.96 | 24.96 | 83.62 | 83.62 | 58.67 | 58.67
PseudoUnit | 0 | 0 | 0 | 0 | 0 | 0
FixedInterchange | 0 | 0 | 0 | 0 | 0 | 0
Base FOM Costs by Reporting Type: EI_Canada
ReportingType | 2015 | 2020 | 2025 | 2030 | 2035 | 2040
BM | 32.8 | 32.8 | 32.8 | 32.8 | 32.8 | 32.8
CC | 137.17 | 144.53 | 147.04 | 155.33 | 171.11 | 216.27
CSP | 0 | 0 | 0 | 0 | 0 | 0
CT | 2.46 | 2.46 | 2.46 | 2.46 | 8.07 | 12.26
Coal | 48.71 | 49.51 | 53.13 | 53.13 | 53.13 | 65.36
Geo | 0 | 0 | 0 | 0 | 0 | 0
H | 216.06 | 216.06 | 216.06 | 216.06 | 216.06 | 216.06
LFG | 14.17 | 14.17 | 14.17 | 14.17 | 14.23 | 14.23
Nuc | 1895.36 | 1895.36 | 1895.36 | 1895.36 | 1745.4 | 2079.7
PS | 2.92 | 2.92 | 2.92 | 2.92 | 2.92 | 2.92
PV | 18.26 | 18.26 | 18.26 | 18.26 | 0.44 | 0.44
PeakG | 21.55 | 23.55 | 23.55 | 23.55 | 26.76 | 26.76
PeakO | 0.75 | 0.75 | 0.87 | 0.98 | 0.98 | 0.98
ST | 0 | 0 | 0 | 0 | 0 | 0
STOG | 5.54 | 5.54 | 5.54 | 5.54 | 5.54 | 5.54
STWD | 0 | 0 | 0 | 0 | 0 | 0
WT | 120.82 | 120.82 | 120.82 | 120.82 | 61.7 | 61.7
IGCC | 0 | 0 | 0 | 0 | 0 | 0
DemandResponse | 0 | 0 | 0 | 0 | 0 | 0
IGCC-CCS | 0 | 0 | 0 | 0 | 0 | 0
WT_off | 0 | 0 | 0 | 0 | 0 | 0
PseudoUnit | 0 | 0 | 0 | 0 | 0 | 0
FixedInterchange | 0 | 0 | 0 | 0 | 0 | 0
Base FOM Costs by Reporting Type: EI
ReportingType | 2015 | 2020 | 2025 | 2030 | 2035 | 2040
BM | 107.19 | 107.19 | 107.19 | 107.19 | 107.19 | 87.89
CC | 4265.91 | 5581.32 | 4787.71 | 5371.48 | 6388.34 | 6891
CSP | 0 | 0 | 0 | 0 | 0 | 0
CT | 31.41 | 53.64 | 54.72 | 75.71 | 115.87 | 130.57
Coal | 14958.85 | 15308.51 | 15438.1 | 17229.75 | 19501.43 | 21739.22
Geo | 3.95 | 3.95 | 3.95 | 3.95 | 3.95 | 3.95
H | 635.35 | 635.35 | 635.35 | 635.35 | 635.35 | 635.35
LFG | 431.33 | 491.31 | 714.64 | 801.69 | 801.75 | 801.75
Nuc | 14843.39 | 15658.74 | 15180.47 | 15595.71 | 12390.96 | 19036.91
PS | 404.86 | 404.86 | 404.86 | 404.86 | 404.86 | 404.86
PV | 20.97 | 20.97 | 20.97 | 20.97 | 2.18 | 2.18
PeakG | 1715.56 | 2524.37 | 1881.71 | 2271.41 | 2374.38 | 2374.38
PeakO | 540.67 | 709.22 | 574.79 | 578.06 | 578.07 | 578.08
ST | 0 | 0 | 0 | 0 | 0 | 0
STOG | 1476.62 | 1716.46 | 1453.97 | 1453.97 | 1453.97 | 1453.97
STWD | 54.55 | 68.26 | 55.62 | 55.62 | 55.62 | 55.62
WT | 1263.22 | 1281.97 | 1281.97 | 1184.21 | 919.51 | 904.97
IGCC | 30.22 | 30.22 | 30.22 | 30.22 | 30.22 | 30.22
DemandResponse | 0 | 0 | 0 | 0 | 0 | 0
IGCC-CCS | 0 | 0 | 0 | 0 | 0 | 0
WT_off | 24.96 | 24.96 | 83.62 | 83.62 | 58.67 | 58.67
PseudoUnit | 0 | 0 | 0 | 0 | 0 | 0
FixedInterchange | 0 | 0 | 0 | 0 | 0 | 0
Base FOM Costs by Reporting Type: Outside_EI
ReportingType | 2015 | 2020 | 2025 | 2030 | 2035 | 2040
BM | 18.45 | 18.45 | 18.45 | 18.45 | 18.45 | 18.45
CC | 2225.58 | 2884.64 | 2428.2 | 2686.94 | 3162.37 | 3242.83
CSP | 0 | 0 | 0 | 0 | 0 | 0
CT | 11.84 | 23.57 | 25.97 | 51.23 | 71.56 | 100.79
Coal | 3628.49 | 3955.57 | 3913.94 | 4177.24 | 4749.44 | 5700.92
Geo | 222.78 | 397.63 | 763.5 | 770.84 | 770.84 | 770.84
H | 875.65 | 875.65 | 875.65 | 875.65 | 875.65 | 875.65
LFG | 67.6 | 242.63 | 285.22 | 285.22 | 285.22 | 285.22
Nuc | 1852.97 | 2184.21 | 2132.54 | 2132.54 | 2132.54 | 2313.28
PS | 112.39 | 112.39 | 112.39 | 112.39 | 112.39 | 112.39
PV | 5.73 | 5.73 | 5.73 | 5.73 | 5.33 | 5.33
PeakG | 353.43 | 504.29 | 417.28 | 468.11 | 490.21 | 402.22
PeakO | 20.88 | 26.7 | 20.83 | 14.84 | 14.84 | 14.84
ST | 48.64 | 102.41 | 121.87 | 128.43 | 128.43 | 128.43
STOG | 1294.77 | 1532.06 | 1292.09 | 1292.09 | 1292.09 | 1292.09
STWD | 47.08 | 54.81 | 47.69 | 47.69 | 47.69 | 47.69
WT | 771.28 | 771.28 | 1040.33 | 1114.82 | 1115.24 | 1115.25
IGCC | 0 | 0 | 0 | 0 | 0 | 0
DemandResponse | 0 | 0 | 0 | 0 | 0 | 0
IGCC-CCS | 0 | 0 | 0 | 0 | 0 | 0
WT_off | 0 | 0 | 0 | 0 | 0 | 0
PseudoUnit | 0 | 0 | 0 | 0 | 0 | 0
FixedInterchange | 0 | 0 | 0 | 0 | 0 | 0
#11 | 0.05: Retrofit FOM Costs ($million)
Retrofit FOM Costs by Reporting Type: Entergy
ReportingType | 2015 | 2020 | 2025 | 2030 | 2035 | 2040
BM | 0 | 0 | 0 | 0 | 0 | 0
CC | 0 | 0 | 0 | 0 | 0 | 0
CSP | 0 | 0 | 0 | 0 | 0 | 0
CT | 0 | 0 | 0 | 0 | 0 | 0
Coal | 3.38 | 31.29 | 31.29 | 31.29 | 31.29 | 31.29
Geo | 0 | 0 | 0 | 0 | 0 | 0
H | 0 | 0 | 0 | 0 | 0 | 0
LFG | 0 | 0 | 0 | 0 | 0 | 0
Nuc | 0 | 0 | 0 | 0 | 0 | 0
PS | 0 | 0 | 0 | 0 | 0 | 0
PV | 0 | 0 | 0 | 0 | 0 | 0
PeakG | 0 | 0 | 0 | 0 | 0 | 0
PeakO | 0 | 0 | 0 | 0 | 0 | 0
ST | 0 | 0 | 0 | 0 | 0 | 0
STOG | 0 | 0 | 0 | 0 | 0 | 0
STWD | 0 | 0 | 0 | 0 | 0 | 0
WT | 0 | 0 | 0 | 0 | 0 | 0
IGCC | 0 | 0 | 0 | 0 | 0 | 0
DemandResponse | 0 | 0 | 0 | 0 | 0 | 0
IGCC-CCS | 0 | 0 | 0 | 0 | 0 | 0
WT_off | 0 | 0 | 0 | 0 | 0 | 0
PseudoUnit | 0 | 0 | 0 | 0 | 0 | 0
FixedInterchange | 0 | 0 | 0 | 0 | 0 | 0
Retrofit FOM Costs by Reporting Type: FRCC
ReportingType | 2015 | 2020 | 2025 | 2030 | 2035 | 2040
BM | 0 | 0 | 0 | 0 | 0 | 0
CC | 0 | 0 | 0 | 0 | 0 | 0
CSP | 0 | 0 | 0 | 0 | 0 | 0
CT | 0 | 0 | 0 | 0 | 0 | 0
Coal | 67.35 | 70.41 | 70.41 | 70.41 | 70.41 | 70.41
Geo | 0 | 0 | 0 | 0 | 0 | 0
H | 0 | 0 | 0 | 0 | 0 | 0
LFG | 0 | 0 | 0 | 0 | 0 | 0
Nuc | 0 | 0 | 0 | 0 | 0 | 0
PS | 0 | 0 | 0 | 0 | 0 | 0
PV | 0 | 0 | 0 | 0 | 0 | 0
PeakG | 0 | 0 | 0 | 0 | 0 | 0
PeakO | 0 | 0 | 0 | 0 | 0 | 0
ST | 0 | 0 | 0 | 0 | 0 | 0
STOG | 0 | 0 | 0 | 0 | 0 | 0
STWD | 0 | 0 | 0 | 0 | 0 | 0
WT | 0 | 0 | 0 | 0 | 0 | 0
IGCC | 0 | 0 | 0 | 0 | 0 | 0
DemandResponse | 0 | 0 | 0 | 0 | 0 | 0
IGCC-CCS | 0 | 0 | 0 | 0 | 0 | 0
WT_off | 0 | 0 | 0 | 0 | 0 | 0
PseudoUnit | 0 | 0 | 0 | 0 | 0 | 0
FixedInterchange | 0 | 0 | 0 | 0 | 0 | 0
Retrofit FOM Costs by Reporting Type: MAPP_US
ReportingType | 2015 | 2020 | 2025 | 2030 | 2035 | 2040
BM | 0 | 0 | 0 | 0 | 0 | 0
CC | 0 | 0 | 0 | 0 | 0 | 0
CSP | 0 | 0 | 0 | 0 | 0 | 0
CT | 0 | 0 | 0 | 0 | 0 | 0
Coal | 16.92 | 18.72 | 18.72 | 18.72 | 18.72 | 18.72
Geo | 0 | 0 | 0 | 0 | 0 | 0
H | 0 | 0 | 0 | 0 | 0 | 0
LFG | 0 | 0 | 0 | 0 | 0 | 0
Nuc | 0 | 0 | 0 | 0 | 0 | 0
PS | 0 | 0 | 0 | 0 | 0 | 0
PV | 0 | 0 | 0 | 0 | 0 | 0
PeakG | 0 | 0 | 0 | 0 | 0 | 0
PeakO | 0 | 0 | 0 | 0 | 0 | 0
ST | 0 | 0 | 0 | 0 | 0 | 0
STOG | 0 | 0 | 0 | 0 | 0 | 0
STWD | 0 | 0 | 0 | 0 | 0 | 0
WT | 0 | 0 | 0 | 0 | 0 | 0
IGCC | 0 | 0 | 0 | 0 | 0 | 0
DemandResponse | 0 | 0 | 0 | 0 | 0 | 0
IGCC-CCS | 0 | 0 | 0 | 0 | 0 | 0
WT_off | 0 | 0 | 0 | 0 | 0 | 0
PseudoUnit | 0 | 0 | 0 | 0 | 0 | 0
FixedInterchange | 0 | 0 | 0 | 0 | 0 | 0
Retrofit FOM Costs by Reporting Type: MISO_IN
ReportingType | 2015 | 2020 | 2025 | 2030 | 2035 | 2040
BM | 0 | 0 | 0 | 0 | 0 | 0
CC | 0 | 0 | 0 | 0 | 0 | 0
CSP | 0 | 0 | 0 | 0 | 0 | 0
CT | 0 | 0 | 0 | 0 | 0 | 0
Coal | 103.18 | 113.14 | 113.14 | 113.14 | 113.14 | 113.14
Geo | 0 | 0 | 0 | 0 | 0 | 0
H | 0 | 0 | 0 | 0 | 0 | 0
LFG | 0 | 0 | 0 | 0 | 0 | 0
Nuc | 0 | 0 | 0 | 0 | 0 | 0
PS | 0 | 0 | 0 | 0 | 0 | 0
PV | 0 | 0 | 0 | 0 | 0 | 0
PeakG | 0 | 0 | 0 | 0 | 0 | 0
PeakO | 0 | 0 | 0 | 0 | 0 | 0
ST | 0 | 0 | 0 | 0 | 0 | 0
STOG | 0 | 0 | 0 | 0 | 0 | 0
STWD | 0 | 0 | 0 | 0 | 0 | 0
WT | 0 | 0 | 0 | 0 | 0 | 0
IGCC | 0 | 0 | 0 | 0 | 0 | 0
DemandResponse | 0 | 0 | 0 | 0 | 0 | 0
IGCC-CCS | 0 | 0 | 0 | 0 | 0 | 0
WT_off | 0 | 0 | 0 | 0 | 0 | 0
PseudoUnit | 0 | 0 | 0 | 0 | 0 | 0
FixedInterchange | 0 | 0 | 0 | 0 | 0 | 0
Retrofit FOM Costs by Reporting Type: MISO_MI
ReportingType | 2015 | 2020 | 2025 | 2030 | 2035 | 2040
BM | 0 | 0 | 0 | 0 | 0 | 0
CC | 0 | 0 | 0 | 0 | 0 | 0
CSP | 0 | 0 | 0 | 0 | 0 | 0
CT | 0 | 0 | 0 | 0 | 0 | 0
Coal | 17.66 | 44.76 | 44.76 | 44.76 | 44.76 | 44.76
Geo | 0 | 0 | 0 | 0 | 0 | 0
H | 0 | 0 | 0 | 0 | 0 | 0
LFG | 0 | 0 | 0 | 0 | 0 | 0
Nuc | 0 | 0 | 0 | 0 | 0 | 0
PS | 0 | 0 | 0 | 0 | 0 | 0
PV | 0 | 0 | 0 | 0 | 0 | 0
PeakG | 0 | 0 | 0 | 0 | 0 | 0
PeakO | 0 | 0 | 0 | 0 | 0 | 0
ST | 0 | 0 | 0 | 0 | 0 | 0
STOG | 0 | 0 | 0 | 0 | 0 | 0
STWD | 0 | 0 | 0 | 0 | 0 | 0
WT | 0 | 0 | 0 | 0 | 0 | 0
IGCC | 0 | 0 | 0 | 0 | 0 | 0
DemandResponse | 0 | 0 | 0 | 0 | 0 | 0
IGCC-CCS | 0 | 0 | 0 | 0 | 0 | 0
WT_off | 0 | 0 | 0 | 0 | 0 | 0
PseudoUnit | 0 | 0 | 0 | 0 | 0 | 0
FixedInterchange | 0 | 0 | 0 | 0 | 0 | 0
Retrofit FOM Costs by Reporting Type: MISO_MO-IL
ReportingType | 2015 | 2020 | 2025 | 2030 | 2035 | 2040
BM | 0 | 0 | 0 | 0 | 0 | 0
CC | 0 | 0 | 0 | 0 | 0 | 0
CSP | 0 | 0 | 0 | 0 | 0 | 0
CT | 0 | 0 | 0 | 0 | 0 | 0
Coal | 30.23 | 58.38 | 58.38 | 58.38 | 58.38 | 58.38
Geo | 0 | 0 | 0 | 0 | 0 | 0
H | 0 | 0 | 0 | 0 | 0 | 0
LFG | 0 | 0 | 0 | 0 | 0 | 0
Nuc | 0 | 0 | 0 | 0 | 0 | 0
PS | 0 | 0 | 0 | 0 | 0 | 0
PV | 0 | 0 | 0 | 0 | 0 | 0
PeakG | 0 | 0 | 0 | 0 | 0 | 0
PeakO | 0 | 0 | 0 | 0 | 0 | 0
ST | 0 | 0 | 0 | 0 | 0 | 0
STOG | 0 | 0 | 0 | 0 | 0 | 0
STWD | 0 | 0 | 0 | 0 | 0 | 0
WT | 0 | 0 | 0 | 0 | 0 | 0
IGCC | 0 | 0 | 0 | 0 | 0 | 0
DemandResponse | 0 | 0 | 0 | 0 | 0 | 0
IGCC-CCS | 0 | 0 | 0 | 0 | 0 | 0
WT_off | 0 | 0 | 0 | 0 | 0 | 0
PseudoUnit | 0 | 0 | 0 | 0 | 0 | 0
FixedInterchange | 0 | 0 | 0 | 0 | 0 | 0
Retrofit FOM Costs by Reporting Type: MISO_W
ReportingType | 2015 | 2020 | 2025 | 2030 | 2035 | 2040
BM | 0 | 0 | 0 | 0 | 0 | 0
CC | 0 | 0 | 0 | 0 | 0 | 0
CSP | 0 | 0 | 0 | 0 | 0 | 0
CT | 0 | 0 | 0 | 0 | 0 | 0
Coal | 38.86 | 62.84 | 62.84 | 62.84 | 62.84 | 62.84
Geo | 0 | 0 | 0 | 0 | 0 | 0
H | 0 | 0 | 0 | 0 | 0 | 0
LFG | 0 | 0 | 0 | 0 | 0 | 0
Nuc | 0 | 0 | 0 | 0 | 0 | 0
PS | 0 | 0 | 0 | 0 | 0 | 0
PV | 0 | 0 | 0 | 0 | 0 | 0
PeakG | 0 | 0 | 0 | 0 | 0 | 0
PeakO | 0 | 0 | 0 | 0 | 0 | 0
ST | 0 | 0 | 0 | 0 | 0 | 0
STOG | 0 | 0 | 0 | 0 | 0 | 0
STWD | 0 | 0 | 0 | 0 | 0 | 0
WT | 0 | 0 | 0 | 0 | 0 | 0
IGCC | 0 | 0 | 0 | 0 | 0 | 0
DemandResponse | 0 | 0 | 0 | 0 | 0 | 0
IGCC-CCS | 0 | 0 | 0 | 0 | 0 | 0
WT_off | 0 | 0 | 0 | 0 | 0 | 0
PseudoUnit | 0 | 0 | 0 | 0 | 0 | 0
FixedInterchange | 0 | 0 | 0 | 0 | 0 | 0
Retrofit FOM Costs by Reporting Type: MISO_WUMS
ReportingType | 2015 | 2020 | 2025 | 2030 | 2035 | 2040
BM | 0 | 0 | 0 | 0 | 0 | 0
CC | 0 | 0 | 0 | 0 | 0 | 0
CSP | 0 | 0 | 0 | 0 | 0 | 0
CT | 0 | 0 | 0 | 0 | 0 | 0
Coal | 35.36 | 32.93 | 32.93 | 32.93 | 32.93 | 32.93
Geo | 0 | 0 | 0 | 0 | 0 | 0
H | 0 | 0 | 0 | 0 | 0 | 0
LFG | 0 | 0 | 0 | 0 | 0 | 0
Nuc | 0 | 0 | 0 | 0 | 0 | 0
PS | 0 | 0 | 0 | 0 | 0 | 0
PV | 0 | 0 | 0 | 0 | 0 | 0
PeakG | 0 | 0 | 0 | 0 | 0 | 0
PeakO | 0 | 0 | 0 | 0 | 0 | 0
ST | 0 | 0 | 0 | 0 | 0 | 0
STOG | 0 | 0 | 0 | 0 | 0 | 0
STWD | 0 | 0 | 0 | 0 | 0 | 0
WT | 0 | 0 | 0 | 0 | 0 | 0
IGCC | 0 | 0 | 0 | 0 | 0 | 0
DemandResponse | 0 | 0 | 0 | 0 | 0 | 0
IGCC-CCS | 0 | 0 | 0 | 0 | 0 | 0
WT_off | 0 | 0 | 0 | 0 | 0 | 0
PseudoUnit | 0 | 0 | 0 | 0 | 0 | 0
FixedInterchange | 0 | 0 | 0 | 0 | 0 | 0
Retrofit FOM Costs by Reporting Type: Nebraska
ReportingType | 2015 | 2020 | 2025 | 2030 | 2035 | 2040
BM | 0 | 0 | 0 | 0 | 0 | 0
CC | 0 | 0 | 0 | 0 | 0 | 0
CSP | 0 | 0 | 0 | 0 | 0 | 0
CT | 0 | 0 | 0 | 0 | 0 | 0
Coal | 4.88 | 22.22 | 22.22 | 22.22 | 22.22 | 22.22
Geo | 0 | 0 | 0 | 0 | 0 | 0
H | 0 | 0 | 0 | 0 | 0 | 0
LFG | 0 | 0 | 0 | 0 | 0 | 0
Nuc | 0 | 0 | 0 | 0 | 0 | 0
PS | 0 | 0 | 0 | 0 | 0 | 0
PV | 0 | 0 | 0 | 0 | 0 | 0
PeakG | 0 | 0 | 0 | 0 | 0 | 0
PeakO | 0 | 0 | 0 | 0 | 0 | 0
ST | 0 | 0 | 0 | 0 | 0 | 0
STOG | 0 | 0 | 0 | 0 | 0 | 0
STWD | 0 | 0 | 0 | 0 | 0 | 0
WT | 0 | 0 | 0 | 0 | 0 | 0
IGCC | 0 | 0 | 0 | 0 | 0 | 0
DemandResponse | 0 | 0 | 0 | 0 | 0 | 0
IGCC-CCS | 0 | 0 | 0 | 0 | 0 | 0
WT_off | 0 | 0 | 0 | 0 | 0 | 0
PseudoUnit | 0 | 0 | 0 | 0 | 0 | 0
FixedInterchange | 0 | 0 | 0 | 0 | 0 | 0
Retrofit FOM Costs by Reporting Type: NEISO
ReportingType | 2015 | 2020 | 2025 | 2030 | 2035 | 2040
BM | 0 | 0 | 0 | 0 | 0 | 0
CC | 0 | 0 | 0 | 0 | 0 | 0
CSP | 0 | 0 | 0 | 0 | 0 | 0
CT | 0 | 0 | 0 | 0 | 0 | 0
Coal | 4.08 | 0 | 0 | 0 | 0 | 0
Geo | 0 | 0 | 0 | 0 | 0 | 0
H | 0 | 0 | 0 | 0 | 0 | 0
LFG | 0 | 0 | 0 | 0 | 0 | 0
Nuc | 0 | 0 | 0 | 0 | 0 | 0
PS | 0 | 0 | 0 | 0 | 0 | 0
PV | 0 | 0 | 0 | 0 | 0 | 0
PeakG | 0 | 0 | 0 | 0 | 0 | 0
PeakO | 0 | 0 | 0 | 0 | 0 | 0
ST | 0 | 0 | 0 | 0 | 0 | 0
STOG | 0 | 0 | 0 | 0 | 0 | 0
STWD | 0 | 0 | 0 | 0 | 0 | 0
WT | 0 | 0 | 0 | 0 | 0 | 0
IGCC | 0 | 0 | 0 | 0 | 0 | 0
DemandResponse | 0 | 0 | 0 | 0 | 0 | 0
IGCC-CCS | 0 | 0 | 0 | 0 | 0 | 0
WT_off | 0 | 0 | 0 | 0 | 0 | 0
PseudoUnit | 0 | 0 | 0 | 0 | 0 | 0
FixedInterchange | 0 | 0 | 0 | 0 | 0 | 0
Retrofit FOM Costs by Reporting Type: NonRTO_Midwest
ReportingType | 2015 | 2020 | 2025 | 2030 | 2035 | 2040
BM | 0 | 0 | 0 | 0 | 0 | 0
CC | 0 | 0 | 0 | 0 | 0 | 0
CSP | 0 | 0 | 0 | 0 | 0 | 0
CT | 0 | 0 | 0 | 0 | 0 | 0
Coal | 87.25 | 93.35 | 93.35 | 93.35 | 93.35 | 93.35
Geo | 0 | 0 | 0 | 0 | 0 | 0
H | 0 | 0 | 0 | 0 | 0 | 0
LFG | 0 | 0 | 0 | 0 | 0 | 0
Nuc | 0 | 0 | 0 | 0 | 0 | 0
PS | 0 | 0 | 0 | 0 | 0 | 0
PV | 0 | 0 | 0 | 0 | 0 | 0
PeakG | 0 | 0 | 0 | 0 | 0 | 0
PeakO | 0 | 0 | 0 | 0 | 0 | 0
ST | 0 | 0 | 0 | 0 | 0 | 0
STOG | 0 | 0 | 0 | 0 | 0 | 0
STWD | 0 | 0 | 0 | 0 | 0 | 0
WT | 0 | 0 | 0 | 0 | 0 | 0
IGCC | 0 | 0 | 0 | 0 | 0 | 0
DemandResponse | 0 | 0 | 0 | 0 | 0 | 0
IGCC-CCS | 0 | 0 | 0 | 0 | 0 | 0
WT_off | 0 | 0 | 0 | 0 | 0 | 0
PseudoUnit | 0 | 0 | 0 | 0 | 0 | 0
FixedInterchange | 0 | 0 | 0 | 0 | 0 | 0
Retrofit FOM Costs by Reporting Type: NYISO_A-F
ReportingType | 2015 | 2020 | 2025 | 2030 | 2035 | 2040
BM | 0 | 0 | 0 | 0 | 0 | 0
CC | 0 | 0 | 0 | 0 | 0 | 0
CSP | 0 | 0 | 0 | 0 | 0 | 0
CT | 0 | 0 | 0 | 0 | 0 | 0
Coal | 0 | 0 | 0 | 0 | 0 | 0
Geo | 0 | 0 | 0 | 0 | 0 | 0
H | 0 | 0 | 0 | 0 | 0 | 0
LFG | 0 | 0 | 0 | 0 | 0 | 0
Nuc | 0 | 0 | 0 | 0 | 0 | 0
PS | 0 | 0 | 0 | 0 | 0 | 0
PV | 0 | 0 | 0 | 0 | 0 | 0
PeakG | 0 | 0 | 0 | 0 | 0 | 0
PeakO | 0 | 0 | 0 | 0 | 0 | 0
ST | 0 | 0 | 0 | 0 | 0 | 0
STOG | 0 | 0 | 0 | 0 | 0 | 0
STWD | 0 | 0 | 0 | 0 | 0 | 0
WT | 0 | 0 | 0 | 0 | 0 | 0
IGCC | 0 | 0 | 0 | 0 | 0 | 0
DemandResponse | 0 | 0 | 0 | 0 | 0 | 0
IGCC-CCS | 0 | 0 | 0 | 0 | 0 | 0
WT_off | 0 | 0 | 0 | 0 | 0 | 0
PseudoUnit | 0 | 0 | 0 | 0 | 0 | 0
FixedInterchange | 0 | 0 | 0 | 0 | 0 | 0
Retrofit FOM Costs by Reporting Type: NYISO_G-I
ReportingType | 2015 | 2020 | 2025 | 2030 | 2035 | 2040
BM | 0 | 0 | 0 | 0 | 0 | 0
CC | 0 | 0 | 0 | 0 | 0 | 0
CSP | 0 | 0 | 0 | 0 | 0 | 0
CT | 0 | 0 | 0 | 0 | 0 | 0
Coal | 0 | 0 | 0 | 0 | 0 | 0
Geo | 0 | 0 | 0 | 0 | 0 | 0
H | 0 | 0 | 0 | 0 | 0 | 0
LFG | 0 | 0 | 0 | 0 | 0 | 0
Nuc | 0 | 0 | 0 | 0 | 0 | 0
PS | 0 | 0 | 0 | 0 | 0 | 0
PV | 0 | 0 | 0 | 0 | 0 | 0
PeakG | 0 | 0 | 0 | 0 | 0 | 0
PeakO | 0 | 0 | 0 | 0 | 0 | 0
ST | 0 | 0 | 0 | 0 | 0 | 0
STOG | 0 | 0 | 0 | 0 | 0 | 0
STWD | 0 | 0 | 0 | 0 | 0 | 0
WT | 0 | 0 | 0 | 0 | 0 | 0
IGCC | 0 | 0 | 0 | 0 | 0 | 0
DemandResponse | 0 | 0 | 0 | 0 | 0 | 0
IGCC-CCS | 0 | 0 | 0 | 0 | 0 | 0
WT_off | 0 | 0 | 0 | 0 | 0 | 0
PseudoUnit | 0 | 0 | 0 | 0 | 0 | 0
FixedInterchange | 0 | 0 | 0 | 0 | 0 | 0
Retrofit FOM Costs by Reporting Type: NYISO_J-K
ReportingType | 2015 | 2020 | 2025 | 2030 | 2035 | 2040
BM | 0 | 0 | 0 | 0 | 0 | 0
CC | 0 | 0 | 0 | 0 | 0 | 0
CSP | 0 | 0 | 0 | 0 | 0 | 0
CT | 0 | 0 | 0 | 0 | 0 | 0
Coal | 0 | 0 | 0 | 0 | 0 | 0
Geo | 0 | 0 | 0 | 0 | 0 | 0
H | 0 | 0 | 0 | 0 | 0 | 0
LFG | 0 | 0 | 0 | 0 | 0 | 0
Nuc | 0 | 0 | 0 | 0 | 0 | 0
PS | 0 | 0 | 0 | 0 | 0 | 0
PV | 0 | 0 | 0 | 0 | 0 | 0
PeakG | 0 | 0 | 0 | 0 | 0 | 0
PeakO | 0 | 0 | 0 | 0 | 0 | 0
ST | 0 | 0 | 0 | 0 | 0 | 0
STOG | 0 | 0 | 0 | 0 | 0 | 0
STWD | 0 | 0 | 0 | 0 | 0 | 0
WT | 0 | 0 | 0 | 0 | 0 | 0
IGCC | 0 | 0 | 0 | 0 | 0 | 0
DemandResponse | 0 | 0 | 0 | 0 | 0 | 0
IGCC-CCS | 0 | 0 | 0 | 0 | 0 | 0
WT_off | 0 | 0 | 0 | 0 | 0 | 0
PseudoUnit | 0 | 0 | 0 | 0 | 0 | 0
FixedInterchange | 0 | 0 | 0 | 0 | 0 | 0
Retrofit FOM Costs by Reporting Type: PJM_E
ReportingType | 2015 | 2020 | 2025 | 2030 | 2035 | 2040
BM | 0 | 0 | 0 | 0 | 0 | 0
CC | 0 | 0 | 0 | 0 | 0 | 0
CSP | 0 | 0 | 0 | 0 | 0 | 0
CT | 0 | 0 | 0 | 0 | 0 | 0
Coal | 2.35 | 1.28 | 1.28 | 1.28 | 1.28 | 1.28
Geo | 0 | 0 | 0 | 0 | 0 | 0
H | 0 | 0 | 0 | 0 | 0 | 0
LFG | 0 | 0 | 0 | 0 | 0 | 0
Nuc | 0 | 0 | 0 | 0 | 0 | 0
PS | 0 | 0 | 0 | 0 | 0 | 0
PV | 0 | 0 | 0 | 0 | 0 | 0
PeakG | 0 | 0 | 0 | 0 | 0 | 0
PeakO | 0 | 0 | 0 | 0 | 0 | 0
ST | 0 | 0 | 0 | 0 | 0 | 0
STOG | 0 | 0 | 0 | 0 | 0 | 0
STWD | 0 | 0 | 0 | 0 | 0 | 0
WT | 0 | 0 | 0 | 0 | 0 | 0
IGCC | 0 | 0 | 0 | 0 | 0 | 0
DemandResponse | 0 | 0 | 0 | 0 | 0 | 0
IGCC-CCS | 0 | 0 | 0 | 0 | 0 | 0
WT_off | 0 | 0 | 0 | 0 | 0 | 0
PseudoUnit | 0 | 0 | 0 | 0 | 0 | 0
FixedInterchange | 0 | 0 | 0 | 0 | 0 | 0
Retrofit FOM Costs by Reporting Type: PJM_ROM
ReportingType | 2015 | 2020 | 2025 | 2030 | 2035 | 2040
BM | 0 | 0 | 0 | 0 | 0 | 0
CC | 0 | 0 | 0 | 0 | 0 | 0
CSP | 0 | 0 | 0 | 0 | 0 | 0
CT | 0 | 0 | 0 | 0 | 0 | 0
Coal | 58.52 | 68.08 | 68.08 | 68.08 | 68.08 | 68.08
Geo | 0 | 0 | 0 | 0 | 0 | 0
H | 0 | 0 | 0 | 0 | 0 | 0
LFG | 0 | 0 | 0 | 0 | 0 | 0
Nuc | 0 | 0 | 0 | 0 | 0 | 0
PS | 0 | 0 | 0 | 0 | 0 | 0
PV | 0 | 0 | 0 | 0 | 0 | 0
PeakG | 0 | 0 | 0 | 0 | 0 | 0
PeakO | 0 | 0 | 0 | 0 | 0 | 0
ST | 0 | 0 | 0 | 0 | 0 | 0
STOG | 0 | 0 | 0 | 0 | 0 | 0
STWD | 0 | 0 | 0 | 0 | 0 | 0
WT | 0 | 0 | 0 | 0 | 0 | 0
IGCC | 0 | 0 | 0 | 0 | 0 | 0
DemandResponse | 0 | 0 | 0 | 0 | 0 | 0
IGCC-CCS | 0 | 0 | 0 | 0 | 0 | 0
WT_off | 0 | 0 | 0 | 0 | 0 | 0
PseudoUnit | 0 | 0 | 0 | 0 | 0 | 0
FixedInterchange | 0 | 0 | 0 | 0 | 0 | 0
Retrofit FOM Costs by Reporting Type: PJM_ROR
ReportingType | 2015 | 2020 | 2025 | 2030 | 2035 | 2040
BM | 0 | 0 | 0 | 0 | 0 | 0
CC | 0 | 0 | 0 | 0 | 0 | 0
CSP | 0 | 0 | 0 | 0 | 0 | 0
CT | 0 | 0 | 0 | 0 | 0 | 0
Coal | 271.18 | 318.86 | 318.86 | 318.86 | 318.86 | 318.86
Geo | 0 | 0 | 0 | 0 | 0 | 0
H | 0 | 0 | 0 | 0 | 0 | 0
LFG | 0 | 0 | 0 | 0 | 0 | 0
Nuc | 0 | 0 | 0 | 0 | 0 | 0
PS | 0 | 0 | 0 | 0 | 0 | 0
PV | 0 | 0 | 0 | 0 | 0 | 0
PeakG | 0 | 0 | 0 | 0 | 0 | 0
PeakO | 0 | 0 | 0 | 0 | 0 | 0
ST | 0 | 0 | 0 | 0 | 0 | 0
STOG | 0 | 0 | 0 | 0 | 0 | 0
STWD | 0 | 0 | 0 | 0 | 0 | 0
WT | 0 | 0 | 0 | 0 | 0 | 0
IGCC | 0 | 0 | 0 | 0 | 0 | 0
DemandResponse | 0 | 0 | 0 | 0 | 0 | 0
IGCC-CCS | 0 | 0 | 0 | 0 | 0 | 0
WT_off | 0 | 0 | 0 | 0 | 0 | 0
PseudoUnit | 0 | 0 | 0 | 0 | 0 | 0
FixedInterchange | 0 | 0 | 0 | 0 | 0 | 0
Retrofit FOM Costs by Reporting Type: SOCO
ReportingType | 2015 | 2020 | 2025 | 2030 | 2035 | 2040
BM | 0 | 0 | 0 | 0 | 0 | 0
CC | 0 | 0 | 0 | 0 | 0 | 0
CSP | 0 | 0 | 0 | 0 | 0 | 0
CT | 0 | 0 | 0 | 0 | 0 | 0
Coal | 128.81 | 136.44 | 136.44 | 136.44 | 136.44 | 136.44
Geo | 0 | 0 | 0 | 0 | 0 | 0
H | 0 | 0 | 0 | 0 | 0 | 0
LFG | 0 | 0 | 0 | 0 | 0 | 0
Nuc | 0 | 0 | 0 | 0 | 0 | 0
PS | 0 | 0 | 0 | 0 | 0 | 0
PV | 0 | 0 | 0 | 0 | 0 | 0
PeakG | 0 | 0 | 0 | 0 | 0 | 0
PeakO | 0 | 0 | 0 | 0 | 0 | 0
ST | 0 | 0 | 0 | 0 | 0 | 0
STOG | 0 | 0 | 0 | 0 | 0 | 0
STWD | 0 | 0 | 0 | 0 | 0 | 0
WT | 0 | 0 | 0 | 0 | 0 | 0
IGCC | 0 | 0 | 0 | 0 | 0 | 0
DemandResponse | 0 | 0 | 0 | 0 | 0 | 0
IGCC-CCS | 0 | 0 | 0 | 0 | 0 | 0
WT_off | 0 | 0 | 0 | 0 | 0 | 0
PseudoUnit | 0 | 0 | 0 | 0 | 0 | 0
FixedInterchange | 0 | 0 | 0 | 0 | 0 | 0
Retrofit FOM Costs by Reporting Type: SPP_N
ReportingType | 2015 | 2020 | 2025 | 2030 | 2035 | 2040
BM | 0 | 0 | 0 | 0 | 0 | 0
CC | 0 | 0 | 0 | 0 | 0 | 0
CSP | 0 | 0 | 0 | 0 | 0 | 0
CT | 0 | 0 | 0 | 0 | 0 | 0
Coal | 36.22 | 47.87 | 47.87 | 47.87 | 47.87 | 47.87
Geo | 0 | 0 | 0 | 0 | 0 | 0
H | 0 | 0 | 0 | 0 | 0 | 0
LFG | 0 | 0 | 0 | 0 | 0 | 0
Nuc | 0 | 0 | 0 | 0 | 0 | 0
PS | 0 | 0 | 0 | 0 | 0 | 0
PV | 0 | 0 | 0 | 0 | 0 | 0
PeakG | 0 | 0 | 0 | 0 | 0 | 0
PeakO | 0 | 0 | 0 | 0 | 0 | 0
ST | 0 | 0 | 0 | 0 | 0 | 0
STOG | 0 | 0 | 0 | 0 | 0 | 0
STWD | 0 | 0 | 0 | 0 | 0 | 0
WT | 0 | 0 | 0 | 0 | 0 | 0
IGCC | 0 | 0 | 0 | 0 | 0 | 0
DemandResponse | 0 | 0 | 0 | 0 | 0 | 0
IGCC-CCS | 0 | 0 | 0 | 0 | 0 | 0
WT_off | 0 | 0 | 0 | 0 | 0 | 0
PseudoUnit | 0 | 0 | 0 | 0 | 0 | 0
FixedInterchange | 0 | 0 | 0 | 0 | 0 | 0
Retrofit FOM Costs by Reporting Type: SPP_S
ReportingType | 2015 | 2020 | 2025 | 2030 | 2035 | 2040
BM | 0 | 0 | 0 | 0 | 0 | 0
CC | 0 | 0 | 0 | 0 | 0 | 0
CSP | 0 | 0 | 0 | 0 | 0 | 0
CT | 0 | 0 | 0 | 0 | 0 | 0
Coal | 20.12 | 34.95 | 34.95 | 34.95 | 34.95 | 34.95
Geo | 0 | 0 | 0 | 0 | 0 | 0
H | 0 | 0 | 0 | 0 | 0 | 0
LFG | 0 | 0 | 0 | 0 | 0 | 0
Nuc | 0 | 0 | 0 | 0 | 0 | 0
PS | 0 | 0 | 0 | 0 | 0 | 0
PV | 0 | 0 | 0 | 0 | 0 | 0
PeakG | 0 | 0 | 0 | 0 | 0 | 0
PeakO | 0 | 0 | 0 | 0 | 0 | 0
ST | 0 | 0 | 0 | 0 | 0 | 0
STOG | 0 | 0 | 0 | 0 | 0 | 0
STWD | 0 | 0 | 0 | 0 | 0 | 0
WT | 0 | 0 | 0 | 0 | 0 | 0
IGCC | 0 | 0 | 0 | 0 | 0 | 0
DemandResponse | 0 | 0 | 0 | 0 | 0 | 0
IGCC-CCS | 0 | 0 | 0 | 0 | 0 | 0
WT_off | 0 | 0 | 0 | 0 | 0 | 0
PseudoUnit | 0 | 0 | 0 | 0 | 0 | 0
FixedInterchange | 0 | 0 | 0 | 0 | 0 | 0
Retrofit FOM Costs by Reporting Type: TVA
ReportingType | 2015 | 2020 | 2025 | 2030 | 2035 | 2040
BM | 0 | 0 | 0 | 0 | 0 | 0
CC | 0 | 0 | 0 | 0 | 0 | 0
CSP | 0 | 0 | 0 | 0 | 0 | 0
CT | 0 | 0 | 0 | 0 | 0 | 0
Coal | 51.74 | 65.14 | 65.14 | 65.14 | 65.14 | 65.14
Geo | 0 | 0 | 0 | 0 | 0 | 0
H | 0 | 0 | 0 | 0 | 0 | 0
LFG | 0 | 0 | 0 | 0 | 0 | 0
Nuc | 0 | 0 | 0 | 0 | 0 | 0
PS | 0 | 0 | 0 | 0 | 0 | 0
PV | 0 | 0 | 0 | 0 | 0 | 0
PeakG | 0 | 0 | 0 | 0 | 0 | 0
PeakO | 0 | 0 | 0 | 0 | 0 | 0
ST | 0 | 0 | 0 | 0 | 0 | 0
STOG | 0 | 0 | 0 | 0 | 0 | 0
STWD | 0 | 0 | 0 | 0 | 0 | 0
WT | 0 | 0 | 0 | 0 | 0 | 0
IGCC | 0 | 0 | 0 | 0 | 0 | 0
DemandResponse | 0 | 0 | 0 | 0 | 0 | 0
IGCC-CCS | 0 | 0 | 0 | 0 | 0 | 0
WT_off | 0 | 0 | 0 | 0 | 0 | 0
PseudoUnit | 0 | 0 | 0 | 0 | 0 | 0
FixedInterchange | 0 | 0 | 0 | 0 | 0 | 0
Retrofit FOM Costs by Reporting Type: TVA_Transmission
ReportingType | 2015 | 2020 | 2025 | 2030 | 2035 | 2040
BM | 0 | 0 | 0 | 0 | 0 | 0
CC | 0 | 0 | 0 | 0 | 0 | 0
CSP | 0 | 0 | 0 | 0 | 0 | 0
CT | 0 | 0 | 0 | 0 | 0 | 0
Coal | 0 | 0 | 0 | 0 | 0 | 0
Geo | 0 | 0 | 0 | 0 | 0 | 0
H | 0 | 0 | 0 | 0 | 0 | 0
LFG | 0 | 0 | 0 | 0 | 0 | 0
Nuc | 0 | 0 | 0 | 0 | 0 | 0
PS | 0 | 0 | 0 | 0 | 0 | 0
PV | 0 | 0 | 0 | 0 | 0 | 0
PeakG | 0 | 0 | 0 | 0 | 0 | 0
PeakO | 0 | 0 | 0 | 0 | 0 | 0
ST | 0 | 0 | 0 | 0 | 0 | 0
STOG | 0 | 0 | 0 | 0 | 0 | 0
STWD | 0 | 0 | 0 | 0 | 0 | 0
WT | 0 | 0 | 0 | 0 | 0 | 0
IGCC | 0 | 0 | 0 | 0 | 0 | 0
DemandResponse | 0 | 0 | 0 | 0 | 0 | 0
IGCC-CCS | 0 | 0 | 0 | 0 | 0 | 0
WT_off | 0 | 0 | 0 | 0 | 0 | 0
PseudoUnit | 0 | 0 | 0 | 0 | 0 | 0
FixedInterchange | 0 | 0 | 0 | 0 | 0 | 0
Retrofit FOM Costs by Reporting Type: VACAR
ReportingType | 2015 | 2020 | 2025 | 2030 | 2035 | 2040
BM | 0 | 0 | 0 | 0 | 0 | 0
CC | 0 | 0 | 0 | 0 | 0 | 0
CSP | 0 | 0 | 0 | 0 | 0 | 0
CT | 0 | 0 | 0 | 0 | 0 | 0
Coal | 136.75 | 139.92 | 139.92 | 139.92 | 139.92 | 139.92
Geo | 0 | 0 | 0 | 0 | 0 | 0
H | 0 | 0 | 0 | 0 | 0 | 0
LFG | 0 | 0 | 0 | 0 | 0 | 0
Nuc | 0 | 0 | 0 | 0 | 0 | 0
PS | 0 | 0 | 0 | 0 | 0 | 0
PV | 0 | 0 | 0 | 0 | 0 | 0
PeakG | 0 | 0 | 0 | 0 | 0 | 0
PeakO | 0 | 0 | 0 | 0 | 0 | 0
ST | 0 | 0 | 0 | 0 | 0 | 0
STOG | 0 | 0 | 0 | 0 | 0 | 0
STWD | 0 | 0 | 0 | 0 | 0 | 0
WT | 0 | 0 | 0 | 0 | 0 | 0
IGCC | 0 | 0 | 0 | 0 | 0 | 0
DemandResponse | 0 | 0 | 0 | 0 | 0 | 0
IGCC-CCS | 0 | 0 | 0 | 0 | 0 | 0
WT_off | 0 | 0 | 0 | 0 | 0 | 0
PseudoUnit | 0 | 0 | 0 | 0 | 0 | 0
FixedInterchange | 0 | 0 | 0 | 0 | 0 | 0
Retrofit FOM Costs by Reporting Type: IESO
ReportingType | 2015 | 2020 | 2025 | 2030 | 2035 | 2040
BM | 0 | 0 | 0 | 0 | 0 | 0
CC | 0 | 0 | 0 | 0 | 0 | 0
CSP | 0 | 0 | 0 | 0 | 0 | 0
CT | 0 | 0 | 0 | 0 | 0 | 0
Coal | 0 | 0 | 0 | 0 | 0 | 0
Geo | 0 | 0 | 0 | 0 | 0 | 0
H | 0 | 0 | 0 | 0 | 0 | 0
LFG | 0 | 0 | 0 | 0 | 0 | 0
Nuc | 0 | 0 | 0 | 0 | 0 | 0
PS | 0 | 0 | 0 | 0 | 0 | 0
PV | 0 | 0 | 0 | 0 | 0 | 0
PeakG | 0 | 0 | 0 | 0 | 0 | 0
PeakO | 0 | 0 | 0 | 0 | 0 | 0
ST | 0 | 0 | 0 | 0 | 0 | 0
STOG | 0 | 0 | 0 | 0 | 0 | 0
STWD | 0 | 0 | 0 | 0 | 0 | 0
WT | 0 | 0 | 0 | 0 | 0 | 0
IGCC | 0 | 0 | 0 | 0 | 0 | 0
DemandResponse | 0 | 0 | 0 | 0 | 0 | 0
IGCC-CCS | 0 | 0 | 0 | 0 | 0 | 0
WT_off | 0 | 0 | 0 | 0 | 0 | 0
PseudoUnit | 0 | 0 | 0 | 0 | 0 | 0
FixedInterchange | 0 | 0 | 0 | 0 | 0 | 0
Retrofit FOM Costs by Reporting Type: MAPP_CA
ReportingType | 2015 | 2020 | 2025 | 2030 | 2035 | 2040
BM | 0 | 0 | 0 | 0 | 0 | 0
CC | 0 | 0 | 0 | 0 | 0 | 0
CSP | 0 | 0 | 0 | 0 | 0 | 0
CT | 0 | 0 | 0 | 0 | 0 | 0
Coal | 0 | 0 | 0 | 0 | 0 | 0
Geo | 0 | 0 | 0 | 0 | 0 | 0
H | 0 | 0 | 0 | 0 | 0 | 0
LFG | 0 | 0 | 0 | 0 | 0 | 0
Nuc | 0 | 0 | 0 | 0 | 0 | 0
PS | 0 | 0 | 0 | 0 | 0 | 0
PV | 0 | 0 | 0 | 0 | 0 | 0
PeakG | 0 | 0 | 0 | 0 | 0 | 0
PeakO | 0 | 0 | 0 | 0 | 0 | 0
ST | 0 | 0 | 0 | 0 | 0 | 0
STOG | 0 | 0 | 0 | 0 | 0 | 0
STWD | 0 | 0 | 0 | 0 | 0 | 0
WT | 0 | 0 | 0 | 0 | 0 | 0
IGCC | 0 | 0 | 0 | 0 | 0 | 0
DemandResponse | 0 | 0 | 0 | 0 | 0 | 0
IGCC-CCS | 0 | 0 | 0 | 0 | 0 | 0
WT_off | 0 | 0 | 0 | 0 | 0 | 0
PseudoUnit | 0 | 0 | 0 | 0 | 0 | 0
FixedInterchange | 0 | 0 | 0 | 0 | 0 | 0
Retrofit FOM Costs by Reporting Type: AZ_NM_SNV_Coal
ReportingType | 2015 | 2020 | 2025 | 2030 | 2035 | 2040
BM | 0 | 0 | 0 | 0 | 0 | 0
CC | 0 | 0 | 0 | 0 | 0 | 0
CSP | 0 | 0 | 0 | 0 | 0 | 0
CT | 0 | 0 | 0 | 0 | 0 | 0
Coal | 70.07 | 75.36 | 75.36 | 75.36 | 75.36 | 75.36
Geo | 0 | 0 | 0 | 0 | 0 | 0
H | 0 | 0 | 0 | 0 | 0 | 0
LFG | 0 | 0 | 0 | 0 | 0 | 0
Nuc | 0 | 0 | 0 | 0 | 0 | 0
PS | 0 | 0 | 0 | 0 | 0 | 0
PV | 0 | 0 | 0 | 0 | 0 | 0
PeakG | 0 | 0 | 0 | 0 | 0 | 0
PeakO | 0 | 0 | 0 | 0 | 0 | 0
ST | 0 | 0 | 0 | 0 | 0 | 0
STOG | 0 | 0 | 0 | 0 | 0 | 0
STWD | 0 | 0 | 0 | 0 | 0 | 0
WT | 0 | 0 | 0 | 0 | 0 | 0
IGCC | 0 | 0 | 0 | 0 | 0 | 0
DemandResponse | 0 | 0 | 0 | 0 | 0 | 0
IGCC-CCS | 0 | 0 | 0 | 0 | 0 | 0
WT_off | 0 | 0 | 0 | 0 | 0 | 0
PseudoUnit | 0 | 0 | 0 | 0 | 0 | 0
FixedInterchange | 0 | 0 | 0 | 0 | 0 | 0
Retrofit FOM Costs by Reporting Type: AZ_NM_SNV_Gas
ReportingType | 2015 | 2020 | 2025 | 2030 | 2035 | 2040
BM | 0 | 0 | 0 | 0 | 0 | 0
CC | 0 | 0 | 0 | 0 | 0 | 0
CSP | 0 | 0 | 0 | 0 | 0 | 0
CT | 0 | 0 | 0 | 0 | 0 | 0
Coal | 0 | 0 | 0 | 0 | 0 | 0
Geo | 0 | 0 | 0 | 0 | 0 | 0
H | 0 | 0 | 0 | 0 | 0 | 0
LFG | 0 | 0 | 0 | 0 | 0 | 0
Nuc | 0 | 0 | 0 | 0 | 0 | 0
PS | 0 | 0 | 0 | 0 | 0 | 0
PV | 0 | 0 | 0 | 0 | 0 | 0
PeakG | 0 | 0 | 0 | 0 | 0 | 0
PeakO | 0 | 0 | 0 | 0 | 0 | 0
ST | 0 | 0 | 0 | 0 | 0 | 0
STOG | 0 | 0 | 0 | 0 | 0 | 0
STWD | 0 | 0 | 0 | 0 | 0 | 0
WT | 0 | 0 | 0 | 0 | 0 | 0
IGCC | 0 | 0 | 0 | 0 | 0 | 0
DemandResponse | 0 | 0 | 0 | 0 | 0 | 0
IGCC-CCS | 0 | 0 | 0 | 0 | 0 | 0
WT_off | 0 | 0 | 0 | 0 | 0 | 0
PseudoUnit | 0 | 0 | 0 | 0 | 0 | 0
FixedInterchange | 0 | 0 | 0 | 0 | 0 | 0
Retrofit FOM Costs by Reporting Type: AZ_NM_SNV_NucRenew
ReportingType | 2015 | 2020 | 2025 | 2030 | 2035 | 2040
BM | 0 | 0 | 0 | 0 | 0 | 0
CC | 0 | 0 | 0 | 0 | 0 | 0
CSP | 0 | 0 | 0 | 0 | 0 | 0
CT | 0 | 0 | 0 | 0 | 0 | 0
Coal | 0 | 0 | 0 | 0 | 0 | 0
Geo | 0 | 0 | 0 | 0 | 0 | 0
H | 0 | 0 | 0 | 0 | 0 | 0
LFG | 0 | 0 | 0 | 0 | 0 | 0
Nuc | 0 | 0 | 0 | 0 | 0 | 0
PS | 0 | 0 | 0 | 0 | 0 | 0
PV | 0 | 0 | 0 | 0 | 0 | 0
PeakG | 0 | 0 | 0 | 0 | 0 | 0
PeakO | 0 | 0 | 0 | 0 | 0 | 0
ST | 0 | 0 | 0 | 0 | 0 | 0
STOG | 0 | 0 | 0 | 0 | 0 | 0
STWD | 0 | 0 | 0 | 0 | 0 | 0
WT | 0 | 0 | 0 | 0 | 0 | 0
IGCC | 0 | 0 | 0 | 0 | 0 | 0
DemandResponse | 0 | 0 | 0 | 0 | 0 | 0
IGCC-CCS | 0 | 0 | 0 | 0 | 0 | 0
WT_off | 0 | 0 | 0 | 0 | 0 | 0
PseudoUnit | 0 | 0 | 0 | 0 | 0 | 0
FixedInterchange | 0 | 0 | 0 | 0 | 0 | 0
Retrofit FOM Costs by Reporting Type: ERCOT
ReportingType | 2015 | 2020 | 2025 | 2030 | 2035 | 2040
BM | 0 | 0 | 0 | 0 | 0 | 0
CC | 0 | 0 | 0 | 0 | 0 | 0
CSP | 0 | 0 | 0 | 0 | 0 | 0
CT | 0 | 0 | 0 | 0 | 0 | 0
Coal | 95.78 | 116.56 | 116.56 | 116.56 | 116.56 | 116.56
Geo | 0 | 0 | 0 | 0 | 0 | 0
H | 0 | 0 | 0 | 0 | 0 | 0
LFG | 0 | 0 | 0 | 0 | 0 | 0
Nuc | 0 | 0 | 0 | 0 | 0 | 0
PS | 0 | 0 | 0 | 0 | 0 | 0
PV | 0 | 0 | 0 | 0 | 0 | 0
PeakG | 0 | 0 | 0 | 0 | 0 | 0
PeakO | 0 | 0 | 0 | 0 | 0 | 0
ST | 0 | 0 | 0 | 0 | 0 | 0
STOG | 0 | 0 | 0 | 0 | 0 | 0
STWD | 0 | 0 | 0 | 0 | 0 | 0
WT | 0 | 0 | 0 | 0 | 0 | 0
IGCC | 0 | 0 | 0 | 0 | 0 | 0
DemandResponse | 0 | 0 | 0 | 0 | 0 | 0
IGCC-CCS | 0 | 0 | 0 | 0 | 0 | 0
WT_off | 0 | 0 | 0 | 0 | 0 | 0
PseudoUnit | 0 | 0 | 0 | 0 | 0 | 0
FixedInterchange | 0 | 0 | 0 | 0 | 0 | 0
Retrofit FOM Costs by Reporting Type: NP15
ReportingType | 2015 | 2020 | 2025 | 2030 | 2035 | 2040
BM | 0 | 0 | 0 | 0 | 0 | 0
CC | 0 | 0 | 0 | 0 | 0 | 0
CSP | 0 | 0 | 0 | 0 | 0 | 0
CT | 0 | 0 | 0 | 0 | 0 | 0
Coal | 0.19 | 0 | 0 | 0 | 0 | 0
Geo | 0 | 0 | 0 | 0 | 0 | 0
H | 0 | 0 | 0 | 0 | 0 | 0
LFG | 0 | 0 | 0 | 0 | 0 | 0
Nuc | 0 | 0 | 0 | 0 | 0 | 0
PS | 0 | 0 | 0 | 0 | 0 | 0
PV | 0 | 0 | 0 | 0 | 0 | 0
PeakG | 0 | 0 | 0 | 0 | 0 | 0
PeakO | 0 | 0 | 0 | 0 | 0 | 0
ST | 0 | 0 | 0 | 0 | 0 | 0
STOG | 0 | 0 | 0 | 0 | 0 | 0
STWD | 0 | 0 | 0 | 0 | 0 | 0
WT | 0 | 0 | 0 | 0 | 0 | 0
IGCC | 0 | 0 | 0 | 0 | 0 | 0
DemandResponse | 0 | 0 | 0 | 0 | 0 | 0
IGCC-CCS | 0 | 0 | 0 | 0 | 0 | 0
WT_off | 0 | 0 | 0 | 0 | 0 | 0
PseudoUnit | 0 | 0 | 0 | 0 | 0 | 0
FixedInterchange | 0 | 0 | 0 | 0 | 0 | 0
Retrofit FOM Costs by Reporting Type: NWPP_Coal
ReportingType | 2015 | 2020 | 2025 | 2030 | 2035 | 2040
BM | 0 | 0 | 0 | 0 | 0 | 0
CC | 0 | 0 | 0 | 0 | 0 | 0
CSP | 0 | 0 | 0 | 0 | 0 | 0
CT | 0 | 0 | 0 | 0 | 0 | 0
Coal | 61.35 | 70.84 | 70.84 | 70.84 | 70.84 | 70.84
Geo | 0 | 0 | 0 | 0 | 0 | 0
H | 0 | 0 | 0 | 0 | 0 | 0
LFG | 0 | 0 | 0 | 0 | 0 | 0
Nuc | 0 | 0 | 0 | 0 | 0 | 0
PS | 0 | 0 | 0 | 0 | 0 | 0
PV | 0 | 0 | 0 | 0 | 0 | 0
PeakG | 0 | 0 | 0 | 0 | 0 | 0
PeakO | 0 | 0 | 0 | 0 | 0 | 0
ST | 0 | 0 | 0 | 0 | 0 | 0
STOG | 0 | 0 | 0 | 0 | 0 | 0
STWD | 0 | 0 | 0 | 0 | 0 | 0
WT | 0 | 0 | 0 | 0 | 0 | 0
IGCC | 0 | 0 | 0 | 0 | 0 | 0
DemandResponse | 0 | 0 | 0 | 0 | 0 | 0
IGCC-CCS | 0 | 0 | 0 | 0 | 0 | 0
WT_off | 0 | 0 | 0 | 0 | 0 | 0
PseudoUnit | 0 | 0 | 0 | 0 | 0 | 0
FixedInterchange | 0 | 0 | 0 | 0 | 0 | 0
Retrofit FOM Costs by Reporting Type: NWPP_Gas
ReportingType | 2015 | 2020 | 2025 | 2030 | 2035 | 2040
BM | 0 | 0 | 0 | 0 | 0 | 0
CC | 0 | 0 | 0 | 0 | 0 | 0
CSP | 0 | 0 | 0 | 0 | 0 | 0
CT | 0 | 0 | 0 | 0 | 0 | 0
Coal | 0 | 0 | 0 | 0 | 0 | 0
Geo | 0 | 0 | 0 | 0 | 0 | 0
H | 0 | 0 | 0 | 0 | 0 | 0
LFG | 0 | 0 | 0 | 0 | 0 | 0
Nuc | 0 | 0 | 0 | 0 | 0 | 0
PS | 0 | 0 | 0 | 0 | 0 | 0
PV | 0 | 0 | 0 | 0 | 0 | 0
PeakG | 0 | 0 | 0 | 0 | 0 | 0
PeakO | 0 | 0 | 0 | 0 | 0 | 0
ST | 0 | 0 | 0 | 0 | 0 | 0
STOG | 0 | 0 | 0 | 0 | 0 | 0
STWD | 0 | 0 | 0 | 0 | 0 | 0
WT | 0 | 0 | 0 | 0 | 0 | 0
IGCC | 0 | 0 | 0 | 0 | 0 | 0
DemandResponse | 0 | 0 | 0 | 0 | 0 | 0
IGCC-CCS | 0 | 0 | 0 | 0 | 0 | 0
WT_off | 0 | 0 | 0 | 0 | 0 | 0
PseudoUnit | 0 | 0 | 0 | 0 | 0 | 0
FixedInterchange | 0 | 0 | 0 | 0 | 0 | 0
Retrofit FOM Costs by Reporting Type: NWPP_NucRenew
ReportingType | 2015 | 2020 | 2025 | 2030 | 2035 | 2040
BM | 0 | 0 | 0 | 0 | 0 | 0
CC | 0 | 0 | 0 | 0 | 0 | 0
CSP | 0 | 0 | 0 | 0 | 0 | 0
CT | 0 | 0 | 0 | 0 | 0 | 0
Coal | 0 | 0 | 0 | 0 | 0 | 0
Geo | 0 | 0 | 0 | 0 | 0 | 0
H | 0 | 0 | 0 | 0 | 0 | 0
LFG | 0 | 0 | 0 | 0 | 0 | 0
Nuc | 0 | 0 | 0 | 0 | 0 | 0
PS | 0 | 0 | 0 | 0 | 0 | 0
PV | 0 | 0 | 0 | 0 | 0 | 0
PeakG | 0 | 0 | 0 | 0 | 0 | 0
PeakO | 0 | 0 | 0 | 0 | 0 | 0
ST | 0 | 0 | 0 | 0 | 0 | 0
STOG | 0 | 0 | 0 | 0 | 0 | 0
STWD | 0 | 0 | 0 | 0 | 0 | 0
WT | 0 | 0 | 0 | 0 | 0 | 0
IGCC | 0 | 0 | 0 | 0 | 0 | 0
DemandResponse | 0 | 0 | 0 | 0 | 0 | 0
IGCC-CCS | 0 | 0 | 0 | 0 | 0 | 0
WT_off | 0 | 0 | 0 | 0 | 0 | 0
PseudoUnit | 0 | 0 | 0 | 0 | 0 | 0
FixedInterchange | 0 | 0 | 0 | 0 | 0 | 0
Retrofit FOM Costs by Reporting Type: RMPA
ReportingType | 2015 | 2020 | 2025 | 2030 | 2035 | 2040
BM | 0 | 0 | 0 | 0 | 0 | 0
CC | 0 | 0 | 0 | 0 | 0 | 0
CSP | 0 | 0 | 0 | 0 | 0 | 0
CT | 0 | 0 | 0 | 0 | 0 | 0
Coal | 26.18 | 34.99 | 34.57 | 34.57 | 34.57 | 31.21
Geo | 0 | 0 | 0 | 0 | 0 | 0
H | 0 | 0 | 0 | 0 | 0 | 0
LFG | 0 | 0 | 0 | 0 | 0 | 0
Nuc | 0 | 0 | 0 | 0 | 0 | 0
PS | 0 | 0 | 0 | 0 | 0 | 0
PV | 0 | 0 | 0 | 0 | 0 | 0
PeakG | 0 | 0 | 0 | 0 | 0 | 0
PeakO | 0 | 0 | 0 | 0 | 0 | 0
ST | 0 | 0 | 0 | 0 | 0 | 0
STOG | 0 | 0 | 0 | 0 | 0 | 0
STWD | 0 | 0 | 0 | 0 | 0 | 0
WT | 0 | 0 | 0 | 0 | 0 | 0
IGCC | 0 | 0 | 0 | 0 | 0 | 0
DemandResponse | 0 | 0 | 0 | 0 | 0 | 0
IGCC-CCS | 0 | 0 | 0 | 0 | 0 | 0
WT_off | 0 | 0 | 0 | 0 | 0 | 0
PseudoUnit | 0 | 0 | 0 | 0 | 0 | 0
FixedInterchange | 0 | 0 | 0 | 0 | 0 | 0
Retrofit FOM Costs by Reporting Type: SP15
ReportingType | 2015 | 2020 | 2025 | 2030 | 2035 | 2040
BM | 0 | 0 | 0 | 0 | 0 | 0
CC | 0 | 0 | 0 | 0 | 0 | 0
CSP | 0 | 0 | 0 | 0 | 0 | 0
CT | 0 | 0 | 0 | 0 | 0 | 0
Coal | 0.23 | 0.41 | 0.41 | 0.41 | 0 | 0
Geo | 0 | 0 | 0 | 0 | 0 | 0
H | 0 | 0 | 0 | 0 | 0 | 0
LFG | 0 | 0 | 0 | 0 | 0 | 0
Nuc | 0 | 0 | 0 | 0 | 0 | 0
PS | 0 | 0 | 0 | 0 | 0 | 0
PV | 0 | 0 | 0 | 0 | 0 | 0
PeakG | 0 | 0 | 0 | 0 | 0 | 0
PeakO | 0 | 0 | 0 | 0 | 0 | 0
ST | 0 | 0 | 0 | 0 | 0 | 0
STOG | 0 | 0 | 0 | 0 | 0 | 0
STWD | 0 | 0 | 0 | 0 | 0 | 0
WT | 0 | 0 | 0 | 0 | 0 | 0
IGCC | 0 | 0 | 0 | 0 | 0 | 0
DemandResponse | 0 | 0 | 0 | 0 | 0 | 0
IGCC-CCS | 0 | 0 | 0 | 0 | 0 | 0
WT_off | 0 | 0 | 0 | 0 | 0 | 0
PseudoUnit | 0 | 0 | 0 | 0 | 0 | 0
FixedInterchange | 0 | 0 | 0 | 0 | 0 | 0
Retrofit FOM Costs by Reporting Type: ALB
ReportingType | 2015 | 2020 | 2025 | 2030 | 2035 | 2040
BM | 0 | 0 | 0 | 0 | 0 | 0
CC | 0 | 0 | 0 | 0 | 0 | 0
CSP | 0 | 0 | 0 | 0 | 0 | 0
CT | 0 | 0 | 0 | 0 | 0 | 0
Coal | 0.29 | 0.29 | 0.29 | 0.29 | 0.29 | 0.29
Geo | 0 | 0 | 0 | 0 | 0 | 0
H | 0 | 0 | 0 | 0 | 0 | 0
LFG | 0 | 0 | 0 | 0 | 0 | 0
Nuc | 0 | 0 | 0 | 0 | 0 | 0
PS | 0 | 0 | 0 | 0 | 0 | 0
PV | 0 | 0 | 0 | 0 | 0 | 0
PeakG | 0 | 0 | 0 | 0 | 0 | 0
PeakO | 0 | 0 | 0 | 0 | 0 | 0
ST | 0 | 0 | 0 | 0 | 0 | 0
STOG | 0 | 0 | 0 | 0 | 0 | 0
STWD | 0 | 0 | 0 | 0 | 0 | 0
WT | 0 | 0 | 0 | 0 | 0 | 0
IGCC | 0 | 0 | 0 | 0 | 0 | 0
DemandResponse | 0 | 0 | 0 | 0 | 0 | 0
IGCC-CCS | 0 | 0 | 0 | 0 | 0 | 0
WT_off | 0 | 0 | 0 | 0 | 0 | 0
PseudoUnit | 0 | 0 | 0 | 0 | 0 | 0
FixedInterchange | 0 | 0 | 0 | 0 | 0 | 0
Retrofit FOM Costs by Reporting Type: BC
ReportingType | 2015 | 2020 | 2025 | 2030 | 2035 | 2040
BM | 0 | 0 | 0 | 0 | 0 | 0
CC | 0 | 0 | 0 | 0 | 0 | 0
CSP | 0 | 0 | 0 | 0 | 0 | 0
CT | 0 | 0 | 0 | 0 | 0 | 0
Coal | 0 | 0 | 0 | 0 | 0 | 0
Geo | 0 | 0 | 0 | 0 | 0 | 0
H | 0 | 0 | 0 | 0 | 0 | 0
LFG | 0 | 0 | 0 | 0 | 0 | 0
Nuc | 0 | 0 | 0 | 0 | 0 | 0
PS | 0 | 0 | 0 | 0 | 0 | 0
PV | 0 | 0 | 0 | 0 | 0 | 0
PeakG | 0 | 0 | 0 | 0 | 0 | 0
PeakO | 0 | 0 | 0 | 0 | 0 | 0
ST | 0 | 0 | 0 | 0 | 0 | 0
STOG | 0 | 0 | 0 | 0 | 0 | 0
STWD | 0 | 0 | 0 | 0 | 0 | 0
WT | 0 | 0 | 0 | 0 | 0 | 0
IGCC | 0 | 0 | 0 | 0 | 0 | 0
DemandResponse | 0 | 0 | 0 | 0 | 0 | 0
IGCC-CCS | 0 | 0 | 0 | 0 | 0 | 0
WT_off | 0 | 0 | 0 | 0 | 0 | 0
PseudoUnit | 0 | 0 | 0 | 0 | 0 | 0
FixedInterchange | 0 | 0 | 0 | 0 | 0 | 0
Retrofit FOM Costs by Reporting Type: HQ_IESO
ReportingType | 2015 | 2020 | 2025 | 2030 | 2035 | 2040
BM | 0 | 0 | 0 | 0 | 0 | 0
CC | 0 | 0 | 0 | 0 | 0 | 0
CSP | 0 | 0 | 0 | 0 | 0 | 0
CT | 0 | 0 | 0 | 0 | 0 | 0
Coal | 0 | 0 | 0 | 0 | 0 | 0
Geo | 0 | 0 | 0 | 0 | 0 | 0
H | 0 | 0 | 0 | 0 | 0 | 0
LFG | 0 | 0 | 0 | 0 | 0 | 0
Nuc | 0 | 0 | 0 | 0 | 0 | 0
PS | 0 | 0 | 0 | 0 | 0 | 0
PV | 0 | 0 | 0 | 0 | 0 | 0
PeakG | 0 | 0 | 0 | 0 | 0 | 0
PeakO | 0 | 0 | 0 | 0 | 0 | 0
ST | 0 | 0 | 0 | 0 | 0 | 0
STOG | 0 | 0 | 0 | 0 | 0 | 0
STWD | 0 | 0 | 0 | 0 | 0 | 0
WT | 0 | 0 | 0 | 0 | 0 | 0
IGCC | 0 | 0 | 0 | 0 | 0 | 0
DemandResponse | 0 | 0 | 0 | 0 | 0 | 0
IGCC-CCS | 0 | 0 | 0 | 0 | 0 | 0
WT_off | 0 | 0 | 0 | 0 | 0 | 0
PseudoUnit | 0 | 0 | 0 | 0 | 0 | 0
FixedInterchange | 0 | 0 | 0 | 0 | 0 | 0
Retrofit FOM Costs by Reporting Type: HQ_NEISO
ReportingType | 2015 | 2020 | 2025 | 2030 | 2035 | 2040
BM | 0 | 0 | 0 | 0 | 0 | 0
CC | 0 | 0 | 0 | 0 | 0 | 0
CSP | 0 | 0 | 0 | 0 | 0 | 0
CT | 0 | 0 | 0 | 0 | 0 | 0
Coal | 0 | 0 | 0 | 0 | 0 | 0
Geo | 0 | 0 | 0 | 0 | 0 | 0
H | 0 | 0 | 0 | 0 | 0 | 0
LFG | 0 | 0 | 0 | 0 | 0 | 0
Nuc | 0 | 0 | 0 | 0 | 0 | 0
PS | 0 | 0 | 0 | 0 | 0 | 0
PV | 0 | 0 | 0 | 0 | 0 | 0
PeakG | 0 | 0 | 0 | 0 | 0 | 0
PeakO | 0 | 0 | 0 | 0 | 0 | 0
ST | 0 | 0 | 0 | 0 | 0 | 0
STOG | 0 | 0 | 0 | 0 | 0 | 0
STWD | 0 | 0 | 0 | 0 | 0 | 0
WT | 0 | 0 | 0 | 0 | 0 | 0
IGCC | 0 | 0 | 0 | 0 | 0 | 0
DemandResponse | 0 | 0 | 0 | 0 | 0 | 0
IGCC-CCS | 0 | 0 | 0 | 0 | 0 | 0
WT_off | 0 | 0 | 0 | 0 | 0 | 0
PseudoUnit | 0 | 0 | 0 | 0 | 0 | 0
FixedInterchange | 0 | 0 | 0 | 0 | 0 | 0
Retrofit FOM Costs by Reporting Type: HQ_NY
ReportingType | 2015 | 2020 | 2025 | 2030 | 2035 | 2040
BM | 0 | 0 | 0 | 0 | 0 | 0
CC | 0 | 0 | 0 | 0 | 0 | 0
CSP | 0 | 0 | 0 | 0 | 0 | 0
CT | 0 | 0 | 0 | 0 | 0 | 0
Coal | 0 | 0 | 0 | 0 | 0 | 0
Geo | 0 | 0 | 0 | 0 | 0 | 0
H | 0 | 0 | 0 | 0 | 0 | 0
LFG | 0 | 0 | 0 | 0 | 0 | 0
Nuc | 0 | 0 | 0 | 0 | 0 | 0
PS | 0 | 0 | 0 | 0 | 0 | 0
PV | 0 | 0 | 0 | 0 | 0 | 0
PeakG | 0 | 0 | 0 | 0 | 0 | 0
PeakO | 0 | 0 | 0 | 0 | 0 | 0
ST | 0 | 0 | 0 | 0 | 0 | 0
STOG | 0 | 0 | 0 | 0 | 0 | 0
STWD | 0 | 0 | 0 | 0 | 0 | 0
WT | 0 | 0 | 0 | 0 | 0 | 0
IGCC | 0 | 0 | 0 | 0 | 0 | 0
DemandResponse | 0 | 0 | 0 | 0 | 0 | 0
IGCC-CCS | 0 | 0 | 0 | 0 | 0 | 0
WT_off | 0 | 0 | 0 | 0 | 0 | 0
PseudoUnit | 0 | 0 | 0 | 0 | 0 | 0
FixedInterchange | 0 | 0 | 0 | 0 | 0 | 0
Retrofit FOM Costs by Reporting Type: MARITIMES
ReportingType | 2015 | 2020 | 2025 | 2030 | 2035 | 2040
BM | 0 | 0 | 0 | 0 | 0 | 0
CC | 0 | 0 | 0 | 0 | 0 | 0
CSP | 0 | 0 | 0 | 0 | 0 | 0
CT | 0 | 0 | 0 | 0 | 0 | 0
Coal | 0 | 0 | 0 | 0 | 0 | 0
Geo | 0 | 0 | 0 | 0 | 0 | 0
H | 0 | 0 | 0 | 0 | 0 | 0
LFG | 0 | 0 | 0 | 0 | 0 | 0
Nuc | 0 | 0 | 0 | 0 | 0 | 0
PS | 0 | 0 | 0 | 0 | 0 | 0
PV | 0 | 0 | 0 | 0 | 0 | 0
PeakG | 0 | 0 | 0 | 0 | 0 | 0
PeakO | 0 | 0 | 0 | 0 | 0 | 0
ST | 0 | 0 | 0 | 0 | 0 | 0
STOG | 0 | 0 | 0 | 0 | 0 | 0
STWD | 0 | 0 | 0 | 0 | 0 | 0
WT | 0 | 0 | 0 | 0 | 0 | 0
IGCC | 0 | 0 | 0 | 0 | 0 | 0
DemandResponse | 0 | 0 | 0 | 0 | 0 | 0
IGCC-CCS | 0 | 0 | 0 | 0 | 0 | 0
WT_off | 0 | 0 | 0 | 0 | 0 | 0
PseudoUnit | 0 | 0 | 0 | 0 | 0 | 0
FixedInterchange | 0 | 0 | 0 | 0 | 0 | 0
Retrofit FOM Costs by Reporting Type: All
ReportingType | 2015 | 2020 | 2025 | 2030 | 2035 | 2040
BM | 0 | 0 | 0 | 0 | 0 | 0
CC | 0 | 0 | 0 | 0 | 0 | 0
CSP | 0 | 0 | 0 | 0 | 0 | 0
CT | 0 | 0 | 0 | 0 | 0 | 0
Coal | 1368.92 | 1659.01 | 1658.59 | 1658.59 | 1658.18 | 1654.82
Geo | 0 | 0 | 0 | 0 | 0 | 0
H | 0 | 0 | 0 | 0 | 0 | 0
LFG | 0 | 0 | 0 | 0 | 0 | 0
Nuc | 0 | 0 | 0 | 0 | 0 | 0
PS | 0 | 0 | 0 | 0 | 0 | 0
PV | 0 | 0 | 0 | 0 | 0 | 0
PeakG | 0 | 0 | 0 | 0 | 0 | 0
PeakO | 0 | 0 | 0 | 0 | 0 | 0
ST | 0 | 0 | 0 | 0 | 0 | 0
STOG | 0 | 0 | 0 | 0 | 0 | 0
STWD | 0 | 0 | 0 | 0 | 0 | 0
WT | 0 | 0 | 0 | 0 | 0 | 0
IGCC | 0 | 0 | 0 | 0 | 0 | 0
DemandResponse | 0 | 0 | 0 | 0 | 0 | 0
IGCC-CCS | 0 | 0 | 0 | 0 | 0 | 0
WT_off | 0 | 0 | 0 | 0 | 0 | 0
PseudoUnit | 0 | 0 | 0 | 0 | 0 | 0
FixedInterchange | 0 | 0 | 0 | 0 | 0 | 0
Retrofit FOM Costs by Reporting Type: EI_US
ReportingType | 2015 | 2020 | 2025 | 2030 | 2035 | 2040
BM | 0 | 0 | 0 | 0 | 0 | 0
CC | 0 | 0 | 0 | 0 | 0 | 0
CSP | 0 | 0 | 0 | 0 | 0 | 0
CT | 0 | 0 | 0 | 0 | 0 | 0
Coal | 1114.83 | 1360.57 | 1360.57 | 1360.57 | 1360.57 | 1360.57
Geo | 0 | 0 | 0 | 0 | 0 | 0
H | 0 | 0 | 0 | 0 | 0 | 0
LFG | 0 | 0 | 0 | 0 | 0 | 0
Nuc | 0 | 0 | 0 | 0 | 0 | 0
PS | 0 | 0 | 0 | 0 | 0 | 0
PV | 0 | 0 | 0 | 0 | 0 | 0
PeakG | 0 | 0 | 0 | 0 | 0 | 0
PeakO | 0 | 0 | 0 | 0 | 0 | 0
ST | 0 | 0 | 0 | 0 | 0 | 0
STOG | 0 | 0 | 0 | 0 | 0 | 0
STWD | 0 | 0 | 0 | 0 | 0 | 0
WT | 0 | 0 | 0 | 0 | 0 | 0
IGCC | 0 | 0 | 0 | 0 | 0 | 0
DemandResponse | 0 | 0 | 0 | 0 | 0 | 0
IGCC-CCS | 0 | 0 | 0 | 0 | 0 | 0
WT_off | 0 | 0 | 0 | 0 | 0 | 0
PseudoUnit | 0 | 0 | 0 | 0 | 0 | 0
FixedInterchange | 0 | 0 | 0 | 0 | 0 | 0
Retrofit FOM Costs by Reporting Type: EI_Canada
ReportingType | 2015 | 2020 | 2025 | 2030 | 2035 | 2040
BM | 0 | 0 | 0 | 0 | 0 | 0
CC | 0 | 0 | 0 | 0 | 0 | 0
CSP | 0 | 0 | 0 | 0 | 0 | 0
CT | 0 | 0 | 0 | 0 | 0 | 0
Coal | 0 | 0 | 0 | 0 | 0 | 0
Geo | 0 | 0 | 0 | 0 | 0 | 0
H | 0 | 0 | 0 | 0 | 0 | 0
LFG | 0 | 0 | 0 | 0 | 0 | 0
Nuc | 0 | 0 | 0 | 0 | 0 | 0
PS | 0 | 0 | 0 | 0 | 0 | 0
PV | 0 | 0 | 0 | 0 | 0 | 0
PeakG | 0 | 0 | 0 | 0 | 0 | 0
PeakO | 0 | 0 | 0 | 0 | 0 | 0
ST | 0 | 0 | 0 | 0 | 0 | 0
STOG | 0 | 0 | 0 | 0 | 0 | 0
STWD | 0 | 0 | 0 | 0 | 0 | 0
WT | 0 | 0 | 0 | 0 | 0 | 0
IGCC | 0 | 0 | 0 | 0 | 0 | 0
DemandResponse | 0 | 0 | 0 | 0 | 0 | 0
IGCC-CCS | 0 | 0 | 0 | 0 | 0 | 0
WT_off | 0 | 0 | 0 | 0 | 0 | 0
PseudoUnit | 0 | 0 | 0 | 0 | 0 | 0
FixedInterchange | 0 | 0 | 0 | 0 | 0 | 0
Retrofit FOM Costs by Reporting Type: EI
ReportingType | 2015 | 2020 | 2025 | 2030 | 2035 | 2040
BM | 0 | 0 | 0 | 0 | 0 | 0
CC | 0 | 0 | 0 | 0 | 0 | 0
CSP | 0 | 0 | 0 | 0 | 0 | 0
CT | 0 | 0 | 0 | 0 | 0 | 0
Coal | 1114.83 | 1360.57 | 1360.57 | 1360.57 | 1360.57 | 1360.57
Geo | 0 | 0 | 0 | 0 | 0 | 0
H | 0 | 0 | 0 | 0 | 0 | 0
LFG | 0 | 0 | 0 | 0 | 0 | 0
Nuc | 0 | 0 | 0 | 0 | 0 | 0
PS | 0 | 0 | 0 | 0 | 0 | 0
PV | 0 | 0 | 0 | 0 | 0 | 0
PeakG | 0 | 0 | 0 | 0 | 0 | 0
PeakO | 0 | 0 | 0 | 0 | 0 | 0
ST | 0 | 0 | 0 | 0 | 0 | 0
STOG | 0 | 0 | 0 | 0 | 0 | 0
STWD | 0 | 0 | 0 | 0 | 0 | 0
WT | 0 | 0 | 0 | 0 | 0 | 0
IGCC | 0 | 0 | 0 | 0 | 0 | 0
DemandResponse | 0 | 0 | 0 | 0 | 0 | 0
IGCC-CCS | 0 | 0 | 0 | 0 | 0 | 0
WT_off | 0 | 0 | 0 | 0 | 0 | 0
PseudoUnit | 0 | 0 | 0 | 0 | 0 | 0
FixedInterchange | 0 | 0 | 0 | 0 | 0 | 0
Retrofit FOM Costs by Reporting Type: Outside_EI
ReportingType | 2015 | 2020 | 2025 | 2030 | 2035 | 2040
BM | 0 | 0 | 0 | 0 | 0 | 0
CC | 0 | 0 | 0 | 0 | 0 | 0
CSP | 0 | 0 | 0 | 0 | 0 | 0
CT | 0 | 0 | 0 | 0 | 0 | 0
Coal | 254.09 | 298.44 | 298.02 | 298.02 | 297.61 | 294.25
Geo | 0 | 0 | 0 | 0 | 0 | 0
H | 0 | 0 | 0 | 0 | 0 | 0
LFG | 0 | 0 | 0 | 0 | 0 | 0
Nuc | 0 | 0 | 0 | 0 | 0 | 0
PS | 0 | 0 | 0 | 0 | 0 | 0
PV | 0 | 0 | 0 | 0 | 0 | 0
PeakG | 0 | 0 | 0 | 0 | 0 | 0
PeakO | 0 | 0 | 0 | 0 | 0 | 0
ST | 0 | 0 | 0 | 0 | 0 | 0
STOG | 0 | 0 | 0 | 0 | 0 | 0
STWD | 0 | 0 | 0 | 0 | 0 | 0
WT | 0 | 0 | 0 | 0 | 0 | 0
IGCC | 0 | 0 | 0 | 0 | 0 | 0
DemandResponse | 0 | 0 | 0 | 0 | 0 | 0
IGCC-CCS | 0 | 0 | 0 | 0 | 0 | 0
WT_off | 0 | 0 | 0 | 0 | 0 | 0
PseudoUnit | 0 | 0 | 0 | 0 | 0 | 0
FixedInterchange | 0 | 0 | 0 | 0 | 0 | 0
#12 | 0.05: Levelized Capital Costs ($million)
Levelized Capital Costs by Reporting Type: Entergy
ReportingType | 2015 | 2020 | 2025 | 2030 | 2035 | 2040
BM | 0 | 0 | 0 | 0 | 0 | 0
CC | 141.25 | 243.92 | 243.92 | 344.43 | 535.34 | 603.91
CSP | 0 | 0 | 0 | 0 | 0 | 0
CT | 0 | 0 | 0 | 0 | 0 | 0
Coal | 202.06 | 202.06 | 202.06 | 202.06 | 202.06 | 202.06
Geo | 0 | 0 | 0 | 0 | 0 | 0
H | 0 | 0 | 0 | 0 | 0 | 0
LFG | 0 | 0 | 29.03 | 29.03 | 29.03 | 29.03
Nuc | 0 | 0 | 0 | 0 | 0 | 0
PS | 0 | 0 | 0 | 0 | 0 | 0
PV | 0 | 0 | 0 | 0 | 0 | 0
PeakG | 0 | 0 | 0 | 0 | 0 | 0
PeakO | 0 | 0 | 0 | 0 | 0 | 0
ST | 0 | 0 | 0 | 0 | 0 | 0
STOG | 0 | 0 | 0 | 0 | 0 | 0
STWD | 0 | 0 | 0 | 0 | 0 | 0
WT | 0 | 0 | 0 | 0 | 0 | 0
IGCC | 0 | 0 | 0 | 0 | 0 | 0
DemandResponse | 0 | 0 | 0 | 0 | 0 | 0
IGCC-CCS | 0 | 0 | 0 | 0 | 0 | 0
WT_off | 0 | 0 | 0 | 0 | 0 | 0
PseudoUnit | 0 | 0 | 0 | 0 | 0 | 0
FixedInterchange | 0 | 0 | 0 | 0 | 0 | 0
Levelized Capital Costs by Reporting Type: FRCC
ReportingType | 2015 | 2020 | 2025 | 2030 | 2035 | 2040
BM | 0 | 0 | 0 | 0 | 0 | 0
CC | 165.38 | 715.65 | 969.41 | 1377.37 | 1981.14 | 2453.61
CSP | 0 | 0 | 0 | 0 | 0 | 0
CT | 196.14 | 196.14 | 196.14 | 196.14 | 0 | 0
Coal | 0 | 0 | 0 | 0 | 0 | 0
Geo | 0 | 0 | 0 | 0 | 0 | 0
H | 0 | 0 | 0 | 0 | 0 | 0
LFG | 0 | 55.33 | 55.33 | 55.33 | 55.33 | 0
Nuc | 0 | 0 | 0 | 0 | 0 | 0
PS | 0 | 0 | 0 | 0 | 0 | 0
PV | 0 | 0 | 0 | 0 | 0 | 0
PeakG | 0 | 0 | 0 | 0 | 0 | 0
PeakO | 0 | 0 | 0 | 0 | 0 | 0
ST | 0 | 0 | 0 | 0 | 0 | 0
STOG | 0 | 0 | 0 | 0 | 0 | 0
STWD | 0 | 0 | 0 | 0 | 0 | 0
WT | 0 | 0 | 0 | 0 | 0 | 0
IGCC | 0 | 0 | 0 | 0 | 0 | 0
DemandResponse | 0 | 0 | 0 | 0 | 0 | 0
IGCC-CCS | 0 | 0 | 0 | 0 | 0 | 0
WT_off | 0 | 0 | 0 | 0 | 0 | 0
PseudoUnit | 0 | 0 | 0 | 0 | 0 | 0
FixedInterchange | 0 | 0 | 0 | 0 | 0 | 0
Levelized Capital Costs by Reporting Type: MAPP_US
ReportingType | 2015 | 2020 | 2025 | 2030 | 2035 | 2040
BM | 0 | 0 | 0 | 0 | 0 | 0
CC | 0 | 0 | 0 | 0 | 0 | 0
CSP | 0 | 0 | 0 | 0 | 0 | 0
CT | 25.9 | 25.9 | 25.9 | 40.98 | 15.78 | 15.78
Coal | 0 | 0 | 0 | 0 | 72.67 | 148.22
Geo | 0 | 0 | 0 | 0 | 0 | 0
H | 0 | 0 | 0 | 0 | 0 | 0
LFG | 0 | 0 | 0 | 19.19 | 19.19 | 19.19
Nuc | 0 | 0 | 0 | 0 | 0 | 0
PS | 0 | 0 | 0 | 0 | 0 | 0
PV | 0 | 0 | 0 | 0 | 0 | 0
PeakG | 0 | 0 | 0 | 0 | 0 | 0
PeakO | 0 | 0 | 0 | 0 | 0 | 0
ST | 0 | 0 | 0 | 0 | 0 | 0
STOG | 0 | 0 | 0 | 0 | 0 | 0
STWD | 0 | 0 | 0 | 0 | 0 | 0
WT | 122.91 | 122.91 | 122.91 | 73.24 | 0 | 0
IGCC | 0 | 0 | 0 | 0 | 0 | 0
DemandResponse | 0 | 0 | 0 | 0 | 0 | 0
IGCC-CCS | 0 | 0 | 0 | 0 | 0 | 0
WT_off | 0 | 0 | 0 | 0 | 0 | 0
PseudoUnit | 0 | 0 | 0 | 0 | 0 | 0
FixedInterchange | 0 | 0 | 0 | 0 | 0 | 0
Levelized Capital Costs by Reporting Type: MISO_IN
ReportingType | 2015 | 2020 | 2025 | 2030 | 2035 | 2040
BM | 0 | 0 | 0 | 0 | 0 | 0
CC | 0 | 291.56 | 457.61 | 683.23 | 877.83 | 877.83
CSP | 0 | 0 | 0 | 0 | 0 | 0
CT | 0 | 0 | 0 | 0 | 0 | 0
Coal | 0 | 0 | 0 | 0 | 0 | 0
Geo | 0 | 0 | 0 | 0 | 0 | 0
H | 0 | 0 | 0 | 0 | 0 | 0
LFG | 0 | 0 | 22.52 | 22.52 | 22.52 | 22.52
Nuc | 0 | 0 | 0 | 0 | 0 | 0
PS | 0 | 0 | 0 | 0 | 0 | 0
PV | 0 | 0 | 0 | 0 | 0 | 0
PeakG | 0 | 0 | 0 | 0 | 0 | 0
PeakO | 0 | 0 | 0 | 0 | 0 | 0
ST | 0 | 0 | 0 | 0 | 0 | 0
STOG | 0 | 0 | 0 | 0 | 0 | 0
STWD | 0 | 0 | 0 | 0 | 0 | 0
WT | 0 | 0 | 0 | 0 | 0 | 0
IGCC | 215.26 | 215.26 | 215.26 | 215.26 | 215.26 | 215.26
DemandResponse | 0 | 0 | 0 | 0 | 0 | 0
IGCC-CCS | 0 | 0 | 0 | 0 | 0 | 0
WT_off | 0 | 0 | 0 | 0 | 0 | 0
PseudoUnit | 0 | 0 | 0 | 0 | 0 | 0
FixedInterchange | 0 | 0 | 0 | 0 | 0 | 0
Levelized Capital Costs by Reporting Type: MISO_MI
ReportingType | 2015 | 2020 | 2025 | 2030 | 2035 | 2040
BM | 0 | 0 | 0 | 0 | 0 | 0
CC | 0 | 0 | 0 | 0 | 4.86 | 4.86
CSP | 0 | 0 | 0 | 0 | 0 | 0
CT | 0 | 0 | 0 | 0 | 0 | 0
Coal | 0 | 0 | 0 | 0 | 0 | 0
Geo | 0 | 0 | 0 | 0 | 0 | 0
H | 0 | 0 | 0 | 0 | 0 | 0
LFG | 0 | 0 | 46.68 | 46.68 | 46.68 | 46.68
Nuc | 0 | 0 | 0 | 0 | 0 | 0
PS | 0 | 0 | 0 | 0 | 0 | 0
PV | 0 | 0 | 0 | 0 | 0 | 0
PeakG | 0 | 0 | 0 | 0 | 0 | 0
PeakO | 0 | 0 | 0 | 0 | 0 | 0
ST | 0 | 0 | 0 | 0 | 0 | 0
STOG | 0 | 0 | 0 | 0 | 0 | 0
STWD | 0 | 0 | 0 | 0 | 0 | 0
WT | 580.29 | 580.29 | 580.29 | 580.29 | 0 | 0
IGCC | 0 | 0 | 0 | 0 | 0 | 0
DemandResponse | 0 | 0 | 0 | 0 | 0 | 0
IGCC-CCS | 0 | 0 | 0 | 0 | 0 | 0
WT_off | 0 | 0 | 0 | 0 | 0 | 0
PseudoUnit | 0 | 0 | 0 | 0 | 0 | 0
FixedInterchange | 0 | 0 | 0 | 0 | 0 | 0
Levelized Capital Costs by Reporting Type: MISO_MO-IL
ReportingType | 2015 | 2020 | 2025 | 2030 | 2035 | 2040
BM | 0 | 0 | 0 | 0 | 0 | 0
CC | 0 | 0 | 0 | 0 | 0 | 0
CSP | 0 | 0 | 0 | 0 | 0 | 0
CT | 0 | 0 | 0 | 0 | 0 | 0
Coal | 574.94 | 574.94 | 574.94 | 574.94 | 574.94 | 574.94
Geo | 0 | 0 | 0 | 0 | 0 | 0
H | 0 | 0 | 0 | 0 | 0 | 0
LFG | 0 | 0 | 5.28 | 65.25 | 65.25 | 65.25
Nuc | 0 | 0 | 0 | 0 | 0 | 0
PS | 0 | 0 | 0 | 0 | 0 | 0
PV | 0 | 0 | 0 | 0 | 0 | 0
PeakG | 0 | 0 | 0 | 0 | 0 | 0
PeakO | 0 | 0 | 0 | 0 | 0 | 0
ST | 0 | 0 | 0 | 0 | 0 | 0
STOG | 0 | 0 | 0 | 0 | 0 | 0
STWD | 0 | 0 | 0 | 0 | 0 | 0
WT | 87.81 | 87.81 | 87.81 | 87.81 | 0 | 0
IGCC | 0 | 0 | 0 | 0 | 0 | 0
DemandResponse | 0 | 0 | 0 | 0 | 0 | 0
IGCC-CCS | 0 | 0 | 0 | 0 | 0 | 0
WT_off | 0 | 0 | 0 | 0 | 0 | 0
PseudoUnit | 0 | 0 | 0 | 0 | 0 | 0
FixedInterchange | 0 | 0 | 0 | 0 | 0 | 0
Levelized Capital Costs by Reporting Type: MISO_W
ReportingType | 2015 | 2020 | 2025 | 2030 | 2035 | 2040
BM | 0 | 0 | 0 | 0 | 0 | 0
CC | 0 | 0 | 0 | 0 | 0 | 0
CSP | 0 | 0 | 0 | 0 | 0 | 0
CT | 0 | 0 | 0 | 0 | 0 | 0
Coal | 0 | 0 | 0 | 0 | 1272.28 | 2673.23
Geo | 0 | 0 | 0 | 0 | 0 | 0
H | 0 | 0 | 0 | 0 | 0 | 0
LFG | 0 | 0 | 20.79 | 20.79 | 20.79 | 20.79
Nuc | 0 | 0 | 0 | 0 | 0 | 0
PS | 0 | 0 | 0 | 0 | 0 | 0
PV | 0 | 0 | 0 | 0 | 0 | 0
PeakG | 0 | 0 | 0 | 0 | 0 | 0
PeakO | 0 | 0 | 0 | 0 | 0 | 0
ST | 0 | 0 | 0 | 0 | 0 | 0
STOG | 0 | 0 | 0 | 0 | 0 | 0
STWD | 0 | 0 | 0 | 0 | 0 | 0
WT | 852.88 | 852.88 | 852.88 | 768.92 | 0 | 0
IGCC | 0 | 0 | 0 | 0 | 0 | 0
DemandResponse | 0 | 0 | 0 | 0 | 0 | 0
IGCC-CCS | 0 | 0 | 0 | 0 | 0 | 0
WT_off | 0 | 0 | 0 | 0 | 0 | 0
PseudoUnit | 0 | 0 | 0 | 0 | 0 | 0
FixedInterchange | 0 | 0 | 0 | 0 | 0 | 0
Levelized Capital Costs by Reporting Type: MISO_WUMS
ReportingType | 2015 | 2020 | 2025 | 2030 | 2035 | 2040
BM | 0 | 0 | 0 | 0 | 0 | 0
CC | 0 | 465.05 | 465.06 | 483.69 | 552.26 | 552.26
CSP | 0 | 0 | 0 | 0 | 0 | 0
CT | 0 | 79.44 | 79.44 | 228.69 | 465.86 | 386.41
Coal | 184.51 | 184.51 | 184.51 | 184.51 | 184.51 | 184.51
Geo | 0 | 0 | 0 | 0 | 0 | 0
H | 0 | 0 | 0 | 0 | 0 | 0
LFG | 0 | 0 | 61.89 | 61.89 | 61.89 | 61.89
Nuc | 0 | 0 | 0 | 0 | 0 | 0
PS | 0 | 0 | 0 | 0 | 0 | 0
PV | 0 | 0 | 0 | 0 | 0 | 0
PeakG | 0 | 0 | 0 | 0 | 0 | 0
PeakO | 0 | 0 | 0 | 0 | 0 | 0
ST | 0 | 0 | 0 | 0 | 0 | 0
STOG | 0 | 0 | 0 | 0 | 0 | 0
STWD | 0 | 0 | 0 | 0 | 0 | 0
WT | 270.99 | 270.99 | 270.99 | 270.99 | 0 | 0
IGCC | 0 | 0 | 0 | 0 | 0 | 0
DemandResponse | 0 | 0 | 0 | 0 | 0 | 0
IGCC-CCS | 0 | 0 | 0 | 0 | 0 | 0
WT_off | 0 | 0 | 0 | 0 | 0 | 0
PseudoUnit | 0 | 0 | 0 | 0 | 0 | 0
FixedInterchange | 0 | 0 | 0 | 0 | 0 | 0
Levelized Capital Costs by Reporting Type: Nebraska
ReportingType | 2015 | 2020 | 2025 | 2030 | 2035 | 2040
BM | 0 | 0 | 0 | 0 | 0 | 0
CC | 0 | 0 | 0 | 0 | 0 | 0
CSP | 0 | 0 | 0 | 0 | 0 | 0
CT | 0 | 0 | 0 | 0 | 0 | 0
Coal | 66.52 | 66.52 | 66.52 | 66.52 | 731.78 | 754.39
Geo | 0 | 0 | 0 | 0 | 0 | 0
H | 0 | 0 | 0 | 0 | 0 | 0
LFG | 0 | 0 | 18.78 | 19.72 | 19.72 | 19.72
Nuc | 0 | 0 | 0 | 0 | 0 | 0
PS | 0 | 0 | 0 | 0 | 0 | 0
PV | 0 | 0 | 0 | 0 | 0 | 0
PeakG | 0 | 0 | 0 | 0 | 0 | 0
PeakO | 0 | 0 | 0 | 0 | 0 | 0
ST | 0 | 0 | 0 | 0 | 0 | 0
STOG | 0 | 0 | 0 | 0 | 0 | 0
STWD | 0 | 0 | 0 | 0 | 0 | 0
WT | 59.42 | 59.42 | 59.42 | 46.78 | 0 | 0
IGCC | 0 | 0 | 0 | 0 | 0 | 0
DemandResponse | 0 | 0 | 0 | 0 | 0 | 0
IGCC-CCS | 0 | 0 | 0 | 0 | 0 | 0
WT_off | 0 | 0 | 0 | 0 | 0 | 0
PseudoUnit | 0 | 0 | 0 | 0 | 0 | 0
FixedInterchange | 0 | 0 | 0 | 0 | 0 | 0
Levelized Capital Costs by Reporting Type: NEISO
ReportingType | 2015 | 2020 | 2025 | 2030 | 2035 | 2040
BM | 115.57 | 115.57 | 115.57 | 115.57 | 115.57 | 115.57
CC | 273.49 | 273.49 | 273.49 | 273.49 | 273.49 | 0
CSP | 0 | 0 | 0 | 0 | 0 | 0
CT | 30 | 30 | 30 | 29.13 | 111.57 | 202.36
Coal | 0 | 0 | 0 | 0 | 0 | 0
Geo | 0 | 0 | 0 | 0 | 0 | 0
H | 0 | 0 | 0 | 0 | 0 | 0
LFG | 14.72 | 14.72 | 14.72 | 34.82 | 20.1 | 20.1
Nuc | 0 | 0 | 0 | 0 | 0 | 0
PS | 0 | 0 | 0 | 0 | 0 | 0
PV | 0 | 0 | 0 | 0 | 0 | 0
PeakG | 0 | 0 | 0 | 0 | 0 | 0
PeakO | 0 | 0 | 0 | 0 | 0 | 0
ST | 0 | 0 | 0 | 0 | 0 | 0
STOG | 0 | 0 | 0 | 0 | 0 | 0
STWD | 0 | 0 | 0 | 0 | 0 | 0
WT | 68.84 | 68.84 | 68.84 | 59.68 | 0 | 0
IGCC | 0 | 0 | 0 | 0 | 0 | 0
DemandResponse | 0 | 0 | 0 | 0 | 0 | 0
IGCC-CCS | 0 | 0 | 0 | 0 | 0 | 0
WT_off | 322.52 | 322.52 | 322.52 | 322.52 | 0 | 0
PseudoUnit | 0 | 0 | 0 | 0 | 0 | 0
FixedInterchange | 0 | 0 | 0 | 0 | 0 | 0
Levelized Capital Costs by Reporting Type: NonRTO_Midwest
ReportingType | 2015 | 2020 | 2025 | 2030 | 2035 | 2040
BM | 0 | 0 | 0 | 0 | 0 | 0
CC | 0 | 56.07 | 56.07 | 87.26 | 120.63 | 145.84
CSP | 0 | 0 | 0 | 0 | 0 | 0
CT | 0 | 14.07 | 14.07 | 14.99 | 17.72 | 12.93
Coal | 0 | 0 | 0 | 0 | 0 | 0
Geo | 0 | 0 | 0 | 0 | 0 | 0
H | 0 | 0 | 0 | 0 | 0 | 0
LFG | 0 | 12.93 | 33.82 | 43.51 | 43.51 | 30.58
Nuc | 0 | 0 | 0 | 0 | 0 | 0
PS | 0 | 0 | 0 | 0 | 0 | 0
PV | 0 | 0 | 0 | 0 | 0 | 0
PeakG | 0 | 0 | 0 | 0 | 0 | 0
PeakO | 0 | 0 | 0 | 0 | 0 | 0
ST | 0 | 0 | 0 | 0 | 0 | 0
STOG | 0 | 0 | 0 | 0 | 0 | 0
STWD | 0 | 0 | 0 | 0 | 0 | 0
WT | 0 | 0 | 0 | 0 | 0 | 0
IGCC | 0 | 0 | 0 | 0 | 0 | 0
DemandResponse | 0 | 0 | 0 | 0 | 0 | 0
IGCC-CCS | 0 | 0 | 0 | 0 | 0 | 0
WT_off | 0 | 0 | 0 | 0 | 0 | 0
PseudoUnit | 0 | 0 | 0 | 0 | 0 | 0
FixedInterchange | 0 | 0 | 0 | 0 | 0 | 0
Levelized Capital Costs by Reporting Type: NYISO_A-F
ReportingType | 2015 | 2020 | 2025 | 2030 | 2035 | 2040
BM | 0 | 0 | 0 | 0 | 0 | 0
CC | 85.71 | 85.71 | 85.71 | 85.71 | 85.72 | 0.01
CSP | 0 | 0 | 0 | 0 | 0 | 0
CT | 0 | 0 | 0 | 0 | 0 | 0
Coal | 0 | 0 | 0 | 0 | 0 | 0
Geo | 0 | 0 | 0 | 0 | 0 | 0
H | 0 | 0 | 0 | 0 | 0 | 0
LFG | 1.88 | 1.88 | 21.07 | 21.07 | 19.19 | 19.19
Nuc | 0 | 0 | 0 | 0 | 0 | 0
PS | 0 | 0 | 0 | 0 | 0 | 0
PV | 0 | 0 | 0 | 0 | 0 | 0
PeakG | 0 | 0 | 0 | 0 | 0 | 0
PeakO | 0 | 0 | 0 | 0 | 0 | 0
ST | 0 | 0 | 0 | 0 | 0 | 0
STOG | 0 | 0 | 0 | 0 | 0 | 0
STWD | 0 | 0 | 0 | 0 | 0 | 0
WT | 705.19 | 847.23 | 847.23 | 847.23 | 142.04 | 0
IGCC | 0 | 0 | 0 | 0 | 0 | 0
DemandResponse | 0 | 0 | 0 | 0 | 0 | 0
IGCC-CCS | 0 | 0 | 0 | 0 | 0 | 0
WT_off | 0 | 0 | 0 | 0 | 0 | 0
PseudoUnit | 0 | 0 | 0 | 0 | 0 | 0
FixedInterchange | 0 | 0 | 0 | 0 | 0 | 0
Levelized Capital Costs by Reporting Type: NYISO_G-I
ReportingType | 2015 | 2020 | 2025 | 2030 | 2035 | 2040
BM | 0 | 0 | 0 | 0 | 0 | 0
CC | 0 | 0 | 94.74 | 217.15 | 644.3 | 1035.9
CSP | 0 | 0 | 0 | 0 | 0 | 0
CT | 0 | 0 | 0 | 0 | 0 | 0
Coal | 0 | 0 | 0 | 0 | 0 | 0
Geo | 0 | 0 | 0 | 0 | 0 | 0
H | 0 | 0 | 0 | 0 | 0 | 0
LFG | 0 | 0 | 21 | 21 | 21 | 21
Nuc | 0 | 0 | 0 | 0 | 0 | 0
PS | 0 | 0 | 0 | 0 | 0 | 0
PV | 0 | 0 | 0 | 0 | 0 | 0
PeakG | 0 | 0 | 0 | 0 | 0 | 0
PeakO | 0 | 0 | 0 | 0 | 0 | 0
ST | 0 | 0 | 0 | 0 | 0 | 0
STOG | 0 | 0 | 0 | 0 | 0 | 0
STWD | 0 | 0 | 0 | 0 | 0 | 0
WT | 0 | 0 | 0 | 0 | 0 | 0
IGCC | 0 | 0 | 0 | 0 | 0 | 0
DemandResponse | 0 | 0 | 0 | 0 | 0 | 0
IGCC-CCS | 0 | 0 | 0 | 0 | 0 | 0
WT_off | 0 | 0 | 0 | 0 | 0 | 0
PseudoUnit | 0 | 0 | 0 | 0 | 0 | 0
FixedInterchange | 0 | 0 | 0 | 0 | 0 | 0
Levelized Capital Costs by Reporting Type: NYISO_J-K
ReportingType | 2015 | 2020 | 2025 | 2030 | 2035 | 2040
BM | 0 | 0 | 0 | 0 | 0 | 0
CC | 226.37 | 226.37 | 226.37 | 226.37 | 226.37 | 0
CSP | 0 | 0 | 0 | 0 | 0 | 0
CT | 0 | 0 | 12.45 | 86.98 | 86.98 | 118.12
Coal | 0 | 0 | 0 | 0 | 0 | 0
Geo | 0 | 0 | 0 | 0 | 0 | 0
H | 0 | 0 | 0 | 0 | 0 | 0
LFG | 0 | 0 | 0 | 26.63 | 26.63 | 26.63
Nuc | 0 | 0 | 0 | 0 | 0 | 0
PS | 0 | 0 | 0 | 0 | 0 | 0
PV | 21.64 | 21.64 | 21.64 | 21.64 | 0 | 0
PeakG | 0 | 0 | 0 | 0 | 0 | 0
PeakO | 0 | 0 | 0 | 0 | 0 | 0
ST | 0 | 0 | 0 | 0 | 0 | 0
STOG | 0 | 0 | 0 | 0 | 0 | 0
STWD | 0 | 0 | 0 | 0 | 0 | 0
WT | 0 | 0 | 0 | 0 | 0 | 0
IGCC | 0 | 0 | 0 | 0 | 0 | 0
DemandResponse | 0 | 0 | 0 | 0 | 0 | 0
IGCC-CCS | 0 | 0 | 0 | 0 | 0 | 0
WT_off | 0 | 0 | 0 | 0 | 0 | 0
PseudoUnit | 0 | 0 | 0 | 0 | 0 | 0
FixedInterchange | 0 | 0 | 0 | 0 | 0 | 0
Levelized Capital Costs by Reporting Type: PJM_E
ReportingType | 2015 | 2020 | 2025 | 2030 | 2035 | 2040
BM | 14.48 | 14.48 | 14.48 | 14.48 | 14.48 | 14.48
CC | 673.31 | 673.31 | 673.31 | 673.31 | 582.39 | 171.14
CSP | 0 | 0 | 0 | 0 | 0 | 0
CT | 2.28 | 2.28 | 2.28 | 0 | 0 | 0
Coal | 9.09 | 9.09 | 9.09 | 9.09 | 9.09 | 9.09
Geo | 0 | 0 | 0 | 0 | 0 | 0
H | 0 | 0 | 0 | 0 | 0 | 0
LFG | 2.95 | 2.95 | 2.95 | 40.9 | 40.9 | 40.9
Nuc | 0 | 0 | 0 | 0 | 0 | 0
PS | 0 | 0 | 0 | 0 | 0 | 0
PV | 14.06 | 14.06 | 14.06 | 14.06 | 0 | 0
PeakG | 0 | 0 | 0 | 0 | 0 | 0
PeakO | 0 | 0 | 0 | 0 | 0 | 0
ST | 0 | 0 | 0 | 0 | 0 | 0
STOG | 0 | 0 | 0 | 0 | 0 | 0
STWD | 0 | 0 | 0 | 0 | 0 | 0
WT | 344.71 | 344.71 | 344.71 | 344.71 | 0 | 0
IGCC | 0 | 0 | 0 | 0 | 0 | 0
DemandResponse | 0 | 0 | 0 | 0 | 0 | 0
IGCC-CCS | 0 | 0 | 0 | 0 | 0 | 0
WT_off | 0 | 0 | 624.16 | 624.16 | 624.16 | 624.16
PseudoUnit | 0 | 0 | 0 | 0 | 0 | 0
FixedInterchange | 0 | 0 | 0 | 0 | 0 | 0
Levelized Capital Costs by Reporting Type: PJM_ROM
ReportingType | 2015 | 2020 | 2025 | 2030 | 2035 | 2040
BM | 7.8 | 7.8 | 7.8 | 7.8 | 7.8 | 7.8
CC | 232.92 | 232.92 | 232.92 | 232.92 | 780.05 | 2110.85
CSP | 0 | 0 | 0 | 0 | 0 | 0
CT | 1.4 | 1.4 | 1.4 | 1.4 | 0 | 0
Coal | 10.21 | 10.21 | 10.21 | 10.21 | 10.21 | 10.21
Geo | 0 | 0 | 0 | 0 | 0 | 0
H | 0 | 0 | 0 | 0 | 0 | 0
LFG | 5.5 | 5.5 | 43.07 | 77.21 | 73.91 | 73.91
Nuc | 0 | 0 | 0 | 0 | 0 | 0
PS | 0 | 0 | 0 | 0 | 0 | 0
PV | 0 | 0 | 0 | 0 | 0 | 0
PeakG | 0 | 0 | 0 | 0 | 0 | 0
PeakO | 0 | 0 | 0 | 0 | 0 | 0
ST | 0 | 0 | 0 | 0 | 0 | 0
STOG | 0 | 0 | 0 | 0 | 0 | 0
STWD | 0 | 0 | 0 | 0 | 0 | 0
WT | 138.79 | 138.79 | 138.79 | 105.45 | 0 | 0
IGCC | 0 | 0 | 0 | 0 | 0 | 0
DemandResponse | 0 | 0 | 0 | 0 | 0 | 0
IGCC-CCS | 0 | 0 | 0 | 0 | 0 | 0
WT_off | 0 | 0 | 0 | 0 | 0 | 0
PseudoUnit | 0 | 0 | 0 | 0 | 0 | 0
FixedInterchange | 0 | 0 | 0 | 0 | 0 | 0
Levelized Capital Costs by Reporting Type: PJM_ROR
ReportingType | 2015 | 2020 | 2025 | 2030 | 2035 | 2040
BM | 165.77 | 165.77 | 165.77 | 165.77 | 165.77 | 80.7
CC | 350.7 | 364.13 | 364.13 | 1073.49 | 2172.17 | 1841.56
CSP | 0 | 0 | 0 | 0 | 0 | 0
CT | 2.4 | 2.4 | 2.4 | 2.4 | 0 | 0
Coal | 648.6 | 648.6 | 648.6 | 648.6 | 648.6 | 648.6
Geo | 0 | 0 | 0 | 0 | 0 | 0
H | 0 | 0 | 0 | 0 | 0 | 0
LFG | 16.47 | 16.47 | 157.67 | 149.74 | 141.19 | 141.19
Nuc | 0 | 0 | 0 | 0 | 0 | 0
PS | 0 | 0 | 0 | 0 | 0 | 0
PV | 0 | 0 | 0 | 0 | 0 | 0
PeakG | 0 | 0 | 0 | 0 | 0 | 0
PeakO | 0 | 0 | 0 | 0 | 0 | 0
ST | 0 | 0 | 0 | 0 | 0 | 0
STOG | 0 | 0 | 0 | 0 | 0 | 0
STWD | 0 | 0 | 0 | 0 | 0 | 0
WT | 2334.11 | 2334.11 | 2334.11 | 1381.97 | 0 | 0
IGCC | 0 | 0 | 0 | 0 | 0 | 0
DemandResponse | 0 | 0 | 0 | 0 | 0 | 0
IGCC-CCS | 0 | 0 | 0 | 0 | 0 | 0
WT_off | 0 | 0 | 0 | 0 | 0 | 0
PseudoUnit | 0 | 0 | 0 | 0 | 0 | 0
FixedInterchange | 0 | 0 | 0 | 0 | 0 | 0
Levelized Capital Costs by Reporting Type: SOCO
ReportingType | 2015 | 2020 | 2025 | 2030 | 2035 | 2040
BM | 21 | 21 | 21 | 21 | 21 | 21
CC | 545.14 | 565.07 | 585.22 | 852.75 | 852.75 | 307.61
CSP | 0 | 0 | 0 | 0 | 0 | 0
CT | 0 | 0 | 0 | 0 | 0 | 0
Coal | 0 | 0 | 0 | 0 | 697.62 | 2116.98
Geo | 0 | 0 | 0 | 0 | 0 | 0
H | 0 | 0 | 0 | 0 | 0 | 0
LFG | 0 | 0 | 28.54 | 28.54 | 28.54 | 28.54
Nuc | 0 | 1254.21 | 1254.21 | 1254.21 | 1254.21 | 1254.21
PS | 0 | 0 | 0 | 0 | 0 | 0
PV | 0 | 0 | 0 | 0 | 0 | 0
PeakG | 0 | 0 | 0 | 0 | 0 | 0
PeakO | 0 | 0 | 0 | 0 | 0 | 0
ST | 0 | 0 | 0 | 0 | 0 | 0
STOG | 0 | 0 | 0 | 0 | 0 | 0
STWD | 0 | 0 | 0 | 0 | 0 | 0
WT | 0 | 0 | 0 | 0 | 0 | 0
IGCC | 0 | 0 | 0 | 0 | 0 | 0
DemandResponse | 0 | 0 | 0 | 0 | 0 | 0
IGCC-CCS | 0 | 0 | 0 | 0 | 0 | 0
WT_off | 0 | 0 | 0 | 0 | 0 | 0
PseudoUnit | 0 | 0 | 0 | 0 | 0 | 0
FixedInterchange | 0 | 0 | 0 | 0 | 0 | 0
Levelized Capital Costs by Reporting Type: SPP_N
ReportingType | 2015 | 2020 | 2025 | 2030 | 2035 | 2040
BM | 0 | 0 | 0 | 0 | 0 | 0
CC | 0 | 76.09 | 76.09 | 76.09 | 76.09 | 76.09
CSP | 0 | 0 | 0 | 0 | 0 | 0
CT | 0 | 0 | 0 | 0 | 0 | 0
Coal | 128.56 | 128.56 | 128.56 | 128.56 | 128.56 | 818.3
Geo | 0 | 0 | 0 | 0 | 0 | 0
H | 0 | 0 | 0 | 0 | 0 | 0
LFG | 0 | 25.97 | 25.97 | 25.97 | 25.97 | 0
Nuc | 0 | 0 | 0 | 0 | 0 | 0
PS | 0 | 0 | 0 | 0 | 0 | 0
PV | 0 | 0 | 0 | 0 | 0 | 0
PeakG | 0 | 0 | 0 | 0 | 0 | 0
PeakO | 0 | 0 | 0 | 0 | 0 | 0
ST | 0 | 0 | 0 | 0 | 0 | 0
STOG | 0 | 0 | 0 | 0 | 0 | 0
STWD | 0 | 0 | 0 | 0 | 0 | 0
WT | 0 | 0 | 0 | 0 | 0 | 0
IGCC | 0 | 0 | 0 | 0 | 0 | 0
DemandResponse | 0 | 0 | 0 | 0 | 0 | 0
IGCC-CCS | 0 | 0 | 0 | 0 | 0 | 0
WT_off | 0 | 0 | 0 | 0 | 0 | 0
PseudoUnit | 0 | 0 | 0 | 0 | 0 | 0
FixedInterchange | 0 | 0 | 0 | 0 | 0 | 0
Levelized Capital Costs by Reporting Type: SPP_S
ReportingType | 2015 | 2020 | 2025 | 2030 | 2035 | 2040
BM | 0 | 0 | 0 | 0 | 0 | 0
CC | 0 | 135.47 | 135.47 | 399.47 | 550.6 | 550.6
CSP | 0 | 0 | 0 | 0 | 0 | 0
CT | 33.21 | 56.93 | 56.93 | 56.93 | 23.72 | 0
Coal | 273.14 | 273.14 | 273.14 | 273.14 | 273.14 | 273.14
Geo | 0 | 0 | 0 | 0 | 0 | 0
H | 0 | 0 | 0 | 0 | 0 | 0
LFG | 0 | 13.95 | 25.75 | 25.75 | 25.75 | 11.8
Nuc | 0 | 0 | 0 | 0 | 0 | 0
PS | 0 | 0 | 0 | 0 | 0 | 0
PV | 0 | 0 | 0 | 0 | 0 | 0
PeakG | 0 | 0 | 0 | 0 | 0 | 0
PeakO | 0 | 0 | 0 | 0 | 0 | 0
ST | 0 | 0 | 0 | 0 | 0 | 0
STOG | 0 | 0 | 0 | 0 | 0 | 0
STWD | 0 | 0 | 0 | 0 | 0 | 0
WT | 123.79 | 165.39 | 165.39 | 165.39 | 41.6 | 0
IGCC | 0 | 0 | 0 | 0 | 0 | 0
DemandResponse | 0 | 0 | 0 | 0 | 0 | 0
IGCC-CCS | 0 | 0 | 0 | 0 | 0 | 0
WT_off | 0 | 0 | 0 | 0 | 0 | 0
PseudoUnit | 0 | 0 | 0 | 0 | 0 | 0
FixedInterchange | 0 | 0 | 0 | 0 | 0 | 0
Levelized Capital Costs by Reporting Type: TVA
ReportingType | 2015 | 2020 | 2025 | 2030 | 2035 | 2040
BM | 0 | 0 | 0 | 0 | 0 | 0
CC | 151.13 | 348.13 | 366.34 | 472 | 437.53 | 320.87
CSP | 0 | 0 | 0 | 0 | 0 | 0
CT | 0 | 145.43 | 145.43 | 145.43 | 145.43 | 0
Coal | 0 | 0 | 0 | 0 | 926.82 | 1540.04
Geo | 0 | 0 | 0 | 0 | 0 | 0
H | 0 | 0 | 0 | 0 | 0 | 0
LFG | 0 | 0 | 28.24 | 28.24 | 28.24 | 28.24
Nuc | 684.91 | 684.91 | 684.91 | 684.91 | 684.91 | 684.91
PS | 0 | 0 | 0 | 0 | 0 | 0
PV | 0 | 0 | 0 | 0 | 0 | 0
PeakG | 0 | 0 | 0 | 0 | 0 | 0
PeakO | 0 | 0 | 0 | 0 | 0 | 0
ST | 0 | 0 | 0 | 0 | 0 | 0
STOG | 0 | 0 | 0 | 0 | 0 | 0
STWD | 0 | 0 | 0 | 0 | 0 | 0
WT | 0 | 0 | 0 | 0 | 0 | 0
IGCC | 0 | 0 | 0 | 0 | 0 | 0
DemandResponse | 0 | 0 | 0 | 0 | 0 | 0
IGCC-CCS | 0 | 0 | 0 | 0 | 0 | 0
WT_off | 0 | 0 | 0 | 0 | 0 | 0
PseudoUnit | 0 | 0 | 0 | 0 | 0 | 0
FixedInterchange | 0 | 0 | 0 | 0 | 0 | 0
Levelized Capital Costs by Reporting Type: TVA_Transmission
ReportingType | 2015 | 2020 | 2025 | 2030 | 2035 | 2040
BM | 0 | 0 | 0 | 0 | 0 | 0
CC | 0 | 0 | 0 | 0 | 0 | 0
CSP | 0 | 0 | 0 | 0 | 0 | 0
CT | 0 | 0 | 0 | 0 | 0 | 0
Coal | 0 | 0 | 0 | 0 | 0 | 0
Geo | 0 | 0 | 0 | 0 | 0 | 0
H | 0 | 0 | 0 | 0 | 0 | 0
LFG | 0 | 0 | 0 | 0 | 0 | 0
Nuc | 0 | 0 | 0 | 0 | 0 | 0
PS | 0 | 0 | 0 | 0 | 0 | 0
PV | 0 | 0 | 0 | 0 | 0 | 0
PeakG | 0 | 0 | 0 | 0 | 0 | 0
PeakO | 0 | 0 | 0 | 0 | 0 | 0
ST | 0 | 0 | 0 | 0 | 0 | 0
STOG | 0 | 0 | 0 | 0 | 0 | 0
STWD | 0 | 0 | 0 | 0 | 0 | 0
WT | 0 | 0 | 0 | 0 | 0 | 0
IGCC | 0 | 0 | 0 | 0 | 0 | 0
DemandResponse | 0 | 0 | 0 | 0 | 0 | 0
IGCC-CCS | 0 | 0 | 0 | 0 | 0 | 0
WT_off | 0 | 0 | 0 | 0 | 0 | 0
PseudoUnit | 0 | 0 | 0 | 0 | 0 | 0
FixedInterchange | 0 | 0 | 0 | 0 | 0 | 0
Levelized Capital Costs by Reporting Type: VACAR
ReportingType | 2015 | 2020 | 2025 | 2030 | 2035 | 2040
BM | 0 | 0 | 0 | 0 | 0 | 0
CC | 686.39 | 954.76 | 1075.76 | 1364.45 | 1924.29 | 1744.1
CSP | 0 | 0 | 0 | 0 | 0 | 0
CT | 60.82 | 60.82 | 60.82 | 12.4 | 57.99 | 57.99
Coal | 220.45 | 220.45 | 220.45 | 220.45 | 220.45 | 220.45
Geo | 0 | 0 | 0 | 0 | 0 | 0
H | 0 | 0 | 0 | 0 | 0 | 0
LFG | 0 | 28.46 | 28.46 | 28.46 | 28.46 | 0
Nuc | 0 | 1320.06 | 1320.06 | 1320.06 | 1320.06 | 1320.06
PS | 0 | 0 | 0 | 0 | 0 | 0
PV | 0 | 0 | 0 | 0 | 0 | 0
PeakG | 0 | 0 | 0 | 0 | 0 | 0
PeakO | 0 | 0 | 0 | 0 | 0 | 0
ST | 0 | 0 | 0 | 0 | 0 | 0
STOG | 0 | 0 | 0 | 0 | 0 | 0
STWD | 0 | 0 | 0 | 0 | 0 | 0
WT | 0 | 0 | 0 | 0 | 0 | 0
IGCC | 0 | 0 | 0 | 0 | 0 | 0
DemandResponse | 0 | 0 | 0 | 0 | 0 | 0
IGCC-CCS | 0 | 0 | 0 | 0 | 0 | 0
WT_off | 0 | 0 | 0 | 0 | 0 | 0
PseudoUnit | 0 | 0 | 0 | 0 | 0 | 0
FixedInterchange | 0 | 0 | 0 | 0 | 0 | 0
Levelized Capital Costs by Reporting Type: IESO
ReportingType | 2015 | 2020 | 2025 | 2030 | 2035 | 2040
BM | 144.8 | 144.8 | 144.8 | 144.8 | 144.8 | 144.8
CC | 175.41 | 175.41 | 175.41 | 175.41 | 175.41 | 307.63
CSP | 0 | 0 | 0 | 0 | 0 | 0
CT | 41.8 | 41.8 | 41.8 | 41.8 | 91.91 | 112.25
Coal | 0 | 0 | 0 | 0 | 0 | 0
Geo | 0 | 0 | 0 | 0 | 0 | 0
H | 0 | 0 | 0 | 0 | 0 | 0
LFG | 5.12 | 5.12 | 5.12 | 5.12 | 0.17 | 0.17
Nuc | 0 | 0 | 0 | 0 | 0 | 0
PS | 0 | 0 | 0 | 0 | 0 | 0
PV | 539.74 | 539.74 | 539.74 | 539.74 | 0 | 0
PeakG | 0 | 0 | 0 | 0 | 0 | 0
PeakO | 0 | 0 | 0 | 0 | 0 | 0
ST | 0 | 0 | 0 | 0 | 0 | 0
STOG | 0 | 0 | 0 | 0 | 0 | 0
STWD | 0 | 0 | 0 | 0 | 0 | 0
WT | 660.4 | 660.4 | 660.4 | 660.4 | 0 | 0
IGCC | 0 | 0 | 0 | 0 | 0 | 0
DemandResponse | 0 | 0 | 0 | 0 | 0 | 0
IGCC-CCS | 0 | 0 | 0 | 0 | 0 | 0
WT_off | 0 | 0 | 0 | 0 | 0 | 0
PseudoUnit | 0 | 0 | 0 | 0 | 0 | 0
FixedInterchange | 0 | 0 | 0 | 0 | 0 | 0
Levelized Capital Costs by Reporting Type: MAPP_CA
ReportingType | 2015 | 2020 | 2025 | 2030 | 2035 | 2040
BM | 0 | 0 | 0 | 0 | 0 | 0
CC | 100.18 | 155.31 | 173.78 | 216.95 | 261.82 | 161.64
CSP | 0 | 0 | 0 | 0 | 0 | 0
CT | 0 | 0 | 0 | 0 | 0 | 35.76
Coal | 0 | 0 | 0 | 0 | 0 | 0
Geo | 0 | 0 | 0 | 0 | 0 | 0
H | 0 | 0 | 0 | 0 | 0 | 0
LFG | 0 | 0 | 0 | 0 | 0 | 0
Nuc | 0 | 0 | 0 | 0 | 0 | 0
PS | 0 | 0 | 0 | 0 | 0 | 0
PV | 0 | 0 | 0 | 0 | 0 | 0
PeakG | 0 | 0 | 0 | 0 | 0 | 0
PeakO | 0 | 0 | 0 | 0 | 0 | 0
ST | 0 | 0 | 0 | 0 | 0 | 0
STOG | 0 | 0 | 0 | 0 | 0 | 0
STWD | 0 | 0 | 0 | 0 | 0 | 0
WT | 87.23 | 87.23 | 87.23 | 87.23 | 0 | 0
IGCC | 0 | 0 | 0 | 0 | 0 | 0
DemandResponse | 0 | 0 | 0 | 0 | 0 | 0
IGCC-CCS | 0 | 0 | 0 | 0 | 0 | 0
WT_off | 0 | 0 | 0 | 0 | 0 | 0
PseudoUnit | 0 | 0 | 0 | 0 | 0 | 0
FixedInterchange | 0 | 0 | 0 | 0 | 0 | 0
Levelized Capital Costs by Reporting Type: AZ_NM_SNV_Coal
ReportingType | 2015 | 2020 | 2025 | 2030 | 2035 | 2040
BM | 0 | 0 | 0 | 0 | 0 | 0
CC | 0 | 0 | 0 | 0 | 0 | 0
CSP | 0 | 0 | 0 | 0 | 0 | 0
CT | 0 | 0 | 0 | 0 | 0 | 0
Coal | 0 | 0 | 0 | 0 | 0 | 1798.92
Geo | 0 | 0 | 0 | 0 | 0 | 0
H | 0 | 0 | 0 | 0 | 0 | 0
LFG | 0 | 0 | 0 | 0 | 0 | 0
Nuc | 0 | 0 | 0 | 0 | 0 | 0
PS | 0 | 0 | 0 | 0 | 0 | 0
PV | 0 | 0 | 0 | 0 | 0 | 0
PeakG | 0 | 0 | 0 | 0 | 0 | 0
PeakO | 0 | 0 | 0 | 0 | 0 | 0
ST | 0 | 0 | 0 | 0 | 0 | 0
STOG | 0 | 0 | 0 | 0 | 0 | 0
STWD | 0 | 0 | 0 | 0 | 0 | 0
WT | 0 | 0 | 0 | 0 | 0 | 0
IGCC | 0 | 0 | 0 | 0 | 0 | 0
DemandResponse | 0 | 0 | 0 | 0 | 0 | 0
IGCC-CCS | 0 | 0 | 0 | 0 | 0 | 0
WT_off | 0 | 0 | 0 | 0 | 0 | 0
PseudoUnit | 0 | 0 | 0 | 0 | 0 | 0
FixedInterchange | 0 | 0 | 0 | 0 | 0 | 0
Levelized Capital Costs by Reporting Type: AZ_NM_SNV_Gas
ReportingType | 2015 | 2020 | 2025 | 2030 | 2035 | 2040
BM | 0 | 0 | 0 | 0 | 0 | 0
CC | 79.32 | 378.66 | 384.16 | 691.55 | 1083.49 | 1004.17
CSP | 0 | 0 | 0 | 0 | 0 | 0
CT | 63.7 | 63.7 | 63.7 | 63.7 | 0 | 0
Coal | 0 | 0 | 0 | 0 | 0 | 0
Geo | 0 | 0 | 0 | 0 | 0 | 0
H | 0 | 0 | 0 | 0 | 0 | 0
LFG | 0 | 0 | 0 | 0 | 0 | 0
Nuc | 0 | 0 | 0 | 0 | 0 | 0
PS | 0 | 0 | 0 | 0 | 0 | 0
PV | 0 | 0 | 0 | 0 | 0 | 0
PeakG | 0 | 0 | 0 | 0 | 0 | 0
PeakO | 0 | 0 | 0 | 0 | 0 | 0
ST | 0 | 0 | 0 | 0 | 0 | 0
STOG | 0 | 0 | 0 | 0 | 0 | 0
STWD | 0 | 0 | 0 | 0 | 0 | 0
WT | 0 | 0 | 0 | 0 | 0 | 0
IGCC | 0 | 0 | 0 | 0 | 0 | 0
DemandResponse | 0 | 0 | 0 | 0 | 0 | 0
IGCC-CCS | 0 | 0 | 0 | 0 | 0 | 0
WT_off | 0 | 0 | 0 | 0 | 0 | 0
PseudoUnit | 0 | 0 | 0 | 0 | 0 | 0
FixedInterchange | 0 | 0 | 0 | 0 | 0 | 0
Levelized Capital Costs by Reporting Type: AZ_NM_SNV_NucRenew
ReportingType | 2015 | 2020 | 2025 | 2030 | 2035 | 2040
BM | 0 | 0 | 0 | 0 | 0 | 0
CC | 0 | 0 | 0 | 0 | 0 | 0
CSP | 0 | 0 | 0 | 0 | 0 | 0
CT | 0 | 0 | 0 | 0 | 0 | 0
Coal | 0 | 0 | 0 | 0 | 0 | 0
Geo | 0 | 0 | 623.07 | 623.07 | 623.07 | 623.07
H | 0 | 0 | 0 | 0 | 0 | 0
LFG | 0 | 16.74 | 16.74 | 16.74 | 16.74 | 0
Nuc | 0 | 0 | 0 | 0 | 0 | 0
PS | 0 | 0 | 0 | 0 | 0 | 0
PV | 44.44 | 44.44 | 44.44 | 44.44 | 0 | 0
PeakG | 0 | 0 | 0 | 0 | 0 | 0
PeakO | 0 | 0 | 0 | 0 | 0 | 0
ST | 129.36 | 320.41 | 425.63 | 370.72 | 324.64 | 133.59
STOG | 0 | 0 | 0 | 0 | 0 | 0
STWD | 0 | 0 | 0 | 0 | 0 | 0
WT | 17.95 | 17.95 | 136.27 | 229.1 | 211.15 | 211.15
IGCC | 0 | 0 | 0 | 0 | 0 | 0
DemandResponse | 0 | 0 | 0 | 0 | 0 | 0
IGCC-CCS | 0 | 0 | 0 | 0 | 0 | 0
WT_off | 0 | 0 | 0 | 0 | 0 | 0
PseudoUnit | 0 | 0 | 0 | 0 | 0 | 0
FixedInterchange | 0 | 0 | 0 | 0 | 0 | 0
Levelized Capital Costs by Reporting Type: ERCOT
ReportingType | 2015 | 2020 | 2025 | 2030 | 2035 | 2040
BM | 54.69 | 54.69 | 54.69 | 54.69 | 54.69 | 54.69
CC | 358.18 | 683.52 | 683.52 | 937.95 | 1221.74 | 1154.73
CSP | 0 | 0 | 0 | 0 | 0 | 0
CT | 20.97 | 20.97 | 20.97 | 20.97 | 0 | 0
Coal | 540.38 | 540.38 | 540.38 | 540.38 | 540.38 | 540.38
Geo | 0 | 0 | 0 | 0 | 0 | 0
H | 0 | 0 | 0 | 0 | 0 | 0
LFG | 0 | 0 | 93.08 | 93.08 | 93.08 | 93.08
Nuc | 0 | 0 | 0 | 0 | 0 | 0
PS | 0 | 0 | 0 | 0 | 0 | 0
PV | 6.23 | 6.23 | 6.23 | 6.23 | 0 | 0
PeakG | 0 | 0 | 0 | 0 | 0 | 0
PeakO | 0 | 0 | 0 | 0 | 0 | 0
ST | 0 | 0 | 0 | 0 | 0 | 0
STOG | 0 | 0 | 0 | 0 | 0 | 0
STWD | 0 | 0 | 0 | 0 | 0 | 0
WT | 94.16 | 94.16 | 94.16 | 94.16 | 0 | 0
IGCC | 0 | 0 | 0 | 0 | 0 | 0
DemandResponse | 0 | 0 | 0 | 0 | 0 | 0
IGCC-CCS | 0 | 0 | 0 | 0 | 0 | 0
WT_off | 0 | 0 | 0 | 0 | 0 | 0
PseudoUnit | 0 | 0 | 0 | 0 | 0 | 0
FixedInterchange | 0 | 0 | 0 | 0 | 0 | 0
Levelized Capital Costs by Reporting Type: NP15
ReportingType | 2015 | 2020 | 2025 | 2030 | 2035 | 2040
BM | 0 | 0 | 0 | 0 | 0 | 0
CC | 130.44 | 130.44 | 130.44 | 130.44 | 130.44 | 0
CSP | 0 | 0 | 0 | 0 | 0 | 0
CT | 23.49 | 168.12 | 197.18 | 503.31 | 826.76 | 1036.39
Coal | 0 | 0 | 0 | 0 | 0 | 0
Geo | 0 | 99.83 | 283.95 | 283.95 | 283.95 | 184.11
H | 0 | 0 | 0 | 0 | 0 | 0
LFG | 0 | 172.57 | 172.57 | 172.57 | 172.57 | 0
Nuc | 0 | 0 | 0 | 0 | 0 | 0
PS | 0 | 0 | 0 | 0 | 0 | 0
PV | 3.56 | 3.56 | 3.56 | 3.56 | 0 | 0
PeakG | 0 | 0 | 0 | 0 | 0 | 0
PeakO | 0 | 0 | 0 | 0 | 0 | 0
ST | 16.05 | 16.05 | 16.05 | 16.05 | 0 | 0
STOG | 0 | 0 | 0 | 0 | 0 | 0
STWD | 0 | 0 | 0 | 0 | 0 | 0
WT | 31.59 | 31.59 | 2671.13 | 3333.93 | 3306.76 | 3306.78
IGCC | 0 | 0 | 0 | 0 | 0 | 0
DemandResponse | 0 | 0 | 0 | 0 | 0 | 0
IGCC-CCS | 0 | 0 | 0 | 0 | 0 | 0
WT_off | 0 | 0 | 0 | 0 | 0 | 0
PseudoUnit | 0 | 0 | 0 | 0 | 0 | 0
FixedInterchange | 0 | 0 | 0 | 0 | 0 | 0
Levelized Capital Costs by Reporting Type: NWPP_Coal
ReportingType | 2015 | 2020 | 2025 | 2030 | 2035 | 2040
BM | 0 | 0 | 0 | 0 | 0 | 0
CC | 0 | 0 | 0 | 0 | 0 | 0
CSP | 0 | 0 | 0 | 0 | 0 | 0
CT | 0 | 0 | 0 | 0 | 0 | 0
Coal | 0 | 0 | 0 | 0 | 0 | 0
Geo | 0 | 0 | 0 | 0 | 0 | 0
H | 0 | 0 | 0 | 0 | 0 | 0
LFG | 0 | 0 | 0 | 0 | 0 | 0
Nuc | 0 | 0 | 0 | 0 | 0 | 0
PS | 0 | 0 | 0 | 0 | 0 | 0
PV | 0 | 0 | 0 | 0 | 0 | 0
PeakG | 0 | 0 | 0 | 0 | 0 | 0
PeakO | 0 | 0 | 0 | 0 | 0 | 0
ST | 0 | 0 | 0 | 0 | 0 | 0
STOG | 0 | 0 | 0 | 0 | 0 | 0
STWD | 0 | 0 | 0 | 0 | 0 | 0
WT | 0 | 0 | 0 | 0 | 0 | 0
IGCC | 0 | 0 | 0 | 0 | 0 | 0
DemandResponse | 0 | 0 | 0 | 0 | 0 | 0
IGCC-CCS | 0 | 0 | 0 | 0 | 0 | 0
WT_off | 0 | 0 | 0 | 0 | 0 | 0
PseudoUnit | 0 | 0 | 0 | 0 | 0 | 0
FixedInterchange | 0 | 0 | 0 | 0 | 0 | 0
Levelized Capital Costs by Reporting Type: NWPP_Gas
ReportingType | 2015 | 2020 | 2025 | 2030 | 2035 | 2040
BM | 0 | 0 | 0 | 0 | 0 | 0
CC | 33.4 | 33.4 | 33.4 | 430.62 | 779.69 | 808.31
CSP | 0 | 0 | 0 | 0 | 0 | 0
CT | 13.02 | 13.02 | 13.02 | 13.02 | 0 | 0
Coal | 0 | 0 | 0 | 0 | 0.07 | 262.93
Geo | 0 | 0 | 0 | 0 | 0 | 0
H | 0 | 0 | 0 | 0 | 0 | 0
LFG | 0 | 0 | 0 | 0 | 0 | 0
Nuc | 0 | 0 | 0 | 0 | 0 | 0
PS | 0 | 0 | 0 | 0 | 0 | 0
PV | 0 | 0 | 0 | 0 | 0 | 0
PeakG | 0 | 0 | 0 | 0 | 0 | 0
PeakO | 0 | 0 | 0 | 0 | 0 | 0
ST | 0 | 0 | 0 | 0 | 0 | 0
STOG | 0 | 0 | 0 | 0 | 0 | 0
STWD | 0 | 0 | 0 | 0 | 0 | 0
WT | 0 | 0 | 0 | 0 | 0 | 0
IGCC | 0 | 0 | 0 | 0 | 0 | 0
DemandResponse | 0 | 0 | 0 | 0 | 0 | 0
IGCC-CCS | 0 | 0 | 0 | 0 | 0 | 0
WT_off | 0 | 0 | 0 | 0 | 0 | 0
PseudoUnit | 0 | 0 | 0 | 0 | 0 | 0
FixedInterchange | 0 | 0 | 0 | 0 | 0 | 0
Levelized Capital Costs by Reporting Type: NWPP_NucRenew
ReportingType | 2015 | 2020 | 2025 | 2030 | 2035 | 2040
BM | 13.89 | 13.89 | 13.89 | 13.89 | 13.89 | 13.89
CC | 0 | 0 | 0 | 0 | 0 | 0
CSP | 0 | 0 | 0 | 0 | 0 | 0
CT | 0 | 0 | 0 | 0 | 0 | 0
Coal | 0 | 0 | 0 | 0 | 0 | 0
Geo | 39.91 | 39.91 | 226.59 | 226.59 | 186.68 | 186.68
H | 0 | 0 | 0 | 0 | 0 | 0
LFG | 7.13 | 74.32 | 74.32 | 74.32 | 67.19 | 0
Nuc | 0 | 0 | 0 | 0 | 0 | 0
PS | 0 | 0 | 0 | 0 | 0 | 0
PV | 0 | 0 | 0 | 0 | 0 | 0
PeakG | 0 | 0 | 0 | 0 | 0 | 0
PeakO | 0 | 0 | 0 | 0 | 0 | 0
ST | 0 | 0 | 0 | 0 | 0 | 0
STOG | 0 | 0 | 0 | 0 | 0 | 0
STWD | 0 | 0 | 0 | 0 | 0 | 0
WT | 286.32 | 286.32 | 286.32 | 286.32 | 0 | 0
IGCC | 0 | 0 | 0 | 0 | 0 | 0
DemandResponse | 0 | 0 | 0 | 0 | 0 | 0
IGCC-CCS | 0 | 0 | 0 | 0 | 0 | 0
WT_off | 0 | 0 | 0 | 0 | 0 | 0
PseudoUnit | 0 | 0 | 0 | 0 | 0 | 0
FixedInterchange | 0 | 0 | 0 | 0 | 0 | 0
Levelized Capital Costs by Reporting Type: RMPA
ReportingType | 2015 | 2020 | 2025 | 2030 | 2035 | 2040
BM | 0 | 0 | 0 | 0 | 0 | 0
CC | 0 | 0 | 0 | 0 | 0 | 0
CSP | 0 | 0 | 0 | 0 | 0 | 0
CT | 15.2 | 15.2 | 15.2 | 15.2 | 0 | 0
Coal | 108.63 | 108.63 | 108.63 | 148.72 | 493.95 | 884.12
Geo | 0 | 187.9 | 1077.4 | 1114.9 | 1114.9 | 927.01
H | 0 | 0 | 0 | 0 | 0 | 0
LFG | 0.49 | 8.36 | 8.36 | 8.36 | 7.87 | 0
Nuc | 0 | 0 | 0 | 0 | 0 | 0
PS | 0 | 0 | 0 | 0 | 0 | 0
PV | 0.61 | 0.61 | 0.61 | 0.61 | 0 | 0
PeakG | 0 | 0 | 0 | 0 | 0 | 0
PeakO | 0 | 0 | 0 | 0 | 0 | 0
ST | 1.36 | 158.78 | 168.67 | 179.23 | 177.87 | 20.45
STOG | 0 | 0 | 0 | 0 | 0 | 0
STWD | 0 | 0 | 0 | 0 | 0 | 0
WT | 221.25 | 221.26 | 221.26 | 221.26 | 0 | 0
IGCC | 0 | 0 | 0 | 0 | 0 | 0
DemandResponse | 0 | 0 | 0 | 0 | 0 | 0
IGCC-CCS | 0 | 0 | 0 | 0 | 0 | 0
WT_off | 0 | 0 | 0 | 0 | 0 | 0
PseudoUnit | 0 | 0 | 0 | 0 | 0 | 0
FixedInterchange | 0 | 0 | 0 | 0 | 0 | 0
Levelized Capital Costs by Reporting Type: SP15
ReportingType | 2015 | 2020 | 2025 | 2030 | 2035 | 2040
BM | 2.9 | 2.9 | 2.9 | 2.9 | 2.9 | 2.9
CC | 60.76 | 60.76 | 60.76 | 60.76 | 60.76 | 0
CSP | 0 | 0 | 0 | 0 | 0 | 0
CT | 0 | 0 | 0 | 0 | 0 | 0
Coal | 0 | 0 | 0 | 0 | 0 | 0
Geo | 23 | 647.36 | 647.36 | 624.36 | 624.36 | 0
H | 0 | 0 | 0 | 0 | 0 | 0
LFG | 2.85 | 171.81 | 171.81 | 171.5 | 168.96 | 0
Nuc | 0 | 0 | 0 | 0 | 0 | 0
PS | 0 | 0 | 0 | 0 | 0 | 0
PV | 2.06 | 2.06 | 2.06 | 2.06 | 0 | 0
PeakG | 0 | 0 | 0 | 0 | 0 | 0
PeakO | 0 | 0 | 0 | 0 | 0 | 0
ST | 243.83 | 243.83 | 243.83 | 243.83 | 0 | 0
STOG | 0 | 0 | 0 | 0 | 0 | 0
STWD | 0 | 0 | 0 | 0 | 0 | 0
WT | 233.4 | 233.4 | 233.4 | 233.4 | 0 | 0
IGCC | 0 | 0 | 0 | 0 | 0 | 0
DemandResponse | 0 | 0 | 0 | 0 | 0 | 0
IGCC-CCS | 0 | 0 | 0 | 0 | 0 | 0
WT_off | 0 | 0 | 0 | 0 | 0 | 0
PseudoUnit | 0 | 0 | 0 | 0 | 0 | 0
FixedInterchange | 0 | 0 | 0 | 0 | 0 | 0
Levelized Capital Costs by Reporting Type: ALB
ReportingType | 2015 | 2020 | 2025 | 2030 | 2035 | 2040
BM | 0 | 0 | 0 | 0 | 0 | 0
CC | 45.53 | 122.89 | 192.24 | 293.66 | 426.72 | 502.91
CSP | 0 | 0 | 0 | 0 | 0 | 0
CT | 16.7 | 16.7 | 16.7 | 16.7 | 0 | 0
Coal | 147.62 | 147.62 | 147.62 | 147.62 | 147.62 | 147.62
Geo | 0 | 0 | 0 | 0 | 0 | 0
H | 0 | 0 | 0 | 0 | 0 | 0
LFG | 0 | 0 | 0 | 0 | 0 | 0
Nuc | 0 | 0 | 0 | 0 | 0 | 0
PS | 0 | 0 | 0 | 0 | 0 | 0
PV | 0 | 0 | 0 | 0 | 0 | 0
PeakG | 0 | 0 | 0 | 0 | 0 | 0
PeakO | 0 | 0 | 0 | 0 | 0 | 0
ST | 0 | 0 | 0 | 0 | 0 | 0
STOG | 0 | 0 | 0 | 0 | 0 | 0
STWD | 0 | 0 | 0 | 0 | 0 | 0
WT | 2.54 | 2.54 | 2.54 | 2.54 | 0 | 0
IGCC | 0 | 0 | 0 | 0 | 0 | 0
DemandResponse | 0 | 0 | 0 | 0 | 0 | 0
IGCC-CCS | 0 | 0 | 0 | 0 | 0 | 0
WT_off | 0 | 0 | 0 | 0 | 0 | 0
PseudoUnit | 0 | 0 | 0 | 0 | 0 | 0
FixedInterchange | 0 | 0 | 0 | 0 | 0 | 0
Levelized Capital Costs by Reporting Type: BC
ReportingType | 2015 | 2020 | 2025 | 2030 | 2035 | 2040
BM | 0 | 0 | 0 | 0 | 0 | 0
CC | 131.98 | 181.41 | 254.45 | 313.74 | 400.68 | 359.9
CSP | 0 | 0 | 0 | 0 | 0 | 0
CT | 0 | 0 | 0 | 0 | 0 | 0
Coal | 0 | 0 | 0 | 0 | 0 | 0
Geo | 0 | 0 | 0 | 0 | 0 | 0
H | 0 | 0 | 0 | 0 | 0 | 0
LFG | 0 | 0 | 0 | 0 | 0 | 0
Nuc | 0 | 0 | 0 | 0 | 0 | 0
PS | 0 | 0 | 0 | 0 | 0 | 0
PV | 0 | 0 | 0 | 0 | 0 | 0
PeakG | 0 | 0 | 0 | 0 | 0 | 0
PeakO | 0 | 0 | 0 | 0 | 0 | 0
ST | 0 | 0 | 0 | 0 | 0 | 0
STOG | 0 | 0 | 0 | 0 | 0 | 0
STWD | 0 | 0 | 0 | 0 | 0 | 0
WT | 40.68 | 40.68 | 40.68 | 40.68 | 0 | 0
IGCC | 0 | 0 | 0 | 0 | 0 | 0
DemandResponse | 0 | 0 | 0 | 0 | 0 | 0
IGCC-CCS | 0 | 0 | 0 | 0 | 0 | 0
WT_off | 0 | 0 | 0 | 0 | 0 | 0
PseudoUnit | 0 | 0 | 0 | 0 | 0 | 0
FixedInterchange | 0 | 0 | 0 | 0 | 0 | 0
Levelized Capital Costs by Reporting Type: HQ_IESO
ReportingType | 2015 | 2020 | 2025 | 2030 | 2035 | 2040
BM | 0 | 0 | 0 | 0 | 0 | 0
CC | 0 | 0 | 0 | 0 | 0 | 0
CSP | 0 | 0 | 0 | 0 | 0 | 0
CT | 0 | 0 | 0 | 0 | 0 | 0
Coal | 0 | 0 | 0 | 0 | 0 | 0
Geo | 0 | 0 | 0 | 0 | 0 | 0
H | 0 | 0 | 0 | 0 | 0 | 0
LFG | 0 | 0 | 0 | 0 | 0 | 0
Nuc | 0 | 0 | 0 | 0 | 0 | 0
PS | 0 | 0 | 0 | 0 | 0 | 0
PV | 0 | 0 | 0 | 0 | 0 | 0
PeakG | 0 | 0 | 0 | 0 | 0 | 0
PeakO | 0 | 0 | 0 | 0 | 0 | 0
ST | 0 | 0 | 0 | 0 | 0 | 0
STOG | 0 | 0 | 0 | 0 | 0 | 0
STWD | 0 | 0 | 0 | 0 | 0 | 0
WT | 0 | 0 | 0 | 0 | 0 | 0
IGCC | 0 | 0 | 0 | 0 | 0 | 0
DemandResponse | 0 | 0 | 0 | 0 | 0 | 0
IGCC-CCS | 0 | 0 | 0 | 0 | 0 | 0
WT_off | 0 | 0 | 0 | 0 | 0 | 0
PseudoUnit | 0 | 0 | 0 | 0 | 0 | 0
FixedInterchange | 0 | 0 | 0 | 0 | 0 | 0
Levelized Capital Costs by Reporting Type: HQ_NEISO
ReportingType | 2015 | 2020 | 2025 | 2030 | 2035 | 2040
BM | 0 | 0 | 0 | 0 | 0 | 0
CC | 0 | 0 | 0 | 0 | 0 | 0
CSP | 0 | 0 | 0 | 0 | 0 | 0
CT | 0 | 0 | 0 | 0 | 0 | 0
Coal | 0 | 0 | 0 | 0 | 0 | 0
Geo | 0 | 0 | 0 | 0 | 0 | 0
H | 0 | 0 | 0 | 0 | 0 | 0
LFG | 0 | 0 | 0 | 0 | 0 | 0
Nuc | 0 | 0 | 0 | 0 | 0 | 0
PS | 0 | 0 | 0 | 0 | 0 | 0
PV | 0 | 0 | 0 | 0 | 0 | 0
PeakG | 0 | 0 | 0 | 0 | 0 | 0
PeakO | 0 | 0 | 0 | 0 | 0 | 0
ST | 0 | 0 | 0 | 0 | 0 | 0
STOG | 0 | 0 | 0 | 0 | 0 | 0
STWD | 0 | 0 | 0 | 0 | 0 | 0
WT | 0 | 0 | 0 | 0 | 0 | 0
IGCC | 0 | 0 | 0 | 0 | 0 | 0
DemandResponse | 0 | 0 | 0 | 0 | 0 | 0
IGCC-CCS | 0 | 0 | 0 | 0 | 0 | 0
WT_off | 0 | 0 | 0 | 0 | 0 | 0
PseudoUnit | 0 | 0 | 0 | 0 | 0 | 0
FixedInterchange | 0 | 0 | 0 | 0 | 0 | 0
Levelized Capital Costs by Reporting Type: HQ_NY
ReportingType | 2015 | 2020 | 2025 | 2030 | 2035 | 2040
BM | 0 | 0 | 0 | 0 | 0 | 0
CC | 0 | 0 | 0 | 0 | 0 | 0
CSP | 0 | 0 | 0 | 0 | 0 | 0
CT | 0 | 0 | 0 | 0 | 0 | 0
Coal | 0 | 0 | 0 | 0 | 0 | 0
Geo | 0 | 0 | 0 | 0 | 0 | 0
H | 0 | 0 | 0 | 0 | 0 | 0
LFG | 0 | 0 | 0 | 0 | 0 | 0
Nuc | 0 | 0 | 0 | 0 | 0 | 0
PS | 0 | 0 | 0 | 0 | 0 | 0
PV | 0 | 0 | 0 | 0 | 0 | 0
PeakG | 0 | 0 | 0 | 0 | 0 | 0
PeakO | 0 | 0 | 0 | 0 | 0 | 0
ST | 0 | 0 | 0 | 0 | 0 | 0
STOG | 0 | 0 | 0 | 0 | 0 | 0
STWD | 0 | 0 | 0 | 0 | 0 | 0
WT | 0 | 0 | 0 | 0 | 0 | 0
IGCC | 0 | 0 | 0 | 0 | 0 | 0
DemandResponse | 0 | 0 | 0 | 0 | 0 | 0
IGCC-CCS | 0 | 0 | 0 | 0 | 0 | 0
WT_off | 0 | 0 | 0 | 0 | 0 | 0
PseudoUnit | 0 | 0 | 0 | 0 | 0 | 0
FixedInterchange | 0 | 0 | 0 | 0 | 0 | 0
Levelized Capital Costs by Reporting Type: MARITIMES
ReportingType | 2015 | 2020 | 2025 | 2030 | 2035 | 2040
BM | 0 | 0 | 0 | 0 | 0 | 0
CC | 0 | 0 | 0 | 0 | 0 | 0
CSP | 0 | 0 | 0 | 0 | 0 | 0
CT | 0 | 0 | 0 | 0 | 0 | 0
Coal | 0 | 0 | 0 | 0 | 0 | 0
Geo | 0 | 0 | 0 | 0 | 0 | 0
H | 0 | 0 | 0 | 0 | 0 | 0
LFG | 0 | 0 | 0 | 0 | 0 | 0
Nuc | 0 | 0 | 0 | 0 | 0 | 0
PS | 0 | 0 | 0 | 0 | 0 | 0
PV | 0 | 0 | 0 | 0 | 0 | 0
PeakG | 0 | 0 | 0 | 0 | 0 | 0
PeakO | 0 | 0 | 0 | 0 | 0 | 0
ST | 0 | 0 | 0 | 0 | 0 | 0
STOG | 0 | 0 | 0 | 0 | 0 | 0
STWD | 0 | 0 | 0 | 0 | 0 | 0
WT | 0 | 0 | 0 | 0 | 0 | 0
IGCC | 0 | 0 | 0 | 0 | 0 | 0
DemandResponse | 0 | 0 | 0 | 0 | 0 | 0
IGCC-CCS | 0 | 0 | 0 | 0 | 0 | 0
WT_off | 0 | 0 | 0 | 0 | 0 | 0
PseudoUnit | 0 | 0 | 0 | 0 | 0 | 0
FixedInterchange | 0 | 0 | 0 | 0 | 0 | 0
Levelized Capital Costs by Reporting Type: All
ReportingType | 2015 | 2020 | 2025 | 2030 | 2035 | 2040
BM | 540.9 | 540.9 | 540.9 | 540.9 | 540.9 | 455.83
CC | 4647 | 7629.53 | 8469.8 | 12174.29 | 17218.59 | 17096.33
CSP | 0 | 0 | 0 | 0 | 0 | 0
CT | 547.04 | 954.34 | 995.85 | 1490.18 | 1843.73 | 1978
Coal | 3114.71 | 3114.71 | 3114.71 | 3154.79 | 7134.74 | 13808.12
Geo | 62.91 | 975 | 2858.37 | 2872.87 | 2832.96 | 1920.88
H | 0 | 0 | 0 | 0 | 0 | 0
LFG | 57.11 | 627.09 | 1233.57 | 1433.93 | 1390.38 | 820.4
Nuc | 684.91 | 3259.17 | 3259.17 | 3259.17 | 3259.17 | 3259.17
PS | 0 | 0 | 0 | 0 | 0 | 0
PV | 632.35 | 632.35 | 632.35 | 632.35 | 0 | 0
PeakG | 0 | 0 | 0 | 0 | 0 | 0
PeakO | 0 | 0 | 0 | 0 | 0 | 0
ST | 390.6 | 739.07 | 854.18 | 809.83 | 502.51 | 154.04
STOG | 0 | 0 | 0 | 0 | 0 | 0
STWD | 0 | 0 | 0 | 0 | 0 | 0
WT | 7365.25 | 7548.88 | 10306.74 | 9921.47 | 3701.55 | 3517.94
IGCC | 215.26 | 215.26 | 215.26 | 215.26 | 215.26 | 215.26
DemandResponse | 0 | 0 | 0 | 0 | 0 | 0
IGCC-CCS | 0 | 0 | 0 | 0 | 0 | 0
WT_off | 322.52 | 322.52 | 946.67 | 946.67 | 624.16 | 624.16
PseudoUnit | 0 | 0 | 0 | 0 | 0 | 0
FixedInterchange | 0 | 0 | 0 | 0 | 0 | 0
Levelized Capital Costs by Reporting Type: EI_US
ReportingType | 2015 | 2020 | 2025 | 2030 | 2035 | 2040
BM | 324.62 | 324.62 | 324.62 | 324.62 | 324.62 | 239.55
CC | 3531.79 | 5707.72 | 6381.63 | 8923.2 | 12677.82 | 12797.05
CSP | 0 | 0 | 0 | 0 | 0 | 0
CT | 352.16 | 614.82 | 627.27 | 815.48 | 925.06 | 793.6
Coal | 2318.08 | 2318.08 | 2318.08 | 2318.08 | 5952.73 | 10174.15
Geo | 0 | 0 | 0 | 0 | 0 | 0
H | 0 | 0 | 0 | 0 | 0 | 0
LFG | 41.52 | 178.15 | 691.56 | 892.23 | 863.79 | 727.15
Nuc | 684.91 | 3259.17 | 3259.17 | 3259.17 | 3259.17 | 3259.17
PS | 0 | 0 | 0 | 0 | 0 | 0
PV | 35.7 | 35.7 | 35.7 | 35.7 | 0 | 0
PeakG | 0 | 0 | 0 | 0 | 0 | 0
PeakO | 0 | 0 | 0 | 0 | 0 | 0
ST | 0 | 0 | 0 | 0 | 0 | 0
STOG | 0 | 0 | 0 | 0 | 0 | 0
STWD | 0 | 0 | 0 | 0 | 0 | 0
WT | 5689.73 | 5873.36 | 5873.36 | 4732.46 | 183.64 | 0
IGCC | 215.26 | 215.26 | 215.26 | 215.26 | 215.26 | 215.26
DemandResponse | 0 | 0 | 0 | 0 | 0 | 0
IGCC-CCS | 0 | 0 | 0 | 0 | 0 | 0
WT_off | 322.52 | 322.52 | 946.67 | 946.67 | 624.16 | 624.16
PseudoUnit | 0 | 0 | 0 | 0 | 0 | 0
FixedInterchange | 0 | 0 | 0 | 0 | 0 | 0
Levelized Capital Costs by Reporting Type: EI_Canada
ReportingType | 2015 | 2020 | 2025 | 2030 | 2035 | 2040
BM | 144.8 | 144.8 | 144.8 | 144.8 | 144.8 | 144.8
CC | 275.59 | 330.72 | 349.19 | 392.36 | 437.23 | 469.27
CSP | 0 | 0 | 0 | 0 | 0 | 0
CT | 41.8 | 41.8 | 41.8 | 41.8 | 91.91 | 148.01
Coal | 0 | 0 | 0 | 0 | 0 | 0
Geo | 0 | 0 | 0 | 0 | 0 | 0
H | 0 | 0 | 0 | 0 | 0 | 0
LFG | 5.12 | 5.12 | 5.12 | 5.12 | 0.17 | 0.17
Nuc | 0 | 0 | 0 | 0 | 0 | 0
PS | 0 | 0 | 0 | 0 | 0 | 0
PV | 539.74 | 539.74 | 539.74 | 539.74 | 0 | 0
PeakG | 0 | 0 | 0 | 0 | 0 | 0
PeakO | 0 | 0 | 0 | 0 | 0 | 0
ST | 0 | 0 | 0 | 0 | 0 | 0
STOG | 0 | 0 | 0 | 0 | 0 | 0
STWD | 0 | 0 | 0 | 0 | 0 | 0
WT | 747.62 | 747.62 | 747.62 | 747.62 | 0 | 0
IGCC | 0 | 0 | 0 | 0 | 0 | 0
DemandResponse | 0 | 0 | 0 | 0 | 0 | 0
IGCC-CCS | 0 | 0 | 0 | 0 | 0 | 0
WT_off | 0 | 0 | 0 | 0 | 0 | 0
PseudoUnit | 0 | 0 | 0 | 0 | 0 | 0
FixedInterchange | 0 | 0 | 0 | 0 | 0 | 0
Levelized Capital Costs by Reporting Type: EI
ReportingType | 2015 | 2020 | 2025 | 2030 | 2035 | 2040
BM | 469.42 | 469.42 | 469.42 | 469.42 | 469.42 | 384.35
CC | 3807.39 | 6038.45 | 6730.82 | 9315.56 | 13115.05 | 13266.31
CSP | 0 | 0 | 0 | 0 | 0 | 0
CT | 393.95 | 656.62 | 669.07 | 857.27 | 1016.97 | 941.61
Coal | 2318.08 | 2318.08 | 2318.08 | 2318.08 | 5952.73 | 10174.15
Geo | 0 | 0 | 0 | 0 | 0 | 0
H | 0 | 0 | 0 | 0 | 0 | 0
LFG | 46.63 | 183.27 | 696.68 | 897.35 | 863.96 | 727.32
Nuc | 684.91 | 3259.17 | 3259.17 | 3259.17 | 3259.17 | 3259.17
PS | 0 | 0 | 0 | 0 | 0 | 0
PV | 575.45 | 575.45 | 575.45 | 575.45 | 0 | 0
PeakG | 0 | 0 | 0 | 0 | 0 | 0
PeakO | 0 | 0 | 0 | 0 | 0 | 0
ST | 0 | 0 | 0 | 0 | 0 | 0
STOG | 0 | 0 | 0 | 0 | 0 | 0
STWD | 0 | 0 | 0 | 0 | 0 | 0
WT | 6437.35 | 6620.98 | 6620.98 | 5480.08 | 183.64 | 0
IGCC | 215.26 | 215.26 | 215.26 | 215.26 | 215.26 | 215.26
DemandResponse | 0 | 0 | 0 | 0 | 0 | 0
IGCC-CCS | 0 | 0 | 0 | 0 | 0 | 0
WT_off | 322.52 | 322.52 | 946.67 | 946.67 | 624.16 | 624.16
PseudoUnit | 0 | 0 | 0 | 0 | 0 | 0
FixedInterchange | 0 | 0 | 0 | 0 | 0 | 0
Levelized Capital Costs by Reporting Type: Outside_EI
ReportingType | 2015 | 2020 | 2025 | 2030 | 2035 | 2040
BM | 71.48 | 71.48 | 71.48 | 71.48 | 71.48 | 71.48
CC | 839.61 | 1591.09 | 1738.97 | 2858.73 | 4103.54 | 3830.01
CSP | 0 | 0 | 0 | 0 | 0 | 0
CT | 153.09 | 297.72 | 326.78 | 632.91 | 826.76 | 1036.39
Coal | 796.63 | 796.63 | 796.63 | 836.72 | 1182.01 | 3633.97
Geo | 62.91 | 975 | 2858.37 | 2872.87 | 2832.96 | 1920.88
H | 0 | 0 | 0 | 0 | 0 | 0
LFG | 10.47 | 443.81 | 536.89 | 536.58 | 526.42 | 93.08
Nuc | 0 | 0 | 0 | 0 | 0 | 0
PS | 0 | 0 | 0 | 0 | 0 | 0
PV | 56.9 | 56.9 | 56.9 | 56.9 | 0 | 0
PeakG | 0 | 0 | 0 | 0 | 0 | 0
PeakO | 0 | 0 | 0 | 0 | 0 | 0
ST | 390.6 | 739.07 | 854.18 | 809.83 | 502.51 | 154.04
STOG | 0 | 0 | 0 | 0 | 0 | 0
STWD | 0 | 0 | 0 | 0 | 0 | 0
WT | 927.9 | 927.9 | 3685.76 | 4441.39 | 3517.91 | 3517.94
IGCC | 0 | 0 | 0 | 0 | 0 | 0
DemandResponse | 0 | 0 | 0 | 0 | 0 | 0
IGCC-CCS | 0 | 0 | 0 | 0 | 0 | 0
WT_off | 0 | 0 | 0 | 0 | 0 | 0
PseudoUnit | 0 | 0 | 0 | 0 | 0 | 0
FixedInterchange | 0 | 0 | 0 | 0 | 0 | 0
#13 | 0.05: Levelized Retrofit Capital Costs ($million)
Levelized Retrofit Capital Costs by Reporting Type: Entergy
ReportingType | 2015 | 2020 | 2025 | 2030 | 2035 | 2040
BM | 0 | 0 | 0 | 0 | 0 | 0
CC | 0 | 0 | 0 | 0 | 0 | 0
CSP | 0 | 0 | 0 | 0 | 0 | 0
CT | 0 | 0 | 0 | 0 | 0 | 0
Coal | 0 | 353.26 | 353.26 | 0 | 0 | 0
Geo | 0 | 0 | 0 | 0 | 0 | 0
H | 0 | 0 | 0 | 0 | 0 | 0
LFG | 0 | 0 | 0 | 0 | 0 | 0
Nuc | 0 | 0 | 0 | 0 | 0 | 0
PS | 0 | 0 | 0 | 0 | 0 | 0
PV | 0 | 0 | 0 | 0 | 0 | 0
PeakG | 0 | 0 | 0 | 0 | 0 | 0
PeakO | 0 | 0 | 0 | 0 | 0 | 0
ST | 0 | 0 | 0 | 0 | 0 | 0
STOG | 0 | 0 | 0 | 0 | 0 | 0
STWD | 0 | 0 | 0 | 0 | 0 | 0
WT | 0 | 0 | 0 | 0 | 0 | 0
IGCC | 0 | 0 | 0 | 0 | 0 | 0
DemandResponse | 0 | 0 | 0 | 0 | 0 | 0
IGCC-CCS | 0 | 0 | 0 | 0 | 0 | 0
WT_off | 0 | 0 | 0 | 0 | 0 | 0
PseudoUnit | 0 | 0 | 0 | 0 | 0 | 0
FixedInterchange | 0 | 0 | 0 | 0 | 0 | 0
Levelized Retrofit Capital Costs by Reporting Type: FRCC
ReportingType | 2015 | 2020 | 2025 | 2030 | 2035 | 2040
BM | 0 | 0 | 0 | 0 | 0 | 0
CC | 0 | 0 | 0 | 0 | 0 | 0
CSP | 0 | 0 | 0 | 0 | 0 | 0
CT | 0 | 0 | 0 | 0 | 0 | 0
Coal | 73.1 | 90.37 | 90.37 | 0 | 0 | 0
Geo | 0 | 0 | 0 | 0 | 0 | 0
H | 0 | 0 | 0 | 0 | 0 | 0
LFG | 0 | 0 | 0 | 0 | 0 | 0
Nuc | 0 | 0 | 0 | 0 | 0 | 0
PS | 0 | 0 | 0 | 0 | 0 | 0
PV | 0 | 0 | 0 | 0 | 0 | 0
PeakG | 0 | 0 | 0 | 0 | 0 | 0
PeakO | 0 | 0 | 0 | 0 | 0 | 0
ST | 0 | 0 | 0 | 0 | 0 | 0
STOG | 0 | 0 | 0 | 0 | 0 | 0
STWD | 0 | 0 | 0 | 0 | 0 | 0
WT | 0 | 0 | 0 | 0 | 0 | 0
IGCC | 0 | 0 | 0 | 0 | 0 | 0
DemandResponse | 0 | 0 | 0 | 0 | 0 | 0
IGCC-CCS | 0 | 0 | 0 | 0 | 0 | 0
WT_off | 0 | 0 | 0 | 0 | 0 | 0
PseudoUnit | 0 | 0 | 0 | 0 | 0 | 0
FixedInterchange | 0 | 0 | 0 | 0 | 0 | 0
Levelized Retrofit Capital Costs by Reporting Type: MAPP_US
ReportingType | 2015 | 2020 | 2025 | 2030 | 2035 | 2040
BM | 0 | 0 | 0 | 0 | 0 | 0
CC | 0 | 0 | 0 | 0 | 0 | 0
CSP | 0 | 0 | 0 | 0 | 0 | 0
CT | 0 | 0 | 0 | 0 | 0 | 0
Coal | 22.36 | 53.03 | 30.66 | 0 | 0 | 0
Geo | 0 | 0 | 0 | 0 | 0 | 0
H | 0 | 0 | 0 | 0 | 0 | 0
LFG | 0 | 0 | 0 | 0 | 0 | 0
Nuc | 0 | 0 | 0 | 0 | 0 | 0
PS | 0 | 0 | 0 | 0 | 0 | 0
PV | 0 | 0 | 0 | 0 | 0 | 0
PeakG | 0 | 0 | 0 | 0 | 0 | 0
PeakO | 0 | 0 | 0 | 0 | 0 | 0
ST | 0 | 0 | 0 | 0 | 0 | 0
STOG | 0 | 0 | 0 | 0 | 0 | 0
STWD | 0 | 0 | 0 | 0 | 0 | 0
WT | 0 | 0 | 0 | 0 | 0 | 0
IGCC | 0 | 0 | 0 | 0 | 0 | 0
DemandResponse | 0 | 0 | 0 | 0 | 0 | 0
IGCC-CCS | 0 | 0 | 0 | 0 | 0 | 0
WT_off | 0 | 0 | 0 | 0 | 0 | 0
PseudoUnit | 0 | 0 | 0 | 0 | 0 | 0
FixedInterchange | 0 | 0 | 0 | 0 | 0 | 0
Levelized Retrofit Capital Costs by Reporting Type: MISO_IN
ReportingType | 2015 | 2020 | 2025 | 2030 | 2035 | 2040
BM | 0 | 0 | 0 | 0 | 0 | 0
CC | 0 | 0 | 0 | 0 | 0 | 0
CSP | 0 | 0 | 0 | 0 | 0 | 0
CT | 0 | 0 | 0 | 0 | 0 | 0
Coal | 0 | 223.79 | 223.79 | 0 | 0 | 0
Geo | 0 | 0 | 0 | 0 | 0 | 0
H | 0 | 0 | 0 | 0 | 0 | 0
LFG | 0 | 0 | 0 | 0 | 0 | 0
Nuc | 0 | 0 | 0 | 0 | 0 | 0
PS | 0 | 0 | 0 | 0 | 0 | 0
PV | 0 | 0 | 0 | 0 | 0 | 0
PeakG | 0 | 0 | 0 | 0 | 0 | 0
PeakO | 0 | 0 | 0 | 0 | 0 | 0
ST | 0 | 0 | 0 | 0 | 0 | 0
STOG | 0 | 0 | 0 | 0 | 0 | 0
STWD | 0 | 0 | 0 | 0 | 0 | 0
WT | 0 | 0 | 0 | 0 | 0 | 0
IGCC | 0 | 0 | 0 | 0 | 0 | 0
DemandResponse | 0 | 0 | 0 | 0 | 0 | 0
IGCC-CCS | 0 | 0 | 0 | 0 | 0 | 0
WT_off | 0 | 0 | 0 | 0 | 0 | 0
PseudoUnit | 0 | 0 | 0 | 0 | 0 | 0
FixedInterchange | 0 | 0 | 0 | 0 | 0 | 0
Levelized Retrofit Capital Costs by Reporting Type: MISO_MI
ReportingType | 2015 | 2020 | 2025 | 2030 | 2035 | 2040
BM | 0 | 0 | 0 | 0 | 0 | 0
CC | 0 | 0 | 0 | 0 | 0 | 0
CSP | 0 | 0 | 0 | 0 | 0 | 0
CT | 0 | 0 | 0 | 0 | 0 | 0
Coal | 15.14 | 363.91 | 348.77 | 0 | 0 | 0
Geo | 0 | 0 | 0 | 0 | 0 | 0
H | 0 | 0 | 0 | 0 | 0 | 0
LFG | 0 | 0 | 0 | 0 | 0 | 0
Nuc | 0 | 0 | 0 | 0 | 0 | 0
PS | 0 | 0 | 0 | 0 | 0 | 0
PV | 0 | 0 | 0 | 0 | 0 | 0
PeakG | 0 | 0 | 0 | 0 | 0 | 0
PeakO | 0 | 0 | 0 | 0 | 0 | 0
ST | 0 | 0 | 0 | 0 | 0 | 0
STOG | 0 | 0 | 0 | 0 | 0 | 0
STWD | 0 | 0 | 0 | 0 | 0 | 0
WT | 0 | 0 | 0 | 0 | 0 | 0
IGCC | 0 | 0 | 0 | 0 | 0 | 0
DemandResponse | 0 | 0 | 0 | 0 | 0 | 0
IGCC-CCS | 0 | 0 | 0 | 0 | 0 | 0
WT_off | 0 | 0 | 0 | 0 | 0 | 0
PseudoUnit | 0 | 0 | 0 | 0 | 0 | 0
FixedInterchange | 0 | 0 | 0 | 0 | 0 | 0
Levelized Retrofit Capital Costs by Reporting Type: MISO_MO-IL
ReportingType | 2015 | 2020 | 2025 | 2030 | 2035 | 2040
BM | 0 | 0 | 0 | 0 | 0 | 0
CC | 0 | 0 | 0 | 0 | 0 | 0
CSP | 0 | 0 | 0 | 0 | 0 | 0
CT | 0 | 0 | 0 | 0 | 0 | 0
Coal | 9.29 | 375.75 | 375.75 | 0 | 0 | 0
Geo | 0 | 0 | 0 | 0 | 0 | 0
H | 0 | 0 | 0 | 0 | 0 | 0
LFG | 0 | 0 | 0 | 0 | 0 | 0
Nuc | 0 | 0 | 0 | 0 | 0 | 0
PS | 0 | 0 | 0 | 0 | 0 | 0
PV | 0 | 0 | 0 | 0 | 0 | 0
PeakG | 0 | 0 | 0 | 0 | 0 | 0
PeakO | 0 | 0 | 0 | 0 | 0 | 0
ST | 0 | 0 | 0 | 0 | 0 | 0
STOG | 0 | 0 | 0 | 0 | 0 | 0
STWD | 0 | 0 | 0 | 0 | 0 | 0
WT | 0 | 0 | 0 | 0 | 0 | 0
IGCC | 0 | 0 | 0 | 0 | 0 | 0
DemandResponse | 0 | 0 | 0 | 0 | 0 | 0
IGCC-CCS | 0 | 0 | 0 | 0 | 0 | 0
WT_off | 0 | 0 | 0 | 0 | 0 | 0
PseudoUnit | 0 | 0 | 0 | 0 | 0 | 0
FixedInterchange | 0 | 0 | 0 | 0 | 0 | 0
Levelized Retrofit Capital Costs by Reporting Type: MISO_W
ReportingType | 2015 | 2020 | 2025 | 2030 | 2035 | 2040
BM | 0 | 0 | 0 | 0 | 0 | 0
CC | 0 | 0 | 0 | 0 | 0 | 0
CSP | 0 | 0 | 0 | 0 | 0 | 0
CT | 0 | 0 | 0 | 0 | 0 | 0
Coal | 26.68 | 287.02 | 287.02 | 0 | 0 | 0
Geo | 0 | 0 | 0 | 0 | 0 | 0
H | 0 | 0 | 0 | 0 | 0 | 0
LFG | 0 | 0 | 0 | 0 | 0 | 0
Nuc | 0 | 0 | 0 | 0 | 0 | 0
PS | 0 | 0 | 0 | 0 | 0 | 0
PV | 0 | 0 | 0 | 0 | 0 | 0
PeakG | 0 | 0 | 0 | 0 | 0 | 0
PeakO | 0 | 0 | 0 | 0 | 0 | 0
ST | 0 | 0 | 0 | 0 | 0 | 0
STOG | 0 | 0 | 0 | 0 | 0 | 0
STWD | 0 | 0 | 0 | 0 | 0 | 0
WT | 0 | 0 | 0 | 0 | 0 | 0
IGCC | 0 | 0 | 0 | 0 | 0 | 0
DemandResponse | 0 | 0 | 0 | 0 | 0 | 0
IGCC-CCS | 0 | 0 | 0 | 0 | 0 | 0
WT_off | 0 | 0 | 0 | 0 | 0 | 0
PseudoUnit | 0 | 0 | 0 | 0 | 0 | 0
FixedInterchange | 0 | 0 | 0 | 0 | 0 | 0
Levelized Retrofit Capital Costs by Reporting Type: MISO_WUMS
ReportingType | 2015 | 2020 | 2025 | 2030 | 2035 | 2040
BM | 0 | 0 | 0 | 0 | 0 | 0
CC | 0 | 0 | 0 | 0 | 0 | 0
CSP | 0 | 0 | 0 | 0 | 0 | 0
CT | 0 | 0 | 0 | 0 | 0 | 0
Coal | 197.26 | 212.28 | 39 | 0 | 0 | 0
Geo | 0 | 0 | 0 | 0 | 0 | 0
H | 0 | 0 | 0 | 0 | 0 | 0
LFG | 0 | 0 | 0 | 0 | 0 | 0
Nuc | 0 | 0 | 0 | 0 | 0 | 0
PS | 0 | 0 | 0 | 0 | 0 | 0
PV | 0 | 0 | 0 | 0 | 0 | 0
PeakG | 0 | 0 | 0 | 0 | 0 | 0
PeakO | 0 | 0 | 0 | 0 | 0 | 0
ST | 0 | 0 | 0 | 0 | 0 | 0
STOG | 0 | 0 | 0 | 0 | 0 | 0
STWD | 0 | 0 | 0 | 0 | 0 | 0
WT | 0 | 0 | 0 | 0 | 0 | 0
IGCC | 0 | 0 | 0 | 0 | 0 | 0
DemandResponse | 0 | 0 | 0 | 0 | 0 | 0
IGCC-CCS | 0 | 0 | 0 | 0 | 0 | 0
WT_off | 0 | 0 | 0 | 0 | 0 | 0
PseudoUnit | 0 | 0 | 0 | 0 | 0 | 0
FixedInterchange | 0 | 0 | 0 | 0 | 0 | 0
Levelized Retrofit Capital Costs by Reporting Type: Nebraska
ReportingType | 2015 | 2020 | 2025 | 2030 | 2035 | 2040
BM | 0 | 0 | 0 | 0 | 0 | 0
CC | 0 | 0 | 0 | 0 | 0 | 0
CSP | 0 | 0 | 0 | 0 | 0 | 0
CT | 0 | 0 | 0 | 0 | 0 | 0
Coal | 0 | 187.72 | 187.72 | 0 | 0 | 0
Geo | 0 | 0 | 0 | 0 | 0 | 0
H | 0 | 0 | 0 | 0 | 0 | 0
LFG | 0 | 0 | 0 | 0 | 0 | 0
Nuc | 0 | 0 | 0 | 0 | 0 | 0
PS | 0 | 0 | 0 | 0 | 0 | 0
PV | 0 | 0 | 0 | 0 | 0 | 0
PeakG | 0 | 0 | 0 | 0 | 0 | 0
PeakO | 0 | 0 | 0 | 0 | 0 | 0
ST | 0 | 0 | 0 | 0 | 0 | 0
STOG | 0 | 0 | 0 | 0 | 0 | 0
STWD | 0 | 0 | 0 | 0 | 0 | 0
WT | 0 | 0 | 0 | 0 | 0 | 0
IGCC | 0 | 0 | 0 | 0 | 0 | 0
DemandResponse | 0 | 0 | 0 | 0 | 0 | 0
IGCC-CCS | 0 | 0 | 0 | 0 | 0 | 0
WT_off | 0 | 0 | 0 | 0 | 0 | 0
PseudoUnit | 0 | 0 | 0 | 0 | 0 | 0
FixedInterchange | 0 | 0 | 0 | 0 | 0 | 0
Levelized Retrofit Capital Costs by Reporting Type: NEISO
ReportingType | 2015 | 2020 | 2025 | 2030 | 2035 | 2040
BM | 0 | 0 | 0 | 0 | 0 | 0
CC | 0 | 0 | 0 | 0 | 0 | 0
CSP | 0 | 0 | 0 | 0 | 0 | 0
CT | 0 | 0 | 0 | 0 | 0 | 0
Coal | 29.15 | 29.15 | 0 | 0 | 0 | 0
Geo | 0 | 0 | 0 | 0 | 0 | 0
H | 0 | 0 | 0 | 0 | 0 | 0
LFG | 0 | 0 | 0 | 0 | 0 | 0
Nuc | 0 | 0 | 0 | 0 | 0 | 0
PS | 0 | 0 | 0 | 0 | 0 | 0
PV | 0 | 0 | 0 | 0 | 0 | 0
PeakG | 0 | 0 | 0 | 0 | 0 | 0
PeakO | 0 | 0 | 0 | 0 | 0 | 0
ST | 0 | 0 | 0 | 0 | 0 | 0
STOG | 0 | 0 | 0 | 0 | 0 | 0
STWD | 0 | 0 | 0 | 0 | 0 | 0
WT | 0 | 0 | 0 | 0 | 0 | 0
IGCC | 0 | 0 | 0 | 0 | 0 | 0
DemandResponse | 0 | 0 | 0 | 0 | 0 | 0
IGCC-CCS | 0 | 0 | 0 | 0 | 0 | 0
WT_off | 0 | 0 | 0 | 0 | 0 | 0
PseudoUnit | 0 | 0 | 0 | 0 | 0 | 0
FixedInterchange | 0 | 0 | 0 | 0 | 0 | 0
Levelized Retrofit Capital Costs by Reporting Type: NonRTO_Midwest
ReportingType | 2015 | 2020 | 2025 | 2030 | 2035 | 2040
BM | 0 | 0 | 0 | 0 | 0 | 0
CC | 0 | 0 | 0 | 0 | 0 | 0
CSP | 0 | 0 | 0 | 0 | 0 | 0
CT | 0 | 0 | 0 | 0 | 0 | 0
Coal | 165.72 | 275.98 | 137.96 | 0 | 0 | 0
Geo | 0 | 0 | 0 | 0 | 0 | 0
H | 0 | 0 | 0 | 0 | 0 | 0
LFG | 0 | 0 | 0 | 0 | 0 | 0
Nuc | 0 | 0 | 0 | 0 | 0 | 0
PS | 0 | 0 | 0 | 0 | 0 | 0
PV | 0 | 0 | 0 | 0 | 0 | 0
PeakG | 0 | 0 | 0 | 0 | 0 | 0
PeakO | 0 | 0 | 0 | 0 | 0 | 0
ST | 0 | 0 | 0 | 0 | 0 | 0
STOG | 0 | 0 | 0 | 0 | 0 | 0
STWD | 0 | 0 | 0 | 0 | 0 | 0
WT | 0 | 0 | 0 | 0 | 0 | 0
IGCC | 0 | 0 | 0 | 0 | 0 | 0
DemandResponse | 0 | 0 | 0 | 0 | 0 | 0
IGCC-CCS | 0 | 0 | 0 | 0 | 0 | 0
WT_off | 0 | 0 | 0 | 0 | 0 | 0
PseudoUnit | 0 | 0 | 0 | 0 | 0 | 0
FixedInterchange | 0 | 0 | 0 | 0 | 0 | 0
Levelized Retrofit Capital Costs by Reporting Type: NYISO_A-F
ReportingType | 2015 | 2020 | 2025 | 2030 | 2035 | 2040
BM | 0 | 0 | 0 | 0 | 0 | 0
CC | 0 | 0 | 0 | 0 | 0 | 0
CSP | 0 | 0 | 0 | 0 | 0 | 0
CT | 0 | 0 | 0 | 0 | 0 | 0
Coal | 0 | 0 | 0 | 0 | 0 | 0
Geo | 0 | 0 | 0 | 0 | 0 | 0
H | 0 | 0 | 0 | 0 | 0 | 0
LFG | 0 | 0 | 0 | 0 | 0 | 0
Nuc | 0 | 0 | 0 | 0 | 0 | 0
PS | 0 | 0 | 0 | 0 | 0 | 0
PV | 0 | 0 | 0 | 0 | 0 | 0
PeakG | 0 | 0 | 0 | 0 | 0 | 0
PeakO | 0 | 0 | 0 | 0 | 0 | 0
ST | 0 | 0 | 0 | 0 | 0 | 0
STOG | 0 | 0 | 0 | 0 | 0 | 0
STWD | 0 | 0 | 0 | 0 | 0 | 0
WT | 0 | 0 | 0 | 0 | 0 | 0
IGCC | 0 | 0 | 0 | 0 | 0 | 0
DemandResponse | 0 | 0 | 0 | 0 | 0 | 0
IGCC-CCS | 0 | 0 | 0 | 0 | 0 | 0
WT_off | 0 | 0 | 0 | 0 | 0 | 0
PseudoUnit | 0 | 0 | 0 | 0 | 0 | 0
FixedInterchange | 0 | 0 | 0 | 0 | 0 | 0
Levelized Retrofit Capital Costs by Reporting Type: NYISO_G-I
ReportingType | 2015 | 2020 | 2025 | 2030 | 2035 | 2040
BM | 0 | 0 | 0 | 0 | 0 | 0
CC | 0 | 0 | 0 | 0 | 0 | 0
CSP | 0 | 0 | 0 | 0 | 0 | 0
CT | 0 | 0 | 0 | 0 | 0 | 0
Coal | 0 | 0 | 0 | 0 | 0 | 0
Geo | 0 | 0 | 0 | 0 | 0 | 0
H | 0 | 0 | 0 | 0 | 0 | 0
LFG | 0 | 0 | 0 | 0 | 0 | 0
Nuc | 0 | 0 | 0 | 0 | 0 | 0
PS | 0 | 0 | 0 | 0 | 0 | 0
PV | 0 | 0 | 0 | 0 | 0 | 0
PeakG | 0 | 0 | 0 | 0 | 0 | 0
PeakO | 0 | 0 | 0 | 0 | 0 | 0
ST | 0 | 0 | 0 | 0 | 0 | 0
STOG | 0 | 0 | 0 | 0 | 0 | 0
STWD | 0 | 0 | 0 | 0 | 0 | 0
WT | 0 | 0 | 0 | 0 | 0 | 0
IGCC | 0 | 0 | 0 | 0 | 0 | 0
DemandResponse | 0 | 0 | 0 | 0 | 0 | 0
IGCC-CCS | 0 | 0 | 0 | 0 | 0 | 0
WT_off | 0 | 0 | 0 | 0 | 0 | 0
PseudoUnit | 0 | 0 | 0 | 0 | 0 | 0
FixedInterchange | 0 | 0 | 0 | 0 | 0 | 0
Levelized Retrofit Capital Costs by Reporting Type: NYISO_J-K
ReportingType | 2015 | 2020 | 2025 | 2030 | 2035 | 2040
BM | 0 | 0 | 0 | 0 | 0 | 0
CC | 0 | 0 | 0 | 0 | 0 | 0
CSP | 0 | 0 | 0 | 0 | 0 | 0
CT | 0 | 0 | 0 | 0 | 0 | 0
Coal | 0 | 0 | 0 | 0 | 0 | 0
Geo | 0 | 0 | 0 | 0 | 0 | 0
H | 0 | 0 | 0 | 0 | 0 | 0
LFG | 0 | 0 | 0 | 0 | 0 | 0
Nuc | 0 | 0 | 0 | 0 | 0 | 0
PS | 0 | 0 | 0 | 0 | 0 | 0
PV | 0 | 0 | 0 | 0 | 0 | 0
PeakG | 0 | 0 | 0 | 0 | 0 | 0
PeakO | 0 | 0 | 0 | 0 | 0 | 0
ST | 0 | 0 | 0 | 0 | 0 | 0
STOG | 0 | 0 | 0 | 0 | 0 | 0
STWD | 0 | 0 | 0 | 0 | 0 | 0
WT | 0 | 0 | 0 | 0 | 0 | 0
IGCC | 0 | 0 | 0 | 0 | 0 | 0
DemandResponse | 0 | 0 | 0 | 0 | 0 | 0
IGCC-CCS | 0 | 0 | 0 | 0 | 0 | 0
WT_off | 0 | 0 | 0 | 0 | 0 | 0
PseudoUnit | 0 | 0 | 0 | 0 | 0 | 0
FixedInterchange | 0 | 0 | 0 | 0 | 0 | 0
Levelized Retrofit Capital Costs by Reporting Type: PJM_E
ReportingType | 2015 | 2020 | 2025 | 2030 | 2035 | 2040
BM | 0 | 0 | 0 | 0 | 0 | 0
CC | 0 | 0 | 0 | 0 | 0 | 0
CSP | 0 | 0 | 0 | 0 | 0 | 0
CT | 0 | 0 | 0 | 0 | 0 | 0
Coal | 22.45 | 22.45 | 0 | 0 | 0 | 0
Geo | 0 | 0 | 0 | 0 | 0 | 0
H | 0 | 0 | 0 | 0 | 0 | 0
LFG | 0 | 0 | 0 | 0 | 0 | 0
Nuc | 0 | 0 | 0 | 0 | 0 | 0
PS | 0 | 0 | 0 | 0 | 0 | 0
PV | 0 | 0 | 0 | 0 | 0 | 0
PeakG | 0 | 0 | 0 | 0 | 0 | 0
PeakO | 0 | 0 | 0 | 0 | 0 | 0
ST | 0 | 0 | 0 | 0 | 0 | 0
STOG | 0 | 0 | 0 | 0 | 0 | 0
STWD | 0 | 0 | 0 | 0 | 0 | 0
WT | 0 | 0 | 0 | 0 | 0 | 0
IGCC | 0 | 0 | 0 | 0 | 0 | 0
DemandResponse | 0 | 0 | 0 | 0 | 0 | 0
IGCC-CCS | 0 | 0 | 0 | 0 | 0 | 0
WT_off | 0 | 0 | 0 | 0 | 0 | 0
PseudoUnit | 0 | 0 | 0 | 0 | 0 | 0
FixedInterchange | 0 | 0 | 0 | 0 | 0 | 0
Levelized Retrofit Capital Costs by Reporting Type: PJM_ROM
ReportingType | 2015 | 2020 | 2025 | 2030 | 2035 | 2040
BM | 0 | 0 | 0 | 0 | 0 | 0
CC | 0 | 0 | 0 | 0 | 0 | 0
CSP | 0 | 0 | 0 | 0 | 0 | 0
CT | 0 | 0 | 0 | 0 | 0 | 0
Coal | 14.63 | 146.45 | 146.45 | 0 | 0 | 0
Geo | 0 | 0 | 0 | 0 | 0 | 0
H | 0 | 0 | 0 | 0 | 0 | 0
LFG | 0 | 0 | 0 | 0 | 0 | 0
Nuc | 0 | 0 | 0 | 0 | 0 | 0
PS | 0 | 0 | 0 | 0 | 0 | 0
PV | 0 | 0 | 0 | 0 | 0 | 0
PeakG | 0 | 0 | 0 | 0 | 0 | 0
PeakO | 0 | 0 | 0 | 0 | 0 | 0
ST | 0 | 0 | 0 | 0 | 0 | 0
STOG | 0 | 0 | 0 | 0 | 0 | 0
STWD | 0 | 0 | 0 | 0 | 0 | 0
WT | 0 | 0 | 0 | 0 | 0 | 0
IGCC | 0 | 0 | 0 | 0 | 0 | 0
DemandResponse | 0 | 0 | 0 | 0 | 0 | 0
IGCC-CCS | 0 | 0 | 0 | 0 | 0 | 0
WT_off | 0 | 0 | 0 | 0 | 0 | 0
PseudoUnit | 0 | 0 | 0 | 0 | 0 | 0
FixedInterchange | 0 | 0 | 0 | 0 | 0 | 0
Levelized Retrofit Capital Costs by Reporting Type: PJM_ROR
ReportingType | 2015 | 2020 | 2025 | 2030 | 2035 | 2040
BM | 0 | 0 | 0 | 0 | 0 | 0
CC | 0 | 0 | 0 | 0 | 0 | 0
CSP | 0 | 0 | 0 | 0 | 0 | 0
CT | 0 | 0 | 0 | 0 | 0 | 0
Coal | 47 | 881.13 | 881.13 | 0 | 0 | 0
Geo | 0 | 0 | 0 | 0 | 0 | 0
H | 0 | 0 | 0 | 0 | 0 | 0
LFG | 0 | 0 | 0 | 0 | 0 | 0
Nuc | 0 | 0 | 0 | 0 | 0 | 0
PS | 0 | 0 | 0 | 0 | 0 | 0
PV | 0 | 0 | 0 | 0 | 0 | 0
PeakG | 0 | 0 | 0 | 0 | 0 | 0
PeakO | 0 | 0 | 0 | 0 | 0 | 0
ST | 0 | 0 | 0 | 0 | 0 | 0
STOG | 0 | 0 | 0 | 0 | 0 | 0
STWD | 0 | 0 | 0 | 0 | 0 | 0
WT | 0 | 0 | 0 | 0 | 0 | 0
IGCC | 0 | 0 | 0 | 0 | 0 | 0
DemandResponse | 0 | 0 | 0 | 0 | 0 | 0
IGCC-CCS | 0 | 0 | 0 | 0 | 0 | 0
WT_off | 0 | 0 | 0 | 0 | 0 | 0
PseudoUnit | 0 | 0 | 0 | 0 | 0 | 0
FixedInterchange | 0 | 0 | 0 | 0 | 0 | 0
Levelized Retrofit Capital Costs by Reporting Type: SOCO
ReportingType | 2015 | 2020 | 2025 | 2030 | 2035 | 2040
BM | 0 | 0 | 0 | 0 | 0 | 0
CC | 0 | 0 | 0 | 0 | 0 | 0
CSP | 0 | 0 | 0 | 0 | 0 | 0
CT | 0 | 0 | 0 | 0 | 0 | 0
Coal | 400.35 | 587.31 | 186.97 | 0 | 0 | 0
Geo | 0 | 0 | 0 | 0 | 0 | 0
H | 0 | 0 | 0 | 0 | 0 | 0
LFG | 0 | 0 | 0 | 0 | 0 | 0
Nuc | 0 | 0 | 0 | 0 | 0 | 0
PS | 0 | 0 | 0 | 0 | 0 | 0
PV | 0 | 0 | 0 | 0 | 0 | 0
PeakG | 0 | 0 | 0 | 0 | 0 | 0
PeakO | 0 | 0 | 0 | 0 | 0 | 0
ST | 0 | 0 | 0 | 0 | 0 | 0
STOG | 0 | 0 | 0 | 0 | 0 | 0
STWD | 0 | 0 | 0 | 0 | 0 | 0
WT | 0 | 0 | 0 | 0 | 0 | 0
IGCC | 0 | 0 | 0 | 0 | 0 | 0
DemandResponse | 0 | 0 | 0 | 0 | 0 | 0
IGCC-CCS | 0 | 0 | 0 | 0 | 0 | 0
WT_off | 0 | 0 | 0 | 0 | 0 | 0
PseudoUnit | 0 | 0 | 0 | 0 | 0 | 0
FixedInterchange | 0 | 0 | 0 | 0 | 0 | 0
Levelized Retrofit Capital Costs by Reporting Type: SPP_N
ReportingType | 2015 | 2020 | 2025 | 2030 | 2035 | 2040
BM | 0 | 0 | 0 | 0 | 0 | 0
CC | 0 | 0 | 0 | 0 | 0 | 0
CSP | 0 | 0 | 0 | 0 | 0 | 0
CT | 0 | 0 | 0 | 0 | 0 | 0
Coal | 0 | 164.61 | 164.61 | 0 | 0 | 0
Geo | 0 | 0 | 0 | 0 | 0 | 0
H | 0 | 0 | 0 | 0 | 0 | 0
LFG | 0 | 0 | 0 | 0 | 0 | 0
Nuc | 0 | 0 | 0 | 0 | 0 | 0
PS | 0 | 0 | 0 | 0 | 0 | 0
PV | 0 | 0 | 0 | 0 | 0 | 0
PeakG | 0 | 0 | 0 | 0 | 0 | 0
PeakO | 0 | 0 | 0 | 0 | 0 | 0
ST | 0 | 0 | 0 | 0 | 0 | 0
STOG | 0 | 0 | 0 | 0 | 0 | 0
STWD | 0 | 0 | 0 | 0 | 0 | 0
WT | 0 | 0 | 0 | 0 | 0 | 0
IGCC | 0 | 0 | 0 | 0 | 0 | 0
DemandResponse | 0 | 0 | 0 | 0 | 0 | 0
IGCC-CCS | 0 | 0 | 0 | 0 | 0 | 0
WT_off | 0 | 0 | 0 | 0 | 0 | 0
PseudoUnit | 0 | 0 | 0 | 0 | 0 | 0
FixedInterchange | 0 | 0 | 0 | 0 | 0 | 0
Levelized Retrofit Capital Costs by Reporting Type: SPP_S
ReportingType | 2015 | 2020 | 2025 | 2030 | 2035 | 2040
BM | 0 | 0 | 0 | 0 | 0 | 0
CC | 0 | 0 | 0 | 0 | 0 | 0
CSP | 0 | 0 | 0 | 0 | 0 | 0
CT | 0 | 0 | 0 | 0 | 0 | 0
Coal | 0 | 223.74 | 223.74 | 0 | 0 | 0
Geo | 0 | 0 | 0 | 0 | 0 | 0
H | 0 | 0 | 0 | 0 | 0 | 0
LFG | 0 | 0 | 0 | 0 | 0 | 0
Nuc | 0 | 0 | 0 | 0 | 0 | 0
PS | 0 | 0 | 0 | 0 | 0 | 0
PV | 0 | 0 | 0 | 0 | 0 | 0
PeakG | 0 | 0 | 0 | 0 | 0 | 0
PeakO | 0 | 0 | 0 | 0 | 0 | 0
ST | 0 | 0 | 0 | 0 | 0 | 0
STOG | 0 | 0 | 0 | 0 | 0 | 0
STWD | 0 | 0 | 0 | 0 | 0 | 0
WT | 0 | 0 | 0 | 0 | 0 | 0
IGCC | 0 | 0 | 0 | 0 | 0 | 0
DemandResponse | 0 | 0 | 0 | 0 | 0 | 0
IGCC-CCS | 0 | 0 | 0 | 0 | 0 | 0
WT_off | 0 | 0 | 0 | 0 | 0 | 0
PseudoUnit | 0 | 0 | 0 | 0 | 0 | 0
FixedInterchange | 0 | 0 | 0 | 0 | 0 | 0
Levelized Retrofit Capital Costs by Reporting Type: TVA
ReportingType | 2015 | 2020 | 2025 | 2030 | 2035 | 2040
BM | 0 | 0 | 0 | 0 | 0 | 0
CC | 0 | 0 | 0 | 0 | 0 | 0
CSP | 0 | 0 | 0 | 0 | 0 | 0
CT | 0 | 0 | 0 | 0 | 0 | 0
Coal | 0 | 240.92 | 240.91 | 0 | 0 | 0
Geo | 0 | 0 | 0 | 0 | 0 | 0
H | 0 | 0 | 0 | 0 | 0 | 0
LFG | 0 | 0 | 0 | 0 | 0 | 0
Nuc | 0 | 0 | 0 | 0 | 0 | 0
PS | 0 | 0 | 0 | 0 | 0 | 0
PV | 0 | 0 | 0 | 0 | 0 | 0
PeakG | 0 | 0 | 0 | 0 | 0 | 0
PeakO | 0 | 0 | 0 | 0 | 0 | 0
ST | 0 | 0 | 0 | 0 | 0 | 0
STOG | 0 | 0 | 0 | 0 | 0 | 0
STWD | 0 | 0 | 0 | 0 | 0 | 0
WT | 0 | 0 | 0 | 0 | 0 | 0
IGCC | 0 | 0 | 0 | 0 | 0 | 0
DemandResponse | 0 | 0 | 0 | 0 | 0 | 0
IGCC-CCS | 0 | 0 | 0 | 0 | 0 | 0
WT_off | 0 | 0 | 0 | 0 | 0 | 0
PseudoUnit | 0 | 0 | 0 | 0 | 0 | 0
FixedInterchange | 0 | 0 | 0 | 0 | 0 | 0
Levelized Retrofit Capital Costs by Reporting Type: TVA_Transmission
ReportingType | 2015 | 2020 | 2025 | 2030 | 2035 | 2040
BM | 0 | 0 | 0 | 0 | 0 | 0
CC | 0 | 0 | 0 | 0 | 0 | 0
CSP | 0 | 0 | 0 | 0 | 0 | 0
CT | 0 | 0 | 0 | 0 | 0 | 0
Coal | 0 | 0 | 0 | 0 | 0 | 0
Geo | 0 | 0 | 0 | 0 | 0 | 0
H | 0 | 0 | 0 | 0 | 0 | 0
LFG | 0 | 0 | 0 | 0 | 0 | 0
Nuc | 0 | 0 | 0 | 0 | 0 | 0
PS | 0 | 0 | 0 | 0 | 0 | 0
PV | 0 | 0 | 0 | 0 | 0 | 0
PeakG | 0 | 0 | 0 | 0 | 0 | 0
PeakO | 0 | 0 | 0 | 0 | 0 | 0
ST | 0 | 0 | 0 | 0 | 0 | 0
STOG | 0 | 0 | 0 | 0 | 0 | 0
STWD | 0 | 0 | 0 | 0 | 0 | 0
WT | 0 | 0 | 0 | 0 | 0 | 0
IGCC | 0 | 0 | 0 | 0 | 0 | 0
DemandResponse | 0 | 0 | 0 | 0 | 0 | 0
IGCC-CCS | 0 | 0 | 0 | 0 | 0 | 0
WT_off | 0 | 0 | 0 | 0 | 0 | 0
PseudoUnit | 0 | 0 | 0 | 0 | 0 | 0
FixedInterchange | 0 | 0 | 0 | 0 | 0 | 0
Levelized Retrofit Capital Costs by Reporting Type: VACAR
ReportingType | 2015 | 2020 | 2025 | 2030 | 2035 | 2040
BM | 0 | 0 | 0 | 0 | 0 | 0
CC | 0 | 0 | 0 | 0 | 0 | 0
CSP | 0 | 0 | 0 | 0 | 0 | 0
CT | 0 | 0 | 0 | 0 | 0 | 0
Coal | 0 | 148.43 | 148.43 | 0 | 0 | 0
Geo | 0 | 0 | 0 | 0 | 0 | 0
H | 0 | 0 | 0 | 0 | 0 | 0
LFG | 0 | 0 | 0 | 0 | 0 | 0
Nuc | 0 | 0 | 0 | 0 | 0 | 0
PS | 0 | 0 | 0 | 0 | 0 | 0
PV | 0 | 0 | 0 | 0 | 0 | 0
PeakG | 0 | 0 | 0 | 0 | 0 | 0
PeakO | 0 | 0 | 0 | 0 | 0 | 0
ST | 0 | 0 | 0 | 0 | 0 | 0
STOG | 0 | 0 | 0 | 0 | 0 | 0
STWD | 0 | 0 | 0 | 0 | 0 | 0
WT | 0 | 0 | 0 | 0 | 0 | 0
IGCC | 0 | 0 | 0 | 0 | 0 | 0
DemandResponse | 0 | 0 | 0 | 0 | 0 | 0
IGCC-CCS | 0 | 0 | 0 | 0 | 0 | 0
WT_off | 0 | 0 | 0 | 0 | 0 | 0
PseudoUnit | 0 | 0 | 0 | 0 | 0 | 0
FixedInterchange | 0 | 0 | 0 | 0 | 0 | 0
Levelized Retrofit Capital Costs by Reporting Type: IESO
ReportingType | 2015 | 2020 | 2025 | 2030 | 2035 | 2040
BM | 0 | 0 | 0 | 0 | 0 | 0
CC | 0 | 0 | 0 | 0 | 0 | 0
CSP | 0 | 0 | 0 | 0 | 0 | 0
CT | 0 | 0 | 0 | 0 | 0 | 0
Coal | 0 | 0 | 0 | 0 | 0 | 0
Geo | 0 | 0 | 0 | 0 | 0 | 0
H | 0 | 0 | 0 | 0 | 0 | 0
LFG | 0 | 0 | 0 | 0 | 0 | 0
Nuc | 0 | 0 | 0 | 0 | 0 | 0
PS | 0 | 0 | 0 | 0 | 0 | 0
PV | 0 | 0 | 0 | 0 | 0 | 0
PeakG | 0 | 0 | 0 | 0 | 0 | 0
PeakO | 0 | 0 | 0 | 0 | 0 | 0
ST | 0 | 0 | 0 | 0 | 0 | 0
STOG | 0 | 0 | 0 | 0 | 0 | 0
STWD | 0 | 0 | 0 | 0 | 0 | 0
WT | 0 | 0 | 0 | 0 | 0 | 0
IGCC | 0 | 0 | 0 | 0 | 0 | 0
DemandResponse | 0 | 0 | 0 | 0 | 0 | 0
IGCC-CCS | 0 | 0 | 0 | 0 | 0 | 0
WT_off | 0 | 0 | 0 | 0 | 0 | 0
PseudoUnit | 0 | 0 | 0 | 0 | 0 | 0
FixedInterchange | 0 | 0 | 0 | 0 | 0 | 0
Levelized Retrofit Capital Costs by Reporting Type: MAPP_CA
ReportingType | 2015 | 2020 | 2025 | 2030 | 2035 | 2040
BM | 0 | 0 | 0 | 0 | 0 | 0
CC | 0 | 0 | 0 | 0 | 0 | 0
CSP | 0 | 0 | 0 | 0 | 0 | 0
CT | 0 | 0 | 0 | 0 | 0 | 0
Coal | 0 | 0 | 0 | 0 | 0 | 0
Geo | 0 | 0 | 0 | 0 | 0 | 0
H | 0 | 0 | 0 | 0 | 0 | 0
LFG | 0 | 0 | 0 | 0 | 0 | 0
Nuc | 0 | 0 | 0 | 0 | 0 | 0
PS | 0 | 0 | 0 | 0 | 0 | 0
PV | 0 | 0 | 0 | 0 | 0 | 0
PeakG | 0 | 0 | 0 | 0 | 0 | 0
PeakO | 0 | 0 | 0 | 0 | 0 | 0
ST | 0 | 0 | 0 | 0 | 0 | 0
STOG | 0 | 0 | 0 | 0 | 0 | 0
STWD | 0 | 0 | 0 | 0 | 0 | 0
WT | 0 | 0 | 0 | 0 | 0 | 0
IGCC | 0 | 0 | 0 | 0 | 0 | 0
DemandResponse | 0 | 0 | 0 | 0 | 0 | 0
IGCC-CCS | 0 | 0 | 0 | 0 | 0 | 0
WT_off | 0 | 0 | 0 | 0 | 0 | 0
PseudoUnit | 0 | 0 | 0 | 0 | 0 | 0
FixedInterchange | 0 | 0 | 0 | 0 | 0 | 0
Levelized Retrofit Capital Costs by Reporting Type: AZ_NM_SNV_Coal
ReportingType | 2015 | 2020 | 2025 | 2030 | 2035 | 2040
BM | 0 | 0 | 0 | 0 | 0 | 0
CC | 0 | 0 | 0 | 0 | 0 | 0
CSP | 0 | 0 | 0 | 0 | 0 | 0
CT | 0 | 0 | 0 | 0 | 0 | 0
Coal | 49.67 | 122 | 89.07 | 0 | 0 | 0
Geo | 0 | 0 | 0 | 0 | 0 | 0
H | 0 | 0 | 0 | 0 | 0 | 0
LFG | 0 | 0 | 0 | 0 | 0 | 0
Nuc | 0 | 0 | 0 | 0 | 0 | 0
PS | 0 | 0 | 0 | 0 | 0 | 0
PV | 0 | 0 | 0 | 0 | 0 | 0
PeakG | 0 | 0 | 0 | 0 | 0 | 0
PeakO | 0 | 0 | 0 | 0 | 0 | 0
ST | 0 | 0 | 0 | 0 | 0 | 0
STOG | 0 | 0 | 0 | 0 | 0 | 0
STWD | 0 | 0 | 0 | 0 | 0 | 0
WT | 0 | 0 | 0 | 0 | 0 | 0
IGCC | 0 | 0 | 0 | 0 | 0 | 0
DemandResponse | 0 | 0 | 0 | 0 | 0 | 0
IGCC-CCS | 0 | 0 | 0 | 0 | 0 | 0
WT_off | 0 | 0 | 0 | 0 | 0 | 0
PseudoUnit | 0 | 0 | 0 | 0 | 0 | 0
FixedInterchange | 0 | 0 | 0 | 0 | 0 | 0
Levelized Retrofit Capital Costs by Reporting Type: AZ_NM_SNV_Gas
ReportingType | 2015 | 2020 | 2025 | 2030 | 2035 | 2040
BM | 0 | 0 | 0 | 0 | 0 | 0
CC | 0 | 0 | 0 | 0 | 0 | 0
CSP | 0 | 0 | 0 | 0 | 0 | 0
CT | 0 | 0 | 0 | 0 | 0 | 0
Coal | 0 | 0 | 0 | 0 | 0 | 0
Geo | 0 | 0 | 0 | 0 | 0 | 0
H | 0 | 0 | 0 | 0 | 0 | 0
LFG | 0 | 0 | 0 | 0 | 0 | 0
Nuc | 0 | 0 | 0 | 0 | 0 | 0
PS | 0 | 0 | 0 | 0 | 0 | 0
PV | 0 | 0 | 0 | 0 | 0 | 0
PeakG | 0 | 0 | 0 | 0 | 0 | 0
PeakO | 0 | 0 | 0 | 0 | 0 | 0
ST | 0 | 0 | 0 | 0 | 0 | 0
STOG | 0 | 0 | 0 | 0 | 0 | 0
STWD | 0 | 0 | 0 | 0 | 0 | 0
WT | 0 | 0 | 0 | 0 | 0 | 0
IGCC | 0 | 0 | 0 | 0 | 0 | 0
DemandResponse | 0 | 0 | 0 | 0 | 0 | 0
IGCC-CCS | 0 | 0 | 0 | 0 | 0 | 0
WT_off | 0 | 0 | 0 | 0 | 0 | 0
PseudoUnit | 0 | 0 | 0 | 0 | 0 | 0
FixedInterchange | 0 | 0 | 0 | 0 | 0 | 0
Levelized Retrofit Capital Costs by Reporting Type: AZ_NM_SNV_NucRenew
ReportingType | 2015 | 2020 | 2025 | 2030 | 2035 | 2040
BM | 0 | 0 | 0 | 0 | 0 | 0
CC | 0 | 0 | 0 | 0 | 0 | 0
CSP | 0 | 0 | 0 | 0 | 0 | 0
CT | 0 | 0 | 0 | 0 | 0 | 0
Coal | 0 | 0 | 0 | 0 | 0 | 0
Geo | 0 | 0 | 0 | 0 | 0 | 0
H | 0 | 0 | 0 | 0 | 0 | 0
LFG | 0 | 0 | 0 | 0 | 0 | 0
Nuc | 0 | 0 | 0 | 0 | 0 | 0
PS | 0 | 0 | 0 | 0 | 0 | 0
PV | 0 | 0 | 0 | 0 | 0 | 0
PeakG | 0 | 0 | 0 | 0 | 0 | 0
PeakO | 0 | 0 | 0 | 0 | 0 | 0
ST | 0 | 0 | 0 | 0 | 0 | 0
STOG | 0 | 0 | 0 | 0 | 0 | 0
STWD | 0 | 0 | 0 | 0 | 0 | 0
WT | 0 | 0 | 0 | 0 | 0 | 0
IGCC | 0 | 0 | 0 | 0 | 0 | 0
DemandResponse | 0 | 0 | 0 | 0 | 0 | 0
IGCC-CCS | 0 | 0 | 0 | 0 | 0 | 0
WT_off | 0 | 0 | 0 | 0 | 0 | 0
PseudoUnit | 0 | 0 | 0 | 0 | 0 | 0
FixedInterchange | 0 | 0 | 0 | 0 | 0 | 0
Levelized Retrofit Capital Costs by Reporting Type: ERCOT
ReportingType | 2015 | 2020 | 2025 | 2030 | 2035 | 2040
BM | 0 | 0 | 0 | 0 | 0 | 0
CC | 0 | 0 | 0 | 0 | 0 | 0
CSP | 0 | 0 | 0 | 0 | 0 | 0
CT | 0 | 0 | 0 | 0 | 0 | 0
Coal | 82.51 | 271.76 | 271.76 | 0 | 0 | 0
Geo | 0 | 0 | 0 | 0 | 0 | 0
H | 0 | 0 | 0 | 0 | 0 | 0
LFG | 0 | 0 | 0 | 0 | 0 | 0
Nuc | 0 | 0 | 0 | 0 | 0 | 0
PS | 0 | 0 | 0 | 0 | 0 | 0
PV | 0 | 0 | 0 | 0 | 0 | 0
PeakG | 0 | 0 | 0 | 0 | 0 | 0
PeakO | 0 | 0 | 0 | 0 | 0 | 0
ST | 0 | 0 | 0 | 0 | 0 | 0
STOG | 0 | 0 | 0 | 0 | 0 | 0
STWD | 0 | 0 | 0 | 0 | 0 | 0
WT | 0 | 0 | 0 | 0 | 0 | 0
IGCC | 0 | 0 | 0 | 0 | 0 | 0
DemandResponse | 0 | 0 | 0 | 0 | 0 | 0
IGCC-CCS | 0 | 0 | 0 | 0 | 0 | 0
WT_off | 0 | 0 | 0 | 0 | 0 | 0
PseudoUnit | 0 | 0 | 0 | 0 | 0 | 0
FixedInterchange | 0 | 0 | 0 | 0 | 0 | 0
Levelized Retrofit Capital Costs by Reporting Type: NP15
ReportingType | 2015 | 2020 | 2025 | 2030 | 2035 | 2040
BM | 0 | 0 | 0 | 0 | 0 | 0
CC | 0 | 0 | 0 | 0 | 0 | 0
CSP | 0 | 0 | 0 | 0 | 0 | 0
CT | 0 | 0 | 0 | 0 | 0 | 0
Coal | 0 | 0 | 0 | 0 | 0 | 0
Geo | 0 | 0 | 0 | 0 | 0 | 0
H | 0 | 0 | 0 | 0 | 0 | 0
LFG | 0 | 0 | 0 | 0 | 0 | 0
Nuc | 0 | 0 | 0 | 0 | 0 | 0
PS | 0 | 0 | 0 | 0 | 0 | 0
PV | 0 | 0 | 0 | 0 | 0 | 0
PeakG | 0 | 0 | 0 | 0 | 0 | 0
PeakO | 0 | 0 | 0 | 0 | 0 | 0
ST | 0 | 0 | 0 | 0 | 0 | 0
STOG | 0 | 0 | 0 | 0 | 0 | 0
STWD | 0 | 0 | 0 | 0 | 0 | 0
WT | 0 | 0 | 0 | 0 | 0 | 0
IGCC | 0 | 0 | 0 | 0 | 0 | 0
DemandResponse | 0 | 0 | 0 | 0 | 0 | 0
IGCC-CCS | 0 | 0 | 0 | 0 | 0 | 0
WT_off | 0 | 0 | 0 | 0 | 0 | 0
PseudoUnit | 0 | 0 | 0 | 0 | 0 | 0
FixedInterchange | 0 | 0 | 0 | 0 | 0 | 0
Levelized Retrofit Capital Costs by Reporting Type: NWPP_Coal
ReportingType | 2015 | 2020 | 2025 | 2030 | 2035 | 2040
BM | 0 | 0 | 0 | 0 | 0 | 0
CC | 0 | 0 | 0 | 0 | 0 | 0
CSP | 0 | 0 | 0 | 0 | 0 | 0
CT | 0 | 0 | 0 | 0 | 0 | 0
Coal | 0 | 166.25 | 166.25 | 0 | 0 | 0
Geo | 0 | 0 | 0 | 0 | 0 | 0
H | 0 | 0 | 0 | 0 | 0 | 0
LFG | 0 | 0 | 0 | 0 | 0 | 0
Nuc | 0 | 0 | 0 | 0 | 0 | 0
PS | 0 | 0 | 0 | 0 | 0 | 0
PV | 0 | 0 | 0 | 0 | 0 | 0
PeakG | 0 | 0 | 0 | 0 | 0 | 0
PeakO | 0 | 0 | 0 | 0 | 0 | 0
ST | 0 | 0 | 0 | 0 | 0 | 0
STOG | 0 | 0 | 0 | 0 | 0 | 0
STWD | 0 | 0 | 0 | 0 | 0 | 0
WT | 0 | 0 | 0 | 0 | 0 | 0
IGCC | 0 | 0 | 0 | 0 | 0 | 0
DemandResponse | 0 | 0 | 0 | 0 | 0 | 0
IGCC-CCS | 0 | 0 | 0 | 0 | 0 | 0
WT_off | 0 | 0 | 0 | 0 | 0 | 0
PseudoUnit | 0 | 0 | 0 | 0 | 0 | 0
FixedInterchange | 0 | 0 | 0 | 0 | 0 | 0
Levelized Retrofit Capital Costs by Reporting Type: NWPP_Gas
ReportingType | 2015 | 2020 | 2025 | 2030 | 2035 | 2040
BM | 0 | 0 | 0 | 0 | 0 | 0
CC | 0 | 0 | 0 | 0 | 0 | 0
CSP | 0 | 0 | 0 | 0 | 0 | 0
CT | 0 | 0 | 0 | 0 | 0 | 0
Coal | 0 | 0 | 0 | 0 | 0 | 0
Geo | 0 | 0 | 0 | 0 | 0 | 0
H | 0 | 0 | 0 | 0 | 0 | 0
LFG | 0 | 0 | 0 | 0 | 0 | 0
Nuc | 0 | 0 | 0 | 0 | 0 | 0
PS | 0 | 0 | 0 | 0 | 0 | 0
PV | 0 | 0 | 0 | 0 | 0 | 0
PeakG | 0 | 0 | 0 | 0 | 0 | 0
PeakO | 0 | 0 | 0 | 0 | 0 | 0
ST | 0 | 0 | 0 | 0 | 0 | 0
STOG | 0 | 0 | 0 | 0 | 0 | 0
STWD | 0 | 0 | 0 | 0 | 0 | 0
WT | 0 | 0 | 0 | 0 | 0 | 0
IGCC | 0 | 0 | 0 | 0 | 0 | 0
DemandResponse | 0 | 0 | 0 | 0 | 0 | 0
IGCC-CCS | 0 | 0 | 0 | 0 | 0 | 0
WT_off | 0 | 0 | 0 | 0 | 0 | 0
PseudoUnit | 0 | 0 | 0 | 0 | 0 | 0
FixedInterchange | 0 | 0 | 0 | 0 | 0 | 0
Levelized Retrofit Capital Costs by Reporting Type: NWPP_NucRenew
ReportingType | 2015 | 2020 | 2025 | 2030 | 2035 | 2040
BM | 0 | 0 | 0 | 0 | 0 | 0
CC | 0 | 0 | 0 | 0 | 0 | 0
CSP | 0 | 0 | 0 | 0 | 0 | 0
CT | 0 | 0 | 0 | 0 | 0 | 0
Coal | 0 | 0 | 0 | 0 | 0 | 0
Geo | 0 | 0 | 0 | 0 | 0 | 0
H | 0 | 0 | 0 | 0 | 0 | 0
LFG | 0 | 0 | 0 | 0 | 0 | 0
Nuc | 0 | 0 | 0 | 0 | 0 | 0
PS | 0 | 0 | 0 | 0 | 0 | 0
PV | 0 | 0 | 0 | 0 | 0 | 0
PeakG | 0 | 0 | 0 | 0 | 0 | 0
PeakO | 0 | 0 | 0 | 0 | 0 | 0
ST | 0 | 0 | 0 | 0 | 0 | 0
STOG | 0 | 0 | 0 | 0 | 0 | 0
STWD | 0 | 0 | 0 | 0 | 0 | 0
WT | 0 | 0 | 0 | 0 | 0 | 0
IGCC | 0 | 0 | 0 | 0 | 0 | 0
DemandResponse | 0 | 0 | 0 | 0 | 0 | 0
IGCC-CCS | 0 | 0 | 0 | 0 | 0 | 0
WT_off | 0 | 0 | 0 | 0 | 0 | 0
PseudoUnit | 0 | 0 | 0 | 0 | 0 | 0
FixedInterchange | 0 | 0 | 0 | 0 | 0 | 0
Levelized Retrofit Capital Costs by Reporting Type: RMPA
ReportingType | 2015 | 2020 | 2025 | 2030 | 2035 | 2040
BM | 0 | 0 | 0 | 0 | 0 | 0
CC | 0 | 0 | 0 | 0 | 0 | 0
CSP | 0 | 0 | 0 | 0 | 0 | 0
CT | 0 | 0 | 0 | 0 | 0 | 0
Coal | 29.11 | 91.53 | 91.53 | 0 | 0 | 0
Geo | 0 | 0 | 0 | 0 | 0 | 0
H | 0 | 0 | 0 | 0 | 0 | 0
LFG | 0 | 0 | 0 | 0 | 0 | 0
Nuc | 0 | 0 | 0 | 0 | 0 | 0
PS | 0 | 0 | 0 | 0 | 0 | 0
PV | 0 | 0 | 0 | 0 | 0 | 0
PeakG | 0 | 0 | 0 | 0 | 0 | 0
PeakO | 0 | 0 | 0 | 0 | 0 | 0
ST | 0 | 0 | 0 | 0 | 0 | 0
STOG | 0 | 0 | 0 | 0 | 0 | 0
STWD | 0 | 0 | 0 | 0 | 0 | 0
WT | 0 | 0 | 0 | 0 | 0 | 0
IGCC | 0 | 0 | 0 | 0 | 0 | 0
DemandResponse | 0 | 0 | 0 | 0 | 0 | 0
IGCC-CCS | 0 | 0 | 0 | 0 | 0 | 0
WT_off | 0 | 0 | 0 | 0 | 0 | 0
PseudoUnit | 0 | 0 | 0 | 0 | 0 | 0
FixedInterchange | 0 | 0 | 0 | 0 | 0 | 0
Levelized Retrofit Capital Costs by Reporting Type: SP15
ReportingType | 2015 | 2020 | 2025 | 2030 | 2035 | 2040
BM | 0 | 0 | 0 | 0 | 0 | 0
CC | 0 | 0 | 0 | 0 | 0 | 0
CSP | 0 | 0 | 0 | 0 | 0 | 0
CT | 0 | 0 | 0 | 0 | 0 | 0
Coal | 0 | 2.92 | 2.92 | 0 | 0 | 0
Geo | 0 | 0 | 0 | 0 | 0 | 0
H | 0 | 0 | 0 | 0 | 0 | 0
LFG | 0 | 0 | 0 | 0 | 0 | 0
Nuc | 0 | 0 | 0 | 0 | 0 | 0
PS | 0 | 0 | 0 | 0 | 0 | 0
PV | 0 | 0 | 0 | 0 | 0 | 0
PeakG | 0 | 0 | 0 | 0 | 0 | 0
PeakO | 0 | 0 | 0 | 0 | 0 | 0
ST | 0 | 0 | 0 | 0 | 0 | 0
STOG | 0 | 0 | 0 | 0 | 0 | 0
STWD | 0 | 0 | 0 | 0 | 0 | 0
WT | 0 | 0 | 0 | 0 | 0 | 0
IGCC | 0 | 0 | 0 | 0 | 0 | 0
DemandResponse | 0 | 0 | 0 | 0 | 0 | 0
IGCC-CCS | 0 | 0 | 0 | 0 | 0 | 0
WT_off | 0 | 0 | 0 | 0 | 0 | 0
PseudoUnit | 0 | 0 | 0 | 0 | 0 | 0
FixedInterchange | 0 | 0 | 0 | 0 | 0 | 0
Levelized Retrofit Capital Costs by Reporting Type: ALB
ReportingType | 2015 | 2020 | 2025 | 2030 | 2035 | 2040
BM | 0 | 0 | 0 | 0 | 0 | 0
CC | 0 | 0 | 0 | 0 | 0 | 0
CSP | 0 | 0 | 0 | 0 | 0 | 0
CT | 0 | 0 | 0 | 0 | 0 | 0
Coal | 0 | 0 | 0 | 0 | 0 | 0
Geo | 0 | 0 | 0 | 0 | 0 | 0
H | 0 | 0 | 0 | 0 | 0 | 0
LFG | 0 | 0 | 0 | 0 | 0 | 0
Nuc | 0 | 0 | 0 | 0 | 0 | 0
PS | 0 | 0 | 0 | 0 | 0 | 0
PV | 0 | 0 | 0 | 0 | 0 | 0
PeakG | 0 | 0 | 0 | 0 | 0 | 0
PeakO | 0 | 0 | 0 | 0 | 0 | 0
ST | 0 | 0 | 0 | 0 | 0 | 0
STOG | 0 | 0 | 0 | 0 | 0 | 0
STWD | 0 | 0 | 0 | 0 | 0 | 0
WT | 0 | 0 | 0 | 0 | 0 | 0
IGCC | 0 | 0 | 0 | 0 | 0 | 0
DemandResponse | 0 | 0 | 0 | 0 | 0 | 0
IGCC-CCS | 0 | 0 | 0 | 0 | 0 | 0
WT_off | 0 | 0 | 0 | 0 | 0 | 0
PseudoUnit | 0 | 0 | 0 | 0 | 0 | 0
FixedInterchange | 0 | 0 | 0 | 0 | 0 | 0
Levelized Retrofit Capital Costs by Reporting Type: BC
ReportingType | 2015 | 2020 | 2025 | 2030 | 2035 | 2040
BM | 0 | 0 | 0 | 0 | 0 | 0
CC | 0 | 0 | 0 | 0 | 0 | 0
CSP | 0 | 0 | 0 | 0 | 0 | 0
CT | 0 | 0 | 0 | 0 | 0 | 0
Coal | 0 | 0 | 0 | 0 | 0 | 0
Geo | 0 | 0 | 0 | 0 | 0 | 0
H | 0 | 0 | 0 | 0 | 0 | 0
LFG | 0 | 0 | 0 | 0 | 0 | 0
Nuc | 0 | 0 | 0 | 0 | 0 | 0
PS | 0 | 0 | 0 | 0 | 0 | 0
PV | 0 | 0 | 0 | 0 | 0 | 0
PeakG | 0 | 0 | 0 | 0 | 0 | 0
PeakO | 0 | 0 | 0 | 0 | 0 | 0
ST | 0 | 0 | 0 | 0 | 0 | 0
STOG | 0 | 0 | 0 | 0 | 0 | 0
STWD | 0 | 0 | 0 | 0 | 0 | 0
WT | 0 | 0 | 0 | 0 | 0 | 0
IGCC | 0 | 0 | 0 | 0 | 0 | 0
DemandResponse | 0 | 0 | 0 | 0 | 0 | 0
IGCC-CCS | 0 | 0 | 0 | 0 | 0 | 0
WT_off | 0 | 0 | 0 | 0 | 0 | 0
PseudoUnit | 0 | 0 | 0 | 0 | 0 | 0
FixedInterchange | 0 | 0 | 0 | 0 | 0 | 0
Levelized Retrofit Capital Costs by Reporting Type: HQ_IESO
ReportingType | 2015 | 2020 | 2025 | 2030 | 2035 | 2040
BM | 0 | 0 | 0 | 0 | 0 | 0
CC | 0 | 0 | 0 | 0 | 0 | 0
CSP | 0 | 0 | 0 | 0 | 0 | 0
CT | 0 | 0 | 0 | 0 | 0 | 0
Coal | 0 | 0 | 0 | 0 | 0 | 0
Geo | 0 | 0 | 0 | 0 | 0 | 0
H | 0 | 0 | 0 | 0 | 0 | 0
LFG | 0 | 0 | 0 | 0 | 0 | 0
Nuc | 0 | 0 | 0 | 0 | 0 | 0
PS | 0 | 0 | 0 | 0 | 0 | 0
PV | 0 | 0 | 0 | 0 | 0 | 0
PeakG | 0 | 0 | 0 | 0 | 0 | 0
PeakO | 0 | 0 | 0 | 0 | 0 | 0
ST | 0 | 0 | 0 | 0 | 0 | 0
STOG | 0 | 0 | 0 | 0 | 0 | 0
STWD | 0 | 0 | 0 | 0 | 0 | 0
WT | 0 | 0 | 0 | 0 | 0 | 0
IGCC | 0 | 0 | 0 | 0 | 0 | 0
DemandResponse | 0 | 0 | 0 | 0 | 0 | 0
IGCC-CCS | 0 | 0 | 0 | 0 | 0 | 0
WT_off | 0 | 0 | 0 | 0 | 0 | 0
PseudoUnit | 0 | 0 | 0 | 0 | 0 | 0
FixedInterchange | 0 | 0 | 0 | 0 | 0 | 0
Levelized Retrofit Capital Costs by Reporting Type: HQ_NEISO
ReportingType | 2015 | 2020 | 2025 | 2030 | 2035 | 2040
BM | 0 | 0 | 0 | 0 | 0 | 0
CC | 0 | 0 | 0 | 0 | 0 | 0
CSP | 0 | 0 | 0 | 0 | 0 | 0
CT | 0 | 0 | 0 | 0 | 0 | 0
Coal | 0 | 0 | 0 | 0 | 0 | 0
Geo | 0 | 0 | 0 | 0 | 0 | 0
H | 0 | 0 | 0 | 0 | 0 | 0
LFG | 0 | 0 | 0 | 0 | 0 | 0
Nuc | 0 | 0 | 0 | 0 | 0 | 0
PS | 0 | 0 | 0 | 0 | 0 | 0
PV | 0 | 0 | 0 | 0 | 0 | 0
PeakG | 0 | 0 | 0 | 0 | 0 | 0
PeakO | 0 | 0 | 0 | 0 | 0 | 0
ST | 0 | 0 | 0 | 0 | 0 | 0
STOG | 0 | 0 | 0 | 0 | 0 | 0
STWD | 0 | 0 | 0 | 0 | 0 | 0
WT | 0 | 0 | 0 | 0 | 0 | 0
IGCC | 0 | 0 | 0 | 0 | 0 | 0
DemandResponse | 0 | 0 | 0 | 0 | 0 | 0
IGCC-CCS | 0 | 0 | 0 | 0 | 0 | 0
WT_off | 0 | 0 | 0 | 0 | 0 | 0
PseudoUnit | 0 | 0 | 0 | 0 | 0 | 0
FixedInterchange | 0 | 0 | 0 | 0 | 0 | 0
Levelized Retrofit Capital Costs by Reporting Type: HQ_NY
ReportingType | 2015 | 2020 | 2025 | 2030 | 2035 | 2040
BM | 0 | 0 | 0 | 0 | 0 | 0
CC | 0 | 0 | 0 | 0 | 0 | 0
CSP | 0 | 0 | 0 | 0 | 0 | 0
CT | 0 | 0 | 0 | 0 | 0 | 0
Coal | 0 | 0 | 0 | 0 | 0 | 0
Geo | 0 | 0 | 0 | 0 | 0 | 0
H | 0 | 0 | 0 | 0 | 0 | 0
LFG | 0 | 0 | 0 | 0 | 0 | 0
Nuc | 0 | 0 | 0 | 0 | 0 | 0
PS | 0 | 0 | 0 | 0 | 0 | 0
PV | 0 | 0 | 0 | 0 | 0 | 0
PeakG | 0 | 0 | 0 | 0 | 0 | 0
PeakO | 0 | 0 | 0 | 0 | 0 | 0
ST | 0 | 0 | 0 | 0 | 0 | 0
STOG | 0 | 0 | 0 | 0 | 0 | 0
STWD | 0 | 0 | 0 | 0 | 0 | 0
WT | 0 | 0 | 0 | 0 | 0 | 0
IGCC | 0 | 0 | 0 | 0 | 0 | 0
DemandResponse | 0 | 0 | 0 | 0 | 0 | 0
IGCC-CCS | 0 | 0 | 0 | 0 | 0 | 0
WT_off | 0 | 0 | 0 | 0 | 0 | 0
PseudoUnit | 0 | 0 | 0 | 0 | 0 | 0
FixedInterchange | 0 | 0 | 0 | 0 | 0 | 0
Levelized Retrofit Capital Costs by Reporting Type: MARITIMES
ReportingType | 2015 | 2020 | 2025 | 2030 | 2035 | 2040
BM | 0 | 0 | 0 | 0 | 0 | 0
CC | 0 | 0 | 0 | 0 | 0 | 0
CSP | 0 | 0 | 0 | 0 | 0 | 0
CT | 0 | 0 | 0 | 0 | 0 | 0
Coal | 0 | 0 | 0 | 0 | 0 | 0
Geo | 0 | 0 | 0 | 0 | 0 | 0
H | 0 | 0 | 0 | 0 | 0 | 0
LFG | 0 | 0 | 0 | 0 | 0 | 0
Nuc | 0 | 0 | 0 | 0 | 0 | 0
PS | 0 | 0 | 0 | 0 | 0 | 0
PV | 0 | 0 | 0 | 0 | 0 | 0
PeakG | 0 | 0 | 0 | 0 | 0 | 0
PeakO | 0 | 0 | 0 | 0 | 0 | 0
ST | 0 | 0 | 0 | 0 | 0 | 0
STOG | 0 | 0 | 0 | 0 | 0 | 0
STWD | 0 | 0 | 0 | 0 | 0 | 0
WT | 0 | 0 | 0 | 0 | 0 | 0
IGCC | 0 | 0 | 0 | 0 | 0 | 0
DemandResponse | 0 | 0 | 0 | 0 | 0 | 0
IGCC-CCS | 0 | 0 | 0 | 0 | 0 | 0
WT_off | 0 | 0 | 0 | 0 | 0 | 0
PseudoUnit | 0 | 0 | 0 | 0 | 0 | 0
FixedInterchange | 0 | 0 | 0 | 0 | 0 | 0
Levelized Retrofit Capital Costs by Reporting Type: All
ReportingType | 2015 | 2020 | 2025 | 2030 | 2035 | 2040
BM | 0 | 0 | 0 | 0 | 0 | 0
CC | 0 | 0 | 0 | 0 | 0 | 0
CSP | 0 | 0 | 0 | 0 | 0 | 0
CT | 0 | 0 | 0 | 0 | 0 | 0
Coal | 1184.42 | 5521.74 | 4688.06 | 0 | 0 | 0
Geo | 0 | 0 | 0 | 0 | 0 | 0
H | 0 | 0 | 0 | 0 | 0 | 0
LFG | 0 | 0 | 0 | 0 | 0 | 0
Nuc | 0 | 0 | 0 | 0 | 0 | 0
PS | 0 | 0 | 0 | 0 | 0 | 0
PV | 0 | 0 | 0 | 0 | 0 | 0
PeakG | 0 | 0 | 0 | 0 | 0 | 0
PeakO | 0 | 0 | 0 | 0 | 0 | 0
ST | 0 | 0 | 0 | 0 | 0 | 0
STOG | 0 | 0 | 0 | 0 | 0 | 0
STWD | 0 | 0 | 0 | 0 | 0 | 0
WT | 0 | 0 | 0 | 0 | 0 | 0
IGCC | 0 | 0 | 0 | 0 | 0 | 0
DemandResponse | 0 | 0 | 0 | 0 | 0 | 0
IGCC-CCS | 0 | 0 | 0 | 0 | 0 | 0
WT_off | 0 | 0 | 0 | 0 | 0 | 0
PseudoUnit | 0 | 0 | 0 | 0 | 0 | 0
FixedInterchange | 0 | 0 | 0 | 0 | 0 | 0
Levelized Retrofit Capital Costs by Reporting Type: EI_US
ReportingType | 2015 | 2020 | 2025 | 2030 | 2035 | 2040
BM | 0 | 0 | 0 | 0 | 0 | 0
CC | 0 | 0 | 0 | 0 | 0 | 0
CSP | 0 | 0 | 0 | 0 | 0 | 0
CT | 0 | 0 | 0 | 0 | 0 | 0
Coal | 1023.13 | 4867.28 | 4066.53 | 0 | 0 | 0
Geo | 0 | 0 | 0 | 0 | 0 | 0
H | 0 | 0 | 0 | 0 | 0 | 0
LFG | 0 | 0 | 0 | 0 | 0 | 0
Nuc | 0 | 0 | 0 | 0 | 0 | 0
PS | 0 | 0 | 0 | 0 | 0 | 0
PV | 0 | 0 | 0 | 0 | 0 | 0
PeakG | 0 | 0 | 0 | 0 | 0 | 0
PeakO | 0 | 0 | 0 | 0 | 0 | 0
ST | 0 | 0 | 0 | 0 | 0 | 0
STOG | 0 | 0 | 0 | 0 | 0 | 0
STWD | 0 | 0 | 0 | 0 | 0 | 0
WT | 0 | 0 | 0 | 0 | 0 | 0
IGCC | 0 | 0 | 0 | 0 | 0 | 0
DemandResponse | 0 | 0 | 0 | 0 | 0 | 0
IGCC-CCS | 0 | 0 | 0 | 0 | 0 | 0
WT_off | 0 | 0 | 0 | 0 | 0 | 0
PseudoUnit | 0 | 0 | 0 | 0 | 0 | 0
FixedInterchange | 0 | 0 | 0 | 0 | 0 | 0
Levelized Retrofit Capital Costs by Reporting Type: EI_Canada
ReportingType | 2015 | 2020 | 2025 | 2030 | 2035 | 2040
BM | 0 | 0 | 0 | 0 | 0 | 0
CC | 0 | 0 | 0 | 0 | 0 | 0
CSP | 0 | 0 | 0 | 0 | 0 | 0
CT | 0 | 0 | 0 | 0 | 0 | 0
Coal | 0 | 0 | 0 | 0 | 0 | 0
Geo | 0 | 0 | 0 | 0 | 0 | 0
H | 0 | 0 | 0 | 0 | 0 | 0
LFG | 0 | 0 | 0 | 0 | 0 | 0
Nuc | 0 | 0 | 0 | 0 | 0 | 0
PS | 0 | 0 | 0 | 0 | 0 | 0
PV | 0 | 0 | 0 | 0 | 0 | 0
PeakG | 0 | 0 | 0 | 0 | 0 | 0
PeakO | 0 | 0 | 0 | 0 | 0 | 0
ST | 0 | 0 | 0 | 0 | 0 | 0
STOG | 0 | 0 | 0 | 0 | 0 | 0
STWD | 0 | 0 | 0 | 0 | 0 | 0
WT | 0 | 0 | 0 | 0 | 0 | 0
IGCC | 0 | 0 | 0 | 0 | 0 | 0
DemandResponse | 0 | 0 | 0 | 0 | 0 | 0
IGCC-CCS | 0 | 0 | 0 | 0 | 0 | 0
WT_off | 0 | 0 | 0 | 0 | 0 | 0
PseudoUnit | 0 | 0 | 0 | 0 | 0 | 0
FixedInterchange | 0 | 0 | 0 | 0 | 0 | 0
Levelized Retrofit Capital Costs by Reporting Type: EI
ReportingType | 2015 | 2020 | 2025 | 2030 | 2035 | 2040
BM | 0 | 0 | 0 | 0 | 0 | 0
CC | 0 | 0 | 0 | 0 | 0 | 0
CSP | 0 | 0 | 0 | 0 | 0 | 0
CT | 0 | 0 | 0 | 0 | 0 | 0
Coal | 1023.13 | 4867.28 | 4066.53 | 0 | 0 | 0
Geo | 0 | 0 | 0 | 0 | 0 | 0
H | 0 | 0 | 0 | 0 | 0 | 0
LFG | 0 | 0 | 0 | 0 | 0 | 0
Nuc | 0 | 0 | 0 | 0 | 0 | 0
PS | 0 | 0 | 0 | 0 | 0 | 0
PV | 0 | 0 | 0 | 0 | 0 | 0
PeakG | 0 | 0 | 0 | 0 | 0 | 0
PeakO | 0 | 0 | 0 | 0 | 0 | 0
ST | 0 | 0 | 0 | 0 | 0 | 0
STOG | 0 | 0 | 0 | 0 | 0 | 0
STWD | 0 | 0 | 0 | 0 | 0 | 0
WT | 0 | 0 | 0 | 0 | 0 | 0
IGCC | 0 | 0 | 0 | 0 | 0 | 0
DemandResponse | 0 | 0 | 0 | 0 | 0 | 0
IGCC-CCS | 0 | 0 | 0 | 0 | 0 | 0
WT_off | 0 | 0 | 0 | 0 | 0 | 0
PseudoUnit | 0 | 0 | 0 | 0 | 0 | 0
FixedInterchange | 0 | 0 | 0 | 0 | 0 | 0
Levelized Retrofit Capital Costs by Reporting Type: Outside_EI
ReportingType | 2015 | 2020 | 2025 | 2030 | 2035 | 2040
BM | 0 | 0 | 0 | 0 | 0 | 0
CC | 0 | 0 | 0 | 0 | 0 | 0
CSP | 0 | 0 | 0 | 0 | 0 | 0
CT | 0 | 0 | 0 | 0 | 0 | 0
Coal | 161.28 | 654.46 | 621.53 | 0 | 0 | 0
Geo | 0 | 0 | 0 | 0 | 0 | 0
H | 0 | 0 | 0 | 0 | 0 | 0
LFG | 0 | 0 | 0 | 0 | 0 | 0
Nuc | 0 | 0 | 0 | 0 | 0 | 0
PS | 0 | 0 | 0 | 0 | 0 | 0
PV | 0 | 0 | 0 | 0 | 0 | 0
PeakG | 0 | 0 | 0 | 0 | 0 | 0
PeakO | 0 | 0 | 0 | 0 | 0 | 0
ST | 0 | 0 | 0 | 0 | 0 | 0
STOG | 0 | 0 | 0 | 0 | 0 | 0
STWD | 0 | 0 | 0 | 0 | 0 | 0
WT | 0 | 0 | 0 | 0 | 0 | 0
IGCC | 0 | 0 | 0 | 0 | 0 | 0
DemandResponse | 0 | 0 | 0 | 0 | 0 | 0
IGCC-CCS | 0 | 0 | 0 | 0 | 0 | 0
WT_off | 0 | 0 | 0 | 0 | 0 | 0
PseudoUnit | 0 | 0 | 0 | 0 | 0 | 0
FixedInterchange | 0 | 0 | 0 | 0 | 0 | 0
#14 | 0.05: Total Costs ($million)
Total Costs by Reporting Type: Entergy
ReportingType | 2015 | 2020 | 2025 | 2030 | 2035 | 2040
BM | 0 | 0 | 0 | 0 | 0 | 0
CC | 3041.48 | 4393.33 | 4418.57 | 4907.11 | 6180.57 | 7140.35
CSP | 0 | 0 | 0 | 0 | 0 | 0
CT | 0 | 0 | 0 | 0 | 0 | 0
Coal | 2364.71 | 2636.79 | 3047.46 | 2930.18 | 3085.21 | 3315.4
Geo | 0 | 0 | 0 | 0 | 0 | 0
H | 10.6 | 10.6 | 10.6 | 10.6 | 10.6 | 10.6
LFG | 0.97 | 0.97 | 43.07 | 43.07 | 43.07 | 43.07
Nuc | 1262.64 | 1285.77 | 1294.03 | 1301.93 | 1099.75 | 1464.17
PS | 1.4 | 1.4 | 1.4 | 1.4 | 1.4 | 1.4
PV | 0 | 0 | 0 | 0 | 0 | 0
PeakG | 47.54 | 70.27 | 56.63 | 67.16 | 70.54 | 71.39
PeakO | 4.42 | 5.87 | 5.08 | 5.22 | 5.22 | 5.22
ST | 0 | 0 | 0 | 0 | 0 | 0
STOG | 166.8 | 203.33 | 162.29 | 166.6 | 173.95 | 181.9
STWD | 6.6 | 8.26 | 6.73 | 6.9 | 7.3 | 13.83
WT | 3.67 | 3.67 | 3.67 | 3.67 | 3.67 | 3.67
IGCC | 0 | 0 | 0 | 0 | 0 | 0
DemandResponse | 0 | 0 | 0 | 0 | 0 | 0
IGCC-CCS | 0 | 0 | 0 | 0 | 0 | 0
WT_off | 0 | 0 | 0 | 0 | 0 | 0
PseudoUnit | 0 | 0 | 0 | 0 | 0 | 0
FixedInterchange | 0 | 0 | 0 | 0 | 0 | 0
Total Costs by Reporting Type: FRCC
ReportingType | 2015 | 2020 | 2025 | 2030 | 2035 | 2040
BM | 0 | 0 | 0 | 0 | 0 | 0
CC | 7412.44 | 9563.73 | 11031.3 | 12967.48 | 16506.74 | 20287.03
CSP | 0 | 0 | 0 | 0 | 0 | 0
CT | 271.83 | 288.99 | 296.96 | 301.64 | 103.63 | 94.08
Coal | 2861.74 | 2814.93 | 3256.6 | 3201.06 | 3313.59 | 3442.49
Geo | 0 | 0 | 0 | 0 | 0 | 0
H | 0.78 | 0.78 | 0.78 | 0.78 | 0.78 | 0.78
LFG | 58.68 | 138.1 | 138.1 | 138.1 | 138.1 | 82.77
Nuc | 960.37 | 1000.19 | 984.15 | 990.13 | 1182.7 | 448.91
PS | 0 | 0 | 0 | 0 | 0 | 0
PV | 0.75 | 0.75 | 0.75 | 0.75 | 0.75 | 0.75
PeakG | 181.36 | 252.6 | 218.46 | 248.59 | 242.5 | 235.29
PeakO | 64.61 | 83.43 | 68.43 | 68.43 | 68.43 | 68.43
ST | 0 | 0 | 0 | 0 | 0 | 0
STOG | 375.07 | 369.44 | 361.91 | 368.59 | 369.95 | 316.45
STWD | 6.25 | 13.86 | 16.42 | 16.42 | 16.38 | 21.77
WT | 0 | 0 | 0 | 0 | 0 | 0
IGCC | 0 | 0 | 0 | 0 | 0 | 0
DemandResponse | 0 | 0 | 0 | 0 | 0 | 0
IGCC-CCS | 0 | 0 | 0 | 0 | 0 | 0
WT_off | 0 | 0 | 0 | 0 | 0 | 0
PseudoUnit | 0 | 0 | 0 | 0 | 0 | 0
FixedInterchange | 0 | 0 | 0 | 0 | 0 | 0
Total Costs by Reporting Type: MAPP_US
ReportingType | 2015 | 2020 | 2025 | 2030 | 2035 | 2040
BM | 0 | 0 | 0 | 0 | 0 | 0
CC | 15.25 | 20.62 | 22.89 | 26.59 | 24.02 | 25.68
CSP | 0 | 0 | 0 | 0 | 0 | 0
CT | 27.96 | 27.96 | 28.17 | 45.39 | 19.54 | 19.58
Coal | 666.05 | 762.2 | 752.68 | 745.8 | 1012.22 | 1194.12
Geo | 3.95 | 3.95 | 3.95 | 3.95 | 3.95 | 3.95
H | 31.14 | 31.14 | 31.14 | 31.14 | 31.14 | 31.14
LFG | 0.24 | 0.24 | 0.24 | 28.15 | 28.15 | 28.15
Nuc | 0.01 | 0.01 | 0.01 | 0.01 | 0.01 | 0.01
PS | 0 | 0 | 0 | 0 | 0 | 0
PV | 0 | 0 | 0 | 0 | 0 | 0
PeakG | 13.83 | 24.23 | 23.81 | 29.75 | 25.29 | 28.32
PeakO | 2.42 | 3.93 | 3.15 | 3.15 | 3.15 | 3.15
ST | 0 | 0 | 0 | 0 | 0 | 0
STOG | 0 | 0 | 0 | 0 | 0 | 0
STWD | 0 | 0 | 0 | 0 | 0 | 0
WT | 178.2 | 178.2 | 178.2 | 128.53 | 55.29 | 55.29
IGCC | 0 | 0 | 0 | 0 | 0 | 0
DemandResponse | 0 | 0 | 0 | 0 | 0 | 0
IGCC-CCS | 0 | 0 | 0 | 0 | 0 | 0
WT_off | 0 | 0 | 0 | 0 | 0 | 0
PseudoUnit | 0 | 0 | 0 | 0 | 0 | 0
FixedInterchange | 0 | 0 | 0 | 0 | 0 | 0
Total Costs by Reporting Type: MISO_IN
ReportingType | 2015 | 2020 | 2025 | 2030 | 2035 | 2040
BM | 0 | 0 | 0 | 0 | 0 | 0
CC | 190.71 | 1319.99 | 1753.28 | 2484.65 | 3358.92 | 3614.85
CSP | 0 | 0 | 0 | 0 | 0 | 0
CT | 0 | 0 | 0 | 0 | 0 | 0
Coal | 3384.81 | 4000.37 | 4206.35 | 4380.4 | 4729.15 | 5080.66
Geo | 0 | 0 | 0 | 0 | 0 | 0
H | 1.07 | 1.07 | 1.07 | 1.07 | 1.07 | 1.07
LFG | 4.47 | 4.47 | 36.74 | 36.74 | 36.74 | 36.74
Nuc | 0.01 | 0.01 | 0.01 | 0.01 | 0.01 | 0.01
PS | 0 | 0 | 0 | 0 | 0 | 0
PV | 0 | 0 | 0 | 0 | 0 | 0
PeakG | 53.58 | 78.59 | 60.73 | 80.36 | 81.36 | 81.93
PeakO | 10.59 | 13.5 | 10.82 | 10.82 | 10.82 | 10.82
ST | 0 | 0 | 0 | 0 | 0 | 0
STOG | 15.17 | 17.66 | 16 | 16.31 | 20.21 | 17.25
STWD | 0 | 0 | 0 | 0 | 0 | 0
WT | 18.33 | 18.33 | 18.33 | 18.33 | 18.33 | 18.33
IGCC | 366.58 | 367.21 | 368.44 | 376.11 | 379.84 | 387.01
DemandResponse | 0 | 0 | 0 | 0 | 0 | 0
IGCC-CCS | 0 | 0 | 0 | 0 | 0 | 0
WT_off | 0 | 0 | 0 | 0 | 0 | 0
PseudoUnit | 0 | 0 | 0 | 0 | 0 | 0
FixedInterchange | 0 | 0 | 0 | 0 | 0 | 0
Total Costs by Reporting Type: MISO_MI
ReportingType | 2015 | 2020 | 2025 | 2030 | 2035 | 2040
BM | 0 | 0 | 0 | 0 | 0 | 0
CC | 674.18 | 714.83 | 678.64 | 583.1 | 688.12 | 648.21
CSP | 0 | 0 | 0 | 0 | 0 | 0
CT | 0 | 0 | 0 | 0 | 0 | 0
Coal | 2220 | 2536.64 | 2636.53 | 2527.18 | 2730.41 | 2861
Geo | 0 | 0 | 0 | 0 | 0 | 0
H | 2.01 | 2.01 | 2.01 | 2.01 | 2.01 | 2.01
LFG | 19.68 | 19.68 | 85.86 | 85.86 | 85.86 | 85.86
Nuc | 449.71 | 452.56 | 461.47 | 464.43 | 273.15 | 529.13
PS | 44.44 | 44.44 | 44.44 | 44.44 | 44.44 | 44.44
PV | 0 | 0 | 0 | 0 | 0 | 0
PeakG | 62.4 | 92.6 | 79.11 | 93.94 | 94.87 | 95.88
PeakO | 15.67 | 19.97 | 16.01 | 16.01 | 16.01 | 16.01
ST | 0 | 0 | 0 | 0 | 0 | 0
STOG | 142.66 | 179.73 | 162.6 | 167.88 | 170.58 | 175.64
STWD | 5.22 | 6.54 | 5.44 | 5.44 | 10.36 | 10.56
WT | 642 | 642 | 642 | 642 | 5.51 | 5.51
IGCC | 0 | 0 | 0 | 0 | 0 | 0
DemandResponse | 0 | 0 | 0 | 0 | 0 | 0
IGCC-CCS | 0 | 0 | 0 | 0 | 0 | 0
WT_off | 0 | 0 | 0 | 0 | 0 | 0
PseudoUnit | 0 | 0 | 0 | 0 | 0 | 0
FixedInterchange | 0 | 0 | 0 | 0 | 0 | 0
Total Costs by Reporting Type: MISO_MO-IL
ReportingType | 2015 | 2020 | 2025 | 2030 | 2035 | 2040
BM | 0 | 0 | 0 | 0 | 0 | 0
CC | 138.93 | 218.81 | 142.84 | 149.95 | 167.57 | 147.79
CSP | 0 | 0 | 0 | 0 | 0 | 0
CT | 0 | 0 | 0 | 0 | 0 | 0
Coal | 4260.57 | 4476.67 | 4759.92 | 4946.83 | 5347.16 | 5516.69
Geo | 0 | 0 | 0 | 0 | 0 | 0
H | 5.01 | 5.01 | 5.01 | 5.01 | 5.01 | 5.01
LFG | 2.17 | 2.17 | 9.66 | 94.6 | 94.6 | 94.6
Nuc | 493.74 | 512.79 | 521.93 | 524.97 | 524.97 | 524.97
PS | 10.45 | 10.45 | 10.45 | 10.45 | 10.45 | 10.45
PV | 0 | 0 | 0 | 0 | 0 | 0
PeakG | 86.8 | 125.74 | 93.07 | 115.36 | 147.46 | 158.88
PeakO | 21.48 | 28.65 | 22.96 | 22.96 | 22.96 | 22.96
ST | 0 | 0 | 0 | 0 | 0 | 0
STOG | 32.02 | 35.84 | 31.15 | 30.72 | 31.24 | 28.1
STWD | 0 | 0 | 0 | 0 | 0 | 0
WT | 109.19 | 109.19 | 109.19 | 109.19 | 21.38 | 21.38
IGCC | 0 | 0 | 0 | 0 | 0 | 0
DemandResponse | 0 | 0 | 0 | 0 | 0 | 0
IGCC-CCS | 0 | 0 | 0 | 0 | 0 | 0
WT_off | 0 | 0 | 0 | 0 | 0 | 0
PseudoUnit | 0 | 0 | 0 | 0 | 0 | 0
FixedInterchange | 0 | 0 | 0 | 0 | 0 | 0
Total Costs by Reporting Type: MISO_W
ReportingType | 2015 | 2020 | 2025 | 2030 | 2035 | 2040
BM | 0 | 0 | 0 | 0 | 0 | 0
CC | 492.71 | 499.47 | 469 | 532.82 | 459.1 | 299.04
CSP | 0 | 0 | 0 | 0 | 0 | 0
CT | 0 | 0 | 0 | 0 | 0 | 0
Coal | 2958.16 | 3331.75 | 3408.48 | 3212.52 | 5684.31 | 8344.57
Geo | 0 | 0 | 0 | 0 | 0 | 0
H | 7.08 | 7.08 | 7.08 | 7.08 | 7.08 | 7.08
LFG | 24.75 | 24.75 | 54.27 | 54.27 | 54.27 | 54.27
Nuc | 539.99 | 543.1 | 552.83 | 814.83 | 0.05 | 0.05
PS | 0 | 0 | 0 | 0 | 0 | 0
PV | 0 | 0 | 0 | 0 | 0 | 0
PeakG | 109.42 | 144.06 | 127.73 | 167.55 | 142.81 | 120.86
PeakO | 56.38 | 79.08 | 64.57 | 64.57 | 64.57 | 64.57
ST | 0 | 0 | 0 | 0 | 0 | 0
STOG | 9.06 | 9.42 | 8.45 | 8.15 | 8.21 | 7.87
STWD | 10.03 | 12.55 | 10.44 | 13.5 | 19.98 | 19.98
WT | 1122.01 | 1122.01 | 1122.01 | 1038.05 | 269.13 | 269.13
IGCC | 0 | 0 | 0 | 0 | 0 | 0
DemandResponse | 0 | 0 | 0 | 0 | 0 | 0
IGCC-CCS | 0 | 0 | 0 | 0 | 0 | 0
WT_off | 0 | 0 | 0 | 0 | 0 | 0
PseudoUnit | 0 | 0 | 0 | 0 | 0 | 0
FixedInterchange | 0 | 0 | 0 | 0 | 0 | 0
Total Costs by Reporting Type: MISO_WUMS
ReportingType | 2015 | 2020 | 2025 | 2030 | 2035 | 2040
BM | 0 | 0 | 0 | 0 | 0 | 0
CC | 657.61 | 2156.57 | 2257.63 | 2245.84 | 2658.85 | 2661.08
CSP | 0 | 0 | 0 | 0 | 0 | 0
CT | 0 | 88.81 | 90.49 | 258.74 | 554.04 | 508.95
Coal | 1435.94 | 1492.31 | 1515.5 | 1700.33 | 1818.05 | 1884.75
Geo | 0 | 0 | 0 | 0 | 0 | 0
H | 4.79 | 4.79 | 4.79 | 4.79 | 4.79 | 4.79
LFG | 8.57 | 8.57 | 97.64 | 97.64 | 97.64 | 97.64
Nuc | 419.03 | 444.73 | 429.21 | 737.97 | 0.05 | 0.05
PS | 0 | 0 | 0 | 0 | 0 | 0
PV | 0 | 0 | 0 | 0 | 0 | 0
PeakG | 58.41 | 85.25 | 69.34 | 77.86 | 77.65 | 77.65
PeakO | 13.52 | 17.78 | 14.69 | 14.69 | 14.69 | 14.69
ST | 0 | 0 | 0 | 0 | 0 | 0
STOG | 13.67 | 15.63 | 13.39 | 13.39 | 13.39 | 13.39
STWD | 3.37 | 4.21 | 3.43 | 3.43 | 3.43 | 3.64
WT | 317.4 | 317.4 | 317.4 | 317.4 | 46.41 | 46.41
IGCC | 0 | 0 | 0 | 0 | 0 | 0
DemandResponse | 0 | 0 | 0 | 0 | 0 | 0
IGCC-CCS | 0 | 0 | 0 | 0 | 0 | 0
WT_off | 0 | 0 | 0 | 0 | 0 | 0
PseudoUnit | 0 | 0 | 0 | 0 | 0 | 0
FixedInterchange | 0 | 0 | 0 | 0 | 0 | 0
Total Costs by Reporting Type: Nebraska
ReportingType | 2015 | 2020 | 2025 | 2030 | 2035 | 2040
BM | 0 | 0 | 0 | 0 | 0 | 0
CC | 34.39 | 43.71 | 41.45 | 44.17 | 39.91 | 35.87
CSP | 0 | 0 | 0 | 0 | 0 | 0
CT | 0 | 0 | 0 | 0 | 0 | 0
Coal | 905.11 | 1250.79 | 1261.29 | 1113.82 | 2415.33 | 2598.6
Geo | 0 | 0 | 0 | 0 | 0 | 0
H | 2.38 | 2.38 | 2.38 | 2.38 | 2.38 | 2.38
LFG | 0.72 | 0.72 | 27.82 | 29.16 | 29.16 | 29.16
Nuc | 289.1 | 306.81 | 296.14 | 364.84 | 0.11 | 0.11
PS | 0 | 0 | 0 | 0 | 0 | 0
PV | 0 | 0 | 0 | 0 | 0 | 0
PeakG | 26.24 | 43.18 | 43.56 | 51.96 | 48.08 | 48.84
PeakO | 9.57 | 12.19 | 9.77 | 9.77 | 9.77 | 9.77
ST | 0 | 0 | 0 | 0 | 0 | 0
STOG | 0 | 0 | 0 | 0 | 0 | 0
STWD | 0 | 0 | 0 | 0 | 0 | 0
WT | 69.96 | 69.96 | 69.96 | 57.33 | 10.54 | 10.54
IGCC | 0 | 0 | 0 | 0 | 0 | 0
DemandResponse | 0 | 0 | 0 | 0 | 0 | 0
IGCC-CCS | 0 | 0 | 0 | 0 | 0 | 0
WT_off | 0 | 0 | 0 | 0 | 0 | 0
PseudoUnit | 0 | 0 | 0 | 0 | 0 | 0
FixedInterchange | 0 | 0 | 0 | 0 | 0 | 0
Total Costs by Reporting Type: NEISO
ReportingType | 2015 | 2020 | 2025 | 2030 | 2035 | 2040
BM | 140.91 | 141.12 | 141.12 | 141.12 | 141.6 | 141.65
CC | 2469.76 | 2490.5 | 2713.61 | 3108.03 | 3830.96 | 4076.76
CSP | 0 | 0 | 0 | 0 | 0 | 0
CT | 32.41 | 32.88 | 32.92 | 32.11 | 126.47 | 229.89
Coal | 57.58 | 29.15 | 0 | 0 | 0 | 0
Geo | 0 | 0 | 0 | 0 | 0 | 0
H | 46.4 | 46.4 | 46.4 | 46.4 | 46.4 | 46.4
LFG | 84.95 | 84.95 | 84.95 | 113.53 | 98.81 | 98.81
Nuc | 1055.43 | 1120.79 | 1080.11 | 1086.32 | 784.86 | 1150.98
PS | 39.74 | 39.74 | 39.74 | 39.74 | 39.74 | 39.74
PV | 0.03 | 0.03 | 0.03 | 0.03 | 0.03 | 0.03
PeakG | 21.23 | 31.75 | 23 | 25 | 36.97 | 36.01
PeakO | 24.35 | 31.04 | 24.87 | 24.87 | 24.87 | 24.87
ST | 0 | 0 | 0 | 0 | 0 | 0
STOG | 0 | 0 | 0 | 0 | 0 | 0
STWD | 0 | 0 | 0 | 0 | 0 | 0
WT | 82.29 | 82.29 | 82.29 | 72.29 | 12.61 | 12.61
IGCC | 0 | 0 | 0 | 0 | 0 | 0
DemandResponse | 0 | 0 | 0 | 0 | 0 | 0
IGCC-CCS | 0 | 0 | 0 | 0 | 0 | 0
WT_off | 347.5 | 347.5 | 347.5 | 347.5 | 0 | 0
PseudoUnit | 0 | 0 | 0 | 0 | 0 | 0
FixedInterchange | 0 | 0 | 0 | 0 | 0 | 0
Total Costs by Reporting Type: NonRTO_Midwest
ReportingType | 2015 | 2020 | 2025 | 2030 | 2035 | 2040
BM | 0 | 0 | 0 | 0 | 0 | 0
CC | 0 | 151.65 | 140.58 | 219.46 | 292.02 | 386.78
CSP | 0 | 0 | 0 | 0 | 0 | 0
CT | 0 | 17.66 | 17.91 | 22.14 | 26.9 | 28
Coal | 2835.42 | 3151.85 | 3085.44 | 3186.65 | 3414.81 | 3705.13
Geo | 0 | 0 | 0 | 0 | 0 | 0
H | 2.04 | 2.04 | 2.04 | 2.04 | 2.04 | 2.04
LFG | 1.69 | 20.34 | 50.64 | 64.7 | 64.7 | 51.77
Nuc | 0.01 | 0.01 | 0.01 | 0.01 | 0.01 | 0.02
PS | 0 | 0 | 0 | 0 | 0 | 0
PV | 0 | 0 | 0 | 0 | 0 | 0
PeakG | 66.23 | 96.49 | 75.42 | 88.53 | 110.03 | 115.19
PeakO | 0.35 | 0.45 | 0.36 | 0.36 | 0.36 | 0.36
ST | 0 | 0 | 0 | 0 | 0 | 0
STOG | 0 | 0 | 0 | 0 | 0 | 0
STWD | 0 | 0 | 0 | 0 | 0 | 0
WT | 2.26 | 2.26 | 2.26 | 2.26 | 2.26 | 2.26
IGCC | 0 | 0 | 0 | 0 | 0 | 0
DemandResponse | 0 | 0 | 0 | 0 | 0 | 0
IGCC-CCS | 0 | 0 | 0 | 0 | 0 | 0
WT_off | 0 | 0 | 0 | 0 | 0 | 0
PseudoUnit | 0 | 0 | 0 | 0 | 0 | 0
FixedInterchange | 0 | 0 | 0 | 0 | 0 | 0
Total Costs by Reporting Type: NYISO_A-F
ReportingType | 2015 | 2020 | 2025 | 2030 | 2035 | 2040
BM | 0 | 0 | 0 | 0 | 0 | 0
CC | 471.99 | 631.99 | 704.92 | 799.95 | 1025.5 | 987.66
CSP | 0 | 0 | 0 | 0 | 0 | 0
CT | 0 | 0 | 0 | 0 | 0 | 0
Coal | 0 | 0 | 0 | 0 | 0 | 0
Geo | 0 | 0 | 0 | 0 | 0 | 0
H | 62.6 | 62.6 | 62.6 | 62.6 | 62.6 | 62.6
LFG | 22.7 | 22.7 | 50.15 | 50.15 | 48.28 | 48.28
Nuc | 769.17 | 792.88 | 787.44 | 645.82 | 746.25 | 695.88
PS | 33.52 | 33.52 | 33.52 | 33.52 | 33.52 | 33.52
PV | 0 | 0 | 0 | 0 | 0 | 0
PeakG | 3.78 | 5.67 | 5.73 | 5.77 | 7.19 | 7.3
PeakO | 1.14 | 1.46 | 1.17 | 1.17 | 1.17 | 1.17
ST | 0 | 0 | 0 | 0 | 0 | 0
STOG | 0 | 0 | 0 | 0 | 0 | 0
STWD | 2.76 | 3.45 | 2.81 | 2.88 | 3.04 | 3.04
WT | 818.73 | 975.31 | 975.31 | 975.31 | 218.75 | 62.16
IGCC | 0 | 0 | 0 | 0 | 0 | 0
DemandResponse | 0 | 0 | 0 | 0 | 0 | 0
IGCC-CCS | 0 | 0 | 0 | 0 | 0 | 0
WT_off | 0 | 0 | 0 | 0 | 0 | 0
PseudoUnit | 0 | 0 | 0 | 0 | 0 | 0
FixedInterchange | 0 | 0 | 0 | 0 | 0 | 0
Total Costs by Reporting Type: NYISO_G-I
ReportingType | 2015 | 2020 | 2025 | 2030 | 2035 | 2040
BM | 0 | 0 | 0 | 0 | 0 | 0
CC | 301.62 | 386.5 | 712.93 | 1189.89 | 2883.76 | 4543.26
CSP | 0 | 0 | 0 | 0 | 0 | 0
CT | 0 | 0 | 0 | 0 | 0 | 0
Coal | 0 | 0 | 0 | 0 | 0 | 0
Geo | 0 | 0 | 0 | 0 | 0 | 0
H | 0.46 | 0.46 | 0.46 | 0.46 | 0.46 | 0.46
LFG | 7.73 | 7.73 | 37.77 | 37.77 | 37.77 | 37.77
Nuc | 466.19 | 495 | 477.19 | 479.96 | 543.55 | 0.21
PS | 0 | 0 | 0 | 0 | 0 | 0
PV | 0 | 0 | 0 | 0 | 0 | 0
PeakG | 1.52 | 2.09 | 1.62 | 1.63 | 1.63 | 1.64
PeakO | 2.55 | 3.25 | 2.61 | 2.61 | 2.61 | 2.61
ST | 0 | 0 | 0 | 0 | 0 | 0
STOG | 0 | 0 | 0 | 0 | 0 | 0
STWD | 0 | 0 | 0 | 0 | 0 | 0
WT | 0 | 0 | 0 | 0 | 0 | 0
IGCC | 0 | 0 | 0 | 0 | 0 | 0
DemandResponse | 0 | 0 | 0 | 0 | 0 | 0
IGCC-CCS | 0 | 0 | 0 | 0 | 0 | 0
WT_off | 0 | 0 | 0 | 0 | 0 | 0
PseudoUnit | 0 | 0 | 0 | 0 | 0 | 0
FixedInterchange | 0 | 0 | 0 | 0 | 0 | 0
Total Costs by Reporting Type: NYISO_J-K
ReportingType | 2015 | 2020 | 2025 | 2030 | 2035 | 2040
BM | 0 | 0 | 0 | 0 | 0 | 0
CC | 1272.86 | 1538.6 | 1622.31 | 1695.22 | 1844.2 | 1701.46
CSP | 0 | 0 | 0 | 0 | 0 | 0
CT | 0 | 0 | 13.86 | 97.02 | 102.76 | 140.15
Coal | 0 | 0 | 0 | 0 | 0 | 0
Geo | 0 | 0 | 0 | 0 | 0 | 0
H | 0 | 0 | 0 | 0 | 0 | 0
LFG | 14.97 | 14.97 | 14.97 | 50.65 | 50.65 | 50.65
Nuc | 0.01 | 0.01 | 0.01 | 0.01 | 0.01 | 0.01
PS | 0 | 0 | 0 | 0 | 0 | 0
PV | 22.18 | 22.18 | 22.18 | 22.18 | 0 | 0
PeakG | 57.34 | 86.05 | 67.06 | 74.42 | 79.51 | 89.91
PeakO | 61.69 | 79.16 | 63.78 | 65.02 | 65.02 | 65.02
ST | 0 | 0 | 0 | 0 | 0 | 0
STOG | 308.55 | 404.52 | 387.21 | 404.22 | 453.45 | 518.48
STWD | 0 | 0 | 0 | 0 | 0 | 0
WT | 0 | 0 | 0 | 0 | 0 | 0
IGCC | 0 | 0 | 0 | 0 | 0 | 0
DemandResponse | 0 | 0 | 0 | 0 | 0 | 0
IGCC-CCS | 0 | 0 | 0 | 0 | 0 | 0
WT_off | 0 | 0 | 0 | 0 | 0 | 0
PseudoUnit | 0 | 0 | 0 | 0 | 0 | 0
FixedInterchange | 0 | 0 | 0 | 0 | 0 | 0
Total Costs by Reporting Type: PJM_E
ReportingType | 2015 | 2020 | 2025 | 2030 | 2035 | 2040
BM | 17.49 | 17.49 | 17.52 | 17.52 | 17.52 | 17.64
CC | 1942.59 | 2851.48 | 3005.53 | 3023.81 | 3526.79 | 3918.5
CSP | 0 | 0 | 0 | 0 | 0 | 0
CT | 2.46 | 2.51 | 2.52 | 0.55 | 0.57 | 0.39
Coal | 127.3 | 84.98 | 78.6 | 106.85 | 156.72 | 192.85
Geo | 0 | 0 | 0 | 0 | 0 | 0
H | 3.85 | 3.85 | 3.85 | 3.85 | 3.85 | 3.85
LFG | 59.84 | 59.84 | 59.84 | 113.96 | 113.96 | 113.96
Nuc | 1960.16 | 1864.06 | 1862.64 | 1873.72 | 1345.93 | 2395.82
PS | 9.5 | 9.5 | 9.5 | 9.5 | 9.5 | 9.5
PV | 14.81 | 14.81 | 14.81 | 14.81 | 0.32 | 0.32
PeakG | 75.2 | 111.39 | 110.05 | 124.8 | 166.35 | 115.28
PeakO | 75.92 | 100.78 | 82.41 | 82.41 | 82.41 | 82.41
ST | 0 | 0 | 0 | 0 | 0 | 0
STOG | 120.19 | 165.97 | 180.28 | 185.61 | 194.52 | 159.14
STWD | 0 | 0 | 0 | 0 | 0 | 0
WT | 377.36 | 377.36 | 377.36 | 377.36 | 0.34 | 0.34
IGCC | 0 | 0 | 0 | 0 | 0 | 0
DemandResponse | 0 | 0 | 0 | 0 | 0 | 0
IGCC-CCS | 0 | 0 | 0 | 0 | 0 | 0
WT_off | 0 | 0 | 682.87 | 682.87 | 682.87 | 682.87
PseudoUnit | 0 | 0 | 0 | 0 | 0 | 0
FixedInterchange | 0 | 0 | 0 | 0 | 0 | 0
Total Costs by Reporting Type: PJM_ROM
ReportingType | 2015 | 2020 | 2025 | 2030 | 2035 | 2040
BM | 9.61 | 9.61 | 9.63 | 9.63 | 9.63 | 9.7
CC | 977.06 | 1357.63 | 1420.36 | 1415.8 | 3738.36 | 9793.36
CSP | 0 | 0 | 0 | 0 | 0 | 0
CT | 1.51 | 1.54 | 1.72 | 1.74 | 0.57 | 0.24
Coal | 2339.59 | 2770.05 | 2913.79 | 3185.77 | 3252.6 | 3348.59
Geo | 0 | 0 | 0 | 0 | 0 | 0
H | 19.83 | 19.83 | 19.83 | 19.83 | 19.83 | 19.83
LFG | 48.61 | 48.61 | 102.58 | 152.58 | 149.28 | 149.28
Nuc | 1163.94 | 1194.41 | 1192.35 | 1199.5 | 963.59 | 1283.24
PS | 35.92 | 35.92 | 35.92 | 35.92 | 35.92 | 35.92
PV | 0.06 | 0.06 | 0.06 | 0.06 | 0.06 | 0.06
PeakG | 30.83 | 47.83 | 45.04 | 45.32 | 64.9 | 54.5
PeakO | 45.95 | 58.57 | 46.94 | 46.94 | 46.94 | 46.94
ST | 0 | 0 | 0 | 0 | 0 | 0
STOG | 192.41 | 243.55 | 243.67 | 253.1 | 259.26 | 260.87
STWD | 2.24 | 2.81 | 2.45 | 2.57 | 4.39 | 4.78
WT | 177.31 | 177.31 | 177.31 | 140.8 | 25.04 | 25.04
IGCC | 0 | 0 | 0 | 0 | 0 | 0
DemandResponse | 0 | 0 | 0 | 0 | 0 | 0
IGCC-CCS | 0 | 0 | 0 | 0 | 0 | 0
WT_off | 0 | 0 | 0 | 0 | 0 | 0
PseudoUnit | 0 | 0 | 0 | 0 | 0 | 0
FixedInterchange | 0 | 0 | 0 | 0 | 0 | 0
Total Costs by Reporting Type: PJM_ROR
ReportingType | 2015 | 2020 | 2025 | 2030 | 2035 | 2040
BM | 204.46 | 204.46 | 204.78 | 204.78 | 204.78 | 103.85
CC | 3185.38 | 3509.05 | 3572.8 | 6342.87 | 11092.37 | 10364.2
CSP | 0 | 0 | 0 | 0 | 0 | 0
CT | 2.91 | 2.94 | 2.97 | 3 | 0.71 | 0.69
Coal | 14149.15 | 14017.04 | 14497.46 | 15198.45 | 16219.92 | 16991.7
Geo | 0 | 0 | 0 | 0 | 0 | 0
H | 26.17 | 26.17 | 26.17 | 26.17 | 26.17 | 26.17
LFG | 81.66 | 81.66 | 285.36 | 277.43 | 268.88 | 268.88
Nuc | 4607.58 | 4731.16 | 4718.65 | 4541.22 | 3528.56 | 5329.49
PS | 73.14 | 73.14 | 73.14 | 73.14 | 73.14 | 73.14
PV | 0.35 | 0.35 | 0.35 | 0.35 | 0.35 | 0.35
PeakG | 406.66 | 559.15 | 458.87 | 571.78 | 565.1 | 570.68
PeakO | 48.69 | 65.15 | 52.22 | 52.22 | 52.22 | 52.22
ST | 0 | 0 | 0 | 0 | 0 | 0
STOG | 129.3 | 153.4 | 144.28 | 148.68 | 155.22 | 162.28
STWD | 6.22 | 7.78 | 6.48 | 7.16 | 9.57 | 12.55
WT | 2657.01 | 2657.01 | 2657.01 | 1611.05 | 173.5 | 173.5
IGCC | 0 | 0 | 0 | 0 | 0 | 0
DemandResponse | 0 | 0 | 0 | 0 | 0 | 0
IGCC-CCS | 0 | 0 | 0 | 0 | 0 | 0
WT_off | 0 | 0 | 0 | 0 | 0 | 0
PseudoUnit | 0 | 0 | 0 | 0 | 0 | 0
FixedInterchange | 0 | 0 | 0 | 0 | 0 | 0
Total Costs by Reporting Type: SOCO
ReportingType | 2015 | 2020 | 2025 | 2030 | 2035 | 2040
BM | 26.53 | 26.53 | 26.53 | 26.58 | 28.4 | 28.59
CC | 5532.51 | 6076.01 | 5959.01 | 7055.42 | 7370.83 | 7115.64
CSP | 0 | 0 | 0 | 0 | 0 | 0
CT | 0 | 0 | 0 | 0 | 0 | 0
Coal | 5086.53 | 5679.45 | 6276.15 | 6598.97 | 8284.17 | 11380.61
Geo | 0 | 0 | 0 | 0 | 0 | 0
H | 59.74 | 59.74 | 59.74 | 59.74 | 59.74 | 59.74
LFG | 4.47 | 4.47 | 46.08 | 46.08 | 46.08 | 46.08
Nuc | 1355.07 | 2993.98 | 3028.43 | 3039.86 | 3039.86 | 2945.91
PS | 39.76 | 39.76 | 39.76 | 39.76 | 39.76 | 39.76
PV | 0 | 0 | 0 | 0 | 0 | 0
PeakG | 212.94 | 345.82 | 370.01 | 413.36 | 427.6 | 435.37
PeakO | 4.37 | 5.97 | 5.27 | 5.8 | 5.8 | 5.8
ST | 0 | 0 | 0 | 0 | 0 | 0
STOG | 0 | 0 | 0 | 0 | 0 | 0
STWD | 0 | 0 | 0 | 0 | 0 | 0
WT | 0 | 0 | 0 | 0 | 0 | 0
IGCC | 0 | 0 | 0 | 0 | 0 | 0
DemandResponse | 0 | 0 | 0 | 0 | 0 | 0
IGCC-CCS | 0 | 0 | 0 | 0 | 0 | 0
WT_off | 0 | 0 | 0 | 0 | 0 | 0
PseudoUnit | 0 | 0 | 0 | 0 | 0 | 0
FixedInterchange | 0 | 0 | 0 | 0 | 0 | 0
Total Costs by Reporting Type: SPP_N
ReportingType | 2015 | 2020 | 2025 | 2030 | 2035 | 2040
BM | 0 | 0 | 0 | 0 | 0 | 0
CC | 332.91 | 559.39 | 576.52 | 589.77 | 546.58 | 492.8
CSP | 0 | 0 | 0 | 0 | 0 | 0
CT | 0 | 0 | 0 | 0 | 0 | 0
Coal | 2243.65 | 2625.56 | 2650.65 | 2619.08 | 2889.63 | 4336.53
Geo | 0 | 0 | 0 | 0 | 0 | 0
H | 0.3 | 0.3 | 0.3 | 0.3 | 0.3 | 0.3
LFG | 0.85 | 38.38 | 38.38 | 38.38 | 38.38 | 12.41
Nuc | 256.73 | 266.63 | 271.39 | 272.98 | 272.98 | 272.98
PS | 0 | 0 | 0 | 0 | 0 | 0
PV | 0 | 0 | 0 | 0 | 0 | 0
PeakG | 78.07 | 128.93 | 129.42 | 144.43 | 157.72 | 135.93
PeakO | 34.89 | 44.84 | 35.94 | 35.94 | 35.94 | 35.94
ST | 0 | 0 | 0 | 0 | 0 | 0
STOG | 97.24 | 120.87 | 119.79 | 123.75 | 127.89 | 132.77
STWD | 0 | 0 | 0 | 0 | 0 | 0
WT | 42.04 | 42.04 | 42.04 | 42.04 | 42.04 | 42.04
IGCC | 0 | 0 | 0 | 0 | 0 | 0
DemandResponse | 0 | 0 | 0 | 0 | 0 | 0
IGCC-CCS | 0 | 0 | 0 | 0 | 0 | 0
WT_off | 0 | 0 | 0 | 0 | 0 | 0
PseudoUnit | 0 | 0 | 0 | 0 | 0 | 0
FixedInterchange | 0 | 0 | 0 | 0 | 0 | 0
Total Costs by Reporting Type: SPP_S
ReportingType | 2015 | 2020 | 2025 | 2030 | 2035 | 2040
BM | 0 | 0 | 0 | 0 | 0 | 0
CC | 1685.97 | 3213.93 | 3103.63 | 4042.3 | 4762.26 | 4730.95
CSP | 0 | 0 | 0 | 0 | 0 | 0
CT | 35.98 | 63.1 | 69.34 | 63.21 | 30.44 | 11.51
Coal | 3540.42 | 4037.76 | 4692.98 | 4735.02 | 5135.33 | 5477.1
Geo | 0 | 0 | 0 | 0 | 0 | 0
H | 30.03 | 30.03 | 30.03 | 30.03 | 30.03 | 30.03
LFG | 2.29 | 22.46 | 39.6 | 39.6 | 39.6 | 25.65
Nuc | 0.01 | 0.01 | 0.01 | 0.01 | 0.01 | 0.01
PS | 10.59 | 10.59 | 10.59 | 10.59 | 10.59 | 10.59
PV | 0 | 0 | 0 | 0 | 0 | 0
PeakG | 60.2 | 87.94 | 67.37 | 77.23 | 83.15 | 86.22
PeakO | 3.36 | 4.54 | 3.63 | 3.63 | 3.64 | 3.66
ST | 0 | 0 | 0 | 0 | 0 | 0
STOG | 386.59 | 461.13 | 465.16 | 453.11 | 449.51 | 488.39
STWD | 2.69 | 3.37 | 2.75 | 2.75 | 2.75 | 4.13
WT | 214.58 | 260.39 | 260.39 | 260.39 | 136.6 | 95
IGCC | 0 | 0 | 0 | 0 | 0 | 0
DemandResponse | 0 | 0 | 0 | 0 | 0 | 0
IGCC-CCS | 0 | 0 | 0 | 0 | 0 | 0
WT_off | 0 | 0 | 0 | 0 | 0 | 0
PseudoUnit | 0 | 0 | 0 | 0 | 0 | 0
FixedInterchange | 0 | 0 | 0 | 0 | 0 | 0
Total Costs by Reporting Type: TVA
ReportingType | 2015 | 2020 | 2025 | 2030 | 2035 | 2040
BM | 0 | 0 | 0 | 0 | 0 | 0
CC | 1055.75 | 1842.45 | 1985.01 | 2360.14 | 2322.34 | 2178.81
CSP | 0 | 0 | 0 | 0 | 0 | 0
CT | 0 | 175.85 | 183.91 | 185.51 | 187.38 | 46.05
Coal | 3525.44 | 3783.85 | 3998.62 | 4026.04 | 6009.55 | 7431.55
Geo | 0 | 0 | 0 | 0 | 0 | 0
H | 72.8 | 72.8 | 72.8 | 72.8 | 72.8 | 72.8
LFG | 1.57 | 1.57 | 42.88 | 42.88 | 42.88 | 42.88
Nuc | 2533.71 | 2590.04 | 2579.4 | 2590.89 | 1999.33 | 2481.64
PS | 41.38 | 41.38 | 41.38 | 41.38 | 41.38 | 41.38
PV | 0 | 0 | 0 | 0 | 0 | 0
PeakG | 99.24 | 153.37 | 144.1 | 145.53 | 151.04 | 146.16
PeakO | 1.87 | 2.54 | 1.92 | 2.49 | 2.49 | 2.49
ST | 0 | 0 | 0 | 0 | 0 | 0
STOG | 0 | 0 | 0 | 0 | 0 | 0
STWD | 0.16 | 0.2 | 0.17 | 0.18 | 0.31 | 0.32
WT | 0.99 | 0.99 | 0.99 | 0.99 | 0.99 | 0.99
IGCC | 0 | 0 | 0 | 0 | 0 | 0
DemandResponse | 0 | 0 | 0 | 0 | 0 | 0
IGCC-CCS | 0 | 0 | 0 | 0 | 0 | 0
WT_off | 0 | 0 | 0 | 0 | 0 | 0
PseudoUnit | 0 | 0 | 0 | 0 | 0 | 0
FixedInterchange | 0 | 0 | 0 | 0 | 0 | 0
Total Costs by Reporting Type: TVA_Transmission
ReportingType | 2015 | 2020 | 2025 | 2030 | 2035 | 2040
BM | 0 | 0 | 0 | 0 | 0 | 0
CC | 0 | 0 | 0 | 0 | 0 | 0
CSP | 0 | 0 | 0 | 0 | 0 | 0
CT | 0 | 0 | 0 | 0 | 0 | 0
Coal | 0 | 0 | 0 | 0 | 0 | 0
Geo | 0 | 0 | 0 | 0 | 0 | 0
H | 0 | 0 | 0 | 0 | 0 | 0
LFG | 0 | 0 | 0 | 0 | 0 | 0
Nuc | 0 | 0 | 0 | 0 | 0 | 0
PS | 0 | 0 | 0 | 0 | 0 | 0
PV | 0 | 0 | 0 | 0 | 0 | 0
PeakG | 0 | 0 | 0 | 0 | 0 | 0
PeakO | 0 | 0 | 0 | 0 | 0 | 0
ST | 0 | 0 | 0 | 0 | 0 | 0
STOG | 0 | 0 | 0 | 0 | 0 | 0
STWD | 0 | 0 | 0 | 0 | 0 | 0
WT | 0 | 0 | 0 | 0 | 0 | 0
IGCC | 0 | 0 | 0 | 0 | 0 | 0
DemandResponse | 0 | 0 | 0 | 0 | 0 | 0
IGCC-CCS | 0 | 0 | 0 | 0 | 0 | 0
WT_off | 0 | 0 | 0 | 0 | 0 | 0
PseudoUnit | 0 | 0 | 0 | 0 | 0 | 0
FixedInterchange | 0 | 0 | 0 | 0 | 0 | 0
Total Costs by Reporting Type: VACAR
ReportingType | 2015 | 2020 | 2025 | 2030 | 2035 | 2040
BM | 0 | 0 | 0 | 0 | 0 | 0
CC | 3256.01 | 4300.27 | 4737.63 | 5439.87 | 8164.24 | 10277.35
CSP | 0 | 0 | 0 | 0 | 0 | 0
CT | 70.56 | 70.91 | 78.03 | 28.71 | 91.04 | 90.5
Coal | 4558.96 | 4606.94 | 5529.26 | 6014.61 | 6757.87 | 7039.65
Geo | 0 | 0 | 0 | 0 | 0 | 0
H | 30.23 | 30.23 | 30.23 | 30.23 | 30.23 | 30.23
LFG | 7.61 | 49.14 | 49.14 | 49.14 | 49.14 | 20.68
Nuc | 2606.17 | 4424.34 | 4396.29 | 4414.98 | 3652.53 | 5084.39
PS | 62.1 | 62.1 | 62.1 | 62.1 | 62.1 | 62.1
PV | 0.24 | 0.24 | 0.24 | 0.24 | 0.24 | 0.24
PeakG | 152.54 | 227.9 | 187.06 | 224.35 | 239.03 | 240.18
PeakO | 36.13 | 46.34 | 37.33 | 38.01 | 38.01 | 38.01
ST | 0 | 0 | 0 | 0 | 0 | 0
STOG | 4.04 | 4.78 | 4.18 | 4.18 | 4.19 | 4.2
STWD | 9.01 | 11.27 | 9.92 | 14.14 | 18.37 | 18.72
WT | 0 | 0 | 0 | 0 | 0 | 0
IGCC | 0 | 0 | 0 | 0 | 0 | 0
DemandResponse | 0 | 0 | 0 | 0 | 0 | 0
IGCC-CCS | 0 | 0 | 0 | 0 | 0 | 0
WT_off | 0 | 0 | 0 | 0 | 0 | 0
PseudoUnit | 0 | 0 | 0 | 0 | 0 | 0
FixedInterchange | 0 | 0 | 0 | 0 | 0 | 0
Total Costs by Reporting Type: IESO
ReportingType | 2015 | 2020 | 2025 | 2030 | 2035 | 2040
BM | 177.6 | 177.6 | 177.6 | 177.6 | 177.87 | 178.08
CC | 312.88 | 333.38 | 364.52 | 469.04 | 876.32 | 1976.25
CSP | 0 | 0 | 0 | 0 | 0 | 0
CT | 44.26 | 44.26 | 44.5 | 44.52 | 103.05 | 133.36
Coal | 0 | 0 | 0 | 0 | 0 | 0
Geo | 0 | 0 | 0 | 0 | 0 | 0
H | 123.83 | 123.83 | 123.83 | 123.83 | 123.83 | 123.83
LFG | 19.32 | 19.32 | 19.32 | 19.32 | 14.43 | 14.43
Nuc | 2990.3 | 3007.72 | 3062.19 | 3080.28 | 2836.57 | 3030.7
PS | 2.92 | 2.92 | 2.92 | 2.92 | 2.92 | 2.92
PV | 558.01 | 558.01 | 558.01 | 558.01 | 0.44 | 0.44
PeakG | 11.67 | 13.67 | 13.97 | 14 | 14.99 | 15.07
PeakO | 0.66 | 0.66 | 0.78 | 0.86 | 0.86 | 0.86
ST | 0 | 0 | 0 | 0 | 0 | 0
STOG | 0 | 0 | 0 | 0 | 0 | 0
STWD | 0 | 0 | 0 | 0 | 0 | 0
WT | 763.41 | 763.41 | 763.41 | 763.41 | 43.84 | 43.84
IGCC | 0 | 0 | 0 | 0 | 0 | 0
DemandResponse | 0 | 0 | 0 | 0 | 0 | 0
IGCC-CCS | 0 | 0 | 0 | 0 | 0 | 0
WT_off | 0 | 0 | 0 | 0 | 0 | 0
PseudoUnit | 0 | 0 | 0 | 0 | 0 | 0
FixedInterchange | 0 | 0 | 0 | 0 | 0 | 0
Total Costs by Reporting Type: MAPP_CA
ReportingType | 2015 | 2020 | 2025 | 2030 | 2035 | 2040
BM | 0 | 0 | 0 | 0 | 0 | 0
CC | 454.86 | 692.27 | 809.29 | 1037.97 | 1321.38 | 1275.86
CSP | 0 | 0 | 0 | 0 | 0 | 0
CT | 0 | 0 | 0 | 0 | 0 | 40.05
Coal | 53.91 | 60.5 | 80.81 | 157.29 | 251.06 | 282.56
Geo | 0 | 0 | 0 | 0 | 0 | 0
H | 92.24 | 92.24 | 92.24 | 92.24 | 92.24 | 92.24
LFG | 0 | 0 | 0 | 0 | 0 | 0
Nuc | 0.01 | 0.01 | 0.01 | 0.01 | 0.01 | 0.01
PS | 0 | 0 | 0 | 0 | 0 | 0
PV | 0 | 0 | 0 | 0 | 0 | 0
PeakG | 9.88 | 9.88 | 10.21 | 10.37 | 13.5 | 13.57
PeakO | 0.09 | 0.09 | 0.09 | 0.12 | 0.12 | 0.12
ST | 0 | 0 | 0 | 0 | 0 | 0
STOG | 5.54 | 5.54 | 5.54 | 5.63 | 5.64 | 5.65
STWD | 0 | 0 | 0 | 0 | 0 | 0
WT | 105.14 | 105.14 | 105.14 | 105.14 | 17.92 | 17.92
IGCC | 0 | 0 | 0 | 0 | 0 | 0
DemandResponse | 0 | 0 | 0 | 0 | 0 | 0
IGCC-CCS | 0 | 0 | 0 | 0 | 0 | 0
WT_off | 0 | 0 | 0 | 0 | 0 | 0
PseudoUnit | 0 | 0 | 0 | 0 | 0 | 0
FixedInterchange | 0 | 0 | 0 | 0 | 0 | 0
Total Costs by Reporting Type: AZ_NM_SNV_Coal
ReportingType | 2015 | 2020 | 2025 | 2030 | 2035 | 2040
BM | 0 | 0 | 0 | 0 | 0 | 0
CC | 0 | 0 | 0 | 0 | 0 | 0
CSP | 0 | 0 | 0 | 0 | 0 | 0
CT | 0 | 0 | 0 | 0 | 0 | 0
Coal | 2647.69 | 3028.63 | 3003.44 | 3079.99 | 3303.44 | 6927.15
Geo | 0 | 0 | 0 | 0 | 0 | 0
H | 0 | 0 | 0 | 0 | 0 | 0
LFG | 0 | 0 | 0 | 0 | 0 | 0
Nuc | 0 | 0 | 0 | 0 | 0 | 0
PS | 0 | 0 | 0 | 0 | 0 | 0
PV | 0 | 0 | 0 | 0 | 0 | 0
PeakG | 0 | 0 | 0 | 0 | 0 | 0
PeakO | 5.77 | 7.38 | 6 | 0 | 0 | 0
ST | 0 | 0 | 0 | 0 | 0 | 0
STOG | 0 | 0 | 0 | 0 | 0 | 0
STWD | 0 | 0 | 0 | 0 | 0 | 0
WT | 0 | 0 | 0 | 0 | 0 | 0
IGCC | 0 | 0 | 0 | 0 | 0 | 0
DemandResponse | 0 | 0 | 0 | 0 | 0 | 0
IGCC-CCS | 0 | 0 | 0 | 0 | 0 | 0
WT_off | 0 | 0 | 0 | 0 | 0 | 0
PseudoUnit | 0 | 0 | 0 | 0 | 0 | 0
FixedInterchange | 0 | 0 | 0 | 0 | 0 | 0
Total Costs by Reporting Type: AZ_NM_SNV_Gas
ReportingType | 2015 | 2020 | 2025 | 2030 | 2035 | 2040
BM | 0 | 0 | 0 | 0 | 0 | 0
CC | 4293.6 | 6457.18 | 6979.44 | 8902.68 | 11401.77 | 11801.81
CSP | 0 | 0 | 0 | 0 | 0 | 0
CT | 68.63 | 68.63 | 75.72 | 80.09 | 0 | 0
Coal | 0 | 0 | 0 | 0 | 0 | 0
Geo | 0 | 0 | 0 | 0 | 0 | 0
H | 0 | 0 | 0 | 0 | 0 | 0
LFG | 0 | 0 | 0 | 0 | 0 | 0
Nuc | 0 | 0 | 0 | 0 | 0 | 0
PS | 0 | 0 | 0 | 0 | 0 | 0
PV | 0 | 0 | 0 | 0 | 0 | 0
PeakG | 63.97 | 93.45 | 96.2 | 121.44 | 139.02 | 0
PeakO | 0 | 0 | 0 | 0 | 0 | 0
ST | 0 | 0 | 0 | 0 | 0 | 0
STOG | 0 | 0 | 0 | 0 | 0 | 0
STWD | 0 | 0 | 0 | 0 | 0 | 0
WT | 0 | 0 | 0 | 0 | 0 | 0
IGCC | 0 | 0 | 0 | 0 | 0 | 0
DemandResponse | 0 | 0 | 0 | 0 | 0 | 0
IGCC-CCS | 0 | 0 | 0 | 0 | 0 | 0
WT_off | 0 | 0 | 0 | 0 | 0 | 0
PseudoUnit | 0 | 0 | 0 | 0 | 0 | 0
FixedInterchange | 0 | 0 | 0 | 0 | 0 | 0
Total Costs by Reporting Type: AZ_NM_SNV_NucRenew
ReportingType | 2015 | 2020 | 2025 | 2030 | 2035 | 2040
BM | 0 | 0 | 0 | 0 | 0 | 0
CC | 0 | 0 | 0 | 0 | 0 | 0
CSP | 0 | 0 | 0 | 0 | 0 | 0
CT | 0 | 0 | 0 | 0 | 0 | 0
Coal | 0 | 0 | 0 | 0 | 0 | 0
Geo | 0 | 0 | 861.56 | 861.56 | 861.56 | 861.56
H | 44.6 | 44.6 | 44.6 | 44.6 | 44.6 | 44.6
LFG | 0.85 | 24.97 | 24.97 | 24.97 | 24.97 | 8.23
Nuc | 810.72 | 895.93 | 912.19 | 917.59 | 917.59 | 917.59
PS | 5.13 | 5.13 | 5.13 | 5.13 | 5.13 | 5.13
PV | 46.82 | 46.82 | 46.82 | 46.82 | 2.38 | 2.38
PeakG | 0 | 0 | 0 | 0 | 0 | 0
PeakO | 0 | 0 | 0 | 0 | 0 | 0
ST | 147.29 | 368.07 | 491.12 | 441.01 | 394.93 | 203.88
STOG | 0 | 0 | 0 | 0 | 0 | 0
STWD | 12.81 | 13.02 | 12.82 | 12.82 | 12.82 | 12.82
WT | 35.54 | 35.54 | 166.86 | 269.9 | 251.95 | 251.95
IGCC | 0 | 0 | 0 | 0 | 0 | 0
DemandResponse | 0 | 0 | 0 | 0 | 0 | 0
IGCC-CCS | 0 | 0 | 0 | 0 | 0 | 0
WT_off | 0 | 0 | 0 | 0 | 0 | 0
PseudoUnit | 0 | 0 | 0 | 0 | 0 | 0
FixedInterchange | 0 | 0 | 0 | 0 | 0 | 0
Total Costs by Reporting Type: ERCOT
ReportingType | 2015 | 2020 | 2025 | 2030 | 2035 | 2040
BM | 69.26 | 69.26 | 69.26 | 69.26 | 69.26 | 69.68
CC | 7261.54 | 8734.29 | 8771.65 | 10083.22 | 12066.75 | 13777.58
CSP | 0 | 0 | 0 | 0 | 0 | 0
CT | 22.65 | 22.97 | 24.35 | 23.29 | 2.49 | 2.43
Coal | 5071.33 | 6248.51 | 7039.42 | 6831.85 | 7685.3 | 8185.22
Geo | 0 | 0 | 0 | 0 | 0 | 0
H | 8.05 | 8.05 | 8.05 | 8.05 | 8.05 | 8.05
LFG | 9.06 | 9.06 | 145.21 | 145.21 | 145.21 | 145.21
Nuc | 1007.36 | 1174.9 | 1203.03 | 1210.21 | 1210.21 | 1210.21
PS | 0 | 0 | 0 | 0 | 0 | 0
PV | 6.48 | 6.48 | 6.48 | 6.48 | 0.01 | 0.01
PeakG | 80.63 | 119.83 | 122.34 | 122.86 | 123.75 | 124.25
PeakO | 1.29 | 1.86 | 1.53 | 1.53 | 1.53 | 1.53
ST | 0 | 0 | 0 | 0 | 0 | 0
STOG | 854.01 | 1066.68 | 1048.39 | 1062.23 | 1091.13 | 1098.66
STWD | 0 | 0 | 0 | 0 | 0 | 0
WT | 409.91 | 409.91 | 409.91 | 409.91 | 315.74 | 315.74
IGCC | 0 | 0 | 0 | 0 | 0 | 0
DemandResponse | 0 | 0 | 0 | 0 | 0 | 0
IGCC-CCS | 0 | 0 | 0 | 0 | 0 | 0
WT_off | 0 | 0 | 0 | 0 | 0 | 0
PseudoUnit | 0 | 0 | 0 | 0 | 0 | 0
FixedInterchange | 0 | 0 | 0 | 0 | 0 | 0
Total Costs by Reporting Type: NP15
ReportingType | 2015 | 2020 | 2025 | 2030 | 2035 | 2040
BM | 0 | 0 | 0 | 0 | 0 | 0
CC | 2083.79 | 2308.45 | 2015.96 | 1394.29 | 1188.2 | 704.28
CSP | 0 | 0 | 0 | 0 | 0 | 0
CT | 25.37 | 181.72 | 213.18 | 544.57 | 896.64 | 1135.5
Coal | 10.09 | 0 | 0 | 0 | 0 | 0
Geo | 100.91 | 234.57 | 483.54 | 483.54 | 483.54 | 383.71
H | 125.7 | 125.7 | 125.7 | 125.7 | 125.7 | 125.7
LFG | 10.26 | 251.59 | 251.59 | 251.59 | 251.59 | 79.02
Nuc | 495.59 | 560.5 | 540.7 | 543.89 | 543.89 | 543.89
PS | 53.58 | 53.58 | 53.58 | 53.58 | 53.58 | 53.58
PV | 4.44 | 4.44 | 4.44 | 4.44 | 0.78 | 0.78
PeakG | 56.04 | 82.34 | 58.1 | 74.01 | 78.49 | 79.7
PeakO | 10.26 | 13.08 | 10.48 | 10.49 | 10.49 | 10.49
ST | 17.91 | 17.91 | 17.91 | 17.91 | 1.86 | 1.86
STOG | 175.56 | 210.31 | 175.7 | 180.21 | 177.71 | 187.84
STWD | 265.97 | 269.53 | 266.24 | 266.24 | 266.24 | 266.24
WT | 71.84 | 71.84 | 2967.68 | 3694.83 | 3668.1 | 3668.12
IGCC | 0 | 0 | 0 | 0 | 0 | 0
DemandResponse | 0 | 0 | 0 | 0 | 0 | 0
IGCC-CCS | 0 | 0 | 0 | 0 | 0 | 0
WT_off | 0 | 0 | 0 | 0 | 0 | 0
PseudoUnit | 0 | 0 | 0 | 0 | 0 | 0
FixedInterchange | 0 | 0 | 0 | 0 | 0 | 0
Total Costs by Reporting Type: NWPP_Coal
ReportingType | 2015 | 2020 | 2025 | 2030 | 2035 | 2040
BM | 0 | 0 | 0 | 0 | 0 | 0
CC | 0 | 0 | 0 | 0 | 0 | 0
CSP | 0 | 0 | 0 | 0 | 0 | 0
CT | 0 | 0 | 0 | 0 | 0 | 0
Coal | 3058.98 | 3426.29 | 3464.99 | 3411.25 | 3675.1 | 4179.86
Geo | 0 | 0 | 0 | 0 | 0 | 0
H | 0 | 0 | 0 | 0 | 0 | 0
LFG | 0 | 0 | 0 | 0 | 0 | 0
Nuc | 0 | 0 | 0 | 0 | 0 | 0
PS | 0 | 0 | 0 | 0 | 0 | 0
PV | 0 | 0 | 0 | 0 | 0 | 0
PeakG | 0 | 0 | 0 | 0 | 0 | 0
PeakO | 0 | 0 | 0 | 0 | 0 | 0
ST | 0 | 0 | 0 | 0 | 0 | 0
STOG | 0 | 0 | 0 | 0 | 0 | 0
STWD | 0 | 0 | 0 | 0 | 0 | 0
WT | 0 | 0 | 0 | 0 | 0 | 0
IGCC | 0 | 0 | 0 | 0 | 0 | 0
DemandResponse | 0 | 0 | 0 | 0 | 0 | 0
IGCC-CCS | 0 | 0 | 0 | 0 | 0 | 0
WT_off | 0 | 0 | 0 | 0 | 0 | 0
PseudoUnit | 0 | 0 | 0 | 0 | 0 | 0
FixedInterchange | 0 | 0 | 0 | 0 | 0 | 0
Total Costs by Reporting Type: NWPP_Gas
ReportingType | 2015 | 2020 | 2025 | 2030 | 2035 | 2040
BM | 0 | 0 | 0 | 0 | 0 | 0
CC | 1979.58 | 2315.82 | 2520.2 | 4488.54 | 6691.84 | 7631.7
CSP | 0 | 0 | 0 | 0 | 0 | 0
CT | 14.02 | 14.02 | 14.02 | 14.02 | 0 | 0
Coal | 0 | 0 | 0 | 0 | 0.1 | 507.33
Geo | 0 | 0 | 0 | 0 | 0 | 0
H | 0 | 0 | 0 | 0 | 0 | 0
LFG | 0 | 0 | 0 | 0 | 0 | 0
Nuc | 0 | 0 | 0 | 0 | 0 | 0
PS | 0 | 0 | 0 | 0 | 0 | 0
PV | 0 | 0 | 0 | 0 | 0 | 0
PeakG | 0 | 0 | 0 | 0 | 0 | 0
PeakO | 0 | 0 | 0 | 0 | 0 | 0
ST | 0 | 0 | 0 | 0 | 0 | 0
STOG | 0 | 0 | 0 | 0 | 0 | 0
STWD | 0 | 0 | 0 | 0 | 0 | 0
WT | 0 | 0 | 0 | 0 | 0 | 0
IGCC | 0 | 0 | 0 | 0 | 0 | 0
DemandResponse | 0 | 0 | 0 | 0 | 0 | 0
IGCC-CCS | 0 | 0 | 0 | 0 | 0 | 0
WT_off | 0 | 0 | 0 | 0 | 0 | 0
PseudoUnit | 0 | 0 | 0 | 0 | 0 | 0
FixedInterchange | 0 | 0 | 0 | 0 | 0 | 0
Total Costs by Reporting Type: NWPP_NucRenew
ReportingType | 2015 | 2020 | 2025 | 2030 | 2035 | 2040
BM | 17.16 | 17.16 | 17.16 | 17.16 | 17.16 | 17.16
CC | 0 | 0 | 0 | 0 | 0 | 0
CSP | 0 | 0 | 0 | 0 | 0 | 0
CT | 0 | 0 | 0 | 0 | 0 | 0
Coal | 0 | 0 | 0 | 0 | 0 | 0
Geo | 82.65 | 82.65 | 340.71 | 340.71 | 300.8 | 300.8
H | 480.54 | 480.54 | 480.54 | 480.54 | 480.54 | 480.54
LFG | 22.67 | 119.62 | 119.62 | 119.62 | 112.48 | 45.29
Nuc | 256.71 | 258.17 | 262.7 | 264.21 | 264.21 | 324.67
PS | 6.12 | 6.12 | 6.12 | 6.12 | 6.12 | 6.12
PV | 0.04 | 0.04 | 0.04 | 0.04 | 0.04 | 0.04
PeakG | 0 | 0 | 0 | 0 | 0 | 0
PeakO | 0 | 0 | 0 | 0 | 0 | 0
ST | 0 | 0 | 0 | 0 | 0 | 0
STOG | 0 | 0 | 0 | 0 | 0 | 0
STWD | 11.92 | 43.14 | 97.19 | 218.29 | 218.28 | 218.28
WT | 515.43 | 515.43 | 515.43 | 515.43 | 229.12 | 229.12
IGCC | 0 | 0 | 0 | 0 | 0 | 0
DemandResponse | 0 | 0 | 0 | 0 | 0 | 0
IGCC-CCS | 0 | 0 | 0 | 0 | 0 | 0
WT_off | 0 | 0 | 0 | 0 | 0 | 0
PseudoUnit | 0 | 0 | 0 | 0 | 0 | 0
FixedInterchange | 0 | 0 | 0 | 0 | 0 | 0
Total Costs by Reporting Type: RMPA
ReportingType | 2015 | 2020 | 2025 | 2030 | 2035 | 2040
BM | 0 | 0 | 0 | 0 | 0 | 0
CC | 342.82 | 491.25 | 214.24 | 353.39 | 279.57 | 273.02
CSP | 0 | 0 | 0 | 0 | 0 | 0
CT | 16.21 | 16.21 | 16.21 | 16.21 | 0 | 0
Coal | 1801.68 | 1927.39 | 1875.9 | 1903.28 | 2678.95 | 3399.87
Geo | 0 | 256.86 | 1485.8 | 1537.61 | 1537.61 | 1349.71
H | 13.99 | 13.99 | 13.99 | 13.99 | 13.99 | 13.99
LFG | 1.42 | 12.78 | 12.78 | 12.78 | 12.29 | 4.42
Nuc | 0.01 | 0.01 | 0.01 | 0.01 | 0.01 | 0.01
PS | 13.37 | 13.37 | 13.37 | 13.37 | 13.37 | 13.37
PV | 0.93 | 0.93 | 0.93 | 0.93 | 0.32 | 0.32
PeakG | 49.51 | 74.26 | 50.92 | 67.3 | 76.37 | 75.85
PeakO | 0.93 | 1.18 | 0 | 0 | 0 | 0
ST | 1.55 | 183.04 | 194.58 | 206.9 | 205.54 | 48.12
STOG | 0 | 0 | 0 | 0 | 0 | 0
STWD | 0 | 0 | 0 | 0 | 0 | 0
WT | 288.97 | 288.97 | 288.97 | 288.97 | 67.72 | 67.71
IGCC | 0 | 0 | 0 | 0 | 0 | 0
DemandResponse | 0 | 0 | 0 | 0 | 0 | 0
IGCC-CCS | 0 | 0 | 0 | 0 | 0 | 0
WT_off | 0 | 0 | 0 | 0 | 0 | 0
PseudoUnit | 0 | 0 | 0 | 0 | 0 | 0
FixedInterchange | 0 | 0 | 0 | 0 | 0 | 0
Total Costs by Reporting Type: SP15
ReportingType | 2015 | 2020 | 2025 | 2030 | 2035 | 2040
BM | 7.53 | 7.53 | 7.53 | 7.53 | 5.98 | 5.98
CC | 2105.66 | 1726.83 | 1610.63 | 1638.2 | 1609.43 | 1183.41
CSP | 0 | 0 | 0 | 0 | 0 | 0
CT | 0 | 0 | 0 | 0 | 0 | 0
Coal | 34.88 | 43.99 | 48.96 | 37.17 | 0 | 0
Geo | 113.26 | 976.11 | 976.11 | 953.11 | 953.11 | 328.75
H | 16.57 | 16.57 | 16.57 | 16.57 | 16.57 | 16.57
LFG | 29.81 | 266.4 | 266.4 | 266.09 | 263.55 | 94.59
Nuc | 508.22 | 539.82 | 519.92 | 522.86 | 522.86 | 643.14
PS | 34.19 | 34.19 | 34.19 | 34.19 | 34.19 | 34.19
PV | 3.93 | 3.93 | 3.93 | 3.93 | 1.81 | 1.81
PeakG | 76.73 | 111.44 | 93.22 | 103.59 | 103.59 | 103.59
PeakO | 1.47 | 1.91 | 1.53 | 1.53 | 1.53 | 1.53
ST | 272.52 | 272.52 | 272.52 | 272.52 | 28.69 | 28.69
STOG | 463.86 | 552.78 | 463.43 | 476.11 | 501.27 | 531.42
STWD | 68.43 | 69.39 | 68.5 | 68.5 | 68.5 | 68.5
WT | 304.5 | 304.5 | 304.5 | 304.5 | 71.1 | 71.1
IGCC | 0 | 0 | 0 | 0 | 0 | 0
DemandResponse | 0 | 0 | 0 | 0 | 0 | 0
IGCC-CCS | 0 | 0 | 0 | 0 | 0 | 0
WT_off | 0 | 0 | 0 | 0 | 0 | 0
PseudoUnit | 0 | 0 | 0 | 0 | 0 | 0
FixedInterchange | 0 | 0 | 0 | 0 | 0 | 0
Total Costs by Reporting Type: ALB
ReportingType | 2015 | 2020 | 2025 | 2030 | 2035 | 2040
BM | 0 | 0 | 0 | 0 | 0 | 0
CC | 791.82 | 1219.63 | 1605.09 | 2149.46 | 2801.77 | 3517.07
CSP | 0 | 0 | 0 | 0 | 0 | 0
CT | 18.05 | 18.05 | 18.05 | 18.05 | 0 | 0
Coal | 974.44 | 953.71 | 967.34 | 1088.86 | 1175.16 | 1251.85
Geo | 0 | 0 | 0 | 0 | 0 | 0
H | 12.99 | 12.99 | 12.99 | 12.99 | 12.99 | 12.99
LFG | 1.21 | 1.21 | 1.21 | 1.21 | 1.21 | 1.21
Nuc | 0.01 | 0.01 | 0.01 | 0.01 | 0.01 | 0.01
PS | 0 | 0 | 0 | 0 | 0 | 0
PV | 0 | 0 | 0 | 0 | 0 | 0
PeakG | 24.53 | 23 | 23 | 23 | 32.41 | 32.41
PeakO | 0 | 0 | 0 | 0 | 0 | 0
ST | 0 | 0 | 0 | 0 | 0 | 0
STOG | 0 | 0 | 0 | 0 | 0 | 0
STWD | 0 | 0 | 0 | 0 | 0 | 0
WT | 25.5 | 25.5 | 25.5 | 25.5 | 22.96 | 22.96
IGCC | 0 | 0 | 0 | 0 | 0 | 0
DemandResponse | 0 | 0 | 0 | 0 | 0 | 0
IGCC-CCS | 0 | 0 | 0 | 0 | 0 | 0
WT_off | 0 | 0 | 0 | 0 | 0 | 0
PseudoUnit | 0 | 0 | 0 | 0 | 0 | 0
FixedInterchange | 0 | 0 | 0 | 0 | 0 | 0
Total Costs by Reporting Type: BC
ReportingType | 2015 | 2020 | 2025 | 2030 | 2035 | 2040
BM | 0 | 0 | 0 | 0 | 0 | 0
CC | 494.19 | 729.17 | 1085.08 | 1412.63 | 1949.8 | 2451.21
CSP | 0 | 0 | 0 | 0 | 0 | 0
CT | 0 | 0 | 0 | 0 | 0 | 0
Coal | 0 | 0 | 0 | 0 | 0 | 0
Geo | 0 | 0 | 0 | 0 | 0 | 0
H | 173.22 | 173.22 | 173.22 | 173.22 | 173.22 | 173.22
LFG | 2.9 | 2.9 | 2.9 | 2.9 | 2.9 | 2.9
Nuc | 0.01 | 0.01 | 0.01 | 0.01 | 0.01 | 0.01
PS | 0 | 0 | 0 | 0 | 0 | 0
PV | 0 | 0 | 0 | 0 | 0 | 0
PeakG | 2.66 | 2.77 | 3.3 | 3.3 | 3.3 | 3.3
PeakO | 1.16 | 1.29 | 1.29 | 1.29 | 1.29 | 1.29
ST | 0 | 0 | 0 | 0 | 0 | 0
STOG | 0 | 0 | 0 | 0 | 0 | 0
STWD | 16.34 | 16.34 | 16.34 | 16.34 | 16.35 | 16.35
WT | 48.22 | 48.22 | 48.22 | 48.22 | 7.54 | 7.54
IGCC | 0 | 0 | 0 | 0 | 0 | 0
DemandResponse | 0 | 0 | 0 | 0 | 0 | 0
IGCC-CCS | 0 | 0 | 0 | 0 | 0 | 0
WT_off | 0 | 0 | 0 | 0 | 0 | 0
PseudoUnit | 0 | 0 | 0 | 0 | 0 | 0
FixedInterchange | 0 | 0 | 0 | 0 | 0 | 0
Total Costs by Reporting Type: HQ_IESO
ReportingType | 2015 | 2020 | 2025 | 2030 | 2035 | 2040
BM | 0 | 0 | 0 | 0 | 0 | 0
CC | 0 | 0 | 0 | 0 | 0 | 0
CSP | 0 | 0 | 0 | 0 | 0 | 0
CT | 0 | 0 | 0 | 0 | 0 | 0
Coal | 0 | 0 | 0 | 0 | 0 | 0
Geo | 0 | 0 | 0 | 0 | 0 | 0
H | 0 | 0 | 0 | 0 | 0 | 0
LFG | 0 | 0 | 0 | 0 | 0 | 0
Nuc | 0.01 | 0.01 | 0.01 | 0.01 | 0.01 | 0.01
PS | 0 | 0 | 0 | 0 | 0 | 0
PV | 0 | 0 | 0 | 0 | 0 | 0
PeakG | 0 | 0 | 0 | 0 | 0 | 0
PeakO | 0 | 0 | 0 | 0 | 0 | 0
ST | 0 | 0 | 0 | 0 | 0 | 0
STOG | 0 | 0 | 0 | 0 | 0 | 0
STWD | 0 | 0 | 0 | 0 | 0 | 0
WT | 0 | 0 | 0 | 0 | 0 | 0
IGCC | 0 | 0 | 0 | 0 | 0 | 0
DemandResponse | 0 | 0 | 0 | 0 | 0 | 0
IGCC-CCS | 0 | 0 | 0 | 0 | 0 | 0
WT_off | 0 | 0 | 0 | 0 | 0 | 0
PseudoUnit | 0 | 0 | 0 | 0 | 0 | 0
FixedInterchange | 0 | 0 | 0 | 0 | 0 | 0
Total Costs by Reporting Type: HQ_NEISO
ReportingType | 2015 | 2020 | 2025 | 2030 | 2035 | 2040
BM | 0 | 0 | 0 | 0 | 0 | 0
CC | 0 | 0 | 0 | 0 | 0 | 0
CSP | 0 | 0 | 0 | 0 | 0 | 0
CT | 0 | 0 | 0 | 0 | 0 | 0
Coal | 0 | 0 | 0 | 0 | 0 | 0
Geo | 0 | 0 | 0 | 0 | 0 | 0
H | 0 | 0 | 0 | 0 | 0 | 0
LFG | 0 | 0 | 0 | 0 | 0 | 0
Nuc | 0.01 | 0.01 | 0.01 | 0.01 | 0.01 | 0.01
PS | 0 | 0 | 0 | 0 | 0 | 0
PV | 0 | 0 | 0 | 0 | 0 | 0
PeakG | 0 | 0 | 0 | 0 | 0 | 0
PeakO | 0 | 0 | 0 | 0 | 0 | 0
ST | 0 | 0 | 0 | 0 | 0 | 0
STOG | 0 | 0 | 0 | 0 | 0 | 0
STWD | 0 | 0 | 0 | 0 | 0 | 0
WT | 0 | 0 | 0 | 0 | 0 | 0
IGCC | 0 | 0 | 0 | 0 | 0 | 0
DemandResponse | 0 | 0 | 0 | 0 | 0 | 0
IGCC-CCS | 0 | 0 | 0 | 0 | 0 | 0
WT_off | 0 | 0 | 0 | 0 | 0 | 0
PseudoUnit | 0 | 0 | 0 | 0 | 0 | 0
FixedInterchange | 0 | 0 | 0 | 0 | 0 | 0
Total Costs by Reporting Type: HQ_NY
ReportingType | 2015 | 2020 | 2025 | 2030 | 2035 | 2040
BM | 0 | 0 | 0 | 0 | 0 | 0
CC | 0 | 0 | 0 | 0 | 0 | 0
CSP | 0 | 0 | 0 | 0 | 0 | 0
CT | 0 | 0 | 0 | 0 | 0 | 0
Coal | 0 | 0 | 0 | 0 | 0 | 0
Geo | 0 | 0 | 0 | 0 | 0 | 0
H | 0 | 0 | 0 | 0 | 0 | 0
LFG | 0 | 0 | 0 | 0 | 0 | 0
Nuc | 0.01 | 0.01 | 0.01 | 0.01 | 0.01 | 0.01
PS | 0 | 0 | 0 | 0 | 0 | 0
PV | 0 | 0 | 0 | 0 | 0 | 0
PeakG | 0 | 0 | 0 | 0 | 0 | 0
PeakO | 0 | 0 | 0 | 0 | 0 | 0
ST | 0 | 0 | 0 | 0 | 0 | 0
STOG | 0 | 0 | 0 | 0 | 0 | 0
STWD | 0 | 0 | 0 | 0 | 0 | 0
WT | 0 | 0 | 0 | 0 | 0 | 0
IGCC | 0 | 0 | 0 | 0 | 0 | 0
DemandResponse | 0 | 0 | 0 | 0 | 0 | 0
IGCC-CCS | 0 | 0 | 0 | 0 | 0 | 0
WT_off | 0 | 0 | 0 | 0 | 0 | 0
PseudoUnit | 0 | 0 | 0 | 0 | 0 | 0
FixedInterchange | 0 | 0 | 0 | 0 | 0 | 0
Total Costs by Reporting Type: MARITIMES
ReportingType | 2015 | 2020 | 2025 | 2030 | 2035 | 2040
BM | 0 | 0 | 0 | 0 | 0 | 0
CC | 0 | 0 | 0 | 0 | 0 | 0
CSP | 0 | 0 | 0 | 0 | 0 | 0
CT | 0 | 0 | 0 | 0 | 0 | 0
Coal | 0 | 0 | 0 | 0 | 0 | 0
Geo | 0 | 0 | 0 | 0 | 0 | 0
H | 0 | 0 | 0 | 0 | 0 | 0
LFG | 0 | 0 | 0 | 0 | 0 | 0
Nuc | 0.01 | 0.01 | 0.01 | 0.01 | 0.01 | 0.01
PS | 0 | 0 | 0 | 0 | 0 | 0
PV | 0 | 0 | 0 | 0 | 0 | 0
PeakG | 0 | 0 | 0 | 0 | 0 | 0
PeakO | 0 | 0 | 0 | 0 | 0 | 0
ST | 0 | 0 | 0 | 0 | 0 | 0
STOG | 0 | 0 | 0 | 0 | 0 | 0
STWD | 0 | 0 | 0 | 0 | 0 | 0
WT | 0 | 0 | 0 | 0 | 0 | 0
IGCC | 0 | 0 | 0 | 0 | 0 | 0
DemandResponse | 0 | 0 | 0 | 0 | 0 | 0
IGCC-CCS | 0 | 0 | 0 | 0 | 0 | 0
WT_off | 0 | 0 | 0 | 0 | 0 | 0
PseudoUnit | 0 | 0 | 0 | 0 | 0 | 0
FixedInterchange | 0 | 0 | 0 | 0 | 0 | 0
Total Costs by Reporting Type: All
ReportingType | 2015 | 2020 | 2025 | 2030 | 2035 | 2040
BM | 670.57 | 670.78 | 671.13 | 671.18 | 672.2 | 572.34
CC | 55262.85 | 72848.8 | 77046.53 | 93153.65 | 121670.87 | 140019.64
CSP | 0 | 0 | 0 | 0 | 0 | 0
CT | 654.82 | 1139.03 | 1224.83 | 1780.52 | 2246.25 | 2481.39
Coal | 73174.14 | 79778.1 | 85048.61 | 86939.24 | 101025.15 | 118875.85
Geo | 300.77 | 1554.15 | 4151.68 | 4180.49 | 4140.58 | 3228.49
H | 1511 | 1511 | 1511 | 1511 | 1511 | 1511
LFG | 556.67 | 1364.3 | 2239.72 | 2528.12 | 2484.62 | 1914.64
Nuc | 27257.76 | 31456.43 | 31434.52 | 31883.54 | 26253.69 | 31278.27
PS | 517.25 | 517.25 | 517.25 | 517.25 | 517.25 | 517.25
PV | 659.07 | 659.07 | 659.07 | 659.07 | 7.53 | 7.53
PeakG | 2280.99 | 3331.55 | 2928.43 | 3414.54 | 3606.2 | 3401.14
PeakO | 561.55 | 735.93 | 595.62 | 592.89 | 592.91 | 592.92
ST | 439.27 | 841.54 | 976.12 | 938.34 | 631.02 | 282.55
STOG | 3491.75 | 4220.58 | 3993.42 | 4068.47 | 4207.32 | 4290.31
STWD | 430.02 | 485.71 | 528.14 | 657.57 | 678.07 | 695.51
WT | 9401.78 | 9604.19 | 12631.35 | 12222.81 | 5738.37 | 5540.21
IGCC | 366.58 | 367.21 | 368.44 | 376.11 | 379.84 | 387.01
DemandResponse | 0 | 0 | 0 | 0 | 0 | 0
IGCC-CCS | 0 | 0 | 0 | 0 | 0 | 0
WT_off | 347.5 | 347.5 | 1030.36 | 1030.36 | 682.87 | 682.87
PseudoUnit | 0 | 0 | 0 | 0 | 0 | 0
FixedInterchange | 0 | 0 | 0 | 0 | 0 | 0
Total Costs by Reporting Type: EI_US
ReportingType | 2015 | 2020 | 2025 | 2030 | 2035 | 2040
BM | 399.01 | 399.22 | 399.58 | 399.62 | 401.93 | 301.43
CC | 35142.1 | 47840.52 | 51070.44 | 61224.23 | 81484.01 | 95427.44
CSP | 0 | 0 | 0 | 0 | 0 | 0
CT | 445.62 | 773.16 | 818.8 | 1039.76 | 1244.06 | 1170.05
Coal | 59521.14 | 64089.08 | 68567.76 | 70429.56 | 82256.03 | 94142.01
Geo | 3.95 | 3.95 | 3.95 | 3.95 | 3.95 | 3.95
H | 419.29 | 419.29 | 419.29 | 419.29 | 419.29 | 419.29
LFG | 459.17 | 656.47 | 1395.73 | 1684.44 | 1655.99 | 1519.35
Nuc | 21188.8 | 25019.34 | 24933.73 | 25344.45 | 19958.32 | 24608.02
PS | 401.94 | 401.94 | 401.94 | 401.94 | 401.94 | 401.94
PV | 38.41 | 38.41 | 38.41 | 38.41 | 1.75 | 1.75
PeakG | 1905.37 | 2800.9 | 2457.17 | 2874.67 | 3020.79 | 2953.41
PeakO | 539.92 | 708.47 | 573.92 | 577.08 | 577.09 | 577.1
ST | 0 | 0 | 0 | 0 | 0 | 0
STOG | 1992.79 | 2385.27 | 2300.36 | 2344.29 | 2431.56 | 2466.74
STWD | 54.55 | 74.29 | 67.04 | 75.36 | 95.88 | 113.31
WT | 6833.32 | 7035.72 | 7035.72 | 5796.99 | 1042.39 | 844.21
IGCC | 366.58 | 367.21 | 368.44 | 376.11 | 379.84 | 387.01
DemandResponse | 0 | 0 | 0 | 0 | 0 | 0
IGCC-CCS | 0 | 0 | 0 | 0 | 0 | 0
WT_off | 347.5 | 347.5 | 1030.36 | 1030.36 | 682.87 | 682.87
PseudoUnit | 0 | 0 | 0 | 0 | 0 | 0
FixedInterchange | 0 | 0 | 0 | 0 | 0 | 0
Total Costs by Reporting Type: EI_Canada
ReportingType | 2015 | 2020 | 2025 | 2030 | 2035 | 2040
BM | 177.6 | 177.6 | 177.6 | 177.6 | 177.87 | 178.08
CC | 767.74 | 1025.66 | 1173.81 | 1507.01 | 2197.7 | 3252.11
CSP | 0 | 0 | 0 | 0 | 0 | 0
CT | 44.26 | 44.26 | 44.5 | 44.52 | 103.05 | 173.4
Coal | 53.91 | 60.5 | 80.81 | 157.29 | 251.06 | 282.56
Geo | 0 | 0 | 0 | 0 | 0 | 0
H | 216.06 | 216.06 | 216.06 | 216.06 | 216.06 | 216.06
LFG | 19.32 | 19.32 | 19.32 | 19.32 | 14.43 | 14.43
Nuc | 2990.32 | 3007.74 | 3062.22 | 3080.31 | 2836.59 | 3030.72
PS | 2.92 | 2.92 | 2.92 | 2.92 | 2.92 | 2.92
PV | 558.01 | 558.01 | 558.01 | 558.01 | 0.44 | 0.44
PeakG | 21.55 | 23.55 | 24.18 | 24.37 | 28.49 | 28.63
PeakO | 0.75 | 0.75 | 0.87 | 0.98 | 0.98 | 0.98
ST | 0 | 0 | 0 | 0 | 0 | 0
STOG | 5.54 | 5.54 | 5.54 | 5.63 | 5.64 | 5.65
STWD | 0 | 0 | 0 | 0 | 0 | 0
WT | 868.55 | 868.55 | 868.55 | 868.55 | 61.76 | 61.76
IGCC | 0 | 0 | 0 | 0 | 0 | 0
DemandResponse | 0 | 0 | 0 | 0 | 0 | 0
IGCC-CCS | 0 | 0 | 0 | 0 | 0 | 0
WT_off | 0 | 0 | 0 | 0 | 0 | 0
PseudoUnit | 0 | 0 | 0 | 0 | 0 | 0
FixedInterchange | 0 | 0 | 0 | 0 | 0 | 0
Total Costs by Reporting Type: EI
ReportingType | 2015 | 2020 | 2025 | 2030 | 2035 | 2040
BM | 576.61 | 576.82 | 577.18 | 577.23 | 579.8 | 479.52
CC | 35909.85 | 48866.18 | 52244.25 | 62731.24 | 83681.72 | 98679.56
CSP | 0 | 0 | 0 | 0 | 0 | 0
CT | 489.88 | 817.42 | 863.29 | 1084.27 | 1347.11 | 1343.45
Coal | 59575.05 | 64149.58 | 68648.57 | 70586.85 | 82507.1 | 94424.58
Geo | 3.95 | 3.95 | 3.95 | 3.95 | 3.95 | 3.95
H | 635.35 | 635.35 | 635.35 | 635.35 | 635.35 | 635.35
LFG | 478.49 | 675.78 | 1415.05 | 1703.76 | 1670.42 | 1533.79
Nuc | 24179.13 | 28027.08 | 27995.95 | 28424.75 | 22794.91 | 27638.74
PS | 404.86 | 404.86 | 404.86 | 404.86 | 404.86 | 404.86
PV | 596.42 | 596.42 | 596.42 | 596.42 | 2.19 | 2.19
PeakG | 1926.92 | 2824.45 | 2481.35 | 2899.04 | 3049.28 | 2982.04
PeakO | 540.67 | 709.22 | 574.79 | 578.06 | 578.07 | 578.08
ST | 0 | 0 | 0 | 0 | 0 | 0
STOG | 1998.32 | 2390.81 | 2305.9 | 2349.92 | 2437.2 | 2472.39
STWD | 54.55 | 74.29 | 67.04 | 75.36 | 95.88 | 113.31
WT | 7701.88 | 7904.28 | 7904.28 | 6665.54 | 1104.15 | 905.97
IGCC | 366.58 | 367.21 | 368.44 | 376.11 | 379.84 | 387.01
DemandResponse | 0 | 0 | 0 | 0 | 0 | 0
IGCC-CCS | 0 | 0 | 0 | 0 | 0 | 0
WT_off | 347.5 | 347.5 | 1030.36 | 1030.36 | 682.87 | 682.87
PseudoUnit | 0 | 0 | 0 | 0 | 0 | 0
FixedInterchange | 0 | 0 | 0 | 0 | 0 | 0
Total Costs by Reporting Type: Outside_EI
ReportingType | 2015 | 2020 | 2025 | 2030 | 2035 | 2040
BM | 93.95 | 93.95 | 93.95 | 93.95 | 92.4 | 92.82
CC | 19353 | 23982.62 | 24802.28 | 30422.41 | 37989.15 | 41340.08
CSP | 0 | 0 | 0 | 0 | 0 | 0
CT | 164.94 | 321.61 | 361.54 | 696.24 | 899.13 | 1137.93
Coal | 13599.09 | 15628.52 | 16400.04 | 16352.39 | 18518.05 | 24451.27
Geo | 296.82 | 1550.19 | 4147.73 | 4176.54 | 4136.63 | 3224.54
H | 875.65 | 875.65 | 875.65 | 875.65 | 875.65 | 875.65
LFG | 78.17 | 688.52 | 824.67 | 824.36 | 814.2 | 380.86
Nuc | 3078.63 | 3429.35 | 3438.57 | 3458.79 | 3458.79 | 3639.53
PS | 112.39 | 112.39 | 112.39 | 112.39 | 112.39 | 112.39
PV | 62.65 | 62.65 | 62.65 | 62.65 | 5.34 | 5.34
PeakG | 354.07 | 507.1 | 447.08 | 515.5 | 556.92 | 419.09
PeakO | 20.88 | 26.7 | 20.83 | 14.84 | 14.84 | 14.84
ST | 439.27 | 841.54 | 976.12 | 938.34 | 631.02 | 282.55
STOG | 1493.42 | 1829.77 | 1687.52 | 1718.55 | 1770.12 | 1817.92
STWD | 375.47 | 411.41 | 461.1 | 582.2 | 582.19 | 582.19
WT | 1699.91 | 1699.91 | 4727.07 | 5557.27 | 4634.22 | 4634.24
IGCC | 0 | 0 | 0 | 0 | 0 | 0
DemandResponse | 0 | 0 | 0 | 0 | 0 | 0
IGCC-CCS | 0 | 0 | 0 | 0 | 0 | 0
WT_off | 0 | 0 | 0 | 0 | 0 | 0
PseudoUnit | 0 | 0 | 0 | 0 | 0 | 0
FixedInterchange | 0 | 0 | 0 | 0 | 0 | 0
#15 A | 0.05: RPS Generation Compliance Payments ($)
RPS Program | 2015 | 2020 | 2025 | 2030 | 2035 | 2040
NEISO | 0 | 0 | 0 | 0 | 0 | 0
CA | 1665.3 | 1652.82 | 0 | 0 | 0 | 0
NWPP | 0 | 0 | 0 | 0 | 0 | 0
PJM | 0 | 0 | 0 | 0 | 0 | 0
US | 0 | 0 | 0 | 0 | 0 | 0
PJM_Solar | 0 | 0 | 0 | 0 | 0 | 0
MA_Solar | 0 | 0 | 0 | 0 | 0 | 0
NH_Solar | 0 | 0 | 0 | 0 | 0 | 0
MRETS_Solar | 0 | 0 | 0 | 0 | 0 | 0
AZNMSNV | 221.16 | 353.97 | 0 | 0 | 0 | 0
AZNMSNV_Solar | 63.66 | 0 | 0 | 0 | 0 | 0
MRETS | 0 | 0 | 0 | 0 | 0 | 0
MI | 0 | 0 | 0 | 0 | 0 | 0
Ohio | 0 | 0 | 0 | 0 | 0 | 0
Ohio_Solar | 0 | 0 | 0 | 0 | 0 | 0
MOKSOKNE | 0 | 0 | 0 | 0 | 0 | 0
MO_Solar | 0 | 0 | 0 | 0 | 0 | 0
NC | 0 | 0 | 0 | 0 | 0 | 0
NC_Solar | 0 | 0 | 0 | 0 | 0 | 0
CO | 34.3 | 0 | 0 | 0 | 0 | 0
CO_Solar | 190.97 | 0 | 0 | 0 | 0 | 0
NY | 0 | 0 | 0 | 0 | 0 | 0
TX | 0 | 0 | 0 | 0 | 0 | 0
#15 B | 0.05: RPS Capacity Compliance Payments ($)
RPS Program | 2015 | 2020 | 2025 | 2030 | 2035 | 2040
NEISO | 0 | 0 | 0 | 0 | 0 | 0
CA | 0 | 0 | 0 | 0 | 0 | 0
NWPP | 0 | 0 | 0 | 0 | 0 | 0
PJM | 0 | 0 | 0 | 0 | 0 | 0
US | 0 | 0 | 0 | 0 | 0 | 0
PJM_Solar | 0 | 0 | 0 | 0 | 0 | 0
MA_Solar | 0 | 0 | 0 | 0 | 0 | 0
NH_Solar | 0 | 0 | 0 | 0 | 0 | 0
MRETS_Solar | 0 | 0 | 0 | 0 | 0 | 0
AZNMSNV | 0 | 0 | 0 | 0 | 0 | 0
AZNMSNV_Solar | 0 | 0 | 0 | 0 | 0 | 0
MRETS | 0 | 0 | 0 | 0 | 0 | 0
MI | 0 | 0 | 0 | 0 | 0 | 0
Ohio | 0 | 0 | 0 | 0 | 0 | 0
Ohio_Solar | 0 | 0 | 0 | 0 | 0 | 0
MOKSOKNE | 0 | 0 | 0 | 0 | 0 | 0
MO_Solar | 0 | 0 | 0 | 0 | 0 | 0
NC | 0 | 0 | 0 | 0 | 0 | 0
NC_Solar | 0 | 0 | 0 | 0 | 0 | 0
CO | 0 | 0 | 0 | 0 | 0 | 0
CO_Solar | 0 | 0 | 0 | 0 | 0 | 0
NY | 0 | 0 | 0 | 0 | 0 | 0
TX | 0 | 0 | 0 | 0 | 0 | 0
#16a | 0.05: Transmission Costs ($million) [excludes shadow cost]
Transmission Costs: Entergy
Cost | 2015 | 2020 | 2025 | 2030 | 2035 | 2040
a. Wheel Share | 3.05 | 2.41 | 2.33 | 2.26 | 4.61 | 17.68
b. Friction Share | 5.07 | 4 | 3.57 | 3.67 | 5.7 | 13.54
Transmission Costs: FRCC
Cost | 2015 | 2020 | 2025 | 2030 | 2035 | 2040
a. Wheel Share | 7.27 | 2.74 | 3.61 | 1.31 | 0.27 | 4.8
b. Friction Share | 7.27 | 2.74 | 3.61 | 1.31 | 0.27 | 4.8
Transmission Costs: MAPP_US
Cost | 2015 | 2020 | 2025 | 2030 | 2035 | 2040
a. Wheel Share | 13.18 | 11.3 | 9.53 | 9.28 | 10.3 | 11.29
b. Friction Share | 9.49 | 8.06 | 6.92 | 6.83 | 7.42 | 8.31
Transmission Costs: MISO_IN
Cost | 2015 | 2020 | 2025 | 2030 | 2035 | 2040
a. Wheel Share | 1.44 | 1.78 | 2.42 | 1.97 | 1.55 | 2.19
b. Friction Share | 4.09 | 2.7 | 4.22 | 4.55 | 2.67 | 2.36
Transmission Costs: MISO_MI
Cost | 2015 | 2020 | 2025 | 2030 | 2035 | 2040
a. Wheel Share | 3.87 | 6.36 | 5.82 | 4.34 | 3.97 | 5.42
b. Friction Share | 12.86 | 16.62 | 16.83 | 13 | 10.91 | 14.9
Transmission Costs: MISO_MO-IL
Cost | 2015 | 2020 | 2025 | 2030 | 2035 | 2040
a. Wheel Share | 0.23 | 0.31 | 2.55 | 3.15 | 4.29 | 14.79
b. Friction Share | 7.65 | 2.65 | 4.52 | 4.77 | 4.74 | 10.89
Transmission Costs: MISO_W
Cost | 2015 | 2020 | 2025 | 2030 | 2035 | 2040
a. Wheel Share | 3.86 | 1.82 | 2.69 | 1.53 | 3.92 | 10.81
b. Friction Share | 5.86 | 3.22 | 4.02 | 3.91 | 4.52 | 11.27
Transmission Costs: MISO_WUMS
Cost | 2015 | 2020 | 2025 | 2030 | 2035 | 2040
a. Wheel Share | 0 | 0 | 0 | 0 | 0 | 0
b. Friction Share | 1.4 | 5.61 | 7.85 | 6.58 | 1.11 | 0.7
Transmission Costs: Nebraska
Cost | 2015 | 2020 | 2025 | 2030 | 2035 | 2040
a. Wheel Share | 6.57 | 6.6 | 6.63 | 7.85 | 6.2 | 5.85
b. Friction Share | 5.03 | 5.17 | 5.3 | 6.74 | 5.72 | 5.21
Transmission Costs: NEISO
Cost | 2015 | 2020 | 2025 | 2030 | 2035 | 2040
a. Wheel Share | 0 | 0 | 0 | 0 | 0 | 0
b. Friction Share | 9.04 | 8.5 | 10.84 | 17.14 | 17.15 | 16.85
Transmission Costs: NonRTO_Midwest
Cost | 2015 | 2020 | 2025 | 2030 | 2035 | 2040
a. Wheel Share | 1.45 | 1.88 | 2.55 | 3.18 | 3.51 | 5.08
b. Friction Share | 0.88 | 1.19 | 1.61 | 3.1 | 4.14 | 6.72
Transmission Costs: NYISO_A-F
Cost | 2015 | 2020 | 2025 | 2030 | 2035 | 2040
a. Wheel Share | 14.93 | 15.35 | 11.48 | 10.22 | 3.59 | 2.87
b. Friction Share | 38.22 | 39.15 | 28.52 | 28.37 | 10.05 | 8.91
Transmission Costs: NYISO_G-I
Cost | 2015 | 2020 | 2025 | 2030 | 2035 | 2040
a. Wheel Share | 1.42 | 2.08 | 2.52 | 1.98 | 2.79 | 2.84
b. Friction Share | 5.51 | 4.39 | 6.54 | 7.84 | 8.16 | 7.83
Transmission Costs: NYISO_J-K
Cost | 2015 | 2020 | 2025 | 2030 | 2035 | 2040
a. Wheel Share | 1.13 | 1.23 | 1.12 | 1.21 | 1.26 | 1.31
b. Friction Share | 5.01 | 4.51 | 4.69 | 6.49 | 6.56 | 6.64
Transmission Costs: PJM_E
Cost | 2015 | 2020 | 2025 | 2030 | 2035 | 2040
a. Wheel Share | 2.54 | 3.31 | 3.65 | 3.19 | 4.05 | 4.15
b. Friction Share | 2.74 | 3.15 | 3.07 | 2.66 | 3.2 | 3.17
Transmission Costs: PJM_ROM
Cost | 2015 | 2020 | 2025 | 2030 | 2035 | 2040
a. Wheel Share | 0.47 | 1.35 | 1.82 | 1.69 | 2.71 | 2.03
b. Friction Share | 0.85 | 1.09 | 1.39 | 1.38 | 2.27 | 1.64
Transmission Costs: PJM_ROR
Cost | 2015 | 2020 | 2025 | 2030 | 2035 | 2040
a. Wheel Share | 27.67 | 14.01 | 9.91 | 13.9 | 14.55 | 11.88
b. Friction Share | 45.45 | 25.27 | 26.44 | 29.76 | 20.53 | 18.21
Transmission Costs: SOCO
Cost | 2015 | 2020 | 2025 | 2030 | 2035 | 2040
a. Wheel Share | 11.12 | 6.47 | 8.16 | 5.42 | 4.08 | 8.03
b. Friction Share | 13.3 | 9.03 | 12.2 | 8.54 | 6.2 | 10.62
Transmission Costs: SPP_N
Cost | 2015 | 2020 | 2025 | 2030 | 2035 | 2040
a. Wheel Share | 0.89 | 1.1 | 4.02 | 4.24 | 5.03 | 8.68
b. Friction Share | 0.98 | 1.05 | 3.17 | 3.48 | 3.86 | 7.89
Transmission Costs: SPP_S
Cost | 2015 | 2020 | 2025 | 2030 | 2035 | 2040
a. Wheel Share | 0.26 | 0.2 | 0.51 | 0.54 | 0.36 | 0.4
b. Friction Share | 0.55 | 0.4 | 0.84 | 0.86 | 0.59 | 0.72
Transmission Costs: TVA
Cost | 2015 | 2020 | 2025 | 2030 | 2035 | 2040
a. Wheel Share | 1 | 1.07 | 1.19 | 1.32 | 1.52 | 1.1
b. Friction Share | 1.25 | 1.34 | 1.49 | 1.65 | 1.91 | 1.39
Transmission Costs: TVA_Transmission
Cost | 2015 | 2020 | 2025 | 2030 | 2035 | 2040
a. Wheel Share | 0.52 | 0.3 | 0.37 | 1.33 | 2.99 | 3.07
b. Friction Share | 0.46 | 0.27 | 0.34 | 2.01 | 4.25 | 4.95
Transmission Costs: VACAR
Cost | 2015 | 2020 | 2025 | 2030 | 2035 | 2040
a. Wheel Share | 27.5 | 14.45 | 12.3 | 15.61 | 14.51 | 12.87
b. Friction Share | 27.53 | 15.26 | 15.16 | 17.47 | 15.1 | 14.3
Transmission Costs: IESO
Cost | 2015 | 2020 | 2025 | 2030 | 2035 | 2040
a. Wheel Share | 19.24 | 22.3 | 18.24 | 15.53 | 5.8 | 7.51
b. Friction Share | 48.11 | 55.76 | 45.6 | 38.83 | 14.38 | 18.41
Transmission Costs: MAPP_CA
Cost | 2015 | 2020 | 2025 | 2030 | 2035 | 2040
a. Wheel Share | 1.17 | 2.32 | 2.57 | 2.41 | 1.89 | 2.11
b. Friction Share | 2.12 | 4.45 | 5.84 | 5.07 | 2.29 | 3.31
Transmission Costs: AZ_NM_SNV_Coal
Cost | 2015 | 2020 | 2025 | 2030 | 2035 | 2040
a. Wheel Share | 20.67 | 20.76 | 22.23 | 21.79 | 26.44 | 43.74
b. Friction Share | 34.9 | 35.09 | 37.6 | 36.91 | 44.73 | 73.36
Transmission Costs: AZ_NM_SNV_Gas
Cost | 2015 | 2020 | 2025 | 2030 | 2035 | 2040
a. Wheel Share | 72.29 | 103 | 99.26 | 112.77 | 128.27 | 148.88
b. Friction Share | 120.83 | 172.05 | 165.84 | 188.43 | 214.34 | 248.56
Transmission Costs: AZ_NM_SNV_NucRenew
Cost | 2015 | 2020 | 2025 | 2030 | 2035 | 2040
a. Wheel Share | 38.13 | 43.03 | 55.71 | 60.14 | 66.88 | 82.91
b. Friction Share | 63.65 | 71.81 | 92.98 | 100.36 | 111.56 | 138.22
Transmission Costs: ERCOT
Cost | 2015 | 2020 | 2025 | 2030 | 2035 | 2040
a. Wheel Share | 0 | 0 | 0.29 | 0.24 | 0.05 | 0.24
b. Friction Share | 0 | 0 | 0.43 | 0.36 | 0.08 | 0.36
Transmission Costs: NP15
Cost | 2015 | 2020 | 2025 | 2030 | 2035 | 2040
a. Wheel Share | 25.98 | 13.44 | 5.23 | 19.55 | 35.77 | 45.8
b. Friction Share | 43.35 | 22.49 | 8.83 | 32.69 | 59.72 | 76.44
Transmission Costs: NWPP_Coal
Cost | 2015 | 2020 | 2025 | 2030 | 2035 | 2040
a. Wheel Share | 64.45 | 45.77 | 38.94 | 64 | 88.77 | 108.86
b. Friction Share | 108.69 | 77.56 | 66.21 | 108.15 | 149.57 | 183.13
Transmission Costs: NWPP_Gas
Cost | 2015 | 2020 | 2025 | 2030 | 2035 | 2040
a. Wheel Share | 0 | 0 | 0 | 0 | 0 | 0
b. Friction Share | 0.3 | 0.3 | 0.3 | 0.47 | 0.61 | 0.68
Transmission Costs: NWPP_NucRenew
Cost | 2015 | 2020 | 2025 | 2030 | 2035 | 2040
a. Wheel Share | 0 | 0 | 0 | 0 | 0 | 0
b. Friction Share | 0.96 | 0.98 | 1 | 1.01 | 1.01 | 1.01
Transmission Costs: RMPA
Cost | 2015 | 2020 | 2025 | 2030 | 2035 | 2040
a. Wheel Share | 3.49 | 3.86 | 6.46 | 6.35 | 11.15 | 12.17
b. Friction Share | 2.42 | 2.83 | 8.45 | 8.77 | 15.51 | 18.13
Transmission Costs: SP15
Cost | 2015 | 2020 | 2025 | 2030 | 2035 | 2040
a. Wheel Share | 165.35 | 196.15 | 204.56 | 232.26 | 257.62 | 294.74
b. Friction Share | 275.64 | 327.01 | 341.05 | 387.19 | 429.47 | 491.35
Transmission Costs: ALB
Cost | 2015 | 2020 | 2025 | 2030 | 2035 | 2040
a. Wheel Share | 0.7 | 2.16 | 2.26 | 1.62 | 0.17 | 0.04
b. Friction Share | 1.16 | 3.6 | 3.77 | 2.7 | 0.28 | 0.07
Transmission Costs: BC
Cost | 2015 | 2020 | 2025 | 2030 | 2035 | 2040
a. Wheel Share | 3.38 | 3.33 | 2.69 | 3.13 | 4.77 | 7.97
b. Friction Share | 5.64 | 5.55 | 4.48 | 5.22 | 7.95 | 13.29
Transmission Costs: HQ_IESO
Cost | 2015 | 2020 | 2025 | 2030 | 2035 | 2040
a. Wheel Share | 0 | 0 | 0 | 0 | 0 | 0
b. Friction Share | 0.01 | 0.01 | 0.01 | 0.01 | 0.01 | 0.01
Transmission Costs: HQ_NEISO
Cost | 2015 | 2020 | 2025 | 2030 | 2035 | 2040
a. Wheel Share | 0 | 0 | 0 | 0 | 0 | 0
b. Friction Share | 0.11 | 0.11 | 0.11 | 0.11 | 0.11 | 0.11
Transmission Costs: HQ_NY
Cost | 2015 | 2020 | 2025 | 2030 | 2035 | 2040
a. Wheel Share | 0 | 0 | 0 | 0 | 0 | 0
b. Friction Share | 0.03 | 0.03 | 0.03 | 0.03 | 0.03 | 0.03
Transmission Costs: MARITIMES
Cost | 2015 | 2020 | 2025 | 2030 | 2035 | 2040
a. Wheel Share | 0 | 0 | 0 | 0 | 0 | 0
b. Friction Share | 0.05 | 0.05 | 0.05 | 0.05 | 0.05 | 0.05
Transmission Costs: All
Cost | 2015 | 2020 | 2025 | 2030 | 2035 | 2040
a. Wheel Share | 545.21 | 552.24 | 553.62 | 635.31 | 723.65 | 892.14
b. Friction Share | 918.44 | 945.06 | 955.74 | 1098.51 | 1198.73 | 1448.36
Transmission Costs: EI_US
Cost | 2015 | 2020 | 2025 | 2030 | 2035 | 2040
a. Wheel Share | 130.36 | 96.12 | 95.18 | 95.51 | 96.07 | 137.16
b. Friction Share | 210.66 | 165.56 | 173.35 | 182.32 | 147.21 | 182.02
Transmission Costs: EI_Canada
Cost | 2015 | 2020 | 2025 | 2030 | 2035 | 2040
a. Wheel Share | 20.4 | 24.62 | 20.81 | 17.95 | 7.69 | 9.63
b. Friction Share | 50.24 | 60.21 | 51.46 | 43.91 | 16.68 | 21.73
Transmission Costs: EI
Cost | 2015 | 2020 | 2025 | 2030 | 2035 | 2040
a. Wheel Share | 150.77 | 120.74 | 115.99 | 113.46 | 103.76 | 146.79
b. Friction Share | 260.91 | 225.78 | 224.81 | 226.24 | 163.89 | 203.75
Transmission Costs: Outside_EI
Cost | 2015 | 2020 | 2025 | 2030 | 2035 | 2040
a. Wheel Share | 394.45 | 431.5 | 437.63 | 521.86 | 619.89 | 745.35
b. Friction Share | 657.54 | 719.28 | 730.93 | 872.27 | 1034.84 | 1244.61

## Capacity
#1 | New Build Capacity (MW)
New Build Capacity by Reporting Type: Entergy
ReportingType | 2015 | 2020 | 2025 | 2030 | 2035 | 2040
BM | 0 | 0 | 0 | 0 | 0 | 0
CC | 1308.07 | 967.71 | 0 | 964.88 | 1832.72 | 2014.25
CSP | 0 | 0 | 0 | 0 | 0 | 0
CT | 0 | 0 | 0 | 0 | 0 | 0
Coal | 720 | 0 | 0 | 0 | 0 | 0
Geo | 0 | 0 | 0 | 0 | 0 | 0
H | 0 | 0 | 0 | 0 | 0 | 0
LFG | 0 | 0 | 107.4 | 0 | 0 | 0
Nuc | 170 | 0 | 0 | 0 | 0 | 0
PS | 0 | 0 | 0 | 0 | 0 | 0
PV | 0 | 0 | 0 | 0 | 0 | 0
PeakG | 0 | 0 | 0 | 0 | 0 | 0
PeakO | 0 | 0 | 0 | 0 | 0 | 0
ST | 0 | 0 | 0 | 0 | 0 | 0
STOG | 0 | 0 | 0 | 0 | 0 | 0
STWD | 0 | 0 | 0 | 0 | 0 | 0
WT | 0 | 0 | 0 | 0 | 0 | 0
IGCC | 0 | 0 | 0 | 0 | 0 | 0
DemandResponse | 0 | 0 | 0 | 0 | 0 | 0
IGCC-CCS | 0 | 0 | 0 | 0 | 0 | 0
WT_off | 0 | 0 | 0 | 0 | 0 | 0
PseudoUnit | 0 | 0 | 0 | 0 | 0 | 0
FixedInterchange | 0 | 0 | 0 | 0 | 0 | 0
New Build Capacity by Reporting Type: FRCC
ReportingType | 2015 | 2020 | 2025 | 2030 | 2035 | 2040
BM | 0 | 0 | 0 | 0 | 0 | 0
CC | 1516.9 | 5136.86 | 2412.78 | 3878.98 | 5740.88 | 6064.75
CSP | 0 | 0 | 0 | 0 | 0 | 0
CT | 2480 | 0 | 0 | 0 | 0 | 0
Coal | 0 | 0 | 0 | 0 | 0 | 0
Geo | 0 | 0 | 0 | 0 | 0 | 0
H | 0 | 0 | 0 | 0 | 0 | 0
LFG | 0 | 198 | 0 | 0 | 0 | 0
Nuc | 229.33 | 0 | 0 | 0 | 0 | 0
PS | 0 | 0 | 0 | 0 | 0 | 0
PV | 0 | 0 | 0 | 0 | 0 | 0
PeakG | 0 | 0 | 0 | 0 | 0 | 0
PeakO | 0 | 0 | 0 | 0 | 0 | 0
ST | 0 | 0 | 0 | 0 | 0 | 0
STOG | 0 | 0 | 0 | 0 | 0 | 0
STWD | 0 | 0 | 0 | 0 | 0 | 0
WT | 0 | 0 | 0 | 0 | 0 | 0
IGCC | 0 | 0 | 0 | 0 | 0 | 0
DemandResponse | 0 | 0 | 0 | 0 | 0 | 0
IGCC-CCS | 0 | 0 | 0 | 0 | 0 | 0
WT_off | 0 | 0 | 0 | 0 | 0 | 0
PseudoUnit | 0 | 0 | 0 | 0 | 0 | 0
FixedInterchange | 0 | 0 | 0 | 0 | 0 | 0
New Build Capacity by Reporting Type: MAPP_US
ReportingType | 2015 | 2020 | 2025 | 2030 | 2035 | 2040
BM | 0 | 0 | 0 | 0 | 0 | 0
CC | 0 | 0 | 0 | 0 | 0 | 0
CSP | 0 | 0 | 0 | 0 | 0 | 0
CT | 308.3 | 0 | 0 | 194.52 | 0 | 0
Coal | 0 | 0 | 0 | 0 | 276.75 | 287.72
Geo | 0 | 0 | 0 | 0 | 0 | 0
H | 0 | 0 | 0 | 0 | 0 | 0
LFG | 0 | 0 | 0 | 71.67 | 0 | 0
Nuc | 0 | 0 | 0 | 0 | 0 | 0
PS | 0 | 0 | 0 | 0 | 0 | 0
PV | 0 | 0 | 0 | 0 | 0 | 0
PeakG | 0 | 0 | 0 | 0 | 0 | 0
PeakO | 0 | 0 | 0 | 0 | 0 | 0
ST | 0 | 0 | 0 | 0 | 0 | 0
STOG | 0 | 0 | 0 | 0 | 0 | 0
STWD | 0 | 0 | 0 | 0 | 0 | 0
WT | 421.3 | 0 | 0 | 0 | 0 | 0
IGCC | 0 | 0 | 0 | 0 | 0 | 0
DemandResponse | 0 | 0 | 0 | 0 | 0 | 0
IGCC-CCS | 0 | 0 | 0 | 0 | 0 | 0
WT_off | 0 | 0 | 0 | 0 | 0 | 0
PseudoUnit | 0 | 0 | 0 | 0 | 0 | 0
FixedInterchange | 0 | 0 | 0 | 0 | 0 | 0
New Build Capacity by Reporting Type: MISO_IN
ReportingType | 2015 | 2020 | 2025 | 2030 | 2035 | 2040
BM | 0 | 0 | 0 | 0 | 0 | 0
CC | 0 | 2541.05 | 1473.93 | 2002.84 | 1727.49 | 0
CSP | 0 | 0 | 0 | 0 | 0 | 0
CT | 0 | 0 | 0 | 0 | 0 | 0
Coal | 0 | 0 | 0 | 0 | 0 | 0
Geo | 0 | 0 | 0 | 0 | 0 | 0
H | 0 | 0 | 0 | 0 | 0 | 0
LFG | 0 | 0 | 80.12 | 0 | 0 | 0
Nuc | 0 | 0 | 0 | 0 | 0 | 0
PS | 0 | 0 | 0 | 0 | 0 | 0
PV | 0 | 0 | 0 | 0 | 0 | 0
PeakG | 0 | 0 | 0 | 0 | 0 | 0
PeakO | 0 | 0 | 0 | 0 | 0 | 0
ST | 0 | 0 | 0 | 0 | 0 | 0
STOG | 0 | 0 | 0 | 0 | 0 | 0
STWD | 0 | 0 | 0 | 0 | 0 | 0
WT | 0 | 0 | 0 | 0 | 0 | 0
IGCC | 618 | 0 | 0 | 0 | 0 | 0
DemandResponse | 0 | 0 | 0 | 0 | 0 | 0
IGCC-CCS | 0 | 0 | 0 | 0 | 0 | 0
WT_off | 0 | 0 | 0 | 0 | 0 | 0
PseudoUnit | 0 | 0 | 0 | 0 | 0 | 0
FixedInterchange | 0 | 0 | 0 | 0 | 0 | 0
New Build Capacity by Reporting Type: MISO_MI
ReportingType | 2015 | 2020 | 2025 | 2030 | 2035 | 2040
BM | 0 | 0 | 0 | 0 | 0 | 0
CC | 0 | 0 | 0.01 | 0 | 41.41 | 0
CSP | 0 | 0 | 0 | 0 | 0 | 0
CT | 0 | 0 | 0 | 0 | 0.01 | 0
Coal | 0 | 0 | 0 | 0 | 0 | 0
Geo | 0 | 0 | 0 | 0 | 0 | 0
H | 0 | 0 | 0 | 0 | 0 | 0
LFG | 0 | 0 | 160.25 | 0 | 0 | 0
Nuc | 0 | 0 | 0 | 0 | 0 | 0
PS | 0 | 0 | 0 | 0 | 0 | 0
PV | 0 | 0 | 0 | 0 | 0 | 0
PeakG | 0 | 0 | 0 | 0 | 0 | 0
PeakO | 0 | 0 | 0 | 0 | 0 | 0
ST | 0 | 0 | 0 | 0 | 0 | 0
STOG | 0 | 0 | 0 | 0 | 0 | 0
STWD | 0 | 0 | 0 | 0 | 0 | 0
WT | 2000 | 0 | 0 | 0 | 0 | 0
IGCC | 0 | 0 | 0 | 0 | 0 | 0
DemandResponse | 0 | 0 | 0 | 0 | 0 | 0
IGCC-CCS | 0 | 0 | 0 | 0 | 0 | 0
WT_off | 0 | 0 | 0 | 0 | 0 | 0
PseudoUnit | 0 | 0 | 0 | 0 | 0 | 0
FixedInterchange | 0 | 0 | 0 | 0 | 0 | 0
New Build Capacity by Reporting Type: MISO_MO-IL
ReportingType | 2015 | 2020 | 2025 | 2030 | 2035 | 2040
BM | 0 | 0 | 0 | 0 | 0 | 0
CC | 0 | 0 | 0 | 0 | 0 | 0
CSP | 0 | 0 | 0 | 0 | 0 | 0
CT | 0 | 0 | 0 | 0 | 0 | 0
Coal | 1790 | 0 | 0 | 0 | 0 | 0
Geo | 0 | 0 | 0 | 0 | 0 | 0
H | 0 | 0 | 0 | 0 | 0 | 0
LFG | 0 | 0 | 18.09 | 205.25 | 0 | 0
Nuc | 0 | 0 | 0 | 0 | 0 | 0
PS | 0 | 0 | 0 | 0 | 0 | 0
PV | 0 | 0 | 0 | 0 | 0 | 0
PeakG | 0 | 0 | 0 | 0 | 0 | 0
PeakO | 0 | 0 | 0 | 0 | 0 | 0
ST | 0 | 0 | 0 | 0 | 0 | 0
STOG | 0 | 0 | 0 | 0 | 0 | 0
STWD | 0 | 0 | 0 | 0 | 0 | 0
WT | 300 | 0 | 0 | 0 | 0 | 0
IGCC | 0 | 0 | 0 | 0 | 0 | 0
DemandResponse | 0 | 0 | 0 | 0 | 0 | 0
IGCC-CCS | 0 | 0 | 0 | 0 | 0 | 0
WT_off | 0 | 0 | 0 | 0 | 0 | 0
PseudoUnit | 0 | 0 | 0 | 0 | 0 | 0
FixedInterchange | 0 | 0 | 0 | 0 | 0 | 0
New Build Capacity by Reporting Type: MISO_W
ReportingType | 2015 | 2020 | 2025 | 2030 | 2035 | 2040
BM | 0 | 0 | 0 | 0 | 0 | 0
CC | 0 | 0 | 0 | 0 | 0 | 0
CSP | 0 | 0 | 0 | 0 | 0 | 0
CT | 0 | 0 | 0 | 0 | 0 | 0
Coal | 0 | 0 | 0 | 0 | 4249.49 | 4679.29
Geo | 0 | 0 | 0 | 0 | 0 | 0
H | 0 | 0 | 0 | 0 | 0 | 0
LFG | 0 | 0 | 71.67 | 0 | 0 | 0
Nuc | 94.33 | 0 | 0 | 0 | 0 | 0
PS | 0 | 0 | 0 | 0 | 0 | 0
PV | 0 | 0 | 0 | 0 | 0 | 0
PeakG | 0 | 0 | 0 | 0 | 0 | 0
PeakO | 0 | 0 | 0 | 0 | 0 | 0
ST | 0 | 0 | 0 | 0 | 0 | 0
STOG | 0 | 0 | 0 | 0 | 0 | 0
STWD | 0 | 0 | 0 | 0 | 0 | 0
WT | 2800.5 | 0 | 0 | 0 | 0 | 0
IGCC | 0 | 0 | 0 | 0 | 0 | 0
DemandResponse | 0 | 0 | 0 | 0 | 0 | 0
IGCC-CCS | 0 | 0 | 0 | 0 | 0 | 0
WT_off | 0 | 0 | 0 | 0 | 0 | 0
PseudoUnit | 0 | 0 | 0 | 0 | 0 | 0
FixedInterchange | 0 | 0 | 0 | 0 | 0 | 0
New Build Capacity by Reporting Type: MISO_WUMS
ReportingType | 2015 | 2020 | 2025 | 2030 | 2035 | 2040
BM | 0 | 0 | 0 | 0 | 0 | 0
CC | 0 | 4143.38 | 0.03 | 169.11 | 622.25 | 0
CSP | 0 | 0 | 0 | 0 | 0 | 0
CT | 0 | 1028.24 | 0 | 1965.54 | 3123.35 | 0
Coal | 615 | 0 | 0 | 0 | 0 | 0
Geo | 0 | 0 | 0 | 0 | 0 | 0
H | 0 | 0 | 0 | 0 | 0 | 0
LFG | 0 | 0 | 223.33 | 0 | 0 | 0
Nuc | 235 | 0 | 0 | 0 | 0 | 0
PS | 0 | 0 | 0 | 0 | 0 | 0
PV | 0 | 0 | 0 | 0 | 0 | 0
PeakG | 0 | 0 | 0 | 0 | 0 | 0
PeakO | 0 | 0 | 0 | 0 | 0 | 0
ST | 0 | 0 | 0 | 0 | 0 | 0
STOG | 0 | 0 | 0 | 0 | 0 | 0
STWD | 0 | 0 | 0 | 0 | 0 | 0
WT | 968.9 | 0 | 0 | 0 | 0 | 0
IGCC | 0 | 0 | 0 | 0 | 0 | 0
DemandResponse | 0 | 0 | 0 | 0 | 0 | 0
IGCC-CCS | 0 | 0 | 0 | 0 | 0 | 0
WT_off | 0 | 0 | 0 | 0 | 0 | 0
PseudoUnit | 0 | 0 | 0 | 0 | 0 | 0
FixedInterchange | 0 | 0 | 0 | 0 | 0 | 0
New Build Capacity by Reporting Type: Nebraska
ReportingType | 2015 | 2020 | 2025 | 2030 | 2035 | 2040
BM | 0 | 0 | 0 | 0 | 0 | 0
CC | 0 | 0 | 0 | 0 | 0 | 0
CSP | 0 | 0 | 0 | 0 | 0 | 0
CT | 0 | 0 | 0 | 0 | 0 | 0
Coal | 232.1 | 0 | 0 | 0 | 2407 | 81.79
Geo | 0 | 0 | 0 | 0 | 0 | 0
H | 0 | 0 | 0 | 0 | 0 | 0
LFG | 0 | 0 | 68.27 | 3.39 | 0 | 0
Nuc | 0 | 0 | 0 | 0 | 0 | 0
PS | 0 | 0 | 0 | 0 | 0 | 0
PV | 0 | 0 | 0 | 0 | 0 | 0
PeakG | 0 | 0 | 0 | 0 | 0 | 0
PeakO | 0 | 0 | 0 | 0 | 0 | 0
ST | 0 | 0 | 0 | 0 | 0 | 0
STOG | 0 | 0 | 0 | 0 | 0 | 0
STWD | 0 | 0 | 0 | 0 | 0 | 0
WT | 202 | 0 | 0 | 0 | 0 | 0
IGCC | 0 | 0 | 0 | 0 | 0 | 0
DemandResponse | 0 | 0 | 0 | 0 | 0 | 0
IGCC-CCS | 0 | 0 | 0 | 0 | 0 | 0
WT_off | 0 | 0 | 0 | 0 | 0 | 0
PseudoUnit | 0 | 0 | 0 | 0 | 0 | 0
FixedInterchange | 0 | 0 | 0 | 0 | 0 | 0
New Build Capacity by Reporting Type: NEISO
ReportingType | 2015 | 2020 | 2025 | 2030 | 2035 | 2040
BM | 252.2 | 0 | 0 | 0 | 0 | 0
CC | 2049.5 | 0 | 0 | 0 | 0 | 0
CSP | 0 | 0 | 0 | 0 | 0 | 0
CT | 334 | 0 | 0 | 0 | 1286.21 | 1046.58
Coal | 0 | 0 | 0 | 0 | 0 | 0
Geo | 0 | 0 | 0 | 0 | 0 | 0
H | 0 | 0 | 0 | 0 | 0 | 0
LFG | 49.26 | 0 | 0 | 69.74 | 0 | 0
Nuc | 0 | 0 | 0 | 0 | 0 | 0
PS | 0 | 0 | 0 | 0 | 0 | 0
PV | 0 | 0 | 0 | 0 | 0 | 0
PeakG | 0 | 0 | 0 | 0 | 0 | 0
PeakO | 0 | 0 | 0 | 0 | 0 | 0
ST | 0 | 0 | 0 | 0 | 0 | 0
STOG | 0 | 0 | 0 | 0 | 0 | 0
STWD | 0 | 0 | 0 | 0 | 0 | 0
WT | 231.2 | 0 | 0 | 0 | 0 | 0
IGCC | 0 | 0 | 0 | 0 | 0 | 0
DemandResponse | 0 | 0 | 0 | 0 | 0 | 0
IGCC-CCS | 0 | 0 | 0 | 0 | 0 | 0
WT_off | 468 | 0 | 0 | 0 | 0 | 0
PseudoUnit | 0 | 0 | 0 | 0 | 0 | 0
FixedInterchange | 0 | 0 | 0 | 0 | 0 | 0
New Build Capacity by Reporting Type: NonRTO_Midwest
ReportingType | 2015 | 2020 | 2025 | 2030 | 2035 | 2040
BM | 0 | 0 | 0 | 0 | 0 | 0
CC | 0 | 520.1 | 0 | 294.73 | 315.24 | 238.23
CSP | 0 | 0 | 0 | 0 | 0 | 0
CT | 0 | 180.99 | 0 | 11.96 | 35.81 | 121.5
Coal | 0 | 0 | 0 | 0 | 0 | 0
Geo | 0 | 0 | 0 | 0 | 0 | 0
H | 0 | 0 | 0 | 0 | 0 | 0
LFG | 0 | 47 | 77.36 | 35.89 | 0 | 0
Nuc | 0 | 0 | 0 | 0 | 0 | 0
PS | 0 | 0 | 0 | 0 | 0 | 0
PV | 0 | 0 | 0 | 0 | 0 | 0
PeakG | 0 | 0 | 0 | 0 | 0 | 0
PeakO | 0 | 0 | 0 | 0 | 0 | 0
ST | 0 | 0 | 0 | 0 | 0 | 0
STOG | 0 | 0 | 0 | 0 | 0 | 0
STWD | 0 | 0 | 0 | 0 | 0 | 0
WT | 0 | 0 | 0 | 0 | 0 | 0
IGCC | 0 | 0 | 0 | 0 | 0 | 0
DemandResponse | 0 | 0 | 0 | 0 | 0 | 0
IGCC-CCS | 0 | 0 | 0 | 0 | 0 | 0
WT_off | 0 | 0 | 0 | 0 | 0 | 0
PseudoUnit | 0 | 0 | 0 | 0 | 0 | 0
FixedInterchange | 0 | 0 | 0 | 0 | 0 | 0
New Build Capacity by Reporting Type: NYISO_A-F
ReportingType | 2015 | 2020 | 2025 | 2030 | 2035 | 2040
BM | 0 | 0 | 0 | 0 | 0 | 0
CC | 639 | 0 | 0 | 0 | 0 | 0.04
CSP | 0 | 0 | 0 | 0 | 0 | 0
CT | 0 | 0 | 0 | 0 | 0 | 0
Coal | 0 | 0 | 0 | 0 | 0 | 0
Geo | 0 | 0 | 0 | 0 | 0 | 0
H | 0 | 0 | 0 | 0 | 0 | 0
LFG | 6.4 | 0 | 67.93 | 0 | 0 | 0
Nuc | 168 | 0 | 0 | 0 | 0 | 0
PS | 0 | 0 | 0 | 0 | 0 | 0
PV | 0 | 0 | 0 | 0 | 0 | 0
PeakG | 0 | 0 | 0 | 0 | 0 | 0
PeakO | 0 | 0 | 0 | 0 | 0 | 0
ST | 0 | 0 | 0 | 0 | 0 | 0
STOG | 0 | 0 | 0 | 0 | 0 | 0
STWD | 0 | 0 | 0 | 0 | 0 | 0
WT | 2476.3 | 517.8 | 0 | 0 | 0 | 0
IGCC | 0 | 0 | 0 | 0 | 0 | 0
DemandResponse | 0 | 0 | 0 | 0 | 0 | 0
IGCC-CCS | 0 | 0 | 0 | 0 | 0 | 0
WT_off | 0 | 0 | 0 | 0 | 0 | 0
PseudoUnit | 0 | 0 | 0 | 0 | 0 | 0
FixedInterchange | 0 | 0 | 0 | 0 | 0 | 0
New Build Capacity by Reporting Type: NYISO_G-I
ReportingType | 2015 | 2020 | 2025 | 2030 | 2035 | 2040
BM | 0 | 0 | 0 | 0 | 0 | 0
CC | 0 | 0 | 732.14 | 946.03 | 3300.98 | 3026.3
CSP | 0 | 0 | 0 | 0 | 0 | 0
CT | 0 | 0 | 0 | 0 | 0 | 0
Coal | 0 | 0 | 0 | 0 | 0 | 0
Geo | 0 | 0 | 0 | 0 | 0 | 0
H | 0 | 0 | 0 | 0 | 0 | 0
LFG | 0 | 0 | 74.33 | 0 | 0 | 0
Nuc | 0 | 0 | 0 | 0 | 0 | 0
PS | 0 | 0 | 0 | 0 | 0 | 0
PV | 0 | 0 | 0 | 0 | 0 | 0
PeakG | 0 | 0 | 0 | 0 | 0 | 0
PeakO | 0 | 0 | 0 | 0 | 0 | 0
ST | 0 | 0 | 0 | 0 | 0 | 0
STOG | 0 | 0 | 0 | 0 | 0 | 0
STWD | 0 | 0 | 0 | 0 | 0 | 0
WT | 0 | 0 | 0 | 0 | 0 | 0
IGCC | 0 | 0 | 0 | 0 | 0 | 0
DemandResponse | 0 | 0 | 0 | 0 | 0 | 0
IGCC-CCS | 0 | 0 | 0 | 0 | 0 | 0
WT_off | 0 | 0 | 0 | 0 | 0 | 0
PseudoUnit | 0 | 0 | 0 | 0 | 0 | 0
FixedInterchange | 0 | 0 | 0 | 0 | 0 | 0
New Build Capacity by Reporting Type: NYISO_J-K
ReportingType | 2015 | 2020 | 2025 | 2030 | 2035 | 2040
BM | 0 | 0 | 0 | 0 | 0 | 0
CC | 1175.4 | 0 | 0 | 0 | 0 | 0
CSP | 0 | 0 | 0 | 0 | 0 | 0
CT | 0 | 0 | 160.89 | 963.28 | 0 | 402.43
Coal | 0 | 0 | 0 | 0 | 0 | 0
Geo | 0 | 0 | 0 | 0 | 0 | 0
H | 0 | 0 | 0 | 0 | 0 | 0
LFG | 0 | 0 | 0 | 74.33 | 0 | 0
Nuc | 0 | 0 | 0 | 0 | 0 | 0
PS | 0 | 0 | 0 | 0 | 0 | 0
PV | 32 | 0 | 0 | 0 | 0 | 0
PeakG | 0 | 0 | 0 | 0 | 0 | 0
PeakO | 0 | 0 | 0 | 0 | 0 | 0
ST | 0 | 0 | 0 | 0 | 0 | 0
STOG | 0 | 0 | 0 | 0 | 0 | 0
STWD | 0 | 0 | 0 | 0 | 0 | 0
WT | 0 | 0 | 0 | 0 | 0 | 0
IGCC | 0 | 0 | 0 | 0 | 0 | 0
DemandResponse | 0 | 0 | 0 | 0 | 0 | 0
IGCC-CCS | 0 | 0 | 0 | 0 | 0 | 0
WT_off | 0 | 0 | 0 | 0 | 0 | 0
PseudoUnit | 0 | 0 | 0 | 0 | 0 | 0
FixedInterchange | 0 | 0 | 0 | 0 | 0 | 0
New Build Capacity by Reporting Type: PJM_E
ReportingType | 2015 | 2020 | 2025 | 2030 | 2035 | 2040
BM | 30 | 0 | 0 | 0 | 0 | 0
CC | 4634.3 | 0 | 0 | 0 | 0 | 1223.35
CSP | 0 | 0 | 0 | 0 | 0 | 0
CT | 26.2 | 0 | 0 | 0 | 0 | 0
Coal | 27 | 0 | 0 | 0 | 0 | 0
Geo | 0 | 0 | 0 | 0 | 0 | 0
H | 0 | 0 | 0 | 0 | 0 | 0
LFG | 9.1 | 0 | 0 | 132.9 | 0 | 0
Nuc | 38 | 0 | 0 | 0 | 0 | 0
PS | 0 | 0 | 0 | 0 | 0 | 0
PV | 25.45 | 0 | 0 | 0 | 0 | 0
PeakG | 0 | 0 | 0 | 0 | 0 | 0
PeakO | 0 | 0 | 0 | 0 | 0 | 0
ST | 0 | 0 | 0 | 0 | 0 | 0
STOG | 0 | 0 | 0 | 0 | 0 | 0
STWD | 0 | 0 | 0 | 0 | 0 | 0
WT | 1150 | 0 | 0 | 0 | 0 | 0
IGCC | 0 | 0 | 0 | 0 | 0 | 0
DemandResponse | 0 | 0 | 0 | 0 | 0 | 0
IGCC-CCS | 0 | 0 | 0 | 0 | 0 | 0
WT_off | 0 | 0 | 1100 | 0 | 0 | 0
PseudoUnit | 0 | 0 | 0 | 0 | 0 | 0
FixedInterchange | 0 | 0 | 0 | 0 | 0 | 0
New Build Capacity by Reporting Type: PJM_ROM
ReportingType | 2015 | 2020 | 2025 | 2030 | 2035 | 2040
BM | 18 | 0 | 0 | 0 | 0 | 0
CC | 1678.5 | 0 | 0 | 0 | 4087.17 | 11681.34
CSP | 0 | 0 | 0 | 0 | 0 | 0
CT | 16 | 0 | 0 | 0 | 0 | 0
Coal | 32.5 | 0 | 0 | 0 | 0 | 0
Geo | 0 | 0 | 0 | 0 | 0 | 0
H | 0 | 0 | 0 | 0 | 0 | 0
LFG | 18.9 | 0 | 134.77 | 130.33 | 0 | 0
Nuc | 0 | 0 | 0 | 0 | 0 | 0
PS | 0 | 0 | 0 | 0 | 0 | 0
PV | 0 | 0 | 0 | 0 | 0 | 0
PeakG | 0 | 0 | 0 | 0 | 0 | 0
PeakO | 0 | 0 | 0 | 0 | 0 | 0
ST | 0 | 0 | 0 | 0 | 0 | 0
STOG | 0 | 0 | 0 | 0 | 0 | 0
STWD | 0 | 0 | 0 | 0 | 0 | 0
WT | 479.8 | 0 | 0 | 0 | 0 | 0
IGCC | 0 | 0 | 0 | 0 | 0 | 0
DemandResponse | 0 | 0 | 0 | 0 | 0 | 0
IGCC-CCS | 0 | 0 | 0 | 0 | 0 | 0
WT_off | 0 | 0 | 0 | 0 | 0 | 0
PseudoUnit | 0 | 0 | 0 | 0 | 0 | 0
FixedInterchange | 0 | 0 | 0 | 0 | 0 | 0
New Build Capacity by Reporting Type: PJM_ROR
ReportingType | 2015 | 2020 | 2025 | 2030 | 2035 | 2040
BM | 385 | 0 | 0 | 0 | 0 | 0
CC | 3077 | 120 | 0 | 6456.91 | 10183.51 | 0
CSP | 0 | 0 | 0 | 0 | 0 | 0
CT | 29 | 0 | 0 | 0 | 0 | 0
Coal | 2164 | 0 | 0 | 0 | 0 | 0
Geo | 0 | 0 | 0 | 0 | 0 | 0
H | 0 | 0 | 0 | 0 | 0 | 0
LFG | 57.4 | 0 | 513.71 | 0 | 0 | 0
Nuc | 38 | 0 | 0 | 0 | 0 | 0
PS | 0 | 0 | 0 | 0 | 0 | 0
PV | 0 | 0 | 0 | 0 | 0 | 0
PeakG | 0 | 0 | 0 | 0 | 0 | 0
PeakO | 0 | 0 | 0 | 0 | 0 | 0
ST | 0 | 0 | 0 | 0 | 0 | 0
STOG | 0 | 0 | 0 | 0 | 0 | 0
STWD | 0 | 0 | 0 | 0 | 0 | 0
WT | 8325.7 | 0 | 0 | 0 | 0 | 0
IGCC | 0 | 0 | 0 | 0 | 0 | 0
DemandResponse | 0 | 0 | 0 | 0 | 0 | 0
IGCC-CCS | 0 | 0 | 0 | 0 | 0 | 0
WT_off | 0 | 0 | 0 | 0 | 0 | 0
PseudoUnit | 0 | 0 | 0 | 0 | 0 | 0
FixedInterchange | 0 | 0 | 0 | 0 | 0 | 0
New Build Capacity by Reporting Type: SOCO
ReportingType | 2015 | 2020 | 2025 | 2030 | 2035 | 2040
BM | 55 | 0 | 0 | 0 | 0 | 0
CC | 5026.9 | 187 | 192.66 | 2557.31 | 0 | 0
CSP | 0 | 0 | 0 | 0 | 0 | 0
CT | 0 | 0 | 0 | 0 | 0 | 0
Coal | 0 | 0 | 0 | 0 | 2662.6 | 5417.26
Geo | 0 | 0 | 0 | 0 | 0 | 0
H | 0 | 0 | 0 | 0 | 0 | 0
LFG | 0 | 0 | 107.4 | 0 | 0 | 0
Nuc | 70 | 2200 | 0 | 0 | 0 | 0
PS | 0 | 0 | 0 | 0 | 0 | 0
PV | 0 | 0 | 0 | 0 | 0 | 0
PeakG | 0 | 0 | 0 | 0 | 0 | 0
PeakO | 0 | 0 | 0 | 0 | 0 | 0
ST | 0 | 0 | 0 | 0 | 0 | 0
STOG | 0 | 0 | 0 | 0 | 0 | 0
STWD | 0 | 0 | 0 | 0 | 0 | 0
WT | 0 | 0 | 0 | 0 | 0 | 0
IGCC | 0 | 0 | 0 | 0 | 0 | 0
DemandResponse | 0 | 0 | 0 | 0 | 0 | 0
IGCC-CCS | 0 | 0 | 0 | 0 | 0 | 0
WT_off | 0 | 0 | 0 | 0 | 0 | 0
PseudoUnit | 0 | 0 | 0 | 0 | 0 | 0
FixedInterchange | 0 | 0 | 0 | 0 | 0 | 0
New Build Capacity by Reporting Type: SPP_N
ReportingType | 2015 | 2020 | 2025 | 2030 | 2035 | 2040
BM | 0 | 0 | 0 | 0 | 0 | 0
CC | 0 | 699.21 | 0 | 0 | 0 | 0
CSP | 0 | 0 | 0 | 0 | 0 | 0
CT | 0 | 0 | 0 | 0 | 0 | 0
Coal | 465.04 | 0 | 0 | 0 | 0 | 2587.09
Geo | 0 | 0 | 0 | 0 | 0 | 0
H | 0 | 0 | 0 | 0 | 0 | 0
LFG | 0 | 95 | 0 | 0 | 0 | 0
Nuc | 0 | 0 | 0 | 0 | 0 | 0
PS | 0 | 0 | 0 | 0 | 0 | 0
PV | 0 | 0 | 0 | 0 | 0 | 0
PeakG | 0 | 0 | 0 | 0 | 0 | 0
PeakO | 0 | 0 | 0 | 0 | 0 | 0
ST | 0 | 0 | 0 | 0 | 0 | 0
STOG | 0 | 0 | 0 | 0 | 0 | 0
STWD | 0 | 0 | 0 | 0 | 0 | 0
WT | 0 | 0 | 0 | 0 | 0 | 0
IGCC | 0 | 0 | 0 | 0 | 0 | 0
DemandResponse | 0 | 0 | 0 | 0 | 0 | 0
IGCC-CCS | 0 | 0 | 0 | 0 | 0 | 0
WT_off | 0 | 0 | 0 | 0 | 0 | 0
PseudoUnit | 0 | 0 | 0 | 0 | 0 | 0
FixedInterchange | 0 | 0 | 0 | 0 | 0 | 0
New Build Capacity by Reporting Type: SPP_S
ReportingType | 2015 | 2020 | 2025 | 2030 | 2035 | 2040
BM | 0 | 0 | 0 | 0 | 0 | 0
CC | 0 | 1244.83 | 0 | 2470.83 | 1414.39 | 0
CSP | 0 | 0 | 0 | 0 | 0 | 0
CT | 412.99 | 300 | 0 | 0 | 0 | 0
Coal | 988 | 0 | 0 | 0 | 0 | 0
Geo | 0 | 0 | 0 | 0 | 0 | 0
H | 0 | 0 | 0 | 0 | 0 | 0
LFG | 0 | 51.04 | 43.96 | 0 | 0 | 0
Nuc | 0 | 0 | 0 | 0 | 0 | 0
PS | 0 | 0 | 0 | 0 | 0 | 0
PV | 0 | 0 | 0 | 0 | 0 | 0
PeakG | 0 | 0 | 0 | 0 | 0 | 0
PeakO | 0 | 0 | 0 | 0 | 0 | 0
ST | 0 | 0 | 0 | 0 | 0 | 0
STOG | 0 | 0 | 0 | 0 | 0 | 0
STWD | 0 | 0 | 0 | 0 | 0 | 0
WT | 430 | 150 | 0 | 0 | 0 | 0
IGCC | 0 | 0 | 0 | 0 | 0 | 0
DemandResponse | 0 | 0 | 0 | 0 | 0 | 0
IGCC-CCS | 0 | 0 | 0 | 0 | 0 | 0
WT_off | 0 | 0 | 0 | 0 | 0 | 0
PseudoUnit | 0 | 0 | 0 | 0 | 0 | 0
FixedInterchange | 0 | 0 | 0 | 0 | 0 | 0
New Build Capacity by Reporting Type: TVA
ReportingType | 2015 | 2020 | 2025 | 2030 | 2035 | 2040
BM | 0 | 0 | 0 | 0 | 0 | 0
CC | 1418 | 1887.05 | 177.74 | 1030.89 | 0 | 0
CSP | 0 | 0 | 0 | 0 | 0 | 0
CT | 0 | 1811.64 | 0 | 0 | 0 | 0
Coal | 0 | 0 | 0 | 0 | 3568.74 | 2361.21
Geo | 0 | 0 | 0 | 0 | 0 | 0
H | 0 | 0 | 0 | 0 | 0 | 0
LFG | 0 | 0 | 107.4 | 0 | 0 | 0
Nuc | 1697.89 | 0 | 0 | 0 | 0 | 0
PS | 0 | 0 | 0 | 0 | 0 | 0
PV | 0 | 0 | 0 | 0 | 0 | 0
PeakG | 0 | 0 | 0 | 0 | 0 | 0
PeakO | 0 | 0 | 0 | 0 | 0 | 0
ST | 0 | 0 | 0 | 0 | 0 | 0
STOG | 0 | 0 | 0 | 0 | 0 | 0
STWD | 0 | 0 | 0 | 0 | 0 | 0
WT | 0 | 0 | 0 | 0 | 0 | 0
IGCC | 0 | 0 | 0 | 0 | 0 | 0
DemandResponse | 0 | 0 | 0 | 0 | 0 | 0
IGCC-CCS | 0 | 0 | 0 | 0 | 0 | 0
WT_off | 0 | 0 | 0 | 0 | 0 | 0
PseudoUnit | 0 | 0 | 0 | 0 | 0 | 0
FixedInterchange | 0 | 0 | 0 | 0 | 0 | 0
New Build Capacity by Reporting Type: TVA_Transmission
ReportingType | 2015 | 2020 | 2025 | 2030 | 2035 | 2040
BM | 0 | 0 | 0 | 0 | 0 | 0
CC | 0 | 0 | 0 | 0 | 0 | 0
CSP | 0 | 0 | 0 | 0 | 0 | 0
CT | 0 | 0 | 0 | 0 | 0 | 0
Coal | 0 | 0 | 0 | 0 | 0 | 0
Geo | 0 | 0 | 0 | 0 | 0 | 0
H | 0 | 0 | 0 | 0 | 0 | 0
LFG | 0 | 0 | 0 | 0 | 0 | 0
Nuc | 0 | 0 | 0 | 0 | 0 | 0
PS | 0 | 0 | 0 | 0 | 0 | 0
PV | 0 | 0 | 0 | 0 | 0 | 0
PeakG | 0 | 0 | 0 | 0 | 0 | 0
PeakO | 0 | 0 | 0 | 0 | 0 | 0
ST | 0 | 0 | 0 | 0 | 0 | 0
STOG | 0 | 0 | 0 | 0 | 0 | 0
STWD | 0 | 0 | 0 | 0 | 0 | 0
WT | 0 | 0 | 0 | 0 | 0 | 0
IGCC | 0 | 0 | 0 | 0 | 0 | 0
DemandResponse | 0 | 0 | 0 | 0 | 0 | 0
IGCC-CCS | 0 | 0 | 0 | 0 | 0 | 0
WT_off | 0 | 0 | 0 | 0 | 0 | 0
PseudoUnit | 0 | 0 | 0 | 0 | 0 | 0
FixedInterchange | 0 | 0 | 0 | 0 | 0 | 0
New Build Capacity by Reporting Type: VACAR
ReportingType | 2015 | 2020 | 2025 | 2030 | 2035 | 2040
BM | 0 | 0 | 0 | 0 | 0 | 0
CC | 6524.29 | 2596.3 | 1192.21 | 2844.59 | 5516.38 | 4987.77
CSP | 0 | 0 | 0 | 0 | 0 | 0
CT | 717.2 | 0 | 0 | 0 | 715.39 | 0
Coal | 825 | 0 | 0 | 0 | 0 | 0
Geo | 0 | 0 | 0 | 0 | 0 | 0
H | 0 | 0 | 0 | 0 | 0 | 0
LFG | 0 | 107.4 | 0 | 0 | 0 | 0
Nuc | 0 | 2330 | 0 | 0 | 0 | 0
PS | 0 | 0 | 0 | 0 | 0 | 0
PV | 0 | 0 | 0 | 0 | 0 | 0
PeakG | 0 | 0 | 0 | 0 | 0 | 0
PeakO | 0 | 0 | 0 | 0 | 0 | 0
ST | 0 | 0 | 0 | 0 | 0 | 0
STOG | 0 | 0 | 0 | 0 | 0 | 0
STWD | 0 | 0 | 0 | 0 | 0 | 0
WT | 0 | 0 | 0 | 0 | 0 | 0
IGCC | 0 | 0 | 0 | 0 | 0 | 0
DemandResponse | 0 | 0 | 0 | 0 | 0 | 0
IGCC-CCS | 0 | 0 | 0 | 0 | 0 | 0
WT_off | 0 | 0 | 0 | 0 | 0 | 0
PseudoUnit | 0 | 0 | 0 | 0 | 0 | 0
FixedInterchange | 0 | 0 | 0 | 0 | 0 | 0
New Build Capacity by Reporting Type: IESO
ReportingType | 2015 | 2020 | 2025 | 2030 | 2035 | 2040
BM | 326.33 | 0 | 0 | 0 | 0 | 0
CC | 1263 | 0 | 0 | 0 | 0 | 2296.16
CSP | 0 | 0 | 0 | 0 | 0 | 0
CT | 368 | 0 | 0 | 0 | 837.57 | 185.33
Coal | 0 | 0 | 0 | 0 | 0 | 0
Geo | 0 | 0 | 0 | 0 | 0 | 0
H | 0 | 0 | 0 | 0 | 0 | 0
LFG | 14.5 | 0 | 0 | 0 | 0.5 | 0
Nuc | 0 | 0 | 0 | 0 | 0 | 0
PS | 0 | 0 | 0 | 0 | 0 | 0
PV | 1067.26 | 0 | 0 | 0 | 0 | 0
PeakG | 0 | 0 | 0 | 0 | 0 | 0
PeakO | 0 | 0 | 0 | 0 | 0 | 0
ST | 0 | 0 | 0 | 0 | 0 | 0
STOG | 0 | 0 | 0 | 0 | 0 | 0
STWD | 0 | 0 | 0 | 0 | 0 | 0
WT | 2105.9 | 0 | 0 | 0 | 0 | 0
IGCC | 0 | 0 | 0 | 0 | 0 | 0
DemandResponse | 0 | 0 | 0 | 0 | 0 | 0
IGCC-CCS | 0 | 0 | 0 | 0 | 0 | 0
WT_off | 0 | 0 | 0 | 0 | 0 | 0
PseudoUnit | 0 | 0 | 0 | 0 | 0 | 0
FixedInterchange | 0 | 0 | 0 | 0 | 0 | 0
New Build Capacity by Reporting Type: MAPP_CA
ReportingType | 2015 | 2020 | 2025 | 2030 | 2035 | 2040
BM | 0 | 0 | 0 | 0 | 0 | 0
CC | 913.07 | 511.42 | 174.5 | 407.8 | 423.95 | 0
CSP | 0 | 0 | 0 | 0 | 0 | 0
CT | 0 | 0 | 0 | 0 | 0 | 440.75
Coal | 0 | 0 | 0 | 0 | 0 | 0
Geo | 0 | 0 | 0 | 0 | 0 | 0
H | 0 | 0 | 0 | 0 | 0 | 0
LFG | 0 | 0 | 0 | 0 | 0 | 0
Nuc | 0 | 0 | 0 | 0 | 0 | 0
PS | 0 | 0 | 0 | 0 | 0 | 0
PV | 0 | 0 | 0 | 0 | 0 | 0
PeakG | 0 | 0 | 0 | 0 | 0 | 0
PeakO | 0 | 0 | 0 | 0 | 0 | 0
ST | 0 | 0 | 0 | 0 | 0 | 0
STOG | 0 | 0 | 0 | 0 | 0 | 0
STWD | 0 | 0 | 0 | 0 | 0 | 0
WT | 302.4 | 0 | 0 | 0 | 0 | 0
IGCC | 0 | 0 | 0 | 0 | 0 | 0
DemandResponse | 0 | 0 | 0 | 0 | 0 | 0
IGCC-CCS | 0 | 0 | 0 | 0 | 0 | 0
WT_off | 0 | 0 | 0 | 0 | 0 | 0
PseudoUnit | 0 | 0 | 0 | 0 | 0 | 0
FixedInterchange | 0 | 0 | 0 | 0 | 0 | 0
New Build Capacity by Reporting Type: AZ_NM_SNV_Coal
ReportingType | 2015 | 2020 | 2025 | 2030 | 2035 | 2040
BM | 0 | 0 | 0 | 0 | 0 | 0
CC | 0 | 0 | 0 | 0 | 0 | 0
CSP | 0 | 0 | 0 | 0 | 0 | 0
CT | 0 | 0 | 0 | 0 | 0 | 0
Coal | 0 | 0 | 0 | 0 | 0 | 6632.94
Geo | 0 | 0 | 0 | 0 | 0 | 0
H | 0 | 0 | 0 | 0 | 0 | 0
LFG | 0 | 0 | 0 | 0 | 0 | 0
Nuc | 0 | 0 | 0 | 0 | 0 | 0
PS | 0 | 0 | 0 | 0 | 0 | 0
PV | 0 | 0 | 0 | 0 | 0 | 0
PeakG | 0 | 0 | 0 | 0 | 0 | 0
PeakO | 0 | 0 | 0 | 0 | 0 | 0
ST | 0 | 0 | 0 | 0 | 0 | 0
STOG | 0 | 0 | 0 | 0 | 0 | 0
STWD | 0 | 0 | 0 | 0 | 0 | 0
WT | 0 | 0 | 0 | 0 | 0 | 0
IGCC | 0 | 0 | 0 | 0 | 0 | 0
DemandResponse | 0 | 0 | 0 | 0 | 0 | 0
IGCC-CCS | 0 | 0 | 0 | 0 | 0 | 0
WT_off | 0 | 0 | 0 | 0 | 0 | 0
PseudoUnit | 0 | 0 | 0 | 0 | 0 | 0
FixedInterchange | 0 | 0 | 0 | 0 | 0 | 0
New Build Capacity by Reporting Type: AZ_NM_SNV_Gas
ReportingType | 2015 | 2020 | 2025 | 2030 | 2035 | 2040
BM | 0 | 0 | 0 | 0 | 0 | 0
CC | 668 | 2565.55 | 48.04 | 2683.49 | 3421.57 | 0
CSP | 0 | 0 | 0 | 0 | 0 | 0
CT | 736 | 0 | 0 | 0 | 0 | 0
Coal | 0 | 0 | 0 | 0 | 0 | 0
Geo | 0 | 0 | 0 | 0 | 0 | 0
H | 0 | 0 | 0 | 0 | 0 | 0
LFG | 0 | 0 | 0 | 0 | 0 | 0
Nuc | 0 | 0 | 0 | 0 | 0 | 0
PS | 0 | 0 | 0 | 0 | 0 | 0
PV | 0 | 0 | 0 | 0 | 0 | 0
PeakG | 0 | 0 | 0 | 0 | 0 | 0
PeakO | 0 | 0 | 0 | 0 | 0 | 0
ST | 0 | 0 | 0 | 0 | 0 | 0
STOG | 0 | 0 | 0 | 0 | 0 | 0
STWD | 0 | 0 | 0 | 0 | 0 | 0
WT | 0 | 0 | 0 | 0 | 0 | 0
IGCC | 0 | 0 | 0 | 0 | 0 | 0
DemandResponse | 0 | 0 | 0 | 0 | 0 | 0
IGCC-CCS | 0 | 0 | 0 | 0 | 0 | 0
WT_off | 0 | 0 | 0 | 0 | 0 | 0
PseudoUnit | 0 | 0 | 0 | 0 | 0 | 0
FixedInterchange | 0 | 0 | 0 | 0 | 0 | 0
New Build Capacity by Reporting Type: AZ_NM_SNV_NucRenew
ReportingType | 2015 | 2020 | 2025 | 2030 | 2035 | 2040
BM | 0 | 0 | 0 | 0 | 0 | 0
CC | 0 | 0 | 0 | 0 | 0 | 0
CSP | 0 | 0 | 0 | 0 | 0 | 0
CT | 0 | 0 | 0 | 0 | 0 | 0
Coal | 0 | 0 | 0 | 0 | 0 | 0
Geo | 0 | 0 | 1450 | 0 | 0 | 0
H | 0 | 0 | 0 | 0 | 0 | 0
LFG | 0 | 60.67 | 0 | 0 | 0 | 0
Nuc | 0 | 0 | 0 | 0 | 0 | 0
PS | 0 | 0 | 0 | 0 | 0 | 0
PV | 95.7 | 0 | 0 | 0 | 0 | 0
PeakG | 0 | 0 | 0 | 0 | 0 | 0
PeakO | 0 | 0 | 0 | 0 | 0 | 0
ST | 280 | 464.2 | 278.33 | 75.03 | 0 | 0
STOG | 0 | 0 | 0 | 0 | 0 | 0
STWD | 0 | 0 | 0 | 0 | 0 | 0
WT | 65.1 | 0 | 462.87 | 363.19 | 0 | 0
IGCC | 0 | 0 | 0 | 0 | 0 | 0
DemandResponse | 0 | 0 | 0 | 0 | 0 | 0
IGCC-CCS | 0 | 0 | 0 | 0 | 0 | 0
WT_off | 0 | 0 | 0 | 0 | 0 | 0
PseudoUnit | 0 | 0 | 0 | 0 | 0 | 0
FixedInterchange | 0 | 0 | 0 | 0 | 0 | 0
New Build Capacity by Reporting Type: ERCOT
ReportingType | 2015 | 2020 | 2025 | 2030 | 2035 | 2040
BM | 145 | 0 | 0 | 0 | 0 | 0
CC | 3382.29 | 3126.72 | 0 | 2490.59 | 2777.96 | 2850.2
CSP | 0 | 0 | 0 | 0 | 0 | 0
CT | 250 | 0 | 0 | 0 | 0 | 0
Coal | 2020 | 0 | 0 | 0 | 0 | 0
Geo | 0 | 0 | 0 | 0 | 0 | 0
H | 0 | 0 | 0 | 0 | 0 | 0
LFG | 0 | 0 | 354 | 0 | 0 | 0
Nuc | 0 | 0 | 0 | 0 | 0 | 0
PS | 0 | 0 | 0 | 0 | 0 | 0
PV | 14 | 0 | 0 | 0 | 0 | 0
PeakG | 0 | 0 | 0 | 0 | 0 | 0
PeakO | 0 | 0 | 0 | 0 | 0 | 0
ST | 0 | 0 | 0 | 0 | 0 | 0
STOG | 0 | 0 | 0 | 0 | 0 | 0
STWD | 0 | 0 | 0 | 0 | 0 | 0
WT | 350.1 | 0 | 0 | 0 | 0 | 0
IGCC | 0 | 0 | 0 | 0 | 0 | 0
DemandResponse | 0 | 0 | 0 | 0 | 0 | 0
IGCC-CCS | 0 | 0 | 0 | 0 | 0 | 0
WT_off | 0 | 0 | 0 | 0 | 0 | 0
PseudoUnit | 0 | 0 | 0 | 0 | 0 | 0
FixedInterchange | 0 | 0 | 0 | 0 | 0 | 0
New Build Capacity by Reporting Type: NP15
ReportingType | 2015 | 2020 | 2025 | 2030 | 2035 | 2040
BM | 0 | 0 | 0 | 0 | 0 | 0
CC | 940 | 0 | 0 | 0 | 0 | 0
CSP | 0 | 0 | 0 | 0 | 0 | 0
CT | 279.73 | 1751.75 | 358.22 | 3772.89 | 4275.92 | 4366
Coal | 0 | 0 | 0 | 0 | 0 | 0
Geo | 0 | 205.68 | 394.32 | 0 | 0 | 0
H | 0 | 0 | 0 | 0 | 0 | 0
LFG | 0 | 565 | 0 | 0 | 0 | 0
Nuc | 0 | 0 | 0 | 0 | 0 | 0
PS | 0 | 0 | 0 | 0 | 0 | 0
PV | 6.5 | 0 | 0 | 0 | 0 | 0
PeakG | 0 | 0 | 0 | 0 | 0 | 0
PeakO | 0 | 0 | 0 | 0 | 0 | 0
ST | 29 | 0 | 0 | 0 | 0 | 0
STOG | 0 | 0 | 0 | 0 | 0 | 0
STWD | 0 | 0 | 0 | 0 | 0 | 0
WT | 101.2 | 0 | 9120.9 | 2290.28 | 15.29 | 0.08
IGCC | 0 | 0 | 0 | 0 | 0 | 0
DemandResponse | 0 | 0 | 0 | 0 | 0 | 0
IGCC-CCS | 0 | 0 | 0 | 0 | 0 | 0
WT_off | 0 | 0 | 0 | 0 | 0 | 0
PseudoUnit | 0 | 0 | 0 | 0 | 0 | 0
FixedInterchange | 0 | 0 | 0 | 0 | 0 | 0
New Build Capacity by Reporting Type: NWPP_Coal
ReportingType | 2015 | 2020 | 2025 | 2030 | 2035 | 2040
BM | 0 | 0 | 0 | 0 | 0 | 0
CC | 0 | 0 | 0 | 0 | 0 | 0
CSP | 0 | 0 | 0 | 0 | 0 | 0
CT | 0 | 0 | 0 | 0 | 0 | 0
Coal | 0 | 0 | 0 | 0 | 0 | 0
Geo | 0 | 0 | 0 | 0 | 0 | 0
H | 0 | 0 | 0 | 0 | 0 | 0
LFG | 0 | 0 | 0 | 0 | 0 | 0
Nuc | 0 | 0 | 0 | 0 | 0 | 0
PS | 0 | 0 | 0 | 0 | 0 | 0
PV | 0 | 0 | 0 | 0 | 0 | 0
PeakG | 0 | 0 | 0 | 0 | 0 | 0
PeakO | 0 | 0 | 0 | 0 | 0 | 0
ST | 0 | 0 | 0 | 0 | 0 | 0
STOG | 0 | 0 | 0 | 0 | 0 | 0
STWD | 0 | 0 | 0 | 0 | 0 | 0
WT | 0 | 0 | 0 | 0 | 0 | 0
IGCC | 0 | 0 | 0 | 0 | 0 | 0
DemandResponse | 0 | 0 | 0 | 0 | 0 | 0
IGCC-CCS | 0 | 0 | 0 | 0 | 0 | 0
WT_off | 0 | 0 | 0 | 0 | 0 | 0
PseudoUnit | 0 | 0 | 0 | 0 | 0 | 0
FixedInterchange | 0 | 0 | 0 | 0 | 0 | 0
New Build Capacity by Reporting Type: NWPP_Gas
ReportingType | 2015 | 2020 | 2025 | 2030 | 2035 | 2040
BM | 0 | 0 | 0 | 0 | 0 | 0
CC | 300 | 0 | 0 | 3698.32 | 3250.09 | 577.38
CSP | 0 | 0 | 0 | 0 | 0 | 0
CT | 150 | 0 | 0 | 0 | 0 | 0
Coal | 0 | 0 | 0 | 0 | 0.25 | 945.17
Geo | 0 | 0 | 0 | 0 | 0 | 0
H | 0 | 0 | 0 | 0 | 0 | 0
LFG | 0 | 0 | 0 | 0 | 0 | 0
Nuc | 0 | 0 | 0 | 0 | 0 | 0
PS | 0 | 0 | 0 | 0 | 0 | 0
PV | 0 | 0 | 0 | 0 | 0 | 0
PeakG | 0 | 0 | 0 | 0 | 0 | 0
PeakO | 0 | 0 | 0 | 0 | 0 | 0
ST | 0 | 0 | 0 | 0 | 0 | 0
STOG | 0 | 0 | 0 | 0 | 0 | 0
STWD | 0 | 0 | 0 | 0 | 0 | 0
WT | 0 | 0 | 0 | 0 | 0 | 0
IGCC | 0 | 0 | 0 | 0 | 0 | 0
DemandResponse | 0 | 0 | 0 | 0 | 0 | 0
IGCC-CCS | 0 | 0 | 0 | 0 | 0 | 0
WT_off | 0 | 0 | 0 | 0 | 0 | 0
PseudoUnit | 0 | 0 | 0 | 0 | 0 | 0
FixedInterchange | 0 | 0 | 0 | 0 | 0 | 0
New Build Capacity by Reporting Type: NWPP_NucRenew
ReportingType | 2015 | 2020 | 2025 | 2030 | 2035 | 2040
BM | 32.55 | 0 | 0 | 0 | 0 | 0
CC | 0 | 0 | 0 | 0 | 0 | 0
CSP | 0 | 0 | 0 | 0 | 0 | 0
CT | 0 | 0 | 0 | 0 | 0 | 0
Coal | 0 | 0 | 0 | 0 | 0 | 0
Geo | 86 | 0 | 434 | 0 | 0 | 0
H | 0 | 0 | 0 | 0 | 0 | 0
LFG | 25.5 | 244.5 | 0 | 0 | 0 | 0
Nuc | 0 | 0 | 0 | 0 | 0 | 0
PS | 0 | 0 | 0 | 0 | 0 | 0
PV | 0 | 0 | 0 | 0 | 0 | 0
PeakG | 0 | 0 | 0 | 0 | 0 | 0
PeakO | 0 | 0 | 0 | 0 | 0 | 0
ST | 0 | 0 | 0 | 0 | 0 | 0
STOG | 0 | 0 | 0 | 0 | 0 | 0
STWD | 0 | 0 | 0 | 0 | 0 | 0
WT | 977.3 | 0 | 0 | 0 | 0 | 0
IGCC | 0 | 0 | 0 | 0 | 0 | 0
DemandResponse | 0 | 0 | 0 | 0 | 0 | 0
IGCC-CCS | 0 | 0 | 0 | 0 | 0 | 0
WT_off | 0 | 0 | 0 | 0 | 0 | 0
PseudoUnit | 0 | 0 | 0 | 0 | 0 | 0
FixedInterchange | 0 | 0 | 0 | 0 | 0 | 0
New Build Capacity by Reporting Type: RMPA
ReportingType | 2015 | 2020 | 2025 | 2030 | 2035 | 2040
BM | 0 | 0 | 0 | 0 | 0 | 0
CC | 0 | 0 | 0 | 0 | 0 | 0
CSP | 0 | 0 | 0 | 0 | 0 | 0
CT | 152 | 0 | 0 | 0 | 0 | 0
Coal | 390 | 0 | 0 | 149.22 | 1285.19 | 1452.5
Geo | 0 | 419.32 | 2063.68 | 87 | 0 | 0
H | 0 | 0 | 0 | 0 | 0 | 0
LFG | 1.74 | 28.59 | 0 | 0 | 0 | 0
Nuc | 0 | 0 | 0 | 0 | 0 | 0
PS | 0 | 0 | 0 | 0 | 0 | 0
PV | 1.29 | 0 | 0 | 0 | 0 | 0
PeakG | 0 | 0 | 0 | 0 | 0 | 0
PeakO | 0 | 0 | 0 | 0 | 0 | 0
ST | 3 | 375.89 | 25.72 | 27.45 | 0 | 0
STOG | 0 | 0 | 0 | 0 | 0 | 0
STWD | 0 | 0 | 0 | 0 | 0 | 0
WT | 766.3 | 0 | 0 | 0 | 0 | 0
IGCC | 0 | 0 | 0 | 0 | 0 | 0
DemandResponse | 0 | 0 | 0 | 0 | 0 | 0
IGCC-CCS | 0 | 0 | 0 | 0 | 0 | 0
WT_off | 0 | 0 | 0 | 0 | 0 | 0
PseudoUnit | 0 | 0 | 0 | 0 | 0 | 0
FixedInterchange | 0 | 0 | 0 | 0 | 0 | 0
New Build Capacity by Reporting Type: SP15
ReportingType | 2015 | 2020 | 2025 | 2030 | 2035 | 2040
BM | 6 | 0 | 0 | 0 | 0 | 0
CC | 409.5 | 0 | 0 | 0 | 0 | 0
CSP | 0 | 0 | 0 | 0 | 0 | 0
CT | 0 | 0 | 0 | 0 | 0 | 0
Coal | 0 | 0 | 0 | 0 | 0 | 0
Geo | 50 | 1450 | 0 | 0 | 0 | 0
H | 0 | 0 | 0 | 0 | 0 | 0
LFG | 9.2 | 555.8 | 0 | 0 | 0 | 0
Nuc | 0 | 0 | 0 | 0 | 0 | 0
PS | 0 | 0 | 0 | 0 | 0 | 0
PV | 3.8 | 0 | 0 | 0 | 0 | 0
PeakG | 0 | 0 | 0 | 0 | 0 | 0
PeakO | 0 | 0 | 0 | 0 | 0 | 0
ST | 448 | 0 | 0 | 0 | 0 | 0
STOG | 0 | 0 | 0 | 0 | 0 | 0
STWD | 0 | 0 | 0 | 0 | 0 | 0
WT | 735 | 0 | 0 | 0 | 0 | 0
IGCC | 0 | 0 | 0 | 0 | 0 | 0
DemandResponse | 0 | 0 | 0 | 0 | 0 | 0
IGCC-CCS | 0 | 0 | 0 | 0 | 0 | 0
WT_off | 0 | 0 | 0 | 0 | 0 | 0
PseudoUnit | 0 | 0 | 0 | 0 | 0 | 0
FixedInterchange | 0 | 0 | 0 | 0 | 0 | 0
New Build Capacity by Reporting Type: ALB
ReportingType | 2015 | 2020 | 2025 | 2030 | 2035 | 2040
BM | 0 | 0 | 0 | 0 | 0 | 0
CC | 393.36 | 680.36 | 621.09 | 908.42 | 1191.8 | 1090.13
CSP | 0 | 0 | 0 | 0 | 0 | 0
CT | 201.5 | 0 | 0 | 0 | 0 | 0
Coal | 495 | 0 | 0 | 0 | 0 | 0
Geo | 0 | 0 | 0 | 0 | 0 | 0
H | 0 | 0 | 0 | 0 | 0 | 0
LFG | 0 | 0 | 0 | 0 | 0 | 0
Nuc | 0 | 0 | 0 | 0 | 0 | 0
PS | 0 | 0 | 0 | 0 | 0 | 0
PV | 0 | 0 | 0 | 0 | 0 | 0
PeakG | 0 | 0 | 0 | 0 | 0 | 0
PeakO | 0 | 0 | 0 | 0 | 0 | 0
ST | 0 | 0 | 0 | 0 | 0 | 0
STOG | 0 | 0 | 0 | 0 | 0 | 0
STWD | 0 | 0 | 0 | 0 | 0 | 0
WT | 9 | 0 | 0 | 0 | 0 | 0
IGCC | 0 | 0 | 0 | 0 | 0 | 0
DemandResponse | 0 | 0 | 0 | 0 | 0 | 0
IGCC-CCS | 0 | 0 | 0 | 0 | 0 | 0
WT_off | 0 | 0 | 0 | 0 | 0 | 0
PseudoUnit | 0 | 0 | 0 | 0 | 0 | 0
FixedInterchange | 0 | 0 | 0 | 0 | 0 | 0
New Build Capacity by Reporting Type: BC
ReportingType | 2015 | 2020 | 2025 | 2030 | 2035 | 2040
BM | 0 | 0 | 0 | 0 | 0 | 0
CC | 1140.35 | 434.65 | 654.21 | 531.08 | 778.69 | 816.84
CSP | 0 | 0 | 0 | 0 | 0 | 0
CT | 0 | 0 | 0 | 0 | 0 | 0
Coal | 0 | 0 | 0 | 0 | 0 | 0
Geo | 0 | 0 | 0 | 0 | 0 | 0
H | 0 | 0 | 0 | 0 | 0 | 0
LFG | 0 | 0 | 0 | 0 | 0 | 0
Nuc | 0 | 0 | 0 | 0 | 0 | 0
PS | 0 | 0 | 0 | 0 | 0 | 0
PV | 0 | 0 | 0 | 0 | 0 | 0
PeakG | 0 | 0 | 0 | 0 | 0 | 0
PeakO | 0 | 0 | 0 | 0 | 0 | 0
ST | 0 | 0 | 0 | 0 | 0 | 0
STOG | 0 | 0 | 0 | 0 | 0 | 0
STWD | 0 | 0 | 0 | 0 | 0 | 0
WT | 144 | 0 | 0 | 0 | 0 | 0
IGCC | 0 | 0 | 0 | 0 | 0 | 0
DemandResponse | 0 | 0 | 0 | 0 | 0 | 0
IGCC-CCS | 0 | 0 | 0 | 0 | 0 | 0
WT_off | 0 | 0 | 0 | 0 | 0 | 0
PseudoUnit | 0 | 0 | 0 | 0 | 0 | 0
FixedInterchange | 0 | 0 | 0 | 0 | 0 | 0
New Build Capacity by Reporting Type: HQ_IESO
ReportingType | 2015 | 2020 | 2025 | 2030 | 2035 | 2040
BM | 0 | 0 | 0 | 0 | 0 | 0
CC | 0 | 0 | 0 | 0 | 0 | 0
CSP | 0 | 0 | 0 | 0 | 0 | 0
CT | 0 | 0 | 0 | 0 | 0 | 0
Coal | 0 | 0 | 0 | 0 | 0 | 0
Geo | 0 | 0 | 0 | 0 | 0 | 0
H | 0 | 0 | 0 | 0 | 0 | 0
LFG | 0 | 0 | 0 | 0 | 0 | 0
Nuc | 0 | 0 | 0 | 0 | 0 | 0
PS | 0 | 0 | 0 | 0 | 0 | 0
PV | 0 | 0 | 0 | 0 | 0 | 0
PeakG | 0 | 0 | 0 | 0 | 0 | 0
PeakO | 0 | 0 | 0 | 0 | 0 | 0
ST | 0 | 0 | 0 | 0 | 0 | 0
STOG | 0 | 0 | 0 | 0 | 0 | 0
STWD | 0 | 0 | 0 | 0 | 0 | 0
WT | 0 | 0 | 0 | 0 | 0 | 0
IGCC | 0 | 0 | 0 | 0 | 0 | 0
DemandResponse | 0 | 0 | 0 | 0 | 0 | 0
IGCC-CCS | 0 | 0 | 0 | 0 | 0 | 0
WT_off | 0 | 0 | 0 | 0 | 0 | 0
PseudoUnit | 0 | 0 | 0 | 0 | 0 | 0
FixedInterchange | 0 | 0 | 0 | 0 | 0 | 0
New Build Capacity by Reporting Type: HQ_NEISO
ReportingType | 2015 | 2020 | 2025 | 2030 | 2035 | 2040
BM | 0 | 0 | 0 | 0 | 0 | 0
CC | 0 | 0 | 0 | 0 | 0 | 0
CSP | 0 | 0 | 0 | 0 | 0 | 0
CT | 0 | 0 | 0 | 0 | 0 | 0
Coal | 0 | 0 | 0 | 0 | 0 | 0
Geo | 0 | 0 | 0 | 0 | 0 | 0
H | 0 | 0 | 0 | 0 | 0 | 0
LFG | 0 | 0 | 0 | 0 | 0 | 0
Nuc | 0 | 0 | 0 | 0 | 0 | 0
PS | 0 | 0 | 0 | 0 | 0 | 0
PV | 0 | 0 | 0 | 0 | 0 | 0
PeakG | 0 | 0 | 0 | 0 | 0 | 0
PeakO | 0 | 0 | 0 | 0 | 0 | 0
ST | 0 | 0 | 0 | 0 | 0 | 0
STOG | 0 | 0 | 0 | 0 | 0 | 0
STWD | 0 | 0 | 0 | 0 | 0 | 0
WT | 0 | 0 | 0 | 0 | 0 | 0
IGCC | 0 | 0 | 0 | 0 | 0 | 0
DemandResponse | 0 | 0 | 0 | 0 | 0 | 0
IGCC-CCS | 0 | 0 | 0 | 0 | 0 | 0
WT_off | 0 | 0 | 0 | 0 | 0 | 0
PseudoUnit | 0 | 0 | 0 | 0 | 0 | 0
FixedInterchange | 0 | 0 | 0 | 0 | 0 | 0
New Build Capacity by Reporting Type: HQ_NY
ReportingType | 2015 | 2020 | 2025 | 2030 | 2035 | 2040
BM | 0 | 0 | 0 | 0 | 0 | 0
CC | 0 | 0 | 0 | 0 | 0 | 0
CSP | 0 | 0 | 0 | 0 | 0 | 0
CT | 0 | 0 | 0 | 0 | 0 | 0
Coal | 0 | 0 | 0 | 0 | 0 | 0
Geo | 0 | 0 | 0 | 0 | 0 | 0
H | 0 | 0 | 0 | 0 | 0 | 0
LFG | 0 | 0 | 0 | 0 | 0 | 0
Nuc | 0 | 0 | 0 | 0 | 0 | 0
PS | 0 | 0 | 0 | 0 | 0 | 0
PV | 0 | 0 | 0 | 0 | 0 | 0
PeakG | 0 | 0 | 0 | 0 | 0 | 0
PeakO | 0 | 0 | 0 | 0 | 0 | 0
ST | 0 | 0 | 0 | 0 | 0 | 0
STOG | 0 | 0 | 0 | 0 | 0 | 0
STWD | 0 | 0 | 0 | 0 | 0 | 0
WT | 0 | 0 | 0 | 0 | 0 | 0
IGCC | 0 | 0 | 0 | 0 | 0 | 0
DemandResponse | 0 | 0 | 0 | 0 | 0 | 0
IGCC-CCS | 0 | 0 | 0 | 0 | 0 | 0
WT_off | 0 | 0 | 0 | 0 | 0 | 0
PseudoUnit | 0 | 0 | 0 | 0 | 0 | 0
FixedInterchange | 0 | 0 | 0 | 0 | 0 | 0
New Build Capacity by Reporting Type: MARITIMES
ReportingType | 2015 | 2020 | 2025 | 2030 | 2035 | 2040
BM | 0 | 0 | 0 | 0 | 0 | 0
CC | 0 | 0 | 0 | 0 | 0 | 0
CSP | 0 | 0 | 0 | 0 | 0 | 0
CT | 0 | 0 | 0 | 0 | 0 | 0
Coal | 0 | 0 | 0 | 0 | 0 | 0
Geo | 0 | 0 | 0 | 0 | 0 | 0
H | 0 | 0 | 0 | 0 | 0 | 0
LFG | 0 | 0 | 0 | 0 | 0 | 0
Nuc | 0 | 0 | 0 | 0 | 0 | 0
PS | 0 | 0 | 0 | 0 | 0 | 0
PV | 0 | 0 | 0 | 0 | 0 | 0
PeakG | 0 | 0 | 0 | 0 | 0 | 0
PeakO | 0 | 0 | 0 | 0 | 0 | 0
ST | 0 | 0 | 0 | 0 | 0 | 0
STOG | 0 | 0 | 0 | 0 | 0 | 0
STWD | 0 | 0 | 0 | 0 | 0 | 0
WT | 0 | 0 | 0 | 0 | 0 | 0
IGCC | 0 | 0 | 0 | 0 | 0 | 0
DemandResponse | 0 | 0 | 0 | 0 | 0 | 0
IGCC-CCS | 0 | 0 | 0 | 0 | 0 | 0
WT_off | 0 | 0 | 0 | 0 | 0 | 0
PseudoUnit | 0 | 0 | 0 | 0 | 0 | 0
FixedInterchange | 0 | 0 | 0 | 0 | 0 | 0
New Build Capacity by Reporting Type: All
ReportingType | 2015 | 2020 | 2025 | 2030 | 2035 | 2040
BM | 1250.08 | 0 | 0 | 0 | 0 | 0
CC | 38457.43 | 27362.2 | 7679.36 | 34336.81 | 46626.49 | 36866.74
CSP | 0 | 0 | 0 | 0 | 0 | 0
CT | 6460.93 | 5072.63 | 519.11 | 6908.19 | 10274.26 | 6562.6
Coal | 10763.64 | 0 | 0 | 149.22 | 14450.02 | 24444.97
Geo | 136 | 2075 | 4342 | 87 | 0 | 0
H | 0 | 0 | 0 | 0 | 0 | 0
LFG | 192 | 1953 | 2210 | 723.5 | 0.5 | 0
Nuc | 2740.56 | 4530 | 0 | 0 | 0 | 0
PS | 0 | 0 | 0 | 0 | 0 | 0
PV | 1246 | 0 | 0 | 0 | 0 | 0
PeakG | 0 | 0 | 0 | 0 | 0 | 0
PeakO | 0 | 0 | 0 | 0 | 0 | 0
ST | 760 | 840.09 | 304.05 | 102.49 | 0 | 0
STOG | 0 | 0 | 0 | 0 | 0 | 0
STWD | 0 | 0 | 0 | 0 | 0 | 0
WT | 25342 | 667.81 | 9583.78 | 2653.48 | 15.29 | 0.08
IGCC | 618 | 0 | 0 | 0 | 0 | 0
DemandResponse | 0 | 0 | 0 | 0 | 0 | 0
IGCC-CCS | 0 | 0 | 0 | 0 | 0 | 0
WT_off | 468 | 0 | 1100 | 0 | 0 | 0
PseudoUnit | 0 | 0 | 0 | 0 | 0 | 0
FixedInterchange | 0 | 0 | 0 | 0 | 0 | 0
New Build Capacity by Reporting Type: EI_US
ReportingType | 2015 | 2020 | 2025 | 2030 | 2035 | 2040
BM | 740.2 | 0 | 0 | 0 | 0 | 0
CC | 29047.87 | 20043.51 | 6181.51 | 23617.11 | 34782.43 | 29236.03
CSP | 0 | 0 | 0 | 0 | 0 | 0
CT | 4323.69 | 3320.88 | 160.89 | 3135.3 | 5160.77 | 1570.52
Coal | 7858.64 | 0 | 0 | 0 | 13164.58 | 15414.36
Geo | 0 | 0 | 0 | 0 | 0 | 0
H | 0 | 0 | 0 | 0 | 0 | 0
LFG | 141.06 | 498.44 | 1856 | 723.5 | 0 | 0
Nuc | 2740.56 | 4530 | 0 | 0 | 0 | 0
PS | 0 | 0 | 0 | 0 | 0 | 0
PV | 57.45 | 0 | 0 | 0 | 0 | 0
PeakG | 0 | 0 | 0 | 0 | 0 | 0
PeakO | 0 | 0 | 0 | 0 | 0 | 0
ST | 0 | 0 | 0 | 0 | 0 | 0
STOG | 0 | 0 | 0 | 0 | 0 | 0
STWD | 0 | 0 | 0 | 0 | 0 | 0
WT | 19785.7 | 667.8 | 0 | 0 | 0 | 0
IGCC | 618 | 0 | 0 | 0 | 0 | 0
DemandResponse | 0 | 0 | 0 | 0 | 0 | 0
IGCC-CCS | 0 | 0 | 0 | 0 | 0 | 0
WT_off | 468 | 0 | 1100 | 0 | 0 | 0
PseudoUnit | 0 | 0 | 0 | 0 | 0 | 0
FixedInterchange | 0 | 0 | 0 | 0 | 0 | 0
New Build Capacity by Reporting Type: EI_Canada
ReportingType | 2015 | 2020 | 2025 | 2030 | 2035 | 2040
BM | 326.33 | 0 | 0 | 0 | 0 | 0
CC | 2176.07 | 511.42 | 174.5 | 407.8 | 423.95 | 2296.16
CSP | 0 | 0 | 0 | 0 | 0 | 0
CT | 368 | 0 | 0 | 0 | 837.57 | 626.08
Coal | 0 | 0 | 0 | 0 | 0 | 0
Geo | 0 | 0 | 0 | 0 | 0 | 0
H | 0 | 0 | 0 | 0 | 0 | 0
LFG | 14.5 | 0 | 0 | 0 | 0.5 | 0
Nuc | 0 | 0 | 0 | 0 | 0 | 0
PS | 0 | 0 | 0 | 0 | 0 | 0
PV | 1067.26 | 0 | 0 | 0 | 0 | 0
PeakG | 0 | 0 | 0 | 0 | 0 | 0
PeakO | 0 | 0 | 0 | 0 | 0 | 0
ST | 0 | 0 | 0 | 0 | 0 | 0
STOG | 0 | 0 | 0 | 0 | 0 | 0
STWD | 0 | 0 | 0 | 0 | 0 | 0
WT | 2408.3 | 0 | 0 | 0 | 0 | 0
IGCC | 0 | 0 | 0 | 0 | 0 | 0
DemandResponse | 0 | 0 | 0 | 0 | 0 | 0
IGCC-CCS | 0 | 0 | 0 | 0 | 0 | 0
WT_off | 0 | 0 | 0 | 0 | 0 | 0
PseudoUnit | 0 | 0 | 0 | 0 | 0 | 0
FixedInterchange | 0 | 0 | 0 | 0 | 0 | 0
New Build Capacity by Reporting Type: EI
ReportingType | 2015 | 2020 | 2025 | 2030 | 2035 | 2040
BM | 1066.53 | 0 | 0 | 0 | 0 | 0
CC | 31223.94 | 20554.93 | 6356.01 | 24024.91 | 35206.38 | 31532.19
CSP | 0 | 0 | 0 | 0 | 0 | 0
CT | 4691.7 | 3320.88 | 160.89 | 3135.3 | 5998.34 | 2196.59
Coal | 7858.64 | 0 | 0 | 0 | 13164.58 | 15414.36
Geo | 0 | 0 | 0 | 0 | 0 | 0
H | 0 | 0 | 0 | 0 | 0 | 0
LFG | 155.56 | 498.44 | 1856 | 723.5 | 0.5 | 0
Nuc | 2740.56 | 4530 | 0 | 0 | 0 | 0
PS | 0 | 0 | 0 | 0 | 0 | 0
PV | 1124.71 | 0 | 0 | 0 | 0 | 0
PeakG | 0 | 0 | 0 | 0 | 0 | 0
PeakO | 0 | 0 | 0 | 0 | 0 | 0
ST | 0 | 0 | 0 | 0 | 0 | 0
STOG | 0 | 0 | 0 | 0 | 0 | 0
STWD | 0 | 0 | 0 | 0 | 0 | 0
WT | 22194 | 667.8 | 0 | 0 | 0 | 0
IGCC | 618 | 0 | 0 | 0 | 0 | 0
DemandResponse | 0 | 0 | 0 | 0 | 0 | 0
IGCC-CCS | 0 | 0 | 0 | 0 | 0 | 0
WT_off | 468 | 0 | 1100 | 0 | 0 | 0
PseudoUnit | 0 | 0 | 0 | 0 | 0 | 0
FixedInterchange | 0 | 0 | 0 | 0 | 0 | 0
New Build Capacity by Reporting Type: Outside_EI
ReportingType | 2015 | 2020 | 2025 | 2030 | 2035 | 2040
BM | 183.55 | 0 | 0 | 0 | 0 | 0
CC | 7233.49 | 6807.28 | 1323.35 | 10311.9 | 11420.11 | 5334.54
CSP | 0 | 0 | 0 | 0 | 0 | 0
CT | 1769.24 | 1751.75 | 358.22 | 3772.89 | 4275.92 | 4366.01
Coal | 2905 | 0 | 0 | 149.22 | 1285.44 | 9030.6
Geo | 136 | 2075 | 4342 | 87 | 0 | 0
H | 0 | 0 | 0 | 0 | 0 | 0
LFG | 36.44 | 1454.56 | 354 | 0 | 0 | 0
Nuc | 0 | 0 | 0 | 0 | 0 | 0
PS | 0 | 0 | 0 | 0 | 0 | 0
PV | 121.29 | 0 | 0 | 0 | 0 | 0
PeakG | 0 | 0 | 0 | 0 | 0 | 0
PeakO | 0 | 0 | 0 | 0 | 0 | 0
ST | 760 | 840.09 | 304.05 | 102.49 | 0 | 0
STOG | 0 | 0 | 0 | 0 | 0 | 0
STWD | 0 | 0 | 0 | 0 | 0 | 0
WT | 3148 | 0 | 9583.78 | 2653.48 | 15.29 | 0.08
IGCC | 0 | 0 | 0 | 0 | 0 | 0
DemandResponse | 0 | 0 | 0 | 0 | 0 | 0
IGCC-CCS | 0 | 0 | 0 | 0 | 0 | 0
WT_off | 0 | 0 | 0 | 0 | 0 | 0
PseudoUnit | 0 | 0 | 0 | 0 | 0 | 0
FixedInterchange | 0 | 0 | 0 | 0 | 0 | 0
#2 | Cumulative New Build Capacity (MW)
Cumulative New Build Capacity by Reporting Type: Entergy
ReportingType | 2015 | 2020 | 2025 | 2030 | 2035 | 2040
BM | 0 | 0 | 0 | 0 | 0 | 0
CC | 1308.07 | 2275.78 | 2275.78 | 3240.66 | 5073.39 | 7087.64
CSP | 0 | 0 | 0 | 0 | 0 | 0
CT | 0 | 0 | 0 | 0 | 0 | 0
Coal | 720 | 720 | 720 | 720 | 720 | 720
Geo | 0 | 0 | 0 | 0 | 0 | 0
H | 0 | 0 | 0 | 0 | 0 | 0
LFG | 0 | 0 | 107.4 | 107.4 | 107.4 | 107.4
Nuc | 170 | 170 | 170 | 170 | 170 | 170
PS | 0 | 0 | 0 | 0 | 0 | 0
PV | 0 | 0 | 0 | 0 | 0 | 0
PeakG | 0 | 0 | 0 | 0 | 0 | 0
PeakO | 0 | 0 | 0 | 0 | 0 | 0
ST | 0 | 0 | 0 | 0 | 0 | 0
STOG | 0 | 0 | 0 | 0 | 0 | 0
STWD | 0 | 0 | 0 | 0 | 0 | 0
WT | 0 | 0 | 0 | 0 | 0 | 0
IGCC | 0 | 0 | 0 | 0 | 0 | 0
DemandResponse | 0 | 0 | 0 | 0 | 0 | 0
IGCC-CCS | 0 | 0 | 0 | 0 | 0 | 0
WT_off | 0 | 0 | 0 | 0 | 0 | 0
PseudoUnit | 0 | 0 | 0 | 0 | 0 | 0
FixedInterchange | 0 | 0 | 0 | 0 | 0 | 0
Cumulative New Build Capacity by Reporting Type: FRCC
ReportingType | 2015 | 2020 | 2025 | 2030 | 2035 | 2040
BM | 0 | 0 | 0 | 0 | 0 | 0
CC | 1516.9 | 6653.76 | 9066.54 | 12945.52 | 18686.4 | 24751.15
CSP | 0 | 0 | 0 | 0 | 0 | 0
CT | 2480 | 2480 | 2480 | 2480 | 2480 | 2480
Coal | 0 | 0 | 0 | 0 | 0 | 0
Geo | 0 | 0 | 0 | 0 | 0 | 0
H | 0 | 0 | 0 | 0 | 0 | 0
LFG | 0 | 198 | 198 | 198 | 198 | 198
Nuc | 229.33 | 229.33 | 229.33 | 229.33 | 229.33 | 229.33
PS | 0 | 0 | 0 | 0 | 0 | 0
PV | 0 | 0 | 0 | 0 | 0 | 0
PeakG | 0 | 0 | 0 | 0 | 0 | 0
PeakO | 0 | 0 | 0 | 0 | 0 | 0
ST | 0 | 0 | 0 | 0 | 0 | 0
STOG | 0 | 0 | 0 | 0 | 0 | 0
STWD | 0 | 0 | 0 | 0 | 0 | 0
WT | 0 | 0 | 0 | 0 | 0 | 0
IGCC | 0 | 0 | 0 | 0 | 0 | 0
DemandResponse | 0 | 0 | 0 | 0 | 0 | 0
IGCC-CCS | 0 | 0 | 0 | 0 | 0 | 0
WT_off | 0 | 0 | 0 | 0 | 0 | 0
PseudoUnit | 0 | 0 | 0 | 0 | 0 | 0
FixedInterchange | 0 | 0 | 0 | 0 | 0 | 0
Cumulative New Build Capacity by Reporting Type: MAPP_US
ReportingType | 2015 | 2020 | 2025 | 2030 | 2035 | 2040
BM | 0 | 0 | 0 | 0 | 0 | 0
CC | 0 | 0 | 0 | 0 | 0 | 0
CSP | 0 | 0 | 0 | 0 | 0 | 0
CT | 308.3 | 308.3 | 308.3 | 502.82 | 502.82 | 502.82
Coal | 0 | 0 | 0 | 0 | 276.75 | 564.47
Geo | 0 | 0 | 0 | 0 | 0 | 0
H | 0 | 0 | 0 | 0 | 0 | 0
LFG | 0 | 0 | 0 | 71.67 | 71.67 | 71.67
Nuc | 0 | 0 | 0 | 0 | 0 | 0
PS | 0 | 0 | 0 | 0 | 0 | 0
PV | 0 | 0 | 0 | 0 | 0 | 0
PeakG | 0 | 0 | 0 | 0 | 0 | 0
PeakO | 0 | 0 | 0 | 0 | 0 | 0
ST | 0 | 0 | 0 | 0 | 0 | 0
STOG | 0 | 0 | 0 | 0 | 0 | 0
STWD | 0 | 0 | 0 | 0 | 0 | 0
WT | 421.3 | 421.3 | 421.3 | 421.3 | 421.3 | 421.3
IGCC | 0 | 0 | 0 | 0 | 0 | 0
DemandResponse | 0 | 0 | 0 | 0 | 0 | 0
IGCC-CCS | 0 | 0 | 0 | 0 | 0 | 0
WT_off | 0 | 0 | 0 | 0 | 0 | 0
PseudoUnit | 0 | 0 | 0 | 0 | 0 | 0
FixedInterchange | 0 | 0 | 0 | 0 | 0 | 0
Cumulative New Build Capacity by Reporting Type: MISO_IN
ReportingType | 2015 | 2020 | 2025 | 2030 | 2035 | 2040
BM | 0 | 0 | 0 | 0 | 0 | 0
CC | 0 | 2541.05 | 4014.98 | 6017.82 | 7745.31 | 7745.31
CSP | 0 | 0 | 0 | 0 | 0 | 0
CT | 0 | 0 | 0 | 0 | 0 | 0
Coal | 0 | 0 | 0 | 0 | 0 | 0
Geo | 0 | 0 | 0 | 0 | 0 | 0
H | 0 | 0 | 0 | 0 | 0 | 0
LFG | 0 | 0 | 80.12 | 80.13 | 80.13 | 80.13
Nuc | 0 | 0 | 0 | 0 | 0 | 0
PS | 0 | 0 | 0 | 0 | 0 | 0
PV | 0 | 0 | 0 | 0 | 0 | 0
PeakG | 0 | 0 | 0 | 0 | 0 | 0
PeakO | 0 | 0 | 0 | 0 | 0 | 0
ST | 0 | 0 | 0 | 0 | 0 | 0
STOG | 0 | 0 | 0 | 0 | 0 | 0
STWD | 0 | 0 | 0 | 0 | 0 | 0
WT | 0 | 0 | 0 | 0 | 0 | 0
IGCC | 618 | 618 | 618 | 618 | 618 | 618
DemandResponse | 0 | 0 | 0 | 0 | 0 | 0
IGCC-CCS | 0 | 0 | 0 | 0 | 0 | 0
WT_off | 0 | 0 | 0 | 0 | 0 | 0
PseudoUnit | 0 | 0 | 0 | 0 | 0 | 0
FixedInterchange | 0 | 0 | 0 | 0 | 0 | 0
Cumulative New Build Capacity by Reporting Type: MISO_MI
ReportingType | 2015 | 2020 | 2025 | 2030 | 2035 | 2040
BM | 0 | 0 | 0 | 0 | 0 | 0
CC | 0 | 0 | 0.01 | 0.01 | 41.42 | 41.42
CSP | 0 | 0 | 0 | 0 | 0 | 0
CT | 0 | 0 | 0 | 0.01 | 0.01 | 0.01
Coal | 0 | 0 | 0 | 0 | 0 | 0
Geo | 0 | 0 | 0 | 0 | 0 | 0
H | 0 | 0 | 0 | 0 | 0 | 0
LFG | 0 | 0 | 160.25 | 160.25 | 160.25 | 160.25
Nuc | 0 | 0 | 0 | 0 | 0 | 0
PS | 0 | 0 | 0 | 0 | 0 | 0
PV | 0 | 0 | 0 | 0 | 0 | 0
PeakG | 0 | 0 | 0 | 0 | 0 | 0
PeakO | 0 | 0 | 0 | 0 | 0 | 0
ST | 0 | 0 | 0 | 0 | 0 | 0
STOG | 0 | 0 | 0 | 0 | 0 | 0
STWD | 0 | 0 | 0 | 0 | 0 | 0
WT | 2000 | 2000 | 2000 | 2000 | 2000 | 2000
IGCC | 0 | 0 | 0 | 0 | 0 | 0
DemandResponse | 0 | 0 | 0 | 0 | 0 | 0
IGCC-CCS | 0 | 0 | 0 | 0 | 0 | 0
WT_off | 0 | 0 | 0 | 0 | 0 | 0
PseudoUnit | 0 | 0 | 0 | 0 | 0 | 0
FixedInterchange | 0 | 0 | 0 | 0 | 0 | 0
Cumulative New Build Capacity by Reporting Type: MISO_MO-IL
ReportingType | 2015 | 2020 | 2025 | 2030 | 2035 | 2040
BM | 0 | 0 | 0 | 0 | 0 | 0
CC | 0 | 0 | 0 | 0 | 0 | 0
CSP | 0 | 0 | 0 | 0 | 0 | 0
CT | 0 | 0 | 0 | 0 | 0 | 0
Coal | 1790 | 1790 | 1790 | 1790 | 1790 | 1790
Geo | 0 | 0 | 0 | 0 | 0 | 0
H | 0 | 0 | 0 | 0 | 0 | 0
LFG | 0 | 0 | 18.09 | 223.33 | 223.33 | 223.33
Nuc | 0 | 0 | 0 | 0 | 0 | 0
PS | 0 | 0 | 0 | 0 | 0 | 0
PV | 0 | 0 | 0 | 0 | 0 | 0
PeakG | 0 | 0 | 0 | 0 | 0 | 0
PeakO | 0 | 0 | 0 | 0 | 0 | 0
ST | 0 | 0 | 0 | 0 | 0 | 0
STOG | 0 | 0 | 0 | 0 | 0 | 0
STWD | 0 | 0 | 0 | 0 | 0 | 0
WT | 300 | 300 | 300 | 300 | 300 | 300
IGCC | 0 | 0 | 0 | 0 | 0 | 0
DemandResponse | 0 | 0 | 0 | 0 | 0 | 0
IGCC-CCS | 0 | 0 | 0 | 0 | 0 | 0
WT_off | 0 | 0 | 0 | 0 | 0 | 0
PseudoUnit | 0 | 0 | 0 | 0 | 0 | 0
FixedInterchange | 0 | 0 | 0 | 0 | 0 | 0
Cumulative New Build Capacity by Reporting Type: MISO_W
ReportingType | 2015 | 2020 | 2025 | 2030 | 2035 | 2040
BM | 0 | 0 | 0 | 0 | 0 | 0
CC | 0 | 0 | 0 | 0.01 | 0.01 | 0.01
CSP | 0 | 0 | 0 | 0 | 0 | 0
CT | 0 | 0 | 0 | 0.01 | 0.01 | 0.01
Coal | 0 | 0 | 0 | 0 | 4249.49 | 8928.79
Geo | 0 | 0 | 0 | 0 | 0 | 0
H | 0 | 0 | 0 | 0 | 0 | 0
LFG | 0 | 0 | 71.67 | 71.67 | 71.67 | 71.67
Nuc | 94.33 | 94.33 | 94.33 | 94.33 | 94.33 | 94.33
PS | 0 | 0 | 0 | 0 | 0 | 0
PV | 0 | 0 | 0 | 0 | 0 | 0
PeakG | 0 | 0 | 0 | 0 | 0 | 0
PeakO | 0 | 0 | 0 | 0 | 0 | 0
ST | 0 | 0 | 0 | 0 | 0 | 0
STOG | 0 | 0 | 0 | 0 | 0 | 0
STWD | 0 | 0 | 0 | 0 | 0 | 0
WT | 2800.5 | 2800.5 | 2800.5 | 2800.5 | 2800.5 | 2800.5
IGCC | 0 | 0 | 0 | 0 | 0 | 0
DemandResponse | 0 | 0 | 0 | 0 | 0 | 0
IGCC-CCS | 0 | 0 | 0 | 0 | 0 | 0
WT_off | 0 | 0 | 0 | 0 | 0 | 0
PseudoUnit | 0 | 0 | 0 | 0 | 0 | 0
FixedInterchange | 0 | 0 | 0 | 0 | 0 | 0
Cumulative New Build Capacity by Reporting Type: MISO_WUMS
ReportingType | 2015 | 2020 | 2025 | 2030 | 2035 | 2040
BM | 0 | 0 | 0 | 0 | 0 | 0
CC | 0 | 4143.38 | 4143.41 | 4312.53 | 4934.78 | 4934.78
CSP | 0 | 0 | 0 | 0 | 0 | 0
CT | 0 | 1028.24 | 1028.24 | 2993.79 | 6117.13 | 6117.13
Coal | 615 | 615 | 615 | 615 | 615 | 615
Geo | 0 | 0 | 0 | 0 | 0 | 0
H | 0 | 0 | 0 | 0 | 0 | 0
LFG | 0 | 0 | 223.33 | 223.33 | 223.33 | 223.33
Nuc | 235 | 235 | 235 | 235 | 235 | 235
PS | 0 | 0 | 0 | 0 | 0 | 0
PV | 0 | 0 | 0 | 0 | 0 | 0
PeakG | 0 | 0 | 0 | 0 | 0 | 0
PeakO | 0 | 0 | 0 | 0 | 0 | 0
ST | 0 | 0 | 0 | 0 | 0 | 0
STOG | 0 | 0 | 0 | 0 | 0 | 0
STWD | 0 | 0 | 0 | 0 | 0 | 0
WT | 968.9 | 968.9 | 968.9 | 968.9 | 968.9 | 968.9
IGCC | 0 | 0 | 0 | 0 | 0 | 0
DemandResponse | 0 | 0 | 0 | 0 | 0 | 0
IGCC-CCS | 0 | 0 | 0 | 0 | 0 | 0
WT_off | 0 | 0 | 0 | 0 | 0 | 0
PseudoUnit | 0 | 0 | 0 | 0 | 0 | 0
FixedInterchange | 0 | 0 | 0 | 0 | 0 | 0
Cumulative New Build Capacity by Reporting Type: Nebraska
ReportingType | 2015 | 2020 | 2025 | 2030 | 2035 | 2040
BM | 0 | 0 | 0 | 0 | 0 | 0
CC | 0 | 0 | 0 | 0 | 0 | 0
CSP | 0 | 0 | 0 | 0 | 0 | 0
CT | 0 | 0 | 0 | 0 | 0 | 0
Coal | 232.1 | 232.1 | 232.1 | 232.1 | 2639.1 | 2720.88
Geo | 0 | 0 | 0 | 0 | 0 | 0
H | 0 | 0 | 0 | 0 | 0 | 0
LFG | 0 | 0 | 68.27 | 71.67 | 71.67 | 71.67
Nuc | 0 | 0 | 0 | 0 | 0 | 0
PS | 0 | 0 | 0 | 0 | 0 | 0
PV | 0 | 0 | 0 | 0 | 0 | 0
PeakG | 0 | 0 | 0 | 0 | 0 | 0
PeakO | 0 | 0 | 0 | 0 | 0 | 0
ST | 0 | 0 | 0 | 0 | 0 | 0
STOG | 0 | 0 | 0 | 0 | 0 | 0
STWD | 0 | 0 | 0 | 0 | 0 | 0
WT | 202 | 202 | 202 | 202 | 202 | 202
IGCC | 0 | 0 | 0 | 0 | 0 | 0
DemandResponse | 0 | 0 | 0 | 0 | 0 | 0
IGCC-CCS | 0 | 0 | 0 | 0 | 0 | 0
WT_off | 0 | 0 | 0 | 0 | 0 | 0
PseudoUnit | 0 | 0 | 0 | 0 | 0 | 0
FixedInterchange | 0 | 0 | 0 | 0 | 0 | 0
Cumulative New Build Capacity by Reporting Type: NEISO
ReportingType | 2015 | 2020 | 2025 | 2030 | 2035 | 2040
BM | 252.2 | 252.2 | 252.2 | 252.2 | 252.2 | 252.2
CC | 2049.5 | 2049.5 | 2049.5 | 2049.5 | 2049.5 | 2049.5
CSP | 0 | 0 | 0 | 0 | 0 | 0
CT | 334 | 334 | 334 | 334 | 1620.21 | 2666.79
Coal | 0 | 0 | 0 | 0 | 0 | 0
Geo | 0 | 0 | 0 | 0 | 0 | 0
H | 0 | 0 | 0 | 0 | 0 | 0
LFG | 49.26 | 49.26 | 49.26 | 119 | 119 | 119
Nuc | 0 | 0 | 0 | 0 | 0 | 0
PS | 0 | 0 | 0 | 0 | 0 | 0
PV | 0 | 0 | 0 | 0 | 0 | 0
PeakG | 0 | 0 | 0 | 0 | 0 | 0
PeakO | 0 | 0 | 0 | 0 | 0 | 0
ST | 0 | 0 | 0 | 0 | 0 | 0
STOG | 0 | 0 | 0 | 0 | 0 | 0
STWD | 0 | 0 | 0 | 0 | 0 | 0
WT | 231.2 | 231.2 | 231.2 | 231.2 | 231.2 | 231.2
IGCC | 0 | 0 | 0 | 0 | 0 | 0
DemandResponse | 0 | 0 | 0 | 0 | 0 | 0
IGCC-CCS | 0 | 0 | 0 | 0 | 0 | 0
WT_off | 468 | 468 | 468 | 468 | 468 | 468
PseudoUnit | 0 | 0 | 0 | 0 | 0 | 0
FixedInterchange | 0 | 0 | 0 | 0 | 0 | 0
Cumulative New Build Capacity by Reporting Type: NonRTO_Midwest
ReportingType | 2015 | 2020 | 2025 | 2030 | 2035 | 2040
BM | 0 | 0 | 0 | 0 | 0 | 0
CC | 0 | 520.11 | 520.11 | 814.83 | 1130.07 | 1368.3
CSP | 0 | 0 | 0 | 0 | 0 | 0
CT | 0 | 180.99 | 180.99 | 192.94 | 228.76 | 350.26
Coal | 0 | 0 | 0 | 0 | 0 | 0
Geo | 0 | 0 | 0 | 0 | 0 | 0
H | 0 | 0 | 0 | 0 | 0 | 0
LFG | 0 | 47 | 124.36 | 160.25 | 160.25 | 160.25
Nuc | 0 | 0 | 0 | 0 | 0 | 0
PS | 0 | 0 | 0 | 0 | 0 | 0
PV | 0 | 0 | 0 | 0 | 0 | 0
PeakG | 0 | 0 | 0 | 0 | 0 | 0
PeakO | 0 | 0 | 0 | 0 | 0 | 0
ST | 0 | 0 | 0 | 0 | 0 | 0
STOG | 0 | 0 | 0 | 0 | 0 | 0
STWD | 0 | 0 | 0 | 0 | 0 | 0
WT | 0 | 0 | 0 | 0 | 0 | 0
IGCC | 0 | 0 | 0 | 0 | 0 | 0
DemandResponse | 0 | 0 | 0 | 0 | 0 | 0
IGCC-CCS | 0 | 0 | 0 | 0 | 0 | 0
WT_off | 0 | 0 | 0 | 0 | 0 | 0
PseudoUnit | 0 | 0 | 0 | 0 | 0 | 0
FixedInterchange | 0 | 0 | 0 | 0 | 0 | 0
Cumulative New Build Capacity by Reporting Type: NYISO_A-F
ReportingType | 2015 | 2020 | 2025 | 2030 | 2035 | 2040
BM | 0 | 0 | 0 | 0 | 0 | 0
CC | 639 | 639 | 639 | 639 | 639 | 639.05
CSP | 0 | 0 | 0 | 0 | 0 | 0
CT | 0 | 0 | 0 | 0 | 0 | 0
Coal | 0 | 0 | 0 | 0 | 0 | 0
Geo | 0 | 0 | 0 | 0 | 0 | 0
H | 0 | 0 | 0 | 0 | 0 | 0
LFG | 6.4 | 6.4 | 74.33 | 74.33 | 74.33 | 74.33
Nuc | 168 | 168 | 168 | 168 | 168 | 168
PS | 0 | 0 | 0 | 0 | 0 | 0
PV | 0 | 0 | 0 | 0 | 0 | 0
PeakG | 0 | 0 | 0 | 0 | 0 | 0
PeakO | 0 | 0 | 0 | 0 | 0 | 0
ST | 0 | 0 | 0 | 0 | 0 | 0
STOG | 0 | 0 | 0 | 0 | 0 | 0
STWD | 0 | 0 | 0 | 0 | 0 | 0
WT | 2476.3 | 2994.1 | 2994.1 | 2994.1 | 2994.1 | 2994.1
IGCC | 0 | 0 | 0 | 0 | 0 | 0
DemandResponse | 0 | 0 | 0 | 0 | 0 | 0
IGCC-CCS | 0 | 0 | 0 | 0 | 0 | 0
WT_off | 0 | 0 | 0 | 0 | 0 | 0
PseudoUnit | 0 | 0 | 0 | 0 | 0 | 0
FixedInterchange | 0 | 0 | 0 | 0 | 0 | 0
Cumulative New Build Capacity by Reporting Type: NYISO_G-I
ReportingType | 2015 | 2020 | 2025 | 2030 | 2035 | 2040
BM | 0 | 0 | 0 | 0 | 0 | 0
CC | 0 | 0 | 732.14 | 1678.16 | 4979.14 | 8005.44
CSP | 0 | 0 | 0 | 0 | 0 | 0
CT | 0 | 0 | 0 | 0 | 0 | 0
Coal | 0 | 0 | 0 | 0 | 0 | 0
Geo | 0 | 0 | 0 | 0 | 0 | 0
H | 0 | 0 | 0 | 0 | 0 | 0
LFG | 0 | 0 | 74.33 | 74.33 | 74.33 | 74.33
Nuc | 0 | 0 | 0 | 0 | 0 | 0
PS | 0 | 0 | 0 | 0 | 0 | 0
PV | 0 | 0 | 0 | 0 | 0 | 0
PeakG | 0 | 0 | 0 | 0 | 0 | 0
PeakO | 0 | 0 | 0 | 0 | 0 | 0
ST | 0 | 0 | 0 | 0 | 0 | 0
STOG | 0 | 0 | 0 | 0 | 0 | 0
STWD | 0 | 0 | 0 | 0 | 0 | 0
WT | 0 | 0 | 0 | 0 | 0 | 0
IGCC | 0 | 0 | 0 | 0 | 0 | 0
DemandResponse | 0 | 0 | 0 | 0 | 0 | 0
IGCC-CCS | 0 | 0 | 0 | 0 | 0 | 0
WT_off | 0 | 0 | 0 | 0 | 0 | 0
PseudoUnit | 0 | 0 | 0 | 0 | 0 | 0
FixedInterchange | 0 | 0 | 0 | 0 | 0 | 0
Cumulative New Build Capacity by Reporting Type: NYISO_J-K
ReportingType | 2015 | 2020 | 2025 | 2030 | 2035 | 2040
BM | 0 | 0 | 0 | 0 | 0 | 0
CC | 1175.4 | 1175.4 | 1175.4 | 1175.4 | 1175.4 | 1175.4
CSP | 0 | 0 | 0 | 0 | 0 | 0
CT | 0 | 0 | 160.89 | 1124.16 | 1124.17 | 1526.6
Coal | 0 | 0 | 0 | 0 | 0 | 0
Geo | 0 | 0 | 0 | 0 | 0 | 0
H | 0 | 0 | 0 | 0 | 0 | 0
LFG | 0 | 0 | 0 | 74.33 | 74.33 | 74.33
Nuc | 0 | 0 | 0 | 0 | 0 | 0
PS | 0 | 0 | 0 | 0 | 0 | 0
PV | 32 | 32 | 32 | 32 | 32 | 32
PeakG | 0 | 0 | 0 | 0 | 0 | 0
PeakO | 0 | 0 | 0 | 0 | 0 | 0
ST | 0 | 0 | 0 | 0 | 0 | 0
STOG | 0 | 0 | 0 | 0 | 0 | 0
STWD | 0 | 0 | 0 | 0 | 0 | 0
WT | 0 | 0 | 0 | 0 | 0 | 0
IGCC | 0 | 0 | 0 | 0 | 0 | 0
DemandResponse | 0 | 0 | 0 | 0 | 0 | 0
IGCC-CCS | 0 | 0 | 0 | 0 | 0 | 0
WT_off | 0 | 0 | 0 | 0 | 0 | 0
PseudoUnit | 0 | 0 | 0 | 0 | 0 | 0
FixedInterchange | 0 | 0 | 0 | 0 | 0 | 0
Cumulative New Build Capacity by Reporting Type: PJM_E
ReportingType | 2015 | 2020 | 2025 | 2030 | 2035 | 2040
BM | 30 | 30 | 30 | 30 | 30 | 30
CC | 4634.3 | 4634.3 | 4634.3 | 4634.3 | 4634.3 | 5857.65
CSP | 0 | 0 | 0 | 0 | 0 | 0
CT | 26.2 | 26.2 | 26.2 | 26.2 | 26.2 | 26.2
Coal | 27 | 27 | 27 | 27 | 27 | 27
Geo | 0 | 0 | 0 | 0 | 0 | 0
H | 0 | 0 | 0 | 0 | 0 | 0
LFG | 9.1 | 9.1 | 9.1 | 142 | 142 | 142
Nuc | 38 | 38 | 38 | 38 | 38 | 38
PS | 0 | 0 | 0 | 0 | 0 | 0
PV | 25.45 | 25.45 | 25.45 | 25.45 | 25.45 | 25.45
PeakG | 0 | 0 | 0 | 0 | 0 | 0
PeakO | 0 | 0 | 0 | 0 | 0 | 0
ST | 0 | 0 | 0 | 0 | 0 | 0
STOG | 0 | 0 | 0 | 0 | 0 | 0
STWD | 0 | 0 | 0 | 0 | 0 | 0
WT | 1150 | 1150 | 1150 | 1150 | 1150 | 1150
IGCC | 0 | 0 | 0 | 0 | 0 | 0
DemandResponse | 0 | 0 | 0 | 0 | 0 | 0
IGCC-CCS | 0 | 0 | 0 | 0 | 0 | 0
WT_off | 0 | 0 | 1100 | 1100 | 1100 | 1100
PseudoUnit | 0 | 0 | 0 | 0 | 0 | 0
FixedInterchange | 0 | 0 | 0 | 0 | 0 | 0
Cumulative New Build Capacity by Reporting Type: PJM_ROM
ReportingType | 2015 | 2020 | 2025 | 2030 | 2035 | 2040
BM | 18 | 18 | 18 | 18 | 18 | 18
CC | 1678.5 | 1678.5 | 1678.5 | 1678.5 | 5765.67 | 17447.01
CSP | 0 | 0 | 0 | 0 | 0 | 0
CT | 16 | 16 | 16 | 16 | 16 | 16
Coal | 32.5 | 32.5 | 32.5 | 32.5 | 32.5 | 32.5
Geo | 0 | 0 | 0 | 0 | 0 | 0
H | 0 | 0 | 0 | 0 | 0 | 0
LFG | 18.9 | 18.9 | 153.67 | 284 | 284 | 284
Nuc | 0 | 0 | 0 | 0 | 0 | 0
PS | 0 | 0 | 0 | 0 | 0 | 0
PV | 0 | 0 | 0 | 0 | 0 | 0
PeakG | 0 | 0 | 0 | 0 | 0 | 0
PeakO | 0 | 0 | 0 | 0 | 0 | 0
ST | 0 | 0 | 0 | 0 | 0 | 0
STOG | 0 | 0 | 0 | 0 | 0 | 0
STWD | 0 | 0 | 0 | 0 | 0 | 0
WT | 479.8 | 479.8 | 479.8 | 479.8 | 479.8 | 479.8
IGCC | 0 | 0 | 0 | 0 | 0 | 0
DemandResponse | 0 | 0 | 0 | 0 | 0 | 0
IGCC-CCS | 0 | 0 | 0 | 0 | 0 | 0
WT_off | 0 | 0 | 0 | 0 | 0 | 0
PseudoUnit | 0 | 0 | 0 | 0 | 0 | 0
FixedInterchange | 0 | 0 | 0 | 0 | 0 | 0
Cumulative New Build Capacity by Reporting Type: PJM_ROR
ReportingType | 2015 | 2020 | 2025 | 2030 | 2035 | 2040
BM | 385 | 385 | 385 | 385 | 385 | 385
CC | 3077 | 3197 | 3197 | 9653.91 | 19837.42 | 19837.42
CSP | 0 | 0 | 0 | 0 | 0 | 0
CT | 29 | 29 | 29 | 29 | 29 | 29
Coal | 2164 | 2164 | 2164 | 2164 | 2164 | 2164
Geo | 0 | 0 | 0 | 0 | 0 | 0
H | 0 | 0 | 0 | 0 | 0 | 0
LFG | 57.4 | 57.4 | 571.11 | 571.11 | 571.11 | 571.11
Nuc | 38 | 38 | 38 | 38 | 38 | 38
PS | 0 | 0 | 0 | 0 | 0 | 0
PV | 0 | 0 | 0 | 0 | 0 | 0
PeakG | 0 | 0 | 0 | 0 | 0 | 0
PeakO | 0 | 0 | 0 | 0 | 0 | 0
ST | 0 | 0 | 0 | 0 | 0 | 0
STOG | 0 | 0 | 0 | 0 | 0 | 0
STWD | 0 | 0 | 0 | 0 | 0 | 0
WT | 8325.7 | 8325.7 | 8325.7 | 8325.7 | 8325.7 | 8325.7
IGCC | 0 | 0 | 0 | 0 | 0 | 0
DemandResponse | 0 | 0 | 0 | 0 | 0 | 0
IGCC-CCS | 0 | 0 | 0 | 0 | 0 | 0
WT_off | 0 | 0 | 0 | 0 | 0 | 0
PseudoUnit | 0 | 0 | 0 | 0 | 0 | 0
FixedInterchange | 0 | 0 | 0 | 0 | 0 | 0
Cumulative New Build Capacity by Reporting Type: SOCO
ReportingType | 2015 | 2020 | 2025 | 2030 | 2035 | 2040
BM | 55 | 55 | 55 | 55 | 55 | 55
CC | 5026.9 | 5213.9 | 5406.57 | 7963.87 | 7963.87 | 7963.87
CSP | 0 | 0 | 0 | 0 | 0 | 0
CT | 0 | 0 | 0 | 0 | 0 | 0
Coal | 0 | 0 | 0 | 0 | 2662.6 | 8079.86
Geo | 0 | 0 | 0 | 0 | 0 | 0
H | 0 | 0 | 0 | 0 | 0 | 0
LFG | 0 | 0 | 107.4 | 107.4 | 107.4 | 107.4
Nuc | 70 | 2270 | 2270 | 2270 | 2270 | 2270
PS | 0 | 0 | 0 | 0 | 0 | 0
PV | 0 | 0 | 0 | 0 | 0 | 0
PeakG | 0 | 0 | 0 | 0 | 0 | 0
PeakO | 0 | 0 | 0 | 0 | 0 | 0
ST | 0 | 0 | 0 | 0 | 0 | 0
STOG | 0 | 0 | 0 | 0 | 0 | 0
STWD | 0 | 0 | 0 | 0 | 0 | 0
WT | 0 | 0 | 0 | 0 | 0 | 0
IGCC | 0 | 0 | 0 | 0 | 0 | 0
DemandResponse | 0 | 0 | 0 | 0 | 0 | 0
IGCC-CCS | 0 | 0 | 0 | 0 | 0 | 0
WT_off | 0 | 0 | 0 | 0 | 0 | 0
PseudoUnit | 0 | 0 | 0 | 0 | 0 | 0
FixedInterchange | 0 | 0 | 0 | 0 | 0 | 0
Cumulative New Build Capacity by Reporting Type: SPP_N
ReportingType | 2015 | 2020 | 2025 | 2030 | 2035 | 2040
BM | 0 | 0 | 0 | 0 | 0 | 0
CC | 0 | 699.22 | 699.22 | 699.22 | 699.22 | 699.22
CSP | 0 | 0 | 0 | 0 | 0 | 0
CT | 0 | 0 | 0 | 0 | 0 | 0
Coal | 465.04 | 465.04 | 465.04 | 465.04 | 465.04 | 3052.13
Geo | 0 | 0 | 0 | 0 | 0 | 0
H | 0 | 0 | 0 | 0 | 0 | 0
LFG | 0 | 95 | 95 | 95 | 95 | 95
Nuc | 0 | 0 | 0 | 0 | 0 | 0
PS | 0 | 0 | 0 | 0 | 0 | 0
PV | 0 | 0 | 0 | 0 | 0 | 0
PeakG | 0 | 0 | 0 | 0 | 0 | 0
PeakO | 0 | 0 | 0 | 0 | 0 | 0
ST | 0 | 0 | 0 | 0 | 0 | 0
STOG | 0 | 0 | 0 | 0 | 0 | 0
STWD | 0 | 0 | 0 | 0 | 0 | 0
WT | 0 | 0 | 0 | 0 | 0 | 0
IGCC | 0 | 0 | 0 | 0 | 0 | 0
DemandResponse | 0 | 0 | 0 | 0 | 0 | 0
IGCC-CCS | 0 | 0 | 0 | 0 | 0 | 0
WT_off | 0 | 0 | 0 | 0 | 0 | 0
PseudoUnit | 0 | 0 | 0 | 0 | 0 | 0
FixedInterchange | 0 | 0 | 0 | 0 | 0 | 0
Cumulative New Build Capacity by Reporting Type: SPP_S
ReportingType | 2015 | 2020 | 2025 | 2030 | 2035 | 2040
BM | 0 | 0 | 0 | 0 | 0 | 0
CC | 0 | 1244.83 | 1244.83 | 3715.67 | 5130.06 | 5130.06
CSP | 0 | 0 | 0 | 0 | 0 | 0
CT | 412.99 | 712.99 | 712.99 | 712.99 | 712.99 | 712.99
Coal | 988 | 988 | 988 | 988 | 988 | 988
Geo | 0 | 0 | 0 | 0 | 0 | 0
H | 0 | 0 | 0 | 0 | 0 | 0
LFG | 0 | 51.04 | 95 | 95 | 95 | 95
Nuc | 0 | 0 | 0 | 0 | 0 | 0
PS | 0 | 0 | 0 | 0 | 0 | 0
PV | 0 | 0 | 0 | 0 | 0 | 0
PeakG | 0 | 0 | 0 | 0 | 0 | 0
PeakO | 0 | 0 | 0 | 0 | 0 | 0
ST | 0 | 0 | 0 | 0 | 0 | 0
STOG | 0 | 0 | 0 | 0 | 0 | 0
STWD | 0 | 0 | 0 | 0 | 0 | 0
WT | 430 | 580 | 580 | 580 | 580 | 580
IGCC | 0 | 0 | 0 | 0 | 0 | 0
DemandResponse | 0 | 0 | 0 | 0 | 0 | 0
IGCC-CCS | 0 | 0 | 0 | 0 | 0 | 0
WT_off | 0 | 0 | 0 | 0 | 0 | 0
PseudoUnit | 0 | 0 | 0 | 0 | 0 | 0
FixedInterchange | 0 | 0 | 0 | 0 | 0 | 0
Cumulative New Build Capacity by Reporting Type: TVA
ReportingType | 2015 | 2020 | 2025 | 2030 | 2035 | 2040
BM | 0 | 0 | 0 | 0 | 0 | 0
CC | 1418 | 3305.05 | 3482.79 | 4513.68 | 4513.68 | 4513.68
CSP | 0 | 0 | 0 | 0 | 0 | 0
CT | 0 | 1811.64 | 1811.64 | 1811.64 | 1811.64 | 1811.64
Coal | 0 | 0 | 0 | 0 | 3568.74 | 5929.94
Geo | 0 | 0 | 0 | 0 | 0 | 0
H | 0 | 0 | 0 | 0 | 0 | 0
LFG | 0 | 0 | 107.4 | 107.4 | 107.4 | 107.4
Nuc | 1697.89 | 1697.89 | 1697.89 | 1697.89 | 1697.89 | 1697.89
PS | 0 | 0 | 0 | 0 | 0 | 0
PV | 0 | 0 | 0 | 0 | 0 | 0
PeakG | 0 | 0 | 0 | 0 | 0 | 0
PeakO | 0 | 0 | 0 | 0 | 0 | 0
ST | 0 | 0 | 0 | 0 | 0 | 0
STOG | 0 | 0 | 0 | 0 | 0 | 0
STWD | 0 | 0 | 0 | 0 | 0 | 0
WT | 0 | 0 | 0 | 0 | 0 | 0
IGCC | 0 | 0 | 0 | 0 | 0 | 0
DemandResponse | 0 | 0 | 0 | 0 | 0 | 0
IGCC-CCS | 0 | 0 | 0 | 0 | 0 | 0
WT_off | 0 | 0 | 0 | 0 | 0 | 0
PseudoUnit | 0 | 0 | 0 | 0 | 0 | 0
FixedInterchange | 0 | 0 | 0 | 0 | 0 | 0
Cumulative New Build Capacity by Reporting Type: TVA_Transmission
ReportingType | 2015 | 2020 | 2025 | 2030 | 2035 | 2040
BM | 0 | 0 | 0 | 0 | 0 | 0
CC | 0 | 0 | 0 | 0 | 0 | 0
CSP | 0 | 0 | 0 | 0 | 0 | 0
CT | 0 | 0 | 0 | 0 | 0 | 0
Coal | 0 | 0 | 0 | 0 | 0 | 0
Geo | 0 | 0 | 0 | 0 | 0 | 0
H | 0 | 0 | 0 | 0 | 0 | 0
LFG | 0 | 0 | 0 | 0 | 0 | 0
Nuc | 0 | 0 | 0 | 0 | 0 | 0
PS | 0 | 0 | 0 | 0 | 0 | 0
PV | 0 | 0 | 0 | 0 | 0 | 0
PeakG | 0 | 0 | 0 | 0 | 0 | 0
PeakO | 0 | 0 | 0 | 0 | 0 | 0
ST | 0 | 0 | 0 | 0 | 0 | 0
STOG | 0 | 0 | 0 | 0 | 0 | 0
STWD | 0 | 0 | 0 | 0 | 0 | 0
WT | 0 | 0 | 0 | 0 | 0 | 0
IGCC | 0 | 0 | 0 | 0 | 0 | 0
DemandResponse | 0 | 0 | 0 | 0 | 0 | 0
IGCC-CCS | 0 | 0 | 0 | 0 | 0 | 0
WT_off | 0 | 0 | 0 | 0 | 0 | 0
PseudoUnit | 0 | 0 | 0 | 0 | 0 | 0
FixedInterchange | 0 | 0 | 0 | 0 | 0 | 0
Cumulative New Build Capacity by Reporting Type: VACAR
ReportingType | 2015 | 2020 | 2025 | 2030 | 2035 | 2040
BM | 0 | 0 | 0 | 0 | 0 | 0
CC | 6524.29 | 9120.59 | 10312.8 | 13157.39 | 18673.77 | 23661.54
CSP | 0 | 0 | 0 | 0 | 0 | 0
CT | 717.2 | 717.2 | 717.2 | 717.2 | 1432.59 | 1432.59
Coal | 825 | 825 | 825 | 825 | 825 | 825
Geo | 0 | 0 | 0 | 0 | 0 | 0
H | 0 | 0 | 0 | 0 | 0 | 0
LFG | 0 | 107.4 | 107.4 | 107.4 | 107.4 | 107.4
Nuc | 0 | 2330 | 2330 | 2330 | 2330 | 2330
PS | 0 | 0 | 0 | 0 | 0 | 0
PV | 0 | 0 | 0 | 0 | 0 | 0
PeakG | 0 | 0 | 0 | 0 | 0 | 0
PeakO | 0 | 0 | 0 | 0 | 0 | 0
ST | 0 | 0 | 0 | 0 | 0 | 0
STOG | 0 | 0 | 0 | 0 | 0 | 0
STWD | 0 | 0 | 0 | 0 | 0 | 0
WT | 0 | 0 | 0 | 0 | 0 | 0
IGCC | 0 | 0 | 0 | 0 | 0 | 0
DemandResponse | 0 | 0 | 0 | 0 | 0 | 0
IGCC-CCS | 0 | 0 | 0 | 0 | 0 | 0
WT_off | 0 | 0 | 0 | 0 | 0 | 0
PseudoUnit | 0 | 0 | 0 | 0 | 0 | 0
FixedInterchange | 0 | 0 | 0 | 0 | 0 | 0
Cumulative New Build Capacity by Reporting Type: IESO
ReportingType | 2015 | 2020 | 2025 | 2030 | 2035 | 2040
BM | 326.33 | 326.33 | 326.33 | 326.33 | 326.33 | 326.33
CC | 1263 | 1263 | 1263 | 1263 | 1263 | 3559.16
CSP | 0 | 0 | 0 | 0 | 0 | 0
CT | 368 | 368 | 368 | 368 | 1205.57 | 1390.9
Coal | 0 | 0 | 0 | 0 | 0 | 0
Geo | 0 | 0 | 0 | 0 | 0 | 0
H | 0 | 0 | 0 | 0 | 0 | 0
LFG | 14.5 | 14.5 | 14.5 | 14.5 | 15 | 15
Nuc | 0 | 0 | 0 | 0 | 0 | 0
PS | 0 | 0 | 0 | 0 | 0 | 0
PV | 1067.26 | 1067.26 | 1067.26 | 1067.26 | 1067.26 | 1067.26
PeakG | 0 | 0 | 0 | 0 | 0 | 0
PeakO | 0 | 0 | 0 | 0 | 0 | 0
ST | 0 | 0 | 0 | 0 | 0 | 0
STOG | 0 | 0 | 0 | 0 | 0 | 0
STWD | 0 | 0 | 0 | 0 | 0 | 0
WT | 2105.9 | 2105.9 | 2105.9 | 2105.9 | 2105.9 | 2105.9
IGCC | 0 | 0 | 0 | 0 | 0 | 0
DemandResponse | 0 | 0 | 0 | 0 | 0 | 0
IGCC-CCS | 0 | 0 | 0 | 0 | 0 | 0
WT_off | 0 | 0 | 0 | 0 | 0 | 0
PseudoUnit | 0 | 0 | 0 | 0 | 0 | 0
FixedInterchange | 0 | 0 | 0 | 0 | 0 | 0
Cumulative New Build Capacity by Reporting Type: MAPP_CA
ReportingType | 2015 | 2020 | 2025 | 2030 | 2035 | 2040
BM | 0 | 0 | 0 | 0 | 0 | 0
CC | 913.07 | 1424.49 | 1598.99 | 2006.79 | 2430.74 | 2430.74
CSP | 0 | 0 | 0 | 0 | 0 | 0
CT | 0 | 0 | 0 | 0 | 0 | 440.75
Coal | 0 | 0 | 0 | 0 | 0 | 0
Geo | 0 | 0 | 0 | 0 | 0 | 0
H | 0 | 0 | 0 | 0 | 0 | 0
LFG | 0 | 0 | 0 | 0 | 0 | 0
Nuc | 0 | 0 | 0 | 0 | 0 | 0
PS | 0 | 0 | 0 | 0 | 0 | 0
PV | 0 | 0 | 0 | 0 | 0 | 0
PeakG | 0 | 0 | 0 | 0 | 0 | 0
PeakO | 0 | 0 | 0 | 0 | 0 | 0
ST | 0 | 0 | 0 | 0 | 0 | 0
STOG | 0 | 0 | 0 | 0 | 0 | 0
STWD | 0 | 0 | 0 | 0 | 0 | 0
WT | 302.4 | 302.4 | 302.4 | 302.4 | 302.4 | 302.4
IGCC | 0 | 0 | 0 | 0 | 0 | 0
DemandResponse | 0 | 0 | 0 | 0 | 0 | 0
IGCC-CCS | 0 | 0 | 0 | 0 | 0 | 0
WT_off | 0 | 0 | 0 | 0 | 0 | 0
PseudoUnit | 0 | 0 | 0 | 0 | 0 | 0
FixedInterchange | 0 | 0 | 0 | 0 | 0 | 0
Cumulative New Build Capacity by Reporting Type: AZ_NM_SNV_Coal
ReportingType | 2015 | 2020 | 2025 | 2030 | 2035 | 2040
BM | 0 | 0 | 0 | 0 | 0 | 0
CC | 0 | 0 | 0 | 0 | 0 | 0
CSP | 0 | 0 | 0 | 0 | 0 | 0
CT | 0 | 0 | 0 | 0 | 0 | 0
Coal | 0 | 0 | 0 | 0 | 0 | 6632.94
Geo | 0 | 0 | 0 | 0 | 0 | 0
H | 0 | 0 | 0 | 0 | 0 | 0
LFG | 0 | 0 | 0 | 0 | 0 | 0
Nuc | 0 | 0 | 0 | 0 | 0 | 0
PS | 0 | 0 | 0 | 0 | 0 | 0
PV | 0 | 0 | 0 | 0 | 0 | 0
PeakG | 0 | 0 | 0 | 0 | 0 | 0
PeakO | 0 | 0 | 0 | 0 | 0 | 0
ST | 0 | 0 | 0 | 0 | 0 | 0
STOG | 0 | 0 | 0 | 0 | 0 | 0
STWD | 0 | 0 | 0 | 0 | 0 | 0
WT | 0 | 0 | 0 | 0 | 0 | 0
IGCC | 0 | 0 | 0 | 0 | 0 | 0
DemandResponse | 0 | 0 | 0 | 0 | 0 | 0
IGCC-CCS | 0 | 0 | 0 | 0 | 0 | 0
WT_off | 0 | 0 | 0 | 0 | 0 | 0
PseudoUnit | 0 | 0 | 0 | 0 | 0 | 0
FixedInterchange | 0 | 0 | 0 | 0 | 0 | 0
Cumulative New Build Capacity by Reporting Type: AZ_NM_SNV_Gas
ReportingType | 2015 | 2020 | 2025 | 2030 | 2035 | 2040
BM | 0 | 0 | 0 | 0 | 0 | 0
CC | 668 | 3233.55 | 3281.59 | 5965.08 | 9386.65 | 9386.65
CSP | 0 | 0 | 0 | 0 | 0 | 0
CT | 736 | 736 | 736 | 736 | 736 | 736
Coal | 0 | 0 | 0 | 0 | 0 | 0
Geo | 0 | 0 | 0 | 0 | 0 | 0
H | 0 | 0 | 0 | 0 | 0 | 0
LFG | 0 | 0 | 0 | 0 | 0 | 0
Nuc | 0 | 0 | 0 | 0 | 0 | 0
PS | 0 | 0 | 0 | 0 | 0 | 0
PV | 0 | 0 | 0 | 0 | 0 | 0
PeakG | 0 | 0 | 0 | 0 | 0 | 0
PeakO | 0 | 0 | 0 | 0 | 0 | 0
ST | 0 | 0 | 0 | 0 | 0 | 0
STOG | 0 | 0 | 0 | 0 | 0 | 0
STWD | 0 | 0 | 0 | 0 | 0 | 0
WT | 0 | 0 | 0 | 0 | 0 | 0
IGCC | 0 | 0 | 0 | 0 | 0 | 0
DemandResponse | 0 | 0 | 0 | 0 | 0 | 0
IGCC-CCS | 0 | 0 | 0 | 0 | 0 | 0
WT_off | 0 | 0 | 0 | 0 | 0 | 0
PseudoUnit | 0 | 0 | 0 | 0 | 0 | 0
FixedInterchange | 0 | 0 | 0 | 0 | 0 | 0
Cumulative New Build Capacity by Reporting Type: AZ_NM_SNV_NucRenew
ReportingType | 2015 | 2020 | 2025 | 2030 | 2035 | 2040
BM | 0 | 0 | 0 | 0 | 0 | 0
CC | 0 | 0 | 0 | 0 | 0 | 0
CSP | 0 | 0 | 0 | 0 | 0 | 0
CT | 0 | 0 | 0 | 0 | 0 | 0
Coal | 0 | 0 | 0 | 0 | 0 | 0
Geo | 0 | 0 | 1450 | 1450 | 1450 | 1450
H | 0 | 0 | 0 | 0 | 0 | 0
LFG | 0 | 60.67 | 60.67 | 60.67 | 60.67 | 60.67
Nuc | 0 | 0 | 0 | 0 | 0 | 0
PS | 0 | 0 | 0 | 0 | 0 | 0
PV | 95.7 | 95.7 | 95.7 | 95.7 | 95.7 | 95.7
PeakG | 0 | 0 | 0 | 0 | 0 | 0
PeakO | 0 | 0 | 0 | 0 | 0 | 0
ST | 280 | 744.2 | 1022.53 | 1097.57 | 1097.57 | 1097.57
STOG | 0 | 0 | 0 | 0 | 0 | 0
STWD | 0 | 0 | 0 | 0 | 0 | 0
WT | 65.1 | 65.1 | 527.98 | 891.17 | 891.17 | 891.17
IGCC | 0 | 0 | 0 | 0 | 0 | 0
DemandResponse | 0 | 0 | 0 | 0 | 0 | 0
IGCC-CCS | 0 | 0 | 0 | 0 | 0 | 0
WT_off | 0 | 0 | 0 | 0 | 0 | 0
PseudoUnit | 0 | 0 | 0 | 0 | 0 | 0
FixedInterchange | 0 | 0 | 0 | 0 | 0 | 0
Cumulative New Build Capacity by Reporting Type: ERCOT
ReportingType | 2015 | 2020 | 2025 | 2030 | 2035 | 2040
BM | 145 | 145 | 145 | 145 | 145 | 145
CC | 3382.29 | 6509.01 | 6509.01 | 8999.6 | 11777.56 | 14627.76
CSP | 0 | 0 | 0 | 0 | 0 | 0
CT | 250 | 250 | 250 | 250 | 250 | 250
Coal | 2020 | 2020 | 2020 | 2020 | 2020 | 2020
Geo | 0 | 0 | 0 | 0 | 0 | 0
H | 0 | 0 | 0 | 0 | 0 | 0
LFG | 0 | 0 | 354 | 354 | 354 | 354
Nuc | 0 | 0 | 0 | 0 | 0 | 0
PS | 0 | 0 | 0 | 0 | 0 | 0
PV | 14 | 14 | 14 | 14 | 14 | 14
PeakG | 0 | 0 | 0 | 0 | 0 | 0
PeakO | 0 | 0 | 0 | 0 | 0 | 0
ST | 0 | 0 | 0 | 0 | 0 | 0
STOG | 0 | 0 | 0 | 0 | 0 | 0
STWD | 0 | 0 | 0 | 0 | 0 | 0
WT | 350.1 | 350.1 | 350.1 | 350.1 | 350.1 | 350.1
IGCC | 0 | 0 | 0 | 0 | 0 | 0
DemandResponse | 0 | 0 | 0 | 0 | 0 | 0
IGCC-CCS | 0 | 0 | 0 | 0 | 0 | 0
WT_off | 0 | 0 | 0 | 0 | 0 | 0
PseudoUnit | 0 | 0 | 0 | 0 | 0 | 0
FixedInterchange | 0 | 0 | 0 | 0 | 0 | 0
Cumulative New Build Capacity by Reporting Type: NP15
ReportingType | 2015 | 2020 | 2025 | 2030 | 2035 | 2040
BM | 0 | 0 | 0 | 0 | 0 | 0
CC | 940 | 940 | 940 | 940 | 940 | 940
CSP | 0 | 0 | 0 | 0 | 0 | 0
CT | 279.73 | 2031.49 | 2389.71 | 6162.6 | 10438.51 | 14804.52
Coal | 0 | 0 | 0 | 0 | 0 | 0
Geo | 0 | 205.68 | 600 | 600 | 600 | 600
H | 0 | 0 | 0 | 0 | 0 | 0
LFG | 0 | 565 | 565 | 565 | 565 | 565
Nuc | 0 | 0 | 0 | 0 | 0 | 0
PS | 0 | 0 | 0 | 0 | 0 | 0
PV | 6.5 | 6.5 | 6.5 | 6.5 | 6.5 | 6.5
PeakG | 0 | 0 | 0 | 0 | 0 | 0
PeakO | 0 | 0 | 0 | 0 | 0 | 0
ST | 29 | 29 | 29 | 29 | 29 | 29
STOG | 0 | 0 | 0 | 0 | 0 | 0
STWD | 0 | 0 | 0 | 0 | 0 | 0
WT | 101.2 | 101.2 | 9222.11 | 11512.39 | 11527.68 | 11527.76
IGCC | 0 | 0 | 0 | 0 | 0 | 0
DemandResponse | 0 | 0 | 0 | 0 | 0 | 0
IGCC-CCS | 0 | 0 | 0 | 0 | 0 | 0
WT_off | 0 | 0 | 0 | 0 | 0 | 0
PseudoUnit | 0 | 0 | 0 | 0 | 0 | 0
FixedInterchange | 0 | 0 | 0 | 0 | 0 | 0
Cumulative New Build Capacity by Reporting Type: NWPP_Coal
ReportingType | 2015 | 2020 | 2025 | 2030 | 2035 | 2040
BM | 0 | 0 | 0 | 0 | 0 | 0
CC | 0 | 0 | 0 | 0 | 0 | 0
CSP | 0 | 0 | 0 | 0 | 0 | 0
CT | 0 | 0 | 0 | 0 | 0 | 0
Coal | 0 | 0 | 0 | 0 | 0 | 0
Geo | 0 | 0 | 0 | 0 | 0 | 0
H | 0 | 0 | 0 | 0 | 0 | 0
LFG | 0 | 0 | 0 | 0 | 0 | 0
Nuc | 0 | 0 | 0 | 0 | 0 | 0
PS | 0 | 0 | 0 | 0 | 0 | 0
PV | 0 | 0 | 0 | 0 | 0 | 0
PeakG | 0 | 0 | 0 | 0 | 0 | 0
PeakO | 0 | 0 | 0 | 0 | 0 | 0
ST | 0 | 0 | 0 | 0 | 0 | 0
STOG | 0 | 0 | 0 | 0 | 0 | 0
STWD | 0 | 0 | 0 | 0 | 0 | 0
WT | 0 | 0 | 0 | 0 | 0 | 0
IGCC | 0 | 0 | 0 | 0 | 0 | 0
DemandResponse | 0 | 0 | 0 | 0 | 0 | 0
IGCC-CCS | 0 | 0 | 0 | 0 | 0 | 0
WT_off | 0 | 0 | 0 | 0 | 0 | 0
PseudoUnit | 0 | 0 | 0 | 0 | 0 | 0
FixedInterchange | 0 | 0 | 0 | 0 | 0 | 0
Cumulative New Build Capacity by Reporting Type: NWPP_Gas
ReportingType | 2015 | 2020 | 2025 | 2030 | 2035 | 2040
BM | 0 | 0 | 0 | 0 | 0 | 0
CC | 300 | 300 | 300 | 3998.32 | 7248.42 | 7825.8
CSP | 0 | 0 | 0 | 0 | 0 | 0
CT | 150 | 150 | 150 | 150 | 150 | 150
Coal | 0 | 0 | 0 | 0 | 0.25 | 945.41
Geo | 0 | 0 | 0 | 0 | 0 | 0
H | 0 | 0 | 0 | 0 | 0 | 0
LFG | 0 | 0 | 0 | 0 | 0 | 0
Nuc | 0 | 0 | 0 | 0 | 0 | 0
PS | 0 | 0 | 0 | 0 | 0 | 0
PV | 0 | 0 | 0 | 0 | 0 | 0
PeakG | 0 | 0 | 0 | 0 | 0 | 0
PeakO | 0 | 0 | 0 | 0 | 0 | 0
ST | 0 | 0 | 0 | 0 | 0 | 0
STOG | 0 | 0 | 0 | 0 | 0 | 0
STWD | 0 | 0 | 0 | 0 | 0 | 0
WT | 0 | 0 | 0 | 0 | 0 | 0
IGCC | 0 | 0 | 0 | 0 | 0 | 0
DemandResponse | 0 | 0 | 0 | 0 | 0 | 0
IGCC-CCS | 0 | 0 | 0 | 0 | 0 | 0
WT_off | 0 | 0 | 0 | 0 | 0 | 0
PseudoUnit | 0 | 0 | 0 | 0 | 0 | 0
FixedInterchange | 0 | 0 | 0 | 0 | 0 | 0
Cumulative New Build Capacity by Reporting Type: NWPP_NucRenew
ReportingType | 2015 | 2020 | 2025 | 2030 | 2035 | 2040
BM | 32.55 | 32.55 | 32.55 | 32.55 | 32.55 | 32.55
CC | 0 | 0 | 0 | 0 | 0 | 0
CSP | 0 | 0 | 0 | 0 | 0 | 0
CT | 0 | 0 | 0 | 0 | 0 | 0
Coal | 0 | 0 | 0 | 0 | 0 | 0
Geo | 86 | 86 | 520 | 520 | 520 | 520
H | 0 | 0 | 0 | 0 | 0 | 0
LFG | 25.5 | 270 | 270 | 270 | 270 | 270
Nuc | 0 | 0 | 0 | 0 | 0 | 0
PS | 0 | 0 | 0 | 0 | 0 | 0
PV | 0 | 0 | 0 | 0 | 0 | 0
PeakG | 0 | 0 | 0 | 0 | 0 | 0
PeakO | 0 | 0 | 0 | 0 | 0 | 0
ST | 0 | 0 | 0 | 0 | 0 | 0
STOG | 0 | 0 | 0 | 0 | 0 | 0
STWD | 0 | 0 | 0 | 0 | 0 | 0
WT | 977.3 | 977.3 | 977.3 | 977.3 | 977.3 | 977.3
IGCC | 0 | 0 | 0 | 0 | 0 | 0
DemandResponse | 0 | 0 | 0 | 0 | 0 | 0
IGCC-CCS | 0 | 0 | 0 | 0 | 0 | 0
WT_off | 0 | 0 | 0 | 0 | 0 | 0
PseudoUnit | 0 | 0 | 0 | 0 | 0 | 0
FixedInterchange | 0 | 0 | 0 | 0 | 0 | 0
Cumulative New Build Capacity by Reporting Type: RMPA
ReportingType | 2015 | 2020 | 2025 | 2030 | 2035 | 2040
BM | 0 | 0 | 0 | 0 | 0 | 0
CC | 0 | 0 | 0 | 0 | 0 | 0
CSP | 0 | 0 | 0 | 0 | 0 | 0
CT | 152 | 152 | 152 | 152 | 152 | 152
Coal | 390 | 390 | 390 | 539.22 | 1824.41 | 3276.91
Geo | 0 | 419.32 | 2483 | 2570 | 2570 | 2570
H | 0 | 0 | 0 | 0 | 0 | 0
LFG | 1.74 | 30.33 | 30.33 | 30.33 | 30.33 | 30.33
Nuc | 0 | 0 | 0 | 0 | 0 | 0
PS | 0 | 0 | 0 | 0 | 0 | 0
PV | 1.29 | 1.29 | 1.29 | 1.29 | 1.29 | 1.29
PeakG | 0 | 0 | 0 | 0 | 0 | 0
PeakO | 0 | 0 | 0 | 0 | 0 | 0
ST | 3 | 378.89 | 404.61 | 432.06 | 432.06 | 432.06
STOG | 0 | 0 | 0 | 0 | 0 | 0
STWD | 0 | 0 | 0 | 0 | 0 | 0
WT | 766.3 | 766.3 | 766.3 | 766.3 | 766.3 | 766.3
IGCC | 0 | 0 | 0 | 0 | 0 | 0
DemandResponse | 0 | 0 | 0 | 0 | 0 | 0
IGCC-CCS | 0 | 0 | 0 | 0 | 0 | 0
WT_off | 0 | 0 | 0 | 0 | 0 | 0
PseudoUnit | 0 | 0 | 0 | 0 | 0 | 0
FixedInterchange | 0 | 0 | 0 | 0 | 0 | 0
Cumulative New Build Capacity by Reporting Type: SP15
ReportingType | 2015 | 2020 | 2025 | 2030 | 2035 | 2040
BM | 6 | 6 | 6 | 6 | 6 | 6
CC | 409.5 | 409.5 | 409.5 | 409.5 | 409.5 | 409.5
CSP | 0 | 0 | 0 | 0 | 0 | 0
CT | 0 | 0 | 0 | 0 | 0 | 0
Coal | 0 | 0 | 0 | 0 | 0 | 0
Geo | 50 | 1500 | 1500 | 1500 | 1500 | 1500
H | 0 | 0 | 0 | 0 | 0 | 0
LFG | 9.2 | 565 | 565 | 565 | 565 | 565
Nuc | 0 | 0 | 0 | 0 | 0 | 0
PS | 0 | 0 | 0 | 0 | 0 | 0
PV | 3.8 | 3.8 | 3.8 | 3.8 | 3.8 | 3.8
PeakG | 0 | 0 | 0 | 0 | 0 | 0
PeakO | 0 | 0 | 0 | 0 | 0 | 0
ST | 448 | 448 | 448 | 448 | 448 | 448
STOG | 0 | 0 | 0 | 0 | 0 | 0
STWD | 0 | 0 | 0 | 0 | 0 | 0
WT | 735 | 735 | 735 | 735 | 735 | 735
IGCC | 0 | 0 | 0 | 0 | 0 | 0
DemandResponse | 0 | 0 | 0 | 0 | 0 | 0
IGCC-CCS | 0 | 0 | 0 | 0 | 0 | 0
WT_off | 0 | 0 | 0 | 0 | 0 | 0
PseudoUnit | 0 | 0 | 0 | 0 | 0 | 0
FixedInterchange | 0 | 0 | 0 | 0 | 0 | 0
Cumulative New Build Capacity by Reporting Type: ALB
ReportingType | 2015 | 2020 | 2025 | 2030 | 2035 | 2040
BM | 0 | 0 | 0 | 0 | 0 | 0
CC | 393.36 | 1073.71 | 1694.8 | 2603.23 | 3795.03 | 4885.16
CSP | 0 | 0 | 0 | 0 | 0 | 0
CT | 201.5 | 201.5 | 201.5 | 201.5 | 201.5 | 201.5
Coal | 495 | 495 | 495 | 495 | 495 | 495
Geo | 0 | 0 | 0 | 0 | 0 | 0
H | 0 | 0 | 0 | 0 | 0 | 0
LFG | 0 | 0 | 0 | 0 | 0 | 0
Nuc | 0 | 0 | 0 | 0 | 0 | 0
PS | 0 | 0 | 0 | 0 | 0 | 0
PV | 0 | 0 | 0 | 0 | 0 | 0
PeakG | 0 | 0 | 0 | 0 | 0 | 0
PeakO | 0 | 0 | 0 | 0 | 0 | 0
ST | 0 | 0 | 0 | 0 | 0 | 0
STOG | 0 | 0 | 0 | 0 | 0 | 0
STWD | 0 | 0 | 0 | 0 | 0 | 0
WT | 9 | 9 | 9 | 9 | 9 | 9
IGCC | 0 | 0 | 0 | 0 | 0 | 0
DemandResponse | 0 | 0 | 0 | 0 | 0 | 0
IGCC-CCS | 0 | 0 | 0 | 0 | 0 | 0
WT_off | 0 | 0 | 0 | 0 | 0 | 0
PseudoUnit | 0 | 0 | 0 | 0 | 0 | 0
FixedInterchange | 0 | 0 | 0 | 0 | 0 | 0
Cumulative New Build Capacity by Reporting Type: BC
ReportingType | 2015 | 2020 | 2025 | 2030 | 2035 | 2040
BM | 0 | 0 | 0 | 0 | 0 | 0
CC | 1140.35 | 1575 | 2229.21 | 2760.28 | 3538.97 | 4355.81
CSP | 0 | 0 | 0 | 0 | 0 | 0
CT | 0 | 0 | 0 | 0 | 0 | 0
Coal | 0 | 0 | 0 | 0 | 0 | 0
Geo | 0 | 0 | 0 | 0 | 0 | 0
H | 0 | 0 | 0 | 0 | 0 | 0
LFG | 0 | 0 | 0 | 0 | 0 | 0
Nuc | 0 | 0 | 0 | 0 | 0 | 0
PS | 0 | 0 | 0 | 0 | 0 | 0
PV | 0 | 0 | 0 | 0 | 0 | 0
PeakG | 0 | 0 | 0 | 0 | 0 | 0
PeakO | 0 | 0 | 0 | 0 | 0 | 0
ST | 0 | 0 | 0 | 0 | 0 | 0
STOG | 0 | 0 | 0 | 0 | 0 | 0
STWD | 0 | 0 | 0 | 0 | 0 | 0
WT | 144 | 144 | 144 | 144 | 144 | 144
IGCC | 0 | 0 | 0 | 0 | 0 | 0
DemandResponse | 0 | 0 | 0 | 0 | 0 | 0
IGCC-CCS | 0 | 0 | 0 | 0 | 0 | 0
WT_off | 0 | 0 | 0 | 0 | 0 | 0
PseudoUnit | 0 | 0 | 0 | 0 | 0 | 0
FixedInterchange | 0 | 0 | 0 | 0 | 0 | 0
Cumulative New Build Capacity by Reporting Type: HQ_IESO
ReportingType | 2015 | 2020 | 2025 | 2030 | 2035 | 2040
BM | 0 | 0 | 0 | 0 | 0 | 0
CC | 0 | 0 | 0 | 0 | 0 | 0
CSP | 0 | 0 | 0 | 0 | 0 | 0
CT | 0 | 0 | 0 | 0 | 0 | 0
Coal | 0 | 0 | 0 | 0 | 0 | 0
Geo | 0 | 0 | 0 | 0 | 0 | 0
H | 0 | 0 | 0 | 0 | 0 | 0
LFG | 0 | 0 | 0 | 0 | 0 | 0
Nuc | 0 | 0 | 0 | 0 | 0 | 0
PS | 0 | 0 | 0 | 0 | 0 | 0
PV | 0 | 0 | 0 | 0 | 0 | 0
PeakG | 0 | 0 | 0 | 0 | 0 | 0
PeakO | 0 | 0 | 0 | 0 | 0 | 0
ST | 0 | 0 | 0 | 0 | 0 | 0
STOG | 0 | 0 | 0 | 0 | 0 | 0
STWD | 0 | 0 | 0 | 0 | 0 | 0
WT | 0 | 0 | 0 | 0 | 0 | 0
IGCC | 0 | 0 | 0 | 0 | 0 | 0
DemandResponse | 0 | 0 | 0 | 0 | 0 | 0
IGCC-CCS | 0 | 0 | 0 | 0 | 0 | 0
WT_off | 0 | 0 | 0 | 0 | 0 | 0
PseudoUnit | 0 | 0 | 0 | 0 | 0 | 0
FixedInterchange | 0 | 0 | 0 | 0 | 0 | 0
Cumulative New Build Capacity by Reporting Type: HQ_NEISO
ReportingType | 2015 | 2020 | 2025 | 2030 | 2035 | 2040
BM | 0 | 0 | 0 | 0 | 0 | 0
CC | 0 | 0 | 0 | 0 | 0 | 0
CSP | 0 | 0 | 0 | 0 | 0 | 0
CT | 0 | 0 | 0 | 0 | 0 | 0
Coal | 0 | 0 | 0 | 0 | 0 | 0
Geo | 0 | 0 | 0 | 0 | 0 | 0
H | 0 | 0 | 0 | 0 | 0 | 0
LFG | 0 | 0 | 0 | 0 | 0 | 0
Nuc | 0 | 0 | 0 | 0 | 0 | 0
PS | 0 | 0 | 0 | 0 | 0 | 0
PV | 0 | 0 | 0 | 0 | 0 | 0
PeakG | 0 | 0 | 0 | 0 | 0 | 0
PeakO | 0 | 0 | 0 | 0 | 0 | 0
ST | 0 | 0 | 0 | 0 | 0 | 0
STOG | 0 | 0 | 0 | 0 | 0 | 0
STWD | 0 | 0 | 0 | 0 | 0 | 0
WT | 0 | 0 | 0 | 0 | 0 | 0
IGCC | 0 | 0 | 0 | 0 | 0 | 0
DemandResponse | 0 | 0 | 0 | 0 | 0 | 0
IGCC-CCS | 0 | 0 | 0 | 0 | 0 | 0
WT_off | 0 | 0 | 0 | 0 | 0 | 0
PseudoUnit | 0 | 0 | 0 | 0 | 0 | 0
FixedInterchange | 0 | 0 | 0 | 0 | 0 | 0
Cumulative New Build Capacity by Reporting Type: HQ_NY
ReportingType | 2015 | 2020 | 2025 | 2030 | 2035 | 2040
BM | 0 | 0 | 0 | 0 | 0 | 0
CC | 0 | 0 | 0 | 0 | 0 | 0
CSP | 0 | 0 | 0 | 0 | 0 | 0
CT | 0 | 0 | 0 | 0 | 0 | 0
Coal | 0 | 0 | 0 | 0 | 0 | 0
Geo | 0 | 0 | 0 | 0 | 0 | 0
H | 0 | 0 | 0 | 0 | 0 | 0
LFG | 0 | 0 | 0 | 0 | 0 | 0
Nuc | 0 | 0 | 0 | 0 | 0 | 0
PS | 0 | 0 | 0 | 0 | 0 | 0
PV | 0 | 0 | 0 | 0 | 0 | 0
PeakG | 0 | 0 | 0 | 0 | 0 | 0
PeakO | 0 | 0 | 0 | 0 | 0 | 0
ST | 0 | 0 | 0 | 0 | 0 | 0
STOG | 0 | 0 | 0 | 0 | 0 | 0
STWD | 0 | 0 | 0 | 0 | 0 | 0
WT | 0 | 0 | 0 | 0 | 0 | 0
IGCC | 0 | 0 | 0 | 0 | 0 | 0
DemandResponse | 0 | 0 | 0 | 0 | 0 | 0
IGCC-CCS | 0 | 0 | 0 | 0 | 0 | 0
WT_off | 0 | 0 | 0 | 0 | 0 | 0
PseudoUnit | 0 | 0 | 0 | 0 | 0 | 0
FixedInterchange | 0 | 0 | 0 | 0 | 0 | 0
Cumulative New Build Capacity by Reporting Type: MARITIMES
ReportingType | 2015 | 2020 | 2025 | 2030 | 2035 | 2040
BM | 0 | 0 | 0 | 0 | 0 | 0
CC | 0 | 0 | 0 | 0 | 0 | 0
CSP | 0 | 0 | 0 | 0 | 0 | 0
CT | 0 | 0 | 0 | 0 | 0 | 0
Coal | 0 | 0 | 0 | 0 | 0 | 0
Geo | 0 | 0 | 0 | 0 | 0 | 0
H | 0 | 0 | 0 | 0 | 0 | 0
LFG | 0 | 0 | 0 | 0 | 0 | 0
Nuc | 0 | 0 | 0 | 0 | 0 | 0
PS | 0 | 0 | 0 | 0 | 0 | 0
PV | 0 | 0 | 0 | 0 | 0 | 0
PeakG | 0 | 0 | 0 | 0 | 0 | 0
PeakO | 0 | 0 | 0 | 0 | 0 | 0
ST | 0 | 0 | 0 | 0 | 0 | 0
STOG | 0 | 0 | 0 | 0 | 0 | 0
STWD | 0 | 0 | 0 | 0 | 0 | 0
WT | 0 | 0 | 0 | 0 | 0 | 0
IGCC | 0 | 0 | 0 | 0 | 0 | 0
DemandResponse | 0 | 0 | 0 | 0 | 0 | 0
IGCC-CCS | 0 | 0 | 0 | 0 | 0 | 0
WT_off | 0 | 0 | 0 | 0 | 0 | 0
PseudoUnit | 0 | 0 | 0 | 0 | 0 | 0
FixedInterchange | 0 | 0 | 0 | 0 | 0 | 0
Cumulative New Build Capacity by Reporting Type: All
ReportingType | 2015 | 2020 | 2025 | 2030 | 2035 | 2040
BM | 1250.08 | 1250.08 | 1250.08 | 1250.08 | 1250.08 | 1250.08
CC | 38457.43 | 65819.64 | 73499 | 107835.81 | 154462.3 | 191329.03
CSP | 0 | 0 | 0 | 0 | 0 | 0
CT | 6460.93 | 11533.56 | 12052.68 | 18960.87 | 29235.13 | 35797.72
Coal | 10763.64 | 10763.64 | 10763.64 | 10912.86 | 25362.88 | 49807.84
Geo | 136 | 2211 | 6553 | 6640 | 6640 | 6640
H | 0 | 0 | 0 | 0 | 0 | 0
LFG | 192 | 2145 | 4355 | 5078.5 | 5079 | 5079
Nuc | 2740.56 | 7270.56 | 7270.56 | 7270.56 | 7270.56 | 7270.56
PS | 0 | 0 | 0 | 0 | 0 | 0
PV | 1246 | 1246 | 1246 | 1246 | 1246 | 1246
PeakG | 0 | 0 | 0 | 0 | 0 | 0
PeakO | 0 | 0 | 0 | 0 | 0 | 0
ST | 760 | 1600.09 | 1904.14 | 2006.62 | 2006.62 | 2006.62
STOG | 0 | 0 | 0 | 0 | 0 | 0
STWD | 0 | 0 | 0 | 0 | 0 | 0
WT | 25342 | 26009.81 | 35593.59 | 38247.06 | 38262.36 | 38262.43
IGCC | 618 | 618 | 618 | 618 | 618 | 618
DemandResponse | 0 | 0 | 0 | 0 | 0 | 0
IGCC-CCS | 0 | 0 | 0 | 0 | 0 | 0
WT_off | 468 | 468 | 1568 | 1568 | 1568 | 1568
PseudoUnit | 0 | 0 | 0 | 0 | 0 | 0
FixedInterchange | 0 | 0 | 0 | 0 | 0 | 0
Cumulative New Build Capacity by Reporting Type: EI_US
ReportingType | 2015 | 2020 | 2025 | 2030 | 2035 | 2040
BM | 740.2 | 740.2 | 740.2 | 740.2 | 740.2 | 740.2
CC | 29047.87 | 49091.37 | 55272.89 | 78890 | 113672.43 | 142908.46
CSP | 0 | 0 | 0 | 0 | 0 | 0
CT | 4323.69 | 7644.57 | 7805.46 | 10940.77 | 16101.54 | 17672.05
Coal | 7858.64 | 7858.64 | 7858.64 | 7858.64 | 21023.22 | 36437.58
Geo | 0 | 0 | 0 | 0 | 0 | 0
H | 0 | 0 | 0 | 0 | 0 | 0
LFG | 141.06 | 639.5 | 2495.5 | 3219 | 3219 | 3219
Nuc | 2740.56 | 7270.56 | 7270.56 | 7270.56 | 7270.56 | 7270.56
PS | 0 | 0 | 0 | 0 | 0 | 0
PV | 57.45 | 57.45 | 57.45 | 57.45 | 57.45 | 57.45
PeakG | 0 | 0 | 0 | 0 | 0 | 0
PeakO | 0 | 0 | 0 | 0 | 0 | 0
ST | 0 | 0 | 0 | 0 | 0 | 0
STOG | 0 | 0 | 0 | 0 | 0 | 0
STWD | 0 | 0 | 0 | 0 | 0 | 0
WT | 19785.7 | 20453.5 | 20453.5 | 20453.5 | 20453.5 | 20453.5
IGCC | 618 | 618 | 618 | 618 | 618 | 618
DemandResponse | 0 | 0 | 0 | 0 | 0 | 0
IGCC-CCS | 0 | 0 | 0 | 0 | 0 | 0
WT_off | 468 | 468 | 1568 | 1568 | 1568 | 1568
PseudoUnit | 0 | 0 | 0 | 0 | 0 | 0
FixedInterchange | 0 | 0 | 0 | 0 | 0 | 0
Cumulative New Build Capacity by Reporting Type: EI_Canada
ReportingType | 2015 | 2020 | 2025 | 2030 | 2035 | 2040
BM | 326.33 | 326.33 | 326.33 | 326.33 | 326.33 | 326.33
CC | 2176.07 | 2687.49 | 2861.99 | 3269.79 | 3693.74 | 5989.9
CSP | 0 | 0 | 0 | 0 | 0 | 0
CT | 368 | 368 | 368 | 368 | 1205.57 | 1831.65
Coal | 0 | 0 | 0 | 0 | 0 | 0
Geo | 0 | 0 | 0 | 0 | 0 | 0
H | 0 | 0 | 0 | 0 | 0 | 0
LFG | 14.5 | 14.5 | 14.5 | 14.5 | 15 | 15
Nuc | 0 | 0 | 0 | 0 | 0 | 0
PS | 0 | 0 | 0 | 0 | 0 | 0
PV | 1067.26 | 1067.26 | 1067.26 | 1067.26 | 1067.26 | 1067.26
PeakG | 0 | 0 | 0 | 0 | 0 | 0
PeakO | 0 | 0 | 0 | 0 | 0 | 0
ST | 0 | 0 | 0 | 0 | 0 | 0
STOG | 0 | 0 | 0 | 0 | 0 | 0
STWD | 0 | 0 | 0 | 0 | 0 | 0
WT | 2408.3 | 2408.3 | 2408.3 | 2408.3 | 2408.3 | 2408.3
IGCC | 0 | 0 | 0 | 0 | 0 | 0
DemandResponse | 0 | 0 | 0 | 0 | 0 | 0
IGCC-CCS | 0 | 0 | 0 | 0 | 0 | 0
WT_off | 0 | 0 | 0 | 0 | 0 | 0
PseudoUnit | 0 | 0 | 0 | 0 | 0 | 0
FixedInterchange | 0 | 0 | 0 | 0 | 0 | 0
Cumulative New Build Capacity by Reporting Type: EI
ReportingType | 2015 | 2020 | 2025 | 2030 | 2035 | 2040
BM | 1066.53 | 1066.53 | 1066.53 | 1066.53 | 1066.53 | 1066.53
CC | 31223.94 | 51778.87 | 58134.88 | 82159.79 | 117366.17 | 148898.36
CSP | 0 | 0 | 0 | 0 | 0 | 0
CT | 4691.7 | 8012.57 | 8173.46 | 11308.77 | 17307.11 | 19503.7
Coal | 7858.64 | 7858.64 | 7858.64 | 7858.64 | 21023.22 | 36437.58
Geo | 0 | 0 | 0 | 0 | 0 | 0
H | 0 | 0 | 0 | 0 | 0 | 0
LFG | 155.56 | 654 | 2510 | 3233.5 | 3234 | 3234
Nuc | 2740.56 | 7270.56 | 7270.56 | 7270.56 | 7270.56 | 7270.56
PS | 0 | 0 | 0 | 0 | 0 | 0
PV | 1124.71 | 1124.71 | 1124.71 | 1124.71 | 1124.71 | 1124.71
PeakG | 0 | 0 | 0 | 0 | 0 | 0
PeakO | 0 | 0 | 0 | 0 | 0 | 0
ST | 0 | 0 | 0 | 0 | 0 | 0
STOG | 0 | 0 | 0 | 0 | 0 | 0
STWD | 0 | 0 | 0 | 0 | 0 | 0
WT | 22194 | 22861.8 | 22861.8 | 22861.8 | 22861.8 | 22861.8
IGCC | 618 | 618 | 618 | 618 | 618 | 618
DemandResponse | 0 | 0 | 0 | 0 | 0 | 0
IGCC-CCS | 0 | 0 | 0 | 0 | 0 | 0
WT_off | 468 | 468 | 1568 | 1568 | 1568 | 1568
PseudoUnit | 0 | 0 | 0 | 0 | 0 | 0
FixedInterchange | 0 | 0 | 0 | 0 | 0 | 0
Cumulative New Build Capacity by Reporting Type: Outside_EI
ReportingType | 2015 | 2020 | 2025 | 2030 | 2035 | 2040
BM | 183.55 | 183.55 | 183.55 | 183.55 | 183.55 | 183.55
CC | 7233.49 | 14040.77 | 15364.12 | 25676.02 | 37096.13 | 42430.67
CSP | 0 | 0 | 0 | 0 | 0 | 0
CT | 1769.24 | 3520.99 | 3879.21 | 7652.1 | 11928.02 | 16294.02
Coal | 2905 | 2905 | 2905 | 3054.22 | 4339.66 | 13370.26
Geo | 136 | 2211 | 6553 | 6640 | 6640 | 6640
H | 0 | 0 | 0 | 0 | 0 | 0
LFG | 36.44 | 1491 | 1845 | 1845 | 1845 | 1845
Nuc | 0 | 0 | 0 | 0 | 0 | 0
PS | 0 | 0 | 0 | 0 | 0 | 0
PV | 121.29 | 121.29 | 121.29 | 121.29 | 121.29 | 121.29
PeakG | 0 | 0 | 0 | 0 | 0 | 0
PeakO | 0 | 0 | 0 | 0 | 0 | 0
ST | 760 | 1600.09 | 1904.14 | 2006.62 | 2006.62 | 2006.62
STOG | 0 | 0 | 0 | 0 | 0 | 0
STWD | 0 | 0 | 0 | 0 | 0 | 0
WT | 3148 | 3148 | 12731.78 | 15385.26 | 15400.55 | 15400.63
IGCC | 0 | 0 | 0 | 0 | 0 | 0
DemandResponse | 0 | 0 | 0 | 0 | 0 | 0
IGCC-CCS | 0 | 0 | 0 | 0 | 0 | 0
WT_off | 0 | 0 | 0 | 0 | 0 | 0
PseudoUnit | 0 | 0 | 0 | 0 | 0 | 0
FixedInterchange | 0 | 0 | 0 | 0 | 0 | 0
#3 | Retirements of Capacity (MW)
Retirements of Capacity by Reporting Type: Entergy
ReportingType | 2015 | 2020 | 2025 | 2030 | 2035 | 2040
BM | 0 | 0 | 0 | 0 | 0 | 0
CC | 0 | 0 | 0 | 0 | 0 | 0
CSP | 0 | 0 | 0 | 0 | 0 | 0
CT | 0 | 0 | 0 | 0 | 0 | 0
Coal | 892.9 | 0 | 0 | 0 | 0 | 0
Geo | 0 | 0 | 0 | 0 | 0 | 0
H | 0 | 0 | 0 | 0 | 0 | 0
LFG | 0 | 0 | 0 | 0 | 0 | 0
Nuc | 0 | 0 | 0 | 0 | 842 | 997
PS | 0 | 0 | 0 | 0 | 0 | 0
PV | 0 | 0 | 0 | 0 | 0 | 0
PeakG | 0 | 0 | 0 | 0 | 0 | 0
PeakO | 0 | 0 | 0 | 0 | 0 | 0
ST | 0 | 0 | 0 | 0 | 0 | 0
STOG | 12157.61 | 0 | 408.62 | 0 | 0 | 0
STWD | 0 | 0 | 0 | 0 | 0 | 0
WT | 0 | 0 | 0 | 0 | 0 | 0
IGCC | 0 | 0 | 0 | 0 | 0 | 0
DemandResponse | 0 | 0 | 0 | 0 | 0 | 0
IGCC-CCS | 0 | 0 | 0 | 0 | 0 | 0
WT_off | 0 | 0 | 0 | 0 | 0 | 0
PseudoUnit | 0 | 0 | 0 | 0 | 0 | 0
FixedInterchange | 0 | 0 | 0 | 0 | 0 | 0
Retirements of Capacity by Reporting Type: FRCC
ReportingType | 2015 | 2020 | 2025 | 2030 | 2035 | 2040
BM | 0 | 0 | 0 | 0 | 0 | 0
CC | 0 | 0 | 0 | 0 | 0 | 0
CSP | 0 | 0 | 0 | 0 | 0 | 0
CT | 0 | 0 | 0 | 0 | 0 | 0
Coal | 466 | 869 | 0 | 0 | 0 | 0
Geo | 0 | 0 | 0 | 0 | 0 | 0
H | 0 | 0 | 0 | 0 | 0 | 0
LFG | 0 | 0 | 0 | 0 | 0 | 0
Nuc | 0 | 0 | 0 | 0 | 1615.33 | 1677
PS | 0 | 0 | 0 | 0 | 0 | 0
PV | 0 | 0 | 0 | 0 | 0 | 0
PeakG | 0 | 0 | 0 | 0 | 0 | 0
PeakO | 0 | 0 | 0 | 0 | 0 | 0
ST | 0 | 0 | 0 | 0 | 0 | 0
STOG | 5480.16 | 572.52 | 0 | 0 | 0 | 0
STWD | 0 | 0 | 0 | 0 | 0 | 0
WT | 0 | 0 | 0 | 0 | 0 | 0
IGCC | 0 | 0 | 0 | 0 | 0 | 0
DemandResponse | 0 | 0 | 0 | 0 | 0 | 0
IGCC-CCS | 0 | 0 | 0 | 0 | 0 | 0
WT_off | 0 | 0 | 0 | 0 | 0 | 0
PseudoUnit | 0 | 0 | 0 | 0 | 0 | 0
FixedInterchange | 0 | 0 | 0 | 0 | 0 | 0
Retirements of Capacity by Reporting Type: MAPP_US
ReportingType | 2015 | 2020 | 2025 | 2030 | 2035 | 2040
BM | 0 | 0 | 0 | 0 | 0 | 0
CC | 0 | 0 | 0 | 0 | 0 | 0
CSP | 0 | 0 | 0 | 0 | 0 | 0
CT | 0 | 0 | 0 | 0 | 0 | 0
Coal | 715.5 | 0 | 0 | 0 | 0 | 0
Geo | 0 | 0 | 0 | 0 | 0 | 0
H | 0 | 0 | 0 | 0 | 0 | 0
LFG | 0 | 0 | 0 | 0 | 0 | 0
Nuc | 0 | 0 | 0 | 0 | 0 | 0
PS | 0 | 0 | 0 | 0 | 0 | 0
PV | 0 | 0 | 0 | 0 | 0 | 0
PeakG | 0 | 0 | 0 | 0 | 0 | 0
PeakO | 240.9 | 0 | 0 | 0 | 0 | 0
ST | 0 | 0 | 0 | 0 | 0 | 0
STOG | 36 | 0 | 0 | 0 | 0 | 0
STWD | 0 | 0 | 0 | 0 | 0 | 0
WT | 0 | 0 | 0 | 0 | 0 | 0
IGCC | 0 | 0 | 0 | 0 | 0 | 0
DemandResponse | 0 | 0 | 0 | 0 | 0 | 0
IGCC-CCS | 0 | 0 | 0 | 0 | 0 | 0
WT_off | 0 | 0 | 0 | 0 | 0 | 0
PseudoUnit | 0 | 0 | 0 | 0 | 0 | 0
FixedInterchange | 0 | 0 | 0 | 0 | 0 | 0
Retirements of Capacity by Reporting Type: MISO_IN
ReportingType | 2015 | 2020 | 2025 | 2030 | 2035 | 2040
BM | 0 | 0 | 0 | 0 | 0 | 0
CC | 0 | 0 | 0 | 0 | 0 | 0
CSP | 0 | 0 | 0 | 0 | 0 | 0
CT | 0 | 0 | 0 | 0 | 0 | 0
Coal | 1316.43 | 44.46 | 0 | 0 | 0 | 0
Geo | 0 | 0 | 0 | 0 | 0 | 0
H | 0 | 0 | 0 | 0 | 0 | 0
LFG | 0 | 0 | 0 | 0 | 0 | 0
Nuc | 0 | 0 | 0 | 0 | 0 | 0
PS | 0 | 0 | 0 | 0 | 0 | 0
PV | 0 | 0 | 0 | 0 | 0 | 0
PeakG | 0 | 0 | 0 | 0 | 0 | 0
PeakO | 0 | 0 | 0 | 0 | 0 | 0
ST | 0 | 0 | 0 | 0 | 0 | 0
STOG | 0 | 0 | 0 | 0 | 0 | 0
STWD | 0 | 0 | 0 | 0 | 0 | 0
WT | 0 | 0 | 0 | 0 | 0 | 0
IGCC | 0 | 0 | 0 | 0 | 0 | 0
DemandResponse | 0 | 0 | 0 | 0 | 0 | 0
IGCC-CCS | 0 | 0 | 0 | 0 | 0 | 0
WT_off | 0 | 0 | 0 | 0 | 0 | 0
PseudoUnit | 0 | 0 | 0 | 0 | 0 | 0
FixedInterchange | 0 | 0 | 0 | 0 | 0 | 0
Retirements of Capacity by Reporting Type: MISO_MI
ReportingType | 2015 | 2020 | 2025 | 2030 | 2035 | 2040
BM | 0 | 0 | 0 | 0 | 0 | 0
CC | 0 | 0 | 0 | 0 | 0 | 0
CSP | 0 | 0 | 0 | 0 | 0 | 0
CT | 0 | 0 | 0 | 0 | 0 | 0
Coal | 2325.99 | 1186.99 | 0 | 0 | 0 | 0
Geo | 0 | 0 | 0 | 0 | 0 | 0
H | 0 | 0 | 0 | 0 | 0 | 0
LFG | 0 | 0 | 0 | 0 | 0 | 0
Nuc | 0 | 0 | 0 | 0 | 778 | 0
PS | 0 | 0 | 0 | 0 | 0 | 0
PV | 0 | 0 | 0 | 0 | 0 | 0
PeakG | 0 | 0 | 0 | 0 | 0 | 0
PeakO | 0 | 0 | 0 | 0 | 0 | 0
ST | 0 | 0 | 0 | 0 | 0 | 0
STOG | 0 | 0 | 0 | 0 | 0 | 0
STWD | 0 | 0 | 0 | 0 | 0 | 0
WT | 0 | 0 | 0 | 0 | 2000 | 0
IGCC | 0 | 0 | 0 | 0 | 0 | 0
DemandResponse | 0 | 0 | 0 | 0 | 0 | 0
IGCC-CCS | 0 | 0 | 0 | 0 | 0 | 0
WT_off | 0 | 0 | 0 | 0 | 0 | 0
PseudoUnit | 0 | 0 | 0 | 0 | 0 | 0
FixedInterchange | 0 | 0 | 0 | 0 | 0 | 0
Retirements of Capacity by Reporting Type: MISO_MO-IL
ReportingType | 2015 | 2020 | 2025 | 2030 | 2035 | 2040
BM | 0 | 0 | 0 | 0 | 0 | 0
CC | 0 | 0 | 0 | 0 | 0 | 0
CSP | 0 | 0 | 0 | 0 | 0 | 0
CT | 0 | 0 | 0 | 0 | 0 | 0
Coal | 854.43 | 1202.25 | 0 | 0 | 0 | 0
Geo | 0 | 0 | 0 | 0 | 0 | 0
H | 0 | 0 | 0 | 0 | 0 | 0
LFG | 0 | 0 | 0 | 0 | 0 | 0
Nuc | 0 | 0 | 0 | 0 | 0 | 0
PS | 0 | 0 | 0 | 0 | 0 | 0
PV | 0 | 0 | 0 | 0 | 0 | 0
PeakG | 0 | 0 | 0 | 0 | 0 | 0
PeakO | 0 | 0 | 0 | 0 | 0 | 0
ST | 0 | 0 | 0 | 0 | 0 | 0
STOG | 0 | 0 | 0 | 0 | 0 | 0
STWD | 0 | 0 | 0 | 0 | 0 | 0
WT | 0 | 0 | 0 | 0 | 0 | 0
IGCC | 0 | 0 | 0 | 0 | 0 | 0
DemandResponse | 0 | 0 | 0 | 0 | 0 | 0
IGCC-CCS | 0 | 0 | 0 | 0 | 0 | 0
WT_off | 0 | 0 | 0 | 0 | 0 | 0
PseudoUnit | 0 | 0 | 0 | 0 | 0 | 0
FixedInterchange | 0 | 0 | 0 | 0 | 0 | 0
Retirements of Capacity by Reporting Type: MISO_W
ReportingType | 2015 | 2020 | 2025 | 2030 | 2035 | 2040
BM | 0 | 0 | 0 | 0 | 0 | 0
CC | 0 | 0 | 0 | 0 | 0 | 0
CSP | 0 | 0 | 0 | 0 | 0 | 0
CT | 0 | 0 | 0 | 0 | 0 | 0
Coal | 1605.9 | 973.96 | 0 | 0 | 0 | 0
Geo | 0 | 0 | 0 | 0 | 0 | 0
H | 0 | 0 | 0 | 0 | 0 | 0
LFG | 0 | 0 | 0 | 0 | 0 | 0
Nuc | 0 | 0 | 0 | 0 | 2361.23 | 0
PS | 0 | 0 | 0 | 0 | 0 | 0
PV | 0 | 0 | 0 | 0 | 0 | 0
PeakG | 0 | 0 | 0 | 0 | 0 | 0
PeakO | 0 | 0 | 0 | 0 | 0 | 0
ST | 0 | 0 | 0 | 0 | 0 | 0
STOG | 0 | 0 | 0 | 0 | 0 | 0
STWD | 0 | 0 | 0 | 0 | 0 | 0
WT | 0 | 0 | 0 | 0 | 0 | 0
IGCC | 0 | 0 | 0 | 0 | 0 | 0
DemandResponse | 0 | 0 | 0 | 0 | 0 | 0
IGCC-CCS | 0 | 0 | 0 | 0 | 0 | 0
WT_off | 0 | 0 | 0 | 0 | 0 | 0
PseudoUnit | 0 | 0 | 0 | 0 | 0 | 0
FixedInterchange | 0 | 0 | 0 | 0 | 0 | 0
Retirements of Capacity by Reporting Type: MISO_WUMS
ReportingType | 2015 | 2020 | 2025 | 2030 | 2035 | 2040
BM | 0 | 0 | 0 | 0 | 0 | 0
CC | 0 | 0 | 0 | 0 | 0 | 0
CSP | 0 | 0 | 0 | 0 | 0 | 0
CT | 0 | 0 | 0 | 0 | 0 | 0
Coal | 2945.82 | 508.42 | 0 | 0 | 0 | 0
Geo | 0 | 0 | 0 | 0 | 0 | 0
H | 0 | 0 | 0 | 0 | 0 | 0
LFG | 0 | 0 | 0 | 0 | 0 | 0
Nuc | 0 | 0 | 0 | 0 | 1816.9 | 0
PS | 0 | 0 | 0 | 0 | 0 | 0
PV | 0 | 0 | 0 | 0 | 0 | 0
PeakG | 0 | 0 | 0 | 0 | 0 | 0
PeakO | 0 | 0 | 0 | 0 | 0 | 0
ST | 0 | 0 | 0 | 0 | 0 | 0
STOG | 59.5 | 0 | 0 | 0 | 0 | 0
STWD | 0 | 0 | 0 | 0 | 0 | 0
WT | 0 | 0 | 0 | 0 | 0 | 0
IGCC | 0 | 0 | 0 | 0 | 0 | 0
DemandResponse | 0 | 0 | 0 | 0 | 0 | 0
IGCC-CCS | 0 | 0 | 0 | 0 | 0 | 0
WT_off | 0 | 0 | 0 | 0 | 0 | 0
PseudoUnit | 0 | 0 | 0 | 0 | 0 | 0
FixedInterchange | 0 | 0 | 0 | 0 | 0 | 0
Retirements of Capacity by Reporting Type: Nebraska
ReportingType | 2015 | 2020 | 2025 | 2030 | 2035 | 2040
BM | 0 | 0 | 0 | 0 | 0 | 0
CC | 0 | 0 | 0 | 0 | 0 | 0
CSP | 0 | 0 | 0 | 0 | 0 | 0
CT | 0 | 0 | 0 | 0 | 0 | 0
Coal | 0 | 0 | 0 | 0 | 0 | 0
Geo | 0 | 0 | 0 | 0 | 0 | 0
H | 0 | 0 | 0 | 0 | 0 | 0
LFG | 0 | 0 | 0 | 0 | 0 | 0
Nuc | 0 | 0 | 0 | 0 | 1251.8 | 0
PS | 0 | 0 | 0 | 0 | 0 | 0
PV | 0 | 0 | 0 | 0 | 0 | 0
PeakG | 0 | 0 | 0 | 0 | 0 | 0
PeakO | 0 | 0 | 0 | 0 | 0 | 0
ST | 0 | 0 | 0 | 0 | 0 | 0
STOG | 269.98 | 0 | 0 | 0 | 0 | 0
STWD | 0 | 0 | 0 | 0 | 0 | 0
WT | 0 | 0 | 0 | 0 | 0 | 0
IGCC | 0 | 0 | 0 | 0 | 0 | 0
DemandResponse | 0 | 0 | 0 | 0 | 0 | 0
IGCC-CCS | 0 | 0 | 0 | 0 | 0 | 0
WT_off | 0 | 0 | 0 | 0 | 0 | 0
PseudoUnit | 0 | 0 | 0 | 0 | 0 | 0
FixedInterchange | 0 | 0 | 0 | 0 | 0 | 0
Retirements of Capacity by Reporting Type: NEISO
ReportingType | 2015 | 2020 | 2025 | 2030 | 2035 | 2040
BM | 0 | 0 | 0 | 0 | 0 | 0
CC | 1502.42 | 0 | 0 | 0 | 0 | 0
CSP | 0 | 0 | 0 | 0 | 0 | 0
CT | 0 | 0 | 0 | 0 | 0 | 0
Coal | 2250.13 | 320 | 0 | 0 | 0 | 0
Geo | 0 | 0 | 0 | 0 | 0 | 0
H | 0 | 0 | 0 | 0 | 0 | 0
LFG | 0 | 0 | 0 | 0 | 0 | 0
Nuc | 0 | 0 | 0 | 0 | 1289 | 876.92
PS | 0 | 0 | 0 | 0 | 0 | 0
PV | 0 | 0 | 0 | 0 | 0 | 0
PeakG | 0 | 0 | 0 | 0 | 0 | 0
PeakO | 353.15 | 0 | 0 | 0 | 0 | 0
ST | 0 | 0 | 0 | 0 | 0 | 0
STOG | 6237 | 0 | 0 | 0 | 0 | 0
STWD | 609.99 | 0 | 0 | 0 | 0 | 0
WT | 0 | 0 | 0 | 30 | 0 | 0
IGCC | 0 | 0 | 0 | 0 | 0 | 0
DemandResponse | 0 | 0 | 0 | 0 | 0 | 0
IGCC-CCS | 0 | 0 | 0 | 0 | 0 | 0
WT_off | 0 | 0 | 0 | 0 | 468 | 0
PseudoUnit | 0 | 0 | 0 | 0 | 0 | 0
FixedInterchange | 0 | 0 | 0 | 0 | 0 | 0
Retirements of Capacity by Reporting Type: NonRTO_Midwest
ReportingType | 2015 | 2020 | 2025 | 2030 | 2035 | 2040
BM | 0 | 0 | 0 | 0 | 0 | 0
CC | 0 | 0 | 0 | 0 | 0 | 0
CSP | 0 | 0 | 0 | 0 | 0 | 0
CT | 0 | 0 | 0 | 0 | 0 | 0
Coal | 1100.9 | 0 | 0 | 0 | 0 | 0
Geo | 0 | 0 | 0 | 0 | 0 | 0
H | 0 | 0 | 0 | 0 | 0 | 0
LFG | 0 | 0 | 0 | 0 | 0 | 0
Nuc | 0 | 0 | 0 | 0 | 0 | 0
PS | 0 | 0 | 0 | 0 | 0 | 0
PV | 0 | 0 | 0 | 0 | 0 | 0
PeakG | 0 | 0 | 0 | 0 | 0 | 0
PeakO | 0 | 0 | 0 | 0 | 0 | 0
ST | 0 | 0 | 0 | 0 | 0 | 0
STOG | 0 | 0 | 0 | 0 | 0 | 0
STWD | 0 | 0 | 0 | 0 | 0 | 0
WT | 0 | 0 | 0 | 0 | 0 | 0
IGCC | 0 | 0 | 0 | 0 | 0 | 0
DemandResponse | 0 | 0 | 0 | 0 | 0 | 0
IGCC-CCS | 0 | 0 | 0 | 0 | 0 | 0
WT_off | 0 | 0 | 0 | 0 | 0 | 0
PseudoUnit | 0 | 0 | 0 | 0 | 0 | 0
FixedInterchange | 0 | 0 | 0 | 0 | 0 | 0
Retirements of Capacity by Reporting Type: NYISO_A-F
ReportingType | 2015 | 2020 | 2025 | 2030 | 2035 | 2040
BM | 0 | 0 | 0 | 0 | 0 | 0
CC | 0 | 0 | 0 | 0 | 0 | 0
CSP | 0 | 0 | 0 | 0 | 0 | 0
CT | 0 | 0 | 0 | 0 | 0 | 0
Coal | 2251.9 | 0 | 0 | 0 | 0 | 0
Geo | 0 | 0 | 0 | 0 | 0 | 0
H | 0 | 0 | 0 | 0 | 0 | 0
LFG | 0 | 0 | 0 | 0 | 0 | 0
Nuc | 0 | 0 | 0 | 621.2 | 580.5 | 852.2
PS | 0 | 0 | 0 | 0 | 0 | 0
PV | 0 | 0 | 0 | 0 | 0 | 0
PeakG | 0 | 0 | 0 | 0 | 0 | 0
PeakO | 0 | 0 | 0 | 0 | 0 | 0
ST | 0 | 0 | 0 | 0 | 0 | 0
STOG | 1701 | 0 | 0 | 0 | 0 | 0
STWD | 0 | 0 | 0 | 0 | 0 | 0
WT | 0 | 0 | 0 | 0 | 1828.3 | 517.79
IGCC | 0 | 0 | 0 | 0 | 0 | 0
DemandResponse | 0 | 0 | 0 | 0 | 0 | 0
IGCC-CCS | 0 | 0 | 0 | 0 | 0 | 0
WT_off | 0 | 0 | 0 | 0 | 0 | 0
PseudoUnit | 0 | 0 | 0 | 0 | 0 | 0
FixedInterchange | 0 | 0 | 0 | 0 | 0 | 0
Retirements of Capacity by Reporting Type: NYISO_G-I
ReportingType | 2015 | 2020 | 2025 | 2030 | 2035 | 2040
BM | 0 | 0 | 0 | 0 | 0 | 0
CC | 0 | 0 | 0 | 0 | 0 | 0
CSP | 0 | 0 | 0 | 0 | 0 | 0
CT | 0 | 0 | 0 | 0 | 0 | 0
Coal | 368.2 | 0 | 0 | 0 | 0 | 0
Geo | 0 | 0 | 0 | 0 | 0 | 0
H | 0 | 0 | 0 | 0 | 0 | 0
LFG | 0 | 0 | 0 | 0 | 0 | 0
Nuc | 0 | 0 | 0 | 0 | 1019.6 | 1025
PS | 0 | 0 | 0 | 0 | 0 | 0
PV | 0 | 0 | 0 | 0 | 0 | 0
PeakG | 0 | 0 | 0 | 0 | 0 | 0
PeakO | 0 | 0 | 0 | 0 | 0 | 0
ST | 0 | 0 | 0 | 0 | 0 | 0
STOG | 2430.99 | 0 | 0 | 0 | 0 | 0
STWD | 0 | 0 | 0 | 0 | 0 | 0
WT | 0 | 0 | 0 | 0 | 0 | 0
IGCC | 0 | 0 | 0 | 0 | 0 | 0
DemandResponse | 0 | 0 | 0 | 0 | 0 | 0
IGCC-CCS | 0 | 0 | 0 | 0 | 0 | 0
WT_off | 0 | 0 | 0 | 0 | 0 | 0
PseudoUnit | 0 | 0 | 0 | 0 | 0 | 0
FixedInterchange | 0 | 0 | 0 | 0 | 0 | 0
Retirements of Capacity by Reporting Type: NYISO_J-K
ReportingType | 2015 | 2020 | 2025 | 2030 | 2035 | 2040
BM | 0 | 0 | 0 | 0 | 0 | 0
CC | 0 | 0 | 0 | 0 | 0 | 0
CSP | 0 | 0 | 0 | 0 | 0 | 0
CT | 0 | 0 | 0 | 0 | 0 | 0
Coal | 0 | 0 | 0 | 0 | 0 | 0
Geo | 0 | 0 | 0 | 0 | 0 | 0
H | 0 | 0 | 0 | 0 | 0 | 0
LFG | 0 | 0 | 0 | 0 | 0 | 0
Nuc | 0 | 0 | 0 | 0 | 0 | 0
PS | 0 | 0 | 0 | 0 | 0 | 0
PV | 0 | 0 | 0 | 0 | 32 | 0
PeakG | 0 | 0 | 0 | 0 | 0 | 0
PeakO | 0 | 0 | 0 | 0 | 0 | 0
ST | 0 | 0 | 0 | 0 | 0 | 0
STOG | 1090.77 | 0 | 0 | 0 | 0 | 0
STWD | 0 | 0 | 0 | 0 | 0 | 0
WT | 0 | 0 | 0 | 0 | 0 | 0
IGCC | 0 | 0 | 0 | 0 | 0 | 0
DemandResponse | 0 | 0 | 0 | 0 | 0 | 0
IGCC-CCS | 0 | 0 | 0 | 0 | 0 | 0
WT_off | 0 | 0 | 0 | 0 | 0 | 0
PseudoUnit | 0 | 0 | 0 | 0 | 0 | 0
FixedInterchange | 0 | 0 | 0 | 0 | 0 | 0
Retirements of Capacity by Reporting Type: PJM_E
ReportingType | 2015 | 2020 | 2025 | 2030 | 2035 | 2040
BM | 0 | 0 | 0 | 0 | 0 | 0
CC | 0 | 0 | 0 | 0 | 0 | 0
CSP | 0 | 0 | 0 | 0 | 0 | 0
CT | 0 | 0 | 0 | 0 | 0 | 0
Coal | 2804 | 568 | 0 | 0 | 0 | 0
Geo | 0 | 0 | 0 | 0 | 0 | 0
H | 0 | 0 | 0 | 0 | 0 | 0
LFG | 0 | 0 | 0 | 0 | 0 | 0
Nuc | 0 | 614.5 | 0 | 0 | 2224 | 1174
PS | 0 | 0 | 0 | 0 | 0 | 0
PV | 0 | 0 | 0 | 0 | 25.45 | 0
PeakG | 268.5 | 0 | 0 | 0 | 0 | 0
PeakO | 2.7 | 0 | 0 | 0 | 0 | 0
ST | 0 | 0 | 0 | 0 | 0 | 0
STOG | 629.5 | 0 | 0 | 0 | 0 | 0
STWD | 0 | 0 | 0 | 0 | 0 | 0
WT | 0 | 0 | 0 | 0 | 1150 | 0
IGCC | 0 | 0 | 0 | 0 | 0 | 0
DemandResponse | 0 | 0 | 0 | 0 | 0 | 0
IGCC-CCS | 0 | 0 | 0 | 0 | 0 | 0
WT_off | 0 | 0 | 0 | 0 | 0 | 0
PseudoUnit | 0 | 0 | 0 | 0 | 0 | 0
FixedInterchange | 0 | 0 | 0 | 0 | 0 | 0
Retirements of Capacity by Reporting Type: PJM_ROM
ReportingType | 2015 | 2020 | 2025 | 2030 | 2035 | 2040
BM | 0 | 0 | 0 | 0 | 0 | 0
CC | 0 | 0 | 0 | 0 | 0 | 0
CSP | 0 | 0 | 0 | 0 | 0 | 0
CT | 0 | 0 | 0 | 0 | 0 | 0
Coal | 8045.49 | 0 | 0 | 0 | 0 | 0
Geo | 0 | 0 | 0 | 0 | 0 | 0
H | 0 | 0 | 0 | 0 | 0 | 0
LFG | 0 | 0 | 0 | 0 | 0 | 0
Nuc | 0 | 0 | 0 | 0 | 1732 | 899
PS | 0 | 0 | 0 | 0 | 0 | 0
PV | 0 | 0 | 0 | 0 | 0 | 0
PeakG | 0 | 0 | 0 | 0 | 0 | 0
PeakO | 270 | 0 | 0 | 0 | 0 | 0
ST | 0 | 0 | 0 | 0 | 0 | 0
STOG | 580 | 0 | 0 | 0 | 0 | 0
STWD | 0 | 0 | 0 | 0 | 0 | 0
WT | 0 | 0 | 0 | 112.8 | 367 | 0
IGCC | 0 | 0 | 0 | 0 | 0 | 0
DemandResponse | 0 | 0 | 0 | 0 | 0 | 0
IGCC-CCS | 0 | 0 | 0 | 0 | 0 | 0
WT_off | 0 | 0 | 0 | 0 | 0 | 0
PseudoUnit | 0 | 0 | 0 | 0 | 0 | 0
FixedInterchange | 0 | 0 | 0 | 0 | 0 | 0
Retirements of Capacity by Reporting Type: PJM_ROR
ReportingType | 2015 | 2020 | 2025 | 2030 | 2035 | 2040
BM | 0 | 0 | 0 | 0 | 0 | 192
CC | 0 | 0 | 0 | 0 | 0 | 0
CSP | 0 | 0 | 0 | 0 | 0 | 0
CT | 0 | 0 | 0 | 0 | 0 | 0
Coal | 13758.34 | 5299.41 | 0 | 0 | 0 | 0
Geo | 0 | 0 | 0 | 0 | 0 | 0
H | 0 | 0 | 0 | 0 | 0 | 0
LFG | 0 | 0 | 0 | 0 | 0 | 0
Nuc | 0 | 0 | 0 | 867 | 4275 | 4883.16
PS | 0 | 0 | 0 | 0 | 0 | 0
PV | 0 | 0 | 0 | 0 | 0 | 0
PeakG | 0 | 0 | 0 | 0 | 0 | 0
PeakO | 19 | 0 | 0 | 0 | 0 | 0
ST | 0 | 0 | 0 | 0 | 0 | 0
STOG | 34.99 | 0 | 0 | 0 | 0 | 0
STWD | 0 | 0 | 0 | 0 | 0 | 0
WT | 0 | 0 | 0 | 3339.3 | 1978.1 | 0
IGCC | 0 | 0 | 0 | 0 | 0 | 0
DemandResponse | 0 | 0 | 0 | 0 | 0 | 0
IGCC-CCS | 0 | 0 | 0 | 0 | 0 | 0
WT_off | 0 | 0 | 0 | 0 | 0 | 0
PseudoUnit | 0 | 0 | 0 | 0 | 0 | 0
FixedInterchange | 0 | 0 | 0 | 0 | 0 | 0
Retirements of Capacity by Reporting Type: SOCO
ReportingType | 2015 | 2020 | 2025 | 2030 | 2035 | 2040
BM | 0 | 0 | 0 | 0 | 0 | 0
CC | 0 | 0 | 0 | 0 | 0 | 0
CSP | 0 | 0 | 0 | 0 | 0 | 0
CT | 0 | 0 | 0 | 0 | 0 | 0
Coal | 8541.19 | 0 | 0 | 0 | 0 | 0
Geo | 0 | 0 | 0 | 0 | 0 | 0
H | 0 | 0 | 0 | 0 | 0 | 0
LFG | 0 | 0 | 0 | 0 | 0 | 0
Nuc | 0 | 0 | 0 | 0 | 0 | 2645.05
PS | 0 | 0 | 0 | 0 | 0 | 0
PV | 0 | 0 | 0 | 0 | 0 | 0
PeakG | 0 | 0 | 0 | 0 | 0 | 0
PeakO | 945.44 | 0 | 0 | 0 | 0 | 0
ST | 0 | 0 | 0 | 0 | 0 | 0
STOG | 854 | 0 | 0 | 0 | 0 | 0
STWD | 668 | 0 | 0 | 0 | 0 | 0
WT | 0 | 0 | 0 | 0 | 0 | 0
IGCC | 0 | 0 | 0 | 0 | 0 | 0
DemandResponse | 0 | 0 | 0 | 0 | 0 | 0
IGCC-CCS | 0 | 0 | 0 | 0 | 0 | 0
WT_off | 0 | 0 | 0 | 0 | 0 | 0
PseudoUnit | 0 | 0 | 0 | 0 | 0 | 0
FixedInterchange | 0 | 0 | 0 | 0 | 0 | 0
Retirements of Capacity by Reporting Type: SPP_N
ReportingType | 2015 | 2020 | 2025 | 2030 | 2035 | 2040
BM | 0 | 0 | 0 | 0 | 0 | 0
CC | 0 | 0 | 0 | 0 | 0 | 0
CSP | 0 | 0 | 0 | 0 | 0 | 0
CT | 0 | 0 | 0 | 0 | 0 | 0
Coal | 0 | 0 | 0 | 0 | 0 | 0
Geo | 0 | 0 | 0 | 0 | 0 | 0
H | 0 | 0 | 0 | 0 | 0 | 0
LFG | 0 | 0 | 0 | 0 | 0 | 0
Nuc | 0 | 0 | 0 | 0 | 0 | 0
PS | 0 | 0 | 0 | 0 | 0 | 0
PV | 0 | 0 | 0 | 0 | 0 | 0
PeakG | 0 | 0 | 0 | 0 | 0 | 0
PeakO | 0 | 0 | 0 | 0 | 0 | 0
ST | 0 | 0 | 0 | 0 | 0 | 0
STOG | 86.98 | 0 | 0 | 0 | 0 | 0
STWD | 0 | 0 | 0 | 0 | 0 | 0
WT | 0 | 0 | 0 | 0 | 0 | 0
IGCC | 0 | 0 | 0 | 0 | 0 | 0
DemandResponse | 0 | 0 | 0 | 0 | 0 | 0
IGCC-CCS | 0 | 0 | 0 | 0 | 0 | 0
WT_off | 0 | 0 | 0 | 0 | 0 | 0
PseudoUnit | 0 | 0 | 0 | 0 | 0 | 0
FixedInterchange | 0 | 0 | 0 | 0 | 0 | 0
Retirements of Capacity by Reporting Type: SPP_S
ReportingType | 2015 | 2020 | 2025 | 2030 | 2035 | 2040
BM | 0 | 0 | 0 | 0 | 0 | 0
CC | 0 | 0 | 0 | 0 | 0 | 0
CSP | 0 | 0 | 0 | 0 | 0 | 0
CT | 0 | 0 | 0 | 0 | 0 | 0
Coal | 542.01 | 0 | 0 | 0 | 0 | 0
Geo | 0 | 0 | 0 | 0 | 0 | 0
H | 0 | 0 | 0 | 0 | 0 | 0
LFG | 0 | 0 | 0 | 0 | 0 | 0
Nuc | 0 | 0 | 0 | 0 | 0 | 0
PS | 0 | 0 | 0 | 0 | 0 | 0
PV | 0 | 0 | 0 | 0 | 0 | 0
PeakG | 0 | 0 | 0 | 0 | 0 | 0
PeakO | 0 | 0 | 0 | 0 | 0 | 0
ST | 0 | 0 | 0 | 0 | 0 | 0
STOG | 4052.1 | 0 | 0 | 0 | 0 | 0
STWD | 0 | 0 | 0 | 0 | 0 | 0
WT | 0 | 0 | 0 | 0 | 0 | 0
IGCC | 0 | 0 | 0 | 0 | 0 | 0
DemandResponse | 0 | 0 | 0 | 0 | 0 | 0
IGCC-CCS | 0 | 0 | 0 | 0 | 0 | 0
WT_off | 0 | 0 | 0 | 0 | 0 | 0
PseudoUnit | 0 | 0 | 0 | 0 | 0 | 0
FixedInterchange | 0 | 0 | 0 | 0 | 0 | 0
Retirements of Capacity by Reporting Type: TVA
ReportingType | 2015 | 2020 | 2025 | 2030 | 2035 | 2040
BM | 0 | 0 | 0 | 0 | 0 | 0
CC | 0 | 0 | 0 | 0 | 0 | 0
CSP | 0 | 0 | 0 | 0 | 0 | 0
CT | 0 | 0 | 0 | 0 | 0 | 0
Coal | 3802.78 | 740.99 | 0 | 0 | 0 | 0
Geo | 0 | 0 | 0 | 0 | 0 | 0
H | 0 | 0 | 0 | 0 | 0 | 0
LFG | 0 | 0 | 0 | 0 | 0 | 0
Nuc | 0 | 0 | 0 | 0 | 2512.33 | 1278.67
PS | 0 | 0 | 0 | 0 | 0 | 0
PV | 0 | 0 | 0 | 0 | 0 | 0
PeakG | 0 | 0 | 0 | 0 | 0 | 0
PeakO | 0 | 0 | 0 | 0 | 0 | 0
ST | 0 | 0 | 0 | 0 | 0 | 0
STOG | 0 | 0 | 0 | 0 | 0 | 0
STWD | 0 | 0 | 0 | 0 | 0 | 0
WT | 0 | 0 | 0 | 0 | 0 | 0
IGCC | 0 | 0 | 0 | 0 | 0 | 0
DemandResponse | 0 | 0 | 0 | 0 | 0 | 0
IGCC-CCS | 0 | 0 | 0 | 0 | 0 | 0
WT_off | 0 | 0 | 0 | 0 | 0 | 0
PseudoUnit | 0 | 0 | 0 | 0 | 0 | 0
FixedInterchange | 0 | 0 | 0 | 0 | 0 | 0
Retirements of Capacity by Reporting Type: TVA_Transmission
ReportingType | 2015 | 2020 | 2025 | 2030 | 2035 | 2040
BM | 0 | 0 | 0 | 0 | 0 | 0
CC | 0 | 0 | 0 | 0 | 0 | 0
CSP | 0 | 0 | 0 | 0 | 0 | 0
CT | 0 | 0 | 0 | 0 | 0 | 0
Coal | 0 | 0 | 0 | 0 | 0 | 0
Geo | 0 | 0 | 0 | 0 | 0 | 0
H | 0 | 0 | 0 | 0 | 0 | 0
LFG | 0 | 0 | 0 | 0 | 0 | 0
Nuc | 0 | 0 | 0 | 0 | 0 | 0
PS | 0 | 0 | 0 | 0 | 0 | 0
PV | 0 | 0 | 0 | 0 | 0 | 0
PeakG | 0 | 0 | 0 | 0 | 0 | 0
PeakO | 0 | 0 | 0 | 0 | 0 | 0
ST | 0 | 0 | 0 | 0 | 0 | 0
STOG | 0 | 0 | 0 | 0 | 0 | 0
STWD | 0 | 0 | 0 | 0 | 0 | 0
WT | 0 | 0 | 0 | 0 | 0 | 0
IGCC | 0 | 0 | 0 | 0 | 0 | 0
DemandResponse | 0 | 0 | 0 | 0 | 0 | 0
IGCC-CCS | 0 | 0 | 0 | 0 | 0 | 0
WT_off | 0 | 0 | 0 | 0 | 0 | 0
PseudoUnit | 0 | 0 | 0 | 0 | 0 | 0
FixedInterchange | 0 | 0 | 0 | 0 | 0 | 0
Retirements of Capacity by Reporting Type: VACAR
ReportingType | 2015 | 2020 | 2025 | 2030 | 2035 | 2040
BM | 0 | 0 | 0 | 0 | 0 | 0
CC | 0 | 0 | 0 | 0 | 0 | 0
CSP | 0 | 0 | 0 | 0 | 0 | 0
CT | 0 | 0 | 0 | 0 | 0 | 0
Coal | 3824.98 | 2177.99 | 0 | 0 | 0 | 0
Geo | 0 | 0 | 0 | 0 | 0 | 0
H | 0 | 0 | 0 | 0 | 0 | 0
LFG | 0 | 0 | 0 | 0 | 0 | 0
Nuc | 0 | 0 | 0 | 0 | 3248 | 1858
PS | 0 | 0 | 0 | 0 | 0 | 0
PV | 0 | 0 | 0 | 0 | 0 | 0
PeakG | 0 | 0 | 0 | 0 | 0 | 0
PeakO | 0 | 0 | 0 | 0 | 0 | 0
ST | 0 | 0 | 0 | 0 | 0 | 0
STOG | 0 | 0 | 0 | 0 | 0 | 0
STWD | 0 | 0 | 0 | 0 | 0 | 0
WT | 0 | 0 | 0 | 0 | 0 | 0
IGCC | 0 | 0 | 0 | 0 | 0 | 0
DemandResponse | 0 | 0 | 0 | 0 | 0 | 0
IGCC-CCS | 0 | 0 | 0 | 0 | 0 | 0
WT_off | 0 | 0 | 0 | 0 | 0 | 0
PseudoUnit | 0 | 0 | 0 | 0 | 0 | 0
FixedInterchange | 0 | 0 | 0 | 0 | 0 | 0
Retirements of Capacity by Reporting Type: IESO
ReportingType | 2015 | 2020 | 2025 | 2030 | 2035 | 2040
BM | 0 | 0 | 0 | 0 | 0 | 0
CC | 3106.62 | 0 | 0 | 0 | 0 | 0
CSP | 0 | 0 | 0 | 0 | 0 | 0
CT | 0 | 0 | 0 | 0 | 0 | 0
Coal | 6416 | 0 | 0 | 0 | 0 | 0
Geo | 0 | 0 | 0 | 0 | 0 | 0
H | 0 | 0 | 0 | 0 | 0 | 0
LFG | 0 | 0 | 0 | 0 | 0 | 0
Nuc | 0 | 0 | 0 | 0 | 1030 | 1540
PS | 0 | 0 | 0 | 0 | 0 | 0
PV | 0 | 0 | 0 | 0 | 1067.26 | 0
PeakG | 0 | 0 | 0 | 0 | 0 | 0
PeakO | 145.65 | 0 | 0 | 0 | 0 | 0
ST | 0 | 0 | 0 | 0 | 0 | 0
STOG | 2126 | 0 | 0 | 0 | 0 | 0
STWD | 139 | 0 | 0 | 0 | 0 | 0
WT | 0 | 0 | 0 | 0 | 2105.9 | 0
IGCC | 0 | 0 | 0 | 0 | 0 | 0
DemandResponse | 0 | 0 | 0 | 0 | 0 | 0
IGCC-CCS | 0 | 0 | 0 | 0 | 0 | 0
WT_off | 0 | 0 | 0 | 0 | 0 | 0
PseudoUnit | 0 | 0 | 0 | 0 | 0 | 0
FixedInterchange | 0 | 0 | 0 | 0 | 0 | 0
Retirements of Capacity by Reporting Type: MAPP_CA
ReportingType | 2015 | 2020 | 2025 | 2030 | 2035 | 2040
BM | 0 | 0 | 0 | 0 | 0 | 0
CC | 0 | 0 | 0 | 0 | 0 | 0
CSP | 0 | 0 | 0 | 0 | 0 | 0
CT | 0 | 0 | 0 | 0 | 0 | 0
Coal | 1009.4 | 0 | 0 | 0 | 0 | 0
Geo | 0 | 0 | 0 | 0 | 0 | 0
H | 0 | 0 | 0 | 0 | 0 | 0
LFG | 0 | 0 | 0 | 0 | 0 | 0
Nuc | 0 | 0 | 0 | 0 | 0 | 0
PS | 0 | 0 | 0 | 0 | 0 | 0
PV | 0 | 0 | 0 | 0 | 0 | 0
PeakG | 0 | 0 | 0 | 0 | 0 | 0
PeakO | 0 | 0 | 0 | 0 | 0 | 0
ST | 0 | 0 | 0 | 0 | 0 | 0
STOG | 0 | 0 | 0 | 0 | 0 | 0
STWD | 0 | 0 | 0 | 0 | 0 | 0
WT | 0 | 0 | 0 | 0 | 0 | 0
IGCC | 0 | 0 | 0 | 0 | 0 | 0
DemandResponse | 0 | 0 | 0 | 0 | 0 | 0
IGCC-CCS | 0 | 0 | 0 | 0 | 0 | 0
WT_off | 0 | 0 | 0 | 0 | 0 | 0
PseudoUnit | 0 | 0 | 0 | 0 | 0 | 0
FixedInterchange | 0 | 0 | 0 | 0 | 0 | 0
Retirements of Capacity by Reporting Type: AZ_NM_SNV_Coal
ReportingType | 2015 | 2020 | 2025 | 2030 | 2035 | 2040
BM | 0 | 0 | 0 | 0 | 0 | 0
CC | 0 | 0 | 0 | 0 | 0 | 0
CSP | 0 | 0 | 0 | 0 | 0 | 0
CT | 0 | 0 | 0 | 0 | 0 | 0
Coal | 0 | 0 | 0 | 0 | 0 | 0
Geo | 0 | 0 | 0 | 0 | 0 | 0
H | 0 | 0 | 0 | 0 | 0 | 0
LFG | 0 | 0 | 0 | 0 | 0 | 0
Nuc | 0 | 0 | 0 | 0 | 0 | 0
PS | 0 | 0 | 0 | 0 | 0 | 0
PV | 0 | 0 | 0 | 0 | 0 | 0
PeakG | 0 | 0 | 0 | 0 | 0 | 0
PeakO | 0 | 0 | 0 | 200 | 0 | 0
ST | 0 | 0 | 0 | 0 | 0 | 0
STOG | 0 | 0 | 0 | 0 | 0 | 0
STWD | 0 | 0 | 0 | 0 | 0 | 0
WT | 0 | 0 | 0 | 0 | 0 | 0
IGCC | 0 | 0 | 0 | 0 | 0 | 0
DemandResponse | 0 | 0 | 0 | 0 | 0 | 0
IGCC-CCS | 0 | 0 | 0 | 0 | 0 | 0
WT_off | 0 | 0 | 0 | 0 | 0 | 0
PseudoUnit | 0 | 0 | 0 | 0 | 0 | 0
FixedInterchange | 0 | 0 | 0 | 0 | 0 | 0
Retirements of Capacity by Reporting Type: AZ_NM_SNV_Gas
ReportingType | 2015 | 2020 | 2025 | 2030 | 2035 | 2040
BM | 0 | 0 | 0 | 0 | 0 | 0
CC | 943.06 | 0 | 0 | 0 | 0 | 130.33
CSP | 0 | 0 | 0 | 0 | 0 | 0
CT | 0 | 0 | 0 | 0 | 736 | 0
Coal | 0 | 0 | 0 | 0 | 0 | 0
Geo | 0 | 0 | 0 | 0 | 0 | 0
H | 0 | 0 | 0 | 0 | 0 | 0
LFG | 0 | 0 | 0 | 0 | 0 | 0
Nuc | 0 | 0 | 0 | 0 | 0 | 0
PS | 0 | 0 | 0 | 0 | 0 | 0
PV | 0 | 0 | 0 | 0 | 0 | 0
PeakG | 0 | 0 | 0 | 0 | 0 | 3660
PeakO | 0 | 0 | 0 | 0 | 0 | 0
ST | 0 | 0 | 0 | 0 | 0 | 0
STOG | 2064 | 0 | 0 | 0 | 0 | 0
STWD | 0 | 0 | 0 | 0 | 0 | 0
WT | 0 | 0 | 0 | 0 | 0 | 0
IGCC | 0 | 0 | 0 | 0 | 0 | 0
DemandResponse | 0 | 0 | 0 | 0 | 0 | 0
IGCC-CCS | 0 | 0 | 0 | 0 | 0 | 0
WT_off | 0 | 0 | 0 | 0 | 0 | 0
PseudoUnit | 0 | 0 | 0 | 0 | 0 | 0
FixedInterchange | 0 | 0 | 0 | 0 | 0 | 0
Retirements of Capacity by Reporting Type: AZ_NM_SNV_NucRenew
ReportingType | 2015 | 2020 | 2025 | 2030 | 2035 | 2040
BM | 0 | 0 | 0 | 0 | 0 | 0
CC | 0 | 0 | 0 | 0 | 0 | 0
CSP | 65 | 0 | 0 | 0 | 0 | 0
CT | 0 | 0 | 0 | 0 | 0 | 0
Coal | 0 | 0 | 0 | 0 | 0 | 0
Geo | 0 | 0 | 0 | 0 | 0 | 0
H | 0 | 0 | 0 | 0 | 0 | 0
LFG | 0 | 0 | 0 | 0 | 0 | 0
Nuc | 0 | 0 | 0 | 0 | 0 | 0
PS | 0 | 0 | 0 | 0 | 0 | 0
PV | 0 | 0 | 0 | 0 | 0 | 0
PeakG | 0 | 0 | 0 | 0 | 0 | 0
PeakO | 0 | 0 | 0 | 0 | 0 | 0
ST | 0 | 0 | 0 | 0 | 0 | 0
STOG | 0 | 0 | 0 | 0 | 0 | 0
STWD | 0 | 0 | 0 | 0 | 0 | 0
WT | 0 | 0 | 0 | 0 | 0 | 0
IGCC | 0 | 0 | 0 | 0 | 0 | 0
DemandResponse | 0 | 0 | 0 | 0 | 0 | 0
IGCC-CCS | 0 | 0 | 0 | 0 | 0 | 0
WT_off | 0 | 0 | 0 | 0 | 0 | 0
PseudoUnit | 0 | 0 | 0 | 0 | 0 | 0
FixedInterchange | 0 | 0 | 0 | 0 | 0 | 0
Retirements of Capacity by Reporting Type: ERCOT
ReportingType | 2015 | 2020 | 2025 | 2030 | 2035 | 2040
BM | 0 | 0 | 0 | 0 | 0 | 0
CC | 0 | 0 | 0 | 0 | 0 | 0
CSP | 0 | 0 | 0 | 0 | 0 | 0
CT | 0 | 0 | 0 | 0 | 0 | 0
Coal | 1144 | 0 | 0 | 0 | 0 | 0
Geo | 0 | 0 | 0 | 0 | 0 | 0
H | 0 | 0 | 0 | 0 | 0 | 0
LFG | 0 | 0 | 0 | 0 | 0 | 0
Nuc | 0 | 0 | 0 | 0 | 0 | 0
PS | 0 | 0 | 0 | 0 | 0 | 0
PV | 0 | 0 | 0 | 0 | 14 | 0
PeakG | 0 | 0 | 0 | 0 | 0 | 0
PeakO | 0 | 0 | 0 | 0 | 0 | 0
ST | 0 | 0 | 0 | 0 | 0 | 0
STOG | 3524.3 | 0 | 476.52 | 0 | 0 | 0
STWD | 0 | 0 | 0 | 0 | 0 | 0
WT | 0 | 0 | 0 | 0 | 0 | 0
IGCC | 0 | 0 | 0 | 0 | 0 | 0
DemandResponse | 0 | 0 | 0 | 0 | 0 | 0
IGCC-CCS | 0 | 0 | 0 | 0 | 0 | 0
WT_off | 0 | 0 | 0 | 0 | 0 | 0
PseudoUnit | 0 | 0 | 0 | 0 | 0 | 0
FixedInterchange | 0 | 0 | 0 | 0 | 0 | 0
Retirements of Capacity by Reporting Type: NP15
ReportingType | 2015 | 2020 | 2025 | 2030 | 2035 | 2040
BM | 0 | 0 | 0 | 0 | 0 | 0
CC | 0 | 0 | 0 | 0 | 0 | 0
CSP | 0 | 0 | 0 | 0 | 0 | 0
CT | 0 | 0 | 0 | 0 | 0 | 0
Coal | 163.7 | 28.2 | 0 | 0 | 0 | 0
Geo | 0 | 0 | 0 | 0 | 0 | 0
H | 0 | 0 | 0 | 0 | 0 | 0
LFG | 0 | 0 | 0 | 0 | 0 | 0
Nuc | 0 | 0 | 0 | 0 | 0 | 0
PS | 0 | 0 | 0 | 0 | 0 | 0
PV | 0 | 0 | 0 | 0 | 6.5 | 0
PeakG | 0 | 0 | 0 | 0 | 0 | 0
PeakO | 156 | 0 | 0 | 0 | 0 | 0
ST | 0 | 0 | 0 | 0 | 0 | 0
STOG | 1046.4 | 0 | 0 | 0 | 0 | 0
STWD | 0 | 0 | 0 | 0 | 0 | 0
WT | 0 | 0 | 0 | 0 | 0 | 0
IGCC | 0 | 0 | 0 | 0 | 0 | 0
DemandResponse | 0 | 0 | 0 | 0 | 0 | 0
IGCC-CCS | 0 | 0 | 0 | 0 | 0 | 0
WT_off | 0 | 0 | 0 | 0 | 0 | 0
PseudoUnit | 0 | 0 | 0 | 0 | 0 | 0
FixedInterchange | 0 | 0 | 0 | 0 | 0 | 0
Retirements of Capacity by Reporting Type: NWPP_Coal
ReportingType | 2015 | 2020 | 2025 | 2030 | 2035 | 2040
BM | 0 | 0 | 0 | 0 | 0 | 0
CC | 0 | 0 | 0 | 0 | 0 | 0
CSP | 0 | 0 | 0 | 0 | 0 | 0
CT | 0 | 0 | 0 | 0 | 0 | 0
Coal | 1373.88 | 0 | 0 | 0 | 0 | 0
Geo | 0 | 0 | 0 | 0 | 0 | 0
H | 0 | 0 | 0 | 0 | 0 | 0
LFG | 0 | 0 | 0 | 0 | 0 | 0
Nuc | 0 | 0 | 0 | 0 | 0 | 0
PS | 0 | 0 | 0 | 0 | 0 | 0
PV | 0 | 0 | 0 | 0 | 0 | 0
PeakG | 0 | 0 | 0 | 0 | 0 | 0
PeakO | 183 | 0 | 0 | 0 | 0 | 0
ST | 0 | 0 | 0 | 0 | 0 | 0
STOG | 0 | 0 | 0 | 0 | 0 | 0
STWD | 0 | 0 | 0 | 0 | 0 | 0
WT | 0 | 0 | 0 | 0 | 0 | 0
IGCC | 0 | 0 | 0 | 0 | 0 | 0
DemandResponse | 0 | 0 | 0 | 0 | 0 | 0
IGCC-CCS | 0 | 0 | 0 | 0 | 0 | 0
WT_off | 0 | 0 | 0 | 0 | 0 | 0
PseudoUnit | 0 | 0 | 0 | 0 | 0 | 0
FixedInterchange | 0 | 0 | 0 | 0 | 0 | 0
Retirements of Capacity by Reporting Type: NWPP_Gas
ReportingType | 2015 | 2020 | 2025 | 2030 | 2035 | 2040
BM | 0 | 0 | 0 | 0 | 0 | 0
CC | 1678 | 0 | 0 | 0 | 0 | 0
CSP | 0 | 0 | 0 | 0 | 0 | 0
CT | 0 | 0 | 0 | 0 | 150 | 0
Coal | 0 | 0 | 0 | 0 | 0 | 0
Geo | 0 | 0 | 0 | 0 | 0 | 0
H | 0 | 0 | 0 | 0 | 0 | 0
LFG | 0 | 0 | 0 | 0 | 0 | 0
Nuc | 0 | 0 | 0 | 0 | 0 | 0
PS | 0 | 0 | 0 | 0 | 0 | 0
PV | 0 | 0 | 0 | 0 | 0 | 0
PeakG | 2623 | 0 | 0 | 0 | 0 | 0
PeakO | 0 | 0 | 0 | 0 | 0 | 0
ST | 0 | 0 | 0 | 0 | 0 | 0
STOG | 786 | 0 | 0 | 0 | 0 | 0
STWD | 0 | 0 | 0 | 0 | 0 | 0
WT | 0 | 0 | 0 | 0 | 0 | 0
IGCC | 0 | 0 | 0 | 0 | 0 | 0
DemandResponse | 0 | 0 | 0 | 0 | 0 | 0
IGCC-CCS | 0 | 0 | 0 | 0 | 0 | 0
WT_off | 0 | 0 | 0 | 0 | 0 | 0
PseudoUnit | 0 | 0 | 0 | 0 | 0 | 0
FixedInterchange | 0 | 0 | 0 | 0 | 0 | 0
Retirements of Capacity by Reporting Type: NWPP_NucRenew
ReportingType | 2015 | 2020 | 2025 | 2030 | 2035 | 2040
BM | 0 | 0 | 0 | 0 | 0 | 0
CC | 0 | 0 | 0 | 0 | 0 | 0
CSP | 0 | 0 | 0 | 0 | 0 | 0
CT | 0 | 0 | 0 | 0 | 0 | 0
Coal | 0 | 0 | 0 | 0 | 0 | 0
Geo | 4.8 | 0 | 0 | 0 | 0 | 0
H | 0 | 0 | 0 | 0 | 0 | 0
LFG | 0 | 0 | 0 | 0 | 0 | 0
Nuc | 0 | 0 | 0 | 0 | 0 | 0
PS | 0 | 0 | 0 | 0 | 0 | 0
PV | 0 | 0 | 0 | 0 | 0 | 0
PeakG | 0 | 0 | 0 | 0 | 0 | 0
PeakO | 0 | 0 | 0 | 0 | 0 | 0
ST | 0 | 0 | 0 | 0 | 0 | 0
STOG | 0 | 0 | 0 | 0 | 0 | 0
STWD | 188.92 | 0 | 0 | 0 | 0 | 0
WT | 0 | 0 | 0 | 0 | 0 | 0
IGCC | 0 | 0 | 0 | 0 | 0 | 0
DemandResponse | 0 | 0 | 0 | 0 | 0 | 0
IGCC-CCS | 0 | 0 | 0 | 0 | 0 | 0
WT_off | 0 | 0 | 0 | 0 | 0 | 0
PseudoUnit | 0 | 0 | 0 | 0 | 0 | 0
FixedInterchange | 0 | 0 | 0 | 0 | 0 | 0
Retirements of Capacity by Reporting Type: RMPA
ReportingType | 2015 | 2020 | 2025 | 2030 | 2035 | 2040
BM | 0 | 0 | 0 | 0 | 0 | 0
CC | 0 | 0 | 0 | 0 | 0 | 0
CSP | 1 | 0 | 0 | 0 | 0 | 0
CT | 0 | 0 | 0 | 0 | 152 | 0
Coal | 482.04 | 170.5 | 352 | 0 | 0 | 244.96
Geo | 0 | 0 | 0 | 0 | 0 | 0
H | 0 | 0 | 0 | 0 | 0 | 0
LFG | 0 | 0 | 0 | 0 | 0 | 0
Nuc | 0 | 0 | 0 | 0 | 0 | 0
PS | 0 | 0 | 0 | 0 | 0 | 0
PV | 0 | 0 | 0 | 0 | 0 | 0
PeakG | 0 | 0 | 0 | 0 | 0 | 0
PeakO | 155.42 | 0 | 31.56 | 0 | 0 | 0
ST | 0 | 0 | 0 | 0 | 0 | 0
STOG | 217 | 0 | 0 | 0 | 0 | 0
STWD | 0 | 0 | 0 | 0 | 0 | 0
WT | 0 | 0 | 0 | 0 | 0 | 0
IGCC | 0 | 0 | 0 | 0 | 0 | 0
DemandResponse | 0 | 0 | 0 | 0 | 0 | 0
IGCC-CCS | 0 | 0 | 0 | 0 | 0 | 0
WT_off | 0 | 0 | 0 | 0 | 0 | 0
PseudoUnit | 0 | 0 | 0 | 0 | 0 | 0
FixedInterchange | 0 | 0 | 0 | 0 | 0 | 0
Retirements of Capacity by Reporting Type: SP15
ReportingType | 2015 | 2020 | 2025 | 2030 | 2035 | 2040
BM | 0 | 0 | 0 | 0 | 0 | 0
CC | 0 | 0 | 0 | 0 | 0 | 0
CSP | 409 | 0 | 0 | 0 | 0 | 0
CT | 0 | 0 | 0 | 0 | 0 | 0
Coal | 141.5 | 0 | 0 | 0 | 101.2 | 0
Geo | 0 | 0 | 0 | 0 | 0 | 0
H | 0 | 0 | 0 | 0 | 0 | 0
LFG | 0 | 0 | 0 | 0 | 0 | 0
Nuc | 0 | 0 | 0 | 0 | 0 | 0
PS | 0 | 0 | 0 | 0 | 0 | 0
PV | 0 | 0 | 0 | 0 | 3.8 | 0
PeakG | 44 | 0 | 0 | 0 | 0 | 0
PeakO | 15 | 0 | 0 | 0 | 0 | 0
ST | 0 | 0 | 0 | 0 | 0 | 0
STOG | 958 | 0 | 0 | 0 | 0 | 0
STWD | 0 | 0 | 0 | 0 | 0 | 0
WT | 126.2 | 0 | 0 | 0 | 0 | 0
IGCC | 0 | 0 | 0 | 0 | 0 | 0
DemandResponse | 0 | 0 | 0 | 0 | 0 | 0
IGCC-CCS | 0 | 0 | 0 | 0 | 0 | 0
WT_off | 0 | 0 | 0 | 0 | 0 | 0
PseudoUnit | 0 | 0 | 0 | 0 | 0 | 0
FixedInterchange | 0 | 0 | 0 | 0 | 0 | 0
Retirements of Capacity by Reporting Type: ALB
ReportingType | 2015 | 2020 | 2025 | 2030 | 2035 | 2040
BM | 0 | 0 | 0 | 0 | 0 | 0
CC | 0 | 0 | 0 | 0 | 0 | 28.18
CSP | 0 | 0 | 0 | 0 | 0 | 0
CT | 0 | 0 | 0 | 0 | 201.5 | 0
Coal | 0 | 0 | 0 | 0 | 0 | 0
Geo | 0 | 0 | 0 | 0 | 0 | 0
H | 0 | 0 | 0 | 0 | 0 | 0
LFG | 0 | 0 | 0 | 0 | 0 | 0
Nuc | 0 | 0 | 0 | 0 | 0 | 0
PS | 0 | 0 | 0 | 0 | 0 | 0
PV | 0 | 0 | 0 | 0 | 0 | 0
PeakG | 892.12 | 91.61 | 0 | 0 | 0 | 0
PeakO | 6 | 0 | 0 | 0 | 0 | 0
ST | 0 | 0 | 0 | 0 | 0 | 0
STOG | 186 | 0 | 0 | 0 | 0 | 0
STWD | 174 | 0 | 0 | 0 | 0 | 0
WT | 0 | 0 | 0 | 0 | 0 | 0
IGCC | 0 | 0 | 0 | 0 | 0 | 0
DemandResponse | 0 | 0 | 0 | 0 | 0 | 0
IGCC-CCS | 0 | 0 | 0 | 0 | 0 | 0
WT_off | 0 | 0 | 0 | 0 | 0 | 0
PseudoUnit | 0 | 0 | 0 | 0 | 0 | 0
FixedInterchange | 0 | 0 | 0 | 0 | 0 | 0
Retirements of Capacity by Reporting Type: BC
ReportingType | 2015 | 2020 | 2025 | 2030 | 2035 | 2040
BM | 0 | 0 | 0 | 0 | 0 | 0
CC | 0 | 0 | 0 | 0 | 0 | 0
CSP | 0 | 0 | 0 | 0 | 0 | 0
CT | 0 | 0 | 0 | 0 | 0 | 0
Coal | 0 | 0 | 0 | 0 | 0 | 0
Geo | 0 | 0 | 0 | 0 | 0 | 0
H | 0 | 0 | 0 | 0 | 0 | 0
LFG | 0 | 0 | 0 | 0 | 0 | 0
Nuc | 0 | 0 | 0 | 0 | 0 | 0
PS | 0 | 0 | 0 | 0 | 0 | 0
PV | 0 | 0 | 0 | 0 | 0 | 0
PeakG | 0 | 0 | 0 | 0 | 0 | 0
PeakO | 0 | 0 | 0 | 0 | 0 | 0
ST | 0 | 0 | 0 | 0 | 0 | 0
STOG | 938 | 0 | 0 | 0 | 0 | 0
STWD | 0 | 0 | 0 | 0 | 0 | 0
WT | 0 | 0 | 0 | 0 | 0 | 0
IGCC | 0 | 0 | 0 | 0 | 0 | 0
DemandResponse | 0 | 0 | 0 | 0 | 0 | 0
IGCC-CCS | 0 | 0 | 0 | 0 | 0 | 0
WT_off | 0 | 0 | 0 | 0 | 0 | 0
PseudoUnit | 0 | 0 | 0 | 0 | 0 | 0
FixedInterchange | 0 | 0 | 0 | 0 | 0 | 0
Retirements of Capacity by Reporting Type: HQ_IESO
ReportingType | 2015 | 2020 | 2025 | 2030 | 2035 | 2040
BM | 0 | 0 | 0 | 0 | 0 | 0
CC | 0 | 0 | 0 | 0 | 0 | 0
CSP | 0 | 0 | 0 | 0 | 0 | 0
CT | 0 | 0 | 0 | 0 | 0 | 0
Coal | 0 | 0 | 0 | 0 | 0 | 0
Geo | 0 | 0 | 0 | 0 | 0 | 0
H | 0 | 0 | 0 | 0 | 0 | 0
LFG | 0 | 0 | 0 | 0 | 0 | 0
Nuc | 0 | 0 | 0 | 0 | 0 | 0
PS | 0 | 0 | 0 | 0 | 0 | 0
PV | 0 | 0 | 0 | 0 | 0 | 0
PeakG | 0 | 0 | 0 | 0 | 0 | 0
PeakO | 0 | 0 | 0 | 0 | 0 | 0
ST | 0 | 0 | 0 | 0 | 0 | 0
STOG | 0 | 0 | 0 | 0 | 0 | 0
STWD | 0 | 0 | 0 | 0 | 0 | 0
WT | 0 | 0 | 0 | 0 | 0 | 0
IGCC | 0 | 0 | 0 | 0 | 0 | 0
DemandResponse | 0 | 0 | 0 | 0 | 0 | 0
IGCC-CCS | 0 | 0 | 0 | 0 | 0 | 0
WT_off | 0 | 0 | 0 | 0 | 0 | 0
PseudoUnit | 0 | 0 | 0 | 0 | 0 | 0
FixedInterchange | 0 | 0 | 0 | 0 | 0 | 0
Retirements of Capacity by Reporting Type: HQ_NEISO
ReportingType | 2015 | 2020 | 2025 | 2030 | 2035 | 2040
BM | 0 | 0 | 0 | 0 | 0 | 0
CC | 0 | 0 | 0 | 0 | 0 | 0
CSP | 0 | 0 | 0 | 0 | 0 | 0
CT | 0 | 0 | 0 | 0 | 0 | 0
Coal | 0 | 0 | 0 | 0 | 0 | 0
Geo | 0 | 0 | 0 | 0 | 0 | 0
H | 0 | 0 | 0 | 0 | 0 | 0
LFG | 0 | 0 | 0 | 0 | 0 | 0
Nuc | 0 | 0 | 0 | 0 | 0 | 0
PS | 0 | 0 | 0 | 0 | 0 | 0
PV | 0 | 0 | 0 | 0 | 0 | 0
PeakG | 0 | 0 | 0 | 0 | 0 | 0
PeakO | 0 | 0 | 0 | 0 | 0 | 0
ST | 0 | 0 | 0 | 0 | 0 | 0
STOG | 0 | 0 | 0 | 0 | 0 | 0
STWD | 0 | 0 | 0 | 0 | 0 | 0
WT | 0 | 0 | 0 | 0 | 0 | 0
IGCC | 0 | 0 | 0 | 0 | 0 | 0
DemandResponse | 0 | 0 | 0 | 0 | 0 | 0
IGCC-CCS | 0 | 0 | 0 | 0 | 0 | 0
WT_off | 0 | 0 | 0 | 0 | 0 | 0
PseudoUnit | 0 | 0 | 0 | 0 | 0 | 0
FixedInterchange | 0 | 0 | 0 | 0 | 0 | 0
Retirements of Capacity by Reporting Type: HQ_NY
ReportingType | 2015 | 2020 | 2025 | 2030 | 2035 | 2040
BM | 0 | 0 | 0 | 0 | 0 | 0
CC | 0 | 0 | 0 | 0 | 0 | 0
CSP | 0 | 0 | 0 | 0 | 0 | 0
CT | 0 | 0 | 0 | 0 | 0 | 0
Coal | 0 | 0 | 0 | 0 | 0 | 0
Geo | 0 | 0 | 0 | 0 | 0 | 0
H | 0 | 0 | 0 | 0 | 0 | 0
LFG | 0 | 0 | 0 | 0 | 0 | 0
Nuc | 0 | 0 | 0 | 0 | 0 | 0
PS | 0 | 0 | 0 | 0 | 0 | 0
PV | 0 | 0 | 0 | 0 | 0 | 0
PeakG | 0 | 0 | 0 | 0 | 0 | 0
PeakO | 0 | 0 | 0 | 0 | 0 | 0
ST | 0 | 0 | 0 | 0 | 0 | 0
STOG | 0 | 0 | 0 | 0 | 0 | 0
STWD | 0 | 0 | 0 | 0 | 0 | 0
WT | 0 | 0 | 0 | 0 | 0 | 0
IGCC | 0 | 0 | 0 | 0 | 0 | 0
DemandResponse | 0 | 0 | 0 | 0 | 0 | 0
IGCC-CCS | 0 | 0 | 0 | 0 | 0 | 0
WT_off | 0 | 0 | 0 | 0 | 0 | 0
PseudoUnit | 0 | 0 | 0 | 0 | 0 | 0
FixedInterchange | 0 | 0 | 0 | 0 | 0 | 0
Retirements of Capacity by Reporting Type: MARITIMES
ReportingType | 2015 | 2020 | 2025 | 2030 | 2035 | 2040
BM | 0 | 0 | 0 | 0 | 0 | 0
CC | 0 | 0 | 0 | 0 | 0 | 0
CSP | 0 | 0 | 0 | 0 | 0 | 0
CT | 0 | 0 | 0 | 0 | 0 | 0
Coal | 0 | 0 | 0 | 0 | 0 | 0
Geo | 0 | 0 | 0 | 0 | 0 | 0
H | 0 | 0 | 0 | 0 | 0 | 0
LFG | 0 | 0 | 0 | 0 | 0 | 0
Nuc | 0 | 0 | 0 | 0 | 0 | 0
PS | 0 | 0 | 0 | 0 | 0 | 0
PV | 0 | 0 | 0 | 0 | 0 | 0
PeakG | 0 | 0 | 0 | 0 | 0 | 0
PeakO | 0 | 0 | 0 | 0 | 0 | 0
ST | 0 | 0 | 0 | 0 | 0 | 0
STOG | 0 | 0 | 0 | 0 | 0 | 0
STWD | 0 | 0 | 0 | 0 | 0 | 0
WT | 0 | 0 | 0 | 0 | 0 | 0
IGCC | 0 | 0 | 0 | 0 | 0 | 0
DemandResponse | 0 | 0 | 0 | 0 | 0 | 0
IGCC-CCS | 0 | 0 | 0 | 0 | 0 | 0
WT_off | 0 | 0 | 0 | 0 | 0 | 0
PseudoUnit | 0 | 0 | 0 | 0 | 0 | 0
FixedInterchange | 0 | 0 | 0 | 0 | 0 | 0
Retirements of Capacity by Reporting Type: All
ReportingType | 2015 | 2020 | 2025 | 2030 | 2035 | 2040
BM | 0 | 0 | 0 | 0 | 0 | 192
CC | 7230.1 | 0 | 0 | 0 | 0 | 158.52
CSP | 475 | 0 | 0 | 0 | 0 | 0
CT | 0 | 0 | 0 | 0 | 1239.5 | 0
Coal | 69143.41 | 14090.17 | 352 | 0 | 101.2 | 244.96
Geo | 4.8 | 0 | 0 | 0 | 0 | 0
H | 0 | 0 | 0 | 0 | 0 | 0
LFG | 0 | 0 | 0 | 0 | 0 | 0
Nuc | 0 | 614.5 | 0 | 1488.2 | 26575.7 | 19706
PS | 0 | 0 | 0 | 0 | 0 | 0
PV | 0 | 0 | 0 | 0 | 1149.01 | 0
PeakG | 3827.62 | 91.61 | 0 | 0 | 0 | 3660
PeakO | 2492.25 | 0 | 31.56 | 200 | 0 | 0
ST | 0 | 0 | 0 | 0 | 0 | 0
STOG | 47546.27 | 572.52 | 885.13 | 0 | 0 | 0
STWD | 1779.91 | 0 | 0 | 0 | 0 | 0
WT | 126.2 | 0 | 0 | 3482.1 | 9429.29 | 517.79
IGCC | 0 | 0 | 0 | 0 | 0 | 0
DemandResponse | 0 | 0 | 0 | 0 | 0 | 0
IGCC-CCS | 0 | 0 | 0 | 0 | 0 | 0
WT_off | 0 | 0 | 0 | 0 | 468 | 0
PseudoUnit | 0 | 0 | 0 | 0 | 0 | 0
FixedInterchange | 0 | 0 | 0 | 0 | 0 | 0
Retirements of Capacity by Reporting Type: EI_US
ReportingType | 2015 | 2020 | 2025 | 2030 | 2035 | 2040
BM | 0 | 0 | 0 | 0 | 0 | 192
CC | 1502.42 | 0 | 0 | 0 | 0 | 0
CSP | 0 | 0 | 0 | 0 | 0 | 0
CT | 0 | 0 | 0 | 0 | 0 | 0
Coal | 58412.88 | 13891.47 | 0 | 0 | 0 | 0
Geo | 0 | 0 | 0 | 0 | 0 | 0
H | 0 | 0 | 0 | 0 | 0 | 0
LFG | 0 | 0 | 0 | 0 | 0 | 0
Nuc | 0 | 614.5 | 0 | 1488.2 | 25545.7 | 18166
PS | 0 | 0 | 0 | 0 | 0 | 0
PV | 0 | 0 | 0 | 0 | 57.45 | 0
PeakG | 268.5 | 0 | 0 | 0 | 0 | 0
PeakO | 1831.18 | 0 | 0 | 0 | 0 | 0
ST | 0 | 0 | 0 | 0 | 0 | 0
STOG | 35700.57 | 572.52 | 408.62 | 0 | 0 | 0
STWD | 1277.99 | 0 | 0 | 0 | 0 | 0
WT | 0 | 0 | 0 | 3482.1 | 7323.39 | 517.79
IGCC | 0 | 0 | 0 | 0 | 0 | 0
DemandResponse | 0 | 0 | 0 | 0 | 0 | 0
IGCC-CCS | 0 | 0 | 0 | 0 | 0 | 0
WT_off | 0 | 0 | 0 | 0 | 468 | 0
PseudoUnit | 0 | 0 | 0 | 0 | 0 | 0
FixedInterchange | 0 | 0 | 0 | 0 | 0 | 0
Retirements of Capacity by Reporting Type: EI_Canada
ReportingType | 2015 | 2020 | 2025 | 2030 | 2035 | 2040
BM | 0 | 0 | 0 | 0 | 0 | 0
CC | 3106.62 | 0 | 0 | 0 | 0 | 0
CSP | 0 | 0 | 0 | 0 | 0 | 0
CT | 0 | 0 | 0 | 0 | 0 | 0
Coal | 7425.4 | 0 | 0 | 0 | 0 | 0
Geo | 0 | 0 | 0 | 0 | 0 | 0
H | 0 | 0 | 0 | 0 | 0 | 0
LFG | 0 | 0 | 0 | 0 | 0 | 0
Nuc | 0 | 0 | 0 | 0 | 1030 | 1540
PS | 0 | 0 | 0 | 0 | 0 | 0
PV | 0 | 0 | 0 | 0 | 1067.26 | 0
PeakG | 0 | 0 | 0 | 0 | 0 | 0
PeakO | 145.65 | 0 | 0 | 0 | 0 | 0
ST | 0 | 0 | 0 | 0 | 0 | 0
STOG | 2126 | 0 | 0 | 0 | 0 | 0
STWD | 139 | 0 | 0 | 0 | 0 | 0
WT | 0 | 0 | 0 | 0 | 2105.9 | 0
IGCC | 0 | 0 | 0 | 0 | 0 | 0
DemandResponse | 0 | 0 | 0 | 0 | 0 | 0
IGCC-CCS | 0 | 0 | 0 | 0 | 0 | 0
WT_off | 0 | 0 | 0 | 0 | 0 | 0
PseudoUnit | 0 | 0 | 0 | 0 | 0 | 0
FixedInterchange | 0 | 0 | 0 | 0 | 0 | 0
Retirements of Capacity by Reporting Type: EI
ReportingType | 2015 | 2020 | 2025 | 2030 | 2035 | 2040
BM | 0 | 0 | 0 | 0 | 0 | 192
CC | 4609.04 | 0 | 0 | 0 | 0 | 0
CSP | 0 | 0 | 0 | 0 | 0 | 0
CT | 0 | 0 | 0 | 0 | 0 | 0
Coal | 65838.29 | 13891.47 | 0 | 0 | 0 | 0
Geo | 0 | 0 | 0 | 0 | 0 | 0
H | 0 | 0 | 0 | 0 | 0 | 0
LFG | 0 | 0 | 0 | 0 | 0 | 0
Nuc | 0 | 614.5 | 0 | 1488.2 | 26575.7 | 19706
PS | 0 | 0 | 0 | 0 | 0 | 0
PV | 0 | 0 | 0 | 0 | 1124.71 | 0
PeakG | 268.5 | 0 | 0 | 0 | 0 | 0
PeakO | 1976.83 | 0 | 0 | 0 | 0 | 0
ST | 0 | 0 | 0 | 0 | 0 | 0
STOG | 37826.57 | 572.52 | 408.62 | 0 | 0 | 0
STWD | 1416.99 | 0 | 0 | 0 | 0 | 0
WT | 0 | 0 | 0 | 3482.1 | 9429.29 | 517.79
IGCC | 0 | 0 | 0 | 0 | 0 | 0
DemandResponse | 0 | 0 | 0 | 0 | 0 | 0
IGCC-CCS | 0 | 0 | 0 | 0 | 0 | 0
WT_off | 0 | 0 | 0 | 0 | 468 | 0
PseudoUnit | 0 | 0 | 0 | 0 | 0 | 0
FixedInterchange | 0 | 0 | 0 | 0 | 0 | 0
Retirements of Capacity by Reporting Type: Outside_EI
ReportingType | 2015 | 2020 | 2025 | 2030 | 2035 | 2040
BM | 0 | 0 | 0 | 0 | 0 | 0
CC | 2621.06 | 0 | 0 | 0 | 0 | 158.52
CSP | 475 | 0 | 0 | 0 | 0 | 0
CT | 0 | 0 | 0 | 0 | 1239.5 | 0
Coal | 3305.12 | 198.7 | 352 | 0 | 101.2 | 244.96
Geo | 4.8 | 0 | 0 | 0 | 0 | 0
H | 0 | 0 | 0 | 0 | 0 | 0
LFG | 0 | 0 | 0 | 0 | 0 | 0
Nuc | 0 | 0 | 0 | 0 | 0 | 0
PS | 0 | 0 | 0 | 0 | 0 | 0
PV | 0 | 0 | 0 | 0 | 24.3 | 0
PeakG | 3559.12 | 91.61 | 0 | 0 | 0 | 3660
PeakO | 515.42 | 0 | 31.56 | 200 | 0 | 0
ST | 0 | 0 | 0 | 0 | 0 | 0
STOG | 9719.7 | 0 | 476.52 | 0 | 0 | 0
STWD | 362.92 | 0 | 0 | 0 | 0 | 0
WT | 126.2 | 0 | 0 | 0 | 0 | 0
IGCC | 0 | 0 | 0 | 0 | 0 | 0
DemandResponse | 0 | 0 | 0 | 0 | 0 | 0
IGCC-CCS | 0 | 0 | 0 | 0 | 0 | 0
WT_off | 0 | 0 | 0 | 0 | 0 | 0
PseudoUnit | 0 | 0 | 0 | 0 | 0 | 0
FixedInterchange | 0 | 0 | 0 | 0 | 0 | 0
#4 | Cumulative Retirements of Capacity (MW)
Cumulative Retirements of Capacity by Reporting Type: Entergy
ReportingType | 2015 | 2020 | 2025 | 2030 | 2035 | 2040
BM | 0 | 0 | 0 | 0 | 0 | 0
CC | 0 | 0 | 0 | 0 | 0 | 0
CSP | 0 | 0 | 0 | 0 | 0 | 0
CT | 0 | 0 | 0 | 0 | 0 | 0
Coal | 892.9 | 892.9 | 892.9 | 892.9 | 892.9 | 892.9
Geo | 0 | 0 | 0 | 0 | 0 | 0
H | 0 | 0 | 0 | 0 | 0 | 0
LFG | 0 | 0 | 0 | 0 | 0 | 0
Nuc | 0 | 0 | 0 | 0 | 842 | 1839
PS | 0 | 0 | 0 | 0 | 0 | 0
PV | 0 | 0 | 0 | 0 | 0 | 0
PeakG | 0 | 0 | 0 | 0 | 0 | 0
PeakO | 0 | 0 | 0 | 0 | 0 | 0
ST | 0 | 0 | 0 | 0 | 0 | 0
STOG | 12157.61 | 12157.61 | 12566.23 | 12566.23 | 12566.23 | 12566.23
STWD | 0 | 0 | 0 | 0 | 0 | 0
WT | 0 | 0 | 0 | 0 | 0 | 0
IGCC | 0 | 0 | 0 | 0 | 0 | 0
DemandResponse | 0 | 0 | 0 | 0 | 0 | 0
IGCC-CCS | 0 | 0 | 0 | 0 | 0 | 0
WT_off | 0 | 0 | 0 | 0 | 0 | 0
PseudoUnit | 0 | 0 | 0 | 0 | 0 | 0
FixedInterchange | 0 | 0 | 0 | 0 | 0 | 0
Cumulative Retirements of Capacity by Reporting Type: FRCC
ReportingType | 2015 | 2020 | 2025 | 2030 | 2035 | 2040
BM | 0 | 0 | 0 | 0 | 0 | 0
CC | 0 | 0 | 0 | 0 | 0 | 0
CSP | 0 | 0 | 0 | 0 | 0 | 0
CT | 0 | 0 | 0 | 0 | 0 | 0
Coal | 466 | 1335 | 1335 | 1335 | 1335 | 1335
Geo | 0 | 0 | 0 | 0 | 0 | 0
H | 0 | 0 | 0 | 0 | 0 | 0
LFG | 0 | 0 | 0 | 0 | 0 | 0
Nuc | 0 | 0 | 0 | 0 | 1615.33 | 3292.33
PS | 0 | 0 | 0 | 0 | 0 | 0
PV | 0 | 0 | 0 | 0 | 0 | 0
PeakG | 0 | 0 | 0 | 0 | 0 | 0
PeakO | 0 | 0 | 0 | 0 | 0 | 0
ST | 0 | 0 | 0 | 0 | 0 | 0
STOG | 5480.16 | 6052.68 | 6052.68 | 6052.68 | 6052.68 | 6052.68
STWD | 0 | 0 | 0 | 0 | 0 | 0
WT | 0 | 0 | 0 | 0 | 0 | 0
IGCC | 0 | 0 | 0 | 0 | 0 | 0
DemandResponse | 0 | 0 | 0 | 0 | 0 | 0
IGCC-CCS | 0 | 0 | 0 | 0 | 0 | 0
WT_off | 0 | 0 | 0 | 0 | 0 | 0
PseudoUnit | 0 | 0 | 0 | 0 | 0 | 0
FixedInterchange | 0 | 0 | 0 | 0 | 0 | 0
Cumulative Retirements of Capacity by Reporting Type: MAPP_US
ReportingType | 2015 | 2020 | 2025 | 2030 | 2035 | 2040
BM | 0 | 0 | 0 | 0 | 0 | 0
CC | 0 | 0 | 0 | 0 | 0 | 0
CSP | 0 | 0 | 0 | 0 | 0 | 0
CT | 0 | 0 | 0 | 0 | 0 | 0
Coal | 715.5 | 715.5 | 715.5 | 715.5 | 715.5 | 715.5
Geo | 0 | 0 | 0 | 0 | 0 | 0
H | 0 | 0 | 0 | 0 | 0 | 0
LFG | 0 | 0 | 0 | 0 | 0 | 0
Nuc | 0 | 0 | 0 | 0 | 0 | 0
PS | 0 | 0 | 0 | 0 | 0 | 0
PV | 0 | 0 | 0 | 0 | 0 | 0
PeakG | 0 | 0 | 0 | 0 | 0 | 0
PeakO | 240.9 | 240.9 | 240.9 | 240.9 | 240.9 | 240.9
ST | 0 | 0 | 0 | 0 | 0 | 0
STOG | 36 | 36 | 36 | 36 | 36 | 36
STWD | 0 | 0 | 0 | 0 | 0 | 0
WT | 0 | 0 | 0 | 0 | 0 | 0
IGCC | 0 | 0 | 0 | 0 | 0 | 0
DemandResponse | 0 | 0 | 0 | 0 | 0 | 0
IGCC-CCS | 0 | 0 | 0 | 0 | 0 | 0
WT_off | 0 | 0 | 0 | 0 | 0 | 0
PseudoUnit | 0 | 0 | 0 | 0 | 0 | 0
FixedInterchange | 0 | 0 | 0 | 0 | 0 | 0
Cumulative Retirements of Capacity by Reporting Type: MISO_IN
ReportingType | 2015 | 2020 | 2025 | 2030 | 2035 | 2040
BM | 0 | 0 | 0 | 0 | 0 | 0
CC | 0 | 0 | 0 | 0 | 0 | 0
CSP | 0 | 0 | 0 | 0 | 0 | 0
CT | 0 | 0 | 0 | 0 | 0 | 0
Coal | 1316.43 | 1360.89 | 1360.89 | 1360.89 | 1360.89 | 1360.89
Geo | 0 | 0 | 0 | 0 | 0 | 0
H | 0 | 0 | 0 | 0 | 0 | 0
LFG | 0 | 0 | 0 | 0 | 0 | 0
Nuc | 0 | 0 | 0 | 0 | 0 | 0
PS | 0 | 0 | 0 | 0 | 0 | 0
PV | 0 | 0 | 0 | 0 | 0 | 0
PeakG | 0 | 0 | 0 | 0 | 0 | 0
PeakO | 0 | 0 | 0 | 0 | 0 | 0
ST | 0 | 0 | 0 | 0 | 0 | 0
STOG | 0 | 0 | 0 | 0 | 0 | 0
STWD | 0 | 0 | 0 | 0 | 0 | 0
WT | 0 | 0 | 0 | 0 | 0 | 0
IGCC | 0 | 0 | 0 | 0 | 0 | 0
DemandResponse | 0 | 0 | 0 | 0 | 0 | 0
IGCC-CCS | 0 | 0 | 0 | 0 | 0 | 0
WT_off | 0 | 0 | 0 | 0 | 0 | 0
PseudoUnit | 0 | 0 | 0 | 0 | 0 | 0
FixedInterchange | 0 | 0 | 0 | 0 | 0 | 0
Cumulative Retirements of Capacity by Reporting Type: MISO_MI
ReportingType | 2015 | 2020 | 2025 | 2030 | 2035 | 2040
BM | 0 | 0 | 0 | 0 | 0 | 0
CC | 0 | 0 | 0 | 0 | 0 | 0
CSP | 0 | 0 | 0 | 0 | 0 | 0
CT | 0 | 0 | 0 | 0 | 0 | 0
Coal | 2325.99 | 3512.99 | 3512.99 | 3512.99 | 3512.99 | 3512.99
Geo | 0 | 0 | 0 | 0 | 0 | 0
H | 0 | 0 | 0 | 0 | 0 | 0
LFG | 0 | 0 | 0 | 0 | 0 | 0
Nuc | 0 | 0 | 0 | 0 | 778 | 778
PS | 0 | 0 | 0 | 0 | 0 | 0
PV | 0 | 0 | 0 | 0 | 0 | 0
PeakG | 0 | 0 | 0 | 0 | 0 | 0
PeakO | 0 | 0 | 0 | 0 | 0 | 0
ST | 0 | 0 | 0 | 0 | 0 | 0
STOG | 0 | 0 | 0 | 0 | 0 | 0
STWD | 0 | 0 | 0 | 0 | 0 | 0
WT | 0 | 0 | 0 | 0 | 2000 | 2000
IGCC | 0 | 0 | 0 | 0 | 0 | 0
DemandResponse | 0 | 0 | 0 | 0 | 0 | 0
IGCC-CCS | 0 | 0 | 0 | 0 | 0 | 0
WT_off | 0 | 0 | 0 | 0 | 0 | 0
PseudoUnit | 0 | 0 | 0 | 0 | 0 | 0
FixedInterchange | 0 | 0 | 0 | 0 | 0 | 0
Cumulative Retirements of Capacity by Reporting Type: MISO_MO-IL
ReportingType | 2015 | 2020 | 2025 | 2030 | 2035 | 2040
BM | 0 | 0 | 0 | 0 | 0 | 0
CC | 0 | 0 | 0 | 0 | 0 | 0
CSP | 0 | 0 | 0 | 0 | 0 | 0
CT | 0 | 0 | 0 | 0 | 0 | 0
Coal | 854.43 | 2056.69 | 2056.69 | 2056.69 | 2056.69 | 2056.69
Geo | 0 | 0 | 0 | 0 | 0 | 0
H | 0 | 0 | 0 | 0 | 0 | 0
LFG | 0 | 0 | 0 | 0 | 0 | 0
Nuc | 0 | 0 | 0 | 0 | 0 | 0
PS | 0 | 0 | 0 | 0 | 0 | 0
PV | 0 | 0 | 0 | 0 | 0 | 0
PeakG | 0 | 0 | 0 | 0 | 0 | 0
PeakO | 0 | 0 | 0 | 0 | 0 | 0
ST | 0 | 0 | 0 | 0 | 0 | 0
STOG | 0 | 0 | 0 | 0 | 0 | 0
STWD | 0 | 0 | 0 | 0 | 0 | 0
WT | 0 | 0 | 0 | 0 | 0 | 0
IGCC | 0 | 0 | 0 | 0 | 0 | 0
DemandResponse | 0 | 0 | 0 | 0 | 0 | 0
IGCC-CCS | 0 | 0 | 0 | 0 | 0 | 0
WT_off | 0 | 0 | 0 | 0 | 0 | 0
PseudoUnit | 0 | 0 | 0 | 0 | 0 | 0
FixedInterchange | 0 | 0 | 0 | 0 | 0 | 0
Cumulative Retirements of Capacity by Reporting Type: MISO_W
ReportingType | 2015 | 2020 | 2025 | 2030 | 2035 | 2040
BM | 0 | 0 | 0 | 0 | 0 | 0
CC | 0 | 0 | 0 | 0 | 0 | 0
CSP | 0 | 0 | 0 | 0 | 0 | 0
CT | 0 | 0 | 0 | 0 | 0 | 0
Coal | 1605.9 | 2579.86 | 2579.86 | 2579.86 | 2579.86 | 2579.86
Geo | 0 | 0 | 0 | 0 | 0 | 0
H | 0 | 0 | 0 | 0 | 0 | 0
LFG | 0 | 0 | 0 | 0 | 0 | 0
Nuc | 0 | 0 | 0 | 0 | 2361.23 | 2361.23
PS | 0 | 0 | 0 | 0 | 0 | 0
PV | 0 | 0 | 0 | 0 | 0 | 0
PeakG | 0 | 0 | 0 | 0 | 0 | 0
PeakO | 0 | 0 | 0 | 0 | 0 | 0
ST | 0 | 0 | 0 | 0 | 0 | 0
STOG | 0 | 0 | 0 | 0 | 0 | 0
STWD | 0 | 0 | 0 | 0 | 0 | 0
WT | 0 | 0 | 0 | 0 | 0 | 0
IGCC | 0 | 0 | 0 | 0 | 0 | 0
DemandResponse | 0 | 0 | 0 | 0 | 0 | 0
IGCC-CCS | 0 | 0 | 0 | 0 | 0 | 0
WT_off | 0 | 0 | 0 | 0 | 0 | 0
PseudoUnit | 0 | 0 | 0 | 0 | 0 | 0
FixedInterchange | 0 | 0 | 0 | 0 | 0 | 0
Cumulative Retirements of Capacity by Reporting Type: MISO_WUMS
ReportingType | 2015 | 2020 | 2025 | 2030 | 2035 | 2040
BM | 0 | 0 | 0 | 0 | 0 | 0
CC | 0 | 0 | 0 | 0 | 0 | 0
CSP | 0 | 0 | 0 | 0 | 0 | 0
CT | 0 | 0 | 0 | 0 | 0 | 0
Coal | 2945.82 | 3454.24 | 3454.24 | 3454.24 | 3454.24 | 3454.24
Geo | 0 | 0 | 0 | 0 | 0 | 0
H | 0 | 0 | 0 | 0 | 0 | 0
LFG | 0 | 0 | 0 | 0 | 0 | 0
Nuc | 0 | 0 | 0 | 0 | 1816.9 | 1816.9
PS | 0 | 0 | 0 | 0 | 0 | 0
PV | 0 | 0 | 0 | 0 | 0 | 0
PeakG | 0 | 0 | 0 | 0 | 0 | 0
PeakO | 0 | 0 | 0 | 0 | 0 | 0
ST | 0 | 0 | 0 | 0 | 0 | 0
STOG | 59.5 | 59.5 | 59.5 | 59.5 | 59.5 | 59.5
STWD | 0 | 0 | 0 | 0 | 0 | 0
WT | 0 | 0 | 0 | 0 | 0 | 0
IGCC | 0 | 0 | 0 | 0 | 0 | 0
DemandResponse | 0 | 0 | 0 | 0 | 0 | 0
IGCC-CCS | 0 | 0 | 0 | 0 | 0 | 0
WT_off | 0 | 0 | 0 | 0 | 0 | 0
PseudoUnit | 0 | 0 | 0 | 0 | 0 | 0
FixedInterchange | 0 | 0 | 0 | 0 | 0 | 0
Cumulative Retirements of Capacity by Reporting Type: Nebraska
ReportingType | 2015 | 2020 | 2025 | 2030 | 2035 | 2040
BM | 0 | 0 | 0 | 0 | 0 | 0
CC | 0 | 0 | 0 | 0 | 0 | 0
CSP | 0 | 0 | 0 | 0 | 0 | 0
CT | 0 | 0 | 0 | 0 | 0 | 0
Coal | 0 | 0 | 0 | 0 | 0 | 0
Geo | 0 | 0 | 0 | 0 | 0 | 0
H | 0 | 0 | 0 | 0 | 0 | 0
LFG | 0 | 0 | 0 | 0 | 0 | 0
Nuc | 0 | 0 | 0 | 0 | 1251.8 | 1251.8
PS | 0 | 0 | 0 | 0 | 0 | 0
PV | 0 | 0 | 0 | 0 | 0 | 0
PeakG | 0 | 0 | 0 | 0 | 0 | 0
PeakO | 0 | 0 | 0 | 0 | 0 | 0
ST | 0 | 0 | 0 | 0 | 0 | 0
STOG | 269.98 | 269.98 | 269.98 | 269.98 | 269.98 | 269.98
STWD | 0 | 0 | 0 | 0 | 0 | 0
WT | 0 | 0 | 0 | 0 | 0 | 0
IGCC | 0 | 0 | 0 | 0 | 0 | 0
DemandResponse | 0 | 0 | 0 | 0 | 0 | 0
IGCC-CCS | 0 | 0 | 0 | 0 | 0 | 0
WT_off | 0 | 0 | 0 | 0 | 0 | 0
PseudoUnit | 0 | 0 | 0 | 0 | 0 | 0
FixedInterchange | 0 | 0 | 0 | 0 | 0 | 0
Cumulative Retirements of Capacity by Reporting Type: NEISO
ReportingType | 2015 | 2020 | 2025 | 2030 | 2035 | 2040
BM | 0 | 0 | 0 | 0 | 0 | 0
CC | 1502.42 | 1502.42 | 1502.42 | 1502.42 | 1502.42 | 1502.42
CSP | 0 | 0 | 0 | 0 | 0 | 0
CT | 0 | 0 | 0 | 0 | 0 | 0
Coal | 2250.13 | 2570.13 | 2570.13 | 2570.13 | 2570.13 | 2570.13
Geo | 0 | 0 | 0 | 0 | 0 | 0
H | 0 | 0 | 0 | 0 | 0 | 0
LFG | 0 | 0 | 0 | 0 | 0 | 0
Nuc | 0 | 0 | 0 | 0 | 1289 | 2165.92
PS | 0 | 0 | 0 | 0 | 0 | 0
PV | 0 | 0 | 0 | 0 | 0 | 0
PeakG | 0 | 0 | 0 | 0 | 0 | 0
PeakO | 353.15 | 353.15 | 353.15 | 353.15 | 353.15 | 353.15
ST | 0 | 0 | 0 | 0 | 0 | 0
STOG | 6237 | 6237 | 6237 | 6237 | 6237 | 6237
STWD | 609.99 | 609.99 | 609.99 | 609.99 | 609.99 | 609.99
WT | 0 | 0 | 0 | 30 | 30 | 30
IGCC | 0 | 0 | 0 | 0 | 0 | 0
DemandResponse | 0 | 0 | 0 | 0 | 0 | 0
IGCC-CCS | 0 | 0 | 0 | 0 | 0 | 0
WT_off | 0 | 0 | 0 | 0 | 468 | 468
PseudoUnit | 0 | 0 | 0 | 0 | 0 | 0
FixedInterchange | 0 | 0 | 0 | 0 | 0 | 0
Cumulative Retirements of Capacity by Reporting Type: NonRTO_Midwest
ReportingType | 2015 | 2020 | 2025 | 2030 | 2035 | 2040
BM | 0 | 0 | 0 | 0 | 0 | 0
CC | 0 | 0 | 0 | 0 | 0 | 0
CSP | 0 | 0 | 0 | 0 | 0 | 0
CT | 0 | 0 | 0 | 0 | 0 | 0
Coal | 1100.9 | 1100.9 | 1100.9 | 1100.9 | 1100.9 | 1100.9
Geo | 0 | 0 | 0 | 0 | 0 | 0
H | 0 | 0 | 0 | 0 | 0 | 0
LFG | 0 | 0 | 0 | 0 | 0 | 0
Nuc | 0 | 0 | 0 | 0 | 0 | 0
PS | 0 | 0 | 0 | 0 | 0 | 0
PV | 0 | 0 | 0 | 0 | 0 | 0
PeakG | 0 | 0 | 0 | 0 | 0 | 0
PeakO | 0 | 0 | 0 | 0 | 0 | 0
ST | 0 | 0 | 0 | 0 | 0 | 0
STOG | 0 | 0 | 0 | 0 | 0 | 0
STWD | 0 | 0 | 0 | 0 | 0 | 0
WT | 0 | 0 | 0 | 0 | 0 | 0
IGCC | 0 | 0 | 0 | 0 | 0 | 0
DemandResponse | 0 | 0 | 0 | 0 | 0 | 0
IGCC-CCS | 0 | 0 | 0 | 0 | 0 | 0
WT_off | 0 | 0 | 0 | 0 | 0 | 0
PseudoUnit | 0 | 0 | 0 | 0 | 0 | 0
FixedInterchange | 0 | 0 | 0 | 0 | 0 | 0
Cumulative Retirements of Capacity by Reporting Type: NYISO_A-F
ReportingType | 2015 | 2020 | 2025 | 2030 | 2035 | 2040
BM | 0 | 0 | 0 | 0 | 0 | 0
CC | 0 | 0 | 0 | 0 | 0 | 0
CSP | 0 | 0 | 0 | 0 | 0 | 0
CT | 0 | 0 | 0 | 0 | 0 | 0
Coal | 2251.9 | 2251.9 | 2251.9 | 2251.9 | 2251.9 | 2251.9
Geo | 0 | 0 | 0 | 0 | 0 | 0
H | 0 | 0 | 0 | 0 | 0 | 0
LFG | 0 | 0 | 0 | 0 | 0 | 0
Nuc | 0 | 0 | 0 | 621.2 | 1201.7 | 2053.9
PS | 0 | 0 | 0 | 0 | 0 | 0
PV | 0 | 0 | 0 | 0 | 0 | 0
PeakG | 0 | 0 | 0 | 0 | 0 | 0
PeakO | 0 | 0 | 0 | 0 | 0 | 0
ST | 0 | 0 | 0 | 0 | 0 | 0
STOG | 1701 | 1701 | 1701 | 1701 | 1701 | 1701
STWD | 0 | 0 | 0 | 0 | 0 | 0
WT | 0 | 0 | 0 | 0 | 1828.3 | 2346.09
IGCC | 0 | 0 | 0 | 0 | 0 | 0
DemandResponse | 0 | 0 | 0 | 0 | 0 | 0
IGCC-CCS | 0 | 0 | 0 | 0 | 0 | 0
WT_off | 0 | 0 | 0 | 0 | 0 | 0
PseudoUnit | 0 | 0 | 0 | 0 | 0 | 0
FixedInterchange | 0 | 0 | 0 | 0 | 0 | 0
Cumulative Retirements of Capacity by Reporting Type: NYISO_G-I
ReportingType | 2015 | 2020 | 2025 | 2030 | 2035 | 2040
BM | 0 | 0 | 0 | 0 | 0 | 0
CC | 0 | 0 | 0 | 0 | 0 | 0
CSP | 0 | 0 | 0 | 0 | 0 | 0
CT | 0 | 0 | 0 | 0 | 0 | 0
Coal | 368.2 | 368.2 | 368.2 | 368.2 | 368.2 | 368.2
Geo | 0 | 0 | 0 | 0 | 0 | 0
H | 0 | 0 | 0 | 0 | 0 | 0
LFG | 0 | 0 | 0 | 0 | 0 | 0
Nuc | 0 | 0 | 0 | 0 | 1019.6 | 2044.6
PS | 0 | 0 | 0 | 0 | 0 | 0
PV | 0 | 0 | 0 | 0 | 0 | 0
PeakG | 0 | 0 | 0 | 0 | 0 | 0
PeakO | 0 | 0 | 0 | 0 | 0 | 0
ST | 0 | 0 | 0 | 0 | 0 | 0
STOG | 2430.99 | 2430.99 | 2430.99 | 2430.99 | 2430.99 | 2430.99
STWD | 0 | 0 | 0 | 0 | 0 | 0
WT | 0 | 0 | 0 | 0 | 0 | 0
IGCC | 0 | 0 | 0 | 0 | 0 | 0
DemandResponse | 0 | 0 | 0 | 0 | 0 | 0
IGCC-CCS | 0 | 0 | 0 | 0 | 0 | 0
WT_off | 0 | 0 | 0 | 0 | 0 | 0
PseudoUnit | 0 | 0 | 0 | 0 | 0 | 0
FixedInterchange | 0 | 0 | 0 | 0 | 0 | 0
Cumulative Retirements of Capacity by Reporting Type: NYISO_J-K
ReportingType | 2015 | 2020 | 2025 | 2030 | 2035 | 2040
BM | 0 | 0 | 0 | 0 | 0 | 0
CC | 0 | 0 | 0 | 0 | 0 | 0
CSP | 0 | 0 | 0 | 0 | 0 | 0
CT | 0 | 0 | 0 | 0 | 0 | 0
Coal | 0 | 0 | 0 | 0 | 0 | 0
Geo | 0 | 0 | 0 | 0 | 0 | 0
H | 0 | 0 | 0 | 0 | 0 | 0
LFG | 0 | 0 | 0 | 0 | 0 | 0
Nuc | 0 | 0 | 0 | 0 | 0 | 0
PS | 0 | 0 | 0 | 0 | 0 | 0
PV | 0 | 0 | 0 | 0 | 32 | 32
PeakG | 0 | 0 | 0 | 0 | 0 | 0
PeakO | 0 | 0 | 0 | 0 | 0 | 0
ST | 0 | 0 | 0 | 0 | 0 | 0
STOG | 1090.77 | 1090.77 | 1090.77 | 1090.77 | 1090.77 | 1090.77
STWD | 0 | 0 | 0 | 0 | 0 | 0
WT | 0 | 0 | 0 | 0 | 0 | 0
IGCC | 0 | 0 | 0 | 0 | 0 | 0
DemandResponse | 0 | 0 | 0 | 0 | 0 | 0
IGCC-CCS | 0 | 0 | 0 | 0 | 0 | 0
WT_off | 0 | 0 | 0 | 0 | 0 | 0
PseudoUnit | 0 | 0 | 0 | 0 | 0 | 0
FixedInterchange | 0 | 0 | 0 | 0 | 0 | 0
Cumulative Retirements of Capacity by Reporting Type: PJM_E
ReportingType | 2015 | 2020 | 2025 | 2030 | 2035 | 2040
BM | 0 | 0 | 0 | 0 | 0 | 0
CC | 0 | 0 | 0 | 0 | 0 | 0
CSP | 0 | 0 | 0 | 0 | 0 | 0
CT | 0 | 0 | 0 | 0 | 0 | 0
Coal | 2804 | 3372 | 3372 | 3372 | 3372 | 3372
Geo | 0 | 0 | 0 | 0 | 0 | 0
H | 0 | 0 | 0 | 0 | 0 | 0
LFG | 0 | 0 | 0 | 0 | 0 | 0
Nuc | 0 | 614.5 | 614.5 | 614.5 | 2838.5 | 4012.5
PS | 0 | 0 | 0 | 0 | 0 | 0
PV | 0 | 0 | 0 | 0 | 25.45 | 25.45
PeakG | 268.5 | 268.5 | 268.5 | 268.5 | 268.5 | 268.5
PeakO | 2.7 | 2.7 | 2.7 | 2.7 | 2.7 | 2.7
ST | 0 | 0 | 0 | 0 | 0 | 0
STOG | 629.5 | 629.5 | 629.5 | 629.5 | 629.5 | 629.5
STWD | 0 | 0 | 0 | 0 | 0 | 0
WT | 0 | 0 | 0 | 0 | 1150 | 1150
IGCC | 0 | 0 | 0 | 0 | 0 | 0
DemandResponse | 0 | 0 | 0 | 0 | 0 | 0
IGCC-CCS | 0 | 0 | 0 | 0 | 0 | 0
WT_off | 0 | 0 | 0 | 0 | 0 | 0
PseudoUnit | 0 | 0 | 0 | 0 | 0 | 0
FixedInterchange | 0 | 0 | 0 | 0 | 0 | 0
Cumulative Retirements of Capacity by Reporting Type: PJM_ROM
ReportingType | 2015 | 2020 | 2025 | 2030 | 2035 | 2040
BM | 0 | 0 | 0 | 0 | 0 | 0
CC | 0 | 0 | 0 | 0 | 0 | 0
CSP | 0 | 0 | 0 | 0 | 0 | 0
CT | 0 | 0 | 0 | 0 | 0 | 0
Coal | 8045.49 | 8045.49 | 8045.49 | 8045.49 | 8045.49 | 8045.49
Geo | 0 | 0 | 0 | 0 | 0 | 0
H | 0 | 0 | 0 | 0 | 0 | 0
LFG | 0 | 0 | 0 | 0 | 0 | 0
Nuc | 0 | 0 | 0 | 0 | 1732 | 2631
PS | 0 | 0 | 0 | 0 | 0 | 0
PV | 0 | 0 | 0 | 0 | 0 | 0
PeakG | 0 | 0 | 0 | 0 | 0 | 0
PeakO | 270 | 270 | 270 | 270 | 270 | 270
ST | 0 | 0 | 0 | 0 | 0 | 0
STOG | 580 | 580 | 580 | 580 | 580 | 580
STWD | 0 | 0 | 0 | 0 | 0 | 0
WT | 0 | 0 | 0 | 112.8 | 479.8 | 479.8
IGCC | 0 | 0 | 0 | 0 | 0 | 0
DemandResponse | 0 | 0 | 0 | 0 | 0 | 0
IGCC-CCS | 0 | 0 | 0 | 0 | 0 | 0
WT_off | 0 | 0 | 0 | 0 | 0 | 0
PseudoUnit | 0 | 0 | 0 | 0 | 0 | 0
FixedInterchange | 0 | 0 | 0 | 0 | 0 | 0
Cumulative Retirements of Capacity by Reporting Type: PJM_ROR
ReportingType | 2015 | 2020 | 2025 | 2030 | 2035 | 2040
BM | 0 | 0 | 0 | 0 | 0 | 192
CC | 0 | 0 | 0 | 0 | 0 | 0
CSP | 0 | 0 | 0 | 0 | 0 | 0
CT | 0 | 0 | 0 | 0 | 0 | 0
Coal | 13758.34 | 19057.74 | 19057.74 | 19057.74 | 19057.74 | 19057.74
Geo | 0 | 0 | 0 | 0 | 0 | 0
H | 0 | 0 | 0 | 0 | 0 | 0
LFG | 0 | 0 | 0 | 0 | 0 | 0
Nuc | 0 | 0 | 0 | 867 | 5142 | 10025.16
PS | 0 | 0 | 0 | 0 | 0 | 0
PV | 0 | 0 | 0 | 0 | 0 | 0
PeakG | 0 | 0 | 0 | 0 | 0 | 0
PeakO | 19 | 19 | 19 | 19 | 19 | 19
ST | 0 | 0 | 0 | 0 | 0 | 0
STOG | 34.99 | 34.99 | 34.99 | 34.99 | 34.99 | 34.99
STWD | 0 | 0 | 0 | 0 | 0 | 0
WT | 0 | 0 | 0 | 3339.3 | 5317.4 | 5317.4
IGCC | 0 | 0 | 0 | 0 | 0 | 0
DemandResponse | 0 | 0 | 0 | 0 | 0 | 0
IGCC-CCS | 0 | 0 | 0 | 0 | 0 | 0
WT_off | 0 | 0 | 0 | 0 | 0 | 0
PseudoUnit | 0 | 0 | 0 | 0 | 0 | 0
FixedInterchange | 0 | 0 | 0 | 0 | 0 | 0
Cumulative Retirements of Capacity by Reporting Type: SOCO
ReportingType | 2015 | 2020 | 2025 | 2030 | 2035 | 2040
BM | 0 | 0 | 0 | 0 | 0 | 0
CC | 0 | 0 | 0 | 0 | 0 | 0
CSP | 0 | 0 | 0 | 0 | 0 | 0
CT | 0 | 0 | 0 | 0 | 0 | 0
Coal | 8541.19 | 8541.19 | 8541.19 | 8541.19 | 8541.19 | 8541.19
Geo | 0 | 0 | 0 | 0 | 0 | 0
H | 0 | 0 | 0 | 0 | 0 | 0
LFG | 0 | 0 | 0 | 0 | 0 | 0
Nuc | 0 | 0 | 0 | 0 | 0 | 2645.05
PS | 0 | 0 | 0 | 0 | 0 | 0
PV | 0 | 0 | 0 | 0 | 0 | 0
PeakG | 0 | 0 | 0 | 0 | 0 | 0
PeakO | 945.44 | 945.44 | 945.44 | 945.44 | 945.44 | 945.44
ST | 0 | 0 | 0 | 0 | 0 | 0
STOG | 854 | 854 | 854 | 854 | 854 | 854
STWD | 668 | 668 | 668 | 668 | 668 | 668
WT | 0 | 0 | 0 | 0 | 0 | 0
IGCC | 0 | 0 | 0 | 0 | 0 | 0
DemandResponse | 0 | 0 | 0 | 0 | 0 | 0
IGCC-CCS | 0 | 0 | 0 | 0 | 0 | 0
WT_off | 0 | 0 | 0 | 0 | 0 | 0
PseudoUnit | 0 | 0 | 0 | 0 | 0 | 0
FixedInterchange | 0 | 0 | 0 | 0 | 0 | 0
Cumulative Retirements of Capacity by Reporting Type: SPP_N
ReportingType | 2015 | 2020 | 2025 | 2030 | 2035 | 2040
BM | 0 | 0 | 0 | 0 | 0 | 0
CC | 0 | 0 | 0 | 0 | 0 | 0
CSP | 0 | 0 | 0 | 0 | 0 | 0
CT | 0 | 0 | 0 | 0 | 0 | 0
Coal | 0 | 0 | 0 | 0 | 0 | 0
Geo | 0 | 0 | 0 | 0 | 0 | 0
H | 0 | 0 | 0 | 0 | 0 | 0
LFG | 0 | 0 | 0 | 0 | 0 | 0
Nuc | 0 | 0 | 0 | 0 | 0 | 0
PS | 0 | 0 | 0 | 0 | 0 | 0
PV | 0 | 0 | 0 | 0 | 0 | 0
PeakG | 0 | 0 | 0 | 0 | 0 | 0
PeakO | 0 | 0 | 0 | 0 | 0 | 0
ST | 0 | 0 | 0 | 0 | 0 | 0
STOG | 86.98 | 86.98 | 86.98 | 86.98 | 86.98 | 86.98
STWD | 0 | 0 | 0 | 0 | 0 | 0
WT | 0 | 0 | 0 | 0 | 0 | 0
IGCC | 0 | 0 | 0 | 0 | 0 | 0
DemandResponse | 0 | 0 | 0 | 0 | 0 | 0
IGCC-CCS | 0 | 0 | 0 | 0 | 0 | 0
WT_off | 0 | 0 | 0 | 0 | 0 | 0
PseudoUnit | 0 | 0 | 0 | 0 | 0 | 0
FixedInterchange | 0 | 0 | 0 | 0 | 0 | 0
Cumulative Retirements of Capacity by Reporting Type: SPP_S
ReportingType | 2015 | 2020 | 2025 | 2030 | 2035 | 2040
BM | 0 | 0 | 0 | 0 | 0 | 0
CC | 0 | 0 | 0 | 0 | 0 | 0
CSP | 0 | 0 | 0 | 0 | 0 | 0
CT | 0 | 0 | 0 | 0 | 0 | 0
Coal | 542.01 | 542.01 | 542.01 | 542.01 | 542.01 | 542.01
Geo | 0 | 0 | 0 | 0 | 0 | 0
H | 0 | 0 | 0 | 0 | 0 | 0
LFG | 0 | 0 | 0 | 0 | 0 | 0
Nuc | 0 | 0 | 0 | 0 | 0 | 0
PS | 0 | 0 | 0 | 0 | 0 | 0
PV | 0 | 0 | 0 | 0 | 0 | 0
PeakG | 0 | 0 | 0 | 0 | 0 | 0
PeakO | 0 | 0 | 0 | 0 | 0 | 0
ST | 0 | 0 | 0 | 0 | 0 | 0
STOG | 4052.1 | 4052.1 | 4052.1 | 4052.1 | 4052.1 | 4052.1
STWD | 0 | 0 | 0 | 0 | 0 | 0
WT | 0 | 0 | 0 | 0 | 0 | 0
IGCC | 0 | 0 | 0 | 0 | 0 | 0
DemandResponse | 0 | 0 | 0 | 0 | 0 | 0
IGCC-CCS | 0 | 0 | 0 | 0 | 0 | 0
WT_off | 0 | 0 | 0 | 0 | 0 | 0
PseudoUnit | 0 | 0 | 0 | 0 | 0 | 0
FixedInterchange | 0 | 0 | 0 | 0 | 0 | 0
Cumulative Retirements of Capacity by Reporting Type: TVA
ReportingType | 2015 | 2020 | 2025 | 2030 | 2035 | 2040
BM | 0 | 0 | 0 | 0 | 0 | 0
CC | 0 | 0 | 0 | 0 | 0 | 0
CSP | 0 | 0 | 0 | 0 | 0 | 0
CT | 0 | 0 | 0 | 0 | 0 | 0
Coal | 3802.78 | 4543.77 | 4543.77 | 4543.77 | 4543.77 | 4543.77
Geo | 0 | 0 | 0 | 0 | 0 | 0
H | 0 | 0 | 0 | 0 | 0 | 0
LFG | 0 | 0 | 0 | 0 | 0 | 0
Nuc | 0 | 0 | 0 | 0 | 2512.33 | 3791
PS | 0 | 0 | 0 | 0 | 0 | 0
PV | 0 | 0 | 0 | 0 | 0 | 0
PeakG | 0 | 0 | 0 | 0 | 0 | 0
PeakO | 0 | 0 | 0 | 0 | 0 | 0
ST | 0 | 0 | 0 | 0 | 0 | 0
STOG | 0 | 0 | 0 | 0 | 0 | 0
STWD | 0 | 0 | 0 | 0 | 0 | 0
WT | 0 | 0 | 0 | 0 | 0 | 0
IGCC | 0 | 0 | 0 | 0 | 0 | 0
DemandResponse | 0 | 0 | 0 | 0 | 0 | 0
IGCC-CCS | 0 | 0 | 0 | 0 | 0 | 0
WT_off | 0 | 0 | 0 | 0 | 0 | 0
PseudoUnit | 0 | 0 | 0 | 0 | 0 | 0
FixedInterchange | 0 | 0 | 0 | 0 | 0 | 0
Cumulative Retirements of Capacity by Reporting Type: TVA_Transmission
ReportingType | 2015 | 2020 | 2025 | 2030 | 2035 | 2040
BM | 0 | 0 | 0 | 0 | 0 | 0
CC | 0 | 0 | 0 | 0 | 0 | 0
CSP | 0 | 0 | 0 | 0 | 0 | 0
CT | 0 | 0 | 0 | 0 | 0 | 0
Coal | 0 | 0 | 0 | 0 | 0 | 0
Geo | 0 | 0 | 0 | 0 | 0 | 0
H | 0 | 0 | 0 | 0 | 0 | 0
LFG | 0 | 0 | 0 | 0 | 0 | 0
Nuc | 0 | 0 | 0 | 0 | 0 | 0
PS | 0 | 0 | 0 | 0 | 0 | 0
PV | 0 | 0 | 0 | 0 | 0 | 0
PeakG | 0 | 0 | 0 | 0 | 0 | 0
PeakO | 0 | 0 | 0 | 0 | 0 | 0
ST | 0 | 0 | 0 | 0 | 0 | 0
STOG | 0 | 0 | 0 | 0 | 0 | 0
STWD | 0 | 0 | 0 | 0 | 0 | 0
WT | 0 | 0 | 0 | 0 | 0 | 0
IGCC | 0 | 0 | 0 | 0 | 0 | 0
DemandResponse | 0 | 0 | 0 | 0 | 0 | 0
IGCC-CCS | 0 | 0 | 0 | 0 | 0 | 0
WT_off | 0 | 0 | 0 | 0 | 0 | 0
PseudoUnit | 0 | 0 | 0 | 0 | 0 | 0
FixedInterchange | 0 | 0 | 0 | 0 | 0 | 0
Cumulative Retirements of Capacity by Reporting Type: VACAR
ReportingType | 2015 | 2020 | 2025 | 2030 | 2035 | 2040
BM | 0 | 0 | 0 | 0 | 0 | 0
CC | 0 | 0 | 0 | 0 | 0 | 0
CSP | 0 | 0 | 0 | 0 | 0 | 0
CT | 0 | 0 | 0 | 0 | 0 | 0
Coal | 3824.98 | 6002.97 | 6002.97 | 6002.97 | 6002.97 | 6002.97
Geo | 0 | 0 | 0 | 0 | 0 | 0
H | 0 | 0 | 0 | 0 | 0 | 0
LFG | 0 | 0 | 0 | 0 | 0 | 0
Nuc | 0 | 0 | 0 | 0 | 3248 | 5106
PS | 0 | 0 | 0 | 0 | 0 | 0
PV | 0 | 0 | 0 | 0 | 0 | 0
PeakG | 0 | 0 | 0 | 0 | 0 | 0
PeakO | 0 | 0 | 0 | 0 | 0 | 0
ST | 0 | 0 | 0 | 0 | 0 | 0
STOG | 0 | 0 | 0 | 0 | 0 | 0
STWD | 0 | 0 | 0 | 0 | 0 | 0
WT | 0 | 0 | 0 | 0 | 0 | 0
IGCC | 0 | 0 | 0 | 0 | 0 | 0
DemandResponse | 0 | 0 | 0 | 0 | 0 | 0
IGCC-CCS | 0 | 0 | 0 | 0 | 0 | 0
WT_off | 0 | 0 | 0 | 0 | 0 | 0
PseudoUnit | 0 | 0 | 0 | 0 | 0 | 0
FixedInterchange | 0 | 0 | 0 | 0 | 0 | 0
Cumulative Retirements of Capacity by Reporting Type: IESO
ReportingType | 2015 | 2020 | 2025 | 2030 | 2035 | 2040
BM | 0 | 0 | 0 | 0 | 0 | 0
CC | 3106.62 | 3106.62 | 3106.62 | 3106.62 | 3106.62 | 3106.62
CSP | 0 | 0 | 0 | 0 | 0 | 0
CT | 0 | 0 | 0 | 0 | 0 | 0
Coal | 6416 | 6416 | 6416 | 6416 | 6416 | 6416
Geo | 0 | 0 | 0 | 0 | 0 | 0
H | 0 | 0 | 0 | 0 | 0 | 0
LFG | 0 | 0 | 0 | 0 | 0 | 0
Nuc | 0 | 0 | 0 | 0 | 1030 | 2570
PS | 0 | 0 | 0 | 0 | 0 | 0
PV | 0 | 0 | 0 | 0 | 1067.26 | 1067.26
PeakG | 0 | 0 | 0 | 0 | 0 | 0
PeakO | 145.65 | 145.65 | 145.65 | 145.65 | 145.65 | 145.65
ST | 0 | 0 | 0 | 0 | 0 | 0
STOG | 2126 | 2126 | 2126 | 2126 | 2126 | 2126
STWD | 139 | 139 | 139 | 139 | 139 | 139
WT | 0 | 0 | 0 | 0 | 2105.9 | 2105.9
IGCC | 0 | 0 | 0 | 0 | 0 | 0
DemandResponse | 0 | 0 | 0 | 0 | 0 | 0
IGCC-CCS | 0 | 0 | 0 | 0 | 0 | 0
WT_off | 0 | 0 | 0 | 0 | 0 | 0
PseudoUnit | 0 | 0 | 0 | 0 | 0 | 0
FixedInterchange | 0 | 0 | 0 | 0 | 0 | 0
Cumulative Retirements of Capacity by Reporting Type: MAPP_CA
ReportingType | 2015 | 2020 | 2025 | 2030 | 2035 | 2040
BM | 0 | 0 | 0 | 0 | 0 | 0
CC | 0 | 0 | 0 | 0 | 0 | 0
CSP | 0 | 0 | 0 | 0 | 0 | 0
CT | 0 | 0 | 0 | 0 | 0 | 0
Coal | 1009.4 | 1009.4 | 1009.4 | 1009.4 | 1009.4 | 1009.4
Geo | 0 | 0 | 0 | 0 | 0 | 0
H | 0 | 0 | 0 | 0 | 0 | 0
LFG | 0 | 0 | 0 | 0 | 0 | 0
Nuc | 0 | 0 | 0 | 0 | 0 | 0
PS | 0 | 0 | 0 | 0 | 0 | 0
PV | 0 | 0 | 0 | 0 | 0 | 0
PeakG | 0 | 0 | 0 | 0 | 0 | 0
PeakO | 0 | 0 | 0 | 0 | 0 | 0
ST | 0 | 0 | 0 | 0 | 0 | 0
STOG | 0 | 0 | 0 | 0 | 0 | 0
STWD | 0 | 0 | 0 | 0 | 0 | 0
WT | 0 | 0 | 0 | 0 | 0 | 0
IGCC | 0 | 0 | 0 | 0 | 0 | 0
DemandResponse | 0 | 0 | 0 | 0 | 0 | 0
IGCC-CCS | 0 | 0 | 0 | 0 | 0 | 0
WT_off | 0 | 0 | 0 | 0 | 0 | 0
PseudoUnit | 0 | 0 | 0 | 0 | 0 | 0
FixedInterchange | 0 | 0 | 0 | 0 | 0 | 0
Cumulative Retirements of Capacity by Reporting Type: AZ_NM_SNV_Coal
ReportingType | 2015 | 2020 | 2025 | 2030 | 2035 | 2040
BM | 0 | 0 | 0 | 0 | 0 | 0
CC | 0 | 0 | 0 | 0 | 0 | 0
CSP | 0 | 0 | 0 | 0 | 0 | 0
CT | 0 | 0 | 0 | 0 | 0 | 0
Coal | 0 | 0 | 0 | 0 | 0 | 0
Geo | 0 | 0 | 0 | 0 | 0 | 0
H | 0 | 0 | 0 | 0 | 0 | 0
LFG | 0 | 0 | 0 | 0 | 0 | 0
Nuc | 0 | 0 | 0 | 0 | 0 | 0
PS | 0 | 0 | 0 | 0 | 0 | 0
PV | 0 | 0 | 0 | 0 | 0 | 0
PeakG | 0 | 0 | 0 | 0 | 0 | 0
PeakO | 0 | 0 | 0 | 200 | 200 | 200
ST | 0 | 0 | 0 | 0 | 0 | 0
STOG | 0 | 0 | 0 | 0 | 0 | 0
STWD | 0 | 0 | 0 | 0 | 0 | 0
WT | 0 | 0 | 0 | 0 | 0 | 0
IGCC | 0 | 0 | 0 | 0 | 0 | 0
DemandResponse | 0 | 0 | 0 | 0 | 0 | 0
IGCC-CCS | 0 | 0 | 0 | 0 | 0 | 0
WT_off | 0 | 0 | 0 | 0 | 0 | 0
PseudoUnit | 0 | 0 | 0 | 0 | 0 | 0
FixedInterchange | 0 | 0 | 0 | 0 | 0 | 0
Cumulative Retirements of Capacity by Reporting Type: AZ_NM_SNV_Gas
ReportingType | 2015 | 2020 | 2025 | 2030 | 2035 | 2040
BM | 0 | 0 | 0 | 0 | 0 | 0
CC | 943.06 | 943.06 | 943.06 | 943.06 | 943.06 | 1073.39
CSP | 0 | 0 | 0 | 0 | 0 | 0
CT | 0 | 0 | 0 | 0 | 736 | 736
Coal | 0 | 0 | 0 | 0 | 0 | 0
Geo | 0 | 0 | 0 | 0 | 0 | 0
H | 0 | 0 | 0 | 0 | 0 | 0
LFG | 0 | 0 | 0 | 0 | 0 | 0
Nuc | 0 | 0 | 0 | 0 | 0 | 0
PS | 0 | 0 | 0 | 0 | 0 | 0
PV | 0 | 0 | 0 | 0 | 0 | 0
PeakG | 0 | 0 | 0 | 0 | 0 | 3660
PeakO | 0 | 0 | 0 | 0 | 0 | 0
ST | 0 | 0 | 0 | 0 | 0 | 0
STOG | 2064 | 2064 | 2064 | 2064 | 2064 | 2064
STWD | 0 | 0 | 0 | 0 | 0 | 0
WT | 0 | 0 | 0 | 0 | 0 | 0
IGCC | 0 | 0 | 0 | 0 | 0 | 0
DemandResponse | 0 | 0 | 0 | 0 | 0 | 0
IGCC-CCS | 0 | 0 | 0 | 0 | 0 | 0
WT_off | 0 | 0 | 0 | 0 | 0 | 0
PseudoUnit | 0 | 0 | 0 | 0 | 0 | 0
FixedInterchange | 0 | 0 | 0 | 0 | 0 | 0
Cumulative Retirements of Capacity by Reporting Type: AZ_NM_SNV_NucRenew
ReportingType | 2015 | 2020 | 2025 | 2030 | 2035 | 2040
BM | 0 | 0 | 0 | 0 | 0 | 0
CC | 0 | 0 | 0 | 0 | 0 | 0
CSP | 65 | 65 | 65 | 65 | 65 | 65
CT | 0 | 0 | 0 | 0 | 0 | 0
Coal | 0 | 0 | 0 | 0 | 0 | 0
Geo | 0 | 0 | 0 | 0 | 0 | 0
H | 0 | 0 | 0 | 0 | 0 | 0
LFG | 0 | 0 | 0 | 0 | 0 | 0
Nuc | 0 | 0 | 0 | 0 | 0 | 0
PS | 0 | 0 | 0 | 0 | 0 | 0
PV | 0 | 0 | 0 | 0 | 0 | 0
PeakG | 0 | 0 | 0 | 0 | 0 | 0
PeakO | 0 | 0 | 0 | 0 | 0 | 0
ST | 0 | 0 | 0 | 0 | 0 | 0
STOG | 0 | 0 | 0 | 0 | 0 | 0
STWD | 0 | 0 | 0 | 0 | 0 | 0
WT | 0 | 0 | 0 | 0 | 0 | 0
IGCC | 0 | 0 | 0 | 0 | 0 | 0
DemandResponse | 0 | 0 | 0 | 0 | 0 | 0
IGCC-CCS | 0 | 0 | 0 | 0 | 0 | 0
WT_off | 0 | 0 | 0 | 0 | 0 | 0
PseudoUnit | 0 | 0 | 0 | 0 | 0 | 0
FixedInterchange | 0 | 0 | 0 | 0 | 0 | 0
Cumulative Retirements of Capacity by Reporting Type: ERCOT
ReportingType | 2015 | 2020 | 2025 | 2030 | 2035 | 2040
BM | 0 | 0 | 0 | 0 | 0 | 0
CC | 0 | 0 | 0 | 0 | 0 | 0
CSP | 0 | 0 | 0 | 0 | 0 | 0
CT | 0 | 0 | 0 | 0 | 0 | 0
Coal | 1144 | 1144 | 1144 | 1144 | 1144 | 1144
Geo | 0 | 0 | 0 | 0 | 0 | 0
H | 0 | 0 | 0 | 0 | 0 | 0
LFG | 0 | 0 | 0 | 0 | 0 | 0
Nuc | 0 | 0 | 0 | 0 | 0 | 0
PS | 0 | 0 | 0 | 0 | 0 | 0
PV | 0 | 0 | 0 | 0 | 14 | 14
PeakG | 0 | 0 | 0 | 0 | 0 | 0
PeakO | 0 | 0 | 0 | 0 | 0 | 0
ST | 0 | 0 | 0 | 0 | 0 | 0
STOG | 3524.3 | 3524.3 | 4000.82 | 4000.82 | 4000.82 | 4000.82
STWD | 0 | 0 | 0 | 0 | 0 | 0
WT | 0 | 0 | 0 | 0 | 0 | 0
IGCC | 0 | 0 | 0 | 0 | 0 | 0
DemandResponse | 0 | 0 | 0 | 0 | 0 | 0
IGCC-CCS | 0 | 0 | 0 | 0 | 0 | 0
WT_off | 0 | 0 | 0 | 0 | 0 | 0
PseudoUnit | 0 | 0 | 0 | 0 | 0 | 0
FixedInterchange | 0 | 0 | 0 | 0 | 0 | 0
Cumulative Retirements of Capacity by Reporting Type: NP15
ReportingType | 2015 | 2020 | 2025 | 2030 | 2035 | 2040
BM | 0 | 0 | 0 | 0 | 0 | 0
CC | 0 | 0 | 0 | 0 | 0 | 0
CSP | 0 | 0 | 0 | 0 | 0 | 0
CT | 0 | 0 | 0 | 0 | 0 | 0
Coal | 163.7 | 191.9 | 191.9 | 191.9 | 191.9 | 191.9
Geo | 0 | 0 | 0 | 0 | 0 | 0
H | 0 | 0 | 0 | 0 | 0 | 0
LFG | 0 | 0 | 0 | 0 | 0 | 0
Nuc | 0 | 0 | 0 | 0 | 0 | 0
PS | 0 | 0 | 0 | 0 | 0 | 0
PV | 0 | 0 | 0 | 0 | 6.5 | 6.5
PeakG | 0 | 0 | 0 | 0 | 0 | 0
PeakO | 156 | 156 | 156 | 156 | 156 | 156
ST | 0 | 0 | 0 | 0 | 0 | 0
STOG | 1046.4 | 1046.4 | 1046.4 | 1046.4 | 1046.4 | 1046.4
STWD | 0 | 0 | 0 | 0 | 0 | 0
WT | 0 | 0 | 0 | 0 | 0 | 0
IGCC | 0 | 0 | 0 | 0 | 0 | 0
DemandResponse | 0 | 0 | 0 | 0 | 0 | 0
IGCC-CCS | 0 | 0 | 0 | 0 | 0 | 0
WT_off | 0 | 0 | 0 | 0 | 0 | 0
PseudoUnit | 0 | 0 | 0 | 0 | 0 | 0
FixedInterchange | 0 | 0 | 0 | 0 | 0 | 0
Cumulative Retirements of Capacity by Reporting Type: NWPP_Coal
ReportingType | 2015 | 2020 | 2025 | 2030 | 2035 | 2040
BM | 0 | 0 | 0 | 0 | 0 | 0
CC | 0 | 0 | 0 | 0 | 0 | 0
CSP | 0 | 0 | 0 | 0 | 0 | 0
CT | 0 | 0 | 0 | 0 | 0 | 0
Coal | 1373.88 | 1373.88 | 1373.88 | 1373.88 | 1373.88 | 1373.88
Geo | 0 | 0 | 0 | 0 | 0 | 0
H | 0 | 0 | 0 | 0 | 0 | 0
LFG | 0 | 0 | 0 | 0 | 0 | 0
Nuc | 0 | 0 | 0 | 0 | 0 | 0
PS | 0 | 0 | 0 | 0 | 0 | 0
PV | 0 | 0 | 0 | 0 | 0 | 0
PeakG | 0 | 0 | 0 | 0 | 0 | 0
PeakO | 183 | 183 | 183 | 183 | 183 | 183
ST | 0 | 0 | 0 | 0 | 0 | 0
STOG | 0 | 0 | 0 | 0 | 0 | 0
STWD | 0 | 0 | 0 | 0 | 0 | 0
WT | 0 | 0 | 0 | 0 | 0 | 0
IGCC | 0 | 0 | 0 | 0 | 0 | 0
DemandResponse | 0 | 0 | 0 | 0 | 0 | 0
IGCC-CCS | 0 | 0 | 0 | 0 | 0 | 0
WT_off | 0 | 0 | 0 | 0 | 0 | 0
PseudoUnit | 0 | 0 | 0 | 0 | 0 | 0
FixedInterchange | 0 | 0 | 0 | 0 | 0 | 0
Cumulative Retirements of Capacity by Reporting Type: NWPP_Gas
ReportingType | 2015 | 2020 | 2025 | 2030 | 2035 | 2040
BM | 0 | 0 | 0 | 0 | 0 | 0
CC | 1678 | 1678 | 1678 | 1678 | 1678 | 1678
CSP | 0 | 0 | 0 | 0 | 0 | 0
CT | 0 | 0 | 0 | 0 | 150 | 150
Coal | 0 | 0 | 0 | 0 | 0 | 0
Geo | 0 | 0 | 0 | 0 | 0 | 0
H | 0 | 0 | 0 | 0 | 0 | 0
LFG | 0 | 0 | 0 | 0 | 0 | 0
Nuc | 0 | 0 | 0 | 0 | 0 | 0
PS | 0 | 0 | 0 | 0 | 0 | 0
PV | 0 | 0 | 0 | 0 | 0 | 0
PeakG | 2623 | 2623 | 2623 | 2623 | 2623 | 2623
PeakO | 0 | 0 | 0 | 0 | 0 | 0
ST | 0 | 0 | 0 | 0 | 0 | 0
STOG | 786 | 786 | 786 | 786 | 786 | 786
STWD | 0 | 0 | 0 | 0 | 0 | 0
WT | 0 | 0 | 0 | 0 | 0 | 0
IGCC | 0 | 0 | 0 | 0 | 0 | 0
DemandResponse | 0 | 0 | 0 | 0 | 0 | 0
IGCC-CCS | 0 | 0 | 0 | 0 | 0 | 0
WT_off | 0 | 0 | 0 | 0 | 0 | 0
PseudoUnit | 0 | 0 | 0 | 0 | 0 | 0
FixedInterchange | 0 | 0 | 0 | 0 | 0 | 0
Cumulative Retirements of Capacity by Reporting Type: NWPP_NucRenew
ReportingType | 2015 | 2020 | 2025 | 2030 | 2035 | 2040
BM | 0 | 0 | 0 | 0 | 0 | 0
CC | 0 | 0 | 0 | 0 | 0 | 0
CSP | 0 | 0 | 0 | 0 | 0 | 0
CT | 0 | 0 | 0 | 0 | 0 | 0
Coal | 0 | 0 | 0 | 0 | 0 | 0
Geo | 4.8 | 4.8 | 4.8 | 4.8 | 4.8 | 4.8
H | 0 | 0 | 0 | 0 | 0 | 0
LFG | 0 | 0 | 0 | 0 | 0 | 0
Nuc | 0 | 0 | 0 | 0 | 0 | 0
PS | 0 | 0 | 0 | 0 | 0 | 0
PV | 0 | 0 | 0 | 0 | 0 | 0
PeakG | 0 | 0 | 0 | 0 | 0 | 0
PeakO | 0 | 0 | 0 | 0 | 0 | 0
ST | 0 | 0 | 0 | 0 | 0 | 0
STOG | 0 | 0 | 0 | 0 | 0 | 0
STWD | 188.92 | 188.92 | 188.92 | 188.92 | 188.92 | 188.92
WT | 0 | 0 | 0 | 0 | 0 | 0
IGCC | 0 | 0 | 0 | 0 | 0 | 0
DemandResponse | 0 | 0 | 0 | 0 | 0 | 0
IGCC-CCS | 0 | 0 | 0 | 0 | 0 | 0
WT_off | 0 | 0 | 0 | 0 | 0 | 0
PseudoUnit | 0 | 0 | 0 | 0 | 0 | 0
FixedInterchange | 0 | 0 | 0 | 0 | 0 | 0
Cumulative Retirements of Capacity by Reporting Type: RMPA
ReportingType | 2015 | 2020 | 2025 | 2030 | 2035 | 2040
BM | 0 | 0 | 0 | 0 | 0 | 0
CC | 0 | 0 | 0 | 0 | 0 | 0
CSP | 1 | 1 | 1 | 1 | 1 | 1
CT | 0 | 0 | 0 | 0 | 152 | 152
Coal | 482.04 | 652.54 | 1004.54 | 1004.54 | 1004.54 | 1249.5
Geo | 0 | 0 | 0 | 0 | 0 | 0
H | 0 | 0 | 0 | 0 | 0 | 0
LFG | 0 | 0 | 0 | 0 | 0 | 0
Nuc | 0 | 0 | 0 | 0 | 0 | 0
PS | 0 | 0 | 0 | 0 | 0 | 0
PV | 0 | 0 | 0 | 0 | 0 | 0
PeakG | 0 | 0 | 0 | 0 | 0 | 0
PeakO | 155.42 | 155.42 | 186.98 | 186.98 | 186.98 | 186.98
ST | 0 | 0 | 0 | 0 | 0 | 0
STOG | 217 | 217 | 217 | 217 | 217 | 217
STWD | 0 | 0 | 0 | 0 | 0 | 0
WT | 0 | 0 | 0 | 0 | 0 | 0
IGCC | 0 | 0 | 0 | 0 | 0 | 0
DemandResponse | 0 | 0 | 0 | 0 | 0 | 0
IGCC-CCS | 0 | 0 | 0 | 0 | 0 | 0
WT_off | 0 | 0 | 0 | 0 | 0 | 0
PseudoUnit | 0 | 0 | 0 | 0 | 0 | 0
FixedInterchange | 0 | 0 | 0 | 0 | 0 | 0
Cumulative Retirements of Capacity by Reporting Type: SP15
ReportingType | 2015 | 2020 | 2025 | 2030 | 2035 | 2040
BM | 0 | 0 | 0 | 0 | 0 | 0
CC | 0 | 0 | 0 | 0 | 0 | 0
CSP | 409 | 409 | 409 | 409 | 409 | 409
CT | 0 | 0 | 0 | 0 | 0 | 0
Coal | 141.5 | 141.5 | 141.5 | 141.5 | 242.7 | 242.7
Geo | 0 | 0 | 0 | 0 | 0 | 0
H | 0 | 0 | 0 | 0 | 0 | 0
LFG | 0 | 0 | 0 | 0 | 0 | 0
Nuc | 0 | 0 | 0 | 0 | 0 | 0
PS | 0 | 0 | 0 | 0 | 0 | 0
PV | 0 | 0 | 0 | 0 | 3.8 | 3.8
PeakG | 44 | 44 | 44 | 44 | 44 | 44
PeakO | 15 | 15 | 15 | 15 | 15 | 15
ST | 0 | 0 | 0 | 0 | 0 | 0
STOG | 958 | 958 | 958 | 958 | 958 | 958
STWD | 0 | 0 | 0 | 0 | 0 | 0
WT | 126.2 | 126.2 | 126.2 | 126.2 | 126.2 | 126.2
IGCC | 0 | 0 | 0 | 0 | 0 | 0
DemandResponse | 0 | 0 | 0 | 0 | 0 | 0
IGCC-CCS | 0 | 0 | 0 | 0 | 0 | 0
WT_off | 0 | 0 | 0 | 0 | 0 | 0
PseudoUnit | 0 | 0 | 0 | 0 | 0 | 0
FixedInterchange | 0 | 0 | 0 | 0 | 0 | 0
Cumulative Retirements of Capacity by Reporting Type: ALB
ReportingType | 2015 | 2020 | 2025 | 2030 | 2035 | 2040
BM | 0 | 0 | 0 | 0 | 0 | 0
CC | 0 | 0 | 0 | 0 | 0 | 28.18
CSP | 0 | 0 | 0 | 0 | 0 | 0
CT | 0 | 0 | 0 | 0 | 201.5 | 201.5
Coal | 0 | 0 | 0 | 0 | 0 | 0
Geo | 0 | 0 | 0 | 0 | 0 | 0
H | 0 | 0 | 0 | 0 | 0 | 0
LFG | 0 | 0 | 0 | 0 | 0 | 0
Nuc | 0 | 0 | 0 | 0 | 0 | 0
PS | 0 | 0 | 0 | 0 | 0 | 0
PV | 0 | 0 | 0 | 0 | 0 | 0
PeakG | 892.12 | 983.73 | 983.73 | 983.73 | 983.73 | 983.73
PeakO | 6 | 6 | 6 | 6 | 6 | 6
ST | 0 | 0 | 0 | 0 | 0 | 0
STOG | 186 | 186 | 186 | 186 | 186 | 186
STWD | 174 | 174 | 174 | 174 | 174 | 174
WT | 0 | 0 | 0 | 0 | 0 | 0
IGCC | 0 | 0 | 0 | 0 | 0 | 0
DemandResponse | 0 | 0 | 0 | 0 | 0 | 0
IGCC-CCS | 0 | 0 | 0 | 0 | 0 | 0
WT_off | 0 | 0 | 0 | 0 | 0 | 0
PseudoUnit | 0 | 0 | 0 | 0 | 0 | 0
FixedInterchange | 0 | 0 | 0 | 0 | 0 | 0
Cumulative Retirements of Capacity by Reporting Type: BC
ReportingType | 2015 | 2020 | 2025 | 2030 | 2035 | 2040
BM | 0 | 0 | 0 | 0 | 0 | 0
CC | 0 | 0 | 0 | 0 | 0 | 0
CSP | 0 | 0 | 0 | 0 | 0 | 0
CT | 0 | 0 | 0 | 0 | 0 | 0
Coal | 0 | 0 | 0 | 0 | 0 | 0
Geo | 0 | 0 | 0 | 0 | 0 | 0
H | 0 | 0 | 0 | 0 | 0 | 0
LFG | 0 | 0 | 0 | 0 | 0 | 0
Nuc | 0 | 0 | 0 | 0 | 0 | 0
PS | 0 | 0 | 0 | 0 | 0 | 0
PV | 0 | 0 | 0 | 0 | 0 | 0
PeakG | 0 | 0 | 0 | 0 | 0 | 0
PeakO | 0 | 0 | 0 | 0 | 0 | 0
ST | 0 | 0 | 0 | 0 | 0 | 0
STOG | 938 | 938 | 938 | 938 | 938 | 938
STWD | 0 | 0 | 0 | 0 | 0 | 0
WT | 0 | 0 | 0 | 0 | 0 | 0
IGCC | 0 | 0 | 0 | 0 | 0 | 0
DemandResponse | 0 | 0 | 0 | 0 | 0 | 0
IGCC-CCS | 0 | 0 | 0 | 0 | 0 | 0
WT_off | 0 | 0 | 0 | 0 | 0 | 0
PseudoUnit | 0 | 0 | 0 | 0 | 0 | 0
FixedInterchange | 0 | 0 | 0 | 0 | 0 | 0
Cumulative Retirements of Capacity by Reporting Type: HQ_IESO
ReportingType | 2015 | 2020 | 2025 | 2030 | 2035 | 2040
BM | 0 | 0 | 0 | 0 | 0 | 0
CC | 0 | 0 | 0 | 0 | 0 | 0
CSP | 0 | 0 | 0 | 0 | 0 | 0
CT | 0 | 0 | 0 | 0 | 0 | 0
Coal | 0 | 0 | 0 | 0 | 0 | 0
Geo | 0 | 0 | 0 | 0 | 0 | 0
H | 0 | 0 | 0 | 0 | 0 | 0
LFG | 0 | 0 | 0 | 0 | 0 | 0
Nuc | 0 | 0 | 0 | 0 | 0 | 0
PS | 0 | 0 | 0 | 0 | 0 | 0
PV | 0 | 0 | 0 | 0 | 0 | 0
PeakG | 0 | 0 | 0 | 0 | 0 | 0
PeakO | 0 | 0 | 0 | 0 | 0 | 0
ST | 0 | 0 | 0 | 0 | 0 | 0
STOG | 0 | 0 | 0 | 0 | 0 | 0
STWD | 0 | 0 | 0 | 0 | 0 | 0
WT | 0 | 0 | 0 | 0 | 0 | 0
IGCC | 0 | 0 | 0 | 0 | 0 | 0
DemandResponse | 0 | 0 | 0 | 0 | 0 | 0
IGCC-CCS | 0 | 0 | 0 | 0 | 0 | 0
WT_off | 0 | 0 | 0 | 0 | 0 | 0
PseudoUnit | 0 | 0 | 0 | 0 | 0 | 0
FixedInterchange | 0 | 0 | 0 | 0 | 0 | 0
Cumulative Retirements of Capacity by Reporting Type: HQ_NEISO
ReportingType | 2015 | 2020 | 2025 | 2030 | 2035 | 2040
BM | 0 | 0 | 0 | 0 | 0 | 0
CC | 0 | 0 | 0 | 0 | 0 | 0
CSP | 0 | 0 | 0 | 0 | 0 | 0
CT | 0 | 0 | 0 | 0 | 0 | 0
Coal | 0 | 0 | 0 | 0 | 0 | 0
Geo | 0 | 0 | 0 | 0 | 0 | 0
H | 0 | 0 | 0 | 0 | 0 | 0
LFG | 0 | 0 | 0 | 0 | 0 | 0
Nuc | 0 | 0 | 0 | 0 | 0 | 0
PS | 0 | 0 | 0 | 0 | 0 | 0
PV | 0 | 0 | 0 | 0 | 0 | 0
PeakG | 0 | 0 | 0 | 0 | 0 | 0
PeakO | 0 | 0 | 0 | 0 | 0 | 0
ST | 0 | 0 | 0 | 0 | 0 | 0
STOG | 0 | 0 | 0 | 0 | 0 | 0
STWD | 0 | 0 | 0 | 0 | 0 | 0
WT | 0 | 0 | 0 | 0 | 0 | 0
IGCC | 0 | 0 | 0 | 0 | 0 | 0
DemandResponse | 0 | 0 | 0 | 0 | 0 | 0
IGCC-CCS | 0 | 0 | 0 | 0 | 0 | 0
WT_off | 0 | 0 | 0 | 0 | 0 | 0
PseudoUnit | 0 | 0 | 0 | 0 | 0 | 0
FixedInterchange | 0 | 0 | 0 | 0 | 0 | 0
Cumulative Retirements of Capacity by Reporting Type: HQ_NY
ReportingType | 2015 | 2020 | 2025 | 2030 | 2035 | 2040
BM | 0 | 0 | 0 | 0 | 0 | 0
CC | 0 | 0 | 0 | 0 | 0 | 0
CSP | 0 | 0 | 0 | 0 | 0 | 0
CT | 0 | 0 | 0 | 0 | 0 | 0
Coal | 0 | 0 | 0 | 0 | 0 | 0
Geo | 0 | 0 | 0 | 0 | 0 | 0
H | 0 | 0 | 0 | 0 | 0 | 0
LFG | 0 | 0 | 0 | 0 | 0 | 0
Nuc | 0 | 0 | 0 | 0 | 0 | 0
PS | 0 | 0 | 0 | 0 | 0 | 0
PV | 0 | 0 | 0 | 0 | 0 | 0
PeakG | 0 | 0 | 0 | 0 | 0 | 0
PeakO | 0 | 0 | 0 | 0 | 0 | 0
ST | 0 | 0 | 0 | 0 | 0 | 0
STOG | 0 | 0 | 0 | 0 | 0 | 0
STWD | 0 | 0 | 0 | 0 | 0 | 0
WT | 0 | 0 | 0 | 0 | 0 | 0
IGCC | 0 | 0 | 0 | 0 | 0 | 0
DemandResponse | 0 | 0 | 0 | 0 | 0 | 0
IGCC-CCS | 0 | 0 | 0 | 0 | 0 | 0
WT_off | 0 | 0 | 0 | 0 | 0 | 0
PseudoUnit | 0 | 0 | 0 | 0 | 0 | 0
FixedInterchange | 0 | 0 | 0 | 0 | 0 | 0
Cumulative Retirements of Capacity by Reporting Type: MARITIMES
ReportingType | 2015 | 2020 | 2025 | 2030 | 2035 | 2040
BM | 0 | 0 | 0 | 0 | 0 | 0
CC | 0 | 0 | 0 | 0 | 0 | 0
CSP | 0 | 0 | 0 | 0 | 0 | 0
CT | 0 | 0 | 0 | 0 | 0 | 0
Coal | 0 | 0 | 0 | 0 | 0 | 0
Geo | 0 | 0 | 0 | 0 | 0 | 0
H | 0 | 0 | 0 | 0 | 0 | 0
LFG | 0 | 0 | 0 | 0 | 0 | 0
Nuc | 0 | 0 | 0 | 0 | 0 | 0
PS | 0 | 0 | 0 | 0 | 0 | 0
PV | 0 | 0 | 0 | 0 | 0 | 0
PeakG | 0 | 0 | 0 | 0 | 0 | 0
PeakO | 0 | 0 | 0 | 0 | 0 | 0
ST | 0 | 0 | 0 | 0 | 0 | 0
STOG | 0 | 0 | 0 | 0 | 0 | 0
STWD | 0 | 0 | 0 | 0 | 0 | 0
WT | 0 | 0 | 0 | 0 | 0 | 0
IGCC | 0 | 0 | 0 | 0 | 0 | 0
DemandResponse | 0 | 0 | 0 | 0 | 0 | 0
IGCC-CCS | 0 | 0 | 0 | 0 | 0 | 0
WT_off | 0 | 0 | 0 | 0 | 0 | 0
PseudoUnit | 0 | 0 | 0 | 0 | 0 | 0
FixedInterchange | 0 | 0 | 0 | 0 | 0 | 0
Cumulative Retirements of Capacity by Reporting Type: All
ReportingType | 2015 | 2020 | 2025 | 2030 | 2035 | 2040
BM | 0 | 0 | 0 | 0 | 0 | 192
CC | 7230.1 | 7230.1 | 7230.1 | 7230.1 | 7230.1 | 7388.62
CSP | 475 | 475 | 475 | 475 | 475 | 475
CT | 0 | 0 | 0 | 0 | 1239.5 | 1239.5
Coal | 69143.41 | 83233.57 | 83585.57 | 83585.57 | 83686.77 | 83931.73
Geo | 4.8 | 4.8 | 4.8 | 4.8 | 4.8 | 4.8
H | 0 | 0 | 0 | 0 | 0 | 0
LFG | 0 | 0 | 0 | 0 | 0 | 0
Nuc | 0 | 614.5 | 614.5 | 2102.7 | 28678.4 | 48384.39
PS | 0 | 0 | 0 | 0 | 0 | 0
PV | 0 | 0 | 0 | 0 | 1149.01 | 1149.01
PeakG | 3827.62 | 3919.23 | 3919.23 | 3919.23 | 3919.23 | 7579.23
PeakO | 2492.25 | 2492.25 | 2523.81 | 2723.8 | 2723.8 | 2723.81
ST | 0 | 0 | 0 | 0 | 0 | 0
STOG | 47546.27 | 48118.79 | 49003.93 | 49003.93 | 49003.93 | 49003.93
STWD | 1779.91 | 1779.91 | 1779.91 | 1779.91 | 1779.91 | 1779.91
WT | 126.2 | 126.2 | 126.2 | 3608.3 | 13037.59 | 13555.39
IGCC | 0 | 0 | 0 | 0 | 0 | 0
DemandResponse | 0 | 0 | 0 | 0 | 0 | 0
IGCC-CCS | 0 | 0 | 0 | 0 | 0 | 0
WT_off | 0 | 0 | 0 | 0 | 468 | 468
PseudoUnit | 0 | 0 | 0 | 0 | 0 | 0
FixedInterchange | 0 | 0 | 0 | 0 | 0 | 0
Cumulative Retirements of Capacity by Reporting Type: EI_US
ReportingType | 2015 | 2020 | 2025 | 2030 | 2035 | 2040
BM | 0 | 0 | 0 | 0 | 0 | 192
CC | 1502.42 | 1502.42 | 1502.42 | 1502.42 | 1502.42 | 1502.42
CSP | 0 | 0 | 0 | 0 | 0 | 0
CT | 0 | 0 | 0 | 0 | 0 | 0
Coal | 58412.88 | 72304.35 | 72304.35 | 72304.35 | 72304.35 | 72304.35
Geo | 0 | 0 | 0 | 0 | 0 | 0
H | 0 | 0 | 0 | 0 | 0 | 0
LFG | 0 | 0 | 0 | 0 | 0 | 0
Nuc | 0 | 614.5 | 614.5 | 2102.7 | 27648.4 | 45814.39
PS | 0 | 0 | 0 | 0 | 0 | 0
PV | 0 | 0 | 0 | 0 | 57.45 | 57.45
PeakG | 268.5 | 268.5 | 268.5 | 268.5 | 268.5 | 268.5
PeakO | 1831.18 | 1831.18 | 1831.18 | 1831.18 | 1831.18 | 1831.18
ST | 0 | 0 | 0 | 0 | 0 | 0
STOG | 35700.57 | 36273.09 | 36681.71 | 36681.71 | 36681.71 | 36681.71
STWD | 1277.99 | 1277.99 | 1277.99 | 1277.99 | 1277.99 | 1277.99
WT | 0 | 0 | 0 | 3482.1 | 10805.49 | 11323.29
IGCC | 0 | 0 | 0 | 0 | 0 | 0
DemandResponse | 0 | 0 | 0 | 0 | 0 | 0
IGCC-CCS | 0 | 0 | 0 | 0 | 0 | 0
WT_off | 0 | 0 | 0 | 0 | 468 | 468
PseudoUnit | 0 | 0 | 0 | 0 | 0 | 0
FixedInterchange | 0 | 0 | 0 | 0 | 0 | 0
Cumulative Retirements of Capacity by Reporting Type: EI_Canada
ReportingType | 2015 | 2020 | 2025 | 2030 | 2035 | 2040
BM | 0 | 0 | 0 | 0 | 0 | 0
CC | 3106.62 | 3106.62 | 3106.62 | 3106.62 | 3106.62 | 3106.62
CSP | 0 | 0 | 0 | 0 | 0 | 0
CT | 0 | 0 | 0 | 0 | 0 | 0
Coal | 7425.4 | 7425.4 | 7425.4 | 7425.4 | 7425.4 | 7425.4
Geo | 0 | 0 | 0 | 0 | 0 | 0
H | 0 | 0 | 0 | 0 | 0 | 0
LFG | 0 | 0 | 0 | 0 | 0 | 0
Nuc | 0 | 0 | 0 | 0 | 1030 | 2570
PS | 0 | 0 | 0 | 0 | 0 | 0
PV | 0 | 0 | 0 | 0 | 1067.26 | 1067.26
PeakG | 0 | 0 | 0 | 0 | 0 | 0
PeakO | 145.65 | 145.65 | 145.65 | 145.65 | 145.65 | 145.65
ST | 0 | 0 | 0 | 0 | 0 | 0
STOG | 2126 | 2126 | 2126 | 2126 | 2126 | 2126
STWD | 139 | 139 | 139 | 139 | 139 | 139
WT | 0 | 0 | 0 | 0 | 2105.9 | 2105.9
IGCC | 0 | 0 | 0 | 0 | 0 | 0
DemandResponse | 0 | 0 | 0 | 0 | 0 | 0
IGCC-CCS | 0 | 0 | 0 | 0 | 0 | 0
WT_off | 0 | 0 | 0 | 0 | 0 | 0
PseudoUnit | 0 | 0 | 0 | 0 | 0 | 0
FixedInterchange | 0 | 0 | 0 | 0 | 0 | 0
Cumulative Retirements of Capacity by Reporting Type: EI
ReportingType | 2015 | 2020 | 2025 | 2030 | 2035 | 2040
BM | 0 | 0 | 0 | 0 | 0 | 192
CC | 4609.04 | 4609.04 | 4609.04 | 4609.04 | 4609.04 | 4609.04
CSP | 0 | 0 | 0 | 0 | 0 | 0
CT | 0 | 0 | 0 | 0 | 0 | 0
Coal | 65838.29 | 79729.76 | 79729.76 | 79729.76 | 79729.76 | 79729.76
Geo | 0 | 0 | 0 | 0 | 0 | 0
H | 0 | 0 | 0 | 0 | 0 | 0
LFG | 0 | 0 | 0 | 0 | 0 | 0
Nuc | 0 | 614.5 | 614.5 | 2102.7 | 28678.4 | 48384.39
PS | 0 | 0 | 0 | 0 | 0 | 0
PV | 0 | 0 | 0 | 0 | 1124.71 | 1124.71
PeakG | 268.5 | 268.5 | 268.5 | 268.5 | 268.5 | 268.5
PeakO | 1976.83 | 1976.83 | 1976.83 | 1976.83 | 1976.83 | 1976.83
ST | 0 | 0 | 0 | 0 | 0 | 0
STOG | 37826.57 | 38399.09 | 38807.71 | 38807.71 | 38807.71 | 38807.71
STWD | 1416.99 | 1416.99 | 1416.99 | 1416.99 | 1416.99 | 1416.99
WT | 0 | 0 | 0 | 3482.1 | 12911.39 | 13429.19
IGCC | 0 | 0 | 0 | 0 | 0 | 0
DemandResponse | 0 | 0 | 0 | 0 | 0 | 0
IGCC-CCS | 0 | 0 | 0 | 0 | 0 | 0
WT_off | 0 | 0 | 0 | 0 | 468 | 468
PseudoUnit | 0 | 0 | 0 | 0 | 0 | 0
FixedInterchange | 0 | 0 | 0 | 0 | 0 | 0
Cumulative Retirements of Capacity by Reporting Type: Outside_EI
ReportingType | 2015 | 2020 | 2025 | 2030 | 2035 | 2040
BM | 0 | 0 | 0 | 0 | 0 | 0
CC | 2621.06 | 2621.06 | 2621.06 | 2621.06 | 2621.06 | 2779.58
CSP | 475 | 475 | 475 | 475 | 475 | 475
CT | 0 | 0 | 0 | 0 | 1239.5 | 1239.5
Coal | 3305.12 | 3503.82 | 3855.82 | 3855.82 | 3957.02 | 4201.98
Geo | 4.8 | 4.8 | 4.8 | 4.8 | 4.8 | 4.8
H | 0 | 0 | 0 | 0 | 0 | 0
LFG | 0 | 0 | 0 | 0 | 0 | 0
Nuc | 0 | 0 | 0 | 0 | 0 | 0
PS | 0 | 0 | 0 | 0 | 0 | 0
PV | 0 | 0 | 0 | 0 | 24.3 | 24.3
PeakG | 3559.12 | 3650.73 | 3650.73 | 3650.73 | 3650.73 | 7310.73
PeakO | 515.42 | 515.42 | 546.98 | 746.97 | 746.97 | 746.98
ST | 0 | 0 | 0 | 0 | 0 | 0
STOG | 9719.7 | 9719.7 | 10196.22 | 10196.22 | 10196.22 | 10196.22
STWD | 362.92 | 362.92 | 362.92 | 362.92 | 362.92 | 362.92
WT | 126.2 | 126.2 | 126.2 | 126.2 | 126.2 | 126.2
IGCC | 0 | 0 | 0 | 0 | 0 | 0
DemandResponse | 0 | 0 | 0 | 0 | 0 | 0
IGCC-CCS | 0 | 0 | 0 | 0 | 0 | 0
WT_off | 0 | 0 | 0 | 0 | 0 | 0
PseudoUnit | 0 | 0 | 0 | 0 | 0 | 0
FixedInterchange | 0 | 0 | 0 | 0 | 0 | 0
#5 | Total Installed ACTIVE Capacity (MW)
Total Installed Capacity by Reporting Type: Entergy
ReportingType | 2015 | 2020 | 2025 | 2030 | 2035 | 2040
BM | 0 | 0 | 0 | 0 | 0 | 0
CC | 15193.07 | 16160.78 | 16160.78 | 17125.66 | 18958.39 | 20972.64
CSP | 0 | 0 | 0 | 0 | 0 | 0
CT | 0 | 0 | 0 | 0 | 0 | 0
Coal | 8136 | 8136 | 8136 | 8136 | 8136 | 8136
Geo | 0 | 0 | 0 | 0 | 0 | 0
H | 744 | 744 | 744 | 744 | 744 | 744
LFG | 8 | 8 | 115.4 | 115.4 | 115.4 | 115.4
Nuc | 5422 | 5422 | 5422 | 5422 | 4580 | 3583
PS | 59 | 59 | 59 | 59 | 59 | 59
PV | 0 | 0 | 0 | 0 | 0 | 0
PeakG | 2787 | 2787 | 2787 | 2787 | 2787 | 2787
PeakO | 174 | 174 | 174 | 174 | 174 | 174
ST | 0 | 0 | 0 | 0 | 0 | 0
STOG | 2707.39 | 2707.39 | 2298.77 | 2298.77 | 2298.77 | 2298.77
STWD | 206 | 206 | 206 | 206 | 206 | 206
WT | 107 | 107 | 107 | 107 | 107 | 107
IGCC | 0 | 0 | 0 | 0 | 0 | 0
DemandResponse | 301.55 | 1538.95 | 2854.33 | 2930.78 | 3009.27 | 3089.87
IGCC-CCS | 0 | 0 | 0 | 0 | 0 | 0
WT_off | 0 | 0 | 0 | 0 | 0 | 0
PseudoUnit | 0 | 0 | 0 | 0 | 0 | 0
FixedInterchange | 0 | 0 | 0 | 0 | 0 | 0
Total Installed Capacity by Reporting Type: FRCC
ReportingType | 2015 | 2020 | 2025 | 2030 | 2035 | 2040
BM | 0 | 0 | 0 | 0 | 0 | 0
CC | 23300.9 | 28437.76 | 30850.54 | 34729.52 | 40470.4 | 46535.15
CSP | 0 | 0 | 0 | 0 | 0 | 0
CT | 2480 | 2480 | 2480 | 2480 | 2480 | 2480
Coal | 8997.4 | 8128.4 | 8128.4 | 8128.4 | 8128.41 | 8128.41
Geo | 0 | 0 | 0 | 0 | 0 | 0
H | 55 | 55 | 55 | 55 | 55 | 55
LFG | 486 | 684 | 684 | 684 | 684 | 684
Nuc | 4131.33 | 4131.33 | 4131.33 | 4131.33 | 2516 | 839
PS | 0 | 0 | 0 | 0 | 0 | 0
PV | 51 | 51 | 51 | 51 | 51 | 51
PeakG | 8431 | 8431 | 8431 | 8431 | 8431 | 8431
PeakO | 2283 | 2283 | 2283 | 2283 | 2283 | 2283
ST | 0 | 0 | 0 | 0 | 0 | 0
STOG | 4352.84 | 3780.32 | 3780.32 | 3780.32 | 3780.32 | 3780.32
STWD | 195 | 195 | 195 | 195 | 195 | 195
WT | 0 | 0 | 0 | 0 | 0 | 0
IGCC | 0 | 0 | 0 | 0 | 0 | 0
DemandResponse | 2734.45 | 3962.85 | 5527.63 | 5878.95 | 6252.59 | 6649.99
IGCC-CCS | 0 | 0 | 0 | 0 | 0 | 0
WT_off | 0 | 0 | 0 | 0 | 0 | 0
PseudoUnit | 0 | 0 | 0 | 0 | 0 | 0
FixedInterchange | 0 | 0 | 0 | 0 | 0 | 0
Total Installed Capacity by Reporting Type: MAPP_US
ReportingType | 2015 | 2020 | 2025 | 2030 | 2035 | 2040
BM | 0 | 0 | 0 | 0 | 0 | 0
CC | 289 | 289 | 289 | 289 | 289 | 289
CSP | 0 | 0 | 0 | 0 | 0 | 0
CT | 308.3 | 308.3 | 308.3 | 502.82 | 502.82 | 502.82
Coal | 2831 | 2831 | 2831 | 2831.01 | 3107.76 | 3395.48
Geo | 44 | 44 | 44 | 44 | 44 | 44
H | 2186 | 2186 | 2186 | 2186 | 2186 | 2186
LFG | 2 | 2 | 2 | 73.67 | 73.67 | 73.67
Nuc | 0.1 | 0.1 | 0.1 | 0.1 | 0.1 | 0.1
PS | 0 | 0 | 0 | 0 | 0 | 0
PV | 0 | 0 | 0 | 0 | 0 | 0
PeakG | 709 | 709 | 709 | 709 | 709 | 709
PeakO | 105.1 | 105.1 | 105.1 | 105.1 | 105.1 | 105.1
ST | 0 | 0 | 0 | 0 | 0 | 0
STOG | 0 | 0 | 0 | 0 | 0 | 0
STWD | 0 | 0 | 0 | 0 | 0 | 0
WT | 1689.3 | 1689.3 | 1689.3 | 1689.3 | 1689.3 | 1689.3
IGCC | 0 | 0 | 0 | 0 | 0 | 0
DemandResponse | 59 | 199.4 | 353.8 | 367.81 | 382.38 | 397.53
IGCC-CCS | 0 | 0 | 0 | 0 | 0 | 0
WT_off | 0 | 0 | 0 | 0 | 0 | 0
PseudoUnit | 0 | 0 | 0 | 0 | 0 | 0
FixedInterchange | 0 | 0 | 0 | 0 | 0 | 0
Total Installed Capacity by Reporting Type: MISO_IN
ReportingType | 2015 | 2020 | 2025 | 2030 | 2035 | 2040
BM | 0 | 0 | 0 | 0 | 0 | 0
CC | 1396 | 3937.05 | 5410.98 | 7413.82 | 9141.31 | 9141.31
CSP | 0 | 0 | 0 | 0 | 0 | 0
CT | 0 | 0 | 0 | 0 | 0 | 0
Coal | 13430.27 | 13385.81 | 13385.81 | 13385.81 | 13385.81 | 13385.81
Geo | 0 | 0 | 0 | 0 | 0 | 0
H | 75 | 75 | 75 | 75 | 75 | 75
LFG | 37 | 37 | 117.12 | 117.13 | 117.13 | 117.13
Nuc | 0.1 | 0.1 | 0.1 | 0.1 | 0.1 | 0.1
PS | 0 | 0 | 0 | 0 | 0 | 0
PV | 0 | 0 | 0 | 0 | 0 | 0
PeakG | 3053 | 3053 | 3053 | 3053 | 3053 | 3053
PeakO | 361 | 361 | 361 | 361 | 361 | 361
ST | 0 | 0 | 0 | 0 | 0 | 0
STOG | 279 | 279 | 279 | 279 | 279 | 279
STWD | 0 | 0 | 0 | 0 | 0 | 0
WT | 535 | 535 | 535 | 535 | 535 | 535
IGCC | 618 | 618 | 618 | 618 | 618 | 618
DemandResponse | 1068.55 | 1287.74 | 1545.09 | 1592.8 | 1641.97 | 1692.67
IGCC-CCS | 0 | 0 | 0 | 0 | 0 | 0
WT_off | 0 | 0 | 0 | 0 | 0 | 0
PseudoUnit | 0 | 0 | 0 | 0 | 0 | 0
FixedInterchange | 0 | 0 | 0 | 0 | 0 | 0
Total Installed Capacity by Reporting Type: MISO_MI
ReportingType | 2015 | 2020 | 2025 | 2030 | 2035 | 2040
BM | 0 | 0 | 0 | 0 | 0 | 0
CC | 4338 | 4338 | 4338.01 | 4338.01 | 4379.42 | 4379.42
CSP | 0 | 0 | 0 | 0 | 0 | 0
CT | 0 | 0 | 0 | 0.01 | 0.01 | 0.01
Coal | 8466.01 | 7279.02 | 7279.02 | 7279.02 | 7279.02 | 7279.02
Geo | 0 | 0 | 0 | 0 | 0 | 0
H | 141 | 141 | 141 | 141 | 141 | 141
LFG | 163 | 163 | 323.25 | 323.25 | 323.25 | 323.25
Nuc | 1889 | 1889 | 1889 | 1889 | 1111 | 1111
PS | 1872 | 1872 | 1872 | 1872 | 1872 | 1872
PV | 0 | 0 | 0 | 0 | 0 | 0
PeakG | 3562 | 3562 | 3562 | 3562 | 3562 | 3562
PeakO | 534 | 534 | 534 | 534 | 534 | 534
ST | 0 | 0 | 0 | 0 | 0 | 0
STOG | 2852 | 2852 | 2852 | 2852 | 2852 | 2852
STWD | 163 | 163 | 163 | 163 | 163 | 163
WT | 2161 | 2161 | 2161 | 2161 | 161 | 161
IGCC | 0 | 0 | 0 | 0 | 0 | 0
DemandResponse | 1838.88 | 2351.35 | 3000.3 | 3120.7 | 3245.93 | 3376.18
IGCC-CCS | 0 | 0 | 0 | 0 | 0 | 0
WT_off | 0 | 0 | 0 | 0 | 0 | 0
PseudoUnit | 0 | 0 | 0 | 0 | 0 | 0
FixedInterchange | 0 | 0 | 0 | 0 | 0 | 0
Total Installed Capacity by Reporting Type: MISO_MO-IL
ReportingType | 2015 | 2020 | 2025 | 2030 | 2035 | 2040
BM | 0 | 0 | 0 | 0 | 0 | 0
CC | 1058 | 1058 | 1058 | 1058 | 1058 | 1058
CSP | 0 | 0 | 0 | 0 | 0 | 0
CT | 0 | 0 | 0 | 0 | 0 | 0
Coal | 14899.27 | 13697.01 | 13697.01 | 13697.01 | 13697.01 | 13697.02
Geo | 0 | 0 | 0 | 0 | 0 | 0
H | 352 | 352 | 352 | 352 | 352 | 352
LFG | 18 | 18 | 36.09 | 241.33 | 241.33 | 241.33
Nuc | 2233 | 2233 | 2233 | 2233 | 2233 | 2233
PS | 440 | 440 | 440 | 440 | 440 | 440
PV | 0 | 0 | 0 | 0 | 0 | 0
PeakG | 4595 | 4595 | 4595 | 4595 | 4595 | 4595
PeakO | 766 | 766 | 766 | 766 | 766 | 766
ST | 0 | 0 | 0 | 0 | 0 | 0
STOG | 592 | 592 | 592 | 592 | 592 | 592
STWD | 0 | 0 | 0 | 0 | 0 | 0
WT | 678 | 678 | 678 | 678 | 678 | 678
IGCC | 0 | 0 | 0 | 0 | 0 | 0
DemandResponse | 301.14 | 1139.8 | 2067.65 | 2153.82 | 2243.59 | 2337.1
IGCC-CCS | 0 | 0 | 0 | 0 | 0 | 0
WT_off | 0 | 0 | 0 | 0 | 0 | 0
PseudoUnit | 0 | 0 | 0 | 0 | 0 | 0
FixedInterchange | 0 | 0 | 0 | 0 | 0 | 0
Total Installed Capacity by Reporting Type: MISO_W
ReportingType | 2015 | 2020 | 2025 | 2030 | 2035 | 2040
BM | 0 | 0 | 0 | 0 | 0 | 0
CC | 3025 | 3025 | 3025 | 3025.01 | 3025.01 | 3025.01
CSP | 0 | 0 | 0 | 0 | 0 | 0
CT | 0 | 0 | 0 | 0.01 | 0.01 | 0.01
Coal | 12328.69 | 11354.73 | 11354.73 | 11354.73 | 15604.23 | 20283.52
Geo | 0 | 0 | 0 | 0 | 0 | 0
H | 497 | 497 | 497 | 497 | 497 | 497
LFG | 205 | 205 | 276.67 | 276.67 | 276.67 | 276.67
Nuc | 2361.33 | 2361.33 | 2361.33 | 2361.33 | 0.1 | 0.1
PS | 0 | 0 | 0 | 0 | 0 | 0
PV | 0 | 0 | 0 | 0 | 0 | 0
PeakG | 4522 | 4522 | 4522 | 4522 | 4522 | 4522
PeakO | 2154 | 2154 | 2154 | 2154 | 2154 | 2154
ST | 0 | 0 | 0 | 0 | 0 | 0
STOG | 172 | 172 | 172 | 172 | 172 | 172
STWD | 313 | 313 | 313 | 313 | 313 | 313
WT | 8358.5 | 8358.5 | 8358.5 | 8358.5 | 8358.5 | 8358.5
IGCC | 0 | 0 | 0 | 0 | 0 | 0
DemandResponse | 2622.87 | 2885.77 | 3318.4 | 3449.86 | 3586.51 | 3728.59
IGCC-CCS | 0 | 0 | 0 | 0 | 0 | 0
WT_off | 0 | 0 | 0 | 0 | 0 | 0
PseudoUnit | 0 | 0 | 0 | 0 | 0 | 0
FixedInterchange | 0 | 0 | 0 | 0 | 0 | 0
Total Installed Capacity by Reporting Type: MISO_WUMS
ReportingType | 2015 | 2020 | 2025 | 2030 | 2035 | 2040
BM | 0 | 0 | 0 | 0 | 0 | 0
CC | 2724 | 6867.38 | 6867.41 | 7036.53 | 7658.78 | 7658.78
CSP | 0 | 0 | 0 | 0 | 0 | 0
CT | 0 | 1028.24 | 1028.24 | 2993.79 | 6117.13 | 6117.13
Coal | 5214.38 | 4705.96 | 4705.96 | 4705.96 | 4705.96 | 4705.96
Geo | 0 | 0 | 0 | 0 | 0 | 0
H | 336 | 336 | 336 | 336 | 336 | 336
LFG | 71 | 71 | 294.33 | 294.33 | 294.33 | 294.33
Nuc | 1817 | 1817 | 1817 | 1817 | 0.1 | 0.1
PS | 0 | 0 | 0 | 0 | 0 | 0
PV | 0 | 0 | 0 | 0 | 0 | 0
PeakG | 3230 | 3230 | 3230 | 3230 | 3230 | 3230
PeakO | 490 | 490 | 490 | 490 | 490 | 490
ST | 0 | 0 | 0 | 0 | 0 | 0
STOG | 300.5 | 300.5 | 300.5 | 300.5 | 300.5 | 300.5
STWD | 105 | 105 | 105 | 105 | 105 | 105
WT | 1528.9 | 1528.9 | 1528.9 | 1528.9 | 1528.9 | 1528.9
IGCC | 0 | 0 | 0 | 0 | 0 | 0
DemandResponse | 193.34 | 453.12 | 737.75 | 762.42 | 787.92 | 814.26
IGCC-CCS | 0 | 0 | 0 | 0 | 0 | 0
WT_off | 0 | 0 | 0 | 0 | 0 | 0
PseudoUnit | 0 | 0 | 0 | 0 | 0 | 0
FixedInterchange | 0 | 0 | 0 | 0 | 0 | 0
Total Installed Capacity by Reporting Type: Nebraska
ReportingType | 2015 | 2020 | 2025 | 2030 | 2035 | 2040
BM | 0 | 0 | 0 | 0 | 0 | 0
CC | 358 | 358 | 358 | 358 | 358 | 358
CSP | 0 | 0 | 0 | 0 | 0 | 0
CT | 0 | 0 | 0 | 0 | 0 | 0
Coal | 4110.1 | 4110.1 | 4110.1 | 4110.1 | 6517.1 | 6598.88
Geo | 0 | 0 | 0 | 0 | 0 | 0
H | 167 | 167 | 167 | 167 | 167 | 167
LFG | 6 | 6 | 74.27 | 77.67 | 77.67 | 77.67
Nuc | 1252 | 1252 | 1252 | 1252 | 0.2 | 0.2
PS | 0 | 0 | 0 | 0 | 0 | 0
PV | 0 | 0 | 0 | 0 | 0 | 0
PeakG | 1305 | 1305 | 1305 | 1305 | 1305 | 1305
PeakO | 326 | 326 | 326 | 326 | 326 | 326
ST | 0 | 0 | 0 | 0 | 0 | 0
STOG | 0.02 | 0.02 | 0.02 | 0.02 | 0.02 | 0.02
STWD | 0 | 0 | 0 | 0 | 0 | 0
WT | 344 | 344 | 344 | 344 | 344 | 344
IGCC | 0 | 0 | 0 | 0 | 0 | 0
DemandResponse | 624.42 | 756.13 | 918.4 | 954.78 | 992.6 | 1031.92
IGCC-CCS | 0 | 0 | 0 | 0 | 0 | 0
WT_off | 0 | 0 | 0 | 0 | 0 | 0
PseudoUnit | 0 | 0 | 0 | 0 | 0 | 0
FixedInterchange | 0 | 0 | 0 | 0 | 0 | 0
Total Installed Capacity by Reporting Type: NEISO
ReportingType | 2015 | 2020 | 2025 | 2030 | 2035 | 2040
BM | 252.2 | 252.2 | 252.2 | 252.2 | 252.2 | 252.2
CC | 12010.08 | 12010.08 | 12010.08 | 12010.08 | 12010.08 | 12010.08
CSP | 0 | 0 | 0 | 0 | 0 | 0
CT | 334 | 334 | 334 | 334 | 1620.21 | 2666.79
Coal | 320 | 0 | 0 | 0 | 0 | 0
Geo | 0 | 0 | 0 | 0 | 0 | 0
H | 3257.7 | 3257.7 | 3257.7 | 3257.7 | 3257.7 | 3257.7
LFG | 581.26 | 581.26 | 581.26 | 651 | 651 | 651
Nuc | 4645 | 4645 | 4645 | 4645 | 3356 | 2479.08
PS | 1674 | 1674 | 1674 | 1674 | 1674 | 1674
PV | 2 | 2 | 2 | 2 | 2 | 2
PeakG | 1200 | 1200 | 1200 | 1200 | 1200 | 1200
PeakO | 829.85 | 829.85 | 829.85 | 829.85 | 829.85 | 829.85
ST | 0 | 0 | 0 | 0 | 0 | 0
STOG | 0 | 0 | 0 | 0 | 0 | 0
STWD | 0.01 | 0.01 | 0.01 | 0.01 | 0.01 | 0.01
WT | 434.2 | 434.2 | 434.2 | 404.2 | 404.2 | 404.2
IGCC | 0 | 0 | 0 | 0 | 0 | 0
DemandResponse | 3092.4 | 3627.72 | 4230.66 | 4257.78 | 4282.5 | 4307.35
IGCC-CCS | 0 | 0 | 0 | 0 | 0 | 0
WT_off | 468 | 468 | 468 | 468 | 0 | 0
PseudoUnit | 0 | 0 | 0 | 0 | 0 | 0
FixedInterchange | 0 | 0 | 0 | 0 | 0 | 0
Total Installed Capacity by Reporting Type: NonRTO_Midwest
ReportingType | 2015 | 2020 | 2025 | 2030 | 2035 | 2040
BM | 0 | 0 | 0 | 0 | 0 | 0
CC | 0 | 520.11 | 520.11 | 814.83 | 1130.07 | 1368.3
CSP | 0 | 0 | 0 | 0 | 0 | 0
CT | 0 | 180.99 | 180.99 | 192.94 | 228.76 | 350.26
Coal | 9529.3 | 9529.3 | 9529.3 | 9529.3 | 9529.3 | 9529.3
Geo | 0 | 0 | 0 | 0 | 0 | 0
H | 143 | 143 | 143 | 143 | 143 | 143
LFG | 14 | 61 | 138.36 | 174.25 | 174.25 | 174.25
Nuc | 0.1 | 0.1 | 0.1 | 0.1 | 0.1 | 0.1
PS | 0 | 0 | 0 | 0 | 0 | 0
PV | 0 | 0 | 0 | 0 | 0 | 0
PeakG | 3353 | 3353 | 3353 | 3353 | 3353 | 3353
PeakO | 12 | 12 | 12 | 12 | 12 | 12
ST | 0 | 0 | 0 | 0 | 0 | 0
STOG | 0 | 0 | 0 | 0 | 0 | 0
STWD | 0 | 0 | 0 | 0 | 0 | 0
WT | 66 | 66 | 66 | 66 | 66 | 66
IGCC | 0 | 0 | 0 | 0 | 0 | 0
DemandResponse | 193.98 | 453.37 | 727.88 | 745.89 | 764.35 | 783.26
IGCC-CCS | 0 | 0 | 0 | 0 | 0 | 0
WT_off | 0 | 0 | 0 | 0 | 0 | 0
PseudoUnit | 0 | 0 | 0 | 0 | 0 | 0
FixedInterchange | 0 | 0 | 0 | 0 | 0 | 0
Total Installed Capacity by Reporting Type: NYISO_A-F
ReportingType | 2015 | 2020 | 2025 | 2030 | 2035 | 2040
BM | 0 | 0 | 0 | 0 | 0 | 0
CC | 4233 | 4233 | 4233 | 4233 | 4233 | 4233.05
CSP | 0 | 0 | 0 | 0 | 0 | 0
CT | 0 | 0 | 0 | 0 | 0 | 0
Coal | 0 | 0 | 0 | 0 | 0 | 0
Geo | 0 | 0 | 0 | 0 | 0 | 0
H | 4395 | 4395 | 4395 | 4395 | 4395 | 4395
LFG | 172.4 | 172.4 | 240.33 | 240.33 | 240.33 | 240.33
Nuc | 3365 | 3365 | 3365 | 2743.8 | 2163.3 | 1311.1
PS | 1412 | 1412 | 1412 | 1412 | 1412 | 1412
PV | 0 | 0 | 0 | 0 | 0 | 0
PeakG | 221 | 221 | 221 | 221 | 221 | 221
PeakO | 39 | 39 | 39 | 39 | 39 | 39
ST | 0 | 0 | 0 | 0 | 0 | 0
STOG | 0 | 0 | 0 | 0 | 0 | 0
STWD | 86 | 86 | 86 | 86 | 86 | 86
WT | 3759.3 | 4277.1 | 4277.1 | 4277.1 | 2448.8 | 1931.01
IGCC | 0 | 0 | 0 | 0 | 0 | 0
DemandResponse | 907.2 | 1018.15 | 1143.28 | 1172.73 | 1202.95 | 1233.94
IGCC-CCS | 0 | 0 | 0 | 0 | 0 | 0
WT_off | 0 | 0 | 0 | 0 | 0 | 0
PseudoUnit | 0 | 0 | 0 | 0 | 0 | 0
FixedInterchange | 0 | 0 | 0 | 0 | 0 | 0
Total Installed Capacity by Reporting Type: NYISO_G-I
ReportingType | 2015 | 2020 | 2025 | 2030 | 2035 | 2040
BM | 0 | 0 | 0 | 0 | 0 | 0
CC | 1157 | 1157 | 1889.14 | 2835.16 | 6136.14 | 9162.44
CSP | 0 | 0 | 0 | 0 | 0 | 0
CT | 0 | 0 | 0 | 0 | 0 | 0
Coal | 0 | 0 | 0 | 0 | 0 | 0
Geo | 0 | 0 | 0 | 0 | 0 | 0
H | 32 | 32 | 32 | 32 | 32 | 32
LFG | 64 | 64 | 138.33 | 138.33 | 138.33 | 138.33
Nuc | 2045 | 2045 | 2045 | 2045 | 1025.4 | 0.4
PS | 0 | 0 | 0 | 0 | 0 | 0
PV | 0 | 0 | 0 | 0 | 0 | 0
PeakG | 65 | 65 | 65 | 65 | 65 | 65
PeakO | 87 | 87 | 87 | 87 | 87 | 87
ST | 0 | 0 | 0 | 0 | 0 | 0
STOG | 0.01 | 0.01 | 0.01 | 0.01 | 0.01 | 0.01
STWD | 0 | 0 | 0 | 0 | 0 | 0
WT | 0 | 0 | 0 | 0 | 0 | 0
IGCC | 0 | 0 | 0 | 0 | 0 | 0
DemandResponse | 339.56 | 380.32 | 434.34 | 453.11 | 472.7 | 493.13
IGCC-CCS | 0 | 0 | 0 | 0 | 0 | 0
WT_off | 0 | 0 | 0 | 0 | 0 | 0
PseudoUnit | 0 | 0 | 0 | 0 | 0 | 0
FixedInterchange | 0 | 0 | 0 | 0 | 0 | 0
Total Installed Capacity by Reporting Type: NYISO_J-K
ReportingType | 2015 | 2020 | 2025 | 2030 | 2035 | 2040
BM | 0 | 0 | 0 | 0 | 0 | 0
CC | 4833.4 | 4833.4 | 4833.4 | 4833.4 | 4833.4 | 4833.4
CSP | 0 | 0 | 0 | 0 | 0 | 0
CT | 0 | 0 | 160.89 | 1124.16 | 1124.17 | 1526.6
Coal | 0 | 0 | 0 | 0 | 0 | 0
Geo | 0 | 0 | 0 | 0 | 0 | 0
H | 0 | 0 | 0 | 0 | 0 | 0
LFG | 124 | 124 | 124 | 198.33 | 198.33 | 198.33
Nuc | 0.1 | 0.1 | 0.1 | 0.1 | 0.1 | 0.1
PS | 0 | 0 | 0 | 0 | 0 | 0
PV | 32 | 32 | 32 | 32 | 0 | 0
PeakG | 2778 | 2778 | 2778 | 2778 | 2778 | 2778
PeakO | 2169 | 2169 | 2169 | 2169 | 2169 | 2169
ST | 0 | 0 | 0 | 0 | 0 | 0
STOG | 5708.23 | 5708.23 | 5708.23 | 5708.23 | 5708.23 | 5708.23
STWD | 0 | 0 | 0 | 0 | 0 | 0
WT | 0 | 0 | 0 | 0 | 0 | 0
IGCC | 0 | 0 | 0 | 0 | 0 | 0
DemandResponse | 1319.07 | 1502.66 | 1718.62 | 1795.58 | 1875.99 | 1960
IGCC-CCS | 0 | 0 | 0 | 0 | 0 | 0
WT_off | 0 | 0 | 0 | 0 | 0 | 0
PseudoUnit | 0 | 0 | 0 | 0 | 0 | 0
FixedInterchange | 0 | 0 | 0 | 0 | 0 | 0
Total Installed Capacity by Reporting Type: PJM_E
ReportingType | 2015 | 2020 | 2025 | 2030 | 2035 | 2040
BM | 30 | 30 | 30 | 30 | 30 | 30
CC | 12283.3 | 12283.3 | 12283.3 | 12283.3 | 12283.3 | 13506.65
CSP | 0 | 0 | 0 | 0 | 0 | 0
CT | 26.2 | 26.2 | 26.2 | 26.2 | 26.2 | 26.2
Coal | 1076 | 508 | 508 | 508 | 508 | 508
Geo | 0 | 0 | 0 | 0 | 0 | 0
H | 269.99 | 269.99 | 269.99 | 269.99 | 269.99 | 269.99
LFG | 471.1 | 471.1 | 471.1 | 604 | 604 | 604
Nuc | 8510 | 7895.5 | 7895.5 | 7895.5 | 5671.5 | 4497.5
PS | 400 | 400 | 400 | 400 | 400 | 400
PV | 47.45 | 47.45 | 47.45 | 47.45 | 22 | 22
PeakG | 3877.5 | 3877.5 | 3877.5 | 3877.5 | 3877.5 | 3877.5
PeakO | 2749.3 | 2749.3 | 2749.3 | 2749.3 | 2749.3 | 2749.3
ST | 0 | 0 | 0 | 0 | 0 | 0
STOG | 2622.5 | 2622.5 | 2622.5 | 2622.5 | 2622.5 | 2622.5
STWD | 0 | 0 | 0 | 0 | 0 | 0
WT | 1160 | 1160 | 1160 | 1160 | 10 | 10
IGCC | 0 | 0 | 0 | 0 | 0 | 0
DemandResponse | 1256.73 | 1718.17 | 2388.62 | 2469.72 | 2553.57 | 2640.27
IGCC-CCS | 0 | 0 | 0 | 0 | 0 | 0
WT_off | 0 | 0 | 1100 | 1100 | 1100 | 1100
PseudoUnit | 0 | 0 | 0 | 0 | 0 | 0
FixedInterchange | 0 | 0 | 0 | 0 | 0 | 0
Total Installed Capacity by Reporting Type: PJM_ROM
ReportingType | 2015 | 2020 | 2025 | 2030 | 2035 | 2040
BM | 18 | 18 | 18 | 18 | 18 | 18
CC | 5664.5 | 5664.5 | 5664.5 | 5664.5 | 9751.67 | 21433.01
CSP | 0 | 0 | 0 | 0 | 0 | 0
CT | 16 | 16 | 16 | 16 | 16 | 16
Coal | 8367.51 | 8367.51 | 8367.51 | 8367.51 | 8367.51 | 8367.51
Geo | 0 | 0 | 0 | 0 | 0 | 0
H | 1392 | 1392 | 1392 | 1392 | 1392 | 1392
LFG | 356.9 | 356.9 | 491.67 | 622 | 622 | 622
Nuc | 5036 | 5036 | 5036 | 5036 | 3304 | 2405
PS | 1513 | 1513 | 1513 | 1513 | 1513 | 1513
PV | 4 | 4 | 4 | 4 | 4 | 4
PeakG | 1719 | 1719 | 1719 | 1719 | 1719 | 1719
PeakO | 1566 | 1566 | 1566 | 1566 | 1566 | 1566
ST | 0 | 0 | 0 | 0 | 0 | 0
STOG | 3529 | 3529 | 3529 | 3529 | 3529 | 3529
STWD | 70 | 70 | 70 | 70 | 70 | 70
WT | 1210.8 | 1210.8 | 1210.8 | 1098 | 731 | 731
IGCC | 0 | 0 | 0 | 0 | 0 | 0
DemandResponse | 2307.31 | 2787.75 | 3373.93 | 3488.48 | 3606.92 | 3729.38
IGCC-CCS | 0 | 0 | 0 | 0 | 0 | 0
WT_off | 0 | 0 | 0 | 0 | 0 | 0
PseudoUnit | 0 | 0 | 0 | 0 | 0 | 0
FixedInterchange | 0 | 0 | 0 | 0 | 0 | 0
Total Installed Capacity by Reporting Type: PJM_ROR
ReportingType | 2015 | 2020 | 2025 | 2030 | 2035 | 2040
BM | 385 | 385 | 385 | 385 | 385 | 193
CC | 13618 | 13738 | 13738 | 20194.91 | 30378.42 | 30378.42
CSP | 0 | 0 | 0 | 0 | 0 | 0
CT | 29 | 29 | 29 | 29 | 29 | 29
Coal | 48273.86 | 42974.46 | 42974.46 | 42974.46 | 42974.46 | 42974.46
Geo | 0 | 0 | 0 | 0 | 0 | 0
H | 1837.4 | 1837.4 | 1837.4 | 1837.4 | 1837.4 | 1837.4
LFG | 539.4 | 539.4 | 1053.11 | 1053.11 | 1053.11 | 1053.11
Nuc | 20038 | 20038 | 20038 | 19171 | 14896 | 10012.84
PS | 3081 | 3081 | 3081 | 3081 | 3081 | 3081
PV | 24 | 24 | 24 | 24 | 24 | 24
PeakG | 19311 | 19311 | 19311 | 19311 | 19311 | 19311
PeakO | 1742 | 1742 | 1742 | 1742 | 1742 | 1742
ST | 0 | 0 | 0 | 0 | 0 | 0
STOG | 2087.01 | 2087.01 | 2087.01 | 2087.01 | 2087.01 | 2087.01
STWD | 194 | 194 | 194 | 194 | 194 | 194
WT | 10922.7 | 10922.7 | 10922.7 | 7583.4 | 5605.3 | 5605.3
IGCC | 0 | 0 | 0 | 0 | 0 | 0
DemandResponse | 3324.65 | 6282.21 | 9765.55 | 10067.05 | 10377.87 | 10698.28
IGCC-CCS | 0 | 0 | 0 | 0 | 0 | 0
WT_off | 0 | 0 | 0 | 0 | 0 | 0
PseudoUnit | 0 | 0 | 0 | 0 | 0 | 0
FixedInterchange | 0 | 0 | 0 | 0 | 0 | 0
Total Installed Capacity by Reporting Type: SOCO
ReportingType | 2015 | 2020 | 2025 | 2030 | 2035 | 2040
BM | 55 | 55 | 55 | 55 | 55 | 55
CC | 19838.9 | 20025.9 | 20218.57 | 22775.87 | 22775.87 | 22775.87
CSP | 0 | 0 | 0 | 0 | 0 | 0
CT | 0 | 0 | 0 | 0 | 0 | 0
Coal | 16793.81 | 16793.81 | 16793.81 | 16793.81 | 19456.42 | 24873.68
Geo | 0 | 0 | 0 | 0 | 0 | 0
H | 4194 | 4194 | 4194 | 4194 | 4194 | 4194
LFG | 37 | 37 | 144.4 | 144.4 | 144.4 | 144.4
Nuc | 5841 | 8041 | 8041 | 8041 | 8041 | 5395.95
PS | 1675 | 1675 | 1675 | 1675 | 1675 | 1675
PV | 0 | 0 | 0 | 0 | 0 | 0
PeakG | 10923 | 10923 | 10923 | 10923 | 10923 | 10923
PeakO | 193.56 | 193.56 | 193.56 | 193.56 | 193.56 | 193.56
ST | 0 | 0 | 0 | 0 | 0 | 0
STOG | 0 | 0 | 0 | 0 | 0 | 0
STWD | 0 | 0 | 0 | 0 | 0 | 0
WT | 0 | 0 | 0 | 0 | 0 | 0
IGCC | 0 | 0 | 0 | 0 | 0 | 0
DemandResponse | 2570.49 | 4773.97 | 7215.46 | 7512.46 | 7821.68 | 8143.63
IGCC-CCS | 0 | 0 | 0 | 0 | 0 | 0
WT_off | 0 | 0 | 0 | 0 | 0 | 0
PseudoUnit | 0 | 0 | 0 | 0 | 0 | 0
FixedInterchange | 0 | 0 | 0 | 0 | 0 | 0
Total Installed Capacity by Reporting Type: SPP_N
ReportingType | 2015 | 2020 | 2025 | 2030 | 2035 | 2040
BM | 0 | 0 | 0 | 0 | 0 | 0
CC | 1386 | 2085.22 | 2085.22 | 2085.22 | 2085.22 | 2085.22
CSP | 0 | 0 | 0 | 0 | 0 | 0
CT | 0 | 0 | 0 | 0 | 0 | 0
Coal | 8347.54 | 8347.54 | 8347.54 | 8347.54 | 8347.54 | 10934.63
Geo | 0 | 0 | 0 | 0 | 0 | 0
H | 21 | 21 | 21 | 21 | 21 | 21
LFG | 7 | 102 | 102 | 102 | 102 | 102
Nuc | 1160 | 1160 | 1160 | 1160 | 1160 | 1160
PS | 0 | 0 | 0 | 0 | 0 | 0
PV | 0 | 0 | 0 | 0 | 0 | 0
PeakG | 4397 | 4397 | 4397 | 4397 | 4397 | 4397
PeakO | 1199 | 1199 | 1199 | 1199 | 1199 | 1199
ST | 0 | 0 | 0 | 0 | 0 | 0
STOG | 1662.02 | 1662.02 | 1662.02 | 1662.02 | 1662.02 | 1662.02
STWD | 0 | 0 | 0 | 0 | 0 | 0
WT | 1227 | 1227 | 1227 | 1227 | 1227 | 1227
IGCC | 0 | 0 | 0 | 0 | 0 | 0
DemandResponse | 446.68 | 920.58 | 1432.75 | 1499.14 | 1568.6 | 1641.28
IGCC-CCS | 0 | 0 | 0 | 0 | 0 | 0
WT_off | 0 | 0 | 0 | 0 | 0 | 0
PseudoUnit | 0 | 0 | 0 | 0 | 0 | 0
FixedInterchange | 0 | 0 | 0 | 0 | 0 | 0
Total Installed Capacity by Reporting Type: SPP_S
ReportingType | 2015 | 2020 | 2025 | 2030 | 2035 | 2040
BM | 0 | 0 | 0 | 0 | 0 | 0
CC | 10917 | 12161.83 | 12161.83 | 14632.67 | 16047.06 | 16047.06
CSP | 0 | 0 | 0 | 0 | 0 | 0
CT | 412.99 | 712.99 | 712.99 | 712.99 | 712.99 | 712.99
Coal | 13585.92 | 13585.92 | 13585.92 | 13585.92 | 13585.92 | 13585.92
Geo | 0 | 0 | 0 | 0 | 0 | 0
H | 2108 | 2108 | 2108 | 2108 | 2108 | 2108
LFG | 19 | 70.04 | 114 | 114 | 114 | 114
Nuc | 0.1 | 0.1 | 0.1 | 0.1 | 0.1 | 0.1
PS | 446 | 446 | 446 | 446 | 446 | 446
PV | 0 | 0 | 0 | 0 | 0 | 0
PeakG | 3443 | 3443 | 3443 | 3443 | 3443 | 3443
PeakO | 122 | 122 | 122 | 122 | 122 | 122
ST | 0 | 0 | 0 | 0 | 0 | 0
STOG | 6518.9 | 6518.9 | 6518.9 | 6518.9 | 6518.9 | 6518.9
STWD | 84 | 84 | 84 | 84 | 84 | 84
WT | 2727 | 2877 | 2877 | 2877 | 2877 | 2877
IGCC | 0 | 0 | 0 | 0 | 0 | 0
DemandResponse | 61.11 | 1754.28 | 3560.21 | 3675.61 | 3794.74 | 3917.74
IGCC-CCS | 0 | 0 | 0 | 0 | 0 | 0
WT_off | 0 | 0 | 0 | 0 | 0 | 0
PseudoUnit | 0 | 0 | 0 | 0 | 0 | 0
FixedInterchange | 0 | 0 | 0 | 0 | 0 | 0
Total Installed Capacity by Reporting Type: TVA
ReportingType | 2015 | 2020 | 2025 | 2030 | 2035 | 2040
BM | 0 | 0 | 0 | 0 | 0 | 0
CC | 5881 | 7768.05 | 7945.79 | 8976.68 | 8976.68 | 8976.68
CSP | 0 | 0 | 0 | 0 | 0 | 0
CT | 0 | 1811.64 | 1811.64 | 1811.64 | 1811.64 | 1811.64
Coal | 11356.22 | 10615.23 | 10615.23 | 10615.24 | 14183.97 | 16545.18
Geo | 0 | 0 | 0 | 0 | 0 | 0
H | 5111 | 5111 | 5111 | 5111 | 5111 | 5111
LFG | 13 | 13 | 120.4 | 120.4 | 120.4 | 120.4
Nuc | 8394.89 | 8394.89 | 8394.89 | 8394.89 | 5882.56 | 4603.89
PS | 1743 | 1743 | 1743 | 1743 | 1743 | 1743
PV | 0 | 0 | 0 | 0 | 0 | 0
PeakG | 5865 | 5865 | 5865 | 5865 | 5865 | 5865
PeakO | 83 | 83 | 83 | 83 | 83 | 83
ST | 0 | 0 | 0 | 0 | 0 | 0
STOG | 0 | 0 | 0 | 0 | 0 | 0
STWD | 5 | 5 | 5 | 5 | 5 | 5
WT | 29 | 29 | 29 | 29 | 29 | 29
IGCC | 0 | 0 | 0 | 0 | 0 | 0
DemandResponse | 1805 | 2555.95 | 3357.9 | 3440.97 | 3526.11 | 3613.35
IGCC-CCS | 0 | 0 | 0 | 0 | 0 | 0
WT_off | 0 | 0 | 0 | 0 | 0 | 0
PseudoUnit | 0 | 0 | 0 | 0 | 0 | 0
FixedInterchange | 0 | 0 | 0 | 0 | 0 | 0
Total Installed Capacity by Reporting Type: TVA_Transmission
ReportingType | 2015 | 2020 | 2025 | 2030 | 2035 | 2040
BM | 0 | 0 | 0 | 0 | 0 | 0
CC | 0 | 0 | 0 | 0 | 0 | 0
CSP | 0 | 0 | 0 | 0 | 0 | 0
CT | 0 | 0 | 0 | 0 | 0 | 0
Coal | 0 | 0 | 0 | 0 | 0 | 0
Geo | 0 | 0 | 0 | 0 | 0 | 0
H | 0 | 0 | 0 | 0 | 0 | 0
LFG | 0 | 0 | 0 | 0 | 0 | 0
Nuc | 0 | 0 | 0 | 0 | 0 | 0
PS | 0 | 0 | 0 | 0 | 0 | 0
PV | 0 | 0 | 0 | 0 | 0 | 0
PeakG | 0 | 0 | 0 | 0 | 0 | 0
PeakO | 0 | 0 | 0 | 0 | 0 | 0
ST | 0 | 0 | 0 | 0 | 0 | 0
STOG | 0 | 0 | 0 | 0 | 0 | 0
STWD | 0 | 0 | 0 | 0 | 0 | 0
WT | 0 | 0 | 0 | 0 | 0 | 0
IGCC | 0 | 0 | 0 | 0 | 0 | 0
DemandResponse | 0 | 0 | 0 | 0 | 0 | 0
IGCC-CCS | 0 | 0 | 0 | 0 | 0 | 0
WT_off | 0 | 0 | 0 | 0 | 0 | 0
PseudoUnit | 0 | 0 | 0 | 0 | 0 | 0
FixedInterchange | 0 | 0 | 0 | 0 | 0 | 0
Total Installed Capacity by Reporting Type: VACAR
ReportingType | 2015 | 2020 | 2025 | 2030 | 2035 | 2040
BM | 0 | 0 | 0 | 0 | 0 | 0
CC | 10049.29 | 12645.59 | 13837.8 | 16682.39 | 22198.77 | 27186.54
CSP | 0 | 0 | 0 | 0 | 0 | 0
CT | 717.2 | 717.2 | 717.2 | 717.2 | 1432.59 | 1432.59
Coal | 17136.02 | 14958.03 | 14958.03 | 14958.03 | 14958.03 | 14958.03
Geo | 0 | 0 | 0 | 0 | 0 | 0
H | 2122 | 2122 | 2122 | 2122 | 2122 | 2122
LFG | 63 | 170.4 | 170.4 | 170.4 | 170.4 | 170.4
Nuc | 11430 | 13760 | 13760 | 13760 | 10512 | 8654
PS | 2616 | 2616 | 2616 | 2616 | 2616 | 2616
PV | 16 | 16 | 16 | 16 | 16 | 16
PeakG | 8308 | 8308 | 8308 | 8308 | 8308 | 8308
PeakO | 1268 | 1268 | 1268 | 1268 | 1268 | 1268
ST | 0 | 0 | 0 | 0 | 0 | 0
STOG | 92 | 92 | 92 | 92 | 92 | 92
STWD | 281 | 281 | 281 | 281 | 281 | 281
WT | 0 | 0 | 0 | 0 | 0 | 0
IGCC | 0 | 0 | 0 | 0 | 0 | 0
DemandResponse | 2339.28 | 3868.22 | 5651.52 | 5928.05 | 6218.12 | 6522.37
IGCC-CCS | 0 | 0 | 0 | 0 | 0 | 0
WT_off | 0 | 0 | 0 | 0 | 0 | 0
PseudoUnit | 0 | 0 | 0 | 0 | 0 | 0
FixedInterchange | 0 | 0 | 0 | 0 | 0 | 0
Total Installed Capacity by Reporting Type: IESO
ReportingType | 2015 | 2020 | 2025 | 2030 | 2035 | 2040
BM | 326.33 | 326.33 | 326.33 | 326.33 | 326.33 | 326.33
CC | 4099.38 | 4099.38 | 4099.38 | 4099.38 | 4099.38 | 6395.54
CSP | 0 | 0 | 0 | 0 | 0 | 0
CT | 368 | 368 | 368 | 368 | 1205.57 | 1390.9
Coal | 0 | 0 | 0 | 0 | 0 | 0
Geo | 0 | 0 | 0 | 0 | 0 | 0
H | 8693.3 | 8693.3 | 8693.3 | 8693.3 | 8693.3 | 8693.3
LFG | 117.5 | 117.5 | 117.5 | 117.5 | 118 | 118
Nuc | 13018 | 13018 | 13018 | 13018 | 11988 | 10448
PS | 123 | 123 | 123 | 123 | 123 | 123
PV | 1097.26 | 1097.26 | 1097.26 | 1097.26 | 30 | 30
PeakG | 584 | 584 | 584 | 584 | 584 | 584
PeakO | 29.35 | 29.35 | 29.35 | 29.35 | 29.35 | 29.35
ST | 0 | 0 | 0 | 0 | 0 | 0
STOG | 0 | 0 | 0 | 0 | 0 | 0
STWD | 0 | 0 | 0 | 0 | 0 | 0
WT | 3385.9 | 3385.9 | 3385.9 | 3385.9 | 1280 | 1280
IGCC | 0 | 0 | 0 | 0 | 0 | 0
DemandResponse | 1958.79 | 2066.83 | 2340.54 | 2421.21 | 2504.65 | 2590.98
IGCC-CCS | 0 | 0 | 0 | 0 | 0 | 0
WT_off | 0 | 0 | 0 | 0 | 0 | 0
PseudoUnit | 0 | 0 | 0 | 0 | 0 | 0
FixedInterchange | 0 | 0 | 0 | 0 | 0 | 0
Total Installed Capacity by Reporting Type: MAPP_CA
ReportingType | 2015 | 2020 | 2025 | 2030 | 2035 | 2040
BM | 0 | 0 | 0 | 0 | 0 | 0
CC | 1644.07 | 2155.49 | 2329.99 | 2737.79 | 3161.74 | 3161.74
CSP | 0 | 0 | 0 | 0 | 0 | 0
CT | 0 | 0 | 0 | 0 | 0 | 440.75
Coal | 736.5 | 736.5 | 736.5 | 736.5 | 736.5 | 736.5
Geo | 0 | 0 | 0 | 0 | 0 | 0
H | 6475.4 | 6475.4 | 6475.4 | 6475.4 | 6475.4 | 6475.4
LFG | 0 | 0 | 0 | 0 | 0 | 0
Nuc | 0.1 | 0.1 | 0.1 | 0.1 | 0.1 | 0.1
PS | 0 | 0 | 0 | 0 | 0 | 0
PV | 0 | 0 | 0 | 0 | 0 | 0
PeakG | 559 | 559 | 559 | 559 | 559 | 559
PeakO | 4 | 4 | 4 | 4 | 4 | 4
ST | 0 | 0 | 0 | 0 | 0 | 0
STOG | 126 | 126 | 126 | 126 | 126 | 126
STWD | 0 | 0 | 0 | 0 | 0 | 0
WT | 577.4 | 577.4 | 577.4 | 577.4 | 577.4 | 577.4
IGCC | 0 | 0 | 0 | 0 | 0 | 0
DemandResponse | 89.5 | 308.14 | 546.73 | 568.39 | 590.9 | 614.31
IGCC-CCS | 0 | 0 | 0 | 0 | 0 | 0
WT_off | 0 | 0 | 0 | 0 | 0 | 0
PseudoUnit | 0 | 0 | 0 | 0 | 0 | 0
FixedInterchange | 0 | 0 | 0 | 0 | 0 | 0
Total Installed Capacity by Reporting Type: AZ_NM_SNV_Coal
ReportingType | 2015 | 2020 | 2025 | 2030 | 2035 | 2040
BM | 0 | 0 | 0 | 0 | 0 | 0
CC | 0 | 0 | 0 | 0 | 0 | 0
CSP | 0 | 0 | 0 | 0 | 0 | 0
CT | 0 | 0 | 0 | 0 | 0 | 0
Coal | 10466 | 10466 | 10466 | 10466 | 10466 | 17098.94
Geo | 0 | 0 | 0 | 0 | 0 | 0
H | 0 | 0 | 0 | 0 | 0 | 0
LFG | 0 | 0 | 0 | 0 | 0 | 0
Nuc | 0 | 0 | 0 | 0 | 0 | 0
PS | 0 | 0 | 0 | 0 | 0 | 0
PV | 0 | 0 | 0 | 0 | 0 | 0
PeakG | 0 | 0 | 0 | 0 | 0 | 0
PeakO | 200 | 200 | 200 | 0 | 0 | 0
ST | 0 | 0 | 0 | 0 | 0 | 0
STOG | 0 | 0 | 0 | 0 | 0 | 0
STWD | 0 | 0 | 0 | 0 | 0 | 0
WT | 0 | 0 | 0 | 0 | 0 | 0
IGCC | 0 | 0 | 0 | 0 | 0 | 0
DemandResponse | 0 | 0 | 0 | 0 | 0 | 0
IGCC-CCS | 0 | 0 | 0 | 0 | 0 | 0
WT_off | 0 | 0 | 0 | 0 | 0 | 0
PseudoUnit | 0 | 0 | 0 | 0 | 0 | 0
FixedInterchange | 0 | 0 | 0 | 0 | 0 | 0
Total Installed Capacity by Reporting Type: AZ_NM_SNV_Gas
ReportingType | 2015 | 2020 | 2025 | 2030 | 2035 | 2040
BM | 0 | 0 | 0 | 0 | 0 | 0
CC | 15396.94 | 17962.49 | 18010.53 | 20694.02 | 24115.59 | 23985.26
CSP | 0 | 0 | 0 | 0 | 0 | 0
CT | 736 | 736 | 736 | 736 | 0 | 0
Coal | 0 | 0 | 0 | 0 | 0 | 0
Geo | 0 | 0 | 0 | 0 | 0 | 0
H | 0 | 0 | 0 | 0 | 0 | 0
LFG | 0 | 0 | 0 | 0 | 0 | 0
Nuc | 0 | 0 | 0 | 0 | 0 | 0
PS | 0 | 0 | 0 | 0 | 0 | 0
PV | 0 | 0 | 0 | 0 | 0 | 0
PeakG | 3660 | 3660 | 3660 | 3660 | 3660 | 0
PeakO | 0 | 0 | 0 | 0 | 0 | 0
ST | 0 | 0 | 0 | 0 | 0 | 0
STOG | 0 | 0 | 0 | 0 | 0 | 0
STWD | 0 | 0 | 0 | 0 | 0 | 0
WT | 0 | 0 | 0 | 0 | 0 | 0
IGCC | 0 | 0 | 0 | 0 | 0 | 0
DemandResponse | 334.55 | 1076.71 | 1928.33 | 2059.84 | 2196.64 | 2344.36
IGCC-CCS | 0 | 0 | 0 | 0 | 0 | 0
WT_off | 0 | 0 | 0 | 0 | 0 | 0
PseudoUnit | 0 | 0 | 0 | 0 | 0 | 0
FixedInterchange | 0 | 0 | 0 | 0 | 0 | 0
Total Installed Capacity by Reporting Type: AZ_NM_SNV_NucRenew
ReportingType | 2015 | 2020 | 2025 | 2030 | 2035 | 2040
BM | 0 | 0 | 0 | 0 | 0 | 0
CC | 0 | 0 | 0 | 0 | 0 | 0
CSP | 0 | 0 | 0 | 0 | 0 | 0
CT | 0 | 0 | 0 | 0 | 0 | 0
Coal | 0 | 0 | 0 | 0 | 0 | 0
Geo | 0 | 0 | 1450 | 1450 | 1450 | 1450
H | 3131 | 3131 | 3131 | 3131 | 3131 | 3131
LFG | 7 | 67.67 | 67.67 | 67.67 | 67.67 | 67.67
Nuc | 3875 | 3875 | 3875 | 3875 | 3875 | 3875
PS | 216 | 216 | 216 | 216 | 216 | 216
PV | 148.7 | 148.7 | 148.7 | 148.7 | 148.7 | 148.7
PeakG | 0 | 0 | 0 | 0 | 0 | 0
PeakO | 0 | 0 | 0 | 0 | 0 | 0
ST | 280 | 744.2 | 1022.53 | 1097.57 | 1097.57 | 1097.57
STOG | 0 | 0 | 0 | 0 | 0 | 0
STWD | 26 | 26 | 26 | 26 | 26 | 26
WT | 525.1 | 525.1 | 987.98 | 1351.17 | 1351.17 | 1351.17
IGCC | 0 | 0 | 0 | 0 | 0 | 0
DemandResponse | 0 | 0 | 0 | 0 | 0 | 0
IGCC-CCS | 0 | 0 | 0 | 0 | 0 | 0
WT_off | 0 | 0 | 0 | 0 | 0 | 0
PseudoUnit | 0 | 0 | 0 | 0 | 0 | 0
FixedInterchange | 0 | 0 | 0 | 0 | 0 | 0
Total Installed Capacity by Reporting Type: ERCOT
ReportingType | 2015 | 2020 | 2025 | 2030 | 2035 | 2040
BM | 145 | 145 | 145 | 145 | 145 | 145
CC | 32257.29 | 35384.01 | 35384.01 | 37874.6 | 40652.56 | 43502.76
CSP | 0 | 0 | 0 | 0 | 0 | 0
CT | 250 | 250 | 250 | 250 | 250 | 250
Coal | 18867.87 | 18867.87 | 18867.87 | 18867.87 | 18867.87 | 18867.87
Geo | 0 | 0 | 0 | 0 | 0 | 0
H | 565 | 565 | 565 | 565 | 565 | 565
LFG | 75 | 75 | 429 | 429 | 429 | 429
Nuc | 5091 | 5091 | 5091 | 5091 | 5091 | 5091
PS | 0 | 0 | 0 | 0 | 0 | 0
PV | 15 | 15 | 15 | 15 | 1 | 1
PeakG | 4768 | 4768 | 4768 | 4768 | 4768 | 4768
PeakO | 51 | 51 | 51 | 51 | 51 | 51
ST | 0 | 0 | 0 | 0 | 0 | 0
STOG | 15408.7 | 15408.7 | 14932.18 | 14932.18 | 14932.18 | 14932.18
STWD | 0 | 0 | 0 | 0 | 0 | 0
WT | 9280.1 | 9280.1 | 9280.1 | 9280.1 | 9280.1 | 9280.1
IGCC | 0 | 0 | 0 | 0 | 0 | 0
DemandResponse | 740.81 | 3617.73 | 6720.3 | 6926.25 | 7155.61 | 7391.29
IGCC-CCS | 0 | 0 | 0 | 0 | 0 | 0
WT_off | 0 | 0 | 0 | 0 | 0 | 0
PseudoUnit | 0 | 0 | 0 | 0 | 0 | 0
FixedInterchange | 0 | 0 | 0 | 0 | 0 | 0
Total Installed Capacity by Reporting Type: NP15
ReportingType | 2015 | 2020 | 2025 | 2030 | 2035 | 2040
BM | 0 | 0 | 0 | 0 | 0 | 0
CC | 7404 | 7404 | 7404 | 7404 | 7404 | 7404
CSP | 0 | 0 | 0 | 0 | 0 | 0
CT | 279.73 | 2031.49 | 2389.71 | 6162.6 | 10438.51 | 14804.52
Coal | 28.2 | 0 | 0 | 0 | 0 | 0
Geo | 1123 | 1328.68 | 1723 | 1723 | 1723 | 1723
H | 8825 | 8825 | 8825 | 8825 | 8825 | 8825
LFG | 85 | 650 | 650 | 650 | 650 | 650
Nuc | 2300 | 2300 | 2300 | 2300 | 2300 | 2300
PS | 2257 | 2257 | 2257 | 2257 | 2257 | 2257
PV | 59.5 | 59.5 | 59.5 | 59.5 | 53 | 53
PeakG | 3265 | 3265 | 3265 | 3265 | 3265 | 3265
PeakO | 350 | 350 | 350 | 350 | 350 | 350
ST | 29 | 29 | 29 | 29 | 29 | 29
STOG | 3812.6 | 3812.6 | 3812.6 | 3812.6 | 3812.6 | 3812.6
STWD | 442 | 442 | 442 | 442 | 442 | 442
WT | 1193.2 | 1193.2 | 10314.11 | 12604.39 | 12619.68 | 12619.76
IGCC | 0 | 0 | 0 | 0 | 0 | 0
DemandResponse | 1828.06 | 1875.2 | 2034.02 | 2149.8 | 2261.58 | 2376.93
IGCC-CCS | 0 | 0 | 0 | 0 | 0 | 0
WT_off | 0 | 0 | 0 | 0 | 0 | 0
PseudoUnit | 0 | 0 | 0 | 0 | 0 | 0
FixedInterchange | 0 | 0 | 0 | 0 | 0 | 0
Total Installed Capacity by Reporting Type: NWPP_Coal
ReportingType | 2015 | 2020 | 2025 | 2030 | 2035 | 2040
BM | 0 | 0 | 0 | 0 | 0 | 0
CC | 0 | 0 | 0 | 0 | 0 | 0
CSP | 0 | 0 | 0 | 0 | 0 | 0
CT | 0 | 0 | 0 | 0 | 0 | 0
Coal | 12409.62 | 12409.62 | 12409.62 | 12409.62 | 12409.62 | 12409.62
Geo | 0 | 0 | 0 | 0 | 0 | 0
H | 0 | 0 | 0 | 0 | 0 | 0
LFG | 0 | 0 | 0 | 0 | 0 | 0
Nuc | 0 | 0 | 0 | 0 | 0 | 0
PS | 0 | 0 | 0 | 0 | 0 | 0
PV | 0 | 0 | 0 | 0 | 0 | 0
PeakG | 0 | 0 | 0 | 0 | 0 | 0
PeakO | 0 | 0 | 0 | 0 | 0 | 0
ST | 0 | 0 | 0 | 0 | 0 | 0
STOG | 0 | 0 | 0 | 0 | 0 | 0
STWD | 0 | 0 | 0 | 0 | 0 | 0
WT | 0 | 0 | 0 | 0 | 0 | 0
IGCC | 0 | 0 | 0 | 0 | 0 | 0
DemandResponse | 0 | 0 | 0 | 0 | 0 | 0
IGCC-CCS | 0 | 0 | 0 | 0 | 0 | 0
WT_off | 0 | 0 | 0 | 0 | 0 | 0
PseudoUnit | 0 | 0 | 0 | 0 | 0 | 0
FixedInterchange | 0 | 0 | 0 | 0 | 0 | 0
Total Installed Capacity by Reporting Type: NWPP_Gas
ReportingType | 2015 | 2020 | 2025 | 2030 | 2035 | 2040
BM | 0 | 0 | 0 | 0 | 0 | 0
CC | 6627 | 6627 | 6627 | 10325.33 | 13575.42 | 14152.8
CSP | 0 | 0 | 0 | 0 | 0 | 0
CT | 150 | 150 | 150 | 150 | 0 | 0
Coal | 0 | 0 | 0 | 0 | 0.25 | 945.41
Geo | 0 | 0 | 0 | 0 | 0 | 0
H | 0 | 0 | 0 | 0 | 0 | 0
LFG | 0 | 0 | 0 | 0 | 0 | 0
Nuc | 0 | 0 | 0 | 0 | 0 | 0
PS | 0 | 0 | 0 | 0 | 0 | 0
PV | 0 | 0 | 0 | 0 | 0 | 0
PeakG | 0 | 0 | 0 | 0 | 0 | 0
PeakO | 0 | 0 | 0 | 0 | 0 | 0
ST | 0 | 0 | 0 | 0 | 0 | 0
STOG | 0 | 0 | 0 | 0 | 0 | 0
STWD | 0 | 0 | 0 | 0 | 0 | 0
WT | 0 | 0 | 0 | 0 | 0 | 0
IGCC | 0 | 0 | 0 | 0 | 0 | 0
DemandResponse | 0.01 | 953.34 | 1988.72 | 2091.14 | 2193.74 | 2298.72
IGCC-CCS | 0 | 0 | 0 | 0 | 0 | 0
WT_off | 0 | 0 | 0 | 0 | 0 | 0
PseudoUnit | 0 | 0 | 0 | 0 | 0 | 0
FixedInterchange | 0 | 0 | 0 | 0 | 0 | 0
Total Installed Capacity by Reporting Type: NWPP_NucRenew
ReportingType | 2015 | 2020 | 2025 | 2030 | 2035 | 2040
BM | 32.55 | 32.55 | 32.55 | 32.55 | 32.55 | 32.55
CC | 0 | 0 | 0 | 0 | 0 | 0
CSP | 0 | 0 | 0 | 0 | 0 | 0
CT | 0 | 0 | 0 | 0 | 0 | 0
Coal | 0 | 0 | 0 | 0 | 0 | 0
Geo | 404.2 | 404.2 | 838.2 | 838.2 | 838.2 | 838.2
H | 33736 | 33736 | 33736 | 33736 | 33736 | 33736
LFG | 128.5 | 373 | 373 | 373 | 373 | 373
Nuc | 1131 | 1131 | 1131 | 1131 | 1131 | 1131
PS | 258 | 258 | 258 | 258 | 258 | 258
PV | 3 | 3 | 3 | 3 | 3 | 3
PeakG | 0 | 0 | 0 | 0 | 0 | 0
PeakO | 0 | 0 | 0 | 0 | 0 | 0
ST | 0 | 0 | 0 | 0 | 0 | 0
STOG | 0 | 0 | 0 | 0 | 0 | 0
STWD | 372.08 | 372.08 | 372.08 | 372.08 | 372.08 | 372.08
WT | 6865.3 | 6865.3 | 6865.3 | 6865.3 | 6865.3 | 6865.3
IGCC | 0 | 0 | 0 | 0 | 0 | 0
DemandResponse | 0 | 0 | 0 | 0 | 0 | 0
IGCC-CCS | 0 | 0 | 0 | 0 | 0 | 0
WT_off | 0 | 0 | 0 | 0 | 0 | 0
PseudoUnit | 0 | 0 | 0 | 0 | 0 | 0
FixedInterchange | 0 | 0 | 0 | 0 | 0 | 0
Total Installed Capacity by Reporting Type: RMPA
ReportingType | 2015 | 2020 | 2025 | 2030 | 2035 | 2040
BM | 0 | 0 | 0 | 0 | 0 | 0
CC | 2686 | 2686 | 2686 | 2686 | 2686 | 2686
CSP | 0 | 0 | 0 | 0 | 0 | 0
CT | 152 | 152 | 152 | 152 | 0 | 0
Coal | 7473.26 | 7302.76 | 6950.76 | 7099.98 | 8385.17 | 9592.71
Geo | 0 | 419.32 | 2483 | 2570 | 2570 | 2570
H | 982 | 982 | 982 | 982 | 982 | 982
LFG | 7.74 | 36.33 | 36.33 | 36.33 | 36.33 | 36.33
Nuc | 0.1 | 0.1 | 0.1 | 0.1 | 0.1 | 0.1
PS | 563 | 563 | 563 | 563 | 563 | 563
PV | 21.29 | 21.29 | 21.29 | 21.29 | 21.29 | 21.29
PeakG | 2904 | 2904 | 2904 | 2904 | 2904 | 2904
PeakO | 31.58 | 31.58 | 0.02 | 0.02 | 0.02 | 0.02
ST | 3 | 378.89 | 404.61 | 432.06 | 432.06 | 432.06
STOG | 0 | 0 | 0 | 0 | 0 | 0
STWD | 0 | 0 | 0 | 0 | 0 | 0
WT | 2114.3 | 2114.3 | 2114.3 | 2114.3 | 2114.3 | 2114.3
IGCC | 0 | 0 | 0 | 0 | 0 | 0
DemandResponse | 486.05 | 622.89 | 804.5 | 856.88 | 912.57 | 971.91
IGCC-CCS | 0 | 0 | 0 | 0 | 0 | 0
WT_off | 0 | 0 | 0 | 0 | 0 | 0
PseudoUnit | 0 | 0 | 0 | 0 | 0 | 0
FixedInterchange | 0 | 0 | 0 | 0 | 0 | 0
Total Installed Capacity by Reporting Type: SP15
ReportingType | 2015 | 2020 | 2025 | 2030 | 2035 | 2040
BM | 6 | 6 | 6 | 6 | 6 | 6
CC | 10080.5 | 10080.5 | 10080.5 | 10080.5 | 10080.5 | 10080.5
CSP | 0 | 0 | 0 | 0 | 0 | 0
CT | 0 | 0 | 0 | 0 | 0 | 0
Coal | 101.2 | 101.2 | 101.2 | 101.2 | 0 | 0
Geo | 963 | 2413 | 2413 | 2413 | 2413 | 2413
H | 1163 | 1163 | 1163 | 1163 | 1163 | 1163
LFG | 223.2 | 779 | 779 | 779 | 779 | 779
Nuc | 2250 | 2250 | 2250 | 2250 | 2250 | 2250
PS | 1440 | 1440 | 1440 | 1440 | 1440 | 1440
PV | 126.8 | 126.8 | 126.8 | 126.8 | 123 | 123
PeakG | 4309 | 4309 | 4309 | 4309 | 4309 | 4309
PeakO | 51 | 51 | 51 | 51 | 51 | 51
ST | 448 | 448 | 448 | 448 | 448 | 448
STOG | 10242 | 10242 | 10242 | 10242 | 10242 | 10242
STWD | 119 | 119 | 119 | 119 | 119 | 119
WT | 2207.8 | 2207.8 | 2207.8 | 2207.8 | 2207.8 | 2207.8
IGCC | 0 | 0 | 0 | 0 | 0 | 0
DemandResponse | 2613.15 | 2728.17 | 2959.23 | 3127.67 | 3290.3 | 3458.12
IGCC-CCS | 0 | 0 | 0 | 0 | 0 | 0
WT_off | 0 | 0 | 0 | 0 | 0 | 0
PseudoUnit | 0 | 0 | 0 | 0 | 0 | 0
FixedInterchange | 0 | 0 | 0 | 0 | 0 | 0
Total Installed Capacity by Reporting Type: ALB
ReportingType | 2015 | 2020 | 2025 | 2030 | 2035 | 2040
BM | 0 | 0 | 0 | 0 | 0 | 0
CC | 2595.36 | 3275.71 | 3896.8 | 4805.23 | 5997.03 | 7058.98
CSP | 0 | 0 | 0 | 0 | 0 | 0
CT | 201.5 | 201.5 | 201.5 | 201.5 | 0 | 0
Coal | 6240.83 | 6240.83 | 6240.83 | 6240.83 | 6240.83 | 6240.83
Geo | 0 | 0 | 0 | 0 | 0 | 0
H | 912 | 912 | 912 | 912 | 912 | 912
LFG | 10 | 10 | 10 | 10 | 10 | 10
Nuc | 0.1 | 0.1 | 0.1 | 0.1 | 0.1 | 0.1
PS | 0 | 0 | 0 | 0 | 0 | 0
PV | 0 | 0 | 0 | 0 | 0 | 0
PeakG | 1475.88 | 1384.27 | 1384.27 | 1384.27 | 1384.27 | 1384.27
PeakO | 0 | 0 | 0 | 0 | 0 | 0
ST | 0 | 0 | 0 | 0 | 0 | 0
STOG | 0 | 0 | 0 | 0 | 0 | 0
STWD | 0 | 0 | 0 | 0 | 0 | 0
WT | 672 | 672 | 672 | 672 | 672 | 672
IGCC | 0 | 0 | 0 | 0 | 0 | 0
DemandResponse | 105.16 | 361.08 | 660.83 | 708.64 | 759.9 | 814.88
IGCC-CCS | 0 | 0 | 0 | 0 | 0 | 0
WT_off | 0 | 0 | 0 | 0 | 0 | 0
PseudoUnit | 0 | 0 | 0 | 0 | 0 | 0
FixedInterchange | 0 | 0 | 0 | 0 | 0 | 0
Total Installed Capacity by Reporting Type: BC
ReportingType | 2015 | 2020 | 2025 | 2030 | 2035 | 2040
BM | 0 | 0 | 0 | 0 | 0 | 0
CC | 1345.35 | 1780 | 2434.21 | 2965.28 | 3743.97 | 4560.81
CSP | 0 | 0 | 0 | 0 | 0 | 0
CT | 0 | 0 | 0 | 0 | 0 | 0
Coal | 0 | 0 | 0 | 0 | 0 | 0
Geo | 0 | 0 | 0 | 0 | 0 | 0
H | 12161 | 12161 | 12161 | 12161 | 12161 | 12161
LFG | 24 | 24 | 24 | 24 | 24 | 24
Nuc | 0.1 | 0.1 | 0.1 | 0.1 | 0.1 | 0.1
PS | 0 | 0 | 0 | 0 | 0 | 0
PV | 0 | 0 | 0 | 0 | 0 | 0
PeakG | 141 | 141 | 141 | 141 | 141 | 141
PeakO | 44 | 44 | 44 | 44 | 44 | 44
ST | 0 | 0 | 0 | 0 | 0 | 0
STOG | 0 | 0 | 0 | 0 | 0 | 0
STWD | 510 | 510 | 510 | 510 | 510 | 510
WT | 246 | 246 | 246 | 246 | 246 | 246
IGCC | 0 | 0 | 0 | 0 | 0 | 0
DemandResponse | 0.01 | 264.69 | 555.31 | 582.51 | 611.05 | 640.98
IGCC-CCS | 0 | 0 | 0 | 0 | 0 | 0
WT_off | 0 | 0 | 0 | 0 | 0 | 0
PseudoUnit | 0 | 0 | 0 | 0 | 0 | 0
FixedInterchange | 0 | 0 | 0 | 0 | 0 | 0
Total Installed Capacity by Reporting Type: HQ_IESO
ReportingType | 2015 | 2020 | 2025 | 2030 | 2035 | 2040
BM | 0 | 0 | 0 | 0 | 0 | 0
CC | 0 | 0 | 0 | 0 | 0 | 0
CSP | 0 | 0 | 0 | 0 | 0 | 0
CT | 0 | 0 | 0 | 0 | 0 | 0
Coal | 0 | 0 | 0 | 0 | 0 | 0
Geo | 0 | 0 | 0 | 0 | 0 | 0
H | 0 | 0 | 0 | 0 | 0 | 0
LFG | 0 | 0 | 0 | 0 | 0 | 0
Nuc | 0.1 | 0.1 | 0.1 | 0.1 | 0.1 | 0.1
PS | 0 | 0 | 0 | 0 | 0 | 0
PV | 0 | 0 | 0 | 0 | 0 | 0
PeakG | 0 | 0 | 0 | 0 | 0 | 0
PeakO | 0 | 0 | 0 | 0 | 0 | 0
ST | 0 | 0 | 0 | 0 | 0 | 0
STOG | 0 | 0 | 0 | 0 | 0 | 0
STWD | 0 | 0 | 0 | 0 | 0 | 0
WT | 0 | 0 | 0 | 0 | 0 | 0
IGCC | 0 | 0 | 0 | 0 | 0 | 0
DemandResponse | 0 | 0 | 0 | 0 | 0 | 0
IGCC-CCS | 0 | 0 | 0 | 0 | 0 | 0
WT_off | 0 | 0 | 0 | 0 | 0 | 0
PseudoUnit | 0 | 0 | 0 | 0 | 0 | 0
FixedInterchange | 3000 | 3000 | 3000 | 3000 | 3000 | 3000
Total Installed Capacity by Reporting Type: HQ_NEISO
ReportingType | 2015 | 2020 | 2025 | 2030 | 2035 | 2040
BM | 0 | 0 | 0 | 0 | 0 | 0
CC | 0 | 0 | 0 | 0 | 0 | 0
CSP | 0 | 0 | 0 | 0 | 0 | 0
CT | 0 | 0 | 0 | 0 | 0 | 0
Coal | 0 | 0 | 0 | 0 | 0 | 0
Geo | 0 | 0 | 0 | 0 | 0 | 0
H | 0 | 0 | 0 | 0 | 0 | 0
LFG | 0 | 0 | 0 | 0 | 0 | 0
Nuc | 0.1 | 0.1 | 0.1 | 0.1 | 0.1 | 0.1
PS | 0 | 0 | 0 | 0 | 0 | 0
PV | 0 | 0 | 0 | 0 | 0 | 0
PeakG | 0 | 0 | 0 | 0 | 0 | 0
PeakO | 0 | 0 | 0 | 0 | 0 | 0
ST | 0 | 0 | 0 | 0 | 0 | 0
STOG | 0 | 0 | 0 | 0 | 0 | 0
STWD | 0 | 0 | 0 | 0 | 0 | 0
WT | 0 | 0 | 0 | 0 | 0 | 0
IGCC | 0 | 0 | 0 | 0 | 0 | 0
DemandResponse | 0 | 0 | 0 | 0 | 0 | 0
IGCC-CCS | 0 | 0 | 0 | 0 | 0 | 0
WT_off | 0 | 0 | 0 | 0 | 0 | 0
PseudoUnit | 0 | 0 | 0 | 0 | 0 | 0
FixedInterchange | 2920 | 2920 | 2920 | 2920 | 2920 | 2920
Total Installed Capacity by Reporting Type: HQ_NY
ReportingType | 2015 | 2020 | 2025 | 2030 | 2035 | 2040
BM | 0 | 0 | 0 | 0 | 0 | 0
CC | 0 | 0 | 0 | 0 | 0 | 0
CSP | 0 | 0 | 0 | 0 | 0 | 0
CT | 0 | 0 | 0 | 0 | 0 | 0
Coal | 0 | 0 | 0 | 0 | 0 | 0
Geo | 0 | 0 | 0 | 0 | 0 | 0
H | 0 | 0 | 0 | 0 | 0 | 0
LFG | 0 | 0 | 0 | 0 | 0 | 0
Nuc | 0.1 | 0.1 | 0.1 | 0.1 | 0.1 | 0.1
PS | 0 | 0 | 0 | 0 | 0 | 0
PV | 0 | 0 | 0 | 0 | 0 | 0
PeakG | 0 | 0 | 0 | 0 | 0 | 0
PeakO | 0 | 0 | 0 | 0 | 0 | 0
ST | 0 | 0 | 0 | 0 | 0 | 0
STOG | 0 | 0 | 0 | 0 | 0 | 0
STWD | 0 | 0 | 0 | 0 | 0 | 0
WT | 0 | 0 | 0 | 0 | 0 | 0
IGCC | 0 | 0 | 0 | 0 | 0 | 0
DemandResponse | 0 | 0 | 0 | 0 | 0 | 0
IGCC-CCS | 0 | 0 | 0 | 0 | 0 | 0
WT_off | 0 | 0 | 0 | 0 | 0 | 0
PseudoUnit | 0 | 0 | 0 | 0 | 0 | 0
FixedInterchange | 1500 | 1500 | 1500 | 1500 | 1500 | 1500
Total Installed Capacity by Reporting Type: MARITIMES
ReportingType | 2015 | 2020 | 2025 | 2030 | 2035 | 2040
BM | 0 | 0 | 0 | 0 | 0 | 0
CC | 0 | 0 | 0 | 0 | 0 | 0
CSP | 0 | 0 | 0 | 0 | 0 | 0
CT | 0 | 0 | 0 | 0 | 0 | 0
Coal | 0 | 0 | 0 | 0 | 0 | 0
Geo | 0 | 0 | 0 | 0 | 0 | 0
H | 0 | 0 | 0 | 0 | 0 | 0
LFG | 0 | 0 | 0 | 0 | 0 | 0
Nuc | 0.1 | 0.1 | 0.1 | 0.1 | 0.1 | 0.1
PS | 0 | 0 | 0 | 0 | 0 | 0
PV | 0 | 0 | 0 | 0 | 0 | 0
PeakG | 0 | 0 | 0 | 0 | 0 | 0
PeakO | 0 | 0 | 0 | 0 | 0 | 0
ST | 0 | 0 | 0 | 0 | 0 | 0
STOG | 0 | 0 | 0 | 0 | 0 | 0
STWD | 0 | 0 | 0 | 0 | 0 | 0
WT | 0 | 0 | 0 | 0 | 0 | 0
IGCC | 0 | 0 | 0 | 0 | 0 | 0
DemandResponse | 0 | 0 | 0 | 0 | 0 | 0
IGCC-CCS | 0 | 0 | 0 | 0 | 0 | 0
WT_off | 0 | 0 | 0 | 0 | 0 | 0
PseudoUnit | 0 | 0 | 0 | 0 | 0 | 0
FixedInterchange | 1400 | 1400 | 1400 | 1400 | 1400 | 1400
Total Installed Capacity by Reporting Type: All
ReportingType | 2015 | 2020 | 2025 | 2030 | 2035 | 2040
BM | 1250.08 | 1250.08 | 1250.08 | 1250.08 | 1250.08 | 1058.08
CC | 237689.34 | 265051.54 | 272730.9 | 307067.71 | 353694.2 | 390402.42
CSP | 0 | 0 | 0 | 0 | 0 | 0
CT | 6460.93 | 11533.56 | 12052.68 | 18960.87 | 27995.63 | 34558.22
Coal | 269522.79 | 255432.63 | 255080.62 | 255229.86 | 269578.69 | 293778.71
Geo | 2534.2 | 4609.2 | 8951.2 | 9038.2 | 9038.2 | 9038.2
H | 106079.79 | 106079.79 | 106079.79 | 106079.79 | 106079.79 | 106079.79
LFG | 4136 | 6089 | 8299 | 9022.5 | 9023 | 9023
Nuc | 117236.86 | 121152.36 | 121152.36 | 119664.16 | 93088.46 | 73382.46
PS | 21788 | 21788 | 21788 | 21788 | 21788 | 21788
PV | 1648 | 1648 | 1648 | 1648 | 498.99 | 498.99
PeakG | 119320.38 | 119228.77 | 119228.77 | 119228.77 | 119228.77 | 115568.77
PeakO | 20013.75 | 20013.75 | 19982.19 | 19782.2 | 19782.2 | 19782.19
ST | 760 | 1600.09 | 1904.14 | 2006.62 | 2006.62 | 2006.63
STOG | 63064.73 | 62492.21 | 61607.07 | 61607.07 | 61607.07 | 61607.07
STWD | 3171.09 | 3171.09 | 3171.09 | 3171.09 | 3171.09 | 3171.09
WT | 64004.8 | 64672.61 | 74256.39 | 73427.76 | 64013.76 | 63496.05
IGCC | 618 | 618 | 618 | 618 | 618 | 618
DemandResponse | 37863.74 | 60093.26 | 85862.57 | 89210.8 | 92685.8 | 96304.58
IGCC-CCS | 0 | 0 | 0 | 0 | 0 | 0
WT_off | 468 | 468 | 1568 | 1568 | 1100 | 1100
PseudoUnit | 0 | 0 | 0 | 0 | 0 | 0
FixedInterchange | 8820 | 8820 | 8820 | 8820 | 8820 | 8820
Total Installed Capacity by Reporting Type: EI_US
ReportingType | 2015 | 2020 | 2025 | 2030 | 2035 | 2040
BM | 740.2 | 740.2 | 740.2 | 740.2 | 740.2 | 548.2
CC | 153553.45 | 173596.95 | 179778.47 | 203395.58 | 238178.01 | 267414.04
CSP | 0 | 0 | 0 | 0 | 0 | 0
CT | 4323.69 | 7644.57 | 7805.46 | 10940.77 | 16101.54 | 17672.05
Coal | 213199.32 | 199307.85 | 199307.85 | 199307.87 | 212472.46 | 227886.82
Geo | 44 | 44 | 44 | 44 | 44 | 44
H | 29436.09 | 29436.09 | 29436.09 | 29436.09 | 29436.09 | 29436.09
LFG | 3458.06 | 3956.5 | 5812.5 | 6536 | 6536 | 6536
Nuc | 89571.36 | 93486.86 | 93486.86 | 91998.66 | 66452.96 | 48286.96
PS | 16931 | 16931 | 16931 | 16931 | 16931 | 16931
PV | 176.45 | 176.45 | 176.45 | 176.45 | 119 | 119
PeakG | 97654.5 | 97654.5 | 97654.5 | 97654.5 | 97654.5 | 97654.5
PeakO | 19252.82 | 19252.82 | 19252.82 | 19252.82 | 19252.82 | 19252.82
ST | 0 | 0 | 0 | 0 | 0 | 0
STOG | 33475.43 | 32902.91 | 32494.29 | 32494.29 | 32494.29 | 32494.29
STWD | 1702.01 | 1702.01 | 1702.01 | 1702.01 | 1702.01 | 1702.01
WT | 36937.7 | 37605.5 | 37605.5 | 34123.4 | 26800.01 | 26282.22
IGCC | 618 | 618 | 618 | 618 | 618 | 618
DemandResponse | 29707.66 | 46218.47 | 65324.07 | 67718.5 | 70208.86 | 72802.09
IGCC-CCS | 0 | 0 | 0 | 0 | 0 | 0
WT_off | 468 | 468 | 1568 | 1568 | 1100 | 1100
PseudoUnit | 0 | 0 | 0 | 0 | 0 | 0
FixedInterchange | 5820 | 5820 | 5820 | 5820 | 5820 | 5820
Total Installed Capacity by Reporting Type: EI_Canada
ReportingType | 2015 | 2020 | 2025 | 2030 | 2035 | 2040
BM | 326.33 | 326.33 | 326.33 | 326.33 | 326.33 | 326.33
CC | 5743.46 | 6254.88 | 6429.38 | 6837.17 | 7261.12 | 9557.28
CSP | 0 | 0 | 0 | 0 | 0 | 0
CT | 368 | 368 | 368 | 368 | 1205.57 | 1831.65
Coal | 736.5 | 736.5 | 736.5 | 736.5 | 736.5 | 736.5
Geo | 0 | 0 | 0 | 0 | 0 | 0
H | 15168.7 | 15168.7 | 15168.7 | 15168.7 | 15168.7 | 15168.7
LFG | 117.5 | 117.5 | 117.5 | 117.5 | 118 | 118
Nuc | 13018.2 | 13018.2 | 13018.2 | 13018.2 | 11988.2 | 10448.2
PS | 123 | 123 | 123 | 123 | 123 | 123
PV | 1097.26 | 1097.26 | 1097.26 | 1097.26 | 30 | 30
PeakG | 1143 | 1143 | 1143 | 1143 | 1143 | 1143
PeakO | 33.35 | 33.35 | 33.35 | 33.35 | 33.35 | 33.35
ST | 0 | 0 | 0 | 0 | 0 | 0
STOG | 126 | 126 | 126 | 126 | 126 | 126
STWD | 0 | 0 | 0 | 0 | 0 | 0
WT | 3963.3 | 3963.3 | 3963.3 | 3963.3 | 1857.4 | 1857.4
IGCC | 0 | 0 | 0 | 0 | 0 | 0
DemandResponse | 2048.29 | 2374.97 | 2887.27 | 2989.59 | 3095.56 | 3205.29
IGCC-CCS | 0 | 0 | 0 | 0 | 0 | 0
WT_off | 0 | 0 | 0 | 0 | 0 | 0
PseudoUnit | 0 | 0 | 0 | 0 | 0 | 0
FixedInterchange | 3000 | 3000 | 3000 | 3000 | 3000 | 3000
Total Installed Capacity by Reporting Type: EI
ReportingType | 2015 | 2020 | 2025 | 2030 | 2035 | 2040
BM | 1066.53 | 1066.53 | 1066.53 | 1066.53 | 1066.53 | 874.53
CC | 159296.9 | 179851.83 | 186207.84 | 210232.75 | 245439.13 | 276971.32
CSP | 0 | 0 | 0 | 0 | 0 | 0
CT | 4691.7 | 8012.57 | 8173.46 | 11308.77 | 17307.11 | 19503.7
Coal | 213935.81 | 200044.35 | 200044.34 | 200044.36 | 213208.95 | 228623.32
Geo | 44 | 44 | 44 | 44 | 44 | 44
H | 44604.79 | 44604.79 | 44604.79 | 44604.79 | 44604.79 | 44604.79
LFG | 3575.56 | 4074 | 5930 | 6653.5 | 6654 | 6654
Nuc | 102589.56 | 106505.06 | 106505.06 | 105016.86 | 78441.16 | 58735.16
PS | 17054 | 17054 | 17054 | 17054 | 17054 | 17054
PV | 1273.71 | 1273.71 | 1273.71 | 1273.71 | 149 | 149
PeakG | 98797.5 | 98797.5 | 98797.5 | 98797.5 | 98797.5 | 98797.5
PeakO | 19286.17 | 19286.17 | 19286.17 | 19286.17 | 19286.17 | 19286.17
ST | 0 | 0 | 0 | 0 | 0 | 0
STOG | 33601.43 | 33028.91 | 32620.29 | 32620.29 | 32620.29 | 32620.29
STWD | 1702.01 | 1702.01 | 1702.01 | 1702.01 | 1702.01 | 1702.01
WT | 40901 | 41568.8 | 41568.8 | 38086.7 | 28657.41 | 28139.62
IGCC | 618 | 618 | 618 | 618 | 618 | 618
DemandResponse | 31755.95 | 48593.44 | 68211.33 | 70708.09 | 73304.41 | 76007.38
IGCC-CCS | 0 | 0 | 0 | 0 | 0 | 0
WT_off | 468 | 468 | 1568 | 1568 | 1100 | 1100
PseudoUnit | 0 | 0 | 0 | 0 | 0 | 0
FixedInterchange | 8820 | 8820 | 8820 | 8820 | 8820 | 8820
Total Installed Capacity by Reporting Type: Outside_EI
ReportingType | 2015 | 2020 | 2025 | 2030 | 2035 | 2040
BM | 183.55 | 183.55 | 183.55 | 183.55 | 183.55 | 183.55
CC | 78392.43 | 85199.71 | 86523.06 | 96834.96 | 108255.07 | 113431.1
CSP | 0 | 0 | 0 | 0 | 0 | 0
CT | 1769.24 | 3520.99 | 3879.21 | 7652.1 | 10688.52 | 15054.52
Coal | 55586.98 | 55388.28 | 55036.28 | 55185.5 | 56369.74 | 65155.39
Geo | 2490.2 | 4565.2 | 8907.2 | 8994.2 | 8994.2 | 8994.2
H | 61475 | 61475 | 61475 | 61475 | 61475 | 61475
LFG | 560.44 | 2015 | 2369 | 2369 | 2369 | 2369
Nuc | 14647.3 | 14647.3 | 14647.3 | 14647.3 | 14647.3 | 14647.3
PS | 4734 | 4734 | 4734 | 4734 | 4734 | 4734
PV | 374.29 | 374.29 | 374.29 | 374.29 | 349.99 | 349.99
PeakG | 20522.88 | 20431.27 | 20431.27 | 20431.27 | 20431.27 | 16771.27
PeakO | 727.58 | 727.58 | 696.02 | 496.03 | 496.03 | 496.02
ST | 760 | 1600.09 | 1904.14 | 2006.62 | 2006.62 | 2006.63
STOG | 29463.3 | 29463.3 | 28986.78 | 28986.78 | 28986.78 | 28986.78
STWD | 1469.08 | 1469.08 | 1469.08 | 1469.08 | 1469.08 | 1469.08
WT | 23103.8 | 23103.8 | 32687.58 | 35341.06 | 35356.35 | 35356.43
IGCC | 0 | 0 | 0 | 0 | 0 | 0
DemandResponse | 6107.8 | 11499.81 | 17651.23 | 18502.71 | 19381.39 | 20297.2
IGCC-CCS | 0 | 0 | 0 | 0 | 0 | 0
WT_off | 0 | 0 | 0 | 0 | 0 | 0
PseudoUnit | 0 | 0 | 0 | 0 | 0 | 0
FixedInterchange | 0 | 0 | 0 | 0 | 0 | 0
#6 | Retrofit Capacity (MW)
Retrofit Capacity by Reporting Type: Entergy
ReportingType | 2015 | 2020 | 2025 | 2030 | 2035 | 2040
FGD | 0 | 7356 | 7356 | 7356 | 7356 | 7356
SNCR | 0 | 0 | 0 | 0 | 0 | 0
SCR | 0 | 0 | 0 | 0 | 0 | 0
ACI90 | 0 | 0 | 0 | 0 | 0 | 0
RPJ90 | 0 | 7416 | 7416 | 7416 | 7416 | 7416
PCSEQ | 0 | 0 | 0 | 0 | 0 | 0
Retrofit Capacity by Reporting Type: FRCC
ReportingType | 2015 | 2020 | 2025 | 2030 | 2035 | 2040
FGD | 0 | 235 | 235 | 235 | 235 | 235
SNCR | 0 | 0 | 0 | 0 | 0 | 0
SCR | 3796 | 1898 | 1898 | 1898 | 1898 | 1898
ACI90 | 0 | 0 | 0 | 0 | 0 | 0
RPJ90 | 0.71 | 7901.2 | 7901.59 | 7902.11 | 7902.62 | 7903.25
PCSEQ | 0 | 0 | 0 | 0 | 0 | 0
Retrofit Capacity by Reporting Type: MAPP_US
ReportingType | 2015 | 2020 | 2025 | 2030 | 2035 | 2040
FGD | 221 | 471 | 471 | 471 | 471 | 471
SNCR | 0 | 0 | 0 | 0 | 0 | 0
SCR | 0 | 0 | 0 | 0 | 0 | 0
ACI90 | 0 | 0 | 0 | 0 | 0 | 0
RPJ90 | 0 | 2831 | 2831 | 2831 | 2831 | 2831
PCSEQ | 0 | 0 | 0 | 0 | 0 | 0
Retrofit Capacity by Reporting Type: MISO_IN
ReportingType | 2015 | 2020 | 2025 | 2030 | 2035 | 2040
FGD | 0 | 2276.01 | 2276.01 | 2276.01 | 2276.01 | 2276.01
SNCR | 0.01 | 0 | 0 | 0 | 0.01 | 0.01
SCR | 0 | 0 | 0 | 0 | 0 | 0
ACI90 | 0 | 0 | 0 | 0 | 0 | 0
RPJ90 | 0.8 | 13117.01 | 13117.35 | 13117.76 | 13118.11 | 13118.47
PCSEQ | 0 | 0 | 0 | 0 | 0 | 0
Retrofit Capacity by Reporting Type: MISO_MI
ReportingType | 2015 | 2020 | 2025 | 2030 | 2035 | 2040
FGD | 0 | 5477.22 | 5477.22 | 5477.22 | 5477.22 | 5477.22
SNCR | 0.01 | 0 | 0 | 0.01 | 0.01 | 0.01
SCR | 355 | 0 | 0 | 0.01 | 0.01 | 0.01
ACI90 | 0 | 0 | 0 | 0 | 0 | 0
RPJ90 | 0.01 | 7279.02 | 7279.02 | 7279.02 | 7279.02 | 7279.02
PCSEQ | 0 | 0 | 0 | 0 | 0 | 0
Retrofit Capacity by Reporting Type: MISO_MO-IL
ReportingType | 2015 | 2020 | 2025 | 2030 | 2035 | 2040
FGD | 0 | 8057.01 | 8057.01 | 8057.01 | 8057.01 | 8057.01
SNCR | 0.01 | 0.01 | 0.01 | 0.01 | 0.01 | 0.01
SCR | 400 | 200 | 200 | 200 | 200 | 200
ACI90 | 0 | 0 | 0 | 0 | 0 | 0
RPJ90 | 2491.01 | 11708.73 | 11709.17 | 11709.66 | 11710.12 | 11710.54
PCSEQ | 0 | 0 | 0 | 0 | 0 | 0
Retrofit Capacity by Reporting Type: MISO_W
ReportingType | 2015 | 2020 | 2025 | 2030 | 2035 | 2040
FGD | 0 | 5555.5 | 5555.5 | 5555.5 | 5555.5 | 5555.5
SNCR | 0.01 | 0 | 0 | 0 | 0 | 0.01
SCR | 1225.26 | 612.63 | 612.63 | 612.63 | 612.63 | 612.63
ACI90 | 0 | 0 | 0 | 0 | 0 | 0
RPJ90 | 2652.37 | 11354.73 | 11354.73 | 11354.73 | 11354.73 | 11354.73
PCSEQ | 0 | 0 | 0 | 0 | 0 | 0
Retrofit Capacity by Reporting Type: MISO_WUMS
ReportingType | 2015 | 2020 | 2025 | 2030 | 2035 | 2040
FGD | 1135 | 1722.96 | 1722.96 | 1722.96 | 1722.96 | 1722.96
SNCR | 0 | 0 | 0 | 0 | 0 | 0
SCR | 2778.6 | 1902.61 | 1902.61 | 1902.61 | 1902.61 | 1902.61
ACI90 | 0 | 0 | 0 | 0 | 0 | 0
RPJ90 | 1740.77 | 3476.84 | 3477.08 | 3477.33 | 3477.57 | 3477.85
PCSEQ | 0 | 0 | 0 | 0 | 0 | 0
Retrofit Capacity by Reporting Type: Nebraska
ReportingType | 2015 | 2020 | 2025 | 2030 | 2035 | 2040
FGD | 0 | 3195.8 | 3195.8 | 3195.8 | 3195.8 | 3195.8
SNCR | 0 | 0 | 0 | 0 | 0 | 0
SCR | 0 | 0 | 0 | 0 | 0 | 0
ACI90 | 0 | 0 | 0 | 0 | 0 | 0
RPJ90 | 1364.4 | 3878 | 3878 | 3878 | 3878 | 3878
PCSEQ | 0 | 0 | 0 | 0 | 0 | 0
Retrofit Capacity by Reporting Type: NEISO
ReportingType | 2015 | 2020 | 2025 | 2030 | 2035 | 2040
FGD | 320 | 0 | 0 | 0 | 0 | 0
SNCR | 0 | 0 | 0 | 0 | 0 | 0
SCR | 0 | 0 | 0 | 0 | 0 | 0
ACI90 | 0 | 0 | 0 | 0 | 0 | 0
RPJ90 | 870.93 | 0 | 0 | 0 | 0 | 0
PCSEQ | 0 | 0 | 0 | 0 | 0 | 0
Retrofit Capacity by Reporting Type: NonRTO_Midwest
ReportingType | 2015 | 2020 | 2025 | 2030 | 2035 | 2040
FGD | 1403 | 2487 | 2487 | 2487 | 2487 | 2487
SNCR | 0.01 | 0 | 0 | 0 | 0.01 | 0.01
SCR | 1463.8 | 731.9 | 731.9 | 731.9 | 731.9 | 731.9
ACI90 | 0 | 0 | 0 | 0 | 0 | 0
RPJ90 | 1.23 | 8799.36 | 8799.89 | 8800.44 | 8800.88 | 8801.24
PCSEQ | 0 | 0 | 0 | 0 | 0 | 0
Retrofit Capacity by Reporting Type: NYISO_A-F
ReportingType | 2015 | 2020 | 2025 | 2030 | 2035 | 2040
FGD | 0 | 0 | 0 | 0 | 0 | 0
SNCR | 0 | 0 | 0 | 0 | 0 | 0
SCR | 0 | 0 | 0 | 0 | 0 | 0
ACI90 | 0 | 0 | 0 | 0 | 0 | 0
RPJ90 | 486.3 | 0 | 0 | 0 | 0 | 0
PCSEQ | 0 | 0 | 0 | 0 | 0 | 0
Retrofit Capacity by Reporting Type: NYISO_G-I
ReportingType | 2015 | 2020 | 2025 | 2030 | 2035 | 2040
FGD | 0 | 0 | 0 | 0 | 0 | 0
SNCR | 0 | 0 | 0 | 0 | 0 | 0
SCR | 0 | 0 | 0 | 0 | 0 | 0
ACI90 | 0 | 0 | 0 | 0 | 0 | 0
RPJ90 | 0 | 0 | 0 | 0 | 0 | 0
PCSEQ | 0 | 0 | 0 | 0 | 0 | 0
Retrofit Capacity by Reporting Type: NYISO_J-K
ReportingType | 2015 | 2020 | 2025 | 2030 | 2035 | 2040
FGD | 0 | 0 | 0 | 0 | 0 | 0
SNCR | 0 | 0 | 0 | 0 | 0 | 0
SCR | 0 | 0 | 0 | 0 | 0 | 0
ACI90 | 0 | 0 | 0 | 0 | 0 | 0
RPJ90 | 0 | 0 | 0 | 0 | 0 | 0
PCSEQ | 0 | 0 | 0 | 0 | 0 | 0
Retrofit Capacity by Reporting Type: PJM_E
ReportingType | 2015 | 2020 | 2025 | 2030 | 2035 | 2040
FGD | 0 | 0 | 0 | 0 | 0 | 0
SNCR | 0 | 0 | 0 | 0 | 0 | 0
SCR | 568 | 0 | 0 | 0 | 0 | 0
ACI90 | 0 | 0 | 0 | 0 | 0 | 0
RPJ90 | 1785.72 | 4.48 | 5.95 | 7.48 | 8.7 | 9.64
PCSEQ | 0 | 0 | 0 | 0 | 0 | 0
Retrofit Capacity by Reporting Type: PJM_ROM
ReportingType | 2015 | 2020 | 2025 | 2030 | 2035 | 2040
FGD | 0 | 1234 | 1234 | 1234 | 1234 | 1234
SNCR | 0 | 0 | 0 | 0 | 0 | 0
SCR | 341 | 0 | 0 | 0 | 0 | 0
ACI90 | 0 | 0 | 0 | 0 | 0 | 0
RPJ90 | 2572.01 | 8335.01 | 8335.01 | 8335.01 | 8335.01 | 8335.01
PCSEQ | 0 | 0 | 0 | 0 | 0 | 0
Retrofit Capacity by Reporting Type: PJM_ROR
ReportingType | 2015 | 2020 | 2025 | 2030 | 2035 | 2040
FGD | 0.01 | 9679.16 | 9679.15 | 9679.15 | 9679.15 | 9679.15
SNCR | 0.02 | 0.01 | 0.01 | 0.01 | 0.02 | 0.02
SCR | 2400.01 | 1200.01 | 1200.01 | 1200.01 | 1200.01 | 1200.01
ACI90 | 0 | 0 | 0 | 0 | 0 | 0
RPJ90 | 0.73 | 40573.83 | 40574.21 | 40574.71 | 40575.21 | 40575.82
PCSEQ | 0 | 0 | 0 | 0 | 0 | 0
Retrofit Capacity by Reporting Type: SOCO
ReportingType | 2015 | 2020 | 2025 | 2030 | 2035 | 2040
FGD | 4088.71 | 6563.22 | 6563.22 | 6563.22 | 6563.22 | 6563.22
SNCR | 0.01 | 0 | 0 | 0 | 0.01 | 0.01
SCR | 3404.7 | 3404.7 | 3404.7 | 3404.7 | 3404.71 | 3404.71
ACI90 | 0 | 0 | 0 | 0 | 0 | 0
RPJ90 | 6809.42 | 16793.81 | 16793.81 | 16793.81 | 16793.81 | 16793.81
PCSEQ | 0 | 0 | 0 | 0 | 0 | 0
Retrofit Capacity by Reporting Type: SPP_N
ReportingType | 2015 | 2020 | 2025 | 2030 | 2035 | 2040
FGD | 0 | 2384.5 | 2384.5 | 2384.5 | 2384.5 | 2384.5
SNCR | 0 | 0 | 0 | 0 | 0 | 0
SCR | 0 | 0 | 0 | 0 | 0 | 0
ACI90 | 0 | 0 | 0 | 0 | 0 | 0
RPJ90 | 1302.76 | 7320.74 | 7321.12 | 7321.56 | 7321.95 | 7322.35
PCSEQ | 0 | 0 | 0 | 0 | 0 | 0
Retrofit Capacity by Reporting Type: SPP_S
ReportingType | 2015 | 2020 | 2025 | 2030 | 2035 | 2040
FGD | 0.01 | 9191.79 | 9191.79 | 9191.79 | 9191.79 | 9191.79
SNCR | 0.01 | 0.01 | 0.01 | 0.01 | 0.01 | 0.01
SCR | 0 | 0 | 0 | 0 | 0 | 0
ACI90 | 0 | 0 | 0 | 0 | 0 | 0
RPJ90 | 0.01 | 12597.92 | 12597.92 | 12597.92 | 12597.92 | 12597.92
PCSEQ | 0 | 0 | 0 | 0 | 0 | 0
Retrofit Capacity by Reporting Type: TVA
ReportingType | 2015 | 2020 | 2025 | 2030 | 2035 | 2040
FGD | 0 | 4090.02 | 4090.02 | 4090.02 | 4090.02 | 4090.02
SNCR | 0 | 0 | 0 | 0 | 0 | 0
SCR | 0 | 0 | 0 | 0 | 0 | 0
ACI90 | 0 | 0 | 0 | 0 | 0 | 0
RPJ90 | 0.01 | 10615.23 | 10615.23 | 10615.23 | 10615.23 | 10615.23
PCSEQ | 0 | 0 | 0 | 0 | 0 | 0
Retrofit Capacity by Reporting Type: TVA_Transmission
ReportingType | 2015 | 2020 | 2025 | 2030 | 2035 | 2040
FGD | 0 | 0 | 0 | 0 | 0 | 0
SNCR | 0 | 0 | 0 | 0 | 0 | 0
SCR | 0 | 0 | 0 | 0 | 0 | 0
ACI90 | 0 | 0 | 0 | 0 | 0 | 0
RPJ90 | 0 | 0 | 0 | 0 | 0 | 0
PCSEQ | 0 | 0 | 0 | 0 | 0 | 0
Retrofit Capacity by Reporting Type: VACAR
ReportingType | 2015 | 2020 | 2025 | 2030 | 2035 | 2040
FGD | 0 | 0 | 0 | 0 | 0 | 0
SNCR | 0 | 0 | 0 | 0 | 0 | 0
SCR | 0 | 0 | 0 | 0 | 0 | 0
ACI90 | 0 | 0 | 0 | 0 | 0 | 0
RPJ90 | 2.24 | 13016.81 | 13018.15 | 13020.35 | 13021.94 | 13023.62
PCSEQ | 0 | 0 | 0 | 0 | 0 | 0
Retrofit Capacity by Reporting Type: IESO
ReportingType | 2015 | 2020 | 2025 | 2030 | 2035 | 2040
FGD | 0 | 0 | 0 | 0 | 0 | 0
SNCR | 0 | 0 | 0 | 0 | 0 | 0
SCR | 0 | 0 | 0 | 0 | 0 | 0
ACI90 | 0 | 0 | 0 | 0 | 0 | 0
RPJ90 | 0 | 0 | 0 | 0 | 0 | 0
PCSEQ | 0 | 0 | 0 | 0 | 0 | 0
Retrofit Capacity by Reporting Type: MAPP_CA
ReportingType | 2015 | 2020 | 2025 | 2030 | 2035 | 2040
FGD | 0 | 0 | 0 | 0 | 0 | 0
SNCR | 0 | 0 | 0 | 0 | 0 | 0
SCR | 0 | 0 | 0 | 0 | 0 | 0
ACI90 | 0 | 0 | 0 | 0 | 0 | 0
RPJ90 | 0 | 0 | 0 | 0 | 0 | 0
PCSEQ | 0 | 0 | 0 | 0 | 0 | 0
Retrofit Capacity by Reporting Type: AZ_NM_SNV_Coal
ReportingType | 2015 | 2020 | 2025 | 2030 | 2035 | 2040
FGD | 384 | 540 | 540 | 540 | 540 | 540
SNCR | 0 | 0 | 0 | 0 | 0 | 0
SCR | 800 | 400 | 400 | 400 | 400 | 400
ACI90 | 0 | 0 | 0 | 0 | 0 | 0
RPJ90 | 3286.52 | 10066.76 | 10066.98 | 10067.26 | 10067.51 | 10067.78
PCSEQ | 0 | 0 | 0 | 0 | 0 | 0
Retrofit Capacity by Reporting Type: AZ_NM_SNV_Gas
ReportingType | 2015 | 2020 | 2025 | 2030 | 2035 | 2040
FGD | 0 | 0 | 0 | 0 | 0 | 0
SNCR | 0 | 0 | 0 | 0 | 0 | 0
SCR | 0 | 0 | 0 | 0 | 0 | 0
ACI90 | 0 | 0 | 0 | 0 | 0 | 0
RPJ90 | 0 | 0 | 0 | 0 | 0 | 0
PCSEQ | 0 | 0 | 0 | 0 | 0 | 0
Retrofit Capacity by Reporting Type: AZ_NM_SNV_NucRenew
ReportingType | 2015 | 2020 | 2025 | 2030 | 2035 | 2040
FGD | 0 | 0 | 0 | 0 | 0 | 0
SNCR | 0 | 0 | 0 | 0 | 0 | 0
SCR | 0 | 0 | 0 | 0 | 0 | 0
ACI90 | 0 | 0 | 0 | 0 | 0 | 0
RPJ90 | 0 | 0 | 0 | 0 | 0 | 0
PCSEQ | 0 | 0 | 0 | 0 | 0 | 0
Retrofit Capacity by Reporting Type: ERCOT
ReportingType | 2015 | 2020 | 2025 | 2030 | 2035 | 2040
FGD | 0 | 5125 | 5125 | 5125 | 5125 | 5125
SNCR | 0 | 0 | 0 | 0 | 0 | 0
SCR | 4370 | 2185 | 2185 | 2185 | 2185 | 2185
ACI90 | 0 | 0 | 0 | 0 | 0 | 0
RPJ90 | 9196.75 | 16249.11 | 16249.48 | 16249.9 | 16250.27 | 16250.64
PCSEQ | 0 | 0 | 0 | 0 | 0 | 0
Retrofit Capacity by Reporting Type: NP15
ReportingType | 2015 | 2020 | 2025 | 2030 | 2035 | 2040
FGD | 0 | 0 | 0 | 0 | 0 | 0
SNCR | 0 | 0 | 0 | 0 | 0 | 0
SCR | 0 | 0 | 0 | 0 | 0 | 0
ACI90 | 0 | 0 | 0 | 0 | 0 | 0
RPJ90 | 0 | 0 | 0 | 0 | 0 | 0
PCSEQ | 0 | 0 | 0 | 0 | 0 | 0
Retrofit Capacity by Reporting Type: NWPP_Coal
ReportingType | 2015 | 2020 | 2025 | 2030 | 2035 | 2040
FGD | 0 | 1601.2 | 1601.2 | 1601.2 | 1601.2 | 1601.2
SNCR | 0 | 0 | 0 | 0 | 0.01 | 0.01
SCR | 0 | 0 | 0 | 0 | 0 | 0
ACI90 | 0 | 0 | 0 | 0 | 0 | 0
RPJ90 | 453.61 | 12409.62 | 12409.62 | 12409.62 | 12409.62 | 12409.62
PCSEQ | 0 | 0 | 0 | 0 | 0 | 0
Retrofit Capacity by Reporting Type: NWPP_Gas
ReportingType | 2015 | 2020 | 2025 | 2030 | 2035 | 2040
FGD | 0 | 0 | 0 | 0 | 0 | 0
SNCR | 0 | 0 | 0 | 0 | 0 | 0
SCR | 0 | 0 | 0 | 0 | 0 | 0
ACI90 | 0 | 0 | 0 | 0 | 0 | 0
RPJ90 | 0 | 0 | 0 | 0 | 0 | 0
PCSEQ | 0 | 0 | 0 | 0 | 0 | 0
Retrofit Capacity by Reporting Type: NWPP_NucRenew
ReportingType | 2015 | 2020 | 2025 | 2030 | 2035 | 2040
FGD | 0 | 0 | 0 | 0 | 0 | 0
SNCR | 0 | 0 | 0 | 0 | 0 | 0
SCR | 0 | 0 | 0 | 0 | 0 | 0
ACI90 | 0 | 0 | 0 | 0 | 0 | 0
RPJ90 | 0 | 0 | 0 | 0 | 0 | 0
PCSEQ | 0 | 0 | 0 | 0 | 0 | 0
Retrofit Capacity by Reporting Type: RMPA
ReportingType | 2015 | 2020 | 2025 | 2030 | 2035 | 2040
FGD | 0 | 1282 | 1282 | 1282 | 1282 | 1282
SNCR | 0 | 0 | 0 | 0 | 0 | 0
SCR | 1554.6 | 777.3 | 777.3 | 777.3 | 777.3 | 777.3
ACI90 | 0 | 0 | 0 | 0 | 0 | 0
RPJ90 | 2874.61 | 6912.76 | 6560.76 | 6560.76 | 6560.76 | 6315.8
PCSEQ | 0 | 0 | 0 | 0 | 0 | 0
Retrofit Capacity by Reporting Type: SP15
ReportingType | 2015 | 2020 | 2025 | 2030 | 2035 | 2040
FGD | 0 | 0 | 0 | 0 | 0 | 0
SNCR | 0 | 0 | 0 | 0 | 0 | 0
SCR | 0 | 0 | 0 | 0 | 0 | 0
ACI90 | 0 | 0 | 0 | 0 | 0 | 0
RPJ90 | 0 | 101.2 | 101.2 | 101.2 | 0 | 0
PCSEQ | 0 | 0 | 0 | 0 | 0 | 0
Retrofit Capacity by Reporting Type: ALB
ReportingType | 2015 | 2020 | 2025 | 2030 | 2035 | 2040
FGD | 0 | 0 | 0 | 0 | 0 | 0
SNCR | 0 | 0 | 0 | 0 | 0 | 0
SCR | 0 | 0 | 0 | 0 | 0 | 0
ACI90 | 0 | 0 | 0 | 0 | 0 | 0
RPJ90 | 0 | 0 | 0 | 0 | 0 | 0
PCSEQ | 0 | 0 | 0 | 0 | 0 | 0
Retrofit Capacity by Reporting Type: BC
ReportingType | 2015 | 2020 | 2025 | 2030 | 2035 | 2040
FGD | 0 | 0 | 0 | 0 | 0 | 0
SNCR | 0 | 0 | 0 | 0 | 0 | 0
SCR | 0 | 0 | 0 | 0 | 0 | 0
ACI90 | 0 | 0 | 0 | 0 | 0 | 0
RPJ90 | 0 | 0 | 0 | 0 | 0 | 0
PCSEQ | 0 | 0 | 0 | 0 | 0 | 0
Retrofit Capacity by Reporting Type: HQ_IESO
ReportingType | 2015 | 2020 | 2025 | 2030 | 2035 | 2040
FGD | 0 | 0 | 0 | 0 | 0 | 0
SNCR | 0 | 0 | 0 | 0 | 0 | 0
SCR | 0 | 0 | 0 | 0 | 0 | 0
ACI90 | 0 | 0 | 0 | 0 | 0 | 0
RPJ90 | 0 | 0 | 0 | 0 | 0 | 0
PCSEQ | 0 | 0 | 0 | 0 | 0 | 0
Retrofit Capacity by Reporting Type: HQ_NEISO
ReportingType | 2015 | 2020 | 2025 | 2030 | 2035 | 2040
FGD | 0 | 0 | 0 | 0 | 0 | 0
SNCR | 0 | 0 | 0 | 0 | 0 | 0
SCR | 0 | 0 | 0 | 0 | 0 | 0
ACI90 | 0 | 0 | 0 | 0 | 0 | 0
RPJ90 | 0 | 0 | 0 | 0 | 0 | 0
PCSEQ | 0 | 0 | 0 | 0 | 0 | 0
Retrofit Capacity by Reporting Type: HQ_NY
ReportingType | 2015 | 2020 | 2025 | 2030 | 2035 | 2040
FGD | 0 | 0 | 0 | 0 | 0 | 0
SNCR | 0 | 0 | 0 | 0 | 0 | 0
SCR | 0 | 0 | 0 | 0 | 0 | 0
ACI90 | 0 | 0 | 0 | 0 | 0 | 0
RPJ90 | 0 | 0 | 0 | 0 | 0 | 0
PCSEQ | 0 | 0 | 0 | 0 | 0 | 0
Retrofit Capacity by Reporting Type: MARITIMES
ReportingType | 2015 | 2020 | 2025 | 2030 | 2035 | 2040
FGD | 0 | 0 | 0 | 0 | 0 | 0
SNCR | 0 | 0 | 0 | 0 | 0 | 0
SCR | 0 | 0 | 0 | 0 | 0 | 0
ACI90 | 0 | 0 | 0 | 0 | 0 | 0
RPJ90 | 0 | 0 | 0 | 0 | 0 | 0
PCSEQ | 0 | 0 | 0 | 0 | 0 | 0
Retrofit Capacity by Reporting Type: All
ReportingType | 2015 | 2020 | 2025 | 2030 | 2035 | 2040
FGD | 7551.75 | 78524.41 | 78524.4 | 78524.4 | 78524.4 | 78524.4
SNCR | 0.09 | 0.07 | 0.07 | 0.08 | 0.09 | 0.1
SCR | 23456.99 | 13312.18 | 13312.18 | 13312.19 | 13312.2 | 13312.21
ACI90 | 0 | 0 | 0 | 0 | 0 | 0
RPJ90 | 37892.9 | 232759.18 | 232413.29 | 232420.87 | 232326 | 232087.36
PCSEQ | 0 | 0 | 0 | 0 | 0 | 0
Retrofit Capacity by Reporting Type: EI_US
ReportingType | 2015 | 2020 | 2025 | 2030 | 2035 | 2040
FGD | 7167.75 | 69976.21 | 69976.2 | 69976.2 | 69976.2 | 69976.2
SNCR | 0.08 | 0.06 | 0.06 | 0.07 | 0.07 | 0.08
SCR | 16732.39 | 9949.87 | 9949.87 | 9949.88 | 9949.89 | 9949.9
ACI90 | 0 | 0 | 0 | 0 | 0 | 0
RPJ90 | 22081.42 | 187019.72 | 187025.24 | 187032.13 | 187037.84 | 187043.52
PCSEQ | 0 | 0 | 0 | 0 | 0 | 0
Retrofit Capacity by Reporting Type: EI_Canada
ReportingType | 2015 | 2020 | 2025 | 2030 | 2035 | 2040
FGD | 0 | 0 | 0 | 0 | 0 | 0
SNCR | 0 | 0 | 0 | 0 | 0 | 0
SCR | 0 | 0 | 0 | 0 | 0 | 0
ACI90 | 0 | 0 | 0 | 0 | 0 | 0
RPJ90 | 0 | 0 | 0 | 0 | 0 | 0
PCSEQ | 0 | 0 | 0 | 0 | 0 | 0
Retrofit Capacity by Reporting Type: EI
ReportingType | 2015 | 2020 | 2025 | 2030 | 2035 | 2040
FGD | 7167.75 | 69976.21 | 69976.2 | 69976.2 | 69976.2 | 69976.2
SNCR | 0.08 | 0.06 | 0.06 | 0.07 | 0.07 | 0.08
SCR | 16732.39 | 9949.87 | 9949.87 | 9949.88 | 9949.89 | 9949.9
ACI90 | 0 | 0 | 0 | 0 | 0 | 0
RPJ90 | 22081.42 | 187019.72 | 187025.24 | 187032.13 | 187037.84 | 187043.52
PCSEQ | 0 | 0 | 0 | 0 | 0 | 0
Retrofit Capacity by Reporting Type: Outside_EI
ReportingType | 2015 | 2020 | 2025 | 2030 | 2035 | 2040
FGD | 384 | 8548.2 | 8548.2 | 8548.2 | 8548.2 | 8548.2
SNCR | 0.01 | 0.01 | 0.01 | 0.01 | 0.02 | 0.02
SCR | 6724.6 | 3362.3 | 3362.31 | 3362.31 | 3362.31 | 3362.31
ACI90 | 0 | 0 | 0 | 0 | 0 | 0
RPJ90 | 15811.48 | 45739.45 | 45388.05 | 45388.74 | 45288.16 | 45043.85
PCSEQ | 0 | 0 | 0 | 0 | 0 | 0
#7 | Reserve Margin (MW)
Reserve Margin Data: ALB
| 2015 | 2020 | 2025 | 2030 | 2035 | 2040
a. Peak Demand | 9894.26 | 10610.08 | 11377.68 | 12200.81 | 13083.5 | 14030.05
b. Peak Demand + Reserve Margin | 11675.23 | 12519.89 | 13425.66 | 14396.96 | 15438.53 | 16555.45
c. DR MW | 105.16 | 361.08 | 660.83 | 708.64 | 759.9 | 814.88
d. Capacity Credit | 11675.23 | 12519.89 | 13440.73 | 14396.96 | 15438.53 | 16555.45
Reserve Margin Data: BC
| 2015 | 2020 | 2025 | 2030 | 2035 | 2040
a. Peak Demand | 12097.17 | 12689.82 | 13311.5 | 13963.64 | 14647.73 | 15365.33
b. Peak Demand + Reserve Margin | 14274.66 | 14973.98 | 15707.57 | 16477.09 | 17284.32 | 18131.09
c. DR MW | 0.01 | 264.69 | 555.31 | 582.51 | 611.05 | 640.98
d. Capacity Credit | 14274.66 | 14973.98 | 15918.81 | 16477.09 | 17284.32 | 18131.09
Reserve Margin Data: ENT
| 2015 | 2020 | 2025 | 2030 | 2035 | 2040
a. Peak Demand | 31363.21 | 33216.62 | 34106.25 | 35019.69 | 35957.6 | 36920.63
b. Peak Demand + Reserve Margin | 35754.06 | 37866.95 | 38881.12 | 39922.45 | 40991.67 | 42089.52
c. DR MW | 301.55 | 1538.95 | 2854.33 | 2930.78 | 3009.27 | 3089.87
d. Capacity Credit | 35754.06 | 37866.95 | 38881.12 | 39922.45 | 40991.67 | 42089.52
Reserve Margin Data: ERCOT
| 2015 | 2020 | 2025 | 2030 | 2035 | 2040
a. Peak Demand | 70275 | 75565.6 | 78214.54 | 80611.45 | 83280.89 | 86023.9
b. Peak Demand + Reserve Margin | 79059.38 | 85011.3 | 87991.35 | 90687.88 | 93691.01 | 96776.89
c. DR MW | 740.81 | 3617.73 | 6720.3 | 6926.25 | 7155.61 | 7391.29
d. Capacity Credit | 79059.38 | 85011.3 | 87991.35 | 90687.89 | 93691.01 | 96776.89
Reserve Margin Data: FRCC
| 2015 | 2020 | 2025 | 2030 | 2035 | 2040
a. Peak Demand | 49536.4 | 53950.25 | 57379.16 | 61025.99 | 64904.61 | 69029.74
b. Peak Demand + Reserve Margin | 57462.22 | 62582.3 | 66559.82 | 70790.15 | 75289.35 | 80074.5
c. DR MW | 2734.45 | 3962.85 | 5527.63 | 5878.95 | 6252.59 | 6649.99
d. Capacity Credit | 57462.23 | 62582.3 | 66559.86 | 70790.15 | 75289.35 | 80074.5
Reserve Margin Data: IESO
| 2015 | 2020 | 2025 | 2030 | 2035 | 2040
a. Peak Demand | 23273 | 23024.78 | 23818.34 | 24639.25 | 25488.46 | 26366.93
b. Peak Demand + Reserve Margin | 27229.41 | 26938.99 | 27867.46 | 28827.92 | 29821.5 | 30849.31
c. DR MW | 1958.79 | 2066.83 | 2340.54 | 2421.21 | 2504.65 | 2590.98
d. Capacity Credit | 30019.39 | 30127.43 | 30401.13 | 30481.8 | 29821.5 | 30849.31
Reserve Margin Data: MAPP_CA
| 2015 | 2020 | 2025 | 2030 | 2035 | 2040
a. Peak Demand | 8659 | 9310.84 | 9679.67 | 10063.12 | 10461.75 | 10876.17
b. Peak Demand + Reserve Margin | 9698.08 | 10428.14 | 10841.23 | 11270.69 | 11717.16 | 12181.31
c. DR MW | 89.5 | 308.14 | 546.73 | 568.39 | 590.9 | 614.31
d. Capacity Credit | 9698.08 | 10428.14 | 10841.23 | 11270.69 | 11717.16 | 12181.31
Reserve Margin Data: MAPP_US
| 2015 | 2020 | 2025 | 2030 | 2035 | 2040
a. Peak Demand | 5654.68 | 5968.85 | 6205.3 | 6451.11 | 6706.66 | 6972.33
b. Peak Demand + Reserve Margin | 6446.34 | 6804.49 | 7074.04 | 7354.26 | 7645.59 | 7948.45
c. DR MW | 59 | 199.4 | 353.8 | 367.81 | 382.38 | 397.53
d. Capacity Credit | 6782.26 | 6919.66 | 7074.06 | 7354.27 | 7645.59 | 7948.45
Reserve Margin Data: NEISO
| 2015 | 2020 | 2025 | 2030 | 2035 | 2040
a. Peak Demand | 28012 | 28394.96 | 28542.49 | 28725.51 | 28892.23 | 29059.91
b. Peak Demand + Reserve Margin | 32493.92 | 32938.15 | 33109.29 | 33321.59 | 33514.98 | 33709.5
c. DR MW | 3092.4 | 3627.72 | 4230.66 | 4257.78 | 4282.5 | 4307.35
d. Capacity Credit | 32716.11 | 32938.16 | 33541.09 | 33633.46 | 33514.99 | 33709.5
Reserve Margin Data: NonRTO_Midwest
| 2015 | 2020 | 2025 | 2030 | 2035 | 2040
a. Peak Demand | 11601.6 | 12475.59 | 12784.26 | 13100.55 | 13424.68 | 13756.82
b. Peak Demand + Reserve Margin | 13225.82 | 14222.18 | 14574.05 | 14934.63 | 15304.13 | 15682.78
c. DR MW | 193.98 | 453.37 | 727.88 | 745.89 | 764.35 | 783.26
d. Capacity Credit | 13225.82 | 14222.18 | 14574.05 | 14934.63 | 15304.13 | 15682.78
Reserve Margin Data: NYISO_J-K
| 2015 | 2020 | 2025 | 2030 | 2035 | 2040
a. Peak Demand | 15708.46 | 16778.46 | 17529.82 | 18314.82 | 19134.98 | 19991.87
b. Peak Demand + Reserve Margin | 14451.78 | 15436.18 | 16127.43 | 16849.64 | 17604.19 | 18392.52
c. DR MW | 1319.07 | 1502.66 | 1718.62 | 1795.58 | 1875.99 | 1960
d. Capacity Credit | 16941.41 | 17124.99 | 17501.84 | 18616.42 | 18687.22 | 19173.67
Reserve Margin Data: PJM_E
| 2015 | 2020 | 2025 | 2030 | 2035 | 2040
a. Peak Demand | 30573 | 28691.71 | 29665.84 | 30673.06 | 31714.47 | 32791.23
b. Peak Demand + Reserve Margin | 29900.39 | 28060.49 | 29013.2 | 29998.25 | 31016.75 | 32069.83
c. DR MW | 1256.73 | 1718.17 | 2388.62 | 2469.72 | 2553.57 | 2640.27
d. Capacity Credit | 33737.66 | 33016.6 | 34017.06 | 34231.05 | 31933.77 | 32069.82
Reserve Margin Data: RMPA
| 2015 | 2020 | 2025 | 2030 | 2035 | 2040
a. Peak Demand | 13130.5 | 14147.45 | 15066.59 | 16047.68 | 17090.56 | 18201.86
b. Peak Demand + Reserve Margin | 14968.77 | 16128.09 | 17175.91 | 18294.36 | 19483.24 | 20750.12
c. DR MW | 486.05 | 622.89 | 804.5 | 856.88 | 912.57 | 971.91
d. Capacity Credit | 15610.17 | 16128.09 | 17997.53 | 18294.36 | 19483.24 | 20750.12
Reserve Margin Data: SOCO
| 2015 | 2020 | 2025 | 2030 | 2035 | 2040
a. Peak Demand | 53444.07 | 58424.21 | 60829.03 | 63332.84 | 65939.71 | 68653.88
b. Peak Demand + Reserve Margin | 60926.24 | 66603.59 | 69345.09 | 72199.44 | 75171.27 | 78265.43
c. DR MW | 2570.49 | 4773.97 | 7215.46 | 7512.46 | 7821.68 | 8143.63
d. Capacity Credit | 62035.9 | 66603.58 | 69345.13 | 72199.44 | 75171.27 | 78265.43
Reserve Margin Data: TVA
| 2015 | 2020 | 2025 | 2030 | 2035 | 2040
a. Peak Demand | 35009.2 | 38206.87 | 39152.15 | 40120.83 | 41113.47 | 42130.67
b. Peak Demand + Reserve Margin | 40260.58 | 43937.9 | 45024.97 | 46138.95 | 47280.49 | 48450.27
c. DR MW | 1805 | 2555.95 | 3357.9 | 3440.97 | 3526.11 | 3613.35
d. Capacity Credit | 40260.6 | 43937.89 | 45024.98 | 46138.95 | 47280.49 | 48450.27
Reserve Margin Data: VACAR
| 2015 | 2020 | 2025 | 2030 | 2035 | 2040
a. Peak Demand | 49497 | 53343.18 | 55953.29 | 58691.11 | 61562.9 | 64575.2
b. Peak Demand + Reserve Margin | 56426.58 | 60811.23 | 63786.75 | 66907.87 | 70181.7 | 73615.73
c. DR MW | 2339.28 | 3868.22 | 5651.52 | 5928.05 | 6218.12 | 6522.37
d. Capacity Credit | 56426.58 | 60811.23 | 63786.75 | 66907.87 | 70181.7 | 73615.73
Reserve Margin Data: AZ_NM_SNV
| 2015 | 2020 | 2025 | 2030 | 2035 | 2040
a. Peak Demand | 29190.12 | 32220.84 | 34383.83 | 36728.75 | 39168.14 | 41802.12
b. Peak Demand + Reserve Margin | 33772.97 | 37279.51 | 39782.09 | 42495.16 | 45317.54 | 48365.05
c. DR MW | 334.55 | 1076.71 | 1928.33 | 2059.84 | 2196.64 | 2344.36
d. Capacity Credit | 33772.98 | 37279.51 | 39782.1 | 42495.16 | 45317.53 | 48365.05
Reserve Margin Data: CA
| 2015 | 2020 | 2025 | 2030 | 2035 | 2040
a. Peak Demand | 62508.27 | 66506.46 | 69441.85 | 73394.32 | 77210.75 | 81148.86
b. Peak Demand + Reserve Margin | 72884.64 | 77546.53 | 80969.19 | 85577.78 | 90027.73 | 94619.57
c. DR MW | 4441.2 | 4603.38 | 4993.26 | 5277.46 | 5551.88 | 5835.06
d. Capacity Credit | 72884.65 | 77546.53 | 80969.19 | 85577.78 | 90027.66 | 94619.66
Reserve Margin Data: MISO
| 2015 | 2020 | 2025 | 2030 | 2035 | 2040
a. Peak Demand | 98840.47 | 103652.88 | 107553.1 | 111601.79 | 115804.67 | 120167.67
b. Peak Demand + Reserve Margin | 116038.72 | 121688.49 | 126267.34 | 131020.5 | 135954.68 | 141076.85
c. DR MW | 6024.78 | 8117.79 | 10669.2 | 11079.6 | 11505.92 | 11948.8
d. Capacity Credit | 116038.71 | 121688.49 | 126267.33 | 131020.48 | 135954.68 | 141076.86
Reserve Margin Data: NWPP
| 2015 | 2020 | 2025 | 2030 | 2035 | 2040
a. Peak Demand | 43762.99 | 45706.02 | 47672.59 | 50127.58 | 52587.11 | 55103.77
b. Peak Demand + Reserve Margin | 51640.33 | 53933.1 | 56253.65 | 59150.54 | 62052.79 | 65022.45
c. DR MW | 0.01 | 953.34 | 1988.72 | 2091.14 | 2193.74 | 2298.72
d. Capacity Credit | 54479.71 | 55663.35 | 57132.73 | 60933.47 | 64136.42 | 65763.95
Reserve Margin Data: NYISO
| 2015 | 2020 | 2025 | 2030 | 2035 | 2040
a. Peak Demand | 30555.78 | 32393.61 | 33621.41 | 34898.35 | 36226.45 | 37607.86
b. Peak Demand + Reserve Margin | 35597.48 | 37738.55 | 39168.95 | 40656.57 | 42203.81 | 43813.15
c. DR MW | 2565.83 | 2901.13 | 3296.24 | 3421.43 | 3551.63 | 3687.07
d. Capacity Credit | 37325.58 | 37738.55 | 39168.95 | 40656.58 | 42203.82 | 43813.15
Reserve Margin Data: NYISO_G-I_J-K
| 2015 | 2020 | 2025 | 2030 | 2035 | 2040
a. Peak Demand | 19752.2 | 21025.07 | 21960.01 | 22936.53 | 23956.48 | 25021.79
b. Peak Demand + Reserve Margin | 18764.59 | 19973.82 | 20862.01 | 21789.7 | 22758.65 | 23770.7
c. DR MW | 1658.63 | 1882.98 | 2152.95 | 2248.69 | 2348.69 | 2453.13
d. Capacity Credit | 20730.98 | 20955.33 | 22192.66 | 24272.03 | 26643.81 | 29151.98
Reserve Margin Data: PJM
| 2015 | 2020 | 2025 | 2030 | 2035 | 2040
a. Peak Demand | 157275.77 | 155032.96 | 159992.44 | 165110.9 | 170393.47 | 175845.4
b. Peak Demand + Reserve Margin | 181338.97 | 178753.01 | 184471.28 | 190372.87 | 196463.67 | 202749.75
c. DR MW | 6888.69 | 10788.12 | 15528.1 | 16025.26 | 16538.36 | 17067.93
d. Capacity Credit | 181338.96 | 178752.89 | 184471.36 | 190372.88 | 196463.67 | 202749.78
Reserve Margin Data: SPP
| 2015 | 2020 | 2025 | 2030 | 2035 | 2040
a. Peak Demand | 56998.85 | 60999.76 | 63282 | 65652.04 | 68113.36 | 70669.56
b. Peak Demand + Reserve Margin | 64750.69 | 69295.73 | 71888.35 | 74580.72 | 77376.77 | 80280.62
c. DR MW | 1132.21 | 3430.99 | 5911.36 | 6129.52 | 6355.94 | 6590.94
d. Capacity Credit | 64750.68 | 69295.73 | 71888.35 | 74580.74 | 77376.76 | 80280.64

## Transmission
$/MW
[8 empty] | Transfer |  | $/MWh | $/MWh | Wheel+ | $/MWh
Year | Line | From | To | EI Internal/External | Season | Block | Duration | Limit | MW flow | From price | To price | Friction | Shadow Price
2015 | ENT_2_MISO_MO-IL | ENT | MISO_MO-IL | Internal | Shoulder | B11 | 25 | 2260 | 0 | 53.5 | 46.92 | 8 | 0
2015 | ENT_2_MISO_MO-IL | ENT | MISO_MO-IL | Internal | Shoulder | B12 | 200 | 2260 | 0 | 38.05 | 40.01 | 8 | 0
2015 | ENT_2_MISO_MO-IL | ENT | MISO_MO-IL | Internal | Shoulder | B13 | 600 | 2260 | 0 | 37.78 | 37.08 | 8 | 0
2015 | ENT_2_MISO_MO-IL | ENT | MISO_MO-IL | Internal | Shoulder | B14 | 900 | 2260 | 0 | 37.78 | 36.07 | 8 | 0
2015 | ENT_2_MISO_MO-IL | ENT | MISO_MO-IL | Internal | Shoulder | B15 | 1203 | 2260 | 0 | 36.55 | 33.41 | 8 | 0
2015 | ENT_2_MISO_MO-IL | ENT | MISO_MO-IL | Internal | Summer | B1 | 10 | 2260 | 0 | 59.39 | 59.39 | 8 | 0
2015 | ENT_2_MISO_MO-IL | ENT | MISO_MO-IL | Internal | Summer | B2 | 25 | 2260 | 0 | 57.28 | 57.28 | 8 | 0
2015 | ENT_2_MISO_MO-IL | ENT | MISO_MO-IL | Internal | Summer | B3 | 75 | 2260 | 0 | 55.82 | 56.4 | 8 | 0
2015 | ENT_2_MISO_MO-IL | ENT | MISO_MO-IL | Internal | Summer | B4 | 100 | 2260 | 0 | 55.82 | 54.94 | 8 | 0
2015 | ENT_2_MISO_MO-IL | ENT | MISO_MO-IL | Internal | Summer | B5 | 200 | 2260 | 0 | 51.84 | 47.36 | 8 | 0
2015 | ENT_2_MISO_MO-IL | ENT | MISO_MO-IL | Internal | Summer | B6 | 300 | 2260 | 0 | 42.05 | 42.04 | 8 | 0
2015 | ENT_2_MISO_MO-IL | ENT | MISO_MO-IL | Internal | Summer | B7 | 400 | 2260 | 0 | 36.89 | 35.92 | 8 | 0
2015 | ENT_2_MISO_MO-IL | ENT | MISO_MO-IL | Internal | Summer | B8 | 500 | 2260 | 0 | 36.89 | 33.54 | 8 | 0
2015 | ENT_2_MISO_MO-IL | ENT | MISO_MO-IL | Internal | Summer | B9 | 800 | 2260 | 0 | 36.63 | 32.9 | 8 | 0
2015 | ENT_2_MISO_MO-IL | ENT | MISO_MO-IL | Internal | Summer | B10 | 1262 | 2260 | 0 | 35.44 | 31.09 | 8 | 0
2015 | ENT_2_MISO_MO-IL | ENT | MISO_MO-IL | Internal | Winter | B16 | 25 | 2260 | 0 | 50.79 | 46.88 | 8 | 0
2015 | ENT_2_MISO_MO-IL | ENT | MISO_MO-IL | Internal | Winter | B17 | 100 | 2260 | 0 | 40.1 | 41.41 | 8 | 0
2015 | ENT_2_MISO_MO-IL | ENT | MISO_MO-IL | Internal | Winter | B18 | 400 | 2260 | 0 | 40.1 | 37.97 | 8 | 0
2015 | ENT_2_MISO_MO-IL | ENT | MISO_MO-IL | Internal | Winter | B19 | 700 | 2260 | 0 | 38.89 | 36.47 | 8 | 0
2015 | ENT_2_MISO_MO-IL | ENT | MISO_MO-IL | Internal | Winter | B20 | 935 | 2260 | 0 | 38.79 | 32.89 | 8 | 0
2015 | ENT_2_SOCO | ENT | SOCO | Internal | Shoulder | B11 | 25 | 2000 | 0.02 | 53.5 | 61.24 | 8 | 0
2015 | ENT_2_SOCO | ENT | SOCO | Internal | Shoulder | B12 | 200 | 2000 | 0 | 38.05 | 41.64 | 8 | 0
2015 | ENT_2_SOCO | ENT | SOCO | Internal | Shoulder | B13 | 600 | 2000 | 0 | 37.78 | 39.4 | 8 | 0
2015 | ENT_2_SOCO | ENT | SOCO | Internal | Shoulder | B14 | 900 | 2000 | 0 | 37.78 | 39.4 | 8 | 0
2015 | ENT_2_SOCO | ENT | SOCO | Internal | Shoulder | B15 | 1203 | 2000 | 0 | 36.55 | 39.02 | 8 | 0
2015 | ENT_2_SOCO | ENT | SOCO | Internal | Summer | B1 | 10 | 2000 | 0 | 59.39 | 64.92 | 8 | 0
2015 | ENT_2_SOCO | ENT | SOCO | Internal | Summer | B2 | 25 | 2000 | 0 | 57.28 | 64.92 | 8 | 0
2015 | ENT_2_SOCO | ENT | SOCO | Internal | Summer | B3 | 75 | 2000 | 2000 | 55.82 | 64.92 | 8 | 1.09
2015 | ENT_2_SOCO | ENT | SOCO | Internal | Summer | B4 | 100 | 2000 | 2000 | 55.82 | 64.92 | 8 | 1.09
2015 | ENT_2_SOCO | ENT | SOCO | Internal | Summer | B5 | 200 | 2000 | 2000 | 51.84 | 60.27 | 8 | 0.43
2015 | ENT_2_SOCO | ENT | SOCO | Internal | Summer | B6 | 300 | 2000 | 1244.47 | 42.05 | 50.05 | 8 | 0
2015 | ENT_2_SOCO | ENT | SOCO | Internal | Summer | B7 | 400 | 2000 | 2000 | 36.89 | 50.05 | 8 | 5.16
2015 | ENT_2_SOCO | ENT | SOCO | Internal | Summer | B8 | 500 | 2000 | 0 | 36.89 | 43.78 | 8 | 0
2015 | ENT_2_SOCO | ENT | SOCO | Internal | Summer | B9 | 800 | 2000 | 0 | 36.63 | 37.88 | 8 | 0
2015 | ENT_2_SOCO | ENT | SOCO | Internal | Summer | B10 | 1262 | 2000 | 0 | 35.44 | 37.88 | 8 | 0
2015 | ENT_2_SOCO | ENT | SOCO | Internal | Winter | B16 | 25 | 2000 | 1569.78 | 50.79 | 58.79 | 8 | 0
2015 | ENT_2_SOCO | ENT | SOCO | Internal | Winter | B17 | 100 | 2000 | 0 | 40.1 | 43.78 | 8 | 0
2015 | ENT_2_SOCO | ENT | SOCO | Internal | Winter | B18 | 400 | 2000 | 0 | 40.1 | 41.34 | 8 | 0
2015 | ENT_2_SOCO | ENT | SOCO | Internal | Winter | B19 | 700 | 2000 | 0 | 38.89 | 41.34 | 8 | 0
2015 | ENT_2_SOCO | ENT | SOCO | Internal | Winter | B20 | 935 | 2000 | 0 | 38.79 | 41.34 | 8 | 0
2015 | ENT_2_SPP_N | ENT | SPP_N | Internal | Shoulder | B11 | 25 | 1300 | 0 | 53.5 | 53.93 | 8 | 0
2015 | ENT_2_SPP_N | ENT | SPP_N | Internal | Shoulder | B12 | 200 | 1300 | 0 | 38.05 | 38 | 8 | 0
2015 | ENT_2_SPP_N | ENT | SPP_N | Internal | Shoulder | B13 | 600 | 1300 | 0 | 37.78 | 37.1 | 8 | 0
2015 | ENT_2_SPP_N | ENT | SPP_N | Internal | Shoulder | B14 | 900 | 1300 | 0 | 37.78 | 36.34 | 8 | 0
2015 | ENT_2_SPP_N | ENT | SPP_N | Internal | Shoulder | B15 | 1203 | 1300 | 0 | 36.55 | 36.3 | 8 | 0
2015 | ENT_2_SPP_N | ENT | SPP_N | Internal | Summer | B1 | 10 | 1300 | 0 | 59.39 | 58.76 | 8 | 0
2015 | ENT_2_SPP_N | ENT | SPP_N | Internal | Summer | B2 | 25 | 1300 | 0 | 57.28 | 58.76 | 8 | 0
2015 | ENT_2_SPP_N | ENT | SPP_N | Internal | Summer | B3 | 75 | 1300 | 0 | 55.82 | 58.76 | 8 | 0
2015 | ENT_2_SPP_N | ENT | SPP_N | Internal | Summer | B4 | 100 | 1300 | 0 | 55.82 | 56.96 | 8 | 0
2015 | ENT_2_SPP_N | ENT | SPP_N | Internal | Summer | B5 | 200 | 1300 | 0 | 51.84 | 52.82 | 8 | 0
2015 | ENT_2_SPP_N | ENT | SPP_N | Internal | Summer | B6 | 300 | 1300 | 0 | 42.05 | 49.05 | 8 | 0
2015 | ENT_2_SPP_N | ENT | SPP_N | Internal | Summer | B7 | 400 | 1300 | 0 | 36.89 | 42.62 | 8 | 0
2015 | ENT_2_SPP_N | ENT | SPP_N | Internal | Summer | B8 | 500 | 1300 | 0 | 36.89 | 36.69 | 8 | 0
2015 | ENT_2_SPP_N | ENT | SPP_N | Internal | Summer | B9 | 800 | 1300 | 0 | 36.63 | 35.12 | 8 | 0
2015 | ENT_2_SPP_N | ENT | SPP_N | Internal | Summer | B10 | 1262 | 1300 | 0 | 35.44 | 34.55 | 8 | 0
2015 | ENT_2_SPP_N | ENT | SPP_N | Internal | Winter | B16 | 25 | 1300 | 0 | 50.79 | 45.79 | 8 | 0
2015 | ENT_2_SPP_N | ENT | SPP_N | Internal | Winter | B17 | 100 | 1300 | 0 | 40.1 | 38.72 | 8 | 0
2015 | ENT_2_SPP_N | ENT | SPP_N | Internal | Winter | B18 | 400 | 1300 | 0 | 40.1 | 38.72 | 8 | 0
2015 | ENT_2_SPP_N | ENT | SPP_N | Internal | Winter | B19 | 700 | 1300 | 0 | 38.89 | 38.63 | 8 | 0
2015 | ENT_2_SPP_N | ENT | SPP_N | Internal | Winter | B20 | 935 | 1300 | 0 | 38.79 | 38.07 | 8 | 0
2015 | ENT_2_SPP_S | ENT | SPP_S | Internal | Shoulder | B11 | 25 | 1300 | 0 | 53.5 | 52.2 | 8 | 0
2015 | ENT_2_SPP_S | ENT | SPP_S | Internal | Shoulder | B12 | 200 | 1300 | 0 | 38.05 | 37.99 | 8 | 0
2015 | ENT_2_SPP_S | ENT | SPP_S | Internal | Shoulder | B13 | 600 | 1300 | 0 | 37.78 | 37.11 | 8 | 0
2015 | ENT_2_SPP_S | ENT | SPP_S | Internal | Shoulder | B14 | 900 | 1300 | 0 | 37.78 | 36.35 | 8 | 0
2015 | ENT_2_SPP_S | ENT | SPP_S | Internal | Shoulder | B15 | 1203 | 1300 | 0 | 36.55 | 36.31 | 8 | 0
2015 | ENT_2_SPP_S | ENT | SPP_S | Internal | Summer | B1 | 10 | 1300 | 0 | 59.39 | 58.75 | 8 | 0
2015 | ENT_2_SPP_S | ENT | SPP_S | Internal | Summer | B2 | 25 | 1300 | 0 | 57.28 | 58.75 | 8 | 0
2015 | ENT_2_SPP_S | ENT | SPP_S | Internal | Summer | B3 | 75 | 1300 | 0 | 55.82 | 50.82 | 8 | 0
2015 | ENT_2_SPP_S | ENT | SPP_S | Internal | Summer | B4 | 100 | 1300 | 0 | 55.82 | 50.82 | 8 | 0
2015 | ENT_2_SPP_S | ENT | SPP_S | Internal | Summer | B5 | 200 | 1300 | 0 | 51.84 | 50.41 | 8 | 0
2015 | ENT_2_SPP_S | ENT | SPP_S | Internal | Summer | B6 | 300 | 1300 | 0 | 42.05 | 49.06 | 8 | 0
2015 | ENT_2_SPP_S | ENT | SPP_S | Internal | Summer | B7 | 400 | 1300 | 0 | 36.89 | 42.63 | 8 | 0
2015 | ENT_2_SPP_S | ENT | SPP_S | Internal | Summer | B8 | 500 | 1300 | 0 | 36.89 | 36.71 | 8 | 0
2015 | ENT_2_SPP_S | ENT | SPP_S | Internal | Summer | B9 | 800 | 1300 | 0 | 36.63 | 35.13 | 8 | 0
2015 | ENT_2_SPP_S | ENT | SPP_S | Internal | Summer | B10 | 1262 | 1300 | 0 | 35.44 | 35.05 | 8 | 0
2015 | ENT_2_SPP_S | ENT | SPP_S | Internal | Winter | B16 | 25 | 1300 | 0 | 50.79 | 45.81 | 8 | 0
2015 | ENT_2_SPP_S | ENT | SPP_S | Internal | Winter | B17 | 100 | 1300 | 0 | 40.1 | 38.73 | 8 | 0
2015 | ENT_2_SPP_S | ENT | SPP_S | Internal | Winter | B18 | 400 | 1300 | 0 | 40.1 | 38.73 | 8 | 0
2015 | ENT_2_SPP_S | ENT | SPP_S | Internal | Winter | B19 | 700 | 1300 | 0 | 38.89 | 38.64 | 8 | 0
2015 | ENT_2_SPP_S | ENT | SPP_S | Internal | Winter | B20 | 935 | 1300 | 0 | 38.79 | 38.08 | 8 | 0
2015 | ENT_2_TVA_Transmission | ENT | TVA_Transmission | Internal | Shoulder | B11 | 25 | 2100 | 0 | 53.5 | 54.02 | 8 | 0
2015 | ENT_2_TVA_Transmission | ENT | TVA_Transmission | Internal | Shoulder | B12 | 200 | 2100 | 0 | 38.05 | 43.33 | 8 | 0
2015 | ENT_2_TVA_Transmission | ENT | TVA_Transmission | Internal | Shoulder | B13 | 600 | 2100 | 0 | 37.78 | 41.35 | 8 | 0
2015 | ENT_2_TVA_Transmission | ENT | TVA_Transmission | Internal | Shoulder | B14 | 900 | 2100 | 0 | 37.78 | 40.13 | 8 | 0
2015 | ENT_2_TVA_Transmission | ENT | TVA_Transmission | Internal | Shoulder | B15 | 1203 | 2100 | 0 | 36.55 | 39.23 | 8 | 0
2015 | ENT_2_TVA_Transmission | ENT | TVA_Transmission | Internal | Summer | B1 | 10 | 2100 | 514.05 | 59.39 | 67.39 | 8 | 0
2015 | ENT_2_TVA_Transmission | ENT | TVA_Transmission | Internal | Summer | B2 | 25 | 2100 | 935.14 | 57.28 | 65.28 | 8 | 0
2015 | ENT_2_TVA_Transmission | ENT | TVA_Transmission | Internal | Summer | B3 | 75 | 2100 | 0 | 55.82 | 62.94 | 8 | 0
2015 | ENT_2_TVA_Transmission | ENT | TVA_Transmission | Internal | Summer | B4 | 100 | 2100 | 0 | 55.82 | 62.94 | 8 | 0
2015 | ENT_2_TVA_Transmission | ENT | TVA_Transmission | Internal | Summer | B5 | 200 | 2100 | 0 | 51.84 | 53.13 | 8 | 0
2015 | ENT_2_TVA_Transmission | ENT | TVA_Transmission | Internal | Summer | B6 | 300 | 2100 | 0 | 42.05 | 45.66 | 8 | 0
2015 | ENT_2_TVA_Transmission | ENT | TVA_Transmission | Internal | Summer | B7 | 400 | 2100 | 0 | 36.89 | 41.74 | 8 | 0
2015 | ENT_2_TVA_Transmission | ENT | TVA_Transmission | Internal | Summer | B8 | 500 | 2100 | 0 | 36.89 | 38.92 | 8 | 0
2015 | ENT_2_TVA_Transmission | ENT | TVA_Transmission | Internal | Summer | B9 | 800 | 2100 | 0 | 36.63 | 38.31 | 8 | 0
2015 | ENT_2_TVA_Transmission | ENT | TVA_Transmission | Internal | Summer | B10 | 1262 | 2100 | 0 | 35.44 | 36.4 | 8 | 0
2015 | ENT_2_TVA_Transmission | ENT | TVA_Transmission | Internal | Winter | B16 | 25 | 2100 | 0 | 50.79 | 54.71 | 8 | 0
2015 | ENT_2_TVA_Transmission | ENT | TVA_Transmission | Internal | Winter | B17 | 100 | 2100 | 0 | 40.1 | 45.8 | 8 | 0
2015 | ENT_2_TVA_Transmission | ENT | TVA_Transmission | Internal | Winter | B18 | 400 | 2100 | 0 | 40.1 | 42.13 | 8 | 0
2015 | ENT_2_TVA_Transmission | ENT | TVA_Transmission | Internal | Winter | B19 | 700 | 2100 | 0 | 38.89 | 40.35 | 8 | 0
2015 | ENT_2_TVA_Transmission | ENT | TVA_Transmission | Internal | Winter | B20 | 935 | 2100 | 0 | 38.79 | 39.08 | 8 | 0
2015 | FRCC_2_SOCO | FRCC | SOCO | Internal | Shoulder | B11 | 25 | 900 | 0 | 71.24 | 61.24 | 8 | 0
2015 | FRCC_2_SOCO | FRCC | SOCO | Internal | Shoulder | B12 | 200 | 900 | 0 | 51.64 | 41.64 | 8 | 0
2015 | FRCC_2_SOCO | FRCC | SOCO | Internal | Shoulder | B13 | 600 | 900 | 0 | 49.4 | 39.4 | 8 | 0
2015 | FRCC_2_SOCO | FRCC | SOCO | Internal | Shoulder | B14 | 900 | 900 | 0 | 45.06 | 39.4 | 8 | 0
2015 | FRCC_2_SOCO | FRCC | SOCO | Internal | Shoulder | B15 | 1203 | 900 | 0 | 43.22 | 39.02 | 8 | 0
2015 | FRCC_2_SOCO | FRCC | SOCO | Internal | Summer | B1 | 10 | 900 | 0 | 71.2 | 64.92 | 8 | 0
2015 | FRCC_2_SOCO | FRCC | SOCO | Internal | Summer | B2 | 25 | 900 | 0 | 71.2 | 64.92 | 8 | 0
2015 | FRCC_2_SOCO | FRCC | SOCO | Internal | Summer | B3 | 75 | 900 | 0 | 71.2 | 64.92 | 8 | 0
2015 | FRCC_2_SOCO | FRCC | SOCO | Internal | Summer | B4 | 100 | 900 | 0 | 71.2 | 64.92 | 8 | 0
2015 | FRCC_2_SOCO | FRCC | SOCO | Internal | Summer | B5 | 200 | 900 | 0 | 70.27 | 60.27 | 8 | 0
2015 | FRCC_2_SOCO | FRCC | SOCO | Internal | Summer | B6 | 300 | 900 | 0 | 60.05 | 50.05 | 8 | 0
2015 | FRCC_2_SOCO | FRCC | SOCO | Internal | Summer | B7 | 400 | 900 | 0 | 60.05 | 50.05 | 8 | 0
2015 | FRCC_2_SOCO | FRCC | SOCO | Internal | Summer | B8 | 500 | 900 | 0 | 53.78 | 43.78 | 8 | 0
2015 | FRCC_2_SOCO | FRCC | SOCO | Internal | Summer | B9 | 800 | 900 | 0 | 46.72 | 37.88 | 8 | 0
2015 | FRCC_2_SOCO | FRCC | SOCO | Internal | Summer | B10 | 1262 | 900 | 0 | 42.58 | 37.88 | 8 | 0
2015 | FRCC_2_SOCO | FRCC | SOCO | Internal | Winter | B16 | 25 | 900 | 0 | 68.79 | 58.79 | 8 | 0
2015 | FRCC_2_SOCO | FRCC | SOCO | Internal | Winter | B17 | 100 | 900 | 0 | 53.78 | 43.78 | 8 | 0
2015 | FRCC_2_SOCO | FRCC | SOCO | Internal | Winter | B18 | 400 | 900 | 0 | 51.34 | 41.34 | 8 | 0
2015 | FRCC_2_SOCO | FRCC | SOCO | Internal | Winter | B19 | 700 | 900 | 0 | 47.11 | 41.34 | 8 | 0
2015 | FRCC_2_SOCO | FRCC | SOCO | Internal | Winter | B20 | 935 | 900 | 0 | 45.18 | 41.34 | 8 | 0
2015 | HQ_NEISO_2_NEISO | HQ_NEISO | NEISO | Internal | Shoulder | B11 | 25 | 99999 | 2920 | 36.72 | 36.73 | 0.01 | 0
2015 | HQ_NEISO_2_NEISO | HQ_NEISO | NEISO | Internal | Shoulder | B12 | 200 | 99999 | 2920 | 36.72 | 36.73 | 0.01 | 0
2015 | HQ_NEISO_2_NEISO | HQ_NEISO | NEISO | Internal | Shoulder | B13 | 600 | 99999 | 2920 | 36.72 | 36.73 | 0.01 | 0
2015 | HQ_NEISO_2_NEISO | HQ_NEISO | NEISO | Internal | Shoulder | B14 | 900 | 99999 | 2920 | 36.72 | 36.73 | 0.01 | 0
2015 | HQ_NEISO_2_NEISO | HQ_NEISO | NEISO | Internal | Shoulder | B15 | 1203 | 99999 | 1143.24 | 36.72 | 36.73 | 0.01 | 0
2015 | HQ_NEISO_2_NEISO | HQ_NEISO | NEISO | Internal | Summer | B1 | 10 | 99999 | 2920 | 57.5 | 57.51 | 0.01 | 0
2015 | HQ_NEISO_2_NEISO | HQ_NEISO | NEISO | Internal | Summer | B2 | 25 | 99999 | 2920 | 53.65 | 53.66 | 0.01 | 0
2015 | HQ_NEISO_2_NEISO | HQ_NEISO | NEISO | Internal | Summer | B3 | 75 | 99999 | 2920 | 47.14 | 47.15 | 0.01 | 0
2015 | HQ_NEISO_2_NEISO | HQ_NEISO | NEISO | Internal | Summer | B4 | 100 | 99999 | 2920 | 37.74 | 37.76 | 0.01 | 0
2015 | HQ_NEISO_2_NEISO | HQ_NEISO | NEISO | Internal | Summer | B5 | 200 | 99999 | 2920 | 34.07 | 34.08 | 0.01 | 0
2015 | HQ_NEISO_2_NEISO | HQ_NEISO | NEISO | Internal | Summer | B6 | 300 | 99999 | 2920 | 34.07 | 34.08 | 0.01 | 0
2015 | HQ_NEISO_2_NEISO | HQ_NEISO | NEISO | Internal | Summer | B7 | 400 | 99999 | 2920 | 34.07 | 34.08 | 0.01 | 0
2015 | HQ_NEISO_2_NEISO | HQ_NEISO | NEISO | Internal | Summer | B8 | 500 | 99999 | 2920 | 34.07 | 34.08 | 0.01 | 0
2015 | HQ_NEISO_2_NEISO | HQ_NEISO | NEISO | Internal | Summer | B9 | 800 | 99999 | 2920 | 34.07 | 34.08 | 0.01 | 0
2015 | HQ_NEISO_2_NEISO | HQ_NEISO | NEISO | Internal | Summer | B10 | 1262 | 99999 | 795.94 | 34.07 | 34.08 | 0.01 | 0
2015 | HQ_NEISO_2_NEISO | HQ_NEISO | NEISO | Internal | Winter | B16 | 25 | 99999 | 2920 | 44.98 | 44.99 | 0.01 | 0
2015 | HQ_NEISO_2_NEISO | HQ_NEISO | NEISO | Internal | Winter | B17 | 100 | 99999 | 2920 | 44.98 | 44.99 | 0.01 | 0
2015 | HQ_NEISO_2_NEISO | HQ_NEISO | NEISO | Internal | Winter | B18 | 400 | 99999 | 2920 | 44.98 | 44.99 | 0.01 | 0
2015 | HQ_NEISO_2_NEISO | HQ_NEISO | NEISO | Internal | Winter | B19 | 700 | 99999 | 2920 | 44.98 | 44.99 | 0.01 | 0
2015 | HQ_NEISO_2_NEISO | HQ_NEISO | NEISO | Internal | Winter | B20 | 935 | 99999 | 1233.58 | 44.98 | 44.99 | 0.01 | 0
2015 | HQ_NY_2_NYISO_A-F | HQ_NY | NYISO_A-F | Internal | Shoulder | B11 | 25 | 99999 | 1000 | 40.6 | 40.61 | 0.01 | 0
2015 | HQ_NY_2_NYISO_A-F | HQ_NY | NYISO_A-F | Internal | Shoulder | B12 | 200 | 99999 | 1000 | 39.98 | 39.99 | 0.01 | 0
2015 | HQ_NY_2_NYISO_A-F | HQ_NY | NYISO_A-F | Internal | Shoulder | B13 | 600 | 99999 | 1000 | 38.41 | 38.42 | 0.01 | 0
2015 | HQ_NY_2_NYISO_A-F | HQ_NY | NYISO_A-F | Internal | Shoulder | B14 | 900 | 99999 | 1000 | 38.41 | 38.42 | 0.01 | 0
2015 | HQ_NY_2_NYISO_A-F | HQ_NY | NYISO_A-F | Internal | Shoulder | B15 | 1203 | 99999 | 188.69 | 38.41 | 38.42 | 0.01 | 0
2015 | HQ_NY_2_NYISO_A-F | HQ_NY | NYISO_A-F | Internal | Summer | B1 | 10 | 99999 | 1000 | 53.39 | 53.4 | 0.01 | 0
2015 | HQ_NY_2_NYISO_A-F | HQ_NY | NYISO_A-F | Internal | Summer | B2 | 25 | 99999 | 1000 | 51.79 | 51.8 | 0.01 | 0
2015 | HQ_NY_2_NYISO_A-F | HQ_NY | NYISO_A-F | Internal | Summer | B3 | 75 | 99999 | 1000 | 48.94 | 48.95 | 0.01 | 0
2015 | HQ_NY_2_NYISO_A-F | HQ_NY | NYISO_A-F | Internal | Summer | B4 | 100 | 99999 | 1000 | 45.27 | 45.28 | 0.01 | 0
2015 | HQ_NY_2_NYISO_A-F | HQ_NY | NYISO_A-F | Internal | Summer | B5 | 200 | 99999 | 1000 | 42.99 | 43 | 0.01 | 0
2015 | HQ_NY_2_NYISO_A-F | HQ_NY | NYISO_A-F | Internal | Summer | B6 | 300 | 99999 | 1000 | 42.03 | 42.04 | 0.01 | 0
2015 | HQ_NY_2_NYISO_A-F | HQ_NY | NYISO_A-F | Internal | Summer | B7 | 400 | 99999 | 1000 | 38.29 | 38.3 | 0.01 | 0
2015 | HQ_NY_2_NYISO_A-F | HQ_NY | NYISO_A-F | Internal | Summer | B8 | 500 | 99999 | 1000 | 37.07 | 37.08 | 0.01 | 0
2015 | HQ_NY_2_NYISO_A-F | HQ_NY | NYISO_A-F | Internal | Summer | B9 | 800 | 99999 | 1000 | 37.06 | 37.07 | 0.01 | 0
2015 | HQ_NY_2_NYISO_A-F | HQ_NY | NYISO_A-F | Internal | Summer | B10 | 1262 | 99999 | 30.11 | 37.06 | 37.07 | 0.01 | 0
2015 | HQ_NY_2_NYISO_A-F | HQ_NY | NYISO_A-F | Internal | Winter | B16 | 25 | 99999 | 1000 | 45.85 | 45.86 | 0.01 | 0
2015 | HQ_NY_2_NYISO_A-F | HQ_NY | NYISO_A-F | Internal | Winter | B17 | 100 | 99999 | 1000 | 43.07 | 43.08 | 0.01 | 0
2015 | HQ_NY_2_NYISO_A-F | HQ_NY | NYISO_A-F | Internal | Winter | B18 | 400 | 99999 | 1000 | 43.07 | 43.08 | 0.01 | 0
2015 | HQ_NY_2_NYISO_A-F | HQ_NY | NYISO_A-F | Internal | Winter | B19 | 700 | 99999 | 1000 | 43.07 | 43.08 | 0.01 | 0
2015 | HQ_NY_2_NYISO_A-F | HQ_NY | NYISO_A-F | Internal | Winter | B20 | 935 | 99999 | 229.95 | 43.07 | 43.08 | 0.01 | 0
2015 | HQ_IESO_2_IESO | HQ_IESO | IESO | Internal | Shoulder | B11 | 25 | 99999 | 400 | 33.6 | 33.61 | 0.01 | 0
2015 | HQ_IESO_2_IESO | HQ_IESO | IESO | Internal | Shoulder | B12 | 200 | 99999 | 400 | 32.98 | 32.99 | 0.01 | 0
2015 | HQ_IESO_2_IESO | HQ_IESO | IESO | Internal | Shoulder | B13 | 600 | 99999 | 400 | 29.09 | 29.1 | 0.01 | 0
2015 | HQ_IESO_2_IESO | HQ_IESO | IESO | Internal | Shoulder | B14 | 900 | 99999 | 400 | 29.09 | 29.1 | 0.01 | 0
2015 | HQ_IESO_2_IESO | HQ_IESO | IESO | Internal | Shoulder | B15 | 1203 | 99999 | 75.48 | 29.09 | 29.1 | 0.01 | 0
2015 | HQ_IESO_2_IESO | HQ_IESO | IESO | Internal | Summer | B1 | 10 | 99999 | 400 | 46.39 | 46.4 | 0.01 | 0
2015 | HQ_IESO_2_IESO | HQ_IESO | IESO | Internal | Summer | B2 | 25 | 99999 | 400 | 44.79 | 44.8 | 0.01 | 0
2015 | HQ_IESO_2_IESO | HQ_IESO | IESO | Internal | Summer | B3 | 75 | 99999 | 400 | 38.97 | 38.98 | 0.01 | 0
2015 | HQ_IESO_2_IESO | HQ_IESO | IESO | Internal | Summer | B4 | 100 | 99999 | 400 | 38.27 | 38.28 | 0.01 | 0
2015 | HQ_IESO_2_IESO | HQ_IESO | IESO | Internal | Summer | B5 | 200 | 99999 | 400 | 35.99 | 36 | 0.01 | 0
2015 | HQ_IESO_2_IESO | HQ_IESO | IESO | Internal | Summer | B6 | 300 | 99999 | 400 | 35.03 | 35.04 | 0.01 | 0
2015 | HQ_IESO_2_IESO | HQ_IESO | IESO | Internal | Summer | B7 | 400 | 99999 | 400 | 28.92 | 28.94 | 0.01 | 0
2015 | HQ_IESO_2_IESO | HQ_IESO | IESO | Internal | Summer | B8 | 500 | 99999 | 400 | 27.44 | 27.46 | 0.01 | 0
2015 | HQ_IESO_2_IESO | HQ_IESO | IESO | Internal | Summer | B9 | 800 | 99999 | 400 | 27.44 | 27.46 | 0.01 | 0
2015 | HQ_IESO_2_IESO | HQ_IESO | IESO | Internal | Summer | B10 | 1262 | 99999 | 12.04 | 27.44 | 27.46 | 0.01 | 0
2015 | HQ_IESO_2_IESO | HQ_IESO | IESO | Internal | Winter | B16 | 25 | 99999 | 400 | 38.85 | 38.86 | 0.01 | 0
2015 | HQ_IESO_2_IESO | HQ_IESO | IESO | Internal | Winter | B17 | 100 | 99999 | 400 | 36 | 36.01 | 0.01 | 0
2015 | HQ_IESO_2_IESO | HQ_IESO | IESO | Internal | Winter | B18 | 400 | 99999 | 400 | 31.61 | 31.62 | 0.01 | 0
2015 | HQ_IESO_2_IESO | HQ_IESO | IESO | Internal | Winter | B19 | 700 | 99999 | 400 | 31.61 | 31.62 | 0.01 | 0
2015 | HQ_IESO_2_IESO | HQ_IESO | IESO | Internal | Winter | B20 | 935 | 99999 | 91.98 | 31.61 | 31.62 | 0.01 | 0
2015 | IESO_2_MAPP_CA | IESO | MAPP_CA | Internal | Shoulder | B11 | 25 | 262 | 262 | 33.61 | 41.8 | 7 | 1.19
2015 | IESO_2_MAPP_CA | IESO | MAPP_CA | Internal | Shoulder | B12 | 200 | 262 | 188.79 | 32.99 | 39.99 | 7 | 0
2015 | IESO_2_MAPP_CA | IESO | MAPP_CA | Internal | Shoulder | B13 | 600 | 262 | 262 | 29.1 | 37.08 | 7 | 0.98
2015 | IESO_2_MAPP_CA | IESO | MAPP_CA | Internal | Shoulder | B14 | 900 | 262 | 161.26 | 29.1 | 36.1 | 7 | 0
2015 | IESO_2_MAPP_CA | IESO | MAPP_CA | Internal | Shoulder | B15 | 1203 | 262 | 170.01 | 29.1 | 36.1 | 7 | 0
2015 | IESO_2_MAPP_CA | IESO | MAPP_CA | Internal | Summer | B1 | 10 | 262 | 0 | 46.4 | 48.76 | 7 | 0
2015 | IESO_2_MAPP_CA | IESO | MAPP_CA | Internal | Summer | B2 | 25 | 262 | 65.43 | 44.8 | 51.8 | 7 | 0
2015 | IESO_2_MAPP_CA | IESO | MAPP_CA | Internal | Summer | B3 | 75 | 262 | 262 | 38.98 | 48.76 | 7 | 2.78
2015 | IESO_2_MAPP_CA | IESO | MAPP_CA | Internal | Summer | B4 | 100 | 262 | 262 | 38.28 | 48.76 | 7 | 3.48
2015 | IESO_2_MAPP_CA | IESO | MAPP_CA | Internal | Summer | B5 | 200 | 262 | 262 | 36 | 47.36 | 7 | 4.36
2015 | IESO_2_MAPP_CA | IESO | MAPP_CA | Internal | Summer | B6 | 300 | 262 | 80.6 | 35.04 | 42.04 | 7 | 0
2015 | IESO_2_MAPP_CA | IESO | MAPP_CA | Internal | Summer | B7 | 400 | 262 | 0 | 28.94 | 35.91 | 7 | 0
2015 | IESO_2_MAPP_CA | IESO | MAPP_CA | Internal | Summer | B8 | 500 | 262 | 0 | 27.46 | 33.52 | 7 | 0
2015 | IESO_2_MAPP_CA | IESO | MAPP_CA | Internal | Summer | B9 | 800 | 262 | 0 | 27.46 | 32.92 | 7 | 0
2015 | IESO_2_MAPP_CA | IESO | MAPP_CA | Internal | Summer | B10 | 1262 | 262 | 0 | 27.46 | 32.92 | 7 | 0
2015 | IESO_2_MAPP_CA | IESO | MAPP_CA | Internal | Winter | B16 | 25 | 262 | 262 | 38.86 | 46.85 | 7 | 0.99
2015 | IESO_2_MAPP_CA | IESO | MAPP_CA | Internal | Winter | B17 | 100 | 262 | 0 | 36.01 | 41.39 | 7 | 0
2015 | IESO_2_MAPP_CA | IESO | MAPP_CA | Internal | Winter | B18 | 400 | 262 | 5.4 | 31.62 | 38.62 | 7 | 0
2015 | IESO_2_MAPP_CA | IESO | MAPP_CA | Internal | Winter | B19 | 700 | 262 | 3.16 | 31.62 | 38.62 | 7 | 0
2015 | IESO_2_MAPP_CA | IESO | MAPP_CA | Internal | Winter | B20 | 935 | 262 | 2.39 | 31.62 | 38.62 | 7 | 0
2015 | IESO_2_MISO_MI | IESO | MISO_MI | Internal | Shoulder | B11 | 25 | 1840 | 1840 | 33.61 | 46.92 | 7 | 6.31
2015 | IESO_2_MISO_MI | IESO | MISO_MI | Internal | Shoulder | B12 | 200 | 1840 | 1839.99 | 32.99 | 40.02 | 7 | 0.04
2015 | IESO_2_MISO_MI | IESO | MISO_MI | Internal | Shoulder | B13 | 600 | 1840 | 1840 | 29.1 | 37.55 | 7 | 1.45
2015 | IESO_2_MISO_MI | IESO | MISO_MI | Internal | Shoulder | B14 | 900 | 1840 | 14.48 | 29.1 | 36.1 | 7 | 0
2015 | IESO_2_MISO_MI | IESO | MISO_MI | Internal | Shoulder | B15 | 1203 | 1840 | 0 | 29.1 | 33.77 | 7 | 0
2015 | IESO_2_MISO_MI | IESO | MISO_MI | Internal | Summer | B1 | 10 | 1840 | 1840 | 46.4 | 57.41 | 7 | 4
2015 | IESO_2_MISO_MI | IESO | MISO_MI | Internal | Summer | B2 | 25 | 1840 | 1840 | 44.8 | 57.28 | 7 | 5.48
2015 | IESO_2_MISO_MI | IESO | MISO_MI | Internal | Summer | B3 | 75 | 1840 | 1840 | 38.98 | 51.97 | 7 | 5.99
2015 | IESO_2_MISO_MI | IESO | MISO_MI | Internal | Summer | B4 | 100 | 1840 | 1840 | 38.28 | 51.97 | 7 | 6.7
2015 | IESO_2_MISO_MI | IESO | MISO_MI | Internal | Summer | B5 | 200 | 1840 | 1840 | 36 | 47.35 | 7 | 4.35
2015 | IESO_2_MISO_MI | IESO | MISO_MI | Internal | Summer | B6 | 300 | 1840 | 980.97 | 35.04 | 42.04 | 7 | 0
2015 | IESO_2_MISO_MI | IESO | MISO_MI | Internal | Summer | B7 | 400 | 1840 | 1054.39 | 28.94 | 35.94 | 7 | 0
2015 | IESO_2_MISO_MI | IESO | MISO_MI | Internal | Summer | B8 | 500 | 1840 | 1430.65 | 27.46 | 34.46 | 7 | 0
2015 | IESO_2_MISO_MI | IESO | MISO_MI | Internal | Summer | B9 | 800 | 1840 | 0 | 27.46 | 33.07 | 7 | 0
2015 | IESO_2_MISO_MI | IESO | MISO_MI | Internal | Summer | B10 | 1262 | 1840 | 0 | 27.46 | 32.3 | 7 | 0
2015 | IESO_2_MISO_MI | IESO | MISO_MI | Internal | Winter | B16 | 25 | 1840 | 1840 | 38.86 | 46.88 | 7 | 1.02
2015 | IESO_2_MISO_MI | IESO | MISO_MI | Internal | Winter | B17 | 100 | 1840 | 1061.24 | 36.01 | 43.01 | 7 | 0
2015 | IESO_2_MISO_MI | IESO | MISO_MI | Internal | Winter | B18 | 400 | 1840 | 0 | 31.62 | 37.99 | 7 | 0
2015 | IESO_2_MISO_MI | IESO | MISO_MI | Internal | Winter | B19 | 700 | 1840 | 0 | 31.62 | 36.5 | 7 | 0
2015 | IESO_2_MISO_MI | IESO | MISO_MI | Internal | Winter | B20 | 935 | 1840 | 0 | 31.62 | 33.27 | 7 | 0
2015 | IESO_2_MISO_W | IESO | MISO_W | Internal | Shoulder | B11 | 25 | 140 | 140 | 33.61 | 46.93 | 7 | 6.32
2015 | IESO_2_MISO_W | IESO | MISO_W | Internal | Shoulder | B12 | 200 | 140 | 139.97 | 32.99 | 40 | 7 | 0.01
2015 | IESO_2_MISO_W | IESO | MISO_W | Internal | Shoulder | B13 | 600 | 140 | 140 | 29.1 | 37.09 | 7 | 0.99
2015 | IESO_2_MISO_W | IESO | MISO_W | Internal | Shoulder | B14 | 900 | 140 | 0 | 29.1 | 36.09 | 7 | 0
2015 | IESO_2_MISO_W | IESO | MISO_W | Internal | Shoulder | B15 | 1203 | 140 | 0 | 29.1 | 33.47 | 7 | 0
2015 | IESO_2_MISO_W | IESO | MISO_W | Internal | Summer | B1 | 10 | 140 | 140 | 46.4 | 59.38 | 7 | 5.98
2015 | IESO_2_MISO_W | IESO | MISO_W | Internal | Summer | B2 | 25 | 140 | 140 | 44.8 | 57.28 | 7 | 5.48
2015 | IESO_2_MISO_W | IESO | MISO_W | Internal | Summer | B3 | 75 | 140 | 140 | 38.98 | 56.67 | 7 | 10.69
2015 | IESO_2_MISO_W | IESO | MISO_W | Internal | Summer | B4 | 100 | 140 | 140 | 38.28 | 55.69 | 7 | 10.41
2015 | IESO_2_MISO_W | IESO | MISO_W | Internal | Summer | B5 | 200 | 140 | 140 | 36 | 47.38 | 7 | 4.37
2015 | IESO_2_MISO_W | IESO | MISO_W | Internal | Summer | B6 | 300 | 140 | 139.98 | 35.04 | 42.05 | 7 | 0.01
2015 | IESO_2_MISO_W | IESO | MISO_W | Internal | Summer | B7 | 400 | 140 | 0.02 | 28.94 | 35.92 | 7 | 0
2015 | IESO_2_MISO_W | IESO | MISO_W | Internal | Summer | B8 | 500 | 140 | 0 | 27.46 | 33.53 | 7 | 0
2015 | IESO_2_MISO_W | IESO | MISO_W | Internal | Summer | B9 | 800 | 140 | 0 | 27.46 | 32.9 | 7 | 0
2015 | IESO_2_MISO_W | IESO | MISO_W | Internal | Summer | B10 | 1262 | 140 | 0 | 27.46 | 31.1 | 7 | 0
2015 | IESO_2_MISO_W | IESO | MISO_W | Internal | Winter | B16 | 25 | 140 | 140 | 38.86 | 46.86 | 7 | 1
2015 | IESO_2_MISO_W | IESO | MISO_W | Internal | Winter | B17 | 100 | 140 | 0 | 36.01 | 41.4 | 7 | 0
2015 | IESO_2_MISO_W | IESO | MISO_W | Internal | Winter | B18 | 400 | 140 | 0 | 31.62 | 37.98 | 7 | 0
2015 | IESO_2_MISO_W | IESO | MISO_W | Internal | Winter | B19 | 700 | 140 | 0 | 31.62 | 36.56 | 7 | 0
2015 | IESO_2_MISO_W | IESO | MISO_W | Internal | Winter | B20 | 935 | 140 | 0 | 31.62 | 32.89 | 7 | 0
2015 | IESO_2_NYISO_A-F | IESO | NYISO_A-F | Internal | Shoulder | B11 | 25 | 1725 | 1564.78 | 33.61 | 40.61 | 7 | 0
2015 | IESO_2_NYISO_A-F | IESO | NYISO_A-F | Internal | Shoulder | B12 | 200 | 1725 | 1440.22 | 32.99 | 39.99 | 7 | 0
2015 | IESO_2_NYISO_A-F | IESO | NYISO_A-F | Internal | Shoulder | B13 | 600 | 1725 | 1725 | 29.1 | 38.42 | 7 | 2.32
2015 | IESO_2_NYISO_A-F | IESO | NYISO_A-F | Internal | Shoulder | B14 | 900 | 1725 | 1725 | 29.1 | 38.42 | 7 | 2.32
2015 | IESO_2_NYISO_A-F | IESO | NYISO_A-F | Internal | Shoulder | B15 | 1203 | 1725 | 1725 | 29.1 | 38.42 | 7 | 2.32
2015 | IESO_2_NYISO_A-F | IESO | NYISO_A-F | Internal | Summer | B1 | 10 | 1725 | 513.66 | 46.4 | 53.4 | 7 | 0
2015 | IESO_2_NYISO_A-F | IESO | NYISO_A-F | Internal | Summer | B2 | 25 | 1725 | 970.12 | 44.8 | 51.8 | 7 | 0
2015 | IESO_2_NYISO_A-F | IESO | NYISO_A-F | Internal | Summer | B3 | 75 | 1725 | 1725 | 38.98 | 48.95 | 7 | 2.97
2015 | IESO_2_NYISO_A-F | IESO | NYISO_A-F | Internal | Summer | B4 | 100 | 1725 | 1502.57 | 38.28 | 45.28 | 7 | 0
2015 | IESO_2_NYISO_A-F | IESO | NYISO_A-F | Internal | Summer | B5 | 200 | 1725 | 507.87 | 36 | 43 | 7 | 0
2015 | IESO_2_NYISO_A-F | IESO | NYISO_A-F | Internal | Summer | B6 | 300 | 1725 | 866.11 | 35.04 | 42.04 | 7 | 0
2015 | IESO_2_NYISO_A-F | IESO | NYISO_A-F | Internal | Summer | B7 | 400 | 1725 | 1725 | 28.94 | 38.3 | 7 | 2.37
2015 | IESO_2_NYISO_A-F | IESO | NYISO_A-F | Internal | Summer | B8 | 500 | 1725 | 1725 | 27.46 | 37.08 | 7 | 2.62
2015 | IESO_2_NYISO_A-F | IESO | NYISO_A-F | Internal | Summer | B9 | 800 | 1725 | 1725 | 27.46 | 37.07 | 7 | 2.61
2015 | IESO_2_NYISO_A-F | IESO | NYISO_A-F | Internal | Summer | B10 | 1262 | 1725 | 1725 | 27.46 | 37.07 | 7 | 2.61
2015 | IESO_2_NYISO_A-F | IESO | NYISO_A-F | Internal | Winter | B16 | 25 | 1725 | 400.8 | 38.86 | 45.86 | 7 | 0
2015 | IESO_2_NYISO_A-F | IESO | NYISO_A-F | Internal | Winter | B17 | 100 | 1725 | 1724.99 | 36.01 | 43.08 | 7 | 0.07
2015 | IESO_2_NYISO_A-F | IESO | NYISO_A-F | Internal | Winter | B18 | 400 | 1725 | 1725 | 31.62 | 43.08 | 7 | 4.46
2015 | IESO_2_NYISO_A-F | IESO | NYISO_A-F | Internal | Winter | B19 | 700 | 1725 | 1725 | 31.62 | 43.08 | 7 | 4.46
2015 | IESO_2_NYISO_A-F | IESO | NYISO_A-F | Internal | Winter | B20 | 935 | 1725 | 1725 | 31.62 | 43.08 | 7 | 4.46
2015 | MAPP_CA_2_IESO | MAPP_CA | IESO | Internal | Shoulder | B11 | 25 | 330 | 0 | 41.8 | 33.61 | 8 | 0
2015 | MAPP_CA_2_IESO | MAPP_CA | IESO | Internal | Shoulder | B12 | 200 | 330 | 0 | 39.99 | 32.99 | 8 | 0
2015 | MAPP_CA_2_IESO | MAPP_CA | IESO | Internal | Shoulder | B13 | 600 | 330 | 0 | 37.08 | 29.1 | 8 | 0
2015 | MAPP_CA_2_IESO | MAPP_CA | IESO | Internal | Shoulder | B14 | 900 | 330 | 0 | 36.1 | 29.1 | 8 | 0
2015 | MAPP_CA_2_IESO | MAPP_CA | IESO | Internal | Shoulder | B15 | 1203 | 330 | 0 | 36.1 | 29.1 | 8 | 0
2015 | MAPP_CA_2_IESO | MAPP_CA | IESO | Internal | Summer | B1 | 10 | 330 | 0 | 48.76 | 46.4 | 8 | 0
2015 | MAPP_CA_2_IESO | MAPP_CA | IESO | Internal | Summer | B2 | 25 | 330 | 0 | 51.8 | 44.8 | 8 | 0
2015 | MAPP_CA_2_IESO | MAPP_CA | IESO | Internal | Summer | B3 | 75 | 330 | 0 | 48.76 | 38.98 | 8 | 0
2015 | MAPP_CA_2_IESO | MAPP_CA | IESO | Internal | Summer | B4 | 100 | 330 | 0 | 48.76 | 38.28 | 8 | 0
2015 | MAPP_CA_2_IESO | MAPP_CA | IESO | Internal | Summer | B5 | 200 | 330 | 0 | 47.36 | 36 | 8 | 0
2015 | MAPP_CA_2_IESO | MAPP_CA | IESO | Internal | Summer | B6 | 300 | 330 | 0 | 42.04 | 35.04 | 8 | 0
2015 | MAPP_CA_2_IESO | MAPP_CA | IESO | Internal | Summer | B7 | 400 | 330 | 0 | 35.91 | 28.94 | 8 | 0
2015 | MAPP_CA_2_IESO | MAPP_CA | IESO | Internal | Summer | B8 | 500 | 330 | 0 | 33.52 | 27.46 | 8 | 0
2015 | MAPP_CA_2_IESO | MAPP_CA | IESO | Internal | Summer | B9 | 800 | 330 | 0 | 32.92 | 27.46 | 8 | 0
2015 | MAPP_CA_2_IESO | MAPP_CA | IESO | Internal | Summer | B10 | 1262 | 330 | 0 | 32.92 | 27.46 | 8 | 0
2015 | MAPP_CA_2_IESO | MAPP_CA | IESO | Internal | Winter | B16 | 25 | 330 | 0 | 46.85 | 38.86 | 8 | 0
2015 | MAPP_CA_2_IESO | MAPP_CA | IESO | Internal | Winter | B17 | 100 | 330 | 0 | 41.39 | 36.01 | 8 | 0
2015 | MAPP_CA_2_IESO | MAPP_CA | IESO | Internal | Winter | B18 | 400 | 330 | 0 | 38.62 | 31.62 | 8 | 0
2015 | MAPP_CA_2_IESO | MAPP_CA | IESO | Internal | Winter | B19 | 700 | 330 | 0 | 38.62 | 31.62 | 8 | 0
2015 | MAPP_CA_2_IESO | MAPP_CA | IESO | Internal | Winter | B20 | 935 | 330 | 0 | 38.62 | 31.62 | 8 | 0
2015 | MAPP_CA_2_MAPP_US | MAPP_CA | MAPP_US | Internal | Shoulder | B11 | 25 | 372 | 0 | 41.8 | 39.93 | 7 | 0
2015 | MAPP_CA_2_MAPP_US | MAPP_CA | MAPP_US | Internal | Shoulder | B12 | 200 | 372 | 0 | 39.99 | 33 | 7 | 0
2015 | MAPP_CA_2_MAPP_US | MAPP_CA | MAPP_US | Internal | Shoulder | B13 | 600 | 372 | 0 | 37.08 | 30.09 | 7 | 0
2015 | MAPP_CA_2_MAPP_US | MAPP_CA | MAPP_US | Internal | Shoulder | B14 | 900 | 372 | 0 | 36.1 | 29.33 | 7 | 0
2015 | MAPP_CA_2_MAPP_US | MAPP_CA | MAPP_US | Internal | Shoulder | B15 | 1203 | 372 | 0 | 36.1 | 29.29 | 7 | 0
2015 | MAPP_CA_2_MAPP_US | MAPP_CA | MAPP_US | Internal | Summer | B1 | 10 | 372 | 0 | 48.76 | 52.38 | 7 | 0
2015 | MAPP_CA_2_MAPP_US | MAPP_CA | MAPP_US | Internal | Summer | B2 | 25 | 372 | 0 | 51.8 | 50.36 | 7 | 0
2015 | MAPP_CA_2_MAPP_US | MAPP_CA | MAPP_US | Internal | Summer | B3 | 75 | 372 | 0 | 48.76 | 50.36 | 7 | 0
2015 | MAPP_CA_2_MAPP_US | MAPP_CA | MAPP_US | Internal | Summer | B4 | 100 | 372 | 0 | 48.76 | 49.95 | 7 | 0
2015 | MAPP_CA_2_MAPP_US | MAPP_CA | MAPP_US | Internal | Summer | B5 | 200 | 372 | 0 | 47.36 | 45.81 | 7 | 0
2015 | MAPP_CA_2_MAPP_US | MAPP_CA | MAPP_US | Internal | Summer | B6 | 300 | 372 | 0 | 42.04 | 35.05 | 7 | 0
2015 | MAPP_CA_2_MAPP_US | MAPP_CA | MAPP_US | Internal | Summer | B7 | 400 | 372 | 0 | 35.91 | 28.92 | 7 | 0
2015 | MAPP_CA_2_MAPP_US | MAPP_CA | MAPP_US | Internal | Summer | B8 | 500 | 372 | 0 | 33.52 | 26.53 | 7 | 0
2015 | MAPP_CA_2_MAPP_US | MAPP_CA | MAPP_US | Internal | Summer | B9 | 800 | 372 | 0 | 32.92 | 26.53 | 7 | 0
2015 | MAPP_CA_2_MAPP_US | MAPP_CA | MAPP_US | Internal | Summer | B10 | 1262 | 372 | 0 | 32.92 | 26.28 | 7 | 0
2015 | MAPP_CA_2_MAPP_US | MAPP_CA | MAPP_US | Internal | Winter | B16 | 25 | 372 | 0 | 46.85 | 39.86 | 7 | 0
2015 | MAPP_CA_2_MAPP_US | MAPP_CA | MAPP_US | Internal | Winter | B17 | 100 | 372 | 0 | 41.39 | 34.4 | 7 | 0
2015 | MAPP_CA_2_MAPP_US | MAPP_CA | MAPP_US | Internal | Winter | B18 | 400 | 372 | 0 | 38.62 | 31.62 | 7 | 0
2015 | MAPP_CA_2_MAPP_US | MAPP_CA | MAPP_US | Internal | Winter | B19 | 700 | 372 | 0 | 38.62 | 31.62 | 7 | 0
2015 | MAPP_CA_2_MAPP_US | MAPP_CA | MAPP_US | Internal | Winter | B20 | 935 | 372 | 0 | 38.62 | 26.92 | 7 | 0
2015 | MAPP_CA_2_MISO_W | MAPP_CA | MISO_W | Internal | Shoulder | B11 | 25 | 1970 | 1970 | 41.8 | 46.93 | 0.01 | 5.11
2015 | MAPP_CA_2_MISO_W | MAPP_CA | MISO_W | Internal | Shoulder | B12 | 200 | 1970 | 1498.88 | 39.99 | 40 | 0.01 | 0
2015 | MAPP_CA_2_MISO_W | MAPP_CA | MISO_W | Internal | Shoulder | B13 | 600 | 1970 | 1257.91 | 37.08 | 37.09 | 0.01 | 0
2015 | MAPP_CA_2_MISO_W | MAPP_CA | MISO_W | Internal | Shoulder | B14 | 900 | 1970 | 0 | 36.1 | 36.09 | 0.01 | 0
2015 | MAPP_CA_2_MISO_W | MAPP_CA | MISO_W | Internal | Shoulder | B15 | 1203 | 1970 | 0 | 36.1 | 33.47 | 0.01 | 0
2015 | MAPP_CA_2_MISO_W | MAPP_CA | MISO_W | Internal | Summer | B1 | 10 | 1970 | 1970 | 48.76 | 59.38 | 0.01 | 10.6
2015 | MAPP_CA_2_MISO_W | MAPP_CA | MISO_W | Internal | Summer | B2 | 25 | 1970 | 1970 | 51.8 | 57.28 | 0.01 | 5.47
2015 | MAPP_CA_2_MISO_W | MAPP_CA | MISO_W | Internal | Summer | B3 | 75 | 1970 | 1970 | 48.76 | 56.67 | 0.01 | 7.9
2015 | MAPP_CA_2_MISO_W | MAPP_CA | MISO_W | Internal | Summer | B4 | 100 | 1970 | 1970 | 48.76 | 55.69 | 0.01 | 6.92
2015 | MAPP_CA_2_MISO_W | MAPP_CA | MISO_W | Internal | Summer | B5 | 200 | 1970 | 1587.49 | 47.36 | 47.38 | 0.01 | 0
2015 | MAPP_CA_2_MISO_W | MAPP_CA | MISO_W | Internal | Summer | B6 | 300 | 1970 | 1529.56 | 42.04 | 42.05 | 0.01 | 0
2015 | MAPP_CA_2_MISO_W | MAPP_CA | MISO_W | Internal | Summer | B7 | 400 | 1970 | 1582.19 | 35.91 | 35.92 | 0.01 | 0
2015 | MAPP_CA_2_MISO_W | MAPP_CA | MISO_W | Internal | Summer | B8 | 500 | 1970 | 1368.03 | 33.52 | 33.53 | 0.01 | 0
2015 | MAPP_CA_2_MISO_W | MAPP_CA | MISO_W | Internal | Summer | B9 | 800 | 1970 | 0 | 32.92 | 32.9 | 0.01 | 0
2015 | MAPP_CA_2_MISO_W | MAPP_CA | MISO_W | Internal | Summer | B10 | 1262 | 1970 | 0 | 32.92 | 31.1 | 0.01 | 0
2015 | MAPP_CA_2_MISO_W | MAPP_CA | MISO_W | Internal | Winter | B16 | 25 | 1970 | 727.71 | 46.85 | 46.86 | 0.01 | 0
2015 | MAPP_CA_2_MISO_W | MAPP_CA | MISO_W | Internal | Winter | B17 | 100 | 1970 | 351.26 | 41.39 | 41.4 | 0.01 | 0
2015 | MAPP_CA_2_MISO_W | MAPP_CA | MISO_W | Internal | Winter | B18 | 400 | 1970 | 0 | 38.62 | 37.98 | 0.01 | 0
2015 | MAPP_CA_2_MISO_W | MAPP_CA | MISO_W | Internal | Winter | B19 | 700 | 1970 | 0 | 38.62 | 36.56 | 0.01 | 0
2015 | MAPP_CA_2_MISO_W | MAPP_CA | MISO_W | Internal | Winter | B20 | 935 | 1970 | 0 | 38.62 | 32.89 | 0.01 | 0
2015 | MAPP_US_2_MAPP_CA | MAPP_US | MAPP_CA | Internal | Shoulder | B11 | 25 | 165 | 0 | 39.93 | 41.8 | 7 | 0
2015 | MAPP_US_2_MAPP_CA | MAPP_US | MAPP_CA | Internal | Shoulder | B12 | 200 | 165 | 0.03 | 33 | 39.99 | 7 | 0
2015 | MAPP_US_2_MAPP_CA | MAPP_US | MAPP_CA | Internal | Shoulder | B13 | 600 | 165 | 0.01 | 30.09 | 37.08 | 7 | 0
2015 | MAPP_US_2_MAPP_CA | MAPP_US | MAPP_CA | Internal | Shoulder | B14 | 900 | 165 | 0 | 29.33 | 36.1 | 7 | 0
2015 | MAPP_US_2_MAPP_CA | MAPP_US | MAPP_CA | Internal | Shoulder | B15 | 1203 | 165 | 0 | 29.29 | 36.1 | 7 | 0
2015 | MAPP_US_2_MAPP_CA | MAPP_US | MAPP_CA | Internal | Summer | B1 | 10 | 165 | 0 | 52.38 | 48.76 | 7 | 0
2015 | MAPP_US_2_MAPP_CA | MAPP_US | MAPP_CA | Internal | Summer | B2 | 25 | 165 | 0 | 50.36 | 51.8 | 7 | 0
2015 | MAPP_US_2_MAPP_CA | MAPP_US | MAPP_CA | Internal | Summer | B3 | 75 | 165 | 0 | 50.36 | 48.76 | 7 | 0
2015 | MAPP_US_2_MAPP_CA | MAPP_US | MAPP_CA | Internal | Summer | B4 | 100 | 165 | 0 | 49.95 | 48.76 | 7 | 0
2015 | MAPP_US_2_MAPP_CA | MAPP_US | MAPP_CA | Internal | Summer | B5 | 200 | 165 | 0 | 45.81 | 47.36 | 7 | 0
2015 | MAPP_US_2_MAPP_CA | MAPP_US | MAPP_CA | Internal | Summer | B6 | 300 | 165 | 0.02 | 35.05 | 42.04 | 7 | 0
2015 | MAPP_US_2_MAPP_CA | MAPP_US | MAPP_CA | Internal | Summer | B7 | 400 | 165 | 0.02 | 28.92 | 35.91 | 7 | 0
2015 | MAPP_US_2_MAPP_CA | MAPP_US | MAPP_CA | Internal | Summer | B8 | 500 | 165 | 0.01 | 26.53 | 33.52 | 7 | 0
2015 | MAPP_US_2_MAPP_CA | MAPP_US | MAPP_CA | Internal | Summer | B9 | 800 | 165 | 0 | 26.53 | 32.92 | 7 | 0
2015 | MAPP_US_2_MAPP_CA | MAPP_US | MAPP_CA | Internal | Summer | B10 | 1262 | 165 | 0 | 26.28 | 32.92 | 7 | 0
2015 | MAPP_US_2_MAPP_CA | MAPP_US | MAPP_CA | Internal | Winter | B16 | 25 | 165 | 0.25 | 39.86 | 46.85 | 7 | 0
2015 | MAPP_US_2_MAPP_CA | MAPP_US | MAPP_CA | Internal | Winter | B17 | 100 | 165 | 0.07 | 34.4 | 41.39 | 7 | 0
2015 | MAPP_US_2_MAPP_CA | MAPP_US | MAPP_CA | Internal | Winter | B18 | 400 | 165 | 69.69 | 31.62 | 38.62 | 7 | 0
2015 | MAPP_US_2_MAPP_CA | MAPP_US | MAPP_CA | Internal | Winter | B19 | 700 | 165 | 80.7 | 31.62 | 38.62 | 7 | 0
2015 | MAPP_US_2_MAPP_CA | MAPP_US | MAPP_CA | Internal | Winter | B20 | 935 | 165 | 165 | 26.92 | 38.62 | 7 | 4.7
2015 | MAPP_US_2_MISO_W | MAPP_US | MISO_W | Internal | Shoulder | B11 | 25 | 2635 | 906.6 | 39.93 | 46.93 | 7 | 0
2015 | MAPP_US_2_MISO_W | MAPP_US | MISO_W | Internal | Shoulder | B12 | 200 | 2635 | 1388.18 | 33 | 40 | 7 | 0
2015 | MAPP_US_2_MISO_W | MAPP_US | MISO_W | Internal | Shoulder | B13 | 600 | 2635 | 996.56 | 30.09 | 37.09 | 7 | 0
2015 | MAPP_US_2_MISO_W | MAPP_US | MISO_W | Internal | Shoulder | B14 | 900 | 2635 | 0 | 29.33 | 36.09 | 7 | 0
2015 | MAPP_US_2_MISO_W | MAPP_US | MISO_W | Internal | Shoulder | B15 | 1203 | 2635 | 0 | 29.29 | 33.47 | 7 | 0
2015 | MAPP_US_2_MISO_W | MAPP_US | MISO_W | Internal | Summer | B1 | 10 | 2635 | 1201.95 | 52.38 | 59.38 | 7 | 0
2015 | MAPP_US_2_MISO_W | MAPP_US | MISO_W | Internal | Summer | B2 | 25 | 2635 | 0.04 | 50.36 | 57.28 | 7 | 0
2015 | MAPP_US_2_MISO_W | MAPP_US | MISO_W | Internal | Summer | B3 | 75 | 2635 | 0 | 50.36 | 56.67 | 7 | 0
2015 | MAPP_US_2_MISO_W | MAPP_US | MISO_W | Internal | Summer | B4 | 100 | 2635 | 0 | 49.95 | 55.69 | 7 | 0
2015 | MAPP_US_2_MISO_W | MAPP_US | MISO_W | Internal | Summer | B5 | 200 | 2635 | 0 | 45.81 | 47.38 | 7 | 0
2015 | MAPP_US_2_MISO_W | MAPP_US | MISO_W | Internal | Summer | B6 | 300 | 2635 | 136.21 | 35.05 | 42.05 | 7 | 0
2015 | MAPP_US_2_MISO_W | MAPP_US | MISO_W | Internal | Summer | B7 | 400 | 2635 | 420.32 | 28.92 | 35.92 | 7 | 0
2015 | MAPP_US_2_MISO_W | MAPP_US | MISO_W | Internal | Summer | B8 | 500 | 2635 | 286.67 | 26.53 | 33.53 | 7 | 0
2015 | MAPP_US_2_MISO_W | MAPP_US | MISO_W | Internal | Summer | B9 | 800 | 2635 | 0 | 26.53 | 32.9 | 7 | 0
2015 | MAPP_US_2_MISO_W | MAPP_US | MISO_W | Internal | Summer | B10 | 1262 | 2635 | 0 | 26.28 | 31.1 | 7 | 0
2015 | MAPP_US_2_MISO_W | MAPP_US | MISO_W | Internal | Winter | B16 | 25 | 2635 | 1679.48 | 39.86 | 46.86 | 7 | 0
2015 | MAPP_US_2_MISO_W | MAPP_US | MISO_W | Internal | Winter | B17 | 100 | 2635 | 1256.47 | 34.4 | 41.4 | 7 | 0
2015 | MAPP_US_2_MISO_W | MAPP_US | MISO_W | Internal | Winter | B18 | 400 | 2635 | 0 | 31.62 | 37.98 | 7 | 0
2015 | MAPP_US_2_MISO_W | MAPP_US | MISO_W | Internal | Winter | B19 | 700 | 2635 | 0 | 31.62 | 36.56 | 7 | 0
2015 | MAPP_US_2_MISO_W | MAPP_US | MISO_W | Internal | Winter | B20 | 935 | 2635 | 0 | 26.92 | 32.89 | 7 | 0
2015 | MAPP_US_2_NE | MAPP_US | NE | Internal | Shoulder | B11 | 25 | 2000 | 888.9 | 39.93 | 46.93 | 7 | 0
2015 | MAPP_US_2_NE | MAPP_US | NE | Internal | Shoulder | B12 | 200 | 2000 | 0 | 33 | 37.99 | 7 | 0
2015 | MAPP_US_2_NE | MAPP_US | NE | Internal | Shoulder | B13 | 600 | 2000 | 282.17 | 30.09 | 37.09 | 7 | 0
2015 | MAPP_US_2_NE | MAPP_US | NE | Internal | Shoulder | B14 | 900 | 2000 | 238.94 | 29.33 | 36.33 | 7 | 0
2015 | MAPP_US_2_NE | MAPP_US | NE | Internal | Shoulder | B15 | 1203 | 2000 | 248.6 | 29.29 | 36.29 | 7 | 0
2015 | MAPP_US_2_NE | MAPP_US | NE | Internal | Summer | B1 | 10 | 2000 | 0.01 | 52.38 | 58.75 | 7 | 0
2015 | MAPP_US_2_NE | MAPP_US | NE | Internal | Summer | B2 | 25 | 2000 | 1008.61 | 50.36 | 57.36 | 7 | 0
2015 | MAPP_US_2_NE | MAPP_US | NE | Internal | Summer | B3 | 75 | 2000 | 977.14 | 50.36 | 57.36 | 7 | 0
2015 | MAPP_US_2_NE | MAPP_US | NE | Internal | Summer | B4 | 100 | 2000 | 1074.16 | 49.95 | 56.95 | 7 | 0
2015 | MAPP_US_2_NE | MAPP_US | NE | Internal | Summer | B5 | 200 | 2000 | 1158.13 | 45.81 | 52.81 | 7 | 0
2015 | MAPP_US_2_NE | MAPP_US | NE | Internal | Summer | B6 | 300 | 2000 | 1109.42 | 35.05 | 42.05 | 7 | 0
2015 | MAPP_US_2_NE | MAPP_US | NE | Internal | Summer | B7 | 400 | 2000 | 883.97 | 28.92 | 35.92 | 7 | 0
2015 | MAPP_US_2_NE | MAPP_US | NE | Internal | Summer | B8 | 500 | 2000 | 898.59 | 26.53 | 33.53 | 7 | 0
2015 | MAPP_US_2_NE | MAPP_US | NE | Internal | Summer | B9 | 800 | 2000 | 550.27 | 26.53 | 33.53 | 7 | 0
2015 | MAPP_US_2_NE | MAPP_US | NE | Internal | Summer | B10 | 1262 | 2000 | 0 | 26.28 | 32.89 | 7 | 0
2015 | MAPP_US_2_NE | MAPP_US | NE | Internal | Winter | B16 | 25 | 2000 | 0 | 39.86 | 45.78 | 7 | 0
2015 | MAPP_US_2_NE | MAPP_US | NE | Internal | Winter | B17 | 100 | 2000 | 0 | 34.4 | 38.71 | 7 | 0
2015 | MAPP_US_2_NE | MAPP_US | NE | Internal | Winter | B18 | 400 | 2000 | 771.47 | 31.62 | 38.62 | 7 | 0
2015 | MAPP_US_2_NE | MAPP_US | NE | Internal | Winter | B19 | 700 | 2000 | 71.26 | 31.62 | 38.62 | 7 | 0
2015 | MAPP_US_2_NE | MAPP_US | NE | Internal | Winter | B20 | 935 | 2000 | 218.02 | 26.92 | 33.92 | 7 | 0
2015 | MARITIMES_2_NEISO | MARITIMES | NEISO | Internal | Shoulder | B11 | 25 | 99999 | 1400 | 36.72 | 36.73 | 0.01 | 0
2015 | MARITIMES_2_NEISO | MARITIMES | NEISO | Internal | Shoulder | B12 | 200 | 99999 | 1400 | 36.72 | 36.73 | 0.01 | 0
2015 | MARITIMES_2_NEISO | MARITIMES | NEISO | Internal | Shoulder | B13 | 600 | 99999 | 1400 | 36.72 | 36.73 | 0.01 | 0
2015 | MARITIMES_2_NEISO | MARITIMES | NEISO | Internal | Shoulder | B14 | 900 | 99999 | 1400 | 36.72 | 36.73 | 0.01 | 0
2015 | MARITIMES_2_NEISO | MARITIMES | NEISO | Internal | Shoulder | B15 | 1203 | 99999 | 426.43 | 36.72 | 36.73 | 0.01 | 0
2015 | MARITIMES_2_NEISO | MARITIMES | NEISO | Internal | Summer | B1 | 10 | 99999 | 1400 | 57.5 | 57.51 | 0.01 | 0
2015 | MARITIMES_2_NEISO | MARITIMES | NEISO | Internal | Summer | B2 | 25 | 99999 | 1400 | 53.65 | 53.66 | 0.01 | 0
2015 | MARITIMES_2_NEISO | MARITIMES | NEISO | Internal | Summer | B3 | 75 | 99999 | 1400 | 47.14 | 47.15 | 0.01 | 0
2015 | MARITIMES_2_NEISO | MARITIMES | NEISO | Internal | Summer | B4 | 100 | 99999 | 1400 | 37.74 | 37.76 | 0.01 | 0
2015 | MARITIMES_2_NEISO | MARITIMES | NEISO | Internal | Summer | B5 | 200 | 99999 | 1400 | 34.07 | 34.08 | 0.01 | 0
2015 | MARITIMES_2_NEISO | MARITIMES | NEISO | Internal | Summer | B6 | 300 | 99999 | 1400 | 34.07 | 34.08 | 0.01 | 0
2015 | MARITIMES_2_NEISO | MARITIMES | NEISO | Internal | Summer | B7 | 400 | 99999 | 1400 | 34.07 | 34.08 | 0.01 | 0
2015 | MARITIMES_2_NEISO | MARITIMES | NEISO | Internal | Summer | B8 | 500 | 99999 | 1400 | 34.07 | 34.08 | 0.01 | 0
2015 | MARITIMES_2_NEISO | MARITIMES | NEISO | Internal | Summer | B9 | 800 | 99999 | 1400 | 34.07 | 34.08 | 0.01 | 0
2015 | MARITIMES_2_NEISO | MARITIMES | NEISO | Internal | Summer | B10 | 1262 | 99999 | 236.13 | 34.07 | 34.08 | 0.01 | 0
2015 | MARITIMES_2_NEISO | MARITIMES | NEISO | Internal | Winter | B16 | 25 | 99999 | 1400 | 44.98 | 44.99 | 0.01 | 0
2015 | MARITIMES_2_NEISO | MARITIMES | NEISO | Internal | Winter | B17 | 100 | 99999 | 1400 | 44.98 | 44.99 | 0.01 | 0
2015 | MARITIMES_2_NEISO | MARITIMES | NEISO | Internal | Winter | B18 | 400 | 99999 | 1400 | 44.98 | 44.99 | 0.01 | 0
2015 | MARITIMES_2_NEISO | MARITIMES | NEISO | Internal | Winter | B19 | 700 | 99999 | 1400 | 44.98 | 44.99 | 0.01 | 0
2015 | MARITIMES_2_NEISO | MARITIMES | NEISO | Internal | Winter | B20 | 935 | 99999 | 475.94 | 44.98 | 44.99 | 0.01 | 0
2015 | MISO_IN_2_MISO_MI | MISO_IN | MISO_MI | Internal | Shoulder | B11 | 25 | 5000 | 0.14 | 46.93 | 46.92 | 0.01 | 0
2015 | MISO_IN_2_MISO_MI | MISO_IN | MISO_MI | Internal | Shoulder | B12 | 200 | 5000 | 0.04 | 40.02 | 40.02 | 0.01 | 0
2015 | MISO_IN_2_MISO_MI | MISO_IN | MISO_MI | Internal | Shoulder | B13 | 600 | 5000 | 171.38 | 37.54 | 37.55 | 0.01 | 0
2015 | MISO_IN_2_MISO_MI | MISO_IN | MISO_MI | Internal | Shoulder | B14 | 900 | 5000 | 12.09 | 36.09 | 36.1 | 0.01 | 0
2015 | MISO_IN_2_MISO_MI | MISO_IN | MISO_MI | Internal | Shoulder | B15 | 1203 | 5000 | 264.82 | 33.75 | 33.77 | 0.01 | 0
2015 | MISO_IN_2_MISO_MI | MISO_IN | MISO_MI | Internal | Summer | B1 | 10 | 5000 | 0 | 59.38 | 57.41 | 0.01 | 0
2015 | MISO_IN_2_MISO_MI | MISO_IN | MISO_MI | Internal | Summer | B2 | 25 | 5000 | 0.14 | 57.29 | 57.28 | 0.01 | 0
2015 | MISO_IN_2_MISO_MI | MISO_IN | MISO_MI | Internal | Summer | B3 | 75 | 5000 | 0 | 56.39 | 51.97 | 0.01 | 0
2015 | MISO_IN_2_MISO_MI | MISO_IN | MISO_MI | Internal | Summer | B4 | 100 | 5000 | 0 | 54.94 | 51.97 | 0.01 | 0
2015 | MISO_IN_2_MISO_MI | MISO_IN | MISO_MI | Internal | Summer | B5 | 200 | 5000 | 0.02 | 47.36 | 47.35 | 0.01 | 0
2015 | MISO_IN_2_MISO_MI | MISO_IN | MISO_MI | Internal | Summer | B6 | 300 | 5000 | 0.01 | 42.05 | 42.04 | 0.01 | 0
2015 | MISO_IN_2_MISO_MI | MISO_IN | MISO_MI | Internal | Summer | B7 | 400 | 5000 | 0.03 | 35.93 | 35.94 | 0.01 | 0
2015 | MISO_IN_2_MISO_MI | MISO_IN | MISO_MI | Internal | Summer | B8 | 500 | 5000 | 1136.02 | 34.44 | 34.46 | 0.01 | 0
2015 | MISO_IN_2_MISO_MI | MISO_IN | MISO_MI | Internal | Summer | B9 | 800 | 5000 | 1128.57 | 33.05 | 33.07 | 0.01 | 0
2015 | MISO_IN_2_MISO_MI | MISO_IN | MISO_MI | Internal | Summer | B10 | 1262 | 5000 | 1432.8 | 32.29 | 32.3 | 0.01 | 0
2015 | MISO_IN_2_MISO_MI | MISO_IN | MISO_MI | Internal | Winter | B16 | 25 | 5000 | 0.13 | 46.89 | 46.88 | 0.01 | 0
2015 | MISO_IN_2_MISO_MI | MISO_IN | MISO_MI | Internal | Winter | B17 | 100 | 5000 | 0.05 | 43.01 | 43.01 | 0.01 | 0
2015 | MISO_IN_2_MISO_MI | MISO_IN | MISO_MI | Internal | Winter | B18 | 400 | 5000 | 532.49 | 37.98 | 37.99 | 0.01 | 0
2015 | MISO_IN_2_MISO_MI | MISO_IN | MISO_MI | Internal | Winter | B19 | 700 | 5000 | 797.88 | 36.48 | 36.5 | 0.01 | 0
2015 | MISO_IN_2_MISO_MI | MISO_IN | MISO_MI | Internal | Winter | B20 | 935 | 5000 | 1421.08 | 33.26 | 33.27 | 0.01 | 0
2015 | MISO_IN_2_MISO_MO-IL | MISO_IN | MISO_MO-IL | Internal | Shoulder | B11 | 25 | 5000 | 0.14 | 46.93 | 46.92 | 0.01 | 0
2015 | MISO_IN_2_MISO_MO-IL | MISO_IN | MISO_MO-IL | Internal | Shoulder | B12 | 200 | 5000 | 0.02 | 40.02 | 40.01 | 0.01 | 0
2015 | MISO_IN_2_MISO_MO-IL | MISO_IN | MISO_MO-IL | Internal | Shoulder | B13 | 600 | 5000 | 0 | 37.54 | 37.08 | 0.01 | 0
2015 | MISO_IN_2_MISO_MO-IL | MISO_IN | MISO_MO-IL | Internal | Shoulder | B14 | 900 | 5000 | 0 | 36.09 | 36.07 | 0.01 | 0
2015 | MISO_IN_2_MISO_MO-IL | MISO_IN | MISO_MO-IL | Internal | Shoulder | B15 | 1203 | 5000 | 0 | 33.75 | 33.41 | 0.01 | 0
2015 | MISO_IN_2_MISO_MO-IL | MISO_IN | MISO_MO-IL | Internal | Summer | B1 | 10 | 5000 | 16.8 | 59.38 | 59.39 | 0.01 | 0
2015 | MISO_IN_2_MISO_MO-IL | MISO_IN | MISO_MO-IL | Internal | Summer | B2 | 25 | 5000 | 0.14 | 57.29 | 57.28 | 0.01 | 0
2015 | MISO_IN_2_MISO_MO-IL | MISO_IN | MISO_MO-IL | Internal | Summer | B3 | 75 | 5000 | 73.5 | 56.39 | 56.4 | 0.01 | 0
2015 | MISO_IN_2_MISO_MO-IL | MISO_IN | MISO_MO-IL | Internal | Summer | B4 | 100 | 5000 | 0.07 | 54.94 | 54.94 | 0.01 | 0
2015 | MISO_IN_2_MISO_MO-IL | MISO_IN | MISO_MO-IL | Internal | Summer | B5 | 200 | 5000 | 0.04 | 47.36 | 47.36 | 0.01 | 0
2015 | MISO_IN_2_MISO_MO-IL | MISO_IN | MISO_MO-IL | Internal | Summer | B6 | 300 | 5000 | 0.01 | 42.05 | 42.04 | 0.01 | 0
2015 | MISO_IN_2_MISO_MO-IL | MISO_IN | MISO_MO-IL | Internal | Summer | B7 | 400 | 5000 | 0 | 35.93 | 35.92 | 0.01 | 0
2015 | MISO_IN_2_MISO_MO-IL | MISO_IN | MISO_MO-IL | Internal | Summer | B8 | 500 | 5000 | 0 | 34.44 | 33.54 | 0.01 | 0
2015 | MISO_IN_2_MISO_MO-IL | MISO_IN | MISO_MO-IL | Internal | Summer | B9 | 800 | 5000 | 0 | 33.05 | 32.9 | 0.01 | 0
2015 | MISO_IN_2_MISO_MO-IL | MISO_IN | MISO_MO-IL | Internal | Summer | B10 | 1262 | 5000 | 0 | 32.29 | 31.09 | 0.01 | 0
2015 | MISO_IN_2_MISO_MO-IL | MISO_IN | MISO_MO-IL | Internal | Winter | B16 | 25 | 5000 | 0.13 | 46.89 | 46.88 | 0.01 | 0
2015 | MISO_IN_2_MISO_MO-IL | MISO_IN | MISO_MO-IL | Internal | Winter | B17 | 100 | 5000 | 0 | 43.01 | 41.41 | 0.01 | 0
2015 | MISO_IN_2_MISO_MO-IL | MISO_IN | MISO_MO-IL | Internal | Winter | B18 | 400 | 5000 | 0 | 37.98 | 37.97 | 0.01 | 0
2015 | MISO_IN_2_MISO_MO-IL | MISO_IN | MISO_MO-IL | Internal | Winter | B19 | 700 | 5000 | 0 | 36.48 | 36.47 | 0.01 | 0
2015 | MISO_IN_2_MISO_MO-IL | MISO_IN | MISO_MO-IL | Internal | Winter | B20 | 935 | 5000 | 0 | 33.26 | 32.89 | 0.01 | 0
2015 | MISO_IN_2_NonRTO_Midwest | MISO_IN | NonRTO_Midwest | Internal | Shoulder | B11 | 25 | 4800 | 978.51 | 46.93 | 54.93 | 8 | 0
2015 | MISO_IN_2_NonRTO_Midwest | MISO_IN | NonRTO_Midwest | Internal | Shoulder | B12 | 200 | 4800 | 552.32 | 40.02 | 48.02 | 8 | 0
2015 | MISO_IN_2_NonRTO_Midwest | MISO_IN | NonRTO_Midwest | Internal | Shoulder | B13 | 600 | 4800 | 0 | 37.54 | 44.78 | 8 | 0
2015 | MISO_IN_2_NonRTO_Midwest | MISO_IN | NonRTO_Midwest | Internal | Shoulder | B14 | 900 | 4800 | 0 | 36.09 | 35.62 | 8 | 0
2015 | MISO_IN_2_NonRTO_Midwest | MISO_IN | NonRTO_Midwest | Internal | Shoulder | B15 | 1203 | 4800 | 0 | 33.75 | 33.63 | 8 | 0
2015 | MISO_IN_2_NonRTO_Midwest | MISO_IN | NonRTO_Midwest | Internal | Summer | B1 | 10 | 4800 | 0 | 59.38 | 63.36 | 8 | 0
2015 | MISO_IN_2_NonRTO_Midwest | MISO_IN | NonRTO_Midwest | Internal | Summer | B2 | 25 | 4800 | 0 | 57.29 | 63.36 | 8 | 0
2015 | MISO_IN_2_NonRTO_Midwest | MISO_IN | NonRTO_Midwest | Internal | Summer | B3 | 75 | 4800 | 0 | 56.39 | 63.36 | 8 | 0
2015 | MISO_IN_2_NonRTO_Midwest | MISO_IN | NonRTO_Midwest | Internal | Summer | B4 | 100 | 4800 | 815.69 | 54.94 | 62.94 | 8 | 0
2015 | MISO_IN_2_NonRTO_Midwest | MISO_IN | NonRTO_Midwest | Internal | Summer | B5 | 200 | 4800 | 499.98 | 47.36 | 55.36 | 8 | 0
2015 | MISO_IN_2_NonRTO_Midwest | MISO_IN | NonRTO_Midwest | Internal | Summer | B6 | 300 | 4800 | 0 | 42.05 | 47.73 | 8 | 0
2015 | MISO_IN_2_NonRTO_Midwest | MISO_IN | NonRTO_Midwest | Internal | Summer | B7 | 400 | 4800 | 0 | 35.93 | 35.23 | 8 | 0
2015 | MISO_IN_2_NonRTO_Midwest | MISO_IN | NonRTO_Midwest | Internal | Summer | B8 | 500 | 4800 | 0 | 34.44 | 34.31 | 8 | 0
2015 | MISO_IN_2_NonRTO_Midwest | MISO_IN | NonRTO_Midwest | Internal | Summer | B9 | 800 | 4800 | 0 | 33.05 | 33.63 | 8 | 0
2015 | MISO_IN_2_NonRTO_Midwest | MISO_IN | NonRTO_Midwest | Internal | Summer | B10 | 1262 | 4800 | 0 | 32.29 | 32.97 | 8 | 0
2015 | MISO_IN_2_NonRTO_Midwest | MISO_IN | NonRTO_Midwest | Internal | Winter | B16 | 25 | 4800 | 2120.6 | 46.89 | 54.89 | 8 | 0
2015 | MISO_IN_2_NonRTO_Midwest | MISO_IN | NonRTO_Midwest | Internal | Winter | B17 | 100 | 4800 | 1105.09 | 43.01 | 51.01 | 8 | 0
2015 | MISO_IN_2_NonRTO_Midwest | MISO_IN | NonRTO_Midwest | Internal | Winter | B18 | 400 | 4800 | 244.9 | 37.98 | 45.98 | 8 | 0
2015 | MISO_IN_2_NonRTO_Midwest | MISO_IN | NonRTO_Midwest | Internal | Winter | B19 | 700 | 4800 | 0 | 36.48 | 35.82 | 8 | 0
2015 | MISO_IN_2_NonRTO_Midwest | MISO_IN | NonRTO_Midwest | Internal | Winter | B20 | 935 | 4800 | 0 | 33.26 | 33.66 | 8 | 0
2015 | MISO_IN_2_PJM_ROR | MISO_IN | PJM_ROR | Internal | Shoulder | B11 | 25 | 992 | 0.01 | 46.93 | 48.62 | 2 | 0
2015 | MISO_IN_2_PJM_ROR | MISO_IN | PJM_ROR | Internal | Shoulder | B12 | 200 | 992 | 147.16 | 40.02 | 42.02 | 2 | 0
2015 | MISO_IN_2_PJM_ROR | MISO_IN | PJM_ROR | Internal | Shoulder | B13 | 600 | 992 | 991.99 | 37.54 | 39.55 | 2 | 0.01
2015 | MISO_IN_2_PJM_ROR | MISO_IN | PJM_ROR | Internal | Shoulder | B14 | 900 | 992 | 951.97 | 36.09 | 38.09 | 2 | 0
2015 | MISO_IN_2_PJM_ROR | MISO_IN | PJM_ROR | Internal | Shoulder | B15 | 1203 | 992 | 0 | 33.75 | 35.41 | 2 | 0
2015 | MISO_IN_2_PJM_ROR | MISO_IN | PJM_ROR | Internal | Summer | B1 | 10 | 992 | 991.44 | 59.38 | 61.39 | 2 | 0.01
2015 | MISO_IN_2_PJM_ROR | MISO_IN | PJM_ROR | Internal | Summer | B2 | 25 | 992 | 0.27 | 57.29 | 59.28 | 2 | 0
2015 | MISO_IN_2_PJM_ROR | MISO_IN | PJM_ROR | Internal | Summer | B3 | 75 | 992 | 0 | 56.39 | 56.94 | 2 | 0
2015 | MISO_IN_2_PJM_ROR | MISO_IN | PJM_ROR | Internal | Summer | B4 | 100 | 992 | 63.1 | 54.94 | 56.94 | 2 | 0
2015 | MISO_IN_2_PJM_ROR | MISO_IN | PJM_ROR | Internal | Summer | B5 | 200 | 992 | 589 | 47.36 | 49.36 | 2 | 0
2015 | MISO_IN_2_PJM_ROR | MISO_IN | PJM_ROR | Internal | Summer | B6 | 300 | 992 | 135.34 | 42.05 | 44.05 | 2 | 0
2015 | MISO_IN_2_PJM_ROR | MISO_IN | PJM_ROR | Internal | Summer | B7 | 400 | 992 | 991.96 | 35.93 | 37.94 | 2 | 0.01
2015 | MISO_IN_2_PJM_ROR | MISO_IN | PJM_ROR | Internal | Summer | B8 | 500 | 992 | 991.99 | 34.44 | 36.47 | 2 | 0.02
2015 | MISO_IN_2_PJM_ROR | MISO_IN | PJM_ROR | Internal | Summer | B9 | 800 | 992 | 0 | 33.05 | 34.9 | 2 | 0
2015 | MISO_IN_2_PJM_ROR | MISO_IN | PJM_ROR | Internal | Summer | B10 | 1262 | 992 | 0 | 32.29 | 33.09 | 2 | 0
2015 | MISO_IN_2_PJM_ROR | MISO_IN | PJM_ROR | Internal | Winter | B16 | 25 | 992 | 480.82 | 46.89 | 48.89 | 2 | 0
2015 | MISO_IN_2_PJM_ROR | MISO_IN | PJM_ROR | Internal | Winter | B17 | 100 | 992 | 992 | 43.01 | 45.43 | 2 | 0.41
2015 | MISO_IN_2_PJM_ROR | MISO_IN | PJM_ROR | Internal | Winter | B18 | 400 | 992 | 709.26 | 37.98 | 39.98 | 2 | 0
2015 | MISO_IN_2_PJM_ROR | MISO_IN | PJM_ROR | Internal | Winter | B19 | 700 | 992 | 208.92 | 36.48 | 38.48 | 2 | 0
2015 | MISO_IN_2_PJM_ROR | MISO_IN | PJM_ROR | Internal | Winter | B20 | 935 | 992 | 0 | 33.26 | 34.89 | 2 | 0
2015 | MISO_MI_2_IESO | MISO_MI | IESO | Internal | Shoulder | B11 | 25 | 1580 | 0 | 46.92 | 33.61 | 8 | 0
2015 | MISO_MI_2_IESO | MISO_MI | IESO | Internal | Shoulder | B12 | 200 | 1580 | 0 | 40.02 | 32.99 | 8 | 0
2015 | MISO_MI_2_IESO | MISO_MI | IESO | Internal | Shoulder | B13 | 600 | 1580 | 0 | 37.55 | 29.1 | 8 | 0
2015 | MISO_MI_2_IESO | MISO_MI | IESO | Internal | Shoulder | B14 | 900 | 1580 | 0 | 36.1 | 29.1 | 8 | 0
2015 | MISO_MI_2_IESO | MISO_MI | IESO | Internal | Shoulder | B15 | 1203 | 1580 | 0 | 33.77 | 29.1 | 8 | 0
2015 | MISO_MI_2_IESO | MISO_MI | IESO | Internal | Summer | B1 | 10 | 1580 | 0 | 57.41 | 46.4 | 8 | 0
2015 | MISO_MI_2_IESO | MISO_MI | IESO | Internal | Summer | B2 | 25 | 1580 | 0 | 57.28 | 44.8 | 8 | 0
2015 | MISO_MI_2_IESO | MISO_MI | IESO | Internal | Summer | B3 | 75 | 1580 | 0 | 51.97 | 38.98 | 8 | 0
2015 | MISO_MI_2_IESO | MISO_MI | IESO | Internal | Summer | B4 | 100 | 1580 | 0 | 51.97 | 38.28 | 8 | 0
2015 | MISO_MI_2_IESO | MISO_MI | IESO | Internal | Summer | B5 | 200 | 1580 | 0 | 47.35 | 36 | 8 | 0
2015 | MISO_MI_2_IESO | MISO_MI | IESO | Internal | Summer | B6 | 300 | 1580 | 0 | 42.04 | 35.04 | 8 | 0
2015 | MISO_MI_2_IESO | MISO_MI | IESO | Internal | Summer | B7 | 400 | 1580 | 0 | 35.94 | 28.94 | 8 | 0
2015 | MISO_MI_2_IESO | MISO_MI | IESO | Internal | Summer | B8 | 500 | 1580 | 0 | 34.46 | 27.46 | 8 | 0
2015 | MISO_MI_2_IESO | MISO_MI | IESO | Internal | Summer | B9 | 800 | 1580 | 0 | 33.07 | 27.46 | 8 | 0
2015 | MISO_MI_2_IESO | MISO_MI | IESO | Internal | Summer | B10 | 1262 | 1580 | 0 | 32.3 | 27.46 | 8 | 0
2015 | MISO_MI_2_IESO | MISO_MI | IESO | Internal | Winter | B16 | 25 | 1580 | 0 | 46.88 | 38.86 | 8 | 0
2015 | MISO_MI_2_IESO | MISO_MI | IESO | Internal | Winter | B17 | 100 | 1580 | 0 | 43.01 | 36.01 | 8 | 0
2015 | MISO_MI_2_IESO | MISO_MI | IESO | Internal | Winter | B18 | 400 | 1580 | 0 | 37.99 | 31.62 | 8 | 0
2015 | MISO_MI_2_IESO | MISO_MI | IESO | Internal | Winter | B19 | 700 | 1580 | 0 | 36.5 | 31.62 | 8 | 0
2015 | MISO_MI_2_IESO | MISO_MI | IESO | Internal | Winter | B20 | 935 | 1580 | 0 | 33.27 | 31.62 | 8 | 0
2015 | MISO_MI_2_MISO_IN | MISO_MI | MISO_IN | Internal | Shoulder | B11 | 25 | 2045 | 1811.48 | 46.92 | 46.93 | 0.01 | 0
2015 | MISO_MI_2_MISO_IN | MISO_MI | MISO_IN | Internal | Shoulder | B12 | 200 | 2045 | 0.04 | 40.02 | 40.02 | 0.01 | 0
2015 | MISO_MI_2_MISO_IN | MISO_MI | MISO_IN | Internal | Shoulder | B13 | 600 | 2045 | 0 | 37.55 | 37.54 | 0.01 | 0
2015 | MISO_MI_2_MISO_IN | MISO_MI | MISO_IN | Internal | Shoulder | B14 | 900 | 2045 | 0 | 36.1 | 36.09 | 0.01 | 0
2015 | MISO_MI_2_MISO_IN | MISO_MI | MISO_IN | Internal | Shoulder | B15 | 1203 | 2045 | 0 | 33.77 | 33.75 | 0.01 | 0
2015 | MISO_MI_2_MISO_IN | MISO_MI | MISO_IN | Internal | Summer | B1 | 10 | 2045 | 2045 | 57.41 | 59.38 | 0.01 | 1.96
2015 | MISO_MI_2_MISO_IN | MISO_MI | MISO_IN | Internal | Summer | B2 | 25 | 2045 | 1553.81 | 57.28 | 57.29 | 0.01 | 0
2015 | MISO_MI_2_MISO_IN | MISO_MI | MISO_IN | Internal | Summer | B3 | 75 | 2045 | 2045 | 51.97 | 56.39 | 0.01 | 4.4
2015 | MISO_MI_2_MISO_IN | MISO_MI | MISO_IN | Internal | Summer | B4 | 100 | 2045 | 2045 | 51.97 | 54.94 | 0.01 | 2.95
2015 | MISO_MI_2_MISO_IN | MISO_MI | MISO_IN | Internal | Summer | B5 | 200 | 2045 | 1980.48 | 47.35 | 47.36 | 0.01 | 0
2015 | MISO_MI_2_MISO_IN | MISO_MI | MISO_IN | Internal | Summer | B6 | 300 | 2045 | 91.94 | 42.04 | 42.05 | 0.01 | 0
2015 | MISO_MI_2_MISO_IN | MISO_MI | MISO_IN | Internal | Summer | B7 | 400 | 2045 | 0.01 | 35.94 | 35.93 | 0.01 | 0
2015 | MISO_MI_2_MISO_IN | MISO_MI | MISO_IN | Internal | Summer | B8 | 500 | 2045 | 0 | 34.46 | 34.44 | 0.01 | 0
2015 | MISO_MI_2_MISO_IN | MISO_MI | MISO_IN | Internal | Summer | B9 | 800 | 2045 | 0 | 33.07 | 33.05 | 0.01 | 0
2015 | MISO_MI_2_MISO_IN | MISO_MI | MISO_IN | Internal | Summer | B10 | 1262 | 2045 | 0 | 32.3 | 32.29 | 0.01 | 0
2015 | MISO_MI_2_MISO_IN | MISO_MI | MISO_IN | Internal | Winter | B16 | 25 | 2045 | 1691.85 | 46.88 | 46.89 | 0.01 | 0
2015 | MISO_MI_2_MISO_IN | MISO_MI | MISO_IN | Internal | Winter | B17 | 100 | 2045 | 0.19 | 43.01 | 43.01 | 0.01 | 0
2015 | MISO_MI_2_MISO_IN | MISO_MI | MISO_IN | Internal | Winter | B18 | 400 | 2045 | 0 | 37.99 | 37.98 | 0.01 | 0
2015 | MISO_MI_2_MISO_IN | MISO_MI | MISO_IN | Internal | Winter | B19 | 700 | 2045 | 0 | 36.5 | 36.48 | 0.01 | 0
2015 | MISO_MI_2_MISO_IN | MISO_MI | MISO_IN | Internal | Winter | B20 | 935 | 2045 | 0 | 33.27 | 33.26 | 0.01 | 0
2015 | MISO_MI_2_MISO_WUMS | MISO_MI | MISO_WUMS | Internal | Shoulder | B11 | 25 | 117 | 116.75 | 46.92 | 46.94 | 0.01 | 0.01
2015 | MISO_MI_2_MISO_WUMS | MISO_MI | MISO_WUMS | Internal | Shoulder | B12 | 200 | 117 | 0.03 | 40.02 | 40.02 | 0.01 | 0
2015 | MISO_MI_2_MISO_WUMS | MISO_MI | MISO_WUMS | Internal | Shoulder | B13 | 600 | 117 | 0.01 | 37.55 | 37.55 | 0.01 | 0
2015 | MISO_MI_2_MISO_WUMS | MISO_MI | MISO_WUMS | Internal | Shoulder | B14 | 900 | 117 | 0 | 36.1 | 36.1 | 0.01 | 0
2015 | MISO_MI_2_MISO_WUMS | MISO_MI | MISO_WUMS | Internal | Shoulder | B15 | 1203 | 117 | 0 | 33.77 | 33.48 | 0.01 | 0
2015 | MISO_MI_2_MISO_WUMS | MISO_MI | MISO_WUMS | Internal | Summer | B1 | 10 | 117 | 117 | 57.41 | 59.39 | 0.01 | 1.97
2015 | MISO_MI_2_MISO_WUMS | MISO_MI | MISO_WUMS | Internal | Summer | B2 | 25 | 117 | 54.87 | 57.28 | 57.29 | 0.01 | 0
2015 | MISO_MI_2_MISO_WUMS | MISO_MI | MISO_WUMS | Internal | Summer | B3 | 75 | 117 | 117 | 51.97 | 56.68 | 0.01 | 4.7
2015 | MISO_MI_2_MISO_WUMS | MISO_MI | MISO_WUMS | Internal | Summer | B4 | 100 | 117 | 117 | 51.97 | 55.7 | 0.01 | 3.72
2015 | MISO_MI_2_MISO_WUMS | MISO_MI | MISO_WUMS | Internal | Summer | B5 | 200 | 117 | 116.98 | 47.35 | 47.39 | 0.01 | 0.02
2015 | MISO_MI_2_MISO_WUMS | MISO_MI | MISO_WUMS | Internal | Summer | B6 | 300 | 117 | 39.12 | 42.04 | 42.05 | 0.01 | 0
2015 | MISO_MI_2_MISO_WUMS | MISO_MI | MISO_WUMS | Internal | Summer | B7 | 400 | 117 | 0.02 | 35.94 | 35.94 | 0.01 | 0
2015 | MISO_MI_2_MISO_WUMS | MISO_MI | MISO_WUMS | Internal | Summer | B8 | 500 | 117 | 105.54 | 34.46 | 34.47 | 0.01 | 0
2015 | MISO_MI_2_MISO_WUMS | MISO_MI | MISO_WUMS | Internal | Summer | B9 | 800 | 117 | 0 | 33.07 | 32.92 | 0.01 | 0
2015 | MISO_MI_2_MISO_WUMS | MISO_MI | MISO_WUMS | Internal | Summer | B10 | 1262 | 117 | 0 | 32.3 | 31.97 | 0.01 | 0
2015 | MISO_MI_2_MISO_WUMS | MISO_MI | MISO_WUMS | Internal | Winter | B16 | 25 | 117 | 35.31 | 46.88 | 46.89 | 0.01 | 0
2015 | MISO_MI_2_MISO_WUMS | MISO_MI | MISO_WUMS | Internal | Winter | B17 | 100 | 117 | 0 | 43.01 | 41.41 | 0.01 | 0
2015 | MISO_MI_2_MISO_WUMS | MISO_MI | MISO_WUMS | Internal | Winter | B18 | 400 | 117 | 0.02 | 37.99 | 37.99 | 0.01 | 0
2015 | MISO_MI_2_MISO_WUMS | MISO_MI | MISO_WUMS | Internal | Winter | B19 | 700 | 117 | 117 | 36.5 | 36.57 | 0.01 | 0.07
2015 | MISO_MI_2_MISO_WUMS | MISO_MI | MISO_WUMS | Internal | Winter | B20 | 935 | 117 | 117 | 33.27 | 33.92 | 0.01 | 0.64
2015 | MISO_MI_2_PJM_ROR | MISO_MI | PJM_ROR | Internal | Shoulder | B11 | 25 | 1424 | 0.01 | 46.92 | 48.62 | 2 | 0
2015 | MISO_MI_2_PJM_ROR | MISO_MI | PJM_ROR | Internal | Shoulder | B12 | 200 | 1424 | 770.98 | 40.02 | 42.02 | 2 | 0
2015 | MISO_MI_2_PJM_ROR | MISO_MI | PJM_ROR | Internal | Shoulder | B13 | 600 | 1424 | 1295.03 | 37.55 | 39.55 | 2 | 0
2015 | MISO_MI_2_PJM_ROR | MISO_MI | PJM_ROR | Internal | Shoulder | B14 | 900 | 1424 | 0 | 36.1 | 38.09 | 2 | 0
2015 | MISO_MI_2_PJM_ROR | MISO_MI | PJM_ROR | Internal | Shoulder | B15 | 1203 | 1424 | 0 | 33.77 | 35.41 | 2 | 0
2015 | MISO_MI_2_PJM_ROR | MISO_MI | PJM_ROR | Internal | Summer | B1 | 10 | 1424 | 1424 | 57.41 | 61.39 | 2 | 1.98
2015 | MISO_MI_2_PJM_ROR | MISO_MI | PJM_ROR | Internal | Summer | B2 | 25 | 1424 | 1085.87 | 57.28 | 59.28 | 2 | 0
2015 | MISO_MI_2_PJM_ROR | MISO_MI | PJM_ROR | Internal | Summer | B3 | 75 | 1424 | 1424 | 51.97 | 56.94 | 2 | 2.96
2015 | MISO_MI_2_PJM_ROR | MISO_MI | PJM_ROR | Internal | Summer | B4 | 100 | 1424 | 1424 | 51.97 | 56.94 | 2 | 2.96
2015 | MISO_MI_2_PJM_ROR | MISO_MI | PJM_ROR | Internal | Summer | B5 | 200 | 1424 | 1423.97 | 47.35 | 49.36 | 2 | 0.01
2015 | MISO_MI_2_PJM_ROR | MISO_MI | PJM_ROR | Internal | Summer | B6 | 300 | 1424 | 1423.97 | 42.04 | 44.05 | 2 | 0.01
2015 | MISO_MI_2_PJM_ROR | MISO_MI | PJM_ROR | Internal | Summer | B7 | 400 | 1424 | 788.15 | 35.94 | 37.94 | 2 | 0
2015 | MISO_MI_2_PJM_ROR | MISO_MI | PJM_ROR | Internal | Summer | B8 | 500 | 1424 | 1423.99 | 34.46 | 36.47 | 2 | 0.01
2015 | MISO_MI_2_PJM_ROR | MISO_MI | PJM_ROR | Internal | Summer | B9 | 800 | 1424 | 0 | 33.07 | 34.9 | 2 | 0
2015 | MISO_MI_2_PJM_ROR | MISO_MI | PJM_ROR | Internal | Summer | B10 | 1262 | 1424 | 0 | 32.3 | 33.09 | 2 | 0
2015 | MISO_MI_2_PJM_ROR | MISO_MI | PJM_ROR | Internal | Winter | B16 | 25 | 1424 | 1423.75 | 46.88 | 48.89 | 2 | 0.01
2015 | MISO_MI_2_PJM_ROR | MISO_MI | PJM_ROR | Internal | Winter | B17 | 100 | 1424 | 1424 | 43.01 | 45.43 | 2 | 0.42
2015 | MISO_MI_2_PJM_ROR | MISO_MI | PJM_ROR | Internal | Winter | B18 | 400 | 1424 | 0.02 | 37.99 | 39.98 | 2 | 0
2015 | MISO_MI_2_PJM_ROR | MISO_MI | PJM_ROR | Internal | Winter | B19 | 700 | 1424 | 0.01 | 36.5 | 38.48 | 2 | 0
2015 | MISO_MI_2_PJM_ROR | MISO_MI | PJM_ROR | Internal | Winter | B20 | 935 | 1424 | 0 | 33.27 | 34.89 | 2 | 0
2015 | MISO_MO-IL_2_ENT | MISO_MO-IL | ENT | Internal | Shoulder | B11 | 25 | 2540 | 0 | 46.92 | 53.5 | 8 | 0
2015 | MISO_MO-IL_2_ENT | MISO_MO-IL | ENT | Internal | Shoulder | B12 | 200 | 2540 | 0 | 40.01 | 38.05 | 8 | 0
2015 | MISO_MO-IL_2_ENT | MISO_MO-IL | ENT | Internal | Shoulder | B13 | 600 | 2540 | 0 | 37.08 | 37.78 | 8 | 0
2015 | MISO_MO-IL_2_ENT | MISO_MO-IL | ENT | Internal | Shoulder | B14 | 900 | 2540 | 0 | 36.07 | 37.78 | 8 | 0
2015 | MISO_MO-IL_2_ENT | MISO_MO-IL | ENT | Internal | Shoulder | B15 | 1203 | 2540 | 0 | 33.41 | 36.55 | 8 | 0
2015 | MISO_MO-IL_2_ENT | MISO_MO-IL | ENT | Internal | Summer | B1 | 10 | 2540 | 0 | 59.39 | 59.39 | 8 | 0
2015 | MISO_MO-IL_2_ENT | MISO_MO-IL | ENT | Internal | Summer | B2 | 25 | 2540 | 0 | 57.28 | 57.28 | 8 | 0
2015 | MISO_MO-IL_2_ENT | MISO_MO-IL | ENT | Internal | Summer | B3 | 75 | 2540 | 0 | 56.4 | 55.82 | 8 | 0
2015 | MISO_MO-IL_2_ENT | MISO_MO-IL | ENT | Internal | Summer | B4 | 100 | 2540 | 0 | 54.94 | 55.82 | 8 | 0
2015 | MISO_MO-IL_2_ENT | MISO_MO-IL | ENT | Internal | Summer | B5 | 200 | 2540 | 0 | 47.36 | 51.84 | 8 | 0
2015 | MISO_MO-IL_2_ENT | MISO_MO-IL | ENT | Internal | Summer | B6 | 300 | 2540 | 0 | 42.04 | 42.05 | 8 | 0
2015 | MISO_MO-IL_2_ENT | MISO_MO-IL | ENT | Internal | Summer | B7 | 400 | 2540 | 0 | 35.92 | 36.89 | 8 | 0
2015 | MISO_MO-IL_2_ENT | MISO_MO-IL | ENT | Internal | Summer | B8 | 500 | 2540 | 0 | 33.54 | 36.89 | 8 | 0
2015 | MISO_MO-IL_2_ENT | MISO_MO-IL | ENT | Internal | Summer | B9 | 800 | 2540 | 0 | 32.9 | 36.63 | 8 | 0
2015 | MISO_MO-IL_2_ENT | MISO_MO-IL | ENT | Internal | Summer | B10 | 1262 | 2540 | 0 | 31.09 | 35.44 | 8 | 0
2015 | MISO_MO-IL_2_ENT | MISO_MO-IL | ENT | Internal | Winter | B16 | 25 | 2540 | 0 | 46.88 | 50.79 | 8 | 0
2015 | MISO_MO-IL_2_ENT | MISO_MO-IL | ENT | Internal | Winter | B17 | 100 | 2540 | 0 | 41.41 | 40.1 | 8 | 0
2015 | MISO_MO-IL_2_ENT | MISO_MO-IL | ENT | Internal | Winter | B18 | 400 | 2540 | 0 | 37.97 | 40.1 | 8 | 0
2015 | MISO_MO-IL_2_ENT | MISO_MO-IL | ENT | Internal | Winter | B19 | 700 | 2540 | 0 | 36.47 | 38.89 | 8 | 0
2015 | MISO_MO-IL_2_ENT | MISO_MO-IL | ENT | Internal | Winter | B20 | 935 | 2540 | 0 | 32.89 | 38.79 | 8 | 0
2015 | MISO_MO-IL_2_MISO_IN | MISO_MO-IL | MISO_IN | Internal | Shoulder | B11 | 25 | 2100 | 876.26 | 46.92 | 46.93 | 0.01 | 0
2015 | MISO_MO-IL_2_MISO_IN | MISO_MO-IL | MISO_IN | Internal | Shoulder | B12 | 200 | 2100 | 2088.58 | 40.01 | 40.02 | 0.01 | 0
2015 | MISO_MO-IL_2_MISO_IN | MISO_MO-IL | MISO_IN | Internal | Shoulder | B13 | 600 | 2100 | 2100 | 37.08 | 37.54 | 0.01 | 0.45
2015 | MISO_MO-IL_2_MISO_IN | MISO_MO-IL | MISO_IN | Internal | Shoulder | B14 | 900 | 2100 | 1796.56 | 36.07 | 36.09 | 0.01 | 0
2015 | MISO_MO-IL_2_MISO_IN | MISO_MO-IL | MISO_IN | Internal | Shoulder | B15 | 1203 | 2100 | 2100 | 33.41 | 33.75 | 0.01 | 0.33
2015 | MISO_MO-IL_2_MISO_IN | MISO_MO-IL | MISO_IN | Internal | Summer | B1 | 10 | 2100 | 0.41 | 59.39 | 59.38 | 0.01 | 0
2015 | MISO_MO-IL_2_MISO_IN | MISO_MO-IL | MISO_IN | Internal | Summer | B2 | 25 | 2100 | 1285.54 | 57.28 | 57.29 | 0.01 | 0
2015 | MISO_MO-IL_2_MISO_IN | MISO_MO-IL | MISO_IN | Internal | Summer | B3 | 75 | 2100 | 0.05 | 56.4 | 56.39 | 0.01 | 0
2015 | MISO_MO-IL_2_MISO_IN | MISO_MO-IL | MISO_IN | Internal | Summer | B4 | 100 | 2100 | 0.08 | 54.94 | 54.94 | 0.01 | 0
2015 | MISO_MO-IL_2_MISO_IN | MISO_MO-IL | MISO_IN | Internal | Summer | B5 | 200 | 2100 | 0.04 | 47.36 | 47.36 | 0.01 | 0
2015 | MISO_MO-IL_2_MISO_IN | MISO_MO-IL | MISO_IN | Internal | Summer | B6 | 300 | 2100 | 269.69 | 42.04 | 42.05 | 0.01 | 0
2015 | MISO_MO-IL_2_MISO_IN | MISO_MO-IL | MISO_IN | Internal | Summer | B7 | 400 | 2100 | 1365.29 | 35.92 | 35.93 | 0.01 | 0
2015 | MISO_MO-IL_2_MISO_IN | MISO_MO-IL | MISO_IN | Internal | Summer | B8 | 500 | 2100 | 2100 | 33.54 | 34.44 | 0.01 | 0.89
2015 | MISO_MO-IL_2_MISO_IN | MISO_MO-IL | MISO_IN | Internal | Summer | B9 | 800 | 2100 | 2100 | 32.9 | 33.05 | 0.01 | 0.14
2015 | MISO_MO-IL_2_MISO_IN | MISO_MO-IL | MISO_IN | Internal | Summer | B10 | 1262 | 2100 | 2100 | 31.09 | 32.29 | 0.01 | 1.19
2015 | MISO_MO-IL_2_MISO_IN | MISO_MO-IL | MISO_IN | Internal | Winter | B16 | 25 | 2100 | 1601.36 | 46.88 | 46.89 | 0.01 | 0
2015 | MISO_MO-IL_2_MISO_IN | MISO_MO-IL | MISO_IN | Internal | Winter | B17 | 100 | 2100 | 2100 | 41.41 | 43.01 | 0.01 | 1.59
2015 | MISO_MO-IL_2_MISO_IN | MISO_MO-IL | MISO_IN | Internal | Winter | B18 | 400 | 2100 | 1307.7 | 37.97 | 37.98 | 0.01 | 0
2015 | MISO_MO-IL_2_MISO_IN | MISO_MO-IL | MISO_IN | Internal | Winter | B19 | 700 | 2100 | 713.74 | 36.47 | 36.48 | 0.01 | 0
2015 | MISO_MO-IL_2_MISO_IN | MISO_MO-IL | MISO_IN | Internal | Winter | B20 | 935 | 2100 | 2100 | 32.89 | 33.26 | 0.01 | 0.36
2015 | MISO_MO-IL_2_MISO_W | MISO_MO-IL | MISO_W | Internal | Shoulder | B11 | 25 | 960 | 236.66 | 46.92 | 46.93 | 0.01 | 0
2015 | MISO_MO-IL_2_MISO_W | MISO_MO-IL | MISO_W | Internal | Shoulder | B12 | 200 | 960 | 0.02 | 40.01 | 40 | 0.01 | 0
2015 | MISO_MO-IL_2_MISO_W | MISO_MO-IL | MISO_W | Internal | Shoulder | B13 | 600 | 960 | 345.79 | 37.08 | 37.09 | 0.01 | 0
2015 | MISO_MO-IL_2_MISO_W | MISO_MO-IL | MISO_W | Internal | Shoulder | B14 | 900 | 960 | 906.23 | 36.07 | 36.09 | 0.01 | 0
2015 | MISO_MO-IL_2_MISO_W | MISO_MO-IL | MISO_W | Internal | Shoulder | B15 | 1203 | 960 | 960 | 33.41 | 33.47 | 0.01 | 0.05
2015 | MISO_MO-IL_2_MISO_W | MISO_MO-IL | MISO_W | Internal | Summer | B1 | 10 | 960 | 0.34 | 59.39 | 59.38 | 0.01 | 0
2015 | MISO_MO-IL_2_MISO_W | MISO_MO-IL | MISO_W | Internal | Summer | B2 | 25 | 960 | 0.27 | 57.28 | 57.28 | 0.01 | 0
2015 | MISO_MO-IL_2_MISO_W | MISO_MO-IL | MISO_W | Internal | Summer | B3 | 75 | 960 | 960 | 56.4 | 56.67 | 0.01 | 0.26
2015 | MISO_MO-IL_2_MISO_W | MISO_MO-IL | MISO_W | Internal | Summer | B4 | 100 | 960 | 960 | 54.94 | 55.69 | 0.01 | 0.74
2015 | MISO_MO-IL_2_MISO_W | MISO_MO-IL | MISO_W | Internal | Summer | B5 | 200 | 960 | 830.54 | 47.36 | 47.38 | 0.01 | 0
2015 | MISO_MO-IL_2_MISO_W | MISO_MO-IL | MISO_W | Internal | Summer | B6 | 300 | 960 | 610.3 | 42.04 | 42.05 | 0.01 | 0
2015 | MISO_MO-IL_2_MISO_W | MISO_MO-IL | MISO_W | Internal | Summer | B7 | 400 | 960 | 0.03 | 35.92 | 35.92 | 0.01 | 0
2015 | MISO_MO-IL_2_MISO_W | MISO_MO-IL | MISO_W | Internal | Summer | B8 | 500 | 960 | 0 | 33.54 | 33.53 | 0.01 | 0
2015 | MISO_MO-IL_2_MISO_W | MISO_MO-IL | MISO_W | Internal | Summer | B9 | 800 | 960 | 0.01 | 32.9 | 32.9 | 0.01 | 0
2015 | MISO_MO-IL_2_MISO_W | MISO_MO-IL | MISO_W | Internal | Summer | B10 | 1262 | 960 | 697.34 | 31.09 | 31.1 | 0.01 | 0
2015 | MISO_MO-IL_2_MISO_W | MISO_MO-IL | MISO_W | Internal | Winter | B16 | 25 | 960 | 0.14 | 46.88 | 46.86 | 0.01 | 0
2015 | MISO_MO-IL_2_MISO_W | MISO_MO-IL | MISO_W | Internal | Winter | B17 | 100 | 960 | 0.04 | 41.41 | 41.4 | 0.01 | 0
2015 | MISO_MO-IL_2_MISO_W | MISO_MO-IL | MISO_W | Internal | Winter | B18 | 400 | 960 | 480.44 | 37.97 | 37.98 | 0.01 | 0
2015 | MISO_MO-IL_2_MISO_W | MISO_MO-IL | MISO_W | Internal | Winter | B19 | 700 | 960 | 960 | 36.47 | 36.56 | 0.01 | 0.08
2015 | MISO_MO-IL_2_MISO_W | MISO_MO-IL | MISO_W | Internal | Winter | B20 | 935 | 960 | 0 | 32.89 | 32.89 | 0.01 | 0
2015 | MISO_MO-IL_2_PJM_ROR | MISO_MO-IL | PJM_ROR | Internal | Shoulder | B11 | 25 | 1212 | 0.01 | 46.92 | 48.62 | 2 | 0
2015 | MISO_MO-IL_2_PJM_ROR | MISO_MO-IL | PJM_ROR | Internal | Shoulder | B12 | 200 | 1212 | 1211.97 | 40.01 | 42.02 | 2 | 0.01
2015 | MISO_MO-IL_2_PJM_ROR | MISO_MO-IL | PJM_ROR | Internal | Shoulder | B13 | 600 | 1212 | 1212 | 37.08 | 39.55 | 2 | 0.48
2015 | MISO_MO-IL_2_PJM_ROR | MISO_MO-IL | PJM_ROR | Internal | Shoulder | B14 | 900 | 1212 | 1211.99 | 36.07 | 38.09 | 2 | 0.01
2015 | MISO_MO-IL_2_PJM_ROR | MISO_MO-IL | PJM_ROR | Internal | Shoulder | B15 | 1203 | 1212 | 631.75 | 33.41 | 35.41 | 2 | 0
2015 | MISO_MO-IL_2_PJM_ROR | MISO_MO-IL | PJM_ROR | Internal | Summer | B1 | 10 | 1212 | 1163.59 | 59.39 | 61.39 | 2 | 0
2015 | MISO_MO-IL_2_PJM_ROR | MISO_MO-IL | PJM_ROR | Internal | Summer | B2 | 25 | 1212 | 811.44 | 57.28 | 59.28 | 2 | 0
2015 | MISO_MO-IL_2_PJM_ROR | MISO_MO-IL | PJM_ROR | Internal | Summer | B3 | 75 | 1212 | 0 | 56.4 | 56.94 | 2 | 0
2015 | MISO_MO-IL_2_PJM_ROR | MISO_MO-IL | PJM_ROR | Internal | Summer | B4 | 100 | 1212 | 345.74 | 54.94 | 56.94 | 2 | 0
2015 | MISO_MO-IL_2_PJM_ROR | MISO_MO-IL | PJM_ROR | Internal | Summer | B5 | 200 | 1212 | 676.46 | 47.36 | 49.36 | 2 | 0
2015 | MISO_MO-IL_2_PJM_ROR | MISO_MO-IL | PJM_ROR | Internal | Summer | B6 | 300 | 1212 | 1211.97 | 42.04 | 44.05 | 2 | 0.01
2015 | MISO_MO-IL_2_PJM_ROR | MISO_MO-IL | PJM_ROR | Internal | Summer | B7 | 400 | 1212 | 1211.99 | 35.92 | 37.94 | 2 | 0.02
2015 | MISO_MO-IL_2_PJM_ROR | MISO_MO-IL | PJM_ROR | Internal | Summer | B8 | 500 | 1212 | 1212 | 33.54 | 36.47 | 2 | 0.93
2015 | MISO_MO-IL_2_PJM_ROR | MISO_MO-IL | PJM_ROR | Internal | Summer | B9 | 800 | 1212 | 346.77 | 32.9 | 34.9 | 2 | 0
2015 | MISO_MO-IL_2_PJM_ROR | MISO_MO-IL | PJM_ROR | Internal | Summer | B10 | 1262 | 1212 | 345.74 | 31.09 | 33.09 | 2 | 0
2015 | MISO_MO-IL_2_PJM_ROR | MISO_MO-IL | PJM_ROR | Internal | Winter | B16 | 25 | 1212 | 1211.74 | 46.88 | 48.89 | 2 | 0.01
2015 | MISO_MO-IL_2_PJM_ROR | MISO_MO-IL | PJM_ROR | Internal | Winter | B17 | 100 | 1212 | 1212 | 41.41 | 45.43 | 2 | 2.01
2015 | MISO_MO-IL_2_PJM_ROR | MISO_MO-IL | PJM_ROR | Internal | Winter | B18 | 400 | 1212 | 1211.98 | 37.97 | 39.98 | 2 | 0.01
2015 | MISO_MO-IL_2_PJM_ROR | MISO_MO-IL | PJM_ROR | Internal | Winter | B19 | 700 | 1212 | 1211.99 | 36.47 | 38.48 | 2 | 0.01
2015 | MISO_MO-IL_2_PJM_ROR | MISO_MO-IL | PJM_ROR | Internal | Winter | B20 | 935 | 1212 | 768.1 | 32.89 | 34.89 | 2 | 0
2015 | MISO_MO-IL_2_SPP_N | MISO_MO-IL | SPP_N | Internal | Shoulder | B11 | 25 | 2000 | 0 | 46.92 | 53.93 | 8 | 0
2015 | MISO_MO-IL_2_SPP_N | MISO_MO-IL | SPP_N | Internal | Shoulder | B12 | 200 | 2000 | 0 | 40.01 | 38 | 8 | 0
2015 | MISO_MO-IL_2_SPP_N | MISO_MO-IL | SPP_N | Internal | Shoulder | B13 | 600 | 2000 | 0 | 37.08 | 37.1 | 8 | 0
2015 | MISO_MO-IL_2_SPP_N | MISO_MO-IL | SPP_N | Internal | Shoulder | B14 | 900 | 2000 | 0 | 36.07 | 36.34 | 8 | 0
2015 | MISO_MO-IL_2_SPP_N | MISO_MO-IL | SPP_N | Internal | Shoulder | B15 | 1203 | 2000 | 0 | 33.41 | 36.3 | 8 | 0
2015 | MISO_MO-IL_2_SPP_N | MISO_MO-IL | SPP_N | Internal | Summer | B1 | 10 | 2000 | 0 | 59.39 | 58.76 | 8 | 0
2015 | MISO_MO-IL_2_SPP_N | MISO_MO-IL | SPP_N | Internal | Summer | B2 | 25 | 2000 | 0 | 57.28 | 58.76 | 8 | 0
2015 | MISO_MO-IL_2_SPP_N | MISO_MO-IL | SPP_N | Internal | Summer | B3 | 75 | 2000 | 0 | 56.4 | 58.76 | 8 | 0
2015 | MISO_MO-IL_2_SPP_N | MISO_MO-IL | SPP_N | Internal | Summer | B4 | 100 | 2000 | 0 | 54.94 | 56.96 | 8 | 0
2015 | MISO_MO-IL_2_SPP_N | MISO_MO-IL | SPP_N | Internal | Summer | B5 | 200 | 2000 | 0 | 47.36 | 52.82 | 8 | 0
2015 | MISO_MO-IL_2_SPP_N | MISO_MO-IL | SPP_N | Internal | Summer | B6 | 300 | 2000 | 0 | 42.04 | 49.05 | 8 | 0
2015 | MISO_MO-IL_2_SPP_N | MISO_MO-IL | SPP_N | Internal | Summer | B7 | 400 | 2000 | 0 | 35.92 | 42.62 | 8 | 0
2015 | MISO_MO-IL_2_SPP_N | MISO_MO-IL | SPP_N | Internal | Summer | B8 | 500 | 2000 | 0 | 33.54 | 36.69 | 8 | 0
2015 | MISO_MO-IL_2_SPP_N | MISO_MO-IL | SPP_N | Internal | Summer | B9 | 800 | 2000 | 0 | 32.9 | 35.12 | 8 | 0
2015 | MISO_MO-IL_2_SPP_N | MISO_MO-IL | SPP_N | Internal | Summer | B10 | 1262 | 2000 | 0 | 31.09 | 34.55 | 8 | 0
2015 | MISO_MO-IL_2_SPP_N | MISO_MO-IL | SPP_N | Internal | Winter | B16 | 25 | 2000 | 0 | 46.88 | 45.79 | 8 | 0
2015 | MISO_MO-IL_2_SPP_N | MISO_MO-IL | SPP_N | Internal | Winter | B17 | 100 | 2000 | 0 | 41.41 | 38.72 | 8 | 0
2015 | MISO_MO-IL_2_SPP_N | MISO_MO-IL | SPP_N | Internal | Winter | B18 | 400 | 2000 | 0 | 37.97 | 38.72 | 8 | 0
2015 | MISO_MO-IL_2_SPP_N | MISO_MO-IL | SPP_N | Internal | Winter | B19 | 700 | 2000 | 0 | 36.47 | 38.63 | 8 | 0
2015 | MISO_MO-IL_2_SPP_N | MISO_MO-IL | SPP_N | Internal | Winter | B20 | 935 | 2000 | 0 | 32.89 | 38.07 | 8 | 0
2015 | MISO_MO-IL_2_TVA_Transmission | MISO_MO-IL | TVA_Transmission | Internal | Shoulder | B11 | 25 | 4000 | 0 | 46.92 | 54.02 | 8 | 0
2015 | MISO_MO-IL_2_TVA_Transmission | MISO_MO-IL | TVA_Transmission | Internal | Shoulder | B12 | 200 | 4000 | 0 | 40.01 | 43.33 | 8 | 0
2015 | MISO_MO-IL_2_TVA_Transmission | MISO_MO-IL | TVA_Transmission | Internal | Shoulder | B13 | 600 | 4000 | 0 | 37.08 | 41.35 | 8 | 0
2015 | MISO_MO-IL_2_TVA_Transmission | MISO_MO-IL | TVA_Transmission | Internal | Shoulder | B14 | 900 | 4000 | 0 | 36.07 | 40.13 | 8 | 0
2015 | MISO_MO-IL_2_TVA_Transmission | MISO_MO-IL | TVA_Transmission | Internal | Shoulder | B15 | 1203 | 4000 | 0 | 33.41 | 39.23 | 8 | 0
2015 | MISO_MO-IL_2_TVA_Transmission | MISO_MO-IL | TVA_Transmission | Internal | Summer | B1 | 10 | 4000 | 2849.31 | 59.39 | 67.39 | 8 | 0
2015 | MISO_MO-IL_2_TVA_Transmission | MISO_MO-IL | TVA_Transmission | Internal | Summer | B2 | 25 | 4000 | 1320.27 | 57.28 | 65.28 | 8 | 0
2015 | MISO_MO-IL_2_TVA_Transmission | MISO_MO-IL | TVA_Transmission | Internal | Summer | B3 | 75 | 4000 | 0 | 56.4 | 62.94 | 8 | 0
2015 | MISO_MO-IL_2_TVA_Transmission | MISO_MO-IL | TVA_Transmission | Internal | Summer | B4 | 100 | 4000 | 289.57 | 54.94 | 62.94 | 8 | 0
2015 | MISO_MO-IL_2_TVA_Transmission | MISO_MO-IL | TVA_Transmission | Internal | Summer | B5 | 200 | 4000 | 0 | 47.36 | 53.13 | 8 | 0
2015 | MISO_MO-IL_2_TVA_Transmission | MISO_MO-IL | TVA_Transmission | Internal | Summer | B6 | 300 | 4000 | 0 | 42.04 | 45.66 | 8 | 0
2015 | MISO_MO-IL_2_TVA_Transmission | MISO_MO-IL | TVA_Transmission | Internal | Summer | B7 | 400 | 4000 | 0 | 35.92 | 41.74 | 8 | 0
2015 | MISO_MO-IL_2_TVA_Transmission | MISO_MO-IL | TVA_Transmission | Internal | Summer | B8 | 500 | 4000 | 0 | 33.54 | 38.92 | 8 | 0
2015 | MISO_MO-IL_2_TVA_Transmission | MISO_MO-IL | TVA_Transmission | Internal | Summer | B9 | 800 | 4000 | 0 | 32.9 | 38.31 | 8 | 0
2015 | MISO_MO-IL_2_TVA_Transmission | MISO_MO-IL | TVA_Transmission | Internal | Summer | B10 | 1262 | 4000 | 0 | 31.09 | 36.4 | 8 | 0
2015 | MISO_MO-IL_2_TVA_Transmission | MISO_MO-IL | TVA_Transmission | Internal | Winter | B16 | 25 | 4000 | 0.02 | 46.88 | 54.71 | 8 | 0
2015 | MISO_MO-IL_2_TVA_Transmission | MISO_MO-IL | TVA_Transmission | Internal | Winter | B17 | 100 | 4000 | 0 | 41.41 | 45.8 | 8 | 0
2015 | MISO_MO-IL_2_TVA_Transmission | MISO_MO-IL | TVA_Transmission | Internal | Winter | B18 | 400 | 4000 | 0 | 37.97 | 42.13 | 8 | 0
2015 | MISO_MO-IL_2_TVA_Transmission | MISO_MO-IL | TVA_Transmission | Internal | Winter | B19 | 700 | 4000 | 0 | 36.47 | 40.35 | 8 | 0
2015 | MISO_MO-IL_2_TVA_Transmission | MISO_MO-IL | TVA_Transmission | Internal | Winter | B20 | 935 | 4000 | 0 | 32.89 | 39.08 | 8 | 0
2015 | MISO_W_2_IESO | MISO_W | IESO | Internal | Shoulder | B11 | 25 | 90 | 0 | 46.93 | 33.61 | 8 | 0
2015 | MISO_W_2_IESO | MISO_W | IESO | Internal | Shoulder | B12 | 200 | 90 | 0 | 40 | 32.99 | 8 | 0
2015 | MISO_W_2_IESO | MISO_W | IESO | Internal | Shoulder | B13 | 600 | 90 | 0 | 37.09 | 29.1 | 8 | 0
2015 | MISO_W_2_IESO | MISO_W | IESO | Internal | Shoulder | B14 | 900 | 90 | 0 | 36.09 | 29.1 | 8 | 0
2015 | MISO_W_2_IESO | MISO_W | IESO | Internal | Shoulder | B15 | 1203 | 90 | 0 | 33.47 | 29.1 | 8 | 0
2015 | MISO_W_2_IESO | MISO_W | IESO | Internal | Summer | B1 | 10 | 90 | 0 | 59.38 | 46.4 | 8 | 0
2015 | MISO_W_2_IESO | MISO_W | IESO | Internal | Summer | B2 | 25 | 90 | 0 | 57.28 | 44.8 | 8 | 0
2015 | MISO_W_2_IESO | MISO_W | IESO | Internal | Summer | B3 | 75 | 90 | 0 | 56.67 | 38.98 | 8 | 0
2015 | MISO_W_2_IESO | MISO_W | IESO | Internal | Summer | B4 | 100 | 90 | 0 | 55.69 | 38.28 | 8 | 0
2015 | MISO_W_2_IESO | MISO_W | IESO | Internal | Summer | B5 | 200 | 90 | 0 | 47.38 | 36 | 8 | 0
2015 | MISO_W_2_IESO | MISO_W | IESO | Internal | Summer | B6 | 300 | 90 | 0 | 42.05 | 35.04 | 8 | 0
2015 | MISO_W_2_IESO | MISO_W | IESO | Internal | Summer | B7 | 400 | 90 | 0 | 35.92 | 28.94 | 8 | 0
2015 | MISO_W_2_IESO | MISO_W | IESO | Internal | Summer | B8 | 500 | 90 | 0 | 33.53 | 27.46 | 8 | 0
2015 | MISO_W_2_IESO | MISO_W | IESO | Internal | Summer | B9 | 800 | 90 | 0 | 32.9 | 27.46 | 8 | 0
2015 | MISO_W_2_IESO | MISO_W | IESO | Internal | Summer | B10 | 1262 | 90 | 0 | 31.1 | 27.46 | 8 | 0
2015 | MISO_W_2_IESO | MISO_W | IESO | Internal | Winter | B16 | 25 | 90 | 0 | 46.86 | 38.86 | 8 | 0
2015 | MISO_W_2_IESO | MISO_W | IESO | Internal | Winter | B17 | 100 | 90 | 0 | 41.4 | 36.01 | 8 | 0
2015 | MISO_W_2_IESO | MISO_W | IESO | Internal | Winter | B18 | 400 | 90 | 0 | 37.98 | 31.62 | 8 | 0
2015 | MISO_W_2_IESO | MISO_W | IESO | Internal | Winter | B19 | 700 | 90 | 0 | 36.56 | 31.62 | 8 | 0
2015 | MISO_W_2_IESO | MISO_W | IESO | Internal | Winter | B20 | 935 | 90 | 0 | 32.89 | 31.62 | 8 | 0
2015 | MISO_W_2_MAPP_CA | MISO_W | MAPP_CA | Internal | Shoulder | B11 | 25 | 700 | 0 | 46.93 | 41.8 | 0.01 | 0
2015 | MISO_W_2_MAPP_CA | MISO_W | MAPP_CA | Internal | Shoulder | B12 | 200 | 700 | 0.02 | 40 | 39.99 | 0.01 | 0
2015 | MISO_W_2_MAPP_CA | MISO_W | MAPP_CA | Internal | Shoulder | B13 | 600 | 700 | 0 | 37.09 | 37.08 | 0.01 | 0
2015 | MISO_W_2_MAPP_CA | MISO_W | MAPP_CA | Internal | Shoulder | B14 | 900 | 700 | 48.22 | 36.09 | 36.1 | 0.01 | 0
2015 | MISO_W_2_MAPP_CA | MISO_W | MAPP_CA | Internal | Shoulder | B15 | 1203 | 700 | 700 | 33.47 | 36.1 | 0.01 | 2.62
2015 | MISO_W_2_MAPP_CA | MISO_W | MAPP_CA | Internal | Summer | B1 | 10 | 700 | 0 | 59.38 | 48.76 | 0.01 | 0
2015 | MISO_W_2_MAPP_CA | MISO_W | MAPP_CA | Internal | Summer | B2 | 25 | 700 | 0 | 57.28 | 51.8 | 0.01 | 0
2015 | MISO_W_2_MAPP_CA | MISO_W | MAPP_CA | Internal | Summer | B3 | 75 | 700 | 0 | 56.67 | 48.76 | 0.01 | 0
2015 | MISO_W_2_MAPP_CA | MISO_W | MAPP_CA | Internal | Summer | B4 | 100 | 700 | 0 | 55.69 | 48.76 | 0.01 | 0
2015 | MISO_W_2_MAPP_CA | MISO_W | MAPP_CA | Internal | Summer | B5 | 200 | 700 | 0.02 | 47.38 | 47.36 | 0.01 | 0
2015 | MISO_W_2_MAPP_CA | MISO_W | MAPP_CA | Internal | Summer | B6 | 300 | 700 | 0.01 | 42.05 | 42.04 | 0.01 | 0
2015 | MISO_W_2_MAPP_CA | MISO_W | MAPP_CA | Internal | Summer | B7 | 400 | 700 | 0 | 35.92 | 35.91 | 0.01 | 0
2015 | MISO_W_2_MAPP_CA | MISO_W | MAPP_CA | Internal | Summer | B8 | 500 | 700 | 0 | 33.53 | 33.52 | 0.01 | 0
2015 | MISO_W_2_MAPP_CA | MISO_W | MAPP_CA | Internal | Summer | B9 | 800 | 700 | 214.46 | 32.9 | 32.92 | 0.01 | 0
2015 | MISO_W_2_MAPP_CA | MISO_W | MAPP_CA | Internal | Summer | B10 | 1262 | 700 | 700 | 31.1 | 32.92 | 0.01 | 1.81
2015 | MISO_W_2_MAPP_CA | MISO_W | MAPP_CA | Internal | Winter | B16 | 25 | 700 | 0.14 | 46.86 | 46.85 | 0.01 | 0
2015 | MISO_W_2_MAPP_CA | MISO_W | MAPP_CA | Internal | Winter | B17 | 100 | 700 | 0.04 | 41.4 | 41.39 | 0.01 | 0
2015 | MISO_W_2_MAPP_CA | MISO_W | MAPP_CA | Internal | Winter | B18 | 400 | 700 | 700 | 37.98 | 38.62 | 0.01 | 0.63
2015 | MISO_W_2_MAPP_CA | MISO_W | MAPP_CA | Internal | Winter | B19 | 700 | 700 | 700 | 36.56 | 38.62 | 0.01 | 2.05
2015 | MISO_W_2_MAPP_CA | MISO_W | MAPP_CA | Internal | Winter | B20 | 935 | 700 | 700 | 32.89 | 38.62 | 0.01 | 5.72
2015 | MISO_W_2_MAPP_US | MISO_W | MAPP_US | Internal | Shoulder | B11 | 25 | 2300 | 0 | 46.93 | 39.93 | 7 | 0
2015 | MISO_W_2_MAPP_US | MISO_W | MAPP_US | Internal | Shoulder | B12 | 200 | 2300 | 0 | 40 | 33 | 7 | 0
2015 | MISO_W_2_MAPP_US | MISO_W | MAPP_US | Internal | Shoulder | B13 | 600 | 2300 | 0 | 37.09 | 30.09 | 7 | 0
2015 | MISO_W_2_MAPP_US | MISO_W | MAPP_US | Internal | Shoulder | B14 | 900 | 2300 | 0 | 36.09 | 29.33 | 7 | 0
2015 | MISO_W_2_MAPP_US | MISO_W | MAPP_US | Internal | Shoulder | B15 | 1203 | 2300 | 0 | 33.47 | 29.29 | 7 | 0
2015 | MISO_W_2_MAPP_US | MISO_W | MAPP_US | Internal | Summer | B1 | 10 | 2300 | 0 | 59.38 | 52.38 | 7 | 0
2015 | MISO_W_2_MAPP_US | MISO_W | MAPP_US | Internal | Summer | B2 | 25 | 2300 | 0 | 57.28 | 50.36 | 7 | 0
2015 | MISO_W_2_MAPP_US | MISO_W | MAPP_US | Internal | Summer | B3 | 75 | 2300 | 0 | 56.67 | 50.36 | 7 | 0
2015 | MISO_W_2_MAPP_US | MISO_W | MAPP_US | Internal | Summer | B4 | 100 | 2300 | 0 | 55.69 | 49.95 | 7 | 0
2015 | MISO_W_2_MAPP_US | MISO_W | MAPP_US | Internal | Summer | B5 | 200 | 2300 | 0 | 47.38 | 45.81 | 7 | 0
2015 | MISO_W_2_MAPP_US | MISO_W | MAPP_US | Internal | Summer | B6 | 300 | 2300 | 0 | 42.05 | 35.05 | 7 | 0
2015 | MISO_W_2_MAPP_US | MISO_W | MAPP_US | Internal | Summer | B7 | 400 | 2300 | 0 | 35.92 | 28.92 | 7 | 0
2015 | MISO_W_2_MAPP_US | MISO_W | MAPP_US | Internal | Summer | B8 | 500 | 2300 | 0 | 33.53 | 26.53 | 7 | 0
2015 | MISO_W_2_MAPP_US | MISO_W | MAPP_US | Internal | Summer | B9 | 800 | 2300 | 0 | 32.9 | 26.53 | 7 | 0
2015 | MISO_W_2_MAPP_US | MISO_W | MAPP_US | Internal | Summer | B10 | 1262 | 2300 | 0 | 31.1 | 26.28 | 7 | 0
2015 | MISO_W_2_MAPP_US | MISO_W | MAPP_US | Internal | Winter | B16 | 25 | 2300 | 0 | 46.86 | 39.86 | 7 | 0
2015 | MISO_W_2_MAPP_US | MISO_W | MAPP_US | Internal | Winter | B17 | 100 | 2300 | 0 | 41.4 | 34.4 | 7 | 0
2015 | MISO_W_2_MAPP_US | MISO_W | MAPP_US | Internal | Winter | B18 | 400 | 2300 | 0 | 37.98 | 31.62 | 7 | 0
2015 | MISO_W_2_MAPP_US | MISO_W | MAPP_US | Internal | Winter | B19 | 700 | 2300 | 0 | 36.56 | 31.62 | 7 | 0
2015 | MISO_W_2_MAPP_US | MISO_W | MAPP_US | Internal | Winter | B20 | 935 | 2300 | 0 | 32.89 | 26.92 | 7 | 0
2015 | MISO_W_2_MISO_MO-IL | MISO_W | MISO_MO-IL | Internal | Shoulder | B11 | 25 | 3800 | 0.14 | 46.93 | 46.92 | 0.01 | 0
2015 | MISO_W_2_MISO_MO-IL | MISO_W | MISO_MO-IL | Internal | Shoulder | B12 | 200 | 3800 | 46.81 | 40 | 40.01 | 0.01 | 0
2015 | MISO_W_2_MISO_MO-IL | MISO_W | MISO_MO-IL | Internal | Shoulder | B13 | 600 | 3800 | 0 | 37.09 | 37.08 | 0.01 | 0
2015 | MISO_W_2_MISO_MO-IL | MISO_W | MISO_MO-IL | Internal | Shoulder | B14 | 900 | 3800 | 0 | 36.09 | 36.07 | 0.01 | 0
2015 | MISO_W_2_MISO_MO-IL | MISO_W | MISO_MO-IL | Internal | Shoulder | B15 | 1203 | 3800 | 0 | 33.47 | 33.41 | 0.01 | 0
2015 | MISO_W_2_MISO_MO-IL | MISO_W | MISO_MO-IL | Internal | Summer | B1 | 10 | 3800 | 1178.4 | 59.38 | 59.39 | 0.01 | 0
2015 | MISO_W_2_MISO_MO-IL | MISO_W | MISO_MO-IL | Internal | Summer | B2 | 25 | 3800 | 0.29 | 57.28 | 57.28 | 0.01 | 0
2015 | MISO_W_2_MISO_MO-IL | MISO_W | MISO_MO-IL | Internal | Summer | B3 | 75 | 3800 | 0 | 56.67 | 56.4 | 0.01 | 0
2015 | MISO_W_2_MISO_MO-IL | MISO_W | MISO_MO-IL | Internal | Summer | B4 | 100 | 3800 | 0 | 55.69 | 54.94 | 0.01 | 0
2015 | MISO_W_2_MISO_MO-IL | MISO_W | MISO_MO-IL | Internal | Summer | B5 | 200 | 3800 | 0.02 | 47.38 | 47.36 | 0.01 | 0
2015 | MISO_W_2_MISO_MO-IL | MISO_W | MISO_MO-IL | Internal | Summer | B6 | 300 | 3800 | 0.01 | 42.05 | 42.04 | 0.01 | 0
2015 | MISO_W_2_MISO_MO-IL | MISO_W | MISO_MO-IL | Internal | Summer | B7 | 400 | 3800 | 0.01 | 35.92 | 35.92 | 0.01 | 0
2015 | MISO_W_2_MISO_MO-IL | MISO_W | MISO_MO-IL | Internal | Summer | B8 | 500 | 3800 | 1197.98 | 33.53 | 33.54 | 0.01 | 0
2015 | MISO_W_2_MISO_MO-IL | MISO_W | MISO_MO-IL | Internal | Summer | B9 | 800 | 3800 | 0 | 32.9 | 32.9 | 0.01 | 0
2015 | MISO_W_2_MISO_MO-IL | MISO_W | MISO_MO-IL | Internal | Summer | B10 | 1262 | 3800 | 0 | 31.1 | 31.09 | 0.01 | 0
2015 | MISO_W_2_MISO_MO-IL | MISO_W | MISO_MO-IL | Internal | Winter | B16 | 25 | 3800 | 852.61 | 46.86 | 46.88 | 0.01 | 0
2015 | MISO_W_2_MISO_MO-IL | MISO_W | MISO_MO-IL | Internal | Winter | B17 | 100 | 3800 | 768.31 | 41.4 | 41.41 | 0.01 | 0
2015 | MISO_W_2_MISO_MO-IL | MISO_W | MISO_MO-IL | Internal | Winter | B18 | 400 | 3800 | 0 | 37.98 | 37.97 | 0.01 | 0
2015 | MISO_W_2_MISO_MO-IL | MISO_W | MISO_MO-IL | Internal | Winter | B19 | 700 | 3800 | 0 | 36.56 | 36.47 | 0.01 | 0
2015 | MISO_W_2_MISO_MO-IL | MISO_W | MISO_MO-IL | Internal | Winter | B20 | 935 | 3800 | 0 | 32.89 | 32.89 | 0.01 | 0
2015 | MISO_W_2_MISO_WUMS | MISO_W | MISO_WUMS | Internal | Shoulder | B11 | 25 | 1629 | 609.87 | 46.93 | 46.94 | 0.01 | 0
2015 | MISO_W_2_MISO_WUMS | MISO_W | MISO_WUMS | Internal | Shoulder | B12 | 200 | 1629 | 1628.97 | 40 | 40.02 | 0.01 | 0.01
2015 | MISO_W_2_MISO_WUMS | MISO_W | MISO_WUMS | Internal | Shoulder | B13 | 600 | 1629 | 1629 | 37.09 | 37.55 | 0.01 | 0.45
2015 | MISO_W_2_MISO_WUMS | MISO_W | MISO_WUMS | Internal | Shoulder | B14 | 900 | 1629 | 1007.52 | 36.09 | 36.1 | 0.01 | 0
2015 | MISO_W_2_MISO_WUMS | MISO_W | MISO_WUMS | Internal | Shoulder | B15 | 1203 | 1629 | 684.22 | 33.47 | 33.48 | 0.01 | 0
2015 | MISO_W_2_MISO_WUMS | MISO_W | MISO_WUMS | Internal | Summer | B1 | 10 | 1629 | 777 | 59.38 | 59.39 | 0.01 | 0
2015 | MISO_W_2_MISO_WUMS | MISO_W | MISO_WUMS | Internal | Summer | B2 | 25 | 1629 | 1065.25 | 57.28 | 57.29 | 0.01 | 0
2015 | MISO_W_2_MISO_WUMS | MISO_W | MISO_WUMS | Internal | Summer | B3 | 75 | 1629 | 1503.17 | 56.67 | 56.68 | 0.01 | 0
2015 | MISO_W_2_MISO_WUMS | MISO_W | MISO_WUMS | Internal | Summer | B4 | 100 | 1629 | 757.71 | 55.69 | 55.7 | 0.01 | 0
2015 | MISO_W_2_MISO_WUMS | MISO_W | MISO_WUMS | Internal | Summer | B5 | 200 | 1629 | 201.28 | 47.38 | 47.39 | 0.01 | 0
2015 | MISO_W_2_MISO_WUMS | MISO_W | MISO_WUMS | Internal | Summer | B6 | 300 | 1629 | 0.02 | 42.05 | 42.05 | 0.01 | 0
2015 | MISO_W_2_MISO_WUMS | MISO_W | MISO_WUMS | Internal | Summer | B7 | 400 | 1629 | 1142.89 | 35.92 | 35.94 | 0.01 | 0
2015 | MISO_W_2_MISO_WUMS | MISO_W | MISO_WUMS | Internal | Summer | B8 | 500 | 1629 | 1629 | 33.53 | 34.47 | 0.01 | 0.93
2015 | MISO_W_2_MISO_WUMS | MISO_W | MISO_WUMS | Internal | Summer | B9 | 800 | 1629 | 1481.2 | 32.9 | 32.92 | 0.01 | 0
2015 | MISO_W_2_MISO_WUMS | MISO_W | MISO_WUMS | Internal | Summer | B10 | 1262 | 1629 | 1629 | 31.1 | 31.97 | 0.01 | 0.86
2015 | MISO_W_2_MISO_WUMS | MISO_W | MISO_WUMS | Internal | Winter | B16 | 25 | 1629 | 1628.7 | 46.86 | 46.89 | 0.01 | 0.01
2015 | MISO_W_2_MISO_WUMS | MISO_W | MISO_WUMS | Internal | Winter | B17 | 100 | 1629 | 1575.54 | 41.4 | 41.41 | 0.01 | 0
2015 | MISO_W_2_MISO_WUMS | MISO_W | MISO_WUMS | Internal | Winter | B18 | 400 | 1629 | 413.61 | 37.98 | 37.99 | 0.01 | 0
2015 | MISO_W_2_MISO_WUMS | MISO_W | MISO_WUMS | Internal | Winter | B19 | 700 | 1629 | 342.84 | 36.56 | 36.57 | 0.01 | 0
2015 | MISO_W_2_MISO_WUMS | MISO_W | MISO_WUMS | Internal | Winter | B20 | 935 | 1629 | 1629 | 32.89 | 33.92 | 0.01 | 1.02
2015 | MISO_W_2_NE | MISO_W | NE | Internal | Shoulder | B11 | 25 | 2800 | 0 | 46.93 | 46.93 | 7 | 0
2015 | MISO_W_2_NE | MISO_W | NE | Internal | Shoulder | B12 | 200 | 2800 | 0 | 40 | 37.99 | 7 | 0
2015 | MISO_W_2_NE | MISO_W | NE | Internal | Shoulder | B13 | 600 | 2800 | 0 | 37.09 | 37.09 | 7 | 0
2015 | MISO_W_2_NE | MISO_W | NE | Internal | Shoulder | B14 | 900 | 2800 | 0 | 36.09 | 36.33 | 7 | 0
2015 | MISO_W_2_NE | MISO_W | NE | Internal | Shoulder | B15 | 1203 | 2800 | 0 | 33.47 | 36.29 | 7 | 0
2015 | MISO_W_2_NE | MISO_W | NE | Internal | Summer | B1 | 10 | 2800 | 0 | 59.38 | 58.75 | 7 | 0
2015 | MISO_W_2_NE | MISO_W | NE | Internal | Summer | B2 | 25 | 2800 | 0 | 57.28 | 57.36 | 7 | 0
2015 | MISO_W_2_NE | MISO_W | NE | Internal | Summer | B3 | 75 | 2800 | 0 | 56.67 | 57.36 | 7 | 0
2015 | MISO_W_2_NE | MISO_W | NE | Internal | Summer | B4 | 100 | 2800 | 0 | 55.69 | 56.95 | 7 | 0
2015 | MISO_W_2_NE | MISO_W | NE | Internal | Summer | B5 | 200 | 2800 | 0 | 47.38 | 52.81 | 7 | 0
2015 | MISO_W_2_NE | MISO_W | NE | Internal | Summer | B6 | 300 | 2800 | 0 | 42.05 | 42.05 | 7 | 0
2015 | MISO_W_2_NE | MISO_W | NE | Internal | Summer | B7 | 400 | 2800 | 0 | 35.92 | 35.92 | 7 | 0
2015 | MISO_W_2_NE | MISO_W | NE | Internal | Summer | B8 | 500 | 2800 | 0 | 33.53 | 33.53 | 7 | 0
2015 | MISO_W_2_NE | MISO_W | NE | Internal | Summer | B9 | 800 | 2800 | 0 | 32.9 | 33.53 | 7 | 0
2015 | MISO_W_2_NE | MISO_W | NE | Internal | Summer | B10 | 1262 | 2800 | 0 | 31.1 | 32.89 | 7 | 0
2015 | MISO_W_2_NE | MISO_W | NE | Internal | Winter | B16 | 25 | 2800 | 0 | 46.86 | 45.78 | 7 | 0
2015 | MISO_W_2_NE | MISO_W | NE | Internal | Winter | B17 | 100 | 2800 | 0 | 41.4 | 38.71 | 7 | 0
2015 | MISO_W_2_NE | MISO_W | NE | Internal | Winter | B18 | 400 | 2800 | 0 | 37.98 | 38.62 | 7 | 0
2015 | MISO_W_2_NE | MISO_W | NE | Internal | Winter | B19 | 700 | 2800 | 0 | 36.56 | 38.62 | 7 | 0
2015 | MISO_W_2_NE | MISO_W | NE | Internal | Winter | B20 | 935 | 2800 | 0 | 32.89 | 33.92 | 7 | 0
2015 | MISO_W_2_PJM_ROR | MISO_W | PJM_ROR | Internal | Shoulder | B11 | 25 | 773 | 0.01 | 46.93 | 48.62 | 2 | 0
2015 | MISO_W_2_PJM_ROR | MISO_W | PJM_ROR | Internal | Shoulder | B12 | 200 | 773 | 772.98 | 40 | 42.02 | 2 | 0.02
2015 | MISO_W_2_PJM_ROR | MISO_W | PJM_ROR | Internal | Shoulder | B13 | 600 | 773 | 773 | 37.09 | 39.55 | 2 | 0.46
2015 | MISO_W_2_PJM_ROR | MISO_W | PJM_ROR | Internal | Shoulder | B14 | 900 | 773 | 679.71 | 36.09 | 38.09 | 2 | 0
2015 | MISO_W_2_PJM_ROR | MISO_W | PJM_ROR | Internal | Shoulder | B15 | 1203 | 773 | 0 | 33.47 | 35.41 | 2 | 0
2015 | MISO_W_2_PJM_ROR | MISO_W | PJM_ROR | Internal | Summer | B1 | 10 | 773 | 772.49 | 59.38 | 61.39 | 2 | 0.01
2015 | MISO_W_2_PJM_ROR | MISO_W | PJM_ROR | Internal | Summer | B2 | 25 | 773 | 624.35 | 57.28 | 59.28 | 2 | 0
2015 | MISO_W_2_PJM_ROR | MISO_W | PJM_ROR | Internal | Summer | B3 | 75 | 773 | 0 | 56.67 | 56.94 | 2 | 0
2015 | MISO_W_2_PJM_ROR | MISO_W | PJM_ROR | Internal | Summer | B4 | 100 | 773 | 0 | 55.69 | 56.94 | 2 | 0
2015 | MISO_W_2_PJM_ROR | MISO_W | PJM_ROR | Internal | Summer | B5 | 200 | 773 | 0.04 | 47.38 | 49.36 | 2 | 0
2015 | MISO_W_2_PJM_ROR | MISO_W | PJM_ROR | Internal | Summer | B6 | 300 | 773 | 82.23 | 42.05 | 44.05 | 2 | 0
2015 | MISO_W_2_PJM_ROR | MISO_W | PJM_ROR | Internal | Summer | B7 | 400 | 773 | 772.98 | 35.92 | 37.94 | 2 | 0.01
2015 | MISO_W_2_PJM_ROR | MISO_W | PJM_ROR | Internal | Summer | B8 | 500 | 773 | 773 | 33.53 | 36.47 | 2 | 0.94
2015 | MISO_W_2_PJM_ROR | MISO_W | PJM_ROR | Internal | Summer | B9 | 800 | 773 | 146.8 | 32.9 | 34.9 | 2 | 0
2015 | MISO_W_2_PJM_ROR | MISO_W | PJM_ROR | Internal | Summer | B10 | 1262 | 773 | 0 | 31.1 | 33.09 | 2 | 0
2015 | MISO_W_2_PJM_ROR | MISO_W | PJM_ROR | Internal | Winter | B16 | 25 | 773 | 772.87 | 46.86 | 48.89 | 2 | 0.02
2015 | MISO_W_2_PJM_ROR | MISO_W | PJM_ROR | Internal | Winter | B17 | 100 | 773 | 773 | 41.4 | 45.43 | 2 | 2.02
2015 | MISO_W_2_PJM_ROR | MISO_W | PJM_ROR | Internal | Winter | B18 | 400 | 773 | 538.27 | 37.98 | 39.98 | 2 | 0
2015 | MISO_W_2_PJM_ROR | MISO_W | PJM_ROR | Internal | Winter | B19 | 700 | 773 | 0 | 36.56 | 38.48 | 2 | 0
2015 | MISO_W_2_PJM_ROR | MISO_W | PJM_ROR | Internal | Winter | B20 | 935 | 773 | 49.64 | 32.89 | 34.89 | 2 | 0
2015 | MISO_W_2_SPP_N | MISO_W | SPP_N | Internal | Shoulder | B11 | 25 | 3200 | 705.71 | 46.93 | 53.93 | 7 | 0
2015 | MISO_W_2_SPP_N | MISO_W | SPP_N | Internal | Shoulder | B12 | 200 | 3200 | 0 | 40 | 38 | 7 | 0
2015 | MISO_W_2_SPP_N | MISO_W | SPP_N | Internal | Shoulder | B13 | 600 | 3200 | 0 | 37.09 | 37.1 | 7 | 0
2015 | MISO_W_2_SPP_N | MISO_W | SPP_N | Internal | Shoulder | B14 | 900 | 3200 | 0 | 36.09 | 36.34 | 7 | 0
2015 | MISO_W_2_SPP_N | MISO_W | SPP_N | Internal | Shoulder | B15 | 1203 | 3200 | 0 | 33.47 | 36.3 | 7 | 0
2015 | MISO_W_2_SPP_N | MISO_W | SPP_N | Internal | Summer | B1 | 10 | 3200 | 0 | 59.38 | 58.76 | 7 | 0
2015 | MISO_W_2_SPP_N | MISO_W | SPP_N | Internal | Summer | B2 | 25 | 3200 | 0 | 57.28 | 58.76 | 7 | 0
2015 | MISO_W_2_SPP_N | MISO_W | SPP_N | Internal | Summer | B3 | 75 | 3200 | 0 | 56.67 | 58.76 | 7 | 0
2015 | MISO_W_2_SPP_N | MISO_W | SPP_N | Internal | Summer | B4 | 100 | 3200 | 0 | 55.69 | 56.96 | 7 | 0
2015 | MISO_W_2_SPP_N | MISO_W | SPP_N | Internal | Summer | B5 | 200 | 3200 | 0 | 47.38 | 52.82 | 7 | 0
2015 | MISO_W_2_SPP_N | MISO_W | SPP_N | Internal | Summer | B6 | 300 | 3200 | 1239.63 | 42.05 | 49.05 | 7 | 0
2015 | MISO_W_2_SPP_N | MISO_W | SPP_N | Internal | Summer | B7 | 400 | 3200 | 0 | 35.92 | 42.62 | 7 | 0
2015 | MISO_W_2_SPP_N | MISO_W | SPP_N | Internal | Summer | B8 | 500 | 3200 | 0 | 33.53 | 36.69 | 7 | 0
2015 | MISO_W_2_SPP_N | MISO_W | SPP_N | Internal | Summer | B9 | 800 | 3200 | 0 | 32.9 | 35.12 | 7 | 0
2015 | MISO_W_2_SPP_N | MISO_W | SPP_N | Internal | Summer | B10 | 1262 | 3200 | 0 | 31.1 | 34.55 | 7 | 0
2015 | MISO_W_2_SPP_N | MISO_W | SPP_N | Internal | Winter | B16 | 25 | 3200 | 0 | 46.86 | 45.79 | 7 | 0
2015 | MISO_W_2_SPP_N | MISO_W | SPP_N | Internal | Winter | B17 | 100 | 3200 | 0 | 41.4 | 38.72 | 7 | 0
2015 | MISO_W_2_SPP_N | MISO_W | SPP_N | Internal | Winter | B18 | 400 | 3200 | 0 | 37.98 | 38.72 | 7 | 0
2015 | MISO_W_2_SPP_N | MISO_W | SPP_N | Internal | Winter | B19 | 700 | 3200 | 0 | 36.56 | 38.63 | 7 | 0
2015 | MISO_W_2_SPP_N | MISO_W | SPP_N | Internal | Winter | B20 | 935 | 3200 | 0 | 32.89 | 38.07 | 7 | 0
2015 | MISO_WUMS_2_MISO_MI | MISO_WUMS | MISO_MI | Internal | Shoulder | B11 | 25 | 99 | 0.09 | 46.94 | 46.92 | 0.01 | 0
2015 | MISO_WUMS_2_MISO_MI | MISO_WUMS | MISO_MI | Internal | Shoulder | B12 | 200 | 99 | 0.03 | 40.02 | 40.02 | 0.01 | 0
2015 | MISO_WUMS_2_MISO_MI | MISO_WUMS | MISO_MI | Internal | Shoulder | B13 | 600 | 99 | 0.01 | 37.55 | 37.55 | 0.01 | 0
2015 | MISO_WUMS_2_MISO_MI | MISO_WUMS | MISO_MI | Internal | Shoulder | B14 | 900 | 99 | 0 | 36.1 | 36.1 | 0.01 | 0
2015 | MISO_WUMS_2_MISO_MI | MISO_WUMS | MISO_MI | Internal | Shoulder | B15 | 1203 | 99 | 99 | 33.48 | 33.77 | 0.01 | 0.27
2015 | MISO_WUMS_2_MISO_MI | MISO_WUMS | MISO_MI | Internal | Summer | B1 | 10 | 99 | 0 | 59.39 | 57.41 | 0.01 | 0
2015 | MISO_WUMS_2_MISO_MI | MISO_WUMS | MISO_MI | Internal | Summer | B2 | 25 | 99 | 0.13 | 57.29 | 57.28 | 0.01 | 0
2015 | MISO_WUMS_2_MISO_MI | MISO_WUMS | MISO_MI | Internal | Summer | B3 | 75 | 99 | 0 | 56.68 | 51.97 | 0.01 | 0
2015 | MISO_WUMS_2_MISO_MI | MISO_WUMS | MISO_MI | Internal | Summer | B4 | 100 | 99 | 0 | 55.7 | 51.97 | 0.01 | 0
2015 | MISO_WUMS_2_MISO_MI | MISO_WUMS | MISO_MI | Internal | Summer | B5 | 200 | 99 | 0 | 47.39 | 47.35 | 0.01 | 0
2015 | MISO_WUMS_2_MISO_MI | MISO_WUMS | MISO_MI | Internal | Summer | B6 | 300 | 99 | 0.01 | 42.05 | 42.04 | 0.01 | 0
2015 | MISO_WUMS_2_MISO_MI | MISO_WUMS | MISO_MI | Internal | Summer | B7 | 400 | 99 | 0.02 | 35.94 | 35.94 | 0.01 | 0
2015 | MISO_WUMS_2_MISO_MI | MISO_WUMS | MISO_MI | Internal | Summer | B8 | 500 | 99 | 0 | 34.47 | 34.46 | 0.01 | 0
2015 | MISO_WUMS_2_MISO_MI | MISO_WUMS | MISO_MI | Internal | Summer | B9 | 800 | 99 | 99 | 32.92 | 33.07 | 0.01 | 0.14
2015 | MISO_WUMS_2_MISO_MI | MISO_WUMS | MISO_MI | Internal | Summer | B10 | 1262 | 99 | 99 | 31.97 | 32.3 | 0.01 | 0.32
2015 | MISO_WUMS_2_MISO_MI | MISO_WUMS | MISO_MI | Internal | Winter | B16 | 25 | 99 | 0.13 | 46.89 | 46.88 | 0.01 | 0
2015 | MISO_WUMS_2_MISO_MI | MISO_WUMS | MISO_MI | Internal | Winter | B17 | 100 | 99 | 99 | 41.41 | 43.01 | 0.01 | 1.58
2015 | MISO_WUMS_2_MISO_MI | MISO_WUMS | MISO_MI | Internal | Winter | B18 | 400 | 99 | 0.02 | 37.99 | 37.99 | 0.01 | 0
2015 | MISO_WUMS_2_MISO_MI | MISO_WUMS | MISO_MI | Internal | Winter | B19 | 700 | 99 | 0 | 36.57 | 36.5 | 0.01 | 0
2015 | MISO_WUMS_2_MISO_MI | MISO_WUMS | MISO_MI | Internal | Winter | B20 | 935 | 99 | 0 | 33.92 | 33.27 | 0.01 | 0
2015 | MISO_WUMS_2_MISO_W | MISO_WUMS | MISO_W | Internal | Shoulder | B11 | 25 | 1137 | 0.14 | 46.94 | 46.93 | 0.01 | 0
2015 | MISO_WUMS_2_MISO_W | MISO_WUMS | MISO_W | Internal | Shoulder | B12 | 200 | 1137 | 0.01 | 40.02 | 40 | 0.01 | 0
2015 | MISO_WUMS_2_MISO_W | MISO_WUMS | MISO_W | Internal | Shoulder | B13 | 600 | 1137 | 0 | 37.55 | 37.09 | 0.01 | 0
2015 | MISO_WUMS_2_MISO_W | MISO_WUMS | MISO_W | Internal | Shoulder | B14 | 900 | 1137 | 0 | 36.1 | 36.09 | 0.01 | 0
2015 | MISO_WUMS_2_MISO_W | MISO_WUMS | MISO_W | Internal | Shoulder | B15 | 1203 | 1137 | 0 | 33.48 | 33.47 | 0.01 | 0
2015 | MISO_WUMS_2_MISO_W | MISO_WUMS | MISO_W | Internal | Summer | B1 | 10 | 1137 | 0.34 | 59.39 | 59.38 | 0.01 | 0
2015 | MISO_WUMS_2_MISO_W | MISO_WUMS | MISO_W | Internal | Summer | B2 | 25 | 1137 | 0.14 | 57.29 | 57.28 | 0.01 | 0
2015 | MISO_WUMS_2_MISO_W | MISO_WUMS | MISO_W | Internal | Summer | B3 | 75 | 1137 | 0.05 | 56.68 | 56.67 | 0.01 | 0
2015 | MISO_WUMS_2_MISO_W | MISO_WUMS | MISO_W | Internal | Summer | B4 | 100 | 1137 | 0.04 | 55.7 | 55.69 | 0.01 | 0
2015 | MISO_WUMS_2_MISO_W | MISO_WUMS | MISO_W | Internal | Summer | B5 | 200 | 1137 | 0.02 | 47.39 | 47.38 | 0.01 | 0
2015 | MISO_WUMS_2_MISO_W | MISO_WUMS | MISO_W | Internal | Summer | B6 | 300 | 1137 | 0.03 | 42.05 | 42.05 | 0.01 | 0
2015 | MISO_WUMS_2_MISO_W | MISO_WUMS | MISO_W | Internal | Summer | B7 | 400 | 1137 | 0 | 35.94 | 35.92 | 0.01 | 0
2015 | MISO_WUMS_2_MISO_W | MISO_WUMS | MISO_W | Internal | Summer | B8 | 500 | 1137 | 0 | 34.47 | 33.53 | 0.01 | 0
2015 | MISO_WUMS_2_MISO_W | MISO_WUMS | MISO_W | Internal | Summer | B9 | 800 | 1137 | 0 | 32.92 | 32.9 | 0.01 | 0
2015 | MISO_WUMS_2_MISO_W | MISO_WUMS | MISO_W | Internal | Summer | B10 | 1262 | 1137 | 0 | 31.97 | 31.1 | 0.01 | 0
2015 | MISO_WUMS_2_MISO_W | MISO_WUMS | MISO_W | Internal | Winter | B16 | 25 | 1137 | 0.09 | 46.89 | 46.86 | 0.01 | 0
2015 | MISO_WUMS_2_MISO_W | MISO_WUMS | MISO_W | Internal | Winter | B17 | 100 | 1137 | 0.03 | 41.41 | 41.4 | 0.01 | 0
2015 | MISO_WUMS_2_MISO_W | MISO_WUMS | MISO_W | Internal | Winter | B18 | 400 | 1137 | 0 | 37.99 | 37.98 | 0.01 | 0
2015 | MISO_WUMS_2_MISO_W | MISO_WUMS | MISO_W | Internal | Winter | B19 | 700 | 1137 | 0 | 36.57 | 36.56 | 0.01 | 0
2015 | MISO_WUMS_2_MISO_W | MISO_WUMS | MISO_W | Internal | Winter | B20 | 935 | 1137 | 0 | 33.92 | 32.89 | 0.01 | 0
2015 | MISO_WUMS_2_PJM_ROR | MISO_WUMS | PJM_ROR | Internal | Shoulder | B11 | 25 | 1600 | 0.01 | 46.94 | 48.62 | 2 | 0
2015 | MISO_WUMS_2_PJM_ROR | MISO_WUMS | PJM_ROR | Internal | Shoulder | B12 | 200 | 1600 | 627.16 | 40.02 | 42.02 | 2 | 0
2015 | MISO_WUMS_2_PJM_ROR | MISO_WUMS | PJM_ROR | Internal | Shoulder | B13 | 600 | 1600 | 510.04 | 37.55 | 39.55 | 2 | 0
2015 | MISO_WUMS_2_PJM_ROR | MISO_WUMS | PJM_ROR | Internal | Shoulder | B14 | 900 | 1600 | 0 | 36.1 | 38.09 | 2 | 0
2015 | MISO_WUMS_2_PJM_ROR | MISO_WUMS | PJM_ROR | Internal | Shoulder | B15 | 1203 | 1600 | 0 | 33.48 | 35.41 | 2 | 0
2015 | MISO_WUMS_2_PJM_ROR | MISO_WUMS | PJM_ROR | Internal | Summer | B1 | 10 | 1600 | 1548.46 | 59.39 | 61.39 | 2 | 0
2015 | MISO_WUMS_2_PJM_ROR | MISO_WUMS | PJM_ROR | Internal | Summer | B2 | 25 | 1600 | 0.28 | 57.29 | 59.28 | 2 | 0
2015 | MISO_WUMS_2_PJM_ROR | MISO_WUMS | PJM_ROR | Internal | Summer | B3 | 75 | 1600 | 0 | 56.68 | 56.94 | 2 | 0
2015 | MISO_WUMS_2_PJM_ROR | MISO_WUMS | PJM_ROR | Internal | Summer | B4 | 100 | 1600 | 0 | 55.7 | 56.94 | 2 | 0
2015 | MISO_WUMS_2_PJM_ROR | MISO_WUMS | PJM_ROR | Internal | Summer | B5 | 200 | 1600 | 0.02 | 47.39 | 49.36 | 2 | 0
2015 | MISO_WUMS_2_PJM_ROR | MISO_WUMS | PJM_ROR | Internal | Summer | B6 | 300 | 1600 | 235.59 | 42.05 | 44.05 | 2 | 0
2015 | MISO_WUMS_2_PJM_ROR | MISO_WUMS | PJM_ROR | Internal | Summer | B7 | 400 | 1600 | 235.28 | 35.94 | 37.94 | 2 | 0
2015 | MISO_WUMS_2_PJM_ROR | MISO_WUMS | PJM_ROR | Internal | Summer | B8 | 500 | 1600 | 1048.38 | 34.47 | 36.47 | 2 | 0
2015 | MISO_WUMS_2_PJM_ROR | MISO_WUMS | PJM_ROR | Internal | Summer | B9 | 800 | 1600 | 0 | 32.92 | 34.9 | 2 | 0
2015 | MISO_WUMS_2_PJM_ROR | MISO_WUMS | PJM_ROR | Internal | Summer | B10 | 1262 | 1600 | 0 | 31.97 | 33.09 | 2 | 0
2015 | MISO_WUMS_2_PJM_ROR | MISO_WUMS | PJM_ROR | Internal | Winter | B16 | 25 | 1600 | 1549.71 | 46.89 | 48.89 | 2 | 0
2015 | MISO_WUMS_2_PJM_ROR | MISO_WUMS | PJM_ROR | Internal | Winter | B17 | 100 | 1600 | 1600 | 41.41 | 45.43 | 2 | 2.01
2015 | MISO_WUMS_2_PJM_ROR | MISO_WUMS | PJM_ROR | Internal | Winter | B18 | 400 | 1600 | 0.02 | 37.99 | 39.98 | 2 | 0
2015 | MISO_WUMS_2_PJM_ROR | MISO_WUMS | PJM_ROR | Internal | Winter | B19 | 700 | 1600 | 0 | 36.57 | 38.48 | 2 | 0
2015 | MISO_WUMS_2_PJM_ROR | MISO_WUMS | PJM_ROR | Internal | Winter | B20 | 935 | 1600 | 0 | 33.92 | 34.89 | 2 | 0
2015 | NE_2_MAPP_US | NE | MAPP_US | Internal | Shoulder | B11 | 25 | 1600 | 0 | 46.93 | 39.93 | 5 | 0
2015 | NE_2_MAPP_US | NE | MAPP_US | Internal | Shoulder | B12 | 200 | 1600 | 0 | 37.99 | 33 | 5 | 0
2015 | NE_2_MAPP_US | NE | MAPP_US | Internal | Shoulder | B13 | 600 | 1600 | 0 | 37.09 | 30.09 | 5 | 0
2015 | NE_2_MAPP_US | NE | MAPP_US | Internal | Shoulder | B14 | 900 | 1600 | 0 | 36.33 | 29.33 | 5 | 0
2015 | NE_2_MAPP_US | NE | MAPP_US | Internal | Shoulder | B15 | 1203 | 1600 | 0 | 36.29 | 29.29 | 5 | 0
2015 | NE_2_MAPP_US | NE | MAPP_US | Internal | Summer | B1 | 10 | 1600 | 0 | 58.75 | 52.38 | 5 | 0
2015 | NE_2_MAPP_US | NE | MAPP_US | Internal | Summer | B2 | 25 | 1600 | 0 | 57.36 | 50.36 | 5 | 0
2015 | NE_2_MAPP_US | NE | MAPP_US | Internal | Summer | B3 | 75 | 1600 | 0 | 57.36 | 50.36 | 5 | 0
2015 | NE_2_MAPP_US | NE | MAPP_US | Internal | Summer | B4 | 100 | 1600 | 0 | 56.95 | 49.95 | 5 | 0
2015 | NE_2_MAPP_US | NE | MAPP_US | Internal | Summer | B5 | 200 | 1600 | 0 | 52.81 | 45.81 | 5 | 0
2015 | NE_2_MAPP_US | NE | MAPP_US | Internal | Summer | B6 | 300 | 1600 | 0 | 42.05 | 35.05 | 5 | 0
2015 | NE_2_MAPP_US | NE | MAPP_US | Internal | Summer | B7 | 400 | 1600 | 0 | 35.92 | 28.92 | 5 | 0
2015 | NE_2_MAPP_US | NE | MAPP_US | Internal | Summer | B8 | 500 | 1600 | 0 | 33.53 | 26.53 | 5 | 0
2015 | NE_2_MAPP_US | NE | MAPP_US | Internal | Summer | B9 | 800 | 1600 | 0 | 33.53 | 26.53 | 5 | 0
2015 | NE_2_MAPP_US | NE | MAPP_US | Internal | Summer | B10 | 1262 | 1600 | 0 | 32.89 | 26.28 | 5 | 0
2015 | NE_2_MAPP_US | NE | MAPP_US | Internal | Winter | B16 | 25 | 1600 | 0 | 45.78 | 39.86 | 5 | 0
2015 | NE_2_MAPP_US | NE | MAPP_US | Internal | Winter | B17 | 100 | 1600 | 0 | 38.71 | 34.4 | 5 | 0
2015 | NE_2_MAPP_US | NE | MAPP_US | Internal | Winter | B18 | 400 | 1600 | 0 | 38.62 | 31.62 | 5 | 0
2015 | NE_2_MAPP_US | NE | MAPP_US | Internal | Winter | B19 | 700 | 1600 | 0 | 38.62 | 31.62 | 5 | 0
2015 | NE_2_MAPP_US | NE | MAPP_US | Internal | Winter | B20 | 935 | 1600 | 0 | 33.92 | 26.92 | 5 | 0
2015 | NE_2_MISO_W | NE | MISO_W | Internal | Shoulder | B11 | 25 | 1600 | 0 | 46.93 | 46.93 | 5 | 0
2015 | NE_2_MISO_W | NE | MISO_W | Internal | Shoulder | B12 | 200 | 1600 | 0 | 37.99 | 40 | 5 | 0
2015 | NE_2_MISO_W | NE | MISO_W | Internal | Shoulder | B13 | 600 | 1600 | 0 | 37.09 | 37.09 | 5 | 0
2015 | NE_2_MISO_W | NE | MISO_W | Internal | Shoulder | B14 | 900 | 1600 | 0 | 36.33 | 36.09 | 5 | 0
2015 | NE_2_MISO_W | NE | MISO_W | Internal | Shoulder | B15 | 1203 | 1600 | 0 | 36.29 | 33.47 | 5 | 0
2015 | NE_2_MISO_W | NE | MISO_W | Internal | Summer | B1 | 10 | 1600 | 0 | 58.75 | 59.38 | 5 | 0
2015 | NE_2_MISO_W | NE | MISO_W | Internal | Summer | B2 | 25 | 1600 | 0 | 57.36 | 57.28 | 5 | 0
2015 | NE_2_MISO_W | NE | MISO_W | Internal | Summer | B3 | 75 | 1600 | 0 | 57.36 | 56.67 | 5 | 0
2015 | NE_2_MISO_W | NE | MISO_W | Internal | Summer | B4 | 100 | 1600 | 0 | 56.95 | 55.69 | 5 | 0
2015 | NE_2_MISO_W | NE | MISO_W | Internal | Summer | B5 | 200 | 1600 | 0 | 52.81 | 47.38 | 5 | 0
2015 | NE_2_MISO_W | NE | MISO_W | Internal | Summer | B6 | 300 | 1600 | 0 | 42.05 | 42.05 | 5 | 0
2015 | NE_2_MISO_W | NE | MISO_W | Internal | Summer | B7 | 400 | 1600 | 0 | 35.92 | 35.92 | 5 | 0
2015 | NE_2_MISO_W | NE | MISO_W | Internal | Summer | B8 | 500 | 1600 | 0 | 33.53 | 33.53 | 5 | 0
2015 | NE_2_MISO_W | NE | MISO_W | Internal | Summer | B9 | 800 | 1600 | 0 | 33.53 | 32.9 | 5 | 0
2015 | NE_2_MISO_W | NE | MISO_W | Internal | Summer | B10 | 1262 | 1600 | 0 | 32.89 | 31.1 | 5 | 0
2015 | NE_2_MISO_W | NE | MISO_W | Internal | Winter | B16 | 25 | 1600 | 0 | 45.78 | 46.86 | 5 | 0
2015 | NE_2_MISO_W | NE | MISO_W | Internal | Winter | B17 | 100 | 1600 | 0 | 38.71 | 41.4 | 5 | 0
2015 | NE_2_MISO_W | NE | MISO_W | Internal | Winter | B18 | 400 | 1600 | 0 | 38.62 | 37.98 | 5 | 0
2015 | NE_2_MISO_W | NE | MISO_W | Internal | Winter | B19 | 700 | 1600 | 0 | 38.62 | 36.56 | 5 | 0
2015 | NE_2_MISO_W | NE | MISO_W | Internal | Winter | B20 | 935 | 1600 | 0 | 33.92 | 32.89 | 5 | 0
2015 | NE_2_SPP_N | NE | SPP_N | Internal | Shoulder | B11 | 25 | 1800 | 1800 | 46.93 | 53.93 | 0.01 | 6.99
2015 | NE_2_SPP_N | NE | SPP_N | Internal | Shoulder | B12 | 200 | 1800 | 1008.38 | 37.99 | 38 | 0.01 | 0
2015 | NE_2_SPP_N | NE | SPP_N | Internal | Shoulder | B13 | 600 | 1800 | 1427.93 | 37.09 | 37.1 | 0.01 | 0
2015 | NE_2_SPP_N | NE | SPP_N | Internal | Shoulder | B14 | 900 | 1800 | 1259.59 | 36.33 | 36.34 | 0.01 | 0
2015 | NE_2_SPP_N | NE | SPP_N | Internal | Shoulder | B15 | 1203 | 1800 | 1657.54 | 36.29 | 36.3 | 0.01 | 0
2015 | NE_2_SPP_N | NE | SPP_N | Internal | Summer | B1 | 10 | 1800 | 1326.99 | 58.75 | 58.76 | 0.01 | 0
2015 | NE_2_SPP_N | NE | SPP_N | Internal | Summer | B2 | 25 | 1800 | 1800 | 57.36 | 58.76 | 0.01 | 1.4
2015 | NE_2_SPP_N | NE | SPP_N | Internal | Summer | B3 | 75 | 1800 | 1800 | 57.36 | 58.76 | 0.01 | 1.4
2015 | NE_2_SPP_N | NE | SPP_N | Internal | Summer | B4 | 100 | 1800 | 1358.65 | 56.95 | 56.96 | 0.01 | 0
2015 | NE_2_SPP_N | NE | SPP_N | Internal | Summer | B5 | 200 | 1800 | 1624.28 | 52.81 | 52.82 | 0.01 | 0
2015 | NE_2_SPP_N | NE | SPP_N | Internal | Summer | B6 | 300 | 1800 | 1800 | 42.05 | 49.05 | 0.01 | 6.99
2015 | NE_2_SPP_N | NE | SPP_N | Internal | Summer | B7 | 400 | 1800 | 1800 | 35.92 | 42.62 | 0.01 | 6.68
2015 | NE_2_SPP_N | NE | SPP_N | Internal | Summer | B8 | 500 | 1800 | 1800 | 33.53 | 36.69 | 0.01 | 3.15
2015 | NE_2_SPP_N | NE | SPP_N | Internal | Summer | B9 | 800 | 1800 | 1800 | 33.53 | 35.12 | 0.01 | 1.58
2015 | NE_2_SPP_N | NE | SPP_N | Internal | Summer | B10 | 1262 | 1800 | 1800 | 32.89 | 34.55 | 0.01 | 1.65
2015 | NE_2_SPP_N | NE | SPP_N | Internal | Winter | B16 | 25 | 1800 | 1010.92 | 45.78 | 45.79 | 0.01 | 0
2015 | NE_2_SPP_N | NE | SPP_N | Internal | Winter | B17 | 100 | 1800 | 1020.97 | 38.71 | 38.72 | 0.01 | 0
2015 | NE_2_SPP_N | NE | SPP_N | Internal | Winter | B18 | 400 | 1800 | 1800 | 38.62 | 38.72 | 0.01 | 0.08
2015 | NE_2_SPP_N | NE | SPP_N | Internal | Winter | B19 | 700 | 1800 | 1252.34 | 38.62 | 38.63 | 0.01 | 0
2015 | NE_2_SPP_N | NE | SPP_N | Internal | Winter | B20 | 935 | 1800 | 1800 | 33.92 | 38.07 | 0.01 | 4.14
2015 | NEISO_2_NYISO_A-F | NEISO | NYISO_A-F | Internal | Shoulder | B11 | 25 | 600 | 600 | 36.73 | 40.61 | 3 | 0.88
2015 | NEISO_2_NYISO_A-F | NEISO | NYISO_A-F | Internal | Shoulder | B12 | 200 | 600 | 600 | 36.73 | 39.99 | 3 | 0.26
2015 | NEISO_2_NYISO_A-F | NEISO | NYISO_A-F | Internal | Shoulder | B13 | 600 | 600 | 0 | 36.73 | 38.42 | 3 | 0
2015 | NEISO_2_NYISO_A-F | NEISO | NYISO_A-F | Internal | Shoulder | B14 | 900 | 600 | 0 | 36.73 | 38.42 | 3 | 0
2015 | NEISO_2_NYISO_A-F | NEISO | NYISO_A-F | Internal | Shoulder | B15 | 1203 | 600 | 0 | 36.73 | 38.42 | 3 | 0
2015 | NEISO_2_NYISO_A-F | NEISO | NYISO_A-F | Internal | Summer | B1 | 10 | 600 | 0 | 57.51 | 53.4 | 3 | 0
2015 | NEISO_2_NYISO_A-F | NEISO | NYISO_A-F | Internal | Summer | B2 | 25 | 600 | 0 | 53.66 | 51.8 | 3 | 0
2015 | NEISO_2_NYISO_A-F | NEISO | NYISO_A-F | Internal | Summer | B3 | 75 | 600 | 0 | 47.15 | 48.95 | 3 | 0
2015 | NEISO_2_NYISO_A-F | NEISO | NYISO_A-F | Internal | Summer | B4 | 100 | 600 | 600 | 37.76 | 45.28 | 3 | 4.52
2015 | NEISO_2_NYISO_A-F | NEISO | NYISO_A-F | Internal | Summer | B5 | 200 | 600 | 600 | 34.08 | 43 | 3 | 5.92
2015 | NEISO_2_NYISO_A-F | NEISO | NYISO_A-F | Internal | Summer | B6 | 300 | 600 | 600 | 34.08 | 42.04 | 3 | 4.96
2015 | NEISO_2_NYISO_A-F | NEISO | NYISO_A-F | Internal | Summer | B7 | 400 | 600 | 600 | 34.08 | 38.3 | 3 | 1.22
2015 | NEISO_2_NYISO_A-F | NEISO | NYISO_A-F | Internal | Summer | B8 | 500 | 600 | 596.98 | 34.08 | 37.08 | 3 | 0
2015 | NEISO_2_NYISO_A-F | NEISO | NYISO_A-F | Internal | Summer | B9 | 800 | 600 | 0 | 34.08 | 37.07 | 3 | 0
2015 | NEISO_2_NYISO_A-F | NEISO | NYISO_A-F | Internal | Summer | B10 | 1262 | 600 | 0 | 34.08 | 37.07 | 3 | 0
2015 | NEISO_2_NYISO_A-F | NEISO | NYISO_A-F | Internal | Winter | B16 | 25 | 600 | 0 | 44.99 | 45.86 | 3 | 0
2015 | NEISO_2_NYISO_A-F | NEISO | NYISO_A-F | Internal | Winter | B17 | 100 | 600 | 0 | 44.99 | 43.08 | 3 | 0
2015 | NEISO_2_NYISO_A-F | NEISO | NYISO_A-F | Internal | Winter | B18 | 400 | 600 | 0 | 44.99 | 43.08 | 3 | 0
2015 | NEISO_2_NYISO_A-F | NEISO | NYISO_A-F | Internal | Winter | B19 | 700 | 600 | 0 | 44.99 | 43.08 | 3 | 0
2015 | NEISO_2_NYISO_A-F | NEISO | NYISO_A-F | Internal | Winter | B20 | 935 | 600 | 0 | 44.99 | 43.08 | 3 | 0
2015 | NEISO_2_NYISO_G-I | NEISO | NYISO_G-I | Internal | Shoulder | B11 | 25 | 600 | 600 | 36.73 | 40.85 | 3 | 1.12
2015 | NEISO_2_NYISO_G-I | NEISO | NYISO_G-I | Internal | Shoulder | B12 | 200 | 600 | 600 | 36.73 | 40.85 | 3 | 1.12
2015 | NEISO_2_NYISO_G-I | NEISO | NYISO_G-I | Internal | Shoulder | B13 | 600 | 600 | 226.3 | 36.73 | 39.73 | 3 | 0
2015 | NEISO_2_NYISO_G-I | NEISO | NYISO_G-I | Internal | Shoulder | B14 | 900 | 600 | 0 | 36.73 | 39.38 | 3 | 0
2015 | NEISO_2_NYISO_G-I | NEISO | NYISO_G-I | Internal | Shoulder | B15 | 1203 | 600 | 0 | 36.73 | 38.43 | 3 | 0
2015 | NEISO_2_NYISO_G-I | NEISO | NYISO_G-I | Internal | Summer | B1 | 10 | 600 | 15.93 | 57.51 | 60.51 | 3 | 0
2015 | NEISO_2_NYISO_G-I | NEISO | NYISO_G-I | Internal | Summer | B2 | 25 | 600 | 0 | 53.66 | 54.06 | 3 | 0
2015 | NEISO_2_NYISO_G-I | NEISO | NYISO_G-I | Internal | Summer | B3 | 75 | 600 | 0.09 | 47.15 | 50.14 | 3 | 0
2015 | NEISO_2_NYISO_G-I | NEISO | NYISO_G-I | Internal | Summer | B4 | 100 | 600 | 600 | 37.76 | 50.14 | 3 | 9.38
2015 | NEISO_2_NYISO_G-I | NEISO | NYISO_G-I | Internal | Summer | B5 | 200 | 600 | 600 | 34.08 | 50.14 | 3 | 13.05
2015 | NEISO_2_NYISO_G-I | NEISO | NYISO_G-I | Internal | Summer | B6 | 300 | 600 | 600 | 34.08 | 50.08 | 3 | 12.99
2015 | NEISO_2_NYISO_G-I | NEISO | NYISO_G-I | Internal | Summer | B7 | 400 | 600 | 600 | 34.08 | 38.32 | 3 | 1.24
2015 | NEISO_2_NYISO_G-I | NEISO | NYISO_G-I | Internal | Summer | B8 | 500 | 600 | 600 | 34.08 | 37.75 | 3 | 0.67
2015 | NEISO_2_NYISO_G-I | NEISO | NYISO_G-I | Internal | Summer | B9 | 800 | 600 | 389.39 | 34.08 | 37.08 | 3 | 0
2015 | NEISO_2_NYISO_G-I | NEISO | NYISO_G-I | Internal | Summer | B10 | 1262 | 600 | 248.85 | 34.08 | 37.08 | 3 | 0
2015 | NEISO_2_NYISO_G-I | NEISO | NYISO_G-I | Internal | Winter | B16 | 25 | 600 | 600 | 44.99 | 51.77 | 3 | 3.78
2015 | NEISO_2_NYISO_G-I | NEISO | NYISO_G-I | Internal | Winter | B17 | 100 | 600 | 600 | 44.99 | 51.49 | 3 | 3.5
2015 | NEISO_2_NYISO_G-I | NEISO | NYISO_G-I | Internal | Winter | B18 | 400 | 600 | 600 | 44.99 | 50.29 | 3 | 2.3
2015 | NEISO_2_NYISO_G-I | NEISO | NYISO_G-I | Internal | Winter | B19 | 700 | 600 | 480.85 | 44.99 | 47.99 | 3 | 0
2015 | NEISO_2_NYISO_G-I | NEISO | NYISO_G-I | Internal | Winter | B20 | 935 | 600 | 0 | 44.99 | 46.43 | 3 | 0
2015 | NEISO_2_NYISO_J-K | NEISO | NYISO_J-K | Internal | Shoulder | B11 | 25 | 430 | 430 | 36.73 | 40.86 | 3 | 1.13
2015 | NEISO_2_NYISO_J-K | NEISO | NYISO_J-K | Internal | Shoulder | B12 | 200 | 430 | 430 | 36.73 | 40.86 | 3 | 1.13
2015 | NEISO_2_NYISO_J-K | NEISO | NYISO_J-K | Internal | Shoulder | B13 | 600 | 430 | 429.99 | 36.73 | 39.74 | 3 | 0.01
2015 | NEISO_2_NYISO_J-K | NEISO | NYISO_J-K | Internal | Shoulder | B14 | 900 | 430 | 0 | 36.73 | 39.39 | 3 | 0
2015 | NEISO_2_NYISO_J-K | NEISO | NYISO_J-K | Internal | Shoulder | B15 | 1203 | 430 | 0 | 36.73 | 38.44 | 3 | 0
2015 | NEISO_2_NYISO_J-K | NEISO | NYISO_J-K | Internal | Summer | B1 | 10 | 430 | 429.24 | 57.51 | 60.52 | 3 | 0.01
2015 | NEISO_2_NYISO_J-K | NEISO | NYISO_J-K | Internal | Summer | B2 | 25 | 430 | 0 | 53.66 | 54.07 | 3 | 0
2015 | NEISO_2_NYISO_J-K | NEISO | NYISO_J-K | Internal | Summer | B3 | 75 | 430 | 118.42 | 47.15 | 50.15 | 3 | 0
2015 | NEISO_2_NYISO_J-K | NEISO | NYISO_J-K | Internal | Summer | B4 | 100 | 430 | 430 | 37.76 | 50.15 | 3 | 9.39
2015 | NEISO_2_NYISO_J-K | NEISO | NYISO_J-K | Internal | Summer | B5 | 200 | 430 | 430 | 34.08 | 50.15 | 3 | 13.07
2015 | NEISO_2_NYISO_J-K | NEISO | NYISO_J-K | Internal | Summer | B6 | 300 | 430 | 430 | 34.08 | 50.09 | 3 | 13.01
2015 | NEISO_2_NYISO_J-K | NEISO | NYISO_J-K | Internal | Summer | B7 | 400 | 430 | 430 | 34.08 | 38.33 | 3 | 1.25
2015 | NEISO_2_NYISO_J-K | NEISO | NYISO_J-K | Internal | Summer | B8 | 500 | 430 | 430 | 34.08 | 37.77 | 3 | 0.69
2015 | NEISO_2_NYISO_J-K | NEISO | NYISO_J-K | Internal | Summer | B9 | 800 | 430 | 429.99 | 34.08 | 37.09 | 3 | 0.01
2015 | NEISO_2_NYISO_J-K | NEISO | NYISO_J-K | Internal | Summer | B10 | 1262 | 430 | 429.99 | 34.08 | 37.09 | 3 | 0.01
2015 | NEISO_2_NYISO_J-K | NEISO | NYISO_J-K | Internal | Winter | B16 | 25 | 430 | 430 | 44.99 | 51.78 | 3 | 3.79
2015 | NEISO_2_NYISO_J-K | NEISO | NYISO_J-K | Internal | Winter | B17 | 100 | 430 | 430 | 44.99 | 51.5 | 3 | 3.51
2015 | NEISO_2_NYISO_J-K | NEISO | NYISO_J-K | Internal | Winter | B18 | 400 | 430 | 430 | 44.99 | 50.3 | 3 | 2.31
2015 | NEISO_2_NYISO_J-K | NEISO | NYISO_J-K | Internal | Winter | B19 | 700 | 430 | 430 | 44.99 | 48.68 | 3 | 0.69
2015 | NEISO_2_NYISO_J-K | NEISO | NYISO_J-K | Internal | Winter | B20 | 935 | 430 | 0 | 44.99 | 46.44 | 3 | 0
2015 | NonRTO_Midwest_2_MISO_IN | NonRTO_Midwest | MISO_IN | Internal | Shoulder | B11 | 25 | 4450 | 0 | 54.93 | 46.93 | 8 | 0
2015 | NonRTO_Midwest_2_MISO_IN | NonRTO_Midwest | MISO_IN | Internal | Shoulder | B12 | 200 | 4450 | 0 | 48.02 | 40.02 | 8 | 0
2015 | NonRTO_Midwest_2_MISO_IN | NonRTO_Midwest | MISO_IN | Internal | Shoulder | B13 | 600 | 4450 | 0 | 44.78 | 37.54 | 8 | 0
2015 | NonRTO_Midwest_2_MISO_IN | NonRTO_Midwest | MISO_IN | Internal | Shoulder | B14 | 900 | 4450 | 0 | 35.62 | 36.09 | 8 | 0
2015 | NonRTO_Midwest_2_MISO_IN | NonRTO_Midwest | MISO_IN | Internal | Shoulder | B15 | 1203 | 4450 | 0 | 33.63 | 33.75 | 8 | 0
2015 | NonRTO_Midwest_2_MISO_IN | NonRTO_Midwest | MISO_IN | Internal | Summer | B1 | 10 | 4450 | 0 | 63.36 | 59.38 | 8 | 0
2015 | NonRTO_Midwest_2_MISO_IN | NonRTO_Midwest | MISO_IN | Internal | Summer | B2 | 25 | 4450 | 0 | 63.36 | 57.29 | 8 | 0
2015 | NonRTO_Midwest_2_MISO_IN | NonRTO_Midwest | MISO_IN | Internal | Summer | B3 | 75 | 4450 | 0 | 63.36 | 56.39 | 8 | 0
2015 | NonRTO_Midwest_2_MISO_IN | NonRTO_Midwest | MISO_IN | Internal | Summer | B4 | 100 | 4450 | 0 | 62.94 | 54.94 | 8 | 0
2015 | NonRTO_Midwest_2_MISO_IN | NonRTO_Midwest | MISO_IN | Internal | Summer | B5 | 200 | 4450 | 0 | 55.36 | 47.36 | 8 | 0
2015 | NonRTO_Midwest_2_MISO_IN | NonRTO_Midwest | MISO_IN | Internal | Summer | B6 | 300 | 4450 | 0 | 47.73 | 42.05 | 8 | 0
2015 | NonRTO_Midwest_2_MISO_IN | NonRTO_Midwest | MISO_IN | Internal | Summer | B7 | 400 | 4450 | 0 | 35.23 | 35.93 | 8 | 0
2015 | NonRTO_Midwest_2_MISO_IN | NonRTO_Midwest | MISO_IN | Internal | Summer | B8 | 500 | 4450 | 0 | 34.31 | 34.44 | 8 | 0
2015 | NonRTO_Midwest_2_MISO_IN | NonRTO_Midwest | MISO_IN | Internal | Summer | B9 | 800 | 4450 | 0 | 33.63 | 33.05 | 8 | 0
2015 | NonRTO_Midwest_2_MISO_IN | NonRTO_Midwest | MISO_IN | Internal | Summer | B10 | 1262 | 4450 | 0 | 32.97 | 32.29 | 8 | 0
2015 | NonRTO_Midwest_2_MISO_IN | NonRTO_Midwest | MISO_IN | Internal | Winter | B16 | 25 | 4450 | 0 | 54.89 | 46.89 | 8 | 0
2015 | NonRTO_Midwest_2_MISO_IN | NonRTO_Midwest | MISO_IN | Internal | Winter | B17 | 100 | 4450 | 0 | 51.01 | 43.01 | 8 | 0
2015 | NonRTO_Midwest_2_MISO_IN | NonRTO_Midwest | MISO_IN | Internal | Winter | B18 | 400 | 4450 | 0 | 45.98 | 37.98 | 8 | 0
2015 | NonRTO_Midwest_2_MISO_IN | NonRTO_Midwest | MISO_IN | Internal | Winter | B19 | 700 | 4450 | 0 | 35.82 | 36.48 | 8 | 0
2015 | NonRTO_Midwest_2_MISO_IN | NonRTO_Midwest | MISO_IN | Internal | Winter | B20 | 935 | 4450 | 0 | 33.66 | 33.26 | 8 | 0
2015 | NonRTO_Midwest_2_TVA_Transmission | NonRTO_Midwest | TVA_Transmission | Internal | Shoulder | B11 | 25 | 2400 | 0 | 54.93 | 54.02 | 8 | 0
2015 | NonRTO_Midwest_2_TVA_Transmission | NonRTO_Midwest | TVA_Transmission | Internal | Shoulder | B12 | 200 | 2400 | 0 | 48.02 | 43.33 | 8 | 0
2015 | NonRTO_Midwest_2_TVA_Transmission | NonRTO_Midwest | TVA_Transmission | Internal | Shoulder | B13 | 600 | 2400 | 0 | 44.78 | 41.35 | 8 | 0
2015 | NonRTO_Midwest_2_TVA_Transmission | NonRTO_Midwest | TVA_Transmission | Internal | Shoulder | B14 | 900 | 2400 | 0 | 35.62 | 40.13 | 8 | 0
2015 | NonRTO_Midwest_2_TVA_Transmission | NonRTO_Midwest | TVA_Transmission | Internal | Shoulder | B15 | 1203 | 2400 | 0 | 33.63 | 39.23 | 8 | 0
2015 | NonRTO_Midwest_2_TVA_Transmission | NonRTO_Midwest | TVA_Transmission | Internal | Summer | B1 | 10 | 2400 | 0 | 63.36 | 67.39 | 8 | 0
2015 | NonRTO_Midwest_2_TVA_Transmission | NonRTO_Midwest | TVA_Transmission | Internal | Summer | B2 | 25 | 2400 | 0 | 63.36 | 65.28 | 8 | 0
2015 | NonRTO_Midwest_2_TVA_Transmission | NonRTO_Midwest | TVA_Transmission | Internal | Summer | B3 | 75 | 2400 | 0 | 63.36 | 62.94 | 8 | 0
2015 | NonRTO_Midwest_2_TVA_Transmission | NonRTO_Midwest | TVA_Transmission | Internal | Summer | B4 | 100 | 2400 | 0 | 62.94 | 62.94 | 8 | 0
2015 | NonRTO_Midwest_2_TVA_Transmission | NonRTO_Midwest | TVA_Transmission | Internal | Summer | B5 | 200 | 2400 | 0 | 55.36 | 53.13 | 8 | 0
2015 | NonRTO_Midwest_2_TVA_Transmission | NonRTO_Midwest | TVA_Transmission | Internal | Summer | B6 | 300 | 2400 | 0 | 47.73 | 45.66 | 8 | 0
2015 | NonRTO_Midwest_2_TVA_Transmission | NonRTO_Midwest | TVA_Transmission | Internal | Summer | B7 | 400 | 2400 | 0 | 35.23 | 41.74 | 8 | 0
2015 | NonRTO_Midwest_2_TVA_Transmission | NonRTO_Midwest | TVA_Transmission | Internal | Summer | B8 | 500 | 2400 | 0 | 34.31 | 38.92 | 8 | 0
2015 | NonRTO_Midwest_2_TVA_Transmission | NonRTO_Midwest | TVA_Transmission | Internal | Summer | B9 | 800 | 2400 | 0 | 33.63 | 38.31 | 8 | 0
2015 | NonRTO_Midwest_2_TVA_Transmission | NonRTO_Midwest | TVA_Transmission | Internal | Summer | B10 | 1262 | 2400 | 0 | 32.97 | 36.4 | 8 | 0
2015 | NonRTO_Midwest_2_TVA_Transmission | NonRTO_Midwest | TVA_Transmission | Internal | Winter | B16 | 25 | 2400 | 0 | 54.89 | 54.71 | 8 | 0
2015 | NonRTO_Midwest_2_TVA_Transmission | NonRTO_Midwest | TVA_Transmission | Internal | Winter | B17 | 100 | 2400 | 0 | 51.01 | 45.8 | 8 | 0
2015 | NonRTO_Midwest_2_TVA_Transmission | NonRTO_Midwest | TVA_Transmission | Internal | Winter | B18 | 400 | 2400 | 0 | 45.98 | 42.13 | 8 | 0
2015 | NonRTO_Midwest_2_TVA_Transmission | NonRTO_Midwest | TVA_Transmission | Internal | Winter | B19 | 700 | 2400 | 0 | 35.82 | 40.35 | 8 | 0
2015 | NonRTO_Midwest_2_TVA_Transmission | NonRTO_Midwest | TVA_Transmission | Internal | Winter | B20 | 935 | 2400 | 0 | 33.66 | 39.08 | 8 | 0
2015 | NYISO_A-F_2_IESO | NYISO_A-F | IESO | Internal | Shoulder | B11 | 25 | 1600 | 0 | 40.61 | 33.61 | 7 | 0
2015 | NYISO_A-F_2_IESO | NYISO_A-F | IESO | Internal | Shoulder | B12 | 200 | 1600 | 0 | 39.99 | 32.99 | 7 | 0
2015 | NYISO_A-F_2_IESO | NYISO_A-F | IESO | Internal | Shoulder | B13 | 600 | 1600 | 0 | 38.42 | 29.1 | 7 | 0
2015 | NYISO_A-F_2_IESO | NYISO_A-F | IESO | Internal | Shoulder | B14 | 900 | 1600 | 0 | 38.42 | 29.1 | 7 | 0
2015 | NYISO_A-F_2_IESO | NYISO_A-F | IESO | Internal | Shoulder | B15 | 1203 | 1600 | 0 | 38.42 | 29.1 | 7 | 0
2015 | NYISO_A-F_2_IESO | NYISO_A-F | IESO | Internal | Summer | B1 | 10 | 1600 | 0 | 53.4 | 46.4 | 7 | 0
2015 | NYISO_A-F_2_IESO | NYISO_A-F | IESO | Internal | Summer | B2 | 25 | 1600 | 0 | 51.8 | 44.8 | 7 | 0
2015 | NYISO_A-F_2_IESO | NYISO_A-F | IESO | Internal | Summer | B3 | 75 | 1600 | 0 | 48.95 | 38.98 | 7 | 0
2015 | NYISO_A-F_2_IESO | NYISO_A-F | IESO | Internal | Summer | B4 | 100 | 1600 | 0 | 45.28 | 38.28 | 7 | 0
2015 | NYISO_A-F_2_IESO | NYISO_A-F | IESO | Internal | Summer | B5 | 200 | 1600 | 0 | 43 | 36 | 7 | 0
2015 | NYISO_A-F_2_IESO | NYISO_A-F | IESO | Internal | Summer | B6 | 300 | 1600 | 0 | 42.04 | 35.04 | 7 | 0
2015 | NYISO_A-F_2_IESO | NYISO_A-F | IESO | Internal | Summer | B7 | 400 | 1600 | 0 | 38.3 | 28.94 | 7 | 0
2015 | NYISO_A-F_2_IESO | NYISO_A-F | IESO | Internal | Summer | B8 | 500 | 1600 | 0 | 37.08 | 27.46 | 7 | 0
2015 | NYISO_A-F_2_IESO | NYISO_A-F | IESO | Internal | Summer | B9 | 800 | 1600 | 0 | 37.07 | 27.46 | 7 | 0
2015 | NYISO_A-F_2_IESO | NYISO_A-F | IESO | Internal | Summer | B10 | 1262 | 1600 | 0 | 37.07 | 27.46 | 7 | 0
2015 | NYISO_A-F_2_IESO | NYISO_A-F | IESO | Internal | Winter | B16 | 25 | 1600 | 0 | 45.86 | 38.86 | 7 | 0
2015 | NYISO_A-F_2_IESO | NYISO_A-F | IESO | Internal | Winter | B17 | 100 | 1600 | 0 | 43.08 | 36.01 | 7 | 0
2015 | NYISO_A-F_2_IESO | NYISO_A-F | IESO | Internal | Winter | B18 | 400 | 1600 | 0 | 43.08 | 31.62 | 7 | 0
2015 | NYISO_A-F_2_IESO | NYISO_A-F | IESO | Internal | Winter | B19 | 700 | 1600 | 0 | 43.08 | 31.62 | 7 | 0
2015 | NYISO_A-F_2_IESO | NYISO_A-F | IESO | Internal | Winter | B20 | 935 | 1600 | 0 | 43.08 | 31.62 | 7 | 0
2015 | NYISO_A-F_2_NEISO | NYISO_A-F | NEISO | Internal | Shoulder | B11 | 25 | 600 | 0 | 40.61 | 36.73 | 3 | 0
2015 | NYISO_A-F_2_NEISO | NYISO_A-F | NEISO | Internal | Shoulder | B12 | 200 | 600 | 0 | 39.99 | 36.73 | 3 | 0
2015 | NYISO_A-F_2_NEISO | NYISO_A-F | NEISO | Internal | Shoulder | B13 | 600 | 600 | 0 | 38.42 | 36.73 | 3 | 0
2015 | NYISO_A-F_2_NEISO | NYISO_A-F | NEISO | Internal | Shoulder | B14 | 900 | 600 | 0 | 38.42 | 36.73 | 3 | 0
2015 | NYISO_A-F_2_NEISO | NYISO_A-F | NEISO | Internal | Shoulder | B15 | 1203 | 600 | 0 | 38.42 | 36.73 | 3 | 0
2015 | NYISO_A-F_2_NEISO | NYISO_A-F | NEISO | Internal | Summer | B1 | 10 | 600 | 599.99 | 53.4 | 57.51 | 3 | 1.11
2015 | NYISO_A-F_2_NEISO | NYISO_A-F | NEISO | Internal | Summer | B2 | 25 | 600 | 0 | 51.8 | 53.66 | 3 | 0
2015 | NYISO_A-F_2_NEISO | NYISO_A-F | NEISO | Internal | Summer | B3 | 75 | 600 | 0 | 48.95 | 47.15 | 3 | 0
2015 | NYISO_A-F_2_NEISO | NYISO_A-F | NEISO | Internal | Summer | B4 | 100 | 600 | 0 | 45.28 | 37.76 | 3 | 0
2015 | NYISO_A-F_2_NEISO | NYISO_A-F | NEISO | Internal | Summer | B5 | 200 | 600 | 0 | 43 | 34.08 | 3 | 0
2015 | NYISO_A-F_2_NEISO | NYISO_A-F | NEISO | Internal | Summer | B6 | 300 | 600 | 0 | 42.04 | 34.08 | 3 | 0
2015 | NYISO_A-F_2_NEISO | NYISO_A-F | NEISO | Internal | Summer | B7 | 400 | 600 | 0 | 38.3 | 34.08 | 3 | 0
2015 | NYISO_A-F_2_NEISO | NYISO_A-F | NEISO | Internal | Summer | B8 | 500 | 600 | 0 | 37.08 | 34.08 | 3 | 0
2015 | NYISO_A-F_2_NEISO | NYISO_A-F | NEISO | Internal | Summer | B9 | 800 | 600 | 0 | 37.07 | 34.08 | 3 | 0
2015 | NYISO_A-F_2_NEISO | NYISO_A-F | NEISO | Internal | Summer | B10 | 1262 | 600 | 0 | 37.07 | 34.08 | 3 | 0
2015 | NYISO_A-F_2_NEISO | NYISO_A-F | NEISO | Internal | Winter | B16 | 25 | 600 | 0 | 45.86 | 44.99 | 3 | 0
2015 | NYISO_A-F_2_NEISO | NYISO_A-F | NEISO | Internal | Winter | B17 | 100 | 600 | 0 | 43.08 | 44.99 | 3 | 0
2015 | NYISO_A-F_2_NEISO | NYISO_A-F | NEISO | Internal | Winter | B18 | 400 | 600 | 0 | 43.08 | 44.99 | 3 | 0
2015 | NYISO_A-F_2_NEISO | NYISO_A-F | NEISO | Internal | Winter | B19 | 700 | 600 | 0 | 43.08 | 44.99 | 3 | 0
2015 | NYISO_A-F_2_NEISO | NYISO_A-F | NEISO | Internal | Winter | B20 | 935 | 600 | 0 | 43.08 | 44.99 | 3 | 0
2015 | NYISO_A-F_2_NYISO_G-I | NYISO_A-F | NYISO_G-I | Internal | Shoulder | B11 | 25 | 4250 | 4249.99 | 40.61 | 40.85 | 0.01 | 0.22
2015 | NYISO_A-F_2_NYISO_G-I | NYISO_A-F | NYISO_G-I | Internal | Shoulder | B12 | 200 | 4250 | 4250 | 39.99 | 40.85 | 0.01 | 0.85
2015 | NYISO_A-F_2_NYISO_G-I | NYISO_A-F | NYISO_G-I | Internal | Shoulder | B13 | 600 | 4250 | 4250 | 38.42 | 39.73 | 0.01 | 1.3
2015 | NYISO_A-F_2_NYISO_G-I | NYISO_A-F | NYISO_G-I | Internal | Shoulder | B14 | 900 | 4250 | 4250 | 38.42 | 39.38 | 0.01 | 0.95
2015 | NYISO_A-F_2_NYISO_G-I | NYISO_A-F | NYISO_G-I | Internal | Shoulder | B15 | 1203 | 4250 | 3249.58 | 38.42 | 38.43 | 0.01 | 0
2015 | NYISO_A-F_2_NYISO_G-I | NYISO_A-F | NYISO_G-I | Internal | Summer | B1 | 10 | 4250 | 4250 | 53.4 | 60.51 | 0.01 | 7.1
2015 | NYISO_A-F_2_NYISO_G-I | NYISO_A-F | NYISO_G-I | Internal | Summer | B2 | 25 | 4250 | 4250 | 51.8 | 54.06 | 0.01 | 2.25
2015 | NYISO_A-F_2_NYISO_G-I | NYISO_A-F | NYISO_G-I | Internal | Summer | B3 | 75 | 4250 | 4250 | 48.95 | 50.14 | 0.01 | 1.17
2015 | NYISO_A-F_2_NYISO_G-I | NYISO_A-F | NYISO_G-I | Internal | Summer | B4 | 100 | 4250 | 4250 | 45.28 | 50.14 | 0.01 | 4.84
2015 | NYISO_A-F_2_NYISO_G-I | NYISO_A-F | NYISO_G-I | Internal | Summer | B5 | 200 | 4250 | 4250 | 43 | 50.14 | 0.01 | 7.12
2015 | NYISO_A-F_2_NYISO_G-I | NYISO_A-F | NYISO_G-I | Internal | Summer | B6 | 300 | 4250 | 4250 | 42.04 | 50.08 | 0.01 | 8.02
2015 | NYISO_A-F_2_NYISO_G-I | NYISO_A-F | NYISO_G-I | Internal | Summer | B7 | 400 | 4250 | 3848.72 | 38.3 | 38.32 | 0.01 | 0
2015 | NYISO_A-F_2_NYISO_G-I | NYISO_A-F | NYISO_G-I | Internal | Summer | B8 | 500 | 4250 | 4250 | 37.08 | 37.75 | 0.01 | 0.66
2015 | NYISO_A-F_2_NYISO_G-I | NYISO_A-F | NYISO_G-I | Internal | Summer | B9 | 800 | 4250 | 3515.22 | 37.07 | 37.08 | 0.01 | 0
2015 | NYISO_A-F_2_NYISO_G-I | NYISO_A-F | NYISO_G-I | Internal | Summer | B10 | 1262 | 4250 | 1463.67 | 37.07 | 37.08 | 0.01 | 0
2015 | NYISO_A-F_2_NYISO_G-I | NYISO_A-F | NYISO_G-I | Internal | Winter | B16 | 25 | 4250 | 4250 | 45.86 | 51.77 | 0.01 | 5.9
2015 | NYISO_A-F_2_NYISO_G-I | NYISO_A-F | NYISO_G-I | Internal | Winter | B17 | 100 | 4250 | 4250 | 43.08 | 51.49 | 0.01 | 8.4
2015 | NYISO_A-F_2_NYISO_G-I | NYISO_A-F | NYISO_G-I | Internal | Winter | B18 | 400 | 4250 | 4250 | 43.08 | 50.29 | 0.01 | 7.2
2015 | NYISO_A-F_2_NYISO_G-I | NYISO_A-F | NYISO_G-I | Internal | Winter | B19 | 700 | 4250 | 4250 | 43.08 | 47.99 | 0.01 | 4.9
2015 | NYISO_A-F_2_NYISO_G-I | NYISO_A-F | NYISO_G-I | Internal | Winter | B20 | 935 | 4250 | 4250 | 43.08 | 46.43 | 0.01 | 3.34
2015 | NYISO_A-F_2_PJM_ROM | NYISO_A-F | PJM_ROM | Internal | Shoulder | B11 | 25 | 1000 | 529.39 | 40.61 | 48.61 | 8 | 0
2015 | NYISO_A-F_2_PJM_ROM | NYISO_A-F | PJM_ROM | Internal | Shoulder | B12 | 200 | 1000 | 0 | 39.99 | 42.03 | 8 | 0
2015 | NYISO_A-F_2_PJM_ROM | NYISO_A-F | PJM_ROM | Internal | Shoulder | B13 | 600 | 1000 | 0 | 38.42 | 39.57 | 8 | 0
2015 | NYISO_A-F_2_PJM_ROM | NYISO_A-F | PJM_ROM | Internal | Shoulder | B14 | 900 | 1000 | 0 | 38.42 | 38.14 | 8 | 0
2015 | NYISO_A-F_2_PJM_ROM | NYISO_A-F | PJM_ROM | Internal | Shoulder | B15 | 1203 | 1000 | 0 | 38.42 | 37.24 | 8 | 0
2015 | NYISO_A-F_2_PJM_ROM | NYISO_A-F | PJM_ROM | Internal | Summer | B1 | 10 | 1000 | 631.44 | 53.4 | 61.4 | 8 | 0
2015 | NYISO_A-F_2_PJM_ROM | NYISO_A-F | PJM_ROM | Internal | Summer | B2 | 25 | 1000 | 0 | 51.8 | 59.29 | 8 | 0
2015 | NYISO_A-F_2_PJM_ROM | NYISO_A-F | PJM_ROM | Internal | Summer | B3 | 75 | 1000 | 888.62 | 48.95 | 56.95 | 8 | 0
2015 | NYISO_A-F_2_PJM_ROM | NYISO_A-F | PJM_ROM | Internal | Summer | B4 | 100 | 1000 | 1000 | 45.28 | 56.93 | 8 | 3.65
2015 | NYISO_A-F_2_PJM_ROM | NYISO_A-F | PJM_ROM | Internal | Summer | B5 | 200 | 1000 | 0 | 43 | 49.38 | 8 | 0
2015 | NYISO_A-F_2_PJM_ROM | NYISO_A-F | PJM_ROM | Internal | Summer | B6 | 300 | 1000 | 0 | 42.04 | 44.06 | 8 | 0
2015 | NYISO_A-F_2_PJM_ROM | NYISO_A-F | PJM_ROM | Internal | Summer | B7 | 400 | 1000 | 0 | 38.3 | 37.95 | 8 | 0
2015 | NYISO_A-F_2_PJM_ROM | NYISO_A-F | PJM_ROM | Internal | Summer | B8 | 500 | 1000 | 0 | 37.08 | 37.43 | 8 | 0
2015 | NYISO_A-F_2_PJM_ROM | NYISO_A-F | PJM_ROM | Internal | Summer | B9 | 800 | 1000 | 0 | 37.07 | 35.21 | 8 | 0
2015 | NYISO_A-F_2_PJM_ROM | NYISO_A-F | PJM_ROM | Internal | Summer | B10 | 1262 | 1000 | 0 | 37.07 | 34.75 | 8 | 0
2015 | NYISO_A-F_2_PJM_ROM | NYISO_A-F | PJM_ROM | Internal | Winter | B16 | 25 | 1000 | 0 | 45.86 | 48.9 | 8 | 0
2015 | NYISO_A-F_2_PJM_ROM | NYISO_A-F | PJM_ROM | Internal | Winter | B17 | 100 | 1000 | 0 | 43.08 | 45.48 | 8 | 0
2015 | NYISO_A-F_2_PJM_ROM | NYISO_A-F | PJM_ROM | Internal | Winter | B18 | 400 | 1000 | 0 | 43.08 | 44.29 | 8 | 0
2015 | NYISO_A-F_2_PJM_ROM | NYISO_A-F | PJM_ROM | Internal | Winter | B19 | 700 | 1000 | 0 | 43.08 | 41.95 | 8 | 0
2015 | NYISO_A-F_2_PJM_ROM | NYISO_A-F | PJM_ROM | Internal | Winter | B20 | 935 | 1000 | 0 | 43.08 | 37.46 | 8 | 0
2015 | NYISO_G-I_2_NEISO | NYISO_G-I | NEISO | Internal | Shoulder | B11 | 25 | 600 | 0 | 40.85 | 36.73 | 3 | 0
2015 | NYISO_G-I_2_NEISO | NYISO_G-I | NEISO | Internal | Shoulder | B12 | 200 | 600 | 0 | 40.85 | 36.73 | 3 | 0
2015 | NYISO_G-I_2_NEISO | NYISO_G-I | NEISO | Internal | Shoulder | B13 | 600 | 600 | 0 | 39.73 | 36.73 | 3 | 0
2015 | NYISO_G-I_2_NEISO | NYISO_G-I | NEISO | Internal | Shoulder | B14 | 900 | 600 | 0 | 39.38 | 36.73 | 3 | 0
2015 | NYISO_G-I_2_NEISO | NYISO_G-I | NEISO | Internal | Shoulder | B15 | 1203 | 600 | 0 | 38.43 | 36.73 | 3 | 0
2015 | NYISO_G-I_2_NEISO | NYISO_G-I | NEISO | Internal | Summer | B1 | 10 | 600 | 0 | 60.51 | 57.51 | 3 | 0
2015 | NYISO_G-I_2_NEISO | NYISO_G-I | NEISO | Internal | Summer | B2 | 25 | 600 | 0 | 54.06 | 53.66 | 3 | 0
2015 | NYISO_G-I_2_NEISO | NYISO_G-I | NEISO | Internal | Summer | B3 | 75 | 600 | 0 | 50.14 | 47.15 | 3 | 0
2015 | NYISO_G-I_2_NEISO | NYISO_G-I | NEISO | Internal | Summer | B4 | 100 | 600 | 0 | 50.14 | 37.76 | 3 | 0
2015 | NYISO_G-I_2_NEISO | NYISO_G-I | NEISO | Internal | Summer | B5 | 200 | 600 | 0 | 50.14 | 34.08 | 3 | 0
2015 | NYISO_G-I_2_NEISO | NYISO_G-I | NEISO | Internal | Summer | B6 | 300 | 600 | 0 | 50.08 | 34.08 | 3 | 0
2015 | NYISO_G-I_2_NEISO | NYISO_G-I | NEISO | Internal | Summer | B7 | 400 | 600 | 0 | 38.32 | 34.08 | 3 | 0
2015 | NYISO_G-I_2_NEISO | NYISO_G-I | NEISO | Internal | Summer | B8 | 500 | 600 | 0 | 37.75 | 34.08 | 3 | 0
2015 | NYISO_G-I_2_NEISO | NYISO_G-I | NEISO | Internal | Summer | B9 | 800 | 600 | 0 | 37.08 | 34.08 | 3 | 0
2015 | NYISO_G-I_2_NEISO | NYISO_G-I | NEISO | Internal | Summer | B10 | 1262 | 600 | 0 | 37.08 | 34.08 | 3 | 0
2015 | NYISO_G-I_2_NEISO | NYISO_G-I | NEISO | Internal | Winter | B16 | 25 | 600 | 0 | 51.77 | 44.99 | 3 | 0
2015 | NYISO_G-I_2_NEISO | NYISO_G-I | NEISO | Internal | Winter | B17 | 100 | 600 | 0 | 51.49 | 44.99 | 3 | 0
2015 | NYISO_G-I_2_NEISO | NYISO_G-I | NEISO | Internal | Winter | B18 | 400 | 600 | 0 | 50.29 | 44.99 | 3 | 0
2015 | NYISO_G-I_2_NEISO | NYISO_G-I | NEISO | Internal | Winter | B19 | 700 | 600 | 0 | 47.99 | 44.99 | 3 | 0
2015 | NYISO_G-I_2_NEISO | NYISO_G-I | NEISO | Internal | Winter | B20 | 935 | 600 | 0 | 46.43 | 44.99 | 3 | 0
2015 | NYISO_G-I_2_NYISO_A-F | NYISO_G-I | NYISO_A-F | Internal | Shoulder | B11 | 25 | 1999 | 0.01 | 40.85 | 40.61 | 0.01 | 0
2015 | NYISO_G-I_2_NYISO_A-F | NYISO_G-I | NYISO_A-F | Internal | Shoulder | B12 | 200 | 1999 | 0 | 40.85 | 39.99 | 0.01 | 0
2015 | NYISO_G-I_2_NYISO_A-F | NYISO_G-I | NYISO_A-F | Internal | Shoulder | B13 | 600 | 1999 | 0 | 39.73 | 38.42 | 0.01 | 0
2015 | NYISO_G-I_2_NYISO_A-F | NYISO_G-I | NYISO_A-F | Internal | Shoulder | B14 | 900 | 1999 | 0 | 39.38 | 38.42 | 0.01 | 0
2015 | NYISO_G-I_2_NYISO_A-F | NYISO_G-I | NYISO_A-F | Internal | Shoulder | B15 | 1203 | 1999 | 0 | 38.43 | 38.42 | 0.01 | 0
2015 | NYISO_G-I_2_NYISO_A-F | NYISO_G-I | NYISO_A-F | Internal | Summer | B1 | 10 | 1999 | 0 | 60.51 | 53.4 | 0.01 | 0
2015 | NYISO_G-I_2_NYISO_A-F | NYISO_G-I | NYISO_A-F | Internal | Summer | B2 | 25 | 1999 | 0 | 54.06 | 51.8 | 0.01 | 0
2015 | NYISO_G-I_2_NYISO_A-F | NYISO_G-I | NYISO_A-F | Internal | Summer | B3 | 75 | 1999 | 0 | 50.14 | 48.95 | 0.01 | 0
2015 | NYISO_G-I_2_NYISO_A-F | NYISO_G-I | NYISO_A-F | Internal | Summer | B4 | 100 | 1999 | 0 | 50.14 | 45.28 | 0.01 | 0
2015 | NYISO_G-I_2_NYISO_A-F | NYISO_G-I | NYISO_A-F | Internal | Summer | B5 | 200 | 1999 | 0 | 50.14 | 43 | 0.01 | 0
2015 | NYISO_G-I_2_NYISO_A-F | NYISO_G-I | NYISO_A-F | Internal | Summer | B6 | 300 | 1999 | 0 | 50.08 | 42.04 | 0.01 | 0
2015 | NYISO_G-I_2_NYISO_A-F | NYISO_G-I | NYISO_A-F | Internal | Summer | B7 | 400 | 1999 | 0 | 38.32 | 38.3 | 0.01 | 0
2015 | NYISO_G-I_2_NYISO_A-F | NYISO_G-I | NYISO_A-F | Internal | Summer | B8 | 500 | 1999 | 0 | 37.75 | 37.08 | 0.01 | 0
2015 | NYISO_G-I_2_NYISO_A-F | NYISO_G-I | NYISO_A-F | Internal | Summer | B9 | 800 | 1999 | 0 | 37.08 | 37.07 | 0.01 | 0
2015 | NYISO_G-I_2_NYISO_A-F | NYISO_G-I | NYISO_A-F | Internal | Summer | B10 | 1262 | 1999 | 0 | 37.08 | 37.07 | 0.01 | 0
2015 | NYISO_G-I_2_NYISO_A-F | NYISO_G-I | NYISO_A-F | Internal | Winter | B16 | 25 | 1999 | 0 | 51.77 | 45.86 | 0.01 | 0
2015 | NYISO_G-I_2_NYISO_A-F | NYISO_G-I | NYISO_A-F | Internal | Winter | B17 | 100 | 1999 | 0 | 51.49 | 43.08 | 0.01 | 0
2015 | NYISO_G-I_2_NYISO_A-F | NYISO_G-I | NYISO_A-F | Internal | Winter | B18 | 400 | 1999 | 0 | 50.29 | 43.08 | 0.01 | 0
2015 | NYISO_G-I_2_NYISO_A-F | NYISO_G-I | NYISO_A-F | Internal | Winter | B19 | 700 | 1999 | 0 | 47.99 | 43.08 | 0.01 | 0
2015 | NYISO_G-I_2_NYISO_A-F | NYISO_G-I | NYISO_A-F | Internal | Winter | B20 | 935 | 1999 | 0 | 46.43 | 43.08 | 0.01 | 0
2015 | NYISO_G-I_2_NYISO_J-K | NYISO_G-I | NYISO_J-K | Internal | Shoulder | B11 | 25 | 6130 | 4868.72 | 40.85 | 40.86 | 0.01 | 0
2015 | NYISO_G-I_2_NYISO_J-K | NYISO_G-I | NYISO_J-K | Internal | Shoulder | B12 | 200 | 6130 | 4937.53 | 40.85 | 40.86 | 0.01 | 0
2015 | NYISO_G-I_2_NYISO_J-K | NYISO_G-I | NYISO_J-K | Internal | Shoulder | B13 | 600 | 6130 | 4685.73 | 39.73 | 39.74 | 0.01 | 0
2015 | NYISO_G-I_2_NYISO_J-K | NYISO_G-I | NYISO_J-K | Internal | Shoulder | B14 | 900 | 6130 | 4407.15 | 39.38 | 39.39 | 0.01 | 0
2015 | NYISO_G-I_2_NYISO_J-K | NYISO_G-I | NYISO_J-K | Internal | Shoulder | B15 | 1203 | 6130 | 3196.78 | 38.43 | 38.44 | 0.01 | 0
2015 | NYISO_G-I_2_NYISO_J-K | NYISO_G-I | NYISO_J-K | Internal | Summer | B1 | 10 | 6130 | 3473.92 | 60.51 | 60.52 | 0.01 | 0
2015 | NYISO_G-I_2_NYISO_J-K | NYISO_G-I | NYISO_J-K | Internal | Summer | B2 | 25 | 6130 | 3622.35 | 54.06 | 54.07 | 0.01 | 0
2015 | NYISO_G-I_2_NYISO_J-K | NYISO_G-I | NYISO_J-K | Internal | Summer | B3 | 75 | 6130 | 4028.86 | 50.14 | 50.15 | 0.01 | 0
2015 | NYISO_G-I_2_NYISO_J-K | NYISO_G-I | NYISO_J-K | Internal | Summer | B4 | 100 | 6130 | 4899.19 | 50.14 | 50.15 | 0.01 | 0
2015 | NYISO_G-I_2_NYISO_J-K | NYISO_G-I | NYISO_J-K | Internal | Summer | B5 | 200 | 6130 | 5035.63 | 50.14 | 50.15 | 0.01 | 0
2015 | NYISO_G-I_2_NYISO_J-K | NYISO_G-I | NYISO_J-K | Internal | Summer | B6 | 300 | 6130 | 5645.1 | 50.08 | 50.09 | 0.01 | 0
2015 | NYISO_G-I_2_NYISO_J-K | NYISO_G-I | NYISO_J-K | Internal | Summer | B7 | 400 | 6130 | 5008.78 | 38.32 | 38.33 | 0.01 | 0
2015 | NYISO_G-I_2_NYISO_J-K | NYISO_G-I | NYISO_J-K | Internal | Summer | B8 | 500 | 6130 | 5566.15 | 37.75 | 37.77 | 0.01 | 0
2015 | NYISO_G-I_2_NYISO_J-K | NYISO_G-I | NYISO_J-K | Internal | Summer | B9 | 800 | 6130 | 4827.09 | 37.08 | 37.09 | 0.01 | 0
2015 | NYISO_G-I_2_NYISO_J-K | NYISO_G-I | NYISO_J-K | Internal | Summer | B10 | 1262 | 6130 | 3080.09 | 37.08 | 37.09 | 0.01 | 0
2015 | NYISO_G-I_2_NYISO_J-K | NYISO_G-I | NYISO_J-K | Internal | Winter | B16 | 25 | 6130 | 5386.63 | 51.77 | 51.78 | 0.01 | 0
2015 | NYISO_G-I_2_NYISO_J-K | NYISO_G-I | NYISO_J-K | Internal | Winter | B17 | 100 | 6130 | 5539.93 | 51.49 | 51.5 | 0.01 | 0
2015 | NYISO_G-I_2_NYISO_J-K | NYISO_G-I | NYISO_J-K | Internal | Winter | B18 | 400 | 6130 | 5575.15 | 50.29 | 50.3 | 0.01 | 0
2015 | NYISO_G-I_2_NYISO_J-K | NYISO_G-I | NYISO_J-K | Internal | Winter | B19 | 700 | 6130 | 6130 | 47.99 | 48.68 | 0.01 | 0.68
2015 | NYISO_G-I_2_NYISO_J-K | NYISO_G-I | NYISO_J-K | Internal | Winter | B20 | 935 | 6130 | 5261.3 | 46.43 | 46.44 | 0.01 | 0
2015 | NYISO_G-I_2_PJM_E | NYISO_G-I | PJM_E | Internal | Shoulder | B11 | 25 | 1500 | 0.01 | 40.85 | 48.6 | 8 | 0
2015 | NYISO_G-I_2_PJM_E | NYISO_G-I | PJM_E | Internal | Shoulder | B12 | 200 | 1500 | 0 | 40.85 | 42.05 | 8 | 0
2015 | NYISO_G-I_2_PJM_E | NYISO_G-I | PJM_E | Internal | Shoulder | B13 | 600 | 1500 | 0 | 39.73 | 39.58 | 8 | 0
2015 | NYISO_G-I_2_PJM_E | NYISO_G-I | PJM_E | Internal | Shoulder | B14 | 900 | 1500 | 0 | 39.38 | 38.15 | 8 | 0
2015 | NYISO_G-I_2_PJM_E | NYISO_G-I | PJM_E | Internal | Shoulder | B15 | 1203 | 1500 | 0 | 38.43 | 37.25 | 8 | 0
2015 | NYISO_G-I_2_PJM_E | NYISO_G-I | PJM_E | Internal | Summer | B1 | 10 | 1500 | 0 | 60.51 | 61.41 | 8 | 0
2015 | NYISO_G-I_2_PJM_E | NYISO_G-I | PJM_E | Internal | Summer | B2 | 25 | 1500 | 0 | 54.06 | 59.3 | 8 | 0
2015 | NYISO_G-I_2_PJM_E | NYISO_G-I | PJM_E | Internal | Summer | B3 | 75 | 1500 | 0 | 50.14 | 56.96 | 8 | 0
2015 | NYISO_G-I_2_PJM_E | NYISO_G-I | PJM_E | Internal | Summer | B4 | 100 | 1500 | 0 | 50.14 | 56.94 | 8 | 0
2015 | NYISO_G-I_2_PJM_E | NYISO_G-I | PJM_E | Internal | Summer | B5 | 200 | 1500 | 0 | 50.14 | 49.39 | 8 | 0
2015 | NYISO_G-I_2_PJM_E | NYISO_G-I | PJM_E | Internal | Summer | B6 | 300 | 1500 | 0 | 50.08 | 44.08 | 8 | 0
2015 | NYISO_G-I_2_PJM_E | NYISO_G-I | PJM_E | Internal | Summer | B7 | 400 | 1500 | 0 | 38.32 | 37.96 | 8 | 0
2015 | NYISO_G-I_2_PJM_E | NYISO_G-I | PJM_E | Internal | Summer | B8 | 500 | 1500 | 0 | 37.75 | 37.44 | 8 | 0
2015 | NYISO_G-I_2_PJM_E | NYISO_G-I | PJM_E | Internal | Summer | B9 | 800 | 1500 | 0 | 37.08 | 35.22 | 8 | 0
2015 | NYISO_G-I_2_PJM_E | NYISO_G-I | PJM_E | Internal | Summer | B10 | 1262 | 1500 | 0 | 37.08 | 34.77 | 8 | 0
2015 | NYISO_G-I_2_PJM_E | NYISO_G-I | PJM_E | Internal | Winter | B16 | 25 | 1500 | 0 | 51.77 | 48.91 | 8 | 0
2015 | NYISO_G-I_2_PJM_E | NYISO_G-I | PJM_E | Internal | Winter | B17 | 100 | 1500 | 0 | 51.49 | 45.49 | 8 | 0
2015 | NYISO_G-I_2_PJM_E | NYISO_G-I | PJM_E | Internal | Winter | B18 | 400 | 1500 | 0 | 50.29 | 44.3 | 8 | 0
2015 | NYISO_G-I_2_PJM_E | NYISO_G-I | PJM_E | Internal | Winter | B19 | 700 | 1500 | 0 | 47.99 | 41.96 | 8 | 0
2015 | NYISO_G-I_2_PJM_E | NYISO_G-I | PJM_E | Internal | Winter | B20 | 935 | 1500 | 0 | 46.43 | 37.47 | 8 | 0
2015 | NYISO_J-K_2_NEISO | NYISO_J-K | NEISO | Internal | Shoulder | B11 | 25 | 0.01 | 0 | 40.86 | 36.73 | 3 | 0.29
2015 | NYISO_J-K_2_NEISO | NYISO_J-K | NEISO | Internal | Shoulder | B12 | 200 | 0.01 | 0 | 40.86 | 36.73 | 3 | 0.04
2015 | NYISO_J-K_2_NEISO | NYISO_J-K | NEISO | Internal | Shoulder | B13 | 600 | 0.01 | 0 | 39.74 | 36.73 | 3 | 0.01
2015 | NYISO_J-K_2_NEISO | NYISO_J-K | NEISO | Internal | Shoulder | B14 | 900 | 0.01 | 0 | 39.39 | 36.73 | 3 | 0.01
2015 | NYISO_J-K_2_NEISO | NYISO_J-K | NEISO | Internal | Shoulder | B15 | 1203 | 0.01 | 0 | 38.44 | 36.73 | 3 | 0.01
2015 | NYISO_J-K_2_NEISO | NYISO_J-K | NEISO | Internal | Summer | B1 | 10 | 0.01 | 0 | 60.52 | 57.51 | 3 | 0.73
2015 | NYISO_J-K_2_NEISO | NYISO_J-K | NEISO | Internal | Summer | B2 | 25 | 0.01 | 0 | 54.07 | 53.66 | 3 | 0.31
2015 | NYISO_J-K_2_NEISO | NYISO_J-K | NEISO | Internal | Summer | B3 | 75 | 0.01 | 0 | 50.15 | 47.15 | 3 | 0.11
2015 | NYISO_J-K_2_NEISO | NYISO_J-K | NEISO | Internal | Summer | B4 | 100 | 0.01 | 0 | 50.15 | 37.76 | 3 | 0.08
2015 | NYISO_J-K_2_NEISO | NYISO_J-K | NEISO | Internal | Summer | B5 | 200 | 0.01 | 0 | 50.15 | 34.08 | 3 | 0.04
2015 | NYISO_J-K_2_NEISO | NYISO_J-K | NEISO | Internal | Summer | B6 | 300 | 0.01 | 0 | 50.09 | 34.08 | 3 | 0.03
2015 | NYISO_J-K_2_NEISO | NYISO_J-K | NEISO | Internal | Summer | B7 | 400 | 0.01 | 0 | 38.33 | 34.08 | 3 | 0.02
2015 | NYISO_J-K_2_NEISO | NYISO_J-K | NEISO | Internal | Summer | B8 | 500 | 0.01 | 0 | 37.77 | 34.08 | 3 | 0.02
2015 | NYISO_J-K_2_NEISO | NYISO_J-K | NEISO | Internal | Summer | B9 | 800 | 0.01 | 0 | 37.09 | 34.08 | 3 | 0.01
2015 | NYISO_J-K_2_NEISO | NYISO_J-K | NEISO | Internal | Summer | B10 | 1262 | 0.01 | 0 | 37.09 | 34.08 | 3 | 0.01
2015 | NYISO_J-K_2_NEISO | NYISO_J-K | NEISO | Internal | Winter | B16 | 25 | 0.01 | 0 | 51.78 | 44.99 | 3 | 0.29
2015 | NYISO_J-K_2_NEISO | NYISO_J-K | NEISO | Internal | Winter | B17 | 100 | 0.01 | 0 | 51.5 | 44.99 | 3 | 0.08
2015 | NYISO_J-K_2_NEISO | NYISO_J-K | NEISO | Internal | Winter | B18 | 400 | 0.01 | 0 | 50.3 | 44.99 | 3 | 0.02
2015 | NYISO_J-K_2_NEISO | NYISO_J-K | NEISO | Internal | Winter | B19 | 700 | 0.01 | 0 | 48.68 | 44.99 | 3 | 0.01
2015 | NYISO_J-K_2_NEISO | NYISO_J-K | NEISO | Internal | Winter | B20 | 935 | 0.01 | 0 | 46.44 | 44.99 | 3 | 0.01
2015 | NYISO_J-K_2_NYISO_G-I | NYISO_J-K | NYISO_G-I | Internal | Shoulder | B11 | 25 | 1999 | 0.14 | 40.86 | 40.85 | 0.01 | 0
2015 | NYISO_J-K_2_NYISO_G-I | NYISO_J-K | NYISO_G-I | Internal | Shoulder | B12 | 200 | 1999 | 0.02 | 40.86 | 40.85 | 0.01 | 0
2015 | NYISO_J-K_2_NYISO_G-I | NYISO_J-K | NYISO_G-I | Internal | Shoulder | B13 | 600 | 1999 | 0 | 39.74 | 39.73 | 0.01 | 0
2015 | NYISO_J-K_2_NYISO_G-I | NYISO_J-K | NYISO_G-I | Internal | Shoulder | B14 | 900 | 1999 | 0 | 39.39 | 39.38 | 0.01 | 0
2015 | NYISO_J-K_2_NYISO_G-I | NYISO_J-K | NYISO_G-I | Internal | Shoulder | B15 | 1203 | 1999 | 0 | 38.44 | 38.43 | 0.01 | 0
2015 | NYISO_J-K_2_NYISO_G-I | NYISO_J-K | NYISO_G-I | Internal | Summer | B1 | 10 | 1999 | 0.35 | 60.52 | 60.51 | 0.01 | 0
2015 | NYISO_J-K_2_NYISO_G-I | NYISO_J-K | NYISO_G-I | Internal | Summer | B2 | 25 | 1999 | 0.14 | 54.07 | 54.06 | 0.01 | 0
2015 | NYISO_J-K_2_NYISO_G-I | NYISO_J-K | NYISO_G-I | Internal | Summer | B3 | 75 | 1999 | 0.05 | 50.15 | 50.14 | 0.01 | 0
2015 | NYISO_J-K_2_NYISO_G-I | NYISO_J-K | NYISO_G-I | Internal | Summer | B4 | 100 | 1999 | 0.04 | 50.15 | 50.14 | 0.01 | 0
2015 | NYISO_J-K_2_NYISO_G-I | NYISO_J-K | NYISO_G-I | Internal | Summer | B5 | 200 | 1999 | 0.02 | 50.15 | 50.14 | 0.01 | 0
2015 | NYISO_J-K_2_NYISO_G-I | NYISO_J-K | NYISO_G-I | Internal | Summer | B6 | 300 | 1999 | 0.01 | 50.09 | 50.08 | 0.01 | 0
2015 | NYISO_J-K_2_NYISO_G-I | NYISO_J-K | NYISO_G-I | Internal | Summer | B7 | 400 | 1999 | 0 | 38.33 | 38.32 | 0.01 | 0
2015 | NYISO_J-K_2_NYISO_G-I | NYISO_J-K | NYISO_G-I | Internal | Summer | B8 | 500 | 1999 | 0 | 37.77 | 37.75 | 0.01 | 0
2015 | NYISO_J-K_2_NYISO_G-I | NYISO_J-K | NYISO_G-I | Internal | Summer | B9 | 800 | 1999 | 0 | 37.09 | 37.08 | 0.01 | 0
2015 | NYISO_J-K_2_NYISO_G-I | NYISO_J-K | NYISO_G-I | Internal | Summer | B10 | 1262 | 1999 | 0 | 37.09 | 37.08 | 0.01 | 0
2015 | NYISO_J-K_2_NYISO_G-I | NYISO_J-K | NYISO_G-I | Internal | Winter | B16 | 25 | 1999 | 0.14 | 51.78 | 51.77 | 0.01 | 0
2015 | NYISO_J-K_2_NYISO_G-I | NYISO_J-K | NYISO_G-I | Internal | Winter | B17 | 100 | 1999 | 0.04 | 51.5 | 51.49 | 0.01 | 0
2015 | NYISO_J-K_2_NYISO_G-I | NYISO_J-K | NYISO_G-I | Internal | Winter | B18 | 400 | 1999 | 0 | 50.3 | 50.29 | 0.01 | 0
2015 | NYISO_J-K_2_NYISO_G-I | NYISO_J-K | NYISO_G-I | Internal | Winter | B19 | 700 | 1999 | 0 | 48.68 | 47.99 | 0.01 | 0
2015 | NYISO_J-K_2_NYISO_G-I | NYISO_J-K | NYISO_G-I | Internal | Winter | B20 | 935 | 1999 | 0 | 46.44 | 46.43 | 0.01 | 0
2015 | NYISO_J-K_2_PJM_E | NYISO_J-K | PJM_E | Internal | Shoulder | B11 | 25 | 0.01 | 0 | 40.86 | 48.6 | 8 | 0.42
2015 | NYISO_J-K_2_PJM_E | NYISO_J-K | PJM_E | Internal | Shoulder | B12 | 200 | 0.01 | 0 | 40.86 | 42.05 | 8 | 0.04
2015 | NYISO_J-K_2_PJM_E | NYISO_J-K | PJM_E | Internal | Shoulder | B13 | 600 | 0.01 | 0 | 39.74 | 39.58 | 8 | 0.01
2015 | NYISO_J-K_2_PJM_E | NYISO_J-K | PJM_E | Internal | Shoulder | B14 | 900 | 0.01 | 0 | 39.39 | 38.15 | 8 | 0.01
2015 | NYISO_J-K_2_PJM_E | NYISO_J-K | PJM_E | Internal | Shoulder | B15 | 1203 | 0.01 | 0 | 38.44 | 37.25 | 8 | 0.01
2015 | NYISO_J-K_2_PJM_E | NYISO_J-K | PJM_E | Internal | Summer | B1 | 10 | 0.01 | 0 | 60.52 | 61.41 | 8 | 0.73
2015 | NYISO_J-K_2_PJM_E | NYISO_J-K | PJM_E | Internal | Summer | B2 | 25 | 0.01 | 0 | 54.07 | 59.3 | 8 | 0.32
2015 | NYISO_J-K_2_PJM_E | NYISO_J-K | PJM_E | Internal | Summer | B3 | 75 | 0.01 | 0 | 50.15 | 56.96 | 8 | 0.12
2015 | NYISO_J-K_2_PJM_E | NYISO_J-K | PJM_E | Internal | Summer | B4 | 100 | 0.01 | 0 | 50.15 | 56.94 | 8 | 0.09
2015 | NYISO_J-K_2_PJM_E | NYISO_J-K | PJM_E | Internal | Summer | B5 | 200 | 0.01 | 0 | 50.15 | 49.39 | 8 | 0.04
2015 | NYISO_J-K_2_PJM_E | NYISO_J-K | PJM_E | Internal | Summer | B6 | 300 | 0.01 | 0 | 50.09 | 44.08 | 8 | 0.03
2015 | NYISO_J-K_2_PJM_E | NYISO_J-K | PJM_E | Internal | Summer | B7 | 400 | 0.01 | 0 | 38.33 | 37.96 | 8 | 0.02
2015 | NYISO_J-K_2_PJM_E | NYISO_J-K | PJM_E | Internal | Summer | B8 | 500 | 0.01 | 0 | 37.77 | 37.44 | 8 | 0.02
2015 | NYISO_J-K_2_PJM_E | NYISO_J-K | PJM_E | Internal | Summer | B9 | 800 | 0.01 | 0 | 37.09 | 35.22 | 8 | 0.01
2015 | NYISO_J-K_2_PJM_E | NYISO_J-K | PJM_E | Internal | Summer | B10 | 1262 | 0.01 | 0 | 37.09 | 34.77 | 8 | 0.01
2015 | NYISO_J-K_2_PJM_E | NYISO_J-K | PJM_E | Internal | Winter | B16 | 25 | 0.01 | 0 | 51.78 | 48.91 | 8 | 0.29
2015 | NYISO_J-K_2_PJM_E | NYISO_J-K | PJM_E | Internal | Winter | B17 | 100 | 0.01 | 0 | 51.5 | 45.49 | 8 | 0.08
2015 | NYISO_J-K_2_PJM_E | NYISO_J-K | PJM_E | Internal | Winter | B18 | 400 | 0.01 | 0 | 50.3 | 44.3 | 8 | 0.02
2015 | NYISO_J-K_2_PJM_E | NYISO_J-K | PJM_E | Internal | Winter | B19 | 700 | 0.01 | 0 | 48.68 | 41.96 | 8 | 0.01
2015 | NYISO_J-K_2_PJM_E | NYISO_J-K | PJM_E | Internal | Winter | B20 | 935 | 0.01 | 0 | 46.44 | 37.47 | 8 | 0.01
2015 | PJM_E_2_NYISO_G-I | PJM_E | NYISO_G-I | Internal | Shoulder | B11 | 25 | 500 | 0 | 48.6 | 40.85 | 6 | 0
2015 | PJM_E_2_NYISO_G-I | PJM_E | NYISO_G-I | Internal | Shoulder | B12 | 200 | 500 | 0 | 42.05 | 40.85 | 6 | 0
2015 | PJM_E_2_NYISO_G-I | PJM_E | NYISO_G-I | Internal | Shoulder | B13 | 600 | 500 | 0 | 39.58 | 39.73 | 6 | 0
2015 | PJM_E_2_NYISO_G-I | PJM_E | NYISO_G-I | Internal | Shoulder | B14 | 900 | 500 | 0 | 38.15 | 39.38 | 6 | 0
2015 | PJM_E_2_NYISO_G-I | PJM_E | NYISO_G-I | Internal | Shoulder | B15 | 1203 | 500 | 0 | 37.25 | 38.43 | 6 | 0
2015 | PJM_E_2_NYISO_G-I | PJM_E | NYISO_G-I | Internal | Summer | B1 | 10 | 500 | 0 | 61.41 | 60.51 | 6 | 0
2015 | PJM_E_2_NYISO_G-I | PJM_E | NYISO_G-I | Internal | Summer | B2 | 25 | 500 | 0 | 59.3 | 54.06 | 6 | 0
2015 | PJM_E_2_NYISO_G-I | PJM_E | NYISO_G-I | Internal | Summer | B3 | 75 | 500 | 0 | 56.96 | 50.14 | 6 | 0
2015 | PJM_E_2_NYISO_G-I | PJM_E | NYISO_G-I | Internal | Summer | B4 | 100 | 500 | 0 | 56.94 | 50.14 | 6 | 0
2015 | PJM_E_2_NYISO_G-I | PJM_E | NYISO_G-I | Internal | Summer | B5 | 200 | 500 | 0 | 49.39 | 50.14 | 6 | 0
2015 | PJM_E_2_NYISO_G-I | PJM_E | NYISO_G-I | Internal | Summer | B6 | 300 | 500 | 413.41 | 44.08 | 50.08 | 6 | 0
2015 | PJM_E_2_NYISO_G-I | PJM_E | NYISO_G-I | Internal | Summer | B7 | 400 | 500 | 0 | 37.96 | 38.32 | 6 | 0
2015 | PJM_E_2_NYISO_G-I | PJM_E | NYISO_G-I | Internal | Summer | B8 | 500 | 500 | 0 | 37.44 | 37.75 | 6 | 0
2015 | PJM_E_2_NYISO_G-I | PJM_E | NYISO_G-I | Internal | Summer | B9 | 800 | 500 | 0 | 35.22 | 37.08 | 6 | 0
2015 | PJM_E_2_NYISO_G-I | PJM_E | NYISO_G-I | Internal | Summer | B10 | 1262 | 500 | 0 | 34.77 | 37.08 | 6 | 0
2015 | PJM_E_2_NYISO_G-I | PJM_E | NYISO_G-I | Internal | Winter | B16 | 25 | 500 | 0 | 48.91 | 51.77 | 6 | 0
2015 | PJM_E_2_NYISO_G-I | PJM_E | NYISO_G-I | Internal | Winter | B17 | 100 | 500 | 20.24 | 45.49 | 51.49 | 6 | 0
2015 | PJM_E_2_NYISO_G-I | PJM_E | NYISO_G-I | Internal | Winter | B18 | 400 | 500 | 0.02 | 44.3 | 50.29 | 6 | 0
2015 | PJM_E_2_NYISO_G-I | PJM_E | NYISO_G-I | Internal | Winter | B19 | 700 | 500 | 500 | 41.96 | 47.99 | 6 | 0.04
2015 | PJM_E_2_NYISO_G-I | PJM_E | NYISO_G-I | Internal | Winter | B20 | 935 | 500 | 500 | 37.47 | 46.43 | 6 | 2.96
2015 | PJM_E_2_NYISO_J-K | PJM_E | NYISO_J-K | Internal | Shoulder | B11 | 25 | 330 | 0 | 48.6 | 40.86 | 6 | 0
2015 | PJM_E_2_NYISO_J-K | PJM_E | NYISO_J-K | Internal | Shoulder | B12 | 200 | 330 | 0 | 42.05 | 40.86 | 6 | 0
2015 | PJM_E_2_NYISO_J-K | PJM_E | NYISO_J-K | Internal | Shoulder | B13 | 600 | 330 | 0 | 39.58 | 39.74 | 6 | 0
2015 | PJM_E_2_NYISO_J-K | PJM_E | NYISO_J-K | Internal | Shoulder | B14 | 900 | 330 | 0 | 38.15 | 39.39 | 6 | 0
2015 | PJM_E_2_NYISO_J-K | PJM_E | NYISO_J-K | Internal | Shoulder | B15 | 1203 | 330 | 0 | 37.25 | 38.44 | 6 | 0
2015 | PJM_E_2_NYISO_J-K | PJM_E | NYISO_J-K | Internal | Summer | B1 | 10 | 330 | 0 | 61.41 | 60.52 | 6 | 0
2015 | PJM_E_2_NYISO_J-K | PJM_E | NYISO_J-K | Internal | Summer | B2 | 25 | 330 | 0 | 59.3 | 54.07 | 6 | 0
2015 | PJM_E_2_NYISO_J-K | PJM_E | NYISO_J-K | Internal | Summer | B3 | 75 | 330 | 0 | 56.96 | 50.15 | 6 | 0
2015 | PJM_E_2_NYISO_J-K | PJM_E | NYISO_J-K | Internal | Summer | B4 | 100 | 330 | 0 | 56.94 | 50.15 | 6 | 0
2015 | PJM_E_2_NYISO_J-K | PJM_E | NYISO_J-K | Internal | Summer | B5 | 200 | 330 | 0 | 49.39 | 50.15 | 6 | 0
2015 | PJM_E_2_NYISO_J-K | PJM_E | NYISO_J-K | Internal | Summer | B6 | 300 | 330 | 329.98 | 44.08 | 50.09 | 6 | 0.01
2015 | PJM_E_2_NYISO_J-K | PJM_E | NYISO_J-K | Internal | Summer | B7 | 400 | 330 | 0 | 37.96 | 38.33 | 6 | 0
2015 | PJM_E_2_NYISO_J-K | PJM_E | NYISO_J-K | Internal | Summer | B8 | 500 | 330 | 0 | 37.44 | 37.77 | 6 | 0
2015 | PJM_E_2_NYISO_J-K | PJM_E | NYISO_J-K | Internal | Summer | B9 | 800 | 330 | 0 | 35.22 | 37.09 | 6 | 0
2015 | PJM_E_2_NYISO_J-K | PJM_E | NYISO_J-K | Internal | Summer | B10 | 1262 | 330 | 0 | 34.77 | 37.09 | 6 | 0
2015 | PJM_E_2_NYISO_J-K | PJM_E | NYISO_J-K | Internal | Winter | B16 | 25 | 330 | 0 | 48.91 | 51.78 | 6 | 0
2015 | PJM_E_2_NYISO_J-K | PJM_E | NYISO_J-K | Internal | Winter | B17 | 100 | 330 | 329.92 | 45.49 | 51.5 | 6 | 0.01
2015 | PJM_E_2_NYISO_J-K | PJM_E | NYISO_J-K | Internal | Winter | B18 | 400 | 330 | 203.57 | 44.3 | 50.3 | 6 | 0
2015 | PJM_E_2_NYISO_J-K | PJM_E | NYISO_J-K | Internal | Winter | B19 | 700 | 330 | 330 | 41.96 | 48.68 | 6 | 0.73
2015 | PJM_E_2_NYISO_J-K | PJM_E | NYISO_J-K | Internal | Winter | B20 | 935 | 330 | 330 | 37.47 | 46.44 | 6 | 2.97
2015 | PJM_E_2_PJM_ROM | PJM_E | PJM_ROM | Internal | Shoulder | B11 | 25 | 8000 | 1698.6 | 48.6 | 48.61 | 0.01 | 0
2015 | PJM_E_2_PJM_ROM | PJM_E | PJM_ROM | Internal | Shoulder | B12 | 200 | 8000 | 0.02 | 42.05 | 42.03 | 0.01 | 0
2015 | PJM_E_2_PJM_ROM | PJM_E | PJM_ROM | Internal | Shoulder | B13 | 600 | 8000 | 0 | 39.58 | 39.57 | 0.01 | 0
2015 | PJM_E_2_PJM_ROM | PJM_E | PJM_ROM | Internal | Shoulder | B14 | 900 | 8000 | 0 | 38.15 | 38.14 | 0.01 | 0
2015 | PJM_E_2_PJM_ROM | PJM_E | PJM_ROM | Internal | Shoulder | B15 | 1203 | 8000 | 0 | 37.25 | 37.24 | 0.01 | 0
2015 | PJM_E_2_PJM_ROM | PJM_E | PJM_ROM | Internal | Summer | B1 | 10 | 8000 | 0.35 | 61.41 | 61.4 | 0.01 | 0
2015 | PJM_E_2_PJM_ROM | PJM_E | PJM_ROM | Internal | Summer | B2 | 25 | 8000 | 0.15 | 59.3 | 59.29 | 0.01 | 0
2015 | PJM_E_2_PJM_ROM | PJM_E | PJM_ROM | Internal | Summer | B3 | 75 | 8000 | 0.05 | 56.96 | 56.95 | 0.01 | 0
2015 | PJM_E_2_PJM_ROM | PJM_E | PJM_ROM | Internal | Summer | B4 | 100 | 8000 | 0.04 | 56.94 | 56.93 | 0.01 | 0
2015 | PJM_E_2_PJM_ROM | PJM_E | PJM_ROM | Internal | Summer | B5 | 200 | 8000 | 0.02 | 49.39 | 49.38 | 0.01 | 0
2015 | PJM_E_2_PJM_ROM | PJM_E | PJM_ROM | Internal | Summer | B6 | 300 | 8000 | 0.01 | 44.08 | 44.06 | 0.01 | 0
2015 | PJM_E_2_PJM_ROM | PJM_E | PJM_ROM | Internal | Summer | B7 | 400 | 8000 | 0 | 37.96 | 37.95 | 0.01 | 0
2015 | PJM_E_2_PJM_ROM | PJM_E | PJM_ROM | Internal | Summer | B8 | 500 | 8000 | 0 | 37.44 | 37.43 | 0.01 | 0
2015 | PJM_E_2_PJM_ROM | PJM_E | PJM_ROM | Internal | Summer | B9 | 800 | 8000 | 0 | 35.22 | 35.21 | 0.01 | 0
2015 | PJM_E_2_PJM_ROM | PJM_E | PJM_ROM | Internal | Summer | B10 | 1262 | 8000 | 0 | 34.77 | 34.75 | 0.01 | 0
2015 | PJM_E_2_PJM_ROM | PJM_E | PJM_ROM | Internal | Winter | B16 | 25 | 8000 | 0.15 | 48.91 | 48.9 | 0.01 | 0
2015 | PJM_E_2_PJM_ROM | PJM_E | PJM_ROM | Internal | Winter | B17 | 100 | 8000 | 0.04 | 45.49 | 45.48 | 0.01 | 0
2015 | PJM_E_2_PJM_ROM | PJM_E | PJM_ROM | Internal | Winter | B18 | 400 | 8000 | 0 | 44.3 | 44.29 | 0.01 | 0
2015 | PJM_E_2_PJM_ROM | PJM_E | PJM_ROM | Internal | Winter | B19 | 700 | 8000 | 0 | 41.96 | 41.95 | 0.01 | 0
2015 | PJM_E_2_PJM_ROM | PJM_E | PJM_ROM | Internal | Winter | B20 | 935 | 8000 | 0 | 37.47 | 37.46 | 0.01 | 0
2015 | PJM_ROR_2_MISO_IN | PJM_ROR | MISO_IN | Internal | Shoulder | B11 | 25 | 909 | 0 | 48.62 | 46.93 | 2 | 0
2015 | PJM_ROR_2_MISO_IN | PJM_ROR | MISO_IN | Internal | Shoulder | B12 | 200 | 909 | 0 | 42.02 | 40.02 | 2 | 0
2015 | PJM_ROR_2_MISO_IN | PJM_ROR | MISO_IN | Internal | Shoulder | B13 | 600 | 909 | 0 | 39.55 | 37.54 | 2 | 0
2015 | PJM_ROR_2_MISO_IN | PJM_ROR | MISO_IN | Internal | Shoulder | B14 | 900 | 909 | 0 | 38.09 | 36.09 | 2 | 0
2015 | PJM_ROR_2_MISO_IN | PJM_ROR | MISO_IN | Internal | Shoulder | B15 | 1203 | 909 | 0 | 35.41 | 33.75 | 2 | 0
2015 | PJM_ROR_2_MISO_IN | PJM_ROR | MISO_IN | Internal | Summer | B1 | 10 | 909 | 0 | 61.39 | 59.38 | 2 | 0
2015 | PJM_ROR_2_MISO_IN | PJM_ROR | MISO_IN | Internal | Summer | B2 | 25 | 909 | 0 | 59.28 | 57.29 | 2 | 0
2015 | PJM_ROR_2_MISO_IN | PJM_ROR | MISO_IN | Internal | Summer | B3 | 75 | 909 | 0 | 56.94 | 56.39 | 2 | 0
2015 | PJM_ROR_2_MISO_IN | PJM_ROR | MISO_IN | Internal | Summer | B4 | 100 | 909 | 0 | 56.94 | 54.94 | 2 | 0
2015 | PJM_ROR_2_MISO_IN | PJM_ROR | MISO_IN | Internal | Summer | B5 | 200 | 909 | 0 | 49.36 | 47.36 | 2 | 0
2015 | PJM_ROR_2_MISO_IN | PJM_ROR | MISO_IN | Internal | Summer | B6 | 300 | 909 | 0 | 44.05 | 42.05 | 2 | 0
2015 | PJM_ROR_2_MISO_IN | PJM_ROR | MISO_IN | Internal | Summer | B7 | 400 | 909 | 0 | 37.94 | 35.93 | 2 | 0
2015 | PJM_ROR_2_MISO_IN | PJM_ROR | MISO_IN | Internal | Summer | B8 | 500 | 909 | 0 | 36.47 | 34.44 | 2 | 0
2015 | PJM_ROR_2_MISO_IN | PJM_ROR | MISO_IN | Internal | Summer | B9 | 800 | 909 | 0 | 34.9 | 33.05 | 2 | 0
2015 | PJM_ROR_2_MISO_IN | PJM_ROR | MISO_IN | Internal | Summer | B10 | 1262 | 909 | 0 | 33.09 | 32.29 | 2 | 0
2015 | PJM_ROR_2_MISO_IN | PJM_ROR | MISO_IN | Internal | Winter | B16 | 25 | 909 | 0 | 48.89 | 46.89 | 2 | 0
2015 | PJM_ROR_2_MISO_IN | PJM_ROR | MISO_IN | Internal | Winter | B17 | 100 | 909 | 0 | 45.43 | 43.01 | 2 | 0
2015 | PJM_ROR_2_MISO_IN | PJM_ROR | MISO_IN | Internal | Winter | B18 | 400 | 909 | 0 | 39.98 | 37.98 | 2 | 0
2015 | PJM_ROR_2_MISO_IN | PJM_ROR | MISO_IN | Internal | Winter | B19 | 700 | 909 | 0 | 38.48 | 36.48 | 2 | 0
2015 | PJM_ROR_2_MISO_IN | PJM_ROR | MISO_IN | Internal | Winter | B20 | 935 | 909 | 0 | 34.89 | 33.26 | 2 | 0
2015 | PJM_ROR_2_MISO_MI | PJM_ROR | MISO_MI | Internal | Shoulder | B11 | 25 | 1305 | 0 | 48.62 | 46.92 | 2 | 0
2015 | PJM_ROR_2_MISO_MI | PJM_ROR | MISO_MI | Internal | Shoulder | B12 | 200 | 1305 | 0 | 42.02 | 40.02 | 2 | 0
2015 | PJM_ROR_2_MISO_MI | PJM_ROR | MISO_MI | Internal | Shoulder | B13 | 600 | 1305 | 0 | 39.55 | 37.55 | 2 | 0
2015 | PJM_ROR_2_MISO_MI | PJM_ROR | MISO_MI | Internal | Shoulder | B14 | 900 | 1305 | 0 | 38.09 | 36.1 | 2 | 0
2015 | PJM_ROR_2_MISO_MI | PJM_ROR | MISO_MI | Internal | Shoulder | B15 | 1203 | 1305 | 0 | 35.41 | 33.77 | 2 | 0
2015 | PJM_ROR_2_MISO_MI | PJM_ROR | MISO_MI | Internal | Summer | B1 | 10 | 1305 | 0 | 61.39 | 57.41 | 2 | 0
2015 | PJM_ROR_2_MISO_MI | PJM_ROR | MISO_MI | Internal | Summer | B2 | 25 | 1305 | 0 | 59.28 | 57.28 | 2 | 0
2015 | PJM_ROR_2_MISO_MI | PJM_ROR | MISO_MI | Internal | Summer | B3 | 75 | 1305 | 0 | 56.94 | 51.97 | 2 | 0
2015 | PJM_ROR_2_MISO_MI | PJM_ROR | MISO_MI | Internal | Summer | B4 | 100 | 1305 | 0 | 56.94 | 51.97 | 2 | 0
2015 | PJM_ROR_2_MISO_MI | PJM_ROR | MISO_MI | Internal | Summer | B5 | 200 | 1305 | 0 | 49.36 | 47.35 | 2 | 0
2015 | PJM_ROR_2_MISO_MI | PJM_ROR | MISO_MI | Internal | Summer | B6 | 300 | 1305 | 0 | 44.05 | 42.04 | 2 | 0
2015 | PJM_ROR_2_MISO_MI | PJM_ROR | MISO_MI | Internal | Summer | B7 | 400 | 1305 | 0 | 37.94 | 35.94 | 2 | 0
2015 | PJM_ROR_2_MISO_MI | PJM_ROR | MISO_MI | Internal | Summer | B8 | 500 | 1305 | 0 | 36.47 | 34.46 | 2 | 0
2015 | PJM_ROR_2_MISO_MI | PJM_ROR | MISO_MI | Internal | Summer | B9 | 800 | 1305 | 0 | 34.9 | 33.07 | 2 | 0
2015 | PJM_ROR_2_MISO_MI | PJM_ROR | MISO_MI | Internal | Summer | B10 | 1262 | 1305 | 0 | 33.09 | 32.3 | 2 | 0
2015 | PJM_ROR_2_MISO_MI | PJM_ROR | MISO_MI | Internal | Winter | B16 | 25 | 1305 | 0 | 48.89 | 46.88 | 2 | 0
2015 | PJM_ROR_2_MISO_MI | PJM_ROR | MISO_MI | Internal | Winter | B17 | 100 | 1305 | 0 | 45.43 | 43.01 | 2 | 0
2015 | PJM_ROR_2_MISO_MI | PJM_ROR | MISO_MI | Internal | Winter | B18 | 400 | 1305 | 0 | 39.98 | 37.99 | 2 | 0
2015 | PJM_ROR_2_MISO_MI | PJM_ROR | MISO_MI | Internal | Winter | B19 | 700 | 1305 | 0 | 38.48 | 36.5 | 2 | 0
2015 | PJM_ROR_2_MISO_MI | PJM_ROR | MISO_MI | Internal | Winter | B20 | 935 | 1305 | 0 | 34.89 | 33.27 | 2 | 0
2015 | PJM_ROR_2_MISO_MO-IL | PJM_ROR | MISO_MO-IL | Internal | Shoulder | B11 | 25 | 1111 | 0 | 48.62 | 46.92 | 2 | 0
2015 | PJM_ROR_2_MISO_MO-IL | PJM_ROR | MISO_MO-IL | Internal | Shoulder | B12 | 200 | 1111 | 0 | 42.02 | 40.01 | 2 | 0
2015 | PJM_ROR_2_MISO_MO-IL | PJM_ROR | MISO_MO-IL | Internal | Shoulder | B13 | 600 | 1111 | 0 | 39.55 | 37.08 | 2 | 0
2015 | PJM_ROR_2_MISO_MO-IL | PJM_ROR | MISO_MO-IL | Internal | Shoulder | B14 | 900 | 1111 | 0 | 38.09 | 36.07 | 2 | 0
2015 | PJM_ROR_2_MISO_MO-IL | PJM_ROR | MISO_MO-IL | Internal | Shoulder | B15 | 1203 | 1111 | 0 | 35.41 | 33.41 | 2 | 0
2015 | PJM_ROR_2_MISO_MO-IL | PJM_ROR | MISO_MO-IL | Internal | Summer | B1 | 10 | 1111 | 0 | 61.39 | 59.39 | 2 | 0
2015 | PJM_ROR_2_MISO_MO-IL | PJM_ROR | MISO_MO-IL | Internal | Summer | B2 | 25 | 1111 | 0 | 59.28 | 57.28 | 2 | 0
2015 | PJM_ROR_2_MISO_MO-IL | PJM_ROR | MISO_MO-IL | Internal | Summer | B3 | 75 | 1111 | 0 | 56.94 | 56.4 | 2 | 0
2015 | PJM_ROR_2_MISO_MO-IL | PJM_ROR | MISO_MO-IL | Internal | Summer | B4 | 100 | 1111 | 0 | 56.94 | 54.94 | 2 | 0
2015 | PJM_ROR_2_MISO_MO-IL | PJM_ROR | MISO_MO-IL | Internal | Summer | B5 | 200 | 1111 | 0 | 49.36 | 47.36 | 2 | 0
2015 | PJM_ROR_2_MISO_MO-IL | PJM_ROR | MISO_MO-IL | Internal | Summer | B6 | 300 | 1111 | 0 | 44.05 | 42.04 | 2 | 0
2015 | PJM_ROR_2_MISO_MO-IL | PJM_ROR | MISO_MO-IL | Internal | Summer | B7 | 400 | 1111 | 0 | 37.94 | 35.92 | 2 | 0
2015 | PJM_ROR_2_MISO_MO-IL | PJM_ROR | MISO_MO-IL | Internal | Summer | B8 | 500 | 1111 | 0 | 36.47 | 33.54 | 2 | 0
2015 | PJM_ROR_2_MISO_MO-IL | PJM_ROR | MISO_MO-IL | Internal | Summer | B9 | 800 | 1111 | 0 | 34.9 | 32.9 | 2 | 0
2015 | PJM_ROR_2_MISO_MO-IL | PJM_ROR | MISO_MO-IL | Internal | Summer | B10 | 1262 | 1111 | 0 | 33.09 | 31.09 | 2 | 0
2015 | PJM_ROR_2_MISO_MO-IL | PJM_ROR | MISO_MO-IL | Internal | Winter | B16 | 25 | 1111 | 0 | 48.89 | 46.88 | 2 | 0
2015 | PJM_ROR_2_MISO_MO-IL | PJM_ROR | MISO_MO-IL | Internal | Winter | B17 | 100 | 1111 | 0 | 45.43 | 41.41 | 2 | 0
2015 | PJM_ROR_2_MISO_MO-IL | PJM_ROR | MISO_MO-IL | Internal | Winter | B18 | 400 | 1111 | 0 | 39.98 | 37.97 | 2 | 0
2015 | PJM_ROR_2_MISO_MO-IL | PJM_ROR | MISO_MO-IL | Internal | Winter | B19 | 700 | 1111 | 0 | 38.48 | 36.47 | 2 | 0
2015 | PJM_ROR_2_MISO_MO-IL | PJM_ROR | MISO_MO-IL | Internal | Winter | B20 | 935 | 1111 | 0 | 34.89 | 32.89 | 2 | 0
2015 | PJM_ROR_2_MISO_W | PJM_ROR | MISO_W | Internal | Shoulder | B11 | 25 | 709 | 0 | 48.62 | 46.93 | 2 | 0
2015 | PJM_ROR_2_MISO_W | PJM_ROR | MISO_W | Internal | Shoulder | B12 | 200 | 709 | 0 | 42.02 | 40 | 2 | 0
2015 | PJM_ROR_2_MISO_W | PJM_ROR | MISO_W | Internal | Shoulder | B13 | 600 | 709 | 0 | 39.55 | 37.09 | 2 | 0
2015 | PJM_ROR_2_MISO_W | PJM_ROR | MISO_W | Internal | Shoulder | B14 | 900 | 709 | 0 | 38.09 | 36.09 | 2 | 0
2015 | PJM_ROR_2_MISO_W | PJM_ROR | MISO_W | Internal | Shoulder | B15 | 1203 | 709 | 0 | 35.41 | 33.47 | 2 | 0
2015 | PJM_ROR_2_MISO_W | PJM_ROR | MISO_W | Internal | Summer | B1 | 10 | 709 | 0 | 61.39 | 59.38 | 2 | 0
2015 | PJM_ROR_2_MISO_W | PJM_ROR | MISO_W | Internal | Summer | B2 | 25 | 709 | 0 | 59.28 | 57.28 | 2 | 0
2015 | PJM_ROR_2_MISO_W | PJM_ROR | MISO_W | Internal | Summer | B3 | 75 | 709 | 0 | 56.94 | 56.67 | 2 | 0
2015 | PJM_ROR_2_MISO_W | PJM_ROR | MISO_W | Internal | Summer | B4 | 100 | 709 | 0 | 56.94 | 55.69 | 2 | 0
2015 | PJM_ROR_2_MISO_W | PJM_ROR | MISO_W | Internal | Summer | B5 | 200 | 709 | 0 | 49.36 | 47.38 | 2 | 0
2015 | PJM_ROR_2_MISO_W | PJM_ROR | MISO_W | Internal | Summer | B6 | 300 | 709 | 0 | 44.05 | 42.05 | 2 | 0
2015 | PJM_ROR_2_MISO_W | PJM_ROR | MISO_W | Internal | Summer | B7 | 400 | 709 | 0 | 37.94 | 35.92 | 2 | 0
2015 | PJM_ROR_2_MISO_W | PJM_ROR | MISO_W | Internal | Summer | B8 | 500 | 709 | 0 | 36.47 | 33.53 | 2 | 0
2015 | PJM_ROR_2_MISO_W | PJM_ROR | MISO_W | Internal | Summer | B9 | 800 | 709 | 0 | 34.9 | 32.9 | 2 | 0
2015 | PJM_ROR_2_MISO_W | PJM_ROR | MISO_W | Internal | Summer | B10 | 1262 | 709 | 0 | 33.09 | 31.1 | 2 | 0
2015 | PJM_ROR_2_MISO_W | PJM_ROR | MISO_W | Internal | Winter | B16 | 25 | 709 | 0 | 48.89 | 46.86 | 2 | 0
2015 | PJM_ROR_2_MISO_W | PJM_ROR | MISO_W | Internal | Winter | B17 | 100 | 709 | 0 | 45.43 | 41.4 | 2 | 0
2015 | PJM_ROR_2_MISO_W | PJM_ROR | MISO_W | Internal | Winter | B18 | 400 | 709 | 0 | 39.98 | 37.98 | 2 | 0
2015 | PJM_ROR_2_MISO_W | PJM_ROR | MISO_W | Internal | Winter | B19 | 700 | 709 | 0 | 38.48 | 36.56 | 2 | 0
2015 | PJM_ROR_2_MISO_W | PJM_ROR | MISO_W | Internal | Winter | B20 | 935 | 709 | 0 | 34.89 | 32.89 | 2 | 0
2015 | PJM_ROR_2_MISO_WUMS | PJM_ROR | MISO_WUMS | Internal | Shoulder | B11 | 25 | 1467 | 0 | 48.62 | 46.94 | 2 | 0
2015 | PJM_ROR_2_MISO_WUMS | PJM_ROR | MISO_WUMS | Internal | Shoulder | B12 | 200 | 1467 | 0 | 42.02 | 40.02 | 2 | 0
2015 | PJM_ROR_2_MISO_WUMS | PJM_ROR | MISO_WUMS | Internal | Shoulder | B13 | 600 | 1467 | 0 | 39.55 | 37.55 | 2 | 0
2015 | PJM_ROR_2_MISO_WUMS | PJM_ROR | MISO_WUMS | Internal | Shoulder | B14 | 900 | 1467 | 0 | 38.09 | 36.1 | 2 | 0
2015 | PJM_ROR_2_MISO_WUMS | PJM_ROR | MISO_WUMS | Internal | Shoulder | B15 | 1203 | 1467 | 0 | 35.41 | 33.48 | 2 | 0
2015 | PJM_ROR_2_MISO_WUMS | PJM_ROR | MISO_WUMS | Internal | Summer | B1 | 10 | 1467 | 0 | 61.39 | 59.39 | 2 | 0
2015 | PJM_ROR_2_MISO_WUMS | PJM_ROR | MISO_WUMS | Internal | Summer | B2 | 25 | 1467 | 0 | 59.28 | 57.29 | 2 | 0
2015 | PJM_ROR_2_MISO_WUMS | PJM_ROR | MISO_WUMS | Internal | Summer | B3 | 75 | 1467 | 0 | 56.94 | 56.68 | 2 | 0
2015 | PJM_ROR_2_MISO_WUMS | PJM_ROR | MISO_WUMS | Internal | Summer | B4 | 100 | 1467 | 0 | 56.94 | 55.7 | 2 | 0
2015 | PJM_ROR_2_MISO_WUMS | PJM_ROR | MISO_WUMS | Internal | Summer | B5 | 200 | 1467 | 0 | 49.36 | 47.39 | 2 | 0
2015 | PJM_ROR_2_MISO_WUMS | PJM_ROR | MISO_WUMS | Internal | Summer | B6 | 300 | 1467 | 0 | 44.05 | 42.05 | 2 | 0
2015 | PJM_ROR_2_MISO_WUMS | PJM_ROR | MISO_WUMS | Internal | Summer | B7 | 400 | 1467 | 0 | 37.94 | 35.94 | 2 | 0
2015 | PJM_ROR_2_MISO_WUMS | PJM_ROR | MISO_WUMS | Internal | Summer | B8 | 500 | 1467 | 0 | 36.47 | 34.47 | 2 | 0
2015 | PJM_ROR_2_MISO_WUMS | PJM_ROR | MISO_WUMS | Internal | Summer | B9 | 800 | 1467 | 0 | 34.9 | 32.92 | 2 | 0
2015 | PJM_ROR_2_MISO_WUMS | PJM_ROR | MISO_WUMS | Internal | Summer | B10 | 1262 | 1467 | 0 | 33.09 | 31.97 | 2 | 0
2015 | PJM_ROR_2_MISO_WUMS | PJM_ROR | MISO_WUMS | Internal | Winter | B16 | 25 | 1467 | 0 | 48.89 | 46.89 | 2 | 0
2015 | PJM_ROR_2_MISO_WUMS | PJM_ROR | MISO_WUMS | Internal | Winter | B17 | 100 | 1467 | 0 | 45.43 | 41.41 | 2 | 0
2015 | PJM_ROR_2_MISO_WUMS | PJM_ROR | MISO_WUMS | Internal | Winter | B18 | 400 | 1467 | 0 | 39.98 | 37.99 | 2 | 0
2015 | PJM_ROR_2_MISO_WUMS | PJM_ROR | MISO_WUMS | Internal | Winter | B19 | 700 | 1467 | 0 | 38.48 | 36.57 | 2 | 0
2015 | PJM_ROR_2_MISO_WUMS | PJM_ROR | MISO_WUMS | Internal | Winter | B20 | 935 | 1467 | 0 | 34.89 | 33.92 | 2 | 0
2015 | PJM_ROR_2_PJM_ROM | PJM_ROR | PJM_ROM | Internal | Shoulder | B11 | 25 | 8000 | 0.16 | 48.62 | 48.61 | 0.01 | 0
2015 | PJM_ROR_2_PJM_ROM | PJM_ROR | PJM_ROM | Internal | Shoulder | B12 | 200 | 8000 | 4105.44 | 42.02 | 42.03 | 0.01 | 0
2015 | PJM_ROR_2_PJM_ROM | PJM_ROR | PJM_ROM | Internal | Shoulder | B13 | 600 | 8000 | 7701.3 | 39.55 | 39.57 | 0.01 | 0
2015 | PJM_ROR_2_PJM_ROM | PJM_ROR | PJM_ROM | Internal | Shoulder | B14 | 900 | 8000 | 8000 | 38.09 | 38.14 | 0.01 | 0.04
2015 | PJM_ROR_2_PJM_ROM | PJM_ROR | PJM_ROM | Internal | Shoulder | B15 | 1203 | 8000 | 8000 | 35.41 | 37.24 | 0.01 | 1.82
2015 | PJM_ROR_2_PJM_ROM | PJM_ROR | PJM_ROM | Internal | Summer | B1 | 10 | 8000 | 5813.17 | 61.39 | 61.4 | 0.01 | 0
2015 | PJM_ROR_2_PJM_ROM | PJM_ROR | PJM_ROM | Internal | Summer | B2 | 25 | 8000 | 5004.83 | 59.28 | 59.29 | 0.01 | 0
2015 | PJM_ROR_2_PJM_ROM | PJM_ROR | PJM_ROM | Internal | Summer | B3 | 75 | 8000 | 1961.36 | 56.94 | 56.95 | 0.01 | 0
2015 | PJM_ROR_2_PJM_ROM | PJM_ROR | PJM_ROM | Internal | Summer | B4 | 100 | 8000 | 0.04 | 56.94 | 56.93 | 0.01 | 0
2015 | PJM_ROR_2_PJM_ROM | PJM_ROR | PJM_ROM | Internal | Summer | B5 | 200 | 8000 | 1703.18 | 49.36 | 49.38 | 0.01 | 0
2015 | PJM_ROR_2_PJM_ROM | PJM_ROR | PJM_ROM | Internal | Summer | B6 | 300 | 8000 | 2852.75 | 44.05 | 44.06 | 0.01 | 0
2015 | PJM_ROR_2_PJM_ROM | PJM_ROR | PJM_ROM | Internal | Summer | B7 | 400 | 8000 | 4453.88 | 37.94 | 37.95 | 0.01 | 0
2015 | PJM_ROR_2_PJM_ROM | PJM_ROR | PJM_ROM | Internal | Summer | B8 | 500 | 8000 | 8000 | 36.47 | 37.43 | 0.01 | 0.95
2015 | PJM_ROR_2_PJM_ROM | PJM_ROR | PJM_ROM | Internal | Summer | B9 | 800 | 8000 | 8000 | 34.9 | 35.21 | 0.01 | 0.29
2015 | PJM_ROR_2_PJM_ROM | PJM_ROR | PJM_ROM | Internal | Summer | B10 | 1262 | 8000 | 8000 | 33.09 | 34.75 | 0.01 | 1.66
2015 | PJM_ROR_2_PJM_ROM | PJM_ROR | PJM_ROM | Internal | Winter | B16 | 25 | 8000 | 4092.67 | 48.89 | 48.9 | 0.01 | 0
2015 | PJM_ROR_2_PJM_ROM | PJM_ROR | PJM_ROM | Internal | Winter | B17 | 100 | 8000 | 7999.98 | 45.43 | 45.48 | 0.01 | 0.04
2015 | PJM_ROR_2_PJM_ROM | PJM_ROR | PJM_ROM | Internal | Winter | B18 | 400 | 8000 | 8000 | 39.98 | 44.29 | 0.01 | 4.3
2015 | PJM_ROR_2_PJM_ROM | PJM_ROR | PJM_ROM | Internal | Winter | B19 | 700 | 8000 | 8000 | 38.48 | 41.95 | 0.01 | 3.45
2015 | PJM_ROR_2_PJM_ROM | PJM_ROR | PJM_ROM | Internal | Winter | B20 | 935 | 8000 | 8000 | 34.89 | 37.46 | 0.01 | 2.56
2015 | PJM_ROR_2_TVA_Transmission | PJM_ROR | TVA_Transmission | Internal | Shoulder | B11 | 25 | 2500 | 0 | 48.62 | 54.02 | 6 | 0
2015 | PJM_ROR_2_TVA_Transmission | PJM_ROR | TVA_Transmission | Internal | Shoulder | B12 | 200 | 2500 | 0 | 42.02 | 43.33 | 6 | 0
2015 | PJM_ROR_2_TVA_Transmission | PJM_ROR | TVA_Transmission | Internal | Shoulder | B13 | 600 | 2500 | 0 | 39.55 | 41.35 | 6 | 0
2015 | PJM_ROR_2_TVA_Transmission | PJM_ROR | TVA_Transmission | Internal | Shoulder | B14 | 900 | 2500 | 0 | 38.09 | 40.13 | 6 | 0
2015 | PJM_ROR_2_TVA_Transmission | PJM_ROR | TVA_Transmission | Internal | Shoulder | B15 | 1203 | 2500 | 0 | 35.41 | 39.23 | 6 | 0
2015 | PJM_ROR_2_TVA_Transmission | PJM_ROR | TVA_Transmission | Internal | Summer | B1 | 10 | 2500 | 52.81 | 61.39 | 67.39 | 6 | 0
2015 | PJM_ROR_2_TVA_Transmission | PJM_ROR | TVA_Transmission | Internal | Summer | B2 | 25 | 2500 | 467.48 | 59.28 | 65.28 | 6 | 0
2015 | PJM_ROR_2_TVA_Transmission | PJM_ROR | TVA_Transmission | Internal | Summer | B3 | 75 | 2500 | 1400.53 | 56.94 | 62.94 | 6 | 0
2015 | PJM_ROR_2_TVA_Transmission | PJM_ROR | TVA_Transmission | Internal | Summer | B4 | 100 | 2500 | 511.7 | 56.94 | 62.94 | 6 | 0
2015 | PJM_ROR_2_TVA_Transmission | PJM_ROR | TVA_Transmission | Internal | Summer | B5 | 200 | 2500 | 0 | 49.36 | 53.13 | 6 | 0
2015 | PJM_ROR_2_TVA_Transmission | PJM_ROR | TVA_Transmission | Internal | Summer | B6 | 300 | 2500 | 0 | 44.05 | 45.66 | 6 | 0
2015 | PJM_ROR_2_TVA_Transmission | PJM_ROR | TVA_Transmission | Internal | Summer | B7 | 400 | 2500 | 0 | 37.94 | 41.74 | 6 | 0
2015 | PJM_ROR_2_TVA_Transmission | PJM_ROR | TVA_Transmission | Internal | Summer | B8 | 500 | 2500 | 0 | 36.47 | 38.92 | 6 | 0
2015 | PJM_ROR_2_TVA_Transmission | PJM_ROR | TVA_Transmission | Internal | Summer | B9 | 800 | 2500 | 0 | 34.9 | 38.31 | 6 | 0
2015 | PJM_ROR_2_TVA_Transmission | PJM_ROR | TVA_Transmission | Internal | Summer | B10 | 1262 | 2500 | 0 | 33.09 | 36.4 | 6 | 0
2015 | PJM_ROR_2_TVA_Transmission | PJM_ROR | TVA_Transmission | Internal | Winter | B16 | 25 | 2500 | 0.02 | 48.89 | 54.71 | 6 | 0
2015 | PJM_ROR_2_TVA_Transmission | PJM_ROR | TVA_Transmission | Internal | Winter | B17 | 100 | 2500 | 0 | 45.43 | 45.8 | 6 | 0
2015 | PJM_ROR_2_TVA_Transmission | PJM_ROR | TVA_Transmission | Internal | Winter | B18 | 400 | 2500 | 0 | 39.98 | 42.13 | 6 | 0
2015 | PJM_ROR_2_TVA_Transmission | PJM_ROR | TVA_Transmission | Internal | Winter | B19 | 700 | 2500 | 0 | 38.48 | 40.35 | 6 | 0
2015 | PJM_ROR_2_TVA_Transmission | PJM_ROR | TVA_Transmission | Internal | Winter | B20 | 935 | 2500 | 0 | 34.89 | 39.08 | 6 | 0
2015 | PJM_ROR_2_VACAR | PJM_ROR | VACAR | Internal | Shoulder | B11 | 25 | 3000 | 1496.41 | 48.62 | 54.62 | 6 | 0
2015 | PJM_ROR_2_VACAR | PJM_ROR | VACAR | Internal | Shoulder | B12 | 200 | 3000 | 750.83 | 42.02 | 48.02 | 6 | 0
2015 | PJM_ROR_2_VACAR | PJM_ROR | VACAR | Internal | Shoulder | B13 | 600 | 3000 | 201.67 | 39.55 | 45.55 | 6 | 0
2015 | PJM_ROR_2_VACAR | PJM_ROR | VACAR | Internal | Shoulder | B14 | 900 | 3000 | 869.79 | 38.09 | 44.09 | 6 | 0
2015 | PJM_ROR_2_VACAR | PJM_ROR | VACAR | Internal | Shoulder | B15 | 1203 | 3000 | 3000 | 35.41 | 42.14 | 6 | 0.74
2015 | PJM_ROR_2_VACAR | PJM_ROR | VACAR | Internal | Summer | B1 | 10 | 3000 | 2999.99 | 61.39 | 68.16 | 6 | 0.77
2015 | PJM_ROR_2_VACAR | PJM_ROR | VACAR | Internal | Summer | B2 | 25 | 3000 | 3000 | 59.28 | 68.16 | 6 | 2.88
2015 | PJM_ROR_2_VACAR | PJM_ROR | VACAR | Internal | Summer | B3 | 75 | 3000 | 3000 | 56.94 | 68.16 | 6 | 5.22
2015 | PJM_ROR_2_VACAR | PJM_ROR | VACAR | Internal | Summer | B4 | 100 | 3000 | 2281.29 | 56.94 | 62.94 | 6 | 0
2015 | PJM_ROR_2_VACAR | PJM_ROR | VACAR | Internal | Summer | B5 | 200 | 3000 | 3000 | 49.36 | 56.32 | 6 | 0.96
2015 | PJM_ROR_2_VACAR | PJM_ROR | VACAR | Internal | Summer | B6 | 300 | 3000 | 1174.59 | 44.05 | 50.05 | 6 | 0
2015 | PJM_ROR_2_VACAR | PJM_ROR | VACAR | Internal | Summer | B7 | 400 | 3000 | 2978.6 | 37.94 | 43.94 | 6 | 0
2015 | PJM_ROR_2_VACAR | PJM_ROR | VACAR | Internal | Summer | B8 | 500 | 3000 | 3000 | 36.47 | 42.75 | 6 | 0.28
2015 | PJM_ROR_2_VACAR | PJM_ROR | VACAR | Internal | Summer | B9 | 800 | 3000 | 3000 | 34.9 | 41.48 | 6 | 0.58
2015 | PJM_ROR_2_VACAR | PJM_ROR | VACAR | Internal | Summer | B10 | 1262 | 3000 | 3000 | 33.09 | 40.46 | 6 | 1.38
2015 | PJM_ROR_2_VACAR | PJM_ROR | VACAR | Internal | Winter | B16 | 25 | 3000 | 3000 | 48.89 | 58.89 | 6 | 4
2015 | PJM_ROR_2_VACAR | PJM_ROR | VACAR | Internal | Winter | B17 | 100 | 3000 | 523.3 | 45.43 | 51.43 | 6 | 0
2015 | PJM_ROR_2_VACAR | PJM_ROR | VACAR | Internal | Winter | B18 | 400 | 3000 | 0.03 | 39.98 | 45.97 | 6 | 0
2015 | PJM_ROR_2_VACAR | PJM_ROR | VACAR | Internal | Winter | B19 | 700 | 3000 | 364.81 | 38.48 | 44.48 | 6 | 0
2015 | PJM_ROR_2_VACAR | PJM_ROR | VACAR | Internal | Winter | B20 | 935 | 3000 | 3000 | 34.89 | 42.38 | 6 | 1.5
2015 | PJM_ROM_2_NYISO_A-F | PJM_ROM | NYISO_A-F | Internal | Shoulder | B11 | 25 | 2000 | 0 | 48.61 | 40.61 | 6 | 0
2015 | PJM_ROM_2_NYISO_A-F | PJM_ROM | NYISO_A-F | Internal | Shoulder | B12 | 200 | 2000 | 0 | 42.03 | 39.99 | 6 | 0
2015 | PJM_ROM_2_NYISO_A-F | PJM_ROM | NYISO_A-F | Internal | Shoulder | B13 | 600 | 2000 | 0 | 39.57 | 38.42 | 6 | 0
2015 | PJM_ROM_2_NYISO_A-F | PJM_ROM | NYISO_A-F | Internal | Shoulder | B14 | 900 | 2000 | 0 | 38.14 | 38.42 | 6 | 0
2015 | PJM_ROM_2_NYISO_A-F | PJM_ROM | NYISO_A-F | Internal | Shoulder | B15 | 1203 | 2000 | 0 | 37.24 | 38.42 | 6 | 0
2015 | PJM_ROM_2_NYISO_A-F | PJM_ROM | NYISO_A-F | Internal | Summer | B1 | 10 | 2000 | 0 | 61.4 | 53.4 | 6 | 0
2015 | PJM_ROM_2_NYISO_A-F | PJM_ROM | NYISO_A-F | Internal | Summer | B2 | 25 | 2000 | 0 | 59.29 | 51.8 | 6 | 0
2015 | PJM_ROM_2_NYISO_A-F | PJM_ROM | NYISO_A-F | Internal | Summer | B3 | 75 | 2000 | 0 | 56.95 | 48.95 | 6 | 0
2015 | PJM_ROM_2_NYISO_A-F | PJM_ROM | NYISO_A-F | Internal | Summer | B4 | 100 | 2000 | 0 | 56.93 | 45.28 | 6 | 0
2015 | PJM_ROM_2_NYISO_A-F | PJM_ROM | NYISO_A-F | Internal | Summer | B5 | 200 | 2000 | 0 | 49.38 | 43 | 6 | 0
2015 | PJM_ROM_2_NYISO_A-F | PJM_ROM | NYISO_A-F | Internal | Summer | B6 | 300 | 2000 | 0 | 44.06 | 42.04 | 6 | 0
2015 | PJM_ROM_2_NYISO_A-F | PJM_ROM | NYISO_A-F | Internal | Summer | B7 | 400 | 2000 | 0 | 37.95 | 38.3 | 6 | 0
2015 | PJM_ROM_2_NYISO_A-F | PJM_ROM | NYISO_A-F | Internal | Summer | B8 | 500 | 2000 | 0 | 37.43 | 37.08 | 6 | 0
2015 | PJM_ROM_2_NYISO_A-F | PJM_ROM | NYISO_A-F | Internal | Summer | B9 | 800 | 2000 | 0 | 35.21 | 37.07 | 6 | 0
2015 | PJM_ROM_2_NYISO_A-F | PJM_ROM | NYISO_A-F | Internal | Summer | B10 | 1262 | 2000 | 0 | 34.75 | 37.07 | 6 | 0
2015 | PJM_ROM_2_NYISO_A-F | PJM_ROM | NYISO_A-F | Internal | Winter | B16 | 25 | 2000 | 0 | 48.9 | 45.86 | 6 | 0
2015 | PJM_ROM_2_NYISO_A-F | PJM_ROM | NYISO_A-F | Internal | Winter | B17 | 100 | 2000 | 0 | 45.48 | 43.08 | 6 | 0
2015 | PJM_ROM_2_NYISO_A-F | PJM_ROM | NYISO_A-F | Internal | Winter | B18 | 400 | 2000 | 0 | 44.29 | 43.08 | 6 | 0
2015 | PJM_ROM_2_NYISO_A-F | PJM_ROM | NYISO_A-F | Internal | Winter | B19 | 700 | 2000 | 0 | 41.95 | 43.08 | 6 | 0
2015 | PJM_ROM_2_NYISO_A-F | PJM_ROM | NYISO_A-F | Internal | Winter | B20 | 935 | 2000 | 0 | 37.46 | 43.08 | 6 | 0
2015 | PJM_ROM_2_PJM_E | PJM_ROM | PJM_E | Internal | Shoulder | B11 | 25 | 8000 | 0.15 | 48.61 | 48.6 | 0.01 | 0
2015 | PJM_ROM_2_PJM_E | PJM_ROM | PJM_E | Internal | Shoulder | B12 | 200 | 8000 | 1080.52 | 42.03 | 42.05 | 0.01 | 0
2015 | PJM_ROM_2_PJM_E | PJM_ROM | PJM_E | Internal | Shoulder | B13 | 600 | 8000 | 4317.81 | 39.57 | 39.58 | 0.01 | 0
2015 | PJM_ROM_2_PJM_E | PJM_ROM | PJM_E | Internal | Shoulder | B14 | 900 | 8000 | 3213.09 | 38.14 | 38.15 | 0.01 | 0
2015 | PJM_ROM_2_PJM_E | PJM_ROM | PJM_E | Internal | Shoulder | B15 | 1203 | 8000 | 4407.06 | 37.24 | 37.25 | 0.01 | 0
2015 | PJM_ROM_2_PJM_E | PJM_ROM | PJM_E | Internal | Summer | B1 | 10 | 8000 | 5217.72 | 61.4 | 61.41 | 0.01 | 0
2015 | PJM_ROM_2_PJM_E | PJM_ROM | PJM_E | Internal | Summer | B2 | 25 | 8000 | 4281.72 | 59.29 | 59.3 | 0.01 | 0
2015 | PJM_ROM_2_PJM_E | PJM_ROM | PJM_E | Internal | Summer | B3 | 75 | 8000 | 3719.87 | 56.95 | 56.96 | 0.01 | 0
2015 | PJM_ROM_2_PJM_E | PJM_ROM | PJM_E | Internal | Summer | B4 | 100 | 8000 | 1695.02 | 56.93 | 56.94 | 0.01 | 0
2015 | PJM_ROM_2_PJM_E | PJM_ROM | PJM_E | Internal | Summer | B5 | 200 | 8000 | 1110.03 | 49.38 | 49.39 | 0.01 | 0
2015 | PJM_ROM_2_PJM_E | PJM_ROM | PJM_E | Internal | Summer | B6 | 300 | 8000 | 1808.31 | 44.06 | 44.08 | 0.01 | 0
2015 | PJM_ROM_2_PJM_E | PJM_ROM | PJM_E | Internal | Summer | B7 | 400 | 8000 | 2378.36 | 37.95 | 37.96 | 0.01 | 0
2015 | PJM_ROM_2_PJM_E | PJM_ROM | PJM_E | Internal | Summer | B8 | 500 | 8000 | 4197 | 37.43 | 37.44 | 0.01 | 0
2015 | PJM_ROM_2_PJM_E | PJM_ROM | PJM_E | Internal | Summer | B9 | 800 | 8000 | 3009.62 | 35.21 | 35.22 | 0.01 | 0
2015 | PJM_ROM_2_PJM_E | PJM_ROM | PJM_E | Internal | Summer | B10 | 1262 | 8000 | 3895.57 | 34.75 | 34.77 | 0.01 | 0
2015 | PJM_ROM_2_PJM_E | PJM_ROM | PJM_E | Internal | Winter | B16 | 25 | 8000 | 892.02 | 48.9 | 48.91 | 0.01 | 0
2015 | PJM_ROM_2_PJM_E | PJM_ROM | PJM_E | Internal | Winter | B17 | 100 | 8000 | 5013.13 | 45.48 | 45.49 | 0.01 | 0
2015 | PJM_ROM_2_PJM_E | PJM_ROM | PJM_E | Internal | Winter | B18 | 400 | 8000 | 4942.21 | 44.29 | 44.3 | 0.01 | 0
2015 | PJM_ROM_2_PJM_E | PJM_ROM | PJM_E | Internal | Winter | B19 | 700 | 8000 | 5081.4 | 41.95 | 41.96 | 0.01 | 0
2015 | PJM_ROM_2_PJM_E | PJM_ROM | PJM_E | Internal | Winter | B20 | 935 | 8000 | 4463.66 | 37.46 | 37.47 | 0.01 | 0
2015 | PJM_ROM_2_PJM_ROR | PJM_ROM | PJM_ROR | Internal | Shoulder | B11 | 25 | 8000 | 241.16 | 48.61 | 48.62 | 0.01 | 0
2015 | PJM_ROM_2_PJM_ROR | PJM_ROM | PJM_ROR | Internal | Shoulder | B12 | 200 | 8000 | 0.02 | 42.03 | 42.02 | 0.01 | 0
2015 | PJM_ROM_2_PJM_ROR | PJM_ROM | PJM_ROR | Internal | Shoulder | B13 | 600 | 8000 | 0 | 39.57 | 39.55 | 0.01 | 0
2015 | PJM_ROM_2_PJM_ROR | PJM_ROM | PJM_ROR | Internal | Shoulder | B14 | 900 | 8000 | 0 | 38.14 | 38.09 | 0.01 | 0
2015 | PJM_ROM_2_PJM_ROR | PJM_ROM | PJM_ROR | Internal | Shoulder | B15 | 1203 | 8000 | 0 | 37.24 | 35.41 | 0.01 | 0
2015 | PJM_ROM_2_PJM_ROR | PJM_ROM | PJM_ROR | Internal | Summer | B1 | 10 | 8000 | 0.35 | 61.4 | 61.39 | 0.01 | 0
2015 | PJM_ROM_2_PJM_ROR | PJM_ROM | PJM_ROR | Internal | Summer | B2 | 25 | 8000 | 0.14 | 59.29 | 59.28 | 0.01 | 0
2015 | PJM_ROM_2_PJM_ROR | PJM_ROM | PJM_ROR | Internal | Summer | B3 | 75 | 8000 | 0.05 | 56.95 | 56.94 | 0.01 | 0
2015 | PJM_ROM_2_PJM_ROR | PJM_ROM | PJM_ROR | Internal | Summer | B4 | 100 | 8000 | 1365.58 | 56.93 | 56.94 | 0.01 | 0
2015 | PJM_ROM_2_PJM_ROR | PJM_ROM | PJM_ROR | Internal | Summer | B5 | 200 | 8000 | 0.02 | 49.38 | 49.36 | 0.01 | 0
2015 | PJM_ROM_2_PJM_ROR | PJM_ROM | PJM_ROR | Internal | Summer | B6 | 300 | 8000 | 0.01 | 44.06 | 44.05 | 0.01 | 0
2015 | PJM_ROM_2_PJM_ROR | PJM_ROM | PJM_ROR | Internal | Summer | B7 | 400 | 8000 | 0 | 37.95 | 37.94 | 0.01 | 0
2015 | PJM_ROM_2_PJM_ROR | PJM_ROM | PJM_ROR | Internal | Summer | B8 | 500 | 8000 | 0 | 37.43 | 36.47 | 0.01 | 0
2015 | PJM_ROM_2_PJM_ROR | PJM_ROM | PJM_ROR | Internal | Summer | B9 | 800 | 8000 | 0 | 35.21 | 34.9 | 0.01 | 0
2015 | PJM_ROM_2_PJM_ROR | PJM_ROM | PJM_ROR | Internal | Summer | B10 | 1262 | 8000 | 0 | 34.75 | 33.09 | 0.01 | 0
2015 | PJM_ROM_2_PJM_ROR | PJM_ROM | PJM_ROR | Internal | Winter | B16 | 25 | 8000 | 0.15 | 48.9 | 48.89 | 0.01 | 0
2015 | PJM_ROM_2_PJM_ROR | PJM_ROM | PJM_ROR | Internal | Winter | B17 | 100 | 8000 | 0.01 | 45.48 | 45.43 | 0.01 | 0
2015 | PJM_ROM_2_PJM_ROR | PJM_ROM | PJM_ROR | Internal | Winter | B18 | 400 | 8000 | 0 | 44.29 | 39.98 | 0.01 | 0
2015 | PJM_ROM_2_PJM_ROR | PJM_ROM | PJM_ROR | Internal | Winter | B19 | 700 | 8000 | 0 | 41.95 | 38.48 | 0.01 | 0
2015 | PJM_ROM_2_PJM_ROR | PJM_ROM | PJM_ROR | Internal | Winter | B20 | 935 | 8000 | 0 | 37.46 | 34.89 | 0.01 | 0
2015 | SOCO_2_ENT | SOCO | ENT | Internal | Shoulder | B11 | 25 | 2400 | 0 | 61.24 | 53.5 | 10 | 0
2015 | SOCO_2_ENT | SOCO | ENT | Internal | Shoulder | B12 | 200 | 2400 | 0 | 41.64 | 38.05 | 10 | 0
2015 | SOCO_2_ENT | SOCO | ENT | Internal | Shoulder | B13 | 600 | 2400 | 0 | 39.4 | 37.78 | 10 | 0
2015 | SOCO_2_ENT | SOCO | ENT | Internal | Shoulder | B14 | 900 | 2400 | 0 | 39.4 | 37.78 | 10 | 0
2015 | SOCO_2_ENT | SOCO | ENT | Internal | Shoulder | B15 | 1203 | 2400 | 0 | 39.02 | 36.55 | 10 | 0
2015 | SOCO_2_ENT | SOCO | ENT | Internal | Summer | B1 | 10 | 2400 | 0 | 64.92 | 59.39 | 10 | 0
2015 | SOCO_2_ENT | SOCO | ENT | Internal | Summer | B2 | 25 | 2400 | 0 | 64.92 | 57.28 | 10 | 0
2015 | SOCO_2_ENT | SOCO | ENT | Internal | Summer | B3 | 75 | 2400 | 0 | 64.92 | 55.82 | 10 | 0
2015 | SOCO_2_ENT | SOCO | ENT | Internal | Summer | B4 | 100 | 2400 | 0 | 64.92 | 55.82 | 10 | 0
2015 | SOCO_2_ENT | SOCO | ENT | Internal | Summer | B5 | 200 | 2400 | 0 | 60.27 | 51.84 | 10 | 0
2015 | SOCO_2_ENT | SOCO | ENT | Internal | Summer | B6 | 300 | 2400 | 0 | 50.05 | 42.05 | 10 | 0
2015 | SOCO_2_ENT | SOCO | ENT | Internal | Summer | B7 | 400 | 2400 | 0 | 50.05 | 36.89 | 10 | 0
2015 | SOCO_2_ENT | SOCO | ENT | Internal | Summer | B8 | 500 | 2400 | 0 | 43.78 | 36.89 | 10 | 0
2015 | SOCO_2_ENT | SOCO | ENT | Internal | Summer | B9 | 800 | 2400 | 0 | 37.88 | 36.63 | 10 | 0
2015 | SOCO_2_ENT | SOCO | ENT | Internal | Summer | B10 | 1262 | 2400 | 0 | 37.88 | 35.44 | 10 | 0
2015 | SOCO_2_ENT | SOCO | ENT | Internal | Winter | B16 | 25 | 2400 | 0 | 58.79 | 50.79 | 10 | 0
2015 | SOCO_2_ENT | SOCO | ENT | Internal | Winter | B17 | 100 | 2400 | 0 | 43.78 | 40.1 | 10 | 0
2015 | SOCO_2_ENT | SOCO | ENT | Internal | Winter | B18 | 400 | 2400 | 0 | 41.34 | 40.1 | 10 | 0
2015 | SOCO_2_ENT | SOCO | ENT | Internal | Winter | B19 | 700 | 2400 | 0 | 41.34 | 38.89 | 10 | 0
2015 | SOCO_2_ENT | SOCO | ENT | Internal | Winter | B20 | 935 | 2400 | 0 | 41.34 | 38.79 | 10 | 0
2015 | SOCO_2_FRCC | SOCO | FRCC | Internal | Shoulder | B11 | 25 | 3700 | 620.36 | 61.24 | 71.24 | 10 | 0
2015 | SOCO_2_FRCC | SOCO | FRCC | Internal | Shoulder | B12 | 200 | 3700 | 1572.56 | 41.64 | 51.64 | 10 | 0
2015 | SOCO_2_FRCC | SOCO | FRCC | Internal | Shoulder | B13 | 600 | 3700 | 146.16 | 39.4 | 49.4 | 10 | 0
2015 | SOCO_2_FRCC | SOCO | FRCC | Internal | Shoulder | B14 | 900 | 3700 | 0 | 39.4 | 45.06 | 10 | 0
2015 | SOCO_2_FRCC | SOCO | FRCC | Internal | Shoulder | B15 | 1203 | 3700 | 0 | 39.02 | 43.22 | 10 | 0
2015 | SOCO_2_FRCC | SOCO | FRCC | Internal | Summer | B1 | 10 | 3700 | 0 | 64.92 | 71.2 | 10 | 0
2015 | SOCO_2_FRCC | SOCO | FRCC | Internal | Summer | B2 | 25 | 3700 | 0 | 64.92 | 71.2 | 10 | 0
2015 | SOCO_2_FRCC | SOCO | FRCC | Internal | Summer | B3 | 75 | 3700 | 0 | 64.92 | 71.2 | 10 | 0
2015 | SOCO_2_FRCC | SOCO | FRCC | Internal | Summer | B4 | 100 | 3700 | 0 | 64.92 | 71.2 | 10 | 0
2015 | SOCO_2_FRCC | SOCO | FRCC | Internal | Summer | B5 | 200 | 3700 | 1221.92 | 60.27 | 70.27 | 10 | 0
2015 | SOCO_2_FRCC | SOCO | FRCC | Internal | Summer | B6 | 300 | 3700 | 1161.53 | 50.05 | 60.05 | 10 | 0
2015 | SOCO_2_FRCC | SOCO | FRCC | Internal | Summer | B7 | 400 | 3700 | 2747.61 | 50.05 | 60.05 | 10 | 0
2015 | SOCO_2_FRCC | SOCO | FRCC | Internal | Summer | B8 | 500 | 3700 | 803.71 | 43.78 | 53.78 | 10 | 0
2015 | SOCO_2_FRCC | SOCO | FRCC | Internal | Summer | B9 | 800 | 3700 | 0 | 37.88 | 46.72 | 10 | 0
2015 | SOCO_2_FRCC | SOCO | FRCC | Internal | Summer | B10 | 1262 | 3700 | 0 | 37.88 | 42.58 | 10 | 0
2015 | SOCO_2_FRCC | SOCO | FRCC | Internal | Winter | B16 | 25 | 3700 | 2366.74 | 58.79 | 68.79 | 10 | 0
2015 | SOCO_2_FRCC | SOCO | FRCC | Internal | Winter | B17 | 100 | 3700 | 1578.38 | 43.78 | 53.78 | 10 | 0
2015 | SOCO_2_FRCC | SOCO | FRCC | Internal | Winter | B18 | 400 | 3700 | 450.72 | 41.34 | 51.34 | 10 | 0
2015 | SOCO_2_FRCC | SOCO | FRCC | Internal | Winter | B19 | 700 | 3700 | 0 | 41.34 | 47.11 | 10 | 0
2015 | SOCO_2_FRCC | SOCO | FRCC | Internal | Winter | B20 | 935 | 3700 | 0 | 41.34 | 45.18 | 10 | 0
2015 | SOCO_2_TVA_Transmission | SOCO | TVA_Transmission | Internal | Shoulder | B11 | 25 | 2600 | 0 | 61.24 | 54.02 | 10 | 0
2015 | SOCO_2_TVA_Transmission | SOCO | TVA_Transmission | Internal | Shoulder | B12 | 200 | 2600 | 0 | 41.64 | 43.33 | 10 | 0
2015 | SOCO_2_TVA_Transmission | SOCO | TVA_Transmission | Internal | Shoulder | B13 | 600 | 2600 | 0 | 39.4 | 41.35 | 10 | 0
2015 | SOCO_2_TVA_Transmission | SOCO | TVA_Transmission | Internal | Shoulder | B14 | 900 | 2600 | 0 | 39.4 | 40.13 | 10 | 0
2015 | SOCO_2_TVA_Transmission | SOCO | TVA_Transmission | Internal | Shoulder | B15 | 1203 | 2600 | 0 | 39.02 | 39.23 | 10 | 0
2015 | SOCO_2_TVA_Transmission | SOCO | TVA_Transmission | Internal | Summer | B1 | 10 | 2600 | 0 | 64.92 | 67.39 | 10 | 0
2015 | SOCO_2_TVA_Transmission | SOCO | TVA_Transmission | Internal | Summer | B2 | 25 | 2600 | 0 | 64.92 | 65.28 | 10 | 0
2015 | SOCO_2_TVA_Transmission | SOCO | TVA_Transmission | Internal | Summer | B3 | 75 | 2600 | 0 | 64.92 | 62.94 | 10 | 0
2015 | SOCO_2_TVA_Transmission | SOCO | TVA_Transmission | Internal | Summer | B4 | 100 | 2600 | 0 | 64.92 | 62.94 | 10 | 0
2015 | SOCO_2_TVA_Transmission | SOCO | TVA_Transmission | Internal | Summer | B5 | 200 | 2600 | 0 | 60.27 | 53.13 | 10 | 0
2015 | SOCO_2_TVA_Transmission | SOCO | TVA_Transmission | Internal | Summer | B6 | 300 | 2600 | 0 | 50.05 | 45.66 | 10 | 0
2015 | SOCO_2_TVA_Transmission | SOCO | TVA_Transmission | Internal | Summer | B7 | 400 | 2600 | 0 | 50.05 | 41.74 | 10 | 0
2015 | SOCO_2_TVA_Transmission | SOCO | TVA_Transmission | Internal | Summer | B8 | 500 | 2600 | 0 | 43.78 | 38.92 | 10 | 0
2015 | SOCO_2_TVA_Transmission | SOCO | TVA_Transmission | Internal | Summer | B9 | 800 | 2600 | 0 | 37.88 | 38.31 | 10 | 0
2015 | SOCO_2_TVA_Transmission | SOCO | TVA_Transmission | Internal | Summer | B10 | 1262 | 2600 | 0 | 37.88 | 36.4 | 10 | 0
2015 | SOCO_2_TVA_Transmission | SOCO | TVA_Transmission | Internal | Winter | B16 | 25 | 2600 | 0 | 58.79 | 54.71 | 10 | 0
2015 | SOCO_2_TVA_Transmission | SOCO | TVA_Transmission | Internal | Winter | B17 | 100 | 2600 | 0 | 43.78 | 45.8 | 10 | 0
2015 | SOCO_2_TVA_Transmission | SOCO | TVA_Transmission | Internal | Winter | B18 | 400 | 2600 | 0 | 41.34 | 42.13 | 10 | 0
2015 | SOCO_2_TVA_Transmission | SOCO | TVA_Transmission | Internal | Winter | B19 | 700 | 2600 | 0 | 41.34 | 40.35 | 10 | 0
2015 | SOCO_2_TVA_Transmission | SOCO | TVA_Transmission | Internal | Winter | B20 | 935 | 2600 | 0 | 41.34 | 39.08 | 10 | 0
2015 | SOCO_2_VACAR | SOCO | VACAR | Internal | Shoulder | B11 | 25 | 2000 | 0 | 61.24 | 54.62 | 10 | 0
2015 | SOCO_2_VACAR | SOCO | VACAR | Internal | Shoulder | B12 | 200 | 2000 | 0 | 41.64 | 48.02 | 10 | 0
2015 | SOCO_2_VACAR | SOCO | VACAR | Internal | Shoulder | B13 | 600 | 2000 | 0 | 39.4 | 45.55 | 10 | 0
2015 | SOCO_2_VACAR | SOCO | VACAR | Internal | Shoulder | B14 | 900 | 2000 | 0 | 39.4 | 44.09 | 10 | 0
2015 | SOCO_2_VACAR | SOCO | VACAR | Internal | Shoulder | B15 | 1203 | 2000 | 0 | 39.02 | 42.14 | 10 | 0
2015 | SOCO_2_VACAR | SOCO | VACAR | Internal | Summer | B1 | 10 | 2000 | 0 | 64.92 | 68.16 | 10 | 0
2015 | SOCO_2_VACAR | SOCO | VACAR | Internal | Summer | B2 | 25 | 2000 | 0 | 64.92 | 68.16 | 10 | 0
2015 | SOCO_2_VACAR | SOCO | VACAR | Internal | Summer | B3 | 75 | 2000 | 0 | 64.92 | 68.16 | 10 | 0
2015 | SOCO_2_VACAR | SOCO | VACAR | Internal | Summer | B4 | 100 | 2000 | 0 | 64.92 | 62.94 | 10 | 0
2015 | SOCO_2_VACAR | SOCO | VACAR | Internal | Summer | B5 | 200 | 2000 | 0 | 60.27 | 56.32 | 10 | 0
2015 | SOCO_2_VACAR | SOCO | VACAR | Internal | Summer | B6 | 300 | 2000 | 0 | 50.05 | 50.05 | 10 | 0
2015 | SOCO_2_VACAR | SOCO | VACAR | Internal | Summer | B7 | 400 | 2000 | 0 | 50.05 | 43.94 | 10 | 0
2015 | SOCO_2_VACAR | SOCO | VACAR | Internal | Summer | B8 | 500 | 2000 | 0 | 43.78 | 42.75 | 10 | 0
2015 | SOCO_2_VACAR | SOCO | VACAR | Internal | Summer | B9 | 800 | 2000 | 0 | 37.88 | 41.48 | 10 | 0
2015 | SOCO_2_VACAR | SOCO | VACAR | Internal | Summer | B10 | 1262 | 2000 | 0 | 37.88 | 40.46 | 10 | 0
2015 | SOCO_2_VACAR | SOCO | VACAR | Internal | Winter | B16 | 25 | 2000 | 0 | 58.79 | 58.89 | 10 | 0
2015 | SOCO_2_VACAR | SOCO | VACAR | Internal | Winter | B17 | 100 | 2000 | 0 | 43.78 | 51.43 | 10 | 0
2015 | SOCO_2_VACAR | SOCO | VACAR | Internal | Winter | B18 | 400 | 2000 | 0 | 41.34 | 45.97 | 10 | 0
2015 | SOCO_2_VACAR | SOCO | VACAR | Internal | Winter | B19 | 700 | 2000 | 0 | 41.34 | 44.48 | 10 | 0
2015 | SOCO_2_VACAR | SOCO | VACAR | Internal | Winter | B20 | 935 | 2000 | 0 | 41.34 | 42.38 | 10 | 0
2015 | SPP_N_2_ENT | SPP_N | ENT | Internal | Shoulder | B11 | 25 | 1800 | 0 | 53.93 | 53.5 | 5 | 0
2015 | SPP_N_2_ENT | SPP_N | ENT | Internal | Shoulder | B12 | 200 | 1800 | 0 | 38 | 38.05 | 5 | 0
2015 | SPP_N_2_ENT | SPP_N | ENT | Internal | Shoulder | B13 | 600 | 1800 | 0 | 37.1 | 37.78 | 5 | 0
2015 | SPP_N_2_ENT | SPP_N | ENT | Internal | Shoulder | B14 | 900 | 1800 | 0 | 36.34 | 37.78 | 5 | 0
2015 | SPP_N_2_ENT | SPP_N | ENT | Internal | Shoulder | B15 | 1203 | 1800 | 0 | 36.3 | 36.55 | 5 | 0
2015 | SPP_N_2_ENT | SPP_N | ENT | Internal | Summer | B1 | 10 | 1800 | 0 | 58.76 | 59.39 | 5 | 0
2015 | SPP_N_2_ENT | SPP_N | ENT | Internal | Summer | B2 | 25 | 1800 | 0 | 58.76 | 57.28 | 5 | 0
2015 | SPP_N_2_ENT | SPP_N | ENT | Internal | Summer | B3 | 75 | 1800 | 0 | 58.76 | 55.82 | 5 | 0
2015 | SPP_N_2_ENT | SPP_N | ENT | Internal | Summer | B4 | 100 | 1800 | 0 | 56.96 | 55.82 | 5 | 0
2015 | SPP_N_2_ENT | SPP_N | ENT | Internal | Summer | B5 | 200 | 1800 | 0 | 52.82 | 51.84 | 5 | 0
2015 | SPP_N_2_ENT | SPP_N | ENT | Internal | Summer | B6 | 300 | 1800 | 0 | 49.05 | 42.05 | 5 | 0
2015 | SPP_N_2_ENT | SPP_N | ENT | Internal | Summer | B7 | 400 | 1800 | 0 | 42.62 | 36.89 | 5 | 0
2015 | SPP_N_2_ENT | SPP_N | ENT | Internal | Summer | B8 | 500 | 1800 | 0 | 36.69 | 36.89 | 5 | 0
2015 | SPP_N_2_ENT | SPP_N | ENT | Internal | Summer | B9 | 800 | 1800 | 0 | 35.12 | 36.63 | 5 | 0
2015 | SPP_N_2_ENT | SPP_N | ENT | Internal | Summer | B10 | 1262 | 1800 | 0 | 34.55 | 35.44 | 5 | 0
2015 | SPP_N_2_ENT | SPP_N | ENT | Internal | Winter | B16 | 25 | 1800 | 80.57 | 45.79 | 50.79 | 5 | 0
2015 | SPP_N_2_ENT | SPP_N | ENT | Internal | Winter | B17 | 100 | 1800 | 0 | 38.72 | 40.1 | 5 | 0
2015 | SPP_N_2_ENT | SPP_N | ENT | Internal | Winter | B18 | 400 | 1800 | 0 | 38.72 | 40.1 | 5 | 0
2015 | SPP_N_2_ENT | SPP_N | ENT | Internal | Winter | B19 | 700 | 1800 | 0 | 38.63 | 38.89 | 5 | 0
2015 | SPP_N_2_ENT | SPP_N | ENT | Internal | Winter | B20 | 935 | 1800 | 0 | 38.07 | 38.79 | 5 | 0
2015 | SPP_N_2_MISO_MO-IL | SPP_N | MISO_MO-IL | Internal | Shoulder | B11 | 25 | 2000 | 0 | 53.93 | 46.92 | 5 | 0
2015 | SPP_N_2_MISO_MO-IL | SPP_N | MISO_MO-IL | Internal | Shoulder | B12 | 200 | 2000 | 0 | 38 | 40.01 | 5 | 0
2015 | SPP_N_2_MISO_MO-IL | SPP_N | MISO_MO-IL | Internal | Shoulder | B13 | 600 | 2000 | 0 | 37.1 | 37.08 | 5 | 0
2015 | SPP_N_2_MISO_MO-IL | SPP_N | MISO_MO-IL | Internal | Shoulder | B14 | 900 | 2000 | 0 | 36.34 | 36.07 | 5 | 0
2015 | SPP_N_2_MISO_MO-IL | SPP_N | MISO_MO-IL | Internal | Shoulder | B15 | 1203 | 2000 | 0 | 36.3 | 33.41 | 5 | 0
2015 | SPP_N_2_MISO_MO-IL | SPP_N | MISO_MO-IL | Internal | Summer | B1 | 10 | 2000 | 0 | 58.76 | 59.39 | 5 | 0
2015 | SPP_N_2_MISO_MO-IL | SPP_N | MISO_MO-IL | Internal | Summer | B2 | 25 | 2000 | 0 | 58.76 | 57.28 | 5 | 0
2015 | SPP_N_2_MISO_MO-IL | SPP_N | MISO_MO-IL | Internal | Summer | B3 | 75 | 2000 | 0 | 58.76 | 56.4 | 5 | 0
2015 | SPP_N_2_MISO_MO-IL | SPP_N | MISO_MO-IL | Internal | Summer | B4 | 100 | 2000 | 0 | 56.96 | 54.94 | 5 | 0
2015 | SPP_N_2_MISO_MO-IL | SPP_N | MISO_MO-IL | Internal | Summer | B5 | 200 | 2000 | 0 | 52.82 | 47.36 | 5 | 0
2015 | SPP_N_2_MISO_MO-IL | SPP_N | MISO_MO-IL | Internal | Summer | B6 | 300 | 2000 | 0 | 49.05 | 42.04 | 5 | 0
2015 | SPP_N_2_MISO_MO-IL | SPP_N | MISO_MO-IL | Internal | Summer | B7 | 400 | 2000 | 0 | 42.62 | 35.92 | 5 | 0
2015 | SPP_N_2_MISO_MO-IL | SPP_N | MISO_MO-IL | Internal | Summer | B8 | 500 | 2000 | 0 | 36.69 | 33.54 | 5 | 0
2015 | SPP_N_2_MISO_MO-IL | SPP_N | MISO_MO-IL | Internal | Summer | B9 | 800 | 2000 | 0 | 35.12 | 32.9 | 5 | 0
2015 | SPP_N_2_MISO_MO-IL | SPP_N | MISO_MO-IL | Internal | Summer | B10 | 1262 | 2000 | 0 | 34.55 | 31.09 | 5 | 0
2015 | SPP_N_2_MISO_MO-IL | SPP_N | MISO_MO-IL | Internal | Winter | B16 | 25 | 2000 | 0 | 45.79 | 46.88 | 5 | 0
2015 | SPP_N_2_MISO_MO-IL | SPP_N | MISO_MO-IL | Internal | Winter | B17 | 100 | 2000 | 0 | 38.72 | 41.41 | 5 | 0
2015 | SPP_N_2_MISO_MO-IL | SPP_N | MISO_MO-IL | Internal | Winter | B18 | 400 | 2000 | 0 | 38.72 | 37.97 | 5 | 0
2015 | SPP_N_2_MISO_MO-IL | SPP_N | MISO_MO-IL | Internal | Winter | B19 | 700 | 2000 | 0 | 38.63 | 36.47 | 5 | 0
2015 | SPP_N_2_MISO_MO-IL | SPP_N | MISO_MO-IL | Internal | Winter | B20 | 935 | 2000 | 0 | 38.07 | 32.89 | 5 | 0
2015 | SPP_N_2_MISO_W | SPP_N | MISO_W | Internal | Shoulder | B11 | 25 | 750 | 0 | 53.93 | 46.93 | 5 | 0
2015 | SPP_N_2_MISO_W | SPP_N | MISO_W | Internal | Shoulder | B12 | 200 | 750 | 0 | 38 | 40 | 5 | 0
2015 | SPP_N_2_MISO_W | SPP_N | MISO_W | Internal | Shoulder | B13 | 600 | 750 | 0 | 37.1 | 37.09 | 5 | 0
2015 | SPP_N_2_MISO_W | SPP_N | MISO_W | Internal | Shoulder | B14 | 900 | 750 | 0 | 36.34 | 36.09 | 5 | 0
2015 | SPP_N_2_MISO_W | SPP_N | MISO_W | Internal | Shoulder | B15 | 1203 | 750 | 0 | 36.3 | 33.47 | 5 | 0
2015 | SPP_N_2_MISO_W | SPP_N | MISO_W | Internal | Summer | B1 | 10 | 750 | 0 | 58.76 | 59.38 | 5 | 0
2015 | SPP_N_2_MISO_W | SPP_N | MISO_W | Internal | Summer | B2 | 25 | 750 | 0 | 58.76 | 57.28 | 5 | 0
2015 | SPP_N_2_MISO_W | SPP_N | MISO_W | Internal | Summer | B3 | 75 | 750 | 0 | 58.76 | 56.67 | 5 | 0
2015 | SPP_N_2_MISO_W | SPP_N | MISO_W | Internal | Summer | B4 | 100 | 750 | 0 | 56.96 | 55.69 | 5 | 0
2015 | SPP_N_2_MISO_W | SPP_N | MISO_W | Internal | Summer | B5 | 200 | 750 | 0 | 52.82 | 47.38 | 5 | 0
2015 | SPP_N_2_MISO_W | SPP_N | MISO_W | Internal | Summer | B6 | 300 | 750 | 0 | 49.05 | 42.05 | 5 | 0
2015 | SPP_N_2_MISO_W | SPP_N | MISO_W | Internal | Summer | B7 | 400 | 750 | 0 | 42.62 | 35.92 | 5 | 0
2015 | SPP_N_2_MISO_W | SPP_N | MISO_W | Internal | Summer | B8 | 500 | 750 | 0 | 36.69 | 33.53 | 5 | 0
2015 | SPP_N_2_MISO_W | SPP_N | MISO_W | Internal | Summer | B9 | 800 | 750 | 0 | 35.12 | 32.9 | 5 | 0
2015 | SPP_N_2_MISO_W | SPP_N | MISO_W | Internal | Summer | B10 | 1262 | 750 | 0 | 34.55 | 31.1 | 5 | 0
2015 | SPP_N_2_MISO_W | SPP_N | MISO_W | Internal | Winter | B16 | 25 | 750 | 0 | 45.79 | 46.86 | 5 | 0
2015 | SPP_N_2_MISO_W | SPP_N | MISO_W | Internal | Winter | B17 | 100 | 750 | 0 | 38.72 | 41.4 | 5 | 0
2015 | SPP_N_2_MISO_W | SPP_N | MISO_W | Internal | Winter | B18 | 400 | 750 | 0 | 38.72 | 37.98 | 5 | 0
2015 | SPP_N_2_MISO_W | SPP_N | MISO_W | Internal | Winter | B19 | 700 | 750 | 0 | 38.63 | 36.56 | 5 | 0
2015 | SPP_N_2_MISO_W | SPP_N | MISO_W | Internal | Winter | B20 | 935 | 750 | 0 | 38.07 | 32.89 | 5 | 0
2015 | SPP_N_2_NE | SPP_N | NE | Internal | Shoulder | B11 | 25 | 330 | 0 | 53.93 | 46.93 | 0.01 | 0
2015 | SPP_N_2_NE | SPP_N | NE | Internal | Shoulder | B12 | 200 | 330 | 0.02 | 38 | 37.99 | 0.01 | 0
2015 | SPP_N_2_NE | SPP_N | NE | Internal | Shoulder | B13 | 600 | 330 | 0 | 37.1 | 37.09 | 0.01 | 0
2015 | SPP_N_2_NE | SPP_N | NE | Internal | Shoulder | B14 | 900 | 330 | 0 | 36.34 | 36.33 | 0.01 | 0
2015 | SPP_N_2_NE | SPP_N | NE | Internal | Shoulder | B15 | 1203 | 330 | 0 | 36.3 | 36.29 | 0.01 | 0
2015 | SPP_N_2_NE | SPP_N | NE | Internal | Summer | B1 | 10 | 330 | 0.32 | 58.76 | 58.75 | 0.01 | 0
2015 | SPP_N_2_NE | SPP_N | NE | Internal | Summer | B2 | 25 | 330 | 0 | 58.76 | 57.36 | 0.01 | 0
2015 | SPP_N_2_NE | SPP_N | NE | Internal | Summer | B3 | 75 | 330 | 0 | 58.76 | 57.36 | 0.01 | 0
2015 | SPP_N_2_NE | SPP_N | NE | Internal | Summer | B4 | 100 | 330 | 0.04 | 56.96 | 56.95 | 0.01 | 0
2015 | SPP_N_2_NE | SPP_N | NE | Internal | Summer | B5 | 200 | 330 | 0.02 | 52.82 | 52.81 | 0.01 | 0
2015 | SPP_N_2_NE | SPP_N | NE | Internal | Summer | B6 | 300 | 330 | 0 | 49.05 | 42.05 | 0.01 | 0
2015 | SPP_N_2_NE | SPP_N | NE | Internal | Summer | B7 | 400 | 330 | 0 | 42.62 | 35.92 | 0.01 | 0
2015 | SPP_N_2_NE | SPP_N | NE | Internal | Summer | B8 | 500 | 330 | 0 | 36.69 | 33.53 | 0.01 | 0
2015 | SPP_N_2_NE | SPP_N | NE | Internal | Summer | B9 | 800 | 330 | 0 | 35.12 | 33.53 | 0.01 | 0
2015 | SPP_N_2_NE | SPP_N | NE | Internal | Summer | B10 | 1262 | 330 | 0 | 34.55 | 32.89 | 0.01 | 0
2015 | SPP_N_2_NE | SPP_N | NE | Internal | Winter | B16 | 25 | 330 | 0.13 | 45.79 | 45.78 | 0.01 | 0
2015 | SPP_N_2_NE | SPP_N | NE | Internal | Winter | B17 | 100 | 330 | 0.04 | 38.72 | 38.71 | 0.01 | 0
2015 | SPP_N_2_NE | SPP_N | NE | Internal | Winter | B18 | 400 | 330 | 0 | 38.72 | 38.62 | 0.01 | 0
2015 | SPP_N_2_NE | SPP_N | NE | Internal | Winter | B19 | 700 | 330 | 0 | 38.63 | 38.62 | 0.01 | 0
2015 | SPP_N_2_NE | SPP_N | NE | Internal | Winter | B20 | 935 | 330 | 0 | 38.07 | 33.92 | 0.01 | 0
2015 | SPP_N_2_SPP_S | SPP_N | SPP_S | Internal | Shoulder | B11 | 25 | 4000 | 0 | 53.93 | 52.2 | 0.01 | 0
2015 | SPP_N_2_SPP_S | SPP_N | SPP_S | Internal | Shoulder | B12 | 200 | 4000 | 0.02 | 38 | 37.99 | 0.01 | 0
2015 | SPP_N_2_SPP_S | SPP_N | SPP_S | Internal | Shoulder | B13 | 600 | 4000 | 903.55 | 37.1 | 37.11 | 0.01 | 0
2015 | SPP_N_2_SPP_S | SPP_N | SPP_S | Internal | Shoulder | B14 | 900 | 4000 | 1370.52 | 36.34 | 36.35 | 0.01 | 0
2015 | SPP_N_2_SPP_S | SPP_N | SPP_S | Internal | Shoulder | B15 | 1203 | 4000 | 2606.27 | 36.3 | 36.31 | 0.01 | 0
2015 | SPP_N_2_SPP_S | SPP_N | SPP_S | Internal | Summer | B1 | 10 | 4000 | 0.31 | 58.76 | 58.75 | 0.01 | 0
2015 | SPP_N_2_SPP_S | SPP_N | SPP_S | Internal | Summer | B2 | 25 | 4000 | 0.14 | 58.76 | 58.75 | 0.01 | 0
2015 | SPP_N_2_SPP_S | SPP_N | SPP_S | Internal | Summer | B3 | 75 | 4000 | 0 | 58.76 | 50.82 | 0.01 | 0
2015 | SPP_N_2_SPP_S | SPP_N | SPP_S | Internal | Summer | B4 | 100 | 4000 | 0 | 56.96 | 50.82 | 0.01 | 0
2015 | SPP_N_2_SPP_S | SPP_N | SPP_S | Internal | Summer | B5 | 200 | 4000 | 0 | 52.82 | 50.41 | 0.01 | 0
2015 | SPP_N_2_SPP_S | SPP_N | SPP_S | Internal | Summer | B6 | 300 | 4000 | 1289.45 | 49.05 | 49.06 | 0.01 | 0
2015 | SPP_N_2_SPP_S | SPP_N | SPP_S | Internal | Summer | B7 | 400 | 4000 | 657.87 | 42.62 | 42.63 | 0.01 | 0
2015 | SPP_N_2_SPP_S | SPP_N | SPP_S | Internal | Summer | B8 | 500 | 4000 | 1737.56 | 36.69 | 36.71 | 0.01 | 0
2015 | SPP_N_2_SPP_S | SPP_N | SPP_S | Internal | Summer | B9 | 800 | 4000 | 3016.95 | 35.12 | 35.13 | 0.01 | 0
2015 | SPP_N_2_SPP_S | SPP_N | SPP_S | Internal | Summer | B10 | 1262 | 4000 | 4000 | 34.55 | 35.05 | 0.01 | 0.49
2015 | SPP_N_2_SPP_S | SPP_N | SPP_S | Internal | Winter | B16 | 25 | 4000 | 401.57 | 45.79 | 45.81 | 0.01 | 0
2015 | SPP_N_2_SPP_S | SPP_N | SPP_S | Internal | Winter | B17 | 100 | 4000 | 1627.91 | 38.72 | 38.73 | 0.01 | 0
2015 | SPP_N_2_SPP_S | SPP_N | SPP_S | Internal | Winter | B18 | 400 | 4000 | 2743.74 | 38.72 | 38.73 | 0.01 | 0
2015 | SPP_N_2_SPP_S | SPP_N | SPP_S | Internal | Winter | B19 | 700 | 4000 | 2320.96 | 38.63 | 38.64 | 0.01 | 0
2015 | SPP_N_2_SPP_S | SPP_N | SPP_S | Internal | Winter | B20 | 935 | 4000 | 3955.02 | 38.07 | 38.08 | 0.01 | 0
2015 | SPP_S_2_ENT | SPP_S | ENT | Internal | Shoulder | B11 | 25 | 850 | 0 | 52.2 | 53.5 | 5 | 0
2015 | SPP_S_2_ENT | SPP_S | ENT | Internal | Shoulder | B12 | 200 | 850 | 0 | 37.99 | 38.05 | 5 | 0
2015 | SPP_S_2_ENT | SPP_S | ENT | Internal | Shoulder | B13 | 600 | 850 | 0 | 37.11 | 37.78 | 5 | 0
2015 | SPP_S_2_ENT | SPP_S | ENT | Internal | Shoulder | B14 | 900 | 850 | 0 | 36.35 | 37.78 | 5 | 0
2015 | SPP_S_2_ENT | SPP_S | ENT | Internal | Shoulder | B15 | 1203 | 850 | 0 | 36.31 | 36.55 | 5 | 0
2015 | SPP_S_2_ENT | SPP_S | ENT | Internal | Summer | B1 | 10 | 850 | 0 | 58.75 | 59.39 | 5 | 0
2015 | SPP_S_2_ENT | SPP_S | ENT | Internal | Summer | B2 | 25 | 850 | 0 | 58.75 | 57.28 | 5 | 0
2015 | SPP_S_2_ENT | SPP_S | ENT | Internal | Summer | B3 | 75 | 850 | 328.29 | 50.82 | 55.82 | 5 | 0
2015 | SPP_S_2_ENT | SPP_S | ENT | Internal | Summer | B4 | 100 | 850 | 372.4 | 50.82 | 55.82 | 5 | 0
2015 | SPP_S_2_ENT | SPP_S | ENT | Internal | Summer | B5 | 200 | 850 | 0 | 50.41 | 51.84 | 5 | 0
2015 | SPP_S_2_ENT | SPP_S | ENT | Internal | Summer | B6 | 300 | 850 | 0 | 49.06 | 42.05 | 5 | 0
2015 | SPP_S_2_ENT | SPP_S | ENT | Internal | Summer | B7 | 400 | 850 | 0 | 42.63 | 36.89 | 5 | 0
2015 | SPP_S_2_ENT | SPP_S | ENT | Internal | Summer | B8 | 500 | 850 | 0 | 36.71 | 36.89 | 5 | 0
2015 | SPP_S_2_ENT | SPP_S | ENT | Internal | Summer | B9 | 800 | 850 | 0 | 35.13 | 36.63 | 5 | 0
2015 | SPP_S_2_ENT | SPP_S | ENT | Internal | Summer | B10 | 1262 | 850 | 0 | 35.05 | 35.44 | 5 | 0
2015 | SPP_S_2_ENT | SPP_S | ENT | Internal | Winter | B16 | 25 | 850 | 0.24 | 45.81 | 50.79 | 5 | 0
2015 | SPP_S_2_ENT | SPP_S | ENT | Internal | Winter | B17 | 100 | 850 | 0 | 38.73 | 40.1 | 5 | 0
2015 | SPP_S_2_ENT | SPP_S | ENT | Internal | Winter | B18 | 400 | 850 | 0 | 38.73 | 40.1 | 5 | 0
2015 | SPP_S_2_ENT | SPP_S | ENT | Internal | Winter | B19 | 700 | 850 | 0 | 38.64 | 38.89 | 5 | 0
2015 | SPP_S_2_ENT | SPP_S | ENT | Internal | Winter | B20 | 935 | 850 | 0 | 38.08 | 38.79 | 5 | 0
2015 | SPP_S_2_SPP_N | SPP_S | SPP_N | Internal | Shoulder | B11 | 25 | 640 | 640 | 52.2 | 53.93 | 0.01 | 1.72
2015 | SPP_S_2_SPP_N | SPP_S | SPP_N | Internal | Shoulder | B12 | 200 | 640 | 54.51 | 37.99 | 38 | 0.01 | 0
2015 | SPP_S_2_SPP_N | SPP_S | SPP_N | Internal | Shoulder | B13 | 600 | 640 | 0 | 37.11 | 37.1 | 0.01 | 0
2015 | SPP_S_2_SPP_N | SPP_S | SPP_N | Internal | Shoulder | B14 | 900 | 640 | 0 | 36.35 | 36.34 | 0.01 | 0
2015 | SPP_S_2_SPP_N | SPP_S | SPP_N | Internal | Shoulder | B15 | 1203 | 640 | 0 | 36.31 | 36.3 | 0.01 | 0
2015 | SPP_S_2_SPP_N | SPP_S | SPP_N | Internal | Summer | B1 | 10 | 640 | 446.39 | 58.75 | 58.76 | 0.01 | 0
2015 | SPP_S_2_SPP_N | SPP_S | SPP_N | Internal | Summer | B2 | 25 | 640 | 299.59 | 58.75 | 58.76 | 0.01 | 0
2015 | SPP_S_2_SPP_N | SPP_S | SPP_N | Internal | Summer | B3 | 75 | 640 | 640 | 50.82 | 58.76 | 0.01 | 7.93
2015 | SPP_S_2_SPP_N | SPP_S | SPP_N | Internal | Summer | B4 | 100 | 640 | 640 | 50.82 | 56.96 | 0.01 | 6.12
2015 | SPP_S_2_SPP_N | SPP_S | SPP_N | Internal | Summer | B5 | 200 | 640 | 640 | 50.41 | 52.82 | 0.01 | 2.4
2015 | SPP_S_2_SPP_N | SPP_S | SPP_N | Internal | Summer | B6 | 300 | 640 | 0.01 | 49.06 | 49.05 | 0.01 | 0
2015 | SPP_S_2_SPP_N | SPP_S | SPP_N | Internal | Summer | B7 | 400 | 640 | 0 | 42.63 | 42.62 | 0.01 | 0
2015 | SPP_S_2_SPP_N | SPP_S | SPP_N | Internal | Summer | B8 | 500 | 640 | 0 | 36.71 | 36.69 | 0.01 | 0
2015 | SPP_S_2_SPP_N | SPP_S | SPP_N | Internal | Summer | B9 | 800 | 640 | 0 | 35.13 | 35.12 | 0.01 | 0
2015 | SPP_S_2_SPP_N | SPP_S | SPP_N | Internal | Summer | B10 | 1262 | 640 | 0 | 35.05 | 34.55 | 0.01 | 0
2015 | SPP_S_2_SPP_N | SPP_S | SPP_N | Internal | Winter | B16 | 25 | 640 | 0.14 | 45.81 | 45.79 | 0.01 | 0
2015 | SPP_S_2_SPP_N | SPP_S | SPP_N | Internal | Winter | B17 | 100 | 640 | 0.04 | 38.73 | 38.72 | 0.01 | 0
2015 | SPP_S_2_SPP_N | SPP_S | SPP_N | Internal | Winter | B18 | 400 | 640 | 0 | 38.73 | 38.72 | 0.01 | 0
2015 | SPP_S_2_SPP_N | SPP_S | SPP_N | Internal | Winter | B19 | 700 | 640 | 0 | 38.64 | 38.63 | 0.01 | 0
2015 | SPP_S_2_SPP_N | SPP_S | SPP_N | Internal | Winter | B20 | 935 | 640 | 0 | 38.08 | 38.07 | 0.01 | 0
2015 | TVA_2_ENT | TVA | ENT | Internal | Shoulder | B11 | 25 | 500 | 0 | 53.58 | 53.5 | 9 | 0
2015 | TVA_2_ENT | TVA | ENT | Internal | Shoulder | B12 | 200 | 500 | 0 | 40.02 | 38.05 | 9 | 0
2015 | TVA_2_ENT | TVA | ENT | Internal | Shoulder | B13 | 600 | 500 | 0 | 38.4 | 37.78 | 9 | 0
2015 | TVA_2_ENT | TVA | ENT | Internal | Shoulder | B14 | 900 | 500 | 0 | 38.4 | 37.78 | 9 | 0
2015 | TVA_2_ENT | TVA | ENT | Internal | Shoulder | B15 | 1203 | 500 | 0 | 38.4 | 36.55 | 9 | 0
2015 | TVA_2_ENT | TVA | ENT | Internal | Summer | B1 | 10 | 500 | 0 | 67.4 | 59.39 | 9 | 0
2015 | TVA_2_ENT | TVA | ENT | Internal | Summer | B2 | 25 | 500 | 0 | 65.29 | 57.28 | 9 | 0
2015 | TVA_2_ENT | TVA | ENT | Internal | Summer | B3 | 75 | 500 | 0 | 62.95 | 55.82 | 9 | 0
2015 | TVA_2_ENT | TVA | ENT | Internal | Summer | B4 | 100 | 500 | 0 | 62.95 | 55.82 | 9 | 0
2015 | TVA_2_ENT | TVA | ENT | Internal | Summer | B5 | 200 | 500 | 0 | 48.86 | 51.84 | 9 | 0
2015 | TVA_2_ENT | TVA | ENT | Internal | Summer | B6 | 300 | 500 | 0 | 38.73 | 42.05 | 9 | 0
2015 | TVA_2_ENT | TVA | ENT | Internal | Summer | B7 | 400 | 500 | 0 | 37.16 | 36.89 | 9 | 0
2015 | TVA_2_ENT | TVA | ENT | Internal | Summer | B8 | 500 | 500 | 0 | 37.16 | 36.89 | 9 | 0
2015 | TVA_2_ENT | TVA | ENT | Internal | Summer | B9 | 800 | 500 | 0 | 37.16 | 36.63 | 9 | 0
2015 | TVA_2_ENT | TVA | ENT | Internal | Summer | B10 | 1262 | 500 | 0 | 34.87 | 35.44 | 9 | 0
2015 | TVA_2_ENT | TVA | ENT | Internal | Winter | B16 | 25 | 500 | 0 | 54.64 | 50.79 | 9 | 0
2015 | TVA_2_ENT | TVA | ENT | Internal | Winter | B17 | 100 | 500 | 0 | 42.52 | 40.1 | 9 | 0
2015 | TVA_2_ENT | TVA | ENT | Internal | Winter | B18 | 400 | 500 | 0 | 38.26 | 40.1 | 9 | 0
2015 | TVA_2_ENT | TVA | ENT | Internal | Winter | B19 | 700 | 500 | 0 | 38.26 | 38.89 | 9 | 0
2015 | TVA_2_ENT | TVA | ENT | Internal | Winter | B20 | 935 | 500 | 0 | 38.26 | 38.79 | 9 | 0
2015 | TVA_2_MISO_MO-IL | TVA | MISO_MO-IL | Internal | Shoulder | B11 | 25 | 50 | 0 | 53.58 | 46.92 | 9 | 0
2015 | TVA_2_MISO_MO-IL | TVA | MISO_MO-IL | Internal | Shoulder | B12 | 200 | 50 | 0 | 40.02 | 40.01 | 9 | 0
2015 | TVA_2_MISO_MO-IL | TVA | MISO_MO-IL | Internal | Shoulder | B13 | 600 | 50 | 0 | 38.4 | 37.08 | 9 | 0
2015 | TVA_2_MISO_MO-IL | TVA | MISO_MO-IL | Internal | Shoulder | B14 | 900 | 50 | 0 | 38.4 | 36.07 | 9 | 0
2015 | TVA_2_MISO_MO-IL | TVA | MISO_MO-IL | Internal | Shoulder | B15 | 1203 | 50 | 0 | 38.4 | 33.41 | 9 | 0
2015 | TVA_2_MISO_MO-IL | TVA | MISO_MO-IL | Internal | Summer | B1 | 10 | 50 | 0 | 67.4 | 59.39 | 9 | 0
2015 | TVA_2_MISO_MO-IL | TVA | MISO_MO-IL | Internal | Summer | B2 | 25 | 50 | 0 | 65.29 | 57.28 | 9 | 0
2015 | TVA_2_MISO_MO-IL | TVA | MISO_MO-IL | Internal | Summer | B3 | 75 | 50 | 0 | 62.95 | 56.4 | 9 | 0
2015 | TVA_2_MISO_MO-IL | TVA | MISO_MO-IL | Internal | Summer | B4 | 100 | 50 | 0 | 62.95 | 54.94 | 9 | 0
2015 | TVA_2_MISO_MO-IL | TVA | MISO_MO-IL | Internal | Summer | B5 | 200 | 50 | 0 | 48.86 | 47.36 | 9 | 0
2015 | TVA_2_MISO_MO-IL | TVA | MISO_MO-IL | Internal | Summer | B6 | 300 | 50 | 0 | 38.73 | 42.04 | 9 | 0
2015 | TVA_2_MISO_MO-IL | TVA | MISO_MO-IL | Internal | Summer | B7 | 400 | 50 | 0 | 37.16 | 35.92 | 9 | 0
2015 | TVA_2_MISO_MO-IL | TVA | MISO_MO-IL | Internal | Summer | B8 | 500 | 50 | 0 | 37.16 | 33.54 | 9 | 0
2015 | TVA_2_MISO_MO-IL | TVA | MISO_MO-IL | Internal | Summer | B9 | 800 | 50 | 0 | 37.16 | 32.9 | 9 | 0
2015 | TVA_2_MISO_MO-IL | TVA | MISO_MO-IL | Internal | Summer | B10 | 1262 | 50 | 0 | 34.87 | 31.09 | 9 | 0
2015 | TVA_2_MISO_MO-IL | TVA | MISO_MO-IL | Internal | Winter | B16 | 25 | 50 | 0 | 54.64 | 46.88 | 9 | 0
2015 | TVA_2_MISO_MO-IL | TVA | MISO_MO-IL | Internal | Winter | B17 | 100 | 50 | 0 | 42.52 | 41.41 | 9 | 0
2015 | TVA_2_MISO_MO-IL | TVA | MISO_MO-IL | Internal | Winter | B18 | 400 | 50 | 0 | 38.26 | 37.97 | 9 | 0
2015 | TVA_2_MISO_MO-IL | TVA | MISO_MO-IL | Internal | Winter | B19 | 700 | 50 | 0 | 38.26 | 36.47 | 9 | 0
2015 | TVA_2_MISO_MO-IL | TVA | MISO_MO-IL | Internal | Winter | B20 | 935 | 50 | 0 | 38.26 | 32.89 | 9 | 0
2015 | TVA_2_NonRTO_Midwest | TVA | NonRTO_Midwest | Internal | Shoulder | B11 | 25 | 100 | 0 | 53.58 | 54.93 | 9 | 0
2015 | TVA_2_NonRTO_Midwest | TVA | NonRTO_Midwest | Internal | Shoulder | B12 | 200 | 100 | 0 | 40.02 | 48.02 | 9 | 0
2015 | TVA_2_NonRTO_Midwest | TVA | NonRTO_Midwest | Internal | Shoulder | B13 | 600 | 100 | 0 | 38.4 | 44.78 | 9 | 0
2015 | TVA_2_NonRTO_Midwest | TVA | NonRTO_Midwest | Internal | Shoulder | B14 | 900 | 100 | 0 | 38.4 | 35.62 | 9 | 0
2015 | TVA_2_NonRTO_Midwest | TVA | NonRTO_Midwest | Internal | Shoulder | B15 | 1203 | 100 | 0 | 38.4 | 33.63 | 9 | 0
2015 | TVA_2_NonRTO_Midwest | TVA | NonRTO_Midwest | Internal | Summer | B1 | 10 | 100 | 0 | 67.4 | 63.36 | 9 | 0
2015 | TVA_2_NonRTO_Midwest | TVA | NonRTO_Midwest | Internal | Summer | B2 | 25 | 100 | 0 | 65.29 | 63.36 | 9 | 0
2015 | TVA_2_NonRTO_Midwest | TVA | NonRTO_Midwest | Internal | Summer | B3 | 75 | 100 | 0 | 62.95 | 63.36 | 9 | 0
2015 | TVA_2_NonRTO_Midwest | TVA | NonRTO_Midwest | Internal | Summer | B4 | 100 | 100 | 0 | 62.95 | 62.94 | 9 | 0
2015 | TVA_2_NonRTO_Midwest | TVA | NonRTO_Midwest | Internal | Summer | B5 | 200 | 100 | 0 | 48.86 | 55.36 | 9 | 0
2015 | TVA_2_NonRTO_Midwest | TVA | NonRTO_Midwest | Internal | Summer | B6 | 300 | 100 | 10.98 | 38.73 | 47.73 | 9 | 0
2015 | TVA_2_NonRTO_Midwest | TVA | NonRTO_Midwest | Internal | Summer | B7 | 400 | 100 | 0 | 37.16 | 35.23 | 9 | 0
2015 | TVA_2_NonRTO_Midwest | TVA | NonRTO_Midwest | Internal | Summer | B8 | 500 | 100 | 0 | 37.16 | 34.31 | 9 | 0
2015 | TVA_2_NonRTO_Midwest | TVA | NonRTO_Midwest | Internal | Summer | B9 | 800 | 100 | 0 | 37.16 | 33.63 | 9 | 0
2015 | TVA_2_NonRTO_Midwest | TVA | NonRTO_Midwest | Internal | Summer | B10 | 1262 | 100 | 0 | 34.87 | 32.97 | 9 | 0
2015 | TVA_2_NonRTO_Midwest | TVA | NonRTO_Midwest | Internal | Winter | B16 | 25 | 100 | 0 | 54.64 | 54.89 | 9 | 0
2015 | TVA_2_NonRTO_Midwest | TVA | NonRTO_Midwest | Internal | Winter | B17 | 100 | 100 | 0 | 42.52 | 51.01 | 9 | 0
2015 | TVA_2_NonRTO_Midwest | TVA | NonRTO_Midwest | Internal | Winter | B18 | 400 | 100 | 0 | 38.26 | 45.98 | 9 | 0
2015 | TVA_2_NonRTO_Midwest | TVA | NonRTO_Midwest | Internal | Winter | B19 | 700 | 100 | 0 | 38.26 | 35.82 | 9 | 0
2015 | TVA_2_NonRTO_Midwest | TVA | NonRTO_Midwest | Internal | Winter | B20 | 935 | 100 | 0 | 38.26 | 33.66 | 9 | 0
2015 | TVA_2_PJM_ROR | TVA | PJM_ROR | Internal | Shoulder | B11 | 25 | 500 | 0 | 53.58 | 48.62 | 9 | 0
2015 | TVA_2_PJM_ROR | TVA | PJM_ROR | Internal | Shoulder | B12 | 200 | 500 | 0 | 40.02 | 42.02 | 9 | 0
2015 | TVA_2_PJM_ROR | TVA | PJM_ROR | Internal | Shoulder | B13 | 600 | 500 | 0 | 38.4 | 39.55 | 9 | 0
2015 | TVA_2_PJM_ROR | TVA | PJM_ROR | Internal | Shoulder | B14 | 900 | 500 | 0 | 38.4 | 38.09 | 9 | 0
2015 | TVA_2_PJM_ROR | TVA | PJM_ROR | Internal | Shoulder | B15 | 1203 | 500 | 0 | 38.4 | 35.41 | 9 | 0
2015 | TVA_2_PJM_ROR | TVA | PJM_ROR | Internal | Summer | B1 | 10 | 500 | 0 | 67.4 | 61.39 | 9 | 0
2015 | TVA_2_PJM_ROR | TVA | PJM_ROR | Internal | Summer | B2 | 25 | 500 | 0 | 65.29 | 59.28 | 9 | 0
2015 | TVA_2_PJM_ROR | TVA | PJM_ROR | Internal | Summer | B3 | 75 | 500 | 0 | 62.95 | 56.94 | 9 | 0
2015 | TVA_2_PJM_ROR | TVA | PJM_ROR | Internal | Summer | B4 | 100 | 500 | 0 | 62.95 | 56.94 | 9 | 0
2015 | TVA_2_PJM_ROR | TVA | PJM_ROR | Internal | Summer | B5 | 200 | 500 | 0 | 48.86 | 49.36 | 9 | 0
2015 | TVA_2_PJM_ROR | TVA | PJM_ROR | Internal | Summer | B6 | 300 | 500 | 0 | 38.73 | 44.05 | 9 | 0
2015 | TVA_2_PJM_ROR | TVA | PJM_ROR | Internal | Summer | B7 | 400 | 500 | 0 | 37.16 | 37.94 | 9 | 0
2015 | TVA_2_PJM_ROR | TVA | PJM_ROR | Internal | Summer | B8 | 500 | 500 | 0 | 37.16 | 36.47 | 9 | 0
2015 | TVA_2_PJM_ROR | TVA | PJM_ROR | Internal | Summer | B9 | 800 | 500 | 0 | 37.16 | 34.9 | 9 | 0
2015 | TVA_2_PJM_ROR | TVA | PJM_ROR | Internal | Summer | B10 | 1262 | 500 | 0 | 34.87 | 33.09 | 9 | 0
2015 | TVA_2_PJM_ROR | TVA | PJM_ROR | Internal | Winter | B16 | 25 | 500 | 0 | 54.64 | 48.89 | 9 | 0
2015 | TVA_2_PJM_ROR | TVA | PJM_ROR | Internal | Winter | B17 | 100 | 500 | 0 | 42.52 | 45.43 | 9 | 0
2015 | TVA_2_PJM_ROR | TVA | PJM_ROR | Internal | Winter | B18 | 400 | 500 | 0 | 38.26 | 39.98 | 9 | 0
2015 | TVA_2_PJM_ROR | TVA | PJM_ROR | Internal | Winter | B19 | 700 | 500 | 0 | 38.26 | 38.48 | 9 | 0
2015 | TVA_2_PJM_ROR | TVA | PJM_ROR | Internal | Winter | B20 | 935 | 500 | 0 | 38.26 | 34.89 | 9 | 0
2015 | TVA_2_SOCO | TVA | SOCO | Internal | Shoulder | B11 | 25 | 500 | 0 | 53.58 | 61.24 | 9 | 0
2015 | TVA_2_SOCO | TVA | SOCO | Internal | Shoulder | B12 | 200 | 500 | 0 | 40.02 | 41.64 | 9 | 0
2015 | TVA_2_SOCO | TVA | SOCO | Internal | Shoulder | B13 | 600 | 500 | 0 | 38.4 | 39.4 | 9 | 0
2015 | TVA_2_SOCO | TVA | SOCO | Internal | Shoulder | B14 | 900 | 500 | 0 | 38.4 | 39.4 | 9 | 0
2015 | TVA_2_SOCO | TVA | SOCO | Internal | Shoulder | B15 | 1203 | 500 | 0 | 38.4 | 39.02 | 9 | 0
2015 | TVA_2_SOCO | TVA | SOCO | Internal | Summer | B1 | 10 | 500 | 0 | 67.4 | 64.92 | 9 | 0
2015 | TVA_2_SOCO | TVA | SOCO | Internal | Summer | B2 | 25 | 500 | 0 | 65.29 | 64.92 | 9 | 0
2015 | TVA_2_SOCO | TVA | SOCO | Internal | Summer | B3 | 75 | 500 | 0 | 62.95 | 64.92 | 9 | 0
2015 | TVA_2_SOCO | TVA | SOCO | Internal | Summer | B4 | 100 | 500 | 0 | 62.95 | 64.92 | 9 | 0
2015 | TVA_2_SOCO | TVA | SOCO | Internal | Summer | B5 | 200 | 500 | 500 | 48.86 | 60.27 | 9 | 2.41
2015 | TVA_2_SOCO | TVA | SOCO | Internal | Summer | B6 | 300 | 500 | 500 | 38.73 | 50.05 | 9 | 2.32
2015 | TVA_2_SOCO | TVA | SOCO | Internal | Summer | B7 | 400 | 500 | 500 | 37.16 | 50.05 | 9 | 3.89
2015 | TVA_2_SOCO | TVA | SOCO | Internal | Summer | B8 | 500 | 500 | 0 | 37.16 | 43.78 | 9 | 0
2015 | TVA_2_SOCO | TVA | SOCO | Internal | Summer | B9 | 800 | 500 | 0 | 37.16 | 37.88 | 9 | 0
2015 | TVA_2_SOCO | TVA | SOCO | Internal | Summer | B10 | 1262 | 500 | 0 | 34.87 | 37.88 | 9 | 0
2015 | TVA_2_SOCO | TVA | SOCO | Internal | Winter | B16 | 25 | 500 | 0 | 54.64 | 58.79 | 9 | 0
2015 | TVA_2_SOCO | TVA | SOCO | Internal | Winter | B17 | 100 | 500 | 0 | 42.52 | 43.78 | 9 | 0
2015 | TVA_2_SOCO | TVA | SOCO | Internal | Winter | B18 | 400 | 500 | 0 | 38.26 | 41.34 | 9 | 0
2015 | TVA_2_SOCO | TVA | SOCO | Internal | Winter | B19 | 700 | 500 | 0 | 38.26 | 41.34 | 9 | 0
2015 | TVA_2_SOCO | TVA | SOCO | Internal | Winter | B20 | 935 | 500 | 0 | 38.26 | 41.34 | 9 | 0
2015 | TVA_2_VACAR | TVA | VACAR | Internal | Shoulder | B11 | 25 | 150 | 0 | 53.58 | 54.62 | 9 | 0
2015 | TVA_2_VACAR | TVA | VACAR | Internal | Shoulder | B12 | 200 | 150 | 0 | 40.02 | 48.02 | 9 | 0
2015 | TVA_2_VACAR | TVA | VACAR | Internal | Shoulder | B13 | 600 | 150 | 0 | 38.4 | 45.55 | 9 | 0
2015 | TVA_2_VACAR | TVA | VACAR | Internal | Shoulder | B14 | 900 | 150 | 0 | 38.4 | 44.09 | 9 | 0
2015 | TVA_2_VACAR | TVA | VACAR | Internal | Shoulder | B15 | 1203 | 150 | 0 | 38.4 | 42.14 | 9 | 0
2015 | TVA_2_VACAR | TVA | VACAR | Internal | Summer | B1 | 10 | 150 | 0 | 67.4 | 68.16 | 9 | 0
2015 | TVA_2_VACAR | TVA | VACAR | Internal | Summer | B2 | 25 | 150 | 0 | 65.29 | 68.16 | 9 | 0
2015 | TVA_2_VACAR | TVA | VACAR | Internal | Summer | B3 | 75 | 150 | 0 | 62.95 | 68.16 | 9 | 0
2015 | TVA_2_VACAR | TVA | VACAR | Internal | Summer | B4 | 100 | 150 | 0 | 62.95 | 62.94 | 9 | 0
2015 | TVA_2_VACAR | TVA | VACAR | Internal | Summer | B5 | 200 | 150 | 0 | 48.86 | 56.32 | 9 | 0
2015 | TVA_2_VACAR | TVA | VACAR | Internal | Summer | B6 | 300 | 150 | 150 | 38.73 | 50.05 | 9 | 2.32
2015 | TVA_2_VACAR | TVA | VACAR | Internal | Summer | B7 | 400 | 150 | 0 | 37.16 | 43.94 | 9 | 0
2015 | TVA_2_VACAR | TVA | VACAR | Internal | Summer | B8 | 500 | 150 | 0 | 37.16 | 42.75 | 9 | 0
2015 | TVA_2_VACAR | TVA | VACAR | Internal | Summer | B9 | 800 | 150 | 0 | 37.16 | 41.48 | 9 | 0
2015 | TVA_2_VACAR | TVA | VACAR | Internal | Summer | B10 | 1262 | 150 | 0 | 34.87 | 40.46 | 9 | 0
2015 | TVA_2_VACAR | TVA | VACAR | Internal | Winter | B16 | 25 | 150 | 0 | 54.64 | 58.89 | 9 | 0
2015 | TVA_2_VACAR | TVA | VACAR | Internal | Winter | B17 | 100 | 150 | 0 | 42.52 | 51.43 | 9 | 0
2015 | TVA_2_VACAR | TVA | VACAR | Internal | Winter | B18 | 400 | 150 | 0 | 38.26 | 45.97 | 9 | 0
2015 | TVA_2_VACAR | TVA | VACAR | Internal | Winter | B19 | 700 | 150 | 0 | 38.26 | 44.48 | 9 | 0
2015 | TVA_2_VACAR | TVA | VACAR | Internal | Winter | B20 | 935 | 150 | 0 | 38.26 | 42.38 | 9 | 0
2015 | TVA_Transmission_2_ENT | TVA_Transmission | ENT | Internal | Shoulder | B11 | 25 | 3000 | 0 | 54.02 | 53.5 | 9 | 0
2015 | TVA_Transmission_2_ENT | TVA_Transmission | ENT | Internal | Shoulder | B12 | 200 | 3000 | 0 | 43.33 | 38.05 | 9 | 0
2015 | TVA_Transmission_2_ENT | TVA_Transmission | ENT | Internal | Shoulder | B13 | 600 | 3000 | 0 | 41.35 | 37.78 | 9 | 0
2015 | TVA_Transmission_2_ENT | TVA_Transmission | ENT | Internal | Shoulder | B14 | 900 | 3000 | 0 | 40.13 | 37.78 | 9 | 0
2015 | TVA_Transmission_2_ENT | TVA_Transmission | ENT | Internal | Shoulder | B15 | 1203 | 3000 | 0 | 39.23 | 36.55 | 9 | 0
2015 | TVA_Transmission_2_ENT | TVA_Transmission | ENT | Internal | Summer | B1 | 10 | 3000 | 0 | 67.39 | 59.39 | 9 | 0
2015 | TVA_Transmission_2_ENT | TVA_Transmission | ENT | Internal | Summer | B2 | 25 | 3000 | 0 | 65.28 | 57.28 | 9 | 0
2015 | TVA_Transmission_2_ENT | TVA_Transmission | ENT | Internal | Summer | B3 | 75 | 3000 | 0 | 62.94 | 55.82 | 9 | 0
2015 | TVA_Transmission_2_ENT | TVA_Transmission | ENT | Internal | Summer | B4 | 100 | 3000 | 0 | 62.94 | 55.82 | 9 | 0
2015 | TVA_Transmission_2_ENT | TVA_Transmission | ENT | Internal | Summer | B5 | 200 | 3000 | 0 | 53.13 | 51.84 | 9 | 0
2015 | TVA_Transmission_2_ENT | TVA_Transmission | ENT | Internal | Summer | B6 | 300 | 3000 | 0 | 45.66 | 42.05 | 9 | 0
2015 | TVA_Transmission_2_ENT | TVA_Transmission | ENT | Internal | Summer | B7 | 400 | 3000 | 0 | 41.74 | 36.89 | 9 | 0
2015 | TVA_Transmission_2_ENT | TVA_Transmission | ENT | Internal | Summer | B8 | 500 | 3000 | 0 | 38.92 | 36.89 | 9 | 0
2015 | TVA_Transmission_2_ENT | TVA_Transmission | ENT | Internal | Summer | B9 | 800 | 3000 | 0 | 38.31 | 36.63 | 9 | 0
2015 | TVA_Transmission_2_ENT | TVA_Transmission | ENT | Internal | Summer | B10 | 1262 | 3000 | 0 | 36.4 | 35.44 | 9 | 0
2015 | TVA_Transmission_2_ENT | TVA_Transmission | ENT | Internal | Winter | B16 | 25 | 3000 | 0 | 54.71 | 50.79 | 9 | 0
2015 | TVA_Transmission_2_ENT | TVA_Transmission | ENT | Internal | Winter | B17 | 100 | 3000 | 0 | 45.8 | 40.1 | 9 | 0
2015 | TVA_Transmission_2_ENT | TVA_Transmission | ENT | Internal | Winter | B18 | 400 | 3000 | 0 | 42.13 | 40.1 | 9 | 0
2015 | TVA_Transmission_2_ENT | TVA_Transmission | ENT | Internal | Winter | B19 | 700 | 3000 | 0 | 40.35 | 38.89 | 9 | 0
2015 | TVA_Transmission_2_ENT | TVA_Transmission | ENT | Internal | Winter | B20 | 935 | 3000 | 0 | 39.08 | 38.79 | 9 | 0
2015 | TVA_Transmission_2_MISO_MO-IL | TVA_Transmission | MISO_MO-IL | Internal | Shoulder | B11 | 25 | 4000 | 0 | 54.02 | 46.92 | 9 | 0
2015 | TVA_Transmission_2_MISO_MO-IL | TVA_Transmission | MISO_MO-IL | Internal | Shoulder | B12 | 200 | 4000 | 0 | 43.33 | 40.01 | 9 | 0
2015 | TVA_Transmission_2_MISO_MO-IL | TVA_Transmission | MISO_MO-IL | Internal | Shoulder | B13 | 600 | 4000 | 0 | 41.35 | 37.08 | 9 | 0
2015 | TVA_Transmission_2_MISO_MO-IL | TVA_Transmission | MISO_MO-IL | Internal | Shoulder | B14 | 900 | 4000 | 0 | 40.13 | 36.07 | 9 | 0
2015 | TVA_Transmission_2_MISO_MO-IL | TVA_Transmission | MISO_MO-IL | Internal | Shoulder | B15 | 1203 | 4000 | 0 | 39.23 | 33.41 | 9 | 0
2015 | TVA_Transmission_2_MISO_MO-IL | TVA_Transmission | MISO_MO-IL | Internal | Summer | B1 | 10 | 4000 | 0 | 67.39 | 59.39 | 9 | 0
2015 | TVA_Transmission_2_MISO_MO-IL | TVA_Transmission | MISO_MO-IL | Internal | Summer | B2 | 25 | 4000 | 0 | 65.28 | 57.28 | 9 | 0
2015 | TVA_Transmission_2_MISO_MO-IL | TVA_Transmission | MISO_MO-IL | Internal | Summer | B3 | 75 | 4000 | 0 | 62.94 | 56.4 | 9 | 0
2015 | TVA_Transmission_2_MISO_MO-IL | TVA_Transmission | MISO_MO-IL | Internal | Summer | B4 | 100 | 4000 | 0 | 62.94 | 54.94 | 9 | 0
2015 | TVA_Transmission_2_MISO_MO-IL | TVA_Transmission | MISO_MO-IL | Internal | Summer | B5 | 200 | 4000 | 0 | 53.13 | 47.36 | 9 | 0
2015 | TVA_Transmission_2_MISO_MO-IL | TVA_Transmission | MISO_MO-IL | Internal | Summer | B6 | 300 | 4000 | 0 | 45.66 | 42.04 | 9 | 0
2015 | TVA_Transmission_2_MISO_MO-IL | TVA_Transmission | MISO_MO-IL | Internal | Summer | B7 | 400 | 4000 | 0 | 41.74 | 35.92 | 9 | 0
2015 | TVA_Transmission_2_MISO_MO-IL | TVA_Transmission | MISO_MO-IL | Internal | Summer | B8 | 500 | 4000 | 0 | 38.92 | 33.54 | 9 | 0
2015 | TVA_Transmission_2_MISO_MO-IL | TVA_Transmission | MISO_MO-IL | Internal | Summer | B9 | 800 | 4000 | 0 | 38.31 | 32.9 | 9 | 0
2015 | TVA_Transmission_2_MISO_MO-IL | TVA_Transmission | MISO_MO-IL | Internal | Summer | B10 | 1262 | 4000 | 0 | 36.4 | 31.09 | 9 | 0
2015 | TVA_Transmission_2_MISO_MO-IL | TVA_Transmission | MISO_MO-IL | Internal | Winter | B16 | 25 | 4000 | 0 | 54.71 | 46.88 | 9 | 0
2015 | TVA_Transmission_2_MISO_MO-IL | TVA_Transmission | MISO_MO-IL | Internal | Winter | B17 | 100 | 4000 | 0 | 45.8 | 41.41 | 9 | 0
2015 | TVA_Transmission_2_MISO_MO-IL | TVA_Transmission | MISO_MO-IL | Internal | Winter | B18 | 400 | 4000 | 0 | 42.13 | 37.97 | 9 | 0
2015 | TVA_Transmission_2_MISO_MO-IL | TVA_Transmission | MISO_MO-IL | Internal | Winter | B19 | 700 | 4000 | 0 | 40.35 | 36.47 | 9 | 0
2015 | TVA_Transmission_2_MISO_MO-IL | TVA_Transmission | MISO_MO-IL | Internal | Winter | B20 | 935 | 4000 | 0 | 39.08 | 32.89 | 9 | 0
2015 | TVA_Transmission_2_NonRTO_Midwest | TVA_Transmission | NonRTO_Midwest | Internal | Shoulder | B11 | 25 | 700 | 0 | 54.02 | 54.93 | 9 | 0
2015 | TVA_Transmission_2_NonRTO_Midwest | TVA_Transmission | NonRTO_Midwest | Internal | Shoulder | B12 | 200 | 700 | 0 | 43.33 | 48.02 | 9 | 0
2015 | TVA_Transmission_2_NonRTO_Midwest | TVA_Transmission | NonRTO_Midwest | Internal | Shoulder | B13 | 600 | 700 | 0 | 41.35 | 44.78 | 9 | 0
2015 | TVA_Transmission_2_NonRTO_Midwest | TVA_Transmission | NonRTO_Midwest | Internal | Shoulder | B14 | 900 | 700 | 0 | 40.13 | 35.62 | 9 | 0
2015 | TVA_Transmission_2_NonRTO_Midwest | TVA_Transmission | NonRTO_Midwest | Internal | Shoulder | B15 | 1203 | 700 | 0 | 39.23 | 33.63 | 9 | 0
2015 | TVA_Transmission_2_NonRTO_Midwest | TVA_Transmission | NonRTO_Midwest | Internal | Summer | B1 | 10 | 700 | 0 | 67.39 | 63.36 | 9 | 0
2015 | TVA_Transmission_2_NonRTO_Midwest | TVA_Transmission | NonRTO_Midwest | Internal | Summer | B2 | 25 | 700 | 0 | 65.28 | 63.36 | 9 | 0
2015 | TVA_Transmission_2_NonRTO_Midwest | TVA_Transmission | NonRTO_Midwest | Internal | Summer | B3 | 75 | 700 | 0 | 62.94 | 63.36 | 9 | 0
2015 | TVA_Transmission_2_NonRTO_Midwest | TVA_Transmission | NonRTO_Midwest | Internal | Summer | B4 | 100 | 700 | 0 | 62.94 | 62.94 | 9 | 0
2015 | TVA_Transmission_2_NonRTO_Midwest | TVA_Transmission | NonRTO_Midwest | Internal | Summer | B5 | 200 | 700 | 0 | 53.13 | 55.36 | 9 | 0
2015 | TVA_Transmission_2_NonRTO_Midwest | TVA_Transmission | NonRTO_Midwest | Internal | Summer | B6 | 300 | 700 | 0 | 45.66 | 47.73 | 9 | 0
2015 | TVA_Transmission_2_NonRTO_Midwest | TVA_Transmission | NonRTO_Midwest | Internal | Summer | B7 | 400 | 700 | 0 | 41.74 | 35.23 | 9 | 0
2015 | TVA_Transmission_2_NonRTO_Midwest | TVA_Transmission | NonRTO_Midwest | Internal | Summer | B8 | 500 | 700 | 0 | 38.92 | 34.31 | 9 | 0
2015 | TVA_Transmission_2_NonRTO_Midwest | TVA_Transmission | NonRTO_Midwest | Internal | Summer | B9 | 800 | 700 | 0 | 38.31 | 33.63 | 9 | 0
2015 | TVA_Transmission_2_NonRTO_Midwest | TVA_Transmission | NonRTO_Midwest | Internal | Summer | B10 | 1262 | 700 | 0 | 36.4 | 32.97 | 9 | 0
2015 | TVA_Transmission_2_NonRTO_Midwest | TVA_Transmission | NonRTO_Midwest | Internal | Winter | B16 | 25 | 700 | 0 | 54.71 | 54.89 | 9 | 0
2015 | TVA_Transmission_2_NonRTO_Midwest | TVA_Transmission | NonRTO_Midwest | Internal | Winter | B17 | 100 | 700 | 0 | 45.8 | 51.01 | 9 | 0
2015 | TVA_Transmission_2_NonRTO_Midwest | TVA_Transmission | NonRTO_Midwest | Internal | Winter | B18 | 400 | 700 | 0 | 42.13 | 45.98 | 9 | 0
2015 | TVA_Transmission_2_NonRTO_Midwest | TVA_Transmission | NonRTO_Midwest | Internal | Winter | B19 | 700 | 700 | 0 | 40.35 | 35.82 | 9 | 0
2015 | TVA_Transmission_2_NonRTO_Midwest | TVA_Transmission | NonRTO_Midwest | Internal | Winter | B20 | 935 | 700 | 0 | 39.08 | 33.66 | 9 | 0
2015 | TVA_Transmission_2_PJM_ROR | TVA_Transmission | PJM_ROR | Internal | Shoulder | B11 | 25 | 2000 | 0 | 54.02 | 48.62 | 9 | 0
2015 | TVA_Transmission_2_PJM_ROR | TVA_Transmission | PJM_ROR | Internal | Shoulder | B12 | 200 | 2000 | 0 | 43.33 | 42.02 | 9 | 0
2015 | TVA_Transmission_2_PJM_ROR | TVA_Transmission | PJM_ROR | Internal | Shoulder | B13 | 600 | 2000 | 0 | 41.35 | 39.55 | 9 | 0
2015 | TVA_Transmission_2_PJM_ROR | TVA_Transmission | PJM_ROR | Internal | Shoulder | B14 | 900 | 2000 | 0 | 40.13 | 38.09 | 9 | 0
2015 | TVA_Transmission_2_PJM_ROR | TVA_Transmission | PJM_ROR | Internal | Shoulder | B15 | 1203 | 2000 | 0 | 39.23 | 35.41 | 9 | 0
2015 | TVA_Transmission_2_PJM_ROR | TVA_Transmission | PJM_ROR | Internal | Summer | B1 | 10 | 2000 | 0 | 67.39 | 61.39 | 9 | 0
2015 | TVA_Transmission_2_PJM_ROR | TVA_Transmission | PJM_ROR | Internal | Summer | B2 | 25 | 2000 | 0 | 65.28 | 59.28 | 9 | 0
2015 | TVA_Transmission_2_PJM_ROR | TVA_Transmission | PJM_ROR | Internal | Summer | B3 | 75 | 2000 | 0 | 62.94 | 56.94 | 9 | 0
2015 | TVA_Transmission_2_PJM_ROR | TVA_Transmission | PJM_ROR | Internal | Summer | B4 | 100 | 2000 | 0 | 62.94 | 56.94 | 9 | 0
2015 | TVA_Transmission_2_PJM_ROR | TVA_Transmission | PJM_ROR | Internal | Summer | B5 | 200 | 2000 | 0 | 53.13 | 49.36 | 9 | 0
2015 | TVA_Transmission_2_PJM_ROR | TVA_Transmission | PJM_ROR | Internal | Summer | B6 | 300 | 2000 | 0 | 45.66 | 44.05 | 9 | 0
2015 | TVA_Transmission_2_PJM_ROR | TVA_Transmission | PJM_ROR | Internal | Summer | B7 | 400 | 2000 | 0 | 41.74 | 37.94 | 9 | 0
2015 | TVA_Transmission_2_PJM_ROR | TVA_Transmission | PJM_ROR | Internal | Summer | B8 | 500 | 2000 | 0 | 38.92 | 36.47 | 9 | 0
2015 | TVA_Transmission_2_PJM_ROR | TVA_Transmission | PJM_ROR | Internal | Summer | B9 | 800 | 2000 | 0 | 38.31 | 34.9 | 9 | 0
2015 | TVA_Transmission_2_PJM_ROR | TVA_Transmission | PJM_ROR | Internal | Summer | B10 | 1262 | 2000 | 0 | 36.4 | 33.09 | 9 | 0
2015 | TVA_Transmission_2_PJM_ROR | TVA_Transmission | PJM_ROR | Internal | Winter | B16 | 25 | 2000 | 0 | 54.71 | 48.89 | 9 | 0
2015 | TVA_Transmission_2_PJM_ROR | TVA_Transmission | PJM_ROR | Internal | Winter | B17 | 100 | 2000 | 0 | 45.8 | 45.43 | 9 | 0
2015 | TVA_Transmission_2_PJM_ROR | TVA_Transmission | PJM_ROR | Internal | Winter | B18 | 400 | 2000 | 0 | 42.13 | 39.98 | 9 | 0
2015 | TVA_Transmission_2_PJM_ROR | TVA_Transmission | PJM_ROR | Internal | Winter | B19 | 700 | 2000 | 0 | 40.35 | 38.48 | 9 | 0
2015 | TVA_Transmission_2_PJM_ROR | TVA_Transmission | PJM_ROR | Internal | Winter | B20 | 935 | 2000 | 0 | 39.08 | 34.89 | 9 | 0
2015 | TVA_Transmission_2_SOCO | TVA_Transmission | SOCO | Internal | Shoulder | B11 | 25 | 3200 | 0 | 54.02 | 61.24 | 9 | 0
2015 | TVA_Transmission_2_SOCO | TVA_Transmission | SOCO | Internal | Shoulder | B12 | 200 | 3200 | 0 | 43.33 | 41.64 | 9 | 0
2015 | TVA_Transmission_2_SOCO | TVA_Transmission | SOCO | Internal | Shoulder | B13 | 600 | 3200 | 0 | 41.35 | 39.4 | 9 | 0
2015 | TVA_Transmission_2_SOCO | TVA_Transmission | SOCO | Internal | Shoulder | B14 | 900 | 3200 | 0 | 40.13 | 39.4 | 9 | 0
2015 | TVA_Transmission_2_SOCO | TVA_Transmission | SOCO | Internal | Shoulder | B15 | 1203 | 3200 | 0 | 39.23 | 39.02 | 9 | 0
2015 | TVA_Transmission_2_SOCO | TVA_Transmission | SOCO | Internal | Summer | B1 | 10 | 3200 | 0 | 67.39 | 64.92 | 9 | 0
2015 | TVA_Transmission_2_SOCO | TVA_Transmission | SOCO | Internal | Summer | B2 | 25 | 3200 | 0 | 65.28 | 64.92 | 9 | 0
2015 | TVA_Transmission_2_SOCO | TVA_Transmission | SOCO | Internal | Summer | B3 | 75 | 3200 | 0 | 62.94 | 64.92 | 9 | 0
2015 | TVA_Transmission_2_SOCO | TVA_Transmission | SOCO | Internal | Summer | B4 | 100 | 3200 | 0 | 62.94 | 64.92 | 9 | 0
2015 | TVA_Transmission_2_SOCO | TVA_Transmission | SOCO | Internal | Summer | B5 | 200 | 3200 | 0 | 53.13 | 60.27 | 9 | 0
2015 | TVA_Transmission_2_SOCO | TVA_Transmission | SOCO | Internal | Summer | B6 | 300 | 3200 | 0 | 45.66 | 50.05 | 9 | 0
2015 | TVA_Transmission_2_SOCO | TVA_Transmission | SOCO | Internal | Summer | B7 | 400 | 3200 | 0 | 41.74 | 50.05 | 9 | 0
2015 | TVA_Transmission_2_SOCO | TVA_Transmission | SOCO | Internal | Summer | B8 | 500 | 3200 | 0 | 38.92 | 43.78 | 9 | 0
2015 | TVA_Transmission_2_SOCO | TVA_Transmission | SOCO | Internal | Summer | B9 | 800 | 3200 | 0 | 38.31 | 37.88 | 9 | 0
2015 | TVA_Transmission_2_SOCO | TVA_Transmission | SOCO | Internal | Summer | B10 | 1262 | 3200 | 0 | 36.4 | 37.88 | 9 | 0
2015 | TVA_Transmission_2_SOCO | TVA_Transmission | SOCO | Internal | Winter | B16 | 25 | 3200 | 0 | 54.71 | 58.79 | 9 | 0
2015 | TVA_Transmission_2_SOCO | TVA_Transmission | SOCO | Internal | Winter | B17 | 100 | 3200 | 0 | 45.8 | 43.78 | 9 | 0
2015 | TVA_Transmission_2_SOCO | TVA_Transmission | SOCO | Internal | Winter | B18 | 400 | 3200 | 0 | 42.13 | 41.34 | 9 | 0
2015 | TVA_Transmission_2_SOCO | TVA_Transmission | SOCO | Internal | Winter | B19 | 700 | 3200 | 0 | 40.35 | 41.34 | 9 | 0
2015 | TVA_Transmission_2_SOCO | TVA_Transmission | SOCO | Internal | Winter | B20 | 935 | 3200 | 0 | 39.08 | 41.34 | 9 | 0
2015 | TVA_Transmission_2_TVA | TVA_Transmission | TVA | Internal | Shoulder | B11 | 25 | 99999 | 0 | 54.02 | 53.58 | 0.01 | 0
2015 | TVA_Transmission_2_TVA | TVA_Transmission | TVA | Internal | Shoulder | B12 | 200 | 99999 | 0 | 43.33 | 40.02 | 0.01 | 0
2015 | TVA_Transmission_2_TVA | TVA_Transmission | TVA | Internal | Shoulder | B13 | 600 | 99999 | 0 | 41.35 | 38.4 | 0.01 | 0
2015 | TVA_Transmission_2_TVA | TVA_Transmission | TVA | Internal | Shoulder | B14 | 900 | 99999 | 0 | 40.13 | 38.4 | 0.01 | 0
2015 | TVA_Transmission_2_TVA | TVA_Transmission | TVA | Internal | Shoulder | B15 | 1203 | 99999 | 0 | 39.23 | 38.4 | 0.01 | 0
2015 | TVA_Transmission_2_TVA | TVA_Transmission | TVA | Internal | Summer | B1 | 10 | 99999 | 3416.17 | 67.39 | 67.4 | 0.01 | 0
2015 | TVA_Transmission_2_TVA | TVA_Transmission | TVA | Internal | Summer | B2 | 25 | 99999 | 2722.89 | 65.28 | 65.29 | 0.01 | 0
2015 | TVA_Transmission_2_TVA | TVA_Transmission | TVA | Internal | Summer | B3 | 75 | 99999 | 1400.53 | 62.94 | 62.95 | 0.01 | 0
2015 | TVA_Transmission_2_TVA | TVA_Transmission | TVA | Internal | Summer | B4 | 100 | 99999 | 801.27 | 62.94 | 62.95 | 0.01 | 0
2015 | TVA_Transmission_2_TVA | TVA_Transmission | TVA | Internal | Summer | B5 | 200 | 99999 | 0 | 53.13 | 48.86 | 0.01 | 0
2015 | TVA_Transmission_2_TVA | TVA_Transmission | TVA | Internal | Summer | B6 | 300 | 99999 | 0 | 45.66 | 38.73 | 0.01 | 0
2015 | TVA_Transmission_2_TVA | TVA_Transmission | TVA | Internal | Summer | B7 | 400 | 99999 | 0 | 41.74 | 37.16 | 0.01 | 0
2015 | TVA_Transmission_2_TVA | TVA_Transmission | TVA | Internal | Summer | B8 | 500 | 99999 | 0 | 38.92 | 37.16 | 0.01 | 0
2015 | TVA_Transmission_2_TVA | TVA_Transmission | TVA | Internal | Summer | B9 | 800 | 99999 | 0 | 38.31 | 37.16 | 0.01 | 0
2015 | TVA_Transmission_2_TVA | TVA_Transmission | TVA | Internal | Summer | B10 | 1262 | 99999 | 0 | 36.4 | 34.87 | 0.01 | 0
2015 | TVA_Transmission_2_TVA | TVA_Transmission | TVA | Internal | Winter | B16 | 25 | 99999 | 0.04 | 54.71 | 54.64 | 0.01 | 0
2015 | TVA_Transmission_2_TVA | TVA_Transmission | TVA | Internal | Winter | B17 | 100 | 99999 | 0 | 45.8 | 42.52 | 0.01 | 0
2015 | TVA_Transmission_2_TVA | TVA_Transmission | TVA | Internal | Winter | B18 | 400 | 99999 | 0 | 42.13 | 38.26 | 0.01 | 0
2015 | TVA_Transmission_2_TVA | TVA_Transmission | TVA | Internal | Winter | B19 | 700 | 99999 | 0 | 40.35 | 38.26 | 0.01 | 0
2015 | TVA_Transmission_2_TVA | TVA_Transmission | TVA | Internal | Winter | B20 | 935 | 99999 | 0 | 39.08 | 38.26 | 0.01 | 0
2015 | TVA_Transmission_2_VACAR | TVA_Transmission | VACAR | Internal | Shoulder | B11 | 25 | 900 | 0 | 54.02 | 54.62 | 9 | 0
2015 | TVA_Transmission_2_VACAR | TVA_Transmission | VACAR | Internal | Shoulder | B12 | 200 | 900 | 0 | 43.33 | 48.02 | 9 | 0
2015 | TVA_Transmission_2_VACAR | TVA_Transmission | VACAR | Internal | Shoulder | B13 | 600 | 900 | 0 | 41.35 | 45.55 | 9 | 0
2015 | TVA_Transmission_2_VACAR | TVA_Transmission | VACAR | Internal | Shoulder | B14 | 900 | 900 | 0 | 40.13 | 44.09 | 9 | 0
2015 | TVA_Transmission_2_VACAR | TVA_Transmission | VACAR | Internal | Shoulder | B15 | 1203 | 900 | 0 | 39.23 | 42.14 | 9 | 0
2015 | TVA_Transmission_2_VACAR | TVA_Transmission | VACAR | Internal | Summer | B1 | 10 | 900 | 0 | 67.39 | 68.16 | 9 | 0
2015 | TVA_Transmission_2_VACAR | TVA_Transmission | VACAR | Internal | Summer | B2 | 25 | 900 | 0 | 65.28 | 68.16 | 9 | 0
2015 | TVA_Transmission_2_VACAR | TVA_Transmission | VACAR | Internal | Summer | B3 | 75 | 900 | 0 | 62.94 | 68.16 | 9 | 0
2015 | TVA_Transmission_2_VACAR | TVA_Transmission | VACAR | Internal | Summer | B4 | 100 | 900 | 0 | 62.94 | 62.94 | 9 | 0
2015 | TVA_Transmission_2_VACAR | TVA_Transmission | VACAR | Internal | Summer | B5 | 200 | 900 | 0 | 53.13 | 56.32 | 9 | 0
2015 | TVA_Transmission_2_VACAR | TVA_Transmission | VACAR | Internal | Summer | B6 | 300 | 900 | 0 | 45.66 | 50.05 | 9 | 0
2015 | TVA_Transmission_2_VACAR | TVA_Transmission | VACAR | Internal | Summer | B7 | 400 | 900 | 0 | 41.74 | 43.94 | 9 | 0
2015 | TVA_Transmission_2_VACAR | TVA_Transmission | VACAR | Internal | Summer | B8 | 500 | 900 | 0 | 38.92 | 42.75 | 9 | 0
2015 | TVA_Transmission_2_VACAR | TVA_Transmission | VACAR | Internal | Summer | B9 | 800 | 900 | 0 | 38.31 | 41.48 | 9 | 0
2015 | TVA_Transmission_2_VACAR | TVA_Transmission | VACAR | Internal | Summer | B10 | 1262 | 900 | 0 | 36.4 | 40.46 | 9 | 0
2015 | TVA_Transmission_2_VACAR | TVA_Transmission | VACAR | Internal | Winter | B16 | 25 | 900 | 0 | 54.71 | 58.89 | 9 | 0
2015 | TVA_Transmission_2_VACAR | TVA_Transmission | VACAR | Internal | Winter | B17 | 100 | 900 | 0 | 45.8 | 51.43 | 9 | 0
2015 | TVA_Transmission_2_VACAR | TVA_Transmission | VACAR | Internal | Winter | B18 | 400 | 900 | 0 | 42.13 | 45.97 | 9 | 0
2015 | TVA_Transmission_2_VACAR | TVA_Transmission | VACAR | Internal | Winter | B19 | 700 | 900 | 0 | 40.35 | 44.48 | 9 | 0
2015 | TVA_Transmission_2_VACAR | TVA_Transmission | VACAR | Internal | Winter | B20 | 935 | 900 | 0 | 39.08 | 42.38 | 9 | 0
2015 | VACAR_2_PJM_ROR | VACAR | PJM_ROR | Internal | Shoulder | B11 | 25 | 2000 | 0 | 54.62 | 48.62 | 7 | 0
2015 | VACAR_2_PJM_ROR | VACAR | PJM_ROR | Internal | Shoulder | B12 | 200 | 2000 | 0 | 48.02 | 42.02 | 7 | 0
2015 | VACAR_2_PJM_ROR | VACAR | PJM_ROR | Internal | Shoulder | B13 | 600 | 2000 | 0 | 45.55 | 39.55 | 7 | 0
2015 | VACAR_2_PJM_ROR | VACAR | PJM_ROR | Internal | Shoulder | B14 | 900 | 2000 | 0 | 44.09 | 38.09 | 7 | 0
2015 | VACAR_2_PJM_ROR | VACAR | PJM_ROR | Internal | Shoulder | B15 | 1203 | 2000 | 0 | 42.14 | 35.41 | 7 | 0
2015 | VACAR_2_PJM_ROR | VACAR | PJM_ROR | Internal | Summer | B1 | 10 | 2000 | 0 | 68.16 | 61.39 | 7 | 0
2015 | VACAR_2_PJM_ROR | VACAR | PJM_ROR | Internal | Summer | B2 | 25 | 2000 | 0 | 68.16 | 59.28 | 7 | 0
2015 | VACAR_2_PJM_ROR | VACAR | PJM_ROR | Internal | Summer | B3 | 75 | 2000 | 0 | 68.16 | 56.94 | 7 | 0
2015 | VACAR_2_PJM_ROR | VACAR | PJM_ROR | Internal | Summer | B4 | 100 | 2000 | 0 | 62.94 | 56.94 | 7 | 0
2015 | VACAR_2_PJM_ROR | VACAR | PJM_ROR | Internal | Summer | B5 | 200 | 2000 | 0 | 56.32 | 49.36 | 7 | 0
2015 | VACAR_2_PJM_ROR | VACAR | PJM_ROR | Internal | Summer | B6 | 300 | 2000 | 0 | 50.05 | 44.05 | 7 | 0
2015 | VACAR_2_PJM_ROR | VACAR | PJM_ROR | Internal | Summer | B7 | 400 | 2000 | 0 | 43.94 | 37.94 | 7 | 0
2015 | VACAR_2_PJM_ROR | VACAR | PJM_ROR | Internal | Summer | B8 | 500 | 2000 | 0 | 42.75 | 36.47 | 7 | 0
2015 | VACAR_2_PJM_ROR | VACAR | PJM_ROR | Internal | Summer | B9 | 800 | 2000 | 0 | 41.48 | 34.9 | 7 | 0
2015 | VACAR_2_PJM_ROR | VACAR | PJM_ROR | Internal | Summer | B10 | 1262 | 2000 | 0 | 40.46 | 33.09 | 7 | 0
2015 | VACAR_2_PJM_ROR | VACAR | PJM_ROR | Internal | Winter | B16 | 25 | 2000 | 0 | 58.89 | 48.89 | 7 | 0
2015 | VACAR_2_PJM_ROR | VACAR | PJM_ROR | Internal | Winter | B17 | 100 | 2000 | 0 | 51.43 | 45.43 | 7 | 0
2015 | VACAR_2_PJM_ROR | VACAR | PJM_ROR | Internal | Winter | B18 | 400 | 2000 | 0 | 45.97 | 39.98 | 7 | 0
2015 | VACAR_2_PJM_ROR | VACAR | PJM_ROR | Internal | Winter | B19 | 700 | 2000 | 0 | 44.48 | 38.48 | 7 | 0
2015 | VACAR_2_PJM_ROR | VACAR | PJM_ROR | Internal | Winter | B20 | 935 | 2000 | 0 | 42.38 | 34.89 | 7 | 0
2015 | VACAR_2_SOCO | VACAR | SOCO | Internal | Shoulder | B11 | 25 | 3000 | 0.01 | 54.62 | 61.24 | 7 | 0
2015 | VACAR_2_SOCO | VACAR | SOCO | Internal | Shoulder | B12 | 200 | 3000 | 0 | 48.02 | 41.64 | 7 | 0
2015 | VACAR_2_SOCO | VACAR | SOCO | Internal | Shoulder | B13 | 600 | 3000 | 0 | 45.55 | 39.4 | 7 | 0
2015 | VACAR_2_SOCO | VACAR | SOCO | Internal | Shoulder | B14 | 900 | 3000 | 0 | 44.09 | 39.4 | 7 | 0
2015 | VACAR_2_SOCO | VACAR | SOCO | Internal | Shoulder | B15 | 1203 | 3000 | 0 | 42.14 | 39.02 | 7 | 0
2015 | VACAR_2_SOCO | VACAR | SOCO | Internal | Summer | B1 | 10 | 3000 | 0 | 68.16 | 64.92 | 7 | 0
2015 | VACAR_2_SOCO | VACAR | SOCO | Internal | Summer | B2 | 25 | 3000 | 0 | 68.16 | 64.92 | 7 | 0
2015 | VACAR_2_SOCO | VACAR | SOCO | Internal | Summer | B3 | 75 | 3000 | 0 | 68.16 | 64.92 | 7 | 0
2015 | VACAR_2_SOCO | VACAR | SOCO | Internal | Summer | B4 | 100 | 3000 | 0 | 62.94 | 64.92 | 7 | 0
2015 | VACAR_2_SOCO | VACAR | SOCO | Internal | Summer | B5 | 200 | 3000 | 0 | 56.32 | 60.27 | 7 | 0
2015 | VACAR_2_SOCO | VACAR | SOCO | Internal | Summer | B6 | 300 | 3000 | 0 | 50.05 | 50.05 | 7 | 0
2015 | VACAR_2_SOCO | VACAR | SOCO | Internal | Summer | B7 | 400 | 3000 | 0 | 43.94 | 50.05 | 7 | 0
2015 | VACAR_2_SOCO | VACAR | SOCO | Internal | Summer | B8 | 500 | 3000 | 0 | 42.75 | 43.78 | 7 | 0
2015 | VACAR_2_SOCO | VACAR | SOCO | Internal | Summer | B9 | 800 | 3000 | 0 | 41.48 | 37.88 | 7 | 0
2015 | VACAR_2_SOCO | VACAR | SOCO | Internal | Summer | B10 | 1262 | 3000 | 0 | 40.46 | 37.88 | 7 | 0
2015 | VACAR_2_SOCO | VACAR | SOCO | Internal | Winter | B16 | 25 | 3000 | 0 | 58.89 | 58.79 | 7 | 0
2015 | VACAR_2_SOCO | VACAR | SOCO | Internal | Winter | B17 | 100 | 3000 | 0 | 51.43 | 43.78 | 7 | 0
2015 | VACAR_2_SOCO | VACAR | SOCO | Internal | Winter | B18 | 400 | 3000 | 0 | 45.97 | 41.34 | 7 | 0
2015 | VACAR_2_SOCO | VACAR | SOCO | Internal | Winter | B19 | 700 | 3000 | 0 | 44.48 | 41.34 | 7 | 0
2015 | VACAR_2_SOCO | VACAR | SOCO | Internal | Winter | B20 | 935 | 3000 | 0 | 42.38 | 41.34 | 7 | 0
2015 | VACAR_2_TVA_Transmission | VACAR | TVA_Transmission | Internal | Shoulder | B11 | 25 | 900 | 0 | 54.62 | 54.02 | 7 | 0
2015 | VACAR_2_TVA_Transmission | VACAR | TVA_Transmission | Internal | Shoulder | B12 | 200 | 900 | 0 | 48.02 | 43.33 | 7 | 0
2015 | VACAR_2_TVA_Transmission | VACAR | TVA_Transmission | Internal | Shoulder | B13 | 600 | 900 | 0 | 45.55 | 41.35 | 7 | 0
2015 | VACAR_2_TVA_Transmission | VACAR | TVA_Transmission | Internal | Shoulder | B14 | 900 | 900 | 0 | 44.09 | 40.13 | 7 | 0
2015 | VACAR_2_TVA_Transmission | VACAR | TVA_Transmission | Internal | Shoulder | B15 | 1203 | 900 | 0 | 42.14 | 39.23 | 7 | 0
2015 | VACAR_2_TVA_Transmission | VACAR | TVA_Transmission | Internal | Summer | B1 | 10 | 900 | 0 | 68.16 | 67.39 | 7 | 0
2015 | VACAR_2_TVA_Transmission | VACAR | TVA_Transmission | Internal | Summer | B2 | 25 | 900 | 0 | 68.16 | 65.28 | 7 | 0
2015 | VACAR_2_TVA_Transmission | VACAR | TVA_Transmission | Internal | Summer | B3 | 75 | 900 | 0 | 68.16 | 62.94 | 7 | 0
2015 | VACAR_2_TVA_Transmission | VACAR | TVA_Transmission | Internal | Summer | B4 | 100 | 900 | 0 | 62.94 | 62.94 | 7 | 0
2015 | VACAR_2_TVA_Transmission | VACAR | TVA_Transmission | Internal | Summer | B5 | 200 | 900 | 0 | 56.32 | 53.13 | 7 | 0
2015 | VACAR_2_TVA_Transmission | VACAR | TVA_Transmission | Internal | Summer | B6 | 300 | 900 | 0 | 50.05 | 45.66 | 7 | 0
2015 | VACAR_2_TVA_Transmission | VACAR | TVA_Transmission | Internal | Summer | B7 | 400 | 900 | 0 | 43.94 | 41.74 | 7 | 0
2015 | VACAR_2_TVA_Transmission | VACAR | TVA_Transmission | Internal | Summer | B8 | 500 | 900 | 0 | 42.75 | 38.92 | 7 | 0
2015 | VACAR_2_TVA_Transmission | VACAR | TVA_Transmission | Internal | Summer | B9 | 800 | 900 | 0 | 41.48 | 38.31 | 7 | 0
2015 | VACAR_2_TVA_Transmission | VACAR | TVA_Transmission | Internal | Summer | B10 | 1262 | 900 | 0 | 40.46 | 36.4 | 7 | 0
2015 | VACAR_2_TVA_Transmission | VACAR | TVA_Transmission | Internal | Winter | B16 | 25 | 900 | 0 | 58.89 | 54.71 | 7 | 0
2015 | VACAR_2_TVA_Transmission | VACAR | TVA_Transmission | Internal | Winter | B17 | 100 | 900 | 0 | 51.43 | 45.8 | 7 | 0
2015 | VACAR_2_TVA_Transmission | VACAR | TVA_Transmission | Internal | Winter | B18 | 400 | 900 | 0 | 45.97 | 42.13 | 7 | 0
2015 | VACAR_2_TVA_Transmission | VACAR | TVA_Transmission | Internal | Winter | B19 | 700 | 900 | 0 | 44.48 | 40.35 | 7 | 0
2015 | VACAR_2_TVA_Transmission | VACAR | TVA_Transmission | Internal | Winter | B20 | 935 | 900 | 0 | 42.38 | 39.08 | 7 | 0
2020 | ENT_2_MISO_MO-IL | ENT | MISO_MO-IL | Internal | Shoulder | B11 | 25 | 2260 | 0 | 59.03 | 56.03 | 8 | 0
2020 | ENT_2_MISO_MO-IL | ENT | MISO_MO-IL | Internal | Shoulder | B12 | 200 | 2260 | 0 | 41.91 | 46.18 | 8 | 0
2020 | ENT_2_MISO_MO-IL | ENT | MISO_MO-IL | Internal | Shoulder | B13 | 600 | 2260 | 0 | 41.91 | 41.62 | 8 | 0
2020 | ENT_2_MISO_MO-IL | ENT | MISO_MO-IL | Internal | Shoulder | B14 | 900 | 2260 | 0 | 41.61 | 39.73 | 8 | 0
2020 | ENT_2_MISO_MO-IL | ENT | MISO_MO-IL | Internal | Shoulder | B15 | 1203 | 2260 | 0 | 41.5 | 38.4 | 8 | 0
2020 | ENT_2_MISO_MO-IL | ENT | MISO_MO-IL | Internal | Summer | B1 | 10 | 2260 | 0 | 68.21 | 65.05 | 8 | 0
2020 | ENT_2_MISO_MO-IL | ENT | MISO_MO-IL | Internal | Summer | B2 | 25 | 2260 | 0 | 63.53 | 63.53 | 8 | 0
2020 | ENT_2_MISO_MO-IL | ENT | MISO_MO-IL | Internal | Summer | B3 | 75 | 2260 | 0 | 61.69 | 61.14 | 8 | 0
2020 | ENT_2_MISO_MO-IL | ENT | MISO_MO-IL | Internal | Summer | B4 | 100 | 2260 | 0 | 61.69 | 59.41 | 8 | 0
2020 | ENT_2_MISO_MO-IL | ENT | MISO_MO-IL | Internal | Summer | B5 | 200 | 2260 | 0 | 58.83 | 52.09 | 8 | 0
2020 | ENT_2_MISO_MO-IL | ENT | MISO_MO-IL | Internal | Summer | B6 | 300 | 2260 | 0 | 48.87 | 48.16 | 8 | 0
2020 | ENT_2_MISO_MO-IL | ENT | MISO_MO-IL | Internal | Summer | B7 | 400 | 2260 | 0 | 46.47 | 39.48 | 8 | 0
2020 | ENT_2_MISO_MO-IL | ENT | MISO_MO-IL | Internal | Summer | B8 | 500 | 2260 | 0 | 40.59 | 37.52 | 8 | 0
2020 | ENT_2_MISO_MO-IL | ENT | MISO_MO-IL | Internal | Summer | B9 | 800 | 2260 | 0 | 40.59 | 37.35 | 8 | 0
2020 | ENT_2_MISO_MO-IL | ENT | MISO_MO-IL | Internal | Summer | B10 | 1262 | 2260 | 0 | 40.3 | 35.94 | 8 | 0
2020 | ENT_2_MISO_MO-IL | ENT | MISO_MO-IL | Internal | Winter | B16 | 25 | 2260 | 0 | 57.74 | 55.12 | 8 | 0
2020 | ENT_2_MISO_MO-IL | ENT | MISO_MO-IL | Internal | Winter | B17 | 100 | 2260 | 0 | 44.52 | 46.27 | 8 | 0
2020 | ENT_2_MISO_MO-IL | ENT | MISO_MO-IL | Internal | Winter | B18 | 400 | 2260 | 0 | 44.52 | 42.17 | 8 | 0
2020 | ENT_2_MISO_MO-IL | ENT | MISO_MO-IL | Internal | Winter | B19 | 700 | 2260 | 0 | 44.2 | 41 | 8 | 0
2020 | ENT_2_MISO_MO-IL | ENT | MISO_MO-IL | Internal | Winter | B20 | 935 | 2260 | 0 | 42.84 | 37.6 | 8 | 0
2020 | ENT_2_SOCO | ENT | SOCO | Internal | Shoulder | B11 | 25 | 2000 | 723.39 | 59.03 | 67.03 | 8 | 0
2020 | ENT_2_SOCO | ENT | SOCO | Internal | Shoulder | B12 | 200 | 2000 | 0 | 41.91 | 44.55 | 8 | 0
2020 | ENT_2_SOCO | ENT | SOCO | Internal | Shoulder | B13 | 600 | 2000 | 0 | 41.91 | 42.53 | 8 | 0
2020 | ENT_2_SOCO | ENT | SOCO | Internal | Shoulder | B14 | 900 | 2000 | 0 | 41.61 | 42.53 | 8 | 0
2020 | ENT_2_SOCO | ENT | SOCO | Internal | Shoulder | B15 | 1203 | 2000 | 0 | 41.5 | 42.1 | 8 | 0
2020 | ENT_2_SOCO | ENT | SOCO | Internal | Summer | B1 | 10 | 2000 | 0 | 68.21 | 71.02 | 8 | 0
2020 | ENT_2_SOCO | ENT | SOCO | Internal | Summer | B2 | 25 | 2000 | 0 | 63.53 | 71.02 | 8 | 0
2020 | ENT_2_SOCO | ENT | SOCO | Internal | Summer | B3 | 75 | 2000 | 817.84 | 61.69 | 69.69 | 8 | 0
2020 | ENT_2_SOCO | ENT | SOCO | Internal | Summer | B4 | 100 | 2000 | 1495.68 | 61.69 | 69.69 | 8 | 0
2020 | ENT_2_SOCO | ENT | SOCO | Internal | Summer | B5 | 200 | 2000 | 1818.75 | 58.83 | 66.83 | 8 | 0
2020 | ENT_2_SOCO | ENT | SOCO | Internal | Summer | B6 | 300 | 2000 | 770.77 | 48.87 | 56.87 | 8 | 0
2020 | ENT_2_SOCO | ENT | SOCO | Internal | Summer | B7 | 400 | 2000 | 1713.95 | 46.47 | 54.47 | 8 | 0
2020 | ENT_2_SOCO | ENT | SOCO | Internal | Summer | B8 | 500 | 2000 | 0 | 40.59 | 44.97 | 8 | 0
2020 | ENT_2_SOCO | ENT | SOCO | Internal | Summer | B9 | 800 | 2000 | 0 | 40.59 | 41.7 | 8 | 0
2020 | ENT_2_SOCO | ENT | SOCO | Internal | Summer | B10 | 1262 | 2000 | 0 | 40.3 | 40.87 | 8 | 0
2020 | ENT_2_SOCO | ENT | SOCO | Internal | Winter | B16 | 25 | 2000 | 2000 | 57.74 | 67.25 | 8 | 1.51
2020 | ENT_2_SOCO | ENT | SOCO | Internal | Winter | B17 | 100 | 2000 | 0 | 44.52 | 46.18 | 8 | 0
2020 | ENT_2_SOCO | ENT | SOCO | Internal | Winter | B18 | 400 | 2000 | 0 | 44.52 | 44.59 | 8 | 0
2020 | ENT_2_SOCO | ENT | SOCO | Internal | Winter | B19 | 700 | 2000 | 0 | 44.2 | 44.59 | 8 | 0
2020 | ENT_2_SOCO | ENT | SOCO | Internal | Winter | B20 | 935 | 2000 | 0 | 42.84 | 44.59 | 8 | 0
2020 | ENT_2_SPP_N | ENT | SPP_N | Internal | Shoulder | B11 | 25 | 1300 | 0 | 59.03 | 62.26 | 8 | 0
2020 | ENT_2_SPP_N | ENT | SPP_N | Internal | Shoulder | B12 | 200 | 1300 | 0 | 41.91 | 46.18 | 8 | 0
2020 | ENT_2_SPP_N | ENT | SPP_N | Internal | Shoulder | B13 | 600 | 1300 | 0 | 41.91 | 42.03 | 8 | 0
2020 | ENT_2_SPP_N | ENT | SPP_N | Internal | Shoulder | B14 | 900 | 1300 | 0 | 41.61 | 41.59 | 8 | 0
2020 | ENT_2_SPP_N | ENT | SPP_N | Internal | Shoulder | B15 | 1203 | 1300 | 0 | 41.5 | 40.19 | 8 | 0
2020 | ENT_2_SPP_N | ENT | SPP_N | Internal | Summer | B1 | 10 | 1300 | 0 | 68.21 | 66.03 | 8 | 0
2020 | ENT_2_SPP_N | ENT | SPP_N | Internal | Summer | B2 | 25 | 1300 | 0 | 63.53 | 66.03 | 8 | 0
2020 | ENT_2_SPP_N | ENT | SPP_N | Internal | Summer | B3 | 75 | 1300 | 0 | 61.69 | 66.03 | 8 | 0
2020 | ENT_2_SPP_N | ENT | SPP_N | Internal | Summer | B4 | 100 | 1300 | 0 | 61.69 | 66.03 | 8 | 0
2020 | ENT_2_SPP_N | ENT | SPP_N | Internal | Summer | B5 | 200 | 1300 | 0 | 58.83 | 60.09 | 8 | 0
2020 | ENT_2_SPP_N | ENT | SPP_N | Internal | Summer | B6 | 300 | 1300 | 0 | 48.87 | 55.86 | 8 | 0
2020 | ENT_2_SPP_N | ENT | SPP_N | Internal | Summer | B7 | 400 | 1300 | 0 | 46.47 | 46.47 | 8 | 0
2020 | ENT_2_SPP_N | ENT | SPP_N | Internal | Summer | B8 | 500 | 1300 | 0 | 40.59 | 41.93 | 8 | 0
2020 | ENT_2_SPP_N | ENT | SPP_N | Internal | Summer | B9 | 800 | 1300 | 0 | 40.59 | 40.44 | 8 | 0
2020 | ENT_2_SPP_N | ENT | SPP_N | Internal | Summer | B10 | 1262 | 1300 | 0 | 40.3 | 39.16 | 8 | 0
2020 | ENT_2_SPP_N | ENT | SPP_N | Internal | Winter | B16 | 25 | 1300 | 0 | 57.74 | 55.12 | 8 | 0
2020 | ENT_2_SPP_N | ENT | SPP_N | Internal | Winter | B17 | 100 | 1300 | 0 | 44.52 | 44.36 | 8 | 0
2020 | ENT_2_SPP_N | ENT | SPP_N | Internal | Winter | B18 | 400 | 1300 | 0 | 44.52 | 43.22 | 8 | 0
2020 | ENT_2_SPP_N | ENT | SPP_N | Internal | Winter | B19 | 700 | 1300 | 0 | 44.2 | 42.83 | 8 | 0
2020 | ENT_2_SPP_N | ENT | SPP_N | Internal | Winter | B20 | 935 | 1300 | 0 | 42.84 | 42.74 | 8 | 0
2020 | ENT_2_SPP_S | ENT | SPP_S | Internal | Shoulder | B11 | 25 | 1300 | 0 | 59.03 | 57.84 | 8 | 0
2020 | ENT_2_SPP_S | ENT | SPP_S | Internal | Shoulder | B12 | 200 | 1300 | 0 | 41.91 | 44.05 | 8 | 0
2020 | ENT_2_SPP_S | ENT | SPP_S | Internal | Shoulder | B13 | 600 | 1300 | 0 | 41.91 | 42.02 | 8 | 0
2020 | ENT_2_SPP_S | ENT | SPP_S | Internal | Shoulder | B14 | 900 | 1300 | 0 | 41.61 | 41.6 | 8 | 0
2020 | ENT_2_SPP_S | ENT | SPP_S | Internal | Shoulder | B15 | 1203 | 1300 | 0 | 41.5 | 40.2 | 8 | 0
2020 | ENT_2_SPP_S | ENT | SPP_S | Internal | Summer | B1 | 10 | 1300 | 0 | 68.21 | 64.56 | 8 | 0
2020 | ENT_2_SPP_S | ENT | SPP_S | Internal | Summer | B2 | 25 | 1300 | 0 | 63.53 | 65.21 | 8 | 0
2020 | ENT_2_SPP_S | ENT | SPP_S | Internal | Summer | B3 | 75 | 1300 | 0 | 61.69 | 56.69 | 8 | 0
2020 | ENT_2_SPP_S | ENT | SPP_S | Internal | Summer | B4 | 100 | 1300 | 0 | 61.69 | 56.69 | 8 | 0
2020 | ENT_2_SPP_S | ENT | SPP_S | Internal | Summer | B5 | 200 | 1300 | 0 | 58.83 | 55.88 | 8 | 0
2020 | ENT_2_SPP_S | ENT | SPP_S | Internal | Summer | B6 | 300 | 1300 | 0 | 48.87 | 55.88 | 8 | 0
2020 | ENT_2_SPP_S | ENT | SPP_S | Internal | Summer | B7 | 400 | 1300 | 0 | 46.47 | 46.48 | 8 | 0
2020 | ENT_2_SPP_S | ENT | SPP_S | Internal | Summer | B8 | 500 | 1300 | 0 | 40.59 | 41.94 | 8 | 0
2020 | ENT_2_SPP_S | ENT | SPP_S | Internal | Summer | B9 | 800 | 1300 | 0 | 40.59 | 40.45 | 8 | 0
2020 | ENT_2_SPP_S | ENT | SPP_S | Internal | Summer | B10 | 1262 | 1300 | 0 | 40.3 | 39.17 | 8 | 0
2020 | ENT_2_SPP_S | ENT | SPP_S | Internal | Winter | B16 | 25 | 1300 | 0 | 57.74 | 55.13 | 8 | 0
2020 | ENT_2_SPP_S | ENT | SPP_S | Internal | Winter | B17 | 100 | 1300 | 0 | 44.52 | 44.37 | 8 | 0
2020 | ENT_2_SPP_S | ENT | SPP_S | Internal | Winter | B18 | 400 | 1300 | 0 | 44.52 | 43.23 | 8 | 0
2020 | ENT_2_SPP_S | ENT | SPP_S | Internal | Winter | B19 | 700 | 1300 | 0 | 44.2 | 42.84 | 8 | 0
2020 | ENT_2_SPP_S | ENT | SPP_S | Internal | Winter | B20 | 935 | 1300 | 0 | 42.84 | 42.75 | 8 | 0
2020 | ENT_2_TVA_Transmission | ENT | TVA_Transmission | Internal | Shoulder | B11 | 25 | 2100 | 0 | 59.03 | 59.36 | 8 | 0
2020 | ENT_2_TVA_Transmission | ENT | TVA_Transmission | Internal | Shoulder | B12 | 200 | 2100 | 0 | 41.91 | 47.86 | 8 | 0
2020 | ENT_2_TVA_Transmission | ENT | TVA_Transmission | Internal | Shoulder | B13 | 600 | 2100 | 0 | 41.91 | 44.89 | 8 | 0
2020 | ENT_2_TVA_Transmission | ENT | TVA_Transmission | Internal | Shoulder | B14 | 900 | 2100 | 0 | 41.61 | 44.09 | 8 | 0
2020 | ENT_2_TVA_Transmission | ENT | TVA_Transmission | Internal | Shoulder | B15 | 1203 | 2100 | 0 | 41.5 | 42.37 | 8 | 0
2020 | ENT_2_TVA_Transmission | ENT | TVA_Transmission | Internal | Summer | B1 | 10 | 2100 | 0 | 68.21 | 73.05 | 8 | 0
2020 | ENT_2_TVA_Transmission | ENT | TVA_Transmission | Internal | Summer | B2 | 25 | 2100 | 21.7 | 63.53 | 71.53 | 8 | 0
2020 | ENT_2_TVA_Transmission | ENT | TVA_Transmission | Internal | Summer | B3 | 75 | 2100 | 0 | 61.69 | 67.28 | 8 | 0
2020 | ENT_2_TVA_Transmission | ENT | TVA_Transmission | Internal | Summer | B4 | 100 | 2100 | 0 | 61.69 | 67.05 | 8 | 0
2020 | ENT_2_TVA_Transmission | ENT | TVA_Transmission | Internal | Summer | B5 | 200 | 2100 | 0 | 58.83 | 58.92 | 8 | 0
2020 | ENT_2_TVA_Transmission | ENT | TVA_Transmission | Internal | Summer | B6 | 300 | 2100 | 0 | 48.87 | 52.16 | 8 | 0
2020 | ENT_2_TVA_Transmission | ENT | TVA_Transmission | Internal | Summer | B7 | 400 | 2100 | 0 | 46.47 | 46.19 | 8 | 0
2020 | ENT_2_TVA_Transmission | ENT | TVA_Transmission | Internal | Summer | B8 | 500 | 2100 | 0 | 40.59 | 42.04 | 8 | 0
2020 | ENT_2_TVA_Transmission | ENT | TVA_Transmission | Internal | Summer | B9 | 800 | 2100 | 0 | 40.59 | 41.62 | 8 | 0
2020 | ENT_2_TVA_Transmission | ENT | TVA_Transmission | Internal | Summer | B10 | 1262 | 2100 | 0 | 40.3 | 39.32 | 8 | 0
2020 | ENT_2_TVA_Transmission | ENT | TVA_Transmission | Internal | Winter | B16 | 25 | 2100 | 0 | 57.74 | 63.12 | 8 | 0
2020 | ENT_2_TVA_Transmission | ENT | TVA_Transmission | Internal | Winter | B17 | 100 | 2100 | 0 | 44.52 | 49.55 | 8 | 0
2020 | ENT_2_TVA_Transmission | ENT | TVA_Transmission | Internal | Winter | B18 | 400 | 2100 | 0 | 44.52 | 46.26 | 8 | 0
2020 | ENT_2_TVA_Transmission | ENT | TVA_Transmission | Internal | Winter | B19 | 700 | 2100 | 0 | 44.2 | 45.07 | 8 | 0
2020 | ENT_2_TVA_Transmission | ENT | TVA_Transmission | Internal | Winter | B20 | 935 | 2100 | 0 | 42.84 | 43.52 | 8 | 0
2020 | FRCC_2_SOCO | FRCC | SOCO | Internal | Shoulder | B11 | 25 | 900 | 0 | 77.03 | 67.03 | 8 | 0
2020 | FRCC_2_SOCO | FRCC | SOCO | Internal | Shoulder | B12 | 200 | 900 | 0 | 54.55 | 44.55 | 8 | 0
2020 | FRCC_2_SOCO | FRCC | SOCO | Internal | Shoulder | B13 | 600 | 900 | 0 | 48.83 | 42.53 | 8 | 0
2020 | FRCC_2_SOCO | FRCC | SOCO | Internal | Shoulder | B14 | 900 | 900 | 0 | 48.83 | 42.53 | 8 | 0
2020 | FRCC_2_SOCO | FRCC | SOCO | Internal | Shoulder | B15 | 1203 | 900 | 0 | 46.83 | 42.1 | 8 | 0
2020 | FRCC_2_SOCO | FRCC | SOCO | Internal | Summer | B1 | 10 | 900 | 0 | 81.02 | 71.02 | 8 | 0
2020 | FRCC_2_SOCO | FRCC | SOCO | Internal | Summer | B2 | 25 | 900 | 0 | 76.76 | 71.02 | 8 | 0
2020 | FRCC_2_SOCO | FRCC | SOCO | Internal | Summer | B3 | 75 | 900 | 0 | 76.76 | 69.69 | 8 | 0
2020 | FRCC_2_SOCO | FRCC | SOCO | Internal | Summer | B4 | 100 | 900 | 0 | 76.76 | 69.69 | 8 | 0
2020 | FRCC_2_SOCO | FRCC | SOCO | Internal | Summer | B5 | 200 | 900 | 0 | 76.76 | 66.83 | 8 | 0
2020 | FRCC_2_SOCO | FRCC | SOCO | Internal | Summer | B6 | 300 | 900 | 0 | 66.87 | 56.87 | 8 | 0
2020 | FRCC_2_SOCO | FRCC | SOCO | Internal | Summer | B7 | 400 | 900 | 0 | 64.47 | 54.47 | 8 | 0
2020 | FRCC_2_SOCO | FRCC | SOCO | Internal | Summer | B8 | 500 | 900 | 0 | 54.75 | 44.97 | 8 | 0
2020 | FRCC_2_SOCO | FRCC | SOCO | Internal | Summer | B9 | 800 | 900 | 0 | 48.1 | 41.7 | 8 | 0
2020 | FRCC_2_SOCO | FRCC | SOCO | Internal | Summer | B10 | 1262 | 900 | 0 | 46.13 | 40.87 | 8 | 0
2020 | FRCC_2_SOCO | FRCC | SOCO | Internal | Winter | B16 | 25 | 900 | 0 | 77.25 | 67.25 | 8 | 0
2020 | FRCC_2_SOCO | FRCC | SOCO | Internal | Winter | B17 | 100 | 900 | 0 | 56.18 | 46.18 | 8 | 0
2020 | FRCC_2_SOCO | FRCC | SOCO | Internal | Winter | B18 | 400 | 900 | 0 | 51.07 | 44.59 | 8 | 0
2020 | FRCC_2_SOCO | FRCC | SOCO | Internal | Winter | B19 | 700 | 900 | 0 | 50.62 | 44.59 | 8 | 0
2020 | FRCC_2_SOCO | FRCC | SOCO | Internal | Winter | B20 | 935 | 900 | 0 | 48.97 | 44.59 | 8 | 0
2020 | HQ_NEISO_2_NEISO | HQ_NEISO | NEISO | Internal | Shoulder | B11 | 25 | 99999 | 2920 | 37.66 | 37.67 | 0.01 | 0
2020 | HQ_NEISO_2_NEISO | HQ_NEISO | NEISO | Internal | Shoulder | B12 | 200 | 99999 | 2920 | 37.66 | 37.67 | 0.01 | 0
2020 | HQ_NEISO_2_NEISO | HQ_NEISO | NEISO | Internal | Shoulder | B13 | 600 | 99999 | 2920 | 37.66 | 37.67 | 0.01 | 0
2020 | HQ_NEISO_2_NEISO | HQ_NEISO | NEISO | Internal | Shoulder | B14 | 900 | 99999 | 2920 | 37.66 | 37.67 | 0.01 | 0
2020 | HQ_NEISO_2_NEISO | HQ_NEISO | NEISO | Internal | Shoulder | B15 | 1203 | 99999 | 1143.24 | 37.66 | 37.67 | 0.01 | 0
2020 | HQ_NEISO_2_NEISO | HQ_NEISO | NEISO | Internal | Summer | B1 | 10 | 99999 | 2920.1 | 116.29 | 116.3 | 0.01 | 0
2020 | HQ_NEISO_2_NEISO | HQ_NEISO | NEISO | Internal | Summer | B2 | 25 | 99999 | 2920 | 68.55 | 68.56 | 0.01 | 0
2020 | HQ_NEISO_2_NEISO | HQ_NEISO | NEISO | Internal | Summer | B3 | 75 | 99999 | 2920 | 50.12 | 50.14 | 0.01 | 0
2020 | HQ_NEISO_2_NEISO | HQ_NEISO | NEISO | Internal | Summer | B4 | 100 | 99999 | 2920 | 42.8 | 42.81 | 0.01 | 0
2020 | HQ_NEISO_2_NEISO | HQ_NEISO | NEISO | Internal | Summer | B5 | 200 | 99999 | 2920 | 38.31 | 38.32 | 0.01 | 0
2020 | HQ_NEISO_2_NEISO | HQ_NEISO | NEISO | Internal | Summer | B6 | 300 | 99999 | 2920 | 34.88 | 34.9 | 0.01 | 0
2020 | HQ_NEISO_2_NEISO | HQ_NEISO | NEISO | Internal | Summer | B7 | 400 | 99999 | 2920 | 34.88 | 34.9 | 0.01 | 0
2020 | HQ_NEISO_2_NEISO | HQ_NEISO | NEISO | Internal | Summer | B8 | 500 | 99999 | 2920 | 34.88 | 34.9 | 0.01 | 0
2020 | HQ_NEISO_2_NEISO | HQ_NEISO | NEISO | Internal | Summer | B9 | 800 | 99999 | 2920 | 34.88 | 34.9 | 0.01 | 0
2020 | HQ_NEISO_2_NEISO | HQ_NEISO | NEISO | Internal | Summer | B10 | 1262 | 99999 | 795.94 | 34.88 | 34.9 | 0.01 | 0
2020 | HQ_NEISO_2_NEISO | HQ_NEISO | NEISO | Internal | Winter | B16 | 25 | 99999 | 2920 | 46.26 | 46.27 | 0.01 | 0
2020 | HQ_NEISO_2_NEISO | HQ_NEISO | NEISO | Internal | Winter | B17 | 100 | 99999 | 2920 | 46.26 | 46.27 | 0.01 | 0
2020 | HQ_NEISO_2_NEISO | HQ_NEISO | NEISO | Internal | Winter | B18 | 400 | 99999 | 2920 | 46.26 | 46.27 | 0.01 | 0
2020 | HQ_NEISO_2_NEISO | HQ_NEISO | NEISO | Internal | Winter | B19 | 700 | 99999 | 2920 | 46.26 | 46.27 | 0.01 | 0
2020 | HQ_NEISO_2_NEISO | HQ_NEISO | NEISO | Internal | Winter | B20 | 935 | 99999 | 1233.58 | 46.26 | 46.27 | 0.01 | 0
2020 | HQ_NY_2_NYISO_A-F | HQ_NY | NYISO_A-F | Internal | Shoulder | B11 | 25 | 99999 | 1000 | 40.66 | 40.67 | 0.01 | 0
2020 | HQ_NY_2_NYISO_A-F | HQ_NY | NYISO_A-F | Internal | Shoulder | B12 | 200 | 99999 | 1000 | 40.16 | 40.17 | 0.01 | 0
2020 | HQ_NY_2_NYISO_A-F | HQ_NY | NYISO_A-F | Internal | Shoulder | B13 | 600 | 99999 | 1000 | 39.84 | 39.85 | 0.01 | 0
2020 | HQ_NY_2_NYISO_A-F | HQ_NY | NYISO_A-F | Internal | Shoulder | B14 | 900 | 99999 | 1000 | 39.31 | 39.32 | 0.01 | 0
2020 | HQ_NY_2_NYISO_A-F | HQ_NY | NYISO_A-F | Internal | Shoulder | B15 | 1203 | 99999 | 188.69 | 39.31 | 39.32 | 0.01 | 0
2020 | HQ_NY_2_NYISO_A-F | HQ_NY | NYISO_A-F | Internal | Summer | B1 | 10 | 99999 | 1000 | 59.05 | 59.07 | 0.01 | 0
2020 | HQ_NY_2_NYISO_A-F | HQ_NY | NYISO_A-F | Internal | Summer | B2 | 25 | 99999 | 1000 | 57.53 | 57.54 | 0.01 | 0
2020 | HQ_NY_2_NYISO_A-F | HQ_NY | NYISO_A-F | Internal | Summer | B3 | 75 | 99999 | 1000 | 52.86 | 52.87 | 0.01 | 0
2020 | HQ_NY_2_NYISO_A-F | HQ_NY | NYISO_A-F | Internal | Summer | B4 | 100 | 99999 | 1000 | 45.8 | 45.81 | 0.01 | 0
2020 | HQ_NY_2_NYISO_A-F | HQ_NY | NYISO_A-F | Internal | Summer | B5 | 200 | 99999 | 1000 | 44.73 | 44.74 | 0.01 | 0
2020 | HQ_NY_2_NYISO_A-F | HQ_NY | NYISO_A-F | Internal | Summer | B6 | 300 | 99999 | 1000 | 42.3 | 42.31 | 0.01 | 0
2020 | HQ_NY_2_NYISO_A-F | HQ_NY | NYISO_A-F | Internal | Summer | B7 | 400 | 99999 | 1000 | 39.45 | 39.46 | 0.01 | 0
2020 | HQ_NY_2_NYISO_A-F | HQ_NY | NYISO_A-F | Internal | Summer | B8 | 500 | 99999 | 1000 | 37.88 | 37.9 | 0.01 | 0
2020 | HQ_NY_2_NYISO_A-F | HQ_NY | NYISO_A-F | Internal | Summer | B9 | 800 | 99999 | 1000 | 37.86 | 37.87 | 0.01 | 0
2020 | HQ_NY_2_NYISO_A-F | HQ_NY | NYISO_A-F | Internal | Summer | B10 | 1262 | 99999 | 30.11 | 37.86 | 37.87 | 0.01 | 0
2020 | HQ_NY_2_NYISO_A-F | HQ_NY | NYISO_A-F | Internal | Winter | B16 | 25 | 99999 | 1000 | 46.25 | 46.26 | 0.01 | 0
2020 | HQ_NY_2_NYISO_A-F | HQ_NY | NYISO_A-F | Internal | Winter | B17 | 100 | 99999 | 1000 | 43.26 | 43.27 | 0.01 | 0
2020 | HQ_NY_2_NYISO_A-F | HQ_NY | NYISO_A-F | Internal | Winter | B18 | 400 | 99999 | 1000 | 42.18 | 42.19 | 0.01 | 0
2020 | HQ_NY_2_NYISO_A-F | HQ_NY | NYISO_A-F | Internal | Winter | B19 | 700 | 99999 | 1000 | 42.18 | 42.19 | 0.01 | 0
2020 | HQ_NY_2_NYISO_A-F | HQ_NY | NYISO_A-F | Internal | Winter | B20 | 935 | 99999 | 229.95 | 42.18 | 42.19 | 0.01 | 0
2020 | HQ_IESO_2_IESO | HQ_IESO | IESO | Internal | Shoulder | B11 | 25 | 99999 | 400 | 32.18 | 32.19 | 0.01 | 0
2020 | HQ_IESO_2_IESO | HQ_IESO | IESO | Internal | Shoulder | B12 | 200 | 99999 | 400 | 32.18 | 32.19 | 0.01 | 0
2020 | HQ_IESO_2_IESO | HQ_IESO | IESO | Internal | Shoulder | B13 | 600 | 99999 | 400 | 32.18 | 32.19 | 0.01 | 0
2020 | HQ_IESO_2_IESO | HQ_IESO | IESO | Internal | Shoulder | B14 | 900 | 99999 | 400 | 32.18 | 32.19 | 0.01 | 0
2020 | HQ_IESO_2_IESO | HQ_IESO | IESO | Internal | Shoulder | B15 | 1203 | 99999 | 75.48 | 32.18 | 32.19 | 0.01 | 0
2020 | HQ_IESO_2_IESO | HQ_IESO | IESO | Internal | Summer | B1 | 10 | 99999 | 400 | 52.05 | 52.07 | 0.01 | 0
2020 | HQ_IESO_2_IESO | HQ_IESO | IESO | Internal | Summer | B2 | 25 | 99999 | 400 | 50.53 | 50.54 | 0.01 | 0
2020 | HQ_IESO_2_IESO | HQ_IESO | IESO | Internal | Summer | B3 | 75 | 99999 | 400 | 43.46 | 43.47 | 0.01 | 0
2020 | HQ_IESO_2_IESO | HQ_IESO | IESO | Internal | Summer | B4 | 100 | 99999 | 400 | 37.73 | 37.74 | 0.01 | 0
2020 | HQ_IESO_2_IESO | HQ_IESO | IESO | Internal | Summer | B5 | 200 | 99999 | 400 | 37.73 | 37.74 | 0.01 | 0
2020 | HQ_IESO_2_IESO | HQ_IESO | IESO | Internal | Summer | B6 | 300 | 99999 | 400 | 35.3 | 35.31 | 0.01 | 0
2020 | HQ_IESO_2_IESO | HQ_IESO | IESO | Internal | Summer | B7 | 400 | 99999 | 400 | 32.45 | 32.46 | 0.01 | 0
2020 | HQ_IESO_2_IESO | HQ_IESO | IESO | Internal | Summer | B8 | 500 | 99999 | 400 | 30.53 | 30.55 | 0.01 | 0
2020 | HQ_IESO_2_IESO | HQ_IESO | IESO | Internal | Summer | B9 | 800 | 99999 | 400 | 30.53 | 30.55 | 0.01 | 0
2020 | HQ_IESO_2_IESO | HQ_IESO | IESO | Internal | Summer | B10 | 1262 | 99999 | 12.04 | 30.53 | 30.55 | 0.01 | 0
2020 | HQ_IESO_2_IESO | HQ_IESO | IESO | Internal | Winter | B16 | 25 | 99999 | 400 | 39.25 | 39.26 | 0.01 | 0
2020 | HQ_IESO_2_IESO | HQ_IESO | IESO | Internal | Winter | B17 | 100 | 99999 | 400 | 36.26 | 36.27 | 0.01 | 0
2020 | HQ_IESO_2_IESO | HQ_IESO | IESO | Internal | Winter | B18 | 400 | 99999 | 400 | 35.18 | 35.19 | 0.01 | 0
2020 | HQ_IESO_2_IESO | HQ_IESO | IESO | Internal | Winter | B19 | 700 | 99999 | 400 | 35.18 | 35.19 | 0.01 | 0
2020 | HQ_IESO_2_IESO | HQ_IESO | IESO | Internal | Winter | B20 | 935 | 99999 | 91.98 | 35.18 | 35.19 | 0.01 | 0
2020 | IESO_2_MAPP_CA | IESO | MAPP_CA | Internal | Shoulder | B11 | 25 | 262 | 262 | 32.19 | 48.25 | 7 | 9.06
2020 | IESO_2_MAPP_CA | IESO | MAPP_CA | Internal | Shoulder | B12 | 200 | 262 | 262 | 32.19 | 46.16 | 7 | 6.97
2020 | IESO_2_MAPP_CA | IESO | MAPP_CA | Internal | Shoulder | B13 | 600 | 262 | 262 | 32.19 | 41.6 | 7 | 2.41
2020 | IESO_2_MAPP_CA | IESO | MAPP_CA | Internal | Shoulder | B14 | 900 | 262 | 262 | 32.19 | 39.71 | 7 | 0.52
2020 | IESO_2_MAPP_CA | IESO | MAPP_CA | Internal | Shoulder | B15 | 1203 | 262 | 262 | 32.19 | 39.71 | 7 | 0.52
2020 | IESO_2_MAPP_CA | IESO | MAPP_CA | Internal | Summer | B1 | 10 | 262 | 0 | 52.07 | 51.04 | 7 | 0
2020 | IESO_2_MAPP_CA | IESO | MAPP_CA | Internal | Summer | B2 | 25 | 262 | 42.44 | 50.54 | 57.54 | 7 | 0
2020 | IESO_2_MAPP_CA | IESO | MAPP_CA | Internal | Summer | B3 | 75 | 262 | 238.96 | 43.47 | 50.47 | 7 | 0
2020 | IESO_2_MAPP_CA | IESO | MAPP_CA | Internal | Summer | B4 | 100 | 262 | 262 | 37.74 | 50.47 | 7 | 5.73
2020 | IESO_2_MAPP_CA | IESO | MAPP_CA | Internal | Summer | B5 | 200 | 262 | 262 | 37.74 | 49.25 | 7 | 4.51
2020 | IESO_2_MAPP_CA | IESO | MAPP_CA | Internal | Summer | B6 | 300 | 262 | 262 | 35.31 | 48.85 | 7 | 6.54
2020 | IESO_2_MAPP_CA | IESO | MAPP_CA | Internal | Summer | B7 | 400 | 262 | 25.9 | 32.46 | 39.46 | 7 | 0
2020 | IESO_2_MAPP_CA | IESO | MAPP_CA | Internal | Summer | B8 | 500 | 262 | 0 | 30.55 | 37.5 | 7 | 0
2020 | IESO_2_MAPP_CA | IESO | MAPP_CA | Internal | Summer | B9 | 800 | 262 | 0 | 30.55 | 37.33 | 7 | 0
2020 | IESO_2_MAPP_CA | IESO | MAPP_CA | Internal | Summer | B10 | 1262 | 262 | 0 | 30.55 | 37.33 | 7 | 0
2020 | IESO_2_MAPP_CA | IESO | MAPP_CA | Internal | Winter | B16 | 25 | 262 | 262 | 39.26 | 55.1 | 7 | 8.84
2020 | IESO_2_MAPP_CA | IESO | MAPP_CA | Internal | Winter | B17 | 100 | 262 | 262 | 36.27 | 46.25 | 7 | 2.97
2020 | IESO_2_MAPP_CA | IESO | MAPP_CA | Internal | Winter | B18 | 400 | 262 | 262 | 35.19 | 42.87 | 7 | 0.68
2020 | IESO_2_MAPP_CA | IESO | MAPP_CA | Internal | Winter | B19 | 700 | 262 | 262 | 35.19 | 42.87 | 7 | 0.68
2020 | IESO_2_MAPP_CA | IESO | MAPP_CA | Internal | Winter | B20 | 935 | 262 | 262 | 35.19 | 42.87 | 7 | 0.68
2020 | IESO_2_MISO_MI | IESO | MISO_MI | Internal | Shoulder | B11 | 25 | 1840 | 1840 | 32.19 | 53.57 | 7 | 14.38
2020 | IESO_2_MISO_MI | IESO | MISO_MI | Internal | Shoulder | B12 | 200 | 1840 | 1840 | 32.19 | 46.18 | 7 | 6.99
2020 | IESO_2_MISO_MI | IESO | MISO_MI | Internal | Shoulder | B13 | 600 | 1840 | 1840 | 32.19 | 41.64 | 7 | 2.45
2020 | IESO_2_MISO_MI | IESO | MISO_MI | Internal | Shoulder | B14 | 900 | 1840 | 1840 | 32.19 | 39.73 | 7 | 0.54
2020 | IESO_2_MISO_MI | IESO | MISO_MI | Internal | Shoulder | B15 | 1203 | 1840 | 0 | 32.19 | 38.4 | 7 | 0
2020 | IESO_2_MISO_MI | IESO | MISO_MI | Internal | Summer | B1 | 10 | 1840 | 1840 | 52.07 | 65.03 | 7 | 5.96
2020 | IESO_2_MISO_MI | IESO | MISO_MI | Internal | Summer | B2 | 25 | 1840 | 1840 | 50.54 | 63.53 | 7 | 5.99
2020 | IESO_2_MISO_MI | IESO | MISO_MI | Internal | Summer | B3 | 75 | 1840 | 1840 | 43.47 | 59.28 | 7 | 8.81
2020 | IESO_2_MISO_MI | IESO | MISO_MI | Internal | Summer | B4 | 100 | 1840 | 1840 | 37.74 | 59.05 | 7 | 14.31
2020 | IESO_2_MISO_MI | IESO | MISO_MI | Internal | Summer | B5 | 200 | 1840 | 1840 | 37.74 | 52.07 | 7 | 7.32
2020 | IESO_2_MISO_MI | IESO | MISO_MI | Internal | Summer | B6 | 300 | 1840 | 1840 | 35.31 | 48.14 | 7 | 5.84
2020 | IESO_2_MISO_MI | IESO | MISO_MI | Internal | Summer | B7 | 400 | 1840 | 1839.99 | 32.46 | 39.48 | 7 | 0.02
2020 | IESO_2_MISO_MI | IESO | MISO_MI | Internal | Summer | B8 | 500 | 1840 | 1130.01 | 30.55 | 37.55 | 7 | 0
2020 | IESO_2_MISO_MI | IESO | MISO_MI | Internal | Summer | B9 | 800 | 1840 | 0 | 30.55 | 37.35 | 7 | 0
2020 | IESO_2_MISO_MI | IESO | MISO_MI | Internal | Summer | B10 | 1262 | 1840 | 0 | 30.55 | 36.03 | 7 | 0
2020 | IESO_2_MISO_MI | IESO | MISO_MI | Internal | Winter | B16 | 25 | 1840 | 1840 | 39.26 | 55.12 | 7 | 8.86
2020 | IESO_2_MISO_MI | IESO | MISO_MI | Internal | Winter | B17 | 100 | 1840 | 1840 | 36.27 | 46.3 | 7 | 3.02
2020 | IESO_2_MISO_MI | IESO | MISO_MI | Internal | Winter | B18 | 400 | 1840 | 880.75 | 35.19 | 42.19 | 7 | 0
2020 | IESO_2_MISO_MI | IESO | MISO_MI | Internal | Winter | B19 | 700 | 1840 | 0 | 35.19 | 41.02 | 7 | 0
2020 | IESO_2_MISO_MI | IESO | MISO_MI | Internal | Winter | B20 | 935 | 1840 | 0 | 35.19 | 37.61 | 7 | 0
2020 | IESO_2_MISO_W | IESO | MISO_W | Internal | Shoulder | B11 | 25 | 140 | 140 | 32.19 | 56.05 | 7 | 16.86
2020 | IESO_2_MISO_W | IESO | MISO_W | Internal | Shoulder | B12 | 200 | 140 | 140 | 32.19 | 46.17 | 7 | 6.98
2020 | IESO_2_MISO_W | IESO | MISO_W | Internal | Shoulder | B13 | 600 | 140 | 140 | 32.19 | 41.61 | 7 | 2.42
2020 | IESO_2_MISO_W | IESO | MISO_W | Internal | Shoulder | B14 | 900 | 140 | 140 | 32.19 | 39.72 | 7 | 0.53
2020 | IESO_2_MISO_W | IESO | MISO_W | Internal | Shoulder | B15 | 1203 | 140 | 0 | 32.19 | 38.41 | 7 | 0
2020 | IESO_2_MISO_W | IESO | MISO_W | Internal | Summer | B1 | 10 | 140 | 140 | 52.07 | 65.04 | 7 | 5.98
2020 | IESO_2_MISO_W | IESO | MISO_W | Internal | Summer | B2 | 25 | 140 | 140 | 50.54 | 63.54 | 7 | 6
2020 | IESO_2_MISO_W | IESO | MISO_W | Internal | Summer | B3 | 75 | 140 | 140 | 43.47 | 62.58 | 7 | 12.11
2020 | IESO_2_MISO_W | IESO | MISO_W | Internal | Summer | B4 | 100 | 140 | 140 | 37.74 | 62.58 | 7 | 17.83
2020 | IESO_2_MISO_W | IESO | MISO_W | Internal | Summer | B5 | 200 | 140 | 140 | 37.74 | 53.09 | 7 | 8.35
2020 | IESO_2_MISO_W | IESO | MISO_W | Internal | Summer | B6 | 300 | 140 | 140 | 35.31 | 48.86 | 7 | 6.56
2020 | IESO_2_MISO_W | IESO | MISO_W | Internal | Summer | B7 | 400 | 140 | 139.98 | 32.46 | 39.47 | 7 | 0.01
2020 | IESO_2_MISO_W | IESO | MISO_W | Internal | Summer | B8 | 500 | 140 | 0 | 30.55 | 37.51 | 7 | 0
2020 | IESO_2_MISO_W | IESO | MISO_W | Internal | Summer | B9 | 800 | 140 | 0 | 30.55 | 37.34 | 7 | 0
2020 | IESO_2_MISO_W | IESO | MISO_W | Internal | Summer | B10 | 1262 | 140 | 0 | 30.55 | 35.93 | 7 | 0
2020 | IESO_2_MISO_W | IESO | MISO_W | Internal | Winter | B16 | 25 | 140 | 140 | 39.26 | 55.11 | 7 | 8.85
2020 | IESO_2_MISO_W | IESO | MISO_W | Internal | Winter | B17 | 100 | 140 | 140 | 36.27 | 46.26 | 7 | 2.99
2020 | IESO_2_MISO_W | IESO | MISO_W | Internal | Winter | B18 | 400 | 140 | 0.03 | 35.19 | 42.18 | 7 | 0
2020 | IESO_2_MISO_W | IESO | MISO_W | Internal | Winter | B19 | 700 | 140 | 0 | 35.19 | 41.57 | 7 | 0
2020 | IESO_2_MISO_W | IESO | MISO_W | Internal | Winter | B20 | 935 | 140 | 0 | 35.19 | 37.6 | 7 | 0
2020 | IESO_2_NYISO_A-F | IESO | NYISO_A-F | Internal | Shoulder | B11 | 25 | 1725 | 1725 | 32.19 | 40.67 | 7 | 1.48
2020 | IESO_2_NYISO_A-F | IESO | NYISO_A-F | Internal | Shoulder | B12 | 200 | 1725 | 1725 | 32.19 | 40.17 | 7 | 0.98
2020 | IESO_2_NYISO_A-F | IESO | NYISO_A-F | Internal | Shoulder | B13 | 600 | 1725 | 1725 | 32.19 | 39.85 | 7 | 0.66
2020 | IESO_2_NYISO_A-F | IESO | NYISO_A-F | Internal | Shoulder | B14 | 900 | 1725 | 1725 | 32.19 | 39.32 | 7 | 0.13
2020 | IESO_2_NYISO_A-F | IESO | NYISO_A-F | Internal | Shoulder | B15 | 1203 | 1725 | 1725 | 32.19 | 39.32 | 7 | 0.13
2020 | IESO_2_NYISO_A-F | IESO | NYISO_A-F | Internal | Summer | B1 | 10 | 1725 | 423.26 | 52.07 | 59.07 | 7 | 0
2020 | IESO_2_NYISO_A-F | IESO | NYISO_A-F | Internal | Summer | B2 | 25 | 1725 | 909.19 | 50.54 | 57.54 | 7 | 0
2020 | IESO_2_NYISO_A-F | IESO | NYISO_A-F | Internal | Summer | B3 | 75 | 1725 | 1725 | 43.47 | 52.87 | 7 | 2.4
2020 | IESO_2_NYISO_A-F | IESO | NYISO_A-F | Internal | Summer | B4 | 100 | 1725 | 1725 | 37.74 | 45.81 | 7 | 1.07
2020 | IESO_2_NYISO_A-F | IESO | NYISO_A-F | Internal | Summer | B5 | 200 | 1725 | 1315.19 | 37.74 | 44.74 | 7 | 0
2020 | IESO_2_NYISO_A-F | IESO | NYISO_A-F | Internal | Summer | B6 | 300 | 1725 | 955.94 | 35.31 | 42.31 | 7 | 0
2020 | IESO_2_NYISO_A-F | IESO | NYISO_A-F | Internal | Summer | B7 | 400 | 1725 | 729.78 | 32.46 | 39.46 | 7 | 0
2020 | IESO_2_NYISO_A-F | IESO | NYISO_A-F | Internal | Summer | B8 | 500 | 1725 | 1725 | 30.55 | 37.9 | 7 | 0.35
2020 | IESO_2_NYISO_A-F | IESO | NYISO_A-F | Internal | Summer | B9 | 800 | 1725 | 1725 | 30.55 | 37.87 | 7 | 0.33
2020 | IESO_2_NYISO_A-F | IESO | NYISO_A-F | Internal | Summer | B10 | 1262 | 1725 | 1725 | 30.55 | 37.87 | 7 | 0.33
2020 | IESO_2_NYISO_A-F | IESO | NYISO_A-F | Internal | Winter | B16 | 25 | 1725 | 1571.51 | 39.26 | 46.26 | 7 | 0
2020 | IESO_2_NYISO_A-F | IESO | NYISO_A-F | Internal | Winter | B17 | 100 | 1725 | 860.7 | 36.27 | 43.27 | 7 | 0
2020 | IESO_2_NYISO_A-F | IESO | NYISO_A-F | Internal | Winter | B18 | 400 | 1725 | 1529.93 | 35.19 | 42.19 | 7 | 0
2020 | IESO_2_NYISO_A-F | IESO | NYISO_A-F | Internal | Winter | B19 | 700 | 1725 | 1584.46 | 35.19 | 42.19 | 7 | 0
2020 | IESO_2_NYISO_A-F | IESO | NYISO_A-F | Internal | Winter | B20 | 935 | 1725 | 1616.99 | 35.19 | 42.19 | 7 | 0
2020 | MAPP_CA_2_IESO | MAPP_CA | IESO | Internal | Shoulder | B11 | 25 | 330 | 0 | 48.25 | 32.19 | 8 | 0
2020 | MAPP_CA_2_IESO | MAPP_CA | IESO | Internal | Shoulder | B12 | 200 | 330 | 0 | 46.16 | 32.19 | 8 | 0
2020 | MAPP_CA_2_IESO | MAPP_CA | IESO | Internal | Shoulder | B13 | 600 | 330 | 0 | 41.6 | 32.19 | 8 | 0
2020 | MAPP_CA_2_IESO | MAPP_CA | IESO | Internal | Shoulder | B14 | 900 | 330 | 0 | 39.71 | 32.19 | 8 | 0
2020 | MAPP_CA_2_IESO | MAPP_CA | IESO | Internal | Shoulder | B15 | 1203 | 330 | 0 | 39.71 | 32.19 | 8 | 0
2020 | MAPP_CA_2_IESO | MAPP_CA | IESO | Internal | Summer | B1 | 10 | 330 | 0 | 51.04 | 52.07 | 8 | 0
2020 | MAPP_CA_2_IESO | MAPP_CA | IESO | Internal | Summer | B2 | 25 | 330 | 0 | 57.54 | 50.54 | 8 | 0
2020 | MAPP_CA_2_IESO | MAPP_CA | IESO | Internal | Summer | B3 | 75 | 330 | 0 | 50.47 | 43.47 | 8 | 0
2020 | MAPP_CA_2_IESO | MAPP_CA | IESO | Internal | Summer | B4 | 100 | 330 | 0 | 50.47 | 37.74 | 8 | 0
2020 | MAPP_CA_2_IESO | MAPP_CA | IESO | Internal | Summer | B5 | 200 | 330 | 0 | 49.25 | 37.74 | 8 | 0
2020 | MAPP_CA_2_IESO | MAPP_CA | IESO | Internal | Summer | B6 | 300 | 330 | 0 | 48.85 | 35.31 | 8 | 0
2020 | MAPP_CA_2_IESO | MAPP_CA | IESO | Internal | Summer | B7 | 400 | 330 | 0 | 39.46 | 32.46 | 8 | 0
2020 | MAPP_CA_2_IESO | MAPP_CA | IESO | Internal | Summer | B8 | 500 | 330 | 0 | 37.5 | 30.55 | 8 | 0
2020 | MAPP_CA_2_IESO | MAPP_CA | IESO | Internal | Summer | B9 | 800 | 330 | 0 | 37.33 | 30.55 | 8 | 0
2020 | MAPP_CA_2_IESO | MAPP_CA | IESO | Internal | Summer | B10 | 1262 | 330 | 0 | 37.33 | 30.55 | 8 | 0
2020 | MAPP_CA_2_IESO | MAPP_CA | IESO | Internal | Winter | B16 | 25 | 330 | 0 | 55.1 | 39.26 | 8 | 0
2020 | MAPP_CA_2_IESO | MAPP_CA | IESO | Internal | Winter | B17 | 100 | 330 | 0 | 46.25 | 36.27 | 8 | 0
2020 | MAPP_CA_2_IESO | MAPP_CA | IESO | Internal | Winter | B18 | 400 | 330 | 0 | 42.87 | 35.19 | 8 | 0
2020 | MAPP_CA_2_IESO | MAPP_CA | IESO | Internal | Winter | B19 | 700 | 330 | 0 | 42.87 | 35.19 | 8 | 0
2020 | MAPP_CA_2_IESO | MAPP_CA | IESO | Internal | Winter | B20 | 935 | 330 | 0 | 42.87 | 35.19 | 8 | 0
2020 | MAPP_CA_2_MAPP_US | MAPP_CA | MAPP_US | Internal | Shoulder | B11 | 25 | 372 | 86.27 | 48.25 | 55.25 | 7 | 0
2020 | MAPP_CA_2_MAPP_US | MAPP_CA | MAPP_US | Internal | Shoulder | B12 | 200 | 372 | 0 | 46.16 | 39.17 | 7 | 0
2020 | MAPP_CA_2_MAPP_US | MAPP_CA | MAPP_US | Internal | Shoulder | B13 | 600 | 372 | 0 | 41.6 | 35.07 | 7 | 0
2020 | MAPP_CA_2_MAPP_US | MAPP_CA | MAPP_US | Internal | Shoulder | B14 | 900 | 372 | 0 | 39.71 | 35.07 | 7 | 0
2020 | MAPP_CA_2_MAPP_US | MAPP_CA | MAPP_US | Internal | Shoulder | B15 | 1203 | 372 | 0 | 39.71 | 35.07 | 7 | 0
2020 | MAPP_CA_2_MAPP_US | MAPP_CA | MAPP_US | Internal | Summer | B1 | 10 | 372 | 68.53 | 51.04 | 58.04 | 7 | 0
2020 | MAPP_CA_2_MAPP_US | MAPP_CA | MAPP_US | Internal | Summer | B2 | 25 | 372 | 0 | 57.54 | 57.47 | 7 | 0
2020 | MAPP_CA_2_MAPP_US | MAPP_CA | MAPP_US | Internal | Summer | B3 | 75 | 372 | 137.49 | 50.47 | 57.47 | 7 | 0
2020 | MAPP_CA_2_MAPP_US | MAPP_CA | MAPP_US | Internal | Summer | B4 | 100 | 372 | 254.06 | 50.47 | 57.47 | 7 | 0
2020 | MAPP_CA_2_MAPP_US | MAPP_CA | MAPP_US | Internal | Summer | B5 | 200 | 372 | 0 | 49.25 | 53.08 | 7 | 0
2020 | MAPP_CA_2_MAPP_US | MAPP_CA | MAPP_US | Internal | Summer | B6 | 300 | 372 | 0 | 48.85 | 43.11 | 7 | 0
2020 | MAPP_CA_2_MAPP_US | MAPP_CA | MAPP_US | Internal | Summer | B7 | 400 | 372 | 0 | 39.46 | 33.93 | 7 | 0
2020 | MAPP_CA_2_MAPP_US | MAPP_CA | MAPP_US | Internal | Summer | B8 | 500 | 372 | 0 | 37.5 | 33.43 | 7 | 0
2020 | MAPP_CA_2_MAPP_US | MAPP_CA | MAPP_US | Internal | Summer | B9 | 800 | 372 | 0 | 37.33 | 33.43 | 7 | 0
2020 | MAPP_CA_2_MAPP_US | MAPP_CA | MAPP_US | Internal | Summer | B10 | 1262 | 372 | 0 | 37.33 | 29.93 | 7 | 0
2020 | MAPP_CA_2_MAPP_US | MAPP_CA | MAPP_US | Internal | Winter | B16 | 25 | 372 | 0 | 55.1 | 48.11 | 7 | 0
2020 | MAPP_CA_2_MAPP_US | MAPP_CA | MAPP_US | Internal | Winter | B17 | 100 | 372 | 0 | 46.25 | 39.26 | 7 | 0
2020 | MAPP_CA_2_MAPP_US | MAPP_CA | MAPP_US | Internal | Winter | B18 | 400 | 372 | 0 | 42.87 | 36.2 | 7 | 0
2020 | MAPP_CA_2_MAPP_US | MAPP_CA | MAPP_US | Internal | Winter | B19 | 700 | 372 | 0 | 42.87 | 36.2 | 7 | 0
2020 | MAPP_CA_2_MAPP_US | MAPP_CA | MAPP_US | Internal | Winter | B20 | 935 | 372 | 0 | 42.87 | 33.98 | 7 | 0
2020 | MAPP_CA_2_MISO_W | MAPP_CA | MISO_W | Internal | Shoulder | B11 | 25 | 1970 | 1970 | 48.25 | 56.05 | 0.01 | 7.79
2020 | MAPP_CA_2_MISO_W | MAPP_CA | MISO_W | Internal | Shoulder | B12 | 200 | 1970 | 1626.06 | 46.16 | 46.17 | 0.01 | 0
2020 | MAPP_CA_2_MISO_W | MAPP_CA | MISO_W | Internal | Shoulder | B13 | 600 | 1970 | 1319.06 | 41.6 | 41.61 | 0.01 | 0
2020 | MAPP_CA_2_MISO_W | MAPP_CA | MISO_W | Internal | Shoulder | B14 | 900 | 1970 | 426.68 | 39.71 | 39.72 | 0.01 | 0
2020 | MAPP_CA_2_MISO_W | MAPP_CA | MISO_W | Internal | Shoulder | B15 | 1203 | 1970 | 0 | 39.71 | 38.41 | 0.01 | 0
2020 | MAPP_CA_2_MISO_W | MAPP_CA | MISO_W | Internal | Summer | B1 | 10 | 1970 | 1970 | 51.04 | 65.04 | 0.01 | 13.99
2020 | MAPP_CA_2_MISO_W | MAPP_CA | MISO_W | Internal | Summer | B2 | 25 | 1970 | 1970 | 57.54 | 63.54 | 0.01 | 5.99
2020 | MAPP_CA_2_MISO_W | MAPP_CA | MISO_W | Internal | Summer | B3 | 75 | 1970 | 1970 | 50.47 | 62.58 | 0.01 | 12.1
2020 | MAPP_CA_2_MISO_W | MAPP_CA | MISO_W | Internal | Summer | B4 | 100 | 1970 | 1970 | 50.47 | 62.58 | 0.01 | 12.1
2020 | MAPP_CA_2_MISO_W | MAPP_CA | MISO_W | Internal | Summer | B5 | 200 | 1970 | 1970 | 49.25 | 53.09 | 0.01 | 3.83
2020 | MAPP_CA_2_MISO_W | MAPP_CA | MISO_W | Internal | Summer | B6 | 300 | 1970 | 1735.63 | 48.85 | 48.86 | 0.01 | 0
2020 | MAPP_CA_2_MISO_W | MAPP_CA | MISO_W | Internal | Summer | B7 | 400 | 1970 | 1228.05 | 39.46 | 39.47 | 0.01 | 0
2020 | MAPP_CA_2_MISO_W | MAPP_CA | MISO_W | Internal | Summer | B8 | 500 | 1970 | 1401.42 | 37.5 | 37.51 | 0.01 | 0
2020 | MAPP_CA_2_MISO_W | MAPP_CA | MISO_W | Internal | Summer | B9 | 800 | 1970 | 254.59 | 37.33 | 37.34 | 0.01 | 0
2020 | MAPP_CA_2_MISO_W | MAPP_CA | MISO_W | Internal | Summer | B10 | 1262 | 1970 | 0 | 37.33 | 35.93 | 0.01 | 0
2020 | MAPP_CA_2_MISO_W | MAPP_CA | MISO_W | Internal | Winter | B16 | 25 | 1970 | 1157.73 | 55.1 | 55.11 | 0.01 | 0
2020 | MAPP_CA_2_MISO_W | MAPP_CA | MISO_W | Internal | Winter | B17 | 100 | 1970 | 347.76 | 46.25 | 46.26 | 0.01 | 0
2020 | MAPP_CA_2_MISO_W | MAPP_CA | MISO_W | Internal | Winter | B18 | 400 | 1970 | 0 | 42.87 | 42.18 | 0.01 | 0
2020 | MAPP_CA_2_MISO_W | MAPP_CA | MISO_W | Internal | Winter | B19 | 700 | 1970 | 0 | 42.87 | 41.57 | 0.01 | 0
2020 | MAPP_CA_2_MISO_W | MAPP_CA | MISO_W | Internal | Winter | B20 | 935 | 1970 | 0 | 42.87 | 37.6 | 0.01 | 0
2020 | MAPP_US_2_MAPP_CA | MAPP_US | MAPP_CA | Internal | Shoulder | B11 | 25 | 165 | 0 | 55.25 | 48.25 | 7 | 0
2020 | MAPP_US_2_MAPP_CA | MAPP_US | MAPP_CA | Internal | Shoulder | B12 | 200 | 165 | 0.04 | 39.17 | 46.16 | 7 | 0
2020 | MAPP_US_2_MAPP_CA | MAPP_US | MAPP_CA | Internal | Shoulder | B13 | 600 | 165 | 0 | 35.07 | 41.6 | 7 | 0
2020 | MAPP_US_2_MAPP_CA | MAPP_US | MAPP_CA | Internal | Shoulder | B14 | 900 | 165 | 0 | 35.07 | 39.71 | 7 | 0
2020 | MAPP_US_2_MAPP_CA | MAPP_US | MAPP_CA | Internal | Shoulder | B15 | 1203 | 165 | 0 | 35.07 | 39.71 | 7 | 0
2020 | MAPP_US_2_MAPP_CA | MAPP_US | MAPP_CA | Internal | Summer | B1 | 10 | 165 | 0 | 58.04 | 51.04 | 7 | 0
2020 | MAPP_US_2_MAPP_CA | MAPP_US | MAPP_CA | Internal | Summer | B2 | 25 | 165 | 0 | 57.47 | 57.54 | 7 | 0
2020 | MAPP_US_2_MAPP_CA | MAPP_US | MAPP_CA | Internal | Summer | B3 | 75 | 165 | 0 | 57.47 | 50.47 | 7 | 0
2020 | MAPP_US_2_MAPP_CA | MAPP_US | MAPP_CA | Internal | Summer | B4 | 100 | 165 | 0 | 57.47 | 50.47 | 7 | 0
2020 | MAPP_US_2_MAPP_CA | MAPP_US | MAPP_CA | Internal | Summer | B5 | 200 | 165 | 0 | 53.08 | 49.25 | 7 | 0
2020 | MAPP_US_2_MAPP_CA | MAPP_US | MAPP_CA | Internal | Summer | B6 | 300 | 165 | 0 | 43.11 | 48.85 | 7 | 0
2020 | MAPP_US_2_MAPP_CA | MAPP_US | MAPP_CA | Internal | Summer | B7 | 400 | 165 | 0 | 33.93 | 39.46 | 7 | 0
2020 | MAPP_US_2_MAPP_CA | MAPP_US | MAPP_CA | Internal | Summer | B8 | 500 | 165 | 0 | 33.43 | 37.5 | 7 | 0
2020 | MAPP_US_2_MAPP_CA | MAPP_US | MAPP_CA | Internal | Summer | B9 | 800 | 165 | 0 | 33.43 | 37.33 | 7 | 0
2020 | MAPP_US_2_MAPP_CA | MAPP_US | MAPP_CA | Internal | Summer | B10 | 1262 | 165 | 165 | 29.93 | 37.33 | 7 | 0.39
2020 | MAPP_US_2_MAPP_CA | MAPP_US | MAPP_CA | Internal | Winter | B16 | 25 | 165 | 0.31 | 48.11 | 55.1 | 7 | 0
2020 | MAPP_US_2_MAPP_CA | MAPP_US | MAPP_CA | Internal | Winter | B17 | 100 | 165 | 0.09 | 39.26 | 46.25 | 7 | 0
2020 | MAPP_US_2_MAPP_CA | MAPP_US | MAPP_CA | Internal | Winter | B18 | 400 | 165 | 0 | 36.2 | 42.87 | 7 | 0
2020 | MAPP_US_2_MAPP_CA | MAPP_US | MAPP_CA | Internal | Winter | B19 | 700 | 165 | 0 | 36.2 | 42.87 | 7 | 0
2020 | MAPP_US_2_MAPP_CA | MAPP_US | MAPP_CA | Internal | Winter | B20 | 935 | 165 | 165 | 33.98 | 42.87 | 7 | 1.9
2020 | MAPP_US_2_MISO_W | MAPP_US | MISO_W | Internal | Shoulder | B11 | 25 | 2635 | 0 | 55.25 | 56.05 | 7 | 0
2020 | MAPP_US_2_MISO_W | MAPP_US | MISO_W | Internal | Shoulder | B12 | 200 | 2635 | 939.98 | 39.17 | 46.17 | 7 | 0
2020 | MAPP_US_2_MISO_W | MAPP_US | MISO_W | Internal | Shoulder | B13 | 600 | 2635 | 0 | 35.07 | 41.61 | 7 | 0
2020 | MAPP_US_2_MISO_W | MAPP_US | MISO_W | Internal | Shoulder | B14 | 900 | 2635 | 0 | 35.07 | 39.72 | 7 | 0
2020 | MAPP_US_2_MISO_W | MAPP_US | MISO_W | Internal | Shoulder | B15 | 1203 | 2635 | 0 | 35.07 | 38.41 | 7 | 0
2020 | MAPP_US_2_MISO_W | MAPP_US | MISO_W | Internal | Summer | B1 | 10 | 2635 | 320.83 | 58.04 | 65.04 | 7 | 0
2020 | MAPP_US_2_MISO_W | MAPP_US | MISO_W | Internal | Summer | B2 | 25 | 2635 | 0 | 57.47 | 63.54 | 7 | 0
2020 | MAPP_US_2_MISO_W | MAPP_US | MISO_W | Internal | Summer | B3 | 75 | 2635 | 0 | 57.47 | 62.58 | 7 | 0
2020 | MAPP_US_2_MISO_W | MAPP_US | MISO_W | Internal | Summer | B4 | 100 | 2635 | 0 | 57.47 | 62.58 | 7 | 0
2020 | MAPP_US_2_MISO_W | MAPP_US | MISO_W | Internal | Summer | B5 | 200 | 2635 | 0 | 53.08 | 53.09 | 7 | 0
2020 | MAPP_US_2_MISO_W | MAPP_US | MISO_W | Internal | Summer | B6 | 300 | 2635 | 0 | 43.11 | 48.86 | 7 | 0
2020 | MAPP_US_2_MISO_W | MAPP_US | MISO_W | Internal | Summer | B7 | 400 | 2635 | 0 | 33.93 | 39.47 | 7 | 0
2020 | MAPP_US_2_MISO_W | MAPP_US | MISO_W | Internal | Summer | B8 | 500 | 2635 | 0 | 33.43 | 37.51 | 7 | 0
2020 | MAPP_US_2_MISO_W | MAPP_US | MISO_W | Internal | Summer | B9 | 800 | 2635 | 0 | 33.43 | 37.34 | 7 | 0
2020 | MAPP_US_2_MISO_W | MAPP_US | MISO_W | Internal | Summer | B10 | 1262 | 2635 | 0 | 29.93 | 35.93 | 7 | 0
2020 | MAPP_US_2_MISO_W | MAPP_US | MISO_W | Internal | Winter | B16 | 25 | 2635 | 978.34 | 48.11 | 55.11 | 7 | 0
2020 | MAPP_US_2_MISO_W | MAPP_US | MISO_W | Internal | Winter | B17 | 100 | 2635 | 979.45 | 39.26 | 46.26 | 7 | 0
2020 | MAPP_US_2_MISO_W | MAPP_US | MISO_W | Internal | Winter | B18 | 400 | 2635 | 0 | 36.2 | 42.18 | 7 | 0
2020 | MAPP_US_2_MISO_W | MAPP_US | MISO_W | Internal | Winter | B19 | 700 | 2635 | 0 | 36.2 | 41.57 | 7 | 0
2020 | MAPP_US_2_MISO_W | MAPP_US | MISO_W | Internal | Winter | B20 | 935 | 2635 | 0 | 33.98 | 37.6 | 7 | 0
2020 | MAPP_US_2_NE | MAPP_US | NE | Internal | Shoulder | B11 | 25 | 2000 | 1553.14 | 55.25 | 62.25 | 7 | 0
2020 | MAPP_US_2_NE | MAPP_US | NE | Internal | Shoulder | B12 | 200 | 2000 | 220.83 | 39.17 | 46.17 | 7 | 0
2020 | MAPP_US_2_NE | MAPP_US | NE | Internal | Shoulder | B13 | 600 | 2000 | 0 | 35.07 | 42.02 | 7 | 0
2020 | MAPP_US_2_NE | MAPP_US | NE | Internal | Shoulder | B14 | 900 | 2000 | 0 | 35.07 | 41.58 | 7 | 0
2020 | MAPP_US_2_NE | MAPP_US | NE | Internal | Shoulder | B15 | 1203 | 2000 | 0 | 35.07 | 40.17 | 7 | 0
2020 | MAPP_US_2_NE | MAPP_US | NE | Internal | Summer | B1 | 10 | 2000 | 815.87 | 58.04 | 65.04 | 7 | 0
2020 | MAPP_US_2_NE | MAPP_US | NE | Internal | Summer | B2 | 25 | 2000 | 1237.47 | 57.47 | 64.47 | 7 | 0
2020 | MAPP_US_2_NE | MAPP_US | NE | Internal | Summer | B3 | 75 | 2000 | 1342.85 | 57.47 | 64.47 | 7 | 0
2020 | MAPP_US_2_NE | MAPP_US | NE | Internal | Summer | B4 | 100 | 2000 | 1723.11 | 57.47 | 64.47 | 7 | 0
2020 | MAPP_US_2_NE | MAPP_US | NE | Internal | Summer | B5 | 200 | 2000 | 1186.9 | 53.08 | 60.08 | 7 | 0
2020 | MAPP_US_2_NE | MAPP_US | NE | Internal | Summer | B6 | 300 | 2000 | 1292.47 | 43.11 | 50.11 | 7 | 0
2020 | MAPP_US_2_NE | MAPP_US | NE | Internal | Summer | B7 | 400 | 2000 | 1180.4 | 33.93 | 40.93 | 7 | 0
2020 | MAPP_US_2_NE | MAPP_US | NE | Internal | Summer | B8 | 500 | 2000 | 1099.74 | 33.43 | 40.43 | 7 | 0
2020 | MAPP_US_2_NE | MAPP_US | NE | Internal | Summer | B9 | 800 | 2000 | 676.13 | 33.43 | 40.43 | 7 | 0
2020 | MAPP_US_2_NE | MAPP_US | NE | Internal | Summer | B10 | 1262 | 2000 | 295.19 | 29.93 | 36.93 | 7 | 0
2020 | MAPP_US_2_NE | MAPP_US | NE | Internal | Winter | B16 | 25 | 2000 | 432.44 | 48.11 | 55.11 | 7 | 0
2020 | MAPP_US_2_NE | MAPP_US | NE | Internal | Winter | B17 | 100 | 2000 | 0 | 39.26 | 44.35 | 7 | 0
2020 | MAPP_US_2_NE | MAPP_US | NE | Internal | Winter | B18 | 400 | 2000 | 382.99 | 36.2 | 43.2 | 7 | 0
2020 | MAPP_US_2_NE | MAPP_US | NE | Internal | Winter | B19 | 700 | 2000 | 0 | 36.2 | 42.82 | 7 | 0
2020 | MAPP_US_2_NE | MAPP_US | NE | Internal | Winter | B20 | 935 | 2000 | 93.05 | 33.98 | 40.98 | 7 | 0
2020 | MARITIMES_2_NEISO | MARITIMES | NEISO | Internal | Shoulder | B11 | 25 | 99999 | 1400 | 37.66 | 37.67 | 0.01 | 0
2020 | MARITIMES_2_NEISO | MARITIMES | NEISO | Internal | Shoulder | B12 | 200 | 99999 | 1400 | 37.66 | 37.67 | 0.01 | 0
2020 | MARITIMES_2_NEISO | MARITIMES | NEISO | Internal | Shoulder | B13 | 600 | 99999 | 1400 | 37.66 | 37.67 | 0.01 | 0
2020 | MARITIMES_2_NEISO | MARITIMES | NEISO | Internal | Shoulder | B14 | 900 | 99999 | 1400 | 37.66 | 37.67 | 0.01 | 0
2020 | MARITIMES_2_NEISO | MARITIMES | NEISO | Internal | Shoulder | B15 | 1203 | 99999 | 426.43 | 37.66 | 37.67 | 0.01 | 0
2020 | MARITIMES_2_NEISO | MARITIMES | NEISO | Internal | Summer | B1 | 10 | 99999 | 1400.1 | 116.29 | 116.3 | 0.01 | 0
2020 | MARITIMES_2_NEISO | MARITIMES | NEISO | Internal | Summer | B2 | 25 | 99999 | 1400 | 68.55 | 68.56 | 0.01 | 0
2020 | MARITIMES_2_NEISO | MARITIMES | NEISO | Internal | Summer | B3 | 75 | 99999 | 1400 | 50.12 | 50.14 | 0.01 | 0
2020 | MARITIMES_2_NEISO | MARITIMES | NEISO | Internal | Summer | B4 | 100 | 99999 | 1400 | 42.8 | 42.81 | 0.01 | 0
2020 | MARITIMES_2_NEISO | MARITIMES | NEISO | Internal | Summer | B5 | 200 | 99999 | 1400 | 38.31 | 38.32 | 0.01 | 0
2020 | MARITIMES_2_NEISO | MARITIMES | NEISO | Internal | Summer | B6 | 300 | 99999 | 1400 | 34.88 | 34.9 | 0.01 | 0
2020 | MARITIMES_2_NEISO | MARITIMES | NEISO | Internal | Summer | B7 | 400 | 99999 | 1400 | 34.88 | 34.9 | 0.01 | 0
2020 | MARITIMES_2_NEISO | MARITIMES | NEISO | Internal | Summer | B8 | 500 | 99999 | 1400 | 34.88 | 34.9 | 0.01 | 0
2020 | MARITIMES_2_NEISO | MARITIMES | NEISO | Internal | Summer | B9 | 800 | 99999 | 1400 | 34.88 | 34.9 | 0.01 | 0
2020 | MARITIMES_2_NEISO | MARITIMES | NEISO | Internal | Summer | B10 | 1262 | 99999 | 236.13 | 34.88 | 34.9 | 0.01 | 0
2020 | MARITIMES_2_NEISO | MARITIMES | NEISO | Internal | Winter | B16 | 25 | 99999 | 1400 | 46.26 | 46.27 | 0.01 | 0
2020 | MARITIMES_2_NEISO | MARITIMES | NEISO | Internal | Winter | B17 | 100 | 99999 | 1400 | 46.26 | 46.27 | 0.01 | 0
2020 | MARITIMES_2_NEISO | MARITIMES | NEISO | Internal | Winter | B18 | 400 | 99999 | 1400 | 46.26 | 46.27 | 0.01 | 0
2020 | MARITIMES_2_NEISO | MARITIMES | NEISO | Internal | Winter | B19 | 700 | 99999 | 1400 | 46.26 | 46.27 | 0.01 | 0
2020 | MARITIMES_2_NEISO | MARITIMES | NEISO | Internal | Winter | B20 | 935 | 99999 | 475.94 | 46.26 | 46.27 | 0.01 | 0
2020 | MISO_IN_2_MISO_MI | MISO_IN | MISO_MI | Internal | Shoulder | B11 | 25 | 5000 | 0 | 56.02 | 53.57 | 0.01 | 0
2020 | MISO_IN_2_MISO_MI | MISO_IN | MISO_MI | Internal | Shoulder | B12 | 200 | 5000 | 0.04 | 46.18 | 46.18 | 0.01 | 0
2020 | MISO_IN_2_MISO_MI | MISO_IN | MISO_MI | Internal | Shoulder | B13 | 600 | 5000 | 948.07 | 41.63 | 41.64 | 0.01 | 0
2020 | MISO_IN_2_MISO_MI | MISO_IN | MISO_MI | Internal | Shoulder | B14 | 900 | 5000 | 45.43 | 39.72 | 39.73 | 0.01 | 0
2020 | MISO_IN_2_MISO_MI | MISO_IN | MISO_MI | Internal | Shoulder | B15 | 1203 | 5000 | 1336.03 | 38.38 | 38.4 | 0.01 | 0
2020 | MISO_IN_2_MISO_MI | MISO_IN | MISO_MI | Internal | Summer | B1 | 10 | 5000 | 0.43 | 65.04 | 65.03 | 0.01 | 0
2020 | MISO_IN_2_MISO_MI | MISO_IN | MISO_MI | Internal | Summer | B2 | 25 | 5000 | 0.18 | 63.54 | 63.53 | 0.01 | 0
2020 | MISO_IN_2_MISO_MI | MISO_IN | MISO_MI | Internal | Summer | B3 | 75 | 5000 | 0 | 61.13 | 59.28 | 0.01 | 0
2020 | MISO_IN_2_MISO_MI | MISO_IN | MISO_MI | Internal | Summer | B4 | 100 | 5000 | 0 | 59.39 | 59.05 | 0.01 | 0
2020 | MISO_IN_2_MISO_MI | MISO_IN | MISO_MI | Internal | Summer | B5 | 200 | 5000 | 0.02 | 52.08 | 52.07 | 0.01 | 0
2020 | MISO_IN_2_MISO_MI | MISO_IN | MISO_MI | Internal | Summer | B6 | 300 | 5000 | 0.03 | 48.14 | 48.14 | 0.01 | 0
2020 | MISO_IN_2_MISO_MI | MISO_IN | MISO_MI | Internal | Summer | B7 | 400 | 5000 | 231.49 | 39.47 | 39.48 | 0.01 | 0
2020 | MISO_IN_2_MISO_MI | MISO_IN | MISO_MI | Internal | Summer | B8 | 500 | 5000 | 2803.67 | 37.53 | 37.55 | 0.01 | 0
2020 | MISO_IN_2_MISO_MI | MISO_IN | MISO_MI | Internal | Summer | B9 | 800 | 5000 | 3017.12 | 37.34 | 37.35 | 0.01 | 0
2020 | MISO_IN_2_MISO_MI | MISO_IN | MISO_MI | Internal | Summer | B10 | 1262 | 5000 | 3607.93 | 36.02 | 36.03 | 0.01 | 0
2020 | MISO_IN_2_MISO_MI | MISO_IN | MISO_MI | Internal | Winter | B16 | 25 | 5000 | 0.19 | 55.13 | 55.12 | 0.01 | 0
2020 | MISO_IN_2_MISO_MI | MISO_IN | MISO_MI | Internal | Winter | B17 | 100 | 5000 | 1151.88 | 46.28 | 46.3 | 0.01 | 0
2020 | MISO_IN_2_MISO_MI | MISO_IN | MISO_MI | Internal | Winter | B18 | 400 | 5000 | 882.3 | 42.18 | 42.19 | 0.01 | 0
2020 | MISO_IN_2_MISO_MI | MISO_IN | MISO_MI | Internal | Winter | B19 | 700 | 5000 | 1692.45 | 41.01 | 41.02 | 0.01 | 0
2020 | MISO_IN_2_MISO_MI | MISO_IN | MISO_MI | Internal | Winter | B20 | 935 | 5000 | 2283.92 | 37.6 | 37.61 | 0.01 | 0
2020 | MISO_IN_2_MISO_MO-IL | MISO_IN | MISO_MO-IL | Internal | Shoulder | B11 | 25 | 5000 | 775.45 | 56.02 | 56.03 | 0.01 | 0
2020 | MISO_IN_2_MISO_MO-IL | MISO_IN | MISO_MO-IL | Internal | Shoulder | B12 | 200 | 5000 | 0.04 | 46.18 | 46.18 | 0.01 | 0
2020 | MISO_IN_2_MISO_MO-IL | MISO_IN | MISO_MO-IL | Internal | Shoulder | B13 | 600 | 5000 | 0 | 41.63 | 41.62 | 0.01 | 0
2020 | MISO_IN_2_MISO_MO-IL | MISO_IN | MISO_MO-IL | Internal | Shoulder | B14 | 900 | 5000 | 133.66 | 39.72 | 39.73 | 0.01 | 0
2020 | MISO_IN_2_MISO_MO-IL | MISO_IN | MISO_MO-IL | Internal | Shoulder | B15 | 1203 | 5000 | 285.32 | 38.38 | 38.4 | 0.01 | 0
2020 | MISO_IN_2_MISO_MO-IL | MISO_IN | MISO_MO-IL | Internal | Summer | B1 | 10 | 5000 | 944.44 | 65.04 | 65.05 | 0.01 | 0
2020 | MISO_IN_2_MISO_MO-IL | MISO_IN | MISO_MO-IL | Internal | Summer | B2 | 25 | 5000 | 0.19 | 63.54 | 63.53 | 0.01 | 0
2020 | MISO_IN_2_MISO_MO-IL | MISO_IN | MISO_MO-IL | Internal | Summer | B3 | 75 | 5000 | 1458.93 | 61.13 | 61.14 | 0.01 | 0
2020 | MISO_IN_2_MISO_MO-IL | MISO_IN | MISO_MO-IL | Internal | Summer | B4 | 100 | 5000 | 1209.29 | 59.39 | 59.41 | 0.01 | 0
2020 | MISO_IN_2_MISO_MO-IL | MISO_IN | MISO_MO-IL | Internal | Summer | B5 | 200 | 5000 | 1464.71 | 52.08 | 52.09 | 0.01 | 0
2020 | MISO_IN_2_MISO_MO-IL | MISO_IN | MISO_MO-IL | Internal | Summer | B6 | 300 | 5000 | 383.62 | 48.14 | 48.16 | 0.01 | 0
2020 | MISO_IN_2_MISO_MO-IL | MISO_IN | MISO_MO-IL | Internal | Summer | B7 | 400 | 5000 | 808.22 | 39.47 | 39.48 | 0.01 | 0
2020 | MISO_IN_2_MISO_MO-IL | MISO_IN | MISO_MO-IL | Internal | Summer | B8 | 500 | 5000 | 0 | 37.53 | 37.52 | 0.01 | 0
2020 | MISO_IN_2_MISO_MO-IL | MISO_IN | MISO_MO-IL | Internal | Summer | B9 | 800 | 5000 | 309.95 | 37.34 | 37.35 | 0.01 | 0
2020 | MISO_IN_2_MISO_MO-IL | MISO_IN | MISO_MO-IL | Internal | Summer | B10 | 1262 | 5000 | 0 | 36.02 | 35.94 | 0.01 | 0
2020 | MISO_IN_2_MISO_MO-IL | MISO_IN | MISO_MO-IL | Internal | Winter | B16 | 25 | 5000 | 0.18 | 55.13 | 55.12 | 0.01 | 0
2020 | MISO_IN_2_MISO_MO-IL | MISO_IN | MISO_MO-IL | Internal | Winter | B17 | 100 | 5000 | 0.04 | 46.28 | 46.27 | 0.01 | 0
2020 | MISO_IN_2_MISO_MO-IL | MISO_IN | MISO_MO-IL | Internal | Winter | B18 | 400 | 5000 | 0.01 | 42.18 | 42.17 | 0.01 | 0
2020 | MISO_IN_2_MISO_MO-IL | MISO_IN | MISO_MO-IL | Internal | Winter | B19 | 700 | 5000 | 0 | 41.01 | 41 | 0.01 | 0
2020 | MISO_IN_2_MISO_MO-IL | MISO_IN | MISO_MO-IL | Internal | Winter | B20 | 935 | 5000 | 0 | 37.6 | 37.6 | 0.01 | 0
2020 | MISO_IN_2_NonRTO_Midwest | MISO_IN | NonRTO_Midwest | Internal | Shoulder | B11 | 25 | 4800 | 1052.27 | 56.02 | 64.02 | 8 | 0
2020 | MISO_IN_2_NonRTO_Midwest | MISO_IN | NonRTO_Midwest | Internal | Shoulder | B12 | 200 | 4800 | 494.14 | 46.18 | 54.18 | 8 | 0
2020 | MISO_IN_2_NonRTO_Midwest | MISO_IN | NonRTO_Midwest | Internal | Shoulder | B13 | 600 | 4800 | 0 | 41.63 | 45.99 | 8 | 0
2020 | MISO_IN_2_NonRTO_Midwest | MISO_IN | NonRTO_Midwest | Internal | Shoulder | B14 | 900 | 4800 | 0 | 39.72 | 43.87 | 8 | 0
2020 | MISO_IN_2_NonRTO_Midwest | MISO_IN | NonRTO_Midwest | Internal | Shoulder | B15 | 1203 | 4800 | 0 | 38.38 | 36.78 | 8 | 0
2020 | MISO_IN_2_NonRTO_Midwest | MISO_IN | NonRTO_Midwest | Internal | Summer | B1 | 10 | 4800 | 0 | 65.04 | 68.51 | 8 | 0
2020 | MISO_IN_2_NonRTO_Midwest | MISO_IN | NonRTO_Midwest | Internal | Summer | B2 | 25 | 4800 | 0 | 63.54 | 68.51 | 8 | 0
2020 | MISO_IN_2_NonRTO_Midwest | MISO_IN | NonRTO_Midwest | Internal | Summer | B3 | 75 | 4800 | 0 | 61.13 | 68.51 | 8 | 0
2020 | MISO_IN_2_NonRTO_Midwest | MISO_IN | NonRTO_Midwest | Internal | Summer | B4 | 100 | 4800 | 1108.66 | 59.39 | 67.39 | 8 | 0
2020 | MISO_IN_2_NonRTO_Midwest | MISO_IN | NonRTO_Midwest | Internal | Summer | B5 | 200 | 4800 | 944.31 | 52.08 | 60.08 | 8 | 0
2020 | MISO_IN_2_NonRTO_Midwest | MISO_IN | NonRTO_Midwest | Internal | Summer | B6 | 300 | 4800 | 326.55 | 48.14 | 56.14 | 8 | 0
2020 | MISO_IN_2_NonRTO_Midwest | MISO_IN | NonRTO_Midwest | Internal | Summer | B7 | 400 | 4800 | 0 | 39.47 | 44.88 | 8 | 0
2020 | MISO_IN_2_NonRTO_Midwest | MISO_IN | NonRTO_Midwest | Internal | Summer | B8 | 500 | 4800 | 0 | 37.53 | 38.48 | 8 | 0
2020 | MISO_IN_2_NonRTO_Midwest | MISO_IN | NonRTO_Midwest | Internal | Summer | B9 | 800 | 4800 | 0 | 37.34 | 37.38 | 8 | 0
2020 | MISO_IN_2_NonRTO_Midwest | MISO_IN | NonRTO_Midwest | Internal | Summer | B10 | 1262 | 4800 | 0 | 36.02 | 35.64 | 8 | 0
2020 | MISO_IN_2_NonRTO_Midwest | MISO_IN | NonRTO_Midwest | Internal | Winter | B16 | 25 | 4800 | 2098.53 | 55.13 | 63.13 | 8 | 0
2020 | MISO_IN_2_NonRTO_Midwest | MISO_IN | NonRTO_Midwest | Internal | Winter | B17 | 100 | 4800 | 1008.89 | 46.28 | 54.28 | 8 | 0
2020 | MISO_IN_2_NonRTO_Midwest | MISO_IN | NonRTO_Midwest | Internal | Winter | B18 | 400 | 4800 | 85.32 | 42.18 | 50.18 | 8 | 0
2020 | MISO_IN_2_NonRTO_Midwest | MISO_IN | NonRTO_Midwest | Internal | Winter | B19 | 700 | 4800 | 0 | 41.01 | 42.61 | 8 | 0
2020 | MISO_IN_2_NonRTO_Midwest | MISO_IN | NonRTO_Midwest | Internal | Winter | B20 | 935 | 4800 | 0 | 37.6 | 36.78 | 8 | 0
2020 | MISO_IN_2_PJM_ROR | MISO_IN | PJM_ROR | Internal | Shoulder | B11 | 25 | 992 | 0 | 56.02 | 54.03 | 2 | 0
2020 | MISO_IN_2_PJM_ROR | MISO_IN | PJM_ROR | Internal | Shoulder | B12 | 200 | 992 | 14.22 | 46.18 | 48.18 | 2 | 0
2020 | MISO_IN_2_PJM_ROR | MISO_IN | PJM_ROR | Internal | Shoulder | B13 | 600 | 992 | 0 | 41.63 | 43.6 | 2 | 0
2020 | MISO_IN_2_PJM_ROR | MISO_IN | PJM_ROR | Internal | Shoulder | B14 | 900 | 992 | 352.15 | 39.72 | 41.72 | 2 | 0
2020 | MISO_IN_2_PJM_ROR | MISO_IN | PJM_ROR | Internal | Shoulder | B15 | 1203 | 992 | 0 | 38.38 | 37.31 | 2 | 0
2020 | MISO_IN_2_PJM_ROR | MISO_IN | PJM_ROR | Internal | Summer | B1 | 10 | 992 | 991.15 | 65.04 | 67.05 | 2 | 0.01
2020 | MISO_IN_2_PJM_ROR | MISO_IN | PJM_ROR | Internal | Summer | B2 | 25 | 992 | 0.33 | 63.54 | 65.53 | 2 | 0
2020 | MISO_IN_2_PJM_ROR | MISO_IN | PJM_ROR | Internal | Summer | B3 | 75 | 992 | 0 | 61.13 | 61.28 | 2 | 0
2020 | MISO_IN_2_PJM_ROR | MISO_IN | PJM_ROR | Internal | Summer | B4 | 100 | 992 | 0 | 59.39 | 61.05 | 2 | 0
2020 | MISO_IN_2_PJM_ROR | MISO_IN | PJM_ROR | Internal | Summer | B5 | 200 | 992 | 0 | 52.08 | 53.83 | 2 | 0
2020 | MISO_IN_2_PJM_ROR | MISO_IN | PJM_ROR | Internal | Summer | B6 | 300 | 992 | 851.52 | 48.14 | 50.14 | 2 | 0
2020 | MISO_IN_2_PJM_ROR | MISO_IN | PJM_ROR | Internal | Summer | B7 | 400 | 992 | 351.86 | 39.47 | 41.47 | 2 | 0
2020 | MISO_IN_2_PJM_ROR | MISO_IN | PJM_ROR | Internal | Summer | B8 | 500 | 992 | 0 | 37.53 | 38.56 | 2 | 0
2020 | MISO_IN_2_PJM_ROR | MISO_IN | PJM_ROR | Internal | Summer | B9 | 800 | 992 | 0 | 37.34 | 37.58 | 2 | 0
2020 | MISO_IN_2_PJM_ROR | MISO_IN | PJM_ROR | Internal | Summer | B10 | 1262 | 992 | 0 | 36.02 | 35.83 | 2 | 0
2020 | MISO_IN_2_PJM_ROR | MISO_IN | PJM_ROR | Internal | Winter | B16 | 25 | 992 | 0.36 | 55.13 | 57.12 | 2 | 0
2020 | MISO_IN_2_PJM_ROR | MISO_IN | PJM_ROR | Internal | Winter | B17 | 100 | 992 | 991.91 | 46.28 | 48.3 | 2 | 0.01
2020 | MISO_IN_2_PJM_ROR | MISO_IN | PJM_ROR | Internal | Winter | B18 | 400 | 992 | 986.74 | 42.18 | 44.18 | 2 | 0
2020 | MISO_IN_2_PJM_ROR | MISO_IN | PJM_ROR | Internal | Winter | B19 | 700 | 992 | 136.47 | 41.01 | 43.01 | 2 | 0
2020 | MISO_IN_2_PJM_ROR | MISO_IN | PJM_ROR | Internal | Winter | B20 | 935 | 992 | 203.64 | 37.6 | 39.6 | 2 | 0
2020 | MISO_MI_2_IESO | MISO_MI | IESO | Internal | Shoulder | B11 | 25 | 1580 | 0 | 53.57 | 32.19 | 8 | 0
2020 | MISO_MI_2_IESO | MISO_MI | IESO | Internal | Shoulder | B12 | 200 | 1580 | 0 | 46.18 | 32.19 | 8 | 0
2020 | MISO_MI_2_IESO | MISO_MI | IESO | Internal | Shoulder | B13 | 600 | 1580 | 0 | 41.64 | 32.19 | 8 | 0
2020 | MISO_MI_2_IESO | MISO_MI | IESO | Internal | Shoulder | B14 | 900 | 1580 | 0 | 39.73 | 32.19 | 8 | 0
2020 | MISO_MI_2_IESO | MISO_MI | IESO | Internal | Shoulder | B15 | 1203 | 1580 | 0 | 38.4 | 32.19 | 8 | 0
2020 | MISO_MI_2_IESO | MISO_MI | IESO | Internal | Summer | B1 | 10 | 1580 | 0 | 65.03 | 52.07 | 8 | 0
2020 | MISO_MI_2_IESO | MISO_MI | IESO | Internal | Summer | B2 | 25 | 1580 | 0 | 63.53 | 50.54 | 8 | 0
2020 | MISO_MI_2_IESO | MISO_MI | IESO | Internal | Summer | B3 | 75 | 1580 | 0 | 59.28 | 43.47 | 8 | 0
2020 | MISO_MI_2_IESO | MISO_MI | IESO | Internal | Summer | B4 | 100 | 1580 | 0 | 59.05 | 37.74 | 8 | 0
2020 | MISO_MI_2_IESO | MISO_MI | IESO | Internal | Summer | B5 | 200 | 1580 | 0 | 52.07 | 37.74 | 8 | 0
2020 | MISO_MI_2_IESO | MISO_MI | IESO | Internal | Summer | B6 | 300 | 1580 | 0 | 48.14 | 35.31 | 8 | 0
2020 | MISO_MI_2_IESO | MISO_MI | IESO | Internal | Summer | B7 | 400 | 1580 | 0 | 39.48 | 32.46 | 8 | 0
2020 | MISO_MI_2_IESO | MISO_MI | IESO | Internal | Summer | B8 | 500 | 1580 | 0 | 37.55 | 30.55 | 8 | 0
2020 | MISO_MI_2_IESO | MISO_MI | IESO | Internal | Summer | B9 | 800 | 1580 | 0 | 37.35 | 30.55 | 8 | 0
2020 | MISO_MI_2_IESO | MISO_MI | IESO | Internal | Summer | B10 | 1262 | 1580 | 0 | 36.03 | 30.55 | 8 | 0
2020 | MISO_MI_2_IESO | MISO_MI | IESO | Internal | Winter | B16 | 25 | 1580 | 0 | 55.12 | 39.26 | 8 | 0
2020 | MISO_MI_2_IESO | MISO_MI | IESO | Internal | Winter | B17 | 100 | 1580 | 0 | 46.3 | 36.27 | 8 | 0
2020 | MISO_MI_2_IESO | MISO_MI | IESO | Internal | Winter | B18 | 400 | 1580 | 0 | 42.19 | 35.19 | 8 | 0
2020 | MISO_MI_2_IESO | MISO_MI | IESO | Internal | Winter | B19 | 700 | 1580 | 0 | 41.02 | 35.19 | 8 | 0
2020 | MISO_MI_2_IESO | MISO_MI | IESO | Internal | Winter | B20 | 935 | 1580 | 0 | 37.61 | 35.19 | 8 | 0
2020 | MISO_MI_2_MISO_IN | MISO_MI | MISO_IN | Internal | Shoulder | B11 | 25 | 2045 | 2045 | 53.57 | 56.02 | 0.01 | 2.44
2020 | MISO_MI_2_MISO_IN | MISO_MI | MISO_IN | Internal | Shoulder | B12 | 200 | 2045 | 0.05 | 46.18 | 46.18 | 0.01 | 0
2020 | MISO_MI_2_MISO_IN | MISO_MI | MISO_IN | Internal | Shoulder | B13 | 600 | 2045 | 0 | 41.64 | 41.63 | 0.01 | 0
2020 | MISO_MI_2_MISO_IN | MISO_MI | MISO_IN | Internal | Shoulder | B14 | 900 | 2045 | 0 | 39.73 | 39.72 | 0.01 | 0
2020 | MISO_MI_2_MISO_IN | MISO_MI | MISO_IN | Internal | Shoulder | B15 | 1203 | 2045 | 0 | 38.4 | 38.38 | 0.01 | 0
2020 | MISO_MI_2_MISO_IN | MISO_MI | MISO_IN | Internal | Summer | B1 | 10 | 2045 | 1152.11 | 65.03 | 65.04 | 0.01 | 0
2020 | MISO_MI_2_MISO_IN | MISO_MI | MISO_IN | Internal | Summer | B2 | 25 | 2045 | 925.72 | 63.53 | 63.54 | 0.01 | 0
2020 | MISO_MI_2_MISO_IN | MISO_MI | MISO_IN | Internal | Summer | B3 | 75 | 2045 | 2045 | 59.28 | 61.13 | 0.01 | 1.84
2020 | MISO_MI_2_MISO_IN | MISO_MI | MISO_IN | Internal | Summer | B4 | 100 | 2045 | 2045 | 59.05 | 59.39 | 0.01 | 0.33
2020 | MISO_MI_2_MISO_IN | MISO_MI | MISO_IN | Internal | Summer | B5 | 200 | 2045 | 1827.72 | 52.07 | 52.08 | 0.01 | 0
2020 | MISO_MI_2_MISO_IN | MISO_MI | MISO_IN | Internal | Summer | B6 | 300 | 2045 | 0.03 | 48.14 | 48.14 | 0.01 | 0
2020 | MISO_MI_2_MISO_IN | MISO_MI | MISO_IN | Internal | Summer | B7 | 400 | 2045 | 0.01 | 39.48 | 39.47 | 0.01 | 0
2020 | MISO_MI_2_MISO_IN | MISO_MI | MISO_IN | Internal | Summer | B8 | 500 | 2045 | 0 | 37.55 | 37.53 | 0.01 | 0
2020 | MISO_MI_2_MISO_IN | MISO_MI | MISO_IN | Internal | Summer | B9 | 800 | 2045 | 0 | 37.35 | 37.34 | 0.01 | 0
2020 | MISO_MI_2_MISO_IN | MISO_MI | MISO_IN | Internal | Summer | B10 | 1262 | 2045 | 0 | 36.03 | 36.02 | 0.01 | 0
2020 | MISO_MI_2_MISO_IN | MISO_MI | MISO_IN | Internal | Winter | B16 | 25 | 2045 | 643.54 | 55.12 | 55.13 | 0.01 | 0
2020 | MISO_MI_2_MISO_IN | MISO_MI | MISO_IN | Internal | Winter | B17 | 100 | 2045 | 0.05 | 46.3 | 46.28 | 0.01 | 0
2020 | MISO_MI_2_MISO_IN | MISO_MI | MISO_IN | Internal | Winter | B18 | 400 | 2045 | 0.01 | 42.19 | 42.18 | 0.01 | 0
2020 | MISO_MI_2_MISO_IN | MISO_MI | MISO_IN | Internal | Winter | B19 | 700 | 2045 | 0 | 41.02 | 41.01 | 0.01 | 0
2020 | MISO_MI_2_MISO_IN | MISO_MI | MISO_IN | Internal | Winter | B20 | 935 | 2045 | 0 | 37.61 | 37.6 | 0.01 | 0
2020 | MISO_MI_2_MISO_WUMS | MISO_MI | MISO_WUMS | Internal | Shoulder | B11 | 25 | 117 | 0 | 53.57 | 52.03 | 0.01 | 0
2020 | MISO_MI_2_MISO_WUMS | MISO_MI | MISO_WUMS | Internal | Shoulder | B12 | 200 | 117 | 0.01 | 46.18 | 46.16 | 0.01 | 0
2020 | MISO_MI_2_MISO_WUMS | MISO_MI | MISO_WUMS | Internal | Shoulder | B13 | 600 | 117 | 0 | 41.64 | 41.6 | 0.01 | 0
2020 | MISO_MI_2_MISO_WUMS | MISO_MI | MISO_WUMS | Internal | Shoulder | B14 | 900 | 117 | 0 | 39.73 | 39.71 | 0.01 | 0
2020 | MISO_MI_2_MISO_WUMS | MISO_MI | MISO_WUMS | Internal | Shoulder | B15 | 1203 | 117 | 0 | 38.4 | 36.91 | 0.01 | 0
2020 | MISO_MI_2_MISO_WUMS | MISO_MI | MISO_WUMS | Internal | Summer | B1 | 10 | 117 | 0 | 65.03 | 63.4 | 0.01 | 0
2020 | MISO_MI_2_MISO_WUMS | MISO_MI | MISO_WUMS | Internal | Summer | B2 | 25 | 117 | 0.03 | 63.53 | 63.4 | 0.01 | 0
2020 | MISO_MI_2_MISO_WUMS | MISO_MI | MISO_WUMS | Internal | Summer | B3 | 75 | 117 | 117 | 59.28 | 59.88 | 0.01 | 0.59
2020 | MISO_MI_2_MISO_WUMS | MISO_MI | MISO_WUMS | Internal | Summer | B4 | 100 | 117 | 0.09 | 59.05 | 59.05 | 0.01 | 0
2020 | MISO_MI_2_MISO_WUMS | MISO_MI | MISO_WUMS | Internal | Summer | B5 | 200 | 117 | 0 | 52.07 | 51.83 | 0.01 | 0
2020 | MISO_MI_2_MISO_WUMS | MISO_MI | MISO_WUMS | Internal | Summer | B6 | 300 | 117 | 0 | 48.14 | 48.09 | 0.01 | 0
2020 | MISO_MI_2_MISO_WUMS | MISO_MI | MISO_WUMS | Internal | Summer | B7 | 400 | 117 | 0 | 39.48 | 39.46 | 0.01 | 0
2020 | MISO_MI_2_MISO_WUMS | MISO_MI | MISO_WUMS | Internal | Summer | B8 | 500 | 117 | 0 | 37.55 | 36.56 | 0.01 | 0
2020 | MISO_MI_2_MISO_WUMS | MISO_MI | MISO_WUMS | Internal | Summer | B9 | 800 | 117 | 0 | 37.35 | 35.66 | 0.01 | 0
2020 | MISO_MI_2_MISO_WUMS | MISO_MI | MISO_WUMS | Internal | Summer | B10 | 1262 | 117 | 0 | 36.03 | 35.66 | 0.01 | 0
2020 | MISO_MI_2_MISO_WUMS | MISO_MI | MISO_WUMS | Internal | Winter | B16 | 25 | 117 | 0.17 | 55.12 | 55.11 | 0.01 | 0
2020 | MISO_MI_2_MISO_WUMS | MISO_MI | MISO_WUMS | Internal | Winter | B17 | 100 | 117 | 0.02 | 46.3 | 46.25 | 0.01 | 0
2020 | MISO_MI_2_MISO_WUMS | MISO_MI | MISO_WUMS | Internal | Winter | B18 | 400 | 117 | 0 | 42.19 | 42.17 | 0.01 | 0
2020 | MISO_MI_2_MISO_WUMS | MISO_MI | MISO_WUMS | Internal | Winter | B19 | 700 | 117 | 0 | 41.02 | 41.01 | 0.01 | 0
2020 | MISO_MI_2_MISO_WUMS | MISO_MI | MISO_WUMS | Internal | Winter | B20 | 935 | 117 | 0 | 37.61 | 37.6 | 0.01 | 0
2020 | MISO_MI_2_PJM_ROR | MISO_MI | PJM_ROR | Internal | Shoulder | B11 | 25 | 1424 | 0 | 53.57 | 54.03 | 2 | 0
2020 | MISO_MI_2_PJM_ROR | MISO_MI | PJM_ROR | Internal | Shoulder | B12 | 200 | 1424 | 567.76 | 46.18 | 48.18 | 2 | 0
2020 | MISO_MI_2_PJM_ROR | MISO_MI | PJM_ROR | Internal | Shoulder | B13 | 600 | 1424 | 0 | 41.64 | 43.6 | 2 | 0
2020 | MISO_MI_2_PJM_ROR | MISO_MI | PJM_ROR | Internal | Shoulder | B14 | 900 | 1424 | 0.01 | 39.73 | 41.72 | 2 | 0
2020 | MISO_MI_2_PJM_ROR | MISO_MI | PJM_ROR | Internal | Shoulder | B15 | 1203 | 1424 | 0 | 38.4 | 37.31 | 2 | 0
2020 | MISO_MI_2_PJM_ROR | MISO_MI | PJM_ROR | Internal | Summer | B1 | 10 | 1424 | 1423.57 | 65.03 | 67.05 | 2 | 0.02
2020 | MISO_MI_2_PJM_ROR | MISO_MI | PJM_ROR | Internal | Summer | B2 | 25 | 1424 | 431.55 | 63.53 | 65.53 | 2 | 0
2020 | MISO_MI_2_PJM_ROR | MISO_MI | PJM_ROR | Internal | Summer | B3 | 75 | 1424 | 104.45 | 59.28 | 61.28 | 2 | 0
2020 | MISO_MI_2_PJM_ROR | MISO_MI | PJM_ROR | Internal | Summer | B4 | 100 | 1424 | 1371.55 | 59.05 | 61.05 | 2 | 0
2020 | MISO_MI_2_PJM_ROR | MISO_MI | PJM_ROR | Internal | Summer | B5 | 200 | 1424 | 0 | 52.07 | 53.83 | 2 | 0
2020 | MISO_MI_2_PJM_ROR | MISO_MI | PJM_ROR | Internal | Summer | B6 | 300 | 1424 | 771.48 | 48.14 | 50.14 | 2 | 0
2020 | MISO_MI_2_PJM_ROR | MISO_MI | PJM_ROR | Internal | Summer | B7 | 400 | 1424 | 0.02 | 39.48 | 41.47 | 2 | 0
2020 | MISO_MI_2_PJM_ROR | MISO_MI | PJM_ROR | Internal | Summer | B8 | 500 | 1424 | 0 | 37.55 | 38.56 | 2 | 0
2020 | MISO_MI_2_PJM_ROR | MISO_MI | PJM_ROR | Internal | Summer | B9 | 800 | 1424 | 0 | 37.35 | 37.58 | 2 | 0
2020 | MISO_MI_2_PJM_ROR | MISO_MI | PJM_ROR | Internal | Summer | B10 | 1262 | 1424 | 0 | 36.03 | 35.83 | 2 | 0
2020 | MISO_MI_2_PJM_ROR | MISO_MI | PJM_ROR | Internal | Winter | B16 | 25 | 1424 | 912.97 | 55.12 | 57.12 | 2 | 0
2020 | MISO_MI_2_PJM_ROR | MISO_MI | PJM_ROR | Internal | Winter | B17 | 100 | 1424 | 752.41 | 46.3 | 48.3 | 2 | 0
2020 | MISO_MI_2_PJM_ROR | MISO_MI | PJM_ROR | Internal | Winter | B18 | 400 | 1424 | 0.04 | 42.19 | 44.18 | 2 | 0
2020 | MISO_MI_2_PJM_ROR | MISO_MI | PJM_ROR | Internal | Winter | B19 | 700 | 1424 | 0.01 | 41.02 | 43.01 | 2 | 0
2020 | MISO_MI_2_PJM_ROR | MISO_MI | PJM_ROR | Internal | Winter | B20 | 935 | 1424 | 0 | 37.61 | 39.6 | 2 | 0
2020 | MISO_MO-IL_2_ENT | MISO_MO-IL | ENT | Internal | Shoulder | B11 | 25 | 2540 | 0 | 56.03 | 59.03 | 8 | 0
2020 | MISO_MO-IL_2_ENT | MISO_MO-IL | ENT | Internal | Shoulder | B12 | 200 | 2540 | 0 | 46.18 | 41.91 | 8 | 0
2020 | MISO_MO-IL_2_ENT | MISO_MO-IL | ENT | Internal | Shoulder | B13 | 600 | 2540 | 0 | 41.62 | 41.91 | 8 | 0
2020 | MISO_MO-IL_2_ENT | MISO_MO-IL | ENT | Internal | Shoulder | B14 | 900 | 2540 | 0 | 39.73 | 41.61 | 8 | 0
2020 | MISO_MO-IL_2_ENT | MISO_MO-IL | ENT | Internal | Shoulder | B15 | 1203 | 2540 | 0 | 38.4 | 41.5 | 8 | 0
2020 | MISO_MO-IL_2_ENT | MISO_MO-IL | ENT | Internal | Summer | B1 | 10 | 2540 | 0 | 65.05 | 68.21 | 8 | 0
2020 | MISO_MO-IL_2_ENT | MISO_MO-IL | ENT | Internal | Summer | B2 | 25 | 2540 | 0 | 63.53 | 63.53 | 8 | 0
2020 | MISO_MO-IL_2_ENT | MISO_MO-IL | ENT | Internal | Summer | B3 | 75 | 2540 | 0 | 61.14 | 61.69 | 8 | 0
2020 | MISO_MO-IL_2_ENT | MISO_MO-IL | ENT | Internal | Summer | B4 | 100 | 2540 | 0 | 59.41 | 61.69 | 8 | 0
2020 | MISO_MO-IL_2_ENT | MISO_MO-IL | ENT | Internal | Summer | B5 | 200 | 2540 | 0 | 52.09 | 58.83 | 8 | 0
2020 | MISO_MO-IL_2_ENT | MISO_MO-IL | ENT | Internal | Summer | B6 | 300 | 2540 | 0 | 48.16 | 48.87 | 8 | 0
2020 | MISO_MO-IL_2_ENT | MISO_MO-IL | ENT | Internal | Summer | B7 | 400 | 2540 | 0 | 39.48 | 46.47 | 8 | 0
2020 | MISO_MO-IL_2_ENT | MISO_MO-IL | ENT | Internal | Summer | B8 | 500 | 2540 | 0 | 37.52 | 40.59 | 8 | 0
2020 | MISO_MO-IL_2_ENT | MISO_MO-IL | ENT | Internal | Summer | B9 | 800 | 2540 | 0 | 37.35 | 40.59 | 8 | 0
2020 | MISO_MO-IL_2_ENT | MISO_MO-IL | ENT | Internal | Summer | B10 | 1262 | 2540 | 0 | 35.94 | 40.3 | 8 | 0
2020 | MISO_MO-IL_2_ENT | MISO_MO-IL | ENT | Internal | Winter | B16 | 25 | 2540 | 0 | 55.12 | 57.74 | 8 | 0
2020 | MISO_MO-IL_2_ENT | MISO_MO-IL | ENT | Internal | Winter | B17 | 100 | 2540 | 0 | 46.27 | 44.52 | 8 | 0
2020 | MISO_MO-IL_2_ENT | MISO_MO-IL | ENT | Internal | Winter | B18 | 400 | 2540 | 0 | 42.17 | 44.52 | 8 | 0
2020 | MISO_MO-IL_2_ENT | MISO_MO-IL | ENT | Internal | Winter | B19 | 700 | 2540 | 0 | 41 | 44.2 | 8 | 0
2020 | MISO_MO-IL_2_ENT | MISO_MO-IL | ENT | Internal | Winter | B20 | 935 | 2540 | 0 | 37.6 | 42.84 | 8 | 0
2020 | MISO_MO-IL_2_MISO_IN | MISO_MO-IL | MISO_IN | Internal | Shoulder | B11 | 25 | 2100 | 0.18 | 56.03 | 56.02 | 0.01 | 0
2020 | MISO_MO-IL_2_MISO_IN | MISO_MO-IL | MISO_IN | Internal | Shoulder | B12 | 200 | 2100 | 0.05 | 46.18 | 46.18 | 0.01 | 0
2020 | MISO_MO-IL_2_MISO_IN | MISO_MO-IL | MISO_IN | Internal | Shoulder | B13 | 600 | 2100 | 877.75 | 41.62 | 41.63 | 0.01 | 0
2020 | MISO_MO-IL_2_MISO_IN | MISO_MO-IL | MISO_IN | Internal | Shoulder | B14 | 900 | 2100 | 0 | 39.73 | 39.72 | 0.01 | 0
2020 | MISO_MO-IL_2_MISO_IN | MISO_MO-IL | MISO_IN | Internal | Shoulder | B15 | 1203 | 2100 | 0 | 38.4 | 38.38 | 0.01 | 0
2020 | MISO_MO-IL_2_MISO_IN | MISO_MO-IL | MISO_IN | Internal | Summer | B1 | 10 | 2100 | 0.45 | 65.05 | 65.04 | 0.01 | 0
2020 | MISO_MO-IL_2_MISO_IN | MISO_MO-IL | MISO_IN | Internal | Summer | B2 | 25 | 2100 | 585.93 | 63.53 | 63.54 | 0.01 | 0
2020 | MISO_MO-IL_2_MISO_IN | MISO_MO-IL | MISO_IN | Internal | Summer | B3 | 75 | 2100 | 0.06 | 61.14 | 61.13 | 0.01 | 0
2020 | MISO_MO-IL_2_MISO_IN | MISO_MO-IL | MISO_IN | Internal | Summer | B4 | 100 | 2100 | 0.05 | 59.41 | 59.39 | 0.01 | 0
2020 | MISO_MO-IL_2_MISO_IN | MISO_MO-IL | MISO_IN | Internal | Summer | B5 | 200 | 2100 | 0.02 | 52.09 | 52.08 | 0.01 | 0
2020 | MISO_MO-IL_2_MISO_IN | MISO_MO-IL | MISO_IN | Internal | Summer | B6 | 300 | 2100 | 0.02 | 48.16 | 48.14 | 0.01 | 0
2020 | MISO_MO-IL_2_MISO_IN | MISO_MO-IL | MISO_IN | Internal | Summer | B7 | 400 | 2100 | 0.01 | 39.48 | 39.47 | 0.01 | 0
2020 | MISO_MO-IL_2_MISO_IN | MISO_MO-IL | MISO_IN | Internal | Summer | B8 | 500 | 2100 | 601.93 | 37.52 | 37.53 | 0.01 | 0
2020 | MISO_MO-IL_2_MISO_IN | MISO_MO-IL | MISO_IN | Internal | Summer | B9 | 800 | 2100 | 0 | 37.35 | 37.34 | 0.01 | 0
2020 | MISO_MO-IL_2_MISO_IN | MISO_MO-IL | MISO_IN | Internal | Summer | B10 | 1262 | 2100 | 2100 | 35.94 | 36.02 | 0.01 | 0.07
2020 | MISO_MO-IL_2_MISO_IN | MISO_MO-IL | MISO_IN | Internal | Winter | B16 | 25 | 2100 | 1141.7 | 55.12 | 55.13 | 0.01 | 0
2020 | MISO_MO-IL_2_MISO_IN | MISO_MO-IL | MISO_IN | Internal | Winter | B17 | 100 | 2100 | 1967.26 | 46.27 | 46.28 | 0.01 | 0
2020 | MISO_MO-IL_2_MISO_IN | MISO_MO-IL | MISO_IN | Internal | Winter | B18 | 400 | 2100 | 512.04 | 42.17 | 42.18 | 0.01 | 0
2020 | MISO_MO-IL_2_MISO_IN | MISO_MO-IL | MISO_IN | Internal | Winter | B19 | 700 | 2100 | 164.7 | 41 | 41.01 | 0.01 | 0
2020 | MISO_MO-IL_2_MISO_IN | MISO_MO-IL | MISO_IN | Internal | Winter | B20 | 935 | 2100 | 0.01 | 37.6 | 37.6 | 0.01 | 0
2020 | MISO_MO-IL_2_MISO_W | MISO_MO-IL | MISO_W | Internal | Shoulder | B11 | 25 | 960 | 6.38 | 56.03 | 56.05 | 0.01 | 0
2020 | MISO_MO-IL_2_MISO_W | MISO_MO-IL | MISO_W | Internal | Shoulder | B12 | 200 | 960 | 0.02 | 46.18 | 46.17 | 0.01 | 0
2020 | MISO_MO-IL_2_MISO_W | MISO_MO-IL | MISO_W | Internal | Shoulder | B13 | 600 | 960 | 0 | 41.62 | 41.61 | 0.01 | 0
2020 | MISO_MO-IL_2_MISO_W | MISO_MO-IL | MISO_W | Internal | Shoulder | B14 | 900 | 960 | 0 | 39.73 | 39.72 | 0.01 | 0
2020 | MISO_MO-IL_2_MISO_W | MISO_MO-IL | MISO_W | Internal | Shoulder | B15 | 1203 | 960 | 889.88 | 38.4 | 38.41 | 0.01 | 0
2020 | MISO_MO-IL_2_MISO_W | MISO_MO-IL | MISO_W | Internal | Summer | B1 | 10 | 960 | 0.45 | 65.05 | 65.04 | 0.01 | 0
2020 | MISO_MO-IL_2_MISO_W | MISO_MO-IL | MISO_W | Internal | Summer | B2 | 25 | 960 | 258.03 | 63.53 | 63.54 | 0.01 | 0
2020 | MISO_MO-IL_2_MISO_W | MISO_MO-IL | MISO_W | Internal | Summer | B3 | 75 | 960 | 960 | 61.14 | 62.58 | 0.01 | 1.42
2020 | MISO_MO-IL_2_MISO_W | MISO_MO-IL | MISO_W | Internal | Summer | B4 | 100 | 960 | 960 | 59.41 | 62.58 | 0.01 | 3.16
2020 | MISO_MO-IL_2_MISO_W | MISO_MO-IL | MISO_W | Internal | Summer | B5 | 200 | 960 | 960 | 52.09 | 53.09 | 0.01 | 0.99
2020 | MISO_MO-IL_2_MISO_W | MISO_MO-IL | MISO_W | Internal | Summer | B6 | 300 | 960 | 960 | 48.16 | 48.86 | 0.01 | 0.7
2020 | MISO_MO-IL_2_MISO_W | MISO_MO-IL | MISO_W | Internal | Summer | B7 | 400 | 960 | 0.01 | 39.48 | 39.47 | 0.01 | 0
2020 | MISO_MO-IL_2_MISO_W | MISO_MO-IL | MISO_W | Internal | Summer | B8 | 500 | 960 | 0 | 37.52 | 37.51 | 0.01 | 0
2020 | MISO_MO-IL_2_MISO_W | MISO_MO-IL | MISO_W | Internal | Summer | B9 | 800 | 960 | 0 | 37.35 | 37.34 | 0.01 | 0
2020 | MISO_MO-IL_2_MISO_W | MISO_MO-IL | MISO_W | Internal | Summer | B10 | 1262 | 960 | 0 | 35.94 | 35.93 | 0.01 | 0
2020 | MISO_MO-IL_2_MISO_W | MISO_MO-IL | MISO_W | Internal | Winter | B16 | 25 | 960 | 0.18 | 55.12 | 55.11 | 0.01 | 0
2020 | MISO_MO-IL_2_MISO_W | MISO_MO-IL | MISO_W | Internal | Winter | B17 | 100 | 960 | 0.05 | 46.27 | 46.26 | 0.01 | 0
2020 | MISO_MO-IL_2_MISO_W | MISO_MO-IL | MISO_W | Internal | Winter | B18 | 400 | 960 | 954.67 | 42.17 | 42.18 | 0.01 | 0
2020 | MISO_MO-IL_2_MISO_W | MISO_MO-IL | MISO_W | Internal | Winter | B19 | 700 | 960 | 960 | 41 | 41.57 | 0.01 | 0.56
2020 | MISO_MO-IL_2_MISO_W | MISO_MO-IL | MISO_W | Internal | Winter | B20 | 935 | 960 | 0.01 | 37.6 | 37.6 | 0.01 | 0
2020 | MISO_MO-IL_2_PJM_ROR | MISO_MO-IL | PJM_ROR | Internal | Shoulder | B11 | 25 | 1212 | 0 | 56.03 | 54.03 | 2 | 0
2020 | MISO_MO-IL_2_PJM_ROR | MISO_MO-IL | PJM_ROR | Internal | Shoulder | B12 | 200 | 1212 | 687.1 | 46.18 | 48.18 | 2 | 0
2020 | MISO_MO-IL_2_PJM_ROR | MISO_MO-IL | PJM_ROR | Internal | Shoulder | B13 | 600 | 1212 | 0 | 41.62 | 43.6 | 2 | 0
2020 | MISO_MO-IL_2_PJM_ROR | MISO_MO-IL | PJM_ROR | Internal | Shoulder | B14 | 900 | 1212 | 0.01 | 39.73 | 41.72 | 2 | 0
2020 | MISO_MO-IL_2_PJM_ROR | MISO_MO-IL | PJM_ROR | Internal | Shoulder | B15 | 1203 | 1212 | 0 | 38.4 | 37.31 | 2 | 0
2020 | MISO_MO-IL_2_PJM_ROR | MISO_MO-IL | PJM_ROR | Internal | Summer | B1 | 10 | 1212 | 575.57 | 65.05 | 67.05 | 2 | 0
2020 | MISO_MO-IL_2_PJM_ROR | MISO_MO-IL | PJM_ROR | Internal | Summer | B2 | 25 | 1212 | 322.27 | 63.53 | 65.53 | 2 | 0
2020 | MISO_MO-IL_2_PJM_ROR | MISO_MO-IL | PJM_ROR | Internal | Summer | B3 | 75 | 1212 | 0 | 61.14 | 61.28 | 2 | 0
2020 | MISO_MO-IL_2_PJM_ROR | MISO_MO-IL | PJM_ROR | Internal | Summer | B4 | 100 | 1212 | 0 | 59.41 | 61.05 | 2 | 0
2020 | MISO_MO-IL_2_PJM_ROR | MISO_MO-IL | PJM_ROR | Internal | Summer | B5 | 200 | 1212 | 0 | 52.09 | 53.83 | 2 | 0
2020 | MISO_MO-IL_2_PJM_ROR | MISO_MO-IL | PJM_ROR | Internal | Summer | B6 | 300 | 1212 | 0.03 | 48.16 | 50.14 | 2 | 0
2020 | MISO_MO-IL_2_PJM_ROR | MISO_MO-IL | PJM_ROR | Internal | Summer | B7 | 400 | 1212 | 0.02 | 39.48 | 41.47 | 2 | 0
2020 | MISO_MO-IL_2_PJM_ROR | MISO_MO-IL | PJM_ROR | Internal | Summer | B8 | 500 | 1212 | 0 | 37.52 | 38.56 | 2 | 0
2020 | MISO_MO-IL_2_PJM_ROR | MISO_MO-IL | PJM_ROR | Internal | Summer | B9 | 800 | 1212 | 0 | 37.35 | 37.58 | 2 | 0
2020 | MISO_MO-IL_2_PJM_ROR | MISO_MO-IL | PJM_ROR | Internal | Summer | B10 | 1262 | 1212 | 0 | 35.94 | 35.83 | 2 | 0
2020 | MISO_MO-IL_2_PJM_ROR | MISO_MO-IL | PJM_ROR | Internal | Winter | B16 | 25 | 1212 | 883.21 | 55.12 | 57.12 | 2 | 0
2020 | MISO_MO-IL_2_PJM_ROR | MISO_MO-IL | PJM_ROR | Internal | Winter | B17 | 100 | 1212 | 1211.96 | 46.27 | 48.3 | 2 | 0.02
2020 | MISO_MO-IL_2_PJM_ROR | MISO_MO-IL | PJM_ROR | Internal | Winter | B18 | 400 | 1212 | 1211.98 | 42.17 | 44.18 | 2 | 0.01
2020 | MISO_MO-IL_2_PJM_ROR | MISO_MO-IL | PJM_ROR | Internal | Winter | B19 | 700 | 1212 | 1211.99 | 41 | 43.01 | 2 | 0.01
2020 | MISO_MO-IL_2_PJM_ROR | MISO_MO-IL | PJM_ROR | Internal | Winter | B20 | 935 | 1212 | 788 | 37.6 | 39.6 | 2 | 0
2020 | MISO_MO-IL_2_SPP_N | MISO_MO-IL | SPP_N | Internal | Shoulder | B11 | 25 | 2000 | 0 | 56.03 | 62.26 | 8 | 0
2020 | MISO_MO-IL_2_SPP_N | MISO_MO-IL | SPP_N | Internal | Shoulder | B12 | 200 | 2000 | 0 | 46.18 | 46.18 | 8 | 0
2020 | MISO_MO-IL_2_SPP_N | MISO_MO-IL | SPP_N | Internal | Shoulder | B13 | 600 | 2000 | 0 | 41.62 | 42.03 | 8 | 0
2020 | MISO_MO-IL_2_SPP_N | MISO_MO-IL | SPP_N | Internal | Shoulder | B14 | 900 | 2000 | 0 | 39.73 | 41.59 | 8 | 0
2020 | MISO_MO-IL_2_SPP_N | MISO_MO-IL | SPP_N | Internal | Shoulder | B15 | 1203 | 2000 | 0 | 38.4 | 40.19 | 8 | 0
2020 | MISO_MO-IL_2_SPP_N | MISO_MO-IL | SPP_N | Internal | Summer | B1 | 10 | 2000 | 0 | 65.05 | 66.03 | 8 | 0
2020 | MISO_MO-IL_2_SPP_N | MISO_MO-IL | SPP_N | Internal | Summer | B2 | 25 | 2000 | 0 | 63.53 | 66.03 | 8 | 0
2020 | MISO_MO-IL_2_SPP_N | MISO_MO-IL | SPP_N | Internal | Summer | B3 | 75 | 2000 | 0 | 61.14 | 66.03 | 8 | 0
2020 | MISO_MO-IL_2_SPP_N | MISO_MO-IL | SPP_N | Internal | Summer | B4 | 100 | 2000 | 0 | 59.41 | 66.03 | 8 | 0
2020 | MISO_MO-IL_2_SPP_N | MISO_MO-IL | SPP_N | Internal | Summer | B5 | 200 | 2000 | 443.47 | 52.09 | 60.09 | 8 | 0
2020 | MISO_MO-IL_2_SPP_N | MISO_MO-IL | SPP_N | Internal | Summer | B6 | 300 | 2000 | 0 | 48.16 | 55.86 | 8 | 0
2020 | MISO_MO-IL_2_SPP_N | MISO_MO-IL | SPP_N | Internal | Summer | B7 | 400 | 2000 | 0 | 39.48 | 46.47 | 8 | 0
2020 | MISO_MO-IL_2_SPP_N | MISO_MO-IL | SPP_N | Internal | Summer | B8 | 500 | 2000 | 0 | 37.52 | 41.93 | 8 | 0
2020 | MISO_MO-IL_2_SPP_N | MISO_MO-IL | SPP_N | Internal | Summer | B9 | 800 | 2000 | 0 | 37.35 | 40.44 | 8 | 0
2020 | MISO_MO-IL_2_SPP_N | MISO_MO-IL | SPP_N | Internal | Summer | B10 | 1262 | 2000 | 0 | 35.94 | 39.16 | 8 | 0
2020 | MISO_MO-IL_2_SPP_N | MISO_MO-IL | SPP_N | Internal | Winter | B16 | 25 | 2000 | 0 | 55.12 | 55.12 | 8 | 0
2020 | MISO_MO-IL_2_SPP_N | MISO_MO-IL | SPP_N | Internal | Winter | B17 | 100 | 2000 | 0 | 46.27 | 44.36 | 8 | 0
2020 | MISO_MO-IL_2_SPP_N | MISO_MO-IL | SPP_N | Internal | Winter | B18 | 400 | 2000 | 0 | 42.17 | 43.22 | 8 | 0
2020 | MISO_MO-IL_2_SPP_N | MISO_MO-IL | SPP_N | Internal | Winter | B19 | 700 | 2000 | 0 | 41 | 42.83 | 8 | 0
2020 | MISO_MO-IL_2_SPP_N | MISO_MO-IL | SPP_N | Internal | Winter | B20 | 935 | 2000 | 0 | 37.6 | 42.74 | 8 | 0
2020 | MISO_MO-IL_2_TVA_Transmission | MISO_MO-IL | TVA_Transmission | Internal | Shoulder | B11 | 25 | 4000 | 0 | 56.03 | 59.36 | 8 | 0
2020 | MISO_MO-IL_2_TVA_Transmission | MISO_MO-IL | TVA_Transmission | Internal | Shoulder | B12 | 200 | 4000 | 0 | 46.18 | 47.86 | 8 | 0
2020 | MISO_MO-IL_2_TVA_Transmission | MISO_MO-IL | TVA_Transmission | Internal | Shoulder | B13 | 600 | 4000 | 0 | 41.62 | 44.89 | 8 | 0
2020 | MISO_MO-IL_2_TVA_Transmission | MISO_MO-IL | TVA_Transmission | Internal | Shoulder | B14 | 900 | 4000 | 0 | 39.73 | 44.09 | 8 | 0
2020 | MISO_MO-IL_2_TVA_Transmission | MISO_MO-IL | TVA_Transmission | Internal | Shoulder | B15 | 1203 | 4000 | 0 | 38.4 | 42.37 | 8 | 0
2020 | MISO_MO-IL_2_TVA_Transmission | MISO_MO-IL | TVA_Transmission | Internal | Summer | B1 | 10 | 4000 | 1749.74 | 65.05 | 73.05 | 8 | 0
2020 | MISO_MO-IL_2_TVA_Transmission | MISO_MO-IL | TVA_Transmission | Internal | Summer | B2 | 25 | 4000 | 541.16 | 63.53 | 71.53 | 8 | 0
2020 | MISO_MO-IL_2_TVA_Transmission | MISO_MO-IL | TVA_Transmission | Internal | Summer | B3 | 75 | 4000 | 0 | 61.14 | 67.28 | 8 | 0
2020 | MISO_MO-IL_2_TVA_Transmission | MISO_MO-IL | TVA_Transmission | Internal | Summer | B4 | 100 | 4000 | 0 | 59.41 | 67.05 | 8 | 0
2020 | MISO_MO-IL_2_TVA_Transmission | MISO_MO-IL | TVA_Transmission | Internal | Summer | B5 | 200 | 4000 | 0 | 52.09 | 58.92 | 8 | 0
2020 | MISO_MO-IL_2_TVA_Transmission | MISO_MO-IL | TVA_Transmission | Internal | Summer | B6 | 300 | 4000 | 0 | 48.16 | 52.16 | 8 | 0
2020 | MISO_MO-IL_2_TVA_Transmission | MISO_MO-IL | TVA_Transmission | Internal | Summer | B7 | 400 | 4000 | 0 | 39.48 | 46.19 | 8 | 0
2020 | MISO_MO-IL_2_TVA_Transmission | MISO_MO-IL | TVA_Transmission | Internal | Summer | B8 | 500 | 4000 | 0 | 37.52 | 42.04 | 8 | 0
2020 | MISO_MO-IL_2_TVA_Transmission | MISO_MO-IL | TVA_Transmission | Internal | Summer | B9 | 800 | 4000 | 0 | 37.35 | 41.62 | 8 | 0
2020 | MISO_MO-IL_2_TVA_Transmission | MISO_MO-IL | TVA_Transmission | Internal | Summer | B10 | 1262 | 4000 | 0 | 35.94 | 39.32 | 8 | 0
2020 | MISO_MO-IL_2_TVA_Transmission | MISO_MO-IL | TVA_Transmission | Internal | Winter | B16 | 25 | 4000 | 197.2 | 55.12 | 63.12 | 8 | 0
2020 | MISO_MO-IL_2_TVA_Transmission | MISO_MO-IL | TVA_Transmission | Internal | Winter | B17 | 100 | 4000 | 0 | 46.27 | 49.55 | 8 | 0
2020 | MISO_MO-IL_2_TVA_Transmission | MISO_MO-IL | TVA_Transmission | Internal | Winter | B18 | 400 | 4000 | 0 | 42.17 | 46.26 | 8 | 0
2020 | MISO_MO-IL_2_TVA_Transmission | MISO_MO-IL | TVA_Transmission | Internal | Winter | B19 | 700 | 4000 | 0 | 41 | 45.07 | 8 | 0
2020 | MISO_MO-IL_2_TVA_Transmission | MISO_MO-IL | TVA_Transmission | Internal | Winter | B20 | 935 | 4000 | 0 | 37.6 | 43.52 | 8 | 0
2020 | MISO_W_2_IESO | MISO_W | IESO | Internal | Shoulder | B11 | 25 | 90 | 0 | 56.05 | 32.19 | 8 | 0
2020 | MISO_W_2_IESO | MISO_W | IESO | Internal | Shoulder | B12 | 200 | 90 | 0 | 46.17 | 32.19 | 8 | 0
2020 | MISO_W_2_IESO | MISO_W | IESO | Internal | Shoulder | B13 | 600 | 90 | 0 | 41.61 | 32.19 | 8 | 0
2020 | MISO_W_2_IESO | MISO_W | IESO | Internal | Shoulder | B14 | 900 | 90 | 0 | 39.72 | 32.19 | 8 | 0
2020 | MISO_W_2_IESO | MISO_W | IESO | Internal | Shoulder | B15 | 1203 | 90 | 0 | 38.41 | 32.19 | 8 | 0
2020 | MISO_W_2_IESO | MISO_W | IESO | Internal | Summer | B1 | 10 | 90 | 0 | 65.04 | 52.07 | 8 | 0
2020 | MISO_W_2_IESO | MISO_W | IESO | Internal | Summer | B2 | 25 | 90 | 0 | 63.54 | 50.54 | 8 | 0
2020 | MISO_W_2_IESO | MISO_W | IESO | Internal | Summer | B3 | 75 | 90 | 0 | 62.58 | 43.47 | 8 | 0
2020 | MISO_W_2_IESO | MISO_W | IESO | Internal | Summer | B4 | 100 | 90 | 0 | 62.58 | 37.74 | 8 | 0
2020 | MISO_W_2_IESO | MISO_W | IESO | Internal | Summer | B5 | 200 | 90 | 0 | 53.09 | 37.74 | 8 | 0
2020 | MISO_W_2_IESO | MISO_W | IESO | Internal | Summer | B6 | 300 | 90 | 0 | 48.86 | 35.31 | 8 | 0
2020 | MISO_W_2_IESO | MISO_W | IESO | Internal | Summer | B7 | 400 | 90 | 0 | 39.47 | 32.46 | 8 | 0
2020 | MISO_W_2_IESO | MISO_W | IESO | Internal | Summer | B8 | 500 | 90 | 0 | 37.51 | 30.55 | 8 | 0
2020 | MISO_W_2_IESO | MISO_W | IESO | Internal | Summer | B9 | 800 | 90 | 0 | 37.34 | 30.55 | 8 | 0
2020 | MISO_W_2_IESO | MISO_W | IESO | Internal | Summer | B10 | 1262 | 90 | 0 | 35.93 | 30.55 | 8 | 0
2020 | MISO_W_2_IESO | MISO_W | IESO | Internal | Winter | B16 | 25 | 90 | 0 | 55.11 | 39.26 | 8 | 0
2020 | MISO_W_2_IESO | MISO_W | IESO | Internal | Winter | B17 | 100 | 90 | 0 | 46.26 | 36.27 | 8 | 0
2020 | MISO_W_2_IESO | MISO_W | IESO | Internal | Winter | B18 | 400 | 90 | 0 | 42.18 | 35.19 | 8 | 0
2020 | MISO_W_2_IESO | MISO_W | IESO | Internal | Winter | B19 | 700 | 90 | 0 | 41.57 | 35.19 | 8 | 0
2020 | MISO_W_2_IESO | MISO_W | IESO | Internal | Winter | B20 | 935 | 90 | 0 | 37.6 | 35.19 | 8 | 0
2020 | MISO_W_2_MAPP_CA | MISO_W | MAPP_CA | Internal | Shoulder | B11 | 25 | 700 | 0 | 56.05 | 48.25 | 0.01 | 0
2020 | MISO_W_2_MAPP_CA | MISO_W | MAPP_CA | Internal | Shoulder | B12 | 200 | 700 | 0.02 | 46.17 | 46.16 | 0.01 | 0
2020 | MISO_W_2_MAPP_CA | MISO_W | MAPP_CA | Internal | Shoulder | B13 | 600 | 700 | 0 | 41.61 | 41.6 | 0.01 | 0
2020 | MISO_W_2_MAPP_CA | MISO_W | MAPP_CA | Internal | Shoulder | B14 | 900 | 700 | 0 | 39.72 | 39.71 | 0.01 | 0
2020 | MISO_W_2_MAPP_CA | MISO_W | MAPP_CA | Internal | Shoulder | B15 | 1203 | 700 | 700 | 38.41 | 39.71 | 0.01 | 1.29
2020 | MISO_W_2_MAPP_CA | MISO_W | MAPP_CA | Internal | Summer | B1 | 10 | 700 | 0 | 65.04 | 51.04 | 0.01 | 0
2020 | MISO_W_2_MAPP_CA | MISO_W | MAPP_CA | Internal | Summer | B2 | 25 | 700 | 0 | 63.54 | 57.54 | 0.01 | 0
2020 | MISO_W_2_MAPP_CA | MISO_W | MAPP_CA | Internal | Summer | B3 | 75 | 700 | 0 | 62.58 | 50.47 | 0.01 | 0
2020 | MISO_W_2_MAPP_CA | MISO_W | MAPP_CA | Internal | Summer | B4 | 100 | 700 | 0 | 62.58 | 50.47 | 0.01 | 0
2020 | MISO_W_2_MAPP_CA | MISO_W | MAPP_CA | Internal | Summer | B5 | 200 | 700 | 0 | 53.09 | 49.25 | 0.01 | 0
2020 | MISO_W_2_MAPP_CA | MISO_W | MAPP_CA | Internal | Summer | B6 | 300 | 700 | 0.02 | 48.86 | 48.85 | 0.01 | 0
2020 | MISO_W_2_MAPP_CA | MISO_W | MAPP_CA | Internal | Summer | B7 | 400 | 700 | 0.01 | 39.47 | 39.46 | 0.01 | 0
2020 | MISO_W_2_MAPP_CA | MISO_W | MAPP_CA | Internal | Summer | B8 | 500 | 700 | 0 | 37.51 | 37.5 | 0.01 | 0
2020 | MISO_W_2_MAPP_CA | MISO_W | MAPP_CA | Internal | Summer | B9 | 800 | 700 | 0 | 37.34 | 37.33 | 0.01 | 0
2020 | MISO_W_2_MAPP_CA | MISO_W | MAPP_CA | Internal | Summer | B10 | 1262 | 700 | 700 | 35.93 | 37.33 | 0.01 | 1.38
2020 | MISO_W_2_MAPP_CA | MISO_W | MAPP_CA | Internal | Winter | B16 | 25 | 700 | 0.17 | 55.11 | 55.1 | 0.01 | 0
2020 | MISO_W_2_MAPP_CA | MISO_W | MAPP_CA | Internal | Winter | B17 | 100 | 700 | 0.05 | 46.26 | 46.25 | 0.01 | 0
2020 | MISO_W_2_MAPP_CA | MISO_W | MAPP_CA | Internal | Winter | B18 | 400 | 700 | 700 | 42.18 | 42.87 | 0.01 | 0.68
2020 | MISO_W_2_MAPP_CA | MISO_W | MAPP_CA | Internal | Winter | B19 | 700 | 700 | 700 | 41.57 | 42.87 | 0.01 | 1.29
2020 | MISO_W_2_MAPP_CA | MISO_W | MAPP_CA | Internal | Winter | B20 | 935 | 700 | 700 | 37.6 | 42.87 | 0.01 | 5.27
2020 | MISO_W_2_MAPP_US | MISO_W | MAPP_US | Internal | Shoulder | B11 | 25 | 2300 | 0 | 56.05 | 55.25 | 7 | 0
2020 | MISO_W_2_MAPP_US | MISO_W | MAPP_US | Internal | Shoulder | B12 | 200 | 2300 | 0 | 46.17 | 39.17 | 7 | 0
2020 | MISO_W_2_MAPP_US | MISO_W | MAPP_US | Internal | Shoulder | B13 | 600 | 2300 | 0 | 41.61 | 35.07 | 7 | 0
2020 | MISO_W_2_MAPP_US | MISO_W | MAPP_US | Internal | Shoulder | B14 | 900 | 2300 | 0 | 39.72 | 35.07 | 7 | 0
2020 | MISO_W_2_MAPP_US | MISO_W | MAPP_US | Internal | Shoulder | B15 | 1203 | 2300 | 0 | 38.41 | 35.07 | 7 | 0
2020 | MISO_W_2_MAPP_US | MISO_W | MAPP_US | Internal | Summer | B1 | 10 | 2300 | 0 | 65.04 | 58.04 | 7 | 0
2020 | MISO_W_2_MAPP_US | MISO_W | MAPP_US | Internal | Summer | B2 | 25 | 2300 | 0 | 63.54 | 57.47 | 7 | 0
2020 | MISO_W_2_MAPP_US | MISO_W | MAPP_US | Internal | Summer | B3 | 75 | 2300 | 0 | 62.58 | 57.47 | 7 | 0
2020 | MISO_W_2_MAPP_US | MISO_W | MAPP_US | Internal | Summer | B4 | 100 | 2300 | 0 | 62.58 | 57.47 | 7 | 0
2020 | MISO_W_2_MAPP_US | MISO_W | MAPP_US | Internal | Summer | B5 | 200 | 2300 | 0 | 53.09 | 53.08 | 7 | 0
2020 | MISO_W_2_MAPP_US | MISO_W | MAPP_US | Internal | Summer | B6 | 300 | 2300 | 0 | 48.86 | 43.11 | 7 | 0
2020 | MISO_W_2_MAPP_US | MISO_W | MAPP_US | Internal | Summer | B7 | 400 | 2300 | 0 | 39.47 | 33.93 | 7 | 0
2020 | MISO_W_2_MAPP_US | MISO_W | MAPP_US | Internal | Summer | B8 | 500 | 2300 | 0 | 37.51 | 33.43 | 7 | 0
2020 | MISO_W_2_MAPP_US | MISO_W | MAPP_US | Internal | Summer | B9 | 800 | 2300 | 0 | 37.34 | 33.43 | 7 | 0
2020 | MISO_W_2_MAPP_US | MISO_W | MAPP_US | Internal | Summer | B10 | 1262 | 2300 | 0 | 35.93 | 29.93 | 7 | 0
2020 | MISO_W_2_MAPP_US | MISO_W | MAPP_US | Internal | Winter | B16 | 25 | 2300 | 0 | 55.11 | 48.11 | 7 | 0
2020 | MISO_W_2_MAPP_US | MISO_W | MAPP_US | Internal | Winter | B17 | 100 | 2300 | 0 | 46.26 | 39.26 | 7 | 0
2020 | MISO_W_2_MAPP_US | MISO_W | MAPP_US | Internal | Winter | B18 | 400 | 2300 | 0 | 42.18 | 36.2 | 7 | 0
2020 | MISO_W_2_MAPP_US | MISO_W | MAPP_US | Internal | Winter | B19 | 700 | 2300 | 0 | 41.57 | 36.2 | 7 | 0
2020 | MISO_W_2_MAPP_US | MISO_W | MAPP_US | Internal | Winter | B20 | 935 | 2300 | 0 | 37.6 | 33.98 | 7 | 0
2020 | MISO_W_2_MISO_MO-IL | MISO_W | MISO_MO-IL | Internal | Shoulder | B11 | 25 | 3800 | 0.2 | 56.05 | 56.03 | 0.01 | 0
2020 | MISO_W_2_MISO_MO-IL | MISO_W | MISO_MO-IL | Internal | Shoulder | B12 | 200 | 3800 | 418.52 | 46.17 | 46.18 | 0.01 | 0
2020 | MISO_W_2_MISO_MO-IL | MISO_W | MISO_MO-IL | Internal | Shoulder | B13 | 600 | 3800 | 278.14 | 41.61 | 41.62 | 0.01 | 0
2020 | MISO_W_2_MISO_MO-IL | MISO_W | MISO_MO-IL | Internal | Shoulder | B14 | 900 | 3800 | 136.52 | 39.72 | 39.73 | 0.01 | 0
2020 | MISO_W_2_MISO_MO-IL | MISO_W | MISO_MO-IL | Internal | Shoulder | B15 | 1203 | 3800 | 0 | 38.41 | 38.4 | 0.01 | 0
2020 | MISO_W_2_MISO_MO-IL | MISO_W | MISO_MO-IL | Internal | Summer | B1 | 10 | 3800 | 308.54 | 65.04 | 65.05 | 0.01 | 0
2020 | MISO_W_2_MISO_MO-IL | MISO_W | MISO_MO-IL | Internal | Summer | B2 | 25 | 3800 | 0.18 | 63.54 | 63.53 | 0.01 | 0
2020 | MISO_W_2_MISO_MO-IL | MISO_W | MISO_MO-IL | Internal | Summer | B3 | 75 | 3800 | 0 | 62.58 | 61.14 | 0.01 | 0
2020 | MISO_W_2_MISO_MO-IL | MISO_W | MISO_MO-IL | Internal | Summer | B4 | 100 | 3800 | 0 | 62.58 | 59.41 | 0.01 | 0
2020 | MISO_W_2_MISO_MO-IL | MISO_W | MISO_MO-IL | Internal | Summer | B5 | 200 | 3800 | 0 | 53.09 | 52.09 | 0.01 | 0
2020 | MISO_W_2_MISO_MO-IL | MISO_W | MISO_MO-IL | Internal | Summer | B6 | 300 | 3800 | 0 | 48.86 | 48.16 | 0.01 | 0
2020 | MISO_W_2_MISO_MO-IL | MISO_W | MISO_MO-IL | Internal | Summer | B7 | 400 | 3800 | 137.03 | 39.47 | 39.48 | 0.01 | 0
2020 | MISO_W_2_MISO_MO-IL | MISO_W | MISO_MO-IL | Internal | Summer | B8 | 500 | 3800 | 1886.22 | 37.51 | 37.52 | 0.01 | 0
2020 | MISO_W_2_MISO_MO-IL | MISO_W | MISO_MO-IL | Internal | Summer | B9 | 800 | 3800 | 43.77 | 37.34 | 37.35 | 0.01 | 0
2020 | MISO_W_2_MISO_MO-IL | MISO_W | MISO_MO-IL | Internal | Summer | B10 | 1262 | 3800 | 1454.49 | 35.93 | 35.94 | 0.01 | 0
2020 | MISO_W_2_MISO_MO-IL | MISO_W | MISO_MO-IL | Internal | Winter | B16 | 25 | 3800 | 692.86 | 55.11 | 55.12 | 0.01 | 0
2020 | MISO_W_2_MISO_MO-IL | MISO_W | MISO_MO-IL | Internal | Winter | B17 | 100 | 3800 | 996.68 | 46.26 | 46.27 | 0.01 | 0
2020 | MISO_W_2_MISO_MO-IL | MISO_W | MISO_MO-IL | Internal | Winter | B18 | 400 | 3800 | 0.01 | 42.18 | 42.17 | 0.01 | 0
2020 | MISO_W_2_MISO_MO-IL | MISO_W | MISO_MO-IL | Internal | Winter | B19 | 700 | 3800 | 0 | 41.57 | 41 | 0.01 | 0
2020 | MISO_W_2_MISO_MO-IL | MISO_W | MISO_MO-IL | Internal | Winter | B20 | 935 | 3800 | 0 | 37.6 | 37.6 | 0.01 | 0
2020 | MISO_W_2_MISO_WUMS | MISO_W | MISO_WUMS | Internal | Shoulder | B11 | 25 | 1629 | 0 | 56.05 | 52.03 | 0.01 | 0
2020 | MISO_W_2_MISO_WUMS | MISO_W | MISO_WUMS | Internal | Shoulder | B12 | 200 | 1629 | 0.02 | 46.17 | 46.16 | 0.01 | 0
2020 | MISO_W_2_MISO_WUMS | MISO_W | MISO_WUMS | Internal | Shoulder | B13 | 600 | 1629 | 0 | 41.61 | 41.6 | 0.01 | 0
2020 | MISO_W_2_MISO_WUMS | MISO_W | MISO_WUMS | Internal | Shoulder | B14 | 900 | 1629 | 0 | 39.72 | 39.71 | 0.01 | 0
2020 | MISO_W_2_MISO_WUMS | MISO_W | MISO_WUMS | Internal | Shoulder | B15 | 1203 | 1629 | 0 | 38.41 | 36.91 | 0.01 | 0
2020 | MISO_W_2_MISO_WUMS | MISO_W | MISO_WUMS | Internal | Summer | B1 | 10 | 1629 | 0 | 65.04 | 63.4 | 0.01 | 0
2020 | MISO_W_2_MISO_WUMS | MISO_W | MISO_WUMS | Internal | Summer | B2 | 25 | 1629 | 0.03 | 63.54 | 63.4 | 0.01 | 0
2020 | MISO_W_2_MISO_WUMS | MISO_W | MISO_WUMS | Internal | Summer | B3 | 75 | 1629 | 0 | 62.58 | 59.88 | 0.01 | 0
2020 | MISO_W_2_MISO_WUMS | MISO_W | MISO_WUMS | Internal | Summer | B4 | 100 | 1629 | 0 | 62.58 | 59.05 | 0.01 | 0
2020 | MISO_W_2_MISO_WUMS | MISO_W | MISO_WUMS | Internal | Summer | B5 | 200 | 1629 | 0 | 53.09 | 51.83 | 0.01 | 0
2020 | MISO_W_2_MISO_WUMS | MISO_W | MISO_WUMS | Internal | Summer | B6 | 300 | 1629 | 0 | 48.86 | 48.09 | 0.01 | 0
2020 | MISO_W_2_MISO_WUMS | MISO_W | MISO_WUMS | Internal | Summer | B7 | 400 | 1629 | 0.01 | 39.47 | 39.46 | 0.01 | 0
2020 | MISO_W_2_MISO_WUMS | MISO_W | MISO_WUMS | Internal | Summer | B8 | 500 | 1629 | 0 | 37.51 | 36.56 | 0.01 | 0
2020 | MISO_W_2_MISO_WUMS | MISO_W | MISO_WUMS | Internal | Summer | B9 | 800 | 1629 | 0 | 37.34 | 35.66 | 0.01 | 0
2020 | MISO_W_2_MISO_WUMS | MISO_W | MISO_WUMS | Internal | Summer | B10 | 1262 | 1629 | 0 | 35.93 | 35.66 | 0.01 | 0
2020 | MISO_W_2_MISO_WUMS | MISO_W | MISO_WUMS | Internal | Winter | B16 | 25 | 1629 | 0.36 | 55.11 | 55.11 | 0.01 | 0
2020 | MISO_W_2_MISO_WUMS | MISO_W | MISO_WUMS | Internal | Winter | B17 | 100 | 1629 | 0.05 | 46.26 | 46.25 | 0.01 | 0
2020 | MISO_W_2_MISO_WUMS | MISO_W | MISO_WUMS | Internal | Winter | B18 | 400 | 1629 | 0.01 | 42.18 | 42.17 | 0.01 | 0
2020 | MISO_W_2_MISO_WUMS | MISO_W | MISO_WUMS | Internal | Winter | B19 | 700 | 1629 | 0 | 41.57 | 41.01 | 0.01 | 0
2020 | MISO_W_2_MISO_WUMS | MISO_W | MISO_WUMS | Internal | Winter | B20 | 935 | 1629 | 0.01 | 37.6 | 37.6 | 0.01 | 0
2020 | MISO_W_2_NE | MISO_W | NE | Internal | Shoulder | B11 | 25 | 2800 | 0 | 56.05 | 62.25 | 7 | 0
2020 | MISO_W_2_NE | MISO_W | NE | Internal | Shoulder | B12 | 200 | 2800 | 0 | 46.17 | 46.17 | 7 | 0
2020 | MISO_W_2_NE | MISO_W | NE | Internal | Shoulder | B13 | 600 | 2800 | 0 | 41.61 | 42.02 | 7 | 0
2020 | MISO_W_2_NE | MISO_W | NE | Internal | Shoulder | B14 | 900 | 2800 | 0 | 39.72 | 41.58 | 7 | 0
2020 | MISO_W_2_NE | MISO_W | NE | Internal | Shoulder | B15 | 1203 | 2800 | 0 | 38.41 | 40.17 | 7 | 0
2020 | MISO_W_2_NE | MISO_W | NE | Internal | Summer | B1 | 10 | 2800 | 0 | 65.04 | 65.04 | 7 | 0
2020 | MISO_W_2_NE | MISO_W | NE | Internal | Summer | B2 | 25 | 2800 | 0 | 63.54 | 64.47 | 7 | 0
2020 | MISO_W_2_NE | MISO_W | NE | Internal | Summer | B3 | 75 | 2800 | 0 | 62.58 | 64.47 | 7 | 0
2020 | MISO_W_2_NE | MISO_W | NE | Internal | Summer | B4 | 100 | 2800 | 0 | 62.58 | 64.47 | 7 | 0
2020 | MISO_W_2_NE | MISO_W | NE | Internal | Summer | B5 | 200 | 2800 | 0.04 | 53.09 | 60.08 | 7 | 0
2020 | MISO_W_2_NE | MISO_W | NE | Internal | Summer | B6 | 300 | 2800 | 0 | 48.86 | 50.11 | 7 | 0
2020 | MISO_W_2_NE | MISO_W | NE | Internal | Summer | B7 | 400 | 2800 | 0 | 39.47 | 40.93 | 7 | 0
2020 | MISO_W_2_NE | MISO_W | NE | Internal | Summer | B8 | 500 | 2800 | 0 | 37.51 | 40.43 | 7 | 0
2020 | MISO_W_2_NE | MISO_W | NE | Internal | Summer | B9 | 800 | 2800 | 0 | 37.34 | 40.43 | 7 | 0
2020 | MISO_W_2_NE | MISO_W | NE | Internal | Summer | B10 | 1262 | 2800 | 0 | 35.93 | 36.93 | 7 | 0
2020 | MISO_W_2_NE | MISO_W | NE | Internal | Winter | B16 | 25 | 2800 | 0 | 55.11 | 55.11 | 7 | 0
2020 | MISO_W_2_NE | MISO_W | NE | Internal | Winter | B17 | 100 | 2800 | 0 | 46.26 | 44.35 | 7 | 0
2020 | MISO_W_2_NE | MISO_W | NE | Internal | Winter | B18 | 400 | 2800 | 0 | 42.18 | 43.2 | 7 | 0
2020 | MISO_W_2_NE | MISO_W | NE | Internal | Winter | B19 | 700 | 2800 | 0 | 41.57 | 42.82 | 7 | 0
2020 | MISO_W_2_NE | MISO_W | NE | Internal | Winter | B20 | 935 | 2800 | 0 | 37.6 | 40.98 | 7 | 0
2020 | MISO_W_2_PJM_ROR | MISO_W | PJM_ROR | Internal | Shoulder | B11 | 25 | 773 | 0 | 56.05 | 54.03 | 2 | 0
2020 | MISO_W_2_PJM_ROR | MISO_W | PJM_ROR | Internal | Shoulder | B12 | 200 | 773 | 772.95 | 46.17 | 48.18 | 2 | 0.01
2020 | MISO_W_2_PJM_ROR | MISO_W | PJM_ROR | Internal | Shoulder | B13 | 600 | 773 | 0.02 | 41.61 | 43.6 | 2 | 0
2020 | MISO_W_2_PJM_ROR | MISO_W | PJM_ROR | Internal | Shoulder | B14 | 900 | 773 | 310.28 | 39.72 | 41.72 | 2 | 0
2020 | MISO_W_2_PJM_ROR | MISO_W | PJM_ROR | Internal | Shoulder | B15 | 1203 | 773 | 0 | 38.41 | 37.31 | 2 | 0
2020 | MISO_W_2_PJM_ROR | MISO_W | PJM_ROR | Internal | Summer | B1 | 10 | 773 | 772.13 | 65.04 | 67.05 | 2 | 0.01
2020 | MISO_W_2_PJM_ROR | MISO_W | PJM_ROR | Internal | Summer | B2 | 25 | 773 | 0.33 | 63.54 | 65.53 | 2 | 0
2020 | MISO_W_2_PJM_ROR | MISO_W | PJM_ROR | Internal | Summer | B3 | 75 | 773 | 0 | 62.58 | 61.28 | 2 | 0
2020 | MISO_W_2_PJM_ROR | MISO_W | PJM_ROR | Internal | Summer | B4 | 100 | 773 | 0 | 62.58 | 61.05 | 2 | 0
2020 | MISO_W_2_PJM_ROR | MISO_W | PJM_ROR | Internal | Summer | B5 | 200 | 773 | 0 | 53.09 | 53.83 | 2 | 0
2020 | MISO_W_2_PJM_ROR | MISO_W | PJM_ROR | Internal | Summer | B6 | 300 | 773 | 0 | 48.86 | 50.14 | 2 | 0
2020 | MISO_W_2_PJM_ROR | MISO_W | PJM_ROR | Internal | Summer | B7 | 400 | 773 | 123.58 | 39.47 | 41.47 | 2 | 0
2020 | MISO_W_2_PJM_ROR | MISO_W | PJM_ROR | Internal | Summer | B8 | 500 | 773 | 0 | 37.51 | 38.56 | 2 | 0
2020 | MISO_W_2_PJM_ROR | MISO_W | PJM_ROR | Internal | Summer | B9 | 800 | 773 | 0 | 37.34 | 37.58 | 2 | 0
2020 | MISO_W_2_PJM_ROR | MISO_W | PJM_ROR | Internal | Summer | B10 | 1262 | 773 | 0 | 35.93 | 35.83 | 2 | 0
2020 | MISO_W_2_PJM_ROR | MISO_W | PJM_ROR | Internal | Winter | B16 | 25 | 773 | 772.67 | 55.11 | 57.12 | 2 | 0.01
2020 | MISO_W_2_PJM_ROR | MISO_W | PJM_ROR | Internal | Winter | B17 | 100 | 773 | 772.97 | 46.26 | 48.3 | 2 | 0.04
2020 | MISO_W_2_PJM_ROR | MISO_W | PJM_ROR | Internal | Winter | B18 | 400 | 773 | 373.56 | 42.18 | 44.18 | 2 | 0
2020 | MISO_W_2_PJM_ROR | MISO_W | PJM_ROR | Internal | Winter | B19 | 700 | 773 | 0 | 41.57 | 43.01 | 2 | 0
2020 | MISO_W_2_PJM_ROR | MISO_W | PJM_ROR | Internal | Winter | B20 | 935 | 773 | 262.94 | 37.6 | 39.6 | 2 | 0
2020 | MISO_W_2_SPP_N | MISO_W | SPP_N | Internal | Shoulder | B11 | 25 | 3200 | 0 | 56.05 | 62.26 | 7 | 0
2020 | MISO_W_2_SPP_N | MISO_W | SPP_N | Internal | Shoulder | B12 | 200 | 3200 | 0 | 46.17 | 46.18 | 7 | 0
2020 | MISO_W_2_SPP_N | MISO_W | SPP_N | Internal | Shoulder | B13 | 600 | 3200 | 0 | 41.61 | 42.03 | 7 | 0
2020 | MISO_W_2_SPP_N | MISO_W | SPP_N | Internal | Shoulder | B14 | 900 | 3200 | 0 | 39.72 | 41.59 | 7 | 0
2020 | MISO_W_2_SPP_N | MISO_W | SPP_N | Internal | Shoulder | B15 | 1203 | 3200 | 0 | 38.41 | 40.19 | 7 | 0
2020 | MISO_W_2_SPP_N | MISO_W | SPP_N | Internal | Summer | B1 | 10 | 3200 | 0 | 65.04 | 66.03 | 7 | 0
2020 | MISO_W_2_SPP_N | MISO_W | SPP_N | Internal | Summer | B2 | 25 | 3200 | 0 | 63.54 | 66.03 | 7 | 0
2020 | MISO_W_2_SPP_N | MISO_W | SPP_N | Internal | Summer | B3 | 75 | 3200 | 0 | 62.58 | 66.03 | 7 | 0
2020 | MISO_W_2_SPP_N | MISO_W | SPP_N | Internal | Summer | B4 | 100 | 3200 | 0 | 62.58 | 66.03 | 7 | 0
2020 | MISO_W_2_SPP_N | MISO_W | SPP_N | Internal | Summer | B5 | 200 | 3200 | 73.74 | 53.09 | 60.09 | 7 | 0
2020 | MISO_W_2_SPP_N | MISO_W | SPP_N | Internal | Summer | B6 | 300 | 3200 | 1177.23 | 48.86 | 55.86 | 7 | 0
2020 | MISO_W_2_SPP_N | MISO_W | SPP_N | Internal | Summer | B7 | 400 | 3200 | 55.01 | 39.47 | 46.47 | 7 | 0
2020 | MISO_W_2_SPP_N | MISO_W | SPP_N | Internal | Summer | B8 | 500 | 3200 | 0 | 37.51 | 41.93 | 7 | 0
2020 | MISO_W_2_SPP_N | MISO_W | SPP_N | Internal | Summer | B9 | 800 | 3200 | 0 | 37.34 | 40.44 | 7 | 0
2020 | MISO_W_2_SPP_N | MISO_W | SPP_N | Internal | Summer | B10 | 1262 | 3200 | 0 | 35.93 | 39.16 | 7 | 0
2020 | MISO_W_2_SPP_N | MISO_W | SPP_N | Internal | Winter | B16 | 25 | 3200 | 0 | 55.11 | 55.12 | 7 | 0
2020 | MISO_W_2_SPP_N | MISO_W | SPP_N | Internal | Winter | B17 | 100 | 3200 | 0 | 46.26 | 44.36 | 7 | 0
2020 | MISO_W_2_SPP_N | MISO_W | SPP_N | Internal | Winter | B18 | 400 | 3200 | 0 | 42.18 | 43.22 | 7 | 0
2020 | MISO_W_2_SPP_N | MISO_W | SPP_N | Internal | Winter | B19 | 700 | 3200 | 0 | 41.57 | 42.83 | 7 | 0
2020 | MISO_W_2_SPP_N | MISO_W | SPP_N | Internal | Winter | B20 | 935 | 3200 | 0 | 37.6 | 42.74 | 7 | 0
2020 | MISO_WUMS_2_MISO_MI | MISO_WUMS | MISO_MI | Internal | Shoulder | B11 | 25 | 99 | 99 | 52.03 | 53.57 | 0.01 | 1.52
2020 | MISO_WUMS_2_MISO_MI | MISO_WUMS | MISO_MI | Internal | Shoulder | B12 | 200 | 99 | 98.96 | 46.16 | 46.18 | 0.01 | 0.01
2020 | MISO_WUMS_2_MISO_MI | MISO_WUMS | MISO_MI | Internal | Shoulder | B13 | 600 | 99 | 98.99 | 41.6 | 41.64 | 0.01 | 0.04
2020 | MISO_WUMS_2_MISO_MI | MISO_WUMS | MISO_MI | Internal | Shoulder | B14 | 900 | 99 | 98.99 | 39.71 | 39.73 | 0.01 | 0.01
2020 | MISO_WUMS_2_MISO_MI | MISO_WUMS | MISO_MI | Internal | Shoulder | B15 | 1203 | 99 | 99 | 36.91 | 38.4 | 0.01 | 1.48
2020 | MISO_WUMS_2_MISO_MI | MISO_WUMS | MISO_MI | Internal | Summer | B1 | 10 | 99 | 98.99 | 63.4 | 65.03 | 0.01 | 1.62
2020 | MISO_WUMS_2_MISO_MI | MISO_WUMS | MISO_MI | Internal | Summer | B2 | 25 | 99 | 98.97 | 63.4 | 63.53 | 0.01 | 0.12
2020 | MISO_WUMS_2_MISO_MI | MISO_WUMS | MISO_MI | Internal | Summer | B3 | 75 | 99 | 0 | 59.88 | 59.28 | 0.01 | 0
2020 | MISO_WUMS_2_MISO_MI | MISO_WUMS | MISO_MI | Internal | Summer | B4 | 100 | 99 | 0.08 | 59.05 | 59.05 | 0.01 | 0
2020 | MISO_WUMS_2_MISO_MI | MISO_WUMS | MISO_MI | Internal | Summer | B5 | 200 | 99 | 99 | 51.83 | 52.07 | 0.01 | 0.22
2020 | MISO_WUMS_2_MISO_MI | MISO_WUMS | MISO_MI | Internal | Summer | B6 | 300 | 99 | 98.99 | 48.09 | 48.14 | 0.01 | 0.04
2020 | MISO_WUMS_2_MISO_MI | MISO_WUMS | MISO_MI | Internal | Summer | B7 | 400 | 99 | 98.98 | 39.46 | 39.48 | 0.01 | 0.01
2020 | MISO_WUMS_2_MISO_MI | MISO_WUMS | MISO_MI | Internal | Summer | B8 | 500 | 99 | 99 | 36.56 | 37.55 | 0.01 | 0.97
2020 | MISO_WUMS_2_MISO_MI | MISO_WUMS | MISO_MI | Internal | Summer | B9 | 800 | 99 | 99 | 35.66 | 37.35 | 0.01 | 1.68
2020 | MISO_WUMS_2_MISO_MI | MISO_WUMS | MISO_MI | Internal | Summer | B10 | 1262 | 99 | 99 | 35.66 | 36.03 | 0.01 | 0.36
2020 | MISO_WUMS_2_MISO_MI | MISO_WUMS | MISO_MI | Internal | Winter | B16 | 25 | 99 | 1.55 | 55.11 | 55.12 | 0.01 | 0
2020 | MISO_WUMS_2_MISO_MI | MISO_WUMS | MISO_MI | Internal | Winter | B17 | 100 | 99 | 98.97 | 46.25 | 46.3 | 0.01 | 0.04
2020 | MISO_WUMS_2_MISO_MI | MISO_WUMS | MISO_MI | Internal | Winter | B18 | 400 | 99 | 98.97 | 42.17 | 42.19 | 0.01 | 0.01
2020 | MISO_WUMS_2_MISO_MI | MISO_WUMS | MISO_MI | Internal | Winter | B19 | 700 | 99 | 53.33 | 41.01 | 41.02 | 0.01 | 0
2020 | MISO_WUMS_2_MISO_MI | MISO_WUMS | MISO_MI | Internal | Winter | B20 | 935 | 99 | 52.85 | 37.6 | 37.61 | 0.01 | 0
2020 | MISO_WUMS_2_MISO_W | MISO_WUMS | MISO_W | Internal | Shoulder | B11 | 25 | 1137 | 1137 | 52.03 | 56.05 | 0.01 | 4
2020 | MISO_WUMS_2_MISO_W | MISO_WUMS | MISO_W | Internal | Shoulder | B12 | 200 | 1137 | 1055.84 | 46.16 | 46.17 | 0.01 | 0
2020 | MISO_WUMS_2_MISO_W | MISO_WUMS | MISO_W | Internal | Shoulder | B13 | 600 | 1137 | 880.73 | 41.6 | 41.61 | 0.01 | 0
2020 | MISO_WUMS_2_MISO_W | MISO_WUMS | MISO_W | Internal | Shoulder | B14 | 900 | 1137 | 906.04 | 39.71 | 39.72 | 0.01 | 0
2020 | MISO_WUMS_2_MISO_W | MISO_WUMS | MISO_W | Internal | Shoulder | B15 | 1203 | 1137 | 1137 | 36.91 | 38.41 | 0.01 | 1.49
2020 | MISO_WUMS_2_MISO_W | MISO_WUMS | MISO_W | Internal | Summer | B1 | 10 | 1137 | 1136.99 | 63.4 | 65.04 | 0.01 | 1.63
2020 | MISO_WUMS_2_MISO_W | MISO_WUMS | MISO_W | Internal | Summer | B2 | 25 | 1137 | 1136.97 | 63.4 | 63.54 | 0.01 | 0.13
2020 | MISO_WUMS_2_MISO_W | MISO_WUMS | MISO_W | Internal | Summer | B3 | 75 | 1137 | 1137 | 59.88 | 62.58 | 0.01 | 2.69
2020 | MISO_WUMS_2_MISO_W | MISO_WUMS | MISO_W | Internal | Summer | B4 | 100 | 1137 | 1137 | 59.05 | 62.58 | 0.01 | 3.51
2020 | MISO_WUMS_2_MISO_W | MISO_WUMS | MISO_W | Internal | Summer | B5 | 200 | 1137 | 1137 | 51.83 | 53.09 | 0.01 | 1.25
2020 | MISO_WUMS_2_MISO_W | MISO_WUMS | MISO_W | Internal | Summer | B6 | 300 | 1137 | 1137 | 48.09 | 48.86 | 0.01 | 0.76
2020 | MISO_WUMS_2_MISO_W | MISO_WUMS | MISO_W | Internal | Summer | B7 | 400 | 1137 | 598.84 | 39.46 | 39.47 | 0.01 | 0
2020 | MISO_WUMS_2_MISO_W | MISO_WUMS | MISO_W | Internal | Summer | B8 | 500 | 1137 | 1137 | 36.56 | 37.51 | 0.01 | 0.94
2020 | MISO_WUMS_2_MISO_W | MISO_WUMS | MISO_W | Internal | Summer | B9 | 800 | 1137 | 1137 | 35.66 | 37.34 | 0.01 | 1.67
2020 | MISO_WUMS_2_MISO_W | MISO_WUMS | MISO_W | Internal | Summer | B10 | 1262 | 1137 | 1137 | 35.66 | 35.93 | 0.01 | 0.26
2020 | MISO_WUMS_2_MISO_W | MISO_WUMS | MISO_W | Internal | Winter | B16 | 25 | 1137 | 0.36 | 55.11 | 55.11 | 0.01 | 0
2020 | MISO_WUMS_2_MISO_W | MISO_WUMS | MISO_W | Internal | Winter | B17 | 100 | 1137 | 236.21 | 46.25 | 46.26 | 0.01 | 0
2020 | MISO_WUMS_2_MISO_W | MISO_WUMS | MISO_W | Internal | Winter | B18 | 400 | 1137 | 361.18 | 42.17 | 42.18 | 0.01 | 0
2020 | MISO_WUMS_2_MISO_W | MISO_WUMS | MISO_W | Internal | Winter | B19 | 700 | 1137 | 1137 | 41.01 | 41.57 | 0.01 | 0.55
2020 | MISO_WUMS_2_MISO_W | MISO_WUMS | MISO_W | Internal | Winter | B20 | 935 | 1137 | 0.01 | 37.6 | 37.6 | 0.01 | 0
2020 | MISO_WUMS_2_PJM_ROR | MISO_WUMS | PJM_ROR | Internal | Shoulder | B11 | 25 | 1600 | 1352.35 | 52.03 | 54.03 | 2 | 0
2020 | MISO_WUMS_2_PJM_ROR | MISO_WUMS | PJM_ROR | Internal | Shoulder | B12 | 200 | 1600 | 1599.98 | 46.16 | 48.18 | 2 | 0.02
2020 | MISO_WUMS_2_PJM_ROR | MISO_WUMS | PJM_ROR | Internal | Shoulder | B13 | 600 | 1600 | 1254.19 | 41.6 | 43.6 | 2 | 0
2020 | MISO_WUMS_2_PJM_ROR | MISO_WUMS | PJM_ROR | Internal | Shoulder | B14 | 900 | 1600 | 1599.99 | 39.71 | 41.72 | 2 | 0.01
2020 | MISO_WUMS_2_PJM_ROR | MISO_WUMS | PJM_ROR | Internal | Shoulder | B15 | 1203 | 1600 | 0 | 36.91 | 37.31 | 2 | 0
2020 | MISO_WUMS_2_PJM_ROR | MISO_WUMS | PJM_ROR | Internal | Summer | B1 | 10 | 1600 | 1599.99 | 63.4 | 67.05 | 2 | 1.66
2020 | MISO_WUMS_2_PJM_ROR | MISO_WUMS | PJM_ROR | Internal | Summer | B2 | 25 | 1600 | 1599.97 | 63.4 | 65.53 | 2 | 0.13
2020 | MISO_WUMS_2_PJM_ROR | MISO_WUMS | PJM_ROR | Internal | Summer | B3 | 75 | 1600 | 0 | 59.88 | 61.28 | 2 | 0
2020 | MISO_WUMS_2_PJM_ROR | MISO_WUMS | PJM_ROR | Internal | Summer | B4 | 100 | 1600 | 568.47 | 59.05 | 61.05 | 2 | 0
2020 | MISO_WUMS_2_PJM_ROR | MISO_WUMS | PJM_ROR | Internal | Summer | B5 | 200 | 1600 | 1057.19 | 51.83 | 53.83 | 2 | 0
2020 | MISO_WUMS_2_PJM_ROR | MISO_WUMS | PJM_ROR | Internal | Summer | B6 | 300 | 1600 | 1599.99 | 48.09 | 50.14 | 2 | 0.05
2020 | MISO_WUMS_2_PJM_ROR | MISO_WUMS | PJM_ROR | Internal | Summer | B7 | 400 | 1600 | 1599.98 | 39.46 | 41.47 | 2 | 0.01
2020 | MISO_WUMS_2_PJM_ROR | MISO_WUMS | PJM_ROR | Internal | Summer | B8 | 500 | 1600 | 506.4 | 36.56 | 38.56 | 2 | 0
2020 | MISO_WUMS_2_PJM_ROR | MISO_WUMS | PJM_ROR | Internal | Summer | B9 | 800 | 1600 | 0 | 35.66 | 37.58 | 2 | 0
2020 | MISO_WUMS_2_PJM_ROR | MISO_WUMS | PJM_ROR | Internal | Summer | B10 | 1262 | 1600 | 0 | 35.66 | 35.83 | 2 | 0
2020 | MISO_WUMS_2_PJM_ROR | MISO_WUMS | PJM_ROR | Internal | Winter | B16 | 25 | 1600 | 1599.65 | 55.11 | 57.12 | 2 | 0.01
2020 | MISO_WUMS_2_PJM_ROR | MISO_WUMS | PJM_ROR | Internal | Winter | B17 | 100 | 1600 | 1599.98 | 46.25 | 48.3 | 2 | 0.05
2020 | MISO_WUMS_2_PJM_ROR | MISO_WUMS | PJM_ROR | Internal | Winter | B18 | 400 | 1600 | 1599.98 | 42.17 | 44.18 | 2 | 0.01
2020 | MISO_WUMS_2_PJM_ROR | MISO_WUMS | PJM_ROR | Internal | Winter | B19 | 700 | 1600 | 173.72 | 41.01 | 43.01 | 2 | 0
2020 | MISO_WUMS_2_PJM_ROR | MISO_WUMS | PJM_ROR | Internal | Winter | B20 | 935 | 1600 | 377.24 | 37.6 | 39.6 | 2 | 0
2020 | NE_2_MAPP_US | NE | MAPP_US | Internal | Shoulder | B11 | 25 | 1600 | 0 | 62.25 | 55.25 | 5 | 0
2020 | NE_2_MAPP_US | NE | MAPP_US | Internal | Shoulder | B12 | 200 | 1600 | 0 | 46.17 | 39.17 | 5 | 0
2020 | NE_2_MAPP_US | NE | MAPP_US | Internal | Shoulder | B13 | 600 | 1600 | 0 | 42.02 | 35.07 | 5 | 0
2020 | NE_2_MAPP_US | NE | MAPP_US | Internal | Shoulder | B14 | 900 | 1600 | 0 | 41.58 | 35.07 | 5 | 0
2020 | NE_2_MAPP_US | NE | MAPP_US | Internal | Shoulder | B15 | 1203 | 1600 | 0 | 40.17 | 35.07 | 5 | 0
2020 | NE_2_MAPP_US | NE | MAPP_US | Internal | Summer | B1 | 10 | 1600 | 0 | 65.04 | 58.04 | 5 | 0
2020 | NE_2_MAPP_US | NE | MAPP_US | Internal | Summer | B2 | 25 | 1600 | 0 | 64.47 | 57.47 | 5 | 0
2020 | NE_2_MAPP_US | NE | MAPP_US | Internal | Summer | B3 | 75 | 1600 | 0 | 64.47 | 57.47 | 5 | 0
2020 | NE_2_MAPP_US | NE | MAPP_US | Internal | Summer | B4 | 100 | 1600 | 0 | 64.47 | 57.47 | 5 | 0
2020 | NE_2_MAPP_US | NE | MAPP_US | Internal | Summer | B5 | 200 | 1600 | 0 | 60.08 | 53.08 | 5 | 0
2020 | NE_2_MAPP_US | NE | MAPP_US | Internal | Summer | B6 | 300 | 1600 | 0 | 50.11 | 43.11 | 5 | 0
2020 | NE_2_MAPP_US | NE | MAPP_US | Internal | Summer | B7 | 400 | 1600 | 0 | 40.93 | 33.93 | 5 | 0
2020 | NE_2_MAPP_US | NE | MAPP_US | Internal | Summer | B8 | 500 | 1600 | 0 | 40.43 | 33.43 | 5 | 0
2020 | NE_2_MAPP_US | NE | MAPP_US | Internal | Summer | B9 | 800 | 1600 | 0 | 40.43 | 33.43 | 5 | 0
2020 | NE_2_MAPP_US | NE | MAPP_US | Internal | Summer | B10 | 1262 | 1600 | 0 | 36.93 | 29.93 | 5 | 0
2020 | NE_2_MAPP_US | NE | MAPP_US | Internal | Winter | B16 | 25 | 1600 | 0 | 55.11 | 48.11 | 5 | 0
2020 | NE_2_MAPP_US | NE | MAPP_US | Internal | Winter | B17 | 100 | 1600 | 0 | 44.35 | 39.26 | 5 | 0
2020 | NE_2_MAPP_US | NE | MAPP_US | Internal | Winter | B18 | 400 | 1600 | 0 | 43.2 | 36.2 | 5 | 0
2020 | NE_2_MAPP_US | NE | MAPP_US | Internal | Winter | B19 | 700 | 1600 | 0 | 42.82 | 36.2 | 5 | 0
2020 | NE_2_MAPP_US | NE | MAPP_US | Internal | Winter | B20 | 935 | 1600 | 0 | 40.98 | 33.98 | 5 | 0
2020 | NE_2_MISO_W | NE | MISO_W | Internal | Shoulder | B11 | 25 | 1600 | 0 | 62.25 | 56.05 | 5 | 0
2020 | NE_2_MISO_W | NE | MISO_W | Internal | Shoulder | B12 | 200 | 1600 | 0 | 46.17 | 46.17 | 5 | 0
2020 | NE_2_MISO_W | NE | MISO_W | Internal | Shoulder | B13 | 600 | 1600 | 0 | 42.02 | 41.61 | 5 | 0
2020 | NE_2_MISO_W | NE | MISO_W | Internal | Shoulder | B14 | 900 | 1600 | 0 | 41.58 | 39.72 | 5 | 0
2020 | NE_2_MISO_W | NE | MISO_W | Internal | Shoulder | B15 | 1203 | 1600 | 0 | 40.17 | 38.41 | 5 | 0
2020 | NE_2_MISO_W | NE | MISO_W | Internal | Summer | B1 | 10 | 1600 | 0 | 65.04 | 65.04 | 5 | 0
2020 | NE_2_MISO_W | NE | MISO_W | Internal | Summer | B2 | 25 | 1600 | 0 | 64.47 | 63.54 | 5 | 0
2020 | NE_2_MISO_W | NE | MISO_W | Internal | Summer | B3 | 75 | 1600 | 0 | 64.47 | 62.58 | 5 | 0
2020 | NE_2_MISO_W | NE | MISO_W | Internal | Summer | B4 | 100 | 1600 | 0 | 64.47 | 62.58 | 5 | 0
2020 | NE_2_MISO_W | NE | MISO_W | Internal | Summer | B5 | 200 | 1600 | 0 | 60.08 | 53.09 | 5 | 0
2020 | NE_2_MISO_W | NE | MISO_W | Internal | Summer | B6 | 300 | 1600 | 0 | 50.11 | 48.86 | 5 | 0
2020 | NE_2_MISO_W | NE | MISO_W | Internal | Summer | B7 | 400 | 1600 | 0 | 40.93 | 39.47 | 5 | 0
2020 | NE_2_MISO_W | NE | MISO_W | Internal | Summer | B8 | 500 | 1600 | 0 | 40.43 | 37.51 | 5 | 0
2020 | NE_2_MISO_W | NE | MISO_W | Internal | Summer | B9 | 800 | 1600 | 0 | 40.43 | 37.34 | 5 | 0
2020 | NE_2_MISO_W | NE | MISO_W | Internal | Summer | B10 | 1262 | 1600 | 0 | 36.93 | 35.93 | 5 | 0
2020 | NE_2_MISO_W | NE | MISO_W | Internal | Winter | B16 | 25 | 1600 | 0 | 55.11 | 55.11 | 5 | 0
2020 | NE_2_MISO_W | NE | MISO_W | Internal | Winter | B17 | 100 | 1600 | 0 | 44.35 | 46.26 | 5 | 0
2020 | NE_2_MISO_W | NE | MISO_W | Internal | Winter | B18 | 400 | 1600 | 0 | 43.2 | 42.18 | 5 | 0
2020 | NE_2_MISO_W | NE | MISO_W | Internal | Winter | B19 | 700 | 1600 | 0 | 42.82 | 41.57 | 5 | 0
2020 | NE_2_MISO_W | NE | MISO_W | Internal | Winter | B20 | 935 | 1600 | 0 | 40.98 | 37.6 | 5 | 0
2020 | NE_2_SPP_N | NE | SPP_N | Internal | Shoulder | B11 | 25 | 1800 | 1685.77 | 62.25 | 62.26 | 0.01 | 0
2020 | NE_2_SPP_N | NE | SPP_N | Internal | Shoulder | B12 | 200 | 1800 | 479.29 | 46.17 | 46.18 | 0.01 | 0
2020 | NE_2_SPP_N | NE | SPP_N | Internal | Shoulder | B13 | 600 | 1800 | 405.27 | 42.02 | 42.03 | 0.01 | 0
2020 | NE_2_SPP_N | NE | SPP_N | Internal | Shoulder | B14 | 900 | 1800 | 298.61 | 41.58 | 41.59 | 0.01 | 0
2020 | NE_2_SPP_N | NE | SPP_N | Internal | Shoulder | B15 | 1203 | 1800 | 724.97 | 40.17 | 40.19 | 0.01 | 0
2020 | NE_2_SPP_N | NE | SPP_N | Internal | Summer | B1 | 10 | 1800 | 1799.99 | 65.04 | 66.03 | 0.01 | 0.98
2020 | NE_2_SPP_N | NE | SPP_N | Internal | Summer | B2 | 25 | 1800 | 1800 | 64.47 | 66.03 | 0.01 | 1.55
2020 | NE_2_SPP_N | NE | SPP_N | Internal | Summer | B3 | 75 | 1800 | 1800 | 64.47 | 66.03 | 0.01 | 1.55
2020 | NE_2_SPP_N | NE | SPP_N | Internal | Summer | B4 | 100 | 1800 | 1800 | 64.47 | 66.03 | 0.01 | 1.55
2020 | NE_2_SPP_N | NE | SPP_N | Internal | Summer | B5 | 200 | 1800 | 1329.78 | 60.08 | 60.09 | 0.01 | 0
2020 | NE_2_SPP_N | NE | SPP_N | Internal | Summer | B6 | 300 | 1800 | 1800 | 50.11 | 55.86 | 0.01 | 5.74
2020 | NE_2_SPP_N | NE | SPP_N | Internal | Summer | B7 | 400 | 1800 | 1800 | 40.93 | 46.47 | 0.01 | 5.53
2020 | NE_2_SPP_N | NE | SPP_N | Internal | Summer | B8 | 500 | 1800 | 1800 | 40.43 | 41.93 | 0.01 | 1.49
2020 | NE_2_SPP_N | NE | SPP_N | Internal | Summer | B9 | 800 | 1800 | 1738.64 | 40.43 | 40.44 | 0.01 | 0
2020 | NE_2_SPP_N | NE | SPP_N | Internal | Summer | B10 | 1262 | 1800 | 1800 | 36.93 | 39.16 | 0.01 | 2.22
2020 | NE_2_SPP_N | NE | SPP_N | Internal | Winter | B16 | 25 | 1800 | 1553.34 | 55.11 | 55.12 | 0.01 | 0
2020 | NE_2_SPP_N | NE | SPP_N | Internal | Winter | B17 | 100 | 1800 | 1138.27 | 44.35 | 44.36 | 0.01 | 0
2020 | NE_2_SPP_N | NE | SPP_N | Internal | Winter | B18 | 400 | 1800 | 1613.37 | 43.2 | 43.22 | 0.01 | 0
2020 | NE_2_SPP_N | NE | SPP_N | Internal | Winter | B19 | 700 | 1800 | 1255.51 | 42.82 | 42.83 | 0.01 | 0
2020 | NE_2_SPP_N | NE | SPP_N | Internal | Winter | B20 | 935 | 1800 | 1800 | 40.98 | 42.74 | 0.01 | 1.75
2020 | NEISO_2_NYISO_A-F | NEISO | NYISO_A-F | Internal | Shoulder | B11 | 25 | 600 | 156.8 | 37.67 | 40.67 | 3 | 0
2020 | NEISO_2_NYISO_A-F | NEISO | NYISO_A-F | Internal | Shoulder | B12 | 200 | 600 | 0 | 37.67 | 40.17 | 3 | 0
2020 | NEISO_2_NYISO_A-F | NEISO | NYISO_A-F | Internal | Shoulder | B13 | 600 | 600 | 0 | 37.67 | 39.85 | 3 | 0
2020 | NEISO_2_NYISO_A-F | NEISO | NYISO_A-F | Internal | Shoulder | B14 | 900 | 600 | 0 | 37.67 | 39.32 | 3 | 0
2020 | NEISO_2_NYISO_A-F | NEISO | NYISO_A-F | Internal | Shoulder | B15 | 1203 | 600 | 0 | 37.67 | 39.32 | 3 | 0
2020 | NEISO_2_NYISO_A-F | NEISO | NYISO_A-F | Internal | Summer | B1 | 10 | 600 | 0 | 116.3 | 59.07 | 3 | 0
2020 | NEISO_2_NYISO_A-F | NEISO | NYISO_A-F | Internal | Summer | B2 | 25 | 600 | 0 | 68.56 | 57.54 | 3 | 0
2020 | NEISO_2_NYISO_A-F | NEISO | NYISO_A-F | Internal | Summer | B3 | 75 | 600 | 0 | 50.14 | 52.87 | 3 | 0
2020 | NEISO_2_NYISO_A-F | NEISO | NYISO_A-F | Internal | Summer | B4 | 100 | 600 | 274.07 | 42.81 | 45.81 | 3 | 0
2020 | NEISO_2_NYISO_A-F | NEISO | NYISO_A-F | Internal | Summer | B5 | 200 | 600 | 600 | 38.32 | 44.74 | 3 | 3.42
2020 | NEISO_2_NYISO_A-F | NEISO | NYISO_A-F | Internal | Summer | B6 | 300 | 600 | 600 | 34.9 | 42.31 | 3 | 4.41
2020 | NEISO_2_NYISO_A-F | NEISO | NYISO_A-F | Internal | Summer | B7 | 400 | 600 | 600 | 34.9 | 39.46 | 3 | 1.56
2020 | NEISO_2_NYISO_A-F | NEISO | NYISO_A-F | Internal | Summer | B8 | 500 | 600 | 449.8 | 34.9 | 37.9 | 3 | 0
2020 | NEISO_2_NYISO_A-F | NEISO | NYISO_A-F | Internal | Summer | B9 | 800 | 600 | 0 | 34.9 | 37.87 | 3 | 0
2020 | NEISO_2_NYISO_A-F | NEISO | NYISO_A-F | Internal | Summer | B10 | 1262 | 600 | 0 | 34.9 | 37.87 | 3 | 0
2020 | NEISO_2_NYISO_A-F | NEISO | NYISO_A-F | Internal | Winter | B16 | 25 | 600 | 0 | 46.27 | 46.26 | 3 | 0
2020 | NEISO_2_NYISO_A-F | NEISO | NYISO_A-F | Internal | Winter | B17 | 100 | 600 | 0 | 46.27 | 43.27 | 3 | 0
2020 | NEISO_2_NYISO_A-F | NEISO | NYISO_A-F | Internal | Winter | B18 | 400 | 600 | 0 | 46.27 | 42.19 | 3 | 0
2020 | NEISO_2_NYISO_A-F | NEISO | NYISO_A-F | Internal | Winter | B19 | 700 | 600 | 0 | 46.27 | 42.19 | 3 | 0
2020 | NEISO_2_NYISO_A-F | NEISO | NYISO_A-F | Internal | Winter | B20 | 935 | 600 | 0 | 46.27 | 42.19 | 3 | 0
2020 | NEISO_2_NYISO_G-I | NEISO | NYISO_G-I | Internal | Shoulder | B11 | 25 | 600 | 600 | 37.67 | 53.27 | 3 | 12.6
2020 | NEISO_2_NYISO_G-I | NEISO | NYISO_G-I | Internal | Shoulder | B12 | 200 | 600 | 278.5 | 37.67 | 40.67 | 3 | 0
2020 | NEISO_2_NYISO_G-I | NEISO | NYISO_G-I | Internal | Shoulder | B13 | 600 | 600 | 0.02 | 37.67 | 40.66 | 3 | 0
2020 | NEISO_2_NYISO_G-I | NEISO | NYISO_G-I | Internal | Shoulder | B14 | 900 | 600 | 0 | 37.67 | 40.08 | 3 | 0
2020 | NEISO_2_NYISO_G-I | NEISO | NYISO_G-I | Internal | Shoulder | B15 | 1203 | 600 | 0 | 37.67 | 39.33 | 3 | 0
2020 | NEISO_2_NYISO_G-I | NEISO | NYISO_G-I | Internal | Summer | B1 | 10 | 600 | 0 | 116.3 | 113.3 | 3 | 0
2020 | NEISO_2_NYISO_G-I | NEISO | NYISO_G-I | Internal | Summer | B2 | 25 | 600 | 0.47 | 68.56 | 71.55 | 3 | 0
2020 | NEISO_2_NYISO_G-I | NEISO | NYISO_G-I | Internal | Summer | B3 | 75 | 600 | 460.58 | 50.14 | 53.14 | 3 | 0
2020 | NEISO_2_NYISO_G-I | NEISO | NYISO_G-I | Internal | Summer | B4 | 100 | 600 | 600 | 42.81 | 49.17 | 3 | 3.36
2020 | NEISO_2_NYISO_G-I | NEISO | NYISO_G-I | Internal | Summer | B5 | 200 | 600 | 600 | 38.32 | 49.17 | 3 | 7.85
2020 | NEISO_2_NYISO_G-I | NEISO | NYISO_G-I | Internal | Summer | B6 | 300 | 600 | 600 | 34.9 | 49.17 | 3 | 11.27
2020 | NEISO_2_NYISO_G-I | NEISO | NYISO_G-I | Internal | Summer | B7 | 400 | 600 | 600 | 34.9 | 47.47 | 3 | 9.57
2020 | NEISO_2_NYISO_G-I | NEISO | NYISO_G-I | Internal | Summer | B8 | 500 | 600 | 599.98 | 34.9 | 37.91 | 3 | 0.01
2020 | NEISO_2_NYISO_G-I | NEISO | NYISO_G-I | Internal | Summer | B9 | 800 | 600 | 0.01 | 34.9 | 37.88 | 3 | 0
2020 | NEISO_2_NYISO_G-I | NEISO | NYISO_G-I | Internal | Summer | B10 | 1262 | 600 | 0 | 34.9 | 37.88 | 3 | 0
2020 | NEISO_2_NYISO_G-I | NEISO | NYISO_G-I | Internal | Winter | B16 | 25 | 600 | 600 | 46.27 | 63.14 | 3 | 13.87
2020 | NEISO_2_NYISO_G-I | NEISO | NYISO_G-I | Internal | Winter | B17 | 100 | 600 | 600 | 46.27 | 53.57 | 3 | 4.3
2020 | NEISO_2_NYISO_G-I | NEISO | NYISO_G-I | Internal | Winter | B18 | 400 | 600 | 600 | 46.27 | 50.78 | 3 | 1.51
2020 | NEISO_2_NYISO_G-I | NEISO | NYISO_G-I | Internal | Winter | B19 | 700 | 600 | 162.79 | 46.27 | 49.27 | 3 | 0
2020 | NEISO_2_NYISO_G-I | NEISO | NYISO_G-I | Internal | Winter | B20 | 935 | 600 | 0 | 46.27 | 45.62 | 3 | 0
2020 | NEISO_2_NYISO_J-K | NEISO | NYISO_J-K | Internal | Shoulder | B11 | 25 | 430 | 430 | 37.67 | 53.28 | 3 | 12.61
2020 | NEISO_2_NYISO_J-K | NEISO | NYISO_J-K | Internal | Shoulder | B12 | 200 | 430 | 429.95 | 37.67 | 40.68 | 3 | 0.01
2020 | NEISO_2_NYISO_J-K | NEISO | NYISO_J-K | Internal | Shoulder | B13 | 600 | 430 | 279.99 | 37.67 | 40.67 | 3 | 0
2020 | NEISO_2_NYISO_J-K | NEISO | NYISO_J-K | Internal | Shoulder | B14 | 900 | 430 | 0 | 37.67 | 40.09 | 3 | 0
2020 | NEISO_2_NYISO_J-K | NEISO | NYISO_J-K | Internal | Shoulder | B15 | 1203 | 430 | 0 | 37.67 | 39.35 | 3 | 0
2020 | NEISO_2_NYISO_J-K | NEISO | NYISO_J-K | Internal | Summer | B1 | 10 | 430 | 0 | 116.3 | 113.31 | 3 | 0
2020 | NEISO_2_NYISO_J-K | NEISO | NYISO_J-K | Internal | Summer | B2 | 25 | 430 | 428.94 | 68.56 | 71.56 | 3 | 0
2020 | NEISO_2_NYISO_J-K | NEISO | NYISO_J-K | Internal | Summer | B3 | 75 | 430 | 429.89 | 50.14 | 53.15 | 3 | 0.01
2020 | NEISO_2_NYISO_J-K | NEISO | NYISO_J-K | Internal | Summer | B4 | 100 | 430 | 430 | 42.81 | 49.18 | 3 | 3.37
2020 | NEISO_2_NYISO_J-K | NEISO | NYISO_J-K | Internal | Summer | B5 | 200 | 430 | 430 | 38.32 | 49.18 | 3 | 7.86
2020 | NEISO_2_NYISO_J-K | NEISO | NYISO_J-K | Internal | Summer | B6 | 300 | 430 | 430 | 34.9 | 49.18 | 3 | 11.28
2020 | NEISO_2_NYISO_J-K | NEISO | NYISO_J-K | Internal | Summer | B7 | 400 | 430 | 430 | 34.9 | 47.48 | 3 | 9.59
2020 | NEISO_2_NYISO_J-K | NEISO | NYISO_J-K | Internal | Summer | B8 | 500 | 430 | 429.99 | 34.9 | 37.92 | 3 | 0.02
2020 | NEISO_2_NYISO_J-K | NEISO | NYISO_J-K | Internal | Summer | B9 | 800 | 430 | 311.17 | 34.9 | 37.9 | 3 | 0
2020 | NEISO_2_NYISO_J-K | NEISO | NYISO_J-K | Internal | Summer | B10 | 1262 | 430 | 242.37 | 34.9 | 37.9 | 3 | 0
2020 | NEISO_2_NYISO_J-K | NEISO | NYISO_J-K | Internal | Winter | B16 | 25 | 430 | 430 | 46.27 | 63.16 | 3 | 13.88
2020 | NEISO_2_NYISO_J-K | NEISO | NYISO_J-K | Internal | Winter | B17 | 100 | 430 | 430 | 46.27 | 53.58 | 3 | 4.31
2020 | NEISO_2_NYISO_J-K | NEISO | NYISO_J-K | Internal | Winter | B18 | 400 | 430 | 430 | 46.27 | 50.79 | 3 | 1.52
2020 | NEISO_2_NYISO_J-K | NEISO | NYISO_J-K | Internal | Winter | B19 | 700 | 430 | 429.99 | 46.27 | 49.29 | 3 | 0.01
2020 | NEISO_2_NYISO_J-K | NEISO | NYISO_J-K | Internal | Winter | B20 | 935 | 430 | 0 | 46.27 | 45.63 | 3 | 0
2020 | NonRTO_Midwest_2_MISO_IN | NonRTO_Midwest | MISO_IN | Internal | Shoulder | B11 | 25 | 4450 | 0 | 64.02 | 56.02 | 8 | 0
2020 | NonRTO_Midwest_2_MISO_IN | NonRTO_Midwest | MISO_IN | Internal | Shoulder | B12 | 200 | 4450 | 0 | 54.18 | 46.18 | 8 | 0
2020 | NonRTO_Midwest_2_MISO_IN | NonRTO_Midwest | MISO_IN | Internal | Shoulder | B13 | 600 | 4450 | 0 | 45.99 | 41.63 | 8 | 0
2020 | NonRTO_Midwest_2_MISO_IN | NonRTO_Midwest | MISO_IN | Internal | Shoulder | B14 | 900 | 4450 | 0 | 43.87 | 39.72 | 8 | 0
2020 | NonRTO_Midwest_2_MISO_IN | NonRTO_Midwest | MISO_IN | Internal | Shoulder | B15 | 1203 | 4450 | 0 | 36.78 | 38.38 | 8 | 0
2020 | NonRTO_Midwest_2_MISO_IN | NonRTO_Midwest | MISO_IN | Internal | Summer | B1 | 10 | 4450 | 0 | 68.51 | 65.04 | 8 | 0
2020 | NonRTO_Midwest_2_MISO_IN | NonRTO_Midwest | MISO_IN | Internal | Summer | B2 | 25 | 4450 | 0 | 68.51 | 63.54 | 8 | 0
2020 | NonRTO_Midwest_2_MISO_IN | NonRTO_Midwest | MISO_IN | Internal | Summer | B3 | 75 | 4450 | 0 | 68.51 | 61.13 | 8 | 0
2020 | NonRTO_Midwest_2_MISO_IN | NonRTO_Midwest | MISO_IN | Internal | Summer | B4 | 100 | 4450 | 0 | 67.39 | 59.39 | 8 | 0
2020 | NonRTO_Midwest_2_MISO_IN | NonRTO_Midwest | MISO_IN | Internal | Summer | B5 | 200 | 4450 | 0 | 60.08 | 52.08 | 8 | 0
2020 | NonRTO_Midwest_2_MISO_IN | NonRTO_Midwest | MISO_IN | Internal | Summer | B6 | 300 | 4450 | 0 | 56.14 | 48.14 | 8 | 0
2020 | NonRTO_Midwest_2_MISO_IN | NonRTO_Midwest | MISO_IN | Internal | Summer | B7 | 400 | 4450 | 0 | 44.88 | 39.47 | 8 | 0
2020 | NonRTO_Midwest_2_MISO_IN | NonRTO_Midwest | MISO_IN | Internal | Summer | B8 | 500 | 4450 | 0 | 38.48 | 37.53 | 8 | 0
2020 | NonRTO_Midwest_2_MISO_IN | NonRTO_Midwest | MISO_IN | Internal | Summer | B9 | 800 | 4450 | 0 | 37.38 | 37.34 | 8 | 0
2020 | NonRTO_Midwest_2_MISO_IN | NonRTO_Midwest | MISO_IN | Internal | Summer | B10 | 1262 | 4450 | 0 | 35.64 | 36.02 | 8 | 0
2020 | NonRTO_Midwest_2_MISO_IN | NonRTO_Midwest | MISO_IN | Internal | Winter | B16 | 25 | 4450 | 0 | 63.13 | 55.13 | 8 | 0
2020 | NonRTO_Midwest_2_MISO_IN | NonRTO_Midwest | MISO_IN | Internal | Winter | B17 | 100 | 4450 | 0 | 54.28 | 46.28 | 8 | 0
2020 | NonRTO_Midwest_2_MISO_IN | NonRTO_Midwest | MISO_IN | Internal | Winter | B18 | 400 | 4450 | 0 | 50.18 | 42.18 | 8 | 0
2020 | NonRTO_Midwest_2_MISO_IN | NonRTO_Midwest | MISO_IN | Internal | Winter | B19 | 700 | 4450 | 0 | 42.61 | 41.01 | 8 | 0
2020 | NonRTO_Midwest_2_MISO_IN | NonRTO_Midwest | MISO_IN | Internal | Winter | B20 | 935 | 4450 | 0 | 36.78 | 37.6 | 8 | 0
2020 | NonRTO_Midwest_2_TVA_Transmission | NonRTO_Midwest | TVA_Transmission | Internal | Shoulder | B11 | 25 | 2400 | 0 | 64.02 | 59.36 | 8 | 0
2020 | NonRTO_Midwest_2_TVA_Transmission | NonRTO_Midwest | TVA_Transmission | Internal | Shoulder | B12 | 200 | 2400 | 0 | 54.18 | 47.86 | 8 | 0
2020 | NonRTO_Midwest_2_TVA_Transmission | NonRTO_Midwest | TVA_Transmission | Internal | Shoulder | B13 | 600 | 2400 | 0 | 45.99 | 44.89 | 8 | 0
2020 | NonRTO_Midwest_2_TVA_Transmission | NonRTO_Midwest | TVA_Transmission | Internal | Shoulder | B14 | 900 | 2400 | 0 | 43.87 | 44.09 | 8 | 0
2020 | NonRTO_Midwest_2_TVA_Transmission | NonRTO_Midwest | TVA_Transmission | Internal | Shoulder | B15 | 1203 | 2400 | 0 | 36.78 | 42.37 | 8 | 0
2020 | NonRTO_Midwest_2_TVA_Transmission | NonRTO_Midwest | TVA_Transmission | Internal | Summer | B1 | 10 | 2400 | 0 | 68.51 | 73.05 | 8 | 0
2020 | NonRTO_Midwest_2_TVA_Transmission | NonRTO_Midwest | TVA_Transmission | Internal | Summer | B2 | 25 | 2400 | 0 | 68.51 | 71.53 | 8 | 0
2020 | NonRTO_Midwest_2_TVA_Transmission | NonRTO_Midwest | TVA_Transmission | Internal | Summer | B3 | 75 | 2400 | 0 | 68.51 | 67.28 | 8 | 0
2020 | NonRTO_Midwest_2_TVA_Transmission | NonRTO_Midwest | TVA_Transmission | Internal | Summer | B4 | 100 | 2400 | 0 | 67.39 | 67.05 | 8 | 0
2020 | NonRTO_Midwest_2_TVA_Transmission | NonRTO_Midwest | TVA_Transmission | Internal | Summer | B5 | 200 | 2400 | 0 | 60.08 | 58.92 | 8 | 0
2020 | NonRTO_Midwest_2_TVA_Transmission | NonRTO_Midwest | TVA_Transmission | Internal | Summer | B6 | 300 | 2400 | 0 | 56.14 | 52.16 | 8 | 0
2020 | NonRTO_Midwest_2_TVA_Transmission | NonRTO_Midwest | TVA_Transmission | Internal | Summer | B7 | 400 | 2400 | 0 | 44.88 | 46.19 | 8 | 0
2020 | NonRTO_Midwest_2_TVA_Transmission | NonRTO_Midwest | TVA_Transmission | Internal | Summer | B8 | 500 | 2400 | 0 | 38.48 | 42.04 | 8 | 0
2020 | NonRTO_Midwest_2_TVA_Transmission | NonRTO_Midwest | TVA_Transmission | Internal | Summer | B9 | 800 | 2400 | 0 | 37.38 | 41.62 | 8 | 0
2020 | NonRTO_Midwest_2_TVA_Transmission | NonRTO_Midwest | TVA_Transmission | Internal | Summer | B10 | 1262 | 2400 | 0 | 35.64 | 39.32 | 8 | 0
2020 | NonRTO_Midwest_2_TVA_Transmission | NonRTO_Midwest | TVA_Transmission | Internal | Winter | B16 | 25 | 2400 | 0 | 63.13 | 63.12 | 8 | 0
2020 | NonRTO_Midwest_2_TVA_Transmission | NonRTO_Midwest | TVA_Transmission | Internal | Winter | B17 | 100 | 2400 | 0 | 54.28 | 49.55 | 8 | 0
2020 | NonRTO_Midwest_2_TVA_Transmission | NonRTO_Midwest | TVA_Transmission | Internal | Winter | B18 | 400 | 2400 | 0 | 50.18 | 46.26 | 8 | 0
2020 | NonRTO_Midwest_2_TVA_Transmission | NonRTO_Midwest | TVA_Transmission | Internal | Winter | B19 | 700 | 2400 | 0 | 42.61 | 45.07 | 8 | 0
2020 | NonRTO_Midwest_2_TVA_Transmission | NonRTO_Midwest | TVA_Transmission | Internal | Winter | B20 | 935 | 2400 | 0 | 36.78 | 43.52 | 8 | 0
2020 | NYISO_A-F_2_IESO | NYISO_A-F | IESO | Internal | Shoulder | B11 | 25 | 1600 | 0 | 40.67 | 32.19 | 7 | 0
2020 | NYISO_A-F_2_IESO | NYISO_A-F | IESO | Internal | Shoulder | B12 | 200 | 1600 | 0 | 40.17 | 32.19 | 7 | 0
2020 | NYISO_A-F_2_IESO | NYISO_A-F | IESO | Internal | Shoulder | B13 | 600 | 1600 | 0 | 39.85 | 32.19 | 7 | 0
2020 | NYISO_A-F_2_IESO | NYISO_A-F | IESO | Internal | Shoulder | B14 | 900 | 1600 | 0 | 39.32 | 32.19 | 7 | 0
2020 | NYISO_A-F_2_IESO | NYISO_A-F | IESO | Internal | Shoulder | B15 | 1203 | 1600 | 0 | 39.32 | 32.19 | 7 | 0
2020 | NYISO_A-F_2_IESO | NYISO_A-F | IESO | Internal | Summer | B1 | 10 | 1600 | 0 | 59.07 | 52.07 | 7 | 0
2020 | NYISO_A-F_2_IESO | NYISO_A-F | IESO | Internal | Summer | B2 | 25 | 1600 | 0 | 57.54 | 50.54 | 7 | 0
2020 | NYISO_A-F_2_IESO | NYISO_A-F | IESO | Internal | Summer | B3 | 75 | 1600 | 0 | 52.87 | 43.47 | 7 | 0
2020 | NYISO_A-F_2_IESO | NYISO_A-F | IESO | Internal | Summer | B4 | 100 | 1600 | 0 | 45.81 | 37.74 | 7 | 0
2020 | NYISO_A-F_2_IESO | NYISO_A-F | IESO | Internal | Summer | B5 | 200 | 1600 | 0 | 44.74 | 37.74 | 7 | 0
2020 | NYISO_A-F_2_IESO | NYISO_A-F | IESO | Internal | Summer | B6 | 300 | 1600 | 0 | 42.31 | 35.31 | 7 | 0
2020 | NYISO_A-F_2_IESO | NYISO_A-F | IESO | Internal | Summer | B7 | 400 | 1600 | 0 | 39.46 | 32.46 | 7 | 0
2020 | NYISO_A-F_2_IESO | NYISO_A-F | IESO | Internal | Summer | B8 | 500 | 1600 | 0 | 37.9 | 30.55 | 7 | 0
2020 | NYISO_A-F_2_IESO | NYISO_A-F | IESO | Internal | Summer | B9 | 800 | 1600 | 0 | 37.87 | 30.55 | 7 | 0
2020 | NYISO_A-F_2_IESO | NYISO_A-F | IESO | Internal | Summer | B10 | 1262 | 1600 | 0 | 37.87 | 30.55 | 7 | 0
2020 | NYISO_A-F_2_IESO | NYISO_A-F | IESO | Internal | Winter | B16 | 25 | 1600 | 0 | 46.26 | 39.26 | 7 | 0
2020 | NYISO_A-F_2_IESO | NYISO_A-F | IESO | Internal | Winter | B17 | 100 | 1600 | 0 | 43.27 | 36.27 | 7 | 0
2020 | NYISO_A-F_2_IESO | NYISO_A-F | IESO | Internal | Winter | B18 | 400 | 1600 | 0 | 42.19 | 35.19 | 7 | 0
2020 | NYISO_A-F_2_IESO | NYISO_A-F | IESO | Internal | Winter | B19 | 700 | 1600 | 0 | 42.19 | 35.19 | 7 | 0
2020 | NYISO_A-F_2_IESO | NYISO_A-F | IESO | Internal | Winter | B20 | 935 | 1600 | 0 | 42.19 | 35.19 | 7 | 0
2020 | NYISO_A-F_2_NEISO | NYISO_A-F | NEISO | Internal | Shoulder | B11 | 25 | 600 | 0 | 40.67 | 37.67 | 3 | 0
2020 | NYISO_A-F_2_NEISO | NYISO_A-F | NEISO | Internal | Shoulder | B12 | 200 | 600 | 0 | 40.17 | 37.67 | 3 | 0
2020 | NYISO_A-F_2_NEISO | NYISO_A-F | NEISO | Internal | Shoulder | B13 | 600 | 600 | 0 | 39.85 | 37.67 | 3 | 0
2020 | NYISO_A-F_2_NEISO | NYISO_A-F | NEISO | Internal | Shoulder | B14 | 900 | 600 | 0 | 39.32 | 37.67 | 3 | 0
2020 | NYISO_A-F_2_NEISO | NYISO_A-F | NEISO | Internal | Shoulder | B15 | 1203 | 600 | 0 | 39.32 | 37.67 | 3 | 0
2020 | NYISO_A-F_2_NEISO | NYISO_A-F | NEISO | Internal | Summer | B1 | 10 | 600 | 600 | 59.07 | 116.3 | 3 | 54.23
2020 | NYISO_A-F_2_NEISO | NYISO_A-F | NEISO | Internal | Summer | B2 | 25 | 600 | 600 | 57.54 | 68.56 | 3 | 8.02
2020 | NYISO_A-F_2_NEISO | NYISO_A-F | NEISO | Internal | Summer | B3 | 75 | 600 | 0 | 52.87 | 50.14 | 3 | 0
2020 | NYISO_A-F_2_NEISO | NYISO_A-F | NEISO | Internal | Summer | B4 | 100 | 600 | 0 | 45.81 | 42.81 | 3 | 0
2020 | NYISO_A-F_2_NEISO | NYISO_A-F | NEISO | Internal | Summer | B5 | 200 | 600 | 0 | 44.74 | 38.32 | 3 | 0
2020 | NYISO_A-F_2_NEISO | NYISO_A-F | NEISO | Internal | Summer | B6 | 300 | 600 | 0 | 42.31 | 34.9 | 3 | 0
2020 | NYISO_A-F_2_NEISO | NYISO_A-F | NEISO | Internal | Summer | B7 | 400 | 600 | 0 | 39.46 | 34.9 | 3 | 0
2020 | NYISO_A-F_2_NEISO | NYISO_A-F | NEISO | Internal | Summer | B8 | 500 | 600 | 0 | 37.9 | 34.9 | 3 | 0
2020 | NYISO_A-F_2_NEISO | NYISO_A-F | NEISO | Internal | Summer | B9 | 800 | 600 | 0 | 37.87 | 34.9 | 3 | 0
2020 | NYISO_A-F_2_NEISO | NYISO_A-F | NEISO | Internal | Summer | B10 | 1262 | 600 | 0 | 37.87 | 34.9 | 3 | 0
2020 | NYISO_A-F_2_NEISO | NYISO_A-F | NEISO | Internal | Winter | B16 | 25 | 600 | 0 | 46.26 | 46.27 | 3 | 0
2020 | NYISO_A-F_2_NEISO | NYISO_A-F | NEISO | Internal | Winter | B17 | 100 | 600 | 444.29 | 43.27 | 46.27 | 3 | 0
2020 | NYISO_A-F_2_NEISO | NYISO_A-F | NEISO | Internal | Winter | B18 | 400 | 600 | 600 | 42.19 | 46.27 | 3 | 1.08
2020 | NYISO_A-F_2_NEISO | NYISO_A-F | NEISO | Internal | Winter | B19 | 700 | 600 | 600 | 42.19 | 46.27 | 3 | 1.08
2020 | NYISO_A-F_2_NEISO | NYISO_A-F | NEISO | Internal | Winter | B20 | 935 | 600 | 600 | 42.19 | 46.27 | 3 | 1.08
2020 | NYISO_A-F_2_NYISO_G-I | NYISO_A-F | NYISO_G-I | Internal | Shoulder | B11 | 25 | 4250 | 4250 | 40.67 | 53.27 | 0.01 | 12.59
2020 | NYISO_A-F_2_NYISO_G-I | NYISO_A-F | NYISO_G-I | Internal | Shoulder | B12 | 200 | 4250 | 4250 | 40.17 | 40.67 | 0.01 | 0.48
2020 | NYISO_A-F_2_NYISO_G-I | NYISO_A-F | NYISO_G-I | Internal | Shoulder | B13 | 600 | 4250 | 4250 | 39.85 | 40.66 | 0.01 | 0.8
2020 | NYISO_A-F_2_NYISO_G-I | NYISO_A-F | NYISO_G-I | Internal | Shoulder | B14 | 900 | 4250 | 4250 | 39.32 | 40.08 | 0.01 | 0.74
2020 | NYISO_A-F_2_NYISO_G-I | NYISO_A-F | NYISO_G-I | Internal | Shoulder | B15 | 1203 | 4250 | 2578.79 | 39.32 | 39.33 | 0.01 | 0
2020 | NYISO_A-F_2_NYISO_G-I | NYISO_A-F | NYISO_G-I | Internal | Summer | B1 | 10 | 4250 | 4250 | 59.07 | 113.3 | 0.01 | 54.22
2020 | NYISO_A-F_2_NYISO_G-I | NYISO_A-F | NYISO_G-I | Internal | Summer | B2 | 25 | 4250 | 4250 | 57.54 | 71.55 | 0.01 | 14
2020 | NYISO_A-F_2_NYISO_G-I | NYISO_A-F | NYISO_G-I | Internal | Summer | B3 | 75 | 4250 | 4249.99 | 52.87 | 53.14 | 0.01 | 0.25
2020 | NYISO_A-F_2_NYISO_G-I | NYISO_A-F | NYISO_G-I | Internal | Summer | B4 | 100 | 4250 | 4250 | 45.81 | 49.17 | 0.01 | 3.35
2020 | NYISO_A-F_2_NYISO_G-I | NYISO_A-F | NYISO_G-I | Internal | Summer | B5 | 200 | 4250 | 4250 | 44.74 | 49.17 | 0.01 | 4.42
2020 | NYISO_A-F_2_NYISO_G-I | NYISO_A-F | NYISO_G-I | Internal | Summer | B6 | 300 | 4250 | 4250 | 42.31 | 49.17 | 0.01 | 6.85
2020 | NYISO_A-F_2_NYISO_G-I | NYISO_A-F | NYISO_G-I | Internal | Summer | B7 | 400 | 4250 | 4250 | 39.46 | 47.47 | 0.01 | 8
2020 | NYISO_A-F_2_NYISO_G-I | NYISO_A-F | NYISO_G-I | Internal | Summer | B8 | 500 | 4250 | 3946.53 | 37.9 | 37.91 | 0.01 | 0
2020 | NYISO_A-F_2_NYISO_G-I | NYISO_A-F | NYISO_G-I | Internal | Summer | B9 | 800 | 4250 | 3538.01 | 37.87 | 37.88 | 0.01 | 0
2020 | NYISO_A-F_2_NYISO_G-I | NYISO_A-F | NYISO_G-I | Internal | Summer | B10 | 1262 | 4250 | 1248.44 | 37.87 | 37.88 | 0.01 | 0
2020 | NYISO_A-F_2_NYISO_G-I | NYISO_A-F | NYISO_G-I | Internal | Winter | B16 | 25 | 4250 | 4250 | 46.26 | 63.14 | 0.01 | 16.87
2020 | NYISO_A-F_2_NYISO_G-I | NYISO_A-F | NYISO_G-I | Internal | Winter | B17 | 100 | 4250 | 4250 | 43.27 | 53.57 | 0.01 | 10.29
2020 | NYISO_A-F_2_NYISO_G-I | NYISO_A-F | NYISO_G-I | Internal | Winter | B18 | 400 | 4250 | 4250 | 42.19 | 50.78 | 0.01 | 8.58
2020 | NYISO_A-F_2_NYISO_G-I | NYISO_A-F | NYISO_G-I | Internal | Winter | B19 | 700 | 4250 | 4250 | 42.19 | 49.27 | 0.01 | 7.07
2020 | NYISO_A-F_2_NYISO_G-I | NYISO_A-F | NYISO_G-I | Internal | Winter | B20 | 935 | 4250 | 4250 | 42.19 | 45.62 | 0.01 | 3.42
2020 | NYISO_A-F_2_PJM_ROM | NYISO_A-F | PJM_ROM | Internal | Shoulder | B11 | 25 | 1000 | 1000 | 40.67 | 54.02 | 8 | 5.35
2020 | NYISO_A-F_2_PJM_ROM | NYISO_A-F | PJM_ROM | Internal | Shoulder | B12 | 200 | 1000 | 472.8 | 40.17 | 48.17 | 8 | 0
2020 | NYISO_A-F_2_PJM_ROM | NYISO_A-F | PJM_ROM | Internal | Shoulder | B13 | 600 | 1000 | 0 | 39.85 | 43.58 | 8 | 0
2020 | NYISO_A-F_2_PJM_ROM | NYISO_A-F | PJM_ROM | Internal | Shoulder | B14 | 900 | 1000 | 0 | 39.32 | 41.73 | 8 | 0
2020 | NYISO_A-F_2_PJM_ROM | NYISO_A-F | PJM_ROM | Internal | Shoulder | B15 | 1203 | 1000 | 0 | 39.32 | 37.33 | 8 | 0
2020 | NYISO_A-F_2_PJM_ROM | NYISO_A-F | PJM_ROM | Internal | Summer | B1 | 10 | 1000 | 633.36 | 59.07 | 67.07 | 8 | 0
2020 | NYISO_A-F_2_PJM_ROM | NYISO_A-F | PJM_ROM | Internal | Summer | B2 | 25 | 1000 | 504.9 | 57.54 | 65.54 | 8 | 0
2020 | NYISO_A-F_2_PJM_ROM | NYISO_A-F | PJM_ROM | Internal | Summer | B3 | 75 | 1000 | 1000 | 52.87 | 61.27 | 8 | 0.4
2020 | NYISO_A-F_2_PJM_ROM | NYISO_A-F | PJM_ROM | Internal | Summer | B4 | 100 | 1000 | 1000 | 45.81 | 61.04 | 8 | 7.23
2020 | NYISO_A-F_2_PJM_ROM | NYISO_A-F | PJM_ROM | Internal | Summer | B5 | 200 | 1000 | 1000 | 44.74 | 53.82 | 8 | 1.08
2020 | NYISO_A-F_2_PJM_ROM | NYISO_A-F | PJM_ROM | Internal | Summer | B6 | 300 | 1000 | 0 | 42.31 | 50.16 | 8 | 0
2020 | NYISO_A-F_2_PJM_ROM | NYISO_A-F | PJM_ROM | Internal | Summer | B7 | 400 | 1000 | 0 | 39.46 | 41.48 | 8 | 0
2020 | NYISO_A-F_2_PJM_ROM | NYISO_A-F | PJM_ROM | Internal | Summer | B8 | 500 | 1000 | 0 | 37.9 | 38.58 | 8 | 0
2020 | NYISO_A-F_2_PJM_ROM | NYISO_A-F | PJM_ROM | Internal | Summer | B9 | 800 | 1000 | 0 | 37.87 | 37.59 | 8 | 0
2020 | NYISO_A-F_2_PJM_ROM | NYISO_A-F | PJM_ROM | Internal | Summer | B10 | 1262 | 1000 | 0 | 37.87 | 35.84 | 8 | 0
2020 | NYISO_A-F_2_PJM_ROM | NYISO_A-F | PJM_ROM | Internal | Winter | B16 | 25 | 1000 | 1000 | 46.26 | 57.13 | 8 | 2.87
2020 | NYISO_A-F_2_PJM_ROM | NYISO_A-F | PJM_ROM | Internal | Winter | B17 | 100 | 1000 | 0 | 43.27 | 48.31 | 8 | 0
2020 | NYISO_A-F_2_PJM_ROM | NYISO_A-F | PJM_ROM | Internal | Winter | B18 | 400 | 1000 | 0 | 42.19 | 44.77 | 8 | 0
2020 | NYISO_A-F_2_PJM_ROM | NYISO_A-F | PJM_ROM | Internal | Winter | B19 | 700 | 1000 | 0 | 42.19 | 43.02 | 8 | 0
2020 | NYISO_A-F_2_PJM_ROM | NYISO_A-F | PJM_ROM | Internal | Winter | B20 | 935 | 1000 | 0 | 42.19 | 39.61 | 8 | 0
2020 | NYISO_G-I_2_NEISO | NYISO_G-I | NEISO | Internal | Shoulder | B11 | 25 | 600 | 0 | 53.27 | 37.67 | 3 | 0
2020 | NYISO_G-I_2_NEISO | NYISO_G-I | NEISO | Internal | Shoulder | B12 | 200 | 600 | 0 | 40.67 | 37.67 | 3 | 0
2020 | NYISO_G-I_2_NEISO | NYISO_G-I | NEISO | Internal | Shoulder | B13 | 600 | 600 | 0 | 40.66 | 37.67 | 3 | 0
2020 | NYISO_G-I_2_NEISO | NYISO_G-I | NEISO | Internal | Shoulder | B14 | 900 | 600 | 0 | 40.08 | 37.67 | 3 | 0
2020 | NYISO_G-I_2_NEISO | NYISO_G-I | NEISO | Internal | Shoulder | B15 | 1203 | 600 | 0 | 39.33 | 37.67 | 3 | 0
2020 | NYISO_G-I_2_NEISO | NYISO_G-I | NEISO | Internal | Summer | B1 | 10 | 600 | 480.81 | 113.3 | 116.3 | 3 | 0
2020 | NYISO_G-I_2_NEISO | NYISO_G-I | NEISO | Internal | Summer | B2 | 25 | 600 | 0 | 71.55 | 68.56 | 3 | 0
2020 | NYISO_G-I_2_NEISO | NYISO_G-I | NEISO | Internal | Summer | B3 | 75 | 600 | 0 | 53.14 | 50.14 | 3 | 0
2020 | NYISO_G-I_2_NEISO | NYISO_G-I | NEISO | Internal | Summer | B4 | 100 | 600 | 0 | 49.17 | 42.81 | 3 | 0
2020 | NYISO_G-I_2_NEISO | NYISO_G-I | NEISO | Internal | Summer | B5 | 200 | 600 | 0 | 49.17 | 38.32 | 3 | 0
2020 | NYISO_G-I_2_NEISO | NYISO_G-I | NEISO | Internal | Summer | B6 | 300 | 600 | 0 | 49.17 | 34.9 | 3 | 0
2020 | NYISO_G-I_2_NEISO | NYISO_G-I | NEISO | Internal | Summer | B7 | 400 | 600 | 0 | 47.47 | 34.9 | 3 | 0
2020 | NYISO_G-I_2_NEISO | NYISO_G-I | NEISO | Internal | Summer | B8 | 500 | 600 | 0 | 37.91 | 34.9 | 3 | 0
2020 | NYISO_G-I_2_NEISO | NYISO_G-I | NEISO | Internal | Summer | B9 | 800 | 600 | 0 | 37.88 | 34.9 | 3 | 0
2020 | NYISO_G-I_2_NEISO | NYISO_G-I | NEISO | Internal | Summer | B10 | 1262 | 600 | 0 | 37.88 | 34.9 | 3 | 0
2020 | NYISO_G-I_2_NEISO | NYISO_G-I | NEISO | Internal | Winter | B16 | 25 | 600 | 0 | 63.14 | 46.27 | 3 | 0
2020 | NYISO_G-I_2_NEISO | NYISO_G-I | NEISO | Internal | Winter | B17 | 100 | 600 | 0 | 53.57 | 46.27 | 3 | 0
2020 | NYISO_G-I_2_NEISO | NYISO_G-I | NEISO | Internal | Winter | B18 | 400 | 600 | 0 | 50.78 | 46.27 | 3 | 0
2020 | NYISO_G-I_2_NEISO | NYISO_G-I | NEISO | Internal | Winter | B19 | 700 | 600 | 0 | 49.27 | 46.27 | 3 | 0
2020 | NYISO_G-I_2_NEISO | NYISO_G-I | NEISO | Internal | Winter | B20 | 935 | 600 | 0 | 45.62 | 46.27 | 3 | 0
2020 | NYISO_G-I_2_NYISO_A-F | NYISO_G-I | NYISO_A-F | Internal | Shoulder | B11 | 25 | 1999 | 0 | 53.27 | 40.67 | 0.01 | 0
2020 | NYISO_G-I_2_NYISO_A-F | NYISO_G-I | NYISO_A-F | Internal | Shoulder | B12 | 200 | 1999 | 0 | 40.67 | 40.17 | 0.01 | 0
2020 | NYISO_G-I_2_NYISO_A-F | NYISO_G-I | NYISO_A-F | Internal | Shoulder | B13 | 600 | 1999 | 0 | 40.66 | 39.85 | 0.01 | 0
2020 | NYISO_G-I_2_NYISO_A-F | NYISO_G-I | NYISO_A-F | Internal | Shoulder | B14 | 900 | 1999 | 0 | 40.08 | 39.32 | 0.01 | 0
2020 | NYISO_G-I_2_NYISO_A-F | NYISO_G-I | NYISO_A-F | Internal | Shoulder | B15 | 1203 | 1999 | 0 | 39.33 | 39.32 | 0.01 | 0
2020 | NYISO_G-I_2_NYISO_A-F | NYISO_G-I | NYISO_A-F | Internal | Summer | B1 | 10 | 1999 | 0 | 113.3 | 59.07 | 0.01 | 0
2020 | NYISO_G-I_2_NYISO_A-F | NYISO_G-I | NYISO_A-F | Internal | Summer | B2 | 25 | 1999 | 0 | 71.55 | 57.54 | 0.01 | 0
2020 | NYISO_G-I_2_NYISO_A-F | NYISO_G-I | NYISO_A-F | Internal | Summer | B3 | 75 | 1999 | 0 | 53.14 | 52.87 | 0.01 | 0
2020 | NYISO_G-I_2_NYISO_A-F | NYISO_G-I | NYISO_A-F | Internal | Summer | B4 | 100 | 1999 | 0 | 49.17 | 45.81 | 0.01 | 0
2020 | NYISO_G-I_2_NYISO_A-F | NYISO_G-I | NYISO_A-F | Internal | Summer | B5 | 200 | 1999 | 0 | 49.17 | 44.74 | 0.01 | 0
2020 | NYISO_G-I_2_NYISO_A-F | NYISO_G-I | NYISO_A-F | Internal | Summer | B6 | 300 | 1999 | 0 | 49.17 | 42.31 | 0.01 | 0
2020 | NYISO_G-I_2_NYISO_A-F | NYISO_G-I | NYISO_A-F | Internal | Summer | B7 | 400 | 1999 | 0 | 47.47 | 39.46 | 0.01 | 0
2020 | NYISO_G-I_2_NYISO_A-F | NYISO_G-I | NYISO_A-F | Internal | Summer | B8 | 500 | 1999 | 0 | 37.91 | 37.9 | 0.01 | 0
2020 | NYISO_G-I_2_NYISO_A-F | NYISO_G-I | NYISO_A-F | Internal | Summer | B9 | 800 | 1999 | 0 | 37.88 | 37.87 | 0.01 | 0
2020 | NYISO_G-I_2_NYISO_A-F | NYISO_G-I | NYISO_A-F | Internal | Summer | B10 | 1262 | 1999 | 0 | 37.88 | 37.87 | 0.01 | 0
2020 | NYISO_G-I_2_NYISO_A-F | NYISO_G-I | NYISO_A-F | Internal | Winter | B16 | 25 | 1999 | 0 | 63.14 | 46.26 | 0.01 | 0
2020 | NYISO_G-I_2_NYISO_A-F | NYISO_G-I | NYISO_A-F | Internal | Winter | B17 | 100 | 1999 | 0 | 53.57 | 43.27 | 0.01 | 0
2020 | NYISO_G-I_2_NYISO_A-F | NYISO_G-I | NYISO_A-F | Internal | Winter | B18 | 400 | 1999 | 0 | 50.78 | 42.19 | 0.01 | 0
2020 | NYISO_G-I_2_NYISO_A-F | NYISO_G-I | NYISO_A-F | Internal | Winter | B19 | 700 | 1999 | 0 | 49.27 | 42.19 | 0.01 | 0
2020 | NYISO_G-I_2_NYISO_A-F | NYISO_G-I | NYISO_A-F | Internal | Winter | B20 | 935 | 1999 | 0 | 45.62 | 42.19 | 0.01 | 0
2020 | NYISO_G-I_2_NYISO_J-K | NYISO_G-I | NYISO_J-K | Internal | Shoulder | B11 | 25 | 6130 | 4731.31 | 53.27 | 53.28 | 0.01 | 0
2020 | NYISO_G-I_2_NYISO_J-K | NYISO_G-I | NYISO_J-K | Internal | Shoulder | B12 | 200 | 6130 | 4468.9 | 40.67 | 40.68 | 0.01 | 0
2020 | NYISO_G-I_2_NYISO_J-K | NYISO_G-I | NYISO_J-K | Internal | Shoulder | B13 | 600 | 6130 | 4320.01 | 40.66 | 40.67 | 0.01 | 0
2020 | NYISO_G-I_2_NYISO_J-K | NYISO_G-I | NYISO_J-K | Internal | Shoulder | B14 | 900 | 6130 | 4481.69 | 40.08 | 40.09 | 0.01 | 0
2020 | NYISO_G-I_2_NYISO_J-K | NYISO_G-I | NYISO_J-K | Internal | Shoulder | B15 | 1203 | 6130 | 3260.63 | 39.33 | 39.35 | 0.01 | 0
2020 | NYISO_G-I_2_NYISO_J-K | NYISO_G-I | NYISO_J-K | Internal | Summer | B1 | 10 | 6130 | 3338.31 | 113.3 | 113.31 | 0.01 | 0
2020 | NYISO_G-I_2_NYISO_J-K | NYISO_G-I | NYISO_J-K | Internal | Summer | B2 | 25 | 6130 | 3691.59 | 71.55 | 71.56 | 0.01 | 0
2020 | NYISO_G-I_2_NYISO_J-K | NYISO_G-I | NYISO_J-K | Internal | Summer | B3 | 75 | 6130 | 2809.02 | 53.14 | 53.15 | 0.01 | 0
2020 | NYISO_G-I_2_NYISO_J-K | NYISO_G-I | NYISO_J-K | Internal | Summer | B4 | 100 | 6130 | 3227.35 | 49.17 | 49.18 | 0.01 | 0
2020 | NYISO_G-I_2_NYISO_J-K | NYISO_G-I | NYISO_J-K | Internal | Summer | B5 | 200 | 6130 | 4867.87 | 49.17 | 49.18 | 0.01 | 0
2020 | NYISO_G-I_2_NYISO_J-K | NYISO_G-I | NYISO_J-K | Internal | Summer | B6 | 300 | 6130 | 5069.29 | 49.17 | 49.18 | 0.01 | 0
2020 | NYISO_G-I_2_NYISO_J-K | NYISO_G-I | NYISO_J-K | Internal | Summer | B7 | 400 | 6130 | 5477.86 | 47.47 | 47.48 | 0.01 | 0
2020 | NYISO_G-I_2_NYISO_J-K | NYISO_G-I | NYISO_J-K | Internal | Summer | B8 | 500 | 6130 | 5106.89 | 37.91 | 37.92 | 0.01 | 0
2020 | NYISO_G-I_2_NYISO_J-K | NYISO_G-I | NYISO_J-K | Internal | Summer | B9 | 800 | 6130 | 4313.82 | 37.88 | 37.9 | 0.01 | 0
2020 | NYISO_G-I_2_NYISO_J-K | NYISO_G-I | NYISO_J-K | Internal | Summer | B10 | 1262 | 6130 | 2497.11 | 37.88 | 37.9 | 0.01 | 0
2020 | NYISO_G-I_2_NYISO_J-K | NYISO_G-I | NYISO_J-K | Internal | Winter | B16 | 25 | 6130 | 5416.83 | 63.14 | 63.16 | 0.01 | 0
2020 | NYISO_G-I_2_NYISO_J-K | NYISO_G-I | NYISO_J-K | Internal | Winter | B17 | 100 | 6130 | 5369.02 | 53.57 | 53.58 | 0.01 | 0
2020 | NYISO_G-I_2_NYISO_J-K | NYISO_G-I | NYISO_J-K | Internal | Winter | B18 | 400 | 6130 | 5858.56 | 50.78 | 50.79 | 0.01 | 0
2020 | NYISO_G-I_2_NYISO_J-K | NYISO_G-I | NYISO_J-K | Internal | Winter | B19 | 700 | 6130 | 5669.66 | 49.27 | 49.29 | 0.01 | 0
2020 | NYISO_G-I_2_NYISO_J-K | NYISO_G-I | NYISO_J-K | Internal | Winter | B20 | 935 | 6130 | 5792.46 | 45.62 | 45.63 | 0.01 | 0
2020 | NYISO_G-I_2_PJM_E | NYISO_G-I | PJM_E | Internal | Shoulder | B11 | 25 | 1500 | 0 | 53.27 | 54.01 | 8 | 0
2020 | NYISO_G-I_2_PJM_E | NYISO_G-I | PJM_E | Internal | Shoulder | B12 | 200 | 1500 | 0 | 40.67 | 48.16 | 8 | 0
2020 | NYISO_G-I_2_PJM_E | NYISO_G-I | PJM_E | Internal | Shoulder | B13 | 600 | 1500 | 0 | 40.66 | 43.57 | 8 | 0
2020 | NYISO_G-I_2_PJM_E | NYISO_G-I | PJM_E | Internal | Shoulder | B14 | 900 | 1500 | 0 | 40.08 | 41.72 | 8 | 0
2020 | NYISO_G-I_2_PJM_E | NYISO_G-I | PJM_E | Internal | Shoulder | B15 | 1203 | 1500 | 0 | 39.33 | 37.34 | 8 | 0
2020 | NYISO_G-I_2_PJM_E | NYISO_G-I | PJM_E | Internal | Summer | B1 | 10 | 1500 | 0 | 113.3 | 67.08 | 8 | 0
2020 | NYISO_G-I_2_PJM_E | NYISO_G-I | PJM_E | Internal | Summer | B2 | 25 | 1500 | 0 | 71.55 | 65.55 | 8 | 0
2020 | NYISO_G-I_2_PJM_E | NYISO_G-I | PJM_E | Internal | Summer | B3 | 75 | 1500 | 1499.99 | 53.14 | 61.26 | 8 | 0.12
2020 | NYISO_G-I_2_PJM_E | NYISO_G-I | PJM_E | Internal | Summer | B4 | 100 | 1500 | 1500 | 49.17 | 61.03 | 8 | 3.86
2020 | NYISO_G-I_2_PJM_E | NYISO_G-I | PJM_E | Internal | Summer | B5 | 200 | 1500 | 0 | 49.17 | 53.83 | 8 | 0
2020 | NYISO_G-I_2_PJM_E | NYISO_G-I | PJM_E | Internal | Summer | B6 | 300 | 1500 | 0 | 49.17 | 50.14 | 8 | 0
2020 | NYISO_G-I_2_PJM_E | NYISO_G-I | PJM_E | Internal | Summer | B7 | 400 | 1500 | 0 | 47.47 | 41.47 | 8 | 0
2020 | NYISO_G-I_2_PJM_E | NYISO_G-I | PJM_E | Internal | Summer | B8 | 500 | 1500 | 0 | 37.91 | 38.59 | 8 | 0
2020 | NYISO_G-I_2_PJM_E | NYISO_G-I | PJM_E | Internal | Summer | B9 | 800 | 1500 | 0 | 37.88 | 37.6 | 8 | 0
2020 | NYISO_G-I_2_PJM_E | NYISO_G-I | PJM_E | Internal | Summer | B10 | 1262 | 1500 | 0 | 37.88 | 35.83 | 8 | 0
2020 | NYISO_G-I_2_PJM_E | NYISO_G-I | PJM_E | Internal | Winter | B16 | 25 | 1500 | 0 | 63.14 | 57.14 | 8 | 0
2020 | NYISO_G-I_2_PJM_E | NYISO_G-I | PJM_E | Internal | Winter | B17 | 100 | 1500 | 0 | 53.57 | 48.32 | 8 | 0
2020 | NYISO_G-I_2_PJM_E | NYISO_G-I | PJM_E | Internal | Winter | B18 | 400 | 1500 | 0 | 50.78 | 44.78 | 8 | 0
2020 | NYISO_G-I_2_PJM_E | NYISO_G-I | PJM_E | Internal | Winter | B19 | 700 | 1500 | 0 | 49.27 | 43.03 | 8 | 0
2020 | NYISO_G-I_2_PJM_E | NYISO_G-I | PJM_E | Internal | Winter | B20 | 935 | 1500 | 0 | 45.62 | 39.62 | 8 | 0
2020 | NYISO_J-K_2_NEISO | NYISO_J-K | NEISO | Internal | Shoulder | B11 | 25 | 0.01 | 0 | 53.28 | 37.67 | 3 | 0.36
2020 | NYISO_J-K_2_NEISO | NYISO_J-K | NEISO | Internal | Shoulder | B12 | 200 | 0.01 | 0 | 40.68 | 37.67 | 3 | 0.06
2020 | NYISO_J-K_2_NEISO | NYISO_J-K | NEISO | Internal | Shoulder | B13 | 600 | 0.01 | 0 | 40.67 | 37.67 | 3 | 0.02
2020 | NYISO_J-K_2_NEISO | NYISO_J-K | NEISO | Internal | Shoulder | B14 | 900 | 0.01 | 0 | 40.09 | 37.67 | 3 | 0.01
2020 | NYISO_J-K_2_NEISO | NYISO_J-K | NEISO | Internal | Shoulder | B15 | 1203 | 0.01 | 0 | 39.35 | 37.67 | 3 | 0.01
2020 | NYISO_J-K_2_NEISO | NYISO_J-K | NEISO | Internal | Summer | B1 | 10 | 0.01 | 0 | 113.31 | 116.3 | 3 | 1.59
2020 | NYISO_J-K_2_NEISO | NYISO_J-K | NEISO | Internal | Summer | B2 | 25 | 0.01 | 0 | 71.56 | 68.56 | 3 | 0.39
2020 | NYISO_J-K_2_NEISO | NYISO_J-K | NEISO | Internal | Summer | B3 | 75 | 0.01 | 0 | 53.15 | 50.14 | 3 | 0.14
2020 | NYISO_J-K_2_NEISO | NYISO_J-K | NEISO | Internal | Summer | B4 | 100 | 0.01 | 0 | 49.18 | 42.81 | 3 | 0.1
2020 | NYISO_J-K_2_NEISO | NYISO_J-K | NEISO | Internal | Summer | B5 | 200 | 0.01 | 0 | 49.18 | 38.32 | 3 | 0.05
2020 | NYISO_J-K_2_NEISO | NYISO_J-K | NEISO | Internal | Summer | B6 | 300 | 0.01 | 0 | 49.18 | 34.9 | 3 | 0.03
2020 | NYISO_J-K_2_NEISO | NYISO_J-K | NEISO | Internal | Summer | B7 | 400 | 0.01 | 0 | 47.48 | 34.9 | 3 | 0.03
2020 | NYISO_J-K_2_NEISO | NYISO_J-K | NEISO | Internal | Summer | B8 | 500 | 0.01 | 0 | 37.92 | 34.9 | 3 | 0.02
2020 | NYISO_J-K_2_NEISO | NYISO_J-K | NEISO | Internal | Summer | B9 | 800 | 0.01 | 0 | 37.9 | 34.9 | 3 | 0.01
2020 | NYISO_J-K_2_NEISO | NYISO_J-K | NEISO | Internal | Summer | B10 | 1262 | 0.01 | 0 | 37.9 | 34.9 | 3 | 0.01
2020 | NYISO_J-K_2_NEISO | NYISO_J-K | NEISO | Internal | Winter | B16 | 25 | 0.01 | 0 | 63.16 | 46.27 | 3 | 0.36
2020 | NYISO_J-K_2_NEISO | NYISO_J-K | NEISO | Internal | Winter | B17 | 100 | 0.01 | 0 | 53.58 | 46.27 | 3 | 0.1
2020 | NYISO_J-K_2_NEISO | NYISO_J-K | NEISO | Internal | Winter | B18 | 400 | 0.01 | 0 | 50.79 | 46.27 | 3 | 0.03
2020 | NYISO_J-K_2_NEISO | NYISO_J-K | NEISO | Internal | Winter | B19 | 700 | 0.01 | 0 | 49.29 | 46.27 | 3 | 0.02
2020 | NYISO_J-K_2_NEISO | NYISO_J-K | NEISO | Internal | Winter | B20 | 935 | 0.01 | 0 | 45.63 | 46.27 | 3 | 0.01
2020 | NYISO_J-K_2_NYISO_G-I | NYISO_J-K | NYISO_G-I | Internal | Shoulder | B11 | 25 | 1999 | 0.18 | 53.28 | 53.27 | 0.01 | 0
2020 | NYISO_J-K_2_NYISO_G-I | NYISO_J-K | NYISO_G-I | Internal | Shoulder | B12 | 200 | 1999 | 0.02 | 40.68 | 40.67 | 0.01 | 0
2020 | NYISO_J-K_2_NYISO_G-I | NYISO_J-K | NYISO_G-I | Internal | Shoulder | B13 | 600 | 1999 | 0 | 40.67 | 40.66 | 0.01 | 0
2020 | NYISO_J-K_2_NYISO_G-I | NYISO_J-K | NYISO_G-I | Internal | Shoulder | B14 | 900 | 1999 | 0 | 40.09 | 40.08 | 0.01 | 0
2020 | NYISO_J-K_2_NYISO_G-I | NYISO_J-K | NYISO_G-I | Internal | Shoulder | B15 | 1203 | 1999 | 0 | 39.35 | 39.33 | 0.01 | 0
2020 | NYISO_J-K_2_NYISO_G-I | NYISO_J-K | NYISO_G-I | Internal | Summer | B1 | 10 | 1999 | 0.44 | 113.31 | 113.3 | 0.01 | 0
2020 | NYISO_J-K_2_NYISO_G-I | NYISO_J-K | NYISO_G-I | Internal | Summer | B2 | 25 | 1999 | 0.18 | 71.56 | 71.55 | 0.01 | 0
2020 | NYISO_J-K_2_NYISO_G-I | NYISO_J-K | NYISO_G-I | Internal | Summer | B3 | 75 | 1999 | 0.06 | 53.15 | 53.14 | 0.01 | 0
2020 | NYISO_J-K_2_NYISO_G-I | NYISO_J-K | NYISO_G-I | Internal | Summer | B4 | 100 | 1999 | 0.05 | 49.18 | 49.17 | 0.01 | 0
2020 | NYISO_J-K_2_NYISO_G-I | NYISO_J-K | NYISO_G-I | Internal | Summer | B5 | 200 | 1999 | 0.02 | 49.18 | 49.17 | 0.01 | 0
2020 | NYISO_J-K_2_NYISO_G-I | NYISO_J-K | NYISO_G-I | Internal | Summer | B6 | 300 | 1999 | 0.02 | 49.18 | 49.17 | 0.01 | 0
2020 | NYISO_J-K_2_NYISO_G-I | NYISO_J-K | NYISO_G-I | Internal | Summer | B7 | 400 | 1999 | 0.01 | 47.48 | 47.47 | 0.01 | 0
2020 | NYISO_J-K_2_NYISO_G-I | NYISO_J-K | NYISO_G-I | Internal | Summer | B8 | 500 | 1999 | 0 | 37.92 | 37.91 | 0.01 | 0
2020 | NYISO_J-K_2_NYISO_G-I | NYISO_J-K | NYISO_G-I | Internal | Summer | B9 | 800 | 1999 | 0 | 37.9 | 37.88 | 0.01 | 0
2020 | NYISO_J-K_2_NYISO_G-I | NYISO_J-K | NYISO_G-I | Internal | Summer | B10 | 1262 | 1999 | 0 | 37.9 | 37.88 | 0.01 | 0
2020 | NYISO_J-K_2_NYISO_G-I | NYISO_J-K | NYISO_G-I | Internal | Winter | B16 | 25 | 1999 | 0.17 | 63.16 | 63.14 | 0.01 | 0
2020 | NYISO_J-K_2_NYISO_G-I | NYISO_J-K | NYISO_G-I | Internal | Winter | B17 | 100 | 1999 | 0.05 | 53.58 | 53.57 | 0.01 | 0
2020 | NYISO_J-K_2_NYISO_G-I | NYISO_J-K | NYISO_G-I | Internal | Winter | B18 | 400 | 1999 | 0.01 | 50.79 | 50.78 | 0.01 | 0
2020 | NYISO_J-K_2_NYISO_G-I | NYISO_J-K | NYISO_G-I | Internal | Winter | B19 | 700 | 1999 | 0 | 49.29 | 49.27 | 0.01 | 0
2020 | NYISO_J-K_2_NYISO_G-I | NYISO_J-K | NYISO_G-I | Internal | Winter | B20 | 935 | 1999 | 0 | 45.63 | 45.62 | 0.01 | 0
2020 | NYISO_J-K_2_PJM_E | NYISO_J-K | PJM_E | Internal | Shoulder | B11 | 25 | 0.01 | 0 | 53.28 | 54.01 | 8 | 0.38
2020 | NYISO_J-K_2_PJM_E | NYISO_J-K | PJM_E | Internal | Shoulder | B12 | 200 | 0.01 | 0 | 40.68 | 48.16 | 8 | 0.06
2020 | NYISO_J-K_2_PJM_E | NYISO_J-K | PJM_E | Internal | Shoulder | B13 | 600 | 0.01 | 0 | 40.67 | 43.57 | 8 | 0.02
2020 | NYISO_J-K_2_PJM_E | NYISO_J-K | PJM_E | Internal | Shoulder | B14 | 900 | 0.01 | 0 | 40.09 | 41.72 | 8 | 0.01
2020 | NYISO_J-K_2_PJM_E | NYISO_J-K | PJM_E | Internal | Shoulder | B15 | 1203 | 0.01 | 0 | 39.35 | 37.34 | 8 | 0.01
2020 | NYISO_J-K_2_PJM_E | NYISO_J-K | PJM_E | Internal | Summer | B1 | 10 | 0.01 | 0 | 113.31 | 67.08 | 8 | 0.83
2020 | NYISO_J-K_2_PJM_E | NYISO_J-K | PJM_E | Internal | Summer | B2 | 25 | 0.01 | 0 | 71.56 | 65.55 | 8 | 0.37
2020 | NYISO_J-K_2_PJM_E | NYISO_J-K | PJM_E | Internal | Summer | B3 | 75 | 0.01 | 0 | 53.15 | 61.26 | 8 | 0.3
2020 | NYISO_J-K_2_PJM_E | NYISO_J-K | PJM_E | Internal | Summer | B4 | 100 | 0.01 | 0 | 49.18 | 61.03 | 8 | 3.96
2020 | NYISO_J-K_2_PJM_E | NYISO_J-K | PJM_E | Internal | Summer | B5 | 200 | 0.01 | 0 | 49.18 | 53.83 | 8 | 0.06
2020 | NYISO_J-K_2_PJM_E | NYISO_J-K | PJM_E | Internal | Summer | B6 | 300 | 0.01 | 0 | 49.18 | 50.14 | 8 | 0.04
2020 | NYISO_J-K_2_PJM_E | NYISO_J-K | PJM_E | Internal | Summer | B7 | 400 | 0.01 | 0 | 47.48 | 41.47 | 8 | 0.03
2020 | NYISO_J-K_2_PJM_E | NYISO_J-K | PJM_E | Internal | Summer | B8 | 500 | 0.01 | 0 | 37.92 | 38.59 | 8 | 0.02
2020 | NYISO_J-K_2_PJM_E | NYISO_J-K | PJM_E | Internal | Summer | B9 | 800 | 0.01 | 0 | 37.9 | 37.6 | 8 | 0.01
2020 | NYISO_J-K_2_PJM_E | NYISO_J-K | PJM_E | Internal | Summer | B10 | 1262 | 0.01 | 0 | 37.9 | 35.83 | 8 | 0.01
2020 | NYISO_J-K_2_PJM_E | NYISO_J-K | PJM_E | Internal | Winter | B16 | 25 | 0.01 | 0 | 63.16 | 57.14 | 8 | 0.36
2020 | NYISO_J-K_2_PJM_E | NYISO_J-K | PJM_E | Internal | Winter | B17 | 100 | 0.01 | 0 | 53.58 | 48.32 | 8 | 0.1
2020 | NYISO_J-K_2_PJM_E | NYISO_J-K | PJM_E | Internal | Winter | B18 | 400 | 0.01 | 0 | 50.79 | 44.78 | 8 | 0.03
2020 | NYISO_J-K_2_PJM_E | NYISO_J-K | PJM_E | Internal | Winter | B19 | 700 | 0.01 | 0 | 49.29 | 43.03 | 8 | 0.02
2020 | NYISO_J-K_2_PJM_E | NYISO_J-K | PJM_E | Internal | Winter | B20 | 935 | 0.01 | 0 | 45.63 | 39.62 | 8 | 0.01
2020 | PJM_E_2_NYISO_G-I | PJM_E | NYISO_G-I | Internal | Shoulder | B11 | 25 | 500 | 0 | 54.01 | 53.27 | 6 | 0
2020 | PJM_E_2_NYISO_G-I | PJM_E | NYISO_G-I | Internal | Shoulder | B12 | 200 | 500 | 0 | 48.16 | 40.67 | 6 | 0
2020 | PJM_E_2_NYISO_G-I | PJM_E | NYISO_G-I | Internal | Shoulder | B13 | 600 | 500 | 0 | 43.57 | 40.66 | 6 | 0
2020 | PJM_E_2_NYISO_G-I | PJM_E | NYISO_G-I | Internal | Shoulder | B14 | 900 | 500 | 0 | 41.72 | 40.08 | 6 | 0
2020 | PJM_E_2_NYISO_G-I | PJM_E | NYISO_G-I | Internal | Shoulder | B15 | 1203 | 500 | 0 | 37.34 | 39.33 | 6 | 0
2020 | PJM_E_2_NYISO_G-I | PJM_E | NYISO_G-I | Internal | Summer | B1 | 10 | 500 | 500 | 67.08 | 113.3 | 6 | 40.22
2020 | PJM_E_2_NYISO_G-I | PJM_E | NYISO_G-I | Internal | Summer | B2 | 25 | 500 | 265.32 | 65.55 | 71.55 | 6 | 0
2020 | PJM_E_2_NYISO_G-I | PJM_E | NYISO_G-I | Internal | Summer | B3 | 75 | 500 | 0 | 61.26 | 53.14 | 6 | 0
2020 | PJM_E_2_NYISO_G-I | PJM_E | NYISO_G-I | Internal | Summer | B4 | 100 | 500 | 0 | 61.03 | 49.17 | 6 | 0
2020 | PJM_E_2_NYISO_G-I | PJM_E | NYISO_G-I | Internal | Summer | B5 | 200 | 500 | 0 | 53.83 | 49.17 | 6 | 0
2020 | PJM_E_2_NYISO_G-I | PJM_E | NYISO_G-I | Internal | Summer | B6 | 300 | 500 | 0 | 50.14 | 49.17 | 6 | 0
2020 | PJM_E_2_NYISO_G-I | PJM_E | NYISO_G-I | Internal | Summer | B7 | 400 | 500 | 208.51 | 41.47 | 47.47 | 6 | 0
2020 | PJM_E_2_NYISO_G-I | PJM_E | NYISO_G-I | Internal | Summer | B8 | 500 | 500 | 0 | 38.59 | 37.91 | 6 | 0
2020 | PJM_E_2_NYISO_G-I | PJM_E | NYISO_G-I | Internal | Summer | B9 | 800 | 500 | 0 | 37.6 | 37.88 | 6 | 0
2020 | PJM_E_2_NYISO_G-I | PJM_E | NYISO_G-I | Internal | Summer | B10 | 1262 | 500 | 0 | 35.83 | 37.88 | 6 | 0
2020 | PJM_E_2_NYISO_G-I | PJM_E | NYISO_G-I | Internal | Winter | B16 | 25 | 500 | 182.5 | 57.14 | 63.14 | 6 | 0
2020 | PJM_E_2_NYISO_G-I | PJM_E | NYISO_G-I | Internal | Winter | B17 | 100 | 500 | 0 | 48.32 | 53.57 | 6 | 0
2020 | PJM_E_2_NYISO_G-I | PJM_E | NYISO_G-I | Internal | Winter | B18 | 400 | 500 | 415.57 | 44.78 | 50.78 | 6 | 0
2020 | PJM_E_2_NYISO_G-I | PJM_E | NYISO_G-I | Internal | Winter | B19 | 700 | 500 | 500 | 43.03 | 49.27 | 6 | 0.24
2020 | PJM_E_2_NYISO_G-I | PJM_E | NYISO_G-I | Internal | Winter | B20 | 935 | 500 | 356.05 | 39.62 | 45.62 | 6 | 0
2020 | PJM_E_2_NYISO_J-K | PJM_E | NYISO_J-K | Internal | Shoulder | B11 | 25 | 330 | 0 | 54.01 | 53.28 | 6 | 0
2020 | PJM_E_2_NYISO_J-K | PJM_E | NYISO_J-K | Internal | Shoulder | B12 | 200 | 330 | 0 | 48.16 | 40.68 | 6 | 0
2020 | PJM_E_2_NYISO_J-K | PJM_E | NYISO_J-K | Internal | Shoulder | B13 | 600 | 330 | 0 | 43.57 | 40.67 | 6 | 0
2020 | PJM_E_2_NYISO_J-K | PJM_E | NYISO_J-K | Internal | Shoulder | B14 | 900 | 330 | 0 | 41.72 | 40.09 | 6 | 0
2020 | PJM_E_2_NYISO_J-K | PJM_E | NYISO_J-K | Internal | Shoulder | B15 | 1203 | 330 | 0 | 37.34 | 39.35 | 6 | 0
2020 | PJM_E_2_NYISO_J-K | PJM_E | NYISO_J-K | Internal | Summer | B1 | 10 | 330 | 330 | 67.08 | 113.31 | 6 | 40.23
2020 | PJM_E_2_NYISO_J-K | PJM_E | NYISO_J-K | Internal | Summer | B2 | 25 | 330 | 329.67 | 65.55 | 71.56 | 6 | 0.01
2020 | PJM_E_2_NYISO_J-K | PJM_E | NYISO_J-K | Internal | Summer | B3 | 75 | 330 | 0 | 61.26 | 53.15 | 6 | 0
2020 | PJM_E_2_NYISO_J-K | PJM_E | NYISO_J-K | Internal | Summer | B4 | 100 | 330 | 0 | 61.03 | 49.18 | 6 | 0
2020 | PJM_E_2_NYISO_J-K | PJM_E | NYISO_J-K | Internal | Summer | B5 | 200 | 330 | 0 | 53.83 | 49.18 | 6 | 0
2020 | PJM_E_2_NYISO_J-K | PJM_E | NYISO_J-K | Internal | Summer | B6 | 300 | 330 | 0 | 50.14 | 49.18 | 6 | 0
2020 | PJM_E_2_NYISO_J-K | PJM_E | NYISO_J-K | Internal | Summer | B7 | 400 | 330 | 329.98 | 41.47 | 47.48 | 6 | 0.01
2020 | PJM_E_2_NYISO_J-K | PJM_E | NYISO_J-K | Internal | Summer | B8 | 500 | 330 | 0 | 38.59 | 37.92 | 6 | 0
2020 | PJM_E_2_NYISO_J-K | PJM_E | NYISO_J-K | Internal | Summer | B9 | 800 | 330 | 0 | 37.6 | 37.9 | 6 | 0
2020 | PJM_E_2_NYISO_J-K | PJM_E | NYISO_J-K | Internal | Summer | B10 | 1262 | 330 | 0 | 35.83 | 37.9 | 6 | 0
2020 | PJM_E_2_NYISO_J-K | PJM_E | NYISO_J-K | Internal | Winter | B16 | 25 | 330 | 329.67 | 57.14 | 63.16 | 6 | 0.01
2020 | PJM_E_2_NYISO_J-K | PJM_E | NYISO_J-K | Internal | Winter | B17 | 100 | 330 | 0 | 48.32 | 53.58 | 6 | 0
2020 | PJM_E_2_NYISO_J-K | PJM_E | NYISO_J-K | Internal | Winter | B18 | 400 | 330 | 329.98 | 44.78 | 50.79 | 6 | 0.01
2020 | PJM_E_2_NYISO_J-K | PJM_E | NYISO_J-K | Internal | Winter | B19 | 700 | 330 | 330 | 43.03 | 49.29 | 6 | 0.25
2020 | PJM_E_2_NYISO_J-K | PJM_E | NYISO_J-K | Internal | Winter | B20 | 935 | 330 | 329.99 | 39.62 | 45.63 | 6 | 0.01
2020 | PJM_E_2_PJM_ROM | PJM_E | PJM_ROM | Internal | Shoulder | B11 | 25 | 8000 | 2592.73 | 54.01 | 54.02 | 0.01 | 0
2020 | PJM_E_2_PJM_ROM | PJM_E | PJM_ROM | Internal | Shoulder | B12 | 200 | 8000 | 2533.15 | 48.16 | 48.17 | 0.01 | 0
2020 | PJM_E_2_PJM_ROM | PJM_E | PJM_ROM | Internal | Shoulder | B13 | 600 | 8000 | 2909.03 | 43.57 | 43.58 | 0.01 | 0
2020 | PJM_E_2_PJM_ROM | PJM_E | PJM_ROM | Internal | Shoulder | B14 | 900 | 8000 | 1125.62 | 41.72 | 41.73 | 0.01 | 0
2020 | PJM_E_2_PJM_ROM | PJM_E | PJM_ROM | Internal | Shoulder | B15 | 1203 | 8000 | 0 | 37.34 | 37.33 | 0.01 | 0
2020 | PJM_E_2_PJM_ROM | PJM_E | PJM_ROM | Internal | Summer | B1 | 10 | 8000 | 0.46 | 67.08 | 67.07 | 0.01 | 0
2020 | PJM_E_2_PJM_ROM | PJM_E | PJM_ROM | Internal | Summer | B2 | 25 | 8000 | 0.19 | 65.55 | 65.54 | 0.01 | 0
2020 | PJM_E_2_PJM_ROM | PJM_E | PJM_ROM | Internal | Summer | B3 | 75 | 8000 | 491.12 | 61.26 | 61.27 | 0.01 | 0
2020 | PJM_E_2_PJM_ROM | PJM_E | PJM_ROM | Internal | Summer | B4 | 100 | 8000 | 2416.1 | 61.03 | 61.04 | 0.01 | 0
2020 | PJM_E_2_PJM_ROM | PJM_E | PJM_ROM | Internal | Summer | B5 | 200 | 8000 | 0.02 | 53.83 | 53.82 | 0.01 | 0
2020 | PJM_E_2_PJM_ROM | PJM_E | PJM_ROM | Internal | Summer | B6 | 300 | 8000 | 390.13 | 50.14 | 50.16 | 0.01 | 0
2020 | PJM_E_2_PJM_ROM | PJM_E | PJM_ROM | Internal | Summer | B7 | 400 | 8000 | 939.37 | 41.47 | 41.48 | 0.01 | 0
2020 | PJM_E_2_PJM_ROM | PJM_E | PJM_ROM | Internal | Summer | B8 | 500 | 8000 | 0 | 38.59 | 38.58 | 0.01 | 0
2020 | PJM_E_2_PJM_ROM | PJM_E | PJM_ROM | Internal | Summer | B9 | 800 | 8000 | 0 | 37.6 | 37.59 | 0.01 | 0
2020 | PJM_E_2_PJM_ROM | PJM_E | PJM_ROM | Internal | Summer | B10 | 1262 | 8000 | 0.49 | 35.83 | 35.84 | 0.01 | 0
2020 | PJM_E_2_PJM_ROM | PJM_E | PJM_ROM | Internal | Winter | B16 | 25 | 8000 | 0.19 | 57.14 | 57.13 | 0.01 | 0
2020 | PJM_E_2_PJM_ROM | PJM_E | PJM_ROM | Internal | Winter | B17 | 100 | 8000 | 0.05 | 48.32 | 48.31 | 0.01 | 0
2020 | PJM_E_2_PJM_ROM | PJM_E | PJM_ROM | Internal | Winter | B18 | 400 | 8000 | 0.01 | 44.78 | 44.77 | 0.01 | 0
2020 | PJM_E_2_PJM_ROM | PJM_E | PJM_ROM | Internal | Winter | B19 | 700 | 8000 | 0 | 43.03 | 43.02 | 0.01 | 0
2020 | PJM_E_2_PJM_ROM | PJM_E | PJM_ROM | Internal | Winter | B20 | 935 | 8000 | 0 | 39.62 | 39.61 | 0.01 | 0
2020 | PJM_ROR_2_MISO_IN | PJM_ROR | MISO_IN | Internal | Shoulder | B11 | 25 | 909 | 0.41 | 54.03 | 56.02 | 2 | 0
2020 | PJM_ROR_2_MISO_IN | PJM_ROR | MISO_IN | Internal | Shoulder | B12 | 200 | 909 | 0 | 48.18 | 46.18 | 2 | 0
2020 | PJM_ROR_2_MISO_IN | PJM_ROR | MISO_IN | Internal | Shoulder | B13 | 600 | 909 | 0 | 43.6 | 41.63 | 2 | 0
2020 | PJM_ROR_2_MISO_IN | PJM_ROR | MISO_IN | Internal | Shoulder | B14 | 900 | 909 | 0 | 41.72 | 39.72 | 2 | 0
2020 | PJM_ROR_2_MISO_IN | PJM_ROR | MISO_IN | Internal | Shoulder | B15 | 1203 | 909 | 0 | 37.31 | 38.38 | 2 | 0
2020 | PJM_ROR_2_MISO_IN | PJM_ROR | MISO_IN | Internal | Summer | B1 | 10 | 909 | 0 | 67.05 | 65.04 | 2 | 0
2020 | PJM_ROR_2_MISO_IN | PJM_ROR | MISO_IN | Internal | Summer | B2 | 25 | 909 | 0 | 65.53 | 63.54 | 2 | 0
2020 | PJM_ROR_2_MISO_IN | PJM_ROR | MISO_IN | Internal | Summer | B3 | 75 | 909 | 0 | 61.28 | 61.13 | 2 | 0
2020 | PJM_ROR_2_MISO_IN | PJM_ROR | MISO_IN | Internal | Summer | B4 | 100 | 909 | 0 | 61.05 | 59.39 | 2 | 0
2020 | PJM_ROR_2_MISO_IN | PJM_ROR | MISO_IN | Internal | Summer | B5 | 200 | 909 | 0 | 53.83 | 52.08 | 2 | 0
2020 | PJM_ROR_2_MISO_IN | PJM_ROR | MISO_IN | Internal | Summer | B6 | 300 | 909 | 0 | 50.14 | 48.14 | 2 | 0
2020 | PJM_ROR_2_MISO_IN | PJM_ROR | MISO_IN | Internal | Summer | B7 | 400 | 909 | 0 | 41.47 | 39.47 | 2 | 0
2020 | PJM_ROR_2_MISO_IN | PJM_ROR | MISO_IN | Internal | Summer | B8 | 500 | 909 | 0 | 38.56 | 37.53 | 2 | 0
2020 | PJM_ROR_2_MISO_IN | PJM_ROR | MISO_IN | Internal | Summer | B9 | 800 | 909 | 0 | 37.58 | 37.34 | 2 | 0
2020 | PJM_ROR_2_MISO_IN | PJM_ROR | MISO_IN | Internal | Summer | B10 | 1262 | 909 | 0 | 35.83 | 36.02 | 2 | 0
2020 | PJM_ROR_2_MISO_IN | PJM_ROR | MISO_IN | Internal | Winter | B16 | 25 | 909 | 0 | 57.12 | 55.13 | 2 | 0
2020 | PJM_ROR_2_MISO_IN | PJM_ROR | MISO_IN | Internal | Winter | B17 | 100 | 909 | 0 | 48.3 | 46.28 | 2 | 0
2020 | PJM_ROR_2_MISO_IN | PJM_ROR | MISO_IN | Internal | Winter | B18 | 400 | 909 | 0 | 44.18 | 42.18 | 2 | 0
2020 | PJM_ROR_2_MISO_IN | PJM_ROR | MISO_IN | Internal | Winter | B19 | 700 | 909 | 0 | 43.01 | 41.01 | 2 | 0
2020 | PJM_ROR_2_MISO_IN | PJM_ROR | MISO_IN | Internal | Winter | B20 | 935 | 909 | 0 | 39.6 | 37.6 | 2 | 0
2020 | PJM_ROR_2_MISO_MI | PJM_ROR | MISO_MI | Internal | Shoulder | B11 | 25 | 1305 | 0 | 54.03 | 53.57 | 2 | 0
2020 | PJM_ROR_2_MISO_MI | PJM_ROR | MISO_MI | Internal | Shoulder | B12 | 200 | 1305 | 0 | 48.18 | 46.18 | 2 | 0
2020 | PJM_ROR_2_MISO_MI | PJM_ROR | MISO_MI | Internal | Shoulder | B13 | 600 | 1305 | 0 | 43.6 | 41.64 | 2 | 0
2020 | PJM_ROR_2_MISO_MI | PJM_ROR | MISO_MI | Internal | Shoulder | B14 | 900 | 1305 | 0 | 41.72 | 39.73 | 2 | 0
2020 | PJM_ROR_2_MISO_MI | PJM_ROR | MISO_MI | Internal | Shoulder | B15 | 1203 | 1305 | 0 | 37.31 | 38.4 | 2 | 0
2020 | PJM_ROR_2_MISO_MI | PJM_ROR | MISO_MI | Internal | Summer | B1 | 10 | 1305 | 0 | 67.05 | 65.03 | 2 | 0
2020 | PJM_ROR_2_MISO_MI | PJM_ROR | MISO_MI | Internal | Summer | B2 | 25 | 1305 | 0 | 65.53 | 63.53 | 2 | 0
2020 | PJM_ROR_2_MISO_MI | PJM_ROR | MISO_MI | Internal | Summer | B3 | 75 | 1305 | 0 | 61.28 | 59.28 | 2 | 0
2020 | PJM_ROR_2_MISO_MI | PJM_ROR | MISO_MI | Internal | Summer | B4 | 100 | 1305 | 0 | 61.05 | 59.05 | 2 | 0
2020 | PJM_ROR_2_MISO_MI | PJM_ROR | MISO_MI | Internal | Summer | B5 | 200 | 1305 | 0 | 53.83 | 52.07 | 2 | 0
2020 | PJM_ROR_2_MISO_MI | PJM_ROR | MISO_MI | Internal | Summer | B6 | 300 | 1305 | 0 | 50.14 | 48.14 | 2 | 0
2020 | PJM_ROR_2_MISO_MI | PJM_ROR | MISO_MI | Internal | Summer | B7 | 400 | 1305 | 0 | 41.47 | 39.48 | 2 | 0
2020 | PJM_ROR_2_MISO_MI | PJM_ROR | MISO_MI | Internal | Summer | B8 | 500 | 1305 | 0 | 38.56 | 37.55 | 2 | 0
2020 | PJM_ROR_2_MISO_MI | PJM_ROR | MISO_MI | Internal | Summer | B9 | 800 | 1305 | 0 | 37.58 | 37.35 | 2 | 0
2020 | PJM_ROR_2_MISO_MI | PJM_ROR | MISO_MI | Internal | Summer | B10 | 1262 | 1305 | 0 | 35.83 | 36.03 | 2 | 0
2020 | PJM_ROR_2_MISO_MI | PJM_ROR | MISO_MI | Internal | Winter | B16 | 25 | 1305 | 0 | 57.12 | 55.12 | 2 | 0
2020 | PJM_ROR_2_MISO_MI | PJM_ROR | MISO_MI | Internal | Winter | B17 | 100 | 1305 | 0 | 48.3 | 46.3 | 2 | 0
2020 | PJM_ROR_2_MISO_MI | PJM_ROR | MISO_MI | Internal | Winter | B18 | 400 | 1305 | 0 | 44.18 | 42.19 | 2 | 0
2020 | PJM_ROR_2_MISO_MI | PJM_ROR | MISO_MI | Internal | Winter | B19 | 700 | 1305 | 0 | 43.01 | 41.02 | 2 | 0
2020 | PJM_ROR_2_MISO_MI | PJM_ROR | MISO_MI | Internal | Winter | B20 | 935 | 1305 | 0 | 39.6 | 37.61 | 2 | 0
2020 | PJM_ROR_2_MISO_MO-IL | PJM_ROR | MISO_MO-IL | Internal | Shoulder | B11 | 25 | 1111 | 1017.23 | 54.03 | 56.03 | 2 | 0
2020 | PJM_ROR_2_MISO_MO-IL | PJM_ROR | MISO_MO-IL | Internal | Shoulder | B12 | 200 | 1111 | 0 | 48.18 | 46.18 | 2 | 0
2020 | PJM_ROR_2_MISO_MO-IL | PJM_ROR | MISO_MO-IL | Internal | Shoulder | B13 | 600 | 1111 | 0 | 43.6 | 41.62 | 2 | 0
2020 | PJM_ROR_2_MISO_MO-IL | PJM_ROR | MISO_MO-IL | Internal | Shoulder | B14 | 900 | 1111 | 0 | 41.72 | 39.73 | 2 | 0
2020 | PJM_ROR_2_MISO_MO-IL | PJM_ROR | MISO_MO-IL | Internal | Shoulder | B15 | 1203 | 1111 | 0 | 37.31 | 38.4 | 2 | 0
2020 | PJM_ROR_2_MISO_MO-IL | PJM_ROR | MISO_MO-IL | Internal | Summer | B1 | 10 | 1111 | 0 | 67.05 | 65.05 | 2 | 0
2020 | PJM_ROR_2_MISO_MO-IL | PJM_ROR | MISO_MO-IL | Internal | Summer | B2 | 25 | 1111 | 0 | 65.53 | 63.53 | 2 | 0
2020 | PJM_ROR_2_MISO_MO-IL | PJM_ROR | MISO_MO-IL | Internal | Summer | B3 | 75 | 1111 | 0 | 61.28 | 61.14 | 2 | 0
2020 | PJM_ROR_2_MISO_MO-IL | PJM_ROR | MISO_MO-IL | Internal | Summer | B4 | 100 | 1111 | 0 | 61.05 | 59.41 | 2 | 0
2020 | PJM_ROR_2_MISO_MO-IL | PJM_ROR | MISO_MO-IL | Internal | Summer | B5 | 200 | 1111 | 0 | 53.83 | 52.09 | 2 | 0
2020 | PJM_ROR_2_MISO_MO-IL | PJM_ROR | MISO_MO-IL | Internal | Summer | B6 | 300 | 1111 | 0 | 50.14 | 48.16 | 2 | 0
2020 | PJM_ROR_2_MISO_MO-IL | PJM_ROR | MISO_MO-IL | Internal | Summer | B7 | 400 | 1111 | 0 | 41.47 | 39.48 | 2 | 0
2020 | PJM_ROR_2_MISO_MO-IL | PJM_ROR | MISO_MO-IL | Internal | Summer | B8 | 500 | 1111 | 0 | 38.56 | 37.52 | 2 | 0
2020 | PJM_ROR_2_MISO_MO-IL | PJM_ROR | MISO_MO-IL | Internal | Summer | B9 | 800 | 1111 | 0 | 37.58 | 37.35 | 2 | 0
2020 | PJM_ROR_2_MISO_MO-IL | PJM_ROR | MISO_MO-IL | Internal | Summer | B10 | 1262 | 1111 | 0 | 35.83 | 35.94 | 2 | 0
2020 | PJM_ROR_2_MISO_MO-IL | PJM_ROR | MISO_MO-IL | Internal | Winter | B16 | 25 | 1111 | 0 | 57.12 | 55.12 | 2 | 0
2020 | PJM_ROR_2_MISO_MO-IL | PJM_ROR | MISO_MO-IL | Internal | Winter | B17 | 100 | 1111 | 0 | 48.3 | 46.27 | 2 | 0
2020 | PJM_ROR_2_MISO_MO-IL | PJM_ROR | MISO_MO-IL | Internal | Winter | B18 | 400 | 1111 | 0 | 44.18 | 42.17 | 2 | 0
2020 | PJM_ROR_2_MISO_MO-IL | PJM_ROR | MISO_MO-IL | Internal | Winter | B19 | 700 | 1111 | 0 | 43.01 | 41 | 2 | 0
2020 | PJM_ROR_2_MISO_MO-IL | PJM_ROR | MISO_MO-IL | Internal | Winter | B20 | 935 | 1111 | 0 | 39.6 | 37.6 | 2 | 0
2020 | PJM_ROR_2_MISO_W | PJM_ROR | MISO_W | Internal | Shoulder | B11 | 25 | 709 | 708.63 | 54.03 | 56.05 | 2 | 0.01
2020 | PJM_ROR_2_MISO_W | PJM_ROR | MISO_W | Internal | Shoulder | B12 | 200 | 709 | 0 | 48.18 | 46.17 | 2 | 0
2020 | PJM_ROR_2_MISO_W | PJM_ROR | MISO_W | Internal | Shoulder | B13 | 600 | 709 | 0 | 43.6 | 41.61 | 2 | 0
2020 | PJM_ROR_2_MISO_W | PJM_ROR | MISO_W | Internal | Shoulder | B14 | 900 | 709 | 0 | 41.72 | 39.72 | 2 | 0
2020 | PJM_ROR_2_MISO_W | PJM_ROR | MISO_W | Internal | Shoulder | B15 | 1203 | 709 | 0 | 37.31 | 38.41 | 2 | 0
2020 | PJM_ROR_2_MISO_W | PJM_ROR | MISO_W | Internal | Summer | B1 | 10 | 709 | 0 | 67.05 | 65.04 | 2 | 0
2020 | PJM_ROR_2_MISO_W | PJM_ROR | MISO_W | Internal | Summer | B2 | 25 | 709 | 0 | 65.53 | 63.54 | 2 | 0
2020 | PJM_ROR_2_MISO_W | PJM_ROR | MISO_W | Internal | Summer | B3 | 75 | 709 | 0 | 61.28 | 62.58 | 2 | 0
2020 | PJM_ROR_2_MISO_W | PJM_ROR | MISO_W | Internal | Summer | B4 | 100 | 709 | 0 | 61.05 | 62.58 | 2 | 0
2020 | PJM_ROR_2_MISO_W | PJM_ROR | MISO_W | Internal | Summer | B5 | 200 | 709 | 0 | 53.83 | 53.09 | 2 | 0
2020 | PJM_ROR_2_MISO_W | PJM_ROR | MISO_W | Internal | Summer | B6 | 300 | 709 | 0 | 50.14 | 48.86 | 2 | 0
2020 | PJM_ROR_2_MISO_W | PJM_ROR | MISO_W | Internal | Summer | B7 | 400 | 709 | 0 | 41.47 | 39.47 | 2 | 0
2020 | PJM_ROR_2_MISO_W | PJM_ROR | MISO_W | Internal | Summer | B8 | 500 | 709 | 0 | 38.56 | 37.51 | 2 | 0
2020 | PJM_ROR_2_MISO_W | PJM_ROR | MISO_W | Internal | Summer | B9 | 800 | 709 | 0 | 37.58 | 37.34 | 2 | 0
2020 | PJM_ROR_2_MISO_W | PJM_ROR | MISO_W | Internal | Summer | B10 | 1262 | 709 | 0 | 35.83 | 35.93 | 2 | 0
2020 | PJM_ROR_2_MISO_W | PJM_ROR | MISO_W | Internal | Winter | B16 | 25 | 709 | 0 | 57.12 | 55.11 | 2 | 0
2020 | PJM_ROR_2_MISO_W | PJM_ROR | MISO_W | Internal | Winter | B17 | 100 | 709 | 0 | 48.3 | 46.26 | 2 | 0
2020 | PJM_ROR_2_MISO_W | PJM_ROR | MISO_W | Internal | Winter | B18 | 400 | 709 | 0 | 44.18 | 42.18 | 2 | 0
2020 | PJM_ROR_2_MISO_W | PJM_ROR | MISO_W | Internal | Winter | B19 | 700 | 709 | 0 | 43.01 | 41.57 | 2 | 0
2020 | PJM_ROR_2_MISO_W | PJM_ROR | MISO_W | Internal | Winter | B20 | 935 | 709 | 0 | 39.6 | 37.6 | 2 | 0
2020 | PJM_ROR_2_MISO_WUMS | PJM_ROR | MISO_WUMS | Internal | Shoulder | B11 | 25 | 1467 | 0 | 54.03 | 52.03 | 2 | 0
2020 | PJM_ROR_2_MISO_WUMS | PJM_ROR | MISO_WUMS | Internal | Shoulder | B12 | 200 | 1467 | 0 | 48.18 | 46.16 | 2 | 0
2020 | PJM_ROR_2_MISO_WUMS | PJM_ROR | MISO_WUMS | Internal | Shoulder | B13 | 600 | 1467 | 0 | 43.6 | 41.6 | 2 | 0
2020 | PJM_ROR_2_MISO_WUMS | PJM_ROR | MISO_WUMS | Internal | Shoulder | B14 | 900 | 1467 | 0 | 41.72 | 39.71 | 2 | 0
2020 | PJM_ROR_2_MISO_WUMS | PJM_ROR | MISO_WUMS | Internal | Shoulder | B15 | 1203 | 1467 | 0 | 37.31 | 36.91 | 2 | 0
2020 | PJM_ROR_2_MISO_WUMS | PJM_ROR | MISO_WUMS | Internal | Summer | B1 | 10 | 1467 | 0 | 67.05 | 63.4 | 2 | 0
2020 | PJM_ROR_2_MISO_WUMS | PJM_ROR | MISO_WUMS | Internal | Summer | B2 | 25 | 1467 | 0 | 65.53 | 63.4 | 2 | 0
2020 | PJM_ROR_2_MISO_WUMS | PJM_ROR | MISO_WUMS | Internal | Summer | B3 | 75 | 1467 | 0 | 61.28 | 59.88 | 2 | 0
2020 | PJM_ROR_2_MISO_WUMS | PJM_ROR | MISO_WUMS | Internal | Summer | B4 | 100 | 1467 | 0 | 61.05 | 59.05 | 2 | 0
2020 | PJM_ROR_2_MISO_WUMS | PJM_ROR | MISO_WUMS | Internal | Summer | B5 | 200 | 1467 | 0 | 53.83 | 51.83 | 2 | 0
2020 | PJM_ROR_2_MISO_WUMS | PJM_ROR | MISO_WUMS | Internal | Summer | B6 | 300 | 1467 | 0 | 50.14 | 48.09 | 2 | 0
2020 | PJM_ROR_2_MISO_WUMS | PJM_ROR | MISO_WUMS | Internal | Summer | B7 | 400 | 1467 | 0 | 41.47 | 39.46 | 2 | 0
2020 | PJM_ROR_2_MISO_WUMS | PJM_ROR | MISO_WUMS | Internal | Summer | B8 | 500 | 1467 | 0 | 38.56 | 36.56 | 2 | 0
2020 | PJM_ROR_2_MISO_WUMS | PJM_ROR | MISO_WUMS | Internal | Summer | B9 | 800 | 1467 | 0 | 37.58 | 35.66 | 2 | 0
2020 | PJM_ROR_2_MISO_WUMS | PJM_ROR | MISO_WUMS | Internal | Summer | B10 | 1262 | 1467 | 0 | 35.83 | 35.66 | 2 | 0
2020 | PJM_ROR_2_MISO_WUMS | PJM_ROR | MISO_WUMS | Internal | Winter | B16 | 25 | 1467 | 0 | 57.12 | 55.11 | 2 | 0
2020 | PJM_ROR_2_MISO_WUMS | PJM_ROR | MISO_WUMS | Internal | Winter | B17 | 100 | 1467 | 0 | 48.3 | 46.25 | 2 | 0
2020 | PJM_ROR_2_MISO_WUMS | PJM_ROR | MISO_WUMS | Internal | Winter | B18 | 400 | 1467 | 0 | 44.18 | 42.17 | 2 | 0
2020 | PJM_ROR_2_MISO_WUMS | PJM_ROR | MISO_WUMS | Internal | Winter | B19 | 700 | 1467 | 0 | 43.01 | 41.01 | 2 | 0
2020 | PJM_ROR_2_MISO_WUMS | PJM_ROR | MISO_WUMS | Internal | Winter | B20 | 935 | 1467 | 0 | 39.6 | 37.6 | 2 | 0
2020 | PJM_ROR_2_PJM_ROM | PJM_ROR | PJM_ROM | Internal | Shoulder | B11 | 25 | 8000 | 0.19 | 54.03 | 54.02 | 0.01 | 0
2020 | PJM_ROR_2_PJM_ROM | PJM_ROR | PJM_ROM | Internal | Shoulder | B12 | 200 | 8000 | 0.02 | 48.18 | 48.17 | 0.01 | 0
2020 | PJM_ROR_2_PJM_ROM | PJM_ROR | PJM_ROM | Internal | Shoulder | B13 | 600 | 8000 | 0 | 43.6 | 43.58 | 0.01 | 0
2020 | PJM_ROR_2_PJM_ROM | PJM_ROR | PJM_ROM | Internal | Shoulder | B14 | 900 | 8000 | 1732.44 | 41.72 | 41.73 | 0.01 | 0
2020 | PJM_ROR_2_PJM_ROM | PJM_ROR | PJM_ROM | Internal | Shoulder | B15 | 1203 | 8000 | 3563.66 | 37.31 | 37.33 | 0.01 | 0
2020 | PJM_ROR_2_PJM_ROM | PJM_ROR | PJM_ROM | Internal | Summer | B1 | 10 | 8000 | 3708.31 | 67.05 | 67.07 | 0.01 | 0
2020 | PJM_ROR_2_PJM_ROM | PJM_ROR | PJM_ROM | Internal | Summer | B2 | 25 | 8000 | 2201.47 | 65.53 | 65.54 | 0.01 | 0
2020 | PJM_ROR_2_PJM_ROM | PJM_ROR | PJM_ROM | Internal | Summer | B3 | 75 | 8000 | 0.07 | 61.28 | 61.27 | 0.01 | 0
2020 | PJM_ROR_2_PJM_ROM | PJM_ROR | PJM_ROM | Internal | Summer | B4 | 100 | 8000 | 0.05 | 61.05 | 61.04 | 0.01 | 0
2020 | PJM_ROR_2_PJM_ROM | PJM_ROR | PJM_ROM | Internal | Summer | B5 | 200 | 8000 | 0.02 | 53.83 | 53.82 | 0.01 | 0
2020 | PJM_ROR_2_PJM_ROM | PJM_ROR | PJM_ROM | Internal | Summer | B6 | 300 | 8000 | 1766.77 | 50.14 | 50.16 | 0.01 | 0
2020 | PJM_ROR_2_PJM_ROM | PJM_ROR | PJM_ROM | Internal | Summer | B7 | 400 | 8000 | 504.72 | 41.47 | 41.48 | 0.01 | 0
2020 | PJM_ROR_2_PJM_ROM | PJM_ROR | PJM_ROM | Internal | Summer | B8 | 500 | 8000 | 2450.15 | 38.56 | 38.58 | 0.01 | 0
2020 | PJM_ROR_2_PJM_ROM | PJM_ROR | PJM_ROM | Internal | Summer | B9 | 800 | 8000 | 3510.16 | 37.58 | 37.59 | 0.01 | 0
2020 | PJM_ROR_2_PJM_ROM | PJM_ROR | PJM_ROM | Internal | Summer | B10 | 1262 | 8000 | 3533.02 | 35.83 | 35.84 | 0.01 | 0
2020 | PJM_ROR_2_PJM_ROM | PJM_ROR | PJM_ROM | Internal | Winter | B16 | 25 | 8000 | 2409.78 | 57.12 | 57.13 | 0.01 | 0
2020 | PJM_ROR_2_PJM_ROM | PJM_ROR | PJM_ROM | Internal | Winter | B17 | 100 | 8000 | 4263.88 | 48.3 | 48.31 | 0.01 | 0
2020 | PJM_ROR_2_PJM_ROM | PJM_ROR | PJM_ROM | Internal | Winter | B18 | 400 | 8000 | 8000 | 44.18 | 44.77 | 0.01 | 0.58
2020 | PJM_ROR_2_PJM_ROM | PJM_ROR | PJM_ROM | Internal | Winter | B19 | 700 | 8000 | 7964.7 | 43.01 | 43.02 | 0.01 | 0
2020 | PJM_ROR_2_PJM_ROM | PJM_ROR | PJM_ROM | Internal | Winter | B20 | 935 | 8000 | 6941.98 | 39.6 | 39.61 | 0.01 | 0
2020 | PJM_ROR_2_TVA_Transmission | PJM_ROR | TVA_Transmission | Internal | Shoulder | B11 | 25 | 2500 | 0 | 54.03 | 59.36 | 6 | 0
2020 | PJM_ROR_2_TVA_Transmission | PJM_ROR | TVA_Transmission | Internal | Shoulder | B12 | 200 | 2500 | 0 | 48.18 | 47.86 | 6 | 0
2020 | PJM_ROR_2_TVA_Transmission | PJM_ROR | TVA_Transmission | Internal | Shoulder | B13 | 600 | 2500 | 0 | 43.6 | 44.89 | 6 | 0
2020 | PJM_ROR_2_TVA_Transmission | PJM_ROR | TVA_Transmission | Internal | Shoulder | B14 | 900 | 2500 | 0 | 41.72 | 44.09 | 6 | 0
2020 | PJM_ROR_2_TVA_Transmission | PJM_ROR | TVA_Transmission | Internal | Shoulder | B15 | 1203 | 2500 | 0 | 37.31 | 42.37 | 6 | 0
2020 | PJM_ROR_2_TVA_Transmission | PJM_ROR | TVA_Transmission | Internal | Summer | B1 | 10 | 2500 | 1155.18 | 67.05 | 73.05 | 6 | 0
2020 | PJM_ROR_2_TVA_Transmission | PJM_ROR | TVA_Transmission | Internal | Summer | B2 | 25 | 2500 | 1496.53 | 65.53 | 71.53 | 6 | 0
2020 | PJM_ROR_2_TVA_Transmission | PJM_ROR | TVA_Transmission | Internal | Summer | B3 | 75 | 2500 | 399.27 | 61.28 | 67.28 | 6 | 0
2020 | PJM_ROR_2_TVA_Transmission | PJM_ROR | TVA_Transmission | Internal | Summer | B4 | 100 | 2500 | 459.2 | 61.05 | 67.05 | 6 | 0
2020 | PJM_ROR_2_TVA_Transmission | PJM_ROR | TVA_Transmission | Internal | Summer | B5 | 200 | 2500 | 0 | 53.83 | 58.92 | 6 | 0
2020 | PJM_ROR_2_TVA_Transmission | PJM_ROR | TVA_Transmission | Internal | Summer | B6 | 300 | 2500 | 0 | 50.14 | 52.16 | 6 | 0
2020 | PJM_ROR_2_TVA_Transmission | PJM_ROR | TVA_Transmission | Internal | Summer | B7 | 400 | 2500 | 0 | 41.47 | 46.19 | 6 | 0
2020 | PJM_ROR_2_TVA_Transmission | PJM_ROR | TVA_Transmission | Internal | Summer | B8 | 500 | 2500 | 0 | 38.56 | 42.04 | 6 | 0
2020 | PJM_ROR_2_TVA_Transmission | PJM_ROR | TVA_Transmission | Internal | Summer | B9 | 800 | 2500 | 0 | 37.58 | 41.62 | 6 | 0
2020 | PJM_ROR_2_TVA_Transmission | PJM_ROR | TVA_Transmission | Internal | Summer | B10 | 1262 | 2500 | 0 | 35.83 | 39.32 | 6 | 0
2020 | PJM_ROR_2_TVA_Transmission | PJM_ROR | TVA_Transmission | Internal | Winter | B16 | 25 | 2500 | 139.96 | 57.12 | 63.12 | 6 | 0
2020 | PJM_ROR_2_TVA_Transmission | PJM_ROR | TVA_Transmission | Internal | Winter | B17 | 100 | 2500 | 0 | 48.3 | 49.55 | 6 | 0
2020 | PJM_ROR_2_TVA_Transmission | PJM_ROR | TVA_Transmission | Internal | Winter | B18 | 400 | 2500 | 0 | 44.18 | 46.26 | 6 | 0
2020 | PJM_ROR_2_TVA_Transmission | PJM_ROR | TVA_Transmission | Internal | Winter | B19 | 700 | 2500 | 0 | 43.01 | 45.07 | 6 | 0
2020 | PJM_ROR_2_TVA_Transmission | PJM_ROR | TVA_Transmission | Internal | Winter | B20 | 935 | 2500 | 0 | 39.6 | 43.52 | 6 | 0
2020 | PJM_ROR_2_VACAR | PJM_ROR | VACAR | Internal | Shoulder | B11 | 25 | 3000 | 2049.45 | 54.03 | 60.03 | 6 | 0
2020 | PJM_ROR_2_VACAR | PJM_ROR | VACAR | Internal | Shoulder | B12 | 200 | 3000 | 0 | 48.18 | 51.12 | 6 | 0
2020 | PJM_ROR_2_VACAR | PJM_ROR | VACAR | Internal | Shoulder | B13 | 600 | 3000 | 0 | 43.6 | 48 | 6 | 0
2020 | PJM_ROR_2_VACAR | PJM_ROR | VACAR | Internal | Shoulder | B14 | 900 | 3000 | 0 | 41.72 | 47.4 | 6 | 0
2020 | PJM_ROR_2_VACAR | PJM_ROR | VACAR | Internal | Shoulder | B15 | 1203 | 3000 | 334.41 | 37.31 | 43.31 | 6 | 0
2020 | PJM_ROR_2_VACAR | PJM_ROR | VACAR | Internal | Summer | B1 | 10 | 3000 | 1901.54 | 67.05 | 73.05 | 6 | 0
2020 | PJM_ROR_2_VACAR | PJM_ROR | VACAR | Internal | Summer | B2 | 25 | 3000 | 3000 | 65.53 | 73.05 | 6 | 1.53
2020 | PJM_ROR_2_VACAR | PJM_ROR | VACAR | Internal | Summer | B3 | 75 | 3000 | 3000 | 61.28 | 73.05 | 6 | 5.77
2020 | PJM_ROR_2_VACAR | PJM_ROR | VACAR | Internal | Summer | B4 | 100 | 3000 | 2974.39 | 61.05 | 67.05 | 6 | 0
2020 | PJM_ROR_2_VACAR | PJM_ROR | VACAR | Internal | Summer | B5 | 200 | 3000 | 2168.1 | 53.83 | 59.83 | 6 | 0
2020 | PJM_ROR_2_VACAR | PJM_ROR | VACAR | Internal | Summer | B6 | 300 | 3000 | 1480.03 | 50.14 | 56.14 | 6 | 0
2020 | PJM_ROR_2_VACAR | PJM_ROR | VACAR | Internal | Summer | B7 | 400 | 3000 | 2434.58 | 41.47 | 47.47 | 6 | 0
2020 | PJM_ROR_2_VACAR | PJM_ROR | VACAR | Internal | Summer | B8 | 500 | 3000 | 1642.23 | 38.56 | 44.56 | 6 | 0
2020 | PJM_ROR_2_VACAR | PJM_ROR | VACAR | Internal | Summer | B9 | 800 | 3000 | 1375.33 | 37.58 | 43.58 | 6 | 0
2020 | PJM_ROR_2_VACAR | PJM_ROR | VACAR | Internal | Summer | B10 | 1262 | 3000 | 1098.17 | 35.83 | 41.83 | 6 | 0
2020 | PJM_ROR_2_VACAR | PJM_ROR | VACAR | Internal | Winter | B16 | 25 | 3000 | 3000 | 57.12 | 72.12 | 6 | 9
2020 | PJM_ROR_2_VACAR | PJM_ROR | VACAR | Internal | Winter | B17 | 100 | 3000 | 1332.06 | 48.3 | 54.3 | 6 | 0
2020 | PJM_ROR_2_VACAR | PJM_ROR | VACAR | Internal | Winter | B18 | 400 | 3000 | 0 | 44.18 | 48.77 | 6 | 0
2020 | PJM_ROR_2_VACAR | PJM_ROR | VACAR | Internal | Winter | B19 | 700 | 3000 | 0 | 43.01 | 47.4 | 6 | 0
2020 | PJM_ROR_2_VACAR | PJM_ROR | VACAR | Internal | Winter | B20 | 935 | 3000 | 2966.52 | 39.6 | 45.6 | 6 | 0
2020 | PJM_ROM_2_NYISO_A-F | PJM_ROM | NYISO_A-F | Internal | Shoulder | B11 | 25 | 2000 | 0 | 54.02 | 40.67 | 6 | 0
2020 | PJM_ROM_2_NYISO_A-F | PJM_ROM | NYISO_A-F | Internal | Shoulder | B12 | 200 | 2000 | 0 | 48.17 | 40.17 | 6 | 0
2020 | PJM_ROM_2_NYISO_A-F | PJM_ROM | NYISO_A-F | Internal | Shoulder | B13 | 600 | 2000 | 0 | 43.58 | 39.85 | 6 | 0
2020 | PJM_ROM_2_NYISO_A-F | PJM_ROM | NYISO_A-F | Internal | Shoulder | B14 | 900 | 2000 | 0 | 41.73 | 39.32 | 6 | 0
2020 | PJM_ROM_2_NYISO_A-F | PJM_ROM | NYISO_A-F | Internal | Shoulder | B15 | 1203 | 2000 | 0 | 37.33 | 39.32 | 6 | 0
2020 | PJM_ROM_2_NYISO_A-F | PJM_ROM | NYISO_A-F | Internal | Summer | B1 | 10 | 2000 | 0 | 67.07 | 59.07 | 6 | 0
2020 | PJM_ROM_2_NYISO_A-F | PJM_ROM | NYISO_A-F | Internal | Summer | B2 | 25 | 2000 | 0 | 65.54 | 57.54 | 6 | 0
2020 | PJM_ROM_2_NYISO_A-F | PJM_ROM | NYISO_A-F | Internal | Summer | B3 | 75 | 2000 | 0 | 61.27 | 52.87 | 6 | 0
2020 | PJM_ROM_2_NYISO_A-F | PJM_ROM | NYISO_A-F | Internal | Summer | B4 | 100 | 2000 | 0 | 61.04 | 45.81 | 6 | 0
2020 | PJM_ROM_2_NYISO_A-F | PJM_ROM | NYISO_A-F | Internal | Summer | B5 | 200 | 2000 | 0 | 53.82 | 44.74 | 6 | 0
2020 | PJM_ROM_2_NYISO_A-F | PJM_ROM | NYISO_A-F | Internal | Summer | B6 | 300 | 2000 | 0 | 50.16 | 42.31 | 6 | 0
2020 | PJM_ROM_2_NYISO_A-F | PJM_ROM | NYISO_A-F | Internal | Summer | B7 | 400 | 2000 | 0 | 41.48 | 39.46 | 6 | 0
2020 | PJM_ROM_2_NYISO_A-F | PJM_ROM | NYISO_A-F | Internal | Summer | B8 | 500 | 2000 | 0 | 38.58 | 37.9 | 6 | 0
2020 | PJM_ROM_2_NYISO_A-F | PJM_ROM | NYISO_A-F | Internal | Summer | B9 | 800 | 2000 | 0 | 37.59 | 37.87 | 6 | 0
2020 | PJM_ROM_2_NYISO_A-F | PJM_ROM | NYISO_A-F | Internal | Summer | B10 | 1262 | 2000 | 0 | 35.84 | 37.87 | 6 | 0
2020 | PJM_ROM_2_NYISO_A-F | PJM_ROM | NYISO_A-F | Internal | Winter | B16 | 25 | 2000 | 0 | 57.13 | 46.26 | 6 | 0
2020 | PJM_ROM_2_NYISO_A-F | PJM_ROM | NYISO_A-F | Internal | Winter | B17 | 100 | 2000 | 0 | 48.31 | 43.27 | 6 | 0
2020 | PJM_ROM_2_NYISO_A-F | PJM_ROM | NYISO_A-F | Internal | Winter | B18 | 400 | 2000 | 0 | 44.77 | 42.19 | 6 | 0
2020 | PJM_ROM_2_NYISO_A-F | PJM_ROM | NYISO_A-F | Internal | Winter | B19 | 700 | 2000 | 0 | 43.02 | 42.19 | 6 | 0
2020 | PJM_ROM_2_NYISO_A-F | PJM_ROM | NYISO_A-F | Internal | Winter | B20 | 935 | 2000 | 0 | 39.61 | 42.19 | 6 | 0
2020 | PJM_ROM_2_PJM_E | PJM_ROM | PJM_E | Internal | Shoulder | B11 | 25 | 8000 | 0.19 | 54.02 | 54.01 | 0.01 | 0
2020 | PJM_ROM_2_PJM_E | PJM_ROM | PJM_E | Internal | Shoulder | B12 | 200 | 8000 | 0.02 | 48.17 | 48.16 | 0.01 | 0
2020 | PJM_ROM_2_PJM_E | PJM_ROM | PJM_E | Internal | Shoulder | B13 | 600 | 8000 | 0 | 43.58 | 43.57 | 0.01 | 0
2020 | PJM_ROM_2_PJM_E | PJM_ROM | PJM_E | Internal | Shoulder | B14 | 900 | 8000 | 0 | 41.73 | 41.72 | 0.01 | 0
2020 | PJM_ROM_2_PJM_E | PJM_ROM | PJM_E | Internal | Shoulder | B15 | 1203 | 8000 | 491.4 | 37.33 | 37.34 | 0.01 | 0
2020 | PJM_ROM_2_PJM_E | PJM_ROM | PJM_E | Internal | Summer | B1 | 10 | 8000 | 3262.34 | 67.07 | 67.08 | 0.01 | 0
2020 | PJM_ROM_2_PJM_E | PJM_ROM | PJM_E | Internal | Summer | B2 | 25 | 8000 | 2136.4 | 65.54 | 65.55 | 0.01 | 0
2020 | PJM_ROM_2_PJM_E | PJM_ROM | PJM_E | Internal | Summer | B3 | 75 | 8000 | 0.07 | 61.27 | 61.26 | 0.01 | 0
2020 | PJM_ROM_2_PJM_E | PJM_ROM | PJM_E | Internal | Summer | B4 | 100 | 8000 | 0.05 | 61.04 | 61.03 | 0.01 | 0
2020 | PJM_ROM_2_PJM_E | PJM_ROM | PJM_E | Internal | Summer | B5 | 200 | 8000 | 500.97 | 53.82 | 53.83 | 0.01 | 0
2020 | PJM_ROM_2_PJM_E | PJM_ROM | PJM_E | Internal | Summer | B6 | 300 | 8000 | 0.02 | 50.16 | 50.14 | 0.01 | 0
2020 | PJM_ROM_2_PJM_E | PJM_ROM | PJM_E | Internal | Summer | B7 | 400 | 8000 | 0.01 | 41.48 | 41.47 | 0.01 | 0
2020 | PJM_ROM_2_PJM_E | PJM_ROM | PJM_E | Internal | Summer | B8 | 500 | 8000 | 409 | 38.58 | 38.59 | 0.01 | 0
2020 | PJM_ROM_2_PJM_E | PJM_ROM | PJM_E | Internal | Summer | B9 | 800 | 8000 | 2372.64 | 37.59 | 37.6 | 0.01 | 0
2020 | PJM_ROM_2_PJM_E | PJM_ROM | PJM_E | Internal | Summer | B10 | 1262 | 8000 | 0 | 35.84 | 35.83 | 0.01 | 0
2020 | PJM_ROM_2_PJM_E | PJM_ROM | PJM_E | Internal | Winter | B16 | 25 | 8000 | 781.03 | 57.13 | 57.14 | 0.01 | 0
2020 | PJM_ROM_2_PJM_E | PJM_ROM | PJM_E | Internal | Winter | B17 | 100 | 8000 | 938.07 | 48.31 | 48.32 | 0.01 | 0
2020 | PJM_ROM_2_PJM_E | PJM_ROM | PJM_E | Internal | Winter | B18 | 400 | 8000 | 5144.18 | 44.77 | 44.78 | 0.01 | 0
2020 | PJM_ROM_2_PJM_E | PJM_ROM | PJM_E | Internal | Winter | B19 | 700 | 8000 | 4019.28 | 43.02 | 43.03 | 0.01 | 0
2020 | PJM_ROM_2_PJM_E | PJM_ROM | PJM_E | Internal | Winter | B20 | 935 | 8000 | 4200.21 | 39.61 | 39.62 | 0.01 | 0
2020 | PJM_ROM_2_PJM_ROR | PJM_ROM | PJM_ROR | Internal | Shoulder | B11 | 25 | 8000 | 2061.38 | 54.02 | 54.03 | 0.01 | 0
2020 | PJM_ROM_2_PJM_ROR | PJM_ROM | PJM_ROR | Internal | Shoulder | B12 | 200 | 8000 | 253.13 | 48.17 | 48.18 | 0.01 | 0
2020 | PJM_ROM_2_PJM_ROR | PJM_ROM | PJM_ROR | Internal | Shoulder | B13 | 600 | 8000 | 874.46 | 43.58 | 43.6 | 0.01 | 0
2020 | PJM_ROM_2_PJM_ROR | PJM_ROM | PJM_ROR | Internal | Shoulder | B14 | 900 | 8000 | 0 | 41.73 | 41.72 | 0.01 | 0
2020 | PJM_ROM_2_PJM_ROR | PJM_ROM | PJM_ROR | Internal | Shoulder | B15 | 1203 | 8000 | 0 | 37.33 | 37.31 | 0.01 | 0
2020 | PJM_ROM_2_PJM_ROR | PJM_ROM | PJM_ROR | Internal | Summer | B1 | 10 | 8000 | 0.45 | 67.07 | 67.05 | 0.01 | 0
2020 | PJM_ROM_2_PJM_ROR | PJM_ROM | PJM_ROR | Internal | Summer | B2 | 25 | 8000 | 0.19 | 65.54 | 65.53 | 0.01 | 0
2020 | PJM_ROM_2_PJM_ROR | PJM_ROM | PJM_ROR | Internal | Summer | B3 | 75 | 8000 | 1168.92 | 61.27 | 61.28 | 0.01 | 0
2020 | PJM_ROM_2_PJM_ROR | PJM_ROM | PJM_ROR | Internal | Summer | B4 | 100 | 8000 | 4316.95 | 61.04 | 61.05 | 0.01 | 0
2020 | PJM_ROM_2_PJM_ROR | PJM_ROM | PJM_ROR | Internal | Summer | B5 | 200 | 8000 | 882.8 | 53.82 | 53.83 | 0.01 | 0
2020 | PJM_ROM_2_PJM_ROR | PJM_ROM | PJM_ROR | Internal | Summer | B6 | 300 | 8000 | 0.02 | 50.16 | 50.14 | 0.01 | 0
2020 | PJM_ROM_2_PJM_ROR | PJM_ROM | PJM_ROR | Internal | Summer | B7 | 400 | 8000 | 0.01 | 41.48 | 41.47 | 0.01 | 0
2020 | PJM_ROM_2_PJM_ROR | PJM_ROM | PJM_ROR | Internal | Summer | B8 | 500 | 8000 | 0 | 38.58 | 38.56 | 0.01 | 0
2020 | PJM_ROM_2_PJM_ROR | PJM_ROM | PJM_ROR | Internal | Summer | B9 | 800 | 8000 | 0 | 37.59 | 37.58 | 0.01 | 0
2020 | PJM_ROM_2_PJM_ROR | PJM_ROM | PJM_ROR | Internal | Summer | B10 | 1262 | 8000 | 0 | 35.84 | 35.83 | 0.01 | 0
2020 | PJM_ROM_2_PJM_ROR | PJM_ROM | PJM_ROR | Internal | Winter | B16 | 25 | 8000 | 0.19 | 57.13 | 57.12 | 0.01 | 0
2020 | PJM_ROM_2_PJM_ROR | PJM_ROM | PJM_ROR | Internal | Winter | B17 | 100 | 8000 | 0.05 | 48.31 | 48.3 | 0.01 | 0
2020 | PJM_ROM_2_PJM_ROR | PJM_ROM | PJM_ROR | Internal | Winter | B18 | 400 | 8000 | 0 | 44.77 | 44.18 | 0.01 | 0
2020 | PJM_ROM_2_PJM_ROR | PJM_ROM | PJM_ROR | Internal | Winter | B19 | 700 | 8000 | 0 | 43.02 | 43.01 | 0.01 | 0
2020 | PJM_ROM_2_PJM_ROR | PJM_ROM | PJM_ROR | Internal | Winter | B20 | 935 | 8000 | 0 | 39.61 | 39.6 | 0.01 | 0
2020 | SOCO_2_ENT | SOCO | ENT | Internal | Shoulder | B11 | 25 | 2400 | 0 | 67.03 | 59.03 | 10 | 0
2020 | SOCO_2_ENT | SOCO | ENT | Internal | Shoulder | B12 | 200 | 2400 | 0 | 44.55 | 41.91 | 10 | 0
2020 | SOCO_2_ENT | SOCO | ENT | Internal | Shoulder | B13 | 600 | 2400 | 0 | 42.53 | 41.91 | 10 | 0
2020 | SOCO_2_ENT | SOCO | ENT | Internal | Shoulder | B14 | 900 | 2400 | 0 | 42.53 | 41.61 | 10 | 0
2020 | SOCO_2_ENT | SOCO | ENT | Internal | Shoulder | B15 | 1203 | 2400 | 0 | 42.1 | 41.5 | 10 | 0
2020 | SOCO_2_ENT | SOCO | ENT | Internal | Summer | B1 | 10 | 2400 | 0 | 71.02 | 68.21 | 10 | 0
2020 | SOCO_2_ENT | SOCO | ENT | Internal | Summer | B2 | 25 | 2400 | 0 | 71.02 | 63.53 | 10 | 0
2020 | SOCO_2_ENT | SOCO | ENT | Internal | Summer | B3 | 75 | 2400 | 0 | 69.69 | 61.69 | 10 | 0
2020 | SOCO_2_ENT | SOCO | ENT | Internal | Summer | B4 | 100 | 2400 | 0 | 69.69 | 61.69 | 10 | 0
2020 | SOCO_2_ENT | SOCO | ENT | Internal | Summer | B5 | 200 | 2400 | 0 | 66.83 | 58.83 | 10 | 0
2020 | SOCO_2_ENT | SOCO | ENT | Internal | Summer | B6 | 300 | 2400 | 0 | 56.87 | 48.87 | 10 | 0
2020 | SOCO_2_ENT | SOCO | ENT | Internal | Summer | B7 | 400 | 2400 | 0 | 54.47 | 46.47 | 10 | 0
2020 | SOCO_2_ENT | SOCO | ENT | Internal | Summer | B8 | 500 | 2400 | 0 | 44.97 | 40.59 | 10 | 0
2020 | SOCO_2_ENT | SOCO | ENT | Internal | Summer | B9 | 800 | 2400 | 0 | 41.7 | 40.59 | 10 | 0
2020 | SOCO_2_ENT | SOCO | ENT | Internal | Summer | B10 | 1262 | 2400 | 0 | 40.87 | 40.3 | 10 | 0
2020 | SOCO_2_ENT | SOCO | ENT | Internal | Winter | B16 | 25 | 2400 | 0 | 67.25 | 57.74 | 10 | 0
2020 | SOCO_2_ENT | SOCO | ENT | Internal | Winter | B17 | 100 | 2400 | 0 | 46.18 | 44.52 | 10 | 0
2020 | SOCO_2_ENT | SOCO | ENT | Internal | Winter | B18 | 400 | 2400 | 0 | 44.59 | 44.52 | 10 | 0
2020 | SOCO_2_ENT | SOCO | ENT | Internal | Winter | B19 | 700 | 2400 | 0 | 44.59 | 44.2 | 10 | 0
2020 | SOCO_2_ENT | SOCO | ENT | Internal | Winter | B20 | 935 | 2400 | 0 | 44.59 | 42.84 | 10 | 0
2020 | SOCO_2_FRCC | SOCO | FRCC | Internal | Shoulder | B11 | 25 | 3700 | 362.36 | 67.03 | 77.03 | 10 | 0
2020 | SOCO_2_FRCC | SOCO | FRCC | Internal | Shoulder | B12 | 200 | 3700 | 1015.02 | 44.55 | 54.55 | 10 | 0
2020 | SOCO_2_FRCC | SOCO | FRCC | Internal | Shoulder | B13 | 600 | 3700 | 0 | 42.53 | 48.83 | 10 | 0
2020 | SOCO_2_FRCC | SOCO | FRCC | Internal | Shoulder | B14 | 900 | 3700 | 0 | 42.53 | 48.83 | 10 | 0
2020 | SOCO_2_FRCC | SOCO | FRCC | Internal | Shoulder | B15 | 1203 | 3700 | 0 | 42.1 | 46.83 | 10 | 0
2020 | SOCO_2_FRCC | SOCO | FRCC | Internal | Summer | B1 | 10 | 3700 | 54.88 | 71.02 | 81.02 | 10 | 0
2020 | SOCO_2_FRCC | SOCO | FRCC | Internal | Summer | B2 | 25 | 3700 | 0 | 71.02 | 76.76 | 10 | 0
2020 | SOCO_2_FRCC | SOCO | FRCC | Internal | Summer | B3 | 75 | 3700 | 0 | 69.69 | 76.76 | 10 | 0
2020 | SOCO_2_FRCC | SOCO | FRCC | Internal | Summer | B4 | 100 | 3700 | 0 | 69.69 | 76.76 | 10 | 0
2020 | SOCO_2_FRCC | SOCO | FRCC | Internal | Summer | B5 | 200 | 3700 | 0 | 66.83 | 76.76 | 10 | 0
2020 | SOCO_2_FRCC | SOCO | FRCC | Internal | Summer | B6 | 300 | 3700 | 279.95 | 56.87 | 66.87 | 10 | 0
2020 | SOCO_2_FRCC | SOCO | FRCC | Internal | Summer | B7 | 400 | 3700 | 1728.59 | 54.47 | 64.47 | 10 | 0
2020 | SOCO_2_FRCC | SOCO | FRCC | Internal | Summer | B8 | 500 | 3700 | 0 | 44.97 | 54.75 | 10 | 0
2020 | SOCO_2_FRCC | SOCO | FRCC | Internal | Summer | B9 | 800 | 3700 | 0 | 41.7 | 48.1 | 10 | 0
2020 | SOCO_2_FRCC | SOCO | FRCC | Internal | Summer | B10 | 1262 | 3700 | 0 | 40.87 | 46.13 | 10 | 0
2020 | SOCO_2_FRCC | SOCO | FRCC | Internal | Winter | B16 | 25 | 3700 | 1050.1 | 67.25 | 77.25 | 10 | 0
2020 | SOCO_2_FRCC | SOCO | FRCC | Internal | Winter | B17 | 100 | 3700 | 821.13 | 46.18 | 56.18 | 10 | 0
2020 | SOCO_2_FRCC | SOCO | FRCC | Internal | Winter | B18 | 400 | 3700 | 0 | 44.59 | 51.07 | 10 | 0
2020 | SOCO_2_FRCC | SOCO | FRCC | Internal | Winter | B19 | 700 | 3700 | 0 | 44.59 | 50.62 | 10 | 0
2020 | SOCO_2_FRCC | SOCO | FRCC | Internal | Winter | B20 | 935 | 3700 | 0 | 44.59 | 48.97 | 10 | 0
2020 | SOCO_2_TVA_Transmission | SOCO | TVA_Transmission | Internal | Shoulder | B11 | 25 | 2600 | 0 | 67.03 | 59.36 | 10 | 0
2020 | SOCO_2_TVA_Transmission | SOCO | TVA_Transmission | Internal | Shoulder | B12 | 200 | 2600 | 0 | 44.55 | 47.86 | 10 | 0
2020 | SOCO_2_TVA_Transmission | SOCO | TVA_Transmission | Internal | Shoulder | B13 | 600 | 2600 | 0 | 42.53 | 44.89 | 10 | 0
2020 | SOCO_2_TVA_Transmission | SOCO | TVA_Transmission | Internal | Shoulder | B14 | 900 | 2600 | 0 | 42.53 | 44.09 | 10 | 0
2020 | SOCO_2_TVA_Transmission | SOCO | TVA_Transmission | Internal | Shoulder | B15 | 1203 | 2600 | 0 | 42.1 | 42.37 | 10 | 0
2020 | SOCO_2_TVA_Transmission | SOCO | TVA_Transmission | Internal | Summer | B1 | 10 | 2600 | 0 | 71.02 | 73.05 | 10 | 0
2020 | SOCO_2_TVA_Transmission | SOCO | TVA_Transmission | Internal | Summer | B2 | 25 | 2600 | 0 | 71.02 | 71.53 | 10 | 0
2020 | SOCO_2_TVA_Transmission | SOCO | TVA_Transmission | Internal | Summer | B3 | 75 | 2600 | 0 | 69.69 | 67.28 | 10 | 0
2020 | SOCO_2_TVA_Transmission | SOCO | TVA_Transmission | Internal | Summer | B4 | 100 | 2600 | 0 | 69.69 | 67.05 | 10 | 0
2020 | SOCO_2_TVA_Transmission | SOCO | TVA_Transmission | Internal | Summer | B5 | 200 | 2600 | 0 | 66.83 | 58.92 | 10 | 0
2020 | SOCO_2_TVA_Transmission | SOCO | TVA_Transmission | Internal | Summer | B6 | 300 | 2600 | 0 | 56.87 | 52.16 | 10 | 0
2020 | SOCO_2_TVA_Transmission | SOCO | TVA_Transmission | Internal | Summer | B7 | 400 | 2600 | 0 | 54.47 | 46.19 | 10 | 0
2020 | SOCO_2_TVA_Transmission | SOCO | TVA_Transmission | Internal | Summer | B8 | 500 | 2600 | 0 | 44.97 | 42.04 | 10 | 0
2020 | SOCO_2_TVA_Transmission | SOCO | TVA_Transmission | Internal | Summer | B9 | 800 | 2600 | 0 | 41.7 | 41.62 | 10 | 0
2020 | SOCO_2_TVA_Transmission | SOCO | TVA_Transmission | Internal | Summer | B10 | 1262 | 2600 | 0 | 40.87 | 39.32 | 10 | 0
2020 | SOCO_2_TVA_Transmission | SOCO | TVA_Transmission | Internal | Winter | B16 | 25 | 2600 | 0 | 67.25 | 63.12 | 10 | 0
2020 | SOCO_2_TVA_Transmission | SOCO | TVA_Transmission | Internal | Winter | B17 | 100 | 2600 | 0 | 46.18 | 49.55 | 10 | 0
2020 | SOCO_2_TVA_Transmission | SOCO | TVA_Transmission | Internal | Winter | B18 | 400 | 2600 | 0 | 44.59 | 46.26 | 10 | 0
2020 | SOCO_2_TVA_Transmission | SOCO | TVA_Transmission | Internal | Winter | B19 | 700 | 2600 | 0 | 44.59 | 45.07 | 10 | 0
2020 | SOCO_2_TVA_Transmission | SOCO | TVA_Transmission | Internal | Winter | B20 | 935 | 2600 | 0 | 44.59 | 43.52 | 10 | 0
2020 | SOCO_2_VACAR | SOCO | VACAR | Internal | Shoulder | B11 | 25 | 2000 | 0 | 67.03 | 60.03 | 10 | 0
2020 | SOCO_2_VACAR | SOCO | VACAR | Internal | Shoulder | B12 | 200 | 2000 | 0 | 44.55 | 51.12 | 10 | 0
2020 | SOCO_2_VACAR | SOCO | VACAR | Internal | Shoulder | B13 | 600 | 2000 | 0 | 42.53 | 48 | 10 | 0
2020 | SOCO_2_VACAR | SOCO | VACAR | Internal | Shoulder | B14 | 900 | 2000 | 0 | 42.53 | 47.4 | 10 | 0
2020 | SOCO_2_VACAR | SOCO | VACAR | Internal | Shoulder | B15 | 1203 | 2000 | 0 | 42.1 | 43.31 | 10 | 0
2020 | SOCO_2_VACAR | SOCO | VACAR | Internal | Summer | B1 | 10 | 2000 | 0 | 71.02 | 73.05 | 10 | 0
2020 | SOCO_2_VACAR | SOCO | VACAR | Internal | Summer | B2 | 25 | 2000 | 0 | 71.02 | 73.05 | 10 | 0
2020 | SOCO_2_VACAR | SOCO | VACAR | Internal | Summer | B3 | 75 | 2000 | 0 | 69.69 | 73.05 | 10 | 0
2020 | SOCO_2_VACAR | SOCO | VACAR | Internal | Summer | B4 | 100 | 2000 | 0 | 69.69 | 67.05 | 10 | 0
2020 | SOCO_2_VACAR | SOCO | VACAR | Internal | Summer | B5 | 200 | 2000 | 0 | 66.83 | 59.83 | 10 | 0
2020 | SOCO_2_VACAR | SOCO | VACAR | Internal | Summer | B6 | 300 | 2000 | 0 | 56.87 | 56.14 | 10 | 0
2020 | SOCO_2_VACAR | SOCO | VACAR | Internal | Summer | B7 | 400 | 2000 | 0 | 54.47 | 47.47 | 10 | 0
2020 | SOCO_2_VACAR | SOCO | VACAR | Internal | Summer | B8 | 500 | 2000 | 0 | 44.97 | 44.56 | 10 | 0
2020 | SOCO_2_VACAR | SOCO | VACAR | Internal | Summer | B9 | 800 | 2000 | 0 | 41.7 | 43.58 | 10 | 0
2020 | SOCO_2_VACAR | SOCO | VACAR | Internal | Summer | B10 | 1262 | 2000 | 0 | 40.87 | 41.83 | 10 | 0
2020 | SOCO_2_VACAR | SOCO | VACAR | Internal | Winter | B16 | 25 | 2000 | 0 | 67.25 | 72.12 | 10 | 0
2020 | SOCO_2_VACAR | SOCO | VACAR | Internal | Winter | B17 | 100 | 2000 | 0 | 46.18 | 54.3 | 10 | 0
2020 | SOCO_2_VACAR | SOCO | VACAR | Internal | Winter | B18 | 400 | 2000 | 0 | 44.59 | 48.77 | 10 | 0
2020 | SOCO_2_VACAR | SOCO | VACAR | Internal | Winter | B19 | 700 | 2000 | 0 | 44.59 | 47.4 | 10 | 0
2020 | SOCO_2_VACAR | SOCO | VACAR | Internal | Winter | B20 | 935 | 2000 | 0 | 44.59 | 45.6 | 10 | 0
2020 | SPP_N_2_ENT | SPP_N | ENT | Internal | Shoulder | B11 | 25 | 1800 | 0 | 62.26 | 59.03 | 5 | 0
2020 | SPP_N_2_ENT | SPP_N | ENT | Internal | Shoulder | B12 | 200 | 1800 | 0 | 46.18 | 41.91 | 5 | 0
2020 | SPP_N_2_ENT | SPP_N | ENT | Internal | Shoulder | B13 | 600 | 1800 | 0 | 42.03 | 41.91 | 5 | 0
2020 | SPP_N_2_ENT | SPP_N | ENT | Internal | Shoulder | B14 | 900 | 1800 | 0 | 41.59 | 41.61 | 5 | 0
2020 | SPP_N_2_ENT | SPP_N | ENT | Internal | Shoulder | B15 | 1203 | 1800 | 0 | 40.19 | 41.5 | 5 | 0
2020 | SPP_N_2_ENT | SPP_N | ENT | Internal | Summer | B1 | 10 | 1800 | 0 | 66.03 | 68.21 | 5 | 0
2020 | SPP_N_2_ENT | SPP_N | ENT | Internal | Summer | B2 | 25 | 1800 | 0 | 66.03 | 63.53 | 5 | 0
2020 | SPP_N_2_ENT | SPP_N | ENT | Internal | Summer | B3 | 75 | 1800 | 0 | 66.03 | 61.69 | 5 | 0
2020 | SPP_N_2_ENT | SPP_N | ENT | Internal | Summer | B4 | 100 | 1800 | 0 | 66.03 | 61.69 | 5 | 0
2020 | SPP_N_2_ENT | SPP_N | ENT | Internal | Summer | B5 | 200 | 1800 | 0 | 60.09 | 58.83 | 5 | 0
2020 | SPP_N_2_ENT | SPP_N | ENT | Internal | Summer | B6 | 300 | 1800 | 0 | 55.86 | 48.87 | 5 | 0
2020 | SPP_N_2_ENT | SPP_N | ENT | Internal | Summer | B7 | 400 | 1800 | 0 | 46.47 | 46.47 | 5 | 0
2020 | SPP_N_2_ENT | SPP_N | ENT | Internal | Summer | B8 | 500 | 1800 | 0 | 41.93 | 40.59 | 5 | 0
2020 | SPP_N_2_ENT | SPP_N | ENT | Internal | Summer | B9 | 800 | 1800 | 0 | 40.44 | 40.59 | 5 | 0
2020 | SPP_N_2_ENT | SPP_N | ENT | Internal | Summer | B10 | 1262 | 1800 | 0 | 39.16 | 40.3 | 5 | 0
2020 | SPP_N_2_ENT | SPP_N | ENT | Internal | Winter | B16 | 25 | 1800 | 0 | 55.12 | 57.74 | 5 | 0
2020 | SPP_N_2_ENT | SPP_N | ENT | Internal | Winter | B17 | 100 | 1800 | 0 | 44.36 | 44.52 | 5 | 0
2020 | SPP_N_2_ENT | SPP_N | ENT | Internal | Winter | B18 | 400 | 1800 | 0 | 43.22 | 44.52 | 5 | 0
2020 | SPP_N_2_ENT | SPP_N | ENT | Internal | Winter | B19 | 700 | 1800 | 0 | 42.83 | 44.2 | 5 | 0
2020 | SPP_N_2_ENT | SPP_N | ENT | Internal | Winter | B20 | 935 | 1800 | 0 | 42.74 | 42.84 | 5 | 0
2020 | SPP_N_2_MISO_MO-IL | SPP_N | MISO_MO-IL | Internal | Shoulder | B11 | 25 | 2000 | 0 | 62.26 | 56.03 | 5 | 0
2020 | SPP_N_2_MISO_MO-IL | SPP_N | MISO_MO-IL | Internal | Shoulder | B12 | 200 | 2000 | 0 | 46.18 | 46.18 | 5 | 0
2020 | SPP_N_2_MISO_MO-IL | SPP_N | MISO_MO-IL | Internal | Shoulder | B13 | 600 | 2000 | 0 | 42.03 | 41.62 | 5 | 0
2020 | SPP_N_2_MISO_MO-IL | SPP_N | MISO_MO-IL | Internal | Shoulder | B14 | 900 | 2000 | 0 | 41.59 | 39.73 | 5 | 0
2020 | SPP_N_2_MISO_MO-IL | SPP_N | MISO_MO-IL | Internal | Shoulder | B15 | 1203 | 2000 | 0 | 40.19 | 38.4 | 5 | 0
2020 | SPP_N_2_MISO_MO-IL | SPP_N | MISO_MO-IL | Internal | Summer | B1 | 10 | 2000 | 0 | 66.03 | 65.05 | 5 | 0
2020 | SPP_N_2_MISO_MO-IL | SPP_N | MISO_MO-IL | Internal | Summer | B2 | 25 | 2000 | 0 | 66.03 | 63.53 | 5 | 0
2020 | SPP_N_2_MISO_MO-IL | SPP_N | MISO_MO-IL | Internal | Summer | B3 | 75 | 2000 | 0 | 66.03 | 61.14 | 5 | 0
2020 | SPP_N_2_MISO_MO-IL | SPP_N | MISO_MO-IL | Internal | Summer | B4 | 100 | 2000 | 0 | 66.03 | 59.41 | 5 | 0
2020 | SPP_N_2_MISO_MO-IL | SPP_N | MISO_MO-IL | Internal | Summer | B5 | 200 | 2000 | 0 | 60.09 | 52.09 | 5 | 0
2020 | SPP_N_2_MISO_MO-IL | SPP_N | MISO_MO-IL | Internal | Summer | B6 | 300 | 2000 | 0 | 55.86 | 48.16 | 5 | 0
2020 | SPP_N_2_MISO_MO-IL | SPP_N | MISO_MO-IL | Internal | Summer | B7 | 400 | 2000 | 0 | 46.47 | 39.48 | 5 | 0
2020 | SPP_N_2_MISO_MO-IL | SPP_N | MISO_MO-IL | Internal | Summer | B8 | 500 | 2000 | 0 | 41.93 | 37.52 | 5 | 0
2020 | SPP_N_2_MISO_MO-IL | SPP_N | MISO_MO-IL | Internal | Summer | B9 | 800 | 2000 | 0 | 40.44 | 37.35 | 5 | 0
2020 | SPP_N_2_MISO_MO-IL | SPP_N | MISO_MO-IL | Internal | Summer | B10 | 1262 | 2000 | 0 | 39.16 | 35.94 | 5 | 0
2020 | SPP_N_2_MISO_MO-IL | SPP_N | MISO_MO-IL | Internal | Winter | B16 | 25 | 2000 | 0 | 55.12 | 55.12 | 5 | 0
2020 | SPP_N_2_MISO_MO-IL | SPP_N | MISO_MO-IL | Internal | Winter | B17 | 100 | 2000 | 0 | 44.36 | 46.27 | 5 | 0
2020 | SPP_N_2_MISO_MO-IL | SPP_N | MISO_MO-IL | Internal | Winter | B18 | 400 | 2000 | 0 | 43.22 | 42.17 | 5 | 0
2020 | SPP_N_2_MISO_MO-IL | SPP_N | MISO_MO-IL | Internal | Winter | B19 | 700 | 2000 | 0 | 42.83 | 41 | 5 | 0
2020 | SPP_N_2_MISO_MO-IL | SPP_N | MISO_MO-IL | Internal | Winter | B20 | 935 | 2000 | 0 | 42.74 | 37.6 | 5 | 0
2020 | SPP_N_2_MISO_W | SPP_N | MISO_W | Internal | Shoulder | B11 | 25 | 750 | 0 | 62.26 | 56.05 | 5 | 0
2020 | SPP_N_2_MISO_W | SPP_N | MISO_W | Internal | Shoulder | B12 | 200 | 750 | 0 | 46.18 | 46.17 | 5 | 0
2020 | SPP_N_2_MISO_W | SPP_N | MISO_W | Internal | Shoulder | B13 | 600 | 750 | 0 | 42.03 | 41.61 | 5 | 0
2020 | SPP_N_2_MISO_W | SPP_N | MISO_W | Internal | Shoulder | B14 | 900 | 750 | 0 | 41.59 | 39.72 | 5 | 0
2020 | SPP_N_2_MISO_W | SPP_N | MISO_W | Internal | Shoulder | B15 | 1203 | 750 | 0 | 40.19 | 38.41 | 5 | 0
2020 | SPP_N_2_MISO_W | SPP_N | MISO_W | Internal | Summer | B1 | 10 | 750 | 0 | 66.03 | 65.04 | 5 | 0
2020 | SPP_N_2_MISO_W | SPP_N | MISO_W | Internal | Summer | B2 | 25 | 750 | 0 | 66.03 | 63.54 | 5 | 0
2020 | SPP_N_2_MISO_W | SPP_N | MISO_W | Internal | Summer | B3 | 75 | 750 | 0 | 66.03 | 62.58 | 5 | 0
2020 | SPP_N_2_MISO_W | SPP_N | MISO_W | Internal | Summer | B4 | 100 | 750 | 0 | 66.03 | 62.58 | 5 | 0
2020 | SPP_N_2_MISO_W | SPP_N | MISO_W | Internal | Summer | B5 | 200 | 750 | 0 | 60.09 | 53.09 | 5 | 0
2020 | SPP_N_2_MISO_W | SPP_N | MISO_W | Internal | Summer | B6 | 300 | 750 | 0 | 55.86 | 48.86 | 5 | 0
2020 | SPP_N_2_MISO_W | SPP_N | MISO_W | Internal | Summer | B7 | 400 | 750 | 0 | 46.47 | 39.47 | 5 | 0
2020 | SPP_N_2_MISO_W | SPP_N | MISO_W | Internal | Summer | B8 | 500 | 750 | 0 | 41.93 | 37.51 | 5 | 0
2020 | SPP_N_2_MISO_W | SPP_N | MISO_W | Internal | Summer | B9 | 800 | 750 | 0 | 40.44 | 37.34 | 5 | 0
2020 | SPP_N_2_MISO_W | SPP_N | MISO_W | Internal | Summer | B10 | 1262 | 750 | 0 | 39.16 | 35.93 | 5 | 0
2020 | SPP_N_2_MISO_W | SPP_N | MISO_W | Internal | Winter | B16 | 25 | 750 | 0 | 55.12 | 55.11 | 5 | 0
2020 | SPP_N_2_MISO_W | SPP_N | MISO_W | Internal | Winter | B17 | 100 | 750 | 0 | 44.36 | 46.26 | 5 | 0
2020 | SPP_N_2_MISO_W | SPP_N | MISO_W | Internal | Winter | B18 | 400 | 750 | 0 | 43.22 | 42.18 | 5 | 0
2020 | SPP_N_2_MISO_W | SPP_N | MISO_W | Internal | Winter | B19 | 700 | 750 | 0 | 42.83 | 41.57 | 5 | 0
2020 | SPP_N_2_MISO_W | SPP_N | MISO_W | Internal | Winter | B20 | 935 | 750 | 0 | 42.74 | 37.6 | 5 | 0
2020 | SPP_N_2_NE | SPP_N | NE | Internal | Shoulder | B11 | 25 | 330 | 0.16 | 62.26 | 62.25 | 0.01 | 0
2020 | SPP_N_2_NE | SPP_N | NE | Internal | Shoulder | B12 | 200 | 330 | 0.02 | 46.18 | 46.17 | 0.01 | 0
2020 | SPP_N_2_NE | SPP_N | NE | Internal | Shoulder | B13 | 600 | 330 | 0 | 42.03 | 42.02 | 0.01 | 0
2020 | SPP_N_2_NE | SPP_N | NE | Internal | Shoulder | B14 | 900 | 330 | 0 | 41.59 | 41.58 | 0.01 | 0
2020 | SPP_N_2_NE | SPP_N | NE | Internal | Shoulder | B15 | 1203 | 330 | 0 | 40.19 | 40.17 | 0.01 | 0
2020 | SPP_N_2_NE | SPP_N | NE | Internal | Summer | B1 | 10 | 330 | 0.01 | 66.03 | 65.04 | 0.01 | 0
2020 | SPP_N_2_NE | SPP_N | NE | Internal | Summer | B2 | 25 | 330 | 0 | 66.03 | 64.47 | 0.01 | 0
2020 | SPP_N_2_NE | SPP_N | NE | Internal | Summer | B3 | 75 | 330 | 0 | 66.03 | 64.47 | 0.01 | 0
2020 | SPP_N_2_NE | SPP_N | NE | Internal | Summer | B4 | 100 | 330 | 0 | 66.03 | 64.47 | 0.01 | 0
2020 | SPP_N_2_NE | SPP_N | NE | Internal | Summer | B5 | 200 | 330 | 0.02 | 60.09 | 60.08 | 0.01 | 0
2020 | SPP_N_2_NE | SPP_N | NE | Internal | Summer | B6 | 300 | 330 | 0 | 55.86 | 50.11 | 0.01 | 0
2020 | SPP_N_2_NE | SPP_N | NE | Internal | Summer | B7 | 400 | 330 | 0 | 46.47 | 40.93 | 0.01 | 0
2020 | SPP_N_2_NE | SPP_N | NE | Internal | Summer | B8 | 500 | 330 | 0 | 41.93 | 40.43 | 0.01 | 0
2020 | SPP_N_2_NE | SPP_N | NE | Internal | Summer | B9 | 800 | 330 | 0 | 40.44 | 40.43 | 0.01 | 0
2020 | SPP_N_2_NE | SPP_N | NE | Internal | Summer | B10 | 1262 | 330 | 0 | 39.16 | 36.93 | 0.01 | 0
2020 | SPP_N_2_NE | SPP_N | NE | Internal | Winter | B16 | 25 | 330 | 0.16 | 55.12 | 55.11 | 0.01 | 0
2020 | SPP_N_2_NE | SPP_N | NE | Internal | Winter | B17 | 100 | 330 | 0.04 | 44.36 | 44.35 | 0.01 | 0
2020 | SPP_N_2_NE | SPP_N | NE | Internal | Winter | B18 | 400 | 330 | 0.01 | 43.22 | 43.2 | 0.01 | 0
2020 | SPP_N_2_NE | SPP_N | NE | Internal | Winter | B19 | 700 | 330 | 0 | 42.83 | 42.82 | 0.01 | 0
2020 | SPP_N_2_NE | SPP_N | NE | Internal | Winter | B20 | 935 | 330 | 0 | 42.74 | 40.98 | 0.01 | 0
2020 | SPP_N_2_SPP_S | SPP_N | SPP_S | Internal | Shoulder | B11 | 25 | 4000 | 0 | 62.26 | 57.84 | 0.01 | 0
2020 | SPP_N_2_SPP_S | SPP_N | SPP_S | Internal | Shoulder | B12 | 200 | 4000 | 0 | 46.18 | 44.05 | 0.01 | 0
2020 | SPP_N_2_SPP_S | SPP_N | SPP_S | Internal | Shoulder | B13 | 600 | 4000 | 0 | 42.03 | 42.02 | 0.01 | 0
2020 | SPP_N_2_SPP_S | SPP_N | SPP_S | Internal | Shoulder | B14 | 900 | 4000 | 442.99 | 41.59 | 41.6 | 0.01 | 0
2020 | SPP_N_2_SPP_S | SPP_N | SPP_S | Internal | Shoulder | B15 | 1203 | 4000 | 1022.11 | 40.19 | 40.2 | 0.01 | 0
2020 | SPP_N_2_SPP_S | SPP_N | SPP_S | Internal | Summer | B1 | 10 | 4000 | 0 | 66.03 | 64.56 | 0.01 | 0
2020 | SPP_N_2_SPP_S | SPP_N | SPP_S | Internal | Summer | B2 | 25 | 4000 | 0 | 66.03 | 65.21 | 0.01 | 0
2020 | SPP_N_2_SPP_S | SPP_N | SPP_S | Internal | Summer | B3 | 75 | 4000 | 0 | 66.03 | 56.69 | 0.01 | 0
2020 | SPP_N_2_SPP_S | SPP_N | SPP_S | Internal | Summer | B4 | 100 | 4000 | 0 | 66.03 | 56.69 | 0.01 | 0
2020 | SPP_N_2_SPP_S | SPP_N | SPP_S | Internal | Summer | B5 | 200 | 4000 | 0 | 60.09 | 55.88 | 0.01 | 0
2020 | SPP_N_2_SPP_S | SPP_N | SPP_S | Internal | Summer | B6 | 300 | 4000 | 783.64 | 55.86 | 55.88 | 0.01 | 0
2020 | SPP_N_2_SPP_S | SPP_N | SPP_S | Internal | Summer | B7 | 400 | 4000 | 424.73 | 46.47 | 46.48 | 0.01 | 0
2020 | SPP_N_2_SPP_S | SPP_N | SPP_S | Internal | Summer | B8 | 500 | 4000 | 1625.16 | 41.93 | 41.94 | 0.01 | 0
2020 | SPP_N_2_SPP_S | SPP_N | SPP_S | Internal | Summer | B9 | 800 | 4000 | 3002.94 | 40.44 | 40.45 | 0.01 | 0
2020 | SPP_N_2_SPP_S | SPP_N | SPP_S | Internal | Summer | B10 | 1262 | 4000 | 3300.4 | 39.16 | 39.17 | 0.01 | 0
2020 | SPP_N_2_SPP_S | SPP_N | SPP_S | Internal | Winter | B16 | 25 | 4000 | 241.89 | 55.12 | 55.13 | 0.01 | 0
2020 | SPP_N_2_SPP_S | SPP_N | SPP_S | Internal | Winter | B17 | 100 | 4000 | 1384.23 | 44.36 | 44.37 | 0.01 | 0
2020 | SPP_N_2_SPP_S | SPP_N | SPP_S | Internal | Winter | B18 | 400 | 4000 | 1571.99 | 43.22 | 43.23 | 0.01 | 0
2020 | SPP_N_2_SPP_S | SPP_N | SPP_S | Internal | Winter | B19 | 700 | 4000 | 1647.62 | 42.83 | 42.84 | 0.01 | 0
2020 | SPP_N_2_SPP_S | SPP_N | SPP_S | Internal | Winter | B20 | 935 | 4000 | 3578.02 | 42.74 | 42.75 | 0.01 | 0
2020 | SPP_S_2_ENT | SPP_S | ENT | Internal | Shoulder | B11 | 25 | 850 | 0 | 57.84 | 59.03 | 5 | 0
2020 | SPP_S_2_ENT | SPP_S | ENT | Internal | Shoulder | B12 | 200 | 850 | 0 | 44.05 | 41.91 | 5 | 0
2020 | SPP_S_2_ENT | SPP_S | ENT | Internal | Shoulder | B13 | 600 | 850 | 0 | 42.02 | 41.91 | 5 | 0
2020 | SPP_S_2_ENT | SPP_S | ENT | Internal | Shoulder | B14 | 900 | 850 | 0 | 41.6 | 41.61 | 5 | 0
2020 | SPP_S_2_ENT | SPP_S | ENT | Internal | Shoulder | B15 | 1203 | 850 | 0 | 40.2 | 41.5 | 5 | 0
2020 | SPP_S_2_ENT | SPP_S | ENT | Internal | Summer | B1 | 10 | 850 | 0 | 64.56 | 68.21 | 5 | 0
2020 | SPP_S_2_ENT | SPP_S | ENT | Internal | Summer | B2 | 25 | 850 | 0 | 65.21 | 63.53 | 5 | 0
2020 | SPP_S_2_ENT | SPP_S | ENT | Internal | Summer | B3 | 75 | 850 | 15.51 | 56.69 | 61.69 | 5 | 0
2020 | SPP_S_2_ENT | SPP_S | ENT | Internal | Summer | B4 | 100 | 850 | 663.31 | 56.69 | 61.69 | 5 | 0
2020 | SPP_S_2_ENT | SPP_S | ENT | Internal | Summer | B5 | 200 | 850 | 0 | 55.88 | 58.83 | 5 | 0
2020 | SPP_S_2_ENT | SPP_S | ENT | Internal | Summer | B6 | 300 | 850 | 0 | 55.88 | 48.87 | 5 | 0
2020 | SPP_S_2_ENT | SPP_S | ENT | Internal | Summer | B7 | 400 | 850 | 0 | 46.48 | 46.47 | 5 | 0
2020 | SPP_S_2_ENT | SPP_S | ENT | Internal | Summer | B8 | 500 | 850 | 0 | 41.94 | 40.59 | 5 | 0
2020 | SPP_S_2_ENT | SPP_S | ENT | Internal | Summer | B9 | 800 | 850 | 0 | 40.45 | 40.59 | 5 | 0
2020 | SPP_S_2_ENT | SPP_S | ENT | Internal | Summer | B10 | 1262 | 850 | 0 | 39.17 | 40.3 | 5 | 0
2020 | SPP_S_2_ENT | SPP_S | ENT | Internal | Winter | B16 | 25 | 850 | 0 | 55.13 | 57.74 | 5 | 0
2020 | SPP_S_2_ENT | SPP_S | ENT | Internal | Winter | B17 | 100 | 850 | 0 | 44.37 | 44.52 | 5 | 0
2020 | SPP_S_2_ENT | SPP_S | ENT | Internal | Winter | B18 | 400 | 850 | 0 | 43.23 | 44.52 | 5 | 0
2020 | SPP_S_2_ENT | SPP_S | ENT | Internal | Winter | B19 | 700 | 850 | 0 | 42.84 | 44.2 | 5 | 0
2020 | SPP_S_2_ENT | SPP_S | ENT | Internal | Winter | B20 | 935 | 850 | 0 | 42.75 | 42.84 | 5 | 0
2020 | SPP_S_2_SPP_N | SPP_S | SPP_N | Internal | Shoulder | B11 | 25 | 640 | 640 | 57.84 | 62.26 | 0.01 | 4.41
2020 | SPP_S_2_SPP_N | SPP_S | SPP_N | Internal | Shoulder | B12 | 200 | 640 | 640 | 44.05 | 46.18 | 0.01 | 2.12
2020 | SPP_S_2_SPP_N | SPP_S | SPP_N | Internal | Shoulder | B13 | 600 | 640 | 131.53 | 42.02 | 42.03 | 0.01 | 0
2020 | SPP_S_2_SPP_N | SPP_S | SPP_N | Internal | Shoulder | B14 | 900 | 640 | 0 | 41.6 | 41.59 | 0.01 | 0
2020 | SPP_S_2_SPP_N | SPP_S | SPP_N | Internal | Shoulder | B15 | 1203 | 640 | 0 | 40.2 | 40.19 | 0.01 | 0
2020 | SPP_S_2_SPP_N | SPP_S | SPP_N | Internal | Summer | B1 | 10 | 640 | 639.99 | 64.56 | 66.03 | 0.01 | 1.47
2020 | SPP_S_2_SPP_N | SPP_S | SPP_N | Internal | Summer | B2 | 25 | 640 | 639.99 | 65.21 | 66.03 | 0.01 | 0.81
2020 | SPP_S_2_SPP_N | SPP_S | SPP_N | Internal | Summer | B3 | 75 | 640 | 640 | 56.69 | 66.03 | 0.01 | 9.33
2020 | SPP_S_2_SPP_N | SPP_S | SPP_N | Internal | Summer | B4 | 100 | 640 | 640 | 56.69 | 66.03 | 0.01 | 9.34
2020 | SPP_S_2_SPP_N | SPP_S | SPP_N | Internal | Summer | B5 | 200 | 640 | 640 | 55.88 | 60.09 | 0.01 | 4.2
2020 | SPP_S_2_SPP_N | SPP_S | SPP_N | Internal | Summer | B6 | 300 | 640 | 0.02 | 55.88 | 55.86 | 0.01 | 0
2020 | SPP_S_2_SPP_N | SPP_S | SPP_N | Internal | Summer | B7 | 400 | 640 | 0.01 | 46.48 | 46.47 | 0.01 | 0
2020 | SPP_S_2_SPP_N | SPP_S | SPP_N | Internal | Summer | B8 | 500 | 640 | 0 | 41.94 | 41.93 | 0.01 | 0
2020 | SPP_S_2_SPP_N | SPP_S | SPP_N | Internal | Summer | B9 | 800 | 640 | 0 | 40.45 | 40.44 | 0.01 | 0
2020 | SPP_S_2_SPP_N | SPP_S | SPP_N | Internal | Summer | B10 | 1262 | 640 | 0 | 39.17 | 39.16 | 0.01 | 0
2020 | SPP_S_2_SPP_N | SPP_S | SPP_N | Internal | Winter | B16 | 25 | 640 | 0.18 | 55.13 | 55.12 | 0.01 | 0
2020 | SPP_S_2_SPP_N | SPP_S | SPP_N | Internal | Winter | B17 | 100 | 640 | 0.05 | 44.37 | 44.36 | 0.01 | 0
2020 | SPP_S_2_SPP_N | SPP_S | SPP_N | Internal | Winter | B18 | 400 | 640 | 0.01 | 43.23 | 43.22 | 0.01 | 0
2020 | SPP_S_2_SPP_N | SPP_S | SPP_N | Internal | Winter | B19 | 700 | 640 | 0 | 42.84 | 42.83 | 0.01 | 0
2020 | SPP_S_2_SPP_N | SPP_S | SPP_N | Internal | Winter | B20 | 935 | 640 | 0 | 42.75 | 42.74 | 0.01 | 0
2020 | TVA_2_ENT | TVA | ENT | Internal | Shoulder | B11 | 25 | 500 | 0 | 58.04 | 59.03 | 9 | 0
2020 | TVA_2_ENT | TVA | ENT | Internal | Shoulder | B12 | 200 | 500 | 0 | 43.52 | 41.91 | 9 | 0
2020 | TVA_2_ENT | TVA | ENT | Internal | Shoulder | B13 | 600 | 500 | 0 | 41.97 | 41.91 | 9 | 0
2020 | TVA_2_ENT | TVA | ENT | Internal | Shoulder | B14 | 900 | 500 | 0 | 41.97 | 41.61 | 9 | 0
2020 | TVA_2_ENT | TVA | ENT | Internal | Shoulder | B15 | 1203 | 500 | 0 | 41.75 | 41.5 | 9 | 0
2020 | TVA_2_ENT | TVA | ENT | Internal | Summer | B1 | 10 | 500 | 0 | 73.07 | 68.21 | 9 | 0
2020 | TVA_2_ENT | TVA | ENT | Internal | Summer | B2 | 25 | 500 | 0 | 71.54 | 63.53 | 9 | 0
2020 | TVA_2_ENT | TVA | ENT | Internal | Summer | B3 | 75 | 500 | 0 | 67.29 | 61.69 | 9 | 0
2020 | TVA_2_ENT | TVA | ENT | Internal | Summer | B4 | 100 | 500 | 0 | 67.06 | 61.69 | 9 | 0
2020 | TVA_2_ENT | TVA | ENT | Internal | Summer | B5 | 200 | 500 | 0 | 57.83 | 58.83 | 9 | 0
2020 | TVA_2_ENT | TVA | ENT | Internal | Summer | B6 | 300 | 500 | 0 | 42.77 | 48.87 | 9 | 0
2020 | TVA_2_ENT | TVA | ENT | Internal | Summer | B7 | 400 | 500 | 0 | 40.44 | 46.47 | 9 | 0
2020 | TVA_2_ENT | TVA | ENT | Internal | Summer | B8 | 500 | 500 | 0 | 40.44 | 40.59 | 9 | 0
2020 | TVA_2_ENT | TVA | ENT | Internal | Summer | B9 | 800 | 500 | 0 | 40.44 | 40.59 | 9 | 0
2020 | TVA_2_ENT | TVA | ENT | Internal | Summer | B10 | 1262 | 500 | 0 | 37.45 | 40.3 | 9 | 0
2020 | TVA_2_ENT | TVA | ENT | Internal | Winter | B16 | 25 | 500 | 0 | 59.56 | 57.74 | 9 | 0
2020 | TVA_2_ENT | TVA | ENT | Internal | Winter | B17 | 100 | 500 | 0 | 46.15 | 44.52 | 9 | 0
2020 | TVA_2_ENT | TVA | ENT | Internal | Winter | B18 | 400 | 500 | 0 | 42.89 | 44.52 | 9 | 0
2020 | TVA_2_ENT | TVA | ENT | Internal | Winter | B19 | 700 | 500 | 0 | 42.89 | 44.2 | 9 | 0
2020 | TVA_2_ENT | TVA | ENT | Internal | Winter | B20 | 935 | 500 | 0 | 42.89 | 42.84 | 9 | 0
2020 | TVA_2_MISO_MO-IL | TVA | MISO_MO-IL | Internal | Shoulder | B11 | 25 | 50 | 0 | 58.04 | 56.03 | 9 | 0
2020 | TVA_2_MISO_MO-IL | TVA | MISO_MO-IL | Internal | Shoulder | B12 | 200 | 50 | 0 | 43.52 | 46.18 | 9 | 0
2020 | TVA_2_MISO_MO-IL | TVA | MISO_MO-IL | Internal | Shoulder | B13 | 600 | 50 | 0 | 41.97 | 41.62 | 9 | 0
2020 | TVA_2_MISO_MO-IL | TVA | MISO_MO-IL | Internal | Shoulder | B14 | 900 | 50 | 0 | 41.97 | 39.73 | 9 | 0
2020 | TVA_2_MISO_MO-IL | TVA | MISO_MO-IL | Internal | Shoulder | B15 | 1203 | 50 | 0 | 41.75 | 38.4 | 9 | 0
2020 | TVA_2_MISO_MO-IL | TVA | MISO_MO-IL | Internal | Summer | B1 | 10 | 50 | 0 | 73.07 | 65.05 | 9 | 0
2020 | TVA_2_MISO_MO-IL | TVA | MISO_MO-IL | Internal | Summer | B2 | 25 | 50 | 0 | 71.54 | 63.53 | 9 | 0
2020 | TVA_2_MISO_MO-IL | TVA | MISO_MO-IL | Internal | Summer | B3 | 75 | 50 | 0 | 67.29 | 61.14 | 9 | 0
2020 | TVA_2_MISO_MO-IL | TVA | MISO_MO-IL | Internal | Summer | B4 | 100 | 50 | 0 | 67.06 | 59.41 | 9 | 0
2020 | TVA_2_MISO_MO-IL | TVA | MISO_MO-IL | Internal | Summer | B5 | 200 | 50 | 0 | 57.83 | 52.09 | 9 | 0
2020 | TVA_2_MISO_MO-IL | TVA | MISO_MO-IL | Internal | Summer | B6 | 300 | 50 | 0 | 42.77 | 48.16 | 9 | 0
2020 | TVA_2_MISO_MO-IL | TVA | MISO_MO-IL | Internal | Summer | B7 | 400 | 50 | 0 | 40.44 | 39.48 | 9 | 0
2020 | TVA_2_MISO_MO-IL | TVA | MISO_MO-IL | Internal | Summer | B8 | 500 | 50 | 0 | 40.44 | 37.52 | 9 | 0
2020 | TVA_2_MISO_MO-IL | TVA | MISO_MO-IL | Internal | Summer | B9 | 800 | 50 | 0 | 40.44 | 37.35 | 9 | 0
2020 | TVA_2_MISO_MO-IL | TVA | MISO_MO-IL | Internal | Summer | B10 | 1262 | 50 | 0 | 37.45 | 35.94 | 9 | 0
2020 | TVA_2_MISO_MO-IL | TVA | MISO_MO-IL | Internal | Winter | B16 | 25 | 50 | 0 | 59.56 | 55.12 | 9 | 0
2020 | TVA_2_MISO_MO-IL | TVA | MISO_MO-IL | Internal | Winter | B17 | 100 | 50 | 0 | 46.15 | 46.27 | 9 | 0
2020 | TVA_2_MISO_MO-IL | TVA | MISO_MO-IL | Internal | Winter | B18 | 400 | 50 | 0 | 42.89 | 42.17 | 9 | 0
2020 | TVA_2_MISO_MO-IL | TVA | MISO_MO-IL | Internal | Winter | B19 | 700 | 50 | 0 | 42.89 | 41 | 9 | 0
2020 | TVA_2_MISO_MO-IL | TVA | MISO_MO-IL | Internal | Winter | B20 | 935 | 50 | 0 | 42.89 | 37.6 | 9 | 0
2020 | TVA_2_NonRTO_Midwest | TVA | NonRTO_Midwest | Internal | Shoulder | B11 | 25 | 100 | 0 | 58.04 | 64.02 | 9 | 0
2020 | TVA_2_NonRTO_Midwest | TVA | NonRTO_Midwest | Internal | Shoulder | B12 | 200 | 100 | 100 | 43.52 | 54.18 | 9 | 1.66
2020 | TVA_2_NonRTO_Midwest | TVA | NonRTO_Midwest | Internal | Shoulder | B13 | 600 | 100 | 0 | 41.97 | 45.99 | 9 | 0
2020 | TVA_2_NonRTO_Midwest | TVA | NonRTO_Midwest | Internal | Shoulder | B14 | 900 | 100 | 0 | 41.97 | 43.87 | 9 | 0
2020 | TVA_2_NonRTO_Midwest | TVA | NonRTO_Midwest | Internal | Shoulder | B15 | 1203 | 100 | 0 | 41.75 | 36.78 | 9 | 0
2020 | TVA_2_NonRTO_Midwest | TVA | NonRTO_Midwest | Internal | Summer | B1 | 10 | 100 | 0 | 73.07 | 68.51 | 9 | 0
2020 | TVA_2_NonRTO_Midwest | TVA | NonRTO_Midwest | Internal | Summer | B2 | 25 | 100 | 0 | 71.54 | 68.51 | 9 | 0
2020 | TVA_2_NonRTO_Midwest | TVA | NonRTO_Midwest | Internal | Summer | B3 | 75 | 100 | 0 | 67.29 | 68.51 | 9 | 0
2020 | TVA_2_NonRTO_Midwest | TVA | NonRTO_Midwest | Internal | Summer | B4 | 100 | 100 | 0 | 67.06 | 67.39 | 9 | 0
2020 | TVA_2_NonRTO_Midwest | TVA | NonRTO_Midwest | Internal | Summer | B5 | 200 | 100 | 0 | 57.83 | 60.08 | 9 | 0
2020 | TVA_2_NonRTO_Midwest | TVA | NonRTO_Midwest | Internal | Summer | B6 | 300 | 100 | 100 | 42.77 | 56.14 | 9 | 4.37
2020 | TVA_2_NonRTO_Midwest | TVA | NonRTO_Midwest | Internal | Summer | B7 | 400 | 100 | 0 | 40.44 | 44.88 | 9 | 0
2020 | TVA_2_NonRTO_Midwest | TVA | NonRTO_Midwest | Internal | Summer | B8 | 500 | 100 | 0 | 40.44 | 38.48 | 9 | 0
2020 | TVA_2_NonRTO_Midwest | TVA | NonRTO_Midwest | Internal | Summer | B9 | 800 | 100 | 0 | 40.44 | 37.38 | 9 | 0
2020 | TVA_2_NonRTO_Midwest | TVA | NonRTO_Midwest | Internal | Summer | B10 | 1262 | 100 | 0 | 37.45 | 35.64 | 9 | 0
2020 | TVA_2_NonRTO_Midwest | TVA | NonRTO_Midwest | Internal | Winter | B16 | 25 | 100 | 0 | 59.56 | 63.13 | 9 | 0
2020 | TVA_2_NonRTO_Midwest | TVA | NonRTO_Midwest | Internal | Winter | B17 | 100 | 100 | 0 | 46.15 | 54.28 | 9 | 0
2020 | TVA_2_NonRTO_Midwest | TVA | NonRTO_Midwest | Internal | Winter | B18 | 400 | 100 | 0 | 42.89 | 50.18 | 9 | 0
2020 | TVA_2_NonRTO_Midwest | TVA | NonRTO_Midwest | Internal | Winter | B19 | 700 | 100 | 0 | 42.89 | 42.61 | 9 | 0
2020 | TVA_2_NonRTO_Midwest | TVA | NonRTO_Midwest | Internal | Winter | B20 | 935 | 100 | 0 | 42.89 | 36.78 | 9 | 0
2020 | TVA_2_PJM_ROR | TVA | PJM_ROR | Internal | Shoulder | B11 | 25 | 500 | 0 | 58.04 | 54.03 | 9 | 0
2020 | TVA_2_PJM_ROR | TVA | PJM_ROR | Internal | Shoulder | B12 | 200 | 500 | 0 | 43.52 | 48.18 | 9 | 0
2020 | TVA_2_PJM_ROR | TVA | PJM_ROR | Internal | Shoulder | B13 | 600 | 500 | 0 | 41.97 | 43.6 | 9 | 0
2020 | TVA_2_PJM_ROR | TVA | PJM_ROR | Internal | Shoulder | B14 | 900 | 500 | 0 | 41.97 | 41.72 | 9 | 0
2020 | TVA_2_PJM_ROR | TVA | PJM_ROR | Internal | Shoulder | B15 | 1203 | 500 | 0 | 41.75 | 37.31 | 9 | 0
2020 | TVA_2_PJM_ROR | TVA | PJM_ROR | Internal | Summer | B1 | 10 | 500 | 0 | 73.07 | 67.05 | 9 | 0
2020 | TVA_2_PJM_ROR | TVA | PJM_ROR | Internal | Summer | B2 | 25 | 500 | 0 | 71.54 | 65.53 | 9 | 0
2020 | TVA_2_PJM_ROR | TVA | PJM_ROR | Internal | Summer | B3 | 75 | 500 | 0 | 67.29 | 61.28 | 9 | 0
2020 | TVA_2_PJM_ROR | TVA | PJM_ROR | Internal | Summer | B4 | 100 | 500 | 0 | 67.06 | 61.05 | 9 | 0
2020 | TVA_2_PJM_ROR | TVA | PJM_ROR | Internal | Summer | B5 | 200 | 500 | 0 | 57.83 | 53.83 | 9 | 0
2020 | TVA_2_PJM_ROR | TVA | PJM_ROR | Internal | Summer | B6 | 300 | 500 | 0 | 42.77 | 50.14 | 9 | 0
2020 | TVA_2_PJM_ROR | TVA | PJM_ROR | Internal | Summer | B7 | 400 | 500 | 0 | 40.44 | 41.47 | 9 | 0
2020 | TVA_2_PJM_ROR | TVA | PJM_ROR | Internal | Summer | B8 | 500 | 500 | 0 | 40.44 | 38.56 | 9 | 0
2020 | TVA_2_PJM_ROR | TVA | PJM_ROR | Internal | Summer | B9 | 800 | 500 | 0 | 40.44 | 37.58 | 9 | 0
2020 | TVA_2_PJM_ROR | TVA | PJM_ROR | Internal | Summer | B10 | 1262 | 500 | 0 | 37.45 | 35.83 | 9 | 0
2020 | TVA_2_PJM_ROR | TVA | PJM_ROR | Internal | Winter | B16 | 25 | 500 | 0 | 59.56 | 57.12 | 9 | 0
2020 | TVA_2_PJM_ROR | TVA | PJM_ROR | Internal | Winter | B17 | 100 | 500 | 0 | 46.15 | 48.3 | 9 | 0
2020 | TVA_2_PJM_ROR | TVA | PJM_ROR | Internal | Winter | B18 | 400 | 500 | 0 | 42.89 | 44.18 | 9 | 0
2020 | TVA_2_PJM_ROR | TVA | PJM_ROR | Internal | Winter | B19 | 700 | 500 | 0 | 42.89 | 43.01 | 9 | 0
2020 | TVA_2_PJM_ROR | TVA | PJM_ROR | Internal | Winter | B20 | 935 | 500 | 0 | 42.89 | 39.6 | 9 | 0
2020 | TVA_2_SOCO | TVA | SOCO | Internal | Shoulder | B11 | 25 | 500 | 0.94 | 58.04 | 67.03 | 9 | 0
2020 | TVA_2_SOCO | TVA | SOCO | Internal | Shoulder | B12 | 200 | 500 | 0 | 43.52 | 44.55 | 9 | 0
2020 | TVA_2_SOCO | TVA | SOCO | Internal | Shoulder | B13 | 600 | 500 | 0 | 41.97 | 42.53 | 9 | 0
2020 | TVA_2_SOCO | TVA | SOCO | Internal | Shoulder | B14 | 900 | 500 | 0 | 41.97 | 42.53 | 9 | 0
2020 | TVA_2_SOCO | TVA | SOCO | Internal | Shoulder | B15 | 1203 | 500 | 0 | 41.75 | 42.1 | 9 | 0
2020 | TVA_2_SOCO | TVA | SOCO | Internal | Summer | B1 | 10 | 500 | 0 | 73.07 | 71.02 | 9 | 0
2020 | TVA_2_SOCO | TVA | SOCO | Internal | Summer | B2 | 25 | 500 | 0 | 71.54 | 71.02 | 9 | 0
2020 | TVA_2_SOCO | TVA | SOCO | Internal | Summer | B3 | 75 | 500 | 0 | 67.29 | 69.69 | 9 | 0
2020 | TVA_2_SOCO | TVA | SOCO | Internal | Summer | B4 | 100 | 500 | 0 | 67.06 | 69.69 | 9 | 0
2020 | TVA_2_SOCO | TVA | SOCO | Internal | Summer | B5 | 200 | 500 | 434.7 | 57.83 | 66.83 | 9 | 0
2020 | TVA_2_SOCO | TVA | SOCO | Internal | Summer | B6 | 300 | 500 | 500 | 42.77 | 56.87 | 9 | 5.1
2020 | TVA_2_SOCO | TVA | SOCO | Internal | Summer | B7 | 400 | 500 | 500 | 40.44 | 54.47 | 9 | 5.03
2020 | TVA_2_SOCO | TVA | SOCO | Internal | Summer | B8 | 500 | 500 | 0 | 40.44 | 44.97 | 9 | 0
2020 | TVA_2_SOCO | TVA | SOCO | Internal | Summer | B9 | 800 | 500 | 0 | 40.44 | 41.7 | 9 | 0
2020 | TVA_2_SOCO | TVA | SOCO | Internal | Summer | B10 | 1262 | 500 | 0 | 37.45 | 40.87 | 9 | 0
2020 | TVA_2_SOCO | TVA | SOCO | Internal | Winter | B16 | 25 | 500 | 0 | 59.56 | 67.25 | 9 | 0
2020 | TVA_2_SOCO | TVA | SOCO | Internal | Winter | B17 | 100 | 500 | 0 | 46.15 | 46.18 | 9 | 0
2020 | TVA_2_SOCO | TVA | SOCO | Internal | Winter | B18 | 400 | 500 | 0 | 42.89 | 44.59 | 9 | 0
2020 | TVA_2_SOCO | TVA | SOCO | Internal | Winter | B19 | 700 | 500 | 0 | 42.89 | 44.59 | 9 | 0
2020 | TVA_2_SOCO | TVA | SOCO | Internal | Winter | B20 | 935 | 500 | 0 | 42.89 | 44.59 | 9 | 0
2020 | TVA_2_VACAR | TVA | VACAR | Internal | Shoulder | B11 | 25 | 150 | 0 | 58.04 | 60.03 | 9 | 0
2020 | TVA_2_VACAR | TVA | VACAR | Internal | Shoulder | B12 | 200 | 150 | 0 | 43.52 | 51.12 | 9 | 0
2020 | TVA_2_VACAR | TVA | VACAR | Internal | Shoulder | B13 | 600 | 150 | 0 | 41.97 | 48 | 9 | 0
2020 | TVA_2_VACAR | TVA | VACAR | Internal | Shoulder | B14 | 900 | 150 | 0 | 41.97 | 47.4 | 9 | 0
2020 | TVA_2_VACAR | TVA | VACAR | Internal | Shoulder | B15 | 1203 | 150 | 0 | 41.75 | 43.31 | 9 | 0
2020 | TVA_2_VACAR | TVA | VACAR | Internal | Summer | B1 | 10 | 150 | 0 | 73.07 | 73.05 | 9 | 0
2020 | TVA_2_VACAR | TVA | VACAR | Internal | Summer | B2 | 25 | 150 | 0 | 71.54 | 73.05 | 9 | 0
2020 | TVA_2_VACAR | TVA | VACAR | Internal | Summer | B3 | 75 | 150 | 0 | 67.29 | 73.05 | 9 | 0
2020 | TVA_2_VACAR | TVA | VACAR | Internal | Summer | B4 | 100 | 150 | 0 | 67.06 | 67.05 | 9 | 0
2020 | TVA_2_VACAR | TVA | VACAR | Internal | Summer | B5 | 200 | 150 | 0 | 57.83 | 59.83 | 9 | 0
2020 | TVA_2_VACAR | TVA | VACAR | Internal | Summer | B6 | 300 | 150 | 150 | 42.77 | 56.14 | 9 | 4.37
2020 | TVA_2_VACAR | TVA | VACAR | Internal | Summer | B7 | 400 | 150 | 0 | 40.44 | 47.47 | 9 | 0
2020 | TVA_2_VACAR | TVA | VACAR | Internal | Summer | B8 | 500 | 150 | 0 | 40.44 | 44.56 | 9 | 0
2020 | TVA_2_VACAR | TVA | VACAR | Internal | Summer | B9 | 800 | 150 | 0 | 40.44 | 43.58 | 9 | 0
2020 | TVA_2_VACAR | TVA | VACAR | Internal | Summer | B10 | 1262 | 150 | 0 | 37.45 | 41.83 | 9 | 0
2020 | TVA_2_VACAR | TVA | VACAR | Internal | Winter | B16 | 25 | 150 | 150 | 59.56 | 72.12 | 9 | 3.56
2020 | TVA_2_VACAR | TVA | VACAR | Internal | Winter | B17 | 100 | 150 | 0 | 46.15 | 54.3 | 9 | 0
2020 | TVA_2_VACAR | TVA | VACAR | Internal | Winter | B18 | 400 | 150 | 0 | 42.89 | 48.77 | 9 | 0
2020 | TVA_2_VACAR | TVA | VACAR | Internal | Winter | B19 | 700 | 150 | 0 | 42.89 | 47.4 | 9 | 0
2020 | TVA_2_VACAR | TVA | VACAR | Internal | Winter | B20 | 935 | 150 | 0 | 42.89 | 45.6 | 9 | 0
2020 | TVA_Transmission_2_ENT | TVA_Transmission | ENT | Internal | Shoulder | B11 | 25 | 3000 | 0 | 59.36 | 59.03 | 9 | 0
2020 | TVA_Transmission_2_ENT | TVA_Transmission | ENT | Internal | Shoulder | B12 | 200 | 3000 | 0 | 47.86 | 41.91 | 9 | 0
2020 | TVA_Transmission_2_ENT | TVA_Transmission | ENT | Internal | Shoulder | B13 | 600 | 3000 | 0 | 44.89 | 41.91 | 9 | 0
2020 | TVA_Transmission_2_ENT | TVA_Transmission | ENT | Internal | Shoulder | B14 | 900 | 3000 | 0 | 44.09 | 41.61 | 9 | 0
2020 | TVA_Transmission_2_ENT | TVA_Transmission | ENT | Internal | Shoulder | B15 | 1203 | 3000 | 0 | 42.37 | 41.5 | 9 | 0
2020 | TVA_Transmission_2_ENT | TVA_Transmission | ENT | Internal | Summer | B1 | 10 | 3000 | 0 | 73.05 | 68.21 | 9 | 0
2020 | TVA_Transmission_2_ENT | TVA_Transmission | ENT | Internal | Summer | B2 | 25 | 3000 | 0 | 71.53 | 63.53 | 9 | 0
2020 | TVA_Transmission_2_ENT | TVA_Transmission | ENT | Internal | Summer | B3 | 75 | 3000 | 0 | 67.28 | 61.69 | 9 | 0
2020 | TVA_Transmission_2_ENT | TVA_Transmission | ENT | Internal | Summer | B4 | 100 | 3000 | 0 | 67.05 | 61.69 | 9 | 0
2020 | TVA_Transmission_2_ENT | TVA_Transmission | ENT | Internal | Summer | B5 | 200 | 3000 | 0 | 58.92 | 58.83 | 9 | 0
2020 | TVA_Transmission_2_ENT | TVA_Transmission | ENT | Internal | Summer | B6 | 300 | 3000 | 0 | 52.16 | 48.87 | 9 | 0
2020 | TVA_Transmission_2_ENT | TVA_Transmission | ENT | Internal | Summer | B7 | 400 | 3000 | 0 | 46.19 | 46.47 | 9 | 0
2020 | TVA_Transmission_2_ENT | TVA_Transmission | ENT | Internal | Summer | B8 | 500 | 3000 | 0 | 42.04 | 40.59 | 9 | 0
2020 | TVA_Transmission_2_ENT | TVA_Transmission | ENT | Internal | Summer | B9 | 800 | 3000 | 0 | 41.62 | 40.59 | 9 | 0
2020 | TVA_Transmission_2_ENT | TVA_Transmission | ENT | Internal | Summer | B10 | 1262 | 3000 | 0 | 39.32 | 40.3 | 9 | 0
2020 | TVA_Transmission_2_ENT | TVA_Transmission | ENT | Internal | Winter | B16 | 25 | 3000 | 0 | 63.12 | 57.74 | 9 | 0
2020 | TVA_Transmission_2_ENT | TVA_Transmission | ENT | Internal | Winter | B17 | 100 | 3000 | 0 | 49.55 | 44.52 | 9 | 0
2020 | TVA_Transmission_2_ENT | TVA_Transmission | ENT | Internal | Winter | B18 | 400 | 3000 | 0 | 46.26 | 44.52 | 9 | 0
2020 | TVA_Transmission_2_ENT | TVA_Transmission | ENT | Internal | Winter | B19 | 700 | 3000 | 0 | 45.07 | 44.2 | 9 | 0
2020 | TVA_Transmission_2_ENT | TVA_Transmission | ENT | Internal | Winter | B20 | 935 | 3000 | 0 | 43.52 | 42.84 | 9 | 0
2020 | TVA_Transmission_2_MISO_MO-IL | TVA_Transmission | MISO_MO-IL | Internal | Shoulder | B11 | 25 | 4000 | 0 | 59.36 | 56.03 | 9 | 0
2020 | TVA_Transmission_2_MISO_MO-IL | TVA_Transmission | MISO_MO-IL | Internal | Shoulder | B12 | 200 | 4000 | 0 | 47.86 | 46.18 | 9 | 0
2020 | TVA_Transmission_2_MISO_MO-IL | TVA_Transmission | MISO_MO-IL | Internal | Shoulder | B13 | 600 | 4000 | 0 | 44.89 | 41.62 | 9 | 0
2020 | TVA_Transmission_2_MISO_MO-IL | TVA_Transmission | MISO_MO-IL | Internal | Shoulder | B14 | 900 | 4000 | 0 | 44.09 | 39.73 | 9 | 0
2020 | TVA_Transmission_2_MISO_MO-IL | TVA_Transmission | MISO_MO-IL | Internal | Shoulder | B15 | 1203 | 4000 | 0 | 42.37 | 38.4 | 9 | 0
2020 | TVA_Transmission_2_MISO_MO-IL | TVA_Transmission | MISO_MO-IL | Internal | Summer | B1 | 10 | 4000 | 0 | 73.05 | 65.05 | 9 | 0
2020 | TVA_Transmission_2_MISO_MO-IL | TVA_Transmission | MISO_MO-IL | Internal | Summer | B2 | 25 | 4000 | 0 | 71.53 | 63.53 | 9 | 0
2020 | TVA_Transmission_2_MISO_MO-IL | TVA_Transmission | MISO_MO-IL | Internal | Summer | B3 | 75 | 4000 | 0 | 67.28 | 61.14 | 9 | 0
2020 | TVA_Transmission_2_MISO_MO-IL | TVA_Transmission | MISO_MO-IL | Internal | Summer | B4 | 100 | 4000 | 0 | 67.05 | 59.41 | 9 | 0
2020 | TVA_Transmission_2_MISO_MO-IL | TVA_Transmission | MISO_MO-IL | Internal | Summer | B5 | 200 | 4000 | 0 | 58.92 | 52.09 | 9 | 0
2020 | TVA_Transmission_2_MISO_MO-IL | TVA_Transmission | MISO_MO-IL | Internal | Summer | B6 | 300 | 4000 | 0 | 52.16 | 48.16 | 9 | 0
2020 | TVA_Transmission_2_MISO_MO-IL | TVA_Transmission | MISO_MO-IL | Internal | Summer | B7 | 400 | 4000 | 0 | 46.19 | 39.48 | 9 | 0
2020 | TVA_Transmission_2_MISO_MO-IL | TVA_Transmission | MISO_MO-IL | Internal | Summer | B8 | 500 | 4000 | 0 | 42.04 | 37.52 | 9 | 0
2020 | TVA_Transmission_2_MISO_MO-IL | TVA_Transmission | MISO_MO-IL | Internal | Summer | B9 | 800 | 4000 | 0 | 41.62 | 37.35 | 9 | 0
2020 | TVA_Transmission_2_MISO_MO-IL | TVA_Transmission | MISO_MO-IL | Internal | Summer | B10 | 1262 | 4000 | 0 | 39.32 | 35.94 | 9 | 0
2020 | TVA_Transmission_2_MISO_MO-IL | TVA_Transmission | MISO_MO-IL | Internal | Winter | B16 | 25 | 4000 | 0 | 63.12 | 55.12 | 9 | 0
2020 | TVA_Transmission_2_MISO_MO-IL | TVA_Transmission | MISO_MO-IL | Internal | Winter | B17 | 100 | 4000 | 0 | 49.55 | 46.27 | 9 | 0
2020 | TVA_Transmission_2_MISO_MO-IL | TVA_Transmission | MISO_MO-IL | Internal | Winter | B18 | 400 | 4000 | 0 | 46.26 | 42.17 | 9 | 0
2020 | TVA_Transmission_2_MISO_MO-IL | TVA_Transmission | MISO_MO-IL | Internal | Winter | B19 | 700 | 4000 | 0 | 45.07 | 41 | 9 | 0
2020 | TVA_Transmission_2_MISO_MO-IL | TVA_Transmission | MISO_MO-IL | Internal | Winter | B20 | 935 | 4000 | 0 | 43.52 | 37.6 | 9 | 0
2020 | TVA_Transmission_2_NonRTO_Midwest | TVA_Transmission | NonRTO_Midwest | Internal | Shoulder | B11 | 25 | 700 | 0 | 59.36 | 64.02 | 9 | 0
2020 | TVA_Transmission_2_NonRTO_Midwest | TVA_Transmission | NonRTO_Midwest | Internal | Shoulder | B12 | 200 | 700 | 0 | 47.86 | 54.18 | 9 | 0
2020 | TVA_Transmission_2_NonRTO_Midwest | TVA_Transmission | NonRTO_Midwest | Internal | Shoulder | B13 | 600 | 700 | 0 | 44.89 | 45.99 | 9 | 0
2020 | TVA_Transmission_2_NonRTO_Midwest | TVA_Transmission | NonRTO_Midwest | Internal | Shoulder | B14 | 900 | 700 | 0 | 44.09 | 43.87 | 9 | 0
2020 | TVA_Transmission_2_NonRTO_Midwest | TVA_Transmission | NonRTO_Midwest | Internal | Shoulder | B15 | 1203 | 700 | 0 | 42.37 | 36.78 | 9 | 0
2020 | TVA_Transmission_2_NonRTO_Midwest | TVA_Transmission | NonRTO_Midwest | Internal | Summer | B1 | 10 | 700 | 0 | 73.05 | 68.51 | 9 | 0
2020 | TVA_Transmission_2_NonRTO_Midwest | TVA_Transmission | NonRTO_Midwest | Internal | Summer | B2 | 25 | 700 | 0 | 71.53 | 68.51 | 9 | 0
2020 | TVA_Transmission_2_NonRTO_Midwest | TVA_Transmission | NonRTO_Midwest | Internal | Summer | B3 | 75 | 700 | 0 | 67.28 | 68.51 | 9 | 0
2020 | TVA_Transmission_2_NonRTO_Midwest | TVA_Transmission | NonRTO_Midwest | Internal | Summer | B4 | 100 | 700 | 0 | 67.05 | 67.39 | 9 | 0
2020 | TVA_Transmission_2_NonRTO_Midwest | TVA_Transmission | NonRTO_Midwest | Internal | Summer | B5 | 200 | 700 | 0 | 58.92 | 60.08 | 9 | 0
2020 | TVA_Transmission_2_NonRTO_Midwest | TVA_Transmission | NonRTO_Midwest | Internal | Summer | B6 | 300 | 700 | 0 | 52.16 | 56.14 | 9 | 0
2020 | TVA_Transmission_2_NonRTO_Midwest | TVA_Transmission | NonRTO_Midwest | Internal | Summer | B7 | 400 | 700 | 0 | 46.19 | 44.88 | 9 | 0
2020 | TVA_Transmission_2_NonRTO_Midwest | TVA_Transmission | NonRTO_Midwest | Internal | Summer | B8 | 500 | 700 | 0 | 42.04 | 38.48 | 9 | 0
2020 | TVA_Transmission_2_NonRTO_Midwest | TVA_Transmission | NonRTO_Midwest | Internal | Summer | B9 | 800 | 700 | 0 | 41.62 | 37.38 | 9 | 0
2020 | TVA_Transmission_2_NonRTO_Midwest | TVA_Transmission | NonRTO_Midwest | Internal | Summer | B10 | 1262 | 700 | 0 | 39.32 | 35.64 | 9 | 0
2020 | TVA_Transmission_2_NonRTO_Midwest | TVA_Transmission | NonRTO_Midwest | Internal | Winter | B16 | 25 | 700 | 0 | 63.12 | 63.13 | 9 | 0
2020 | TVA_Transmission_2_NonRTO_Midwest | TVA_Transmission | NonRTO_Midwest | Internal | Winter | B17 | 100 | 700 | 0 | 49.55 | 54.28 | 9 | 0
2020 | TVA_Transmission_2_NonRTO_Midwest | TVA_Transmission | NonRTO_Midwest | Internal | Winter | B18 | 400 | 700 | 0 | 46.26 | 50.18 | 9 | 0
2020 | TVA_Transmission_2_NonRTO_Midwest | TVA_Transmission | NonRTO_Midwest | Internal | Winter | B19 | 700 | 700 | 0 | 45.07 | 42.61 | 9 | 0
2020 | TVA_Transmission_2_NonRTO_Midwest | TVA_Transmission | NonRTO_Midwest | Internal | Winter | B20 | 935 | 700 | 0 | 43.52 | 36.78 | 9 | 0
2020 | TVA_Transmission_2_PJM_ROR | TVA_Transmission | PJM_ROR | Internal | Shoulder | B11 | 25 | 2000 | 0 | 59.36 | 54.03 | 9 | 0
2020 | TVA_Transmission_2_PJM_ROR | TVA_Transmission | PJM_ROR | Internal | Shoulder | B12 | 200 | 2000 | 0 | 47.86 | 48.18 | 9 | 0
2020 | TVA_Transmission_2_PJM_ROR | TVA_Transmission | PJM_ROR | Internal | Shoulder | B13 | 600 | 2000 | 0 | 44.89 | 43.6 | 9 | 0
2020 | TVA_Transmission_2_PJM_ROR | TVA_Transmission | PJM_ROR | Internal | Shoulder | B14 | 900 | 2000 | 0 | 44.09 | 41.72 | 9 | 0
2020 | TVA_Transmission_2_PJM_ROR | TVA_Transmission | PJM_ROR | Internal | Shoulder | B15 | 1203 | 2000 | 0 | 42.37 | 37.31 | 9 | 0
2020 | TVA_Transmission_2_PJM_ROR | TVA_Transmission | PJM_ROR | Internal | Summer | B1 | 10 | 2000 | 0 | 73.05 | 67.05 | 9 | 0
2020 | TVA_Transmission_2_PJM_ROR | TVA_Transmission | PJM_ROR | Internal | Summer | B2 | 25 | 2000 | 0 | 71.53 | 65.53 | 9 | 0
2020 | TVA_Transmission_2_PJM_ROR | TVA_Transmission | PJM_ROR | Internal | Summer | B3 | 75 | 2000 | 0 | 67.28 | 61.28 | 9 | 0
2020 | TVA_Transmission_2_PJM_ROR | TVA_Transmission | PJM_ROR | Internal | Summer | B4 | 100 | 2000 | 0 | 67.05 | 61.05 | 9 | 0
2020 | TVA_Transmission_2_PJM_ROR | TVA_Transmission | PJM_ROR | Internal | Summer | B5 | 200 | 2000 | 0 | 58.92 | 53.83 | 9 | 0
2020 | TVA_Transmission_2_PJM_ROR | TVA_Transmission | PJM_ROR | Internal | Summer | B6 | 300 | 2000 | 0 | 52.16 | 50.14 | 9 | 0
2020 | TVA_Transmission_2_PJM_ROR | TVA_Transmission | PJM_ROR | Internal | Summer | B7 | 400 | 2000 | 0 | 46.19 | 41.47 | 9 | 0
2020 | TVA_Transmission_2_PJM_ROR | TVA_Transmission | PJM_ROR | Internal | Summer | B8 | 500 | 2000 | 0 | 42.04 | 38.56 | 9 | 0
2020 | TVA_Transmission_2_PJM_ROR | TVA_Transmission | PJM_ROR | Internal | Summer | B9 | 800 | 2000 | 0 | 41.62 | 37.58 | 9 | 0
2020 | TVA_Transmission_2_PJM_ROR | TVA_Transmission | PJM_ROR | Internal | Summer | B10 | 1262 | 2000 | 0 | 39.32 | 35.83 | 9 | 0
2020 | TVA_Transmission_2_PJM_ROR | TVA_Transmission | PJM_ROR | Internal | Winter | B16 | 25 | 2000 | 0 | 63.12 | 57.12 | 9 | 0
2020 | TVA_Transmission_2_PJM_ROR | TVA_Transmission | PJM_ROR | Internal | Winter | B17 | 100 | 2000 | 0 | 49.55 | 48.3 | 9 | 0
2020 | TVA_Transmission_2_PJM_ROR | TVA_Transmission | PJM_ROR | Internal | Winter | B18 | 400 | 2000 | 0 | 46.26 | 44.18 | 9 | 0
2020 | TVA_Transmission_2_PJM_ROR | TVA_Transmission | PJM_ROR | Internal | Winter | B19 | 700 | 2000 | 0 | 45.07 | 43.01 | 9 | 0
2020 | TVA_Transmission_2_PJM_ROR | TVA_Transmission | PJM_ROR | Internal | Winter | B20 | 935 | 2000 | 0 | 43.52 | 39.6 | 9 | 0
2020 | TVA_Transmission_2_SOCO | TVA_Transmission | SOCO | Internal | Shoulder | B11 | 25 | 3200 | 0 | 59.36 | 67.03 | 9 | 0
2020 | TVA_Transmission_2_SOCO | TVA_Transmission | SOCO | Internal | Shoulder | B12 | 200 | 3200 | 0 | 47.86 | 44.55 | 9 | 0
2020 | TVA_Transmission_2_SOCO | TVA_Transmission | SOCO | Internal | Shoulder | B13 | 600 | 3200 | 0 | 44.89 | 42.53 | 9 | 0
2020 | TVA_Transmission_2_SOCO | TVA_Transmission | SOCO | Internal | Shoulder | B14 | 900 | 3200 | 0 | 44.09 | 42.53 | 9 | 0
2020 | TVA_Transmission_2_SOCO | TVA_Transmission | SOCO | Internal | Shoulder | B15 | 1203 | 3200 | 0 | 42.37 | 42.1 | 9 | 0
2020 | TVA_Transmission_2_SOCO | TVA_Transmission | SOCO | Internal | Summer | B1 | 10 | 3200 | 0 | 73.05 | 71.02 | 9 | 0
2020 | TVA_Transmission_2_SOCO | TVA_Transmission | SOCO | Internal | Summer | B2 | 25 | 3200 | 0 | 71.53 | 71.02 | 9 | 0
2020 | TVA_Transmission_2_SOCO | TVA_Transmission | SOCO | Internal | Summer | B3 | 75 | 3200 | 0 | 67.28 | 69.69 | 9 | 0
2020 | TVA_Transmission_2_SOCO | TVA_Transmission | SOCO | Internal | Summer | B4 | 100 | 3200 | 0 | 67.05 | 69.69 | 9 | 0
2020 | TVA_Transmission_2_SOCO | TVA_Transmission | SOCO | Internal | Summer | B5 | 200 | 3200 | 0 | 58.92 | 66.83 | 9 | 0
2020 | TVA_Transmission_2_SOCO | TVA_Transmission | SOCO | Internal | Summer | B6 | 300 | 3200 | 0 | 52.16 | 56.87 | 9 | 0
2020 | TVA_Transmission_2_SOCO | TVA_Transmission | SOCO | Internal | Summer | B7 | 400 | 3200 | 0 | 46.19 | 54.47 | 9 | 0
2020 | TVA_Transmission_2_SOCO | TVA_Transmission | SOCO | Internal | Summer | B8 | 500 | 3200 | 0 | 42.04 | 44.97 | 9 | 0
2020 | TVA_Transmission_2_SOCO | TVA_Transmission | SOCO | Internal | Summer | B9 | 800 | 3200 | 0 | 41.62 | 41.7 | 9 | 0
2020 | TVA_Transmission_2_SOCO | TVA_Transmission | SOCO | Internal | Summer | B10 | 1262 | 3200 | 0 | 39.32 | 40.87 | 9 | 0
2020 | TVA_Transmission_2_SOCO | TVA_Transmission | SOCO | Internal | Winter | B16 | 25 | 3200 | 0 | 63.12 | 67.25 | 9 | 0
2020 | TVA_Transmission_2_SOCO | TVA_Transmission | SOCO | Internal | Winter | B17 | 100 | 3200 | 0 | 49.55 | 46.18 | 9 | 0
2020 | TVA_Transmission_2_SOCO | TVA_Transmission | SOCO | Internal | Winter | B18 | 400 | 3200 | 0 | 46.26 | 44.59 | 9 | 0
2020 | TVA_Transmission_2_SOCO | TVA_Transmission | SOCO | Internal | Winter | B19 | 700 | 3200 | 0 | 45.07 | 44.59 | 9 | 0
2020 | TVA_Transmission_2_SOCO | TVA_Transmission | SOCO | Internal | Winter | B20 | 935 | 3200 | 0 | 43.52 | 44.59 | 9 | 0
2020 | TVA_Transmission_2_TVA | TVA_Transmission | TVA | Internal | Shoulder | B11 | 25 | 99999 | 0 | 59.36 | 58.04 | 0.01 | 0
2020 | TVA_Transmission_2_TVA | TVA_Transmission | TVA | Internal | Shoulder | B12 | 200 | 99999 | 0 | 47.86 | 43.52 | 0.01 | 0
2020 | TVA_Transmission_2_TVA | TVA_Transmission | TVA | Internal | Shoulder | B13 | 600 | 99999 | 0 | 44.89 | 41.97 | 0.01 | 0
2020 | TVA_Transmission_2_TVA | TVA_Transmission | TVA | Internal | Shoulder | B14 | 900 | 99999 | 0 | 44.09 | 41.97 | 0.01 | 0
2020 | TVA_Transmission_2_TVA | TVA_Transmission | TVA | Internal | Shoulder | B15 | 1203 | 99999 | 0 | 42.37 | 41.75 | 0.01 | 0
2020 | TVA_Transmission_2_TVA | TVA_Transmission | TVA | Internal | Summer | B1 | 10 | 99999 | 2904.93 | 73.05 | 73.07 | 0.01 | 0
2020 | TVA_Transmission_2_TVA | TVA_Transmission | TVA | Internal | Summer | B2 | 25 | 99999 | 2059.39 | 71.53 | 71.54 | 0.01 | 0
2020 | TVA_Transmission_2_TVA | TVA_Transmission | TVA | Internal | Summer | B3 | 75 | 99999 | 399.27 | 67.28 | 67.29 | 0.01 | 0
2020 | TVA_Transmission_2_TVA | TVA_Transmission | TVA | Internal | Summer | B4 | 100 | 99999 | 459.2 | 67.05 | 67.06 | 0.01 | 0
2020 | TVA_Transmission_2_TVA | TVA_Transmission | TVA | Internal | Summer | B5 | 200 | 99999 | 0 | 58.92 | 57.83 | 0.01 | 0
2020 | TVA_Transmission_2_TVA | TVA_Transmission | TVA | Internal | Summer | B6 | 300 | 99999 | 0 | 52.16 | 42.77 | 0.01 | 0
2020 | TVA_Transmission_2_TVA | TVA_Transmission | TVA | Internal | Summer | B7 | 400 | 99999 | 0 | 46.19 | 40.44 | 0.01 | 0
2020 | TVA_Transmission_2_TVA | TVA_Transmission | TVA | Internal | Summer | B8 | 500 | 99999 | 0 | 42.04 | 40.44 | 0.01 | 0
2020 | TVA_Transmission_2_TVA | TVA_Transmission | TVA | Internal | Summer | B9 | 800 | 99999 | 0 | 41.62 | 40.44 | 0.01 | 0
2020 | TVA_Transmission_2_TVA | TVA_Transmission | TVA | Internal | Summer | B10 | 1262 | 99999 | 0 | 39.32 | 37.45 | 0.01 | 0
2020 | TVA_Transmission_2_TVA | TVA_Transmission | TVA | Internal | Winter | B16 | 25 | 99999 | 0 | 63.12 | 59.56 | 0.01 | 0
2020 | TVA_Transmission_2_TVA | TVA_Transmission | TVA | Internal | Winter | B17 | 100 | 99999 | 0 | 49.55 | 46.15 | 0.01 | 0
2020 | TVA_Transmission_2_TVA | TVA_Transmission | TVA | Internal | Winter | B18 | 400 | 99999 | 0 | 46.26 | 42.89 | 0.01 | 0
2020 | TVA_Transmission_2_TVA | TVA_Transmission | TVA | Internal | Winter | B19 | 700 | 99999 | 0 | 45.07 | 42.89 | 0.01 | 0
2020 | TVA_Transmission_2_TVA | TVA_Transmission | TVA | Internal | Winter | B20 | 935 | 99999 | 0 | 43.52 | 42.89 | 0.01 | 0
2020 | TVA_Transmission_2_VACAR | TVA_Transmission | VACAR | Internal | Shoulder | B11 | 25 | 900 | 0 | 59.36 | 60.03 | 9 | 0
2020 | TVA_Transmission_2_VACAR | TVA_Transmission | VACAR | Internal | Shoulder | B12 | 200 | 900 | 0 | 47.86 | 51.12 | 9 | 0
2020 | TVA_Transmission_2_VACAR | TVA_Transmission | VACAR | Internal | Shoulder | B13 | 600 | 900 | 0 | 44.89 | 48 | 9 | 0
2020 | TVA_Transmission_2_VACAR | TVA_Transmission | VACAR | Internal | Shoulder | B14 | 900 | 900 | 0 | 44.09 | 47.4 | 9 | 0
2020 | TVA_Transmission_2_VACAR | TVA_Transmission | VACAR | Internal | Shoulder | B15 | 1203 | 900 | 0 | 42.37 | 43.31 | 9 | 0
2020 | TVA_Transmission_2_VACAR | TVA_Transmission | VACAR | Internal | Summer | B1 | 10 | 900 | 0 | 73.05 | 73.05 | 9 | 0
2020 | TVA_Transmission_2_VACAR | TVA_Transmission | VACAR | Internal | Summer | B2 | 25 | 900 | 0 | 71.53 | 73.05 | 9 | 0
2020 | TVA_Transmission_2_VACAR | TVA_Transmission | VACAR | Internal | Summer | B3 | 75 | 900 | 0 | 67.28 | 73.05 | 9 | 0
2020 | TVA_Transmission_2_VACAR | TVA_Transmission | VACAR | Internal | Summer | B4 | 100 | 900 | 0 | 67.05 | 67.05 | 9 | 0
2020 | TVA_Transmission_2_VACAR | TVA_Transmission | VACAR | Internal | Summer | B5 | 200 | 900 | 0 | 58.92 | 59.83 | 9 | 0
2020 | TVA_Transmission_2_VACAR | TVA_Transmission | VACAR | Internal | Summer | B6 | 300 | 900 | 0 | 52.16 | 56.14 | 9 | 0
2020 | TVA_Transmission_2_VACAR | TVA_Transmission | VACAR | Internal | Summer | B7 | 400 | 900 | 0 | 46.19 | 47.47 | 9 | 0
2020 | TVA_Transmission_2_VACAR | TVA_Transmission | VACAR | Internal | Summer | B8 | 500 | 900 | 0 | 42.04 | 44.56 | 9 | 0
2020 | TVA_Transmission_2_VACAR | TVA_Transmission | VACAR | Internal | Summer | B9 | 800 | 900 | 0 | 41.62 | 43.58 | 9 | 0
2020 | TVA_Transmission_2_VACAR | TVA_Transmission | VACAR | Internal | Summer | B10 | 1262 | 900 | 0 | 39.32 | 41.83 | 9 | 0
2020 | TVA_Transmission_2_VACAR | TVA_Transmission | VACAR | Internal | Winter | B16 | 25 | 900 | 337.15 | 63.12 | 72.12 | 9 | 0
2020 | TVA_Transmission_2_VACAR | TVA_Transmission | VACAR | Internal | Winter | B17 | 100 | 900 | 0 | 49.55 | 54.3 | 9 | 0
2020 | TVA_Transmission_2_VACAR | TVA_Transmission | VACAR | Internal | Winter | B18 | 400 | 900 | 0 | 46.26 | 48.77 | 9 | 0
2020 | TVA_Transmission_2_VACAR | TVA_Transmission | VACAR | Internal | Winter | B19 | 700 | 900 | 0 | 45.07 | 47.4 | 9 | 0
2020 | TVA_Transmission_2_VACAR | TVA_Transmission | VACAR | Internal | Winter | B20 | 935 | 900 | 0 | 43.52 | 45.6 | 9 | 0
2020 | VACAR_2_PJM_ROR | VACAR | PJM_ROR | Internal | Shoulder | B11 | 25 | 2000 | 0 | 60.03 | 54.03 | 7 | 0
2020 | VACAR_2_PJM_ROR | VACAR | PJM_ROR | Internal | Shoulder | B12 | 200 | 2000 | 0 | 51.12 | 48.18 | 7 | 0
2020 | VACAR_2_PJM_ROR | VACAR | PJM_ROR | Internal | Shoulder | B13 | 600 | 2000 | 0 | 48 | 43.6 | 7 | 0
2020 | VACAR_2_PJM_ROR | VACAR | PJM_ROR | Internal | Shoulder | B14 | 900 | 2000 | 0 | 47.4 | 41.72 | 7 | 0
2020 | VACAR_2_PJM_ROR | VACAR | PJM_ROR | Internal | Shoulder | B15 | 1203 | 2000 | 0 | 43.31 | 37.31 | 7 | 0
2020 | VACAR_2_PJM_ROR | VACAR | PJM_ROR | Internal | Summer | B1 | 10 | 2000 | 0 | 73.05 | 67.05 | 7 | 0
2020 | VACAR_2_PJM_ROR | VACAR | PJM_ROR | Internal | Summer | B2 | 25 | 2000 | 0 | 73.05 | 65.53 | 7 | 0
2020 | VACAR_2_PJM_ROR | VACAR | PJM_ROR | Internal | Summer | B3 | 75 | 2000 | 0 | 73.05 | 61.28 | 7 | 0
2020 | VACAR_2_PJM_ROR | VACAR | PJM_ROR | Internal | Summer | B4 | 100 | 2000 | 0 | 67.05 | 61.05 | 7 | 0
2020 | VACAR_2_PJM_ROR | VACAR | PJM_ROR | Internal | Summer | B5 | 200 | 2000 | 0 | 59.83 | 53.83 | 7 | 0
2020 | VACAR_2_PJM_ROR | VACAR | PJM_ROR | Internal | Summer | B6 | 300 | 2000 | 0 | 56.14 | 50.14 | 7 | 0
2020 | VACAR_2_PJM_ROR | VACAR | PJM_ROR | Internal | Summer | B7 | 400 | 2000 | 0 | 47.47 | 41.47 | 7 | 0
2020 | VACAR_2_PJM_ROR | VACAR | PJM_ROR | Internal | Summer | B8 | 500 | 2000 | 0 | 44.56 | 38.56 | 7 | 0
2020 | VACAR_2_PJM_ROR | VACAR | PJM_ROR | Internal | Summer | B9 | 800 | 2000 | 0 | 43.58 | 37.58 | 7 | 0
2020 | VACAR_2_PJM_ROR | VACAR | PJM_ROR | Internal | Summer | B10 | 1262 | 2000 | 0 | 41.83 | 35.83 | 7 | 0
2020 | VACAR_2_PJM_ROR | VACAR | PJM_ROR | Internal | Winter | B16 | 25 | 2000 | 0 | 72.12 | 57.12 | 7 | 0
2020 | VACAR_2_PJM_ROR | VACAR | PJM_ROR | Internal | Winter | B17 | 100 | 2000 | 0 | 54.3 | 48.3 | 7 | 0
2020 | VACAR_2_PJM_ROR | VACAR | PJM_ROR | Internal | Winter | B18 | 400 | 2000 | 0 | 48.77 | 44.18 | 7 | 0
2020 | VACAR_2_PJM_ROR | VACAR | PJM_ROR | Internal | Winter | B19 | 700 | 2000 | 0 | 47.4 | 43.01 | 7 | 0
2020 | VACAR_2_PJM_ROR | VACAR | PJM_ROR | Internal | Winter | B20 | 935 | 2000 | 0 | 45.6 | 39.6 | 7 | 0
2020 | VACAR_2_SOCO | VACAR | SOCO | Internal | Shoulder | B11 | 25 | 3000 | 451.06 | 60.03 | 67.03 | 7 | 0
2020 | VACAR_2_SOCO | VACAR | SOCO | Internal | Shoulder | B12 | 200 | 3000 | 0 | 51.12 | 44.55 | 7 | 0
2020 | VACAR_2_SOCO | VACAR | SOCO | Internal | Shoulder | B13 | 600 | 3000 | 0 | 48 | 42.53 | 7 | 0
2020 | VACAR_2_SOCO | VACAR | SOCO | Internal | Shoulder | B14 | 900 | 3000 | 0 | 47.4 | 42.53 | 7 | 0
2020 | VACAR_2_SOCO | VACAR | SOCO | Internal | Shoulder | B15 | 1203 | 3000 | 0 | 43.31 | 42.1 | 7 | 0
2020 | VACAR_2_SOCO | VACAR | SOCO | Internal | Summer | B1 | 10 | 3000 | 0 | 73.05 | 71.02 | 7 | 0
2020 | VACAR_2_SOCO | VACAR | SOCO | Internal | Summer | B2 | 25 | 3000 | 0 | 73.05 | 71.02 | 7 | 0
2020 | VACAR_2_SOCO | VACAR | SOCO | Internal | Summer | B3 | 75 | 3000 | 0 | 73.05 | 69.69 | 7 | 0
2020 | VACAR_2_SOCO | VACAR | SOCO | Internal | Summer | B4 | 100 | 3000 | 0 | 67.05 | 69.69 | 7 | 0
2020 | VACAR_2_SOCO | VACAR | SOCO | Internal | Summer | B5 | 200 | 3000 | 1003.14 | 59.83 | 66.83 | 7 | 0
2020 | VACAR_2_SOCO | VACAR | SOCO | Internal | Summer | B6 | 300 | 3000 | 0 | 56.14 | 56.87 | 7 | 0
2020 | VACAR_2_SOCO | VACAR | SOCO | Internal | Summer | B7 | 400 | 3000 | 771.74 | 47.47 | 54.47 | 7 | 0
2020 | VACAR_2_SOCO | VACAR | SOCO | Internal | Summer | B8 | 500 | 3000 | 0 | 44.56 | 44.97 | 7 | 0
2020 | VACAR_2_SOCO | VACAR | SOCO | Internal | Summer | B9 | 800 | 3000 | 0 | 43.58 | 41.7 | 7 | 0
2020 | VACAR_2_SOCO | VACAR | SOCO | Internal | Summer | B10 | 1262 | 3000 | 0 | 41.83 | 40.87 | 7 | 0
2020 | VACAR_2_SOCO | VACAR | SOCO | Internal | Winter | B16 | 25 | 3000 | 0 | 72.12 | 67.25 | 7 | 0
2020 | VACAR_2_SOCO | VACAR | SOCO | Internal | Winter | B17 | 100 | 3000 | 0 | 54.3 | 46.18 | 7 | 0
2020 | VACAR_2_SOCO | VACAR | SOCO | Internal | Winter | B18 | 400 | 3000 | 0 | 48.77 | 44.59 | 7 | 0
2020 | VACAR_2_SOCO | VACAR | SOCO | Internal | Winter | B19 | 700 | 3000 | 0 | 47.4 | 44.59 | 7 | 0
2020 | VACAR_2_SOCO | VACAR | SOCO | Internal | Winter | B20 | 935 | 3000 | 0 | 45.6 | 44.59 | 7 | 0
2020 | VACAR_2_TVA_Transmission | VACAR | TVA_Transmission | Internal | Shoulder | B11 | 25 | 900 | 0 | 60.03 | 59.36 | 7 | 0
2020 | VACAR_2_TVA_Transmission | VACAR | TVA_Transmission | Internal | Shoulder | B12 | 200 | 900 | 0 | 51.12 | 47.86 | 7 | 0
2020 | VACAR_2_TVA_Transmission | VACAR | TVA_Transmission | Internal | Shoulder | B13 | 600 | 900 | 0 | 48 | 44.89 | 7 | 0
2020 | VACAR_2_TVA_Transmission | VACAR | TVA_Transmission | Internal | Shoulder | B14 | 900 | 900 | 0 | 47.4 | 44.09 | 7 | 0
2020 | VACAR_2_TVA_Transmission | VACAR | TVA_Transmission | Internal | Shoulder | B15 | 1203 | 900 | 0 | 43.31 | 42.37 | 7 | 0
2020 | VACAR_2_TVA_Transmission | VACAR | TVA_Transmission | Internal | Summer | B1 | 10 | 900 | 0 | 73.05 | 73.05 | 7 | 0
2020 | VACAR_2_TVA_Transmission | VACAR | TVA_Transmission | Internal | Summer | B2 | 25 | 900 | 0 | 73.05 | 71.53 | 7 | 0
2020 | VACAR_2_TVA_Transmission | VACAR | TVA_Transmission | Internal | Summer | B3 | 75 | 900 | 0 | 73.05 | 67.28 | 7 | 0
2020 | VACAR_2_TVA_Transmission | VACAR | TVA_Transmission | Internal | Summer | B4 | 100 | 900 | 0 | 67.05 | 67.05 | 7 | 0
2020 | VACAR_2_TVA_Transmission | VACAR | TVA_Transmission | Internal | Summer | B5 | 200 | 900 | 0 | 59.83 | 58.92 | 7 | 0
2020 | VACAR_2_TVA_Transmission | VACAR | TVA_Transmission | Internal | Summer | B6 | 300 | 900 | 0 | 56.14 | 52.16 | 7 | 0
2020 | VACAR_2_TVA_Transmission | VACAR | TVA_Transmission | Internal | Summer | B7 | 400 | 900 | 0 | 47.47 | 46.19 | 7 | 0
2020 | VACAR_2_TVA_Transmission | VACAR | TVA_Transmission | Internal | Summer | B8 | 500 | 900 | 0 | 44.56 | 42.04 | 7 | 0
2020 | VACAR_2_TVA_Transmission | VACAR | TVA_Transmission | Internal | Summer | B9 | 800 | 900 | 0 | 43.58 | 41.62 | 7 | 0
2020 | VACAR_2_TVA_Transmission | VACAR | TVA_Transmission | Internal | Summer | B10 | 1262 | 900 | 0 | 41.83 | 39.32 | 7 | 0
2020 | VACAR_2_TVA_Transmission | VACAR | TVA_Transmission | Internal | Winter | B16 | 25 | 900 | 0 | 72.12 | 63.12 | 7 | 0
2020 | VACAR_2_TVA_Transmission | VACAR | TVA_Transmission | Internal | Winter | B17 | 100 | 900 | 0 | 54.3 | 49.55 | 7 | 0
2020 | VACAR_2_TVA_Transmission | VACAR | TVA_Transmission | Internal | Winter | B18 | 400 | 900 | 0 | 48.77 | 46.26 | 7 | 0
2020 | VACAR_2_TVA_Transmission | VACAR | TVA_Transmission | Internal | Winter | B19 | 700 | 900 | 0 | 47.4 | 45.07 | 7 | 0
2020 | VACAR_2_TVA_Transmission | VACAR | TVA_Transmission | Internal | Winter | B20 | 935 | 900 | 0 | 45.6 | 43.52 | 7 | 0
2025 | ENT_2_MISO_MO-IL | ENT | MISO_MO-IL | Internal | Shoulder | B11 | 25 | 2260 | 0 | 69.71 | 64.47 | 8 | 0
2025 | ENT_2_MISO_MO-IL | ENT | MISO_MO-IL | Internal | Shoulder | B12 | 200 | 2260 | 274.8 | 46.83 | 54.83 | 8 | 0
2025 | ENT_2_MISO_MO-IL | ENT | MISO_MO-IL | Internal | Shoulder | B13 | 600 | 2260 | 0 | 46.83 | 45.73 | 8 | 0
2025 | ENT_2_MISO_MO-IL | ENT | MISO_MO-IL | Internal | Shoulder | B14 | 900 | 2260 | 0 | 46.5 | 43.28 | 8 | 0
2025 | ENT_2_MISO_MO-IL | ENT | MISO_MO-IL | Internal | Shoulder | B15 | 1203 | 2260 | 0 | 45.3 | 41.62 | 8 | 0
2025 | ENT_2_MISO_MO-IL | ENT | MISO_MO-IL | Internal | Summer | B1 | 10 | 2260 | 0 | 81.5 | 79.58 | 8 | 0
2025 | ENT_2_MISO_MO-IL | ENT | MISO_MO-IL | Internal | Summer | B2 | 25 | 2260 | 0 | 75.69 | 72.6 | 8 | 0
2025 | ENT_2_MISO_MO-IL | ENT | MISO_MO-IL | Internal | Summer | B3 | 75 | 2260 | 0 | 75.69 | 68.9 | 8 | 0
2025 | ENT_2_MISO_MO-IL | ENT | MISO_MO-IL | Internal | Summer | B4 | 100 | 2260 | 0 | 75.69 | 67.78 | 8 | 0
2025 | ENT_2_MISO_MO-IL | ENT | MISO_MO-IL | Internal | Summer | B5 | 200 | 2260 | 0 | 69.11 | 64.11 | 8 | 0
2025 | ENT_2_MISO_MO-IL | ENT | MISO_MO-IL | Internal | Summer | B6 | 300 | 2260 | 0 | 60.76 | 53.77 | 8 | 0
2025 | ENT_2_MISO_MO-IL | ENT | MISO_MO-IL | Internal | Summer | B7 | 400 | 2260 | 0 | 53.31 | 45.31 | 8 | 0
2025 | ENT_2_MISO_MO-IL | ENT | MISO_MO-IL | Internal | Summer | B8 | 500 | 2260 | 0 | 45.36 | 40.74 | 8 | 0
2025 | ENT_2_MISO_MO-IL | ENT | MISO_MO-IL | Internal | Summer | B9 | 800 | 2260 | 0 | 45.04 | 40.53 | 8 | 0
2025 | ENT_2_MISO_MO-IL | ENT | MISO_MO-IL | Internal | Summer | B10 | 1262 | 2260 | 0 | 43.56 | 37.55 | 8 | 0
2025 | ENT_2_MISO_MO-IL | ENT | MISO_MO-IL | Internal | Winter | B16 | 25 | 2260 | 0 | 68 | 68 | 8 | 0
2025 | ENT_2_MISO_MO-IL | ENT | MISO_MO-IL | Internal | Winter | B17 | 100 | 2260 | 0 | 49.74 | 53.68 | 8 | 0
2025 | ENT_2_MISO_MO-IL | ENT | MISO_MO-IL | Internal | Winter | B18 | 400 | 2260 | 0 | 49.38 | 47.19 | 8 | 0
2025 | ENT_2_MISO_MO-IL | ENT | MISO_MO-IL | Internal | Winter | B19 | 700 | 2260 | 0 | 49.38 | 44.67 | 8 | 0
2025 | ENT_2_MISO_MO-IL | ENT | MISO_MO-IL | Internal | Winter | B20 | 935 | 2260 | 0 | 47.76 | 40.81 | 8 | 0
2025 | ENT_2_SOCO | ENT | SOCO | Internal | Shoulder | B11 | 25 | 2000 | 0 | 69.71 | 76.13 | 8 | 0
2025 | ENT_2_SOCO | ENT | SOCO | Internal | Shoulder | B12 | 200 | 2000 | 0 | 46.83 | 51.92 | 8 | 0
2025 | ENT_2_SOCO | ENT | SOCO | Internal | Shoulder | B13 | 600 | 2000 | 0 | 46.83 | 46.88 | 8 | 0
2025 | ENT_2_SOCO | ENT | SOCO | Internal | Shoulder | B14 | 900 | 2000 | 0 | 46.5 | 46.88 | 8 | 0
2025 | ENT_2_SOCO | ENT | SOCO | Internal | Shoulder | B15 | 1203 | 2000 | 0 | 45.3 | 46.88 | 8 | 0
2025 | ENT_2_SOCO | ENT | SOCO | Internal | Summer | B1 | 10 | 2000 | 1827.65 | 81.5 | 89.5 | 8 | 0
2025 | ENT_2_SOCO | ENT | SOCO | Internal | Summer | B2 | 25 | 2000 | 0 | 75.69 | 78.61 | 8 | 0
2025 | ENT_2_SOCO | ENT | SOCO | Internal | Summer | B3 | 75 | 2000 | 0 | 75.69 | 78.61 | 8 | 0
2025 | ENT_2_SOCO | ENT | SOCO | Internal | Summer | B4 | 100 | 2000 | 0 | 75.69 | 77.11 | 8 | 0
2025 | ENT_2_SOCO | ENT | SOCO | Internal | Summer | B5 | 200 | 2000 | 1617.71 | 69.11 | 77.11 | 8 | 0
2025 | ENT_2_SOCO | ENT | SOCO | Internal | Summer | B6 | 300 | 2000 | 250.39 | 60.76 | 68.76 | 8 | 0
2025 | ENT_2_SOCO | ENT | SOCO | Internal | Summer | B7 | 400 | 2000 | 1542.38 | 53.31 | 61.31 | 8 | 0
2025 | ENT_2_SOCO | ENT | SOCO | Internal | Summer | B8 | 500 | 2000 | 0 | 45.36 | 50.08 | 8 | 0
2025 | ENT_2_SOCO | ENT | SOCO | Internal | Summer | B9 | 800 | 2000 | 0 | 45.04 | 45.53 | 8 | 0
2025 | ENT_2_SOCO | ENT | SOCO | Internal | Summer | B10 | 1262 | 2000 | 0 | 43.56 | 45.53 | 8 | 0
2025 | ENT_2_SOCO | ENT | SOCO | Internal | Winter | B16 | 25 | 2000 | 2000 | 68 | 79.08 | 8 | 3.08
2025 | ENT_2_SOCO | ENT | SOCO | Internal | Winter | B17 | 100 | 2000 | 0 | 49.74 | 54.38 | 8 | 0
2025 | ENT_2_SOCO | ENT | SOCO | Internal | Winter | B18 | 400 | 2000 | 0 | 49.38 | 49.67 | 8 | 0
2025 | ENT_2_SOCO | ENT | SOCO | Internal | Winter | B19 | 700 | 2000 | 0 | 49.38 | 49.67 | 8 | 0
2025 | ENT_2_SOCO | ENT | SOCO | Internal | Winter | B20 | 935 | 2000 | 0 | 47.76 | 49.67 | 8 | 0
2025 | ENT_2_SPP_N | ENT | SPP_N | Internal | Shoulder | B11 | 25 | 1300 | 0 | 69.71 | 70.09 | 8 | 0
2025 | ENT_2_SPP_N | ENT | SPP_N | Internal | Shoulder | B12 | 200 | 1300 | 480.05 | 46.83 | 54.83 | 8 | 0
2025 | ENT_2_SPP_N | ENT | SPP_N | Internal | Shoulder | B13 | 600 | 1300 | 0 | 46.83 | 47.77 | 8 | 0
2025 | ENT_2_SPP_N | ENT | SPP_N | Internal | Shoulder | B14 | 900 | 1300 | 0 | 46.5 | 46.29 | 8 | 0
2025 | ENT_2_SPP_N | ENT | SPP_N | Internal | Shoulder | B15 | 1203 | 1300 | 0 | 45.3 | 44.87 | 8 | 0
2025 | ENT_2_SPP_N | ENT | SPP_N | Internal | Summer | B1 | 10 | 1300 | 0 | 81.5 | 76.5 | 8 | 0
2025 | ENT_2_SPP_N | ENT | SPP_N | Internal | Summer | B2 | 25 | 1300 | 0 | 75.69 | 73.59 | 8 | 0
2025 | ENT_2_SPP_N | ENT | SPP_N | Internal | Summer | B3 | 75 | 1300 | 0 | 75.69 | 73.59 | 8 | 0
2025 | ENT_2_SPP_N | ENT | SPP_N | Internal | Summer | B4 | 100 | 1300 | 0 | 75.69 | 73.59 | 8 | 0
2025 | ENT_2_SPP_N | ENT | SPP_N | Internal | Summer | B5 | 200 | 1300 | 0 | 69.11 | 72.11 | 8 | 0
2025 | ENT_2_SPP_N | ENT | SPP_N | Internal | Summer | B6 | 300 | 1300 | 0 | 60.76 | 62.48 | 8 | 0
2025 | ENT_2_SPP_N | ENT | SPP_N | Internal | Summer | B7 | 400 | 1300 | 0 | 53.31 | 53.31 | 8 | 0
2025 | ENT_2_SPP_N | ENT | SPP_N | Internal | Summer | B8 | 500 | 1300 | 0 | 45.36 | 45.33 | 8 | 0
2025 | ENT_2_SPP_N | ENT | SPP_N | Internal | Summer | B9 | 800 | 1300 | 0 | 45.04 | 44.7 | 8 | 0
2025 | ENT_2_SPP_N | ENT | SPP_N | Internal | Summer | B10 | 1262 | 1300 | 0 | 43.56 | 43.36 | 8 | 0
2025 | ENT_2_SPP_N | ENT | SPP_N | Internal | Winter | B16 | 25 | 1300 | 0 | 68 | 68 | 8 | 0
2025 | ENT_2_SPP_N | ENT | SPP_N | Internal | Winter | B17 | 100 | 1300 | 0 | 49.74 | 49.51 | 8 | 0
2025 | ENT_2_SPP_N | ENT | SPP_N | Internal | Winter | B18 | 400 | 1300 | 0 | 49.38 | 47.82 | 8 | 0
2025 | ENT_2_SPP_N | ENT | SPP_N | Internal | Winter | B19 | 700 | 1300 | 0 | 49.38 | 47.82 | 8 | 0
2025 | ENT_2_SPP_N | ENT | SPP_N | Internal | Winter | B20 | 935 | 1300 | 0 | 47.76 | 47.71 | 8 | 0
2025 | ENT_2_SPP_S | ENT | SPP_S | Internal | Shoulder | B11 | 25 | 1300 | 0 | 69.71 | 64.71 | 8 | 0
2025 | ENT_2_SPP_S | ENT | SPP_S | Internal | Shoulder | B12 | 200 | 1300 | 0 | 46.83 | 48.47 | 8 | 0
2025 | ENT_2_SPP_S | ENT | SPP_S | Internal | Shoulder | B13 | 600 | 1300 | 0 | 46.83 | 46.93 | 8 | 0
2025 | ENT_2_SPP_S | ENT | SPP_S | Internal | Shoulder | B14 | 900 | 1300 | 0 | 46.5 | 46.27 | 8 | 0
2025 | ENT_2_SPP_S | ENT | SPP_S | Internal | Shoulder | B15 | 1203 | 1300 | 0 | 45.3 | 44.88 | 8 | 0
2025 | ENT_2_SPP_S | ENT | SPP_S | Internal | Summer | B1 | 10 | 1300 | 0 | 81.5 | 72.92 | 8 | 0
2025 | ENT_2_SPP_S | ENT | SPP_S | Internal | Summer | B2 | 25 | 1300 | 0 | 75.69 | 72.25 | 8 | 0
2025 | ENT_2_SPP_S | ENT | SPP_S | Internal | Summer | B3 | 75 | 1300 | 0 | 75.69 | 72.25 | 8 | 0
2025 | ENT_2_SPP_S | ENT | SPP_S | Internal | Summer | B4 | 100 | 1300 | 0 | 75.69 | 71.31 | 8 | 0
2025 | ENT_2_SPP_S | ENT | SPP_S | Internal | Summer | B5 | 200 | 1300 | 0 | 69.11 | 63.01 | 8 | 0
2025 | ENT_2_SPP_S | ENT | SPP_S | Internal | Summer | B6 | 300 | 1300 | 0 | 60.76 | 62.49 | 8 | 0
2025 | ENT_2_SPP_S | ENT | SPP_S | Internal | Summer | B7 | 400 | 1300 | 0 | 53.31 | 53.33 | 8 | 0
2025 | ENT_2_SPP_S | ENT | SPP_S | Internal | Summer | B8 | 500 | 1300 | 0 | 45.36 | 45.34 | 8 | 0
2025 | ENT_2_SPP_S | ENT | SPP_S | Internal | Summer | B9 | 800 | 1300 | 0 | 45.04 | 44.71 | 8 | 0
2025 | ENT_2_SPP_S | ENT | SPP_S | Internal | Summer | B10 | 1262 | 1300 | 0 | 43.56 | 43.37 | 8 | 0
2025 | ENT_2_SPP_S | ENT | SPP_S | Internal | Winter | B16 | 25 | 1300 | 0 | 68 | 67.99 | 8 | 0
2025 | ENT_2_SPP_S | ENT | SPP_S | Internal | Winter | B17 | 100 | 1300 | 0 | 49.74 | 49.52 | 8 | 0
2025 | ENT_2_SPP_S | ENT | SPP_S | Internal | Winter | B18 | 400 | 1300 | 0 | 49.38 | 47.83 | 8 | 0
2025 | ENT_2_SPP_S | ENT | SPP_S | Internal | Winter | B19 | 700 | 1300 | 0 | 49.38 | 47.83 | 8 | 0
2025 | ENT_2_SPP_S | ENT | SPP_S | Internal | Winter | B20 | 935 | 1300 | 0 | 47.76 | 47.73 | 8 | 0
2025 | ENT_2_TVA_Transmission | ENT | TVA_Transmission | Internal | Shoulder | B11 | 25 | 2100 | 0 | 69.71 | 67.86 | 8 | 0
2025 | ENT_2_TVA_Transmission | ENT | TVA_Transmission | Internal | Shoulder | B12 | 200 | 2100 | 0 | 46.83 | 54.42 | 8 | 0
2025 | ENT_2_TVA_Transmission | ENT | TVA_Transmission | Internal | Shoulder | B13 | 600 | 2100 | 0 | 46.83 | 49.47 | 8 | 0
2025 | ENT_2_TVA_Transmission | ENT | TVA_Transmission | Internal | Shoulder | B14 | 900 | 2100 | 0 | 46.5 | 48.05 | 8 | 0
2025 | ENT_2_TVA_Transmission | ENT | TVA_Transmission | Internal | Shoulder | B15 | 1203 | 2100 | 0 | 45.3 | 46.59 | 8 | 0
2025 | ENT_2_TVA_Transmission | ENT | TVA_Transmission | Internal | Summer | B1 | 10 | 2100 | 0 | 81.5 | 87.43 | 8 | 0
2025 | ENT_2_TVA_Transmission | ENT | TVA_Transmission | Internal | Summer | B2 | 25 | 2100 | 0 | 75.69 | 80.6 | 8 | 0
2025 | ENT_2_TVA_Transmission | ENT | TVA_Transmission | Internal | Summer | B3 | 75 | 2100 | 0 | 75.69 | 74.43 | 8 | 0
2025 | ENT_2_TVA_Transmission | ENT | TVA_Transmission | Internal | Summer | B4 | 100 | 2100 | 0 | 75.69 | 74.43 | 8 | 0
2025 | ENT_2_TVA_Transmission | ENT | TVA_Transmission | Internal | Summer | B5 | 200 | 2100 | 0 | 69.11 | 70.11 | 8 | 0
2025 | ENT_2_TVA_Transmission | ENT | TVA_Transmission | Internal | Summer | B6 | 300 | 2100 | 0 | 60.76 | 60.49 | 8 | 0
2025 | ENT_2_TVA_Transmission | ENT | TVA_Transmission | Internal | Summer | B7 | 400 | 2100 | 0 | 53.31 | 52.6 | 8 | 0
2025 | ENT_2_TVA_Transmission | ENT | TVA_Transmission | Internal | Summer | B8 | 500 | 2100 | 0 | 45.36 | 46.47 | 8 | 0
2025 | ENT_2_TVA_Transmission | ENT | TVA_Transmission | Internal | Summer | B9 | 800 | 2100 | 0 | 45.04 | 45.74 | 8 | 0
2025 | ENT_2_TVA_Transmission | ENT | TVA_Transmission | Internal | Summer | B10 | 1262 | 2100 | 0 | 43.56 | 42.61 | 8 | 0
2025 | ENT_2_TVA_Transmission | ENT | TVA_Transmission | Internal | Winter | B16 | 25 | 2100 | 138.51 | 68 | 76 | 8 | 0
2025 | ENT_2_TVA_Transmission | ENT | TVA_Transmission | Internal | Winter | B17 | 100 | 2100 | 0 | 49.74 | 56.69 | 8 | 0
2025 | ENT_2_TVA_Transmission | ENT | TVA_Transmission | Internal | Winter | B18 | 400 | 2100 | 0 | 49.38 | 50.73 | 8 | 0
2025 | ENT_2_TVA_Transmission | ENT | TVA_Transmission | Internal | Winter | B19 | 700 | 2100 | 0 | 49.38 | 48.69 | 8 | 0
2025 | ENT_2_TVA_Transmission | ENT | TVA_Transmission | Internal | Winter | B20 | 935 | 2100 | 0 | 47.76 | 46.45 | 8 | 0
2025 | FRCC_2_SOCO | FRCC | SOCO | Internal | Shoulder | B11 | 25 | 900 | 0 | 86.13 | 76.13 | 8 | 0
2025 | FRCC_2_SOCO | FRCC | SOCO | Internal | Shoulder | B12 | 200 | 900 | 0 | 61.92 | 51.92 | 8 | 0
2025 | FRCC_2_SOCO | FRCC | SOCO | Internal | Shoulder | B13 | 600 | 900 | 0 | 54.36 | 46.88 | 8 | 0
2025 | FRCC_2_SOCO | FRCC | SOCO | Internal | Shoulder | B14 | 900 | 900 | 0 | 52.5 | 46.88 | 8 | 0
2025 | FRCC_2_SOCO | FRCC | SOCO | Internal | Shoulder | B15 | 1203 | 900 | 0 | 52.12 | 46.88 | 8 | 0
2025 | FRCC_2_SOCO | FRCC | SOCO | Internal | Summer | B1 | 10 | 900 | 0 | 99.5 | 89.5 | 8 | 0
2025 | FRCC_2_SOCO | FRCC | SOCO | Internal | Summer | B2 | 25 | 900 | 0 | 84.92 | 78.61 | 8 | 0
2025 | FRCC_2_SOCO | FRCC | SOCO | Internal | Summer | B3 | 75 | 900 | 0 | 84.92 | 78.61 | 8 | 0
2025 | FRCC_2_SOCO | FRCC | SOCO | Internal | Summer | B4 | 100 | 900 | 0 | 84.92 | 77.11 | 8 | 0
2025 | FRCC_2_SOCO | FRCC | SOCO | Internal | Summer | B5 | 200 | 900 | 0 | 84.92 | 77.11 | 8 | 0
2025 | FRCC_2_SOCO | FRCC | SOCO | Internal | Summer | B6 | 300 | 900 | 0 | 78.76 | 68.76 | 8 | 0
2025 | FRCC_2_SOCO | FRCC | SOCO | Internal | Summer | B7 | 400 | 900 | 0 | 71.31 | 61.31 | 8 | 0
2025 | FRCC_2_SOCO | FRCC | SOCO | Internal | Summer | B8 | 500 | 900 | 0 | 60.08 | 50.08 | 8 | 0
2025 | FRCC_2_SOCO | FRCC | SOCO | Internal | Summer | B9 | 800 | 900 | 0 | 53.55 | 45.53 | 8 | 0
2025 | FRCC_2_SOCO | FRCC | SOCO | Internal | Summer | B10 | 1262 | 900 | 0 | 51.34 | 45.53 | 8 | 0
2025 | FRCC_2_SOCO | FRCC | SOCO | Internal | Winter | B16 | 25 | 900 | 0 | 88.19 | 79.08 | 8 | 0
2025 | FRCC_2_SOCO | FRCC | SOCO | Internal | Winter | B17 | 100 | 900 | 0 | 64.38 | 54.38 | 8 | 0
2025 | FRCC_2_SOCO | FRCC | SOCO | Internal | Winter | B18 | 400 | 900 | 0 | 56.86 | 49.67 | 8 | 0
2025 | FRCC_2_SOCO | FRCC | SOCO | Internal | Winter | B19 | 700 | 900 | 0 | 54.51 | 49.67 | 8 | 0
2025 | FRCC_2_SOCO | FRCC | SOCO | Internal | Winter | B20 | 935 | 900 | 0 | 54.51 | 49.67 | 8 | 0
2025 | HQ_NEISO_2_NEISO | HQ_NEISO | NEISO | Internal | Shoulder | B11 | 25 | 99999 | 2920 | 40.75 | 40.76 | 0.01 | 0
2025 | HQ_NEISO_2_NEISO | HQ_NEISO | NEISO | Internal | Shoulder | B12 | 200 | 99999 | 2920 | 40.75 | 40.76 | 0.01 | 0
2025 | HQ_NEISO_2_NEISO | HQ_NEISO | NEISO | Internal | Shoulder | B13 | 600 | 99999 | 2920 | 40.75 | 40.76 | 0.01 | 0
2025 | HQ_NEISO_2_NEISO | HQ_NEISO | NEISO | Internal | Shoulder | B14 | 900 | 99999 | 2920 | 40.75 | 40.76 | 0.01 | 0
2025 | HQ_NEISO_2_NEISO | HQ_NEISO | NEISO | Internal | Shoulder | B15 | 1203 | 99999 | 1143.24 | 40.75 | 40.76 | 0.01 | 0
2025 | HQ_NEISO_2_NEISO | HQ_NEISO | NEISO | Internal | Summer | B1 | 10 | 99999 | 2920.1 | 99.44 | 99.46 | 0.01 | 0
2025 | HQ_NEISO_2_NEISO | HQ_NEISO | NEISO | Internal | Summer | B2 | 25 | 99999 | 2920 | 77.61 | 77.62 | 0.01 | 0
2025 | HQ_NEISO_2_NEISO | HQ_NEISO | NEISO | Internal | Summer | B3 | 75 | 99999 | 2920 | 54.45 | 54.47 | 0.01 | 0
2025 | HQ_NEISO_2_NEISO | HQ_NEISO | NEISO | Internal | Summer | B4 | 100 | 99999 | 2920 | 50.67 | 50.68 | 0.01 | 0
2025 | HQ_NEISO_2_NEISO | HQ_NEISO | NEISO | Internal | Summer | B5 | 200 | 99999 | 2920 | 41.41 | 41.42 | 0.01 | 0
2025 | HQ_NEISO_2_NEISO | HQ_NEISO | NEISO | Internal | Summer | B6 | 300 | 99999 | 2920 | 37.69 | 37.7 | 0.01 | 0
2025 | HQ_NEISO_2_NEISO | HQ_NEISO | NEISO | Internal | Summer | B7 | 400 | 99999 | 2920 | 37.69 | 37.7 | 0.01 | 0
2025 | HQ_NEISO_2_NEISO | HQ_NEISO | NEISO | Internal | Summer | B8 | 500 | 99999 | 2920 | 37.69 | 37.7 | 0.01 | 0
2025 | HQ_NEISO_2_NEISO | HQ_NEISO | NEISO | Internal | Summer | B9 | 800 | 99999 | 2920 | 37.69 | 37.7 | 0.01 | 0
2025 | HQ_NEISO_2_NEISO | HQ_NEISO | NEISO | Internal | Summer | B10 | 1262 | 99999 | 795.94 | 37.69 | 37.7 | 0.01 | 0
2025 | HQ_NEISO_2_NEISO | HQ_NEISO | NEISO | Internal | Winter | B16 | 25 | 99999 | 2920 | 50.2 | 50.21 | 0.01 | 0
2025 | HQ_NEISO_2_NEISO | HQ_NEISO | NEISO | Internal | Winter | B17 | 100 | 99999 | 2920 | 50.2 | 50.21 | 0.01 | 0
2025 | HQ_NEISO_2_NEISO | HQ_NEISO | NEISO | Internal | Winter | B18 | 400 | 99999 | 2920 | 50.2 | 50.21 | 0.01 | 0
2025 | HQ_NEISO_2_NEISO | HQ_NEISO | NEISO | Internal | Winter | B19 | 700 | 99999 | 2920 | 50.2 | 50.21 | 0.01 | 0
2025 | HQ_NEISO_2_NEISO | HQ_NEISO | NEISO | Internal | Winter | B20 | 935 | 99999 | 1233.58 | 50.2 | 50.21 | 0.01 | 0
2025 | HQ_NY_2_NYISO_A-F | HQ_NY | NYISO_A-F | Internal | Shoulder | B11 | 25 | 99999 | 1000 | 43.75 | 43.76 | 0.01 | 0
2025 | HQ_NY_2_NYISO_A-F | HQ_NY | NYISO_A-F | Internal | Shoulder | B12 | 200 | 99999 | 1000 | 43.75 | 43.76 | 0.01 | 0
2025 | HQ_NY_2_NYISO_A-F | HQ_NY | NYISO_A-F | Internal | Shoulder | B13 | 600 | 99999 | 1000 | 43.45 | 43.47 | 0.01 | 0
2025 | HQ_NY_2_NYISO_A-F | HQ_NY | NYISO_A-F | Internal | Shoulder | B14 | 900 | 99999 | 1000 | 43.27 | 43.28 | 0.01 | 0
2025 | HQ_NY_2_NYISO_A-F | HQ_NY | NYISO_A-F | Internal | Shoulder | B15 | 1203 | 99999 | 188.69 | 43.27 | 43.28 | 0.01 | 0
2025 | HQ_NY_2_NYISO_A-F | HQ_NY | NYISO_A-F | Internal | Summer | B1 | 10 | 99999 | 1000 | 79.56 | 79.58 | 0.01 | 0
2025 | HQ_NY_2_NYISO_A-F | HQ_NY | NYISO_A-F | Internal | Summer | B2 | 25 | 99999 | 1000 | 72.56 | 72.58 | 0.01 | 0
2025 | HQ_NY_2_NYISO_A-F | HQ_NY | NYISO_A-F | Internal | Summer | B3 | 75 | 99999 | 1000 | 57.44 | 57.45 | 0.01 | 0
2025 | HQ_NY_2_NYISO_A-F | HQ_NY | NYISO_A-F | Internal | Summer | B4 | 100 | 99999 | 1000 | 53.67 | 53.68 | 0.01 | 0
2025 | HQ_NY_2_NYISO_A-F | HQ_NY | NYISO_A-F | Internal | Summer | B5 | 200 | 99999 | 1000 | 48.4 | 48.41 | 0.01 | 0
2025 | HQ_NY_2_NYISO_A-F | HQ_NY | NYISO_A-F | Internal | Summer | B6 | 300 | 99999 | 1000 | 48.4 | 48.41 | 0.01 | 0
2025 | HQ_NY_2_NYISO_A-F | HQ_NY | NYISO_A-F | Internal | Summer | B7 | 400 | 99999 | 1000 | 45.3 | 45.31 | 0.01 | 0
2025 | HQ_NY_2_NYISO_A-F | HQ_NY | NYISO_A-F | Internal | Summer | B8 | 500 | 99999 | 1000 | 41.29 | 41.3 | 0.01 | 0
2025 | HQ_NY_2_NYISO_A-F | HQ_NY | NYISO_A-F | Internal | Summer | B9 | 800 | 99999 | 1000 | 40.69 | 40.7 | 0.01 | 0
2025 | HQ_NY_2_NYISO_A-F | HQ_NY | NYISO_A-F | Internal | Summer | B10 | 1262 | 99999 | 30.11 | 40.69 | 40.7 | 0.01 | 0
2025 | HQ_NY_2_NYISO_A-F | HQ_NY | NYISO_A-F | Internal | Winter | B16 | 25 | 99999 | 1000 | 50.38 | 50.39 | 0.01 | 0
2025 | HQ_NY_2_NYISO_A-F | HQ_NY | NYISO_A-F | Internal | Winter | B17 | 100 | 99999 | 1000 | 50.38 | 50.39 | 0.01 | 0
2025 | HQ_NY_2_NYISO_A-F | HQ_NY | NYISO_A-F | Internal | Winter | B18 | 400 | 99999 | 1000 | 47.2 | 47.21 | 0.01 | 0
2025 | HQ_NY_2_NYISO_A-F | HQ_NY | NYISO_A-F | Internal | Winter | B19 | 700 | 99999 | 1000 | 47.2 | 47.21 | 0.01 | 0
2025 | HQ_NY_2_NYISO_A-F | HQ_NY | NYISO_A-F | Internal | Winter | B20 | 935 | 99999 | 229.95 | 47.2 | 47.21 | 0.01 | 0
2025 | HQ_IESO_2_IESO | HQ_IESO | IESO | Internal | Shoulder | B11 | 25 | 99999 | 400 | 36.27 | 36.28 | 0.01 | 0
2025 | HQ_IESO_2_IESO | HQ_IESO | IESO | Internal | Shoulder | B12 | 200 | 99999 | 400 | 36.27 | 36.28 | 0.01 | 0
2025 | HQ_IESO_2_IESO | HQ_IESO | IESO | Internal | Shoulder | B13 | 600 | 99999 | 400 | 36.27 | 36.28 | 0.01 | 0
2025 | HQ_IESO_2_IESO | HQ_IESO | IESO | Internal | Shoulder | B14 | 900 | 99999 | 400 | 36.27 | 36.28 | 0.01 | 0
2025 | HQ_IESO_2_IESO | HQ_IESO | IESO | Internal | Shoulder | B15 | 1203 | 99999 | 75.48 | 36.27 | 36.28 | 0.01 | 0
2025 | HQ_IESO_2_IESO | HQ_IESO | IESO | Internal | Summer | B1 | 10 | 99999 | 400 | 72.56 | 72.58 | 0.01 | 0
2025 | HQ_IESO_2_IESO | HQ_IESO | IESO | Internal | Summer | B2 | 25 | 99999 | 400 | 65.56 | 65.58 | 0.01 | 0
2025 | HQ_IESO_2_IESO | HQ_IESO | IESO | Internal | Summer | B3 | 75 | 99999 | 400 | 50.44 | 50.45 | 0.01 | 0
2025 | HQ_IESO_2_IESO | HQ_IESO | IESO | Internal | Summer | B4 | 100 | 99999 | 400 | 46.67 | 46.68 | 0.01 | 0
2025 | HQ_IESO_2_IESO | HQ_IESO | IESO | Internal | Summer | B5 | 200 | 99999 | 400 | 41.4 | 41.41 | 0.01 | 0
2025 | HQ_IESO_2_IESO | HQ_IESO | IESO | Internal | Summer | B6 | 300 | 99999 | 400 | 41.4 | 41.41 | 0.01 | 0
2025 | HQ_IESO_2_IESO | HQ_IESO | IESO | Internal | Summer | B7 | 400 | 99999 | 400 | 38.3 | 38.31 | 0.01 | 0
2025 | HQ_IESO_2_IESO | HQ_IESO | IESO | Internal | Summer | B8 | 500 | 99999 | 400 | 33.73 | 33.74 | 0.01 | 0
2025 | HQ_IESO_2_IESO | HQ_IESO | IESO | Internal | Summer | B9 | 800 | 99999 | 400 | 33.69 | 33.7 | 0.01 | 0
2025 | HQ_IESO_2_IESO | HQ_IESO | IESO | Internal | Summer | B10 | 1262 | 99999 | 12.04 | 33.69 | 33.7 | 0.01 | 0
2025 | HQ_IESO_2_IESO | HQ_IESO | IESO | Internal | Winter | B16 | 25 | 99999 | 400 | 43.38 | 43.39 | 0.01 | 0
2025 | HQ_IESO_2_IESO | HQ_IESO | IESO | Internal | Winter | B17 | 100 | 99999 | 400 | 43.38 | 43.39 | 0.01 | 0
2025 | HQ_IESO_2_IESO | HQ_IESO | IESO | Internal | Winter | B18 | 400 | 99999 | 400 | 40.2 | 40.21 | 0.01 | 0
2025 | HQ_IESO_2_IESO | HQ_IESO | IESO | Internal | Winter | B19 | 700 | 99999 | 400 | 40.2 | 40.21 | 0.01 | 0
2025 | HQ_IESO_2_IESO | HQ_IESO | IESO | Internal | Winter | B20 | 935 | 99999 | 91.98 | 40.2 | 40.21 | 0.01 | 0
2025 | IESO_2_MAPP_CA | IESO | MAPP_CA | Internal | Shoulder | B11 | 25 | 262 | 262 | 36.28 | 50.24 | 7 | 6.96
2025 | IESO_2_MAPP_CA | IESO | MAPP_CA | Internal | Shoulder | B12 | 200 | 262 | 262 | 36.28 | 54.81 | 7 | 11.53
2025 | IESO_2_MAPP_CA | IESO | MAPP_CA | Internal | Shoulder | B13 | 600 | 262 | 262 | 36.28 | 45.73 | 7 | 2.45
2025 | IESO_2_MAPP_CA | IESO | MAPP_CA | Internal | Shoulder | B14 | 900 | 262 | 262 | 36.28 | 44.16 | 7 | 0.88
2025 | IESO_2_MAPP_CA | IESO | MAPP_CA | Internal | Shoulder | B15 | 1203 | 262 | 262 | 36.28 | 44.16 | 7 | 0.88
2025 | IESO_2_MAPP_CA | IESO | MAPP_CA | Internal | Summer | B1 | 10 | 262 | 0 | 72.58 | 71.58 | 7 | 0
2025 | IESO_2_MAPP_CA | IESO | MAPP_CA | Internal | Summer | B2 | 25 | 262 | 0 | 65.58 | 71.58 | 7 | 0
2025 | IESO_2_MAPP_CA | IESO | MAPP_CA | Internal | Summer | B3 | 75 | 262 | 262 | 50.45 | 58.42 | 7 | 0.96
2025 | IESO_2_MAPP_CA | IESO | MAPP_CA | Internal | Summer | B4 | 100 | 262 | 262 | 46.68 | 58.42 | 7 | 4.74
2025 | IESO_2_MAPP_CA | IESO | MAPP_CA | Internal | Summer | B5 | 200 | 262 | 262 | 41.41 | 56.98 | 7 | 8.57
2025 | IESO_2_MAPP_CA | IESO | MAPP_CA | Internal | Summer | B6 | 300 | 262 | 262 | 41.41 | 49.84 | 7 | 1.42
2025 | IESO_2_MAPP_CA | IESO | MAPP_CA | Internal | Summer | B7 | 400 | 262 | 262 | 38.31 | 46.3 | 7 | 0.99
2025 | IESO_2_MAPP_CA | IESO | MAPP_CA | Internal | Summer | B8 | 500 | 262 | 116.64 | 33.74 | 40.74 | 7 | 0
2025 | IESO_2_MAPP_CA | IESO | MAPP_CA | Internal | Summer | B9 | 800 | 262 | 261.98 | 33.7 | 40.71 | 7 | 0.01
2025 | IESO_2_MAPP_CA | IESO | MAPP_CA | Internal | Summer | B10 | 1262 | 262 | 261.99 | 33.7 | 40.71 | 7 | 0.01
2025 | IESO_2_MAPP_CA | IESO | MAPP_CA | Internal | Winter | B16 | 25 | 262 | 262 | 43.39 | 67.98 | 7 | 17.59
2025 | IESO_2_MAPP_CA | IESO | MAPP_CA | Internal | Winter | B17 | 100 | 262 | 262 | 43.39 | 53.66 | 7 | 3.27
2025 | IESO_2_MAPP_CA | IESO | MAPP_CA | Internal | Winter | B18 | 400 | 262 | 262 | 40.21 | 47.7 | 7 | 0.49
2025 | IESO_2_MAPP_CA | IESO | MAPP_CA | Internal | Winter | B19 | 700 | 262 | 262 | 40.21 | 47.7 | 7 | 0.49
2025 | IESO_2_MAPP_CA | IESO | MAPP_CA | Internal | Winter | B20 | 935 | 262 | 262 | 40.21 | 47.7 | 7 | 0.49
2025 | IESO_2_MISO_MI | IESO | MISO_MI | Internal | Shoulder | B11 | 25 | 1840 | 1840 | 36.28 | 60.74 | 7 | 17.46
2025 | IESO_2_MISO_MI | IESO | MISO_MI | Internal | Shoulder | B12 | 200 | 1840 | 1840 | 36.28 | 54.82 | 7 | 11.54
2025 | IESO_2_MISO_MI | IESO | MISO_MI | Internal | Shoulder | B13 | 600 | 1840 | 1840 | 36.28 | 45.73 | 7 | 2.45
2025 | IESO_2_MISO_MI | IESO | MISO_MI | Internal | Shoulder | B14 | 900 | 1840 | 1488.76 | 36.28 | 43.28 | 7 | 0
2025 | IESO_2_MISO_MI | IESO | MISO_MI | Internal | Shoulder | B15 | 1203 | 1840 | 0 | 36.28 | 41.62 | 7 | 0
2025 | IESO_2_MISO_MI | IESO | MISO_MI | Internal | Summer | B1 | 10 | 1840 | 1030.52 | 72.58 | 79.58 | 7 | 0
2025 | IESO_2_MISO_MI | IESO | MISO_MI | Internal | Summer | B2 | 25 | 1840 | 1262.89 | 65.58 | 72.58 | 7 | 0
2025 | IESO_2_MISO_MI | IESO | MISO_MI | Internal | Summer | B3 | 75 | 1840 | 1840 | 50.45 | 68.88 | 7 | 11.43
2025 | IESO_2_MISO_MI | IESO | MISO_MI | Internal | Summer | B4 | 100 | 1840 | 1840 | 46.68 | 66.43 | 7 | 12.75
2025 | IESO_2_MISO_MI | IESO | MISO_MI | Internal | Summer | B5 | 200 | 1840 | 1840 | 41.41 | 64.08 | 7 | 15.67
2025 | IESO_2_MISO_MI | IESO | MISO_MI | Internal | Summer | B6 | 300 | 1840 | 1840 | 41.41 | 53.74 | 7 | 5.33
2025 | IESO_2_MISO_MI | IESO | MISO_MI | Internal | Summer | B7 | 400 | 1840 | 946.23 | 38.31 | 45.31 | 7 | 0
2025 | IESO_2_MISO_MI | IESO | MISO_MI | Internal | Summer | B8 | 500 | 1840 | 776.52 | 33.74 | 40.74 | 7 | 0
2025 | IESO_2_MISO_MI | IESO | MISO_MI | Internal | Summer | B9 | 800 | 1840 | 0 | 33.7 | 40.53 | 7 | 0
2025 | IESO_2_MISO_MI | IESO | MISO_MI | Internal | Summer | B10 | 1262 | 1840 | 0 | 33.7 | 37.58 | 7 | 0
2025 | IESO_2_MISO_MI | IESO | MISO_MI | Internal | Winter | B16 | 25 | 1840 | 1840 | 43.39 | 68 | 7 | 17.61
2025 | IESO_2_MISO_MI | IESO | MISO_MI | Internal | Winter | B17 | 100 | 1840 | 1840 | 43.39 | 53.71 | 7 | 3.31
2025 | IESO_2_MISO_MI | IESO | MISO_MI | Internal | Winter | B18 | 400 | 1840 | 1702.8 | 40.21 | 47.21 | 7 | 0
2025 | IESO_2_MISO_MI | IESO | MISO_MI | Internal | Winter | B19 | 700 | 1840 | 0 | 40.21 | 44.69 | 7 | 0
2025 | IESO_2_MISO_MI | IESO | MISO_MI | Internal | Winter | B20 | 935 | 1840 | 0 | 40.21 | 40.84 | 7 | 0
2025 | IESO_2_MISO_W | IESO | MISO_W | Internal | Shoulder | B11 | 25 | 140 | 140 | 36.28 | 64.48 | 7 | 21.2
2025 | IESO_2_MISO_W | IESO | MISO_W | Internal | Shoulder | B12 | 200 | 140 | 140 | 36.28 | 54.82 | 7 | 11.54
2025 | IESO_2_MISO_W | IESO | MISO_W | Internal | Shoulder | B13 | 600 | 140 | 140 | 36.28 | 45.74 | 7 | 2.47
2025 | IESO_2_MISO_W | IESO | MISO_W | Internal | Shoulder | B14 | 900 | 140 | 140 | 36.28 | 44.15 | 7 | 0.87
2025 | IESO_2_MISO_W | IESO | MISO_W | Internal | Shoulder | B15 | 1203 | 140 | 0 | 36.28 | 42.73 | 7 | 0
2025 | IESO_2_MISO_W | IESO | MISO_W | Internal | Summer | B1 | 10 | 140 | 0.92 | 72.58 | 79.56 | 7 | 0
2025 | IESO_2_MISO_W | IESO | MISO_W | Internal | Summer | B2 | 25 | 140 | 139.86 | 65.58 | 72.61 | 7 | 0.04
2025 | IESO_2_MISO_W | IESO | MISO_W | Internal | Summer | B3 | 75 | 140 | 140 | 50.45 | 71.21 | 7 | 13.76
2025 | IESO_2_MISO_W | IESO | MISO_W | Internal | Summer | B4 | 100 | 140 | 140 | 46.68 | 70.2 | 7 | 16.52
2025 | IESO_2_MISO_W | IESO | MISO_W | Internal | Summer | B5 | 200 | 140 | 140 | 41.41 | 70.2 | 7 | 21.78
2025 | IESO_2_MISO_W | IESO | MISO_W | Internal | Summer | B6 | 300 | 140 | 140 | 41.41 | 55.48 | 7 | 7.06
2025 | IESO_2_MISO_W | IESO | MISO_W | Internal | Summer | B7 | 400 | 140 | 140 | 38.31 | 46.31 | 7 | 1
2025 | IESO_2_MISO_W | IESO | MISO_W | Internal | Summer | B8 | 500 | 140 | 139.98 | 33.74 | 40.75 | 7 | 0.01
2025 | IESO_2_MISO_W | IESO | MISO_W | Internal | Summer | B9 | 800 | 140 | 0.11 | 33.7 | 40.7 | 7 | 0
2025 | IESO_2_MISO_W | IESO | MISO_W | Internal | Summer | B10 | 1262 | 140 | 0 | 33.7 | 37.54 | 7 | 0
2025 | IESO_2_MISO_W | IESO | MISO_W | Internal | Winter | B16 | 25 | 140 | 140 | 43.39 | 67.99 | 7 | 17.6
2025 | IESO_2_MISO_W | IESO | MISO_W | Internal | Winter | B17 | 100 | 140 | 140 | 43.39 | 53.67 | 7 | 3.28
2025 | IESO_2_MISO_W | IESO | MISO_W | Internal | Winter | B18 | 400 | 140 | 140 | 40.21 | 47.55 | 7 | 0.34
2025 | IESO_2_MISO_W | IESO | MISO_W | Internal | Winter | B19 | 700 | 140 | 0 | 40.21 | 47.13 | 7 | 0
2025 | IESO_2_MISO_W | IESO | MISO_W | Internal | Winter | B20 | 935 | 140 | 0 | 40.21 | 40.82 | 7 | 0
2025 | IESO_2_NYISO_A-F | IESO | NYISO_A-F | Internal | Shoulder | B11 | 25 | 1725 | 1724.99 | 36.28 | 43.76 | 7 | 0.48
2025 | IESO_2_NYISO_A-F | IESO | NYISO_A-F | Internal | Shoulder | B12 | 200 | 1725 | 1725 | 36.28 | 43.76 | 7 | 0.48
2025 | IESO_2_NYISO_A-F | IESO | NYISO_A-F | Internal | Shoulder | B13 | 600 | 1725 | 1725 | 36.28 | 43.47 | 7 | 0.19
2025 | IESO_2_NYISO_A-F | IESO | NYISO_A-F | Internal | Shoulder | B14 | 900 | 1725 | 1583.46 | 36.28 | 43.28 | 7 | 0
2025 | IESO_2_NYISO_A-F | IESO | NYISO_A-F | Internal | Shoulder | B15 | 1203 | 1725 | 1359.26 | 36.28 | 43.28 | 7 | 0
2025 | IESO_2_NYISO_A-F | IESO | NYISO_A-F | Internal | Summer | B1 | 10 | 1725 | 1211.58 | 72.58 | 79.58 | 7 | 0
2025 | IESO_2_NYISO_A-F | IESO | NYISO_A-F | Internal | Summer | B2 | 25 | 1725 | 627.72 | 65.58 | 72.58 | 7 | 0
2025 | IESO_2_NYISO_A-F | IESO | NYISO_A-F | Internal | Summer | B3 | 75 | 1725 | 847.82 | 50.45 | 57.45 | 7 | 0
2025 | IESO_2_NYISO_A-F | IESO | NYISO_A-F | Internal | Summer | B4 | 100 | 1725 | 1612.14 | 46.68 | 53.68 | 7 | 0
2025 | IESO_2_NYISO_A-F | IESO | NYISO_A-F | Internal | Summer | B5 | 200 | 1725 | 1684.35 | 41.41 | 48.41 | 7 | 0
2025 | IESO_2_NYISO_A-F | IESO | NYISO_A-F | Internal | Summer | B6 | 300 | 1725 | 289.13 | 41.41 | 48.41 | 7 | 0
2025 | IESO_2_NYISO_A-F | IESO | NYISO_A-F | Internal | Summer | B7 | 400 | 1725 | 1077.6 | 38.31 | 45.31 | 7 | 0
2025 | IESO_2_NYISO_A-F | IESO | NYISO_A-F | Internal | Summer | B8 | 500 | 1725 | 1725 | 33.74 | 41.3 | 7 | 0.56
2025 | IESO_2_NYISO_A-F | IESO | NYISO_A-F | Internal | Summer | B9 | 800 | 1725 | 960.69 | 33.7 | 40.7 | 7 | 0
2025 | IESO_2_NYISO_A-F | IESO | NYISO_A-F | Internal | Summer | B10 | 1262 | 1725 | 448.97 | 33.7 | 40.7 | 7 | 0
2025 | IESO_2_NYISO_A-F | IESO | NYISO_A-F | Internal | Winter | B16 | 25 | 1725 | 900.56 | 43.39 | 50.39 | 7 | 0
2025 | IESO_2_NYISO_A-F | IESO | NYISO_A-F | Internal | Winter | B17 | 100 | 1725 | 1394.13 | 43.39 | 50.39 | 7 | 0
2025 | IESO_2_NYISO_A-F | IESO | NYISO_A-F | Internal | Winter | B18 | 400 | 1725 | 724.12 | 40.21 | 47.21 | 7 | 0
2025 | IESO_2_NYISO_A-F | IESO | NYISO_A-F | Internal | Winter | B19 | 700 | 1725 | 860.39 | 40.21 | 47.21 | 7 | 0
2025 | IESO_2_NYISO_A-F | IESO | NYISO_A-F | Internal | Winter | B20 | 935 | 1725 | 878.51 | 40.21 | 47.21 | 7 | 0
2025 | MAPP_CA_2_IESO | MAPP_CA | IESO | Internal | Shoulder | B11 | 25 | 330 | 0 | 50.24 | 36.28 | 8 | 0
2025 | MAPP_CA_2_IESO | MAPP_CA | IESO | Internal | Shoulder | B12 | 200 | 330 | 0 | 54.81 | 36.28 | 8 | 0
2025 | MAPP_CA_2_IESO | MAPP_CA | IESO | Internal | Shoulder | B13 | 600 | 330 | 0 | 45.73 | 36.28 | 8 | 0
2025 | MAPP_CA_2_IESO | MAPP_CA | IESO | Internal | Shoulder | B14 | 900 | 330 | 0 | 44.16 | 36.28 | 8 | 0
2025 | MAPP_CA_2_IESO | MAPP_CA | IESO | Internal | Shoulder | B15 | 1203 | 330 | 0 | 44.16 | 36.28 | 8 | 0
2025 | MAPP_CA_2_IESO | MAPP_CA | IESO | Internal | Summer | B1 | 10 | 330 | 0 | 71.58 | 72.58 | 8 | 0
2025 | MAPP_CA_2_IESO | MAPP_CA | IESO | Internal | Summer | B2 | 25 | 330 | 0 | 71.58 | 65.58 | 8 | 0
2025 | MAPP_CA_2_IESO | MAPP_CA | IESO | Internal | Summer | B3 | 75 | 330 | 0 | 58.42 | 50.45 | 8 | 0
2025 | MAPP_CA_2_IESO | MAPP_CA | IESO | Internal | Summer | B4 | 100 | 330 | 0 | 58.42 | 46.68 | 8 | 0
2025 | MAPP_CA_2_IESO | MAPP_CA | IESO | Internal | Summer | B5 | 200 | 330 | 0 | 56.98 | 41.41 | 8 | 0
2025 | MAPP_CA_2_IESO | MAPP_CA | IESO | Internal | Summer | B6 | 300 | 330 | 0 | 49.84 | 41.41 | 8 | 0
2025 | MAPP_CA_2_IESO | MAPP_CA | IESO | Internal | Summer | B7 | 400 | 330 | 0 | 46.3 | 38.31 | 8 | 0
2025 | MAPP_CA_2_IESO | MAPP_CA | IESO | Internal | Summer | B8 | 500 | 330 | 0 | 40.74 | 33.74 | 8 | 0
2025 | MAPP_CA_2_IESO | MAPP_CA | IESO | Internal | Summer | B9 | 800 | 330 | 0 | 40.71 | 33.7 | 8 | 0
2025 | MAPP_CA_2_IESO | MAPP_CA | IESO | Internal | Summer | B10 | 1262 | 330 | 0 | 40.71 | 33.7 | 8 | 0
2025 | MAPP_CA_2_IESO | MAPP_CA | IESO | Internal | Winter | B16 | 25 | 330 | 0 | 67.98 | 43.39 | 8 | 0
2025 | MAPP_CA_2_IESO | MAPP_CA | IESO | Internal | Winter | B17 | 100 | 330 | 0 | 53.66 | 43.39 | 8 | 0
2025 | MAPP_CA_2_IESO | MAPP_CA | IESO | Internal | Winter | B18 | 400 | 330 | 0 | 47.7 | 40.21 | 8 | 0
2025 | MAPP_CA_2_IESO | MAPP_CA | IESO | Internal | Winter | B19 | 700 | 330 | 0 | 47.7 | 40.21 | 8 | 0
2025 | MAPP_CA_2_IESO | MAPP_CA | IESO | Internal | Winter | B20 | 935 | 330 | 0 | 47.7 | 40.21 | 8 | 0
2025 | MAPP_CA_2_MAPP_US | MAPP_CA | MAPP_US | Internal | Shoulder | B11 | 25 | 372 | 371.98 | 50.24 | 57.48 | 7 | 0.24
2025 | MAPP_CA_2_MAPP_US | MAPP_CA | MAPP_US | Internal | Shoulder | B12 | 200 | 372 | 0 | 54.81 | 47.82 | 7 | 0
2025 | MAPP_CA_2_MAPP_US | MAPP_CA | MAPP_US | Internal | Shoulder | B13 | 600 | 372 | 0 | 45.73 | 40.76 | 7 | 0
2025 | MAPP_CA_2_MAPP_US | MAPP_CA | MAPP_US | Internal | Shoulder | B14 | 900 | 372 | 0 | 44.16 | 40.76 | 7 | 0
2025 | MAPP_CA_2_MAPP_US | MAPP_CA | MAPP_US | Internal | Shoulder | B15 | 1203 | 372 | 0 | 44.16 | 40.76 | 7 | 0
2025 | MAPP_CA_2_MAPP_US | MAPP_CA | MAPP_US | Internal | Summer | B1 | 10 | 372 | 0 | 71.58 | 72.56 | 7 | 0
2025 | MAPP_CA_2_MAPP_US | MAPP_CA | MAPP_US | Internal | Summer | B2 | 25 | 372 | 0 | 71.58 | 66.58 | 7 | 0
2025 | MAPP_CA_2_MAPP_US | MAPP_CA | MAPP_US | Internal | Summer | B3 | 75 | 372 | 39.38 | 58.42 | 65.42 | 7 | 0
2025 | MAPP_CA_2_MAPP_US | MAPP_CA | MAPP_US | Internal | Summer | B4 | 100 | 372 | 136.85 | 58.42 | 65.42 | 7 | 0
2025 | MAPP_CA_2_MAPP_US | MAPP_CA | MAPP_US | Internal | Summer | B5 | 200 | 372 | 213.55 | 56.98 | 63.98 | 7 | 0
2025 | MAPP_CA_2_MAPP_US | MAPP_CA | MAPP_US | Internal | Summer | B6 | 300 | 372 | 0 | 49.84 | 55.46 | 7 | 0
2025 | MAPP_CA_2_MAPP_US | MAPP_CA | MAPP_US | Internal | Summer | B7 | 400 | 372 | 0 | 46.3 | 42.14 | 7 | 0
2025 | MAPP_CA_2_MAPP_US | MAPP_CA | MAPP_US | Internal | Summer | B8 | 500 | 372 | 0 | 40.74 | 37.69 | 7 | 0
2025 | MAPP_CA_2_MAPP_US | MAPP_CA | MAPP_US | Internal | Summer | B9 | 800 | 372 | 0 | 40.71 | 37.69 | 7 | 0
2025 | MAPP_CA_2_MAPP_US | MAPP_CA | MAPP_US | Internal | Summer | B10 | 1262 | 372 | 0 | 40.71 | 33.95 | 7 | 0
2025 | MAPP_CA_2_MAPP_US | MAPP_CA | MAPP_US | Internal | Winter | B16 | 25 | 372 | 0 | 67.98 | 60.99 | 7 | 0
2025 | MAPP_CA_2_MAPP_US | MAPP_CA | MAPP_US | Internal | Winter | B17 | 100 | 372 | 0 | 53.66 | 46.67 | 7 | 0
2025 | MAPP_CA_2_MAPP_US | MAPP_CA | MAPP_US | Internal | Winter | B18 | 400 | 372 | 0 | 47.7 | 41.04 | 7 | 0
2025 | MAPP_CA_2_MAPP_US | MAPP_CA | MAPP_US | Internal | Winter | B19 | 700 | 372 | 0 | 47.7 | 41.04 | 7 | 0
2025 | MAPP_CA_2_MAPP_US | MAPP_CA | MAPP_US | Internal | Winter | B20 | 935 | 372 | 0 | 47.7 | 40.7 | 7 | 0
2025 | MAPP_CA_2_MISO_W | MAPP_CA | MISO_W | Internal | Shoulder | B11 | 25 | 1970 | 1970 | 50.24 | 64.48 | 0.01 | 14.23
2025 | MAPP_CA_2_MISO_W | MAPP_CA | MISO_W | Internal | Shoulder | B12 | 200 | 1970 | 1892.94 | 54.81 | 54.82 | 0.01 | 0
2025 | MAPP_CA_2_MISO_W | MAPP_CA | MISO_W | Internal | Shoulder | B13 | 600 | 1970 | 1067 | 45.73 | 45.74 | 0.01 | 0
2025 | MAPP_CA_2_MISO_W | MAPP_CA | MISO_W | Internal | Shoulder | B14 | 900 | 1970 | 0 | 44.16 | 44.15 | 0.01 | 0
2025 | MAPP_CA_2_MISO_W | MAPP_CA | MISO_W | Internal | Shoulder | B15 | 1203 | 1970 | 0 | 44.16 | 42.73 | 0.01 | 0
2025 | MAPP_CA_2_MISO_W | MAPP_CA | MISO_W | Internal | Summer | B1 | 10 | 1970 | 1970 | 71.58 | 79.56 | 0.01 | 7.97
2025 | MAPP_CA_2_MISO_W | MAPP_CA | MISO_W | Internal | Summer | B2 | 25 | 1970 | 1969.99 | 71.58 | 72.61 | 0.01 | 1.02
2025 | MAPP_CA_2_MISO_W | MAPP_CA | MISO_W | Internal | Summer | B3 | 75 | 1970 | 1970 | 58.42 | 71.21 | 0.01 | 12.78
2025 | MAPP_CA_2_MISO_W | MAPP_CA | MISO_W | Internal | Summer | B4 | 100 | 1970 | 1970 | 58.42 | 70.2 | 0.01 | 11.77
2025 | MAPP_CA_2_MISO_W | MAPP_CA | MISO_W | Internal | Summer | B5 | 200 | 1970 | 1970 | 56.98 | 70.2 | 0.01 | 13.21
2025 | MAPP_CA_2_MISO_W | MAPP_CA | MISO_W | Internal | Summer | B6 | 300 | 1970 | 1970 | 49.84 | 55.48 | 0.01 | 5.63
2025 | MAPP_CA_2_MISO_W | MAPP_CA | MISO_W | Internal | Summer | B7 | 400 | 1970 | 1767.76 | 46.3 | 46.31 | 0.01 | 0
2025 | MAPP_CA_2_MISO_W | MAPP_CA | MISO_W | Internal | Summer | B8 | 500 | 1970 | 1143.13 | 40.74 | 40.75 | 0.01 | 0
2025 | MAPP_CA_2_MISO_W | MAPP_CA | MISO_W | Internal | Summer | B9 | 800 | 1970 | 0 | 40.71 | 40.7 | 0.01 | 0
2025 | MAPP_CA_2_MISO_W | MAPP_CA | MISO_W | Internal | Summer | B10 | 1262 | 1970 | 0 | 40.71 | 37.54 | 0.01 | 0
2025 | MAPP_CA_2_MISO_W | MAPP_CA | MISO_W | Internal | Winter | B16 | 25 | 1970 | 1160.57 | 67.98 | 67.99 | 0.01 | 0
2025 | MAPP_CA_2_MISO_W | MAPP_CA | MISO_W | Internal | Winter | B17 | 100 | 1970 | 1033.87 | 53.66 | 53.67 | 0.01 | 0
2025 | MAPP_CA_2_MISO_W | MAPP_CA | MISO_W | Internal | Winter | B18 | 400 | 1970 | 0 | 47.7 | 47.55 | 0.01 | 0
2025 | MAPP_CA_2_MISO_W | MAPP_CA | MISO_W | Internal | Winter | B19 | 700 | 1970 | 0 | 47.7 | 47.13 | 0.01 | 0
2025 | MAPP_CA_2_MISO_W | MAPP_CA | MISO_W | Internal | Winter | B20 | 935 | 1970 | 0 | 47.7 | 40.82 | 0.01 | 0
2025 | MAPP_US_2_MAPP_CA | MAPP_US | MAPP_CA | Internal | Shoulder | B11 | 25 | 165 | 0 | 57.48 | 50.24 | 7 | 0
2025 | MAPP_US_2_MAPP_CA | MAPP_US | MAPP_CA | Internal | Shoulder | B12 | 200 | 165 | 0.05 | 47.82 | 54.81 | 7 | 0
2025 | MAPP_US_2_MAPP_CA | MAPP_US | MAPP_CA | Internal | Shoulder | B13 | 600 | 165 | 0 | 40.76 | 45.73 | 7 | 0
2025 | MAPP_US_2_MAPP_CA | MAPP_US | MAPP_CA | Internal | Shoulder | B14 | 900 | 165 | 0 | 40.76 | 44.16 | 7 | 0
2025 | MAPP_US_2_MAPP_CA | MAPP_US | MAPP_CA | Internal | Shoulder | B15 | 1203 | 165 | 0 | 40.76 | 44.16 | 7 | 0
2025 | MAPP_US_2_MAPP_CA | MAPP_US | MAPP_CA | Internal | Summer | B1 | 10 | 165 | 0 | 72.56 | 71.58 | 7 | 0
2025 | MAPP_US_2_MAPP_CA | MAPP_US | MAPP_CA | Internal | Summer | B2 | 25 | 165 | 0 | 66.58 | 71.58 | 7 | 0
2025 | MAPP_US_2_MAPP_CA | MAPP_US | MAPP_CA | Internal | Summer | B3 | 75 | 165 | 0 | 65.42 | 58.42 | 7 | 0
2025 | MAPP_US_2_MAPP_CA | MAPP_US | MAPP_CA | Internal | Summer | B4 | 100 | 165 | 0 | 65.42 | 58.42 | 7 | 0
2025 | MAPP_US_2_MAPP_CA | MAPP_US | MAPP_CA | Internal | Summer | B5 | 200 | 165 | 0 | 63.98 | 56.98 | 7 | 0
2025 | MAPP_US_2_MAPP_CA | MAPP_US | MAPP_CA | Internal | Summer | B6 | 300 | 165 | 0 | 55.46 | 49.84 | 7 | 0
2025 | MAPP_US_2_MAPP_CA | MAPP_US | MAPP_CA | Internal | Summer | B7 | 400 | 165 | 0 | 42.14 | 46.3 | 7 | 0
2025 | MAPP_US_2_MAPP_CA | MAPP_US | MAPP_CA | Internal | Summer | B8 | 500 | 165 | 0 | 37.69 | 40.74 | 7 | 0
2025 | MAPP_US_2_MAPP_CA | MAPP_US | MAPP_CA | Internal | Summer | B9 | 800 | 165 | 0 | 37.69 | 40.71 | 7 | 0
2025 | MAPP_US_2_MAPP_CA | MAPP_US | MAPP_CA | Internal | Summer | B10 | 1262 | 165 | 0 | 33.95 | 40.71 | 7 | 0
2025 | MAPP_US_2_MAPP_CA | MAPP_US | MAPP_CA | Internal | Winter | B16 | 25 | 165 | 0.39 | 60.99 | 67.98 | 7 | 0
2025 | MAPP_US_2_MAPP_CA | MAPP_US | MAPP_CA | Internal | Winter | B17 | 100 | 165 | 0.11 | 46.67 | 53.66 | 7 | 0
2025 | MAPP_US_2_MAPP_CA | MAPP_US | MAPP_CA | Internal | Winter | B18 | 400 | 165 | 0 | 41.04 | 47.7 | 7 | 0
2025 | MAPP_US_2_MAPP_CA | MAPP_US | MAPP_CA | Internal | Winter | B19 | 700 | 165 | 0 | 41.04 | 47.7 | 7 | 0
2025 | MAPP_US_2_MAPP_CA | MAPP_US | MAPP_CA | Internal | Winter | B20 | 935 | 165 | 117.42 | 40.7 | 47.7 | 7 | 0
2025 | MAPP_US_2_MISO_W | MAPP_US | MISO_W | Internal | Shoulder | B11 | 25 | 2635 | 11.79 | 57.48 | 64.48 | 7 | 0
2025 | MAPP_US_2_MISO_W | MAPP_US | MISO_W | Internal | Shoulder | B12 | 200 | 2635 | 749.61 | 47.82 | 54.82 | 7 | 0
2025 | MAPP_US_2_MISO_W | MAPP_US | MISO_W | Internal | Shoulder | B13 | 600 | 2635 | 0 | 40.76 | 45.74 | 7 | 0
2025 | MAPP_US_2_MISO_W | MAPP_US | MISO_W | Internal | Shoulder | B14 | 900 | 2635 | 0 | 40.76 | 44.15 | 7 | 0
2025 | MAPP_US_2_MISO_W | MAPP_US | MISO_W | Internal | Shoulder | B15 | 1203 | 2635 | 0 | 40.76 | 42.73 | 7 | 0
2025 | MAPP_US_2_MISO_W | MAPP_US | MISO_W | Internal | Summer | B1 | 10 | 2635 | 1436.15 | 72.56 | 79.56 | 7 | 0
2025 | MAPP_US_2_MISO_W | MAPP_US | MISO_W | Internal | Summer | B2 | 25 | 2635 | 0 | 66.58 | 72.61 | 7 | 0
2025 | MAPP_US_2_MISO_W | MAPP_US | MISO_W | Internal | Summer | B3 | 75 | 2635 | 0 | 65.42 | 71.21 | 7 | 0
2025 | MAPP_US_2_MISO_W | MAPP_US | MISO_W | Internal | Summer | B4 | 100 | 2635 | 0 | 65.42 | 70.2 | 7 | 0
2025 | MAPP_US_2_MISO_W | MAPP_US | MISO_W | Internal | Summer | B5 | 200 | 2635 | 0 | 63.98 | 70.2 | 7 | 0
2025 | MAPP_US_2_MISO_W | MAPP_US | MISO_W | Internal | Summer | B6 | 300 | 2635 | 0 | 55.46 | 55.48 | 7 | 0
2025 | MAPP_US_2_MISO_W | MAPP_US | MISO_W | Internal | Summer | B7 | 400 | 2635 | 0 | 42.14 | 46.31 | 7 | 0
2025 | MAPP_US_2_MISO_W | MAPP_US | MISO_W | Internal | Summer | B8 | 500 | 2635 | 0 | 37.69 | 40.75 | 7 | 0
2025 | MAPP_US_2_MISO_W | MAPP_US | MISO_W | Internal | Summer | B9 | 800 | 2635 | 0 | 37.69 | 40.7 | 7 | 0
2025 | MAPP_US_2_MISO_W | MAPP_US | MISO_W | Internal | Summer | B10 | 1262 | 2635 | 0 | 33.95 | 37.54 | 7 | 0
2025 | MAPP_US_2_MISO_W | MAPP_US | MISO_W | Internal | Winter | B16 | 25 | 2635 | 1184.13 | 60.99 | 67.99 | 7 | 0
2025 | MAPP_US_2_MISO_W | MAPP_US | MISO_W | Internal | Winter | B17 | 100 | 2635 | 830.8 | 46.67 | 53.67 | 7 | 0
2025 | MAPP_US_2_MISO_W | MAPP_US | MISO_W | Internal | Winter | B18 | 400 | 2635 | 0 | 41.04 | 47.55 | 7 | 0
2025 | MAPP_US_2_MISO_W | MAPP_US | MISO_W | Internal | Winter | B19 | 700 | 2635 | 0 | 41.04 | 47.13 | 7 | 0
2025 | MAPP_US_2_MISO_W | MAPP_US | MISO_W | Internal | Winter | B20 | 935 | 2635 | 0 | 40.7 | 40.82 | 7 | 0
2025 | MAPP_US_2_NE | MAPP_US | NE | Internal | Shoulder | B11 | 25 | 2000 | 1790.56 | 57.48 | 64.48 | 7 | 0
2025 | MAPP_US_2_NE | MAPP_US | NE | Internal | Shoulder | B12 | 200 | 2000 | 315.52 | 47.82 | 54.82 | 7 | 0
2025 | MAPP_US_2_NE | MAPP_US | NE | Internal | Shoulder | B13 | 600 | 2000 | 34.01 | 40.76 | 47.76 | 7 | 0
2025 | MAPP_US_2_NE | MAPP_US | NE | Internal | Shoulder | B14 | 900 | 2000 | 0 | 40.76 | 46.27 | 7 | 0
2025 | MAPP_US_2_NE | MAPP_US | NE | Internal | Shoulder | B15 | 1203 | 2000 | 0 | 40.76 | 44.86 | 7 | 0
2025 | MAPP_US_2_NE | MAPP_US | NE | Internal | Summer | B1 | 10 | 2000 | 0 | 72.56 | 76.49 | 7 | 0
2025 | MAPP_US_2_NE | MAPP_US | NE | Internal | Summer | B2 | 25 | 2000 | 825.41 | 66.58 | 73.58 | 7 | 0
2025 | MAPP_US_2_NE | MAPP_US | NE | Internal | Summer | B3 | 75 | 2000 | 982.05 | 65.42 | 72.42 | 7 | 0
2025 | MAPP_US_2_NE | MAPP_US | NE | Internal | Summer | B4 | 100 | 2000 | 1352.98 | 65.42 | 72.42 | 7 | 0
2025 | MAPP_US_2_NE | MAPP_US | NE | Internal | Summer | B5 | 200 | 2000 | 1498.96 | 63.98 | 70.98 | 7 | 0
2025 | MAPP_US_2_NE | MAPP_US | NE | Internal | Summer | B6 | 300 | 2000 | 1057.5 | 55.46 | 62.46 | 7 | 0
2025 | MAPP_US_2_NE | MAPP_US | NE | Internal | Summer | B7 | 400 | 2000 | 1313.99 | 42.14 | 49.14 | 7 | 0
2025 | MAPP_US_2_NE | MAPP_US | NE | Internal | Summer | B8 | 500 | 2000 | 1272.14 | 37.69 | 44.69 | 7 | 0
2025 | MAPP_US_2_NE | MAPP_US | NE | Internal | Summer | B9 | 800 | 2000 | 811.38 | 37.69 | 44.69 | 7 | 0
2025 | MAPP_US_2_NE | MAPP_US | NE | Internal | Summer | B10 | 1262 | 2000 | 275.57 | 33.95 | 40.95 | 7 | 0
2025 | MAPP_US_2_NE | MAPP_US | NE | Internal | Winter | B16 | 25 | 2000 | 82.68 | 60.99 | 67.99 | 7 | 0
2025 | MAPP_US_2_NE | MAPP_US | NE | Internal | Winter | B17 | 100 | 2000 | 0 | 46.67 | 49.5 | 7 | 0
2025 | MAPP_US_2_NE | MAPP_US | NE | Internal | Winter | B18 | 400 | 2000 | 0 | 41.04 | 47.81 | 7 | 0
2025 | MAPP_US_2_NE | MAPP_US | NE | Internal | Winter | B19 | 700 | 2000 | 0 | 41.04 | 47.81 | 7 | 0
2025 | MAPP_US_2_NE | MAPP_US | NE | Internal | Winter | B20 | 935 | 2000 | 34.13 | 40.7 | 47.7 | 7 | 0
2025 | MARITIMES_2_NEISO | MARITIMES | NEISO | Internal | Shoulder | B11 | 25 | 99999 | 1400 | 40.75 | 40.76 | 0.01 | 0
2025 | MARITIMES_2_NEISO | MARITIMES | NEISO | Internal | Shoulder | B12 | 200 | 99999 | 1400 | 40.75 | 40.76 | 0.01 | 0
2025 | MARITIMES_2_NEISO | MARITIMES | NEISO | Internal | Shoulder | B13 | 600 | 99999 | 1400 | 40.75 | 40.76 | 0.01 | 0
2025 | MARITIMES_2_NEISO | MARITIMES | NEISO | Internal | Shoulder | B14 | 900 | 99999 | 1400 | 40.75 | 40.76 | 0.01 | 0
2025 | MARITIMES_2_NEISO | MARITIMES | NEISO | Internal | Shoulder | B15 | 1203 | 99999 | 426.43 | 40.75 | 40.76 | 0.01 | 0
2025 | MARITIMES_2_NEISO | MARITIMES | NEISO | Internal | Summer | B1 | 10 | 99999 | 1400.1 | 99.44 | 99.46 | 0.01 | 0
2025 | MARITIMES_2_NEISO | MARITIMES | NEISO | Internal | Summer | B2 | 25 | 99999 | 1400 | 77.61 | 77.62 | 0.01 | 0
2025 | MARITIMES_2_NEISO | MARITIMES | NEISO | Internal | Summer | B3 | 75 | 99999 | 1400 | 54.45 | 54.47 | 0.01 | 0
2025 | MARITIMES_2_NEISO | MARITIMES | NEISO | Internal | Summer | B4 | 100 | 99999 | 1400 | 50.67 | 50.68 | 0.01 | 0
2025 | MARITIMES_2_NEISO | MARITIMES | NEISO | Internal | Summer | B5 | 200 | 99999 | 1400 | 41.41 | 41.42 | 0.01 | 0
2025 | MARITIMES_2_NEISO | MARITIMES | NEISO | Internal | Summer | B6 | 300 | 99999 | 1400 | 37.69 | 37.7 | 0.01 | 0
2025 | MARITIMES_2_NEISO | MARITIMES | NEISO | Internal | Summer | B7 | 400 | 99999 | 1400 | 37.69 | 37.7 | 0.01 | 0
2025 | MARITIMES_2_NEISO | MARITIMES | NEISO | Internal | Summer | B8 | 500 | 99999 | 1400 | 37.69 | 37.7 | 0.01 | 0
2025 | MARITIMES_2_NEISO | MARITIMES | NEISO | Internal | Summer | B9 | 800 | 99999 | 1400 | 37.69 | 37.7 | 0.01 | 0
2025 | MARITIMES_2_NEISO | MARITIMES | NEISO | Internal | Summer | B10 | 1262 | 99999 | 236.13 | 37.69 | 37.7 | 0.01 | 0
2025 | MARITIMES_2_NEISO | MARITIMES | NEISO | Internal | Winter | B16 | 25 | 99999 | 1400 | 50.2 | 50.21 | 0.01 | 0
2025 | MARITIMES_2_NEISO | MARITIMES | NEISO | Internal | Winter | B17 | 100 | 99999 | 1400 | 50.2 | 50.21 | 0.01 | 0
2025 | MARITIMES_2_NEISO | MARITIMES | NEISO | Internal | Winter | B18 | 400 | 99999 | 1400 | 50.2 | 50.21 | 0.01 | 0
2025 | MARITIMES_2_NEISO | MARITIMES | NEISO | Internal | Winter | B19 | 700 | 99999 | 1400 | 50.2 | 50.21 | 0.01 | 0
2025 | MARITIMES_2_NEISO | MARITIMES | NEISO | Internal | Winter | B20 | 935 | 99999 | 475.94 | 50.2 | 50.21 | 0.01 | 0
2025 | MISO_IN_2_MISO_MI | MISO_IN | MISO_MI | Internal | Shoulder | B11 | 25 | 5000 | 0 | 64.46 | 60.74 | 0.01 | 0
2025 | MISO_IN_2_MISO_MI | MISO_IN | MISO_MI | Internal | Shoulder | B12 | 200 | 5000 | 0.06 | 54.82 | 54.82 | 0.01 | 0
2025 | MISO_IN_2_MISO_MI | MISO_IN | MISO_MI | Internal | Shoulder | B13 | 600 | 5000 | 952.76 | 45.72 | 45.73 | 0.01 | 0
2025 | MISO_IN_2_MISO_MI | MISO_IN | MISO_MI | Internal | Shoulder | B14 | 900 | 5000 | 1397.13 | 43.27 | 43.28 | 0.01 | 0
2025 | MISO_IN_2_MISO_MI | MISO_IN | MISO_MI | Internal | Shoulder | B15 | 1203 | 5000 | 1300.68 | 41.6 | 41.62 | 0.01 | 0
2025 | MISO_IN_2_MISO_MI | MISO_IN | MISO_MI | Internal | Summer | B1 | 10 | 5000 | 282.84 | 79.56 | 79.58 | 0.01 | 0
2025 | MISO_IN_2_MISO_MI | MISO_IN | MISO_MI | Internal | Summer | B2 | 25 | 5000 | 0.23 | 72.59 | 72.58 | 0.01 | 0
2025 | MISO_IN_2_MISO_MI | MISO_IN | MISO_MI | Internal | Summer | B3 | 75 | 5000 | 0.07 | 68.89 | 68.88 | 0.01 | 0
2025 | MISO_IN_2_MISO_MI | MISO_IN | MISO_MI | Internal | Summer | B4 | 100 | 5000 | 0 | 67.77 | 66.43 | 0.01 | 0
2025 | MISO_IN_2_MISO_MI | MISO_IN | MISO_MI | Internal | Summer | B5 | 200 | 5000 | 0.03 | 64.1 | 64.08 | 0.01 | 0
2025 | MISO_IN_2_MISO_MI | MISO_IN | MISO_MI | Internal | Summer | B6 | 300 | 5000 | 0.02 | 53.76 | 53.74 | 0.01 | 0
2025 | MISO_IN_2_MISO_MI | MISO_IN | MISO_MI | Internal | Summer | B7 | 400 | 5000 | 1620.6 | 45.3 | 45.31 | 0.01 | 0
2025 | MISO_IN_2_MISO_MI | MISO_IN | MISO_MI | Internal | Summer | B8 | 500 | 5000 | 2102 | 40.73 | 40.74 | 0.01 | 0
2025 | MISO_IN_2_MISO_MI | MISO_IN | MISO_MI | Internal | Summer | B9 | 800 | 5000 | 2962 | 40.52 | 40.53 | 0.01 | 0
2025 | MISO_IN_2_MISO_MI | MISO_IN | MISO_MI | Internal | Summer | B10 | 1262 | 5000 | 4589.15 | 37.56 | 37.58 | 0.01 | 0
2025 | MISO_IN_2_MISO_MI | MISO_IN | MISO_MI | Internal | Winter | B16 | 25 | 5000 | 0.24 | 68.02 | 68 | 0.01 | 0
2025 | MISO_IN_2_MISO_MI | MISO_IN | MISO_MI | Internal | Winter | B17 | 100 | 5000 | 1324.73 | 53.69 | 53.71 | 0.01 | 0
2025 | MISO_IN_2_MISO_MI | MISO_IN | MISO_MI | Internal | Winter | B18 | 400 | 5000 | 1670.95 | 47.2 | 47.21 | 0.01 | 0
2025 | MISO_IN_2_MISO_MI | MISO_IN | MISO_MI | Internal | Winter | B19 | 700 | 5000 | 2665.26 | 44.68 | 44.69 | 0.01 | 0
2025 | MISO_IN_2_MISO_MI | MISO_IN | MISO_MI | Internal | Winter | B20 | 935 | 5000 | 1021.22 | 40.82 | 40.84 | 0.01 | 0
2025 | MISO_IN_2_MISO_MO-IL | MISO_IN | MISO_MO-IL | Internal | Shoulder | B11 | 25 | 5000 | 2089.5 | 64.46 | 64.47 | 0.01 | 0
2025 | MISO_IN_2_MISO_MO-IL | MISO_IN | MISO_MO-IL | Internal | Shoulder | B12 | 200 | 5000 | 157.27 | 54.82 | 54.83 | 0.01 | 0
2025 | MISO_IN_2_MISO_MO-IL | MISO_IN | MISO_MO-IL | Internal | Shoulder | B13 | 600 | 5000 | 322.02 | 45.72 | 45.73 | 0.01 | 0
2025 | MISO_IN_2_MISO_MO-IL | MISO_IN | MISO_MO-IL | Internal | Shoulder | B14 | 900 | 5000 | 501.87 | 43.27 | 43.28 | 0.01 | 0
2025 | MISO_IN_2_MISO_MO-IL | MISO_IN | MISO_MO-IL | Internal | Shoulder | B15 | 1203 | 5000 | 445.4 | 41.6 | 41.62 | 0.01 | 0
2025 | MISO_IN_2_MISO_MO-IL | MISO_IN | MISO_MO-IL | Internal | Summer | B1 | 10 | 5000 | 381.02 | 79.56 | 79.58 | 0.01 | 0
2025 | MISO_IN_2_MISO_MO-IL | MISO_IN | MISO_MO-IL | Internal | Summer | B2 | 25 | 5000 | 2081.51 | 72.59 | 72.6 | 0.01 | 0
2025 | MISO_IN_2_MISO_MO-IL | MISO_IN | MISO_MO-IL | Internal | Summer | B3 | 75 | 5000 | 2046.54 | 68.89 | 68.9 | 0.01 | 0
2025 | MISO_IN_2_MISO_MO-IL | MISO_IN | MISO_MO-IL | Internal | Summer | B4 | 100 | 5000 | 1913.36 | 67.77 | 67.78 | 0.01 | 0
2025 | MISO_IN_2_MISO_MO-IL | MISO_IN | MISO_MO-IL | Internal | Summer | B5 | 200 | 5000 | 1634.6 | 64.1 | 64.11 | 0.01 | 0
2025 | MISO_IN_2_MISO_MO-IL | MISO_IN | MISO_MO-IL | Internal | Summer | B6 | 300 | 5000 | 2435.54 | 53.76 | 53.77 | 0.01 | 0
2025 | MISO_IN_2_MISO_MO-IL | MISO_IN | MISO_MO-IL | Internal | Summer | B7 | 400 | 5000 | 1147.51 | 45.3 | 45.31 | 0.01 | 0
2025 | MISO_IN_2_MISO_MO-IL | MISO_IN | MISO_MO-IL | Internal | Summer | B8 | 500 | 5000 | 1156.64 | 40.73 | 40.74 | 0.01 | 0
2025 | MISO_IN_2_MISO_MO-IL | MISO_IN | MISO_MO-IL | Internal | Summer | B9 | 800 | 5000 | 454.12 | 40.52 | 40.53 | 0.01 | 0
2025 | MISO_IN_2_MISO_MO-IL | MISO_IN | MISO_MO-IL | Internal | Summer | B10 | 1262 | 5000 | 0 | 37.56 | 37.55 | 0.01 | 0
2025 | MISO_IN_2_MISO_MO-IL | MISO_IN | MISO_MO-IL | Internal | Winter | B16 | 25 | 5000 | 0.23 | 68.02 | 68 | 0.01 | 0
2025 | MISO_IN_2_MISO_MO-IL | MISO_IN | MISO_MO-IL | Internal | Winter | B17 | 100 | 5000 | 0.06 | 53.69 | 53.68 | 0.01 | 0
2025 | MISO_IN_2_MISO_MO-IL | MISO_IN | MISO_MO-IL | Internal | Winter | B18 | 400 | 5000 | 0.02 | 47.2 | 47.19 | 0.01 | 0
2025 | MISO_IN_2_MISO_MO-IL | MISO_IN | MISO_MO-IL | Internal | Winter | B19 | 700 | 5000 | 0 | 44.68 | 44.67 | 0.01 | 0
2025 | MISO_IN_2_MISO_MO-IL | MISO_IN | MISO_MO-IL | Internal | Winter | B20 | 935 | 5000 | 0 | 40.82 | 40.81 | 0.01 | 0
2025 | MISO_IN_2_NonRTO_Midwest | MISO_IN | NonRTO_Midwest | Internal | Shoulder | B11 | 25 | 4800 | 1078.13 | 64.46 | 72.46 | 8 | 0
2025 | MISO_IN_2_NonRTO_Midwest | MISO_IN | NonRTO_Midwest | Internal | Shoulder | B12 | 200 | 4800 | 508.8 | 54.82 | 62.82 | 8 | 0
2025 | MISO_IN_2_NonRTO_Midwest | MISO_IN | NonRTO_Midwest | Internal | Shoulder | B13 | 600 | 4800 | 0 | 45.72 | 53.54 | 8 | 0
2025 | MISO_IN_2_NonRTO_Midwest | MISO_IN | NonRTO_Midwest | Internal | Shoulder | B14 | 900 | 4800 | 0 | 43.27 | 44.35 | 8 | 0
2025 | MISO_IN_2_NonRTO_Midwest | MISO_IN | NonRTO_Midwest | Internal | Shoulder | B15 | 1203 | 4800 | 0 | 41.6 | 38.7 | 8 | 0
2025 | MISO_IN_2_NonRTO_Midwest | MISO_IN | NonRTO_Midwest | Internal | Summer | B1 | 10 | 4800 | 0 | 79.56 | 79.43 | 8 | 0
2025 | MISO_IN_2_NonRTO_Midwest | MISO_IN | NonRTO_Midwest | Internal | Summer | B2 | 25 | 4800 | 0 | 72.59 | 75.82 | 8 | 0
2025 | MISO_IN_2_NonRTO_Midwest | MISO_IN | NonRTO_Midwest | Internal | Summer | B3 | 75 | 4800 | 0 | 68.89 | 75.82 | 8 | 0
2025 | MISO_IN_2_NonRTO_Midwest | MISO_IN | NonRTO_Midwest | Internal | Summer | B4 | 100 | 4800 | 1343.34 | 67.77 | 75.77 | 8 | 0
2025 | MISO_IN_2_NonRTO_Midwest | MISO_IN | NonRTO_Midwest | Internal | Summer | B5 | 200 | 4800 | 1170.8 | 64.1 | 72.1 | 8 | 0
2025 | MISO_IN_2_NonRTO_Midwest | MISO_IN | NonRTO_Midwest | Internal | Summer | B6 | 300 | 4800 | 540.23 | 53.76 | 61.76 | 8 | 0
2025 | MISO_IN_2_NonRTO_Midwest | MISO_IN | NonRTO_Midwest | Internal | Summer | B7 | 400 | 4800 | 0 | 45.3 | 45.68 | 8 | 0
2025 | MISO_IN_2_NonRTO_Midwest | MISO_IN | NonRTO_Midwest | Internal | Summer | B8 | 500 | 4800 | 0 | 40.73 | 44.35 | 8 | 0
2025 | MISO_IN_2_NonRTO_Midwest | MISO_IN | NonRTO_Midwest | Internal | Summer | B9 | 800 | 4800 | 0 | 40.52 | 38.98 | 8 | 0
2025 | MISO_IN_2_NonRTO_Midwest | MISO_IN | NonRTO_Midwest | Internal | Summer | B10 | 1262 | 4800 | 0 | 37.56 | 36.64 | 8 | 0
2025 | MISO_IN_2_NonRTO_Midwest | MISO_IN | NonRTO_Midwest | Internal | Winter | B16 | 25 | 4800 | 2393.79 | 68.02 | 76.02 | 8 | 0
2025 | MISO_IN_2_NonRTO_Midwest | MISO_IN | NonRTO_Midwest | Internal | Winter | B17 | 100 | 4800 | 1177.12 | 53.69 | 61.69 | 8 | 0
2025 | MISO_IN_2_NonRTO_Midwest | MISO_IN | NonRTO_Midwest | Internal | Winter | B18 | 400 | 4800 | 330.76 | 47.2 | 55.2 | 8 | 0
2025 | MISO_IN_2_NonRTO_Midwest | MISO_IN | NonRTO_Midwest | Internal | Winter | B19 | 700 | 4800 | 0 | 44.68 | 45.51 | 8 | 0
2025 | MISO_IN_2_NonRTO_Midwest | MISO_IN | NonRTO_Midwest | Internal | Winter | B20 | 935 | 4800 | 0 | 40.82 | 38.6 | 8 | 0
2025 | MISO_IN_2_PJM_ROR | MISO_IN | PJM_ROR | Internal | Shoulder | B11 | 25 | 992 | 0 | 64.46 | 62.46 | 2 | 0
2025 | MISO_IN_2_PJM_ROR | MISO_IN | PJM_ROR | Internal | Shoulder | B12 | 200 | 992 | 634.28 | 54.82 | 56.82 | 2 | 0
2025 | MISO_IN_2_PJM_ROR | MISO_IN | PJM_ROR | Internal | Shoulder | B13 | 600 | 992 | 518.34 | 45.72 | 47.72 | 2 | 0
2025 | MISO_IN_2_PJM_ROR | MISO_IN | PJM_ROR | Internal | Shoulder | B14 | 900 | 992 | 0 | 43.27 | 45.19 | 2 | 0
2025 | MISO_IN_2_PJM_ROR | MISO_IN | PJM_ROR | Internal | Shoulder | B15 | 1203 | 992 | 0 | 41.6 | 41.88 | 2 | 0
2025 | MISO_IN_2_PJM_ROR | MISO_IN | PJM_ROR | Internal | Summer | B1 | 10 | 992 | 992 | 79.56 | 90.43 | 2 | 8.86
2025 | MISO_IN_2_PJM_ROR | MISO_IN | PJM_ROR | Internal | Summer | B2 | 25 | 992 | 991.58 | 72.59 | 74.6 | 2 | 0.01
2025 | MISO_IN_2_PJM_ROR | MISO_IN | PJM_ROR | Internal | Summer | B3 | 75 | 992 | 0 | 68.89 | 68.43 | 2 | 0
2025 | MISO_IN_2_PJM_ROR | MISO_IN | PJM_ROR | Internal | Summer | B4 | 100 | 992 | 0 | 67.77 | 68.43 | 2 | 0
2025 | MISO_IN_2_PJM_ROR | MISO_IN | PJM_ROR | Internal | Summer | B5 | 200 | 992 | 0 | 64.1 | 64.11 | 2 | 0
2025 | MISO_IN_2_PJM_ROR | MISO_IN | PJM_ROR | Internal | Summer | B6 | 300 | 992 | 264.88 | 53.76 | 55.76 | 2 | 0
2025 | MISO_IN_2_PJM_ROR | MISO_IN | PJM_ROR | Internal | Summer | B7 | 400 | 992 | 991.97 | 45.3 | 47.31 | 2 | 0.01
2025 | MISO_IN_2_PJM_ROR | MISO_IN | PJM_ROR | Internal | Summer | B8 | 500 | 992 | 0 | 40.73 | 42.67 | 2 | 0
2025 | MISO_IN_2_PJM_ROR | MISO_IN | PJM_ROR | Internal | Summer | B9 | 800 | 992 | 0 | 40.52 | 41.41 | 2 | 0
2025 | MISO_IN_2_PJM_ROR | MISO_IN | PJM_ROR | Internal | Summer | B10 | 1262 | 992 | 0 | 37.56 | 38.54 | 2 | 0
2025 | MISO_IN_2_PJM_ROR | MISO_IN | PJM_ROR | Internal | Winter | B16 | 25 | 992 | 0.44 | 68.02 | 70 | 2 | 0
2025 | MISO_IN_2_PJM_ROR | MISO_IN | PJM_ROR | Internal | Winter | B17 | 100 | 992 | 992 | 53.69 | 58.38 | 2 | 2.69
2025 | MISO_IN_2_PJM_ROR | MISO_IN | PJM_ROR | Internal | Winter | B18 | 400 | 992 | 992 | 47.2 | 49.54 | 2 | 0.34
2025 | MISO_IN_2_PJM_ROR | MISO_IN | PJM_ROR | Internal | Winter | B19 | 700 | 992 | 991.98 | 44.68 | 46.69 | 2 | 0.01
2025 | MISO_IN_2_PJM_ROR | MISO_IN | PJM_ROR | Internal | Winter | B20 | 935 | 992 | 490.86 | 40.82 | 42.82 | 2 | 0
2025 | MISO_MI_2_IESO | MISO_MI | IESO | Internal | Shoulder | B11 | 25 | 1580 | 0 | 60.74 | 36.28 | 8 | 0
2025 | MISO_MI_2_IESO | MISO_MI | IESO | Internal | Shoulder | B12 | 200 | 1580 | 0 | 54.82 | 36.28 | 8 | 0
2025 | MISO_MI_2_IESO | MISO_MI | IESO | Internal | Shoulder | B13 | 600 | 1580 | 0 | 45.73 | 36.28 | 8 | 0
2025 | MISO_MI_2_IESO | MISO_MI | IESO | Internal | Shoulder | B14 | 900 | 1580 | 0 | 43.28 | 36.28 | 8 | 0
2025 | MISO_MI_2_IESO | MISO_MI | IESO | Internal | Shoulder | B15 | 1203 | 1580 | 0 | 41.62 | 36.28 | 8 | 0
2025 | MISO_MI_2_IESO | MISO_MI | IESO | Internal | Summer | B1 | 10 | 1580 | 0 | 79.58 | 72.58 | 8 | 0
2025 | MISO_MI_2_IESO | MISO_MI | IESO | Internal | Summer | B2 | 25 | 1580 | 0 | 72.58 | 65.58 | 8 | 0
2025 | MISO_MI_2_IESO | MISO_MI | IESO | Internal | Summer | B3 | 75 | 1580 | 0 | 68.88 | 50.45 | 8 | 0
2025 | MISO_MI_2_IESO | MISO_MI | IESO | Internal | Summer | B4 | 100 | 1580 | 0 | 66.43 | 46.68 | 8 | 0
2025 | MISO_MI_2_IESO | MISO_MI | IESO | Internal | Summer | B5 | 200 | 1580 | 0 | 64.08 | 41.41 | 8 | 0
2025 | MISO_MI_2_IESO | MISO_MI | IESO | Internal | Summer | B6 | 300 | 1580 | 0 | 53.74 | 41.41 | 8 | 0
2025 | MISO_MI_2_IESO | MISO_MI | IESO | Internal | Summer | B7 | 400 | 1580 | 0 | 45.31 | 38.31 | 8 | 0
2025 | MISO_MI_2_IESO | MISO_MI | IESO | Internal | Summer | B8 | 500 | 1580 | 0 | 40.74 | 33.74 | 8 | 0
2025 | MISO_MI_2_IESO | MISO_MI | IESO | Internal | Summer | B9 | 800 | 1580 | 0 | 40.53 | 33.7 | 8 | 0
2025 | MISO_MI_2_IESO | MISO_MI | IESO | Internal | Summer | B10 | 1262 | 1580 | 0 | 37.58 | 33.7 | 8 | 0
2025 | MISO_MI_2_IESO | MISO_MI | IESO | Internal | Winter | B16 | 25 | 1580 | 0 | 68 | 43.39 | 8 | 0
2025 | MISO_MI_2_IESO | MISO_MI | IESO | Internal | Winter | B17 | 100 | 1580 | 0 | 53.71 | 43.39 | 8 | 0
2025 | MISO_MI_2_IESO | MISO_MI | IESO | Internal | Winter | B18 | 400 | 1580 | 0 | 47.21 | 40.21 | 8 | 0
2025 | MISO_MI_2_IESO | MISO_MI | IESO | Internal | Winter | B19 | 700 | 1580 | 0 | 44.69 | 40.21 | 8 | 0
2025 | MISO_MI_2_IESO | MISO_MI | IESO | Internal | Winter | B20 | 935 | 1580 | 0 | 40.84 | 40.21 | 8 | 0
2025 | MISO_MI_2_MISO_IN | MISO_MI | MISO_IN | Internal | Shoulder | B11 | 25 | 2045 | 2045 | 60.74 | 64.46 | 0.01 | 3.7
2025 | MISO_MI_2_MISO_IN | MISO_MI | MISO_IN | Internal | Shoulder | B12 | 200 | 2045 | 0.06 | 54.82 | 54.82 | 0.01 | 0
2025 | MISO_MI_2_MISO_IN | MISO_MI | MISO_IN | Internal | Shoulder | B13 | 600 | 2045 | 0.01 | 45.73 | 45.72 | 0.01 | 0
2025 | MISO_MI_2_MISO_IN | MISO_MI | MISO_IN | Internal | Shoulder | B14 | 900 | 2045 | 0 | 43.28 | 43.27 | 0.01 | 0
2025 | MISO_MI_2_MISO_IN | MISO_MI | MISO_IN | Internal | Shoulder | B15 | 1203 | 2045 | 0 | 41.62 | 41.6 | 0.01 | 0
2025 | MISO_MI_2_MISO_IN | MISO_MI | MISO_IN | Internal | Summer | B1 | 10 | 2045 | 0.6 | 79.58 | 79.56 | 0.01 | 0
2025 | MISO_MI_2_MISO_IN | MISO_MI | MISO_IN | Internal | Summer | B2 | 25 | 2045 | 1120.86 | 72.58 | 72.59 | 0.01 | 0
2025 | MISO_MI_2_MISO_IN | MISO_MI | MISO_IN | Internal | Summer | B3 | 75 | 2045 | 1721.62 | 68.88 | 68.89 | 0.01 | 0
2025 | MISO_MI_2_MISO_IN | MISO_MI | MISO_IN | Internal | Summer | B4 | 100 | 2045 | 2045 | 66.43 | 67.77 | 0.01 | 1.33
2025 | MISO_MI_2_MISO_IN | MISO_MI | MISO_IN | Internal | Summer | B5 | 200 | 2045 | 1268.13 | 64.08 | 64.1 | 0.01 | 0
2025 | MISO_MI_2_MISO_IN | MISO_MI | MISO_IN | Internal | Summer | B6 | 300 | 2045 | 692.75 | 53.74 | 53.76 | 0.01 | 0
2025 | MISO_MI_2_MISO_IN | MISO_MI | MISO_IN | Internal | Summer | B7 | 400 | 2045 | 0.02 | 45.31 | 45.3 | 0.01 | 0
2025 | MISO_MI_2_MISO_IN | MISO_MI | MISO_IN | Internal | Summer | B8 | 500 | 2045 | 0.01 | 40.74 | 40.73 | 0.01 | 0
2025 | MISO_MI_2_MISO_IN | MISO_MI | MISO_IN | Internal | Summer | B9 | 800 | 2045 | 0 | 40.53 | 40.52 | 0.01 | 0
2025 | MISO_MI_2_MISO_IN | MISO_MI | MISO_IN | Internal | Summer | B10 | 1262 | 2045 | 0 | 37.58 | 37.56 | 0.01 | 0
2025 | MISO_MI_2_MISO_IN | MISO_MI | MISO_IN | Internal | Winter | B16 | 25 | 2045 | 668.04 | 68 | 68.02 | 0.01 | 0
2025 | MISO_MI_2_MISO_IN | MISO_MI | MISO_IN | Internal | Winter | B17 | 100 | 2045 | 0.06 | 53.71 | 53.69 | 0.01 | 0
2025 | MISO_MI_2_MISO_IN | MISO_MI | MISO_IN | Internal | Winter | B18 | 400 | 2045 | 0.02 | 47.21 | 47.2 | 0.01 | 0
2025 | MISO_MI_2_MISO_IN | MISO_MI | MISO_IN | Internal | Winter | B19 | 700 | 2045 | 0 | 44.69 | 44.68 | 0.01 | 0
2025 | MISO_MI_2_MISO_IN | MISO_MI | MISO_IN | Internal | Winter | B20 | 935 | 2045 | 0 | 40.84 | 40.82 | 0.01 | 0
2025 | MISO_MI_2_MISO_WUMS | MISO_MI | MISO_WUMS | Internal | Shoulder | B11 | 25 | 117 | 0.02 | 60.74 | 60.46 | 0.01 | 0
2025 | MISO_MI_2_MISO_WUMS | MISO_MI | MISO_WUMS | Internal | Shoulder | B12 | 200 | 117 | 0.03 | 54.82 | 54.81 | 0.01 | 0
2025 | MISO_MI_2_MISO_WUMS | MISO_MI | MISO_WUMS | Internal | Shoulder | B13 | 600 | 117 | 0 | 45.73 | 45.72 | 0.01 | 0
2025 | MISO_MI_2_MISO_WUMS | MISO_MI | MISO_WUMS | Internal | Shoulder | B14 | 900 | 117 | 0 | 43.28 | 42.57 | 0.01 | 0
2025 | MISO_MI_2_MISO_WUMS | MISO_MI | MISO_WUMS | Internal | Shoulder | B15 | 1203 | 117 | 0 | 41.62 | 39.88 | 0.01 | 0
2025 | MISO_MI_2_MISO_WUMS | MISO_MI | MISO_WUMS | Internal | Summer | B1 | 10 | 117 | 0 | 79.58 | 70.76 | 0.01 | 0
2025 | MISO_MI_2_MISO_WUMS | MISO_MI | MISO_WUMS | Internal | Summer | B2 | 25 | 117 | 0 | 72.58 | 70.76 | 0.01 | 0
2025 | MISO_MI_2_MISO_WUMS | MISO_MI | MISO_WUMS | Internal | Summer | B3 | 75 | 117 | 0 | 68.88 | 66.56 | 0.01 | 0
2025 | MISO_MI_2_MISO_WUMS | MISO_MI | MISO_WUMS | Internal | Summer | B4 | 100 | 117 | 0.11 | 66.43 | 66.43 | 0.01 | 0
2025 | MISO_MI_2_MISO_WUMS | MISO_MI | MISO_WUMS | Internal | Summer | B5 | 200 | 117 | 0 | 64.08 | 62.11 | 0.01 | 0
2025 | MISO_MI_2_MISO_WUMS | MISO_MI | MISO_WUMS | Internal | Summer | B6 | 300 | 117 | 0 | 53.74 | 51.32 | 0.01 | 0
2025 | MISO_MI_2_MISO_WUMS | MISO_MI | MISO_WUMS | Internal | Summer | B7 | 400 | 117 | 0 | 45.31 | 42.57 | 0.01 | 0
2025 | MISO_MI_2_MISO_WUMS | MISO_MI | MISO_WUMS | Internal | Summer | B8 | 500 | 117 | 0 | 40.74 | 40.67 | 0.01 | 0
2025 | MISO_MI_2_MISO_WUMS | MISO_MI | MISO_WUMS | Internal | Summer | B9 | 800 | 117 | 0 | 40.53 | 40.11 | 0.01 | 0
2025 | MISO_MI_2_MISO_WUMS | MISO_MI | MISO_WUMS | Internal | Summer | B10 | 1262 | 117 | 0 | 37.58 | 37.15 | 0.01 | 0
2025 | MISO_MI_2_MISO_WUMS | MISO_MI | MISO_WUMS | Internal | Winter | B16 | 25 | 117 | 0.36 | 68 | 68 | 0.01 | 0
2025 | MISO_MI_2_MISO_WUMS | MISO_MI | MISO_WUMS | Internal | Winter | B17 | 100 | 117 | 0.02 | 53.71 | 53.66 | 0.01 | 0
2025 | MISO_MI_2_MISO_WUMS | MISO_MI | MISO_WUMS | Internal | Winter | B18 | 400 | 117 | 117 | 47.21 | 47.54 | 0.01 | 0.31
2025 | MISO_MI_2_MISO_WUMS | MISO_MI | MISO_WUMS | Internal | Winter | B19 | 700 | 117 | 0.02 | 44.69 | 44.69 | 0.01 | 0
2025 | MISO_MI_2_MISO_WUMS | MISO_MI | MISO_WUMS | Internal | Winter | B20 | 935 | 117 | 0 | 40.84 | 40.82 | 0.01 | 0
2025 | MISO_MI_2_PJM_ROR | MISO_MI | PJM_ROR | Internal | Shoulder | B11 | 25 | 1424 | 0.02 | 60.74 | 62.46 | 2 | 0
2025 | MISO_MI_2_PJM_ROR | MISO_MI | PJM_ROR | Internal | Shoulder | B12 | 200 | 1424 | 163.76 | 54.82 | 56.82 | 2 | 0
2025 | MISO_MI_2_PJM_ROR | MISO_MI | PJM_ROR | Internal | Shoulder | B13 | 600 | 1424 | 0.02 | 45.73 | 47.72 | 2 | 0
2025 | MISO_MI_2_PJM_ROR | MISO_MI | PJM_ROR | Internal | Shoulder | B14 | 900 | 1424 | 0 | 43.28 | 45.19 | 2 | 0
2025 | MISO_MI_2_PJM_ROR | MISO_MI | PJM_ROR | Internal | Shoulder | B15 | 1203 | 1424 | 0 | 41.62 | 41.88 | 2 | 0
2025 | MISO_MI_2_PJM_ROR | MISO_MI | PJM_ROR | Internal | Summer | B1 | 10 | 1424 | 1424 | 79.58 | 90.43 | 2 | 8.85
2025 | MISO_MI_2_PJM_ROR | MISO_MI | PJM_ROR | Internal | Summer | B2 | 25 | 1424 | 1423.78 | 72.58 | 74.6 | 2 | 0.02
2025 | MISO_MI_2_PJM_ROR | MISO_MI | PJM_ROR | Internal | Summer | B3 | 75 | 1424 | 0 | 68.88 | 68.43 | 2 | 0
2025 | MISO_MI_2_PJM_ROR | MISO_MI | PJM_ROR | Internal | Summer | B4 | 100 | 1424 | 776.41 | 66.43 | 68.43 | 2 | 0
2025 | MISO_MI_2_PJM_ROR | MISO_MI | PJM_ROR | Internal | Summer | B5 | 200 | 1424 | 0 | 64.08 | 64.11 | 2 | 0
2025 | MISO_MI_2_PJM_ROR | MISO_MI | PJM_ROR | Internal | Summer | B6 | 300 | 1424 | 1423.96 | 53.74 | 55.76 | 2 | 0.01
2025 | MISO_MI_2_PJM_ROR | MISO_MI | PJM_ROR | Internal | Summer | B7 | 400 | 1424 | 405.97 | 45.31 | 47.31 | 2 | 0
2025 | MISO_MI_2_PJM_ROR | MISO_MI | PJM_ROR | Internal | Summer | B8 | 500 | 1424 | 0 | 40.74 | 42.67 | 2 | 0
2025 | MISO_MI_2_PJM_ROR | MISO_MI | PJM_ROR | Internal | Summer | B9 | 800 | 1424 | 0 | 40.53 | 41.41 | 2 | 0
2025 | MISO_MI_2_PJM_ROR | MISO_MI | PJM_ROR | Internal | Summer | B10 | 1262 | 1424 | 0 | 37.58 | 38.54 | 2 | 0
2025 | MISO_MI_2_PJM_ROR | MISO_MI | PJM_ROR | Internal | Winter | B16 | 25 | 1424 | 606.26 | 68 | 70 | 2 | 0
2025 | MISO_MI_2_PJM_ROR | MISO_MI | PJM_ROR | Internal | Winter | B17 | 100 | 1424 | 1424 | 53.71 | 58.38 | 2 | 2.68
2025 | MISO_MI_2_PJM_ROR | MISO_MI | PJM_ROR | Internal | Winter | B18 | 400 | 1424 | 1424 | 47.21 | 49.54 | 2 | 0.32
2025 | MISO_MI_2_PJM_ROR | MISO_MI | PJM_ROR | Internal | Winter | B19 | 700 | 1424 | 989.45 | 44.69 | 46.69 | 2 | 0
2025 | MISO_MI_2_PJM_ROR | MISO_MI | PJM_ROR | Internal | Winter | B20 | 935 | 1424 | 0.01 | 40.84 | 42.82 | 2 | 0
2025 | MISO_MO-IL_2_ENT | MISO_MO-IL | ENT | Internal | Shoulder | B11 | 25 | 2540 | 0 | 64.47 | 69.71 | 8 | 0
2025 | MISO_MO-IL_2_ENT | MISO_MO-IL | ENT | Internal | Shoulder | B12 | 200 | 2540 | 0 | 54.83 | 46.83 | 8 | 0
2025 | MISO_MO-IL_2_ENT | MISO_MO-IL | ENT | Internal | Shoulder | B13 | 600 | 2540 | 0 | 45.73 | 46.83 | 8 | 0
2025 | MISO_MO-IL_2_ENT | MISO_MO-IL | ENT | Internal | Shoulder | B14 | 900 | 2540 | 0 | 43.28 | 46.5 | 8 | 0
2025 | MISO_MO-IL_2_ENT | MISO_MO-IL | ENT | Internal | Shoulder | B15 | 1203 | 2540 | 0 | 41.62 | 45.3 | 8 | 0
2025 | MISO_MO-IL_2_ENT | MISO_MO-IL | ENT | Internal | Summer | B1 | 10 | 2540 | 0 | 79.58 | 81.5 | 8 | 0
2025 | MISO_MO-IL_2_ENT | MISO_MO-IL | ENT | Internal | Summer | B2 | 25 | 2540 | 0 | 72.6 | 75.69 | 8 | 0
2025 | MISO_MO-IL_2_ENT | MISO_MO-IL | ENT | Internal | Summer | B3 | 75 | 2540 | 0 | 68.9 | 75.69 | 8 | 0
2025 | MISO_MO-IL_2_ENT | MISO_MO-IL | ENT | Internal | Summer | B4 | 100 | 2540 | 0.01 | 67.78 | 75.69 | 8 | 0
2025 | MISO_MO-IL_2_ENT | MISO_MO-IL | ENT | Internal | Summer | B5 | 200 | 2540 | 0 | 64.11 | 69.11 | 8 | 0
2025 | MISO_MO-IL_2_ENT | MISO_MO-IL | ENT | Internal | Summer | B6 | 300 | 2540 | 0 | 53.77 | 60.76 | 8 | 0
2025 | MISO_MO-IL_2_ENT | MISO_MO-IL | ENT | Internal | Summer | B7 | 400 | 2540 | 250.95 | 45.31 | 53.31 | 8 | 0
2025 | MISO_MO-IL_2_ENT | MISO_MO-IL | ENT | Internal | Summer | B8 | 500 | 2540 | 0 | 40.74 | 45.36 | 8 | 0
2025 | MISO_MO-IL_2_ENT | MISO_MO-IL | ENT | Internal | Summer | B9 | 800 | 2540 | 0 | 40.53 | 45.04 | 8 | 0
2025 | MISO_MO-IL_2_ENT | MISO_MO-IL | ENT | Internal | Summer | B10 | 1262 | 2540 | 0 | 37.55 | 43.56 | 8 | 0
2025 | MISO_MO-IL_2_ENT | MISO_MO-IL | ENT | Internal | Winter | B16 | 25 | 2540 | 0 | 68 | 68 | 8 | 0
2025 | MISO_MO-IL_2_ENT | MISO_MO-IL | ENT | Internal | Winter | B17 | 100 | 2540 | 0 | 53.68 | 49.74 | 8 | 0
2025 | MISO_MO-IL_2_ENT | MISO_MO-IL | ENT | Internal | Winter | B18 | 400 | 2540 | 0 | 47.19 | 49.38 | 8 | 0
2025 | MISO_MO-IL_2_ENT | MISO_MO-IL | ENT | Internal | Winter | B19 | 700 | 2540 | 0 | 44.67 | 49.38 | 8 | 0
2025 | MISO_MO-IL_2_ENT | MISO_MO-IL | ENT | Internal | Winter | B20 | 935 | 2540 | 0 | 40.81 | 47.76 | 8 | 0
2025 | MISO_MO-IL_2_MISO_IN | MISO_MO-IL | MISO_IN | Internal | Shoulder | B11 | 25 | 2100 | 0.23 | 64.47 | 64.46 | 0.01 | 0
2025 | MISO_MO-IL_2_MISO_IN | MISO_MO-IL | MISO_IN | Internal | Shoulder | B12 | 200 | 2100 | 0.03 | 54.83 | 54.82 | 0.01 | 0
2025 | MISO_MO-IL_2_MISO_IN | MISO_MO-IL | MISO_IN | Internal | Shoulder | B13 | 600 | 2100 | 0.01 | 45.73 | 45.72 | 0.01 | 0
2025 | MISO_MO-IL_2_MISO_IN | MISO_MO-IL | MISO_IN | Internal | Shoulder | B14 | 900 | 2100 | 0 | 43.28 | 43.27 | 0.01 | 0
2025 | MISO_MO-IL_2_MISO_IN | MISO_MO-IL | MISO_IN | Internal | Shoulder | B15 | 1203 | 2100 | 0 | 41.62 | 41.6 | 0.01 | 0
2025 | MISO_MO-IL_2_MISO_IN | MISO_MO-IL | MISO_IN | Internal | Summer | B1 | 10 | 2100 | 0.61 | 79.58 | 79.56 | 0.01 | 0
2025 | MISO_MO-IL_2_MISO_IN | MISO_MO-IL | MISO_IN | Internal | Summer | B2 | 25 | 2100 | 0.23 | 72.6 | 72.59 | 0.01 | 0
2025 | MISO_MO-IL_2_MISO_IN | MISO_MO-IL | MISO_IN | Internal | Summer | B3 | 75 | 2100 | 0.08 | 68.9 | 68.89 | 0.01 | 0
2025 | MISO_MO-IL_2_MISO_IN | MISO_MO-IL | MISO_IN | Internal | Summer | B4 | 100 | 2100 | 0.06 | 67.78 | 67.77 | 0.01 | 0
2025 | MISO_MO-IL_2_MISO_IN | MISO_MO-IL | MISO_IN | Internal | Summer | B5 | 200 | 2100 | 0.03 | 64.11 | 64.1 | 0.01 | 0
2025 | MISO_MO-IL_2_MISO_IN | MISO_MO-IL | MISO_IN | Internal | Summer | B6 | 300 | 2100 | 0.02 | 53.77 | 53.76 | 0.01 | 0
2025 | MISO_MO-IL_2_MISO_IN | MISO_MO-IL | MISO_IN | Internal | Summer | B7 | 400 | 2100 | 0.02 | 45.31 | 45.3 | 0.01 | 0
2025 | MISO_MO-IL_2_MISO_IN | MISO_MO-IL | MISO_IN | Internal | Summer | B8 | 500 | 2100 | 0.01 | 40.74 | 40.73 | 0.01 | 0
2025 | MISO_MO-IL_2_MISO_IN | MISO_MO-IL | MISO_IN | Internal | Summer | B9 | 800 | 2100 | 0 | 40.53 | 40.52 | 0.01 | 0
2025 | MISO_MO-IL_2_MISO_IN | MISO_MO-IL | MISO_IN | Internal | Summer | B10 | 1262 | 2100 | 1460.77 | 37.55 | 37.56 | 0.01 | 0
2025 | MISO_MO-IL_2_MISO_IN | MISO_MO-IL | MISO_IN | Internal | Winter | B16 | 25 | 2100 | 489.83 | 68 | 68.02 | 0.01 | 0
2025 | MISO_MO-IL_2_MISO_IN | MISO_MO-IL | MISO_IN | Internal | Winter | B17 | 100 | 2100 | 1355.4 | 53.68 | 53.69 | 0.01 | 0
2025 | MISO_MO-IL_2_MISO_IN | MISO_MO-IL | MISO_IN | Internal | Winter | B18 | 400 | 2100 | 217.95 | 47.19 | 47.2 | 0.01 | 0
2025 | MISO_MO-IL_2_MISO_IN | MISO_MO-IL | MISO_IN | Internal | Winter | B19 | 700 | 2100 | 524.94 | 44.67 | 44.68 | 0.01 | 0
2025 | MISO_MO-IL_2_MISO_IN | MISO_MO-IL | MISO_IN | Internal | Winter | B20 | 935 | 2100 | 980.8 | 40.81 | 40.82 | 0.01 | 0
2025 | MISO_MO-IL_2_MISO_W | MISO_MO-IL | MISO_W | Internal | Shoulder | B11 | 25 | 960 | 447.87 | 64.47 | 64.48 | 0.01 | 0
2025 | MISO_MO-IL_2_MISO_W | MISO_MO-IL | MISO_W | Internal | Shoulder | B12 | 200 | 960 | 0.03 | 54.83 | 54.82 | 0.01 | 0
2025 | MISO_MO-IL_2_MISO_W | MISO_MO-IL | MISO_W | Internal | Shoulder | B13 | 600 | 960 | 120.5 | 45.73 | 45.74 | 0.01 | 0
2025 | MISO_MO-IL_2_MISO_W | MISO_MO-IL | MISO_W | Internal | Shoulder | B14 | 900 | 960 | 960 | 43.28 | 44.15 | 0.01 | 0.86
2025 | MISO_MO-IL_2_MISO_W | MISO_MO-IL | MISO_W | Internal | Shoulder | B15 | 1203 | 960 | 960 | 41.62 | 42.73 | 0.01 | 1.1
2025 | MISO_MO-IL_2_MISO_W | MISO_MO-IL | MISO_W | Internal | Summer | B1 | 10 | 960 | 0.56 | 79.58 | 79.56 | 0.01 | 0
2025 | MISO_MO-IL_2_MISO_W | MISO_MO-IL | MISO_W | Internal | Summer | B2 | 25 | 960 | 244.06 | 72.6 | 72.61 | 0.01 | 0
2025 | MISO_MO-IL_2_MISO_W | MISO_MO-IL | MISO_W | Internal | Summer | B3 | 75 | 960 | 960 | 68.9 | 71.21 | 0.01 | 2.3
2025 | MISO_MO-IL_2_MISO_W | MISO_MO-IL | MISO_W | Internal | Summer | B4 | 100 | 960 | 960 | 67.78 | 70.2 | 0.01 | 2.4
2025 | MISO_MO-IL_2_MISO_W | MISO_MO-IL | MISO_W | Internal | Summer | B5 | 200 | 960 | 960 | 64.11 | 70.2 | 0.01 | 6.08
2025 | MISO_MO-IL_2_MISO_W | MISO_MO-IL | MISO_W | Internal | Summer | B6 | 300 | 960 | 960 | 53.77 | 55.48 | 0.01 | 1.7
2025 | MISO_MO-IL_2_MISO_W | MISO_MO-IL | MISO_W | Internal | Summer | B7 | 400 | 960 | 960 | 45.31 | 46.31 | 0.01 | 0.99
2025 | MISO_MO-IL_2_MISO_W | MISO_MO-IL | MISO_W | Internal | Summer | B8 | 500 | 960 | 427.88 | 40.74 | 40.75 | 0.01 | 0
2025 | MISO_MO-IL_2_MISO_W | MISO_MO-IL | MISO_W | Internal | Summer | B9 | 800 | 960 | 960 | 40.53 | 40.7 | 0.01 | 0.16
2025 | MISO_MO-IL_2_MISO_W | MISO_MO-IL | MISO_W | Internal | Summer | B10 | 1262 | 960 | 0 | 37.55 | 37.54 | 0.01 | 0
2025 | MISO_MO-IL_2_MISO_W | MISO_MO-IL | MISO_W | Internal | Winter | B16 | 25 | 960 | 0.24 | 68 | 67.99 | 0.01 | 0
2025 | MISO_MO-IL_2_MISO_W | MISO_MO-IL | MISO_W | Internal | Winter | B17 | 100 | 960 | 0.06 | 53.68 | 53.67 | 0.01 | 0
2025 | MISO_MO-IL_2_MISO_W | MISO_MO-IL | MISO_W | Internal | Winter | B18 | 400 | 960 | 960 | 47.19 | 47.55 | 0.01 | 0.35
2025 | MISO_MO-IL_2_MISO_W | MISO_MO-IL | MISO_W | Internal | Winter | B19 | 700 | 960 | 960 | 44.67 | 47.13 | 0.01 | 2.45
2025 | MISO_MO-IL_2_MISO_W | MISO_MO-IL | MISO_W | Internal | Winter | B20 | 935 | 960 | 241.74 | 40.81 | 40.82 | 0.01 | 0
2025 | MISO_MO-IL_2_PJM_ROR | MISO_MO-IL | PJM_ROR | Internal | Shoulder | B11 | 25 | 1212 | 0 | 64.47 | 62.46 | 2 | 0
2025 | MISO_MO-IL_2_PJM_ROR | MISO_MO-IL | PJM_ROR | Internal | Shoulder | B12 | 200 | 1212 | 0.06 | 54.83 | 56.82 | 2 | 0
2025 | MISO_MO-IL_2_PJM_ROR | MISO_MO-IL | PJM_ROR | Internal | Shoulder | B13 | 600 | 1212 | 0.02 | 45.73 | 47.72 | 2 | 0
2025 | MISO_MO-IL_2_PJM_ROR | MISO_MO-IL | PJM_ROR | Internal | Shoulder | B14 | 900 | 1212 | 0 | 43.28 | 45.19 | 2 | 0
2025 | MISO_MO-IL_2_PJM_ROR | MISO_MO-IL | PJM_ROR | Internal | Shoulder | B15 | 1203 | 1212 | 0 | 41.62 | 41.88 | 2 | 0
2025 | MISO_MO-IL_2_PJM_ROR | MISO_MO-IL | PJM_ROR | Internal | Summer | B1 | 10 | 1212 | 1212 | 79.58 | 90.43 | 2 | 8.85
2025 | MISO_MO-IL_2_PJM_ROR | MISO_MO-IL | PJM_ROR | Internal | Summer | B2 | 25 | 1212 | 830.15 | 72.6 | 74.6 | 2 | 0
2025 | MISO_MO-IL_2_PJM_ROR | MISO_MO-IL | PJM_ROR | Internal | Summer | B3 | 75 | 1212 | 0 | 68.9 | 68.43 | 2 | 0
2025 | MISO_MO-IL_2_PJM_ROR | MISO_MO-IL | PJM_ROR | Internal | Summer | B4 | 100 | 1212 | 0 | 67.78 | 68.43 | 2 | 0
2025 | MISO_MO-IL_2_PJM_ROR | MISO_MO-IL | PJM_ROR | Internal | Summer | B5 | 200 | 1212 | 0 | 64.11 | 64.11 | 2 | 0
2025 | MISO_MO-IL_2_PJM_ROR | MISO_MO-IL | PJM_ROR | Internal | Summer | B6 | 300 | 1212 | 0.04 | 53.77 | 55.76 | 2 | 0
2025 | MISO_MO-IL_2_PJM_ROR | MISO_MO-IL | PJM_ROR | Internal | Summer | B7 | 400 | 1212 | 402.44 | 45.31 | 47.31 | 2 | 0
2025 | MISO_MO-IL_2_PJM_ROR | MISO_MO-IL | PJM_ROR | Internal | Summer | B8 | 500 | 1212 | 0 | 40.74 | 42.67 | 2 | 0
2025 | MISO_MO-IL_2_PJM_ROR | MISO_MO-IL | PJM_ROR | Internal | Summer | B9 | 800 | 1212 | 0 | 40.53 | 41.41 | 2 | 0
2025 | MISO_MO-IL_2_PJM_ROR | MISO_MO-IL | PJM_ROR | Internal | Summer | B10 | 1262 | 1212 | 0 | 37.55 | 38.54 | 2 | 0
2025 | MISO_MO-IL_2_PJM_ROR | MISO_MO-IL | PJM_ROR | Internal | Winter | B16 | 25 | 1212 | 438.7 | 68 | 70 | 2 | 0
2025 | MISO_MO-IL_2_PJM_ROR | MISO_MO-IL | PJM_ROR | Internal | Winter | B17 | 100 | 1212 | 1212 | 53.68 | 58.38 | 2 | 2.7
2025 | MISO_MO-IL_2_PJM_ROR | MISO_MO-IL | PJM_ROR | Internal | Winter | B18 | 400 | 1212 | 1212 | 47.19 | 49.54 | 2 | 0.35
2025 | MISO_MO-IL_2_PJM_ROR | MISO_MO-IL | PJM_ROR | Internal | Winter | B19 | 700 | 1212 | 1211.99 | 44.67 | 46.69 | 2 | 0.02
2025 | MISO_MO-IL_2_PJM_ROR | MISO_MO-IL | PJM_ROR | Internal | Winter | B20 | 935 | 1212 | 1211.99 | 40.81 | 42.82 | 2 | 0.01
2025 | MISO_MO-IL_2_SPP_N | MISO_MO-IL | SPP_N | Internal | Shoulder | B11 | 25 | 2000 | 0 | 64.47 | 70.09 | 8 | 0
2025 | MISO_MO-IL_2_SPP_N | MISO_MO-IL | SPP_N | Internal | Shoulder | B12 | 200 | 2000 | 0 | 54.83 | 54.83 | 8 | 0
2025 | MISO_MO-IL_2_SPP_N | MISO_MO-IL | SPP_N | Internal | Shoulder | B13 | 600 | 2000 | 0 | 45.73 | 47.77 | 8 | 0
2025 | MISO_MO-IL_2_SPP_N | MISO_MO-IL | SPP_N | Internal | Shoulder | B14 | 900 | 2000 | 0 | 43.28 | 46.29 | 8 | 0
2025 | MISO_MO-IL_2_SPP_N | MISO_MO-IL | SPP_N | Internal | Shoulder | B15 | 1203 | 2000 | 0 | 41.62 | 44.87 | 8 | 0
2025 | MISO_MO-IL_2_SPP_N | MISO_MO-IL | SPP_N | Internal | Summer | B1 | 10 | 2000 | 0 | 79.58 | 76.5 | 8 | 0
2025 | MISO_MO-IL_2_SPP_N | MISO_MO-IL | SPP_N | Internal | Summer | B2 | 25 | 2000 | 0 | 72.6 | 73.59 | 8 | 0
2025 | MISO_MO-IL_2_SPP_N | MISO_MO-IL | SPP_N | Internal | Summer | B3 | 75 | 2000 | 0 | 68.9 | 73.59 | 8 | 0
2025 | MISO_MO-IL_2_SPP_N | MISO_MO-IL | SPP_N | Internal | Summer | B4 | 100 | 2000 | 0 | 67.78 | 73.59 | 8 | 0
2025 | MISO_MO-IL_2_SPP_N | MISO_MO-IL | SPP_N | Internal | Summer | B5 | 200 | 2000 | 77.09 | 64.11 | 72.11 | 8 | 0
2025 | MISO_MO-IL_2_SPP_N | MISO_MO-IL | SPP_N | Internal | Summer | B6 | 300 | 2000 | 2000 | 53.77 | 62.48 | 8 | 0.71
2025 | MISO_MO-IL_2_SPP_N | MISO_MO-IL | SPP_N | Internal | Summer | B7 | 400 | 2000 | 528.61 | 45.31 | 53.31 | 8 | 0
2025 | MISO_MO-IL_2_SPP_N | MISO_MO-IL | SPP_N | Internal | Summer | B8 | 500 | 2000 | 0 | 40.74 | 45.33 | 8 | 0
2025 | MISO_MO-IL_2_SPP_N | MISO_MO-IL | SPP_N | Internal | Summer | B9 | 800 | 2000 | 0 | 40.53 | 44.7 | 8 | 0
2025 | MISO_MO-IL_2_SPP_N | MISO_MO-IL | SPP_N | Internal | Summer | B10 | 1262 | 2000 | 0 | 37.55 | 43.36 | 8 | 0
2025 | MISO_MO-IL_2_SPP_N | MISO_MO-IL | SPP_N | Internal | Winter | B16 | 25 | 2000 | 0 | 68 | 68 | 8 | 0
2025 | MISO_MO-IL_2_SPP_N | MISO_MO-IL | SPP_N | Internal | Winter | B17 | 100 | 2000 | 0 | 53.68 | 49.51 | 8 | 0
2025 | MISO_MO-IL_2_SPP_N | MISO_MO-IL | SPP_N | Internal | Winter | B18 | 400 | 2000 | 0 | 47.19 | 47.82 | 8 | 0
2025 | MISO_MO-IL_2_SPP_N | MISO_MO-IL | SPP_N | Internal | Winter | B19 | 700 | 2000 | 0 | 44.67 | 47.82 | 8 | 0
2025 | MISO_MO-IL_2_SPP_N | MISO_MO-IL | SPP_N | Internal | Winter | B20 | 935 | 2000 | 0 | 40.81 | 47.71 | 8 | 0
2025 | MISO_MO-IL_2_TVA_Transmission | MISO_MO-IL | TVA_Transmission | Internal | Shoulder | B11 | 25 | 4000 | 0 | 64.47 | 67.86 | 8 | 0
2025 | MISO_MO-IL_2_TVA_Transmission | MISO_MO-IL | TVA_Transmission | Internal | Shoulder | B12 | 200 | 4000 | 0 | 54.83 | 54.42 | 8 | 0
2025 | MISO_MO-IL_2_TVA_Transmission | MISO_MO-IL | TVA_Transmission | Internal | Shoulder | B13 | 600 | 4000 | 0 | 45.73 | 49.47 | 8 | 0
2025 | MISO_MO-IL_2_TVA_Transmission | MISO_MO-IL | TVA_Transmission | Internal | Shoulder | B14 | 900 | 4000 | 0 | 43.28 | 48.05 | 8 | 0
2025 | MISO_MO-IL_2_TVA_Transmission | MISO_MO-IL | TVA_Transmission | Internal | Shoulder | B15 | 1203 | 4000 | 0 | 41.62 | 46.59 | 8 | 0
2025 | MISO_MO-IL_2_TVA_Transmission | MISO_MO-IL | TVA_Transmission | Internal | Summer | B1 | 10 | 4000 | 0.09 | 79.58 | 87.43 | 8 | 0
2025 | MISO_MO-IL_2_TVA_Transmission | MISO_MO-IL | TVA_Transmission | Internal | Summer | B2 | 25 | 4000 | 2059.11 | 72.6 | 80.6 | 8 | 0
2025 | MISO_MO-IL_2_TVA_Transmission | MISO_MO-IL | TVA_Transmission | Internal | Summer | B3 | 75 | 4000 | 0 | 68.9 | 74.43 | 8 | 0
2025 | MISO_MO-IL_2_TVA_Transmission | MISO_MO-IL | TVA_Transmission | Internal | Summer | B4 | 100 | 4000 | 0 | 67.78 | 74.43 | 8 | 0
2025 | MISO_MO-IL_2_TVA_Transmission | MISO_MO-IL | TVA_Transmission | Internal | Summer | B5 | 200 | 4000 | 0 | 64.11 | 70.11 | 8 | 0
2025 | MISO_MO-IL_2_TVA_Transmission | MISO_MO-IL | TVA_Transmission | Internal | Summer | B6 | 300 | 4000 | 0 | 53.77 | 60.49 | 8 | 0
2025 | MISO_MO-IL_2_TVA_Transmission | MISO_MO-IL | TVA_Transmission | Internal | Summer | B7 | 400 | 4000 | 0 | 45.31 | 52.6 | 8 | 0
2025 | MISO_MO-IL_2_TVA_Transmission | MISO_MO-IL | TVA_Transmission | Internal | Summer | B8 | 500 | 4000 | 0 | 40.74 | 46.47 | 8 | 0
2025 | MISO_MO-IL_2_TVA_Transmission | MISO_MO-IL | TVA_Transmission | Internal | Summer | B9 | 800 | 4000 | 0 | 40.53 | 45.74 | 8 | 0
2025 | MISO_MO-IL_2_TVA_Transmission | MISO_MO-IL | TVA_Transmission | Internal | Summer | B10 | 1262 | 4000 | 0 | 37.55 | 42.61 | 8 | 0
2025 | MISO_MO-IL_2_TVA_Transmission | MISO_MO-IL | TVA_Transmission | Internal | Winter | B16 | 25 | 4000 | 322.98 | 68 | 76 | 8 | 0
2025 | MISO_MO-IL_2_TVA_Transmission | MISO_MO-IL | TVA_Transmission | Internal | Winter | B17 | 100 | 4000 | 0 | 53.68 | 56.69 | 8 | 0
2025 | MISO_MO-IL_2_TVA_Transmission | MISO_MO-IL | TVA_Transmission | Internal | Winter | B18 | 400 | 4000 | 0 | 47.19 | 50.73 | 8 | 0
2025 | MISO_MO-IL_2_TVA_Transmission | MISO_MO-IL | TVA_Transmission | Internal | Winter | B19 | 700 | 4000 | 0 | 44.67 | 48.69 | 8 | 0
2025 | MISO_MO-IL_2_TVA_Transmission | MISO_MO-IL | TVA_Transmission | Internal | Winter | B20 | 935 | 4000 | 0 | 40.81 | 46.45 | 8 | 0
2025 | MISO_W_2_IESO | MISO_W | IESO | Internal | Shoulder | B11 | 25 | 90 | 0 | 64.48 | 36.28 | 8 | 0
2025 | MISO_W_2_IESO | MISO_W | IESO | Internal | Shoulder | B12 | 200 | 90 | 0 | 54.82 | 36.28 | 8 | 0
2025 | MISO_W_2_IESO | MISO_W | IESO | Internal | Shoulder | B13 | 600 | 90 | 0 | 45.74 | 36.28 | 8 | 0
2025 | MISO_W_2_IESO | MISO_W | IESO | Internal | Shoulder | B14 | 900 | 90 | 0 | 44.15 | 36.28 | 8 | 0
2025 | MISO_W_2_IESO | MISO_W | IESO | Internal | Shoulder | B15 | 1203 | 90 | 0 | 42.73 | 36.28 | 8 | 0
2025 | MISO_W_2_IESO | MISO_W | IESO | Internal | Summer | B1 | 10 | 90 | 0 | 79.56 | 72.58 | 8 | 0
2025 | MISO_W_2_IESO | MISO_W | IESO | Internal | Summer | B2 | 25 | 90 | 0 | 72.61 | 65.58 | 8 | 0
2025 | MISO_W_2_IESO | MISO_W | IESO | Internal | Summer | B3 | 75 | 90 | 0 | 71.21 | 50.45 | 8 | 0
2025 | MISO_W_2_IESO | MISO_W | IESO | Internal | Summer | B4 | 100 | 90 | 0 | 70.2 | 46.68 | 8 | 0
2025 | MISO_W_2_IESO | MISO_W | IESO | Internal | Summer | B5 | 200 | 90 | 0 | 70.2 | 41.41 | 8 | 0
2025 | MISO_W_2_IESO | MISO_W | IESO | Internal | Summer | B6 | 300 | 90 | 0 | 55.48 | 41.41 | 8 | 0
2025 | MISO_W_2_IESO | MISO_W | IESO | Internal | Summer | B7 | 400 | 90 | 0 | 46.31 | 38.31 | 8 | 0
2025 | MISO_W_2_IESO | MISO_W | IESO | Internal | Summer | B8 | 500 | 90 | 0 | 40.75 | 33.74 | 8 | 0
2025 | MISO_W_2_IESO | MISO_W | IESO | Internal | Summer | B9 | 800 | 90 | 0 | 40.7 | 33.7 | 8 | 0
2025 | MISO_W_2_IESO | MISO_W | IESO | Internal | Summer | B10 | 1262 | 90 | 0 | 37.54 | 33.7 | 8 | 0
2025 | MISO_W_2_IESO | MISO_W | IESO | Internal | Winter | B16 | 25 | 90 | 0 | 67.99 | 43.39 | 8 | 0
2025 | MISO_W_2_IESO | MISO_W | IESO | Internal | Winter | B17 | 100 | 90 | 0 | 53.67 | 43.39 | 8 | 0
2025 | MISO_W_2_IESO | MISO_W | IESO | Internal | Winter | B18 | 400 | 90 | 0 | 47.55 | 40.21 | 8 | 0
2025 | MISO_W_2_IESO | MISO_W | IESO | Internal | Winter | B19 | 700 | 90 | 0 | 47.13 | 40.21 | 8 | 0
2025 | MISO_W_2_IESO | MISO_W | IESO | Internal | Winter | B20 | 935 | 90 | 0 | 40.82 | 40.21 | 8 | 0
2025 | MISO_W_2_MAPP_CA | MISO_W | MAPP_CA | Internal | Shoulder | B11 | 25 | 700 | 0 | 64.48 | 50.24 | 0.01 | 0
2025 | MISO_W_2_MAPP_CA | MISO_W | MAPP_CA | Internal | Shoulder | B12 | 200 | 700 | 0.03 | 54.82 | 54.81 | 0.01 | 0
2025 | MISO_W_2_MAPP_CA | MISO_W | MAPP_CA | Internal | Shoulder | B13 | 600 | 700 | 0 | 45.74 | 45.73 | 0.01 | 0
2025 | MISO_W_2_MAPP_CA | MISO_W | MAPP_CA | Internal | Shoulder | B14 | 900 | 700 | 99.02 | 44.15 | 44.16 | 0.01 | 0
2025 | MISO_W_2_MAPP_CA | MISO_W | MAPP_CA | Internal | Shoulder | B15 | 1203 | 700 | 700 | 42.73 | 44.16 | 0.01 | 1.42
2025 | MISO_W_2_MAPP_CA | MISO_W | MAPP_CA | Internal | Summer | B1 | 10 | 700 | 0 | 79.56 | 71.58 | 0.01 | 0
2025 | MISO_W_2_MAPP_CA | MISO_W | MAPP_CA | Internal | Summer | B2 | 25 | 700 | 0 | 72.61 | 71.58 | 0.01 | 0
2025 | MISO_W_2_MAPP_CA | MISO_W | MAPP_CA | Internal | Summer | B3 | 75 | 700 | 0 | 71.21 | 58.42 | 0.01 | 0
2025 | MISO_W_2_MAPP_CA | MISO_W | MAPP_CA | Internal | Summer | B4 | 100 | 700 | 0 | 70.2 | 58.42 | 0.01 | 0
2025 | MISO_W_2_MAPP_CA | MISO_W | MAPP_CA | Internal | Summer | B5 | 200 | 700 | 0 | 70.2 | 56.98 | 0.01 | 0
2025 | MISO_W_2_MAPP_CA | MISO_W | MAPP_CA | Internal | Summer | B6 | 300 | 700 | 0 | 55.48 | 49.84 | 0.01 | 0
2025 | MISO_W_2_MAPP_CA | MISO_W | MAPP_CA | Internal | Summer | B7 | 400 | 700 | 0.01 | 46.31 | 46.3 | 0.01 | 0
2025 | MISO_W_2_MAPP_CA | MISO_W | MAPP_CA | Internal | Summer | B8 | 500 | 700 | 0.01 | 40.75 | 40.74 | 0.01 | 0
2025 | MISO_W_2_MAPP_CA | MISO_W | MAPP_CA | Internal | Summer | B9 | 800 | 700 | 218.17 | 40.7 | 40.71 | 0.01 | 0
2025 | MISO_W_2_MAPP_CA | MISO_W | MAPP_CA | Internal | Summer | B10 | 1262 | 700 | 700 | 37.54 | 40.71 | 0.01 | 3.16
2025 | MISO_W_2_MAPP_CA | MISO_W | MAPP_CA | Internal | Winter | B16 | 25 | 700 | 0.22 | 67.99 | 67.98 | 0.01 | 0
2025 | MISO_W_2_MAPP_CA | MISO_W | MAPP_CA | Internal | Winter | B17 | 100 | 700 | 0.06 | 53.67 | 53.66 | 0.01 | 0
2025 | MISO_W_2_MAPP_CA | MISO_W | MAPP_CA | Internal | Winter | B18 | 400 | 700 | 700 | 47.55 | 47.7 | 0.01 | 0.14
2025 | MISO_W_2_MAPP_CA | MISO_W | MAPP_CA | Internal | Winter | B19 | 700 | 700 | 700 | 47.13 | 47.7 | 0.01 | 0.56
2025 | MISO_W_2_MAPP_CA | MISO_W | MAPP_CA | Internal | Winter | B20 | 935 | 700 | 700 | 40.82 | 47.7 | 0.01 | 6.87
2025 | MISO_W_2_MAPP_US | MISO_W | MAPP_US | Internal | Shoulder | B11 | 25 | 2300 | 0 | 64.48 | 57.48 | 7 | 0
2025 | MISO_W_2_MAPP_US | MISO_W | MAPP_US | Internal | Shoulder | B12 | 200 | 2300 | 0 | 54.82 | 47.82 | 7 | 0
2025 | MISO_W_2_MAPP_US | MISO_W | MAPP_US | Internal | Shoulder | B13 | 600 | 2300 | 0 | 45.74 | 40.76 | 7 | 0
2025 | MISO_W_2_MAPP_US | MISO_W | MAPP_US | Internal | Shoulder | B14 | 900 | 2300 | 0 | 44.15 | 40.76 | 7 | 0
2025 | MISO_W_2_MAPP_US | MISO_W | MAPP_US | Internal | Shoulder | B15 | 1203 | 2300 | 0 | 42.73 | 40.76 | 7 | 0
2025 | MISO_W_2_MAPP_US | MISO_W | MAPP_US | Internal | Summer | B1 | 10 | 2300 | 0 | 79.56 | 72.56 | 7 | 0
2025 | MISO_W_2_MAPP_US | MISO_W | MAPP_US | Internal | Summer | B2 | 25 | 2300 | 0 | 72.61 | 66.58 | 7 | 0
2025 | MISO_W_2_MAPP_US | MISO_W | MAPP_US | Internal | Summer | B3 | 75 | 2300 | 0 | 71.21 | 65.42 | 7 | 0
2025 | MISO_W_2_MAPP_US | MISO_W | MAPP_US | Internal | Summer | B4 | 100 | 2300 | 0 | 70.2 | 65.42 | 7 | 0
2025 | MISO_W_2_MAPP_US | MISO_W | MAPP_US | Internal | Summer | B5 | 200 | 2300 | 0 | 70.2 | 63.98 | 7 | 0
2025 | MISO_W_2_MAPP_US | MISO_W | MAPP_US | Internal | Summer | B6 | 300 | 2300 | 0 | 55.48 | 55.46 | 7 | 0
2025 | MISO_W_2_MAPP_US | MISO_W | MAPP_US | Internal | Summer | B7 | 400 | 2300 | 0 | 46.31 | 42.14 | 7 | 0
2025 | MISO_W_2_MAPP_US | MISO_W | MAPP_US | Internal | Summer | B8 | 500 | 2300 | 0 | 40.75 | 37.69 | 7 | 0
2025 | MISO_W_2_MAPP_US | MISO_W | MAPP_US | Internal | Summer | B9 | 800 | 2300 | 0 | 40.7 | 37.69 | 7 | 0
2025 | MISO_W_2_MAPP_US | MISO_W | MAPP_US | Internal | Summer | B10 | 1262 | 2300 | 0 | 37.54 | 33.95 | 7 | 0
2025 | MISO_W_2_MAPP_US | MISO_W | MAPP_US | Internal | Winter | B16 | 25 | 2300 | 0 | 67.99 | 60.99 | 7 | 0
2025 | MISO_W_2_MAPP_US | MISO_W | MAPP_US | Internal | Winter | B17 | 100 | 2300 | 0 | 53.67 | 46.67 | 7 | 0
2025 | MISO_W_2_MAPP_US | MISO_W | MAPP_US | Internal | Winter | B18 | 400 | 2300 | 0 | 47.55 | 41.04 | 7 | 0
2025 | MISO_W_2_MAPP_US | MISO_W | MAPP_US | Internal | Winter | B19 | 700 | 2300 | 0 | 47.13 | 41.04 | 7 | 0
2025 | MISO_W_2_MAPP_US | MISO_W | MAPP_US | Internal | Winter | B20 | 935 | 2300 | 0 | 40.82 | 40.7 | 7 | 0
2025 | MISO_W_2_MISO_MO-IL | MISO_W | MISO_MO-IL | Internal | Shoulder | B11 | 25 | 3800 | 0.22 | 64.48 | 64.47 | 0.01 | 0
2025 | MISO_W_2_MISO_MO-IL | MISO_W | MISO_MO-IL | Internal | Shoulder | B12 | 200 | 3800 | 157.66 | 54.82 | 54.83 | 0.01 | 0
2025 | MISO_W_2_MISO_MO-IL | MISO_W | MISO_MO-IL | Internal | Shoulder | B13 | 600 | 3800 | 0.01 | 45.74 | 45.73 | 0.01 | 0
2025 | MISO_W_2_MISO_MO-IL | MISO_W | MISO_MO-IL | Internal | Shoulder | B14 | 900 | 3800 | 0 | 44.15 | 43.28 | 0.01 | 0
2025 | MISO_W_2_MISO_MO-IL | MISO_W | MISO_MO-IL | Internal | Shoulder | B15 | 1203 | 3800 | 0 | 42.73 | 41.62 | 0.01 | 0
2025 | MISO_W_2_MISO_MO-IL | MISO_W | MISO_MO-IL | Internal | Summer | B1 | 10 | 3800 | 443.18 | 79.56 | 79.58 | 0.01 | 0
2025 | MISO_W_2_MISO_MO-IL | MISO_W | MISO_MO-IL | Internal | Summer | B2 | 25 | 3800 | 0.22 | 72.61 | 72.6 | 0.01 | 0
2025 | MISO_W_2_MISO_MO-IL | MISO_W | MISO_MO-IL | Internal | Summer | B3 | 75 | 3800 | 0 | 71.21 | 68.9 | 0.01 | 0
2025 | MISO_W_2_MISO_MO-IL | MISO_W | MISO_MO-IL | Internal | Summer | B4 | 100 | 3800 | 0 | 70.2 | 67.78 | 0.01 | 0
2025 | MISO_W_2_MISO_MO-IL | MISO_W | MISO_MO-IL | Internal | Summer | B5 | 200 | 3800 | 0 | 70.2 | 64.11 | 0.01 | 0
2025 | MISO_W_2_MISO_MO-IL | MISO_W | MISO_MO-IL | Internal | Summer | B6 | 300 | 3800 | 0 | 55.48 | 53.77 | 0.01 | 0
2025 | MISO_W_2_MISO_MO-IL | MISO_W | MISO_MO-IL | Internal | Summer | B7 | 400 | 3800 | 0 | 46.31 | 45.31 | 0.01 | 0
2025 | MISO_W_2_MISO_MO-IL | MISO_W | MISO_MO-IL | Internal | Summer | B8 | 500 | 3800 | 0.01 | 40.75 | 40.74 | 0.01 | 0
2025 | MISO_W_2_MISO_MO-IL | MISO_W | MISO_MO-IL | Internal | Summer | B9 | 800 | 3800 | 0 | 40.7 | 40.53 | 0.01 | 0
2025 | MISO_W_2_MISO_MO-IL | MISO_W | MISO_MO-IL | Internal | Summer | B10 | 1262 | 3800 | 1227.5 | 37.54 | 37.55 | 0.01 | 0
2025 | MISO_W_2_MISO_MO-IL | MISO_W | MISO_MO-IL | Internal | Winter | B16 | 25 | 3800 | 92.03 | 67.99 | 68 | 0.01 | 0
2025 | MISO_W_2_MISO_MO-IL | MISO_W | MISO_MO-IL | Internal | Winter | B17 | 100 | 3800 | 704.82 | 53.67 | 53.68 | 0.01 | 0
2025 | MISO_W_2_MISO_MO-IL | MISO_W | MISO_MO-IL | Internal | Winter | B18 | 400 | 3800 | 0 | 47.55 | 47.19 | 0.01 | 0
2025 | MISO_W_2_MISO_MO-IL | MISO_W | MISO_MO-IL | Internal | Winter | B19 | 700 | 3800 | 0 | 47.13 | 44.67 | 0.01 | 0
2025 | MISO_W_2_MISO_MO-IL | MISO_W | MISO_MO-IL | Internal | Winter | B20 | 935 | 3800 | 0 | 40.82 | 40.81 | 0.01 | 0
2025 | MISO_W_2_MISO_WUMS | MISO_W | MISO_WUMS | Internal | Shoulder | B11 | 25 | 1629 | 0 | 64.48 | 60.46 | 0.01 | 0
2025 | MISO_W_2_MISO_WUMS | MISO_W | MISO_WUMS | Internal | Shoulder | B12 | 200 | 1629 | 0.03 | 54.82 | 54.81 | 0.01 | 0
2025 | MISO_W_2_MISO_WUMS | MISO_W | MISO_WUMS | Internal | Shoulder | B13 | 600 | 1629 | 0 | 45.74 | 45.72 | 0.01 | 0
2025 | MISO_W_2_MISO_WUMS | MISO_W | MISO_WUMS | Internal | Shoulder | B14 | 900 | 1629 | 0 | 44.15 | 42.57 | 0.01 | 0
2025 | MISO_W_2_MISO_WUMS | MISO_W | MISO_WUMS | Internal | Shoulder | B15 | 1203 | 1629 | 0 | 42.73 | 39.88 | 0.01 | 0
2025 | MISO_W_2_MISO_WUMS | MISO_W | MISO_WUMS | Internal | Summer | B1 | 10 | 1629 | 0 | 79.56 | 70.76 | 0.01 | 0
2025 | MISO_W_2_MISO_WUMS | MISO_W | MISO_WUMS | Internal | Summer | B2 | 25 | 1629 | 0 | 72.61 | 70.76 | 0.01 | 0
2025 | MISO_W_2_MISO_WUMS | MISO_W | MISO_WUMS | Internal | Summer | B3 | 75 | 1629 | 0 | 71.21 | 66.56 | 0.01 | 0
2025 | MISO_W_2_MISO_WUMS | MISO_W | MISO_WUMS | Internal | Summer | B4 | 100 | 1629 | 0 | 70.2 | 66.43 | 0.01 | 0
2025 | MISO_W_2_MISO_WUMS | MISO_W | MISO_WUMS | Internal | Summer | B5 | 200 | 1629 | 0 | 70.2 | 62.11 | 0.01 | 0
2025 | MISO_W_2_MISO_WUMS | MISO_W | MISO_WUMS | Internal | Summer | B6 | 300 | 1629 | 0 | 55.48 | 51.32 | 0.01 | 0
2025 | MISO_W_2_MISO_WUMS | MISO_W | MISO_WUMS | Internal | Summer | B7 | 400 | 1629 | 0 | 46.31 | 42.57 | 0.01 | 0
2025 | MISO_W_2_MISO_WUMS | MISO_W | MISO_WUMS | Internal | Summer | B8 | 500 | 1629 | 0 | 40.75 | 40.67 | 0.01 | 0
2025 | MISO_W_2_MISO_WUMS | MISO_W | MISO_WUMS | Internal | Summer | B9 | 800 | 1629 | 0 | 40.7 | 40.11 | 0.01 | 0
2025 | MISO_W_2_MISO_WUMS | MISO_W | MISO_WUMS | Internal | Summer | B10 | 1262 | 1629 | 0 | 37.54 | 37.15 | 0.01 | 0
2025 | MISO_W_2_MISO_WUMS | MISO_W | MISO_WUMS | Internal | Winter | B16 | 25 | 1629 | 44.16 | 67.99 | 68 | 0.01 | 0
2025 | MISO_W_2_MISO_WUMS | MISO_W | MISO_WUMS | Internal | Winter | B17 | 100 | 1629 | 0.06 | 53.67 | 53.66 | 0.01 | 0
2025 | MISO_W_2_MISO_WUMS | MISO_W | MISO_WUMS | Internal | Winter | B18 | 400 | 1629 | 0.01 | 47.55 | 47.54 | 0.01 | 0
2025 | MISO_W_2_MISO_WUMS | MISO_W | MISO_WUMS | Internal | Winter | B19 | 700 | 1629 | 0 | 47.13 | 44.69 | 0.01 | 0
2025 | MISO_W_2_MISO_WUMS | MISO_W | MISO_WUMS | Internal | Winter | B20 | 935 | 1629 | 0.01 | 40.82 | 40.82 | 0.01 | 0
2025 | MISO_W_2_NE | MISO_W | NE | Internal | Shoulder | B11 | 25 | 2800 | 0 | 64.48 | 64.48 | 7 | 0
2025 | MISO_W_2_NE | MISO_W | NE | Internal | Shoulder | B12 | 200 | 2800 | 0 | 54.82 | 54.82 | 7 | 0
2025 | MISO_W_2_NE | MISO_W | NE | Internal | Shoulder | B13 | 600 | 2800 | 0 | 45.74 | 47.76 | 7 | 0
2025 | MISO_W_2_NE | MISO_W | NE | Internal | Shoulder | B14 | 900 | 2800 | 0 | 44.15 | 46.27 | 7 | 0
2025 | MISO_W_2_NE | MISO_W | NE | Internal | Shoulder | B15 | 1203 | 2800 | 0 | 42.73 | 44.86 | 7 | 0
2025 | MISO_W_2_NE | MISO_W | NE | Internal | Summer | B1 | 10 | 2800 | 0 | 79.56 | 76.49 | 7 | 0
2025 | MISO_W_2_NE | MISO_W | NE | Internal | Summer | B2 | 25 | 2800 | 0 | 72.61 | 73.58 | 7 | 0
2025 | MISO_W_2_NE | MISO_W | NE | Internal | Summer | B3 | 75 | 2800 | 0 | 71.21 | 72.42 | 7 | 0
2025 | MISO_W_2_NE | MISO_W | NE | Internal | Summer | B4 | 100 | 2800 | 0 | 70.2 | 72.42 | 7 | 0
2025 | MISO_W_2_NE | MISO_W | NE | Internal | Summer | B5 | 200 | 2800 | 0 | 70.2 | 70.98 | 7 | 0
2025 | MISO_W_2_NE | MISO_W | NE | Internal | Summer | B6 | 300 | 2800 | 0.04 | 55.48 | 62.46 | 7 | 0
2025 | MISO_W_2_NE | MISO_W | NE | Internal | Summer | B7 | 400 | 2800 | 0 | 46.31 | 49.14 | 7 | 0
2025 | MISO_W_2_NE | MISO_W | NE | Internal | Summer | B8 | 500 | 2800 | 0 | 40.75 | 44.69 | 7 | 0
2025 | MISO_W_2_NE | MISO_W | NE | Internal | Summer | B9 | 800 | 2800 | 0 | 40.7 | 44.69 | 7 | 0
2025 | MISO_W_2_NE | MISO_W | NE | Internal | Summer | B10 | 1262 | 2800 | 0 | 37.54 | 40.95 | 7 | 0
2025 | MISO_W_2_NE | MISO_W | NE | Internal | Winter | B16 | 25 | 2800 | 0 | 67.99 | 67.99 | 7 | 0
2025 | MISO_W_2_NE | MISO_W | NE | Internal | Winter | B17 | 100 | 2800 | 0 | 53.67 | 49.5 | 7 | 0
2025 | MISO_W_2_NE | MISO_W | NE | Internal | Winter | B18 | 400 | 2800 | 0 | 47.55 | 47.81 | 7 | 0
2025 | MISO_W_2_NE | MISO_W | NE | Internal | Winter | B19 | 700 | 2800 | 0 | 47.13 | 47.81 | 7 | 0
2025 | MISO_W_2_NE | MISO_W | NE | Internal | Winter | B20 | 935 | 2800 | 0 | 40.82 | 47.7 | 7 | 0
2025 | MISO_W_2_PJM_ROR | MISO_W | PJM_ROR | Internal | Shoulder | B11 | 25 | 773 | 0 | 64.48 | 62.46 | 2 | 0
2025 | MISO_W_2_PJM_ROR | MISO_W | PJM_ROR | Internal | Shoulder | B12 | 200 | 773 | 480.38 | 54.82 | 56.82 | 2 | 0
2025 | MISO_W_2_PJM_ROR | MISO_W | PJM_ROR | Internal | Shoulder | B13 | 600 | 773 | 0.01 | 45.74 | 47.72 | 2 | 0
2025 | MISO_W_2_PJM_ROR | MISO_W | PJM_ROR | Internal | Shoulder | B14 | 900 | 773 | 0 | 44.15 | 45.19 | 2 | 0
2025 | MISO_W_2_PJM_ROR | MISO_W | PJM_ROR | Internal | Shoulder | B15 | 1203 | 773 | 0 | 42.73 | 41.88 | 2 | 0
2025 | MISO_W_2_PJM_ROR | MISO_W | PJM_ROR | Internal | Summer | B1 | 10 | 773 | 773 | 79.56 | 90.43 | 2 | 8.86
2025 | MISO_W_2_PJM_ROR | MISO_W | PJM_ROR | Internal | Summer | B2 | 25 | 773 | 0.45 | 72.61 | 74.6 | 2 | 0
2025 | MISO_W_2_PJM_ROR | MISO_W | PJM_ROR | Internal | Summer | B3 | 75 | 773 | 0 | 71.21 | 68.43 | 2 | 0
2025 | MISO_W_2_PJM_ROR | MISO_W | PJM_ROR | Internal | Summer | B4 | 100 | 773 | 0 | 70.2 | 68.43 | 2 | 0
2025 | MISO_W_2_PJM_ROR | MISO_W | PJM_ROR | Internal | Summer | B5 | 200 | 773 | 0 | 70.2 | 64.11 | 2 | 0
2025 | MISO_W_2_PJM_ROR | MISO_W | PJM_ROR | Internal | Summer | B6 | 300 | 773 | 0 | 55.48 | 55.76 | 2 | 0
2025 | MISO_W_2_PJM_ROR | MISO_W | PJM_ROR | Internal | Summer | B7 | 400 | 773 | 0 | 46.31 | 47.31 | 2 | 0
2025 | MISO_W_2_PJM_ROR | MISO_W | PJM_ROR | Internal | Summer | B8 | 500 | 773 | 0 | 40.75 | 42.67 | 2 | 0
2025 | MISO_W_2_PJM_ROR | MISO_W | PJM_ROR | Internal | Summer | B9 | 800 | 773 | 0 | 40.7 | 41.41 | 2 | 0
2025 | MISO_W_2_PJM_ROR | MISO_W | PJM_ROR | Internal | Summer | B10 | 1262 | 773 | 0 | 37.54 | 38.54 | 2 | 0
2025 | MISO_W_2_PJM_ROR | MISO_W | PJM_ROR | Internal | Winter | B16 | 25 | 773 | 772.51 | 67.99 | 70 | 2 | 0.01
2025 | MISO_W_2_PJM_ROR | MISO_W | PJM_ROR | Internal | Winter | B17 | 100 | 773 | 773 | 53.67 | 58.38 | 2 | 2.71
2025 | MISO_W_2_PJM_ROR | MISO_W | PJM_ROR | Internal | Winter | B18 | 400 | 773 | 0.03 | 47.55 | 49.54 | 2 | 0
2025 | MISO_W_2_PJM_ROR | MISO_W | PJM_ROR | Internal | Winter | B19 | 700 | 773 | 0 | 47.13 | 46.69 | 2 | 0
2025 | MISO_W_2_PJM_ROR | MISO_W | PJM_ROR | Internal | Winter | B20 | 935 | 773 | 546.34 | 40.82 | 42.82 | 2 | 0
2025 | MISO_W_2_SPP_N | MISO_W | SPP_N | Internal | Shoulder | B11 | 25 | 3200 | 0 | 64.48 | 70.09 | 7 | 0
2025 | MISO_W_2_SPP_N | MISO_W | SPP_N | Internal | Shoulder | B12 | 200 | 3200 | 0 | 54.82 | 54.83 | 7 | 0
2025 | MISO_W_2_SPP_N | MISO_W | SPP_N | Internal | Shoulder | B13 | 600 | 3200 | 0 | 45.74 | 47.77 | 7 | 0
2025 | MISO_W_2_SPP_N | MISO_W | SPP_N | Internal | Shoulder | B14 | 900 | 3200 | 0 | 44.15 | 46.29 | 7 | 0
2025 | MISO_W_2_SPP_N | MISO_W | SPP_N | Internal | Shoulder | B15 | 1203 | 3200 | 0 | 42.73 | 44.87 | 7 | 0
2025 | MISO_W_2_SPP_N | MISO_W | SPP_N | Internal | Summer | B1 | 10 | 3200 | 0 | 79.56 | 76.5 | 7 | 0
2025 | MISO_W_2_SPP_N | MISO_W | SPP_N | Internal | Summer | B2 | 25 | 3200 | 0 | 72.61 | 73.59 | 7 | 0
2025 | MISO_W_2_SPP_N | MISO_W | SPP_N | Internal | Summer | B3 | 75 | 3200 | 0 | 71.21 | 73.59 | 7 | 0
2025 | MISO_W_2_SPP_N | MISO_W | SPP_N | Internal | Summer | B4 | 100 | 3200 | 0 | 70.2 | 73.59 | 7 | 0
2025 | MISO_W_2_SPP_N | MISO_W | SPP_N | Internal | Summer | B5 | 200 | 3200 | 0 | 70.2 | 72.11 | 7 | 0
2025 | MISO_W_2_SPP_N | MISO_W | SPP_N | Internal | Summer | B6 | 300 | 3200 | 441.55 | 55.48 | 62.48 | 7 | 0
2025 | MISO_W_2_SPP_N | MISO_W | SPP_N | Internal | Summer | B7 | 400 | 3200 | 1668.37 | 46.31 | 53.31 | 7 | 0
2025 | MISO_W_2_SPP_N | MISO_W | SPP_N | Internal | Summer | B8 | 500 | 3200 | 0 | 40.75 | 45.33 | 7 | 0
2025 | MISO_W_2_SPP_N | MISO_W | SPP_N | Internal | Summer | B9 | 800 | 3200 | 0 | 40.7 | 44.7 | 7 | 0
2025 | MISO_W_2_SPP_N | MISO_W | SPP_N | Internal | Summer | B10 | 1262 | 3200 | 0 | 37.54 | 43.36 | 7 | 0
2025 | MISO_W_2_SPP_N | MISO_W | SPP_N | Internal | Winter | B16 | 25 | 3200 | 0 | 67.99 | 68 | 7 | 0
2025 | MISO_W_2_SPP_N | MISO_W | SPP_N | Internal | Winter | B17 | 100 | 3200 | 0 | 53.67 | 49.51 | 7 | 0
2025 | MISO_W_2_SPP_N | MISO_W | SPP_N | Internal | Winter | B18 | 400 | 3200 | 0 | 47.55 | 47.82 | 7 | 0
2025 | MISO_W_2_SPP_N | MISO_W | SPP_N | Internal | Winter | B19 | 700 | 3200 | 0 | 47.13 | 47.82 | 7 | 0
2025 | MISO_W_2_SPP_N | MISO_W | SPP_N | Internal | Winter | B20 | 935 | 3200 | 0 | 40.82 | 47.71 | 7 | 0
2025 | MISO_WUMS_2_MISO_MI | MISO_WUMS | MISO_MI | Internal | Shoulder | B11 | 25 | 99 | 98.98 | 60.46 | 60.74 | 0.01 | 0.27
2025 | MISO_WUMS_2_MISO_MI | MISO_WUMS | MISO_MI | Internal | Shoulder | B12 | 200 | 99 | 59.72 | 54.81 | 54.82 | 0.01 | 0
2025 | MISO_WUMS_2_MISO_MI | MISO_WUMS | MISO_MI | Internal | Shoulder | B13 | 600 | 99 | 60.14 | 45.72 | 45.73 | 0.01 | 0
2025 | MISO_WUMS_2_MISO_MI | MISO_WUMS | MISO_MI | Internal | Shoulder | B14 | 900 | 99 | 99 | 42.57 | 43.28 | 0.01 | 0.69
2025 | MISO_WUMS_2_MISO_MI | MISO_WUMS | MISO_MI | Internal | Shoulder | B15 | 1203 | 99 | 99 | 39.88 | 41.62 | 0.01 | 1.72
2025 | MISO_WUMS_2_MISO_MI | MISO_WUMS | MISO_MI | Internal | Summer | B1 | 10 | 99 | 99 | 70.76 | 79.58 | 0.01 | 8.8
2025 | MISO_WUMS_2_MISO_MI | MISO_WUMS | MISO_MI | Internal | Summer | B2 | 25 | 99 | 99 | 70.76 | 72.58 | 0.01 | 1.8
2025 | MISO_WUMS_2_MISO_MI | MISO_WUMS | MISO_MI | Internal | Summer | B3 | 75 | 99 | 99 | 66.56 | 68.88 | 0.01 | 2.3
2025 | MISO_WUMS_2_MISO_MI | MISO_WUMS | MISO_MI | Internal | Summer | B4 | 100 | 99 | 0.1 | 66.43 | 66.43 | 0.01 | 0
2025 | MISO_WUMS_2_MISO_MI | MISO_WUMS | MISO_MI | Internal | Summer | B5 | 200 | 99 | 99 | 62.11 | 64.08 | 0.01 | 1.96
2025 | MISO_WUMS_2_MISO_MI | MISO_WUMS | MISO_MI | Internal | Summer | B6 | 300 | 99 | 99 | 51.32 | 53.74 | 0.01 | 2.41
2025 | MISO_WUMS_2_MISO_MI | MISO_WUMS | MISO_MI | Internal | Summer | B7 | 400 | 99 | 99 | 42.57 | 45.31 | 0.01 | 2.73
2025 | MISO_WUMS_2_MISO_MI | MISO_WUMS | MISO_MI | Internal | Summer | B8 | 500 | 99 | 99 | 40.67 | 40.74 | 0.01 | 0.06
2025 | MISO_WUMS_2_MISO_MI | MISO_WUMS | MISO_MI | Internal | Summer | B9 | 800 | 99 | 99 | 40.11 | 40.53 | 0.01 | 0.41
2025 | MISO_WUMS_2_MISO_MI | MISO_WUMS | MISO_MI | Internal | Summer | B10 | 1262 | 99 | 99 | 37.15 | 37.58 | 0.01 | 0.41
2025 | MISO_WUMS_2_MISO_MI | MISO_WUMS | MISO_MI | Internal | Winter | B16 | 25 | 99 | 0.4 | 68 | 68 | 0.01 | 0
2025 | MISO_WUMS_2_MISO_MI | MISO_WUMS | MISO_MI | Internal | Winter | B17 | 100 | 99 | 98.96 | 53.66 | 53.71 | 0.01 | 0.04
2025 | MISO_WUMS_2_MISO_MI | MISO_WUMS | MISO_MI | Internal | Winter | B18 | 400 | 99 | 0 | 47.54 | 47.21 | 0.01 | 0
2025 | MISO_WUMS_2_MISO_MI | MISO_WUMS | MISO_MI | Internal | Winter | B19 | 700 | 99 | 0.02 | 44.69 | 44.69 | 0.01 | 0
2025 | MISO_WUMS_2_MISO_MI | MISO_WUMS | MISO_MI | Internal | Winter | B20 | 935 | 99 | 50.27 | 40.82 | 40.84 | 0.01 | 0
2025 | MISO_WUMS_2_MISO_W | MISO_WUMS | MISO_W | Internal | Shoulder | B11 | 25 | 1137 | 1137 | 60.46 | 64.48 | 0.01 | 4.01
2025 | MISO_WUMS_2_MISO_W | MISO_WUMS | MISO_W | Internal | Shoulder | B12 | 200 | 1137 | 800.92 | 54.81 | 54.82 | 0.01 | 0
2025 | MISO_WUMS_2_MISO_W | MISO_WUMS | MISO_W | Internal | Shoulder | B13 | 600 | 1137 | 1136.98 | 45.72 | 45.74 | 0.01 | 0.01
2025 | MISO_WUMS_2_MISO_W | MISO_WUMS | MISO_W | Internal | Shoulder | B14 | 900 | 1137 | 1137 | 42.57 | 44.15 | 0.01 | 1.56
2025 | MISO_WUMS_2_MISO_W | MISO_WUMS | MISO_W | Internal | Shoulder | B15 | 1203 | 1137 | 1137 | 39.88 | 42.73 | 0.01 | 2.84
2025 | MISO_WUMS_2_MISO_W | MISO_WUMS | MISO_W | Internal | Summer | B1 | 10 | 1137 | 1137 | 70.76 | 79.56 | 0.01 | 8.79
2025 | MISO_WUMS_2_MISO_W | MISO_WUMS | MISO_W | Internal | Summer | B2 | 25 | 1137 | 1137 | 70.76 | 72.61 | 0.01 | 1.84
2025 | MISO_WUMS_2_MISO_W | MISO_WUMS | MISO_W | Internal | Summer | B3 | 75 | 1137 | 1137 | 66.56 | 71.21 | 0.01 | 4.64
2025 | MISO_WUMS_2_MISO_W | MISO_WUMS | MISO_W | Internal | Summer | B4 | 100 | 1137 | 1137 | 66.43 | 70.2 | 0.01 | 3.76
2025 | MISO_WUMS_2_MISO_W | MISO_WUMS | MISO_W | Internal | Summer | B5 | 200 | 1137 | 1137 | 62.11 | 70.2 | 0.01 | 8.07
2025 | MISO_WUMS_2_MISO_W | MISO_WUMS | MISO_W | Internal | Summer | B6 | 300 | 1137 | 1137 | 51.32 | 55.48 | 0.01 | 4.15
2025 | MISO_WUMS_2_MISO_W | MISO_WUMS | MISO_W | Internal | Summer | B7 | 400 | 1137 | 1137 | 42.57 | 46.31 | 0.01 | 3.73
2025 | MISO_WUMS_2_MISO_W | MISO_WUMS | MISO_W | Internal | Summer | B8 | 500 | 1137 | 1137 | 40.67 | 40.75 | 0.01 | 0.07
2025 | MISO_WUMS_2_MISO_W | MISO_WUMS | MISO_W | Internal | Summer | B9 | 800 | 1137 | 1137 | 40.11 | 40.7 | 0.01 | 0.58
2025 | MISO_WUMS_2_MISO_W | MISO_WUMS | MISO_W | Internal | Summer | B10 | 1262 | 1137 | 1137 | 37.15 | 37.54 | 0.01 | 0.38
2025 | MISO_WUMS_2_MISO_W | MISO_WUMS | MISO_W | Internal | Winter | B16 | 25 | 1137 | 0.28 | 68 | 67.99 | 0.01 | 0
2025 | MISO_WUMS_2_MISO_W | MISO_WUMS | MISO_W | Internal | Winter | B17 | 100 | 1137 | 120.07 | 53.66 | 53.67 | 0.01 | 0
2025 | MISO_WUMS_2_MISO_W | MISO_WUMS | MISO_W | Internal | Winter | B18 | 400 | 1137 | 535.62 | 47.54 | 47.55 | 0.01 | 0
2025 | MISO_WUMS_2_MISO_W | MISO_WUMS | MISO_W | Internal | Winter | B19 | 700 | 1137 | 1137 | 44.69 | 47.13 | 0.01 | 2.43
2025 | MISO_WUMS_2_MISO_W | MISO_WUMS | MISO_W | Internal | Winter | B20 | 935 | 1137 | 0.01 | 40.82 | 40.82 | 0.01 | 0
2025 | MISO_WUMS_2_PJM_ROR | MISO_WUMS | PJM_ROR | Internal | Shoulder | B11 | 25 | 1600 | 1053.11 | 60.46 | 62.46 | 2 | 0
2025 | MISO_WUMS_2_PJM_ROR | MISO_WUMS | PJM_ROR | Internal | Shoulder | B12 | 200 | 1600 | 1599.94 | 54.81 | 56.82 | 2 | 0.01
2025 | MISO_WUMS_2_PJM_ROR | MISO_WUMS | PJM_ROR | Internal | Shoulder | B13 | 600 | 1600 | 1495.55 | 45.72 | 47.72 | 2 | 0
2025 | MISO_WUMS_2_PJM_ROR | MISO_WUMS | PJM_ROR | Internal | Shoulder | B14 | 900 | 1600 | 1600 | 42.57 | 45.19 | 2 | 0.62
2025 | MISO_WUMS_2_PJM_ROR | MISO_WUMS | PJM_ROR | Internal | Shoulder | B15 | 1203 | 1600 | 230.12 | 39.88 | 41.88 | 2 | 0
2025 | MISO_WUMS_2_PJM_ROR | MISO_WUMS | PJM_ROR | Internal | Summer | B1 | 10 | 1600 | 1600 | 70.76 | 90.43 | 2 | 17.67
2025 | MISO_WUMS_2_PJM_ROR | MISO_WUMS | PJM_ROR | Internal | Summer | B2 | 25 | 1600 | 1600 | 70.76 | 74.6 | 2 | 1.84
2025 | MISO_WUMS_2_PJM_ROR | MISO_WUMS | PJM_ROR | Internal | Summer | B3 | 75 | 1600 | 0.01 | 66.56 | 68.43 | 2 | 0
2025 | MISO_WUMS_2_PJM_ROR | MISO_WUMS | PJM_ROR | Internal | Summer | B4 | 100 | 1600 | 531.2 | 66.43 | 68.43 | 2 | 0
2025 | MISO_WUMS_2_PJM_ROR | MISO_WUMS | PJM_ROR | Internal | Summer | B5 | 200 | 1600 | 1039.57 | 62.11 | 64.11 | 2 | 0
2025 | MISO_WUMS_2_PJM_ROR | MISO_WUMS | PJM_ROR | Internal | Summer | B6 | 300 | 1600 | 1600 | 51.32 | 55.76 | 2 | 2.44
2025 | MISO_WUMS_2_PJM_ROR | MISO_WUMS | PJM_ROR | Internal | Summer | B7 | 400 | 1600 | 1600 | 42.57 | 47.31 | 2 | 2.74
2025 | MISO_WUMS_2_PJM_ROR | MISO_WUMS | PJM_ROR | Internal | Summer | B8 | 500 | 1600 | 1346.84 | 40.67 | 42.67 | 2 | 0
2025 | MISO_WUMS_2_PJM_ROR | MISO_WUMS | PJM_ROR | Internal | Summer | B9 | 800 | 1600 | 0 | 40.11 | 41.41 | 2 | 0
2025 | MISO_WUMS_2_PJM_ROR | MISO_WUMS | PJM_ROR | Internal | Summer | B10 | 1262 | 1600 | 0 | 37.15 | 38.54 | 2 | 0
2025 | MISO_WUMS_2_PJM_ROR | MISO_WUMS | PJM_ROR | Internal | Winter | B16 | 25 | 1600 | 1507.52 | 68 | 70 | 2 | 0
2025 | MISO_WUMS_2_PJM_ROR | MISO_WUMS | PJM_ROR | Internal | Winter | B17 | 100 | 1600 | 1600 | 53.66 | 58.38 | 2 | 2.72
2025 | MISO_WUMS_2_PJM_ROR | MISO_WUMS | PJM_ROR | Internal | Winter | B18 | 400 | 1600 | 1563.52 | 47.54 | 49.54 | 2 | 0
2025 | MISO_WUMS_2_PJM_ROR | MISO_WUMS | PJM_ROR | Internal | Winter | B19 | 700 | 1600 | 1180.59 | 44.69 | 46.69 | 2 | 0
2025 | MISO_WUMS_2_PJM_ROR | MISO_WUMS | PJM_ROR | Internal | Winter | B20 | 935 | 1600 | 1153.7 | 40.82 | 42.82 | 2 | 0
2025 | NE_2_MAPP_US | NE | MAPP_US | Internal | Shoulder | B11 | 25 | 1600 | 0 | 64.48 | 57.48 | 5 | 0
2025 | NE_2_MAPP_US | NE | MAPP_US | Internal | Shoulder | B12 | 200 | 1600 | 0 | 54.82 | 47.82 | 5 | 0
2025 | NE_2_MAPP_US | NE | MAPP_US | Internal | Shoulder | B13 | 600 | 1600 | 0 | 47.76 | 40.76 | 5 | 0
2025 | NE_2_MAPP_US | NE | MAPP_US | Internal | Shoulder | B14 | 900 | 1600 | 0 | 46.27 | 40.76 | 5 | 0
2025 | NE_2_MAPP_US | NE | MAPP_US | Internal | Shoulder | B15 | 1203 | 1600 | 0 | 44.86 | 40.76 | 5 | 0
2025 | NE_2_MAPP_US | NE | MAPP_US | Internal | Summer | B1 | 10 | 1600 | 0 | 76.49 | 72.56 | 5 | 0
2025 | NE_2_MAPP_US | NE | MAPP_US | Internal | Summer | B2 | 25 | 1600 | 0 | 73.58 | 66.58 | 5 | 0
2025 | NE_2_MAPP_US | NE | MAPP_US | Internal | Summer | B3 | 75 | 1600 | 0 | 72.42 | 65.42 | 5 | 0
2025 | NE_2_MAPP_US | NE | MAPP_US | Internal | Summer | B4 | 100 | 1600 | 0 | 72.42 | 65.42 | 5 | 0
2025 | NE_2_MAPP_US | NE | MAPP_US | Internal | Summer | B5 | 200 | 1600 | 0 | 70.98 | 63.98 | 5 | 0
2025 | NE_2_MAPP_US | NE | MAPP_US | Internal | Summer | B6 | 300 | 1600 | 0 | 62.46 | 55.46 | 5 | 0
2025 | NE_2_MAPP_US | NE | MAPP_US | Internal | Summer | B7 | 400 | 1600 | 0 | 49.14 | 42.14 | 5 | 0
2025 | NE_2_MAPP_US | NE | MAPP_US | Internal | Summer | B8 | 500 | 1600 | 0 | 44.69 | 37.69 | 5 | 0
2025 | NE_2_MAPP_US | NE | MAPP_US | Internal | Summer | B9 | 800 | 1600 | 0 | 44.69 | 37.69 | 5 | 0
2025 | NE_2_MAPP_US | NE | MAPP_US | Internal | Summer | B10 | 1262 | 1600 | 0 | 40.95 | 33.95 | 5 | 0
2025 | NE_2_MAPP_US | NE | MAPP_US | Internal | Winter | B16 | 25 | 1600 | 0 | 67.99 | 60.99 | 5 | 0
2025 | NE_2_MAPP_US | NE | MAPP_US | Internal | Winter | B17 | 100 | 1600 | 0 | 49.5 | 46.67 | 5 | 0
2025 | NE_2_MAPP_US | NE | MAPP_US | Internal | Winter | B18 | 400 | 1600 | 0 | 47.81 | 41.04 | 5 | 0
2025 | NE_2_MAPP_US | NE | MAPP_US | Internal | Winter | B19 | 700 | 1600 | 0 | 47.81 | 41.04 | 5 | 0
2025 | NE_2_MAPP_US | NE | MAPP_US | Internal | Winter | B20 | 935 | 1600 | 0 | 47.7 | 40.7 | 5 | 0
2025 | NE_2_MISO_W | NE | MISO_W | Internal | Shoulder | B11 | 25 | 1600 | 0 | 64.48 | 64.48 | 5 | 0
2025 | NE_2_MISO_W | NE | MISO_W | Internal | Shoulder | B12 | 200 | 1600 | 0 | 54.82 | 54.82 | 5 | 0
2025 | NE_2_MISO_W | NE | MISO_W | Internal | Shoulder | B13 | 600 | 1600 | 0 | 47.76 | 45.74 | 5 | 0
2025 | NE_2_MISO_W | NE | MISO_W | Internal | Shoulder | B14 | 900 | 1600 | 0 | 46.27 | 44.15 | 5 | 0
2025 | NE_2_MISO_W | NE | MISO_W | Internal | Shoulder | B15 | 1203 | 1600 | 0 | 44.86 | 42.73 | 5 | 0
2025 | NE_2_MISO_W | NE | MISO_W | Internal | Summer | B1 | 10 | 1600 | 0 | 76.49 | 79.56 | 5 | 0
2025 | NE_2_MISO_W | NE | MISO_W | Internal | Summer | B2 | 25 | 1600 | 0 | 73.58 | 72.61 | 5 | 0
2025 | NE_2_MISO_W | NE | MISO_W | Internal | Summer | B3 | 75 | 1600 | 0 | 72.42 | 71.21 | 5 | 0
2025 | NE_2_MISO_W | NE | MISO_W | Internal | Summer | B4 | 100 | 1600 | 0 | 72.42 | 70.2 | 5 | 0
2025 | NE_2_MISO_W | NE | MISO_W | Internal | Summer | B5 | 200 | 1600 | 0 | 70.98 | 70.2 | 5 | 0
2025 | NE_2_MISO_W | NE | MISO_W | Internal | Summer | B6 | 300 | 1600 | 0 | 62.46 | 55.48 | 5 | 0
2025 | NE_2_MISO_W | NE | MISO_W | Internal | Summer | B7 | 400 | 1600 | 0 | 49.14 | 46.31 | 5 | 0
2025 | NE_2_MISO_W | NE | MISO_W | Internal | Summer | B8 | 500 | 1600 | 0 | 44.69 | 40.75 | 5 | 0
2025 | NE_2_MISO_W | NE | MISO_W | Internal | Summer | B9 | 800 | 1600 | 0 | 44.69 | 40.7 | 5 | 0
2025 | NE_2_MISO_W | NE | MISO_W | Internal | Summer | B10 | 1262 | 1600 | 0 | 40.95 | 37.54 | 5 | 0
2025 | NE_2_MISO_W | NE | MISO_W | Internal | Winter | B16 | 25 | 1600 | 0 | 67.99 | 67.99 | 5 | 0
2025 | NE_2_MISO_W | NE | MISO_W | Internal | Winter | B17 | 100 | 1600 | 0 | 49.5 | 53.67 | 5 | 0
2025 | NE_2_MISO_W | NE | MISO_W | Internal | Winter | B18 | 400 | 1600 | 0 | 47.81 | 47.55 | 5 | 0
2025 | NE_2_MISO_W | NE | MISO_W | Internal | Winter | B19 | 700 | 1600 | 0 | 47.81 | 47.13 | 5 | 0
2025 | NE_2_MISO_W | NE | MISO_W | Internal | Winter | B20 | 935 | 1600 | 0 | 47.7 | 40.82 | 5 | 0
2025 | NE_2_SPP_N | NE | SPP_N | Internal | Shoulder | B11 | 25 | 1800 | 1800 | 64.48 | 70.09 | 0.01 | 5.6
2025 | NE_2_SPP_N | NE | SPP_N | Internal | Shoulder | B12 | 200 | 1800 | 467 | 54.82 | 54.83 | 0.01 | 0
2025 | NE_2_SPP_N | NE | SPP_N | Internal | Shoulder | B13 | 600 | 1800 | 337.56 | 47.76 | 47.77 | 0.01 | 0
2025 | NE_2_SPP_N | NE | SPP_N | Internal | Shoulder | B14 | 900 | 1800 | 207.21 | 46.27 | 46.29 | 0.01 | 0
2025 | NE_2_SPP_N | NE | SPP_N | Internal | Shoulder | B15 | 1203 | 1800 | 654.85 | 44.86 | 44.87 | 0.01 | 0
2025 | NE_2_SPP_N | NE | SPP_N | Internal | Summer | B1 | 10 | 1800 | 819.47 | 76.49 | 76.5 | 0.01 | 0
2025 | NE_2_SPP_N | NE | SPP_N | Internal | Summer | B2 | 25 | 1800 | 1633.88 | 73.58 | 73.59 | 0.01 | 0
2025 | NE_2_SPP_N | NE | SPP_N | Internal | Summer | B3 | 75 | 1800 | 1800 | 72.42 | 73.59 | 0.01 | 1.17
2025 | NE_2_SPP_N | NE | SPP_N | Internal | Summer | B4 | 100 | 1800 | 1800 | 72.42 | 73.59 | 0.01 | 1.17
2025 | NE_2_SPP_N | NE | SPP_N | Internal | Summer | B5 | 200 | 1800 | 1800 | 70.98 | 72.11 | 0.01 | 1.12
2025 | NE_2_SPP_N | NE | SPP_N | Internal | Summer | B6 | 300 | 1800 | 1605.59 | 62.46 | 62.48 | 0.01 | 0
2025 | NE_2_SPP_N | NE | SPP_N | Internal | Summer | B7 | 400 | 1800 | 1800 | 49.14 | 53.31 | 0.01 | 4.16
2025 | NE_2_SPP_N | NE | SPP_N | Internal | Summer | B8 | 500 | 1800 | 1800 | 44.69 | 45.33 | 0.01 | 0.63
2025 | NE_2_SPP_N | NE | SPP_N | Internal | Summer | B9 | 800 | 1800 | 1707.57 | 44.69 | 44.7 | 0.01 | 0
2025 | NE_2_SPP_N | NE | SPP_N | Internal | Summer | B10 | 1262 | 1800 | 1800 | 40.95 | 43.36 | 0.01 | 2.4
2025 | NE_2_SPP_N | NE | SPP_N | Internal | Winter | B16 | 25 | 1800 | 1399.7 | 67.99 | 68 | 0.01 | 0
2025 | NE_2_SPP_N | NE | SPP_N | Internal | Winter | B17 | 100 | 1800 | 1035.41 | 49.5 | 49.51 | 0.01 | 0
2025 | NE_2_SPP_N | NE | SPP_N | Internal | Winter | B18 | 400 | 1800 | 1063.02 | 47.81 | 47.82 | 0.01 | 0
2025 | NE_2_SPP_N | NE | SPP_N | Internal | Winter | B19 | 700 | 1800 | 1203.34 | 47.81 | 47.82 | 0.01 | 0
2025 | NE_2_SPP_N | NE | SPP_N | Internal | Winter | B20 | 935 | 1800 | 1667.74 | 47.7 | 47.71 | 0.01 | 0
2025 | NEISO_2_NYISO_A-F | NEISO | NYISO_A-F | Internal | Shoulder | B11 | 25 | 600 | 52.9 | 40.76 | 43.76 | 3 | 0
2025 | NEISO_2_NYISO_A-F | NEISO | NYISO_A-F | Internal | Shoulder | B12 | 200 | 600 | 427.31 | 40.76 | 43.76 | 3 | 0
2025 | NEISO_2_NYISO_A-F | NEISO | NYISO_A-F | Internal | Shoulder | B13 | 600 | 600 | 0 | 40.76 | 43.47 | 3 | 0
2025 | NEISO_2_NYISO_A-F | NEISO | NYISO_A-F | Internal | Shoulder | B14 | 900 | 600 | 0 | 40.76 | 43.28 | 3 | 0
2025 | NEISO_2_NYISO_A-F | NEISO | NYISO_A-F | Internal | Shoulder | B15 | 1203 | 600 | 0 | 40.76 | 43.28 | 3 | 0
2025 | NEISO_2_NYISO_A-F | NEISO | NYISO_A-F | Internal | Summer | B1 | 10 | 600 | 0 | 99.46 | 79.58 | 3 | 0
2025 | NEISO_2_NYISO_A-F | NEISO | NYISO_A-F | Internal | Summer | B2 | 25 | 600 | 0 | 77.62 | 72.58 | 3 | 0
2025 | NEISO_2_NYISO_A-F | NEISO | NYISO_A-F | Internal | Summer | B3 | 75 | 600 | 0.14 | 54.47 | 57.45 | 3 | 0
2025 | NEISO_2_NYISO_A-F | NEISO | NYISO_A-F | Internal | Summer | B4 | 100 | 600 | 283.76 | 50.68 | 53.68 | 3 | 0
2025 | NEISO_2_NYISO_A-F | NEISO | NYISO_A-F | Internal | Summer | B5 | 200 | 600 | 600 | 41.42 | 48.41 | 3 | 4
2025 | NEISO_2_NYISO_A-F | NEISO | NYISO_A-F | Internal | Summer | B6 | 300 | 600 | 600 | 37.7 | 48.41 | 3 | 7.71
2025 | NEISO_2_NYISO_A-F | NEISO | NYISO_A-F | Internal | Summer | B7 | 400 | 600 | 600 | 37.7 | 45.31 | 3 | 4.61
2025 | NEISO_2_NYISO_A-F | NEISO | NYISO_A-F | Internal | Summer | B8 | 500 | 600 | 600 | 37.7 | 41.3 | 3 | 0.6
2025 | NEISO_2_NYISO_A-F | NEISO | NYISO_A-F | Internal | Summer | B9 | 800 | 600 | 399.39 | 37.7 | 40.7 | 3 | 0
2025 | NEISO_2_NYISO_A-F | NEISO | NYISO_A-F | Internal | Summer | B10 | 1262 | 600 | 363.3 | 37.7 | 40.7 | 3 | 0
2025 | NEISO_2_NYISO_A-F | NEISO | NYISO_A-F | Internal | Winter | B16 | 25 | 600 | 0 | 50.21 | 50.39 | 3 | 0
2025 | NEISO_2_NYISO_A-F | NEISO | NYISO_A-F | Internal | Winter | B17 | 100 | 600 | 0 | 50.21 | 50.39 | 3 | 0
2025 | NEISO_2_NYISO_A-F | NEISO | NYISO_A-F | Internal | Winter | B18 | 400 | 600 | 0 | 50.21 | 47.21 | 3 | 0
2025 | NEISO_2_NYISO_A-F | NEISO | NYISO_A-F | Internal | Winter | B19 | 700 | 600 | 0 | 50.21 | 47.21 | 3 | 0
2025 | NEISO_2_NYISO_A-F | NEISO | NYISO_A-F | Internal | Winter | B20 | 935 | 600 | 0 | 50.21 | 47.21 | 3 | 0
2025 | NEISO_2_NYISO_G-I | NEISO | NYISO_G-I | Internal | Shoulder | B11 | 25 | 600 | 600 | 40.76 | 58.18 | 3 | 14.42
2025 | NEISO_2_NYISO_G-I | NEISO | NYISO_G-I | Internal | Shoulder | B12 | 200 | 600 | 600 | 40.76 | 48.8 | 3 | 5.04
2025 | NEISO_2_NYISO_G-I | NEISO | NYISO_G-I | Internal | Shoulder | B13 | 600 | 600 | 0.02 | 40.76 | 43.75 | 3 | 0
2025 | NEISO_2_NYISO_G-I | NEISO | NYISO_G-I | Internal | Shoulder | B14 | 900 | 600 | 0 | 40.76 | 43.72 | 3 | 0
2025 | NEISO_2_NYISO_G-I | NEISO | NYISO_G-I | Internal | Shoulder | B15 | 1203 | 600 | 0 | 40.76 | 43.29 | 3 | 0
2025 | NEISO_2_NYISO_G-I | NEISO | NYISO_G-I | Internal | Summer | B1 | 10 | 600 | 0 | 99.46 | 96.46 | 3 | 0
2025 | NEISO_2_NYISO_G-I | NEISO | NYISO_G-I | Internal | Summer | B2 | 25 | 600 | 11.48 | 77.62 | 80.62 | 3 | 0
2025 | NEISO_2_NYISO_G-I | NEISO | NYISO_G-I | Internal | Summer | B3 | 75 | 600 | 470.92 | 54.47 | 57.47 | 3 | 0
2025 | NEISO_2_NYISO_G-I | NEISO | NYISO_G-I | Internal | Summer | B4 | 100 | 600 | 599.88 | 50.68 | 53.69 | 3 | 0.01
2025 | NEISO_2_NYISO_G-I | NEISO | NYISO_G-I | Internal | Summer | B5 | 200 | 600 | 600 | 41.42 | 53.69 | 3 | 9.27
2025 | NEISO_2_NYISO_G-I | NEISO | NYISO_G-I | Internal | Summer | B6 | 300 | 600 | 600 | 37.7 | 53.69 | 3 | 12.99
2025 | NEISO_2_NYISO_G-I | NEISO | NYISO_G-I | Internal | Summer | B7 | 400 | 600 | 600 | 37.7 | 53.31 | 3 | 12.61
2025 | NEISO_2_NYISO_G-I | NEISO | NYISO_G-I | Internal | Summer | B8 | 500 | 600 | 600 | 37.7 | 41.31 | 3 | 0.61
2025 | NEISO_2_NYISO_G-I | NEISO | NYISO_G-I | Internal | Summer | B9 | 800 | 600 | 599.99 | 37.7 | 40.71 | 3 | 0.01
2025 | NEISO_2_NYISO_G-I | NEISO | NYISO_G-I | Internal | Summer | B10 | 1262 | 600 | 599.99 | 37.7 | 40.71 | 3 | 0.01
2025 | NEISO_2_NYISO_G-I | NEISO | NYISO_G-I | Internal | Winter | B16 | 25 | 600 | 600 | 50.21 | 74.16 | 3 | 20.94
2025 | NEISO_2_NYISO_G-I | NEISO | NYISO_G-I | Internal | Winter | B17 | 100 | 600 | 600 | 50.21 | 55.55 | 3 | 2.34
2025 | NEISO_2_NYISO_G-I | NEISO | NYISO_G-I | Internal | Winter | B18 | 400 | 600 | 600 | 50.21 | 55.55 | 3 | 2.34
2025 | NEISO_2_NYISO_G-I | NEISO | NYISO_G-I | Internal | Winter | B19 | 700 | 600 | 324.07 | 50.21 | 53.21 | 3 | 0
2025 | NEISO_2_NYISO_G-I | NEISO | NYISO_G-I | Internal | Winter | B20 | 935 | 600 | 0 | 50.21 | 49.71 | 3 | 0
2025 | NEISO_2_NYISO_J-K | NEISO | NYISO_J-K | Internal | Shoulder | B11 | 25 | 430 | 430 | 40.76 | 58.19 | 3 | 14.43
2025 | NEISO_2_NYISO_J-K | NEISO | NYISO_J-K | Internal | Shoulder | B12 | 200 | 430 | 430 | 40.76 | 48.81 | 3 | 5.05
2025 | NEISO_2_NYISO_J-K | NEISO | NYISO_J-K | Internal | Shoulder | B13 | 600 | 430 | 26.73 | 40.76 | 43.76 | 3 | 0
2025 | NEISO_2_NYISO_J-K | NEISO | NYISO_J-K | Internal | Shoulder | B14 | 900 | 430 | 0 | 40.76 | 43.73 | 3 | 0
2025 | NEISO_2_NYISO_J-K | NEISO | NYISO_J-K | Internal | Shoulder | B15 | 1203 | 430 | 0 | 40.76 | 43.3 | 3 | 0
2025 | NEISO_2_NYISO_J-K | NEISO | NYISO_J-K | Internal | Summer | B1 | 10 | 430 | 0 | 99.46 | 96.47 | 3 | 0
2025 | NEISO_2_NYISO_J-K | NEISO | NYISO_J-K | Internal | Summer | B2 | 25 | 430 | 429.48 | 77.62 | 80.64 | 3 | 0.01
2025 | NEISO_2_NYISO_J-K | NEISO | NYISO_J-K | Internal | Summer | B3 | 75 | 430 | 429.86 | 54.47 | 57.48 | 3 | 0.01
2025 | NEISO_2_NYISO_J-K | NEISO | NYISO_J-K | Internal | Summer | B4 | 100 | 430 | 429.94 | 50.68 | 53.7 | 3 | 0.02
2025 | NEISO_2_NYISO_J-K | NEISO | NYISO_J-K | Internal | Summer | B5 | 200 | 430 | 430 | 41.42 | 53.7 | 3 | 9.28
2025 | NEISO_2_NYISO_J-K | NEISO | NYISO_J-K | Internal | Summer | B6 | 300 | 430 | 430 | 37.7 | 53.7 | 3 | 13
2025 | NEISO_2_NYISO_J-K | NEISO | NYISO_J-K | Internal | Summer | B7 | 400 | 430 | 430 | 37.7 | 53.33 | 3 | 12.62
2025 | NEISO_2_NYISO_J-K | NEISO | NYISO_J-K | Internal | Summer | B8 | 500 | 430 | 430 | 37.7 | 41.32 | 3 | 0.62
2025 | NEISO_2_NYISO_J-K | NEISO | NYISO_J-K | Internal | Summer | B9 | 800 | 430 | 429.99 | 37.7 | 40.72 | 3 | 0.02
2025 | NEISO_2_NYISO_J-K | NEISO | NYISO_J-K | Internal | Summer | B10 | 1262 | 430 | 430 | 37.7 | 40.72 | 3 | 0.02
2025 | NEISO_2_NYISO_J-K | NEISO | NYISO_J-K | Internal | Winter | B16 | 25 | 430 | 430 | 50.21 | 74.17 | 3 | 20.96
2025 | NEISO_2_NYISO_J-K | NEISO | NYISO_J-K | Internal | Winter | B17 | 100 | 430 | 430 | 50.21 | 55.56 | 3 | 2.35
2025 | NEISO_2_NYISO_J-K | NEISO | NYISO_J-K | Internal | Winter | B18 | 400 | 430 | 430 | 50.21 | 55.56 | 3 | 2.35
2025 | NEISO_2_NYISO_J-K | NEISO | NYISO_J-K | Internal | Winter | B19 | 700 | 430 | 429.98 | 50.21 | 53.23 | 3 | 0.01
2025 | NEISO_2_NYISO_J-K | NEISO | NYISO_J-K | Internal | Winter | B20 | 935 | 430 | 0 | 50.21 | 49.72 | 3 | 0
2025 | NonRTO_Midwest_2_MISO_IN | NonRTO_Midwest | MISO_IN | Internal | Shoulder | B11 | 25 | 4450 | 0 | 72.46 | 64.46 | 8 | 0
2025 | NonRTO_Midwest_2_MISO_IN | NonRTO_Midwest | MISO_IN | Internal | Shoulder | B12 | 200 | 4450 | 0 | 62.82 | 54.82 | 8 | 0
2025 | NonRTO_Midwest_2_MISO_IN | NonRTO_Midwest | MISO_IN | Internal | Shoulder | B13 | 600 | 4450 | 0 | 53.54 | 45.72 | 8 | 0
2025 | NonRTO_Midwest_2_MISO_IN | NonRTO_Midwest | MISO_IN | Internal | Shoulder | B14 | 900 | 4450 | 0 | 44.35 | 43.27 | 8 | 0
2025 | NonRTO_Midwest_2_MISO_IN | NonRTO_Midwest | MISO_IN | Internal | Shoulder | B15 | 1203 | 4450 | 0 | 38.7 | 41.6 | 8 | 0
2025 | NonRTO_Midwest_2_MISO_IN | NonRTO_Midwest | MISO_IN | Internal | Summer | B1 | 10 | 4450 | 0 | 79.43 | 79.56 | 8 | 0
2025 | NonRTO_Midwest_2_MISO_IN | NonRTO_Midwest | MISO_IN | Internal | Summer | B2 | 25 | 4450 | 0 | 75.82 | 72.59 | 8 | 0
2025 | NonRTO_Midwest_2_MISO_IN | NonRTO_Midwest | MISO_IN | Internal | Summer | B3 | 75 | 4450 | 0 | 75.82 | 68.89 | 8 | 0
2025 | NonRTO_Midwest_2_MISO_IN | NonRTO_Midwest | MISO_IN | Internal | Summer | B4 | 100 | 4450 | 0 | 75.77 | 67.77 | 8 | 0
2025 | NonRTO_Midwest_2_MISO_IN | NonRTO_Midwest | MISO_IN | Internal | Summer | B5 | 200 | 4450 | 0 | 72.1 | 64.1 | 8 | 0
2025 | NonRTO_Midwest_2_MISO_IN | NonRTO_Midwest | MISO_IN | Internal | Summer | B6 | 300 | 4450 | 0 | 61.76 | 53.76 | 8 | 0
2025 | NonRTO_Midwest_2_MISO_IN | NonRTO_Midwest | MISO_IN | Internal | Summer | B7 | 400 | 4450 | 0 | 45.68 | 45.3 | 8 | 0
2025 | NonRTO_Midwest_2_MISO_IN | NonRTO_Midwest | MISO_IN | Internal | Summer | B8 | 500 | 4450 | 0 | 44.35 | 40.73 | 8 | 0
2025 | NonRTO_Midwest_2_MISO_IN | NonRTO_Midwest | MISO_IN | Internal | Summer | B9 | 800 | 4450 | 0 | 38.98 | 40.52 | 8 | 0
2025 | NonRTO_Midwest_2_MISO_IN | NonRTO_Midwest | MISO_IN | Internal | Summer | B10 | 1262 | 4450 | 0 | 36.64 | 37.56 | 8 | 0
2025 | NonRTO_Midwest_2_MISO_IN | NonRTO_Midwest | MISO_IN | Internal | Winter | B16 | 25 | 4450 | 0 | 76.02 | 68.02 | 8 | 0
2025 | NonRTO_Midwest_2_MISO_IN | NonRTO_Midwest | MISO_IN | Internal | Winter | B17 | 100 | 4450 | 0 | 61.69 | 53.69 | 8 | 0
2025 | NonRTO_Midwest_2_MISO_IN | NonRTO_Midwest | MISO_IN | Internal | Winter | B18 | 400 | 4450 | 0 | 55.2 | 47.2 | 8 | 0
2025 | NonRTO_Midwest_2_MISO_IN | NonRTO_Midwest | MISO_IN | Internal | Winter | B19 | 700 | 4450 | 0 | 45.51 | 44.68 | 8 | 0
2025 | NonRTO_Midwest_2_MISO_IN | NonRTO_Midwest | MISO_IN | Internal | Winter | B20 | 935 | 4450 | 0 | 38.6 | 40.82 | 8 | 0
2025 | NonRTO_Midwest_2_TVA_Transmission | NonRTO_Midwest | TVA_Transmission | Internal | Shoulder | B11 | 25 | 2400 | 0 | 72.46 | 67.86 | 8 | 0
2025 | NonRTO_Midwest_2_TVA_Transmission | NonRTO_Midwest | TVA_Transmission | Internal | Shoulder | B12 | 200 | 2400 | 0 | 62.82 | 54.42 | 8 | 0
2025 | NonRTO_Midwest_2_TVA_Transmission | NonRTO_Midwest | TVA_Transmission | Internal | Shoulder | B13 | 600 | 2400 | 0 | 53.54 | 49.47 | 8 | 0
2025 | NonRTO_Midwest_2_TVA_Transmission | NonRTO_Midwest | TVA_Transmission | Internal | Shoulder | B14 | 900 | 2400 | 0 | 44.35 | 48.05 | 8 | 0
2025 | NonRTO_Midwest_2_TVA_Transmission | NonRTO_Midwest | TVA_Transmission | Internal | Shoulder | B15 | 1203 | 2400 | 0 | 38.7 | 46.59 | 8 | 0
2025 | NonRTO_Midwest_2_TVA_Transmission | NonRTO_Midwest | TVA_Transmission | Internal | Summer | B1 | 10 | 2400 | 435.42 | 79.43 | 87.43 | 8 | 0
2025 | NonRTO_Midwest_2_TVA_Transmission | NonRTO_Midwest | TVA_Transmission | Internal | Summer | B2 | 25 | 2400 | 0 | 75.82 | 80.6 | 8 | 0
2025 | NonRTO_Midwest_2_TVA_Transmission | NonRTO_Midwest | TVA_Transmission | Internal | Summer | B3 | 75 | 2400 | 0 | 75.82 | 74.43 | 8 | 0
2025 | NonRTO_Midwest_2_TVA_Transmission | NonRTO_Midwest | TVA_Transmission | Internal | Summer | B4 | 100 | 2400 | 0 | 75.77 | 74.43 | 8 | 0
2025 | NonRTO_Midwest_2_TVA_Transmission | NonRTO_Midwest | TVA_Transmission | Internal | Summer | B5 | 200 | 2400 | 0 | 72.1 | 70.11 | 8 | 0
2025 | NonRTO_Midwest_2_TVA_Transmission | NonRTO_Midwest | TVA_Transmission | Internal | Summer | B6 | 300 | 2400 | 0 | 61.76 | 60.49 | 8 | 0
2025 | NonRTO_Midwest_2_TVA_Transmission | NonRTO_Midwest | TVA_Transmission | Internal | Summer | B7 | 400 | 2400 | 0 | 45.68 | 52.6 | 8 | 0
2025 | NonRTO_Midwest_2_TVA_Transmission | NonRTO_Midwest | TVA_Transmission | Internal | Summer | B8 | 500 | 2400 | 0 | 44.35 | 46.47 | 8 | 0
2025 | NonRTO_Midwest_2_TVA_Transmission | NonRTO_Midwest | TVA_Transmission | Internal | Summer | B9 | 800 | 2400 | 0 | 38.98 | 45.74 | 8 | 0
2025 | NonRTO_Midwest_2_TVA_Transmission | NonRTO_Midwest | TVA_Transmission | Internal | Summer | B10 | 1262 | 2400 | 0 | 36.64 | 42.61 | 8 | 0
2025 | NonRTO_Midwest_2_TVA_Transmission | NonRTO_Midwest | TVA_Transmission | Internal | Winter | B16 | 25 | 2400 | 0 | 76.02 | 76 | 8 | 0
2025 | NonRTO_Midwest_2_TVA_Transmission | NonRTO_Midwest | TVA_Transmission | Internal | Winter | B17 | 100 | 2400 | 0 | 61.69 | 56.69 | 8 | 0
2025 | NonRTO_Midwest_2_TVA_Transmission | NonRTO_Midwest | TVA_Transmission | Internal | Winter | B18 | 400 | 2400 | 0 | 55.2 | 50.73 | 8 | 0
2025 | NonRTO_Midwest_2_TVA_Transmission | NonRTO_Midwest | TVA_Transmission | Internal | Winter | B19 | 700 | 2400 | 0 | 45.51 | 48.69 | 8 | 0
2025 | NonRTO_Midwest_2_TVA_Transmission | NonRTO_Midwest | TVA_Transmission | Internal | Winter | B20 | 935 | 2400 | 0 | 38.6 | 46.45 | 8 | 0
2025 | NYISO_A-F_2_IESO | NYISO_A-F | IESO | Internal | Shoulder | B11 | 25 | 1600 | 0 | 43.76 | 36.28 | 7 | 0
2025 | NYISO_A-F_2_IESO | NYISO_A-F | IESO | Internal | Shoulder | B12 | 200 | 1600 | 0 | 43.76 | 36.28 | 7 | 0
2025 | NYISO_A-F_2_IESO | NYISO_A-F | IESO | Internal | Shoulder | B13 | 600 | 1600 | 0 | 43.47 | 36.28 | 7 | 0
2025 | NYISO_A-F_2_IESO | NYISO_A-F | IESO | Internal | Shoulder | B14 | 900 | 1600 | 0 | 43.28 | 36.28 | 7 | 0
2025 | NYISO_A-F_2_IESO | NYISO_A-F | IESO | Internal | Shoulder | B15 | 1203 | 1600 | 0 | 43.28 | 36.28 | 7 | 0
2025 | NYISO_A-F_2_IESO | NYISO_A-F | IESO | Internal | Summer | B1 | 10 | 1600 | 0 | 79.58 | 72.58 | 7 | 0
2025 | NYISO_A-F_2_IESO | NYISO_A-F | IESO | Internal | Summer | B2 | 25 | 1600 | 0 | 72.58 | 65.58 | 7 | 0
2025 | NYISO_A-F_2_IESO | NYISO_A-F | IESO | Internal | Summer | B3 | 75 | 1600 | 0 | 57.45 | 50.45 | 7 | 0
2025 | NYISO_A-F_2_IESO | NYISO_A-F | IESO | Internal | Summer | B4 | 100 | 1600 | 0 | 53.68 | 46.68 | 7 | 0
2025 | NYISO_A-F_2_IESO | NYISO_A-F | IESO | Internal | Summer | B5 | 200 | 1600 | 0 | 48.41 | 41.41 | 7 | 0
2025 | NYISO_A-F_2_IESO | NYISO_A-F | IESO | Internal | Summer | B6 | 300 | 1600 | 0 | 48.41 | 41.41 | 7 | 0
2025 | NYISO_A-F_2_IESO | NYISO_A-F | IESO | Internal | Summer | B7 | 400 | 1600 | 0 | 45.31 | 38.31 | 7 | 0
2025 | NYISO_A-F_2_IESO | NYISO_A-F | IESO | Internal | Summer | B8 | 500 | 1600 | 0 | 41.3 | 33.74 | 7 | 0
2025 | NYISO_A-F_2_IESO | NYISO_A-F | IESO | Internal | Summer | B9 | 800 | 1600 | 0 | 40.7 | 33.7 | 7 | 0
2025 | NYISO_A-F_2_IESO | NYISO_A-F | IESO | Internal | Summer | B10 | 1262 | 1600 | 0 | 40.7 | 33.7 | 7 | 0
2025 | NYISO_A-F_2_IESO | NYISO_A-F | IESO | Internal | Winter | B16 | 25 | 1600 | 0 | 50.39 | 43.39 | 7 | 0
2025 | NYISO_A-F_2_IESO | NYISO_A-F | IESO | Internal | Winter | B17 | 100 | 1600 | 0 | 50.39 | 43.39 | 7 | 0
2025 | NYISO_A-F_2_IESO | NYISO_A-F | IESO | Internal | Winter | B18 | 400 | 1600 | 0 | 47.21 | 40.21 | 7 | 0
2025 | NYISO_A-F_2_IESO | NYISO_A-F | IESO | Internal | Winter | B19 | 700 | 1600 | 0 | 47.21 | 40.21 | 7 | 0
2025 | NYISO_A-F_2_IESO | NYISO_A-F | IESO | Internal | Winter | B20 | 935 | 1600 | 0 | 47.21 | 40.21 | 7 | 0
2025 | NYISO_A-F_2_NEISO | NYISO_A-F | NEISO | Internal | Shoulder | B11 | 25 | 600 | 0 | 43.76 | 40.76 | 3 | 0
2025 | NYISO_A-F_2_NEISO | NYISO_A-F | NEISO | Internal | Shoulder | B12 | 200 | 600 | 0 | 43.76 | 40.76 | 3 | 0
2025 | NYISO_A-F_2_NEISO | NYISO_A-F | NEISO | Internal | Shoulder | B13 | 600 | 600 | 0 | 43.47 | 40.76 | 3 | 0
2025 | NYISO_A-F_2_NEISO | NYISO_A-F | NEISO | Internal | Shoulder | B14 | 900 | 600 | 0 | 43.28 | 40.76 | 3 | 0
2025 | NYISO_A-F_2_NEISO | NYISO_A-F | NEISO | Internal | Shoulder | B15 | 1203 | 600 | 0 | 43.28 | 40.76 | 3 | 0
2025 | NYISO_A-F_2_NEISO | NYISO_A-F | NEISO | Internal | Summer | B1 | 10 | 600 | 600 | 79.58 | 99.46 | 3 | 16.88
2025 | NYISO_A-F_2_NEISO | NYISO_A-F | NEISO | Internal | Summer | B2 | 25 | 600 | 600 | 72.58 | 77.62 | 3 | 2.05
2025 | NYISO_A-F_2_NEISO | NYISO_A-F | NEISO | Internal | Summer | B3 | 75 | 600 | 0 | 57.45 | 54.47 | 3 | 0
2025 | NYISO_A-F_2_NEISO | NYISO_A-F | NEISO | Internal | Summer | B4 | 100 | 600 | 0 | 53.68 | 50.68 | 3 | 0
2025 | NYISO_A-F_2_NEISO | NYISO_A-F | NEISO | Internal | Summer | B5 | 200 | 600 | 0 | 48.41 | 41.42 | 3 | 0
2025 | NYISO_A-F_2_NEISO | NYISO_A-F | NEISO | Internal | Summer | B6 | 300 | 600 | 0 | 48.41 | 37.7 | 3 | 0
2025 | NYISO_A-F_2_NEISO | NYISO_A-F | NEISO | Internal | Summer | B7 | 400 | 600 | 0 | 45.31 | 37.7 | 3 | 0
2025 | NYISO_A-F_2_NEISO | NYISO_A-F | NEISO | Internal | Summer | B8 | 500 | 600 | 0 | 41.3 | 37.7 | 3 | 0
2025 | NYISO_A-F_2_NEISO | NYISO_A-F | NEISO | Internal | Summer | B9 | 800 | 600 | 0 | 40.7 | 37.7 | 3 | 0
2025 | NYISO_A-F_2_NEISO | NYISO_A-F | NEISO | Internal | Summer | B10 | 1262 | 600 | 0 | 40.7 | 37.7 | 3 | 0
2025 | NYISO_A-F_2_NEISO | NYISO_A-F | NEISO | Internal | Winter | B16 | 25 | 600 | 0 | 50.39 | 50.21 | 3 | 0
2025 | NYISO_A-F_2_NEISO | NYISO_A-F | NEISO | Internal | Winter | B17 | 100 | 600 | 0 | 50.39 | 50.21 | 3 | 0
2025 | NYISO_A-F_2_NEISO | NYISO_A-F | NEISO | Internal | Winter | B18 | 400 | 600 | 141.83 | 47.21 | 50.21 | 3 | 0
2025 | NYISO_A-F_2_NEISO | NYISO_A-F | NEISO | Internal | Winter | B19 | 700 | 600 | 157.09 | 47.21 | 50.21 | 3 | 0
2025 | NYISO_A-F_2_NEISO | NYISO_A-F | NEISO | Internal | Winter | B20 | 935 | 600 | 135.74 | 47.21 | 50.21 | 3 | 0
2025 | NYISO_A-F_2_NYISO_G-I | NYISO_A-F | NYISO_G-I | Internal | Shoulder | B11 | 25 | 4250 | 4250 | 43.76 | 58.18 | 0.01 | 14.41
2025 | NYISO_A-F_2_NYISO_G-I | NYISO_A-F | NYISO_G-I | Internal | Shoulder | B12 | 200 | 4250 | 4250 | 43.76 | 48.8 | 0.01 | 5.03
2025 | NYISO_A-F_2_NYISO_G-I | NYISO_A-F | NYISO_G-I | Internal | Shoulder | B13 | 600 | 4250 | 4250 | 43.47 | 43.75 | 0.01 | 0.27
2025 | NYISO_A-F_2_NYISO_G-I | NYISO_A-F | NYISO_G-I | Internal | Shoulder | B14 | 900 | 4250 | 4250 | 43.28 | 43.72 | 0.01 | 0.43
2025 | NYISO_A-F_2_NYISO_G-I | NYISO_A-F | NYISO_G-I | Internal | Shoulder | B15 | 1203 | 4250 | 2348.34 | 43.28 | 43.29 | 0.01 | 0
2025 | NYISO_A-F_2_NYISO_G-I | NYISO_A-F | NYISO_G-I | Internal | Summer | B1 | 10 | 4250 | 4250 | 79.58 | 96.46 | 0.01 | 16.87
2025 | NYISO_A-F_2_NYISO_G-I | NYISO_A-F | NYISO_G-I | Internal | Summer | B2 | 25 | 4250 | 4250 | 72.58 | 80.62 | 0.01 | 8.04
2025 | NYISO_A-F_2_NYISO_G-I | NYISO_A-F | NYISO_G-I | Internal | Summer | B3 | 75 | 4250 | 4078.37 | 57.45 | 57.47 | 0.01 | 0
2025 | NYISO_A-F_2_NYISO_G-I | NYISO_A-F | NYISO_G-I | Internal | Summer | B4 | 100 | 4250 | 4143.82 | 53.68 | 53.69 | 0.01 | 0
2025 | NYISO_A-F_2_NYISO_G-I | NYISO_A-F | NYISO_G-I | Internal | Summer | B5 | 200 | 4250 | 4250 | 48.41 | 53.69 | 0.01 | 5.27
2025 | NYISO_A-F_2_NYISO_G-I | NYISO_A-F | NYISO_G-I | Internal | Summer | B6 | 300 | 4250 | 4250 | 48.41 | 53.69 | 0.01 | 5.27
2025 | NYISO_A-F_2_NYISO_G-I | NYISO_A-F | NYISO_G-I | Internal | Summer | B7 | 400 | 4250 | 4250 | 45.31 | 53.31 | 0.01 | 7.99
2025 | NYISO_A-F_2_NYISO_G-I | NYISO_A-F | NYISO_G-I | Internal | Summer | B8 | 500 | 4250 | 3756.68 | 41.3 | 41.31 | 0.01 | 0
2025 | NYISO_A-F_2_NYISO_G-I | NYISO_A-F | NYISO_G-I | Internal | Summer | B9 | 800 | 4250 | 2579.25 | 40.7 | 40.71 | 0.01 | 0
2025 | NYISO_A-F_2_NYISO_G-I | NYISO_A-F | NYISO_G-I | Internal | Summer | B10 | 1262 | 4250 | 115.99 | 40.7 | 40.71 | 0.01 | 0
2025 | NYISO_A-F_2_NYISO_G-I | NYISO_A-F | NYISO_G-I | Internal | Winter | B16 | 25 | 4250 | 4250 | 50.39 | 74.16 | 0.01 | 23.75
2025 | NYISO_A-F_2_NYISO_G-I | NYISO_A-F | NYISO_G-I | Internal | Winter | B17 | 100 | 4250 | 4250 | 50.39 | 55.55 | 0.01 | 5.15
2025 | NYISO_A-F_2_NYISO_G-I | NYISO_A-F | NYISO_G-I | Internal | Winter | B18 | 400 | 4250 | 4250 | 47.21 | 55.55 | 0.01 | 8.32
2025 | NYISO_A-F_2_NYISO_G-I | NYISO_A-F | NYISO_G-I | Internal | Winter | B19 | 700 | 4250 | 4250 | 47.21 | 53.21 | 0.01 | 5.99
2025 | NYISO_A-F_2_NYISO_G-I | NYISO_A-F | NYISO_G-I | Internal | Winter | B20 | 935 | 4250 | 4250 | 47.21 | 49.71 | 0.01 | 2.48
2025 | NYISO_A-F_2_PJM_ROM | NYISO_A-F | PJM_ROM | Internal | Shoulder | B11 | 25 | 1000 | 1000 | 43.76 | 62.45 | 8 | 10.68
2025 | NYISO_A-F_2_PJM_ROM | NYISO_A-F | PJM_ROM | Internal | Shoulder | B12 | 200 | 1000 | 1000 | 43.76 | 56.81 | 8 | 5.05
2025 | NYISO_A-F_2_PJM_ROM | NYISO_A-F | PJM_ROM | Internal | Shoulder | B13 | 600 | 1000 | 0 | 43.47 | 47.71 | 8 | 0
2025 | NYISO_A-F_2_PJM_ROM | NYISO_A-F | PJM_ROM | Internal | Shoulder | B14 | 900 | 1000 | 0 | 43.28 | 45.21 | 8 | 0
2025 | NYISO_A-F_2_PJM_ROM | NYISO_A-F | PJM_ROM | Internal | Shoulder | B15 | 1203 | 1000 | 0 | 43.28 | 41.89 | 8 | 0
2025 | NYISO_A-F_2_PJM_ROM | NYISO_A-F | PJM_ROM | Internal | Summer | B1 | 10 | 1000 | 1000 | 79.58 | 90.44 | 8 | 2.86
2025 | NYISO_A-F_2_PJM_ROM | NYISO_A-F | PJM_ROM | Internal | Summer | B2 | 25 | 1000 | 0 | 72.58 | 74.61 | 8 | 0
2025 | NYISO_A-F_2_PJM_ROM | NYISO_A-F | PJM_ROM | Internal | Summer | B3 | 75 | 1000 | 1000 | 57.45 | 68.42 | 8 | 2.96
2025 | NYISO_A-F_2_PJM_ROM | NYISO_A-F | PJM_ROM | Internal | Summer | B4 | 100 | 1000 | 1000 | 53.68 | 68.42 | 8 | 6.74
2025 | NYISO_A-F_2_PJM_ROM | NYISO_A-F | PJM_ROM | Internal | Summer | B5 | 200 | 1000 | 1000 | 48.41 | 64.1 | 8 | 7.69
2025 | NYISO_A-F_2_PJM_ROM | NYISO_A-F | PJM_ROM | Internal | Summer | B6 | 300 | 1000 | 0 | 48.41 | 55.77 | 8 | 0
2025 | NYISO_A-F_2_PJM_ROM | NYISO_A-F | PJM_ROM | Internal | Summer | B7 | 400 | 1000 | 0 | 45.31 | 47.33 | 8 | 0
2025 | NYISO_A-F_2_PJM_ROM | NYISO_A-F | PJM_ROM | Internal | Summer | B8 | 500 | 1000 | 0 | 41.3 | 42.68 | 8 | 0
2025 | NYISO_A-F_2_PJM_ROM | NYISO_A-F | PJM_ROM | Internal | Summer | B9 | 800 | 1000 | 0 | 40.7 | 41.42 | 8 | 0
2025 | NYISO_A-F_2_PJM_ROM | NYISO_A-F | PJM_ROM | Internal | Summer | B10 | 1262 | 1000 | 0 | 40.7 | 38.55 | 8 | 0
2025 | NYISO_A-F_2_PJM_ROM | NYISO_A-F | PJM_ROM | Internal | Winter | B16 | 25 | 1000 | 1000 | 50.39 | 70.02 | 8 | 11.62
2025 | NYISO_A-F_2_PJM_ROM | NYISO_A-F | PJM_ROM | Internal | Winter | B17 | 100 | 1000 | 912.55 | 50.39 | 58.39 | 8 | 0
2025 | NYISO_A-F_2_PJM_ROM | NYISO_A-F | PJM_ROM | Internal | Winter | B18 | 400 | 1000 | 0 | 47.21 | 49.55 | 8 | 0
2025 | NYISO_A-F_2_PJM_ROM | NYISO_A-F | PJM_ROM | Internal | Winter | B19 | 700 | 1000 | 0 | 47.21 | 47.2 | 8 | 0
2025 | NYISO_A-F_2_PJM_ROM | NYISO_A-F | PJM_ROM | Internal | Winter | B20 | 935 | 1000 | 0 | 47.21 | 42.84 | 8 | 0
2025 | NYISO_G-I_2_NEISO | NYISO_G-I | NEISO | Internal | Shoulder | B11 | 25 | 600 | 0 | 58.18 | 40.76 | 3 | 0
2025 | NYISO_G-I_2_NEISO | NYISO_G-I | NEISO | Internal | Shoulder | B12 | 200 | 600 | 0 | 48.8 | 40.76 | 3 | 0
2025 | NYISO_G-I_2_NEISO | NYISO_G-I | NEISO | Internal | Shoulder | B13 | 600 | 600 | 0 | 43.75 | 40.76 | 3 | 0
2025 | NYISO_G-I_2_NEISO | NYISO_G-I | NEISO | Internal | Shoulder | B14 | 900 | 600 | 0 | 43.72 | 40.76 | 3 | 0
2025 | NYISO_G-I_2_NEISO | NYISO_G-I | NEISO | Internal | Shoulder | B15 | 1203 | 600 | 0 | 43.29 | 40.76 | 3 | 0
2025 | NYISO_G-I_2_NEISO | NYISO_G-I | NEISO | Internal | Summer | B1 | 10 | 600 | 468.71 | 96.46 | 99.46 | 3 | 0
2025 | NYISO_G-I_2_NEISO | NYISO_G-I | NEISO | Internal | Summer | B2 | 25 | 600 | 0 | 80.62 | 77.62 | 3 | 0
2025 | NYISO_G-I_2_NEISO | NYISO_G-I | NEISO | Internal | Summer | B3 | 75 | 600 | 0 | 57.47 | 54.47 | 3 | 0
2025 | NYISO_G-I_2_NEISO | NYISO_G-I | NEISO | Internal | Summer | B4 | 100 | 600 | 0 | 53.69 | 50.68 | 3 | 0
2025 | NYISO_G-I_2_NEISO | NYISO_G-I | NEISO | Internal | Summer | B5 | 200 | 600 | 0 | 53.69 | 41.42 | 3 | 0
2025 | NYISO_G-I_2_NEISO | NYISO_G-I | NEISO | Internal | Summer | B6 | 300 | 600 | 0 | 53.69 | 37.7 | 3 | 0
2025 | NYISO_G-I_2_NEISO | NYISO_G-I | NEISO | Internal | Summer | B7 | 400 | 600 | 0 | 53.31 | 37.7 | 3 | 0
2025 | NYISO_G-I_2_NEISO | NYISO_G-I | NEISO | Internal | Summer | B8 | 500 | 600 | 0 | 41.31 | 37.7 | 3 | 0
2025 | NYISO_G-I_2_NEISO | NYISO_G-I | NEISO | Internal | Summer | B9 | 800 | 600 | 0 | 40.71 | 37.7 | 3 | 0
2025 | NYISO_G-I_2_NEISO | NYISO_G-I | NEISO | Internal | Summer | B10 | 1262 | 600 | 0 | 40.71 | 37.7 | 3 | 0
2025 | NYISO_G-I_2_NEISO | NYISO_G-I | NEISO | Internal | Winter | B16 | 25 | 600 | 0 | 74.16 | 50.21 | 3 | 0
2025 | NYISO_G-I_2_NEISO | NYISO_G-I | NEISO | Internal | Winter | B17 | 100 | 600 | 0 | 55.55 | 50.21 | 3 | 0
2025 | NYISO_G-I_2_NEISO | NYISO_G-I | NEISO | Internal | Winter | B18 | 400 | 600 | 0 | 55.55 | 50.21 | 3 | 0
2025 | NYISO_G-I_2_NEISO | NYISO_G-I | NEISO | Internal | Winter | B19 | 700 | 600 | 0 | 53.21 | 50.21 | 3 | 0
2025 | NYISO_G-I_2_NEISO | NYISO_G-I | NEISO | Internal | Winter | B20 | 935 | 600 | 0 | 49.71 | 50.21 | 3 | 0
2025 | NYISO_G-I_2_NYISO_A-F | NYISO_G-I | NYISO_A-F | Internal | Shoulder | B11 | 25 | 1999 | 0 | 58.18 | 43.76 | 0.01 | 0
2025 | NYISO_G-I_2_NYISO_A-F | NYISO_G-I | NYISO_A-F | Internal | Shoulder | B12 | 200 | 1999 | 0 | 48.8 | 43.76 | 0.01 | 0
2025 | NYISO_G-I_2_NYISO_A-F | NYISO_G-I | NYISO_A-F | Internal | Shoulder | B13 | 600 | 1999 | 0 | 43.75 | 43.47 | 0.01 | 0
2025 | NYISO_G-I_2_NYISO_A-F | NYISO_G-I | NYISO_A-F | Internal | Shoulder | B14 | 900 | 1999 | 0 | 43.72 | 43.28 | 0.01 | 0
2025 | NYISO_G-I_2_NYISO_A-F | NYISO_G-I | NYISO_A-F | Internal | Shoulder | B15 | 1203 | 1999 | 0 | 43.29 | 43.28 | 0.01 | 0
2025 | NYISO_G-I_2_NYISO_A-F | NYISO_G-I | NYISO_A-F | Internal | Summer | B1 | 10 | 1999 | 0 | 96.46 | 79.58 | 0.01 | 0
2025 | NYISO_G-I_2_NYISO_A-F | NYISO_G-I | NYISO_A-F | Internal | Summer | B2 | 25 | 1999 | 0 | 80.62 | 72.58 | 0.01 | 0
2025 | NYISO_G-I_2_NYISO_A-F | NYISO_G-I | NYISO_A-F | Internal | Summer | B3 | 75 | 1999 | 0.07 | 57.47 | 57.45 | 0.01 | 0
2025 | NYISO_G-I_2_NYISO_A-F | NYISO_G-I | NYISO_A-F | Internal | Summer | B4 | 100 | 1999 | 0.06 | 53.69 | 53.68 | 0.01 | 0
2025 | NYISO_G-I_2_NYISO_A-F | NYISO_G-I | NYISO_A-F | Internal | Summer | B5 | 200 | 1999 | 0 | 53.69 | 48.41 | 0.01 | 0
2025 | NYISO_G-I_2_NYISO_A-F | NYISO_G-I | NYISO_A-F | Internal | Summer | B6 | 300 | 1999 | 0 | 53.69 | 48.41 | 0.01 | 0
2025 | NYISO_G-I_2_NYISO_A-F | NYISO_G-I | NYISO_A-F | Internal | Summer | B7 | 400 | 1999 | 0 | 53.31 | 45.31 | 0.01 | 0
2025 | NYISO_G-I_2_NYISO_A-F | NYISO_G-I | NYISO_A-F | Internal | Summer | B8 | 500 | 1999 | 0.01 | 41.31 | 41.3 | 0.01 | 0
2025 | NYISO_G-I_2_NYISO_A-F | NYISO_G-I | NYISO_A-F | Internal | Summer | B9 | 800 | 1999 | 0 | 40.71 | 40.7 | 0.01 | 0
2025 | NYISO_G-I_2_NYISO_A-F | NYISO_G-I | NYISO_A-F | Internal | Summer | B10 | 1262 | 1999 | 0 | 40.71 | 40.7 | 0.01 | 0
2025 | NYISO_G-I_2_NYISO_A-F | NYISO_G-I | NYISO_A-F | Internal | Winter | B16 | 25 | 1999 | 0 | 74.16 | 50.39 | 0.01 | 0
2025 | NYISO_G-I_2_NYISO_A-F | NYISO_G-I | NYISO_A-F | Internal | Winter | B17 | 100 | 1999 | 0 | 55.55 | 50.39 | 0.01 | 0
2025 | NYISO_G-I_2_NYISO_A-F | NYISO_G-I | NYISO_A-F | Internal | Winter | B18 | 400 | 1999 | 0 | 55.55 | 47.21 | 0.01 | 0
2025 | NYISO_G-I_2_NYISO_A-F | NYISO_G-I | NYISO_A-F | Internal | Winter | B19 | 700 | 1999 | 0 | 53.21 | 47.21 | 0.01 | 0
2025 | NYISO_G-I_2_NYISO_A-F | NYISO_G-I | NYISO_A-F | Internal | Winter | B20 | 935 | 1999 | 0 | 49.71 | 47.21 | 0.01 | 0
2025 | NYISO_G-I_2_NYISO_J-K | NYISO_G-I | NYISO_J-K | Internal | Shoulder | B11 | 25 | 6130 | 5219.53 | 58.18 | 58.19 | 0.01 | 0
2025 | NYISO_G-I_2_NYISO_J-K | NYISO_G-I | NYISO_J-K | Internal | Shoulder | B12 | 200 | 6130 | 4725.93 | 48.8 | 48.81 | 0.01 | 0
2025 | NYISO_G-I_2_NYISO_J-K | NYISO_G-I | NYISO_J-K | Internal | Shoulder | B13 | 600 | 6130 | 4816.96 | 43.75 | 43.76 | 0.01 | 0
2025 | NYISO_G-I_2_NYISO_J-K | NYISO_G-I | NYISO_J-K | Internal | Shoulder | B14 | 900 | 6130 | 4985.63 | 43.72 | 43.73 | 0.01 | 0
2025 | NYISO_G-I_2_NYISO_J-K | NYISO_G-I | NYISO_J-K | Internal | Shoulder | B15 | 1203 | 6130 | 3553.57 | 43.29 | 43.3 | 0.01 | 0
2025 | NYISO_G-I_2_NYISO_J-K | NYISO_G-I | NYISO_J-K | Internal | Summer | B1 | 10 | 6130 | 3925 | 96.46 | 96.47 | 0.01 | 0
2025 | NYISO_G-I_2_NYISO_J-K | NYISO_G-I | NYISO_J-K | Internal | Summer | B2 | 25 | 6130 | 4255.69 | 80.62 | 80.64 | 0.01 | 0
2025 | NYISO_G-I_2_NYISO_J-K | NYISO_G-I | NYISO_J-K | Internal | Summer | B3 | 75 | 6130 | 3251.95 | 57.47 | 57.48 | 0.01 | 0
2025 | NYISO_G-I_2_NYISO_J-K | NYISO_G-I | NYISO_J-K | Internal | Summer | B4 | 100 | 6130 | 3737.35 | 53.69 | 53.7 | 0.01 | 0
2025 | NYISO_G-I_2_NYISO_J-K | NYISO_G-I | NYISO_J-K | Internal | Summer | B5 | 200 | 6130 | 3990.3 | 53.69 | 53.7 | 0.01 | 0
2025 | NYISO_G-I_2_NYISO_J-K | NYISO_G-I | NYISO_J-K | Internal | Summer | B6 | 300 | 6130 | 5700.42 | 53.69 | 53.7 | 0.01 | 0
2025 | NYISO_G-I_2_NYISO_J-K | NYISO_G-I | NYISO_J-K | Internal | Summer | B7 | 400 | 6130 | 5966.07 | 53.31 | 53.33 | 0.01 | 0
2025 | NYISO_G-I_2_NYISO_J-K | NYISO_G-I | NYISO_J-K | Internal | Summer | B8 | 500 | 6130 | 5563.7 | 41.31 | 41.32 | 0.01 | 0
2025 | NYISO_G-I_2_NYISO_J-K | NYISO_G-I | NYISO_J-K | Internal | Summer | B9 | 800 | 6130 | 4610.98 | 40.71 | 40.72 | 0.01 | 0
2025 | NYISO_G-I_2_NYISO_J-K | NYISO_G-I | NYISO_J-K | Internal | Summer | B10 | 1262 | 6130 | 2641.04 | 40.71 | 40.72 | 0.01 | 0
2025 | NYISO_G-I_2_NYISO_J-K | NYISO_G-I | NYISO_J-K | Internal | Winter | B16 | 25 | 6130 | 5872.63 | 74.16 | 74.17 | 0.01 | 0
2025 | NYISO_G-I_2_NYISO_J-K | NYISO_G-I | NYISO_J-K | Internal | Winter | B17 | 100 | 6130 | 6013.1 | 55.55 | 55.56 | 0.01 | 0
2025 | NYISO_G-I_2_NYISO_J-K | NYISO_G-I | NYISO_J-K | Internal | Winter | B18 | 400 | 6130 | 6090.3 | 55.55 | 55.56 | 0.01 | 0
2025 | NYISO_G-I_2_NYISO_J-K | NYISO_G-I | NYISO_J-K | Internal | Winter | B19 | 700 | 6130 | 6064.14 | 53.21 | 53.23 | 0.01 | 0
2025 | NYISO_G-I_2_NYISO_J-K | NYISO_G-I | NYISO_J-K | Internal | Winter | B20 | 935 | 6130 | 6107.35 | 49.71 | 49.72 | 0.01 | 0
2025 | NYISO_G-I_2_PJM_E | NYISO_G-I | PJM_E | Internal | Shoulder | B11 | 25 | 1500 | 0 | 58.18 | 62.43 | 8 | 0
2025 | NYISO_G-I_2_PJM_E | NYISO_G-I | PJM_E | Internal | Shoulder | B12 | 200 | 1500 | 569.81 | 48.8 | 56.8 | 8 | 0
2025 | NYISO_G-I_2_PJM_E | NYISO_G-I | PJM_E | Internal | Shoulder | B13 | 600 | 1500 | 0 | 43.75 | 47.7 | 8 | 0
2025 | NYISO_G-I_2_PJM_E | NYISO_G-I | PJM_E | Internal | Shoulder | B14 | 900 | 1500 | 0 | 43.72 | 45.19 | 8 | 0
2025 | NYISO_G-I_2_PJM_E | NYISO_G-I | PJM_E | Internal | Shoulder | B15 | 1203 | 1500 | 0 | 43.29 | 41.9 | 8 | 0
2025 | NYISO_G-I_2_PJM_E | NYISO_G-I | PJM_E | Internal | Summer | B1 | 10 | 1500 | 0 | 96.46 | 90.45 | 8 | 0
2025 | NYISO_G-I_2_PJM_E | NYISO_G-I | PJM_E | Internal | Summer | B2 | 25 | 1500 | 0 | 80.62 | 74.62 | 8 | 0
2025 | NYISO_G-I_2_PJM_E | NYISO_G-I | PJM_E | Internal | Summer | B3 | 75 | 1500 | 1500 | 57.47 | 68.4 | 8 | 2.94
2025 | NYISO_G-I_2_PJM_E | NYISO_G-I | PJM_E | Internal | Summer | B4 | 100 | 1500 | 1500 | 53.69 | 68.4 | 8 | 6.71
2025 | NYISO_G-I_2_PJM_E | NYISO_G-I | PJM_E | Internal | Summer | B5 | 200 | 1500 | 1500 | 53.69 | 64.09 | 8 | 2.4
2025 | NYISO_G-I_2_PJM_E | NYISO_G-I | PJM_E | Internal | Summer | B6 | 300 | 1500 | 0 | 53.69 | 55.76 | 8 | 0
2025 | NYISO_G-I_2_PJM_E | NYISO_G-I | PJM_E | Internal | Summer | B7 | 400 | 1500 | 0 | 53.31 | 47.31 | 8 | 0
2025 | NYISO_G-I_2_PJM_E | NYISO_G-I | PJM_E | Internal | Summer | B8 | 500 | 1500 | 0 | 41.31 | 42.67 | 8 | 0
2025 | NYISO_G-I_2_PJM_E | NYISO_G-I | PJM_E | Internal | Summer | B9 | 800 | 1500 | 0 | 40.71 | 41.43 | 8 | 0
2025 | NYISO_G-I_2_PJM_E | NYISO_G-I | PJM_E | Internal | Summer | B10 | 1262 | 1500 | 0 | 40.71 | 38.56 | 8 | 0
2025 | NYISO_G-I_2_PJM_E | NYISO_G-I | PJM_E | Internal | Winter | B16 | 25 | 1500 | 0 | 74.16 | 70 | 8 | 0
2025 | NYISO_G-I_2_PJM_E | NYISO_G-I | PJM_E | Internal | Winter | B17 | 100 | 1500 | 0 | 55.55 | 58.38 | 8 | 0
2025 | NYISO_G-I_2_PJM_E | NYISO_G-I | PJM_E | Internal | Winter | B18 | 400 | 1500 | 0 | 55.55 | 49.56 | 8 | 0
2025 | NYISO_G-I_2_PJM_E | NYISO_G-I | PJM_E | Internal | Winter | B19 | 700 | 1500 | 0 | 53.21 | 47.21 | 8 | 0
2025 | NYISO_G-I_2_PJM_E | NYISO_G-I | PJM_E | Internal | Winter | B20 | 935 | 1500 | 0 | 49.71 | 42.85 | 8 | 0
2025 | NYISO_J-K_2_NEISO | NYISO_J-K | NEISO | Internal | Shoulder | B11 | 25 | 0.01 | 0 | 58.19 | 40.76 | 3 | 0.46
2025 | NYISO_J-K_2_NEISO | NYISO_J-K | NEISO | Internal | Shoulder | B12 | 200 | 0.01 | 0 | 48.81 | 40.76 | 3 | 0.07
2025 | NYISO_J-K_2_NEISO | NYISO_J-K | NEISO | Internal | Shoulder | B13 | 600 | 0.01 | 0 | 43.76 | 40.76 | 3 | 0.02
2025 | NYISO_J-K_2_NEISO | NYISO_J-K | NEISO | Internal | Shoulder | B14 | 900 | 0.01 | 0 | 43.73 | 40.76 | 3 | 0.02
2025 | NYISO_J-K_2_NEISO | NYISO_J-K | NEISO | Internal | Shoulder | B15 | 1203 | 0.01 | 0 | 43.3 | 40.76 | 3 | 0.01
2025 | NYISO_J-K_2_NEISO | NYISO_J-K | NEISO | Internal | Summer | B1 | 10 | 0.01 | 0 | 96.47 | 99.46 | 3 | 2.03
2025 | NYISO_J-K_2_NEISO | NYISO_J-K | NEISO | Internal | Summer | B2 | 25 | 0.01 | 0 | 80.64 | 77.62 | 3 | 0.51
2025 | NYISO_J-K_2_NEISO | NYISO_J-K | NEISO | Internal | Summer | B3 | 75 | 0.01 | 0 | 57.48 | 54.47 | 3 | 0.18
2025 | NYISO_J-K_2_NEISO | NYISO_J-K | NEISO | Internal | Summer | B4 | 100 | 0.01 | 0 | 53.7 | 50.68 | 3 | 0.14
2025 | NYISO_J-K_2_NEISO | NYISO_J-K | NEISO | Internal | Summer | B5 | 200 | 0.01 | 0 | 53.7 | 41.42 | 3 | 0.07
2025 | NYISO_J-K_2_NEISO | NYISO_J-K | NEISO | Internal | Summer | B6 | 300 | 0.01 | 0 | 53.7 | 37.7 | 3 | 0.04
2025 | NYISO_J-K_2_NEISO | NYISO_J-K | NEISO | Internal | Summer | B7 | 400 | 0.01 | 0 | 53.33 | 37.7 | 3 | 0.03
2025 | NYISO_J-K_2_NEISO | NYISO_J-K | NEISO | Internal | Summer | B8 | 500 | 0.01 | 0 | 41.32 | 37.7 | 3 | 0.03
2025 | NYISO_J-K_2_NEISO | NYISO_J-K | NEISO | Internal | Summer | B9 | 800 | 0.01 | 0 | 40.72 | 37.7 | 3 | 0.02
2025 | NYISO_J-K_2_NEISO | NYISO_J-K | NEISO | Internal | Summer | B10 | 1262 | 0.01 | 0 | 40.72 | 37.7 | 3 | 0.01
2025 | NYISO_J-K_2_NEISO | NYISO_J-K | NEISO | Internal | Winter | B16 | 25 | 0.01 | 0 | 74.17 | 50.21 | 3 | 0.45
2025 | NYISO_J-K_2_NEISO | NYISO_J-K | NEISO | Internal | Winter | B17 | 100 | 0.01 | 0 | 55.56 | 50.21 | 3 | 0.14
2025 | NYISO_J-K_2_NEISO | NYISO_J-K | NEISO | Internal | Winter | B18 | 400 | 0.01 | 0 | 55.56 | 50.21 | 3 | 0.04
2025 | NYISO_J-K_2_NEISO | NYISO_J-K | NEISO | Internal | Winter | B19 | 700 | 0.01 | 0 | 53.23 | 50.21 | 3 | 0.02
2025 | NYISO_J-K_2_NEISO | NYISO_J-K | NEISO | Internal | Winter | B20 | 935 | 0.01 | 0 | 49.72 | 50.21 | 3 | 0.02
2025 | NYISO_J-K_2_NYISO_G-I | NYISO_J-K | NYISO_G-I | Internal | Shoulder | B11 | 25 | 1999 | 0.22 | 58.19 | 58.18 | 0.01 | 0
2025 | NYISO_J-K_2_NYISO_G-I | NYISO_J-K | NYISO_G-I | Internal | Shoulder | B12 | 200 | 1999 | 0.03 | 48.81 | 48.8 | 0.01 | 0
2025 | NYISO_J-K_2_NYISO_G-I | NYISO_J-K | NYISO_G-I | Internal | Shoulder | B13 | 600 | 1999 | 0.01 | 43.76 | 43.75 | 0.01 | 0
2025 | NYISO_J-K_2_NYISO_G-I | NYISO_J-K | NYISO_G-I | Internal | Shoulder | B14 | 900 | 1999 | 0 | 43.73 | 43.72 | 0.01 | 0
2025 | NYISO_J-K_2_NYISO_G-I | NYISO_J-K | NYISO_G-I | Internal | Shoulder | B15 | 1203 | 1999 | 0 | 43.3 | 43.29 | 0.01 | 0
2025 | NYISO_J-K_2_NYISO_G-I | NYISO_J-K | NYISO_G-I | Internal | Summer | B1 | 10 | 1999 | 0.55 | 96.47 | 96.46 | 0.01 | 0
2025 | NYISO_J-K_2_NYISO_G-I | NYISO_J-K | NYISO_G-I | Internal | Summer | B2 | 25 | 1999 | 0.23 | 80.64 | 80.62 | 0.01 | 0
2025 | NYISO_J-K_2_NYISO_G-I | NYISO_J-K | NYISO_G-I | Internal | Summer | B3 | 75 | 1999 | 0.08 | 57.48 | 57.47 | 0.01 | 0
2025 | NYISO_J-K_2_NYISO_G-I | NYISO_J-K | NYISO_G-I | Internal | Summer | B4 | 100 | 1999 | 0.06 | 53.7 | 53.69 | 0.01 | 0
2025 | NYISO_J-K_2_NYISO_G-I | NYISO_J-K | NYISO_G-I | Internal | Summer | B5 | 200 | 1999 | 0.03 | 53.7 | 53.69 | 0.01 | 0
2025 | NYISO_J-K_2_NYISO_G-I | NYISO_J-K | NYISO_G-I | Internal | Summer | B6 | 300 | 1999 | 0.02 | 53.7 | 53.69 | 0.01 | 0
2025 | NYISO_J-K_2_NYISO_G-I | NYISO_J-K | NYISO_G-I | Internal | Summer | B7 | 400 | 1999 | 0.01 | 53.33 | 53.31 | 0.01 | 0
2025 | NYISO_J-K_2_NYISO_G-I | NYISO_J-K | NYISO_G-I | Internal | Summer | B8 | 500 | 1999 | 0.01 | 41.32 | 41.31 | 0.01 | 0
2025 | NYISO_J-K_2_NYISO_G-I | NYISO_J-K | NYISO_G-I | Internal | Summer | B9 | 800 | 1999 | 0 | 40.72 | 40.71 | 0.01 | 0
2025 | NYISO_J-K_2_NYISO_G-I | NYISO_J-K | NYISO_G-I | Internal | Summer | B10 | 1262 | 1999 | 0 | 40.72 | 40.71 | 0.01 | 0
2025 | NYISO_J-K_2_NYISO_G-I | NYISO_J-K | NYISO_G-I | Internal | Winter | B16 | 25 | 1999 | 0.21 | 74.17 | 74.16 | 0.01 | 0
2025 | NYISO_J-K_2_NYISO_G-I | NYISO_J-K | NYISO_G-I | Internal | Winter | B17 | 100 | 1999 | 0.05 | 55.56 | 55.55 | 0.01 | 0
2025 | NYISO_J-K_2_NYISO_G-I | NYISO_J-K | NYISO_G-I | Internal | Winter | B18 | 400 | 1999 | 0.01 | 55.56 | 55.55 | 0.01 | 0
2025 | NYISO_J-K_2_NYISO_G-I | NYISO_J-K | NYISO_G-I | Internal | Winter | B19 | 700 | 1999 | 0 | 53.23 | 53.21 | 0.01 | 0
2025 | NYISO_J-K_2_NYISO_G-I | NYISO_J-K | NYISO_G-I | Internal | Winter | B20 | 935 | 1999 | 0 | 49.72 | 49.71 | 0.01 | 0
2025 | NYISO_J-K_2_PJM_E | NYISO_J-K | PJM_E | Internal | Shoulder | B11 | 25 | 0.01 | 0 | 58.19 | 62.43 | 8 | 0.52
2025 | NYISO_J-K_2_PJM_E | NYISO_J-K | PJM_E | Internal | Shoulder | B12 | 200 | 0.01 | 0 | 48.81 | 56.8 | 8 | 0.12
2025 | NYISO_J-K_2_PJM_E | NYISO_J-K | PJM_E | Internal | Shoulder | B13 | 600 | 0.01 | 0 | 43.76 | 47.7 | 8 | 0.03
2025 | NYISO_J-K_2_PJM_E | NYISO_J-K | PJM_E | Internal | Shoulder | B14 | 900 | 0.01 | 0 | 43.73 | 45.19 | 8 | 0.02
2025 | NYISO_J-K_2_PJM_E | NYISO_J-K | PJM_E | Internal | Shoulder | B15 | 1203 | 0.01 | 0 | 43.3 | 41.9 | 8 | 0.01
2025 | NYISO_J-K_2_PJM_E | NYISO_J-K | PJM_E | Internal | Summer | B1 | 10 | 0.01 | 0 | 96.47 | 90.45 | 8 | 1.19
2025 | NYISO_J-K_2_PJM_E | NYISO_J-K | PJM_E | Internal | Summer | B2 | 25 | 0.01 | 0 | 80.64 | 74.62 | 8 | 0.47
2025 | NYISO_J-K_2_PJM_E | NYISO_J-K | PJM_E | Internal | Summer | B3 | 75 | 0.01 | 0 | 57.48 | 68.4 | 8 | 3.11
2025 | NYISO_J-K_2_PJM_E | NYISO_J-K | PJM_E | Internal | Summer | B4 | 100 | 0.01 | 0 | 53.7 | 68.4 | 8 | 6.84
2025 | NYISO_J-K_2_PJM_E | NYISO_J-K | PJM_E | Internal | Summer | B5 | 200 | 0.01 | 0 | 53.7 | 64.09 | 8 | 2.46
2025 | NYISO_J-K_2_PJM_E | NYISO_J-K | PJM_E | Internal | Summer | B6 | 300 | 0.01 | 0 | 53.7 | 55.76 | 8 | 0.05
2025 | NYISO_J-K_2_PJM_E | NYISO_J-K | PJM_E | Internal | Summer | B7 | 400 | 0.01 | 0 | 53.33 | 47.31 | 8 | 0.03
2025 | NYISO_J-K_2_PJM_E | NYISO_J-K | PJM_E | Internal | Summer | B8 | 500 | 0.01 | 0 | 41.32 | 42.67 | 8 | 0.03
2025 | NYISO_J-K_2_PJM_E | NYISO_J-K | PJM_E | Internal | Summer | B9 | 800 | 0.01 | 0 | 40.72 | 41.43 | 8 | 0.02
2025 | NYISO_J-K_2_PJM_E | NYISO_J-K | PJM_E | Internal | Summer | B10 | 1262 | 0.01 | 0 | 40.72 | 38.56 | 8 | 0.01
2025 | NYISO_J-K_2_PJM_E | NYISO_J-K | PJM_E | Internal | Winter | B16 | 25 | 0.01 | 0 | 74.17 | 70 | 8 | 0.48
2025 | NYISO_J-K_2_PJM_E | NYISO_J-K | PJM_E | Internal | Winter | B17 | 100 | 0.01 | 0 | 55.56 | 58.38 | 8 | 0.14
2025 | NYISO_J-K_2_PJM_E | NYISO_J-K | PJM_E | Internal | Winter | B18 | 400 | 0.01 | 0 | 55.56 | 49.56 | 8 | 0.03
2025 | NYISO_J-K_2_PJM_E | NYISO_J-K | PJM_E | Internal | Winter | B19 | 700 | 0.01 | 0 | 53.23 | 47.21 | 8 | 0.02
2025 | NYISO_J-K_2_PJM_E | NYISO_J-K | PJM_E | Internal | Winter | B20 | 935 | 0.01 | 0 | 49.72 | 42.85 | 8 | 0.01
2025 | PJM_E_2_NYISO_G-I | PJM_E | NYISO_G-I | Internal | Shoulder | B11 | 25 | 500 | 0 | 62.43 | 58.18 | 6 | 0
2025 | PJM_E_2_NYISO_G-I | PJM_E | NYISO_G-I | Internal | Shoulder | B12 | 200 | 500 | 0 | 56.8 | 48.8 | 6 | 0
2025 | PJM_E_2_NYISO_G-I | PJM_E | NYISO_G-I | Internal | Shoulder | B13 | 600 | 500 | 0 | 47.7 | 43.75 | 6 | 0
2025 | PJM_E_2_NYISO_G-I | PJM_E | NYISO_G-I | Internal | Shoulder | B14 | 900 | 500 | 0 | 45.19 | 43.72 | 6 | 0
2025 | PJM_E_2_NYISO_G-I | PJM_E | NYISO_G-I | Internal | Shoulder | B15 | 1203 | 500 | 0 | 41.9 | 43.29 | 6 | 0
2025 | PJM_E_2_NYISO_G-I | PJM_E | NYISO_G-I | Internal | Summer | B1 | 10 | 500 | 495.91 | 90.45 | 96.46 | 6 | 0
2025 | PJM_E_2_NYISO_G-I | PJM_E | NYISO_G-I | Internal | Summer | B2 | 25 | 500 | 232.4 | 74.62 | 80.62 | 6 | 0
2025 | PJM_E_2_NYISO_G-I | PJM_E | NYISO_G-I | Internal | Summer | B3 | 75 | 500 | 0 | 68.4 | 57.47 | 6 | 0
2025 | PJM_E_2_NYISO_G-I | PJM_E | NYISO_G-I | Internal | Summer | B4 | 100 | 500 | 0 | 68.4 | 53.69 | 6 | 0
2025 | PJM_E_2_NYISO_G-I | PJM_E | NYISO_G-I | Internal | Summer | B5 | 200 | 500 | 0 | 64.09 | 53.69 | 6 | 0
2025 | PJM_E_2_NYISO_G-I | PJM_E | NYISO_G-I | Internal | Summer | B6 | 300 | 500 | 0 | 55.76 | 53.69 | 6 | 0
2025 | PJM_E_2_NYISO_G-I | PJM_E | NYISO_G-I | Internal | Summer | B7 | 400 | 500 | 56.95 | 47.31 | 53.31 | 6 | 0
2025 | PJM_E_2_NYISO_G-I | PJM_E | NYISO_G-I | Internal | Summer | B8 | 500 | 500 | 0 | 42.67 | 41.31 | 6 | 0
2025 | PJM_E_2_NYISO_G-I | PJM_E | NYISO_G-I | Internal | Summer | B9 | 800 | 500 | 0 | 41.43 | 40.71 | 6 | 0
2025 | PJM_E_2_NYISO_G-I | PJM_E | NYISO_G-I | Internal | Summer | B10 | 1262 | 500 | 0 | 38.56 | 40.71 | 6 | 0
2025 | PJM_E_2_NYISO_G-I | PJM_E | NYISO_G-I | Internal | Winter | B16 | 25 | 500 | 0 | 70 | 74.16 | 6 | 0
2025 | PJM_E_2_NYISO_G-I | PJM_E | NYISO_G-I | Internal | Winter | B17 | 100 | 500 | 0 | 58.38 | 55.55 | 6 | 0
2025 | PJM_E_2_NYISO_G-I | PJM_E | NYISO_G-I | Internal | Winter | B18 | 400 | 500 | 0.03 | 49.56 | 55.55 | 6 | 0
2025 | PJM_E_2_NYISO_G-I | PJM_E | NYISO_G-I | Internal | Winter | B19 | 700 | 500 | 78.07 | 47.21 | 53.21 | 6 | 0
2025 | PJM_E_2_NYISO_G-I | PJM_E | NYISO_G-I | Internal | Winter | B20 | 935 | 500 | 500 | 42.85 | 49.71 | 6 | 0.86
2025 | PJM_E_2_NYISO_J-K | PJM_E | NYISO_J-K | Internal | Shoulder | B11 | 25 | 330 | 0 | 62.43 | 58.19 | 6 | 0
2025 | PJM_E_2_NYISO_J-K | PJM_E | NYISO_J-K | Internal | Shoulder | B12 | 200 | 330 | 0 | 56.8 | 48.81 | 6 | 0
2025 | PJM_E_2_NYISO_J-K | PJM_E | NYISO_J-K | Internal | Shoulder | B13 | 600 | 330 | 0 | 47.7 | 43.76 | 6 | 0
2025 | PJM_E_2_NYISO_J-K | PJM_E | NYISO_J-K | Internal | Shoulder | B14 | 900 | 330 | 0 | 45.19 | 43.73 | 6 | 0
2025 | PJM_E_2_NYISO_J-K | PJM_E | NYISO_J-K | Internal | Shoulder | B15 | 1203 | 330 | 0 | 41.9 | 43.3 | 6 | 0
2025 | PJM_E_2_NYISO_J-K | PJM_E | NYISO_J-K | Internal | Summer | B1 | 10 | 330 | 329.21 | 90.45 | 96.47 | 6 | 0.02
2025 | PJM_E_2_NYISO_J-K | PJM_E | NYISO_J-K | Internal | Summer | B2 | 25 | 330 | 329.59 | 74.62 | 80.64 | 6 | 0.01
2025 | PJM_E_2_NYISO_J-K | PJM_E | NYISO_J-K | Internal | Summer | B3 | 75 | 330 | 0 | 68.4 | 57.48 | 6 | 0
2025 | PJM_E_2_NYISO_J-K | PJM_E | NYISO_J-K | Internal | Summer | B4 | 100 | 330 | 0 | 68.4 | 53.7 | 6 | 0
2025 | PJM_E_2_NYISO_J-K | PJM_E | NYISO_J-K | Internal | Summer | B5 | 200 | 330 | 0 | 64.09 | 53.7 | 6 | 0
2025 | PJM_E_2_NYISO_J-K | PJM_E | NYISO_J-K | Internal | Summer | B6 | 300 | 330 | 0 | 55.76 | 53.7 | 6 | 0
2025 | PJM_E_2_NYISO_J-K | PJM_E | NYISO_J-K | Internal | Summer | B7 | 400 | 330 | 329.97 | 47.31 | 53.33 | 6 | 0.01
2025 | PJM_E_2_NYISO_J-K | PJM_E | NYISO_J-K | Internal | Summer | B8 | 500 | 330 | 0 | 42.67 | 41.32 | 6 | 0
2025 | PJM_E_2_NYISO_J-K | PJM_E | NYISO_J-K | Internal | Summer | B9 | 800 | 330 | 0 | 41.43 | 40.72 | 6 | 0
2025 | PJM_E_2_NYISO_J-K | PJM_E | NYISO_J-K | Internal | Summer | B10 | 1262 | 330 | 0 | 38.56 | 40.72 | 6 | 0
2025 | PJM_E_2_NYISO_J-K | PJM_E | NYISO_J-K | Internal | Winter | B16 | 25 | 330 | 0 | 70 | 74.17 | 6 | 0
2025 | PJM_E_2_NYISO_J-K | PJM_E | NYISO_J-K | Internal | Winter | B17 | 100 | 330 | 0 | 58.38 | 55.56 | 6 | 0
2025 | PJM_E_2_NYISO_J-K | PJM_E | NYISO_J-K | Internal | Winter | B18 | 400 | 330 | 164.06 | 49.56 | 55.56 | 6 | 0
2025 | PJM_E_2_NYISO_J-K | PJM_E | NYISO_J-K | Internal | Winter | B19 | 700 | 330 | 329.98 | 47.21 | 53.23 | 6 | 0.01
2025 | PJM_E_2_NYISO_J-K | PJM_E | NYISO_J-K | Internal | Winter | B20 | 935 | 330 | 330 | 42.85 | 49.72 | 6 | 0.87
2025 | PJM_E_2_PJM_ROM | PJM_E | PJM_ROM | Internal | Shoulder | B11 | 25 | 8000 | 3175.23 | 62.43 | 62.45 | 0.01 | 0
2025 | PJM_E_2_PJM_ROM | PJM_E | PJM_ROM | Internal | Shoulder | B12 | 200 | 8000 | 3480.63 | 56.8 | 56.81 | 0.01 | 0
2025 | PJM_E_2_PJM_ROM | PJM_E | PJM_ROM | Internal | Shoulder | B13 | 600 | 8000 | 2903.89 | 47.7 | 47.71 | 0.01 | 0
2025 | PJM_E_2_PJM_ROM | PJM_E | PJM_ROM | Internal | Shoulder | B14 | 900 | 8000 | 1145.26 | 45.19 | 45.21 | 0.01 | 0
2025 | PJM_E_2_PJM_ROM | PJM_E | PJM_ROM | Internal | Shoulder | B15 | 1203 | 8000 | 0 | 41.9 | 41.89 | 0.01 | 0
2025 | PJM_E_2_PJM_ROM | PJM_E | PJM_ROM | Internal | Summer | B1 | 10 | 8000 | 0.58 | 90.45 | 90.44 | 0.01 | 0
2025 | PJM_E_2_PJM_ROM | PJM_E | PJM_ROM | Internal | Summer | B2 | 25 | 8000 | 0.24 | 74.62 | 74.61 | 0.01 | 0
2025 | PJM_E_2_PJM_ROM | PJM_E | PJM_ROM | Internal | Summer | B3 | 75 | 8000 | 2418.35 | 68.4 | 68.42 | 0.01 | 0
2025 | PJM_E_2_PJM_ROM | PJM_E | PJM_ROM | Internal | Summer | B4 | 100 | 8000 | 4420.06 | 68.4 | 68.42 | 0.01 | 0
2025 | PJM_E_2_PJM_ROM | PJM_E | PJM_ROM | Internal | Summer | B5 | 200 | 8000 | 3196.35 | 64.09 | 64.1 | 0.01 | 0
2025 | PJM_E_2_PJM_ROM | PJM_E | PJM_ROM | Internal | Summer | B6 | 300 | 8000 | 605.16 | 55.76 | 55.77 | 0.01 | 0
2025 | PJM_E_2_PJM_ROM | PJM_E | PJM_ROM | Internal | Summer | B7 | 400 | 8000 | 952.96 | 47.31 | 47.33 | 0.01 | 0
2025 | PJM_E_2_PJM_ROM | PJM_E | PJM_ROM | Internal | Summer | B8 | 500 | 8000 | 8.2 | 42.67 | 42.68 | 0.01 | 0
2025 | PJM_E_2_PJM_ROM | PJM_E | PJM_ROM | Internal | Summer | B9 | 800 | 8000 | 0 | 41.43 | 41.42 | 0.01 | 0
2025 | PJM_E_2_PJM_ROM | PJM_E | PJM_ROM | Internal | Summer | B10 | 1262 | 8000 | 0 | 38.56 | 38.55 | 0.01 | 0
2025 | PJM_E_2_PJM_ROM | PJM_E | PJM_ROM | Internal | Winter | B16 | 25 | 8000 | 324.29 | 70 | 70.02 | 0.01 | 0
2025 | PJM_E_2_PJM_ROM | PJM_E | PJM_ROM | Internal | Winter | B17 | 100 | 8000 | 125.02 | 58.38 | 58.39 | 0.01 | 0
2025 | PJM_E_2_PJM_ROM | PJM_E | PJM_ROM | Internal | Winter | B18 | 400 | 8000 | 0.02 | 49.56 | 49.55 | 0.01 | 0
2025 | PJM_E_2_PJM_ROM | PJM_E | PJM_ROM | Internal | Winter | B19 | 700 | 8000 | 0 | 47.21 | 47.2 | 0.01 | 0
2025 | PJM_E_2_PJM_ROM | PJM_E | PJM_ROM | Internal | Winter | B20 | 935 | 8000 | 0 | 42.85 | 42.84 | 0.01 | 0
2025 | PJM_ROR_2_MISO_IN | PJM_ROR | MISO_IN | Internal | Shoulder | B11 | 25 | 909 | 571.87 | 62.46 | 64.46 | 2 | 0
2025 | PJM_ROR_2_MISO_IN | PJM_ROR | MISO_IN | Internal | Shoulder | B12 | 200 | 909 | 0 | 56.82 | 54.82 | 2 | 0
2025 | PJM_ROR_2_MISO_IN | PJM_ROR | MISO_IN | Internal | Shoulder | B13 | 600 | 909 | 0 | 47.72 | 45.72 | 2 | 0
2025 | PJM_ROR_2_MISO_IN | PJM_ROR | MISO_IN | Internal | Shoulder | B14 | 900 | 909 | 0 | 45.19 | 43.27 | 2 | 0
2025 | PJM_ROR_2_MISO_IN | PJM_ROR | MISO_IN | Internal | Shoulder | B15 | 1203 | 909 | 0 | 41.88 | 41.6 | 2 | 0
2025 | PJM_ROR_2_MISO_IN | PJM_ROR | MISO_IN | Internal | Summer | B1 | 10 | 909 | 0 | 90.43 | 79.56 | 2 | 0
2025 | PJM_ROR_2_MISO_IN | PJM_ROR | MISO_IN | Internal | Summer | B2 | 25 | 909 | 0 | 74.6 | 72.59 | 2 | 0
2025 | PJM_ROR_2_MISO_IN | PJM_ROR | MISO_IN | Internal | Summer | B3 | 75 | 909 | 0 | 68.43 | 68.89 | 2 | 0
2025 | PJM_ROR_2_MISO_IN | PJM_ROR | MISO_IN | Internal | Summer | B4 | 100 | 909 | 0 | 68.43 | 67.77 | 2 | 0
2025 | PJM_ROR_2_MISO_IN | PJM_ROR | MISO_IN | Internal | Summer | B5 | 200 | 909 | 0 | 64.11 | 64.1 | 2 | 0
2025 | PJM_ROR_2_MISO_IN | PJM_ROR | MISO_IN | Internal | Summer | B6 | 300 | 909 | 0 | 55.76 | 53.76 | 2 | 0
2025 | PJM_ROR_2_MISO_IN | PJM_ROR | MISO_IN | Internal | Summer | B7 | 400 | 909 | 0 | 47.31 | 45.3 | 2 | 0
2025 | PJM_ROR_2_MISO_IN | PJM_ROR | MISO_IN | Internal | Summer | B8 | 500 | 909 | 0 | 42.67 | 40.73 | 2 | 0
2025 | PJM_ROR_2_MISO_IN | PJM_ROR | MISO_IN | Internal | Summer | B9 | 800 | 909 | 0 | 41.41 | 40.52 | 2 | 0
2025 | PJM_ROR_2_MISO_IN | PJM_ROR | MISO_IN | Internal | Summer | B10 | 1262 | 909 | 0 | 38.54 | 37.56 | 2 | 0
2025 | PJM_ROR_2_MISO_IN | PJM_ROR | MISO_IN | Internal | Winter | B16 | 25 | 909 | 0 | 70 | 68.02 | 2 | 0
2025 | PJM_ROR_2_MISO_IN | PJM_ROR | MISO_IN | Internal | Winter | B17 | 100 | 909 | 0 | 58.38 | 53.69 | 2 | 0
2025 | PJM_ROR_2_MISO_IN | PJM_ROR | MISO_IN | Internal | Winter | B18 | 400 | 909 | 0 | 49.54 | 47.2 | 2 | 0
2025 | PJM_ROR_2_MISO_IN | PJM_ROR | MISO_IN | Internal | Winter | B19 | 700 | 909 | 0 | 46.69 | 44.68 | 2 | 0
2025 | PJM_ROR_2_MISO_IN | PJM_ROR | MISO_IN | Internal | Winter | B20 | 935 | 909 | 0 | 42.82 | 40.82 | 2 | 0
2025 | PJM_ROR_2_MISO_MI | PJM_ROR | MISO_MI | Internal | Shoulder | B11 | 25 | 1305 | 0 | 62.46 | 60.74 | 2 | 0
2025 | PJM_ROR_2_MISO_MI | PJM_ROR | MISO_MI | Internal | Shoulder | B12 | 200 | 1305 | 0 | 56.82 | 54.82 | 2 | 0
2025 | PJM_ROR_2_MISO_MI | PJM_ROR | MISO_MI | Internal | Shoulder | B13 | 600 | 1305 | 0 | 47.72 | 45.73 | 2 | 0
2025 | PJM_ROR_2_MISO_MI | PJM_ROR | MISO_MI | Internal | Shoulder | B14 | 900 | 1305 | 0 | 45.19 | 43.28 | 2 | 0
2025 | PJM_ROR_2_MISO_MI | PJM_ROR | MISO_MI | Internal | Shoulder | B15 | 1203 | 1305 | 0 | 41.88 | 41.62 | 2 | 0
2025 | PJM_ROR_2_MISO_MI | PJM_ROR | MISO_MI | Internal | Summer | B1 | 10 | 1305 | 0 | 90.43 | 79.58 | 2 | 0
2025 | PJM_ROR_2_MISO_MI | PJM_ROR | MISO_MI | Internal | Summer | B2 | 25 | 1305 | 0 | 74.6 | 72.58 | 2 | 0
2025 | PJM_ROR_2_MISO_MI | PJM_ROR | MISO_MI | Internal | Summer | B3 | 75 | 1305 | 0 | 68.43 | 68.88 | 2 | 0
2025 | PJM_ROR_2_MISO_MI | PJM_ROR | MISO_MI | Internal | Summer | B4 | 100 | 1305 | 0 | 68.43 | 66.43 | 2 | 0
2025 | PJM_ROR_2_MISO_MI | PJM_ROR | MISO_MI | Internal | Summer | B5 | 200 | 1305 | 0 | 64.11 | 64.08 | 2 | 0
2025 | PJM_ROR_2_MISO_MI | PJM_ROR | MISO_MI | Internal | Summer | B6 | 300 | 1305 | 0 | 55.76 | 53.74 | 2 | 0
2025 | PJM_ROR_2_MISO_MI | PJM_ROR | MISO_MI | Internal | Summer | B7 | 400 | 1305 | 0 | 47.31 | 45.31 | 2 | 0
2025 | PJM_ROR_2_MISO_MI | PJM_ROR | MISO_MI | Internal | Summer | B8 | 500 | 1305 | 0 | 42.67 | 40.74 | 2 | 0
2025 | PJM_ROR_2_MISO_MI | PJM_ROR | MISO_MI | Internal | Summer | B9 | 800 | 1305 | 0 | 41.41 | 40.53 | 2 | 0
2025 | PJM_ROR_2_MISO_MI | PJM_ROR | MISO_MI | Internal | Summer | B10 | 1262 | 1305 | 0 | 38.54 | 37.58 | 2 | 0
2025 | PJM_ROR_2_MISO_MI | PJM_ROR | MISO_MI | Internal | Winter | B16 | 25 | 1305 | 0 | 70 | 68 | 2 | 0
2025 | PJM_ROR_2_MISO_MI | PJM_ROR | MISO_MI | Internal | Winter | B17 | 100 | 1305 | 0 | 58.38 | 53.71 | 2 | 0
2025 | PJM_ROR_2_MISO_MI | PJM_ROR | MISO_MI | Internal | Winter | B18 | 400 | 1305 | 0 | 49.54 | 47.21 | 2 | 0
2025 | PJM_ROR_2_MISO_MI | PJM_ROR | MISO_MI | Internal | Winter | B19 | 700 | 1305 | 0 | 46.69 | 44.69 | 2 | 0
2025 | PJM_ROR_2_MISO_MI | PJM_ROR | MISO_MI | Internal | Winter | B20 | 935 | 1305 | 0 | 42.82 | 40.84 | 2 | 0
2025 | PJM_ROR_2_MISO_MO-IL | PJM_ROR | MISO_MO-IL | Internal | Shoulder | B11 | 25 | 1111 | 1110.58 | 62.46 | 64.47 | 2 | 0.01
2025 | PJM_ROR_2_MISO_MO-IL | PJM_ROR | MISO_MO-IL | Internal | Shoulder | B12 | 200 | 1111 | 0 | 56.82 | 54.83 | 2 | 0
2025 | PJM_ROR_2_MISO_MO-IL | PJM_ROR | MISO_MO-IL | Internal | Shoulder | B13 | 600 | 1111 | 0 | 47.72 | 45.73 | 2 | 0
2025 | PJM_ROR_2_MISO_MO-IL | PJM_ROR | MISO_MO-IL | Internal | Shoulder | B14 | 900 | 1111 | 0 | 45.19 | 43.28 | 2 | 0
2025 | PJM_ROR_2_MISO_MO-IL | PJM_ROR | MISO_MO-IL | Internal | Shoulder | B15 | 1203 | 1111 | 0 | 41.88 | 41.62 | 2 | 0
2025 | PJM_ROR_2_MISO_MO-IL | PJM_ROR | MISO_MO-IL | Internal | Summer | B1 | 10 | 1111 | 0 | 90.43 | 79.58 | 2 | 0
2025 | PJM_ROR_2_MISO_MO-IL | PJM_ROR | MISO_MO-IL | Internal | Summer | B2 | 25 | 1111 | 0 | 74.6 | 72.6 | 2 | 0
2025 | PJM_ROR_2_MISO_MO-IL | PJM_ROR | MISO_MO-IL | Internal | Summer | B3 | 75 | 1111 | 0 | 68.43 | 68.9 | 2 | 0
2025 | PJM_ROR_2_MISO_MO-IL | PJM_ROR | MISO_MO-IL | Internal | Summer | B4 | 100 | 1111 | 0 | 68.43 | 67.78 | 2 | 0
2025 | PJM_ROR_2_MISO_MO-IL | PJM_ROR | MISO_MO-IL | Internal | Summer | B5 | 200 | 1111 | 0 | 64.11 | 64.11 | 2 | 0
2025 | PJM_ROR_2_MISO_MO-IL | PJM_ROR | MISO_MO-IL | Internal | Summer | B6 | 300 | 1111 | 0 | 55.76 | 53.77 | 2 | 0
2025 | PJM_ROR_2_MISO_MO-IL | PJM_ROR | MISO_MO-IL | Internal | Summer | B7 | 400 | 1111 | 0 | 47.31 | 45.31 | 2 | 0
2025 | PJM_ROR_2_MISO_MO-IL | PJM_ROR | MISO_MO-IL | Internal | Summer | B8 | 500 | 1111 | 0 | 42.67 | 40.74 | 2 | 0
2025 | PJM_ROR_2_MISO_MO-IL | PJM_ROR | MISO_MO-IL | Internal | Summer | B9 | 800 | 1111 | 0 | 41.41 | 40.53 | 2 | 0
2025 | PJM_ROR_2_MISO_MO-IL | PJM_ROR | MISO_MO-IL | Internal | Summer | B10 | 1262 | 1111 | 0 | 38.54 | 37.55 | 2 | 0
2025 | PJM_ROR_2_MISO_MO-IL | PJM_ROR | MISO_MO-IL | Internal | Winter | B16 | 25 | 1111 | 0 | 70 | 68 | 2 | 0
2025 | PJM_ROR_2_MISO_MO-IL | PJM_ROR | MISO_MO-IL | Internal | Winter | B17 | 100 | 1111 | 0 | 58.38 | 53.68 | 2 | 0
2025 | PJM_ROR_2_MISO_MO-IL | PJM_ROR | MISO_MO-IL | Internal | Winter | B18 | 400 | 1111 | 0 | 49.54 | 47.19 | 2 | 0
2025 | PJM_ROR_2_MISO_MO-IL | PJM_ROR | MISO_MO-IL | Internal | Winter | B19 | 700 | 1111 | 0 | 46.69 | 44.67 | 2 | 0
2025 | PJM_ROR_2_MISO_MO-IL | PJM_ROR | MISO_MO-IL | Internal | Winter | B20 | 935 | 1111 | 0 | 42.82 | 40.81 | 2 | 0
2025 | PJM_ROR_2_MISO_W | PJM_ROR | MISO_W | Internal | Shoulder | B11 | 25 | 709 | 708.79 | 62.46 | 64.48 | 2 | 0.02
2025 | PJM_ROR_2_MISO_W | PJM_ROR | MISO_W | Internal | Shoulder | B12 | 200 | 709 | 0 | 56.82 | 54.82 | 2 | 0
2025 | PJM_ROR_2_MISO_W | PJM_ROR | MISO_W | Internal | Shoulder | B13 | 600 | 709 | 0 | 47.72 | 45.74 | 2 | 0
2025 | PJM_ROR_2_MISO_W | PJM_ROR | MISO_W | Internal | Shoulder | B14 | 900 | 709 | 0 | 45.19 | 44.15 | 2 | 0
2025 | PJM_ROR_2_MISO_W | PJM_ROR | MISO_W | Internal | Shoulder | B15 | 1203 | 709 | 0 | 41.88 | 42.73 | 2 | 0
2025 | PJM_ROR_2_MISO_W | PJM_ROR | MISO_W | Internal | Summer | B1 | 10 | 709 | 0 | 90.43 | 79.56 | 2 | 0
2025 | PJM_ROR_2_MISO_W | PJM_ROR | MISO_W | Internal | Summer | B2 | 25 | 709 | 0 | 74.6 | 72.61 | 2 | 0
2025 | PJM_ROR_2_MISO_W | PJM_ROR | MISO_W | Internal | Summer | B3 | 75 | 709 | 709 | 68.43 | 71.21 | 2 | 0.78
2025 | PJM_ROR_2_MISO_W | PJM_ROR | MISO_W | Internal | Summer | B4 | 100 | 709 | 0 | 68.43 | 70.2 | 2 | 0
2025 | PJM_ROR_2_MISO_W | PJM_ROR | MISO_W | Internal | Summer | B5 | 200 | 709 | 709 | 64.11 | 70.2 | 2 | 4.08
2025 | PJM_ROR_2_MISO_W | PJM_ROR | MISO_W | Internal | Summer | B6 | 300 | 709 | 0 | 55.76 | 55.48 | 2 | 0
2025 | PJM_ROR_2_MISO_W | PJM_ROR | MISO_W | Internal | Summer | B7 | 400 | 709 | 0 | 47.31 | 46.31 | 2 | 0
2025 | PJM_ROR_2_MISO_W | PJM_ROR | MISO_W | Internal | Summer | B8 | 500 | 709 | 0 | 42.67 | 40.75 | 2 | 0
2025 | PJM_ROR_2_MISO_W | PJM_ROR | MISO_W | Internal | Summer | B9 | 800 | 709 | 0 | 41.41 | 40.7 | 2 | 0
2025 | PJM_ROR_2_MISO_W | PJM_ROR | MISO_W | Internal | Summer | B10 | 1262 | 709 | 0 | 38.54 | 37.54 | 2 | 0
2025 | PJM_ROR_2_MISO_W | PJM_ROR | MISO_W | Internal | Winter | B16 | 25 | 709 | 0 | 70 | 67.99 | 2 | 0
2025 | PJM_ROR_2_MISO_W | PJM_ROR | MISO_W | Internal | Winter | B17 | 100 | 709 | 0 | 58.38 | 53.67 | 2 | 0
2025 | PJM_ROR_2_MISO_W | PJM_ROR | MISO_W | Internal | Winter | B18 | 400 | 709 | 0 | 49.54 | 47.55 | 2 | 0
2025 | PJM_ROR_2_MISO_W | PJM_ROR | MISO_W | Internal | Winter | B19 | 700 | 709 | 0 | 46.69 | 47.13 | 2 | 0
2025 | PJM_ROR_2_MISO_W | PJM_ROR | MISO_W | Internal | Winter | B20 | 935 | 709 | 0 | 42.82 | 40.82 | 2 | 0
2025 | PJM_ROR_2_MISO_WUMS | PJM_ROR | MISO_WUMS | Internal | Shoulder | B11 | 25 | 1467 | 0 | 62.46 | 60.46 | 2 | 0
2025 | PJM_ROR_2_MISO_WUMS | PJM_ROR | MISO_WUMS | Internal | Shoulder | B12 | 200 | 1467 | 0 | 56.82 | 54.81 | 2 | 0
2025 | PJM_ROR_2_MISO_WUMS | PJM_ROR | MISO_WUMS | Internal | Shoulder | B13 | 600 | 1467 | 0 | 47.72 | 45.72 | 2 | 0
2025 | PJM_ROR_2_MISO_WUMS | PJM_ROR | MISO_WUMS | Internal | Shoulder | B14 | 900 | 1467 | 0 | 45.19 | 42.57 | 2 | 0
2025 | PJM_ROR_2_MISO_WUMS | PJM_ROR | MISO_WUMS | Internal | Shoulder | B15 | 1203 | 1467 | 0 | 41.88 | 39.88 | 2 | 0
2025 | PJM_ROR_2_MISO_WUMS | PJM_ROR | MISO_WUMS | Internal | Summer | B1 | 10 | 1467 | 0 | 90.43 | 70.76 | 2 | 0
2025 | PJM_ROR_2_MISO_WUMS | PJM_ROR | MISO_WUMS | Internal | Summer | B2 | 25 | 1467 | 0 | 74.6 | 70.76 | 2 | 0
2025 | PJM_ROR_2_MISO_WUMS | PJM_ROR | MISO_WUMS | Internal | Summer | B3 | 75 | 1467 | 0 | 68.43 | 66.56 | 2 | 0
2025 | PJM_ROR_2_MISO_WUMS | PJM_ROR | MISO_WUMS | Internal | Summer | B4 | 100 | 1467 | 0 | 68.43 | 66.43 | 2 | 0
2025 | PJM_ROR_2_MISO_WUMS | PJM_ROR | MISO_WUMS | Internal | Summer | B5 | 200 | 1467 | 0 | 64.11 | 62.11 | 2 | 0
2025 | PJM_ROR_2_MISO_WUMS | PJM_ROR | MISO_WUMS | Internal | Summer | B6 | 300 | 1467 | 0 | 55.76 | 51.32 | 2 | 0
2025 | PJM_ROR_2_MISO_WUMS | PJM_ROR | MISO_WUMS | Internal | Summer | B7 | 400 | 1467 | 0 | 47.31 | 42.57 | 2 | 0
2025 | PJM_ROR_2_MISO_WUMS | PJM_ROR | MISO_WUMS | Internal | Summer | B8 | 500 | 1467 | 0 | 42.67 | 40.67 | 2 | 0
2025 | PJM_ROR_2_MISO_WUMS | PJM_ROR | MISO_WUMS | Internal | Summer | B9 | 800 | 1467 | 0 | 41.41 | 40.11 | 2 | 0
2025 | PJM_ROR_2_MISO_WUMS | PJM_ROR | MISO_WUMS | Internal | Summer | B10 | 1262 | 1467 | 0 | 38.54 | 37.15 | 2 | 0
2025 | PJM_ROR_2_MISO_WUMS | PJM_ROR | MISO_WUMS | Internal | Winter | B16 | 25 | 1467 | 0 | 70 | 68 | 2 | 0
2025 | PJM_ROR_2_MISO_WUMS | PJM_ROR | MISO_WUMS | Internal | Winter | B17 | 100 | 1467 | 0 | 58.38 | 53.66 | 2 | 0
2025 | PJM_ROR_2_MISO_WUMS | PJM_ROR | MISO_WUMS | Internal | Winter | B18 | 400 | 1467 | 0 | 49.54 | 47.54 | 2 | 0
2025 | PJM_ROR_2_MISO_WUMS | PJM_ROR | MISO_WUMS | Internal | Winter | B19 | 700 | 1467 | 0 | 46.69 | 44.69 | 2 | 0
2025 | PJM_ROR_2_MISO_WUMS | PJM_ROR | MISO_WUMS | Internal | Winter | B20 | 935 | 1467 | 0 | 42.82 | 40.82 | 2 | 0
2025 | PJM_ROR_2_PJM_ROM | PJM_ROR | PJM_ROM | Internal | Shoulder | B11 | 25 | 8000 | 0.23 | 62.46 | 62.45 | 0.01 | 0
2025 | PJM_ROR_2_PJM_ROM | PJM_ROR | PJM_ROM | Internal | Shoulder | B12 | 200 | 8000 | 0.03 | 56.82 | 56.81 | 0.01 | 0
2025 | PJM_ROR_2_PJM_ROM | PJM_ROR | PJM_ROM | Internal | Shoulder | B13 | 600 | 8000 | 0.01 | 47.72 | 47.71 | 0.01 | 0
2025 | PJM_ROR_2_PJM_ROM | PJM_ROR | PJM_ROM | Internal | Shoulder | B14 | 900 | 8000 | 2188.55 | 45.19 | 45.21 | 0.01 | 0
2025 | PJM_ROR_2_PJM_ROM | PJM_ROR | PJM_ROM | Internal | Shoulder | B15 | 1203 | 8000 | 3507.88 | 41.88 | 41.89 | 0.01 | 0
2025 | PJM_ROR_2_PJM_ROM | PJM_ROR | PJM_ROM | Internal | Summer | B1 | 10 | 8000 | 4042.72 | 90.43 | 90.44 | 0.01 | 0
2025 | PJM_ROR_2_PJM_ROM | PJM_ROR | PJM_ROM | Internal | Summer | B2 | 25 | 8000 | 3774.9 | 74.6 | 74.61 | 0.01 | 0
2025 | PJM_ROR_2_PJM_ROM | PJM_ROR | PJM_ROM | Internal | Summer | B3 | 75 | 8000 | 0.08 | 68.43 | 68.42 | 0.01 | 0
2025 | PJM_ROR_2_PJM_ROM | PJM_ROR | PJM_ROM | Internal | Summer | B4 | 100 | 8000 | 0.06 | 68.43 | 68.42 | 0.01 | 0
2025 | PJM_ROR_2_PJM_ROM | PJM_ROR | PJM_ROM | Internal | Summer | B5 | 200 | 8000 | 0.03 | 64.11 | 64.1 | 0.01 | 0
2025 | PJM_ROR_2_PJM_ROM | PJM_ROR | PJM_ROM | Internal | Summer | B6 | 300 | 8000 | 661.83 | 55.76 | 55.77 | 0.01 | 0
2025 | PJM_ROR_2_PJM_ROM | PJM_ROR | PJM_ROM | Internal | Summer | B7 | 400 | 8000 | 1062.06 | 47.31 | 47.33 | 0.01 | 0
2025 | PJM_ROR_2_PJM_ROM | PJM_ROR | PJM_ROM | Internal | Summer | B8 | 500 | 8000 | 2562.97 | 42.67 | 42.68 | 0.01 | 0
2025 | PJM_ROR_2_PJM_ROM | PJM_ROR | PJM_ROM | Internal | Summer | B9 | 800 | 8000 | 3320.29 | 41.41 | 41.42 | 0.01 | 0
2025 | PJM_ROR_2_PJM_ROM | PJM_ROR | PJM_ROM | Internal | Summer | B10 | 1262 | 8000 | 3974.65 | 38.54 | 38.55 | 0.01 | 0
2025 | PJM_ROR_2_PJM_ROM | PJM_ROR | PJM_ROM | Internal | Winter | B16 | 25 | 8000 | 171.35 | 70 | 70.02 | 0.01 | 0
2025 | PJM_ROR_2_PJM_ROM | PJM_ROR | PJM_ROM | Internal | Winter | B17 | 100 | 8000 | 2756.1 | 58.38 | 58.39 | 0.01 | 0
2025 | PJM_ROR_2_PJM_ROM | PJM_ROR | PJM_ROM | Internal | Winter | B18 | 400 | 8000 | 7557.76 | 49.54 | 49.55 | 0.01 | 0
2025 | PJM_ROR_2_PJM_ROM | PJM_ROR | PJM_ROM | Internal | Winter | B19 | 700 | 8000 | 8000 | 46.69 | 47.2 | 0.01 | 0.5
2025 | PJM_ROR_2_PJM_ROM | PJM_ROR | PJM_ROM | Internal | Winter | B20 | 935 | 8000 | 7420.96 | 42.82 | 42.84 | 0.01 | 0
2025 | PJM_ROR_2_TVA_Transmission | PJM_ROR | TVA_Transmission | Internal | Shoulder | B11 | 25 | 2500 | 0 | 62.46 | 67.86 | 6 | 0
2025 | PJM_ROR_2_TVA_Transmission | PJM_ROR | TVA_Transmission | Internal | Shoulder | B12 | 200 | 2500 | 0 | 56.82 | 54.42 | 6 | 0
2025 | PJM_ROR_2_TVA_Transmission | PJM_ROR | TVA_Transmission | Internal | Shoulder | B13 | 600 | 2500 | 0 | 47.72 | 49.47 | 6 | 0
2025 | PJM_ROR_2_TVA_Transmission | PJM_ROR | TVA_Transmission | Internal | Shoulder | B14 | 900 | 2500 | 0 | 45.19 | 48.05 | 6 | 0
2025 | PJM_ROR_2_TVA_Transmission | PJM_ROR | TVA_Transmission | Internal | Shoulder | B15 | 1203 | 2500 | 0 | 41.88 | 46.59 | 6 | 0
2025 | PJM_ROR_2_TVA_Transmission | PJM_ROR | TVA_Transmission | Internal | Summer | B1 | 10 | 2500 | 0 | 90.43 | 87.43 | 6 | 0
2025 | PJM_ROR_2_TVA_Transmission | PJM_ROR | TVA_Transmission | Internal | Summer | B2 | 25 | 2500 | 546.51 | 74.6 | 80.6 | 6 | 0
2025 | PJM_ROR_2_TVA_Transmission | PJM_ROR | TVA_Transmission | Internal | Summer | B3 | 75 | 2500 | 904.49 | 68.43 | 74.43 | 6 | 0
2025 | PJM_ROR_2_TVA_Transmission | PJM_ROR | TVA_Transmission | Internal | Summer | B4 | 100 | 2500 | 118.42 | 68.43 | 74.43 | 6 | 0
2025 | PJM_ROR_2_TVA_Transmission | PJM_ROR | TVA_Transmission | Internal | Summer | B5 | 200 | 2500 | 8.02 | 64.11 | 70.11 | 6 | 0
2025 | PJM_ROR_2_TVA_Transmission | PJM_ROR | TVA_Transmission | Internal | Summer | B6 | 300 | 2500 | 0 | 55.76 | 60.49 | 6 | 0
2025 | PJM_ROR_2_TVA_Transmission | PJM_ROR | TVA_Transmission | Internal | Summer | B7 | 400 | 2500 | 0 | 47.31 | 52.6 | 6 | 0
2025 | PJM_ROR_2_TVA_Transmission | PJM_ROR | TVA_Transmission | Internal | Summer | B8 | 500 | 2500 | 0 | 42.67 | 46.47 | 6 | 0
2025 | PJM_ROR_2_TVA_Transmission | PJM_ROR | TVA_Transmission | Internal | Summer | B9 | 800 | 2500 | 0 | 41.41 | 45.74 | 6 | 0
2025 | PJM_ROR_2_TVA_Transmission | PJM_ROR | TVA_Transmission | Internal | Summer | B10 | 1262 | 2500 | 0 | 38.54 | 42.61 | 6 | 0
2025 | PJM_ROR_2_TVA_Transmission | PJM_ROR | TVA_Transmission | Internal | Winter | B16 | 25 | 2500 | 438.52 | 70 | 76 | 6 | 0
2025 | PJM_ROR_2_TVA_Transmission | PJM_ROR | TVA_Transmission | Internal | Winter | B17 | 100 | 2500 | 0 | 58.38 | 56.69 | 6 | 0
2025 | PJM_ROR_2_TVA_Transmission | PJM_ROR | TVA_Transmission | Internal | Winter | B18 | 400 | 2500 | 0 | 49.54 | 50.73 | 6 | 0
2025 | PJM_ROR_2_TVA_Transmission | PJM_ROR | TVA_Transmission | Internal | Winter | B19 | 700 | 2500 | 0 | 46.69 | 48.69 | 6 | 0
2025 | PJM_ROR_2_TVA_Transmission | PJM_ROR | TVA_Transmission | Internal | Winter | B20 | 935 | 2500 | 0 | 42.82 | 46.45 | 6 | 0
2025 | PJM_ROR_2_VACAR | PJM_ROR | VACAR | Internal | Shoulder | B11 | 25 | 3000 | 2515.79 | 62.46 | 68.46 | 6 | 0
2025 | PJM_ROR_2_VACAR | PJM_ROR | VACAR | Internal | Shoulder | B12 | 200 | 3000 | 0 | 56.82 | 61.92 | 6 | 0
2025 | PJM_ROR_2_VACAR | PJM_ROR | VACAR | Internal | Shoulder | B13 | 600 | 3000 | 0 | 47.72 | 50.45 | 6 | 0
2025 | PJM_ROR_2_VACAR | PJM_ROR | VACAR | Internal | Shoulder | B14 | 900 | 3000 | 0 | 45.19 | 50.45 | 6 | 0
2025 | PJM_ROR_2_VACAR | PJM_ROR | VACAR | Internal | Shoulder | B15 | 1203 | 3000 | 0 | 41.88 | 46.39 | 6 | 0
2025 | PJM_ROR_2_VACAR | PJM_ROR | VACAR | Internal | Summer | B1 | 10 | 3000 | 1069.26 | 90.43 | 96.43 | 6 | 0
2025 | PJM_ROR_2_VACAR | PJM_ROR | VACAR | Internal | Summer | B2 | 25 | 3000 | 1253.76 | 74.6 | 80.6 | 6 | 0
2025 | PJM_ROR_2_VACAR | PJM_ROR | VACAR | Internal | Summer | B3 | 75 | 3000 | 3000 | 68.43 | 80.6 | 6 | 6.17
2025 | PJM_ROR_2_VACAR | PJM_ROR | VACAR | Internal | Summer | B4 | 100 | 3000 | 3000 | 68.43 | 80.6 | 6 | 6.17
2025 | PJM_ROR_2_VACAR | PJM_ROR | VACAR | Internal | Summer | B5 | 200 | 3000 | 2469.34 | 64.11 | 70.11 | 6 | 0
2025 | PJM_ROR_2_VACAR | PJM_ROR | VACAR | Internal | Summer | B6 | 300 | 3000 | 1984.06 | 55.76 | 61.76 | 6 | 0
2025 | PJM_ROR_2_VACAR | PJM_ROR | VACAR | Internal | Summer | B7 | 400 | 3000 | 3000 | 47.31 | 54.31 | 6 | 1
2025 | PJM_ROR_2_VACAR | PJM_ROR | VACAR | Internal | Summer | B8 | 500 | 3000 | 0 | 42.67 | 48.38 | 6 | 0
2025 | PJM_ROR_2_VACAR | PJM_ROR | VACAR | Internal | Summer | B9 | 800 | 3000 | 0 | 41.41 | 45.19 | 6 | 0
2025 | PJM_ROR_2_VACAR | PJM_ROR | VACAR | Internal | Summer | B10 | 1262 | 3000 | 419.49 | 38.54 | 44.54 | 6 | 0
2025 | PJM_ROR_2_VACAR | PJM_ROR | VACAR | Internal | Winter | B16 | 25 | 3000 | 3000 | 70 | 89.08 | 6 | 13.08
2025 | PJM_ROR_2_VACAR | PJM_ROR | VACAR | Internal | Winter | B17 | 100 | 3000 | 1686.45 | 58.38 | 64.38 | 6 | 0
2025 | PJM_ROR_2_VACAR | PJM_ROR | VACAR | Internal | Winter | B18 | 400 | 3000 | 0 | 49.54 | 50.89 | 6 | 0
2025 | PJM_ROR_2_VACAR | PJM_ROR | VACAR | Internal | Winter | B19 | 700 | 3000 | 0 | 46.69 | 50.54 | 6 | 0
2025 | PJM_ROR_2_VACAR | PJM_ROR | VACAR | Internal | Winter | B20 | 935 | 3000 | 3000 | 42.82 | 49.14 | 6 | 0.31
2025 | PJM_ROM_2_NYISO_A-F | PJM_ROM | NYISO_A-F | Internal | Shoulder | B11 | 25 | 2000 | 0 | 62.45 | 43.76 | 6 | 0
2025 | PJM_ROM_2_NYISO_A-F | PJM_ROM | NYISO_A-F | Internal | Shoulder | B12 | 200 | 2000 | 0 | 56.81 | 43.76 | 6 | 0
2025 | PJM_ROM_2_NYISO_A-F | PJM_ROM | NYISO_A-F | Internal | Shoulder | B13 | 600 | 2000 | 0 | 47.71 | 43.47 | 6 | 0
2025 | PJM_ROM_2_NYISO_A-F | PJM_ROM | NYISO_A-F | Internal | Shoulder | B14 | 900 | 2000 | 0 | 45.21 | 43.28 | 6 | 0
2025 | PJM_ROM_2_NYISO_A-F | PJM_ROM | NYISO_A-F | Internal | Shoulder | B15 | 1203 | 2000 | 0 | 41.89 | 43.28 | 6 | 0
2025 | PJM_ROM_2_NYISO_A-F | PJM_ROM | NYISO_A-F | Internal | Summer | B1 | 10 | 2000 | 0 | 90.44 | 79.58 | 6 | 0
2025 | PJM_ROM_2_NYISO_A-F | PJM_ROM | NYISO_A-F | Internal | Summer | B2 | 25 | 2000 | 0 | 74.61 | 72.58 | 6 | 0
2025 | PJM_ROM_2_NYISO_A-F | PJM_ROM | NYISO_A-F | Internal | Summer | B3 | 75 | 2000 | 0 | 68.42 | 57.45 | 6 | 0
2025 | PJM_ROM_2_NYISO_A-F | PJM_ROM | NYISO_A-F | Internal | Summer | B4 | 100 | 2000 | 0 | 68.42 | 53.68 | 6 | 0
2025 | PJM_ROM_2_NYISO_A-F | PJM_ROM | NYISO_A-F | Internal | Summer | B5 | 200 | 2000 | 0 | 64.1 | 48.41 | 6 | 0
2025 | PJM_ROM_2_NYISO_A-F | PJM_ROM | NYISO_A-F | Internal | Summer | B6 | 300 | 2000 | 0 | 55.77 | 48.41 | 6 | 0
2025 | PJM_ROM_2_NYISO_A-F | PJM_ROM | NYISO_A-F | Internal | Summer | B7 | 400 | 2000 | 0 | 47.33 | 45.31 | 6 | 0
2025 | PJM_ROM_2_NYISO_A-F | PJM_ROM | NYISO_A-F | Internal | Summer | B8 | 500 | 2000 | 0 | 42.68 | 41.3 | 6 | 0
2025 | PJM_ROM_2_NYISO_A-F | PJM_ROM | NYISO_A-F | Internal | Summer | B9 | 800 | 2000 | 0 | 41.42 | 40.7 | 6 | 0
2025 | PJM_ROM_2_NYISO_A-F | PJM_ROM | NYISO_A-F | Internal | Summer | B10 | 1262 | 2000 | 0 | 38.55 | 40.7 | 6 | 0
2025 | PJM_ROM_2_NYISO_A-F | PJM_ROM | NYISO_A-F | Internal | Winter | B16 | 25 | 2000 | 0 | 70.02 | 50.39 | 6 | 0
2025 | PJM_ROM_2_NYISO_A-F | PJM_ROM | NYISO_A-F | Internal | Winter | B17 | 100 | 2000 | 0 | 58.39 | 50.39 | 6 | 0
2025 | PJM_ROM_2_NYISO_A-F | PJM_ROM | NYISO_A-F | Internal | Winter | B18 | 400 | 2000 | 0 | 49.55 | 47.21 | 6 | 0
2025 | PJM_ROM_2_NYISO_A-F | PJM_ROM | NYISO_A-F | Internal | Winter | B19 | 700 | 2000 | 0 | 47.2 | 47.21 | 6 | 0
2025 | PJM_ROM_2_NYISO_A-F | PJM_ROM | NYISO_A-F | Internal | Winter | B20 | 935 | 2000 | 0 | 42.84 | 47.21 | 6 | 0
2025 | PJM_ROM_2_PJM_E | PJM_ROM | PJM_E | Internal | Shoulder | B11 | 25 | 8000 | 0.24 | 62.45 | 62.43 | 0.01 | 0
2025 | PJM_ROM_2_PJM_E | PJM_ROM | PJM_E | Internal | Shoulder | B12 | 200 | 8000 | 0.03 | 56.81 | 56.8 | 0.01 | 0
2025 | PJM_ROM_2_PJM_E | PJM_ROM | PJM_E | Internal | Shoulder | B13 | 600 | 8000 | 0.01 | 47.71 | 47.7 | 0.01 | 0
2025 | PJM_ROM_2_PJM_E | PJM_ROM | PJM_E | Internal | Shoulder | B14 | 900 | 8000 | 0 | 45.21 | 45.19 | 0.01 | 0
2025 | PJM_ROM_2_PJM_E | PJM_ROM | PJM_E | Internal | Shoulder | B15 | 1203 | 8000 | 392.57 | 41.89 | 41.9 | 0.01 | 0
2025 | PJM_ROM_2_PJM_E | PJM_ROM | PJM_E | Internal | Summer | B1 | 10 | 8000 | 3550.7 | 90.44 | 90.45 | 0.01 | 0
2025 | PJM_ROM_2_PJM_E | PJM_ROM | PJM_E | Internal | Summer | B2 | 25 | 8000 | 2487.68 | 74.61 | 74.62 | 0.01 | 0
2025 | PJM_ROM_2_PJM_E | PJM_ROM | PJM_E | Internal | Summer | B3 | 75 | 8000 | 0.08 | 68.42 | 68.4 | 0.01 | 0
2025 | PJM_ROM_2_PJM_E | PJM_ROM | PJM_E | Internal | Summer | B4 | 100 | 8000 | 0.06 | 68.42 | 68.4 | 0.01 | 0
2025 | PJM_ROM_2_PJM_E | PJM_ROM | PJM_E | Internal | Summer | B5 | 200 | 8000 | 0.03 | 64.1 | 64.09 | 0.01 | 0
2025 | PJM_ROM_2_PJM_E | PJM_ROM | PJM_E | Internal | Summer | B6 | 300 | 8000 | 0.02 | 55.77 | 55.76 | 0.01 | 0
2025 | PJM_ROM_2_PJM_E | PJM_ROM | PJM_E | Internal | Summer | B7 | 400 | 8000 | 0.02 | 47.33 | 47.31 | 0.01 | 0
2025 | PJM_ROM_2_PJM_E | PJM_ROM | PJM_E | Internal | Summer | B8 | 500 | 8000 | 0.02 | 42.68 | 42.67 | 0.01 | 0
2025 | PJM_ROM_2_PJM_E | PJM_ROM | PJM_E | Internal | Summer | B9 | 800 | 8000 | 2178.99 | 41.42 | 41.43 | 0.01 | 0
2025 | PJM_ROM_2_PJM_E | PJM_ROM | PJM_E | Internal | Summer | B10 | 1262 | 8000 | 161.91 | 38.55 | 38.56 | 0.01 | 0
2025 | PJM_ROM_2_PJM_E | PJM_ROM | PJM_E | Internal | Winter | B16 | 25 | 8000 | 0.26 | 70.02 | 70 | 0.01 | 0
2025 | PJM_ROM_2_PJM_E | PJM_ROM | PJM_E | Internal | Winter | B17 | 100 | 8000 | 0.07 | 58.39 | 58.38 | 0.01 | 0
2025 | PJM_ROM_2_PJM_E | PJM_ROM | PJM_E | Internal | Winter | B18 | 400 | 8000 | 4128.52 | 49.55 | 49.56 | 0.01 | 0
2025 | PJM_ROM_2_PJM_E | PJM_ROM | PJM_E | Internal | Winter | B19 | 700 | 8000 | 3531.43 | 47.2 | 47.21 | 0.01 | 0
2025 | PJM_ROM_2_PJM_E | PJM_ROM | PJM_E | Internal | Winter | B20 | 935 | 8000 | 4252.61 | 42.84 | 42.85 | 0.01 | 0
2025 | PJM_ROM_2_PJM_ROR | PJM_ROM | PJM_ROR | Internal | Shoulder | B11 | 25 | 8000 | 4247.82 | 62.45 | 62.46 | 0.01 | 0
2025 | PJM_ROM_2_PJM_ROR | PJM_ROM | PJM_ROR | Internal | Shoulder | B12 | 200 | 8000 | 1179.01 | 56.81 | 56.82 | 0.01 | 0
2025 | PJM_ROM_2_PJM_ROR | PJM_ROM | PJM_ROR | Internal | Shoulder | B13 | 600 | 8000 | 350.47 | 47.71 | 47.72 | 0.01 | 0
2025 | PJM_ROM_2_PJM_ROR | PJM_ROM | PJM_ROR | Internal | Shoulder | B14 | 900 | 8000 | 0 | 45.21 | 45.19 | 0.01 | 0
2025 | PJM_ROM_2_PJM_ROR | PJM_ROM | PJM_ROR | Internal | Shoulder | B15 | 1203 | 8000 | 0 | 41.89 | 41.88 | 0.01 | 0
2025 | PJM_ROM_2_PJM_ROR | PJM_ROM | PJM_ROR | Internal | Summer | B1 | 10 | 8000 | 0.57 | 90.44 | 90.43 | 0.01 | 0
2025 | PJM_ROM_2_PJM_ROR | PJM_ROM | PJM_ROR | Internal | Summer | B2 | 25 | 8000 | 0.24 | 74.61 | 74.6 | 0.01 | 0
2025 | PJM_ROM_2_PJM_ROR | PJM_ROM | PJM_ROR | Internal | Summer | B3 | 75 | 8000 | 2386.81 | 68.42 | 68.43 | 0.01 | 0
2025 | PJM_ROM_2_PJM_ROR | PJM_ROM | PJM_ROR | Internal | Summer | B4 | 100 | 8000 | 5654.73 | 68.42 | 68.43 | 0.01 | 0
2025 | PJM_ROM_2_PJM_ROR | PJM_ROM | PJM_ROR | Internal | Summer | B5 | 200 | 8000 | 5093.92 | 64.1 | 64.11 | 0.01 | 0
2025 | PJM_ROM_2_PJM_ROR | PJM_ROM | PJM_ROR | Internal | Summer | B6 | 300 | 8000 | 0.02 | 55.77 | 55.76 | 0.01 | 0
2025 | PJM_ROM_2_PJM_ROR | PJM_ROM | PJM_ROR | Internal | Summer | B7 | 400 | 8000 | 0.02 | 47.33 | 47.31 | 0.01 | 0
2025 | PJM_ROM_2_PJM_ROR | PJM_ROM | PJM_ROR | Internal | Summer | B8 | 500 | 8000 | 0.01 | 42.68 | 42.67 | 0.01 | 0
2025 | PJM_ROM_2_PJM_ROR | PJM_ROM | PJM_ROR | Internal | Summer | B9 | 800 | 8000 | 0 | 41.42 | 41.41 | 0.01 | 0
2025 | PJM_ROM_2_PJM_ROR | PJM_ROM | PJM_ROR | Internal | Summer | B10 | 1262 | 8000 | 0 | 38.55 | 38.54 | 0.01 | 0
2025 | PJM_ROM_2_PJM_ROR | PJM_ROM | PJM_ROR | Internal | Winter | B16 | 25 | 8000 | 0.27 | 70.02 | 70 | 0.01 | 0
2025 | PJM_ROM_2_PJM_ROR | PJM_ROM | PJM_ROR | Internal | Winter | B17 | 100 | 8000 | 0.06 | 58.39 | 58.38 | 0.01 | 0
2025 | PJM_ROM_2_PJM_ROR | PJM_ROM | PJM_ROR | Internal | Winter | B18 | 400 | 8000 | 0.01 | 49.55 | 49.54 | 0.01 | 0
2025 | PJM_ROM_2_PJM_ROR | PJM_ROM | PJM_ROR | Internal | Winter | B19 | 700 | 8000 | 0 | 47.2 | 46.69 | 0.01 | 0
2025 | PJM_ROM_2_PJM_ROR | PJM_ROM | PJM_ROR | Internal | Winter | B20 | 935 | 8000 | 0 | 42.84 | 42.82 | 0.01 | 0
2025 | SOCO_2_ENT | SOCO | ENT | Internal | Shoulder | B11 | 25 | 2400 | 0 | 76.13 | 69.71 | 10 | 0
2025 | SOCO_2_ENT | SOCO | ENT | Internal | Shoulder | B12 | 200 | 2400 | 0 | 51.92 | 46.83 | 10 | 0
2025 | SOCO_2_ENT | SOCO | ENT | Internal | Shoulder | B13 | 600 | 2400 | 0 | 46.88 | 46.83 | 10 | 0
2025 | SOCO_2_ENT | SOCO | ENT | Internal | Shoulder | B14 | 900 | 2400 | 0 | 46.88 | 46.5 | 10 | 0
2025 | SOCO_2_ENT | SOCO | ENT | Internal | Shoulder | B15 | 1203 | 2400 | 0 | 46.88 | 45.3 | 10 | 0
2025 | SOCO_2_ENT | SOCO | ENT | Internal | Summer | B1 | 10 | 2400 | 0 | 89.5 | 81.5 | 10 | 0
2025 | SOCO_2_ENT | SOCO | ENT | Internal | Summer | B2 | 25 | 2400 | 0 | 78.61 | 75.69 | 10 | 0
2025 | SOCO_2_ENT | SOCO | ENT | Internal | Summer | B3 | 75 | 2400 | 0 | 78.61 | 75.69 | 10 | 0
2025 | SOCO_2_ENT | SOCO | ENT | Internal | Summer | B4 | 100 | 2400 | 0 | 77.11 | 75.69 | 10 | 0
2025 | SOCO_2_ENT | SOCO | ENT | Internal | Summer | B5 | 200 | 2400 | 0 | 77.11 | 69.11 | 10 | 0
2025 | SOCO_2_ENT | SOCO | ENT | Internal | Summer | B6 | 300 | 2400 | 0 | 68.76 | 60.76 | 10 | 0
2025 | SOCO_2_ENT | SOCO | ENT | Internal | Summer | B7 | 400 | 2400 | 0 | 61.31 | 53.31 | 10 | 0
2025 | SOCO_2_ENT | SOCO | ENT | Internal | Summer | B8 | 500 | 2400 | 0 | 50.08 | 45.36 | 10 | 0
2025 | SOCO_2_ENT | SOCO | ENT | Internal | Summer | B9 | 800 | 2400 | 0 | 45.53 | 45.04 | 10 | 0
2025 | SOCO_2_ENT | SOCO | ENT | Internal | Summer | B10 | 1262 | 2400 | 0 | 45.53 | 43.56 | 10 | 0
2025 | SOCO_2_ENT | SOCO | ENT | Internal | Winter | B16 | 25 | 2400 | 0 | 79.08 | 68 | 10 | 0
2025 | SOCO_2_ENT | SOCO | ENT | Internal | Winter | B17 | 100 | 2400 | 0 | 54.38 | 49.74 | 10 | 0
2025 | SOCO_2_ENT | SOCO | ENT | Internal | Winter | B18 | 400 | 2400 | 0 | 49.67 | 49.38 | 10 | 0
2025 | SOCO_2_ENT | SOCO | ENT | Internal | Winter | B19 | 700 | 2400 | 0 | 49.67 | 49.38 | 10 | 0
2025 | SOCO_2_ENT | SOCO | ENT | Internal | Winter | B20 | 935 | 2400 | 0 | 49.67 | 47.76 | 10 | 0
2025 | SOCO_2_FRCC | SOCO | FRCC | Internal | Shoulder | B11 | 25 | 3700 | 832.36 | 76.13 | 86.13 | 10 | 0
2025 | SOCO_2_FRCC | SOCO | FRCC | Internal | Shoulder | B12 | 200 | 3700 | 1036.68 | 51.92 | 61.92 | 10 | 0
2025 | SOCO_2_FRCC | SOCO | FRCC | Internal | Shoulder | B13 | 600 | 3700 | 0 | 46.88 | 54.36 | 10 | 0
2025 | SOCO_2_FRCC | SOCO | FRCC | Internal | Shoulder | B14 | 900 | 3700 | 0 | 46.88 | 52.5 | 10 | 0
2025 | SOCO_2_FRCC | SOCO | FRCC | Internal | Shoulder | B15 | 1203 | 3700 | 0 | 46.88 | 52.12 | 10 | 0
2025 | SOCO_2_FRCC | SOCO | FRCC | Internal | Summer | B1 | 10 | 3700 | 1063.61 | 89.5 | 99.5 | 10 | 0
2025 | SOCO_2_FRCC | SOCO | FRCC | Internal | Summer | B2 | 25 | 3700 | 0 | 78.61 | 84.92 | 10 | 0
2025 | SOCO_2_FRCC | SOCO | FRCC | Internal | Summer | B3 | 75 | 3700 | 0 | 78.61 | 84.92 | 10 | 0
2025 | SOCO_2_FRCC | SOCO | FRCC | Internal | Summer | B4 | 100 | 3700 | 0 | 77.11 | 84.92 | 10 | 0
2025 | SOCO_2_FRCC | SOCO | FRCC | Internal | Summer | B5 | 200 | 3700 | 0 | 77.11 | 84.92 | 10 | 0
2025 | SOCO_2_FRCC | SOCO | FRCC | Internal | Summer | B6 | 300 | 3700 | 557.7 | 68.76 | 78.76 | 10 | 0
2025 | SOCO_2_FRCC | SOCO | FRCC | Internal | Summer | B7 | 400 | 3700 | 2049.7 | 61.31 | 71.31 | 10 | 0
2025 | SOCO_2_FRCC | SOCO | FRCC | Internal | Summer | B8 | 500 | 3700 | 286.06 | 50.08 | 60.08 | 10 | 0
2025 | SOCO_2_FRCC | SOCO | FRCC | Internal | Summer | B9 | 800 | 3700 | 0 | 45.53 | 53.55 | 10 | 0
2025 | SOCO_2_FRCC | SOCO | FRCC | Internal | Summer | B10 | 1262 | 3700 | 0 | 45.53 | 51.34 | 10 | 0
2025 | SOCO_2_FRCC | SOCO | FRCC | Internal | Winter | B16 | 25 | 3700 | 0 | 79.08 | 88.19 | 10 | 0
2025 | SOCO_2_FRCC | SOCO | FRCC | Internal | Winter | B17 | 100 | 3700 | 755.79 | 54.38 | 64.38 | 10 | 0
2025 | SOCO_2_FRCC | SOCO | FRCC | Internal | Winter | B18 | 400 | 3700 | 0 | 49.67 | 56.86 | 10 | 0
2025 | SOCO_2_FRCC | SOCO | FRCC | Internal | Winter | B19 | 700 | 3700 | 0 | 49.67 | 54.51 | 10 | 0
2025 | SOCO_2_FRCC | SOCO | FRCC | Internal | Winter | B20 | 935 | 3700 | 0 | 49.67 | 54.51 | 10 | 0
2025 | SOCO_2_TVA_Transmission | SOCO | TVA_Transmission | Internal | Shoulder | B11 | 25 | 2600 | 0 | 76.13 | 67.86 | 10 | 0
2025 | SOCO_2_TVA_Transmission | SOCO | TVA_Transmission | Internal | Shoulder | B12 | 200 | 2600 | 0 | 51.92 | 54.42 | 10 | 0
2025 | SOCO_2_TVA_Transmission | SOCO | TVA_Transmission | Internal | Shoulder | B13 | 600 | 2600 | 0 | 46.88 | 49.47 | 10 | 0
2025 | SOCO_2_TVA_Transmission | SOCO | TVA_Transmission | Internal | Shoulder | B14 | 900 | 2600 | 0 | 46.88 | 48.05 | 10 | 0
2025 | SOCO_2_TVA_Transmission | SOCO | TVA_Transmission | Internal | Shoulder | B15 | 1203 | 2600 | 0 | 46.88 | 46.59 | 10 | 0
2025 | SOCO_2_TVA_Transmission | SOCO | TVA_Transmission | Internal | Summer | B1 | 10 | 2600 | 0 | 89.5 | 87.43 | 10 | 0
2025 | SOCO_2_TVA_Transmission | SOCO | TVA_Transmission | Internal | Summer | B2 | 25 | 2600 | 0 | 78.61 | 80.6 | 10 | 0
2025 | SOCO_2_TVA_Transmission | SOCO | TVA_Transmission | Internal | Summer | B3 | 75 | 2600 | 0 | 78.61 | 74.43 | 10 | 0
2025 | SOCO_2_TVA_Transmission | SOCO | TVA_Transmission | Internal | Summer | B4 | 100 | 2600 | 0 | 77.11 | 74.43 | 10 | 0
2025 | SOCO_2_TVA_Transmission | SOCO | TVA_Transmission | Internal | Summer | B5 | 200 | 2600 | 0 | 77.11 | 70.11 | 10 | 0
2025 | SOCO_2_TVA_Transmission | SOCO | TVA_Transmission | Internal | Summer | B6 | 300 | 2600 | 0 | 68.76 | 60.49 | 10 | 0
2025 | SOCO_2_TVA_Transmission | SOCO | TVA_Transmission | Internal | Summer | B7 | 400 | 2600 | 0 | 61.31 | 52.6 | 10 | 0
2025 | SOCO_2_TVA_Transmission | SOCO | TVA_Transmission | Internal | Summer | B8 | 500 | 2600 | 0 | 50.08 | 46.47 | 10 | 0
2025 | SOCO_2_TVA_Transmission | SOCO | TVA_Transmission | Internal | Summer | B9 | 800 | 2600 | 0 | 45.53 | 45.74 | 10 | 0
2025 | SOCO_2_TVA_Transmission | SOCO | TVA_Transmission | Internal | Summer | B10 | 1262 | 2600 | 0 | 45.53 | 42.61 | 10 | 0
2025 | SOCO_2_TVA_Transmission | SOCO | TVA_Transmission | Internal | Winter | B16 | 25 | 2600 | 0 | 79.08 | 76 | 10 | 0
2025 | SOCO_2_TVA_Transmission | SOCO | TVA_Transmission | Internal | Winter | B17 | 100 | 2600 | 0 | 54.38 | 56.69 | 10 | 0
2025 | SOCO_2_TVA_Transmission | SOCO | TVA_Transmission | Internal | Winter | B18 | 400 | 2600 | 0 | 49.67 | 50.73 | 10 | 0
2025 | SOCO_2_TVA_Transmission | SOCO | TVA_Transmission | Internal | Winter | B19 | 700 | 2600 | 0 | 49.67 | 48.69 | 10 | 0
2025 | SOCO_2_TVA_Transmission | SOCO | TVA_Transmission | Internal | Winter | B20 | 935 | 2600 | 0 | 49.67 | 46.45 | 10 | 0
2025 | SOCO_2_VACAR | SOCO | VACAR | Internal | Shoulder | B11 | 25 | 2000 | 0 | 76.13 | 68.46 | 10 | 0
2025 | SOCO_2_VACAR | SOCO | VACAR | Internal | Shoulder | B12 | 200 | 2000 | 305.09 | 51.92 | 61.92 | 10 | 0
2025 | SOCO_2_VACAR | SOCO | VACAR | Internal | Shoulder | B13 | 600 | 2000 | 0 | 46.88 | 50.45 | 10 | 0
2025 | SOCO_2_VACAR | SOCO | VACAR | Internal | Shoulder | B14 | 900 | 2000 | 0 | 46.88 | 50.45 | 10 | 0
2025 | SOCO_2_VACAR | SOCO | VACAR | Internal | Shoulder | B15 | 1203 | 2000 | 0 | 46.88 | 46.39 | 10 | 0
2025 | SOCO_2_VACAR | SOCO | VACAR | Internal | Summer | B1 | 10 | 2000 | 0 | 89.5 | 96.43 | 10 | 0
2025 | SOCO_2_VACAR | SOCO | VACAR | Internal | Summer | B2 | 25 | 2000 | 0 | 78.61 | 80.6 | 10 | 0
2025 | SOCO_2_VACAR | SOCO | VACAR | Internal | Summer | B3 | 75 | 2000 | 0 | 78.61 | 80.6 | 10 | 0
2025 | SOCO_2_VACAR | SOCO | VACAR | Internal | Summer | B4 | 100 | 2000 | 0 | 77.11 | 80.6 | 10 | 0
2025 | SOCO_2_VACAR | SOCO | VACAR | Internal | Summer | B5 | 200 | 2000 | 0 | 77.11 | 70.11 | 10 | 0
2025 | SOCO_2_VACAR | SOCO | VACAR | Internal | Summer | B6 | 300 | 2000 | 0 | 68.76 | 61.76 | 10 | 0
2025 | SOCO_2_VACAR | SOCO | VACAR | Internal | Summer | B7 | 400 | 2000 | 0 | 61.31 | 54.31 | 10 | 0
2025 | SOCO_2_VACAR | SOCO | VACAR | Internal | Summer | B8 | 500 | 2000 | 0 | 50.08 | 48.38 | 10 | 0
2025 | SOCO_2_VACAR | SOCO | VACAR | Internal | Summer | B9 | 800 | 2000 | 0 | 45.53 | 45.19 | 10 | 0
2025 | SOCO_2_VACAR | SOCO | VACAR | Internal | Summer | B10 | 1262 | 2000 | 0 | 45.53 | 44.54 | 10 | 0
2025 | SOCO_2_VACAR | SOCO | VACAR | Internal | Winter | B16 | 25 | 2000 | 78.05 | 79.08 | 89.08 | 10 | 0
2025 | SOCO_2_VACAR | SOCO | VACAR | Internal | Winter | B17 | 100 | 2000 | 729.77 | 54.38 | 64.38 | 10 | 0
2025 | SOCO_2_VACAR | SOCO | VACAR | Internal | Winter | B18 | 400 | 2000 | 0 | 49.67 | 50.89 | 10 | 0
2025 | SOCO_2_VACAR | SOCO | VACAR | Internal | Winter | B19 | 700 | 2000 | 0 | 49.67 | 50.54 | 10 | 0
2025 | SOCO_2_VACAR | SOCO | VACAR | Internal | Winter | B20 | 935 | 2000 | 0 | 49.67 | 49.14 | 10 | 0
2025 | SPP_N_2_ENT | SPP_N | ENT | Internal | Shoulder | B11 | 25 | 1800 | 0 | 70.09 | 69.71 | 5 | 0
2025 | SPP_N_2_ENT | SPP_N | ENT | Internal | Shoulder | B12 | 200 | 1800 | 0 | 54.83 | 46.83 | 5 | 0
2025 | SPP_N_2_ENT | SPP_N | ENT | Internal | Shoulder | B13 | 600 | 1800 | 0 | 47.77 | 46.83 | 5 | 0
2025 | SPP_N_2_ENT | SPP_N | ENT | Internal | Shoulder | B14 | 900 | 1800 | 0 | 46.29 | 46.5 | 5 | 0
2025 | SPP_N_2_ENT | SPP_N | ENT | Internal | Shoulder | B15 | 1203 | 1800 | 0 | 44.87 | 45.3 | 5 | 0
2025 | SPP_N_2_ENT | SPP_N | ENT | Internal | Summer | B1 | 10 | 1800 | 143.76 | 76.5 | 81.5 | 5 | 0
2025 | SPP_N_2_ENT | SPP_N | ENT | Internal | Summer | B2 | 25 | 1800 | 0 | 73.59 | 75.69 | 5 | 0
2025 | SPP_N_2_ENT | SPP_N | ENT | Internal | Summer | B3 | 75 | 1800 | 0 | 73.59 | 75.69 | 5 | 0
2025 | SPP_N_2_ENT | SPP_N | ENT | Internal | Summer | B4 | 100 | 1800 | 0 | 73.59 | 75.69 | 5 | 0
2025 | SPP_N_2_ENT | SPP_N | ENT | Internal | Summer | B5 | 200 | 1800 | 0 | 72.11 | 69.11 | 5 | 0
2025 | SPP_N_2_ENT | SPP_N | ENT | Internal | Summer | B6 | 300 | 1800 | 0 | 62.48 | 60.76 | 5 | 0
2025 | SPP_N_2_ENT | SPP_N | ENT | Internal | Summer | B7 | 400 | 1800 | 0 | 53.31 | 53.31 | 5 | 0
2025 | SPP_N_2_ENT | SPP_N | ENT | Internal | Summer | B8 | 500 | 1800 | 0 | 45.33 | 45.36 | 5 | 0
2025 | SPP_N_2_ENT | SPP_N | ENT | Internal | Summer | B9 | 800 | 1800 | 0 | 44.7 | 45.04 | 5 | 0
2025 | SPP_N_2_ENT | SPP_N | ENT | Internal | Summer | B10 | 1262 | 1800 | 0 | 43.36 | 43.56 | 5 | 0
2025 | SPP_N_2_ENT | SPP_N | ENT | Internal | Winter | B16 | 25 | 1800 | 0 | 68 | 68 | 5 | 0
2025 | SPP_N_2_ENT | SPP_N | ENT | Internal | Winter | B17 | 100 | 1800 | 0 | 49.51 | 49.74 | 5 | 0
2025 | SPP_N_2_ENT | SPP_N | ENT | Internal | Winter | B18 | 400 | 1800 | 0 | 47.82 | 49.38 | 5 | 0
2025 | SPP_N_2_ENT | SPP_N | ENT | Internal | Winter | B19 | 700 | 1800 | 0 | 47.82 | 49.38 | 5 | 0
2025 | SPP_N_2_ENT | SPP_N | ENT | Internal | Winter | B20 | 935 | 1800 | 0 | 47.71 | 47.76 | 5 | 0
2025 | SPP_N_2_MISO_MO-IL | SPP_N | MISO_MO-IL | Internal | Shoulder | B11 | 25 | 2000 | 0 | 70.09 | 64.47 | 5 | 0
2025 | SPP_N_2_MISO_MO-IL | SPP_N | MISO_MO-IL | Internal | Shoulder | B12 | 200 | 2000 | 0 | 54.83 | 54.83 | 5 | 0
2025 | SPP_N_2_MISO_MO-IL | SPP_N | MISO_MO-IL | Internal | Shoulder | B13 | 600 | 2000 | 0 | 47.77 | 45.73 | 5 | 0
2025 | SPP_N_2_MISO_MO-IL | SPP_N | MISO_MO-IL | Internal | Shoulder | B14 | 900 | 2000 | 0 | 46.29 | 43.28 | 5 | 0
2025 | SPP_N_2_MISO_MO-IL | SPP_N | MISO_MO-IL | Internal | Shoulder | B15 | 1203 | 2000 | 0 | 44.87 | 41.62 | 5 | 0
2025 | SPP_N_2_MISO_MO-IL | SPP_N | MISO_MO-IL | Internal | Summer | B1 | 10 | 2000 | 0 | 76.5 | 79.58 | 5 | 0
2025 | SPP_N_2_MISO_MO-IL | SPP_N | MISO_MO-IL | Internal | Summer | B2 | 25 | 2000 | 0 | 73.59 | 72.6 | 5 | 0
2025 | SPP_N_2_MISO_MO-IL | SPP_N | MISO_MO-IL | Internal | Summer | B3 | 75 | 2000 | 0 | 73.59 | 68.9 | 5 | 0
2025 | SPP_N_2_MISO_MO-IL | SPP_N | MISO_MO-IL | Internal | Summer | B4 | 100 | 2000 | 0 | 73.59 | 67.78 | 5 | 0
2025 | SPP_N_2_MISO_MO-IL | SPP_N | MISO_MO-IL | Internal | Summer | B5 | 200 | 2000 | 0 | 72.11 | 64.11 | 5 | 0
2025 | SPP_N_2_MISO_MO-IL | SPP_N | MISO_MO-IL | Internal | Summer | B6 | 300 | 2000 | 0 | 62.48 | 53.77 | 5 | 0
2025 | SPP_N_2_MISO_MO-IL | SPP_N | MISO_MO-IL | Internal | Summer | B7 | 400 | 2000 | 0 | 53.31 | 45.31 | 5 | 0
2025 | SPP_N_2_MISO_MO-IL | SPP_N | MISO_MO-IL | Internal | Summer | B8 | 500 | 2000 | 0 | 45.33 | 40.74 | 5 | 0
2025 | SPP_N_2_MISO_MO-IL | SPP_N | MISO_MO-IL | Internal | Summer | B9 | 800 | 2000 | 0 | 44.7 | 40.53 | 5 | 0
2025 | SPP_N_2_MISO_MO-IL | SPP_N | MISO_MO-IL | Internal | Summer | B10 | 1262 | 2000 | 0 | 43.36 | 37.55 | 5 | 0
2025 | SPP_N_2_MISO_MO-IL | SPP_N | MISO_MO-IL | Internal | Winter | B16 | 25 | 2000 | 0 | 68 | 68 | 5 | 0
2025 | SPP_N_2_MISO_MO-IL | SPP_N | MISO_MO-IL | Internal | Winter | B17 | 100 | 2000 | 0 | 49.51 | 53.68 | 5 | 0
2025 | SPP_N_2_MISO_MO-IL | SPP_N | MISO_MO-IL | Internal | Winter | B18 | 400 | 2000 | 0 | 47.82 | 47.19 | 5 | 0
2025 | SPP_N_2_MISO_MO-IL | SPP_N | MISO_MO-IL | Internal | Winter | B19 | 700 | 2000 | 0 | 47.82 | 44.67 | 5 | 0
2025 | SPP_N_2_MISO_MO-IL | SPP_N | MISO_MO-IL | Internal | Winter | B20 | 935 | 2000 | 0 | 47.71 | 40.81 | 5 | 0
2025 | SPP_N_2_MISO_W | SPP_N | MISO_W | Internal | Shoulder | B11 | 25 | 750 | 0 | 70.09 | 64.48 | 5 | 0
2025 | SPP_N_2_MISO_W | SPP_N | MISO_W | Internal | Shoulder | B12 | 200 | 750 | 0 | 54.83 | 54.82 | 5 | 0
2025 | SPP_N_2_MISO_W | SPP_N | MISO_W | Internal | Shoulder | B13 | 600 | 750 | 0 | 47.77 | 45.74 | 5 | 0
2025 | SPP_N_2_MISO_W | SPP_N | MISO_W | Internal | Shoulder | B14 | 900 | 750 | 0 | 46.29 | 44.15 | 5 | 0
2025 | SPP_N_2_MISO_W | SPP_N | MISO_W | Internal | Shoulder | B15 | 1203 | 750 | 0 | 44.87 | 42.73 | 5 | 0
2025 | SPP_N_2_MISO_W | SPP_N | MISO_W | Internal | Summer | B1 | 10 | 750 | 0 | 76.5 | 79.56 | 5 | 0
2025 | SPP_N_2_MISO_W | SPP_N | MISO_W | Internal | Summer | B2 | 25 | 750 | 0 | 73.59 | 72.61 | 5 | 0
2025 | SPP_N_2_MISO_W | SPP_N | MISO_W | Internal | Summer | B3 | 75 | 750 | 0 | 73.59 | 71.21 | 5 | 0
2025 | SPP_N_2_MISO_W | SPP_N | MISO_W | Internal | Summer | B4 | 100 | 750 | 0 | 73.59 | 70.2 | 5 | 0
2025 | SPP_N_2_MISO_W | SPP_N | MISO_W | Internal | Summer | B5 | 200 | 750 | 0 | 72.11 | 70.2 | 5 | 0
2025 | SPP_N_2_MISO_W | SPP_N | MISO_W | Internal | Summer | B6 | 300 | 750 | 0 | 62.48 | 55.48 | 5 | 0
2025 | SPP_N_2_MISO_W | SPP_N | MISO_W | Internal | Summer | B7 | 400 | 750 | 0 | 53.31 | 46.31 | 5 | 0
2025 | SPP_N_2_MISO_W | SPP_N | MISO_W | Internal | Summer | B8 | 500 | 750 | 0 | 45.33 | 40.75 | 5 | 0
2025 | SPP_N_2_MISO_W | SPP_N | MISO_W | Internal | Summer | B9 | 800 | 750 | 0 | 44.7 | 40.7 | 5 | 0
2025 | SPP_N_2_MISO_W | SPP_N | MISO_W | Internal | Summer | B10 | 1262 | 750 | 0 | 43.36 | 37.54 | 5 | 0
2025 | SPP_N_2_MISO_W | SPP_N | MISO_W | Internal | Winter | B16 | 25 | 750 | 0 | 68 | 67.99 | 5 | 0
2025 | SPP_N_2_MISO_W | SPP_N | MISO_W | Internal | Winter | B17 | 100 | 750 | 0 | 49.51 | 53.67 | 5 | 0
2025 | SPP_N_2_MISO_W | SPP_N | MISO_W | Internal | Winter | B18 | 400 | 750 | 0 | 47.82 | 47.55 | 5 | 0
2025 | SPP_N_2_MISO_W | SPP_N | MISO_W | Internal | Winter | B19 | 700 | 750 | 0 | 47.82 | 47.13 | 5 | 0
2025 | SPP_N_2_MISO_W | SPP_N | MISO_W | Internal | Winter | B20 | 935 | 750 | 0 | 47.71 | 40.82 | 5 | 0
2025 | SPP_N_2_NE | SPP_N | NE | Internal | Shoulder | B11 | 25 | 330 | 0 | 70.09 | 64.48 | 0.01 | 0
2025 | SPP_N_2_NE | SPP_N | NE | Internal | Shoulder | B12 | 200 | 330 | 0.03 | 54.83 | 54.82 | 0.01 | 0
2025 | SPP_N_2_NE | SPP_N | NE | Internal | Shoulder | B13 | 600 | 330 | 0 | 47.77 | 47.76 | 0.01 | 0
2025 | SPP_N_2_NE | SPP_N | NE | Internal | Shoulder | B14 | 900 | 330 | 0 | 46.29 | 46.27 | 0.01 | 0
2025 | SPP_N_2_NE | SPP_N | NE | Internal | Shoulder | B15 | 1203 | 330 | 0 | 44.87 | 44.86 | 0.01 | 0
2025 | SPP_N_2_NE | SPP_N | NE | Internal | Summer | B1 | 10 | 330 | 0.51 | 76.5 | 76.49 | 0.01 | 0
2025 | SPP_N_2_NE | SPP_N | NE | Internal | Summer | B2 | 25 | 330 | 0.2 | 73.59 | 73.58 | 0.01 | 0
2025 | SPP_N_2_NE | SPP_N | NE | Internal | Summer | B3 | 75 | 330 | 0 | 73.59 | 72.42 | 0.01 | 0
2025 | SPP_N_2_NE | SPP_N | NE | Internal | Summer | B4 | 100 | 330 | 0 | 73.59 | 72.42 | 0.01 | 0
2025 | SPP_N_2_NE | SPP_N | NE | Internal | Summer | B5 | 200 | 330 | 0 | 72.11 | 70.98 | 0.01 | 0
2025 | SPP_N_2_NE | SPP_N | NE | Internal | Summer | B6 | 300 | 330 | 0.02 | 62.48 | 62.46 | 0.01 | 0
2025 | SPP_N_2_NE | SPP_N | NE | Internal | Summer | B7 | 400 | 330 | 0 | 53.31 | 49.14 | 0.01 | 0
2025 | SPP_N_2_NE | SPP_N | NE | Internal | Summer | B8 | 500 | 330 | 0 | 45.33 | 44.69 | 0.01 | 0
2025 | SPP_N_2_NE | SPP_N | NE | Internal | Summer | B9 | 800 | 330 | 0 | 44.7 | 44.69 | 0.01 | 0
2025 | SPP_N_2_NE | SPP_N | NE | Internal | Summer | B10 | 1262 | 330 | 0 | 43.36 | 40.95 | 0.01 | 0
2025 | SPP_N_2_NE | SPP_N | NE | Internal | Winter | B16 | 25 | 330 | 0.21 | 68 | 67.99 | 0.01 | 0
2025 | SPP_N_2_NE | SPP_N | NE | Internal | Winter | B17 | 100 | 330 | 0.06 | 49.51 | 49.5 | 0.01 | 0
2025 | SPP_N_2_NE | SPP_N | NE | Internal | Winter | B18 | 400 | 330 | 0.01 | 47.82 | 47.81 | 0.01 | 0
2025 | SPP_N_2_NE | SPP_N | NE | Internal | Winter | B19 | 700 | 330 | 0 | 47.82 | 47.81 | 0.01 | 0
2025 | SPP_N_2_NE | SPP_N | NE | Internal | Winter | B20 | 935 | 330 | 0 | 47.71 | 47.7 | 0.01 | 0
2025 | SPP_N_2_SPP_S | SPP_N | SPP_S | Internal | Shoulder | B11 | 25 | 4000 | 0 | 70.09 | 64.71 | 0.01 | 0
2025 | SPP_N_2_SPP_S | SPP_N | SPP_S | Internal | Shoulder | B12 | 200 | 4000 | 0 | 54.83 | 48.47 | 0.01 | 0
2025 | SPP_N_2_SPP_S | SPP_N | SPP_S | Internal | Shoulder | B13 | 600 | 4000 | 0 | 47.77 | 46.93 | 0.01 | 0
2025 | SPP_N_2_SPP_S | SPP_N | SPP_S | Internal | Shoulder | B14 | 900 | 4000 | 0 | 46.29 | 46.27 | 0.01 | 0
2025 | SPP_N_2_SPP_S | SPP_N | SPP_S | Internal | Shoulder | B15 | 1203 | 4000 | 605.97 | 44.87 | 44.88 | 0.01 | 0
2025 | SPP_N_2_SPP_S | SPP_N | SPP_S | Internal | Summer | B1 | 10 | 4000 | 0 | 76.5 | 72.92 | 0.01 | 0
2025 | SPP_N_2_SPP_S | SPP_N | SPP_S | Internal | Summer | B2 | 25 | 4000 | 0 | 73.59 | 72.25 | 0.01 | 0
2025 | SPP_N_2_SPP_S | SPP_N | SPP_S | Internal | Summer | B3 | 75 | 4000 | 0 | 73.59 | 72.25 | 0.01 | 0
2025 | SPP_N_2_SPP_S | SPP_N | SPP_S | Internal | Summer | B4 | 100 | 4000 | 0 | 73.59 | 71.31 | 0.01 | 0
2025 | SPP_N_2_SPP_S | SPP_N | SPP_S | Internal | Summer | B5 | 200 | 4000 | 0 | 72.11 | 63.01 | 0.01 | 0
2025 | SPP_N_2_SPP_S | SPP_N | SPP_S | Internal | Summer | B6 | 300 | 4000 | 1217.76 | 62.48 | 62.49 | 0.01 | 0
2025 | SPP_N_2_SPP_S | SPP_N | SPP_S | Internal | Summer | B7 | 400 | 4000 | 1974.9 | 53.31 | 53.33 | 0.01 | 0
2025 | SPP_N_2_SPP_S | SPP_N | SPP_S | Internal | Summer | B8 | 500 | 4000 | 1090.57 | 45.33 | 45.34 | 0.01 | 0
2025 | SPP_N_2_SPP_S | SPP_N | SPP_S | Internal | Summer | B9 | 800 | 4000 | 1947.3 | 44.7 | 44.71 | 0.01 | 0
2025 | SPP_N_2_SPP_S | SPP_N | SPP_S | Internal | Summer | B10 | 1262 | 4000 | 3257.13 | 43.36 | 43.37 | 0.01 | 0
2025 | SPP_N_2_SPP_S | SPP_N | SPP_S | Internal | Winter | B16 | 25 | 4000 | 0.23 | 68 | 67.99 | 0.01 | 0
2025 | SPP_N_2_SPP_S | SPP_N | SPP_S | Internal | Winter | B17 | 100 | 4000 | 786.41 | 49.51 | 49.52 | 0.01 | 0
2025 | SPP_N_2_SPP_S | SPP_N | SPP_S | Internal | Winter | B18 | 400 | 4000 | 353.97 | 47.82 | 47.83 | 0.01 | 0
2025 | SPP_N_2_SPP_S | SPP_N | SPP_S | Internal | Winter | B19 | 700 | 4000 | 1160.56 | 47.82 | 47.83 | 0.01 | 0
2025 | SPP_N_2_SPP_S | SPP_N | SPP_S | Internal | Winter | B20 | 935 | 4000 | 3065.58 | 47.71 | 47.73 | 0.01 | 0
2025 | SPP_S_2_ENT | SPP_S | ENT | Internal | Shoulder | B11 | 25 | 850 | 461.24 | 64.71 | 69.71 | 5 | 0
2025 | SPP_S_2_ENT | SPP_S | ENT | Internal | Shoulder | B12 | 200 | 850 | 0 | 48.47 | 46.83 | 5 | 0
2025 | SPP_S_2_ENT | SPP_S | ENT | Internal | Shoulder | B13 | 600 | 850 | 0 | 46.93 | 46.83 | 5 | 0
2025 | SPP_S_2_ENT | SPP_S | ENT | Internal | Shoulder | B14 | 900 | 850 | 0 | 46.27 | 46.5 | 5 | 0
2025 | SPP_S_2_ENT | SPP_S | ENT | Internal | Shoulder | B15 | 1203 | 850 | 0 | 44.88 | 45.3 | 5 | 0
2025 | SPP_S_2_ENT | SPP_S | ENT | Internal | Summer | B1 | 10 | 850 | 850 | 72.92 | 81.5 | 5 | 3.58
2025 | SPP_S_2_ENT | SPP_S | ENT | Internal | Summer | B2 | 25 | 850 | 0 | 72.25 | 75.69 | 5 | 0
2025 | SPP_S_2_ENT | SPP_S | ENT | Internal | Summer | B3 | 75 | 850 | 0 | 72.25 | 75.69 | 5 | 0
2025 | SPP_S_2_ENT | SPP_S | ENT | Internal | Summer | B4 | 100 | 850 | 0 | 71.31 | 75.69 | 5 | 0
2025 | SPP_S_2_ENT | SPP_S | ENT | Internal | Summer | B5 | 200 | 850 | 850 | 63.01 | 69.11 | 5 | 1.1
2025 | SPP_S_2_ENT | SPP_S | ENT | Internal | Summer | B6 | 300 | 850 | 0 | 62.49 | 60.76 | 5 | 0
2025 | SPP_S_2_ENT | SPP_S | ENT | Internal | Summer | B7 | 400 | 850 | 0 | 53.33 | 53.31 | 5 | 0
2025 | SPP_S_2_ENT | SPP_S | ENT | Internal | Summer | B8 | 500 | 850 | 0 | 45.34 | 45.36 | 5 | 0
2025 | SPP_S_2_ENT | SPP_S | ENT | Internal | Summer | B9 | 800 | 850 | 0 | 44.71 | 45.04 | 5 | 0
2025 | SPP_S_2_ENT | SPP_S | ENT | Internal | Summer | B10 | 1262 | 850 | 0 | 43.37 | 43.56 | 5 | 0
2025 | SPP_S_2_ENT | SPP_S | ENT | Internal | Winter | B16 | 25 | 850 | 0 | 67.99 | 68 | 5 | 0
2025 | SPP_S_2_ENT | SPP_S | ENT | Internal | Winter | B17 | 100 | 850 | 0 | 49.52 | 49.74 | 5 | 0
2025 | SPP_S_2_ENT | SPP_S | ENT | Internal | Winter | B18 | 400 | 850 | 0 | 47.83 | 49.38 | 5 | 0
2025 | SPP_S_2_ENT | SPP_S | ENT | Internal | Winter | B19 | 700 | 850 | 0 | 47.83 | 49.38 | 5 | 0
2025 | SPP_S_2_ENT | SPP_S | ENT | Internal | Winter | B20 | 935 | 850 | 0 | 47.73 | 47.76 | 5 | 0
2025 | SPP_S_2_SPP_N | SPP_S | SPP_N | Internal | Shoulder | B11 | 25 | 640 | 640 | 64.71 | 70.09 | 0.01 | 5.37
2025 | SPP_S_2_SPP_N | SPP_S | SPP_N | Internal | Shoulder | B12 | 200 | 640 | 640 | 48.47 | 54.83 | 0.01 | 6.35
2025 | SPP_S_2_SPP_N | SPP_S | SPP_N | Internal | Shoulder | B13 | 600 | 640 | 640 | 46.93 | 47.77 | 0.01 | 0.83
2025 | SPP_S_2_SPP_N | SPP_S | SPP_N | Internal | Shoulder | B14 | 900 | 640 | 61.19 | 46.27 | 46.29 | 0.01 | 0
2025 | SPP_S_2_SPP_N | SPP_S | SPP_N | Internal | Shoulder | B15 | 1203 | 640 | 0 | 44.88 | 44.87 | 0.01 | 0
2025 | SPP_S_2_SPP_N | SPP_S | SPP_N | Internal | Summer | B1 | 10 | 640 | 640 | 72.92 | 76.5 | 0.01 | 3.57
2025 | SPP_S_2_SPP_N | SPP_S | SPP_N | Internal | Summer | B2 | 25 | 640 | 640 | 72.25 | 73.59 | 0.01 | 1.33
2025 | SPP_S_2_SPP_N | SPP_S | SPP_N | Internal | Summer | B3 | 75 | 640 | 640 | 72.25 | 73.59 | 0.01 | 1.33
2025 | SPP_S_2_SPP_N | SPP_S | SPP_N | Internal | Summer | B4 | 100 | 640 | 640 | 71.31 | 73.59 | 0.01 | 2.27
2025 | SPP_S_2_SPP_N | SPP_S | SPP_N | Internal | Summer | B5 | 200 | 640 | 640 | 63.01 | 72.11 | 0.01 | 9.09
2025 | SPP_S_2_SPP_N | SPP_S | SPP_N | Internal | Summer | B6 | 300 | 640 | 0.02 | 62.49 | 62.48 | 0.01 | 0
2025 | SPP_S_2_SPP_N | SPP_S | SPP_N | Internal | Summer | B7 | 400 | 640 | 0.01 | 53.33 | 53.31 | 0.01 | 0
2025 | SPP_S_2_SPP_N | SPP_S | SPP_N | Internal | Summer | B8 | 500 | 640 | 0.01 | 45.34 | 45.33 | 0.01 | 0
2025 | SPP_S_2_SPP_N | SPP_S | SPP_N | Internal | Summer | B9 | 800 | 640 | 0 | 44.71 | 44.7 | 0.01 | 0
2025 | SPP_S_2_SPP_N | SPP_S | SPP_N | Internal | Summer | B10 | 1262 | 640 | 0 | 43.37 | 43.36 | 0.01 | 0
2025 | SPP_S_2_SPP_N | SPP_S | SPP_N | Internal | Winter | B16 | 25 | 640 | 270.47 | 67.99 | 68 | 0.01 | 0
2025 | SPP_S_2_SPP_N | SPP_S | SPP_N | Internal | Winter | B17 | 100 | 640 | 0.06 | 49.52 | 49.51 | 0.01 | 0
2025 | SPP_S_2_SPP_N | SPP_S | SPP_N | Internal | Winter | B18 | 400 | 640 | 0.02 | 47.83 | 47.82 | 0.01 | 0
2025 | SPP_S_2_SPP_N | SPP_S | SPP_N | Internal | Winter | B19 | 700 | 640 | 0 | 47.83 | 47.82 | 0.01 | 0
2025 | SPP_S_2_SPP_N | SPP_S | SPP_N | Internal | Winter | B20 | 935 | 640 | 0 | 47.73 | 47.71 | 0.01 | 0
2025 | TVA_2_ENT | TVA | ENT | Internal | Shoulder | B11 | 25 | 500 | 0 | 64.37 | 69.71 | 9 | 0
2025 | TVA_2_ENT | TVA | ENT | Internal | Shoulder | B12 | 200 | 500 | 0 | 48.48 | 46.83 | 9 | 0
2025 | TVA_2_ENT | TVA | ENT | Internal | Shoulder | B13 | 600 | 500 | 0 | 46.59 | 46.83 | 9 | 0
2025 | TVA_2_ENT | TVA | ENT | Internal | Shoulder | B14 | 900 | 500 | 0 | 46.59 | 46.5 | 9 | 0
2025 | TVA_2_ENT | TVA | ENT | Internal | Shoulder | B15 | 1203 | 500 | 0 | 46.5 | 45.3 | 9 | 0
2025 | TVA_2_ENT | TVA | ENT | Internal | Summer | B1 | 10 | 500 | 0 | 81.43 | 81.5 | 9 | 0
2025 | TVA_2_ENT | TVA | ENT | Internal | Summer | B2 | 25 | 500 | 0 | 80.61 | 75.69 | 9 | 0
2025 | TVA_2_ENT | TVA | ENT | Internal | Summer | B3 | 75 | 500 | 0 | 74.44 | 75.69 | 9 | 0
2025 | TVA_2_ENT | TVA | ENT | Internal | Summer | B4 | 100 | 500 | 0 | 74.44 | 75.69 | 9 | 0
2025 | TVA_2_ENT | TVA | ENT | Internal | Summer | B5 | 200 | 500 | 0 | 70.12 | 69.11 | 9 | 0
2025 | TVA_2_ENT | TVA | ENT | Internal | Summer | B6 | 300 | 500 | 49.27 | 51.76 | 60.76 | 9 | 0
2025 | TVA_2_ENT | TVA | ENT | Internal | Summer | B7 | 400 | 500 | 0 | 45.14 | 53.31 | 9 | 0
2025 | TVA_2_ENT | TVA | ENT | Internal | Summer | B8 | 500 | 500 | 0 | 45.14 | 45.36 | 9 | 0
2025 | TVA_2_ENT | TVA | ENT | Internal | Summer | B9 | 800 | 500 | 0 | 45.14 | 45.04 | 9 | 0
2025 | TVA_2_ENT | TVA | ENT | Internal | Summer | B10 | 1262 | 500 | 0 | 41.65 | 43.56 | 9 | 0
2025 | TVA_2_ENT | TVA | ENT | Internal | Winter | B16 | 25 | 500 | 0 | 70.08 | 68 | 9 | 0
2025 | TVA_2_ENT | TVA | ENT | Internal | Winter | B17 | 100 | 500 | 0 | 51.43 | 49.74 | 9 | 0
2025 | TVA_2_ENT | TVA | ENT | Internal | Winter | B18 | 400 | 500 | 0 | 46.32 | 49.38 | 9 | 0
2025 | TVA_2_ENT | TVA | ENT | Internal | Winter | B19 | 700 | 500 | 0 | 46.32 | 49.38 | 9 | 0
2025 | TVA_2_ENT | TVA | ENT | Internal | Winter | B20 | 935 | 500 | 0 | 46.32 | 47.76 | 9 | 0
2025 | TVA_2_MISO_MO-IL | TVA | MISO_MO-IL | Internal | Shoulder | B11 | 25 | 50 | 0 | 64.37 | 64.47 | 9 | 0
2025 | TVA_2_MISO_MO-IL | TVA | MISO_MO-IL | Internal | Shoulder | B12 | 200 | 50 | 0 | 48.48 | 54.83 | 9 | 0
2025 | TVA_2_MISO_MO-IL | TVA | MISO_MO-IL | Internal | Shoulder | B13 | 600 | 50 | 0 | 46.59 | 45.73 | 9 | 0
2025 | TVA_2_MISO_MO-IL | TVA | MISO_MO-IL | Internal | Shoulder | B14 | 900 | 50 | 0 | 46.59 | 43.28 | 9 | 0
2025 | TVA_2_MISO_MO-IL | TVA | MISO_MO-IL | Internal | Shoulder | B15 | 1203 | 50 | 0 | 46.5 | 41.62 | 9 | 0
2025 | TVA_2_MISO_MO-IL | TVA | MISO_MO-IL | Internal | Summer | B1 | 10 | 50 | 0 | 81.43 | 79.58 | 9 | 0
2025 | TVA_2_MISO_MO-IL | TVA | MISO_MO-IL | Internal | Summer | B2 | 25 | 50 | 0 | 80.61 | 72.6 | 9 | 0
2025 | TVA_2_MISO_MO-IL | TVA | MISO_MO-IL | Internal | Summer | B3 | 75 | 50 | 0 | 74.44 | 68.9 | 9 | 0
2025 | TVA_2_MISO_MO-IL | TVA | MISO_MO-IL | Internal | Summer | B4 | 100 | 50 | 0 | 74.44 | 67.78 | 9 | 0
2025 | TVA_2_MISO_MO-IL | TVA | MISO_MO-IL | Internal | Summer | B5 | 200 | 50 | 0 | 70.12 | 64.11 | 9 | 0
2025 | TVA_2_MISO_MO-IL | TVA | MISO_MO-IL | Internal | Summer | B6 | 300 | 50 | 0 | 51.76 | 53.77 | 9 | 0
2025 | TVA_2_MISO_MO-IL | TVA | MISO_MO-IL | Internal | Summer | B7 | 400 | 50 | 0 | 45.14 | 45.31 | 9 | 0
2025 | TVA_2_MISO_MO-IL | TVA | MISO_MO-IL | Internal | Summer | B8 | 500 | 50 | 0 | 45.14 | 40.74 | 9 | 0
2025 | TVA_2_MISO_MO-IL | TVA | MISO_MO-IL | Internal | Summer | B9 | 800 | 50 | 0 | 45.14 | 40.53 | 9 | 0
2025 | TVA_2_MISO_MO-IL | TVA | MISO_MO-IL | Internal | Summer | B10 | 1262 | 50 | 0 | 41.65 | 37.55 | 9 | 0
2025 | TVA_2_MISO_MO-IL | TVA | MISO_MO-IL | Internal | Winter | B16 | 25 | 50 | 0 | 70.08 | 68 | 9 | 0
2025 | TVA_2_MISO_MO-IL | TVA | MISO_MO-IL | Internal | Winter | B17 | 100 | 50 | 0 | 51.43 | 53.68 | 9 | 0
2025 | TVA_2_MISO_MO-IL | TVA | MISO_MO-IL | Internal | Winter | B18 | 400 | 50 | 0 | 46.32 | 47.19 | 9 | 0
2025 | TVA_2_MISO_MO-IL | TVA | MISO_MO-IL | Internal | Winter | B19 | 700 | 50 | 0 | 46.32 | 44.67 | 9 | 0
2025 | TVA_2_MISO_MO-IL | TVA | MISO_MO-IL | Internal | Winter | B20 | 935 | 50 | 0 | 46.32 | 40.81 | 9 | 0
2025 | TVA_2_NonRTO_Midwest | TVA | NonRTO_Midwest | Internal | Shoulder | B11 | 25 | 100 | 0 | 64.37 | 72.46 | 9 | 0
2025 | TVA_2_NonRTO_Midwest | TVA | NonRTO_Midwest | Internal | Shoulder | B12 | 200 | 100 | 100 | 48.48 | 62.82 | 9 | 5.34
2025 | TVA_2_NonRTO_Midwest | TVA | NonRTO_Midwest | Internal | Shoulder | B13 | 600 | 100 | 0 | 46.59 | 53.54 | 9 | 0
2025 | TVA_2_NonRTO_Midwest | TVA | NonRTO_Midwest | Internal | Shoulder | B14 | 900 | 100 | 0 | 46.59 | 44.35 | 9 | 0
2025 | TVA_2_NonRTO_Midwest | TVA | NonRTO_Midwest | Internal | Shoulder | B15 | 1203 | 100 | 0 | 46.5 | 38.7 | 9 | 0
2025 | TVA_2_NonRTO_Midwest | TVA | NonRTO_Midwest | Internal | Summer | B1 | 10 | 100 | 0 | 81.43 | 79.43 | 9 | 0
2025 | TVA_2_NonRTO_Midwest | TVA | NonRTO_Midwest | Internal | Summer | B2 | 25 | 100 | 0 | 80.61 | 75.82 | 9 | 0
2025 | TVA_2_NonRTO_Midwest | TVA | NonRTO_Midwest | Internal | Summer | B3 | 75 | 100 | 0 | 74.44 | 75.82 | 9 | 0
2025 | TVA_2_NonRTO_Midwest | TVA | NonRTO_Midwest | Internal | Summer | B4 | 100 | 100 | 0 | 74.44 | 75.77 | 9 | 0
2025 | TVA_2_NonRTO_Midwest | TVA | NonRTO_Midwest | Internal | Summer | B5 | 200 | 100 | 0 | 70.12 | 72.1 | 9 | 0
2025 | TVA_2_NonRTO_Midwest | TVA | NonRTO_Midwest | Internal | Summer | B6 | 300 | 100 | 100 | 51.76 | 61.76 | 9 | 1
2025 | TVA_2_NonRTO_Midwest | TVA | NonRTO_Midwest | Internal | Summer | B7 | 400 | 100 | 0 | 45.14 | 45.68 | 9 | 0
2025 | TVA_2_NonRTO_Midwest | TVA | NonRTO_Midwest | Internal | Summer | B8 | 500 | 100 | 0 | 45.14 | 44.35 | 9 | 0
2025 | TVA_2_NonRTO_Midwest | TVA | NonRTO_Midwest | Internal | Summer | B9 | 800 | 100 | 0 | 45.14 | 38.98 | 9 | 0
2025 | TVA_2_NonRTO_Midwest | TVA | NonRTO_Midwest | Internal | Summer | B10 | 1262 | 100 | 0 | 41.65 | 36.64 | 9 | 0
2025 | TVA_2_NonRTO_Midwest | TVA | NonRTO_Midwest | Internal | Winter | B16 | 25 | 100 | 0 | 70.08 | 76.02 | 9 | 0
2025 | TVA_2_NonRTO_Midwest | TVA | NonRTO_Midwest | Internal | Winter | B17 | 100 | 100 | 100 | 51.43 | 61.69 | 9 | 1.27
2025 | TVA_2_NonRTO_Midwest | TVA | NonRTO_Midwest | Internal | Winter | B18 | 400 | 100 | 0 | 46.32 | 55.2 | 9 | 0
2025 | TVA_2_NonRTO_Midwest | TVA | NonRTO_Midwest | Internal | Winter | B19 | 700 | 100 | 0 | 46.32 | 45.51 | 9 | 0
2025 | TVA_2_NonRTO_Midwest | TVA | NonRTO_Midwest | Internal | Winter | B20 | 935 | 100 | 0 | 46.32 | 38.6 | 9 | 0
2025 | TVA_2_PJM_ROR | TVA | PJM_ROR | Internal | Shoulder | B11 | 25 | 500 | 0 | 64.37 | 62.46 | 9 | 0
2025 | TVA_2_PJM_ROR | TVA | PJM_ROR | Internal | Shoulder | B12 | 200 | 500 | 0 | 48.48 | 56.82 | 9 | 0
2025 | TVA_2_PJM_ROR | TVA | PJM_ROR | Internal | Shoulder | B13 | 600 | 500 | 0 | 46.59 | 47.72 | 9 | 0
2025 | TVA_2_PJM_ROR | TVA | PJM_ROR | Internal | Shoulder | B14 | 900 | 500 | 0 | 46.59 | 45.19 | 9 | 0
2025 | TVA_2_PJM_ROR | TVA | PJM_ROR | Internal | Shoulder | B15 | 1203 | 500 | 0 | 46.5 | 41.88 | 9 | 0
2025 | TVA_2_PJM_ROR | TVA | PJM_ROR | Internal | Summer | B1 | 10 | 500 | 193.54 | 81.43 | 90.43 | 9 | 0
2025 | TVA_2_PJM_ROR | TVA | PJM_ROR | Internal | Summer | B2 | 25 | 500 | 0 | 80.61 | 74.6 | 9 | 0
2025 | TVA_2_PJM_ROR | TVA | PJM_ROR | Internal | Summer | B3 | 75 | 500 | 0 | 74.44 | 68.43 | 9 | 0
2025 | TVA_2_PJM_ROR | TVA | PJM_ROR | Internal | Summer | B4 | 100 | 500 | 0 | 74.44 | 68.43 | 9 | 0
2025 | TVA_2_PJM_ROR | TVA | PJM_ROR | Internal | Summer | B5 | 200 | 500 | 0 | 70.12 | 64.11 | 9 | 0
2025 | TVA_2_PJM_ROR | TVA | PJM_ROR | Internal | Summer | B6 | 300 | 500 | 0 | 51.76 | 55.76 | 9 | 0
2025 | TVA_2_PJM_ROR | TVA | PJM_ROR | Internal | Summer | B7 | 400 | 500 | 0 | 45.14 | 47.31 | 9 | 0
2025 | TVA_2_PJM_ROR | TVA | PJM_ROR | Internal | Summer | B8 | 500 | 500 | 0 | 45.14 | 42.67 | 9 | 0
2025 | TVA_2_PJM_ROR | TVA | PJM_ROR | Internal | Summer | B9 | 800 | 500 | 0 | 45.14 | 41.41 | 9 | 0
2025 | TVA_2_PJM_ROR | TVA | PJM_ROR | Internal | Summer | B10 | 1262 | 500 | 0 | 41.65 | 38.54 | 9 | 0
2025 | TVA_2_PJM_ROR | TVA | PJM_ROR | Internal | Winter | B16 | 25 | 500 | 0 | 70.08 | 70 | 9 | 0
2025 | TVA_2_PJM_ROR | TVA | PJM_ROR | Internal | Winter | B17 | 100 | 500 | 0 | 51.43 | 58.38 | 9 | 0
2025 | TVA_2_PJM_ROR | TVA | PJM_ROR | Internal | Winter | B18 | 400 | 500 | 0 | 46.32 | 49.54 | 9 | 0
2025 | TVA_2_PJM_ROR | TVA | PJM_ROR | Internal | Winter | B19 | 700 | 500 | 0 | 46.32 | 46.69 | 9 | 0
2025 | TVA_2_PJM_ROR | TVA | PJM_ROR | Internal | Winter | B20 | 935 | 500 | 0 | 46.32 | 42.82 | 9 | 0
2025 | TVA_2_SOCO | TVA | SOCO | Internal | Shoulder | B11 | 25 | 500 | 500 | 64.37 | 76.13 | 9 | 2.76
2025 | TVA_2_SOCO | TVA | SOCO | Internal | Shoulder | B12 | 200 | 500 | 0 | 48.48 | 51.92 | 9 | 0
2025 | TVA_2_SOCO | TVA | SOCO | Internal | Shoulder | B13 | 600 | 500 | 0 | 46.59 | 46.88 | 9 | 0
2025 | TVA_2_SOCO | TVA | SOCO | Internal | Shoulder | B14 | 900 | 500 | 0 | 46.59 | 46.88 | 9 | 0
2025 | TVA_2_SOCO | TVA | SOCO | Internal | Shoulder | B15 | 1203 | 500 | 0 | 46.5 | 46.88 | 9 | 0
2025 | TVA_2_SOCO | TVA | SOCO | Internal | Summer | B1 | 10 | 500 | 0.02 | 81.43 | 89.5 | 9 | 0
2025 | TVA_2_SOCO | TVA | SOCO | Internal | Summer | B2 | 25 | 500 | 0 | 80.61 | 78.61 | 9 | 0
2025 | TVA_2_SOCO | TVA | SOCO | Internal | Summer | B3 | 75 | 500 | 0 | 74.44 | 78.61 | 9 | 0
2025 | TVA_2_SOCO | TVA | SOCO | Internal | Summer | B4 | 100 | 500 | 0 | 74.44 | 77.11 | 9 | 0
2025 | TVA_2_SOCO | TVA | SOCO | Internal | Summer | B5 | 200 | 500 | 0 | 70.12 | 77.11 | 9 | 0
2025 | TVA_2_SOCO | TVA | SOCO | Internal | Summer | B6 | 300 | 500 | 500 | 51.76 | 68.76 | 9 | 8
2025 | TVA_2_SOCO | TVA | SOCO | Internal | Summer | B7 | 400 | 500 | 500 | 45.14 | 61.31 | 9 | 7.17
2025 | TVA_2_SOCO | TVA | SOCO | Internal | Summer | B8 | 500 | 500 | 0 | 45.14 | 50.08 | 9 | 0
2025 | TVA_2_SOCO | TVA | SOCO | Internal | Summer | B9 | 800 | 500 | 0 | 45.14 | 45.53 | 9 | 0
2025 | TVA_2_SOCO | TVA | SOCO | Internal | Summer | B10 | 1262 | 500 | 0 | 41.65 | 45.53 | 9 | 0
2025 | TVA_2_SOCO | TVA | SOCO | Internal | Winter | B16 | 25 | 500 | 90.89 | 70.08 | 79.08 | 9 | 0
2025 | TVA_2_SOCO | TVA | SOCO | Internal | Winter | B17 | 100 | 500 | 0 | 51.43 | 54.38 | 9 | 0
2025 | TVA_2_SOCO | TVA | SOCO | Internal | Winter | B18 | 400 | 500 | 0 | 46.32 | 49.67 | 9 | 0
2025 | TVA_2_SOCO | TVA | SOCO | Internal | Winter | B19 | 700 | 500 | 0 | 46.32 | 49.67 | 9 | 0
2025 | TVA_2_SOCO | TVA | SOCO | Internal | Winter | B20 | 935 | 500 | 0 | 46.32 | 49.67 | 9 | 0
2025 | TVA_2_VACAR | TVA | VACAR | Internal | Shoulder | B11 | 25 | 150 | 0 | 64.37 | 68.46 | 9 | 0
2025 | TVA_2_VACAR | TVA | VACAR | Internal | Shoulder | B12 | 200 | 150 | 150 | 48.48 | 61.92 | 9 | 4.44
2025 | TVA_2_VACAR | TVA | VACAR | Internal | Shoulder | B13 | 600 | 150 | 0 | 46.59 | 50.45 | 9 | 0
2025 | TVA_2_VACAR | TVA | VACAR | Internal | Shoulder | B14 | 900 | 150 | 0 | 46.59 | 50.45 | 9 | 0
2025 | TVA_2_VACAR | TVA | VACAR | Internal | Shoulder | B15 | 1203 | 150 | 0 | 46.5 | 46.39 | 9 | 0
2025 | TVA_2_VACAR | TVA | VACAR | Internal | Summer | B1 | 10 | 150 | 150 | 81.43 | 96.43 | 9 | 6
2025 | TVA_2_VACAR | TVA | VACAR | Internal | Summer | B2 | 25 | 150 | 0 | 80.61 | 80.6 | 9 | 0
2025 | TVA_2_VACAR | TVA | VACAR | Internal | Summer | B3 | 75 | 150 | 0 | 74.44 | 80.6 | 9 | 0
2025 | TVA_2_VACAR | TVA | VACAR | Internal | Summer | B4 | 100 | 150 | 0 | 74.44 | 80.6 | 9 | 0
2025 | TVA_2_VACAR | TVA | VACAR | Internal | Summer | B5 | 200 | 150 | 0 | 70.12 | 70.11 | 9 | 0
2025 | TVA_2_VACAR | TVA | VACAR | Internal | Summer | B6 | 300 | 150 | 150 | 51.76 | 61.76 | 9 | 1
2025 | TVA_2_VACAR | TVA | VACAR | Internal | Summer | B7 | 400 | 150 | 150 | 45.14 | 54.31 | 9 | 0.17
2025 | TVA_2_VACAR | TVA | VACAR | Internal | Summer | B8 | 500 | 150 | 0 | 45.14 | 48.38 | 9 | 0
2025 | TVA_2_VACAR | TVA | VACAR | Internal | Summer | B9 | 800 | 150 | 0 | 45.14 | 45.19 | 9 | 0
2025 | TVA_2_VACAR | TVA | VACAR | Internal | Summer | B10 | 1262 | 150 | 0 | 41.65 | 44.54 | 9 | 0
2025 | TVA_2_VACAR | TVA | VACAR | Internal | Winter | B16 | 25 | 150 | 150 | 70.08 | 89.08 | 9 | 10
2025 | TVA_2_VACAR | TVA | VACAR | Internal | Winter | B17 | 100 | 150 | 150 | 51.43 | 64.38 | 9 | 3.95
2025 | TVA_2_VACAR | TVA | VACAR | Internal | Winter | B18 | 400 | 150 | 0 | 46.32 | 50.89 | 9 | 0
2025 | TVA_2_VACAR | TVA | VACAR | Internal | Winter | B19 | 700 | 150 | 0 | 46.32 | 50.54 | 9 | 0
2025 | TVA_2_VACAR | TVA | VACAR | Internal | Winter | B20 | 935 | 150 | 0 | 46.32 | 49.14 | 9 | 0
2025 | TVA_Transmission_2_ENT | TVA_Transmission | ENT | Internal | Shoulder | B11 | 25 | 3000 | 0 | 67.86 | 69.71 | 9 | 0
2025 | TVA_Transmission_2_ENT | TVA_Transmission | ENT | Internal | Shoulder | B12 | 200 | 3000 | 0 | 54.42 | 46.83 | 9 | 0
2025 | TVA_Transmission_2_ENT | TVA_Transmission | ENT | Internal | Shoulder | B13 | 600 | 3000 | 0 | 49.47 | 46.83 | 9 | 0
2025 | TVA_Transmission_2_ENT | TVA_Transmission | ENT | Internal | Shoulder | B14 | 900 | 3000 | 0 | 48.05 | 46.5 | 9 | 0
2025 | TVA_Transmission_2_ENT | TVA_Transmission | ENT | Internal | Shoulder | B15 | 1203 | 3000 | 0 | 46.59 | 45.3 | 9 | 0
2025 | TVA_Transmission_2_ENT | TVA_Transmission | ENT | Internal | Summer | B1 | 10 | 3000 | 0 | 87.43 | 81.5 | 9 | 0
2025 | TVA_Transmission_2_ENT | TVA_Transmission | ENT | Internal | Summer | B2 | 25 | 3000 | 0 | 80.6 | 75.69 | 9 | 0
2025 | TVA_Transmission_2_ENT | TVA_Transmission | ENT | Internal | Summer | B3 | 75 | 3000 | 0 | 74.43 | 75.69 | 9 | 0
2025 | TVA_Transmission_2_ENT | TVA_Transmission | ENT | Internal | Summer | B4 | 100 | 3000 | 0 | 74.43 | 75.69 | 9 | 0
2025 | TVA_Transmission_2_ENT | TVA_Transmission | ENT | Internal | Summer | B5 | 200 | 3000 | 0 | 70.11 | 69.11 | 9 | 0
2025 | TVA_Transmission_2_ENT | TVA_Transmission | ENT | Internal | Summer | B6 | 300 | 3000 | 0 | 60.49 | 60.76 | 9 | 0
2025 | TVA_Transmission_2_ENT | TVA_Transmission | ENT | Internal | Summer | B7 | 400 | 3000 | 0 | 52.6 | 53.31 | 9 | 0
2025 | TVA_Transmission_2_ENT | TVA_Transmission | ENT | Internal | Summer | B8 | 500 | 3000 | 0 | 46.47 | 45.36 | 9 | 0
2025 | TVA_Transmission_2_ENT | TVA_Transmission | ENT | Internal | Summer | B9 | 800 | 3000 | 0 | 45.74 | 45.04 | 9 | 0
2025 | TVA_Transmission_2_ENT | TVA_Transmission | ENT | Internal | Summer | B10 | 1262 | 3000 | 0 | 42.61 | 43.56 | 9 | 0
2025 | TVA_Transmission_2_ENT | TVA_Transmission | ENT | Internal | Winter | B16 | 25 | 3000 | 0 | 76 | 68 | 9 | 0
2025 | TVA_Transmission_2_ENT | TVA_Transmission | ENT | Internal | Winter | B17 | 100 | 3000 | 0 | 56.69 | 49.74 | 9 | 0
2025 | TVA_Transmission_2_ENT | TVA_Transmission | ENT | Internal | Winter | B18 | 400 | 3000 | 0 | 50.73 | 49.38 | 9 | 0
2025 | TVA_Transmission_2_ENT | TVA_Transmission | ENT | Internal | Winter | B19 | 700 | 3000 | 0 | 48.69 | 49.38 | 9 | 0
2025 | TVA_Transmission_2_ENT | TVA_Transmission | ENT | Internal | Winter | B20 | 935 | 3000 | 0 | 46.45 | 47.76 | 9 | 0
2025 | TVA_Transmission_2_MISO_MO-IL | TVA_Transmission | MISO_MO-IL | Internal | Shoulder | B11 | 25 | 4000 | 0 | 67.86 | 64.47 | 9 | 0
2025 | TVA_Transmission_2_MISO_MO-IL | TVA_Transmission | MISO_MO-IL | Internal | Shoulder | B12 | 200 | 4000 | 0 | 54.42 | 54.83 | 9 | 0
2025 | TVA_Transmission_2_MISO_MO-IL | TVA_Transmission | MISO_MO-IL | Internal | Shoulder | B13 | 600 | 4000 | 0 | 49.47 | 45.73 | 9 | 0
2025 | TVA_Transmission_2_MISO_MO-IL | TVA_Transmission | MISO_MO-IL | Internal | Shoulder | B14 | 900 | 4000 | 0 | 48.05 | 43.28 | 9 | 0
2025 | TVA_Transmission_2_MISO_MO-IL | TVA_Transmission | MISO_MO-IL | Internal | Shoulder | B15 | 1203 | 4000 | 0 | 46.59 | 41.62 | 9 | 0
2025 | TVA_Transmission_2_MISO_MO-IL | TVA_Transmission | MISO_MO-IL | Internal | Summer | B1 | 10 | 4000 | 0 | 87.43 | 79.58 | 9 | 0
2025 | TVA_Transmission_2_MISO_MO-IL | TVA_Transmission | MISO_MO-IL | Internal | Summer | B2 | 25 | 4000 | 0 | 80.6 | 72.6 | 9 | 0
2025 | TVA_Transmission_2_MISO_MO-IL | TVA_Transmission | MISO_MO-IL | Internal | Summer | B3 | 75 | 4000 | 0 | 74.43 | 68.9 | 9 | 0
2025 | TVA_Transmission_2_MISO_MO-IL | TVA_Transmission | MISO_MO-IL | Internal | Summer | B4 | 100 | 4000 | 0 | 74.43 | 67.78 | 9 | 0
2025 | TVA_Transmission_2_MISO_MO-IL | TVA_Transmission | MISO_MO-IL | Internal | Summer | B5 | 200 | 4000 | 0 | 70.11 | 64.11 | 9 | 0
2025 | TVA_Transmission_2_MISO_MO-IL | TVA_Transmission | MISO_MO-IL | Internal | Summer | B6 | 300 | 4000 | 0 | 60.49 | 53.77 | 9 | 0
2025 | TVA_Transmission_2_MISO_MO-IL | TVA_Transmission | MISO_MO-IL | Internal | Summer | B7 | 400 | 4000 | 0 | 52.6 | 45.31 | 9 | 0
2025 | TVA_Transmission_2_MISO_MO-IL | TVA_Transmission | MISO_MO-IL | Internal | Summer | B8 | 500 | 4000 | 0 | 46.47 | 40.74 | 9 | 0
2025 | TVA_Transmission_2_MISO_MO-IL | TVA_Transmission | MISO_MO-IL | Internal | Summer | B9 | 800 | 4000 | 0 | 45.74 | 40.53 | 9 | 0
2025 | TVA_Transmission_2_MISO_MO-IL | TVA_Transmission | MISO_MO-IL | Internal | Summer | B10 | 1262 | 4000 | 0 | 42.61 | 37.55 | 9 | 0
2025 | TVA_Transmission_2_MISO_MO-IL | TVA_Transmission | MISO_MO-IL | Internal | Winter | B16 | 25 | 4000 | 0 | 76 | 68 | 9 | 0
2025 | TVA_Transmission_2_MISO_MO-IL | TVA_Transmission | MISO_MO-IL | Internal | Winter | B17 | 100 | 4000 | 0 | 56.69 | 53.68 | 9 | 0
2025 | TVA_Transmission_2_MISO_MO-IL | TVA_Transmission | MISO_MO-IL | Internal | Winter | B18 | 400 | 4000 | 0 | 50.73 | 47.19 | 9 | 0
2025 | TVA_Transmission_2_MISO_MO-IL | TVA_Transmission | MISO_MO-IL | Internal | Winter | B19 | 700 | 4000 | 0 | 48.69 | 44.67 | 9 | 0
2025 | TVA_Transmission_2_MISO_MO-IL | TVA_Transmission | MISO_MO-IL | Internal | Winter | B20 | 935 | 4000 | 0 | 46.45 | 40.81 | 9 | 0
2025 | TVA_Transmission_2_NonRTO_Midwest | TVA_Transmission | NonRTO_Midwest | Internal | Shoulder | B11 | 25 | 700 | 0 | 67.86 | 72.46 | 9 | 0
2025 | TVA_Transmission_2_NonRTO_Midwest | TVA_Transmission | NonRTO_Midwest | Internal | Shoulder | B12 | 200 | 700 | 0 | 54.42 | 62.82 | 9 | 0
2025 | TVA_Transmission_2_NonRTO_Midwest | TVA_Transmission | NonRTO_Midwest | Internal | Shoulder | B13 | 600 | 700 | 0 | 49.47 | 53.54 | 9 | 0
2025 | TVA_Transmission_2_NonRTO_Midwest | TVA_Transmission | NonRTO_Midwest | Internal | Shoulder | B14 | 900 | 700 | 0 | 48.05 | 44.35 | 9 | 0
2025 | TVA_Transmission_2_NonRTO_Midwest | TVA_Transmission | NonRTO_Midwest | Internal | Shoulder | B15 | 1203 | 700 | 0 | 46.59 | 38.7 | 9 | 0
2025 | TVA_Transmission_2_NonRTO_Midwest | TVA_Transmission | NonRTO_Midwest | Internal | Summer | B1 | 10 | 700 | 0 | 87.43 | 79.43 | 9 | 0
2025 | TVA_Transmission_2_NonRTO_Midwest | TVA_Transmission | NonRTO_Midwest | Internal | Summer | B2 | 25 | 700 | 0 | 80.6 | 75.82 | 9 | 0
2025 | TVA_Transmission_2_NonRTO_Midwest | TVA_Transmission | NonRTO_Midwest | Internal | Summer | B3 | 75 | 700 | 0 | 74.43 | 75.82 | 9 | 0
2025 | TVA_Transmission_2_NonRTO_Midwest | TVA_Transmission | NonRTO_Midwest | Internal | Summer | B4 | 100 | 700 | 0 | 74.43 | 75.77 | 9 | 0
2025 | TVA_Transmission_2_NonRTO_Midwest | TVA_Transmission | NonRTO_Midwest | Internal | Summer | B5 | 200 | 700 | 0 | 70.11 | 72.1 | 9 | 0
2025 | TVA_Transmission_2_NonRTO_Midwest | TVA_Transmission | NonRTO_Midwest | Internal | Summer | B6 | 300 | 700 | 0 | 60.49 | 61.76 | 9 | 0
2025 | TVA_Transmission_2_NonRTO_Midwest | TVA_Transmission | NonRTO_Midwest | Internal | Summer | B7 | 400 | 700 | 0 | 52.6 | 45.68 | 9 | 0
2025 | TVA_Transmission_2_NonRTO_Midwest | TVA_Transmission | NonRTO_Midwest | Internal | Summer | B8 | 500 | 700 | 0 | 46.47 | 44.35 | 9 | 0
2025 | TVA_Transmission_2_NonRTO_Midwest | TVA_Transmission | NonRTO_Midwest | Internal | Summer | B9 | 800 | 700 | 0 | 45.74 | 38.98 | 9 | 0
2025 | TVA_Transmission_2_NonRTO_Midwest | TVA_Transmission | NonRTO_Midwest | Internal | Summer | B10 | 1262 | 700 | 0 | 42.61 | 36.64 | 9 | 0
2025 | TVA_Transmission_2_NonRTO_Midwest | TVA_Transmission | NonRTO_Midwest | Internal | Winter | B16 | 25 | 700 | 0 | 76 | 76.02 | 9 | 0
2025 | TVA_Transmission_2_NonRTO_Midwest | TVA_Transmission | NonRTO_Midwest | Internal | Winter | B17 | 100 | 700 | 0 | 56.69 | 61.69 | 9 | 0
2025 | TVA_Transmission_2_NonRTO_Midwest | TVA_Transmission | NonRTO_Midwest | Internal | Winter | B18 | 400 | 700 | 0 | 50.73 | 55.2 | 9 | 0
2025 | TVA_Transmission_2_NonRTO_Midwest | TVA_Transmission | NonRTO_Midwest | Internal | Winter | B19 | 700 | 700 | 0 | 48.69 | 45.51 | 9 | 0
2025 | TVA_Transmission_2_NonRTO_Midwest | TVA_Transmission | NonRTO_Midwest | Internal | Winter | B20 | 935 | 700 | 0 | 46.45 | 38.6 | 9 | 0
2025 | TVA_Transmission_2_PJM_ROR | TVA_Transmission | PJM_ROR | Internal | Shoulder | B11 | 25 | 2000 | 0 | 67.86 | 62.46 | 9 | 0
2025 | TVA_Transmission_2_PJM_ROR | TVA_Transmission | PJM_ROR | Internal | Shoulder | B12 | 200 | 2000 | 0 | 54.42 | 56.82 | 9 | 0
2025 | TVA_Transmission_2_PJM_ROR | TVA_Transmission | PJM_ROR | Internal | Shoulder | B13 | 600 | 2000 | 0 | 49.47 | 47.72 | 9 | 0
2025 | TVA_Transmission_2_PJM_ROR | TVA_Transmission | PJM_ROR | Internal | Shoulder | B14 | 900 | 2000 | 0 | 48.05 | 45.19 | 9 | 0
2025 | TVA_Transmission_2_PJM_ROR | TVA_Transmission | PJM_ROR | Internal | Shoulder | B15 | 1203 | 2000 | 0 | 46.59 | 41.88 | 9 | 0
2025 | TVA_Transmission_2_PJM_ROR | TVA_Transmission | PJM_ROR | Internal | Summer | B1 | 10 | 2000 | 0 | 87.43 | 90.43 | 9 | 0
2025 | TVA_Transmission_2_PJM_ROR | TVA_Transmission | PJM_ROR | Internal | Summer | B2 | 25 | 2000 | 0 | 80.6 | 74.6 | 9 | 0
2025 | TVA_Transmission_2_PJM_ROR | TVA_Transmission | PJM_ROR | Internal | Summer | B3 | 75 | 2000 | 0 | 74.43 | 68.43 | 9 | 0
2025 | TVA_Transmission_2_PJM_ROR | TVA_Transmission | PJM_ROR | Internal | Summer | B4 | 100 | 2000 | 0 | 74.43 | 68.43 | 9 | 0
2025 | TVA_Transmission_2_PJM_ROR | TVA_Transmission | PJM_ROR | Internal | Summer | B5 | 200 | 2000 | 0 | 70.11 | 64.11 | 9 | 0
2025 | TVA_Transmission_2_PJM_ROR | TVA_Transmission | PJM_ROR | Internal | Summer | B6 | 300 | 2000 | 0 | 60.49 | 55.76 | 9 | 0
2025 | TVA_Transmission_2_PJM_ROR | TVA_Transmission | PJM_ROR | Internal | Summer | B7 | 400 | 2000 | 0 | 52.6 | 47.31 | 9 | 0
2025 | TVA_Transmission_2_PJM_ROR | TVA_Transmission | PJM_ROR | Internal | Summer | B8 | 500 | 2000 | 0 | 46.47 | 42.67 | 9 | 0
2025 | TVA_Transmission_2_PJM_ROR | TVA_Transmission | PJM_ROR | Internal | Summer | B9 | 800 | 2000 | 0 | 45.74 | 41.41 | 9 | 0
2025 | TVA_Transmission_2_PJM_ROR | TVA_Transmission | PJM_ROR | Internal | Summer | B10 | 1262 | 2000 | 0 | 42.61 | 38.54 | 9 | 0
2025 | TVA_Transmission_2_PJM_ROR | TVA_Transmission | PJM_ROR | Internal | Winter | B16 | 25 | 2000 | 0 | 76 | 70 | 9 | 0
2025 | TVA_Transmission_2_PJM_ROR | TVA_Transmission | PJM_ROR | Internal | Winter | B17 | 100 | 2000 | 0 | 56.69 | 58.38 | 9 | 0
2025 | TVA_Transmission_2_PJM_ROR | TVA_Transmission | PJM_ROR | Internal | Winter | B18 | 400 | 2000 | 0 | 50.73 | 49.54 | 9 | 0
2025 | TVA_Transmission_2_PJM_ROR | TVA_Transmission | PJM_ROR | Internal | Winter | B19 | 700 | 2000 | 0 | 48.69 | 46.69 | 9 | 0
2025 | TVA_Transmission_2_PJM_ROR | TVA_Transmission | PJM_ROR | Internal | Winter | B20 | 935 | 2000 | 0 | 46.45 | 42.82 | 9 | 0
2025 | TVA_Transmission_2_SOCO | TVA_Transmission | SOCO | Internal | Shoulder | B11 | 25 | 3200 | 0 | 67.86 | 76.13 | 9 | 0
2025 | TVA_Transmission_2_SOCO | TVA_Transmission | SOCO | Internal | Shoulder | B12 | 200 | 3200 | 0 | 54.42 | 51.92 | 9 | 0
2025 | TVA_Transmission_2_SOCO | TVA_Transmission | SOCO | Internal | Shoulder | B13 | 600 | 3200 | 0 | 49.47 | 46.88 | 9 | 0
2025 | TVA_Transmission_2_SOCO | TVA_Transmission | SOCO | Internal | Shoulder | B14 | 900 | 3200 | 0 | 48.05 | 46.88 | 9 | 0
2025 | TVA_Transmission_2_SOCO | TVA_Transmission | SOCO | Internal | Shoulder | B15 | 1203 | 3200 | 0 | 46.59 | 46.88 | 9 | 0
2025 | TVA_Transmission_2_SOCO | TVA_Transmission | SOCO | Internal | Summer | B1 | 10 | 3200 | 0 | 87.43 | 89.5 | 9 | 0
2025 | TVA_Transmission_2_SOCO | TVA_Transmission | SOCO | Internal | Summer | B2 | 25 | 3200 | 0 | 80.6 | 78.61 | 9 | 0
2025 | TVA_Transmission_2_SOCO | TVA_Transmission | SOCO | Internal | Summer | B3 | 75 | 3200 | 0 | 74.43 | 78.61 | 9 | 0
2025 | TVA_Transmission_2_SOCO | TVA_Transmission | SOCO | Internal | Summer | B4 | 100 | 3200 | 0 | 74.43 | 77.11 | 9 | 0
2025 | TVA_Transmission_2_SOCO | TVA_Transmission | SOCO | Internal | Summer | B5 | 200 | 3200 | 0 | 70.11 | 77.11 | 9 | 0
2025 | TVA_Transmission_2_SOCO | TVA_Transmission | SOCO | Internal | Summer | B6 | 300 | 3200 | 0 | 60.49 | 68.76 | 9 | 0
2025 | TVA_Transmission_2_SOCO | TVA_Transmission | SOCO | Internal | Summer | B7 | 400 | 3200 | 0 | 52.6 | 61.31 | 9 | 0
2025 | TVA_Transmission_2_SOCO | TVA_Transmission | SOCO | Internal | Summer | B8 | 500 | 3200 | 0 | 46.47 | 50.08 | 9 | 0
2025 | TVA_Transmission_2_SOCO | TVA_Transmission | SOCO | Internal | Summer | B9 | 800 | 3200 | 0 | 45.74 | 45.53 | 9 | 0
2025 | TVA_Transmission_2_SOCO | TVA_Transmission | SOCO | Internal | Summer | B10 | 1262 | 3200 | 0 | 42.61 | 45.53 | 9 | 0
2025 | TVA_Transmission_2_SOCO | TVA_Transmission | SOCO | Internal | Winter | B16 | 25 | 3200 | 0 | 76 | 79.08 | 9 | 0
2025 | TVA_Transmission_2_SOCO | TVA_Transmission | SOCO | Internal | Winter | B17 | 100 | 3200 | 0 | 56.69 | 54.38 | 9 | 0
2025 | TVA_Transmission_2_SOCO | TVA_Transmission | SOCO | Internal | Winter | B18 | 400 | 3200 | 0 | 50.73 | 49.67 | 9 | 0
2025 | TVA_Transmission_2_SOCO | TVA_Transmission | SOCO | Internal | Winter | B19 | 700 | 3200 | 0 | 48.69 | 49.67 | 9 | 0
2025 | TVA_Transmission_2_SOCO | TVA_Transmission | SOCO | Internal | Winter | B20 | 935 | 3200 | 0 | 46.45 | 49.67 | 9 | 0
2025 | TVA_Transmission_2_TVA | TVA_Transmission | TVA | Internal | Shoulder | B11 | 25 | 99999 | 0 | 67.86 | 64.37 | 0.01 | 0
2025 | TVA_Transmission_2_TVA | TVA_Transmission | TVA | Internal | Shoulder | B12 | 200 | 99999 | 0 | 54.42 | 48.48 | 0.01 | 0
2025 | TVA_Transmission_2_TVA | TVA_Transmission | TVA | Internal | Shoulder | B13 | 600 | 99999 | 0 | 49.47 | 46.59 | 0.01 | 0
2025 | TVA_Transmission_2_TVA | TVA_Transmission | TVA | Internal | Shoulder | B14 | 900 | 99999 | 0 | 48.05 | 46.59 | 0.01 | 0
2025 | TVA_Transmission_2_TVA | TVA_Transmission | TVA | Internal | Shoulder | B15 | 1203 | 99999 | 0 | 46.59 | 46.5 | 0.01 | 0
2025 | TVA_Transmission_2_TVA | TVA_Transmission | TVA | Internal | Summer | B1 | 10 | 99999 | 0 | 87.43 | 81.43 | 0.01 | 0
2025 | TVA_Transmission_2_TVA | TVA_Transmission | TVA | Internal | Summer | B2 | 25 | 99999 | 2605.62 | 80.6 | 80.61 | 0.01 | 0
2025 | TVA_Transmission_2_TVA | TVA_Transmission | TVA | Internal | Summer | B3 | 75 | 99999 | 904.49 | 74.43 | 74.44 | 0.01 | 0
2025 | TVA_Transmission_2_TVA | TVA_Transmission | TVA | Internal | Summer | B4 | 100 | 99999 | 118.42 | 74.43 | 74.44 | 0.01 | 0
2025 | TVA_Transmission_2_TVA | TVA_Transmission | TVA | Internal | Summer | B5 | 200 | 99999 | 8.02 | 70.11 | 70.12 | 0.01 | 0
2025 | TVA_Transmission_2_TVA | TVA_Transmission | TVA | Internal | Summer | B6 | 300 | 99999 | 0 | 60.49 | 51.76 | 0.01 | 0
2025 | TVA_Transmission_2_TVA | TVA_Transmission | TVA | Internal | Summer | B7 | 400 | 99999 | 0 | 52.6 | 45.14 | 0.01 | 0
2025 | TVA_Transmission_2_TVA | TVA_Transmission | TVA | Internal | Summer | B8 | 500 | 99999 | 0 | 46.47 | 45.14 | 0.01 | 0
2025 | TVA_Transmission_2_TVA | TVA_Transmission | TVA | Internal | Summer | B9 | 800 | 99999 | 0 | 45.74 | 45.14 | 0.01 | 0
2025 | TVA_Transmission_2_TVA | TVA_Transmission | TVA | Internal | Summer | B10 | 1262 | 99999 | 0 | 42.61 | 41.65 | 0.01 | 0
2025 | TVA_Transmission_2_TVA | TVA_Transmission | TVA | Internal | Winter | B16 | 25 | 99999 | 0 | 76 | 70.08 | 0.01 | 0
2025 | TVA_Transmission_2_TVA | TVA_Transmission | TVA | Internal | Winter | B17 | 100 | 99999 | 0 | 56.69 | 51.43 | 0.01 | 0
2025 | TVA_Transmission_2_TVA | TVA_Transmission | TVA | Internal | Winter | B18 | 400 | 99999 | 0 | 50.73 | 46.32 | 0.01 | 0
2025 | TVA_Transmission_2_TVA | TVA_Transmission | TVA | Internal | Winter | B19 | 700 | 99999 | 0 | 48.69 | 46.32 | 0.01 | 0
2025 | TVA_Transmission_2_TVA | TVA_Transmission | TVA | Internal | Winter | B20 | 935 | 99999 | 0 | 46.45 | 46.32 | 0.01 | 0
2025 | TVA_Transmission_2_VACAR | TVA_Transmission | VACAR | Internal | Shoulder | B11 | 25 | 900 | 0 | 67.86 | 68.46 | 9 | 0
2025 | TVA_Transmission_2_VACAR | TVA_Transmission | VACAR | Internal | Shoulder | B12 | 200 | 900 | 0 | 54.42 | 61.92 | 9 | 0
2025 | TVA_Transmission_2_VACAR | TVA_Transmission | VACAR | Internal | Shoulder | B13 | 600 | 900 | 0 | 49.47 | 50.45 | 9 | 0
2025 | TVA_Transmission_2_VACAR | TVA_Transmission | VACAR | Internal | Shoulder | B14 | 900 | 900 | 0 | 48.05 | 50.45 | 9 | 0
2025 | TVA_Transmission_2_VACAR | TVA_Transmission | VACAR | Internal | Shoulder | B15 | 1203 | 900 | 0 | 46.59 | 46.39 | 9 | 0
2025 | TVA_Transmission_2_VACAR | TVA_Transmission | VACAR | Internal | Summer | B1 | 10 | 900 | 435.51 | 87.43 | 96.43 | 9 | 0
2025 | TVA_Transmission_2_VACAR | TVA_Transmission | VACAR | Internal | Summer | B2 | 25 | 900 | 0 | 80.6 | 80.6 | 9 | 0
2025 | TVA_Transmission_2_VACAR | TVA_Transmission | VACAR | Internal | Summer | B3 | 75 | 900 | 0 | 74.43 | 80.6 | 9 | 0
2025 | TVA_Transmission_2_VACAR | TVA_Transmission | VACAR | Internal | Summer | B4 | 100 | 900 | 0 | 74.43 | 80.6 | 9 | 0
2025 | TVA_Transmission_2_VACAR | TVA_Transmission | VACAR | Internal | Summer | B5 | 200 | 900 | 0 | 70.11 | 70.11 | 9 | 0
2025 | TVA_Transmission_2_VACAR | TVA_Transmission | VACAR | Internal | Summer | B6 | 300 | 900 | 0 | 60.49 | 61.76 | 9 | 0
2025 | TVA_Transmission_2_VACAR | TVA_Transmission | VACAR | Internal | Summer | B7 | 400 | 900 | 0 | 52.6 | 54.31 | 9 | 0
2025 | TVA_Transmission_2_VACAR | TVA_Transmission | VACAR | Internal | Summer | B8 | 500 | 900 | 0 | 46.47 | 48.38 | 9 | 0
2025 | TVA_Transmission_2_VACAR | TVA_Transmission | VACAR | Internal | Summer | B9 | 800 | 900 | 0 | 45.74 | 45.19 | 9 | 0
2025 | TVA_Transmission_2_VACAR | TVA_Transmission | VACAR | Internal | Summer | B10 | 1262 | 900 | 0 | 42.61 | 44.54 | 9 | 0
2025 | TVA_Transmission_2_VACAR | TVA_Transmission | VACAR | Internal | Winter | B16 | 25 | 900 | 900 | 76 | 89.08 | 9 | 4.08
2025 | TVA_Transmission_2_VACAR | TVA_Transmission | VACAR | Internal | Winter | B17 | 100 | 900 | 0 | 56.69 | 64.38 | 9 | 0
2025 | TVA_Transmission_2_VACAR | TVA_Transmission | VACAR | Internal | Winter | B18 | 400 | 900 | 0 | 50.73 | 50.89 | 9 | 0
2025 | TVA_Transmission_2_VACAR | TVA_Transmission | VACAR | Internal | Winter | B19 | 700 | 900 | 0 | 48.69 | 50.54 | 9 | 0
2025 | TVA_Transmission_2_VACAR | TVA_Transmission | VACAR | Internal | Winter | B20 | 935 | 900 | 0 | 46.45 | 49.14 | 9 | 0
2025 | VACAR_2_PJM_ROR | VACAR | PJM_ROR | Internal | Shoulder | B11 | 25 | 2000 | 0 | 68.46 | 62.46 | 7 | 0
2025 | VACAR_2_PJM_ROR | VACAR | PJM_ROR | Internal | Shoulder | B12 | 200 | 2000 | 0 | 61.92 | 56.82 | 7 | 0
2025 | VACAR_2_PJM_ROR | VACAR | PJM_ROR | Internal | Shoulder | B13 | 600 | 2000 | 0 | 50.45 | 47.72 | 7 | 0
2025 | VACAR_2_PJM_ROR | VACAR | PJM_ROR | Internal | Shoulder | B14 | 900 | 2000 | 0 | 50.45 | 45.19 | 7 | 0
2025 | VACAR_2_PJM_ROR | VACAR | PJM_ROR | Internal | Shoulder | B15 | 1203 | 2000 | 0 | 46.39 | 41.88 | 7 | 0
2025 | VACAR_2_PJM_ROR | VACAR | PJM_ROR | Internal | Summer | B1 | 10 | 2000 | 0 | 96.43 | 90.43 | 7 | 0
2025 | VACAR_2_PJM_ROR | VACAR | PJM_ROR | Internal | Summer | B2 | 25 | 2000 | 0 | 80.6 | 74.6 | 7 | 0
2025 | VACAR_2_PJM_ROR | VACAR | PJM_ROR | Internal | Summer | B3 | 75 | 2000 | 0 | 80.6 | 68.43 | 7 | 0
2025 | VACAR_2_PJM_ROR | VACAR | PJM_ROR | Internal | Summer | B4 | 100 | 2000 | 0 | 80.6 | 68.43 | 7 | 0
2025 | VACAR_2_PJM_ROR | VACAR | PJM_ROR | Internal | Summer | B5 | 200 | 2000 | 0 | 70.11 | 64.11 | 7 | 0
2025 | VACAR_2_PJM_ROR | VACAR | PJM_ROR | Internal | Summer | B6 | 300 | 2000 | 0 | 61.76 | 55.76 | 7 | 0
2025 | VACAR_2_PJM_ROR | VACAR | PJM_ROR | Internal | Summer | B7 | 400 | 2000 | 0 | 54.31 | 47.31 | 7 | 0
2025 | VACAR_2_PJM_ROR | VACAR | PJM_ROR | Internal | Summer | B8 | 500 | 2000 | 0 | 48.38 | 42.67 | 7 | 0
2025 | VACAR_2_PJM_ROR | VACAR | PJM_ROR | Internal | Summer | B9 | 800 | 2000 | 0 | 45.19 | 41.41 | 7 | 0
2025 | VACAR_2_PJM_ROR | VACAR | PJM_ROR | Internal | Summer | B10 | 1262 | 2000 | 0 | 44.54 | 38.54 | 7 | 0
2025 | VACAR_2_PJM_ROR | VACAR | PJM_ROR | Internal | Winter | B16 | 25 | 2000 | 0 | 89.08 | 70 | 7 | 0
2025 | VACAR_2_PJM_ROR | VACAR | PJM_ROR | Internal | Winter | B17 | 100 | 2000 | 0 | 64.38 | 58.38 | 7 | 0
2025 | VACAR_2_PJM_ROR | VACAR | PJM_ROR | Internal | Winter | B18 | 400 | 2000 | 0 | 50.89 | 49.54 | 7 | 0
2025 | VACAR_2_PJM_ROR | VACAR | PJM_ROR | Internal | Winter | B19 | 700 | 2000 | 0 | 50.54 | 46.69 | 7 | 0
2025 | VACAR_2_PJM_ROR | VACAR | PJM_ROR | Internal | Winter | B20 | 935 | 2000 | 0 | 49.14 | 42.82 | 7 | 0
2025 | VACAR_2_SOCO | VACAR | SOCO | Internal | Shoulder | B11 | 25 | 3000 | 2999.99 | 68.46 | 76.13 | 7 | 0.67
2025 | VACAR_2_SOCO | VACAR | SOCO | Internal | Shoulder | B12 | 200 | 3000 | 0 | 61.92 | 51.92 | 7 | 0
2025 | VACAR_2_SOCO | VACAR | SOCO | Internal | Shoulder | B13 | 600 | 3000 | 0 | 50.45 | 46.88 | 7 | 0
2025 | VACAR_2_SOCO | VACAR | SOCO | Internal | Shoulder | B14 | 900 | 3000 | 0 | 50.45 | 46.88 | 7 | 0
2025 | VACAR_2_SOCO | VACAR | SOCO | Internal | Shoulder | B15 | 1203 | 3000 | 0 | 46.39 | 46.88 | 7 | 0
2025 | VACAR_2_SOCO | VACAR | SOCO | Internal | Summer | B1 | 10 | 3000 | 0 | 96.43 | 89.5 | 7 | 0
2025 | VACAR_2_SOCO | VACAR | SOCO | Internal | Summer | B2 | 25 | 3000 | 0 | 80.6 | 78.61 | 7 | 0
2025 | VACAR_2_SOCO | VACAR | SOCO | Internal | Summer | B3 | 75 | 3000 | 0 | 80.6 | 78.61 | 7 | 0
2025 | VACAR_2_SOCO | VACAR | SOCO | Internal | Summer | B4 | 100 | 3000 | 0 | 80.6 | 77.11 | 7 | 0
2025 | VACAR_2_SOCO | VACAR | SOCO | Internal | Summer | B5 | 200 | 3000 | 216.58 | 70.11 | 77.11 | 7 | 0
2025 | VACAR_2_SOCO | VACAR | SOCO | Internal | Summer | B6 | 300 | 3000 | 2002.23 | 61.76 | 68.76 | 7 | 0
2025 | VACAR_2_SOCO | VACAR | SOCO | Internal | Summer | B7 | 400 | 3000 | 2826.19 | 54.31 | 61.31 | 7 | 0
2025 | VACAR_2_SOCO | VACAR | SOCO | Internal | Summer | B8 | 500 | 3000 | 0 | 48.38 | 50.08 | 7 | 0
2025 | VACAR_2_SOCO | VACAR | SOCO | Internal | Summer | B9 | 800 | 3000 | 0 | 45.19 | 45.53 | 7 | 0
2025 | VACAR_2_SOCO | VACAR | SOCO | Internal | Summer | B10 | 1262 | 3000 | 0 | 44.54 | 45.53 | 7 | 0
2025 | VACAR_2_SOCO | VACAR | SOCO | Internal | Winter | B16 | 25 | 3000 | 0 | 89.08 | 79.08 | 7 | 0
2025 | VACAR_2_SOCO | VACAR | SOCO | Internal | Winter | B17 | 100 | 3000 | 0 | 64.38 | 54.38 | 7 | 0
2025 | VACAR_2_SOCO | VACAR | SOCO | Internal | Winter | B18 | 400 | 3000 | 0 | 50.89 | 49.67 | 7 | 0
2025 | VACAR_2_SOCO | VACAR | SOCO | Internal | Winter | B19 | 700 | 3000 | 0 | 50.54 | 49.67 | 7 | 0
2025 | VACAR_2_SOCO | VACAR | SOCO | Internal | Winter | B20 | 935 | 3000 | 0 | 49.14 | 49.67 | 7 | 0
2025 | VACAR_2_TVA_Transmission | VACAR | TVA_Transmission | Internal | Shoulder | B11 | 25 | 900 | 0 | 68.46 | 67.86 | 7 | 0
2025 | VACAR_2_TVA_Transmission | VACAR | TVA_Transmission | Internal | Shoulder | B12 | 200 | 900 | 0 | 61.92 | 54.42 | 7 | 0
2025 | VACAR_2_TVA_Transmission | VACAR | TVA_Transmission | Internal | Shoulder | B13 | 600 | 900 | 0 | 50.45 | 49.47 | 7 | 0
2025 | VACAR_2_TVA_Transmission | VACAR | TVA_Transmission | Internal | Shoulder | B14 | 900 | 900 | 0 | 50.45 | 48.05 | 7 | 0
2025 | VACAR_2_TVA_Transmission | VACAR | TVA_Transmission | Internal | Shoulder | B15 | 1203 | 900 | 0 | 46.39 | 46.59 | 7 | 0
2025 | VACAR_2_TVA_Transmission | VACAR | TVA_Transmission | Internal | Summer | B1 | 10 | 900 | 0 | 96.43 | 87.43 | 7 | 0
2025 | VACAR_2_TVA_Transmission | VACAR | TVA_Transmission | Internal | Summer | B2 | 25 | 900 | 0 | 80.6 | 80.6 | 7 | 0
2025 | VACAR_2_TVA_Transmission | VACAR | TVA_Transmission | Internal | Summer | B3 | 75 | 900 | 0 | 80.6 | 74.43 | 7 | 0
2025 | VACAR_2_TVA_Transmission | VACAR | TVA_Transmission | Internal | Summer | B4 | 100 | 900 | 0 | 80.6 | 74.43 | 7 | 0
2025 | VACAR_2_TVA_Transmission | VACAR | TVA_Transmission | Internal | Summer | B5 | 200 | 900 | 0 | 70.11 | 70.11 | 7 | 0
2025 | VACAR_2_TVA_Transmission | VACAR | TVA_Transmission | Internal | Summer | B6 | 300 | 900 | 0 | 61.76 | 60.49 | 7 | 0
2025 | VACAR_2_TVA_Transmission | VACAR | TVA_Transmission | Internal | Summer | B7 | 400 | 900 | 0 | 54.31 | 52.6 | 7 | 0
2025 | VACAR_2_TVA_Transmission | VACAR | TVA_Transmission | Internal | Summer | B8 | 500 | 900 | 0 | 48.38 | 46.47 | 7 | 0
2025 | VACAR_2_TVA_Transmission | VACAR | TVA_Transmission | Internal | Summer | B9 | 800 | 900 | 0 | 45.19 | 45.74 | 7 | 0
2025 | VACAR_2_TVA_Transmission | VACAR | TVA_Transmission | Internal | Summer | B10 | 1262 | 900 | 0 | 44.54 | 42.61 | 7 | 0
2025 | VACAR_2_TVA_Transmission | VACAR | TVA_Transmission | Internal | Winter | B16 | 25 | 900 | 0 | 89.08 | 76 | 7 | 0
2025 | VACAR_2_TVA_Transmission | VACAR | TVA_Transmission | Internal | Winter | B17 | 100 | 900 | 0 | 64.38 | 56.69 | 7 | 0
2025 | VACAR_2_TVA_Transmission | VACAR | TVA_Transmission | Internal | Winter | B18 | 400 | 900 | 0 | 50.89 | 50.73 | 7 | 0
2025 | VACAR_2_TVA_Transmission | VACAR | TVA_Transmission | Internal | Winter | B19 | 700 | 900 | 0 | 50.54 | 48.69 | 7 | 0
2025 | VACAR_2_TVA_Transmission | VACAR | TVA_Transmission | Internal | Winter | B20 | 935 | 900 | 0 | 49.14 | 46.45 | 7 | 0
2030 | ENT_2_MISO_MO-IL | ENT | MISO_MO-IL | Internal | Shoulder | B11 | 25 | 2260 | 0 | 74.41 | 72.83 | 8 | 0
2030 | ENT_2_MISO_MO-IL | ENT | MISO_MO-IL | Internal | Shoulder | B12 | 200 | 2260 | 0.03 | 50.17 | 58.15 | 8 | 0
2030 | ENT_2_MISO_MO-IL | ENT | MISO_MO-IL | Internal | Shoulder | B13 | 600 | 2260 | 0 | 50.17 | 48.67 | 8 | 0
2030 | ENT_2_MISO_MO-IL | ENT | MISO_MO-IL | Internal | Shoulder | B14 | 900 | 2260 | 0 | 49.81 | 47.21 | 8 | 0
2030 | ENT_2_MISO_MO-IL | ENT | MISO_MO-IL | Internal | Shoulder | B15 | 1203 | 2260 | 0 | 48.17 | 43.42 | 8 | 0
2030 | ENT_2_MISO_MO-IL | ENT | MISO_MO-IL | Internal | Summer | B1 | 10 | 2260 | 0 | 91.77 | 96.84 | 8 | 0
2030 | ENT_2_MISO_MO-IL | ENT | MISO_MO-IL | Internal | Summer | B2 | 25 | 2260 | 0 | 80.73 | 78.54 | 8 | 0
2030 | ENT_2_MISO_MO-IL | ENT | MISO_MO-IL | Internal | Summer | B3 | 75 | 2260 | 0 | 76.25 | 75 | 8 | 0
2030 | ENT_2_MISO_MO-IL | ENT | MISO_MO-IL | Internal | Summer | B4 | 100 | 2260 | 0 | 74.07 | 71.82 | 8 | 0
2030 | ENT_2_MISO_MO-IL | ENT | MISO_MO-IL | Internal | Summer | B5 | 200 | 2260 | 0 | 74.07 | 70.45 | 8 | 0
2030 | ENT_2_MISO_MO-IL | ENT | MISO_MO-IL | Internal | Summer | B6 | 300 | 2260 | 0 | 63.77 | 56.78 | 8 | 0
2030 | ENT_2_MISO_MO-IL | ENT | MISO_MO-IL | Internal | Summer | B7 | 400 | 2260 | 0 | 54.04 | 47.05 | 8 | 0
2030 | ENT_2_MISO_MO-IL | ENT | MISO_MO-IL | Internal | Summer | B8 | 500 | 2260 | 0 | 48.58 | 43.98 | 8 | 0
2030 | ENT_2_MISO_MO-IL | ENT | MISO_MO-IL | Internal | Summer | B9 | 800 | 2260 | 0 | 48.23 | 42.35 | 8 | 0
2030 | ENT_2_MISO_MO-IL | ENT | MISO_MO-IL | Internal | Summer | B10 | 1262 | 2260 | 0 | 46.65 | 40.35 | 8 | 0
2030 | ENT_2_MISO_MO-IL | ENT | MISO_MO-IL | Internal | Winter | B16 | 25 | 2260 | 0 | 71.29 | 77.29 | 8 | 0
2030 | ENT_2_MISO_MO-IL | ENT | MISO_MO-IL | Internal | Winter | B17 | 100 | 2260 | 0 | 53.3 | 58.67 | 8 | 0
2030 | ENT_2_MISO_MO-IL | ENT | MISO_MO-IL | Internal | Winter | B18 | 400 | 2260 | 0 | 52.92 | 51.6 | 8 | 0
2030 | ENT_2_MISO_MO-IL | ENT | MISO_MO-IL | Internal | Winter | B19 | 700 | 2260 | 0 | 52.1 | 48.09 | 8 | 0
2030 | ENT_2_MISO_MO-IL | ENT | MISO_MO-IL | Internal | Winter | B20 | 935 | 2260 | 0 | 51.17 | 43.79 | 8 | 0
2030 | ENT_2_SOCO | ENT | SOCO | Internal | Shoulder | B11 | 25 | 2000 | 0 | 74.41 | 81.51 | 8 | 0
2030 | ENT_2_SOCO | ENT | SOCO | Internal | Shoulder | B12 | 200 | 2000 | 0 | 50.17 | 51.92 | 8 | 0
2030 | ENT_2_SOCO | ENT | SOCO | Internal | Shoulder | B13 | 600 | 2000 | 0 | 50.17 | 50.12 | 8 | 0
2030 | ENT_2_SOCO | ENT | SOCO | Internal | Shoulder | B14 | 900 | 2000 | 0 | 49.81 | 50.12 | 8 | 0
2030 | ENT_2_SOCO | ENT | SOCO | Internal | Shoulder | B15 | 1203 | 2000 | 0 | 48.17 | 50.12 | 8 | 0
2030 | ENT_2_SOCO | ENT | SOCO | Internal | Summer | B1 | 10 | 2000 | 1488.96 | 91.77 | 99.77 | 8 | 0
2030 | ENT_2_SOCO | ENT | SOCO | Internal | Summer | B2 | 25 | 2000 | 0 | 80.73 | 83.67 | 8 | 0
2030 | ENT_2_SOCO | ENT | SOCO | Internal | Summer | B3 | 75 | 2000 | 0 | 76.25 | 83.67 | 8 | 0
2030 | ENT_2_SOCO | ENT | SOCO | Internal | Summer | B4 | 100 | 2000 | 623.05 | 74.07 | 82.07 | 8 | 0
2030 | ENT_2_SOCO | ENT | SOCO | Internal | Summer | B5 | 200 | 2000 | 1731.31 | 74.07 | 82.07 | 8 | 0
2030 | ENT_2_SOCO | ENT | SOCO | Internal | Summer | B6 | 300 | 2000 | 502 | 63.77 | 71.77 | 8 | 0
2030 | ENT_2_SOCO | ENT | SOCO | Internal | Summer | B7 | 400 | 2000 | 1302.97 | 54.04 | 62.04 | 8 | 0
2030 | ENT_2_SOCO | ENT | SOCO | Internal | Summer | B8 | 500 | 2000 | 0 | 48.58 | 50.38 | 8 | 0
2030 | ENT_2_SOCO | ENT | SOCO | Internal | Summer | B9 | 800 | 2000 | 0 | 48.23 | 48.64 | 8 | 0
2030 | ENT_2_SOCO | ENT | SOCO | Internal | Summer | B10 | 1262 | 2000 | 0 | 46.65 | 48.64 | 8 | 0
2030 | ENT_2_SOCO | ENT | SOCO | Internal | Winter | B16 | 25 | 2000 | 1387.98 | 71.29 | 79.29 | 8 | 0
2030 | ENT_2_SOCO | ENT | SOCO | Internal | Winter | B17 | 100 | 2000 | 0 | 53.3 | 55.08 | 8 | 0
2030 | ENT_2_SOCO | ENT | SOCO | Internal | Winter | B18 | 400 | 2000 | 0 | 52.92 | 53.17 | 8 | 0
2030 | ENT_2_SOCO | ENT | SOCO | Internal | Winter | B19 | 700 | 2000 | 0 | 52.1 | 53.17 | 8 | 0
2030 | ENT_2_SOCO | ENT | SOCO | Internal | Winter | B20 | 935 | 2000 | 0 | 51.17 | 52.42 | 8 | 0
2030 | ENT_2_SPP_N | ENT | SPP_N | Internal | Shoulder | B11 | 25 | 1300 | 0 | 74.41 | 80.83 | 8 | 0
2030 | ENT_2_SPP_N | ENT | SPP_N | Internal | Shoulder | B12 | 200 | 1300 | 414.77 | 50.17 | 58.17 | 8 | 0
2030 | ENT_2_SPP_N | ENT | SPP_N | Internal | Shoulder | B13 | 600 | 1300 | 0 | 50.17 | 52.44 | 8 | 0
2030 | ENT_2_SPP_N | ENT | SPP_N | Internal | Shoulder | B14 | 900 | 1300 | 0 | 49.81 | 51.2 | 8 | 0
2030 | ENT_2_SPP_N | ENT | SPP_N | Internal | Shoulder | B15 | 1203 | 1300 | 0 | 48.17 | 48.1 | 8 | 0
2030 | ENT_2_SPP_N | ENT | SPP_N | Internal | Summer | B1 | 10 | 1300 | 0 | 91.77 | 96.87 | 8 | 0
2030 | ENT_2_SPP_N | ENT | SPP_N | Internal | Summer | B2 | 25 | 1300 | 0 | 80.73 | 82.58 | 8 | 0
2030 | ENT_2_SPP_N | ENT | SPP_N | Internal | Summer | B3 | 75 | 1300 | 0 | 76.25 | 82.19 | 8 | 0
2030 | ENT_2_SPP_N | ENT | SPP_N | Internal | Summer | B4 | 100 | 1300 | 0 | 74.07 | 79.41 | 8 | 0
2030 | ENT_2_SPP_N | ENT | SPP_N | Internal | Summer | B5 | 200 | 1300 | 0 | 74.07 | 78.45 | 8 | 0
2030 | ENT_2_SPP_N | ENT | SPP_N | Internal | Summer | B6 | 300 | 1300 | 0 | 63.77 | 67.01 | 8 | 0
2030 | ENT_2_SPP_N | ENT | SPP_N | Internal | Summer | B7 | 400 | 1300 | 0 | 54.04 | 55.05 | 8 | 0
2030 | ENT_2_SPP_N | ENT | SPP_N | Internal | Summer | B8 | 500 | 1300 | 0 | 48.58 | 48.57 | 8 | 0
2030 | ENT_2_SPP_N | ENT | SPP_N | Internal | Summer | B9 | 800 | 1300 | 0 | 48.23 | 46.45 | 8 | 0
2030 | ENT_2_SPP_N | ENT | SPP_N | Internal | Summer | B10 | 1262 | 1300 | 0 | 46.65 | 46.35 | 8 | 0
2030 | ENT_2_SPP_N | ENT | SPP_N | Internal | Winter | B16 | 25 | 1300 | 0.04 | 71.29 | 79.14 | 8 | 0
2030 | ENT_2_SPP_N | ENT | SPP_N | Internal | Winter | B17 | 100 | 1300 | 0 | 53.3 | 53.67 | 8 | 0
2030 | ENT_2_SPP_N | ENT | SPP_N | Internal | Winter | B18 | 400 | 1300 | 0 | 52.92 | 52.33 | 8 | 0
2030 | ENT_2_SPP_N | ENT | SPP_N | Internal | Winter | B19 | 700 | 1300 | 0 | 52.1 | 51.31 | 8 | 0
2030 | ENT_2_SPP_N | ENT | SPP_N | Internal | Winter | B20 | 935 | 1300 | 0 | 51.17 | 48.95 | 8 | 0
2030 | ENT_2_SPP_S | ENT | SPP_S | Internal | Shoulder | B11 | 25 | 1300 | 0 | 74.41 | 69.41 | 8 | 0
2030 | ENT_2_SPP_S | ENT | SPP_S | Internal | Shoulder | B12 | 200 | 1300 | 0 | 50.17 | 50.29 | 8 | 0
2030 | ENT_2_SPP_S | ENT | SPP_S | Internal | Shoulder | B13 | 600 | 1300 | 0 | 50.17 | 48.09 | 8 | 0
2030 | ENT_2_SPP_S | ENT | SPP_S | Internal | Shoulder | B14 | 900 | 1300 | 0 | 49.81 | 48.09 | 8 | 0
2030 | ENT_2_SPP_S | ENT | SPP_S | Internal | Shoulder | B15 | 1203 | 1300 | 0 | 48.17 | 48.09 | 8 | 0
2030 | ENT_2_SPP_S | ENT | SPP_S | Internal | Summer | B1 | 10 | 1300 | 0 | 91.77 | 77.07 | 8 | 0
2030 | ENT_2_SPP_S | ENT | SPP_S | Internal | Summer | B2 | 25 | 1300 | 0 | 80.73 | 75.95 | 8 | 0
2030 | ENT_2_SPP_S | ENT | SPP_S | Internal | Summer | B3 | 75 | 1300 | 0 | 76.25 | 71.25 | 8 | 0
2030 | ENT_2_SPP_S | ENT | SPP_S | Internal | Summer | B4 | 100 | 1300 | 0 | 74.07 | 67.59 | 8 | 0
2030 | ENT_2_SPP_S | ENT | SPP_S | Internal | Summer | B5 | 200 | 1300 | 0 | 74.07 | 67.02 | 8 | 0
2030 | ENT_2_SPP_S | ENT | SPP_S | Internal | Summer | B6 | 300 | 1300 | 0 | 63.77 | 67.02 | 8 | 0
2030 | ENT_2_SPP_S | ENT | SPP_S | Internal | Summer | B7 | 400 | 1300 | 0 | 54.04 | 55.06 | 8 | 0
2030 | ENT_2_SPP_S | ENT | SPP_S | Internal | Summer | B8 | 500 | 1300 | 0 | 48.58 | 48.58 | 8 | 0
2030 | ENT_2_SPP_S | ENT | SPP_S | Internal | Summer | B9 | 800 | 1300 | 0 | 48.23 | 46.46 | 8 | 0
2030 | ENT_2_SPP_S | ENT | SPP_S | Internal | Summer | B10 | 1262 | 1300 | 0 | 46.65 | 46.36 | 8 | 0
2030 | ENT_2_SPP_S | ENT | SPP_S | Internal | Winter | B16 | 25 | 1300 | 0 | 71.29 | 67.76 | 8 | 0
2030 | ENT_2_SPP_S | ENT | SPP_S | Internal | Winter | B17 | 100 | 1300 | 0 | 53.3 | 53.65 | 8 | 0
2030 | ENT_2_SPP_S | ENT | SPP_S | Internal | Winter | B18 | 400 | 1300 | 0 | 52.92 | 51.3 | 8 | 0
2030 | ENT_2_SPP_S | ENT | SPP_S | Internal | Winter | B19 | 700 | 1300 | 0 | 52.1 | 51.3 | 8 | 0
2030 | ENT_2_SPP_S | ENT | SPP_S | Internal | Winter | B20 | 935 | 1300 | 0 | 51.17 | 48.96 | 8 | 0
2030 | ENT_2_TVA_Transmission | ENT | TVA_Transmission | Internal | Shoulder | B11 | 25 | 2100 | 0 | 74.41 | 73.28 | 8 | 0
2030 | ENT_2_TVA_Transmission | ENT | TVA_Transmission | Internal | Shoulder | B12 | 200 | 2100 | 0 | 50.17 | 57.67 | 8 | 0
2030 | ENT_2_TVA_Transmission | ENT | TVA_Transmission | Internal | Shoulder | B13 | 600 | 2100 | 0 | 50.17 | 52.37 | 8 | 0
2030 | ENT_2_TVA_Transmission | ENT | TVA_Transmission | Internal | Shoulder | B14 | 900 | 2100 | 0 | 49.81 | 50.77 | 8 | 0
2030 | ENT_2_TVA_Transmission | ENT | TVA_Transmission | Internal | Shoulder | B15 | 1203 | 2100 | 0 | 48.17 | 49.54 | 8 | 0
2030 | ENT_2_TVA_Transmission | ENT | TVA_Transmission | Internal | Summer | B1 | 10 | 2100 | 412.71 | 91.77 | 99.77 | 8 | 0
2030 | ENT_2_TVA_Transmission | ENT | TVA_Transmission | Internal | Summer | B2 | 25 | 2100 | 0 | 80.73 | 86.54 | 8 | 0
2030 | ENT_2_TVA_Transmission | ENT | TVA_Transmission | Internal | Summer | B3 | 75 | 2100 | 0 | 76.25 | 79.8 | 8 | 0
2030 | ENT_2_TVA_Transmission | ENT | TVA_Transmission | Internal | Summer | B4 | 100 | 2100 | 0 | 74.07 | 79.8 | 8 | 0
2030 | ENT_2_TVA_Transmission | ENT | TVA_Transmission | Internal | Summer | B5 | 200 | 2100 | 0 | 74.07 | 74.38 | 8 | 0
2030 | ENT_2_TVA_Transmission | ENT | TVA_Transmission | Internal | Summer | B6 | 300 | 2100 | 0 | 63.77 | 63.5 | 8 | 0
2030 | ENT_2_TVA_Transmission | ENT | TVA_Transmission | Internal | Summer | B7 | 400 | 2100 | 0 | 54.04 | 53.44 | 8 | 0
2030 | ENT_2_TVA_Transmission | ENT | TVA_Transmission | Internal | Summer | B8 | 500 | 2100 | 0 | 48.58 | 49.26 | 8 | 0
2030 | ENT_2_TVA_Transmission | ENT | TVA_Transmission | Internal | Summer | B9 | 800 | 2100 | 0 | 48.23 | 46.8 | 8 | 0
2030 | ENT_2_TVA_Transmission | ENT | TVA_Transmission | Internal | Summer | B10 | 1262 | 2100 | 0 | 46.65 | 44.81 | 8 | 0
2030 | ENT_2_TVA_Transmission | ENT | TVA_Transmission | Internal | Winter | B16 | 25 | 2100 | 899.99 | 71.29 | 79.29 | 8 | 0
2030 | ENT_2_TVA_Transmission | ENT | TVA_Transmission | Internal | Winter | B17 | 100 | 2100 | 0 | 53.3 | 59.9 | 8 | 0
2030 | ENT_2_TVA_Transmission | ENT | TVA_Transmission | Internal | Winter | B18 | 400 | 2100 | 0 | 52.92 | 54.72 | 8 | 0
2030 | ENT_2_TVA_Transmission | ENT | TVA_Transmission | Internal | Winter | B19 | 700 | 2100 | 0 | 52.1 | 51.94 | 8 | 0
2030 | ENT_2_TVA_Transmission | ENT | TVA_Transmission | Internal | Winter | B20 | 935 | 2100 | 0 | 51.17 | 48.21 | 8 | 0
2030 | FRCC_2_SOCO | FRCC | SOCO | Internal | Shoulder | B11 | 25 | 900 | 0 | 91.16 | 81.51 | 8 | 0
2030 | FRCC_2_SOCO | FRCC | SOCO | Internal | Shoulder | B12 | 200 | 900 | 0 | 61.92 | 51.92 | 8 | 0
2030 | FRCC_2_SOCO | FRCC | SOCO | Internal | Shoulder | B13 | 600 | 900 | 0 | 57.72 | 50.12 | 8 | 0
2030 | FRCC_2_SOCO | FRCC | SOCO | Internal | Shoulder | B14 | 900 | 900 | 0 | 55.34 | 50.12 | 8 | 0
2030 | FRCC_2_SOCO | FRCC | SOCO | Internal | Shoulder | B15 | 1203 | 900 | 0 | 55.34 | 50.12 | 8 | 0
2030 | FRCC_2_SOCO | FRCC | SOCO | Internal | Summer | B1 | 10 | 900 | 0 | 109.77 | 99.77 | 8 | 0
2030 | FRCC_2_SOCO | FRCC | SOCO | Internal | Summer | B2 | 25 | 900 | 0 | 89.81 | 83.67 | 8 | 0
2030 | FRCC_2_SOCO | FRCC | SOCO | Internal | Summer | B3 | 75 | 900 | 0 | 89.81 | 83.67 | 8 | 0
2030 | FRCC_2_SOCO | FRCC | SOCO | Internal | Summer | B4 | 100 | 900 | 0 | 89.81 | 82.07 | 8 | 0
2030 | FRCC_2_SOCO | FRCC | SOCO | Internal | Summer | B5 | 200 | 900 | 0 | 89.81 | 82.07 | 8 | 0
2030 | FRCC_2_SOCO | FRCC | SOCO | Internal | Summer | B6 | 300 | 900 | 0 | 77.12 | 71.77 | 8 | 0
2030 | FRCC_2_SOCO | FRCC | SOCO | Internal | Summer | B7 | 400 | 900 | 0 | 72.04 | 62.04 | 8 | 0
2030 | FRCC_2_SOCO | FRCC | SOCO | Internal | Summer | B8 | 500 | 900 | 0 | 56.82 | 50.38 | 8 | 0
2030 | FRCC_2_SOCO | FRCC | SOCO | Internal | Summer | B9 | 800 | 900 | 0 | 54.47 | 48.64 | 8 | 0
2030 | FRCC_2_SOCO | FRCC | SOCO | Internal | Summer | B10 | 1262 | 900 | 0 | 54.47 | 48.64 | 8 | 0
2030 | FRCC_2_SOCO | FRCC | SOCO | Internal | Winter | B16 | 25 | 900 | 0 | 89.29 | 79.29 | 8 | 0
2030 | FRCC_2_SOCO | FRCC | SOCO | Internal | Winter | B17 | 100 | 900 | 0 | 65.08 | 55.08 | 8 | 0
2030 | FRCC_2_SOCO | FRCC | SOCO | Internal | Winter | B18 | 400 | 900 | 0 | 59.38 | 53.17 | 8 | 0
2030 | FRCC_2_SOCO | FRCC | SOCO | Internal | Winter | B19 | 700 | 900 | 0 | 57.89 | 53.17 | 8 | 0
2030 | FRCC_2_SOCO | FRCC | SOCO | Internal | Winter | B20 | 935 | 900 | 0 | 57.89 | 52.42 | 8 | 0
2030 | HQ_NEISO_2_NEISO | HQ_NEISO | NEISO | Internal | Shoulder | B11 | 25 | 99999 | 2920 | 44.15 | 44.17 | 0.01 | 0
2030 | HQ_NEISO_2_NEISO | HQ_NEISO | NEISO | Internal | Shoulder | B12 | 200 | 99999 | 2920 | 44.15 | 44.17 | 0.01 | 0
2030 | HQ_NEISO_2_NEISO | HQ_NEISO | NEISO | Internal | Shoulder | B13 | 600 | 99999 | 2920 | 44.15 | 44.17 | 0.01 | 0
2030 | HQ_NEISO_2_NEISO | HQ_NEISO | NEISO | Internal | Shoulder | B14 | 900 | 99999 | 2920 | 44.15 | 44.17 | 0.01 | 0
2030 | HQ_NEISO_2_NEISO | HQ_NEISO | NEISO | Internal | Shoulder | B15 | 1203 | 99999 | 1143.24 | 44.15 | 44.17 | 0.01 | 0
2030 | HQ_NEISO_2_NEISO | HQ_NEISO | NEISO | Internal | Summer | B1 | 10 | 99999 | 2920.09 | 99.84 | 99.85 | 0.01 | 0
2030 | HQ_NEISO_2_NEISO | HQ_NEISO | NEISO | Internal | Summer | B2 | 25 | 99999 | 2920 | 81.53 | 81.54 | 0.01 | 0
2030 | HQ_NEISO_2_NEISO | HQ_NEISO | NEISO | Internal | Summer | B3 | 75 | 99999 | 2920 | 62.79 | 62.8 | 0.01 | 0
2030 | HQ_NEISO_2_NEISO | HQ_NEISO | NEISO | Internal | Summer | B4 | 100 | 99999 | 2920 | 56.79 | 56.8 | 0.01 | 0
2030 | HQ_NEISO_2_NEISO | HQ_NEISO | NEISO | Internal | Summer | B5 | 200 | 99999 | 2920 | 44.85 | 44.86 | 0.01 | 0
2030 | HQ_NEISO_2_NEISO | HQ_NEISO | NEISO | Internal | Summer | B6 | 300 | 99999 | 2920 | 40.81 | 40.82 | 0.01 | 0
2030 | HQ_NEISO_2_NEISO | HQ_NEISO | NEISO | Internal | Summer | B7 | 400 | 99999 | 2920 | 40.81 | 40.82 | 0.01 | 0
2030 | HQ_NEISO_2_NEISO | HQ_NEISO | NEISO | Internal | Summer | B8 | 500 | 99999 | 2920 | 40.81 | 40.82 | 0.01 | 0
2030 | HQ_NEISO_2_NEISO | HQ_NEISO | NEISO | Internal | Summer | B9 | 800 | 99999 | 2920 | 40.81 | 40.82 | 0.01 | 0
2030 | HQ_NEISO_2_NEISO | HQ_NEISO | NEISO | Internal | Summer | B10 | 1262 | 99999 | 795.94 | 40.81 | 40.82 | 0.01 | 0
2030 | HQ_NEISO_2_NEISO | HQ_NEISO | NEISO | Internal | Winter | B16 | 25 | 99999 | 2920 | 54.5 | 54.51 | 0.01 | 0
2030 | HQ_NEISO_2_NEISO | HQ_NEISO | NEISO | Internal | Winter | B17 | 100 | 99999 | 2920 | 54.5 | 54.51 | 0.01 | 0
2030 | HQ_NEISO_2_NEISO | HQ_NEISO | NEISO | Internal | Winter | B18 | 400 | 99999 | 2920 | 54.5 | 54.51 | 0.01 | 0
2030 | HQ_NEISO_2_NEISO | HQ_NEISO | NEISO | Internal | Winter | B19 | 700 | 99999 | 2920 | 54.5 | 54.51 | 0.01 | 0
2030 | HQ_NEISO_2_NEISO | HQ_NEISO | NEISO | Internal | Winter | B20 | 935 | 99999 | 1233.58 | 54.5 | 54.51 | 0.01 | 0
2030 | HQ_NY_2_NYISO_A-F | HQ_NY | NYISO_A-F | Internal | Shoulder | B11 | 25 | 99999 | 1000 | 51.79 | 51.8 | 0.01 | 0
2030 | HQ_NY_2_NYISO_A-F | HQ_NY | NYISO_A-F | Internal | Shoulder | B12 | 200 | 99999 | 1000 | 52.09 | 52.1 | 0.01 | 0
2030 | HQ_NY_2_NYISO_A-F | HQ_NY | NYISO_A-F | Internal | Shoulder | B13 | 600 | 99999 | 1000 | 47.2 | 47.21 | 0.01 | 0
2030 | HQ_NY_2_NYISO_A-F | HQ_NY | NYISO_A-F | Internal | Shoulder | B14 | 900 | 99999 | 1000 | 47.2 | 47.21 | 0.01 | 0
2030 | HQ_NY_2_NYISO_A-F | HQ_NY | NYISO_A-F | Internal | Shoulder | B15 | 1203 | 99999 | 188.69 | 47.2 | 47.21 | 0.01 | 0
2030 | HQ_NY_2_NYISO_A-F | HQ_NY | NYISO_A-F | Internal | Summer | B1 | 10 | 99999 | 1000.09 | 96.83 | 96.84 | 0.01 | 0
2030 | HQ_NY_2_NYISO_A-F | HQ_NY | NYISO_A-F | Internal | Summer | B2 | 25 | 99999 | 1000 | 78.53 | 78.54 | 0.01 | 0
2030 | HQ_NY_2_NYISO_A-F | HQ_NY | NYISO_A-F | Internal | Summer | B3 | 75 | 99999 | 1000 | 65.78 | 65.79 | 0.01 | 0
2030 | HQ_NY_2_NYISO_A-F | HQ_NY | NYISO_A-F | Internal | Summer | B4 | 100 | 99999 | 1000 | 61.89 | 61.9 | 0.01 | 0
2030 | HQ_NY_2_NYISO_A-F | HQ_NY | NYISO_A-F | Internal | Summer | B5 | 200 | 99999 | 1000 | 54.53 | 54.54 | 0.01 | 0
2030 | HQ_NY_2_NYISO_A-F | HQ_NY | NYISO_A-F | Internal | Summer | B6 | 300 | 99999 | 1000 | 52.15 | 52.17 | 0.01 | 0
2030 | HQ_NY_2_NYISO_A-F | HQ_NY | NYISO_A-F | Internal | Summer | B7 | 400 | 99999 | 1000 | 47.04 | 47.05 | 0.01 | 0
2030 | HQ_NY_2_NYISO_A-F | HQ_NY | NYISO_A-F | Internal | Summer | B8 | 500 | 99999 | 1000 | 45.4 | 45.41 | 0.01 | 0
2030 | HQ_NY_2_NYISO_A-F | HQ_NY | NYISO_A-F | Internal | Summer | B9 | 800 | 99999 | 1000 | 44.9 | 44.91 | 0.01 | 0
2030 | HQ_NY_2_NYISO_A-F | HQ_NY | NYISO_A-F | Internal | Summer | B10 | 1262 | 99999 | 30.11 | 44.9 | 44.91 | 0.01 | 0
2030 | HQ_NY_2_NYISO_A-F | HQ_NY | NYISO_A-F | Internal | Winter | B16 | 25 | 99999 | 1000 | 55.44 | 55.45 | 0.01 | 0
2030 | HQ_NY_2_NYISO_A-F | HQ_NY | NYISO_A-F | Internal | Winter | B17 | 100 | 99999 | 1000 | 55.44 | 55.45 | 0.01 | 0
2030 | HQ_NY_2_NYISO_A-F | HQ_NY | NYISO_A-F | Internal | Winter | B18 | 400 | 99999 | 1000 | 51.59 | 51.6 | 0.01 | 0
2030 | HQ_NY_2_NYISO_A-F | HQ_NY | NYISO_A-F | Internal | Winter | B19 | 700 | 99999 | 1000 | 51.59 | 51.6 | 0.01 | 0
2030 | HQ_NY_2_NYISO_A-F | HQ_NY | NYISO_A-F | Internal | Winter | B20 | 935 | 99999 | 229.95 | 51.59 | 51.6 | 0.01 | 0
2030 | HQ_IESO_2_IESO | HQ_IESO | IESO | Internal | Shoulder | B11 | 25 | 99999 | 400 | 42.48 | 42.49 | 0.01 | 0
2030 | HQ_IESO_2_IESO | HQ_IESO | IESO | Internal | Shoulder | B12 | 200 | 99999 | 400 | 42.48 | 42.49 | 0.01 | 0
2030 | HQ_IESO_2_IESO | HQ_IESO | IESO | Internal | Shoulder | B13 | 600 | 99999 | 400 | 40.2 | 40.21 | 0.01 | 0
2030 | HQ_IESO_2_IESO | HQ_IESO | IESO | Internal | Shoulder | B14 | 900 | 99999 | 400 | 40.2 | 40.21 | 0.01 | 0
2030 | HQ_IESO_2_IESO | HQ_IESO | IESO | Internal | Shoulder | B15 | 1203 | 99999 | 75.48 | 40.2 | 40.21 | 0.01 | 0
2030 | HQ_IESO_2_IESO | HQ_IESO | IESO | Internal | Summer | B1 | 10 | 99999 | 400.01 | 89.83 | 89.84 | 0.01 | 0
2030 | HQ_IESO_2_IESO | HQ_IESO | IESO | Internal | Summer | B2 | 25 | 99999 | 400 | 71.53 | 71.54 | 0.01 | 0
2030 | HQ_IESO_2_IESO | HQ_IESO | IESO | Internal | Summer | B3 | 75 | 99999 | 400 | 58.78 | 58.79 | 0.01 | 0
2030 | HQ_IESO_2_IESO | HQ_IESO | IESO | Internal | Summer | B4 | 100 | 99999 | 400 | 54.89 | 54.9 | 0.01 | 0
2030 | HQ_IESO_2_IESO | HQ_IESO | IESO | Internal | Summer | B5 | 200 | 99999 | 400 | 45.15 | 45.17 | 0.01 | 0
2030 | HQ_IESO_2_IESO | HQ_IESO | IESO | Internal | Summer | B6 | 300 | 99999 | 400 | 45.15 | 45.17 | 0.01 | 0
2030 | HQ_IESO_2_IESO | HQ_IESO | IESO | Internal | Summer | B7 | 400 | 99999 | 400 | 40.04 | 40.05 | 0.01 | 0
2030 | HQ_IESO_2_IESO | HQ_IESO | IESO | Internal | Summer | B8 | 500 | 99999 | 400 | 37.9 | 37.91 | 0.01 | 0
2030 | HQ_IESO_2_IESO | HQ_IESO | IESO | Internal | Summer | B9 | 800 | 99999 | 400 | 37.9 | 37.91 | 0.01 | 0
2030 | HQ_IESO_2_IESO | HQ_IESO | IESO | Internal | Summer | B10 | 1262 | 99999 | 12.04 | 37.9 | 37.91 | 0.01 | 0
2030 | HQ_IESO_2_IESO | HQ_IESO | IESO | Internal | Winter | B16 | 25 | 99999 | 400 | 48.44 | 48.45 | 0.01 | 0
2030 | HQ_IESO_2_IESO | HQ_IESO | IESO | Internal | Winter | B17 | 100 | 99999 | 400 | 48.44 | 48.45 | 0.01 | 0
2030 | HQ_IESO_2_IESO | HQ_IESO | IESO | Internal | Winter | B18 | 400 | 99999 | 400 | 44.59 | 44.6 | 0.01 | 0
2030 | HQ_IESO_2_IESO | HQ_IESO | IESO | Internal | Winter | B19 | 700 | 99999 | 400 | 44.59 | 44.6 | 0.01 | 0
2030 | HQ_IESO_2_IESO | HQ_IESO | IESO | Internal | Winter | B20 | 935 | 99999 | 91.98 | 44.59 | 44.6 | 0.01 | 0
2030 | IESO_2_MAPP_CA | IESO | MAPP_CA | Internal | Shoulder | B11 | 25 | 262 | 262 | 42.49 | 52.06 | 7 | 2.57
2030 | IESO_2_MAPP_CA | IESO | MAPP_CA | Internal | Shoulder | B12 | 200 | 262 | 262 | 42.49 | 57.68 | 7 | 8.19
2030 | IESO_2_MAPP_CA | IESO | MAPP_CA | Internal | Shoulder | B13 | 600 | 262 | 262 | 40.21 | 48.67 | 7 | 1.46
2030 | IESO_2_MAPP_CA | IESO | MAPP_CA | Internal | Shoulder | B14 | 900 | 262 | 262 | 40.21 | 48.07 | 7 | 0.86
2030 | IESO_2_MAPP_CA | IESO | MAPP_CA | Internal | Shoulder | B15 | 1203 | 262 | 262 | 40.21 | 48.07 | 7 | 0.86
2030 | IESO_2_MAPP_CA | IESO | MAPP_CA | Internal | Summer | B1 | 10 | 262 | 0 | 89.84 | 81.84 | 7 | 0
2030 | IESO_2_MAPP_CA | IESO | MAPP_CA | Internal | Summer | B2 | 25 | 262 | 0 | 71.54 | 77.5 | 7 | 0
2030 | IESO_2_MAPP_CA | IESO | MAPP_CA | Internal | Summer | B3 | 75 | 262 | 262 | 58.79 | 68.18 | 7 | 2.39
2030 | IESO_2_MAPP_CA | IESO | MAPP_CA | Internal | Summer | B4 | 100 | 262 | 262 | 54.9 | 64.44 | 7 | 2.54
2030 | IESO_2_MAPP_CA | IESO | MAPP_CA | Internal | Summer | B5 | 200 | 262 | 262 | 45.17 | 64.44 | 7 | 12.27
2030 | IESO_2_MAPP_CA | IESO | MAPP_CA | Internal | Summer | B6 | 300 | 262 | 190.57 | 45.17 | 52.17 | 7 | 0
2030 | IESO_2_MAPP_CA | IESO | MAPP_CA | Internal | Summer | B7 | 400 | 262 | 262 | 40.05 | 48.04 | 7 | 0.99
2030 | IESO_2_MAPP_CA | IESO | MAPP_CA | Internal | Summer | B8 | 500 | 262 | 262 | 37.91 | 45.7 | 7 | 0.79
2030 | IESO_2_MAPP_CA | IESO | MAPP_CA | Internal | Summer | B9 | 800 | 262 | 262 | 37.91 | 45.7 | 7 | 0.79
2030 | IESO_2_MAPP_CA | IESO | MAPP_CA | Internal | Summer | B10 | 1262 | 262 | 262 | 37.91 | 45.7 | 7 | 0.79
2030 | IESO_2_MAPP_CA | IESO | MAPP_CA | Internal | Winter | B16 | 25 | 262 | 262 | 48.45 | 77.29 | 7 | 21.84
2030 | IESO_2_MAPP_CA | IESO | MAPP_CA | Internal | Winter | B17 | 100 | 262 | 262 | 48.45 | 58.64 | 7 | 3.19
2030 | IESO_2_MAPP_CA | IESO | MAPP_CA | Internal | Winter | B18 | 400 | 262 | 261.89 | 44.6 | 51.6 | 7 | 0
2030 | IESO_2_MAPP_CA | IESO | MAPP_CA | Internal | Winter | B19 | 700 | 262 | 0 | 44.6 | 51.5 | 7 | 0
2030 | IESO_2_MAPP_CA | IESO | MAPP_CA | Internal | Winter | B20 | 935 | 262 | 0 | 44.6 | 51.5 | 7 | 0
2030 | IESO_2_MISO_MI | IESO | MISO_MI | Internal | Shoulder | B11 | 25 | 1840 | 1840 | 42.49 | 69.75 | 7 | 20.26
2030 | IESO_2_MISO_MI | IESO | MISO_MI | Internal | Shoulder | B12 | 200 | 1840 | 1840 | 42.49 | 58.15 | 7 | 8.66
2030 | IESO_2_MISO_MI | IESO | MISO_MI | Internal | Shoulder | B13 | 600 | 1840 | 1840 | 40.21 | 48.67 | 7 | 1.46
2030 | IESO_2_MISO_MI | IESO | MISO_MI | Internal | Shoulder | B14 | 900 | 1840 | 854.39 | 40.21 | 47.21 | 7 | 0
2030 | IESO_2_MISO_MI | IESO | MISO_MI | Internal | Shoulder | B15 | 1203 | 1840 | 0 | 40.21 | 43.42 | 7 | 0
2030 | IESO_2_MISO_MI | IESO | MISO_MI | Internal | Summer | B1 | 10 | 1840 | 1198.81 | 89.84 | 96.84 | 7 | 0
2030 | IESO_2_MISO_MI | IESO | MISO_MI | Internal | Summer | B2 | 25 | 1840 | 619.19 | 71.54 | 78.54 | 7 | 0
2030 | IESO_2_MISO_MI | IESO | MISO_MI | Internal | Summer | B3 | 75 | 1840 | 1840 | 58.79 | 74.97 | 7 | 9.19
2030 | IESO_2_MISO_MI | IESO | MISO_MI | Internal | Summer | B4 | 100 | 1840 | 1840 | 54.9 | 71.8 | 7 | 9.9
2030 | IESO_2_MISO_MI | IESO | MISO_MI | Internal | Summer | B5 | 200 | 1840 | 1840 | 45.17 | 70.43 | 7 | 18.26
2030 | IESO_2_MISO_MI | IESO | MISO_MI | Internal | Summer | B6 | 300 | 1840 | 1840 | 45.17 | 56.76 | 7 | 4.59
2030 | IESO_2_MISO_MI | IESO | MISO_MI | Internal | Summer | B7 | 400 | 1840 | 208.7 | 40.05 | 47.05 | 7 | 0
2030 | IESO_2_MISO_MI | IESO | MISO_MI | Internal | Summer | B8 | 500 | 1840 | 0 | 37.91 | 44 | 7 | 0
2030 | IESO_2_MISO_MI | IESO | MISO_MI | Internal | Summer | B9 | 800 | 1840 | 0 | 37.91 | 42.37 | 7 | 0
2030 | IESO_2_MISO_MI | IESO | MISO_MI | Internal | Summer | B10 | 1262 | 1840 | 0 | 37.91 | 40.63 | 7 | 0
2030 | IESO_2_MISO_MI | IESO | MISO_MI | Internal | Winter | B16 | 25 | 1840 | 1840 | 48.45 | 77.28 | 7 | 21.83
2030 | IESO_2_MISO_MI | IESO | MISO_MI | Internal | Winter | B17 | 100 | 1840 | 1840 | 48.45 | 58.69 | 7 | 3.24
2030 | IESO_2_MISO_MI | IESO | MISO_MI | Internal | Winter | B18 | 400 | 1840 | 1184.14 | 44.6 | 51.6 | 7 | 0
2030 | IESO_2_MISO_MI | IESO | MISO_MI | Internal | Winter | B19 | 700 | 1840 | 0 | 44.6 | 48.11 | 7 | 0
2030 | IESO_2_MISO_MI | IESO | MISO_MI | Internal | Winter | B20 | 935 | 1840 | 0 | 44.6 | 43.81 | 7 | 0
2030 | IESO_2_MISO_W | IESO | MISO_W | Internal | Shoulder | B11 | 25 | 140 | 140 | 42.49 | 77.44 | 7 | 27.95
2030 | IESO_2_MISO_W | IESO | MISO_W | Internal | Shoulder | B12 | 200 | 140 | 140 | 42.49 | 58.16 | 7 | 8.67
2030 | IESO_2_MISO_W | IESO | MISO_W | Internal | Shoulder | B13 | 600 | 140 | 140 | 40.21 | 48.68 | 7 | 1.47
2030 | IESO_2_MISO_W | IESO | MISO_W | Internal | Shoulder | B14 | 900 | 140 | 140 | 40.21 | 48.09 | 7 | 0.87
2030 | IESO_2_MISO_W | IESO | MISO_W | Internal | Shoulder | B15 | 1203 | 140 | 140 | 40.21 | 47.38 | 7 | 0.17
2030 | IESO_2_MISO_W | IESO | MISO_W | Internal | Summer | B1 | 10 | 140 | 138.85 | 89.84 | 96.85 | 7 | 0.01
2030 | IESO_2_MISO_W | IESO | MISO_W | Internal | Summer | B2 | 25 | 140 | 140 | 71.54 | 82.19 | 7 | 3.65
2030 | IESO_2_MISO_W | IESO | MISO_W | Internal | Summer | B3 | 75 | 140 | 140 | 58.79 | 77.39 | 7 | 11.6
2030 | IESO_2_MISO_W | IESO | MISO_W | Internal | Summer | B4 | 100 | 140 | 140 | 54.9 | 75.99 | 7 | 14.09
2030 | IESO_2_MISO_W | IESO | MISO_W | Internal | Summer | B5 | 200 | 140 | 140 | 45.17 | 75.99 | 7 | 23.82
2030 | IESO_2_MISO_W | IESO | MISO_W | Internal | Summer | B6 | 300 | 140 | 140 | 45.17 | 60.77 | 7 | 8.6
2030 | IESO_2_MISO_W | IESO | MISO_W | Internal | Summer | B7 | 400 | 140 | 140 | 40.05 | 48.05 | 7 | 1
2030 | IESO_2_MISO_W | IESO | MISO_W | Internal | Summer | B8 | 500 | 140 | 140 | 37.91 | 45.71 | 7 | 0.8
2030 | IESO_2_MISO_W | IESO | MISO_W | Internal | Summer | B9 | 800 | 140 | 140 | 37.91 | 45.71 | 7 | 0.8
2030 | IESO_2_MISO_W | IESO | MISO_W | Internal | Summer | B10 | 1262 | 140 | 0 | 37.91 | 40.34 | 7 | 0
2030 | IESO_2_MISO_W | IESO | MISO_W | Internal | Winter | B16 | 25 | 140 | 140 | 48.45 | 77.3 | 7 | 21.85
2030 | IESO_2_MISO_W | IESO | MISO_W | Internal | Winter | B17 | 100 | 140 | 140 | 48.45 | 58.65 | 7 | 3.21
2030 | IESO_2_MISO_W | IESO | MISO_W | Internal | Winter | B18 | 400 | 140 | 139.97 | 44.6 | 51.62 | 7 | 0.02
2030 | IESO_2_MISO_W | IESO | MISO_W | Internal | Winter | B19 | 700 | 140 | 0 | 44.6 | 51.49 | 7 | 0
2030 | IESO_2_MISO_W | IESO | MISO_W | Internal | Winter | B20 | 935 | 140 | 0 | 44.6 | 44.28 | 7 | 0
2030 | IESO_2_NYISO_A-F | IESO | NYISO_A-F | Internal | Shoulder | B11 | 25 | 1725 | 1725 | 42.49 | 51.8 | 7 | 2.31
2030 | IESO_2_NYISO_A-F | IESO | NYISO_A-F | Internal | Shoulder | B12 | 200 | 1725 | 1725 | 42.49 | 52.1 | 7 | 2.61
2030 | IESO_2_NYISO_A-F | IESO | NYISO_A-F | Internal | Shoulder | B13 | 600 | 1725 | 1472.06 | 40.21 | 47.21 | 7 | 0
2030 | IESO_2_NYISO_A-F | IESO | NYISO_A-F | Internal | Shoulder | B14 | 900 | 1725 | 1290.29 | 40.21 | 47.21 | 7 | 0
2030 | IESO_2_NYISO_A-F | IESO | NYISO_A-F | Internal | Shoulder | B15 | 1203 | 1725 | 429.31 | 40.21 | 47.21 | 7 | 0
2030 | IESO_2_NYISO_A-F | IESO | NYISO_A-F | Internal | Summer | B1 | 10 | 1725 | 481.26 | 89.84 | 96.84 | 7 | 0
2030 | IESO_2_NYISO_A-F | IESO | NYISO_A-F | Internal | Summer | B2 | 25 | 1725 | 665.61 | 71.54 | 78.54 | 7 | 0
2030 | IESO_2_NYISO_A-F | IESO | NYISO_A-F | Internal | Summer | B3 | 75 | 1725 | 290.76 | 58.79 | 65.79 | 7 | 0
2030 | IESO_2_NYISO_A-F | IESO | NYISO_A-F | Internal | Summer | B4 | 100 | 1725 | 1209.35 | 54.9 | 61.9 | 7 | 0
2030 | IESO_2_NYISO_A-F | IESO | NYISO_A-F | Internal | Summer | B5 | 200 | 1725 | 1725 | 45.17 | 54.54 | 7 | 2.37
2030 | IESO_2_NYISO_A-F | IESO | NYISO_A-F | Internal | Summer | B6 | 300 | 1725 | 347.91 | 45.17 | 52.17 | 7 | 0
2030 | IESO_2_NYISO_A-F | IESO | NYISO_A-F | Internal | Summer | B7 | 400 | 1725 | 906.95 | 40.05 | 47.05 | 7 | 0
2030 | IESO_2_NYISO_A-F | IESO | NYISO_A-F | Internal | Summer | B8 | 500 | 1725 | 1725 | 37.91 | 45.41 | 7 | 0.51
2030 | IESO_2_NYISO_A-F | IESO | NYISO_A-F | Internal | Summer | B9 | 800 | 1725 | 454.56 | 37.91 | 44.91 | 7 | 0
2030 | IESO_2_NYISO_A-F | IESO | NYISO_A-F | Internal | Summer | B10 | 1262 | 1725 | 162.82 | 37.91 | 44.91 | 7 | 0
2030 | IESO_2_NYISO_A-F | IESO | NYISO_A-F | Internal | Winter | B16 | 25 | 1725 | 1512.53 | 48.45 | 55.45 | 7 | 0
2030 | IESO_2_NYISO_A-F | IESO | NYISO_A-F | Internal | Winter | B17 | 100 | 1725 | 820.64 | 48.45 | 55.45 | 7 | 0
2030 | IESO_2_NYISO_A-F | IESO | NYISO_A-F | Internal | Winter | B18 | 400 | 1725 | 1420.13 | 44.6 | 51.6 | 7 | 0
2030 | IESO_2_NYISO_A-F | IESO | NYISO_A-F | Internal | Winter | B19 | 700 | 1725 | 1488.49 | 44.6 | 51.6 | 7 | 0
2030 | IESO_2_NYISO_A-F | IESO | NYISO_A-F | Internal | Winter | B20 | 935 | 1725 | 1539.6 | 44.6 | 51.6 | 7 | 0
2030 | MAPP_CA_2_IESO | MAPP_CA | IESO | Internal | Shoulder | B11 | 25 | 330 | 0 | 52.06 | 42.49 | 8 | 0
2030 | MAPP_CA_2_IESO | MAPP_CA | IESO | Internal | Shoulder | B12 | 200 | 330 | 0 | 57.68 | 42.49 | 8 | 0
2030 | MAPP_CA_2_IESO | MAPP_CA | IESO | Internal | Shoulder | B13 | 600 | 330 | 0 | 48.67 | 40.21 | 8 | 0
2030 | MAPP_CA_2_IESO | MAPP_CA | IESO | Internal | Shoulder | B14 | 900 | 330 | 0 | 48.07 | 40.21 | 8 | 0
2030 | MAPP_CA_2_IESO | MAPP_CA | IESO | Internal | Shoulder | B15 | 1203 | 330 | 0 | 48.07 | 40.21 | 8 | 0
2030 | MAPP_CA_2_IESO | MAPP_CA | IESO | Internal | Summer | B1 | 10 | 330 | 214.97 | 81.84 | 89.84 | 8 | 0
2030 | MAPP_CA_2_IESO | MAPP_CA | IESO | Internal | Summer | B2 | 25 | 330 | 0 | 77.5 | 71.54 | 8 | 0
2030 | MAPP_CA_2_IESO | MAPP_CA | IESO | Internal | Summer | B3 | 75 | 330 | 0 | 68.18 | 58.79 | 8 | 0
2030 | MAPP_CA_2_IESO | MAPP_CA | IESO | Internal | Summer | B4 | 100 | 330 | 0 | 64.44 | 54.9 | 8 | 0
2030 | MAPP_CA_2_IESO | MAPP_CA | IESO | Internal | Summer | B5 | 200 | 330 | 0 | 64.44 | 45.17 | 8 | 0
2030 | MAPP_CA_2_IESO | MAPP_CA | IESO | Internal | Summer | B6 | 300 | 330 | 0 | 52.17 | 45.17 | 8 | 0
2030 | MAPP_CA_2_IESO | MAPP_CA | IESO | Internal | Summer | B7 | 400 | 330 | 0 | 48.04 | 40.05 | 8 | 0
2030 | MAPP_CA_2_IESO | MAPP_CA | IESO | Internal | Summer | B8 | 500 | 330 | 0 | 45.7 | 37.91 | 8 | 0
2030 | MAPP_CA_2_IESO | MAPP_CA | IESO | Internal | Summer | B9 | 800 | 330 | 0 | 45.7 | 37.91 | 8 | 0
2030 | MAPP_CA_2_IESO | MAPP_CA | IESO | Internal | Summer | B10 | 1262 | 330 | 0 | 45.7 | 37.91 | 8 | 0
2030 | MAPP_CA_2_IESO | MAPP_CA | IESO | Internal | Winter | B16 | 25 | 330 | 0 | 77.29 | 48.45 | 8 | 0
2030 | MAPP_CA_2_IESO | MAPP_CA | IESO | Internal | Winter | B17 | 100 | 330 | 0 | 58.64 | 48.45 | 8 | 0
2030 | MAPP_CA_2_IESO | MAPP_CA | IESO | Internal | Winter | B18 | 400 | 330 | 0 | 51.6 | 44.6 | 8 | 0
2030 | MAPP_CA_2_IESO | MAPP_CA | IESO | Internal | Winter | B19 | 700 | 330 | 0 | 51.5 | 44.6 | 8 | 0
2030 | MAPP_CA_2_IESO | MAPP_CA | IESO | Internal | Winter | B20 | 935 | 330 | 0 | 51.5 | 44.6 | 8 | 0
2030 | MAPP_CA_2_MAPP_US | MAPP_CA | MAPP_US | Internal | Shoulder | B11 | 25 | 372 | 372 | 52.06 | 70.44 | 7 | 11.38
2030 | MAPP_CA_2_MAPP_US | MAPP_CA | MAPP_US | Internal | Shoulder | B12 | 200 | 372 | 0 | 57.68 | 51.16 | 7 | 0
2030 | MAPP_CA_2_MAPP_US | MAPP_CA | MAPP_US | Internal | Shoulder | B13 | 600 | 372 | 0 | 48.67 | 45.43 | 7 | 0
2030 | MAPP_CA_2_MAPP_US | MAPP_CA | MAPP_US | Internal | Shoulder | B14 | 900 | 372 | 0 | 48.07 | 45.43 | 7 | 0
2030 | MAPP_CA_2_MAPP_US | MAPP_CA | MAPP_US | Internal | Shoulder | B15 | 1203 | 372 | 0 | 48.07 | 45.43 | 7 | 0
2030 | MAPP_CA_2_MAPP_US | MAPP_CA | MAPP_US | Internal | Summer | B1 | 10 | 372 | 371.98 | 81.84 | 89.85 | 7 | 1.01
2030 | MAPP_CA_2_MAPP_US | MAPP_CA | MAPP_US | Internal | Summer | B2 | 25 | 372 | 0 | 77.5 | 75.19 | 7 | 0
2030 | MAPP_CA_2_MAPP_US | MAPP_CA | MAPP_US | Internal | Summer | B3 | 75 | 372 | 126.02 | 68.18 | 75.18 | 7 | 0
2030 | MAPP_CA_2_MAPP_US | MAPP_CA | MAPP_US | Internal | Summer | B4 | 100 | 372 | 227.57 | 64.44 | 71.44 | 7 | 0
2030 | MAPP_CA_2_MAPP_US | MAPP_CA | MAPP_US | Internal | Summer | B5 | 200 | 372 | 307.31 | 64.44 | 71.44 | 7 | 0
2030 | MAPP_CA_2_MAPP_US | MAPP_CA | MAPP_US | Internal | Summer | B6 | 300 | 372 | 372 | 52.17 | 60 | 7 | 0.83
2030 | MAPP_CA_2_MAPP_US | MAPP_CA | MAPP_US | Internal | Summer | B7 | 400 | 372 | 0 | 48.04 | 48.04 | 7 | 0
2030 | MAPP_CA_2_MAPP_US | MAPP_CA | MAPP_US | Internal | Summer | B8 | 500 | 372 | 0 | 45.7 | 41.56 | 7 | 0
2030 | MAPP_CA_2_MAPP_US | MAPP_CA | MAPP_US | Internal | Summer | B9 | 800 | 372 | 0 | 45.7 | 39.44 | 7 | 0
2030 | MAPP_CA_2_MAPP_US | MAPP_CA | MAPP_US | Internal | Summer | B10 | 1262 | 372 | 0 | 45.7 | 39.33 | 7 | 0
2030 | MAPP_CA_2_MAPP_US | MAPP_CA | MAPP_US | Internal | Winter | B16 | 25 | 372 | 0 | 77.29 | 70.3 | 7 | 0
2030 | MAPP_CA_2_MAPP_US | MAPP_CA | MAPP_US | Internal | Winter | B17 | 100 | 372 | 0 | 58.64 | 51.65 | 7 | 0
2030 | MAPP_CA_2_MAPP_US | MAPP_CA | MAPP_US | Internal | Winter | B18 | 400 | 372 | 0 | 51.6 | 49.33 | 7 | 0
2030 | MAPP_CA_2_MAPP_US | MAPP_CA | MAPP_US | Internal | Winter | B19 | 700 | 372 | 0 | 51.5 | 49.33 | 7 | 0
2030 | MAPP_CA_2_MAPP_US | MAPP_CA | MAPP_US | Internal | Winter | B20 | 935 | 372 | 0 | 51.5 | 44.5 | 7 | 0
2030 | MAPP_CA_2_MISO_W | MAPP_CA | MISO_W | Internal | Shoulder | B11 | 25 | 1970 | 1970 | 52.06 | 77.44 | 0.01 | 25.37
2030 | MAPP_CA_2_MISO_W | MAPP_CA | MISO_W | Internal | Shoulder | B12 | 200 | 1970 | 1970 | 57.68 | 58.16 | 0.01 | 0.47
2030 | MAPP_CA_2_MISO_W | MAPP_CA | MISO_W | Internal | Shoulder | B13 | 600 | 1970 | 1148.51 | 48.67 | 48.68 | 0.01 | 0
2030 | MAPP_CA_2_MISO_W | MAPP_CA | MISO_W | Internal | Shoulder | B14 | 900 | 1970 | 157.25 | 48.07 | 48.09 | 0.01 | 0
2030 | MAPP_CA_2_MISO_W | MAPP_CA | MISO_W | Internal | Shoulder | B15 | 1203 | 1970 | 0 | 48.07 | 47.38 | 0.01 | 0
2030 | MAPP_CA_2_MISO_W | MAPP_CA | MISO_W | Internal | Summer | B1 | 10 | 1970 | 1970 | 81.84 | 96.85 | 0.01 | 15
2030 | MAPP_CA_2_MISO_W | MAPP_CA | MISO_W | Internal | Summer | B2 | 25 | 1970 | 1970 | 77.5 | 82.19 | 0.01 | 4.68
2030 | MAPP_CA_2_MISO_W | MAPP_CA | MISO_W | Internal | Summer | B3 | 75 | 1970 | 1970 | 68.18 | 77.39 | 0.01 | 9.2
2030 | MAPP_CA_2_MISO_W | MAPP_CA | MISO_W | Internal | Summer | B4 | 100 | 1970 | 1970 | 64.44 | 75.99 | 0.01 | 11.54
2030 | MAPP_CA_2_MISO_W | MAPP_CA | MISO_W | Internal | Summer | B5 | 200 | 1970 | 1970 | 64.44 | 75.99 | 0.01 | 11.54
2030 | MAPP_CA_2_MISO_W | MAPP_CA | MISO_W | Internal | Summer | B6 | 300 | 1970 | 1970 | 52.17 | 60.77 | 0.01 | 8.59
2030 | MAPP_CA_2_MISO_W | MAPP_CA | MISO_W | Internal | Summer | B7 | 400 | 1970 | 1464.77 | 48.04 | 48.05 | 0.01 | 0
2030 | MAPP_CA_2_MISO_W | MAPP_CA | MISO_W | Internal | Summer | B8 | 500 | 1970 | 1395 | 45.7 | 45.71 | 0.01 | 0
2030 | MAPP_CA_2_MISO_W | MAPP_CA | MISO_W | Internal | Summer | B9 | 800 | 1970 | 158.09 | 45.7 | 45.71 | 0.01 | 0
2030 | MAPP_CA_2_MISO_W | MAPP_CA | MISO_W | Internal | Summer | B10 | 1262 | 1970 | 0 | 45.7 | 40.34 | 0.01 | 0
2030 | MAPP_CA_2_MISO_W | MAPP_CA | MISO_W | Internal | Winter | B16 | 25 | 1970 | 1136.3 | 77.29 | 77.3 | 0.01 | 0
2030 | MAPP_CA_2_MISO_W | MAPP_CA | MISO_W | Internal | Winter | B17 | 100 | 1970 | 1004.97 | 58.64 | 58.65 | 0.01 | 0
2030 | MAPP_CA_2_MISO_W | MAPP_CA | MISO_W | Internal | Winter | B18 | 400 | 1970 | 838.77 | 51.6 | 51.62 | 0.01 | 0
2030 | MAPP_CA_2_MISO_W | MAPP_CA | MISO_W | Internal | Winter | B19 | 700 | 1970 | 0.01 | 51.5 | 51.49 | 0.01 | 0
2030 | MAPP_CA_2_MISO_W | MAPP_CA | MISO_W | Internal | Winter | B20 | 935 | 1970 | 0 | 51.5 | 44.28 | 0.01 | 0
2030 | MAPP_US_2_MAPP_CA | MAPP_US | MAPP_CA | Internal | Shoulder | B11 | 25 | 165 | 0 | 70.44 | 52.06 | 7 | 0
2030 | MAPP_US_2_MAPP_CA | MAPP_US | MAPP_CA | Internal | Shoulder | B12 | 200 | 165 | 0 | 51.16 | 57.68 | 7 | 0
2030 | MAPP_US_2_MAPP_CA | MAPP_US | MAPP_CA | Internal | Shoulder | B13 | 600 | 165 | 0 | 45.43 | 48.67 | 7 | 0
2030 | MAPP_US_2_MAPP_CA | MAPP_US | MAPP_CA | Internal | Shoulder | B14 | 900 | 165 | 0 | 45.43 | 48.07 | 7 | 0
2030 | MAPP_US_2_MAPP_CA | MAPP_US | MAPP_CA | Internal | Shoulder | B15 | 1203 | 165 | 0 | 45.43 | 48.07 | 7 | 0
2030 | MAPP_US_2_MAPP_CA | MAPP_US | MAPP_CA | Internal | Summer | B1 | 10 | 165 | 0 | 89.85 | 81.84 | 7 | 0
2030 | MAPP_US_2_MAPP_CA | MAPP_US | MAPP_CA | Internal | Summer | B2 | 25 | 165 | 0 | 75.19 | 77.5 | 7 | 0
2030 | MAPP_US_2_MAPP_CA | MAPP_US | MAPP_CA | Internal | Summer | B3 | 75 | 165 | 0 | 75.18 | 68.18 | 7 | 0
2030 | MAPP_US_2_MAPP_CA | MAPP_US | MAPP_CA | Internal | Summer | B4 | 100 | 165 | 0 | 71.44 | 64.44 | 7 | 0
2030 | MAPP_US_2_MAPP_CA | MAPP_US | MAPP_CA | Internal | Summer | B5 | 200 | 165 | 0 | 71.44 | 64.44 | 7 | 0
2030 | MAPP_US_2_MAPP_CA | MAPP_US | MAPP_CA | Internal | Summer | B6 | 300 | 165 | 0 | 60 | 52.17 | 7 | 0
2030 | MAPP_US_2_MAPP_CA | MAPP_US | MAPP_CA | Internal | Summer | B7 | 400 | 165 | 0 | 48.04 | 48.04 | 7 | 0
2030 | MAPP_US_2_MAPP_CA | MAPP_US | MAPP_CA | Internal | Summer | B8 | 500 | 165 | 0 | 41.56 | 45.7 | 7 | 0
2030 | MAPP_US_2_MAPP_CA | MAPP_US | MAPP_CA | Internal | Summer | B9 | 800 | 165 | 0 | 39.44 | 45.7 | 7 | 0
2030 | MAPP_US_2_MAPP_CA | MAPP_US | MAPP_CA | Internal | Summer | B10 | 1262 | 165 | 0 | 39.33 | 45.7 | 7 | 0
2030 | MAPP_US_2_MAPP_CA | MAPP_US | MAPP_CA | Internal | Winter | B16 | 25 | 165 | 0.47 | 70.3 | 77.29 | 7 | 0
2030 | MAPP_US_2_MAPP_CA | MAPP_US | MAPP_CA | Internal | Winter | B17 | 100 | 165 | 0.14 | 51.65 | 58.64 | 7 | 0
2030 | MAPP_US_2_MAPP_CA | MAPP_US | MAPP_CA | Internal | Winter | B18 | 400 | 165 | 0 | 49.33 | 51.6 | 7 | 0
2030 | MAPP_US_2_MAPP_CA | MAPP_US | MAPP_CA | Internal | Winter | B19 | 700 | 165 | 0 | 49.33 | 51.5 | 7 | 0
2030 | MAPP_US_2_MAPP_CA | MAPP_US | MAPP_CA | Internal | Winter | B20 | 935 | 165 | 72.73 | 44.5 | 51.5 | 7 | 0
2030 | MAPP_US_2_MISO_W | MAPP_US | MISO_W | Internal | Shoulder | B11 | 25 | 2635 | 76.97 | 70.44 | 77.44 | 7 | 0
2030 | MAPP_US_2_MISO_W | MAPP_US | MISO_W | Internal | Shoulder | B12 | 200 | 2635 | 43.24 | 51.16 | 58.16 | 7 | 0
2030 | MAPP_US_2_MISO_W | MAPP_US | MISO_W | Internal | Shoulder | B13 | 600 | 2635 | 0 | 45.43 | 48.68 | 7 | 0
2030 | MAPP_US_2_MISO_W | MAPP_US | MISO_W | Internal | Shoulder | B14 | 900 | 2635 | 0 | 45.43 | 48.09 | 7 | 0
2030 | MAPP_US_2_MISO_W | MAPP_US | MISO_W | Internal | Shoulder | B15 | 1203 | 2635 | 0 | 45.43 | 47.38 | 7 | 0
2030 | MAPP_US_2_MISO_W | MAPP_US | MISO_W | Internal | Summer | B1 | 10 | 2635 | 1584.84 | 89.85 | 96.85 | 7 | 0
2030 | MAPP_US_2_MISO_W | MAPP_US | MISO_W | Internal | Summer | B2 | 25 | 2635 | 70.53 | 75.19 | 82.19 | 7 | 0
2030 | MAPP_US_2_MISO_W | MAPP_US | MISO_W | Internal | Summer | B3 | 75 | 2635 | 0 | 75.18 | 77.39 | 7 | 0
2030 | MAPP_US_2_MISO_W | MAPP_US | MISO_W | Internal | Summer | B4 | 100 | 2635 | 0 | 71.44 | 75.99 | 7 | 0
2030 | MAPP_US_2_MISO_W | MAPP_US | MISO_W | Internal | Summer | B5 | 200 | 2635 | 0 | 71.44 | 75.99 | 7 | 0
2030 | MAPP_US_2_MISO_W | MAPP_US | MISO_W | Internal | Summer | B6 | 300 | 2635 | 0 | 60 | 60.77 | 7 | 0
2030 | MAPP_US_2_MISO_W | MAPP_US | MISO_W | Internal | Summer | B7 | 400 | 2635 | 0 | 48.04 | 48.05 | 7 | 0
2030 | MAPP_US_2_MISO_W | MAPP_US | MISO_W | Internal | Summer | B8 | 500 | 2635 | 0 | 41.56 | 45.71 | 7 | 0
2030 | MAPP_US_2_MISO_W | MAPP_US | MISO_W | Internal | Summer | B9 | 800 | 2635 | 0 | 39.44 | 45.71 | 7 | 0
2030 | MAPP_US_2_MISO_W | MAPP_US | MISO_W | Internal | Summer | B10 | 1262 | 2635 | 0 | 39.33 | 40.34 | 7 | 0
2030 | MAPP_US_2_MISO_W | MAPP_US | MISO_W | Internal | Winter | B16 | 25 | 2635 | 171.12 | 70.3 | 77.3 | 7 | 0
2030 | MAPP_US_2_MISO_W | MAPP_US | MISO_W | Internal | Winter | B17 | 100 | 2635 | 895.39 | 51.65 | 58.65 | 7 | 0
2030 | MAPP_US_2_MISO_W | MAPP_US | MISO_W | Internal | Winter | B18 | 400 | 2635 | 0 | 49.33 | 51.62 | 7 | 0
2030 | MAPP_US_2_MISO_W | MAPP_US | MISO_W | Internal | Winter | B19 | 700 | 2635 | 0 | 49.33 | 51.49 | 7 | 0
2030 | MAPP_US_2_MISO_W | MAPP_US | MISO_W | Internal | Winter | B20 | 935 | 2635 | 0 | 44.5 | 44.28 | 7 | 0
2030 | MAPP_US_2_NE | MAPP_US | NE | Internal | Shoulder | B11 | 25 | 2000 | 1972.51 | 70.44 | 77.44 | 7 | 0
2030 | MAPP_US_2_NE | MAPP_US | NE | Internal | Shoulder | B12 | 200 | 2000 | 1033.61 | 51.16 | 58.16 | 7 | 0
2030 | MAPP_US_2_NE | MAPP_US | NE | Internal | Shoulder | B13 | 600 | 2000 | 653.09 | 45.43 | 52.43 | 7 | 0
2030 | MAPP_US_2_NE | MAPP_US | NE | Internal | Shoulder | B14 | 900 | 2000 | 0 | 45.43 | 51.19 | 7 | 0
2030 | MAPP_US_2_NE | MAPP_US | NE | Internal | Shoulder | B15 | 1203 | 2000 | 0 | 45.43 | 48.09 | 7 | 0
2030 | MAPP_US_2_NE | MAPP_US | NE | Internal | Summer | B1 | 10 | 2000 | 385.24 | 89.85 | 96.85 | 7 | 0
2030 | MAPP_US_2_NE | MAPP_US | NE | Internal | Summer | B2 | 25 | 2000 | 1229.56 | 75.19 | 82.19 | 7 | 0
2030 | MAPP_US_2_NE | MAPP_US | NE | Internal | Summer | B3 | 75 | 2000 | 1028.82 | 75.18 | 82.18 | 7 | 0
2030 | MAPP_US_2_NE | MAPP_US | NE | Internal | Summer | B4 | 100 | 2000 | 1227.31 | 71.44 | 78.44 | 7 | 0
2030 | MAPP_US_2_NE | MAPP_US | NE | Internal | Summer | B5 | 200 | 2000 | 1470.01 | 71.44 | 78.44 | 7 | 0
2030 | MAPP_US_2_NE | MAPP_US | NE | Internal | Summer | B6 | 300 | 2000 | 1231.77 | 60 | 67 | 7 | 0
2030 | MAPP_US_2_NE | MAPP_US | NE | Internal | Summer | B7 | 400 | 2000 | 1205.94 | 48.04 | 55.04 | 7 | 0
2030 | MAPP_US_2_NE | MAPP_US | NE | Internal | Summer | B8 | 500 | 2000 | 1131.67 | 41.56 | 48.56 | 7 | 0
2030 | MAPP_US_2_NE | MAPP_US | NE | Internal | Summer | B9 | 800 | 2000 | 426.28 | 39.44 | 46.44 | 7 | 0
2030 | MAPP_US_2_NE | MAPP_US | NE | Internal | Summer | B10 | 1262 | 2000 | 362.95 | 39.33 | 46.33 | 7 | 0
2030 | MAPP_US_2_NE | MAPP_US | NE | Internal | Winter | B16 | 25 | 2000 | 975.9 | 70.3 | 77.3 | 7 | 0
2030 | MAPP_US_2_NE | MAPP_US | NE | Internal | Winter | B17 | 100 | 2000 | 0 | 51.65 | 53.65 | 7 | 0
2030 | MAPP_US_2_NE | MAPP_US | NE | Internal | Winter | B18 | 400 | 2000 | 0 | 49.33 | 52.32 | 7 | 0
2030 | MAPP_US_2_NE | MAPP_US | NE | Internal | Winter | B19 | 700 | 2000 | 0 | 49.33 | 51.3 | 7 | 0
2030 | MAPP_US_2_NE | MAPP_US | NE | Internal | Winter | B20 | 935 | 2000 | 0 | 44.5 | 48.94 | 7 | 0
2030 | MARITIMES_2_NEISO | MARITIMES | NEISO | Internal | Shoulder | B11 | 25 | 99999 | 1400 | 44.15 | 44.17 | 0.01 | 0
2030 | MARITIMES_2_NEISO | MARITIMES | NEISO | Internal | Shoulder | B12 | 200 | 99999 | 1400 | 44.15 | 44.17 | 0.01 | 0
2030 | MARITIMES_2_NEISO | MARITIMES | NEISO | Internal | Shoulder | B13 | 600 | 99999 | 1400 | 44.15 | 44.17 | 0.01 | 0
2030 | MARITIMES_2_NEISO | MARITIMES | NEISO | Internal | Shoulder | B14 | 900 | 99999 | 1400 | 44.15 | 44.17 | 0.01 | 0
2030 | MARITIMES_2_NEISO | MARITIMES | NEISO | Internal | Shoulder | B15 | 1203 | 99999 | 426.43 | 44.15 | 44.17 | 0.01 | 0
2030 | MARITIMES_2_NEISO | MARITIMES | NEISO | Internal | Summer | B1 | 10 | 99999 | 1400.09 | 99.84 | 99.85 | 0.01 | 0
2030 | MARITIMES_2_NEISO | MARITIMES | NEISO | Internal | Summer | B2 | 25 | 99999 | 1400 | 81.53 | 81.54 | 0.01 | 0
2030 | MARITIMES_2_NEISO | MARITIMES | NEISO | Internal | Summer | B3 | 75 | 99999 | 1400 | 62.79 | 62.8 | 0.01 | 0
2030 | MARITIMES_2_NEISO | MARITIMES | NEISO | Internal | Summer | B4 | 100 | 99999 | 1400 | 56.79 | 56.8 | 0.01 | 0
2030 | MARITIMES_2_NEISO | MARITIMES | NEISO | Internal | Summer | B5 | 200 | 99999 | 1400 | 44.85 | 44.86 | 0.01 | 0
2030 | MARITIMES_2_NEISO | MARITIMES | NEISO | Internal | Summer | B6 | 300 | 99999 | 1400 | 40.81 | 40.82 | 0.01 | 0
2030 | MARITIMES_2_NEISO | MARITIMES | NEISO | Internal | Summer | B7 | 400 | 99999 | 1400 | 40.81 | 40.82 | 0.01 | 0
2030 | MARITIMES_2_NEISO | MARITIMES | NEISO | Internal | Summer | B8 | 500 | 99999 | 1400 | 40.81 | 40.82 | 0.01 | 0
2030 | MARITIMES_2_NEISO | MARITIMES | NEISO | Internal | Summer | B9 | 800 | 99999 | 1400 | 40.81 | 40.82 | 0.01 | 0
2030 | MARITIMES_2_NEISO | MARITIMES | NEISO | Internal | Summer | B10 | 1262 | 99999 | 236.13 | 40.81 | 40.82 | 0.01 | 0
2030 | MARITIMES_2_NEISO | MARITIMES | NEISO | Internal | Winter | B16 | 25 | 99999 | 1400 | 54.5 | 54.51 | 0.01 | 0
2030 | MARITIMES_2_NEISO | MARITIMES | NEISO | Internal | Winter | B17 | 100 | 99999 | 1400 | 54.5 | 54.51 | 0.01 | 0
2030 | MARITIMES_2_NEISO | MARITIMES | NEISO | Internal | Winter | B18 | 400 | 99999 | 1400 | 54.5 | 54.51 | 0.01 | 0
2030 | MARITIMES_2_NEISO | MARITIMES | NEISO | Internal | Winter | B19 | 700 | 99999 | 1400 | 54.5 | 54.51 | 0.01 | 0
2030 | MARITIMES_2_NEISO | MARITIMES | NEISO | Internal | Winter | B20 | 935 | 99999 | 475.94 | 54.5 | 54.51 | 0.01 | 0
2030 | MISO_IN_2_MISO_MI | MISO_IN | MISO_MI | Internal | Shoulder | B11 | 25 | 5000 | 0 | 72.81 | 69.75 | 0.01 | 0
2030 | MISO_IN_2_MISO_MI | MISO_IN | MISO_MI | Internal | Shoulder | B12 | 200 | 5000 | 513.05 | 58.14 | 58.15 | 0.01 | 0
2030 | MISO_IN_2_MISO_MI | MISO_IN | MISO_MI | Internal | Shoulder | B13 | 600 | 5000 | 1612.48 | 48.66 | 48.67 | 0.01 | 0
2030 | MISO_IN_2_MISO_MI | MISO_IN | MISO_MI | Internal | Shoulder | B14 | 900 | 5000 | 2658.06 | 47.2 | 47.21 | 0.01 | 0
2030 | MISO_IN_2_MISO_MI | MISO_IN | MISO_MI | Internal | Shoulder | B15 | 1203 | 5000 | 3347.91 | 43.41 | 43.42 | 0.01 | 0
2030 | MISO_IN_2_MISO_MI | MISO_IN | MISO_MI | Internal | Summer | B1 | 10 | 5000 | 524.51 | 96.83 | 96.84 | 0.01 | 0
2030 | MISO_IN_2_MISO_MI | MISO_IN | MISO_MI | Internal | Summer | B2 | 25 | 5000 | 105.89 | 78.53 | 78.54 | 0.01 | 0
2030 | MISO_IN_2_MISO_MI | MISO_IN | MISO_MI | Internal | Summer | B3 | 75 | 5000 | 0.1 | 74.99 | 74.97 | 0.01 | 0
2030 | MISO_IN_2_MISO_MI | MISO_IN | MISO_MI | Internal | Summer | B4 | 100 | 5000 | 0.07 | 71.81 | 71.8 | 0.01 | 0
2030 | MISO_IN_2_MISO_MI | MISO_IN | MISO_MI | Internal | Summer | B5 | 200 | 5000 | 0.04 | 70.44 | 70.43 | 0.01 | 0
2030 | MISO_IN_2_MISO_MI | MISO_IN | MISO_MI | Internal | Summer | B6 | 300 | 5000 | 0.03 | 56.77 | 56.76 | 0.01 | 0
2030 | MISO_IN_2_MISO_MI | MISO_IN | MISO_MI | Internal | Summer | B7 | 400 | 5000 | 3470.4 | 47.04 | 47.05 | 0.01 | 0
2030 | MISO_IN_2_MISO_MI | MISO_IN | MISO_MI | Internal | Summer | B8 | 500 | 5000 | 4385.59 | 43.99 | 44 | 0.01 | 0
2030 | MISO_IN_2_MISO_MI | MISO_IN | MISO_MI | Internal | Summer | B9 | 800 | 5000 | 4013.94 | 42.35 | 42.37 | 0.01 | 0
2030 | MISO_IN_2_MISO_MI | MISO_IN | MISO_MI | Internal | Summer | B10 | 1262 | 5000 | 3380.55 | 40.62 | 40.63 | 0.01 | 0
2030 | MISO_IN_2_MISO_MI | MISO_IN | MISO_MI | Internal | Winter | B16 | 25 | 5000 | 0.3 | 77.29 | 77.28 | 0.01 | 0
2030 | MISO_IN_2_MISO_MI | MISO_IN | MISO_MI | Internal | Winter | B17 | 100 | 5000 | 1579.9 | 58.68 | 58.69 | 0.01 | 0
2030 | MISO_IN_2_MISO_MI | MISO_IN | MISO_MI | Internal | Winter | B18 | 400 | 5000 | 2617.9 | 51.59 | 51.6 | 0.01 | 0
2030 | MISO_IN_2_MISO_MI | MISO_IN | MISO_MI | Internal | Winter | B19 | 700 | 5000 | 3088.35 | 48.1 | 48.11 | 0.01 | 0
2030 | MISO_IN_2_MISO_MI | MISO_IN | MISO_MI | Internal | Winter | B20 | 935 | 5000 | 1351.92 | 43.8 | 43.81 | 0.01 | 0
2030 | MISO_IN_2_MISO_MO-IL | MISO_IN | MISO_MO-IL | Internal | Shoulder | B11 | 25 | 5000 | 3979.87 | 72.81 | 72.83 | 0.01 | 0
2030 | MISO_IN_2_MISO_MO-IL | MISO_IN | MISO_MO-IL | Internal | Shoulder | B12 | 200 | 5000 | 1701.99 | 58.14 | 58.15 | 0.01 | 0
2030 | MISO_IN_2_MISO_MO-IL | MISO_IN | MISO_MO-IL | Internal | Shoulder | B13 | 600 | 5000 | 1597.37 | 48.66 | 48.67 | 0.01 | 0
2030 | MISO_IN_2_MISO_MO-IL | MISO_IN | MISO_MO-IL | Internal | Shoulder | B14 | 900 | 5000 | 1112.62 | 47.2 | 47.21 | 0.01 | 0
2030 | MISO_IN_2_MISO_MO-IL | MISO_IN | MISO_MO-IL | Internal | Shoulder | B15 | 1203 | 5000 | 245.37 | 43.41 | 43.42 | 0.01 | 0
2030 | MISO_IN_2_MISO_MO-IL | MISO_IN | MISO_MO-IL | Internal | Summer | B1 | 10 | 5000 | 1413.45 | 96.83 | 96.84 | 0.01 | 0
2030 | MISO_IN_2_MISO_MO-IL | MISO_IN | MISO_MO-IL | Internal | Summer | B2 | 25 | 5000 | 2140.27 | 78.53 | 78.54 | 0.01 | 0
2030 | MISO_IN_2_MISO_MO-IL | MISO_IN | MISO_MO-IL | Internal | Summer | B3 | 75 | 5000 | 2757.12 | 74.99 | 75 | 0.01 | 0
2030 | MISO_IN_2_MISO_MO-IL | MISO_IN | MISO_MO-IL | Internal | Summer | B4 | 100 | 5000 | 2347.93 | 71.81 | 71.82 | 0.01 | 0
2030 | MISO_IN_2_MISO_MO-IL | MISO_IN | MISO_MO-IL | Internal | Summer | B5 | 200 | 5000 | 2738.1 | 70.44 | 70.45 | 0.01 | 0
2030 | MISO_IN_2_MISO_MO-IL | MISO_IN | MISO_MO-IL | Internal | Summer | B6 | 300 | 5000 | 2680.54 | 56.77 | 56.78 | 0.01 | 0
2030 | MISO_IN_2_MISO_MO-IL | MISO_IN | MISO_MO-IL | Internal | Summer | B7 | 400 | 5000 | 1572.29 | 47.04 | 47.05 | 0.01 | 0
2030 | MISO_IN_2_MISO_MO-IL | MISO_IN | MISO_MO-IL | Internal | Summer | B8 | 500 | 5000 | 0.02 | 43.99 | 43.98 | 0.01 | 0
2030 | MISO_IN_2_MISO_MO-IL | MISO_IN | MISO_MO-IL | Internal | Summer | B9 | 800 | 5000 | 0.02 | 42.35 | 42.35 | 0.01 | 0
2030 | MISO_IN_2_MISO_MO-IL | MISO_IN | MISO_MO-IL | Internal | Summer | B10 | 1262 | 5000 | 0 | 40.62 | 40.35 | 0.01 | 0
2030 | MISO_IN_2_MISO_MO-IL | MISO_IN | MISO_MO-IL | Internal | Winter | B16 | 25 | 5000 | 0.58 | 77.29 | 77.29 | 0.01 | 0
2030 | MISO_IN_2_MISO_MO-IL | MISO_IN | MISO_MO-IL | Internal | Winter | B17 | 100 | 5000 | 0.08 | 58.68 | 58.67 | 0.01 | 0
2030 | MISO_IN_2_MISO_MO-IL | MISO_IN | MISO_MO-IL | Internal | Winter | B18 | 400 | 5000 | 153.75 | 51.59 | 51.6 | 0.01 | 0
2030 | MISO_IN_2_MISO_MO-IL | MISO_IN | MISO_MO-IL | Internal | Winter | B19 | 700 | 5000 | 0.01 | 48.1 | 48.09 | 0.01 | 0
2030 | MISO_IN_2_MISO_MO-IL | MISO_IN | MISO_MO-IL | Internal | Winter | B20 | 935 | 5000 | 0 | 43.8 | 43.79 | 0.01 | 0
2030 | MISO_IN_2_NonRTO_Midwest | MISO_IN | NonRTO_Midwest | Internal | Shoulder | B11 | 25 | 4800 | 965.12 | 72.81 | 80.81 | 8 | 0
2030 | MISO_IN_2_NonRTO_Midwest | MISO_IN | NonRTO_Midwest | Internal | Shoulder | B12 | 200 | 4800 | 523.83 | 58.14 | 66.14 | 8 | 0
2030 | MISO_IN_2_NonRTO_Midwest | MISO_IN | NonRTO_Midwest | Internal | Shoulder | B13 | 600 | 4800 | 0 | 48.66 | 54.91 | 8 | 0
2030 | MISO_IN_2_NonRTO_Midwest | MISO_IN | NonRTO_Midwest | Internal | Shoulder | B14 | 900 | 4800 | 0 | 47.2 | 45.63 | 8 | 0
2030 | MISO_IN_2_NonRTO_Midwest | MISO_IN | NonRTO_Midwest | Internal | Shoulder | B15 | 1203 | 4800 | 0 | 43.41 | 41.54 | 8 | 0
2030 | MISO_IN_2_NonRTO_Midwest | MISO_IN | NonRTO_Midwest | Internal | Summer | B1 | 10 | 4800 | 0 | 96.83 | 91.77 | 8 | 0
2030 | MISO_IN_2_NonRTO_Midwest | MISO_IN | NonRTO_Midwest | Internal | Summer | B2 | 25 | 4800 | 0 | 78.53 | 80.48 | 8 | 0
2030 | MISO_IN_2_NonRTO_Midwest | MISO_IN | NonRTO_Midwest | Internal | Summer | B3 | 75 | 4800 | 0 | 74.99 | 80.48 | 8 | 0
2030 | MISO_IN_2_NonRTO_Midwest | MISO_IN | NonRTO_Midwest | Internal | Summer | B4 | 100 | 4800 | 1261.88 | 71.81 | 79.81 | 8 | 0
2030 | MISO_IN_2_NonRTO_Midwest | MISO_IN | NonRTO_Midwest | Internal | Summer | B5 | 200 | 4800 | 911.84 | 70.44 | 78.44 | 8 | 0
2030 | MISO_IN_2_NonRTO_Midwest | MISO_IN | NonRTO_Midwest | Internal | Summer | B6 | 300 | 4800 | 448.37 | 56.77 | 64.77 | 8 | 0
2030 | MISO_IN_2_NonRTO_Midwest | MISO_IN | NonRTO_Midwest | Internal | Summer | B7 | 400 | 4800 | 0 | 47.04 | 46.13 | 8 | 0
2030 | MISO_IN_2_NonRTO_Midwest | MISO_IN | NonRTO_Midwest | Internal | Summer | B8 | 500 | 4800 | 0 | 43.99 | 44.13 | 8 | 0
2030 | MISO_IN_2_NonRTO_Midwest | MISO_IN | NonRTO_Midwest | Internal | Summer | B9 | 800 | 4800 | 0 | 42.35 | 43.56 | 8 | 0
2030 | MISO_IN_2_NonRTO_Midwest | MISO_IN | NonRTO_Midwest | Internal | Summer | B10 | 1262 | 4800 | 0 | 40.62 | 37.38 | 8 | 0
2030 | MISO_IN_2_NonRTO_Midwest | MISO_IN | NonRTO_Midwest | Internal | Winter | B16 | 25 | 4800 | 2241.78 | 77.29 | 85.29 | 8 | 0
2030 | MISO_IN_2_NonRTO_Midwest | MISO_IN | NonRTO_Midwest | Internal | Winter | B17 | 100 | 4800 | 1097.43 | 58.68 | 66.68 | 8 | 0
2030 | MISO_IN_2_NonRTO_Midwest | MISO_IN | NonRTO_Midwest | Internal | Winter | B18 | 400 | 4800 | 127.72 | 51.59 | 59.59 | 8 | 0
2030 | MISO_IN_2_NonRTO_Midwest | MISO_IN | NonRTO_Midwest | Internal | Winter | B19 | 700 | 4800 | 0 | 48.1 | 46.4 | 8 | 0
2030 | MISO_IN_2_NonRTO_Midwest | MISO_IN | NonRTO_Midwest | Internal | Winter | B20 | 935 | 4800 | 0 | 43.8 | 40.21 | 8 | 0
2030 | MISO_IN_2_PJM_ROR | MISO_IN | PJM_ROR | Internal | Shoulder | B11 | 25 | 992 | 0 | 72.81 | 67.75 | 2 | 0
2030 | MISO_IN_2_PJM_ROR | MISO_IN | PJM_ROR | Internal | Shoulder | B12 | 200 | 992 | 26.02 | 58.14 | 60.14 | 2 | 0
2030 | MISO_IN_2_PJM_ROR | MISO_IN | PJM_ROR | Internal | Shoulder | B13 | 600 | 992 | 63.47 | 48.66 | 50.66 | 2 | 0
2030 | MISO_IN_2_PJM_ROR | MISO_IN | PJM_ROR | Internal | Shoulder | B14 | 900 | 992 | 0 | 47.2 | 47.74 | 2 | 0
2030 | MISO_IN_2_PJM_ROR | MISO_IN | PJM_ROR | Internal | Shoulder | B15 | 1203 | 992 | 0 | 43.41 | 45.38 | 2 | 0
2030 | MISO_IN_2_PJM_ROR | MISO_IN | PJM_ROR | Internal | Summer | B1 | 10 | 992 | 992 | 96.83 | 103.77 | 2 | 4.94
2030 | MISO_IN_2_PJM_ROR | MISO_IN | PJM_ROR | Internal | Summer | B2 | 25 | 992 | 991.44 | 78.53 | 80.54 | 2 | 0.01
2030 | MISO_IN_2_PJM_ROR | MISO_IN | PJM_ROR | Internal | Summer | B3 | 75 | 992 | 0 | 74.99 | 73.8 | 2 | 0
2030 | MISO_IN_2_PJM_ROR | MISO_IN | PJM_ROR | Internal | Summer | B4 | 100 | 992 | 0.15 | 71.81 | 73.8 | 2 | 0
2030 | MISO_IN_2_PJM_ROR | MISO_IN | PJM_ROR | Internal | Summer | B5 | 200 | 992 | 0 | 70.44 | 69.07 | 2 | 0
2030 | MISO_IN_2_PJM_ROR | MISO_IN | PJM_ROR | Internal | Summer | B6 | 300 | 992 | 904.47 | 56.77 | 58.77 | 2 | 0
2030 | MISO_IN_2_PJM_ROR | MISO_IN | PJM_ROR | Internal | Summer | B7 | 400 | 992 | 147.18 | 47.04 | 49.04 | 2 | 0
2030 | MISO_IN_2_PJM_ROR | MISO_IN | PJM_ROR | Internal | Summer | B8 | 500 | 992 | 0 | 43.99 | 45.95 | 2 | 0
2030 | MISO_IN_2_PJM_ROR | MISO_IN | PJM_ROR | Internal | Summer | B9 | 800 | 992 | 903.44 | 42.35 | 44.35 | 2 | 0
2030 | MISO_IN_2_PJM_ROR | MISO_IN | PJM_ROR | Internal | Summer | B10 | 1262 | 992 | 0 | 40.62 | 41.35 | 2 | 0
2030 | MISO_IN_2_PJM_ROR | MISO_IN | PJM_ROR | Internal | Winter | B16 | 25 | 992 | 60.09 | 77.29 | 79.29 | 2 | 0
2030 | MISO_IN_2_PJM_ROR | MISO_IN | PJM_ROR | Internal | Winter | B17 | 100 | 992 | 992 | 58.68 | 63.44 | 2 | 2.76
2030 | MISO_IN_2_PJM_ROR | MISO_IN | PJM_ROR | Internal | Winter | B18 | 400 | 992 | 991.98 | 51.59 | 53.62 | 2 | 0.03
2030 | MISO_IN_2_PJM_ROR | MISO_IN | PJM_ROR | Internal | Winter | B19 | 700 | 992 | 991.98 | 48.1 | 50.11 | 2 | 0.01
2030 | MISO_IN_2_PJM_ROR | MISO_IN | PJM_ROR | Internal | Winter | B20 | 935 | 992 | 884.55 | 43.8 | 45.8 | 2 | 0
2030 | MISO_MI_2_IESO | MISO_MI | IESO | Internal | Shoulder | B11 | 25 | 1580 | 0 | 69.75 | 42.49 | 8 | 0
2030 | MISO_MI_2_IESO | MISO_MI | IESO | Internal | Shoulder | B12 | 200 | 1580 | 0 | 58.15 | 42.49 | 8 | 0
2030 | MISO_MI_2_IESO | MISO_MI | IESO | Internal | Shoulder | B13 | 600 | 1580 | 0 | 48.67 | 40.21 | 8 | 0
2030 | MISO_MI_2_IESO | MISO_MI | IESO | Internal | Shoulder | B14 | 900 | 1580 | 0 | 47.21 | 40.21 | 8 | 0
2030 | MISO_MI_2_IESO | MISO_MI | IESO | Internal | Shoulder | B15 | 1203 | 1580 | 0 | 43.42 | 40.21 | 8 | 0
2030 | MISO_MI_2_IESO | MISO_MI | IESO | Internal | Summer | B1 | 10 | 1580 | 0 | 96.84 | 89.84 | 8 | 0
2030 | MISO_MI_2_IESO | MISO_MI | IESO | Internal | Summer | B2 | 25 | 1580 | 0 | 78.54 | 71.54 | 8 | 0
2030 | MISO_MI_2_IESO | MISO_MI | IESO | Internal | Summer | B3 | 75 | 1580 | 0 | 74.97 | 58.79 | 8 | 0
2030 | MISO_MI_2_IESO | MISO_MI | IESO | Internal | Summer | B4 | 100 | 1580 | 0 | 71.8 | 54.9 | 8 | 0
2030 | MISO_MI_2_IESO | MISO_MI | IESO | Internal | Summer | B5 | 200 | 1580 | 0 | 70.43 | 45.17 | 8 | 0
2030 | MISO_MI_2_IESO | MISO_MI | IESO | Internal | Summer | B6 | 300 | 1580 | 0 | 56.76 | 45.17 | 8 | 0
2030 | MISO_MI_2_IESO | MISO_MI | IESO | Internal | Summer | B7 | 400 | 1580 | 0 | 47.05 | 40.05 | 8 | 0
2030 | MISO_MI_2_IESO | MISO_MI | IESO | Internal | Summer | B8 | 500 | 1580 | 0 | 44 | 37.91 | 8 | 0
2030 | MISO_MI_2_IESO | MISO_MI | IESO | Internal | Summer | B9 | 800 | 1580 | 0 | 42.37 | 37.91 | 8 | 0
2030 | MISO_MI_2_IESO | MISO_MI | IESO | Internal | Summer | B10 | 1262 | 1580 | 0 | 40.63 | 37.91 | 8 | 0
2030 | MISO_MI_2_IESO | MISO_MI | IESO | Internal | Winter | B16 | 25 | 1580 | 0 | 77.28 | 48.45 | 8 | 0
2030 | MISO_MI_2_IESO | MISO_MI | IESO | Internal | Winter | B17 | 100 | 1580 | 0 | 58.69 | 48.45 | 8 | 0
2030 | MISO_MI_2_IESO | MISO_MI | IESO | Internal | Winter | B18 | 400 | 1580 | 0 | 51.6 | 44.6 | 8 | 0
2030 | MISO_MI_2_IESO | MISO_MI | IESO | Internal | Winter | B19 | 700 | 1580 | 0 | 48.11 | 44.6 | 8 | 0
2030 | MISO_MI_2_IESO | MISO_MI | IESO | Internal | Winter | B20 | 935 | 1580 | 0 | 43.81 | 44.6 | 8 | 0
2030 | MISO_MI_2_MISO_IN | MISO_MI | MISO_IN | Internal | Shoulder | B11 | 25 | 2045 | 2045 | 69.75 | 72.81 | 0.01 | 3.05
2030 | MISO_MI_2_MISO_IN | MISO_MI | MISO_IN | Internal | Shoulder | B12 | 200 | 2045 | 0.04 | 58.15 | 58.14 | 0.01 | 0
2030 | MISO_MI_2_MISO_IN | MISO_MI | MISO_IN | Internal | Shoulder | B13 | 600 | 2045 | 0.01 | 48.67 | 48.66 | 0.01 | 0
2030 | MISO_MI_2_MISO_IN | MISO_MI | MISO_IN | Internal | Shoulder | B14 | 900 | 2045 | 0 | 47.21 | 47.2 | 0.01 | 0
2030 | MISO_MI_2_MISO_IN | MISO_MI | MISO_IN | Internal | Shoulder | B15 | 1203 | 2045 | 0 | 43.42 | 43.41 | 0.01 | 0
2030 | MISO_MI_2_MISO_IN | MISO_MI | MISO_IN | Internal | Summer | B1 | 10 | 2045 | 0.76 | 96.84 | 96.83 | 0.01 | 0
2030 | MISO_MI_2_MISO_IN | MISO_MI | MISO_IN | Internal | Summer | B2 | 25 | 2045 | 0.35 | 78.54 | 78.53 | 0.01 | 0
2030 | MISO_MI_2_MISO_IN | MISO_MI | MISO_IN | Internal | Summer | B3 | 75 | 2045 | 1117.35 | 74.97 | 74.99 | 0.01 | 0
2030 | MISO_MI_2_MISO_IN | MISO_MI | MISO_IN | Internal | Summer | B4 | 100 | 2045 | 1054.94 | 71.8 | 71.81 | 0.01 | 0
2030 | MISO_MI_2_MISO_IN | MISO_MI | MISO_IN | Internal | Summer | B5 | 200 | 2045 | 751.53 | 70.43 | 70.44 | 0.01 | 0
2030 | MISO_MI_2_MISO_IN | MISO_MI | MISO_IN | Internal | Summer | B6 | 300 | 2045 | 93.14 | 56.76 | 56.77 | 0.01 | 0
2030 | MISO_MI_2_MISO_IN | MISO_MI | MISO_IN | Internal | Summer | B7 | 400 | 2045 | 0.02 | 47.05 | 47.04 | 0.01 | 0
2030 | MISO_MI_2_MISO_IN | MISO_MI | MISO_IN | Internal | Summer | B8 | 500 | 2045 | 0.02 | 44 | 43.99 | 0.01 | 0
2030 | MISO_MI_2_MISO_IN | MISO_MI | MISO_IN | Internal | Summer | B9 | 800 | 2045 | 0 | 42.37 | 42.35 | 0.01 | 0
2030 | MISO_MI_2_MISO_IN | MISO_MI | MISO_IN | Internal | Summer | B10 | 1262 | 2045 | 0 | 40.63 | 40.62 | 0.01 | 0
2030 | MISO_MI_2_MISO_IN | MISO_MI | MISO_IN | Internal | Winter | B16 | 25 | 2045 | 224.61 | 77.28 | 77.29 | 0.01 | 0
2030 | MISO_MI_2_MISO_IN | MISO_MI | MISO_IN | Internal | Winter | B17 | 100 | 2045 | 0.08 | 58.69 | 58.68 | 0.01 | 0
2030 | MISO_MI_2_MISO_IN | MISO_MI | MISO_IN | Internal | Winter | B18 | 400 | 2045 | 0.02 | 51.6 | 51.59 | 0.01 | 0
2030 | MISO_MI_2_MISO_IN | MISO_MI | MISO_IN | Internal | Winter | B19 | 700 | 2045 | 0.01 | 48.11 | 48.1 | 0.01 | 0
2030 | MISO_MI_2_MISO_IN | MISO_MI | MISO_IN | Internal | Winter | B20 | 935 | 2045 | 0 | 43.81 | 43.8 | 0.01 | 0
2030 | MISO_MI_2_MISO_WUMS | MISO_MI | MISO_WUMS | Internal | Shoulder | B11 | 25 | 117 | 0 | 69.75 | 65.75 | 0.01 | 0
2030 | MISO_MI_2_MISO_WUMS | MISO_MI | MISO_WUMS | Internal | Shoulder | B12 | 200 | 117 | 0.03 | 58.15 | 58.14 | 0.01 | 0
2030 | MISO_MI_2_MISO_WUMS | MISO_MI | MISO_WUMS | Internal | Shoulder | B13 | 600 | 117 | 0.01 | 48.67 | 48.66 | 0.01 | 0
2030 | MISO_MI_2_MISO_WUMS | MISO_MI | MISO_WUMS | Internal | Shoulder | B14 | 900 | 117 | 0 | 47.21 | 45.42 | 0.01 | 0
2030 | MISO_MI_2_MISO_WUMS | MISO_MI | MISO_WUMS | Internal | Shoulder | B15 | 1203 | 117 | 0 | 43.42 | 43.38 | 0.01 | 0
2030 | MISO_MI_2_MISO_WUMS | MISO_MI | MISO_WUMS | Internal | Summer | B1 | 10 | 117 | 0 | 96.84 | 76.64 | 0.01 | 0
2030 | MISO_MI_2_MISO_WUMS | MISO_MI | MISO_WUMS | Internal | Summer | B2 | 25 | 117 | 0 | 78.54 | 76.64 | 0.01 | 0
2030 | MISO_MI_2_MISO_WUMS | MISO_MI | MISO_WUMS | Internal | Summer | B3 | 75 | 117 | 0 | 74.97 | 71.9 | 0.01 | 0
2030 | MISO_MI_2_MISO_WUMS | MISO_MI | MISO_WUMS | Internal | Summer | B4 | 100 | 117 | 0.14 | 71.8 | 71.8 | 0.01 | 0
2030 | MISO_MI_2_MISO_WUMS | MISO_MI | MISO_WUMS | Internal | Summer | B5 | 200 | 117 | 0 | 70.43 | 67.07 | 0.01 | 0
2030 | MISO_MI_2_MISO_WUMS | MISO_MI | MISO_WUMS | Internal | Summer | B6 | 300 | 117 | 0.02 | 56.76 | 56.74 | 0.01 | 0
2030 | MISO_MI_2_MISO_WUMS | MISO_MI | MISO_WUMS | Internal | Summer | B7 | 400 | 117 | 0 | 47.05 | 43.66 | 0.01 | 0
2030 | MISO_MI_2_MISO_WUMS | MISO_MI | MISO_WUMS | Internal | Summer | B8 | 500 | 117 | 0 | 44 | 43.66 | 0.01 | 0
2030 | MISO_MI_2_MISO_WUMS | MISO_MI | MISO_WUMS | Internal | Summer | B9 | 800 | 117 | 117 | 42.37 | 42.75 | 0.01 | 0.37
2030 | MISO_MI_2_MISO_WUMS | MISO_MI | MISO_WUMS | Internal | Summer | B10 | 1262 | 117 | 0 | 40.63 | 40.32 | 0.01 | 0
2030 | MISO_MI_2_MISO_WUMS | MISO_MI | MISO_WUMS | Internal | Winter | B16 | 25 | 117 | 32.11 | 77.28 | 77.29 | 0.01 | 0
2030 | MISO_MI_2_MISO_WUMS | MISO_MI | MISO_WUMS | Internal | Winter | B17 | 100 | 117 | 0.05 | 58.69 | 58.67 | 0.01 | 0
2030 | MISO_MI_2_MISO_WUMS | MISO_MI | MISO_WUMS | Internal | Winter | B18 | 400 | 117 | 0.05 | 51.6 | 51.6 | 0.01 | 0
2030 | MISO_MI_2_MISO_WUMS | MISO_MI | MISO_WUMS | Internal | Winter | B19 | 700 | 117 | 0.02 | 48.11 | 48.11 | 0.01 | 0
2030 | MISO_MI_2_MISO_WUMS | MISO_MI | MISO_WUMS | Internal | Winter | B20 | 935 | 117 | 117 | 43.81 | 44.3 | 0.01 | 0.47
2030 | MISO_MI_2_PJM_ROR | MISO_MI | PJM_ROR | Internal | Shoulder | B11 | 25 | 1424 | 0 | 69.75 | 67.75 | 2 | 0
2030 | MISO_MI_2_PJM_ROR | MISO_MI | PJM_ROR | Internal | Shoulder | B12 | 200 | 1424 | 0.06 | 58.15 | 60.14 | 2 | 0
2030 | MISO_MI_2_PJM_ROR | MISO_MI | PJM_ROR | Internal | Shoulder | B13 | 600 | 1424 | 0.02 | 48.67 | 50.66 | 2 | 0
2030 | MISO_MI_2_PJM_ROR | MISO_MI | PJM_ROR | Internal | Shoulder | B14 | 900 | 1424 | 0 | 47.21 | 47.74 | 2 | 0
2030 | MISO_MI_2_PJM_ROR | MISO_MI | PJM_ROR | Internal | Shoulder | B15 | 1203 | 1424 | 0 | 43.42 | 45.38 | 2 | 0
2030 | MISO_MI_2_PJM_ROR | MISO_MI | PJM_ROR | Internal | Summer | B1 | 10 | 1424 | 1424 | 96.84 | 103.77 | 2 | 4.93
2030 | MISO_MI_2_PJM_ROR | MISO_MI | PJM_ROR | Internal | Summer | B2 | 25 | 1424 | 1321.26 | 78.54 | 80.54 | 2 | 0
2030 | MISO_MI_2_PJM_ROR | MISO_MI | PJM_ROR | Internal | Summer | B3 | 75 | 1424 | 0 | 74.97 | 73.8 | 2 | 0
2030 | MISO_MI_2_PJM_ROR | MISO_MI | PJM_ROR | Internal | Summer | B4 | 100 | 1424 | 1212.94 | 71.8 | 73.8 | 2 | 0
2030 | MISO_MI_2_PJM_ROR | MISO_MI | PJM_ROR | Internal | Summer | B5 | 200 | 1424 | 0 | 70.43 | 69.07 | 2 | 0
2030 | MISO_MI_2_PJM_ROR | MISO_MI | PJM_ROR | Internal | Summer | B6 | 300 | 1424 | 1423.95 | 56.76 | 58.77 | 2 | 0.01
2030 | MISO_MI_2_PJM_ROR | MISO_MI | PJM_ROR | Internal | Summer | B7 | 400 | 1424 | 0.04 | 47.05 | 49.04 | 2 | 0
2030 | MISO_MI_2_PJM_ROR | MISO_MI | PJM_ROR | Internal | Summer | B8 | 500 | 1424 | 0 | 44 | 45.95 | 2 | 0
2030 | MISO_MI_2_PJM_ROR | MISO_MI | PJM_ROR | Internal | Summer | B9 | 800 | 1424 | 0.02 | 42.37 | 44.35 | 2 | 0
2030 | MISO_MI_2_PJM_ROR | MISO_MI | PJM_ROR | Internal | Summer | B10 | 1262 | 1424 | 0 | 40.63 | 41.35 | 2 | 0
2030 | MISO_MI_2_PJM_ROR | MISO_MI | PJM_ROR | Internal | Winter | B16 | 25 | 1424 | 1423.35 | 77.28 | 79.29 | 2 | 0.01
2030 | MISO_MI_2_PJM_ROR | MISO_MI | PJM_ROR | Internal | Winter | B17 | 100 | 1424 | 1424 | 58.69 | 63.44 | 2 | 2.75
2030 | MISO_MI_2_PJM_ROR | MISO_MI | PJM_ROR | Internal | Winter | B18 | 400 | 1424 | 1423.97 | 51.6 | 53.62 | 2 | 0.02
2030 | MISO_MI_2_PJM_ROR | MISO_MI | PJM_ROR | Internal | Winter | B19 | 700 | 1424 | 909.6 | 48.11 | 50.11 | 2 | 0
2030 | MISO_MI_2_PJM_ROR | MISO_MI | PJM_ROR | Internal | Winter | B20 | 935 | 1424 | 0.02 | 43.81 | 45.8 | 2 | 0
2030 | MISO_MO-IL_2_ENT | MISO_MO-IL | ENT | Internal | Shoulder | B11 | 25 | 2540 | 0 | 72.83 | 74.41 | 8 | 0
2030 | MISO_MO-IL_2_ENT | MISO_MO-IL | ENT | Internal | Shoulder | B12 | 200 | 2540 | 0 | 58.15 | 50.17 | 8 | 0
2030 | MISO_MO-IL_2_ENT | MISO_MO-IL | ENT | Internal | Shoulder | B13 | 600 | 2540 | 0 | 48.67 | 50.17 | 8 | 0
2030 | MISO_MO-IL_2_ENT | MISO_MO-IL | ENT | Internal | Shoulder | B14 | 900 | 2540 | 0 | 47.21 | 49.81 | 8 | 0
2030 | MISO_MO-IL_2_ENT | MISO_MO-IL | ENT | Internal | Shoulder | B15 | 1203 | 2540 | 0 | 43.42 | 48.17 | 8 | 0
2030 | MISO_MO-IL_2_ENT | MISO_MO-IL | ENT | Internal | Summer | B1 | 10 | 2540 | 0 | 96.84 | 91.77 | 8 | 0
2030 | MISO_MO-IL_2_ENT | MISO_MO-IL | ENT | Internal | Summer | B2 | 25 | 2540 | 0 | 78.54 | 80.73 | 8 | 0
2030 | MISO_MO-IL_2_ENT | MISO_MO-IL | ENT | Internal | Summer | B3 | 75 | 2540 | 0 | 75 | 76.25 | 8 | 0
2030 | MISO_MO-IL_2_ENT | MISO_MO-IL | ENT | Internal | Summer | B4 | 100 | 2540 | 0 | 71.82 | 74.07 | 8 | 0
2030 | MISO_MO-IL_2_ENT | MISO_MO-IL | ENT | Internal | Summer | B5 | 200 | 2540 | 0 | 70.45 | 74.07 | 8 | 0
2030 | MISO_MO-IL_2_ENT | MISO_MO-IL | ENT | Internal | Summer | B6 | 300 | 2540 | 0 | 56.78 | 63.77 | 8 | 0
2030 | MISO_MO-IL_2_ENT | MISO_MO-IL | ENT | Internal | Summer | B7 | 400 | 2540 | 0 | 47.05 | 54.04 | 8 | 0
2030 | MISO_MO-IL_2_ENT | MISO_MO-IL | ENT | Internal | Summer | B8 | 500 | 2540 | 0 | 43.98 | 48.58 | 8 | 0
2030 | MISO_MO-IL_2_ENT | MISO_MO-IL | ENT | Internal | Summer | B9 | 800 | 2540 | 0 | 42.35 | 48.23 | 8 | 0
2030 | MISO_MO-IL_2_ENT | MISO_MO-IL | ENT | Internal | Summer | B10 | 1262 | 2540 | 0 | 40.35 | 46.65 | 8 | 0
2030 | MISO_MO-IL_2_ENT | MISO_MO-IL | ENT | Internal | Winter | B16 | 25 | 2540 | 0 | 77.29 | 71.29 | 8 | 0
2030 | MISO_MO-IL_2_ENT | MISO_MO-IL | ENT | Internal | Winter | B17 | 100 | 2540 | 0 | 58.67 | 53.3 | 8 | 0
2030 | MISO_MO-IL_2_ENT | MISO_MO-IL | ENT | Internal | Winter | B18 | 400 | 2540 | 0 | 51.6 | 52.92 | 8 | 0
2030 | MISO_MO-IL_2_ENT | MISO_MO-IL | ENT | Internal | Winter | B19 | 700 | 2540 | 0 | 48.09 | 52.1 | 8 | 0
2030 | MISO_MO-IL_2_ENT | MISO_MO-IL | ENT | Internal | Winter | B20 | 935 | 2540 | 0 | 43.79 | 51.17 | 8 | 0
2030 | MISO_MO-IL_2_MISO_IN | MISO_MO-IL | MISO_IN | Internal | Shoulder | B11 | 25 | 2100 | 0.28 | 72.83 | 72.81 | 0.01 | 0
2030 | MISO_MO-IL_2_MISO_IN | MISO_MO-IL | MISO_IN | Internal | Shoulder | B12 | 200 | 2100 | 0.04 | 58.15 | 58.14 | 0.01 | 0
2030 | MISO_MO-IL_2_MISO_IN | MISO_MO-IL | MISO_IN | Internal | Shoulder | B13 | 600 | 2100 | 0.01 | 48.67 | 48.66 | 0.01 | 0
2030 | MISO_MO-IL_2_MISO_IN | MISO_MO-IL | MISO_IN | Internal | Shoulder | B14 | 900 | 2100 | 0 | 47.21 | 47.2 | 0.01 | 0
2030 | MISO_MO-IL_2_MISO_IN | MISO_MO-IL | MISO_IN | Internal | Shoulder | B15 | 1203 | 2100 | 0 | 43.42 | 43.41 | 0.01 | 0
2030 | MISO_MO-IL_2_MISO_IN | MISO_MO-IL | MISO_IN | Internal | Summer | B1 | 10 | 2100 | 0.71 | 96.84 | 96.83 | 0.01 | 0
2030 | MISO_MO-IL_2_MISO_IN | MISO_MO-IL | MISO_IN | Internal | Summer | B2 | 25 | 2100 | 0.29 | 78.54 | 78.53 | 0.01 | 0
2030 | MISO_MO-IL_2_MISO_IN | MISO_MO-IL | MISO_IN | Internal | Summer | B3 | 75 | 2100 | 0.1 | 75 | 74.99 | 0.01 | 0
2030 | MISO_MO-IL_2_MISO_IN | MISO_MO-IL | MISO_IN | Internal | Summer | B4 | 100 | 2100 | 0.08 | 71.82 | 71.81 | 0.01 | 0
2030 | MISO_MO-IL_2_MISO_IN | MISO_MO-IL | MISO_IN | Internal | Summer | B5 | 200 | 2100 | 0.04 | 70.45 | 70.44 | 0.01 | 0
2030 | MISO_MO-IL_2_MISO_IN | MISO_MO-IL | MISO_IN | Internal | Summer | B6 | 300 | 2100 | 0.03 | 56.78 | 56.77 | 0.01 | 0
2030 | MISO_MO-IL_2_MISO_IN | MISO_MO-IL | MISO_IN | Internal | Summer | B7 | 400 | 2100 | 0.02 | 47.05 | 47.04 | 0.01 | 0
2030 | MISO_MO-IL_2_MISO_IN | MISO_MO-IL | MISO_IN | Internal | Summer | B8 | 500 | 2100 | 3.98 | 43.98 | 43.99 | 0.01 | 0
2030 | MISO_MO-IL_2_MISO_IN | MISO_MO-IL | MISO_IN | Internal | Summer | B9 | 800 | 2100 | 0.02 | 42.35 | 42.35 | 0.01 | 0
2030 | MISO_MO-IL_2_MISO_IN | MISO_MO-IL | MISO_IN | Internal | Summer | B10 | 1262 | 2100 | 2100 | 40.35 | 40.62 | 0.01 | 0.26
2030 | MISO_MO-IL_2_MISO_IN | MISO_MO-IL | MISO_IN | Internal | Winter | B16 | 25 | 2100 | 0.59 | 77.29 | 77.29 | 0.01 | 0
2030 | MISO_MO-IL_2_MISO_IN | MISO_MO-IL | MISO_IN | Internal | Winter | B17 | 100 | 2100 | 659.03 | 58.67 | 58.68 | 0.01 | 0
2030 | MISO_MO-IL_2_MISO_IN | MISO_MO-IL | MISO_IN | Internal | Winter | B18 | 400 | 2100 | 0.02 | 51.6 | 51.59 | 0.01 | 0
2030 | MISO_MO-IL_2_MISO_IN | MISO_MO-IL | MISO_IN | Internal | Winter | B19 | 700 | 2100 | 191.32 | 48.09 | 48.1 | 0.01 | 0
2030 | MISO_MO-IL_2_MISO_IN | MISO_MO-IL | MISO_IN | Internal | Winter | B20 | 935 | 2100 | 1630.56 | 43.79 | 43.8 | 0.01 | 0
2030 | MISO_MO-IL_2_MISO_W | MISO_MO-IL | MISO_W | Internal | Shoulder | B11 | 25 | 960 | 960 | 72.83 | 77.44 | 0.01 | 4.6
2030 | MISO_MO-IL_2_MISO_W | MISO_MO-IL | MISO_W | Internal | Shoulder | B12 | 200 | 960 | 437.33 | 58.15 | 58.16 | 0.01 | 0
2030 | MISO_MO-IL_2_MISO_W | MISO_MO-IL | MISO_W | Internal | Shoulder | B13 | 600 | 960 | 752.25 | 48.67 | 48.68 | 0.01 | 0
2030 | MISO_MO-IL_2_MISO_W | MISO_MO-IL | MISO_W | Internal | Shoulder | B14 | 900 | 960 | 960 | 47.21 | 48.09 | 0.01 | 0.86
2030 | MISO_MO-IL_2_MISO_W | MISO_MO-IL | MISO_W | Internal | Shoulder | B15 | 1203 | 960 | 960 | 43.42 | 47.38 | 0.01 | 3.95
2030 | MISO_MO-IL_2_MISO_W | MISO_MO-IL | MISO_W | Internal | Summer | B1 | 10 | 960 | 221.27 | 96.84 | 96.85 | 0.01 | 0
2030 | MISO_MO-IL_2_MISO_W | MISO_MO-IL | MISO_W | Internal | Summer | B2 | 25 | 960 | 960 | 78.54 | 82.19 | 0.01 | 3.64
2030 | MISO_MO-IL_2_MISO_W | MISO_MO-IL | MISO_W | Internal | Summer | B3 | 75 | 960 | 960 | 75 | 77.39 | 0.01 | 2.38
2030 | MISO_MO-IL_2_MISO_W | MISO_MO-IL | MISO_W | Internal | Summer | B4 | 100 | 960 | 960 | 71.82 | 75.99 | 0.01 | 4.15
2030 | MISO_MO-IL_2_MISO_W | MISO_MO-IL | MISO_W | Internal | Summer | B5 | 200 | 960 | 960 | 70.45 | 75.99 | 0.01 | 5.52
2030 | MISO_MO-IL_2_MISO_W | MISO_MO-IL | MISO_W | Internal | Summer | B6 | 300 | 960 | 960 | 56.78 | 60.77 | 0.01 | 3.98
2030 | MISO_MO-IL_2_MISO_W | MISO_MO-IL | MISO_W | Internal | Summer | B7 | 400 | 960 | 960 | 47.05 | 48.05 | 0.01 | 0.99
2030 | MISO_MO-IL_2_MISO_W | MISO_MO-IL | MISO_W | Internal | Summer | B8 | 500 | 960 | 960 | 43.98 | 45.71 | 0.01 | 1.72
2030 | MISO_MO-IL_2_MISO_W | MISO_MO-IL | MISO_W | Internal | Summer | B9 | 800 | 960 | 960 | 42.35 | 45.71 | 0.01 | 3.35
2030 | MISO_MO-IL_2_MISO_W | MISO_MO-IL | MISO_W | Internal | Summer | B10 | 1262 | 960 | 0 | 40.35 | 40.34 | 0.01 | 0
2030 | MISO_MO-IL_2_MISO_W | MISO_MO-IL | MISO_W | Internal | Winter | B16 | 25 | 960 | 272.88 | 77.29 | 77.3 | 0.01 | 0
2030 | MISO_MO-IL_2_MISO_W | MISO_MO-IL | MISO_W | Internal | Winter | B17 | 100 | 960 | 0.08 | 58.67 | 58.65 | 0.01 | 0
2030 | MISO_MO-IL_2_MISO_W | MISO_MO-IL | MISO_W | Internal | Winter | B18 | 400 | 960 | 959.9 | 51.6 | 51.62 | 0.01 | 0
2030 | MISO_MO-IL_2_MISO_W | MISO_MO-IL | MISO_W | Internal | Winter | B19 | 700 | 960 | 960 | 48.09 | 51.49 | 0.01 | 3.38
2030 | MISO_MO-IL_2_MISO_W | MISO_MO-IL | MISO_W | Internal | Winter | B20 | 935 | 960 | 960 | 43.79 | 44.28 | 0.01 | 0.48
2030 | MISO_MO-IL_2_PJM_ROR | MISO_MO-IL | PJM_ROR | Internal | Shoulder | B11 | 25 | 1212 | 0 | 72.83 | 67.75 | 2 | 0
2030 | MISO_MO-IL_2_PJM_ROR | MISO_MO-IL | PJM_ROR | Internal | Shoulder | B12 | 200 | 1212 | 0.06 | 58.15 | 60.14 | 2 | 0
2030 | MISO_MO-IL_2_PJM_ROR | MISO_MO-IL | PJM_ROR | Internal | Shoulder | B13 | 600 | 1212 | 0.02 | 48.67 | 50.66 | 2 | 0
2030 | MISO_MO-IL_2_PJM_ROR | MISO_MO-IL | PJM_ROR | Internal | Shoulder | B14 | 900 | 1212 | 0 | 47.21 | 47.74 | 2 | 0
2030 | MISO_MO-IL_2_PJM_ROR | MISO_MO-IL | PJM_ROR | Internal | Shoulder | B15 | 1203 | 1212 | 0 | 43.42 | 45.38 | 2 | 0
2030 | MISO_MO-IL_2_PJM_ROR | MISO_MO-IL | PJM_ROR | Internal | Summer | B1 | 10 | 1212 | 1212 | 96.84 | 103.77 | 2 | 4.93
2030 | MISO_MO-IL_2_PJM_ROR | MISO_MO-IL | PJM_ROR | Internal | Summer | B2 | 25 | 1212 | 517.06 | 78.54 | 80.54 | 2 | 0
2030 | MISO_MO-IL_2_PJM_ROR | MISO_MO-IL | PJM_ROR | Internal | Summer | B3 | 75 | 1212 | 0 | 75 | 73.8 | 2 | 0
2030 | MISO_MO-IL_2_PJM_ROR | MISO_MO-IL | PJM_ROR | Internal | Summer | B4 | 100 | 1212 | 0.07 | 71.82 | 73.8 | 2 | 0
2030 | MISO_MO-IL_2_PJM_ROR | MISO_MO-IL | PJM_ROR | Internal | Summer | B5 | 200 | 1212 | 0 | 70.45 | 69.07 | 2 | 0
2030 | MISO_MO-IL_2_PJM_ROR | MISO_MO-IL | PJM_ROR | Internal | Summer | B6 | 300 | 1212 | 0.06 | 56.78 | 58.77 | 2 | 0
2030 | MISO_MO-IL_2_PJM_ROR | MISO_MO-IL | PJM_ROR | Internal | Summer | B7 | 400 | 1212 | 0.04 | 47.05 | 49.04 | 2 | 0
2030 | MISO_MO-IL_2_PJM_ROR | MISO_MO-IL | PJM_ROR | Internal | Summer | B8 | 500 | 1212 | 0.01 | 43.98 | 45.95 | 2 | 0
2030 | MISO_MO-IL_2_PJM_ROR | MISO_MO-IL | PJM_ROR | Internal | Summer | B9 | 800 | 1212 | 136.52 | 42.35 | 44.35 | 2 | 0
2030 | MISO_MO-IL_2_PJM_ROR | MISO_MO-IL | PJM_ROR | Internal | Summer | B10 | 1262 | 1212 | 0 | 40.35 | 41.35 | 2 | 0
2030 | MISO_MO-IL_2_PJM_ROR | MISO_MO-IL | PJM_ROR | Internal | Winter | B16 | 25 | 1212 | 430.67 | 77.29 | 79.29 | 2 | 0
2030 | MISO_MO-IL_2_PJM_ROR | MISO_MO-IL | PJM_ROR | Internal | Winter | B17 | 100 | 1212 | 1212 | 58.67 | 63.44 | 2 | 2.77
2030 | MISO_MO-IL_2_PJM_ROR | MISO_MO-IL | PJM_ROR | Internal | Winter | B18 | 400 | 1212 | 1211.97 | 51.6 | 53.62 | 2 | 0.02
2030 | MISO_MO-IL_2_PJM_ROR | MISO_MO-IL | PJM_ROR | Internal | Winter | B19 | 700 | 1212 | 1211.99 | 48.09 | 50.11 | 2 | 0.02
2030 | MISO_MO-IL_2_PJM_ROR | MISO_MO-IL | PJM_ROR | Internal | Winter | B20 | 935 | 1212 | 1211.98 | 43.79 | 45.8 | 2 | 0.01
2030 | MISO_MO-IL_2_SPP_N | MISO_MO-IL | SPP_N | Internal | Shoulder | B11 | 25 | 2000 | 591.23 | 72.83 | 80.83 | 8 | 0
2030 | MISO_MO-IL_2_SPP_N | MISO_MO-IL | SPP_N | Internal | Shoulder | B12 | 200 | 2000 | 0 | 58.15 | 58.17 | 8 | 0
2030 | MISO_MO-IL_2_SPP_N | MISO_MO-IL | SPP_N | Internal | Shoulder | B13 | 600 | 2000 | 0 | 48.67 | 52.44 | 8 | 0
2030 | MISO_MO-IL_2_SPP_N | MISO_MO-IL | SPP_N | Internal | Shoulder | B14 | 900 | 2000 | 0 | 47.21 | 51.2 | 8 | 0
2030 | MISO_MO-IL_2_SPP_N | MISO_MO-IL | SPP_N | Internal | Shoulder | B15 | 1203 | 2000 | 0 | 43.42 | 48.1 | 8 | 0
2030 | MISO_MO-IL_2_SPP_N | MISO_MO-IL | SPP_N | Internal | Summer | B1 | 10 | 2000 | 0 | 96.84 | 96.87 | 8 | 0
2030 | MISO_MO-IL_2_SPP_N | MISO_MO-IL | SPP_N | Internal | Summer | B2 | 25 | 2000 | 0 | 78.54 | 82.58 | 8 | 0
2030 | MISO_MO-IL_2_SPP_N | MISO_MO-IL | SPP_N | Internal | Summer | B3 | 75 | 2000 | 0 | 75 | 82.19 | 8 | 0
2030 | MISO_MO-IL_2_SPP_N | MISO_MO-IL | SPP_N | Internal | Summer | B4 | 100 | 2000 | 0 | 71.82 | 79.41 | 8 | 0
2030 | MISO_MO-IL_2_SPP_N | MISO_MO-IL | SPP_N | Internal | Summer | B5 | 200 | 2000 | 889.41 | 70.45 | 78.45 | 8 | 0
2030 | MISO_MO-IL_2_SPP_N | MISO_MO-IL | SPP_N | Internal | Summer | B6 | 300 | 2000 | 2000 | 56.78 | 67.01 | 8 | 2.23
2030 | MISO_MO-IL_2_SPP_N | MISO_MO-IL | SPP_N | Internal | Summer | B7 | 400 | 2000 | 1060.42 | 47.05 | 55.05 | 8 | 0
2030 | MISO_MO-IL_2_SPP_N | MISO_MO-IL | SPP_N | Internal | Summer | B8 | 500 | 2000 | 0 | 43.98 | 48.57 | 8 | 0
2030 | MISO_MO-IL_2_SPP_N | MISO_MO-IL | SPP_N | Internal | Summer | B9 | 800 | 2000 | 0 | 42.35 | 46.45 | 8 | 0
2030 | MISO_MO-IL_2_SPP_N | MISO_MO-IL | SPP_N | Internal | Summer | B10 | 1262 | 2000 | 0 | 40.35 | 46.35 | 8 | 0
2030 | MISO_MO-IL_2_SPP_N | MISO_MO-IL | SPP_N | Internal | Winter | B16 | 25 | 2000 | 0 | 77.29 | 79.14 | 8 | 0
2030 | MISO_MO-IL_2_SPP_N | MISO_MO-IL | SPP_N | Internal | Winter | B17 | 100 | 2000 | 0 | 58.67 | 53.67 | 8 | 0
2030 | MISO_MO-IL_2_SPP_N | MISO_MO-IL | SPP_N | Internal | Winter | B18 | 400 | 2000 | 0 | 51.6 | 52.33 | 8 | 0
2030 | MISO_MO-IL_2_SPP_N | MISO_MO-IL | SPP_N | Internal | Winter | B19 | 700 | 2000 | 0 | 48.09 | 51.31 | 8 | 0
2030 | MISO_MO-IL_2_SPP_N | MISO_MO-IL | SPP_N | Internal | Winter | B20 | 935 | 2000 | 0 | 43.79 | 48.95 | 8 | 0
2030 | MISO_MO-IL_2_TVA_Transmission | MISO_MO-IL | TVA_Transmission | Internal | Shoulder | B11 | 25 | 4000 | 0 | 72.83 | 73.28 | 8 | 0
2030 | MISO_MO-IL_2_TVA_Transmission | MISO_MO-IL | TVA_Transmission | Internal | Shoulder | B12 | 200 | 4000 | 0 | 58.15 | 57.67 | 8 | 0
2030 | MISO_MO-IL_2_TVA_Transmission | MISO_MO-IL | TVA_Transmission | Internal | Shoulder | B13 | 600 | 4000 | 0 | 48.67 | 52.37 | 8 | 0
2030 | MISO_MO-IL_2_TVA_Transmission | MISO_MO-IL | TVA_Transmission | Internal | Shoulder | B14 | 900 | 4000 | 0 | 47.21 | 50.77 | 8 | 0
2030 | MISO_MO-IL_2_TVA_Transmission | MISO_MO-IL | TVA_Transmission | Internal | Shoulder | B15 | 1203 | 4000 | 0 | 43.42 | 49.54 | 8 | 0
2030 | MISO_MO-IL_2_TVA_Transmission | MISO_MO-IL | TVA_Transmission | Internal | Summer | B1 | 10 | 4000 | 0 | 96.84 | 99.77 | 8 | 0
2030 | MISO_MO-IL_2_TVA_Transmission | MISO_MO-IL | TVA_Transmission | Internal | Summer | B2 | 25 | 4000 | 1299.66 | 78.54 | 86.54 | 8 | 0
2030 | MISO_MO-IL_2_TVA_Transmission | MISO_MO-IL | TVA_Transmission | Internal | Summer | B3 | 75 | 4000 | 0 | 75 | 79.8 | 8 | 0
2030 | MISO_MO-IL_2_TVA_Transmission | MISO_MO-IL | TVA_Transmission | Internal | Summer | B4 | 100 | 4000 | 0.07 | 71.82 | 79.8 | 8 | 0
2030 | MISO_MO-IL_2_TVA_Transmission | MISO_MO-IL | TVA_Transmission | Internal | Summer | B5 | 200 | 4000 | 0 | 70.45 | 74.38 | 8 | 0
2030 | MISO_MO-IL_2_TVA_Transmission | MISO_MO-IL | TVA_Transmission | Internal | Summer | B6 | 300 | 4000 | 0 | 56.78 | 63.5 | 8 | 0
2030 | MISO_MO-IL_2_TVA_Transmission | MISO_MO-IL | TVA_Transmission | Internal | Summer | B7 | 400 | 4000 | 0 | 47.05 | 53.44 | 8 | 0
2030 | MISO_MO-IL_2_TVA_Transmission | MISO_MO-IL | TVA_Transmission | Internal | Summer | B8 | 500 | 4000 | 0 | 43.98 | 49.26 | 8 | 0
2030 | MISO_MO-IL_2_TVA_Transmission | MISO_MO-IL | TVA_Transmission | Internal | Summer | B9 | 800 | 4000 | 0 | 42.35 | 46.8 | 8 | 0
2030 | MISO_MO-IL_2_TVA_Transmission | MISO_MO-IL | TVA_Transmission | Internal | Summer | B10 | 1262 | 4000 | 0 | 40.35 | 44.81 | 8 | 0
2030 | MISO_MO-IL_2_TVA_Transmission | MISO_MO-IL | TVA_Transmission | Internal | Winter | B16 | 25 | 4000 | 0 | 77.29 | 79.29 | 8 | 0
2030 | MISO_MO-IL_2_TVA_Transmission | MISO_MO-IL | TVA_Transmission | Internal | Winter | B17 | 100 | 4000 | 0 | 58.67 | 59.9 | 8 | 0
2030 | MISO_MO-IL_2_TVA_Transmission | MISO_MO-IL | TVA_Transmission | Internal | Winter | B18 | 400 | 4000 | 0 | 51.6 | 54.72 | 8 | 0
2030 | MISO_MO-IL_2_TVA_Transmission | MISO_MO-IL | TVA_Transmission | Internal | Winter | B19 | 700 | 4000 | 0 | 48.09 | 51.94 | 8 | 0
2030 | MISO_MO-IL_2_TVA_Transmission | MISO_MO-IL | TVA_Transmission | Internal | Winter | B20 | 935 | 4000 | 0 | 43.79 | 48.21 | 8 | 0
2030 | MISO_W_2_IESO | MISO_W | IESO | Internal | Shoulder | B11 | 25 | 90 | 0 | 77.44 | 42.49 | 8 | 0
2030 | MISO_W_2_IESO | MISO_W | IESO | Internal | Shoulder | B12 | 200 | 90 | 0 | 58.16 | 42.49 | 8 | 0
2030 | MISO_W_2_IESO | MISO_W | IESO | Internal | Shoulder | B13 | 600 | 90 | 0 | 48.68 | 40.21 | 8 | 0
2030 | MISO_W_2_IESO | MISO_W | IESO | Internal | Shoulder | B14 | 900 | 90 | 0 | 48.09 | 40.21 | 8 | 0
2030 | MISO_W_2_IESO | MISO_W | IESO | Internal | Shoulder | B15 | 1203 | 90 | 0 | 47.38 | 40.21 | 8 | 0
2030 | MISO_W_2_IESO | MISO_W | IESO | Internal | Summer | B1 | 10 | 90 | 0 | 96.85 | 89.84 | 8 | 0
2030 | MISO_W_2_IESO | MISO_W | IESO | Internal | Summer | B2 | 25 | 90 | 0 | 82.19 | 71.54 | 8 | 0
2030 | MISO_W_2_IESO | MISO_W | IESO | Internal | Summer | B3 | 75 | 90 | 0 | 77.39 | 58.79 | 8 | 0
2030 | MISO_W_2_IESO | MISO_W | IESO | Internal | Summer | B4 | 100 | 90 | 0 | 75.99 | 54.9 | 8 | 0
2030 | MISO_W_2_IESO | MISO_W | IESO | Internal | Summer | B5 | 200 | 90 | 0 | 75.99 | 45.17 | 8 | 0
2030 | MISO_W_2_IESO | MISO_W | IESO | Internal | Summer | B6 | 300 | 90 | 0 | 60.77 | 45.17 | 8 | 0
2030 | MISO_W_2_IESO | MISO_W | IESO | Internal | Summer | B7 | 400 | 90 | 0 | 48.05 | 40.05 | 8 | 0
2030 | MISO_W_2_IESO | MISO_W | IESO | Internal | Summer | B8 | 500 | 90 | 0 | 45.71 | 37.91 | 8 | 0
2030 | MISO_W_2_IESO | MISO_W | IESO | Internal | Summer | B9 | 800 | 90 | 0 | 45.71 | 37.91 | 8 | 0
2030 | MISO_W_2_IESO | MISO_W | IESO | Internal | Summer | B10 | 1262 | 90 | 0 | 40.34 | 37.91 | 8 | 0
2030 | MISO_W_2_IESO | MISO_W | IESO | Internal | Winter | B16 | 25 | 90 | 0 | 77.3 | 48.45 | 8 | 0
2030 | MISO_W_2_IESO | MISO_W | IESO | Internal | Winter | B17 | 100 | 90 | 0 | 58.65 | 48.45 | 8 | 0
2030 | MISO_W_2_IESO | MISO_W | IESO | Internal | Winter | B18 | 400 | 90 | 0 | 51.62 | 44.6 | 8 | 0
2030 | MISO_W_2_IESO | MISO_W | IESO | Internal | Winter | B19 | 700 | 90 | 0 | 51.49 | 44.6 | 8 | 0
2030 | MISO_W_2_IESO | MISO_W | IESO | Internal | Winter | B20 | 935 | 90 | 0 | 44.28 | 44.6 | 8 | 0
2030 | MISO_W_2_MAPP_CA | MISO_W | MAPP_CA | Internal | Shoulder | B11 | 25 | 700 | 0 | 77.44 | 52.06 | 0.01 | 0
2030 | MISO_W_2_MAPP_CA | MISO_W | MAPP_CA | Internal | Shoulder | B12 | 200 | 700 | 0 | 58.16 | 57.68 | 0.01 | 0
2030 | MISO_W_2_MAPP_CA | MISO_W | MAPP_CA | Internal | Shoulder | B13 | 600 | 700 | 0.01 | 48.68 | 48.67 | 0.01 | 0
2030 | MISO_W_2_MAPP_CA | MISO_W | MAPP_CA | Internal | Shoulder | B14 | 900 | 700 | 0 | 48.09 | 48.07 | 0.01 | 0
2030 | MISO_W_2_MAPP_CA | MISO_W | MAPP_CA | Internal | Shoulder | B15 | 1203 | 700 | 700 | 47.38 | 48.07 | 0.01 | 0.68
2030 | MISO_W_2_MAPP_CA | MISO_W | MAPP_CA | Internal | Summer | B1 | 10 | 700 | 0 | 96.85 | 81.84 | 0.01 | 0
2030 | MISO_W_2_MAPP_CA | MISO_W | MAPP_CA | Internal | Summer | B2 | 25 | 700 | 0 | 82.19 | 77.5 | 0.01 | 0
2030 | MISO_W_2_MAPP_CA | MISO_W | MAPP_CA | Internal | Summer | B3 | 75 | 700 | 0 | 77.39 | 68.18 | 0.01 | 0
2030 | MISO_W_2_MAPP_CA | MISO_W | MAPP_CA | Internal | Summer | B4 | 100 | 700 | 0 | 75.99 | 64.44 | 0.01 | 0
2030 | MISO_W_2_MAPP_CA | MISO_W | MAPP_CA | Internal | Summer | B5 | 200 | 700 | 0 | 75.99 | 64.44 | 0.01 | 0
2030 | MISO_W_2_MAPP_CA | MISO_W | MAPP_CA | Internal | Summer | B6 | 300 | 700 | 0 | 60.77 | 52.17 | 0.01 | 0
2030 | MISO_W_2_MAPP_CA | MISO_W | MAPP_CA | Internal | Summer | B7 | 400 | 700 | 0.02 | 48.05 | 48.04 | 0.01 | 0
2030 | MISO_W_2_MAPP_CA | MISO_W | MAPP_CA | Internal | Summer | B8 | 500 | 700 | 0.02 | 45.71 | 45.7 | 0.01 | 0
2030 | MISO_W_2_MAPP_CA | MISO_W | MAPP_CA | Internal | Summer | B9 | 800 | 700 | 0 | 45.71 | 45.7 | 0.01 | 0
2030 | MISO_W_2_MAPP_CA | MISO_W | MAPP_CA | Internal | Summer | B10 | 1262 | 700 | 700 | 40.34 | 45.7 | 0.01 | 5.35
2030 | MISO_W_2_MAPP_CA | MISO_W | MAPP_CA | Internal | Winter | B16 | 25 | 700 | 0.28 | 77.3 | 77.29 | 0.01 | 0
2030 | MISO_W_2_MAPP_CA | MISO_W | MAPP_CA | Internal | Winter | B17 | 100 | 700 | 0.07 | 58.65 | 58.64 | 0.01 | 0
2030 | MISO_W_2_MAPP_CA | MISO_W | MAPP_CA | Internal | Winter | B18 | 400 | 700 | 0.02 | 51.62 | 51.6 | 0.01 | 0
2030 | MISO_W_2_MAPP_CA | MISO_W | MAPP_CA | Internal | Winter | B19 | 700 | 700 | 328.09 | 51.49 | 51.5 | 0.01 | 0
2030 | MISO_W_2_MAPP_CA | MISO_W | MAPP_CA | Internal | Winter | B20 | 935 | 700 | 700 | 44.28 | 51.5 | 0.01 | 7.2
2030 | MISO_W_2_MAPP_US | MISO_W | MAPP_US | Internal | Shoulder | B11 | 25 | 2300 | 0 | 77.44 | 70.44 | 7 | 0
2030 | MISO_W_2_MAPP_US | MISO_W | MAPP_US | Internal | Shoulder | B12 | 200 | 2300 | 0 | 58.16 | 51.16 | 7 | 0
2030 | MISO_W_2_MAPP_US | MISO_W | MAPP_US | Internal | Shoulder | B13 | 600 | 2300 | 0 | 48.68 | 45.43 | 7 | 0
2030 | MISO_W_2_MAPP_US | MISO_W | MAPP_US | Internal | Shoulder | B14 | 900 | 2300 | 0 | 48.09 | 45.43 | 7 | 0
2030 | MISO_W_2_MAPP_US | MISO_W | MAPP_US | Internal | Shoulder | B15 | 1203 | 2300 | 0 | 47.38 | 45.43 | 7 | 0
2030 | MISO_W_2_MAPP_US | MISO_W | MAPP_US | Internal | Summer | B1 | 10 | 2300 | 0 | 96.85 | 89.85 | 7 | 0
2030 | MISO_W_2_MAPP_US | MISO_W | MAPP_US | Internal | Summer | B2 | 25 | 2300 | 0 | 82.19 | 75.19 | 7 | 0
2030 | MISO_W_2_MAPP_US | MISO_W | MAPP_US | Internal | Summer | B3 | 75 | 2300 | 0 | 77.39 | 75.18 | 7 | 0
2030 | MISO_W_2_MAPP_US | MISO_W | MAPP_US | Internal | Summer | B4 | 100 | 2300 | 0 | 75.99 | 71.44 | 7 | 0
2030 | MISO_W_2_MAPP_US | MISO_W | MAPP_US | Internal | Summer | B5 | 200 | 2300 | 0 | 75.99 | 71.44 | 7 | 0
2030 | MISO_W_2_MAPP_US | MISO_W | MAPP_US | Internal | Summer | B6 | 300 | 2300 | 0 | 60.77 | 60 | 7 | 0
2030 | MISO_W_2_MAPP_US | MISO_W | MAPP_US | Internal | Summer | B7 | 400 | 2300 | 0 | 48.05 | 48.04 | 7 | 0
2030 | MISO_W_2_MAPP_US | MISO_W | MAPP_US | Internal | Summer | B8 | 500 | 2300 | 0 | 45.71 | 41.56 | 7 | 0
2030 | MISO_W_2_MAPP_US | MISO_W | MAPP_US | Internal | Summer | B9 | 800 | 2300 | 0 | 45.71 | 39.44 | 7 | 0
2030 | MISO_W_2_MAPP_US | MISO_W | MAPP_US | Internal | Summer | B10 | 1262 | 2300 | 0 | 40.34 | 39.33 | 7 | 0
2030 | MISO_W_2_MAPP_US | MISO_W | MAPP_US | Internal | Winter | B16 | 25 | 2300 | 0 | 77.3 | 70.3 | 7 | 0
2030 | MISO_W_2_MAPP_US | MISO_W | MAPP_US | Internal | Winter | B17 | 100 | 2300 | 0 | 58.65 | 51.65 | 7 | 0
2030 | MISO_W_2_MAPP_US | MISO_W | MAPP_US | Internal | Winter | B18 | 400 | 2300 | 0 | 51.62 | 49.33 | 7 | 0
2030 | MISO_W_2_MAPP_US | MISO_W | MAPP_US | Internal | Winter | B19 | 700 | 2300 | 0 | 51.49 | 49.33 | 7 | 0
2030 | MISO_W_2_MAPP_US | MISO_W | MAPP_US | Internal | Winter | B20 | 935 | 2300 | 0 | 44.28 | 44.5 | 7 | 0
2030 | MISO_W_2_MISO_MO-IL | MISO_W | MISO_MO-IL | Internal | Shoulder | B11 | 25 | 3800 | 0 | 77.44 | 72.83 | 0.01 | 0
2030 | MISO_W_2_MISO_MO-IL | MISO_W | MISO_MO-IL | Internal | Shoulder | B12 | 200 | 3800 | 0.04 | 58.16 | 58.15 | 0.01 | 0
2030 | MISO_W_2_MISO_MO-IL | MISO_W | MISO_MO-IL | Internal | Shoulder | B13 | 600 | 3800 | 0.01 | 48.68 | 48.67 | 0.01 | 0
2030 | MISO_W_2_MISO_MO-IL | MISO_W | MISO_MO-IL | Internal | Shoulder | B14 | 900 | 3800 | 0 | 48.09 | 47.21 | 0.01 | 0
2030 | MISO_W_2_MISO_MO-IL | MISO_W | MISO_MO-IL | Internal | Shoulder | B15 | 1203 | 3800 | 0 | 47.38 | 43.42 | 0.01 | 0
2030 | MISO_W_2_MISO_MO-IL | MISO_W | MISO_MO-IL | Internal | Summer | B1 | 10 | 3800 | 0.71 | 96.85 | 96.84 | 0.01 | 0
2030 | MISO_W_2_MISO_MO-IL | MISO_W | MISO_MO-IL | Internal | Summer | B2 | 25 | 3800 | 0 | 82.19 | 78.54 | 0.01 | 0
2030 | MISO_W_2_MISO_MO-IL | MISO_W | MISO_MO-IL | Internal | Summer | B3 | 75 | 3800 | 0 | 77.39 | 75 | 0.01 | 0
2030 | MISO_W_2_MISO_MO-IL | MISO_W | MISO_MO-IL | Internal | Summer | B4 | 100 | 3800 | 0 | 75.99 | 71.82 | 0.01 | 0
2030 | MISO_W_2_MISO_MO-IL | MISO_W | MISO_MO-IL | Internal | Summer | B5 | 200 | 3800 | 0 | 75.99 | 70.45 | 0.01 | 0
2030 | MISO_W_2_MISO_MO-IL | MISO_W | MISO_MO-IL | Internal | Summer | B6 | 300 | 3800 | 0 | 60.77 | 56.78 | 0.01 | 0
2030 | MISO_W_2_MISO_MO-IL | MISO_W | MISO_MO-IL | Internal | Summer | B7 | 400 | 3800 | 0 | 48.05 | 47.05 | 0.01 | 0
2030 | MISO_W_2_MISO_MO-IL | MISO_W | MISO_MO-IL | Internal | Summer | B8 | 500 | 3800 | 0 | 45.71 | 43.98 | 0.01 | 0
2030 | MISO_W_2_MISO_MO-IL | MISO_W | MISO_MO-IL | Internal | Summer | B9 | 800 | 3800 | 0 | 45.71 | 42.35 | 0.01 | 0
2030 | MISO_W_2_MISO_MO-IL | MISO_W | MISO_MO-IL | Internal | Summer | B10 | 1262 | 3800 | 561.44 | 40.34 | 40.35 | 0.01 | 0
2030 | MISO_W_2_MISO_MO-IL | MISO_W | MISO_MO-IL | Internal | Winter | B16 | 25 | 3800 | 0.29 | 77.3 | 77.29 | 0.01 | 0
2030 | MISO_W_2_MISO_MO-IL | MISO_W | MISO_MO-IL | Internal | Winter | B17 | 100 | 3800 | 187.28 | 58.65 | 58.67 | 0.01 | 0
2030 | MISO_W_2_MISO_MO-IL | MISO_W | MISO_MO-IL | Internal | Winter | B18 | 400 | 3800 | 0.02 | 51.62 | 51.6 | 0.01 | 0
2030 | MISO_W_2_MISO_MO-IL | MISO_W | MISO_MO-IL | Internal | Winter | B19 | 700 | 3800 | 0 | 51.49 | 48.09 | 0.01 | 0
2030 | MISO_W_2_MISO_MO-IL | MISO_W | MISO_MO-IL | Internal | Winter | B20 | 935 | 3800 | 0 | 44.28 | 43.79 | 0.01 | 0
2030 | MISO_W_2_MISO_WUMS | MISO_W | MISO_WUMS | Internal | Shoulder | B11 | 25 | 1629 | 0 | 77.44 | 65.75 | 0.01 | 0
2030 | MISO_W_2_MISO_WUMS | MISO_W | MISO_WUMS | Internal | Shoulder | B12 | 200 | 1629 | 0.02 | 58.16 | 58.14 | 0.01 | 0
2030 | MISO_W_2_MISO_WUMS | MISO_W | MISO_WUMS | Internal | Shoulder | B13 | 600 | 1629 | 0 | 48.68 | 48.66 | 0.01 | 0
2030 | MISO_W_2_MISO_WUMS | MISO_W | MISO_WUMS | Internal | Shoulder | B14 | 900 | 1629 | 0 | 48.09 | 45.42 | 0.01 | 0
2030 | MISO_W_2_MISO_WUMS | MISO_W | MISO_WUMS | Internal | Shoulder | B15 | 1203 | 1629 | 0 | 47.38 | 43.38 | 0.01 | 0
2030 | MISO_W_2_MISO_WUMS | MISO_W | MISO_WUMS | Internal | Summer | B1 | 10 | 1629 | 0 | 96.85 | 76.64 | 0.01 | 0
2030 | MISO_W_2_MISO_WUMS | MISO_W | MISO_WUMS | Internal | Summer | B2 | 25 | 1629 | 0 | 82.19 | 76.64 | 0.01 | 0
2030 | MISO_W_2_MISO_WUMS | MISO_W | MISO_WUMS | Internal | Summer | B3 | 75 | 1629 | 0 | 77.39 | 71.9 | 0.01 | 0
2030 | MISO_W_2_MISO_WUMS | MISO_W | MISO_WUMS | Internal | Summer | B4 | 100 | 1629 | 0 | 75.99 | 71.8 | 0.01 | 0
2030 | MISO_W_2_MISO_WUMS | MISO_W | MISO_WUMS | Internal | Summer | B5 | 200 | 1629 | 0 | 75.99 | 67.07 | 0.01 | 0
2030 | MISO_W_2_MISO_WUMS | MISO_W | MISO_WUMS | Internal | Summer | B6 | 300 | 1629 | 0 | 60.77 | 56.74 | 0.01 | 0
2030 | MISO_W_2_MISO_WUMS | MISO_W | MISO_WUMS | Internal | Summer | B7 | 400 | 1629 | 0 | 48.05 | 43.66 | 0.01 | 0
2030 | MISO_W_2_MISO_WUMS | MISO_W | MISO_WUMS | Internal | Summer | B8 | 500 | 1629 | 0 | 45.71 | 43.66 | 0.01 | 0
2030 | MISO_W_2_MISO_WUMS | MISO_W | MISO_WUMS | Internal | Summer | B9 | 800 | 1629 | 0 | 45.71 | 42.75 | 0.01 | 0
2030 | MISO_W_2_MISO_WUMS | MISO_W | MISO_WUMS | Internal | Summer | B10 | 1262 | 1629 | 0 | 40.34 | 40.32 | 0.01 | 0
2030 | MISO_W_2_MISO_WUMS | MISO_W | MISO_WUMS | Internal | Winter | B16 | 25 | 1629 | 0.28 | 77.3 | 77.29 | 0.01 | 0
2030 | MISO_W_2_MISO_WUMS | MISO_W | MISO_WUMS | Internal | Winter | B17 | 100 | 1629 | 106.98 | 58.65 | 58.67 | 0.01 | 0
2030 | MISO_W_2_MISO_WUMS | MISO_W | MISO_WUMS | Internal | Winter | B18 | 400 | 1629 | 0.02 | 51.62 | 51.6 | 0.01 | 0
2030 | MISO_W_2_MISO_WUMS | MISO_W | MISO_WUMS | Internal | Winter | B19 | 700 | 1629 | 0 | 51.49 | 48.11 | 0.01 | 0
2030 | MISO_W_2_MISO_WUMS | MISO_W | MISO_WUMS | Internal | Winter | B20 | 935 | 1629 | 644.33 | 44.28 | 44.3 | 0.01 | 0
2030 | MISO_W_2_NE | MISO_W | NE | Internal | Shoulder | B11 | 25 | 2800 | 0 | 77.44 | 77.44 | 7 | 0
2030 | MISO_W_2_NE | MISO_W | NE | Internal | Shoulder | B12 | 200 | 2800 | 0 | 58.16 | 58.16 | 7 | 0
2030 | MISO_W_2_NE | MISO_W | NE | Internal | Shoulder | B13 | 600 | 2800 | 0 | 48.68 | 52.43 | 7 | 0
2030 | MISO_W_2_NE | MISO_W | NE | Internal | Shoulder | B14 | 900 | 2800 | 0 | 48.09 | 51.19 | 7 | 0
2030 | MISO_W_2_NE | MISO_W | NE | Internal | Shoulder | B15 | 1203 | 2800 | 0 | 47.38 | 48.09 | 7 | 0
2030 | MISO_W_2_NE | MISO_W | NE | Internal | Summer | B1 | 10 | 2800 | 0 | 96.85 | 96.85 | 7 | 0
2030 | MISO_W_2_NE | MISO_W | NE | Internal | Summer | B2 | 25 | 2800 | 0 | 82.19 | 82.19 | 7 | 0
2030 | MISO_W_2_NE | MISO_W | NE | Internal | Summer | B3 | 75 | 2800 | 0 | 77.39 | 82.18 | 7 | 0
2030 | MISO_W_2_NE | MISO_W | NE | Internal | Summer | B4 | 100 | 2800 | 0 | 75.99 | 78.44 | 7 | 0
2030 | MISO_W_2_NE | MISO_W | NE | Internal | Summer | B5 | 200 | 2800 | 0 | 75.99 | 78.44 | 7 | 0
2030 | MISO_W_2_NE | MISO_W | NE | Internal | Summer | B6 | 300 | 2800 | 0 | 60.77 | 67 | 7 | 0
2030 | MISO_W_2_NE | MISO_W | NE | Internal | Summer | B7 | 400 | 2800 | 0.04 | 48.05 | 55.04 | 7 | 0
2030 | MISO_W_2_NE | MISO_W | NE | Internal | Summer | B8 | 500 | 2800 | 0 | 45.71 | 48.56 | 7 | 0
2030 | MISO_W_2_NE | MISO_W | NE | Internal | Summer | B9 | 800 | 2800 | 0 | 45.71 | 46.44 | 7 | 0
2030 | MISO_W_2_NE | MISO_W | NE | Internal | Summer | B10 | 1262 | 2800 | 0 | 40.34 | 46.33 | 7 | 0
2030 | MISO_W_2_NE | MISO_W | NE | Internal | Winter | B16 | 25 | 2800 | 0 | 77.3 | 77.3 | 7 | 0
2030 | MISO_W_2_NE | MISO_W | NE | Internal | Winter | B17 | 100 | 2800 | 0 | 58.65 | 53.65 | 7 | 0
2030 | MISO_W_2_NE | MISO_W | NE | Internal | Winter | B18 | 400 | 2800 | 0 | 51.62 | 52.32 | 7 | 0
2030 | MISO_W_2_NE | MISO_W | NE | Internal | Winter | B19 | 700 | 2800 | 0 | 51.49 | 51.3 | 7 | 0
2030 | MISO_W_2_NE | MISO_W | NE | Internal | Winter | B20 | 935 | 2800 | 0 | 44.28 | 48.94 | 7 | 0
2030 | MISO_W_2_PJM_ROR | MISO_W | PJM_ROR | Internal | Shoulder | B11 | 25 | 773 | 0 | 77.44 | 67.75 | 2 | 0
2030 | MISO_W_2_PJM_ROR | MISO_W | PJM_ROR | Internal | Shoulder | B12 | 200 | 773 | 0.03 | 58.16 | 60.14 | 2 | 0
2030 | MISO_W_2_PJM_ROR | MISO_W | PJM_ROR | Internal | Shoulder | B13 | 600 | 773 | 0.01 | 48.68 | 50.66 | 2 | 0
2030 | MISO_W_2_PJM_ROR | MISO_W | PJM_ROR | Internal | Shoulder | B14 | 900 | 773 | 0 | 48.09 | 47.74 | 2 | 0
2030 | MISO_W_2_PJM_ROR | MISO_W | PJM_ROR | Internal | Shoulder | B15 | 1203 | 773 | 0 | 47.38 | 45.38 | 2 | 0
2030 | MISO_W_2_PJM_ROR | MISO_W | PJM_ROR | Internal | Summer | B1 | 10 | 773 | 773 | 96.85 | 103.77 | 2 | 4.91
2030 | MISO_W_2_PJM_ROR | MISO_W | PJM_ROR | Internal | Summer | B2 | 25 | 773 | 0 | 82.19 | 80.54 | 2 | 0
2030 | MISO_W_2_PJM_ROR | MISO_W | PJM_ROR | Internal | Summer | B3 | 75 | 773 | 0 | 77.39 | 73.8 | 2 | 0
2030 | MISO_W_2_PJM_ROR | MISO_W | PJM_ROR | Internal | Summer | B4 | 100 | 773 | 0 | 75.99 | 73.8 | 2 | 0
2030 | MISO_W_2_PJM_ROR | MISO_W | PJM_ROR | Internal | Summer | B5 | 200 | 773 | 0 | 75.99 | 69.07 | 2 | 0
2030 | MISO_W_2_PJM_ROR | MISO_W | PJM_ROR | Internal | Summer | B6 | 300 | 773 | 0 | 60.77 | 58.77 | 2 | 0
2030 | MISO_W_2_PJM_ROR | MISO_W | PJM_ROR | Internal | Summer | B7 | 400 | 773 | 0 | 48.05 | 49.04 | 2 | 0
2030 | MISO_W_2_PJM_ROR | MISO_W | PJM_ROR | Internal | Summer | B8 | 500 | 773 | 0 | 45.71 | 45.95 | 2 | 0
2030 | MISO_W_2_PJM_ROR | MISO_W | PJM_ROR | Internal | Summer | B9 | 800 | 773 | 0 | 45.71 | 44.35 | 2 | 0
2030 | MISO_W_2_PJM_ROR | MISO_W | PJM_ROR | Internal | Summer | B10 | 1262 | 773 | 0 | 40.34 | 41.35 | 2 | 0
2030 | MISO_W_2_PJM_ROR | MISO_W | PJM_ROR | Internal | Winter | B16 | 25 | 773 | 0.55 | 77.3 | 79.29 | 2 | 0
2030 | MISO_W_2_PJM_ROR | MISO_W | PJM_ROR | Internal | Winter | B17 | 100 | 773 | 773 | 58.65 | 63.44 | 2 | 2.78
2030 | MISO_W_2_PJM_ROR | MISO_W | PJM_ROR | Internal | Winter | B18 | 400 | 773 | 378.52 | 51.62 | 53.62 | 2 | 0
2030 | MISO_W_2_PJM_ROR | MISO_W | PJM_ROR | Internal | Winter | B19 | 700 | 773 | 0 | 51.49 | 50.11 | 2 | 0
2030 | MISO_W_2_PJM_ROR | MISO_W | PJM_ROR | Internal | Winter | B20 | 935 | 773 | 0 | 44.28 | 45.8 | 2 | 0
2030 | MISO_W_2_SPP_N | MISO_W | SPP_N | Internal | Shoulder | B11 | 25 | 3200 | 0 | 77.44 | 80.83 | 7 | 0
2030 | MISO_W_2_SPP_N | MISO_W | SPP_N | Internal | Shoulder | B12 | 200 | 3200 | 0 | 58.16 | 58.17 | 7 | 0
2030 | MISO_W_2_SPP_N | MISO_W | SPP_N | Internal | Shoulder | B13 | 600 | 3200 | 0 | 48.68 | 52.44 | 7 | 0
2030 | MISO_W_2_SPP_N | MISO_W | SPP_N | Internal | Shoulder | B14 | 900 | 3200 | 0 | 48.09 | 51.2 | 7 | 0
2030 | MISO_W_2_SPP_N | MISO_W | SPP_N | Internal | Shoulder | B15 | 1203 | 3200 | 0 | 47.38 | 48.1 | 7 | 0
2030 | MISO_W_2_SPP_N | MISO_W | SPP_N | Internal | Summer | B1 | 10 | 3200 | 0 | 96.85 | 96.87 | 7 | 0
2030 | MISO_W_2_SPP_N | MISO_W | SPP_N | Internal | Summer | B2 | 25 | 3200 | 0 | 82.19 | 82.58 | 7 | 0
2030 | MISO_W_2_SPP_N | MISO_W | SPP_N | Internal | Summer | B3 | 75 | 3200 | 0 | 77.39 | 82.19 | 7 | 0
2030 | MISO_W_2_SPP_N | MISO_W | SPP_N | Internal | Summer | B4 | 100 | 3200 | 0 | 75.99 | 79.41 | 7 | 0
2030 | MISO_W_2_SPP_N | MISO_W | SPP_N | Internal | Summer | B5 | 200 | 3200 | 0 | 75.99 | 78.45 | 7 | 0
2030 | MISO_W_2_SPP_N | MISO_W | SPP_N | Internal | Summer | B6 | 300 | 3200 | 0 | 60.77 | 67.01 | 7 | 0
2030 | MISO_W_2_SPP_N | MISO_W | SPP_N | Internal | Summer | B7 | 400 | 3200 | 515.23 | 48.05 | 55.05 | 7 | 0
2030 | MISO_W_2_SPP_N | MISO_W | SPP_N | Internal | Summer | B8 | 500 | 3200 | 0 | 45.71 | 48.57 | 7 | 0
2030 | MISO_W_2_SPP_N | MISO_W | SPP_N | Internal | Summer | B9 | 800 | 3200 | 0 | 45.71 | 46.45 | 7 | 0
2030 | MISO_W_2_SPP_N | MISO_W | SPP_N | Internal | Summer | B10 | 1262 | 3200 | 0 | 40.34 | 46.35 | 7 | 0
2030 | MISO_W_2_SPP_N | MISO_W | SPP_N | Internal | Winter | B16 | 25 | 3200 | 0 | 77.3 | 79.14 | 7 | 0
2030 | MISO_W_2_SPP_N | MISO_W | SPP_N | Internal | Winter | B17 | 100 | 3200 | 0 | 58.65 | 53.67 | 7 | 0
2030 | MISO_W_2_SPP_N | MISO_W | SPP_N | Internal | Winter | B18 | 400 | 3200 | 0 | 51.62 | 52.33 | 7 | 0
2030 | MISO_W_2_SPP_N | MISO_W | SPP_N | Internal | Winter | B19 | 700 | 3200 | 0 | 51.49 | 51.31 | 7 | 0
2030 | MISO_W_2_SPP_N | MISO_W | SPP_N | Internal | Winter | B20 | 935 | 3200 | 0 | 44.28 | 48.95 | 7 | 0
2030 | MISO_WUMS_2_MISO_MI | MISO_WUMS | MISO_MI | Internal | Shoulder | B11 | 25 | 99 | 99 | 65.75 | 69.75 | 0.01 | 3.99
2030 | MISO_WUMS_2_MISO_MI | MISO_WUMS | MISO_MI | Internal | Shoulder | B12 | 200 | 99 | 80.38 | 58.14 | 58.15 | 0.01 | 0
2030 | MISO_WUMS_2_MISO_MI | MISO_WUMS | MISO_MI | Internal | Shoulder | B13 | 600 | 99 | 67.15 | 48.66 | 48.67 | 0.01 | 0
2030 | MISO_WUMS_2_MISO_MI | MISO_WUMS | MISO_MI | Internal | Shoulder | B14 | 900 | 99 | 99 | 45.42 | 47.21 | 0.01 | 1.78
2030 | MISO_WUMS_2_MISO_MI | MISO_WUMS | MISO_MI | Internal | Shoulder | B15 | 1203 | 99 | 98.99 | 43.38 | 43.42 | 0.01 | 0.02
2030 | MISO_WUMS_2_MISO_MI | MISO_WUMS | MISO_MI | Internal | Summer | B1 | 10 | 99 | 99 | 76.64 | 96.84 | 0.01 | 20.19
2030 | MISO_WUMS_2_MISO_MI | MISO_WUMS | MISO_MI | Internal | Summer | B2 | 25 | 99 | 99 | 76.64 | 78.54 | 0.01 | 1.89
2030 | MISO_WUMS_2_MISO_MI | MISO_WUMS | MISO_MI | Internal | Summer | B3 | 75 | 99 | 99 | 71.9 | 74.97 | 0.01 | 3.06
2030 | MISO_WUMS_2_MISO_MI | MISO_WUMS | MISO_MI | Internal | Summer | B4 | 100 | 99 | 0.13 | 71.8 | 71.8 | 0.01 | 0
2030 | MISO_WUMS_2_MISO_MI | MISO_WUMS | MISO_MI | Internal | Summer | B5 | 200 | 99 | 99 | 67.07 | 70.43 | 0.01 | 3.35
2030 | MISO_WUMS_2_MISO_MI | MISO_WUMS | MISO_MI | Internal | Summer | B6 | 300 | 99 | 2.55 | 56.74 | 56.76 | 0.01 | 0
2030 | MISO_WUMS_2_MISO_MI | MISO_WUMS | MISO_MI | Internal | Summer | B7 | 400 | 99 | 99 | 43.66 | 47.05 | 0.01 | 3.37
2030 | MISO_WUMS_2_MISO_MI | MISO_WUMS | MISO_MI | Internal | Summer | B8 | 500 | 99 | 99 | 43.66 | 44 | 0.01 | 0.33
2030 | MISO_WUMS_2_MISO_MI | MISO_WUMS | MISO_MI | Internal | Summer | B9 | 800 | 99 | 0 | 42.75 | 42.37 | 0.01 | 0
2030 | MISO_WUMS_2_MISO_MI | MISO_WUMS | MISO_MI | Internal | Summer | B10 | 1262 | 99 | 99 | 40.32 | 40.63 | 0.01 | 0.3
2030 | MISO_WUMS_2_MISO_MI | MISO_WUMS | MISO_MI | Internal | Winter | B16 | 25 | 99 | 0.26 | 77.29 | 77.28 | 0.01 | 0
2030 | MISO_WUMS_2_MISO_MI | MISO_WUMS | MISO_MI | Internal | Winter | B17 | 100 | 99 | 98.87 | 58.67 | 58.69 | 0.01 | 0.01
2030 | MISO_WUMS_2_MISO_MI | MISO_WUMS | MISO_MI | Internal | Winter | B18 | 400 | 99 | 0.03 | 51.6 | 51.6 | 0.01 | 0
2030 | MISO_WUMS_2_MISO_MI | MISO_WUMS | MISO_MI | Internal | Winter | B19 | 700 | 99 | 0.02 | 48.11 | 48.11 | 0.01 | 0
2030 | MISO_WUMS_2_MISO_MI | MISO_WUMS | MISO_MI | Internal | Winter | B20 | 935 | 99 | 0 | 44.3 | 43.81 | 0.01 | 0
2030 | MISO_WUMS_2_MISO_W | MISO_WUMS | MISO_W | Internal | Shoulder | B11 | 25 | 1137 | 1137 | 65.75 | 77.44 | 0.01 | 11.68
2030 | MISO_WUMS_2_MISO_W | MISO_WUMS | MISO_W | Internal | Shoulder | B12 | 200 | 1137 | 1136.94 | 58.14 | 58.16 | 0.01 | 0.01
2030 | MISO_WUMS_2_MISO_W | MISO_WUMS | MISO_W | Internal | Shoulder | B13 | 600 | 1137 | 1136.98 | 48.66 | 48.68 | 0.01 | 0.01
2030 | MISO_WUMS_2_MISO_W | MISO_WUMS | MISO_W | Internal | Shoulder | B14 | 900 | 1137 | 1137 | 45.42 | 48.09 | 0.01 | 2.65
2030 | MISO_WUMS_2_MISO_W | MISO_WUMS | MISO_W | Internal | Shoulder | B15 | 1203 | 1137 | 1137 | 43.38 | 47.38 | 0.01 | 3.99
2030 | MISO_WUMS_2_MISO_W | MISO_WUMS | MISO_W | Internal | Summer | B1 | 10 | 1137 | 1137 | 76.64 | 96.85 | 0.01 | 20.2
2030 | MISO_WUMS_2_MISO_W | MISO_WUMS | MISO_W | Internal | Summer | B2 | 25 | 1137 | 1137 | 76.64 | 82.19 | 0.01 | 5.54
2030 | MISO_WUMS_2_MISO_W | MISO_WUMS | MISO_W | Internal | Summer | B3 | 75 | 1137 | 1137 | 71.9 | 77.39 | 0.01 | 5.48
2030 | MISO_WUMS_2_MISO_W | MISO_WUMS | MISO_W | Internal | Summer | B4 | 100 | 1137 | 1137 | 71.8 | 75.99 | 0.01 | 4.18
2030 | MISO_WUMS_2_MISO_W | MISO_WUMS | MISO_W | Internal | Summer | B5 | 200 | 1137 | 1137 | 67.07 | 75.99 | 0.01 | 8.91
2030 | MISO_WUMS_2_MISO_W | MISO_WUMS | MISO_W | Internal | Summer | B6 | 300 | 1137 | 1137 | 56.74 | 60.77 | 0.01 | 4.01
2030 | MISO_WUMS_2_MISO_W | MISO_WUMS | MISO_W | Internal | Summer | B7 | 400 | 1137 | 1137 | 43.66 | 48.05 | 0.01 | 4.37
2030 | MISO_WUMS_2_MISO_W | MISO_WUMS | MISO_W | Internal | Summer | B8 | 500 | 1137 | 1137 | 43.66 | 45.71 | 0.01 | 2.04
2030 | MISO_WUMS_2_MISO_W | MISO_WUMS | MISO_W | Internal | Summer | B9 | 800 | 1137 | 1137 | 42.75 | 45.71 | 0.01 | 2.95
2030 | MISO_WUMS_2_MISO_W | MISO_WUMS | MISO_W | Internal | Summer | B10 | 1262 | 1137 | 753.12 | 40.32 | 40.34 | 0.01 | 0
2030 | MISO_WUMS_2_MISO_W | MISO_WUMS | MISO_W | Internal | Winter | B16 | 25 | 1137 | 421.39 | 77.29 | 77.3 | 0.01 | 0
2030 | MISO_WUMS_2_MISO_W | MISO_WUMS | MISO_W | Internal | Winter | B17 | 100 | 1137 | 0.08 | 58.67 | 58.65 | 0.01 | 0
2030 | MISO_WUMS_2_MISO_W | MISO_WUMS | MISO_W | Internal | Winter | B18 | 400 | 1137 | 167.04 | 51.6 | 51.62 | 0.01 | 0
2030 | MISO_WUMS_2_MISO_W | MISO_WUMS | MISO_W | Internal | Winter | B19 | 700 | 1137 | 1137 | 48.11 | 51.49 | 0.01 | 3.36
2030 | MISO_WUMS_2_MISO_W | MISO_WUMS | MISO_W | Internal | Winter | B20 | 935 | 1137 | 0 | 44.3 | 44.28 | 0.01 | 0
2030 | MISO_WUMS_2_PJM_ROR | MISO_WUMS | PJM_ROR | Internal | Shoulder | B11 | 25 | 1600 | 763.03 | 65.75 | 67.75 | 2 | 0
2030 | MISO_WUMS_2_PJM_ROR | MISO_WUMS | PJM_ROR | Internal | Shoulder | B12 | 200 | 1600 | 958.42 | 58.14 | 60.14 | 2 | 0
2030 | MISO_WUMS_2_PJM_ROR | MISO_WUMS | PJM_ROR | Internal | Shoulder | B13 | 600 | 1600 | 1069.11 | 48.66 | 50.66 | 2 | 0
2030 | MISO_WUMS_2_PJM_ROR | MISO_WUMS | PJM_ROR | Internal | Shoulder | B14 | 900 | 1600 | 1600 | 45.42 | 47.74 | 2 | 0.32
2030 | MISO_WUMS_2_PJM_ROR | MISO_WUMS | PJM_ROR | Internal | Shoulder | B15 | 1203 | 1600 | 498.37 | 43.38 | 45.38 | 2 | 0
2030 | MISO_WUMS_2_PJM_ROR | MISO_WUMS | PJM_ROR | Internal | Summer | B1 | 10 | 1600 | 1600 | 76.64 | 103.77 | 2 | 25.13
2030 | MISO_WUMS_2_PJM_ROR | MISO_WUMS | PJM_ROR | Internal | Summer | B2 | 25 | 1600 | 1600 | 76.64 | 80.54 | 2 | 1.9
2030 | MISO_WUMS_2_PJM_ROR | MISO_WUMS | PJM_ROR | Internal | Summer | B3 | 75 | 1600 | 0.02 | 71.9 | 73.8 | 2 | 0
2030 | MISO_WUMS_2_PJM_ROR | MISO_WUMS | PJM_ROR | Internal | Summer | B4 | 100 | 1600 | 396.17 | 71.8 | 73.8 | 2 | 0
2030 | MISO_WUMS_2_PJM_ROR | MISO_WUMS | PJM_ROR | Internal | Summer | B5 | 200 | 1600 | 924.84 | 67.07 | 69.07 | 2 | 0
2030 | MISO_WUMS_2_PJM_ROR | MISO_WUMS | PJM_ROR | Internal | Summer | B6 | 300 | 1600 | 1599.97 | 56.74 | 58.77 | 2 | 0.02
2030 | MISO_WUMS_2_PJM_ROR | MISO_WUMS | PJM_ROR | Internal | Summer | B7 | 400 | 1600 | 1600 | 43.66 | 49.04 | 2 | 3.37
2030 | MISO_WUMS_2_PJM_ROR | MISO_WUMS | PJM_ROR | Internal | Summer | B8 | 500 | 1600 | 1600 | 43.66 | 45.95 | 2 | 0.29
2030 | MISO_WUMS_2_PJM_ROR | MISO_WUMS | PJM_ROR | Internal | Summer | B9 | 800 | 1600 | 0 | 42.75 | 44.35 | 2 | 0
2030 | MISO_WUMS_2_PJM_ROR | MISO_WUMS | PJM_ROR | Internal | Summer | B10 | 1262 | 1600 | 0 | 40.32 | 41.35 | 2 | 0
2030 | MISO_WUMS_2_PJM_ROR | MISO_WUMS | PJM_ROR | Internal | Winter | B16 | 25 | 1600 | 825.53 | 77.29 | 79.29 | 2 | 0
2030 | MISO_WUMS_2_PJM_ROR | MISO_WUMS | PJM_ROR | Internal | Winter | B17 | 100 | 1600 | 1600 | 58.67 | 63.44 | 2 | 2.77
2030 | MISO_WUMS_2_PJM_ROR | MISO_WUMS | PJM_ROR | Internal | Winter | B18 | 400 | 1600 | 1599.96 | 51.6 | 53.62 | 2 | 0.01
2030 | MISO_WUMS_2_PJM_ROR | MISO_WUMS | PJM_ROR | Internal | Winter | B19 | 700 | 1600 | 869.09 | 48.11 | 50.11 | 2 | 0
2030 | MISO_WUMS_2_PJM_ROR | MISO_WUMS | PJM_ROR | Internal | Winter | B20 | 935 | 1600 | 0 | 44.3 | 45.8 | 2 | 0
2030 | NE_2_MAPP_US | NE | MAPP_US | Internal | Shoulder | B11 | 25 | 1600 | 0 | 77.44 | 70.44 | 5 | 0
2030 | NE_2_MAPP_US | NE | MAPP_US | Internal | Shoulder | B12 | 200 | 1600 | 0 | 58.16 | 51.16 | 5 | 0
2030 | NE_2_MAPP_US | NE | MAPP_US | Internal | Shoulder | B13 | 600 | 1600 | 0 | 52.43 | 45.43 | 5 | 0
2030 | NE_2_MAPP_US | NE | MAPP_US | Internal | Shoulder | B14 | 900 | 1600 | 0 | 51.19 | 45.43 | 5 | 0
2030 | NE_2_MAPP_US | NE | MAPP_US | Internal | Shoulder | B15 | 1203 | 1600 | 0 | 48.09 | 45.43 | 5 | 0
2030 | NE_2_MAPP_US | NE | MAPP_US | Internal | Summer | B1 | 10 | 1600 | 0 | 96.85 | 89.85 | 5 | 0
2030 | NE_2_MAPP_US | NE | MAPP_US | Internal | Summer | B2 | 25 | 1600 | 0 | 82.19 | 75.19 | 5 | 0
2030 | NE_2_MAPP_US | NE | MAPP_US | Internal | Summer | B3 | 75 | 1600 | 0 | 82.18 | 75.18 | 5 | 0
2030 | NE_2_MAPP_US | NE | MAPP_US | Internal | Summer | B4 | 100 | 1600 | 0 | 78.44 | 71.44 | 5 | 0
2030 | NE_2_MAPP_US | NE | MAPP_US | Internal | Summer | B5 | 200 | 1600 | 0 | 78.44 | 71.44 | 5 | 0
2030 | NE_2_MAPP_US | NE | MAPP_US | Internal | Summer | B6 | 300 | 1600 | 0 | 67 | 60 | 5 | 0
2030 | NE_2_MAPP_US | NE | MAPP_US | Internal | Summer | B7 | 400 | 1600 | 0 | 55.04 | 48.04 | 5 | 0
2030 | NE_2_MAPP_US | NE | MAPP_US | Internal | Summer | B8 | 500 | 1600 | 0 | 48.56 | 41.56 | 5 | 0
2030 | NE_2_MAPP_US | NE | MAPP_US | Internal | Summer | B9 | 800 | 1600 | 0 | 46.44 | 39.44 | 5 | 0
2030 | NE_2_MAPP_US | NE | MAPP_US | Internal | Summer | B10 | 1262 | 1600 | 0 | 46.33 | 39.33 | 5 | 0
2030 | NE_2_MAPP_US | NE | MAPP_US | Internal | Winter | B16 | 25 | 1600 | 0 | 77.3 | 70.3 | 5 | 0
2030 | NE_2_MAPP_US | NE | MAPP_US | Internal | Winter | B17 | 100 | 1600 | 0 | 53.65 | 51.65 | 5 | 0
2030 | NE_2_MAPP_US | NE | MAPP_US | Internal | Winter | B18 | 400 | 1600 | 0 | 52.32 | 49.33 | 5 | 0
2030 | NE_2_MAPP_US | NE | MAPP_US | Internal | Winter | B19 | 700 | 1600 | 0 | 51.3 | 49.33 | 5 | 0
2030 | NE_2_MAPP_US | NE | MAPP_US | Internal | Winter | B20 | 935 | 1600 | 0 | 48.94 | 44.5 | 5 | 0
2030 | NE_2_MISO_W | NE | MISO_W | Internal | Shoulder | B11 | 25 | 1600 | 0 | 77.44 | 77.44 | 5 | 0
2030 | NE_2_MISO_W | NE | MISO_W | Internal | Shoulder | B12 | 200 | 1600 | 0 | 58.16 | 58.16 | 5 | 0
2030 | NE_2_MISO_W | NE | MISO_W | Internal | Shoulder | B13 | 600 | 1600 | 0 | 52.43 | 48.68 | 5 | 0
2030 | NE_2_MISO_W | NE | MISO_W | Internal | Shoulder | B14 | 900 | 1600 | 0 | 51.19 | 48.09 | 5 | 0
2030 | NE_2_MISO_W | NE | MISO_W | Internal | Shoulder | B15 | 1203 | 1600 | 0 | 48.09 | 47.38 | 5 | 0
2030 | NE_2_MISO_W | NE | MISO_W | Internal | Summer | B1 | 10 | 1600 | 0 | 96.85 | 96.85 | 5 | 0
2030 | NE_2_MISO_W | NE | MISO_W | Internal | Summer | B2 | 25 | 1600 | 0 | 82.19 | 82.19 | 5 | 0
2030 | NE_2_MISO_W | NE | MISO_W | Internal | Summer | B3 | 75 | 1600 | 0 | 82.18 | 77.39 | 5 | 0
2030 | NE_2_MISO_W | NE | MISO_W | Internal | Summer | B4 | 100 | 1600 | 0 | 78.44 | 75.99 | 5 | 0
2030 | NE_2_MISO_W | NE | MISO_W | Internal | Summer | B5 | 200 | 1600 | 0 | 78.44 | 75.99 | 5 | 0
2030 | NE_2_MISO_W | NE | MISO_W | Internal | Summer | B6 | 300 | 1600 | 0 | 67 | 60.77 | 5 | 0
2030 | NE_2_MISO_W | NE | MISO_W | Internal | Summer | B7 | 400 | 1600 | 0 | 55.04 | 48.05 | 5 | 0
2030 | NE_2_MISO_W | NE | MISO_W | Internal | Summer | B8 | 500 | 1600 | 0 | 48.56 | 45.71 | 5 | 0
2030 | NE_2_MISO_W | NE | MISO_W | Internal | Summer | B9 | 800 | 1600 | 0 | 46.44 | 45.71 | 5 | 0
2030 | NE_2_MISO_W | NE | MISO_W | Internal | Summer | B10 | 1262 | 1600 | 0 | 46.33 | 40.34 | 5 | 0
2030 | NE_2_MISO_W | NE | MISO_W | Internal | Winter | B16 | 25 | 1600 | 0 | 77.3 | 77.3 | 5 | 0
2030 | NE_2_MISO_W | NE | MISO_W | Internal | Winter | B17 | 100 | 1600 | 485.71 | 53.65 | 58.65 | 5 | 0
2030 | NE_2_MISO_W | NE | MISO_W | Internal | Winter | B18 | 400 | 1600 | 0 | 52.32 | 51.62 | 5 | 0
2030 | NE_2_MISO_W | NE | MISO_W | Internal | Winter | B19 | 700 | 1600 | 0 | 51.3 | 51.49 | 5 | 0
2030 | NE_2_MISO_W | NE | MISO_W | Internal | Winter | B20 | 935 | 1600 | 0 | 48.94 | 44.28 | 5 | 0
2030 | NE_2_SPP_N | NE | SPP_N | Internal | Shoulder | B11 | 25 | 1800 | 1800 | 77.44 | 80.83 | 0.01 | 3.37
2030 | NE_2_SPP_N | NE | SPP_N | Internal | Shoulder | B12 | 200 | 1800 | 1019.82 | 58.16 | 58.17 | 0.01 | 0
2030 | NE_2_SPP_N | NE | SPP_N | Internal | Shoulder | B13 | 600 | 1800 | 796.85 | 52.43 | 52.44 | 0.01 | 0
2030 | NE_2_SPP_N | NE | SPP_N | Internal | Shoulder | B14 | 900 | 1800 | 58.14 | 51.19 | 51.2 | 0.01 | 0
2030 | NE_2_SPP_N | NE | SPP_N | Internal | Shoulder | B15 | 1203 | 1800 | 217.91 | 48.09 | 48.1 | 0.01 | 0
2030 | NE_2_SPP_N | NE | SPP_N | Internal | Summer | B1 | 10 | 1800 | 1278.88 | 96.85 | 96.87 | 0.01 | 0
2030 | NE_2_SPP_N | NE | SPP_N | Internal | Summer | B2 | 25 | 1800 | 1799.98 | 82.19 | 82.58 | 0.01 | 0.38
2030 | NE_2_SPP_N | NE | SPP_N | Internal | Summer | B3 | 75 | 1800 | 1632.21 | 82.18 | 82.19 | 0.01 | 0
2030 | NE_2_SPP_N | NE | SPP_N | Internal | Summer | B4 | 100 | 1800 | 1800 | 78.44 | 79.41 | 0.01 | 0.96
2030 | NE_2_SPP_N | NE | SPP_N | Internal | Summer | B5 | 200 | 1800 | 1710.91 | 78.44 | 78.45 | 0.01 | 0
2030 | NE_2_SPP_N | NE | SPP_N | Internal | Summer | B6 | 300 | 1800 | 1567.46 | 67 | 67.01 | 0.01 | 0
2030 | NE_2_SPP_N | NE | SPP_N | Internal | Summer | B7 | 400 | 1800 | 1488.91 | 55.04 | 55.05 | 0.01 | 0
2030 | NE_2_SPP_N | NE | SPP_N | Internal | Summer | B8 | 500 | 1800 | 1518.5 | 48.56 | 48.57 | 0.01 | 0
2030 | NE_2_SPP_N | NE | SPP_N | Internal | Summer | B9 | 800 | 1800 | 1124.59 | 46.44 | 46.45 | 0.01 | 0
2030 | NE_2_SPP_N | NE | SPP_N | Internal | Summer | B10 | 1262 | 1800 | 1743.82 | 46.33 | 46.35 | 0.01 | 0
2030 | NE_2_SPP_N | NE | SPP_N | Internal | Winter | B16 | 25 | 1800 | 1800 | 77.3 | 79.14 | 0.01 | 1.83
2030 | NE_2_SPP_N | NE | SPP_N | Internal | Winter | B17 | 100 | 1800 | 378.5 | 53.65 | 53.67 | 0.01 | 0
2030 | NE_2_SPP_N | NE | SPP_N | Internal | Winter | B18 | 400 | 1800 | 655.18 | 52.32 | 52.33 | 0.01 | 0
2030 | NE_2_SPP_N | NE | SPP_N | Internal | Winter | B19 | 700 | 1800 | 694.61 | 51.3 | 51.31 | 0.01 | 0
2030 | NE_2_SPP_N | NE | SPP_N | Internal | Winter | B20 | 935 | 1800 | 1493.05 | 48.94 | 48.95 | 0.01 | 0
2030 | NEISO_2_NYISO_A-F | NEISO | NYISO_A-F | Internal | Shoulder | B11 | 25 | 600 | 600 | 44.17 | 51.8 | 3 | 4.63
2030 | NEISO_2_NYISO_A-F | NEISO | NYISO_A-F | Internal | Shoulder | B12 | 200 | 600 | 600 | 44.17 | 52.1 | 3 | 4.94
2030 | NEISO_2_NYISO_A-F | NEISO | NYISO_A-F | Internal | Shoulder | B13 | 600 | 600 | 599.99 | 44.17 | 47.21 | 3 | 0.05
2030 | NEISO_2_NYISO_A-F | NEISO | NYISO_A-F | Internal | Shoulder | B14 | 900 | 600 | 600 | 44.17 | 47.21 | 3 | 0.05
2030 | NEISO_2_NYISO_A-F | NEISO | NYISO_A-F | Internal | Shoulder | B15 | 1203 | 600 | 600 | 44.17 | 47.21 | 3 | 0.05
2030 | NEISO_2_NYISO_A-F | NEISO | NYISO_A-F | Internal | Summer | B1 | 10 | 600 | 0 | 99.85 | 96.84 | 3 | 0
2030 | NEISO_2_NYISO_A-F | NEISO | NYISO_A-F | Internal | Summer | B2 | 25 | 600 | 0 | 81.54 | 78.54 | 3 | 0
2030 | NEISO_2_NYISO_A-F | NEISO | NYISO_A-F | Internal | Summer | B3 | 75 | 600 | 0.21 | 62.8 | 65.79 | 3 | 0
2030 | NEISO_2_NYISO_A-F | NEISO | NYISO_A-F | Internal | Summer | B4 | 100 | 600 | 600 | 56.8 | 61.9 | 3 | 2.1
2030 | NEISO_2_NYISO_A-F | NEISO | NYISO_A-F | Internal | Summer | B5 | 200 | 600 | 600 | 44.86 | 54.54 | 3 | 6.68
2030 | NEISO_2_NYISO_A-F | NEISO | NYISO_A-F | Internal | Summer | B6 | 300 | 600 | 600 | 40.82 | 52.17 | 3 | 8.35
2030 | NEISO_2_NYISO_A-F | NEISO | NYISO_A-F | Internal | Summer | B7 | 400 | 600 | 600 | 40.82 | 47.05 | 3 | 3.23
2030 | NEISO_2_NYISO_A-F | NEISO | NYISO_A-F | Internal | Summer | B8 | 500 | 600 | 600 | 40.82 | 45.41 | 3 | 1.6
2030 | NEISO_2_NYISO_A-F | NEISO | NYISO_A-F | Internal | Summer | B9 | 800 | 600 | 600 | 40.82 | 44.91 | 3 | 1.09
2030 | NEISO_2_NYISO_A-F | NEISO | NYISO_A-F | Internal | Summer | B10 | 1262 | 600 | 600 | 40.82 | 44.91 | 3 | 1.09
2030 | NEISO_2_NYISO_A-F | NEISO | NYISO_A-F | Internal | Winter | B16 | 25 | 600 | 0 | 54.51 | 55.45 | 3 | 0
2030 | NEISO_2_NYISO_A-F | NEISO | NYISO_A-F | Internal | Winter | B17 | 100 | 600 | 0 | 54.51 | 55.45 | 3 | 0
2030 | NEISO_2_NYISO_A-F | NEISO | NYISO_A-F | Internal | Winter | B18 | 400 | 600 | 0 | 54.51 | 51.6 | 3 | 0
2030 | NEISO_2_NYISO_A-F | NEISO | NYISO_A-F | Internal | Winter | B19 | 700 | 600 | 0 | 54.51 | 51.6 | 3 | 0
2030 | NEISO_2_NYISO_A-F | NEISO | NYISO_A-F | Internal | Winter | B20 | 935 | 600 | 0 | 54.51 | 51.6 | 3 | 0
2030 | NEISO_2_NYISO_G-I | NEISO | NYISO_G-I | Internal | Shoulder | B11 | 25 | 600 | 600 | 44.17 | 63.3 | 3 | 16.13
2030 | NEISO_2_NYISO_G-I | NEISO | NYISO_G-I | Internal | Shoulder | B12 | 200 | 600 | 600 | 44.17 | 52.11 | 3 | 4.95
2030 | NEISO_2_NYISO_G-I | NEISO | NYISO_G-I | Internal | Shoulder | B13 | 600 | 600 | 600 | 44.17 | 47.23 | 3 | 0.06
2030 | NEISO_2_NYISO_G-I | NEISO | NYISO_G-I | Internal | Shoulder | B14 | 900 | 600 | 600 | 44.17 | 47.23 | 3 | 0.06
2030 | NEISO_2_NYISO_G-I | NEISO | NYISO_G-I | Internal | Shoulder | B15 | 1203 | 600 | 600 | 44.17 | 47.23 | 3 | 0.06
2030 | NEISO_2_NYISO_G-I | NEISO | NYISO_G-I | Internal | Summer | B1 | 10 | 600 | 0 | 99.85 | 96.85 | 3 | 0
2030 | NEISO_2_NYISO_G-I | NEISO | NYISO_G-I | Internal | Summer | B2 | 25 | 600 | 0.44 | 81.54 | 84.53 | 3 | 0
2030 | NEISO_2_NYISO_G-I | NEISO | NYISO_G-I | Internal | Summer | B3 | 75 | 600 | 503.56 | 62.8 | 65.8 | 3 | 0
2030 | NEISO_2_NYISO_G-I | NEISO | NYISO_G-I | Internal | Summer | B4 | 100 | 600 | 600 | 56.8 | 61.91 | 3 | 2.11
2030 | NEISO_2_NYISO_G-I | NEISO | NYISO_G-I | Internal | Summer | B5 | 200 | 600 | 600 | 44.86 | 58.33 | 3 | 10.47
2030 | NEISO_2_NYISO_G-I | NEISO | NYISO_G-I | Internal | Summer | B6 | 300 | 600 | 600 | 40.82 | 52.18 | 3 | 8.36
2030 | NEISO_2_NYISO_G-I | NEISO | NYISO_G-I | Internal | Summer | B7 | 400 | 600 | 600 | 40.82 | 47.06 | 3 | 3.24
2030 | NEISO_2_NYISO_G-I | NEISO | NYISO_G-I | Internal | Summer | B8 | 500 | 600 | 600 | 40.82 | 45.43 | 3 | 1.61
2030 | NEISO_2_NYISO_G-I | NEISO | NYISO_G-I | Internal | Summer | B9 | 800 | 600 | 600 | 40.82 | 44.92 | 3 | 1.1
2030 | NEISO_2_NYISO_G-I | NEISO | NYISO_G-I | Internal | Summer | B10 | 1262 | 600 | 600 | 40.82 | 44.9 | 3 | 1.08
2030 | NEISO_2_NYISO_G-I | NEISO | NYISO_G-I | Internal | Winter | B16 | 25 | 600 | 600 | 54.51 | 71.26 | 3 | 13.75
2030 | NEISO_2_NYISO_G-I | NEISO | NYISO_G-I | Internal | Winter | B17 | 100 | 600 | 278.32 | 54.51 | 57.51 | 3 | 0
2030 | NEISO_2_NYISO_G-I | NEISO | NYISO_G-I | Internal | Winter | B18 | 400 | 600 | 197.77 | 54.51 | 57.51 | 3 | 0
2030 | NEISO_2_NYISO_G-I | NEISO | NYISO_G-I | Internal | Winter | B19 | 700 | 600 | 0 | 54.51 | 56.69 | 3 | 0
2030 | NEISO_2_NYISO_G-I | NEISO | NYISO_G-I | Internal | Winter | B20 | 935 | 600 | 0 | 54.51 | 54.01 | 3 | 0
2030 | NEISO_2_NYISO_J-K | NEISO | NYISO_J-K | Internal | Shoulder | B11 | 25 | 430 | 430 | 44.17 | 63.31 | 3 | 16.14
2030 | NEISO_2_NYISO_J-K | NEISO | NYISO_J-K | Internal | Shoulder | B12 | 200 | 430 | 430 | 44.17 | 52.13 | 3 | 4.96
2030 | NEISO_2_NYISO_J-K | NEISO | NYISO_J-K | Internal | Shoulder | B13 | 600 | 430 | 430 | 44.17 | 47.52 | 3 | 0.35
2030 | NEISO_2_NYISO_J-K | NEISO | NYISO_J-K | Internal | Shoulder | B14 | 900 | 430 | 430 | 44.17 | 47.24 | 3 | 0.07
2030 | NEISO_2_NYISO_J-K | NEISO | NYISO_J-K | Internal | Shoulder | B15 | 1203 | 430 | 430 | 44.17 | 47.24 | 3 | 0.07
2030 | NEISO_2_NYISO_J-K | NEISO | NYISO_J-K | Internal | Summer | B1 | 10 | 430 | 0 | 99.85 | 96.87 | 3 | 0
2030 | NEISO_2_NYISO_J-K | NEISO | NYISO_J-K | Internal | Summer | B2 | 25 | 430 | 70.16 | 81.54 | 84.54 | 3 | 0
2030 | NEISO_2_NYISO_J-K | NEISO | NYISO_J-K | Internal | Summer | B3 | 75 | 430 | 429.82 | 62.8 | 65.81 | 3 | 0.01
2030 | NEISO_2_NYISO_J-K | NEISO | NYISO_J-K | Internal | Summer | B4 | 100 | 430 | 430 | 56.8 | 61.92 | 3 | 2.12
2030 | NEISO_2_NYISO_J-K | NEISO | NYISO_J-K | Internal | Summer | B5 | 200 | 430 | 430 | 44.86 | 58.34 | 3 | 10.48
2030 | NEISO_2_NYISO_J-K | NEISO | NYISO_J-K | Internal | Summer | B6 | 300 | 430 | 430 | 40.82 | 58.34 | 3 | 14.52
2030 | NEISO_2_NYISO_J-K | NEISO | NYISO_J-K | Internal | Summer | B7 | 400 | 430 | 430 | 40.82 | 58.34 | 3 | 14.52
2030 | NEISO_2_NYISO_J-K | NEISO | NYISO_J-K | Internal | Summer | B8 | 500 | 430 | 430 | 40.82 | 45.44 | 3 | 1.62
2030 | NEISO_2_NYISO_J-K | NEISO | NYISO_J-K | Internal | Summer | B9 | 800 | 430 | 430 | 40.82 | 44.93 | 3 | 1.11
2030 | NEISO_2_NYISO_J-K | NEISO | NYISO_J-K | Internal | Summer | B10 | 1262 | 430 | 430 | 40.82 | 44.91 | 3 | 1.09
2030 | NEISO_2_NYISO_J-K | NEISO | NYISO_J-K | Internal | Winter | B16 | 25 | 430 | 430 | 54.51 | 80.71 | 3 | 23.2
2030 | NEISO_2_NYISO_J-K | NEISO | NYISO_J-K | Internal | Winter | B17 | 100 | 430 | 430 | 54.51 | 65.05 | 3 | 7.54
2030 | NEISO_2_NYISO_J-K | NEISO | NYISO_J-K | Internal | Winter | B18 | 400 | 430 | 430 | 54.51 | 60.41 | 3 | 2.9
2030 | NEISO_2_NYISO_J-K | NEISO | NYISO_J-K | Internal | Winter | B19 | 700 | 430 | 430 | 54.51 | 60.41 | 3 | 2.9
2030 | NEISO_2_NYISO_J-K | NEISO | NYISO_J-K | Internal | Winter | B20 | 935 | 430 | 0 | 54.51 | 55.11 | 3 | 0
2030 | NonRTO_Midwest_2_MISO_IN | NonRTO_Midwest | MISO_IN | Internal | Shoulder | B11 | 25 | 4450 | 0 | 80.81 | 72.81 | 8 | 0
2030 | NonRTO_Midwest_2_MISO_IN | NonRTO_Midwest | MISO_IN | Internal | Shoulder | B12 | 200 | 4450 | 0 | 66.14 | 58.14 | 8 | 0
2030 | NonRTO_Midwest_2_MISO_IN | NonRTO_Midwest | MISO_IN | Internal | Shoulder | B13 | 600 | 4450 | 0 | 54.91 | 48.66 | 8 | 0
2030 | NonRTO_Midwest_2_MISO_IN | NonRTO_Midwest | MISO_IN | Internal | Shoulder | B14 | 900 | 4450 | 0 | 45.63 | 47.2 | 8 | 0
2030 | NonRTO_Midwest_2_MISO_IN | NonRTO_Midwest | MISO_IN | Internal | Shoulder | B15 | 1203 | 4450 | 0 | 41.54 | 43.41 | 8 | 0
2030 | NonRTO_Midwest_2_MISO_IN | NonRTO_Midwest | MISO_IN | Internal | Summer | B1 | 10 | 4450 | 0 | 91.77 | 96.83 | 8 | 0
2030 | NonRTO_Midwest_2_MISO_IN | NonRTO_Midwest | MISO_IN | Internal | Summer | B2 | 25 | 4450 | 0 | 80.48 | 78.53 | 8 | 0
2030 | NonRTO_Midwest_2_MISO_IN | NonRTO_Midwest | MISO_IN | Internal | Summer | B3 | 75 | 4450 | 0 | 80.48 | 74.99 | 8 | 0
2030 | NonRTO_Midwest_2_MISO_IN | NonRTO_Midwest | MISO_IN | Internal | Summer | B4 | 100 | 4450 | 0 | 79.81 | 71.81 | 8 | 0
2030 | NonRTO_Midwest_2_MISO_IN | NonRTO_Midwest | MISO_IN | Internal | Summer | B5 | 200 | 4450 | 0 | 78.44 | 70.44 | 8 | 0
2030 | NonRTO_Midwest_2_MISO_IN | NonRTO_Midwest | MISO_IN | Internal | Summer | B6 | 300 | 4450 | 0 | 64.77 | 56.77 | 8 | 0
2030 | NonRTO_Midwest_2_MISO_IN | NonRTO_Midwest | MISO_IN | Internal | Summer | B7 | 400 | 4450 | 0 | 46.13 | 47.04 | 8 | 0
2030 | NonRTO_Midwest_2_MISO_IN | NonRTO_Midwest | MISO_IN | Internal | Summer | B8 | 500 | 4450 | 0 | 44.13 | 43.99 | 8 | 0
2030 | NonRTO_Midwest_2_MISO_IN | NonRTO_Midwest | MISO_IN | Internal | Summer | B9 | 800 | 4450 | 0 | 43.56 | 42.35 | 8 | 0
2030 | NonRTO_Midwest_2_MISO_IN | NonRTO_Midwest | MISO_IN | Internal | Summer | B10 | 1262 | 4450 | 0 | 37.38 | 40.62 | 8 | 0
2030 | NonRTO_Midwest_2_MISO_IN | NonRTO_Midwest | MISO_IN | Internal | Winter | B16 | 25 | 4450 | 0 | 85.29 | 77.29 | 8 | 0
2030 | NonRTO_Midwest_2_MISO_IN | NonRTO_Midwest | MISO_IN | Internal | Winter | B17 | 100 | 4450 | 0 | 66.68 | 58.68 | 8 | 0
2030 | NonRTO_Midwest_2_MISO_IN | NonRTO_Midwest | MISO_IN | Internal | Winter | B18 | 400 | 4450 | 0 | 59.59 | 51.59 | 8 | 0
2030 | NonRTO_Midwest_2_MISO_IN | NonRTO_Midwest | MISO_IN | Internal | Winter | B19 | 700 | 4450 | 0 | 46.4 | 48.1 | 8 | 0
2030 | NonRTO_Midwest_2_MISO_IN | NonRTO_Midwest | MISO_IN | Internal | Winter | B20 | 935 | 4450 | 0 | 40.21 | 43.8 | 8 | 0
2030 | NonRTO_Midwest_2_TVA_Transmission | NonRTO_Midwest | TVA_Transmission | Internal | Shoulder | B11 | 25 | 2400 | 0 | 80.81 | 73.28 | 8 | 0
2030 | NonRTO_Midwest_2_TVA_Transmission | NonRTO_Midwest | TVA_Transmission | Internal | Shoulder | B12 | 200 | 2400 | 0 | 66.14 | 57.67 | 8 | 0
2030 | NonRTO_Midwest_2_TVA_Transmission | NonRTO_Midwest | TVA_Transmission | Internal | Shoulder | B13 | 600 | 2400 | 0 | 54.91 | 52.37 | 8 | 0
2030 | NonRTO_Midwest_2_TVA_Transmission | NonRTO_Midwest | TVA_Transmission | Internal | Shoulder | B14 | 900 | 2400 | 0 | 45.63 | 50.77 | 8 | 0
2030 | NonRTO_Midwest_2_TVA_Transmission | NonRTO_Midwest | TVA_Transmission | Internal | Shoulder | B15 | 1203 | 2400 | 262.19 | 41.54 | 49.54 | 8 | 0
2030 | NonRTO_Midwest_2_TVA_Transmission | NonRTO_Midwest | TVA_Transmission | Internal | Summer | B1 | 10 | 2400 | 487.28 | 91.77 | 99.77 | 8 | 0
2030 | NonRTO_Midwest_2_TVA_Transmission | NonRTO_Midwest | TVA_Transmission | Internal | Summer | B2 | 25 | 2400 | 0 | 80.48 | 86.54 | 8 | 0
2030 | NonRTO_Midwest_2_TVA_Transmission | NonRTO_Midwest | TVA_Transmission | Internal | Summer | B3 | 75 | 2400 | 0 | 80.48 | 79.8 | 8 | 0
2030 | NonRTO_Midwest_2_TVA_Transmission | NonRTO_Midwest | TVA_Transmission | Internal | Summer | B4 | 100 | 2400 | 0 | 79.81 | 79.8 | 8 | 0
2030 | NonRTO_Midwest_2_TVA_Transmission | NonRTO_Midwest | TVA_Transmission | Internal | Summer | B5 | 200 | 2400 | 0 | 78.44 | 74.38 | 8 | 0
2030 | NonRTO_Midwest_2_TVA_Transmission | NonRTO_Midwest | TVA_Transmission | Internal | Summer | B6 | 300 | 2400 | 0 | 64.77 | 63.5 | 8 | 0
2030 | NonRTO_Midwest_2_TVA_Transmission | NonRTO_Midwest | TVA_Transmission | Internal | Summer | B7 | 400 | 2400 | 0 | 46.13 | 53.44 | 8 | 0
2030 | NonRTO_Midwest_2_TVA_Transmission | NonRTO_Midwest | TVA_Transmission | Internal | Summer | B8 | 500 | 2400 | 0 | 44.13 | 49.26 | 8 | 0
2030 | NonRTO_Midwest_2_TVA_Transmission | NonRTO_Midwest | TVA_Transmission | Internal | Summer | B9 | 800 | 2400 | 0 | 43.56 | 46.8 | 8 | 0
2030 | NonRTO_Midwest_2_TVA_Transmission | NonRTO_Midwest | TVA_Transmission | Internal | Summer | B10 | 1262 | 2400 | 0 | 37.38 | 44.81 | 8 | 0
2030 | NonRTO_Midwest_2_TVA_Transmission | NonRTO_Midwest | TVA_Transmission | Internal | Winter | B16 | 25 | 2400 | 0 | 85.29 | 79.29 | 8 | 0
2030 | NonRTO_Midwest_2_TVA_Transmission | NonRTO_Midwest | TVA_Transmission | Internal | Winter | B17 | 100 | 2400 | 0 | 66.68 | 59.9 | 8 | 0
2030 | NonRTO_Midwest_2_TVA_Transmission | NonRTO_Midwest | TVA_Transmission | Internal | Winter | B18 | 400 | 2400 | 0 | 59.59 | 54.72 | 8 | 0
2030 | NonRTO_Midwest_2_TVA_Transmission | NonRTO_Midwest | TVA_Transmission | Internal | Winter | B19 | 700 | 2400 | 0 | 46.4 | 51.94 | 8 | 0
2030 | NonRTO_Midwest_2_TVA_Transmission | NonRTO_Midwest | TVA_Transmission | Internal | Winter | B20 | 935 | 2400 | 366.38 | 40.21 | 48.21 | 8 | 0
2030 | NYISO_A-F_2_IESO | NYISO_A-F | IESO | Internal | Shoulder | B11 | 25 | 1600 | 0 | 51.8 | 42.49 | 7 | 0
2030 | NYISO_A-F_2_IESO | NYISO_A-F | IESO | Internal | Shoulder | B12 | 200 | 1600 | 0 | 52.1 | 42.49 | 7 | 0
2030 | NYISO_A-F_2_IESO | NYISO_A-F | IESO | Internal | Shoulder | B13 | 600 | 1600 | 0 | 47.21 | 40.21 | 7 | 0
2030 | NYISO_A-F_2_IESO | NYISO_A-F | IESO | Internal | Shoulder | B14 | 900 | 1600 | 0 | 47.21 | 40.21 | 7 | 0
2030 | NYISO_A-F_2_IESO | NYISO_A-F | IESO | Internal | Shoulder | B15 | 1203 | 1600 | 0 | 47.21 | 40.21 | 7 | 0
2030 | NYISO_A-F_2_IESO | NYISO_A-F | IESO | Internal | Summer | B1 | 10 | 1600 | 0 | 96.84 | 89.84 | 7 | 0
2030 | NYISO_A-F_2_IESO | NYISO_A-F | IESO | Internal | Summer | B2 | 25 | 1600 | 0 | 78.54 | 71.54 | 7 | 0
2030 | NYISO_A-F_2_IESO | NYISO_A-F | IESO | Internal | Summer | B3 | 75 | 1600 | 0 | 65.79 | 58.79 | 7 | 0
2030 | NYISO_A-F_2_IESO | NYISO_A-F | IESO | Internal | Summer | B4 | 100 | 1600 | 0 | 61.9 | 54.9 | 7 | 0
2030 | NYISO_A-F_2_IESO | NYISO_A-F | IESO | Internal | Summer | B5 | 200 | 1600 | 0 | 54.54 | 45.17 | 7 | 0
2030 | NYISO_A-F_2_IESO | NYISO_A-F | IESO | Internal | Summer | B6 | 300 | 1600 | 0 | 52.17 | 45.17 | 7 | 0
2030 | NYISO_A-F_2_IESO | NYISO_A-F | IESO | Internal | Summer | B7 | 400 | 1600 | 0 | 47.05 | 40.05 | 7 | 0
2030 | NYISO_A-F_2_IESO | NYISO_A-F | IESO | Internal | Summer | B8 | 500 | 1600 | 0 | 45.41 | 37.91 | 7 | 0
2030 | NYISO_A-F_2_IESO | NYISO_A-F | IESO | Internal | Summer | B9 | 800 | 1600 | 0 | 44.91 | 37.91 | 7 | 0
2030 | NYISO_A-F_2_IESO | NYISO_A-F | IESO | Internal | Summer | B10 | 1262 | 1600 | 0 | 44.91 | 37.91 | 7 | 0
2030 | NYISO_A-F_2_IESO | NYISO_A-F | IESO | Internal | Winter | B16 | 25 | 1600 | 0 | 55.45 | 48.45 | 7 | 0
2030 | NYISO_A-F_2_IESO | NYISO_A-F | IESO | Internal | Winter | B17 | 100 | 1600 | 0 | 55.45 | 48.45 | 7 | 0
2030 | NYISO_A-F_2_IESO | NYISO_A-F | IESO | Internal | Winter | B18 | 400 | 1600 | 0 | 51.6 | 44.6 | 7 | 0
2030 | NYISO_A-F_2_IESO | NYISO_A-F | IESO | Internal | Winter | B19 | 700 | 1600 | 0 | 51.6 | 44.6 | 7 | 0
2030 | NYISO_A-F_2_IESO | NYISO_A-F | IESO | Internal | Winter | B20 | 935 | 1600 | 0 | 51.6 | 44.6 | 7 | 0
2030 | NYISO_A-F_2_NEISO | NYISO_A-F | NEISO | Internal | Shoulder | B11 | 25 | 600 | 0 | 51.8 | 44.17 | 3 | 0
2030 | NYISO_A-F_2_NEISO | NYISO_A-F | NEISO | Internal | Shoulder | B12 | 200 | 600 | 0 | 52.1 | 44.17 | 3 | 0
2030 | NYISO_A-F_2_NEISO | NYISO_A-F | NEISO | Internal | Shoulder | B13 | 600 | 600 | 0 | 47.21 | 44.17 | 3 | 0
2030 | NYISO_A-F_2_NEISO | NYISO_A-F | NEISO | Internal | Shoulder | B14 | 900 | 600 | 0 | 47.21 | 44.17 | 3 | 0
2030 | NYISO_A-F_2_NEISO | NYISO_A-F | NEISO | Internal | Shoulder | B15 | 1203 | 600 | 0 | 47.21 | 44.17 | 3 | 0
2030 | NYISO_A-F_2_NEISO | NYISO_A-F | NEISO | Internal | Summer | B1 | 10 | 600 | 598.78 | 96.84 | 99.85 | 3 | 0.01
2030 | NYISO_A-F_2_NEISO | NYISO_A-F | NEISO | Internal | Summer | B2 | 25 | 600 | 199.31 | 78.54 | 81.54 | 3 | 0
2030 | NYISO_A-F_2_NEISO | NYISO_A-F | NEISO | Internal | Summer | B3 | 75 | 600 | 0 | 65.79 | 62.8 | 3 | 0
2030 | NYISO_A-F_2_NEISO | NYISO_A-F | NEISO | Internal | Summer | B4 | 100 | 600 | 0 | 61.9 | 56.8 | 3 | 0
2030 | NYISO_A-F_2_NEISO | NYISO_A-F | NEISO | Internal | Summer | B5 | 200 | 600 | 0 | 54.54 | 44.86 | 3 | 0
2030 | NYISO_A-F_2_NEISO | NYISO_A-F | NEISO | Internal | Summer | B6 | 300 | 600 | 0 | 52.17 | 40.82 | 3 | 0
2030 | NYISO_A-F_2_NEISO | NYISO_A-F | NEISO | Internal | Summer | B7 | 400 | 600 | 0 | 47.05 | 40.82 | 3 | 0
2030 | NYISO_A-F_2_NEISO | NYISO_A-F | NEISO | Internal | Summer | B8 | 500 | 600 | 0 | 45.41 | 40.82 | 3 | 0
2030 | NYISO_A-F_2_NEISO | NYISO_A-F | NEISO | Internal | Summer | B9 | 800 | 600 | 0 | 44.91 | 40.82 | 3 | 0
2030 | NYISO_A-F_2_NEISO | NYISO_A-F | NEISO | Internal | Summer | B10 | 1262 | 600 | 0 | 44.91 | 40.82 | 3 | 0
2030 | NYISO_A-F_2_NEISO | NYISO_A-F | NEISO | Internal | Winter | B16 | 25 | 600 | 0 | 55.45 | 54.51 | 3 | 0
2030 | NYISO_A-F_2_NEISO | NYISO_A-F | NEISO | Internal | Winter | B17 | 100 | 600 | 0 | 55.45 | 54.51 | 3 | 0
2030 | NYISO_A-F_2_NEISO | NYISO_A-F | NEISO | Internal | Winter | B18 | 400 | 600 | 0 | 51.6 | 54.51 | 3 | 0
2030 | NYISO_A-F_2_NEISO | NYISO_A-F | NEISO | Internal | Winter | B19 | 700 | 600 | 0 | 51.6 | 54.51 | 3 | 0
2030 | NYISO_A-F_2_NEISO | NYISO_A-F | NEISO | Internal | Winter | B20 | 935 | 600 | 0 | 51.6 | 54.51 | 3 | 0
2030 | NYISO_A-F_2_NYISO_G-I | NYISO_A-F | NYISO_G-I | Internal | Shoulder | B11 | 25 | 4250 | 4250 | 51.8 | 63.3 | 0.01 | 11.49
2030 | NYISO_A-F_2_NYISO_G-I | NYISO_A-F | NYISO_G-I | Internal | Shoulder | B12 | 200 | 4250 | 4071.86 | 52.1 | 52.11 | 0.01 | 0
2030 | NYISO_A-F_2_NYISO_G-I | NYISO_A-F | NYISO_G-I | Internal | Shoulder | B13 | 600 | 4250 | 4141.74 | 47.21 | 47.23 | 0.01 | 0
2030 | NYISO_A-F_2_NYISO_G-I | NYISO_A-F | NYISO_G-I | Internal | Shoulder | B14 | 900 | 4250 | 3309.34 | 47.21 | 47.23 | 0.01 | 0
2030 | NYISO_A-F_2_NYISO_G-I | NYISO_A-F | NYISO_G-I | Internal | Shoulder | B15 | 1203 | 4250 | 889.87 | 47.21 | 47.23 | 0.01 | 0
2030 | NYISO_A-F_2_NYISO_G-I | NYISO_A-F | NYISO_G-I | Internal | Summer | B1 | 10 | 4250 | 4149.8 | 96.84 | 96.85 | 0.01 | 0
2030 | NYISO_A-F_2_NYISO_G-I | NYISO_A-F | NYISO_G-I | Internal | Summer | B2 | 25 | 4250 | 4250 | 78.54 | 84.53 | 0.01 | 5.98
2030 | NYISO_A-F_2_NYISO_G-I | NYISO_A-F | NYISO_G-I | Internal | Summer | B3 | 75 | 4250 | 3098.88 | 65.79 | 65.8 | 0.01 | 0
2030 | NYISO_A-F_2_NYISO_G-I | NYISO_A-F | NYISO_G-I | Internal | Summer | B4 | 100 | 4250 | 3651.75 | 61.9 | 61.91 | 0.01 | 0
2030 | NYISO_A-F_2_NYISO_G-I | NYISO_A-F | NYISO_G-I | Internal | Summer | B5 | 200 | 4250 | 4250 | 54.54 | 58.33 | 0.01 | 3.78
2030 | NYISO_A-F_2_NYISO_G-I | NYISO_A-F | NYISO_G-I | Internal | Summer | B6 | 300 | 4250 | 3923.76 | 52.17 | 52.18 | 0.01 | 0
2030 | NYISO_A-F_2_NYISO_G-I | NYISO_A-F | NYISO_G-I | Internal | Summer | B7 | 400 | 4250 | 3706.03 | 47.05 | 47.06 | 0.01 | 0
2030 | NYISO_A-F_2_NYISO_G-I | NYISO_A-F | NYISO_G-I | Internal | Summer | B8 | 500 | 4250 | 3391.29 | 45.41 | 45.43 | 0.01 | 0
2030 | NYISO_A-F_2_NYISO_G-I | NYISO_A-F | NYISO_G-I | Internal | Summer | B9 | 800 | 4250 | 2161.46 | 44.91 | 44.92 | 0.01 | 0
2030 | NYISO_A-F_2_NYISO_G-I | NYISO_A-F | NYISO_G-I | Internal | Summer | B10 | 1262 | 4250 | 0 | 44.91 | 44.9 | 0.01 | 0
2030 | NYISO_A-F_2_NYISO_G-I | NYISO_A-F | NYISO_G-I | Internal | Winter | B16 | 25 | 4250 | 4250 | 55.45 | 71.26 | 0.01 | 15.8
2030 | NYISO_A-F_2_NYISO_G-I | NYISO_A-F | NYISO_G-I | Internal | Winter | B17 | 100 | 4250 | 4250 | 55.45 | 57.51 | 0.01 | 2.05
2030 | NYISO_A-F_2_NYISO_G-I | NYISO_A-F | NYISO_G-I | Internal | Winter | B18 | 400 | 4250 | 4250 | 51.6 | 57.51 | 0.01 | 5.9
2030 | NYISO_A-F_2_NYISO_G-I | NYISO_A-F | NYISO_G-I | Internal | Winter | B19 | 700 | 4250 | 4250 | 51.6 | 56.69 | 0.01 | 5.08
2030 | NYISO_A-F_2_NYISO_G-I | NYISO_A-F | NYISO_G-I | Internal | Winter | B20 | 935 | 4250 | 4250 | 51.6 | 54.01 | 0.01 | 2.4
2030 | NYISO_A-F_2_PJM_ROM | NYISO_A-F | PJM_ROM | Internal | Shoulder | B11 | 25 | 1000 | 1000 | 51.8 | 67.74 | 8 | 7.94
2030 | NYISO_A-F_2_PJM_ROM | NYISO_A-F | PJM_ROM | Internal | Shoulder | B12 | 200 | 1000 | 999.96 | 52.1 | 60.13 | 8 | 0.02
2030 | NYISO_A-F_2_PJM_ROM | NYISO_A-F | PJM_ROM | Internal | Shoulder | B13 | 600 | 1000 | 0 | 47.21 | 50.67 | 8 | 0
2030 | NYISO_A-F_2_PJM_ROM | NYISO_A-F | PJM_ROM | Internal | Shoulder | B14 | 900 | 1000 | 0 | 47.21 | 47.75 | 8 | 0
2030 | NYISO_A-F_2_PJM_ROM | NYISO_A-F | PJM_ROM | Internal | Shoulder | B15 | 1203 | 1000 | 0 | 47.21 | 45.39 | 8 | 0
2030 | NYISO_A-F_2_PJM_ROM | NYISO_A-F | PJM_ROM | Internal | Summer | B1 | 10 | 1000 | 0.02 | 96.84 | 103.78 | 8 | 0
2030 | NYISO_A-F_2_PJM_ROM | NYISO_A-F | PJM_ROM | Internal | Summer | B2 | 25 | 1000 | 0 | 78.54 | 80.55 | 8 | 0
2030 | NYISO_A-F_2_PJM_ROM | NYISO_A-F | PJM_ROM | Internal | Summer | B3 | 75 | 1000 | 999.9 | 65.79 | 73.81 | 8 | 0.02
2030 | NYISO_A-F_2_PJM_ROM | NYISO_A-F | PJM_ROM | Internal | Summer | B4 | 100 | 1000 | 1000 | 61.9 | 73.79 | 8 | 3.89
2030 | NYISO_A-F_2_PJM_ROM | NYISO_A-F | PJM_ROM | Internal | Summer | B5 | 200 | 1000 | 1000 | 54.54 | 69.06 | 8 | 6.52
2030 | NYISO_A-F_2_PJM_ROM | NYISO_A-F | PJM_ROM | Internal | Summer | B6 | 300 | 1000 | 0 | 52.17 | 58.78 | 8 | 0
2030 | NYISO_A-F_2_PJM_ROM | NYISO_A-F | PJM_ROM | Internal | Summer | B7 | 400 | 1000 | 0 | 47.05 | 49.05 | 8 | 0
2030 | NYISO_A-F_2_PJM_ROM | NYISO_A-F | PJM_ROM | Internal | Summer | B8 | 500 | 1000 | 0 | 45.41 | 45.96 | 8 | 0
2030 | NYISO_A-F_2_PJM_ROM | NYISO_A-F | PJM_ROM | Internal | Summer | B9 | 800 | 1000 | 0 | 44.91 | 44.37 | 8 | 0
2030 | NYISO_A-F_2_PJM_ROM | NYISO_A-F | PJM_ROM | Internal | Summer | B10 | 1262 | 1000 | 0 | 44.91 | 41.37 | 8 | 0
2030 | NYISO_A-F_2_PJM_ROM | NYISO_A-F | PJM_ROM | Internal | Winter | B16 | 25 | 1000 | 1000 | 55.45 | 79.27 | 8 | 15.83
2030 | NYISO_A-F_2_PJM_ROM | NYISO_A-F | PJM_ROM | Internal | Winter | B17 | 100 | 1000 | 521.62 | 55.45 | 63.45 | 8 | 0
2030 | NYISO_A-F_2_PJM_ROM | NYISO_A-F | PJM_ROM | Internal | Winter | B18 | 400 | 1000 | 0 | 51.6 | 53.63 | 8 | 0
2030 | NYISO_A-F_2_PJM_ROM | NYISO_A-F | PJM_ROM | Internal | Winter | B19 | 700 | 1000 | 0 | 51.6 | 52.39 | 8 | 0
2030 | NYISO_A-F_2_PJM_ROM | NYISO_A-F | PJM_ROM | Internal | Winter | B20 | 935 | 1000 | 0 | 51.6 | 48 | 8 | 0
2030 | NYISO_G-I_2_NEISO | NYISO_G-I | NEISO | Internal | Shoulder | B11 | 25 | 600 | 0 | 63.3 | 44.17 | 3 | 0
2030 | NYISO_G-I_2_NEISO | NYISO_G-I | NEISO | Internal | Shoulder | B12 | 200 | 600 | 0 | 52.11 | 44.17 | 3 | 0
2030 | NYISO_G-I_2_NEISO | NYISO_G-I | NEISO | Internal | Shoulder | B13 | 600 | 600 | 0 | 47.23 | 44.17 | 3 | 0
2030 | NYISO_G-I_2_NEISO | NYISO_G-I | NEISO | Internal | Shoulder | B14 | 900 | 600 | 0 | 47.23 | 44.17 | 3 | 0
2030 | NYISO_G-I_2_NEISO | NYISO_G-I | NEISO | Internal | Shoulder | B15 | 1203 | 600 | 0 | 47.23 | 44.17 | 3 | 0
2030 | NYISO_G-I_2_NEISO | NYISO_G-I | NEISO | Internal | Summer | B1 | 10 | 600 | 445.15 | 96.85 | 99.85 | 3 | 0
2030 | NYISO_G-I_2_NEISO | NYISO_G-I | NEISO | Internal | Summer | B2 | 25 | 600 | 0 | 84.53 | 81.54 | 3 | 0
2030 | NYISO_G-I_2_NEISO | NYISO_G-I | NEISO | Internal | Summer | B3 | 75 | 600 | 0 | 65.8 | 62.8 | 3 | 0
2030 | NYISO_G-I_2_NEISO | NYISO_G-I | NEISO | Internal | Summer | B4 | 100 | 600 | 0 | 61.91 | 56.8 | 3 | 0
2030 | NYISO_G-I_2_NEISO | NYISO_G-I | NEISO | Internal | Summer | B5 | 200 | 600 | 0 | 58.33 | 44.86 | 3 | 0
2030 | NYISO_G-I_2_NEISO | NYISO_G-I | NEISO | Internal | Summer | B6 | 300 | 600 | 0 | 52.18 | 40.82 | 3 | 0
2030 | NYISO_G-I_2_NEISO | NYISO_G-I | NEISO | Internal | Summer | B7 | 400 | 600 | 0 | 47.06 | 40.82 | 3 | 0
2030 | NYISO_G-I_2_NEISO | NYISO_G-I | NEISO | Internal | Summer | B8 | 500 | 600 | 0 | 45.43 | 40.82 | 3 | 0
2030 | NYISO_G-I_2_NEISO | NYISO_G-I | NEISO | Internal | Summer | B9 | 800 | 600 | 0 | 44.92 | 40.82 | 3 | 0
2030 | NYISO_G-I_2_NEISO | NYISO_G-I | NEISO | Internal | Summer | B10 | 1262 | 600 | 0 | 44.9 | 40.82 | 3 | 0
2030 | NYISO_G-I_2_NEISO | NYISO_G-I | NEISO | Internal | Winter | B16 | 25 | 600 | 0 | 71.26 | 54.51 | 3 | 0
2030 | NYISO_G-I_2_NEISO | NYISO_G-I | NEISO | Internal | Winter | B17 | 100 | 600 | 0 | 57.51 | 54.51 | 3 | 0
2030 | NYISO_G-I_2_NEISO | NYISO_G-I | NEISO | Internal | Winter | B18 | 400 | 600 | 0 | 57.51 | 54.51 | 3 | 0
2030 | NYISO_G-I_2_NEISO | NYISO_G-I | NEISO | Internal | Winter | B19 | 700 | 600 | 0 | 56.69 | 54.51 | 3 | 0
2030 | NYISO_G-I_2_NEISO | NYISO_G-I | NEISO | Internal | Winter | B20 | 935 | 600 | 0 | 54.01 | 54.51 | 3 | 0
2030 | NYISO_G-I_2_NYISO_A-F | NYISO_G-I | NYISO_A-F | Internal | Shoulder | B11 | 25 | 1999 | 0 | 63.3 | 51.8 | 0.01 | 0
2030 | NYISO_G-I_2_NYISO_A-F | NYISO_G-I | NYISO_A-F | Internal | Shoulder | B12 | 200 | 1999 | 0.04 | 52.11 | 52.1 | 0.01 | 0
2030 | NYISO_G-I_2_NYISO_A-F | NYISO_G-I | NYISO_A-F | Internal | Shoulder | B13 | 600 | 1999 | 0.01 | 47.23 | 47.21 | 0.01 | 0
2030 | NYISO_G-I_2_NYISO_A-F | NYISO_G-I | NYISO_A-F | Internal | Shoulder | B14 | 900 | 1999 | 0 | 47.23 | 47.21 | 0.01 | 0
2030 | NYISO_G-I_2_NYISO_A-F | NYISO_G-I | NYISO_A-F | Internal | Shoulder | B15 | 1203 | 1999 | 0 | 47.23 | 47.21 | 0.01 | 0
2030 | NYISO_G-I_2_NYISO_A-F | NYISO_G-I | NYISO_A-F | Internal | Summer | B1 | 10 | 1999 | 0.61 | 96.85 | 96.84 | 0.01 | 0
2030 | NYISO_G-I_2_NYISO_A-F | NYISO_G-I | NYISO_A-F | Internal | Summer | B2 | 25 | 1999 | 0 | 84.53 | 78.54 | 0.01 | 0
2030 | NYISO_G-I_2_NYISO_A-F | NYISO_G-I | NYISO_A-F | Internal | Summer | B3 | 75 | 1999 | 0.1 | 65.8 | 65.79 | 0.01 | 0
2030 | NYISO_G-I_2_NYISO_A-F | NYISO_G-I | NYISO_A-F | Internal | Summer | B4 | 100 | 1999 | 0.07 | 61.91 | 61.9 | 0.01 | 0
2030 | NYISO_G-I_2_NYISO_A-F | NYISO_G-I | NYISO_A-F | Internal | Summer | B5 | 200 | 1999 | 0 | 58.33 | 54.54 | 0.01 | 0
2030 | NYISO_G-I_2_NYISO_A-F | NYISO_G-I | NYISO_A-F | Internal | Summer | B6 | 300 | 1999 | 0.03 | 52.18 | 52.17 | 0.01 | 0
2030 | NYISO_G-I_2_NYISO_A-F | NYISO_G-I | NYISO_A-F | Internal | Summer | B7 | 400 | 1999 | 0.02 | 47.06 | 47.05 | 0.01 | 0
2030 | NYISO_G-I_2_NYISO_A-F | NYISO_G-I | NYISO_A-F | Internal | Summer | B8 | 500 | 1999 | 0.02 | 45.43 | 45.41 | 0.01 | 0
2030 | NYISO_G-I_2_NYISO_A-F | NYISO_G-I | NYISO_A-F | Internal | Summer | B9 | 800 | 1999 | 0 | 44.92 | 44.91 | 0.01 | 0
2030 | NYISO_G-I_2_NYISO_A-F | NYISO_G-I | NYISO_A-F | Internal | Summer | B10 | 1262 | 1999 | 411.35 | 44.9 | 44.91 | 0.01 | 0
2030 | NYISO_G-I_2_NYISO_A-F | NYISO_G-I | NYISO_A-F | Internal | Winter | B16 | 25 | 1999 | 0 | 71.26 | 55.45 | 0.01 | 0
2030 | NYISO_G-I_2_NYISO_A-F | NYISO_G-I | NYISO_A-F | Internal | Winter | B17 | 100 | 1999 | 0 | 57.51 | 55.45 | 0.01 | 0
2030 | NYISO_G-I_2_NYISO_A-F | NYISO_G-I | NYISO_A-F | Internal | Winter | B18 | 400 | 1999 | 0 | 57.51 | 51.6 | 0.01 | 0
2030 | NYISO_G-I_2_NYISO_A-F | NYISO_G-I | NYISO_A-F | Internal | Winter | B19 | 700 | 1999 | 0 | 56.69 | 51.6 | 0.01 | 0
2030 | NYISO_G-I_2_NYISO_A-F | NYISO_G-I | NYISO_A-F | Internal | Winter | B20 | 935 | 1999 | 0 | 54.01 | 51.6 | 0.01 | 0
2030 | NYISO_G-I_2_NYISO_J-K | NYISO_G-I | NYISO_J-K | Internal | Shoulder | B11 | 25 | 6130 | 6035.6 | 63.3 | 63.31 | 0.01 | 0
2030 | NYISO_G-I_2_NYISO_J-K | NYISO_G-I | NYISO_J-K | Internal | Shoulder | B12 | 200 | 6130 | 5286.36 | 52.11 | 52.13 | 0.01 | 0
2030 | NYISO_G-I_2_NYISO_J-K | NYISO_G-I | NYISO_J-K | Internal | Shoulder | B13 | 600 | 6130 | 6130 | 47.23 | 47.52 | 0.01 | 0.28
2030 | NYISO_G-I_2_NYISO_J-K | NYISO_G-I | NYISO_J-K | Internal | Shoulder | B14 | 900 | 6130 | 5473.59 | 47.23 | 47.24 | 0.01 | 0
2030 | NYISO_G-I_2_NYISO_J-K | NYISO_G-I | NYISO_J-K | Internal | Shoulder | B15 | 1203 | 6130 | 3544.04 | 47.23 | 47.24 | 0.01 | 0
2030 | NYISO_G-I_2_NYISO_J-K | NYISO_G-I | NYISO_J-K | Internal | Summer | B1 | 10 | 6130 | 4053 | 96.85 | 96.87 | 0.01 | 0
2030 | NYISO_G-I_2_NYISO_J-K | NYISO_G-I | NYISO_J-K | Internal | Summer | B2 | 25 | 6130 | 4721.06 | 84.53 | 84.54 | 0.01 | 0
2030 | NYISO_G-I_2_NYISO_J-K | NYISO_G-I | NYISO_J-K | Internal | Summer | B3 | 75 | 6130 | 3841.61 | 65.8 | 65.81 | 0.01 | 0
2030 | NYISO_G-I_2_NYISO_J-K | NYISO_G-I | NYISO_J-K | Internal | Summer | B4 | 100 | 6130 | 3985.84 | 61.91 | 61.92 | 0.01 | 0
2030 | NYISO_G-I_2_NYISO_J-K | NYISO_G-I | NYISO_J-K | Internal | Summer | B5 | 200 | 6130 | 4737.09 | 58.33 | 58.34 | 0.01 | 0
2030 | NYISO_G-I_2_NYISO_J-K | NYISO_G-I | NYISO_J-K | Internal | Summer | B6 | 300 | 6130 | 6130 | 52.18 | 58.34 | 0.01 | 6.15
2030 | NYISO_G-I_2_NYISO_J-K | NYISO_G-I | NYISO_J-K | Internal | Summer | B7 | 400 | 6130 | 6130 | 47.06 | 58.34 | 0.01 | 11.27
2030 | NYISO_G-I_2_NYISO_J-K | NYISO_G-I | NYISO_J-K | Internal | Summer | B8 | 500 | 6130 | 5970.36 | 45.43 | 45.44 | 0.01 | 0
2030 | NYISO_G-I_2_NYISO_J-K | NYISO_G-I | NYISO_J-K | Internal | Summer | B9 | 800 | 6130 | 4974.98 | 44.92 | 44.93 | 0.01 | 0
2030 | NYISO_G-I_2_NYISO_J-K | NYISO_G-I | NYISO_J-K | Internal | Summer | B10 | 1262 | 6130 | 2916.82 | 44.9 | 44.91 | 0.01 | 0
2030 | NYISO_G-I_2_NYISO_J-K | NYISO_G-I | NYISO_J-K | Internal | Winter | B16 | 25 | 6130 | 6130 | 71.26 | 80.71 | 0.01 | 9.44
2030 | NYISO_G-I_2_NYISO_J-K | NYISO_G-I | NYISO_J-K | Internal | Winter | B17 | 100 | 6130 | 6130 | 57.51 | 65.05 | 0.01 | 7.52
2030 | NYISO_G-I_2_NYISO_J-K | NYISO_G-I | NYISO_J-K | Internal | Winter | B18 | 400 | 6130 | 6130 | 57.51 | 60.41 | 0.01 | 2.89
2030 | NYISO_G-I_2_NYISO_J-K | NYISO_G-I | NYISO_J-K | Internal | Winter | B19 | 700 | 6130 | 6130 | 56.69 | 60.41 | 0.01 | 3.71
2030 | NYISO_G-I_2_NYISO_J-K | NYISO_G-I | NYISO_J-K | Internal | Winter | B20 | 935 | 6130 | 6130 | 54.01 | 55.11 | 0.01 | 1.09
2030 | NYISO_G-I_2_PJM_E | NYISO_G-I | PJM_E | Internal | Shoulder | B11 | 25 | 1500 | 0 | 63.3 | 67.73 | 8 | 0
2030 | NYISO_G-I_2_PJM_E | NYISO_G-I | PJM_E | Internal | Shoulder | B12 | 200 | 1500 | 650.57 | 52.11 | 60.11 | 8 | 0
2030 | NYISO_G-I_2_PJM_E | NYISO_G-I | PJM_E | Internal | Shoulder | B13 | 600 | 1500 | 0 | 47.23 | 50.66 | 8 | 0
2030 | NYISO_G-I_2_PJM_E | NYISO_G-I | PJM_E | Internal | Shoulder | B14 | 900 | 1500 | 0 | 47.23 | 47.74 | 8 | 0
2030 | NYISO_G-I_2_PJM_E | NYISO_G-I | PJM_E | Internal | Shoulder | B15 | 1203 | 1500 | 0 | 47.23 | 45.4 | 8 | 0
2030 | NYISO_G-I_2_PJM_E | NYISO_G-I | PJM_E | Internal | Summer | B1 | 10 | 1500 | 0.02 | 96.85 | 103.79 | 8 | 0
2030 | NYISO_G-I_2_PJM_E | NYISO_G-I | PJM_E | Internal | Summer | B2 | 25 | 1500 | 0 | 84.53 | 80.56 | 8 | 0
2030 | NYISO_G-I_2_PJM_E | NYISO_G-I | PJM_E | Internal | Summer | B3 | 75 | 1500 | 691.35 | 65.8 | 73.8 | 8 | 0
2030 | NYISO_G-I_2_PJM_E | NYISO_G-I | PJM_E | Internal | Summer | B4 | 100 | 1500 | 1500 | 61.91 | 73.78 | 8 | 3.87
2030 | NYISO_G-I_2_PJM_E | NYISO_G-I | PJM_E | Internal | Summer | B5 | 200 | 1500 | 1500 | 58.33 | 69.04 | 8 | 2.72
2030 | NYISO_G-I_2_PJM_E | NYISO_G-I | PJM_E | Internal | Summer | B6 | 300 | 1500 | 0 | 52.18 | 58.77 | 8 | 0
2030 | NYISO_G-I_2_PJM_E | NYISO_G-I | PJM_E | Internal | Summer | B7 | 400 | 1500 | 0 | 47.06 | 49.04 | 8 | 0
2030 | NYISO_G-I_2_PJM_E | NYISO_G-I | PJM_E | Internal | Summer | B8 | 500 | 1500 | 0 | 45.43 | 45.97 | 8 | 0
2030 | NYISO_G-I_2_PJM_E | NYISO_G-I | PJM_E | Internal | Summer | B9 | 800 | 1500 | 0 | 44.92 | 44.38 | 8 | 0
2030 | NYISO_G-I_2_PJM_E | NYISO_G-I | PJM_E | Internal | Summer | B10 | 1262 | 1500 | 0 | 44.9 | 41.38 | 8 | 0
2030 | NYISO_G-I_2_PJM_E | NYISO_G-I | PJM_E | Internal | Winter | B16 | 25 | 1500 | 187.58 | 71.26 | 79.26 | 8 | 0
2030 | NYISO_G-I_2_PJM_E | NYISO_G-I | PJM_E | Internal | Winter | B17 | 100 | 1500 | 0 | 57.51 | 63.46 | 8 | 0
2030 | NYISO_G-I_2_PJM_E | NYISO_G-I | PJM_E | Internal | Winter | B18 | 400 | 1500 | 0 | 57.51 | 53.64 | 8 | 0
2030 | NYISO_G-I_2_PJM_E | NYISO_G-I | PJM_E | Internal | Winter | B19 | 700 | 1500 | 0 | 56.69 | 52.4 | 8 | 0
2030 | NYISO_G-I_2_PJM_E | NYISO_G-I | PJM_E | Internal | Winter | B20 | 935 | 1500 | 0 | 54.01 | 48.01 | 8 | 0
2030 | NYISO_J-K_2_NEISO | NYISO_J-K | NEISO | Internal | Shoulder | B11 | 25 | 0.01 | 0 | 63.31 | 44.17 | 3 | 0.59
2030 | NYISO_J-K_2_NEISO | NYISO_J-K | NEISO | Internal | Shoulder | B12 | 200 | 0.01 | 0 | 52.13 | 44.17 | 3 | 0.09
2030 | NYISO_J-K_2_NEISO | NYISO_J-K | NEISO | Internal | Shoulder | B13 | 600 | 0.01 | 0 | 47.52 | 44.17 | 3 | 0.03
2030 | NYISO_J-K_2_NEISO | NYISO_J-K | NEISO | Internal | Shoulder | B14 | 900 | 0.01 | 0 | 47.24 | 44.17 | 3 | 0.02
2030 | NYISO_J-K_2_NEISO | NYISO_J-K | NEISO | Internal | Shoulder | B15 | 1203 | 0.01 | 0 | 47.24 | 44.17 | 3 | 0.02
2030 | NYISO_J-K_2_NEISO | NYISO_J-K | NEISO | Internal | Summer | B1 | 10 | 0.01 | 0 | 96.87 | 99.85 | 3 | 2.6
2030 | NYISO_J-K_2_NEISO | NYISO_J-K | NEISO | Internal | Summer | B2 | 25 | 0.01 | 0 | 84.54 | 81.54 | 3 | 0.66
2030 | NYISO_J-K_2_NEISO | NYISO_J-K | NEISO | Internal | Summer | B3 | 75 | 0.01 | 0 | 65.81 | 62.8 | 3 | 0.24
2030 | NYISO_J-K_2_NEISO | NYISO_J-K | NEISO | Internal | Summer | B4 | 100 | 0.01 | 0 | 61.92 | 56.8 | 3 | 0.18
2030 | NYISO_J-K_2_NEISO | NYISO_J-K | NEISO | Internal | Summer | B5 | 200 | 0.01 | 0 | 58.34 | 44.86 | 3 | 0.09
2030 | NYISO_J-K_2_NEISO | NYISO_J-K | NEISO | Internal | Summer | B6 | 300 | 0.01 | 0 | 58.34 | 40.82 | 3 | 0.06
2030 | NYISO_J-K_2_NEISO | NYISO_J-K | NEISO | Internal | Summer | B7 | 400 | 0.01 | 0 | 58.34 | 40.82 | 3 | 0.04
2030 | NYISO_J-K_2_NEISO | NYISO_J-K | NEISO | Internal | Summer | B8 | 500 | 0.01 | 0 | 45.44 | 40.82 | 3 | 0.04
2030 | NYISO_J-K_2_NEISO | NYISO_J-K | NEISO | Internal | Summer | B9 | 800 | 0.01 | 0 | 44.93 | 40.82 | 3 | 0.02
2030 | NYISO_J-K_2_NEISO | NYISO_J-K | NEISO | Internal | Summer | B10 | 1262 | 0.01 | 0 | 44.91 | 40.82 | 3 | 0.01
2030 | NYISO_J-K_2_NEISO | NYISO_J-K | NEISO | Internal | Winter | B16 | 25 | 0.01 | 0 | 80.71 | 54.51 | 3 | 0.58
2030 | NYISO_J-K_2_NEISO | NYISO_J-K | NEISO | Internal | Winter | B17 | 100 | 0.01 | 0 | 65.05 | 54.51 | 3 | 0.17
2030 | NYISO_J-K_2_NEISO | NYISO_J-K | NEISO | Internal | Winter | B18 | 400 | 0.01 | 0 | 60.41 | 54.51 | 3 | 0.05
2030 | NYISO_J-K_2_NEISO | NYISO_J-K | NEISO | Internal | Winter | B19 | 700 | 0.01 | 0 | 60.41 | 54.51 | 3 | 0.03
2030 | NYISO_J-K_2_NEISO | NYISO_J-K | NEISO | Internal | Winter | B20 | 935 | 0.01 | 0 | 55.11 | 54.51 | 3 | 0.02
2030 | NYISO_J-K_2_NYISO_G-I | NYISO_J-K | NYISO_G-I | Internal | Shoulder | B11 | 25 | 1999 | 0.24 | 63.31 | 63.3 | 0.01 | 0
2030 | NYISO_J-K_2_NYISO_G-I | NYISO_J-K | NYISO_G-I | Internal | Shoulder | B12 | 200 | 1999 | 0.04 | 52.13 | 52.11 | 0.01 | 0
2030 | NYISO_J-K_2_NYISO_G-I | NYISO_J-K | NYISO_G-I | Internal | Shoulder | B13 | 600 | 1999 | 0 | 47.52 | 47.23 | 0.01 | 0
2030 | NYISO_J-K_2_NYISO_G-I | NYISO_J-K | NYISO_G-I | Internal | Shoulder | B14 | 900 | 1999 | 0 | 47.24 | 47.23 | 0.01 | 0
2030 | NYISO_J-K_2_NYISO_G-I | NYISO_J-K | NYISO_G-I | Internal | Shoulder | B15 | 1203 | 1999 | 0 | 47.24 | 47.23 | 0.01 | 0
2030 | NYISO_J-K_2_NYISO_G-I | NYISO_J-K | NYISO_G-I | Internal | Summer | B1 | 10 | 1999 | 0.7 | 96.87 | 96.85 | 0.01 | 0
2030 | NYISO_J-K_2_NYISO_G-I | NYISO_J-K | NYISO_G-I | Internal | Summer | B2 | 25 | 1999 | 0.29 | 84.54 | 84.53 | 0.01 | 0
2030 | NYISO_J-K_2_NYISO_G-I | NYISO_J-K | NYISO_G-I | Internal | Summer | B3 | 75 | 1999 | 0.1 | 65.81 | 65.8 | 0.01 | 0
2030 | NYISO_J-K_2_NYISO_G-I | NYISO_J-K | NYISO_G-I | Internal | Summer | B4 | 100 | 1999 | 0.07 | 61.92 | 61.91 | 0.01 | 0
2030 | NYISO_J-K_2_NYISO_G-I | NYISO_J-K | NYISO_G-I | Internal | Summer | B5 | 200 | 1999 | 0.04 | 58.34 | 58.33 | 0.01 | 0
2030 | NYISO_J-K_2_NYISO_G-I | NYISO_J-K | NYISO_G-I | Internal | Summer | B6 | 300 | 1999 | 0 | 58.34 | 52.18 | 0.01 | 0
2030 | NYISO_J-K_2_NYISO_G-I | NYISO_J-K | NYISO_G-I | Internal | Summer | B7 | 400 | 1999 | 0 | 58.34 | 47.06 | 0.01 | 0
2030 | NYISO_J-K_2_NYISO_G-I | NYISO_J-K | NYISO_G-I | Internal | Summer | B8 | 500 | 1999 | 0.01 | 45.44 | 45.43 | 0.01 | 0
2030 | NYISO_J-K_2_NYISO_G-I | NYISO_J-K | NYISO_G-I | Internal | Summer | B9 | 800 | 1999 | 0 | 44.93 | 44.92 | 0.01 | 0
2030 | NYISO_J-K_2_NYISO_G-I | NYISO_J-K | NYISO_G-I | Internal | Summer | B10 | 1262 | 1999 | 0 | 44.91 | 44.9 | 0.01 | 0
2030 | NYISO_J-K_2_NYISO_G-I | NYISO_J-K | NYISO_G-I | Internal | Winter | B16 | 25 | 1999 | 0 | 80.71 | 71.26 | 0.01 | 0
2030 | NYISO_J-K_2_NYISO_G-I | NYISO_J-K | NYISO_G-I | Internal | Winter | B17 | 100 | 1999 | 0 | 65.05 | 57.51 | 0.01 | 0
2030 | NYISO_J-K_2_NYISO_G-I | NYISO_J-K | NYISO_G-I | Internal | Winter | B18 | 400 | 1999 | 0 | 60.41 | 57.51 | 0.01 | 0
2030 | NYISO_J-K_2_NYISO_G-I | NYISO_J-K | NYISO_G-I | Internal | Winter | B19 | 700 | 1999 | 0 | 60.41 | 56.69 | 0.01 | 0
2030 | NYISO_J-K_2_NYISO_G-I | NYISO_J-K | NYISO_G-I | Internal | Winter | B20 | 935 | 1999 | 0 | 55.11 | 54.01 | 0.01 | 0
2030 | NYISO_J-K_2_PJM_E | NYISO_J-K | PJM_E | Internal | Shoulder | B11 | 25 | 0.01 | 0 | 63.31 | 67.73 | 8 | 0.67
2030 | NYISO_J-K_2_PJM_E | NYISO_J-K | PJM_E | Internal | Shoulder | B12 | 200 | 0.01 | 0 | 52.13 | 60.11 | 8 | 0.15
2030 | NYISO_J-K_2_PJM_E | NYISO_J-K | PJM_E | Internal | Shoulder | B13 | 600 | 0.01 | 0 | 47.52 | 50.66 | 8 | 0.03
2030 | NYISO_J-K_2_PJM_E | NYISO_J-K | PJM_E | Internal | Shoulder | B14 | 900 | 0.01 | 0 | 47.24 | 47.74 | 8 | 0.02
2030 | NYISO_J-K_2_PJM_E | NYISO_J-K | PJM_E | Internal | Shoulder | B15 | 1203 | 0.01 | 0 | 47.24 | 45.4 | 8 | 0.02
2030 | NYISO_J-K_2_PJM_E | NYISO_J-K | PJM_E | Internal | Summer | B1 | 10 | 0.01 | 0 | 96.87 | 103.79 | 8 | 2.16
2030 | NYISO_J-K_2_PJM_E | NYISO_J-K | PJM_E | Internal | Summer | B2 | 25 | 0.01 | 0 | 84.54 | 80.56 | 8 | 0.62
2030 | NYISO_J-K_2_PJM_E | NYISO_J-K | PJM_E | Internal | Summer | B3 | 75 | 0.01 | 0 | 65.81 | 73.8 | 8 | 0.38
2030 | NYISO_J-K_2_PJM_E | NYISO_J-K | PJM_E | Internal | Summer | B4 | 100 | 0.01 | 0 | 61.92 | 73.78 | 8 | 4.04
2030 | NYISO_J-K_2_PJM_E | NYISO_J-K | PJM_E | Internal | Summer | B5 | 200 | 0.01 | 0 | 58.34 | 69.04 | 8 | 2.8
2030 | NYISO_J-K_2_PJM_E | NYISO_J-K | PJM_E | Internal | Summer | B6 | 300 | 0.01 | 0 | 58.34 | 58.77 | 8 | 0.06
2030 | NYISO_J-K_2_PJM_E | NYISO_J-K | PJM_E | Internal | Summer | B7 | 400 | 0.01 | 0 | 58.34 | 49.04 | 8 | 0.04
2030 | NYISO_J-K_2_PJM_E | NYISO_J-K | PJM_E | Internal | Summer | B8 | 500 | 0.01 | 0 | 45.44 | 45.97 | 8 | 0.04
2030 | NYISO_J-K_2_PJM_E | NYISO_J-K | PJM_E | Internal | Summer | B9 | 800 | 0.01 | 0 | 44.93 | 44.38 | 8 | 0.02
2030 | NYISO_J-K_2_PJM_E | NYISO_J-K | PJM_E | Internal | Summer | B10 | 1262 | 0.01 | 0 | 44.91 | 41.38 | 8 | 0.01
2030 | NYISO_J-K_2_PJM_E | NYISO_J-K | PJM_E | Internal | Winter | B16 | 25 | 0.01 | 0 | 80.71 | 79.26 | 8 | 0.63
2030 | NYISO_J-K_2_PJM_E | NYISO_J-K | PJM_E | Internal | Winter | B17 | 100 | 0.01 | 0 | 65.05 | 63.46 | 8 | 0.18
2030 | NYISO_J-K_2_PJM_E | NYISO_J-K | PJM_E | Internal | Winter | B18 | 400 | 0.01 | 0 | 60.41 | 53.64 | 8 | 0.04
2030 | NYISO_J-K_2_PJM_E | NYISO_J-K | PJM_E | Internal | Winter | B19 | 700 | 0.01 | 0 | 60.41 | 52.4 | 8 | 0.03
2030 | NYISO_J-K_2_PJM_E | NYISO_J-K | PJM_E | Internal | Winter | B20 | 935 | 0.01 | 0 | 55.11 | 48.01 | 8 | 0.02
2030 | PJM_E_2_NYISO_G-I | PJM_E | NYISO_G-I | Internal | Shoulder | B11 | 25 | 500 | 0 | 67.73 | 63.3 | 6 | 0
2030 | PJM_E_2_NYISO_G-I | PJM_E | NYISO_G-I | Internal | Shoulder | B12 | 200 | 500 | 0 | 60.11 | 52.11 | 6 | 0
2030 | PJM_E_2_NYISO_G-I | PJM_E | NYISO_G-I | Internal | Shoulder | B13 | 600 | 500 | 0 | 50.66 | 47.23 | 6 | 0
2030 | PJM_E_2_NYISO_G-I | PJM_E | NYISO_G-I | Internal | Shoulder | B14 | 900 | 500 | 0 | 47.74 | 47.23 | 6 | 0
2030 | PJM_E_2_NYISO_G-I | PJM_E | NYISO_G-I | Internal | Shoulder | B15 | 1203 | 500 | 0 | 45.4 | 47.23 | 6 | 0
2030 | PJM_E_2_NYISO_G-I | PJM_E | NYISO_G-I | Internal | Summer | B1 | 10 | 500 | 0 | 103.79 | 96.85 | 6 | 0
2030 | PJM_E_2_NYISO_G-I | PJM_E | NYISO_G-I | Internal | Summer | B2 | 25 | 500 | 0 | 80.56 | 84.53 | 6 | 0
2030 | PJM_E_2_NYISO_G-I | PJM_E | NYISO_G-I | Internal | Summer | B3 | 75 | 500 | 0 | 73.8 | 65.8 | 6 | 0
2030 | PJM_E_2_NYISO_G-I | PJM_E | NYISO_G-I | Internal | Summer | B4 | 100 | 500 | 0 | 73.78 | 61.91 | 6 | 0
2030 | PJM_E_2_NYISO_G-I | PJM_E | NYISO_G-I | Internal | Summer | B5 | 200 | 500 | 0 | 69.04 | 58.33 | 6 | 0
2030 | PJM_E_2_NYISO_G-I | PJM_E | NYISO_G-I | Internal | Summer | B6 | 300 | 500 | 0 | 58.77 | 52.18 | 6 | 0
2030 | PJM_E_2_NYISO_G-I | PJM_E | NYISO_G-I | Internal | Summer | B7 | 400 | 500 | 0 | 49.04 | 47.06 | 6 | 0
2030 | PJM_E_2_NYISO_G-I | PJM_E | NYISO_G-I | Internal | Summer | B8 | 500 | 500 | 0 | 45.97 | 45.43 | 6 | 0
2030 | PJM_E_2_NYISO_G-I | PJM_E | NYISO_G-I | Internal | Summer | B9 | 800 | 500 | 0 | 44.38 | 44.92 | 6 | 0
2030 | PJM_E_2_NYISO_G-I | PJM_E | NYISO_G-I | Internal | Summer | B10 | 1262 | 500 | 0 | 41.38 | 44.9 | 6 | 0
2030 | PJM_E_2_NYISO_G-I | PJM_E | NYISO_G-I | Internal | Winter | B16 | 25 | 500 | 0 | 79.26 | 71.26 | 6 | 0
2030 | PJM_E_2_NYISO_G-I | PJM_E | NYISO_G-I | Internal | Winter | B17 | 100 | 500 | 0 | 63.46 | 57.51 | 6 | 0
2030 | PJM_E_2_NYISO_G-I | PJM_E | NYISO_G-I | Internal | Winter | B18 | 400 | 500 | 0 | 53.64 | 57.51 | 6 | 0
2030 | PJM_E_2_NYISO_G-I | PJM_E | NYISO_G-I | Internal | Winter | B19 | 700 | 500 | 0 | 52.4 | 56.69 | 6 | 0
2030 | PJM_E_2_NYISO_G-I | PJM_E | NYISO_G-I | Internal | Winter | B20 | 935 | 500 | 278.76 | 48.01 | 54.01 | 6 | 0
2030 | PJM_E_2_NYISO_J-K | PJM_E | NYISO_J-K | Internal | Shoulder | B11 | 25 | 330 | 0 | 67.73 | 63.31 | 6 | 0
2030 | PJM_E_2_NYISO_J-K | PJM_E | NYISO_J-K | Internal | Shoulder | B12 | 200 | 330 | 0 | 60.11 | 52.13 | 6 | 0
2030 | PJM_E_2_NYISO_J-K | PJM_E | NYISO_J-K | Internal | Shoulder | B13 | 600 | 330 | 0 | 50.66 | 47.52 | 6 | 0
2030 | PJM_E_2_NYISO_J-K | PJM_E | NYISO_J-K | Internal | Shoulder | B14 | 900 | 330 | 0 | 47.74 | 47.24 | 6 | 0
2030 | PJM_E_2_NYISO_J-K | PJM_E | NYISO_J-K | Internal | Shoulder | B15 | 1203 | 330 | 0 | 45.4 | 47.24 | 6 | 0
2030 | PJM_E_2_NYISO_J-K | PJM_E | NYISO_J-K | Internal | Summer | B1 | 10 | 330 | 0 | 103.79 | 96.87 | 6 | 0
2030 | PJM_E_2_NYISO_J-K | PJM_E | NYISO_J-K | Internal | Summer | B2 | 25 | 330 | 0 | 80.56 | 84.54 | 6 | 0
2030 | PJM_E_2_NYISO_J-K | PJM_E | NYISO_J-K | Internal | Summer | B3 | 75 | 330 | 0 | 73.8 | 65.81 | 6 | 0
2030 | PJM_E_2_NYISO_J-K | PJM_E | NYISO_J-K | Internal | Summer | B4 | 100 | 330 | 0 | 73.78 | 61.92 | 6 | 0
2030 | PJM_E_2_NYISO_J-K | PJM_E | NYISO_J-K | Internal | Summer | B5 | 200 | 330 | 0 | 69.04 | 58.34 | 6 | 0
2030 | PJM_E_2_NYISO_J-K | PJM_E | NYISO_J-K | Internal | Summer | B6 | 300 | 330 | 0 | 58.77 | 58.34 | 6 | 0
2030 | PJM_E_2_NYISO_J-K | PJM_E | NYISO_J-K | Internal | Summer | B7 | 400 | 330 | 330 | 49.04 | 58.34 | 6 | 3.3
2030 | PJM_E_2_NYISO_J-K | PJM_E | NYISO_J-K | Internal | Summer | B8 | 500 | 330 | 0 | 45.97 | 45.44 | 6 | 0
2030 | PJM_E_2_NYISO_J-K | PJM_E | NYISO_J-K | Internal | Summer | B9 | 800 | 330 | 0 | 44.38 | 44.93 | 6 | 0
2030 | PJM_E_2_NYISO_J-K | PJM_E | NYISO_J-K | Internal | Summer | B10 | 1262 | 330 | 0 | 41.38 | 44.91 | 6 | 0
2030 | PJM_E_2_NYISO_J-K | PJM_E | NYISO_J-K | Internal | Winter | B16 | 25 | 330 | 0 | 79.26 | 80.71 | 6 | 0
2030 | PJM_E_2_NYISO_J-K | PJM_E | NYISO_J-K | Internal | Winter | B17 | 100 | 330 | 0 | 63.46 | 65.05 | 6 | 0
2030 | PJM_E_2_NYISO_J-K | PJM_E | NYISO_J-K | Internal | Winter | B18 | 400 | 330 | 330 | 53.64 | 60.41 | 6 | 0.77
2030 | PJM_E_2_NYISO_J-K | PJM_E | NYISO_J-K | Internal | Winter | B19 | 700 | 330 | 330 | 52.4 | 60.41 | 6 | 2.01
2030 | PJM_E_2_NYISO_J-K | PJM_E | NYISO_J-K | Internal | Winter | B20 | 935 | 330 | 330 | 48.01 | 55.11 | 6 | 1.1
2030 | PJM_E_2_PJM_ROM | PJM_E | PJM_ROM | Internal | Shoulder | B11 | 25 | 8000 | 2723.82 | 67.73 | 67.74 | 0.01 | 0
2030 | PJM_E_2_PJM_ROM | PJM_E | PJM_ROM | Internal | Shoulder | B12 | 200 | 8000 | 3137.31 | 60.11 | 60.13 | 0.01 | 0
2030 | PJM_E_2_PJM_ROM | PJM_E | PJM_ROM | Internal | Shoulder | B13 | 600 | 8000 | 2340.43 | 50.66 | 50.67 | 0.01 | 0
2030 | PJM_E_2_PJM_ROM | PJM_E | PJM_ROM | Internal | Shoulder | B14 | 900 | 8000 | 202.32 | 47.74 | 47.75 | 0.01 | 0
2030 | PJM_E_2_PJM_ROM | PJM_E | PJM_ROM | Internal | Shoulder | B15 | 1203 | 8000 | 0 | 45.4 | 45.39 | 0.01 | 0
2030 | PJM_E_2_PJM_ROM | PJM_E | PJM_ROM | Internal | Summer | B1 | 10 | 8000 | 0.74 | 103.79 | 103.78 | 0.01 | 0
2030 | PJM_E_2_PJM_ROM | PJM_E | PJM_ROM | Internal | Summer | B2 | 25 | 8000 | 0.3 | 80.56 | 80.55 | 0.01 | 0
2030 | PJM_E_2_PJM_ROM | PJM_E | PJM_ROM | Internal | Summer | B3 | 75 | 8000 | 904.49 | 73.8 | 73.81 | 0.01 | 0
2030 | PJM_E_2_PJM_ROM | PJM_E | PJM_ROM | Internal | Summer | B4 | 100 | 8000 | 3782.83 | 73.78 | 73.79 | 0.01 | 0
2030 | PJM_E_2_PJM_ROM | PJM_E | PJM_ROM | Internal | Summer | B5 | 200 | 8000 | 2570.36 | 69.04 | 69.06 | 0.01 | 0
2030 | PJM_E_2_PJM_ROM | PJM_E | PJM_ROM | Internal | Summer | B6 | 300 | 8000 | 41.12 | 58.77 | 58.78 | 0.01 | 0
2030 | PJM_E_2_PJM_ROM | PJM_E | PJM_ROM | Internal | Summer | B7 | 400 | 8000 | 515.77 | 49.04 | 49.05 | 0.01 | 0
2030 | PJM_E_2_PJM_ROM | PJM_E | PJM_ROM | Internal | Summer | B8 | 500 | 8000 | 0.02 | 45.97 | 45.96 | 0.01 | 0
2030 | PJM_E_2_PJM_ROM | PJM_E | PJM_ROM | Internal | Summer | B9 | 800 | 8000 | 0 | 44.38 | 44.37 | 0.01 | 0
2030 | PJM_E_2_PJM_ROM | PJM_E | PJM_ROM | Internal | Summer | B10 | 1262 | 8000 | 0 | 41.38 | 41.37 | 0.01 | 0
2030 | PJM_E_2_PJM_ROM | PJM_E | PJM_ROM | Internal | Winter | B16 | 25 | 8000 | 15.44 | 79.26 | 79.27 | 0.01 | 0
2030 | PJM_E_2_PJM_ROM | PJM_E | PJM_ROM | Internal | Winter | B17 | 100 | 8000 | 0.08 | 63.46 | 63.45 | 0.01 | 0
2030 | PJM_E_2_PJM_ROM | PJM_E | PJM_ROM | Internal | Winter | B18 | 400 | 8000 | 0.02 | 53.64 | 53.63 | 0.01 | 0
2030 | PJM_E_2_PJM_ROM | PJM_E | PJM_ROM | Internal | Winter | B19 | 700 | 8000 | 0.01 | 52.4 | 52.39 | 0.01 | 0
2030 | PJM_E_2_PJM_ROM | PJM_E | PJM_ROM | Internal | Winter | B20 | 935 | 8000 | 0 | 48.01 | 48 | 0.01 | 0
2030 | PJM_ROR_2_MISO_IN | PJM_ROR | MISO_IN | Internal | Shoulder | B11 | 25 | 909 | 909 | 67.75 | 72.81 | 2 | 3.06
2030 | PJM_ROR_2_MISO_IN | PJM_ROR | MISO_IN | Internal | Shoulder | B12 | 200 | 909 | 0 | 60.14 | 58.14 | 2 | 0
2030 | PJM_ROR_2_MISO_IN | PJM_ROR | MISO_IN | Internal | Shoulder | B13 | 600 | 909 | 0 | 50.66 | 48.66 | 2 | 0
2030 | PJM_ROR_2_MISO_IN | PJM_ROR | MISO_IN | Internal | Shoulder | B14 | 900 | 909 | 0 | 47.74 | 47.2 | 2 | 0
2030 | PJM_ROR_2_MISO_IN | PJM_ROR | MISO_IN | Internal | Shoulder | B15 | 1203 | 909 | 0 | 45.38 | 43.41 | 2 | 0
2030 | PJM_ROR_2_MISO_IN | PJM_ROR | MISO_IN | Internal | Summer | B1 | 10 | 909 | 0 | 103.77 | 96.83 | 2 | 0
2030 | PJM_ROR_2_MISO_IN | PJM_ROR | MISO_IN | Internal | Summer | B2 | 25 | 909 | 0 | 80.54 | 78.53 | 2 | 0
2030 | PJM_ROR_2_MISO_IN | PJM_ROR | MISO_IN | Internal | Summer | B3 | 75 | 909 | 0 | 73.8 | 74.99 | 2 | 0
2030 | PJM_ROR_2_MISO_IN | PJM_ROR | MISO_IN | Internal | Summer | B4 | 100 | 909 | 0 | 73.8 | 71.81 | 2 | 0
2030 | PJM_ROR_2_MISO_IN | PJM_ROR | MISO_IN | Internal | Summer | B5 | 200 | 909 | 0 | 69.07 | 70.44 | 2 | 0
2030 | PJM_ROR_2_MISO_IN | PJM_ROR | MISO_IN | Internal | Summer | B6 | 300 | 909 | 0 | 58.77 | 56.77 | 2 | 0
2030 | PJM_ROR_2_MISO_IN | PJM_ROR | MISO_IN | Internal | Summer | B7 | 400 | 909 | 0 | 49.04 | 47.04 | 2 | 0
2030 | PJM_ROR_2_MISO_IN | PJM_ROR | MISO_IN | Internal | Summer | B8 | 500 | 909 | 0 | 45.95 | 43.99 | 2 | 0
2030 | PJM_ROR_2_MISO_IN | PJM_ROR | MISO_IN | Internal | Summer | B9 | 800 | 909 | 0 | 44.35 | 42.35 | 2 | 0
2030 | PJM_ROR_2_MISO_IN | PJM_ROR | MISO_IN | Internal | Summer | B10 | 1262 | 909 | 0 | 41.35 | 40.62 | 2 | 0
2030 | PJM_ROR_2_MISO_IN | PJM_ROR | MISO_IN | Internal | Winter | B16 | 25 | 909 | 0 | 79.29 | 77.29 | 2 | 0
2030 | PJM_ROR_2_MISO_IN | PJM_ROR | MISO_IN | Internal | Winter | B17 | 100 | 909 | 0 | 63.44 | 58.68 | 2 | 0
2030 | PJM_ROR_2_MISO_IN | PJM_ROR | MISO_IN | Internal | Winter | B18 | 400 | 909 | 0 | 53.62 | 51.59 | 2 | 0
2030 | PJM_ROR_2_MISO_IN | PJM_ROR | MISO_IN | Internal | Winter | B19 | 700 | 909 | 0 | 50.11 | 48.1 | 2 | 0
2030 | PJM_ROR_2_MISO_IN | PJM_ROR | MISO_IN | Internal | Winter | B20 | 935 | 909 | 0 | 45.8 | 43.8 | 2 | 0
2030 | PJM_ROR_2_MISO_MI | PJM_ROR | MISO_MI | Internal | Shoulder | B11 | 25 | 1305 | 683.99 | 67.75 | 69.75 | 2 | 0
2030 | PJM_ROR_2_MISO_MI | PJM_ROR | MISO_MI | Internal | Shoulder | B12 | 200 | 1305 | 0 | 60.14 | 58.15 | 2 | 0
2030 | PJM_ROR_2_MISO_MI | PJM_ROR | MISO_MI | Internal | Shoulder | B13 | 600 | 1305 | 0 | 50.66 | 48.67 | 2 | 0
2030 | PJM_ROR_2_MISO_MI | PJM_ROR | MISO_MI | Internal | Shoulder | B14 | 900 | 1305 | 0 | 47.74 | 47.21 | 2 | 0
2030 | PJM_ROR_2_MISO_MI | PJM_ROR | MISO_MI | Internal | Shoulder | B15 | 1203 | 1305 | 0 | 45.38 | 43.42 | 2 | 0
2030 | PJM_ROR_2_MISO_MI | PJM_ROR | MISO_MI | Internal | Summer | B1 | 10 | 1305 | 0 | 103.77 | 96.84 | 2 | 0
2030 | PJM_ROR_2_MISO_MI | PJM_ROR | MISO_MI | Internal | Summer | B2 | 25 | 1305 | 0 | 80.54 | 78.54 | 2 | 0
2030 | PJM_ROR_2_MISO_MI | PJM_ROR | MISO_MI | Internal | Summer | B3 | 75 | 1305 | 0 | 73.8 | 74.97 | 2 | 0
2030 | PJM_ROR_2_MISO_MI | PJM_ROR | MISO_MI | Internal | Summer | B4 | 100 | 1305 | 0 | 73.8 | 71.8 | 2 | 0
2030 | PJM_ROR_2_MISO_MI | PJM_ROR | MISO_MI | Internal | Summer | B5 | 200 | 1305 | 0 | 69.07 | 70.43 | 2 | 0
2030 | PJM_ROR_2_MISO_MI | PJM_ROR | MISO_MI | Internal | Summer | B6 | 300 | 1305 | 0 | 58.77 | 56.76 | 2 | 0
2030 | PJM_ROR_2_MISO_MI | PJM_ROR | MISO_MI | Internal | Summer | B7 | 400 | 1305 | 0 | 49.04 | 47.05 | 2 | 0
2030 | PJM_ROR_2_MISO_MI | PJM_ROR | MISO_MI | Internal | Summer | B8 | 500 | 1305 | 0 | 45.95 | 44 | 2 | 0
2030 | PJM_ROR_2_MISO_MI | PJM_ROR | MISO_MI | Internal | Summer | B9 | 800 | 1305 | 0 | 44.35 | 42.37 | 2 | 0
2030 | PJM_ROR_2_MISO_MI | PJM_ROR | MISO_MI | Internal | Summer | B10 | 1262 | 1305 | 0 | 41.35 | 40.63 | 2 | 0
2030 | PJM_ROR_2_MISO_MI | PJM_ROR | MISO_MI | Internal | Winter | B16 | 25 | 1305 | 0 | 79.29 | 77.28 | 2 | 0
2030 | PJM_ROR_2_MISO_MI | PJM_ROR | MISO_MI | Internal | Winter | B17 | 100 | 1305 | 0 | 63.44 | 58.69 | 2 | 0
2030 | PJM_ROR_2_MISO_MI | PJM_ROR | MISO_MI | Internal | Winter | B18 | 400 | 1305 | 0 | 53.62 | 51.6 | 2 | 0
2030 | PJM_ROR_2_MISO_MI | PJM_ROR | MISO_MI | Internal | Winter | B19 | 700 | 1305 | 0 | 50.11 | 48.11 | 2 | 0
2030 | PJM_ROR_2_MISO_MI | PJM_ROR | MISO_MI | Internal | Winter | B20 | 935 | 1305 | 0 | 45.8 | 43.81 | 2 | 0
2030 | PJM_ROR_2_MISO_MO-IL | PJM_ROR | MISO_MO-IL | Internal | Shoulder | B11 | 25 | 1111 | 1111 | 67.75 | 72.83 | 2 | 3.07
2030 | PJM_ROR_2_MISO_MO-IL | PJM_ROR | MISO_MO-IL | Internal | Shoulder | B12 | 200 | 1111 | 0 | 60.14 | 58.15 | 2 | 0
2030 | PJM_ROR_2_MISO_MO-IL | PJM_ROR | MISO_MO-IL | Internal | Shoulder | B13 | 600 | 1111 | 0 | 50.66 | 48.67 | 2 | 0
2030 | PJM_ROR_2_MISO_MO-IL | PJM_ROR | MISO_MO-IL | Internal | Shoulder | B14 | 900 | 1111 | 0 | 47.74 | 47.21 | 2 | 0
2030 | PJM_ROR_2_MISO_MO-IL | PJM_ROR | MISO_MO-IL | Internal | Shoulder | B15 | 1203 | 1111 | 0 | 45.38 | 43.42 | 2 | 0
2030 | PJM_ROR_2_MISO_MO-IL | PJM_ROR | MISO_MO-IL | Internal | Summer | B1 | 10 | 1111 | 0 | 103.77 | 96.84 | 2 | 0
2030 | PJM_ROR_2_MISO_MO-IL | PJM_ROR | MISO_MO-IL | Internal | Summer | B2 | 25 | 1111 | 0 | 80.54 | 78.54 | 2 | 0
2030 | PJM_ROR_2_MISO_MO-IL | PJM_ROR | MISO_MO-IL | Internal | Summer | B3 | 75 | 1111 | 0 | 73.8 | 75 | 2 | 0
2030 | PJM_ROR_2_MISO_MO-IL | PJM_ROR | MISO_MO-IL | Internal | Summer | B4 | 100 | 1111 | 0 | 73.8 | 71.82 | 2 | 0
2030 | PJM_ROR_2_MISO_MO-IL | PJM_ROR | MISO_MO-IL | Internal | Summer | B5 | 200 | 1111 | 0 | 69.07 | 70.45 | 2 | 0
2030 | PJM_ROR_2_MISO_MO-IL | PJM_ROR | MISO_MO-IL | Internal | Summer | B6 | 300 | 1111 | 0 | 58.77 | 56.78 | 2 | 0
2030 | PJM_ROR_2_MISO_MO-IL | PJM_ROR | MISO_MO-IL | Internal | Summer | B7 | 400 | 1111 | 0 | 49.04 | 47.05 | 2 | 0
2030 | PJM_ROR_2_MISO_MO-IL | PJM_ROR | MISO_MO-IL | Internal | Summer | B8 | 500 | 1111 | 0 | 45.95 | 43.98 | 2 | 0
2030 | PJM_ROR_2_MISO_MO-IL | PJM_ROR | MISO_MO-IL | Internal | Summer | B9 | 800 | 1111 | 0 | 44.35 | 42.35 | 2 | 0
2030 | PJM_ROR_2_MISO_MO-IL | PJM_ROR | MISO_MO-IL | Internal | Summer | B10 | 1262 | 1111 | 0 | 41.35 | 40.35 | 2 | 0
2030 | PJM_ROR_2_MISO_MO-IL | PJM_ROR | MISO_MO-IL | Internal | Winter | B16 | 25 | 1111 | 0 | 79.29 | 77.29 | 2 | 0
2030 | PJM_ROR_2_MISO_MO-IL | PJM_ROR | MISO_MO-IL | Internal | Winter | B17 | 100 | 1111 | 0 | 63.44 | 58.67 | 2 | 0
2030 | PJM_ROR_2_MISO_MO-IL | PJM_ROR | MISO_MO-IL | Internal | Winter | B18 | 400 | 1111 | 0 | 53.62 | 51.6 | 2 | 0
2030 | PJM_ROR_2_MISO_MO-IL | PJM_ROR | MISO_MO-IL | Internal | Winter | B19 | 700 | 1111 | 0 | 50.11 | 48.09 | 2 | 0
2030 | PJM_ROR_2_MISO_MO-IL | PJM_ROR | MISO_MO-IL | Internal | Winter | B20 | 935 | 1111 | 0 | 45.8 | 43.79 | 2 | 0
2030 | PJM_ROR_2_MISO_W | PJM_ROR | MISO_W | Internal | Shoulder | B11 | 25 | 709 | 709 | 67.75 | 77.44 | 2 | 7.69
2030 | PJM_ROR_2_MISO_W | PJM_ROR | MISO_W | Internal | Shoulder | B12 | 200 | 709 | 0 | 60.14 | 58.16 | 2 | 0
2030 | PJM_ROR_2_MISO_W | PJM_ROR | MISO_W | Internal | Shoulder | B13 | 600 | 709 | 0 | 50.66 | 48.68 | 2 | 0
2030 | PJM_ROR_2_MISO_W | PJM_ROR | MISO_W | Internal | Shoulder | B14 | 900 | 709 | 0 | 47.74 | 48.09 | 2 | 0
2030 | PJM_ROR_2_MISO_W | PJM_ROR | MISO_W | Internal | Shoulder | B15 | 1203 | 709 | 418.5 | 45.38 | 47.38 | 2 | 0
2030 | PJM_ROR_2_MISO_W | PJM_ROR | MISO_W | Internal | Summer | B1 | 10 | 709 | 0 | 103.77 | 96.85 | 2 | 0
2030 | PJM_ROR_2_MISO_W | PJM_ROR | MISO_W | Internal | Summer | B2 | 25 | 709 | 0.02 | 80.54 | 82.19 | 2 | 0
2030 | PJM_ROR_2_MISO_W | PJM_ROR | MISO_W | Internal | Summer | B3 | 75 | 709 | 709 | 73.8 | 77.39 | 2 | 1.59
2030 | PJM_ROR_2_MISO_W | PJM_ROR | MISO_W | Internal | Summer | B4 | 100 | 709 | 708.99 | 73.8 | 75.99 | 2 | 0.19
2030 | PJM_ROR_2_MISO_W | PJM_ROR | MISO_W | Internal | Summer | B5 | 200 | 709 | 709 | 69.07 | 75.99 | 2 | 4.92
2030 | PJM_ROR_2_MISO_W | PJM_ROR | MISO_W | Internal | Summer | B6 | 300 | 709 | 450.4 | 58.77 | 60.77 | 2 | 0
2030 | PJM_ROR_2_MISO_W | PJM_ROR | MISO_W | Internal | Summer | B7 | 400 | 709 | 0 | 49.04 | 48.05 | 2 | 0
2030 | PJM_ROR_2_MISO_W | PJM_ROR | MISO_W | Internal | Summer | B8 | 500 | 709 | 0 | 45.95 | 45.71 | 2 | 0
2030 | PJM_ROR_2_MISO_W | PJM_ROR | MISO_W | Internal | Summer | B9 | 800 | 709 | 0 | 44.35 | 45.71 | 2 | 0
2030 | PJM_ROR_2_MISO_W | PJM_ROR | MISO_W | Internal | Summer | B10 | 1262 | 709 | 0 | 41.35 | 40.34 | 2 | 0
2030 | PJM_ROR_2_MISO_W | PJM_ROR | MISO_W | Internal | Winter | B16 | 25 | 709 | 0 | 79.29 | 77.3 | 2 | 0
2030 | PJM_ROR_2_MISO_W | PJM_ROR | MISO_W | Internal | Winter | B17 | 100 | 709 | 0 | 63.44 | 58.65 | 2 | 0
2030 | PJM_ROR_2_MISO_W | PJM_ROR | MISO_W | Internal | Winter | B18 | 400 | 709 | 0 | 53.62 | 51.62 | 2 | 0
2030 | PJM_ROR_2_MISO_W | PJM_ROR | MISO_W | Internal | Winter | B19 | 700 | 709 | 0 | 50.11 | 51.49 | 2 | 0
2030 | PJM_ROR_2_MISO_W | PJM_ROR | MISO_W | Internal | Winter | B20 | 935 | 709 | 0 | 45.8 | 44.28 | 2 | 0
2030 | PJM_ROR_2_MISO_WUMS | PJM_ROR | MISO_WUMS | Internal | Shoulder | B11 | 25 | 1467 | 0 | 67.75 | 65.75 | 2 | 0
2030 | PJM_ROR_2_MISO_WUMS | PJM_ROR | MISO_WUMS | Internal | Shoulder | B12 | 200 | 1467 | 0 | 60.14 | 58.14 | 2 | 0
2030 | PJM_ROR_2_MISO_WUMS | PJM_ROR | MISO_WUMS | Internal | Shoulder | B13 | 600 | 1467 | 0 | 50.66 | 48.66 | 2 | 0
2030 | PJM_ROR_2_MISO_WUMS | PJM_ROR | MISO_WUMS | Internal | Shoulder | B14 | 900 | 1467 | 0 | 47.74 | 45.42 | 2 | 0
2030 | PJM_ROR_2_MISO_WUMS | PJM_ROR | MISO_WUMS | Internal | Shoulder | B15 | 1203 | 1467 | 0 | 45.38 | 43.38 | 2 | 0
2030 | PJM_ROR_2_MISO_WUMS | PJM_ROR | MISO_WUMS | Internal | Summer | B1 | 10 | 1467 | 0 | 103.77 | 76.64 | 2 | 0
2030 | PJM_ROR_2_MISO_WUMS | PJM_ROR | MISO_WUMS | Internal | Summer | B2 | 25 | 1467 | 0 | 80.54 | 76.64 | 2 | 0
2030 | PJM_ROR_2_MISO_WUMS | PJM_ROR | MISO_WUMS | Internal | Summer | B3 | 75 | 1467 | 0 | 73.8 | 71.9 | 2 | 0
2030 | PJM_ROR_2_MISO_WUMS | PJM_ROR | MISO_WUMS | Internal | Summer | B4 | 100 | 1467 | 0 | 73.8 | 71.8 | 2 | 0
2030 | PJM_ROR_2_MISO_WUMS | PJM_ROR | MISO_WUMS | Internal | Summer | B5 | 200 | 1467 | 0 | 69.07 | 67.07 | 2 | 0
2030 | PJM_ROR_2_MISO_WUMS | PJM_ROR | MISO_WUMS | Internal | Summer | B6 | 300 | 1467 | 0 | 58.77 | 56.74 | 2 | 0
2030 | PJM_ROR_2_MISO_WUMS | PJM_ROR | MISO_WUMS | Internal | Summer | B7 | 400 | 1467 | 0 | 49.04 | 43.66 | 2 | 0
2030 | PJM_ROR_2_MISO_WUMS | PJM_ROR | MISO_WUMS | Internal | Summer | B8 | 500 | 1467 | 0 | 45.95 | 43.66 | 2 | 0
2030 | PJM_ROR_2_MISO_WUMS | PJM_ROR | MISO_WUMS | Internal | Summer | B9 | 800 | 1467 | 0 | 44.35 | 42.75 | 2 | 0
2030 | PJM_ROR_2_MISO_WUMS | PJM_ROR | MISO_WUMS | Internal | Summer | B10 | 1262 | 1467 | 0 | 41.35 | 40.32 | 2 | 0
2030 | PJM_ROR_2_MISO_WUMS | PJM_ROR | MISO_WUMS | Internal | Winter | B16 | 25 | 1467 | 0 | 79.29 | 77.29 | 2 | 0
2030 | PJM_ROR_2_MISO_WUMS | PJM_ROR | MISO_WUMS | Internal | Winter | B17 | 100 | 1467 | 0 | 63.44 | 58.67 | 2 | 0
2030 | PJM_ROR_2_MISO_WUMS | PJM_ROR | MISO_WUMS | Internal | Winter | B18 | 400 | 1467 | 0 | 53.62 | 51.6 | 2 | 0
2030 | PJM_ROR_2_MISO_WUMS | PJM_ROR | MISO_WUMS | Internal | Winter | B19 | 700 | 1467 | 0 | 50.11 | 48.11 | 2 | 0
2030 | PJM_ROR_2_MISO_WUMS | PJM_ROR | MISO_WUMS | Internal | Winter | B20 | 935 | 1467 | 0 | 45.8 | 44.3 | 2 | 0
2030 | PJM_ROR_2_PJM_ROM | PJM_ROR | PJM_ROM | Internal | Shoulder | B11 | 25 | 8000 | 0.3 | 67.75 | 67.74 | 0.01 | 0
2030 | PJM_ROR_2_PJM_ROM | PJM_ROR | PJM_ROM | Internal | Shoulder | B12 | 200 | 8000 | 0.04 | 60.14 | 60.13 | 0.01 | 0
2030 | PJM_ROR_2_PJM_ROM | PJM_ROR | PJM_ROM | Internal | Shoulder | B13 | 600 | 8000 | 276.26 | 50.66 | 50.67 | 0.01 | 0
2030 | PJM_ROR_2_PJM_ROM | PJM_ROR | PJM_ROM | Internal | Shoulder | B14 | 900 | 8000 | 2050.6 | 47.74 | 47.75 | 0.01 | 0
2030 | PJM_ROR_2_PJM_ROM | PJM_ROR | PJM_ROM | Internal | Shoulder | B15 | 1203 | 8000 | 2603.29 | 45.38 | 45.39 | 0.01 | 0
2030 | PJM_ROR_2_PJM_ROM | PJM_ROR | PJM_ROM | Internal | Summer | B1 | 10 | 8000 | 7095.76 | 103.77 | 103.78 | 0.01 | 0
2030 | PJM_ROR_2_PJM_ROM | PJM_ROR | PJM_ROM | Internal | Summer | B2 | 25 | 8000 | 6162.67 | 80.54 | 80.55 | 0.01 | 0
2030 | PJM_ROR_2_PJM_ROM | PJM_ROR | PJM_ROM | Internal | Summer | B3 | 75 | 8000 | 1190.83 | 73.8 | 73.81 | 0.01 | 0
2030 | PJM_ROR_2_PJM_ROM | PJM_ROR | PJM_ROM | Internal | Summer | B4 | 100 | 8000 | 0.08 | 73.8 | 73.79 | 0.01 | 0
2030 | PJM_ROR_2_PJM_ROM | PJM_ROR | PJM_ROM | Internal | Summer | B5 | 200 | 8000 | 0.04 | 69.07 | 69.06 | 0.01 | 0
2030 | PJM_ROR_2_PJM_ROM | PJM_ROR | PJM_ROM | Internal | Summer | B6 | 300 | 8000 | 3183.51 | 58.77 | 58.78 | 0.01 | 0
2030 | PJM_ROR_2_PJM_ROM | PJM_ROR | PJM_ROM | Internal | Summer | B7 | 400 | 8000 | 3401.9 | 49.04 | 49.05 | 0.01 | 0
2030 | PJM_ROR_2_PJM_ROM | PJM_ROR | PJM_ROM | Internal | Summer | B8 | 500 | 8000 | 4866.35 | 45.95 | 45.96 | 0.01 | 0
2030 | PJM_ROR_2_PJM_ROM | PJM_ROR | PJM_ROM | Internal | Summer | B9 | 800 | 8000 | 7999.11 | 44.35 | 44.37 | 0.01 | 0
2030 | PJM_ROR_2_PJM_ROM | PJM_ROR | PJM_ROM | Internal | Summer | B10 | 1262 | 8000 | 6204.73 | 41.35 | 41.37 | 0.01 | 0
2030 | PJM_ROR_2_PJM_ROM | PJM_ROR | PJM_ROM | Internal | Winter | B16 | 25 | 8000 | 0.33 | 79.29 | 79.27 | 0.01 | 0
2030 | PJM_ROR_2_PJM_ROM | PJM_ROR | PJM_ROM | Internal | Winter | B17 | 100 | 8000 | 4304.75 | 63.44 | 63.45 | 0.01 | 0
2030 | PJM_ROR_2_PJM_ROM | PJM_ROR | PJM_ROM | Internal | Winter | B18 | 400 | 8000 | 7945.64 | 53.62 | 53.63 | 0.01 | 0
2030 | PJM_ROR_2_PJM_ROM | PJM_ROR | PJM_ROM | Internal | Winter | B19 | 700 | 8000 | 8000 | 50.11 | 52.39 | 0.01 | 2.26
2030 | PJM_ROR_2_PJM_ROM | PJM_ROR | PJM_ROM | Internal | Winter | B20 | 935 | 8000 | 8000 | 45.8 | 48 | 0.01 | 2.18
2030 | PJM_ROR_2_TVA_Transmission | PJM_ROR | TVA_Transmission | Internal | Shoulder | B11 | 25 | 2500 | 0.02 | 67.75 | 73.28 | 6 | 0
2030 | PJM_ROR_2_TVA_Transmission | PJM_ROR | TVA_Transmission | Internal | Shoulder | B12 | 200 | 2500 | 0 | 60.14 | 57.67 | 6 | 0
2030 | PJM_ROR_2_TVA_Transmission | PJM_ROR | TVA_Transmission | Internal | Shoulder | B13 | 600 | 2500 | 0 | 50.66 | 52.37 | 6 | 0
2030 | PJM_ROR_2_TVA_Transmission | PJM_ROR | TVA_Transmission | Internal | Shoulder | B14 | 900 | 2500 | 0 | 47.74 | 50.77 | 6 | 0
2030 | PJM_ROR_2_TVA_Transmission | PJM_ROR | TVA_Transmission | Internal | Shoulder | B15 | 1203 | 2500 | 0 | 45.38 | 49.54 | 6 | 0
2030 | PJM_ROR_2_TVA_Transmission | PJM_ROR | TVA_Transmission | Internal | Summer | B1 | 10 | 2500 | 0 | 103.77 | 99.77 | 6 | 0
2030 | PJM_ROR_2_TVA_Transmission | PJM_ROR | TVA_Transmission | Internal | Summer | B2 | 25 | 2500 | 1100.36 | 80.54 | 86.54 | 6 | 0
2030 | PJM_ROR_2_TVA_Transmission | PJM_ROR | TVA_Transmission | Internal | Summer | B3 | 75 | 2500 | 876.77 | 73.8 | 79.8 | 6 | 0
2030 | PJM_ROR_2_TVA_Transmission | PJM_ROR | TVA_Transmission | Internal | Summer | B4 | 100 | 2500 | 71.2 | 73.8 | 79.8 | 6 | 0
2030 | PJM_ROR_2_TVA_Transmission | PJM_ROR | TVA_Transmission | Internal | Summer | B5 | 200 | 2500 | 0 | 69.07 | 74.38 | 6 | 0
2030 | PJM_ROR_2_TVA_Transmission | PJM_ROR | TVA_Transmission | Internal | Summer | B6 | 300 | 2500 | 0 | 58.77 | 63.5 | 6 | 0
2030 | PJM_ROR_2_TVA_Transmission | PJM_ROR | TVA_Transmission | Internal | Summer | B7 | 400 | 2500 | 0 | 49.04 | 53.44 | 6 | 0
2030 | PJM_ROR_2_TVA_Transmission | PJM_ROR | TVA_Transmission | Internal | Summer | B8 | 500 | 2500 | 0 | 45.95 | 49.26 | 6 | 0
2030 | PJM_ROR_2_TVA_Transmission | PJM_ROR | TVA_Transmission | Internal | Summer | B9 | 800 | 2500 | 0 | 44.35 | 46.8 | 6 | 0
2030 | PJM_ROR_2_TVA_Transmission | PJM_ROR | TVA_Transmission | Internal | Summer | B10 | 1262 | 2500 | 0 | 41.35 | 44.81 | 6 | 0
2030 | PJM_ROR_2_TVA_Transmission | PJM_ROR | TVA_Transmission | Internal | Winter | B16 | 25 | 2500 | 0 | 79.29 | 79.29 | 6 | 0
2030 | PJM_ROR_2_TVA_Transmission | PJM_ROR | TVA_Transmission | Internal | Winter | B17 | 100 | 2500 | 0 | 63.44 | 59.9 | 6 | 0
2030 | PJM_ROR_2_TVA_Transmission | PJM_ROR | TVA_Transmission | Internal | Winter | B18 | 400 | 2500 | 0 | 53.62 | 54.72 | 6 | 0
2030 | PJM_ROR_2_TVA_Transmission | PJM_ROR | TVA_Transmission | Internal | Winter | B19 | 700 | 2500 | 0 | 50.11 | 51.94 | 6 | 0
2030 | PJM_ROR_2_TVA_Transmission | PJM_ROR | TVA_Transmission | Internal | Winter | B20 | 935 | 2500 | 0 | 45.8 | 48.21 | 6 | 0
2030 | PJM_ROR_2_VACAR | PJM_ROR | VACAR | Internal | Shoulder | B11 | 25 | 3000 | 2292.7 | 67.75 | 73.75 | 6 | 0
2030 | PJM_ROR_2_VACAR | PJM_ROR | VACAR | Internal | Shoulder | B12 | 200 | 3000 | 0 | 60.14 | 60.78 | 6 | 0
2030 | PJM_ROR_2_VACAR | PJM_ROR | VACAR | Internal | Shoulder | B13 | 600 | 3000 | 0 | 50.66 | 53.88 | 6 | 0
2030 | PJM_ROR_2_VACAR | PJM_ROR | VACAR | Internal | Shoulder | B14 | 900 | 3000 | 0 | 47.74 | 49.93 | 6 | 0
2030 | PJM_ROR_2_VACAR | PJM_ROR | VACAR | Internal | Shoulder | B15 | 1203 | 3000 | 0 | 45.38 | 49.45 | 6 | 0
2030 | PJM_ROR_2_VACAR | PJM_ROR | VACAR | Internal | Summer | B1 | 10 | 3000 | 263.51 | 103.77 | 109.77 | 6 | 0
2030 | PJM_ROR_2_VACAR | PJM_ROR | VACAR | Internal | Summer | B2 | 25 | 3000 | 329.64 | 80.54 | 86.54 | 6 | 0
2030 | PJM_ROR_2_VACAR | PJM_ROR | VACAR | Internal | Summer | B3 | 75 | 3000 | 3000 | 73.8 | 85.75 | 6 | 5.95
2030 | PJM_ROR_2_VACAR | PJM_ROR | VACAR | Internal | Summer | B4 | 100 | 3000 | 3000 | 73.8 | 83.9 | 6 | 4.1
2030 | PJM_ROR_2_VACAR | PJM_ROR | VACAR | Internal | Summer | B5 | 200 | 3000 | 2822.83 | 69.07 | 75.07 | 6 | 0
2030 | PJM_ROR_2_VACAR | PJM_ROR | VACAR | Internal | Summer | B6 | 300 | 3000 | 2825.13 | 58.77 | 64.77 | 6 | 0
2030 | PJM_ROR_2_VACAR | PJM_ROR | VACAR | Internal | Summer | B7 | 400 | 3000 | 1339.34 | 49.04 | 55.04 | 6 | 0
2030 | PJM_ROR_2_VACAR | PJM_ROR | VACAR | Internal | Summer | B8 | 500 | 3000 | 0 | 45.95 | 50.06 | 6 | 0
2030 | PJM_ROR_2_VACAR | PJM_ROR | VACAR | Internal | Summer | B9 | 800 | 3000 | 0 | 44.35 | 47.46 | 6 | 0
2030 | PJM_ROR_2_VACAR | PJM_ROR | VACAR | Internal | Summer | B10 | 1262 | 3000 | 3000 | 41.35 | 47.46 | 6 | 0.11
2030 | PJM_ROR_2_VACAR | PJM_ROR | VACAR | Internal | Winter | B16 | 25 | 3000 | 3000 | 79.29 | 89.29 | 6 | 4
2030 | PJM_ROR_2_VACAR | PJM_ROR | VACAR | Internal | Winter | B17 | 100 | 3000 | 0 | 63.44 | 65.08 | 6 | 0
2030 | PJM_ROR_2_VACAR | PJM_ROR | VACAR | Internal | Winter | B18 | 400 | 3000 | 0 | 53.62 | 53.9 | 6 | 0
2030 | PJM_ROR_2_VACAR | PJM_ROR | VACAR | Internal | Winter | B19 | 700 | 3000 | 0 | 50.11 | 53.9 | 6 | 0
2030 | PJM_ROR_2_VACAR | PJM_ROR | VACAR | Internal | Winter | B20 | 935 | 3000 | 2935.87 | 45.8 | 51.8 | 6 | 0
2030 | PJM_ROM_2_NYISO_A-F | PJM_ROM | NYISO_A-F | Internal | Shoulder | B11 | 25 | 2000 | 0 | 67.74 | 51.8 | 6 | 0
2030 | PJM_ROM_2_NYISO_A-F | PJM_ROM | NYISO_A-F | Internal | Shoulder | B12 | 200 | 2000 | 0 | 60.13 | 52.1 | 6 | 0
2030 | PJM_ROM_2_NYISO_A-F | PJM_ROM | NYISO_A-F | Internal | Shoulder | B13 | 600 | 2000 | 0 | 50.67 | 47.21 | 6 | 0
2030 | PJM_ROM_2_NYISO_A-F | PJM_ROM | NYISO_A-F | Internal | Shoulder | B14 | 900 | 2000 | 0 | 47.75 | 47.21 | 6 | 0
2030 | PJM_ROM_2_NYISO_A-F | PJM_ROM | NYISO_A-F | Internal | Shoulder | B15 | 1203 | 2000 | 0 | 45.39 | 47.21 | 6 | 0
2030 | PJM_ROM_2_NYISO_A-F | PJM_ROM | NYISO_A-F | Internal | Summer | B1 | 10 | 2000 | 0 | 103.78 | 96.84 | 6 | 0
2030 | PJM_ROM_2_NYISO_A-F | PJM_ROM | NYISO_A-F | Internal | Summer | B2 | 25 | 2000 | 0 | 80.55 | 78.54 | 6 | 0
2030 | PJM_ROM_2_NYISO_A-F | PJM_ROM | NYISO_A-F | Internal | Summer | B3 | 75 | 2000 | 0 | 73.81 | 65.79 | 6 | 0
2030 | PJM_ROM_2_NYISO_A-F | PJM_ROM | NYISO_A-F | Internal | Summer | B4 | 100 | 2000 | 0 | 73.79 | 61.9 | 6 | 0
2030 | PJM_ROM_2_NYISO_A-F | PJM_ROM | NYISO_A-F | Internal | Summer | B5 | 200 | 2000 | 0 | 69.06 | 54.54 | 6 | 0
2030 | PJM_ROM_2_NYISO_A-F | PJM_ROM | NYISO_A-F | Internal | Summer | B6 | 300 | 2000 | 0 | 58.78 | 52.17 | 6 | 0
2030 | PJM_ROM_2_NYISO_A-F | PJM_ROM | NYISO_A-F | Internal | Summer | B7 | 400 | 2000 | 0 | 49.05 | 47.05 | 6 | 0
2030 | PJM_ROM_2_NYISO_A-F | PJM_ROM | NYISO_A-F | Internal | Summer | B8 | 500 | 2000 | 0 | 45.96 | 45.41 | 6 | 0
2030 | PJM_ROM_2_NYISO_A-F | PJM_ROM | NYISO_A-F | Internal | Summer | B9 | 800 | 2000 | 0 | 44.37 | 44.91 | 6 | 0
2030 | PJM_ROM_2_NYISO_A-F | PJM_ROM | NYISO_A-F | Internal | Summer | B10 | 1262 | 2000 | 0 | 41.37 | 44.91 | 6 | 0
2030 | PJM_ROM_2_NYISO_A-F | PJM_ROM | NYISO_A-F | Internal | Winter | B16 | 25 | 2000 | 0 | 79.27 | 55.45 | 6 | 0
2030 | PJM_ROM_2_NYISO_A-F | PJM_ROM | NYISO_A-F | Internal | Winter | B17 | 100 | 2000 | 0 | 63.45 | 55.45 | 6 | 0
2030 | PJM_ROM_2_NYISO_A-F | PJM_ROM | NYISO_A-F | Internal | Winter | B18 | 400 | 2000 | 0 | 53.63 | 51.6 | 6 | 0
2030 | PJM_ROM_2_NYISO_A-F | PJM_ROM | NYISO_A-F | Internal | Winter | B19 | 700 | 2000 | 0 | 52.39 | 51.6 | 6 | 0
2030 | PJM_ROM_2_NYISO_A-F | PJM_ROM | NYISO_A-F | Internal | Winter | B20 | 935 | 2000 | 0 | 48 | 51.6 | 6 | 0
2030 | PJM_ROM_2_PJM_E | PJM_ROM | PJM_E | Internal | Shoulder | B11 | 25 | 8000 | 0.3 | 67.74 | 67.73 | 0.01 | 0
2030 | PJM_ROM_2_PJM_E | PJM_ROM | PJM_E | Internal | Shoulder | B12 | 200 | 8000 | 0.04 | 60.13 | 60.11 | 0.01 | 0
2030 | PJM_ROM_2_PJM_E | PJM_ROM | PJM_E | Internal | Shoulder | B13 | 600 | 8000 | 0.01 | 50.67 | 50.66 | 0.01 | 0
2030 | PJM_ROM_2_PJM_E | PJM_ROM | PJM_E | Internal | Shoulder | B14 | 900 | 8000 | 0 | 47.75 | 47.74 | 0.01 | 0
2030 | PJM_ROM_2_PJM_E | PJM_ROM | PJM_E | Internal | Shoulder | B15 | 1203 | 8000 | 669.94 | 45.39 | 45.4 | 0.01 | 0
2030 | PJM_ROM_2_PJM_E | PJM_ROM | PJM_E | Internal | Summer | B1 | 10 | 8000 | 3464.63 | 103.78 | 103.79 | 0.01 | 0
2030 | PJM_ROM_2_PJM_E | PJM_ROM | PJM_E | Internal | Summer | B2 | 25 | 8000 | 2754.09 | 80.55 | 80.56 | 0.01 | 0
2030 | PJM_ROM_2_PJM_E | PJM_ROM | PJM_E | Internal | Summer | B3 | 75 | 8000 | 0.11 | 73.81 | 73.8 | 0.01 | 0
2030 | PJM_ROM_2_PJM_E | PJM_ROM | PJM_E | Internal | Summer | B4 | 100 | 8000 | 0.08 | 73.79 | 73.78 | 0.01 | 0
2030 | PJM_ROM_2_PJM_E | PJM_ROM | PJM_E | Internal | Summer | B5 | 200 | 8000 | 0.04 | 69.06 | 69.04 | 0.01 | 0
2030 | PJM_ROM_2_PJM_E | PJM_ROM | PJM_E | Internal | Summer | B6 | 300 | 8000 | 0.03 | 58.78 | 58.77 | 0.01 | 0
2030 | PJM_ROM_2_PJM_E | PJM_ROM | PJM_E | Internal | Summer | B7 | 400 | 8000 | 0.02 | 49.05 | 49.04 | 0.01 | 0
2030 | PJM_ROM_2_PJM_E | PJM_ROM | PJM_E | Internal | Summer | B8 | 500 | 8000 | 432.63 | 45.96 | 45.97 | 0.01 | 0
2030 | PJM_ROM_2_PJM_E | PJM_ROM | PJM_E | Internal | Summer | B9 | 800 | 8000 | 2822.43 | 44.37 | 44.38 | 0.01 | 0
2030 | PJM_ROM_2_PJM_E | PJM_ROM | PJM_E | Internal | Summer | B10 | 1262 | 8000 | 2950.04 | 41.37 | 41.38 | 0.01 | 0
2030 | PJM_ROM_2_PJM_E | PJM_ROM | PJM_E | Internal | Winter | B16 | 25 | 8000 | 0.38 | 79.27 | 79.26 | 0.01 | 0
2030 | PJM_ROM_2_PJM_E | PJM_ROM | PJM_E | Internal | Winter | B17 | 100 | 8000 | 331.31 | 63.45 | 63.46 | 0.01 | 0
2030 | PJM_ROM_2_PJM_E | PJM_ROM | PJM_E | Internal | Winter | B18 | 400 | 8000 | 3866.45 | 53.63 | 53.64 | 0.01 | 0
2030 | PJM_ROM_2_PJM_E | PJM_ROM | PJM_E | Internal | Winter | B19 | 700 | 8000 | 3386.9 | 52.39 | 52.4 | 0.01 | 0
2030 | PJM_ROM_2_PJM_E | PJM_ROM | PJM_E | Internal | Winter | B20 | 935 | 8000 | 4333.58 | 48 | 48.01 | 0.01 | 0
2030 | PJM_ROM_2_PJM_ROR | PJM_ROM | PJM_ROR | Internal | Shoulder | B11 | 25 | 8000 | 4321.79 | 67.74 | 67.75 | 0.01 | 0
2030 | PJM_ROM_2_PJM_ROR | PJM_ROM | PJM_ROR | Internal | Shoulder | B12 | 200 | 8000 | 1845.52 | 60.13 | 60.14 | 0.01 | 0
2030 | PJM_ROM_2_PJM_ROR | PJM_ROM | PJM_ROR | Internal | Shoulder | B13 | 600 | 8000 | 0.01 | 50.67 | 50.66 | 0.01 | 0
2030 | PJM_ROM_2_PJM_ROR | PJM_ROM | PJM_ROR | Internal | Shoulder | B14 | 900 | 8000 | 0 | 47.75 | 47.74 | 0.01 | 0
2030 | PJM_ROM_2_PJM_ROR | PJM_ROM | PJM_ROR | Internal | Shoulder | B15 | 1203 | 8000 | 0 | 45.39 | 45.38 | 0.01 | 0
2030 | PJM_ROM_2_PJM_ROR | PJM_ROM | PJM_ROR | Internal | Summer | B1 | 10 | 8000 | 0.7 | 103.78 | 103.77 | 0.01 | 0
2030 | PJM_ROM_2_PJM_ROR | PJM_ROM | PJM_ROR | Internal | Summer | B2 | 25 | 8000 | 0.29 | 80.55 | 80.54 | 0.01 | 0
2030 | PJM_ROM_2_PJM_ROR | PJM_ROM | PJM_ROR | Internal | Summer | B3 | 75 | 8000 | 0.11 | 73.81 | 73.8 | 0.01 | 0
2030 | PJM_ROM_2_PJM_ROR | PJM_ROM | PJM_ROR | Internal | Summer | B4 | 100 | 8000 | 3003.17 | 73.79 | 73.8 | 0.01 | 0
2030 | PJM_ROM_2_PJM_ROR | PJM_ROM | PJM_ROR | Internal | Summer | B5 | 200 | 8000 | 2475.07 | 69.06 | 69.07 | 0.01 | 0
2030 | PJM_ROM_2_PJM_ROR | PJM_ROM | PJM_ROR | Internal | Summer | B6 | 300 | 8000 | 0.03 | 58.78 | 58.77 | 0.01 | 0
2030 | PJM_ROM_2_PJM_ROR | PJM_ROM | PJM_ROR | Internal | Summer | B7 | 400 | 8000 | 0.02 | 49.05 | 49.04 | 0.01 | 0
2030 | PJM_ROM_2_PJM_ROR | PJM_ROM | PJM_ROR | Internal | Summer | B8 | 500 | 8000 | 0.02 | 45.96 | 45.95 | 0.01 | 0
2030 | PJM_ROM_2_PJM_ROR | PJM_ROM | PJM_ROR | Internal | Summer | B9 | 800 | 8000 | 0 | 44.37 | 44.35 | 0.01 | 0
2030 | PJM_ROM_2_PJM_ROR | PJM_ROM | PJM_ROR | Internal | Summer | B10 | 1262 | 8000 | 0 | 41.37 | 41.35 | 0.01 | 0
2030 | PJM_ROM_2_PJM_ROR | PJM_ROM | PJM_ROR | Internal | Winter | B16 | 25 | 8000 | 348.99 | 79.27 | 79.29 | 0.01 | 0
2030 | PJM_ROM_2_PJM_ROR | PJM_ROM | PJM_ROR | Internal | Winter | B17 | 100 | 8000 | 0.08 | 63.45 | 63.44 | 0.01 | 0
2030 | PJM_ROM_2_PJM_ROR | PJM_ROM | PJM_ROR | Internal | Winter | B18 | 400 | 8000 | 0.02 | 53.63 | 53.62 | 0.01 | 0
2030 | PJM_ROM_2_PJM_ROR | PJM_ROM | PJM_ROR | Internal | Winter | B19 | 700 | 8000 | 0 | 52.39 | 50.11 | 0.01 | 0
2030 | PJM_ROM_2_PJM_ROR | PJM_ROM | PJM_ROR | Internal | Winter | B20 | 935 | 8000 | 0 | 48 | 45.8 | 0.01 | 0
2030 | SOCO_2_ENT | SOCO | ENT | Internal | Shoulder | B11 | 25 | 2400 | 0 | 81.51 | 74.41 | 10 | 0
2030 | SOCO_2_ENT | SOCO | ENT | Internal | Shoulder | B12 | 200 | 2400 | 0 | 51.92 | 50.17 | 10 | 0
2030 | SOCO_2_ENT | SOCO | ENT | Internal | Shoulder | B13 | 600 | 2400 | 0 | 50.12 | 50.17 | 10 | 0
2030 | SOCO_2_ENT | SOCO | ENT | Internal | Shoulder | B14 | 900 | 2400 | 0 | 50.12 | 49.81 | 10 | 0
2030 | SOCO_2_ENT | SOCO | ENT | Internal | Shoulder | B15 | 1203 | 2400 | 0 | 50.12 | 48.17 | 10 | 0
2030 | SOCO_2_ENT | SOCO | ENT | Internal | Summer | B1 | 10 | 2400 | 0 | 99.77 | 91.77 | 10 | 0
2030 | SOCO_2_ENT | SOCO | ENT | Internal | Summer | B2 | 25 | 2400 | 0 | 83.67 | 80.73 | 10 | 0
2030 | SOCO_2_ENT | SOCO | ENT | Internal | Summer | B3 | 75 | 2400 | 0 | 83.67 | 76.25 | 10 | 0
2030 | SOCO_2_ENT | SOCO | ENT | Internal | Summer | B4 | 100 | 2400 | 0 | 82.07 | 74.07 | 10 | 0
2030 | SOCO_2_ENT | SOCO | ENT | Internal | Summer | B5 | 200 | 2400 | 0 | 82.07 | 74.07 | 10 | 0
2030 | SOCO_2_ENT | SOCO | ENT | Internal | Summer | B6 | 300 | 2400 | 0 | 71.77 | 63.77 | 10 | 0
2030 | SOCO_2_ENT | SOCO | ENT | Internal | Summer | B7 | 400 | 2400 | 0 | 62.04 | 54.04 | 10 | 0
2030 | SOCO_2_ENT | SOCO | ENT | Internal | Summer | B8 | 500 | 2400 | 0 | 50.38 | 48.58 | 10 | 0
2030 | SOCO_2_ENT | SOCO | ENT | Internal | Summer | B9 | 800 | 2400 | 0 | 48.64 | 48.23 | 10 | 0
2030 | SOCO_2_ENT | SOCO | ENT | Internal | Summer | B10 | 1262 | 2400 | 0 | 48.64 | 46.65 | 10 | 0
2030 | SOCO_2_ENT | SOCO | ENT | Internal | Winter | B16 | 25 | 2400 | 0 | 79.29 | 71.29 | 10 | 0
2030 | SOCO_2_ENT | SOCO | ENT | Internal | Winter | B17 | 100 | 2400 | 0 | 55.08 | 53.3 | 10 | 0
2030 | SOCO_2_ENT | SOCO | ENT | Internal | Winter | B18 | 400 | 2400 | 0 | 53.17 | 52.92 | 10 | 0
2030 | SOCO_2_ENT | SOCO | ENT | Internal | Winter | B19 | 700 | 2400 | 0 | 53.17 | 52.1 | 10 | 0
2030 | SOCO_2_ENT | SOCO | ENT | Internal | Winter | B20 | 935 | 2400 | 0 | 52.42 | 51.17 | 10 | 0
2030 | SOCO_2_FRCC | SOCO | FRCC | Internal | Shoulder | B11 | 25 | 3700 | 0.02 | 81.51 | 91.16 | 10 | 0
2030 | SOCO_2_FRCC | SOCO | FRCC | Internal | Shoulder | B12 | 200 | 3700 | 101.44 | 51.92 | 61.92 | 10 | 0
2030 | SOCO_2_FRCC | SOCO | FRCC | Internal | Shoulder | B13 | 600 | 3700 | 0 | 50.12 | 57.72 | 10 | 0
2030 | SOCO_2_FRCC | SOCO | FRCC | Internal | Shoulder | B14 | 900 | 3700 | 0 | 50.12 | 55.34 | 10 | 0
2030 | SOCO_2_FRCC | SOCO | FRCC | Internal | Shoulder | B15 | 1203 | 3700 | 0 | 50.12 | 55.34 | 10 | 0
2030 | SOCO_2_FRCC | SOCO | FRCC | Internal | Summer | B1 | 10 | 3700 | 903.72 | 99.77 | 109.77 | 10 | 0
2030 | SOCO_2_FRCC | SOCO | FRCC | Internal | Summer | B2 | 25 | 3700 | 0 | 83.67 | 89.81 | 10 | 0
2030 | SOCO_2_FRCC | SOCO | FRCC | Internal | Summer | B3 | 75 | 3700 | 0 | 83.67 | 89.81 | 10 | 0
2030 | SOCO_2_FRCC | SOCO | FRCC | Internal | Summer | B4 | 100 | 3700 | 0 | 82.07 | 89.81 | 10 | 0
2030 | SOCO_2_FRCC | SOCO | FRCC | Internal | Summer | B5 | 200 | 3700 | 0 | 82.07 | 89.81 | 10 | 0
2030 | SOCO_2_FRCC | SOCO | FRCC | Internal | Summer | B6 | 300 | 3700 | 0 | 71.77 | 77.12 | 10 | 0
2030 | SOCO_2_FRCC | SOCO | FRCC | Internal | Summer | B7 | 400 | 3700 | 1158.46 | 62.04 | 72.04 | 10 | 0
2030 | SOCO_2_FRCC | SOCO | FRCC | Internal | Summer | B8 | 500 | 3700 | 0 | 50.38 | 56.82 | 10 | 0
2030 | SOCO_2_FRCC | SOCO | FRCC | Internal | Summer | B9 | 800 | 3700 | 0 | 48.64 | 54.47 | 10 | 0
2030 | SOCO_2_FRCC | SOCO | FRCC | Internal | Summer | B10 | 1262 | 3700 | 0 | 48.64 | 54.47 | 10 | 0
2030 | SOCO_2_FRCC | SOCO | FRCC | Internal | Winter | B16 | 25 | 3700 | 963.85 | 79.29 | 89.29 | 10 | 0
2030 | SOCO_2_FRCC | SOCO | FRCC | Internal | Winter | B17 | 100 | 3700 | 91.87 | 55.08 | 65.08 | 10 | 0
2030 | SOCO_2_FRCC | SOCO | FRCC | Internal | Winter | B18 | 400 | 3700 | 0 | 53.17 | 59.38 | 10 | 0
2030 | SOCO_2_FRCC | SOCO | FRCC | Internal | Winter | B19 | 700 | 3700 | 0 | 53.17 | 57.89 | 10 | 0
2030 | SOCO_2_FRCC | SOCO | FRCC | Internal | Winter | B20 | 935 | 3700 | 0 | 52.42 | 57.89 | 10 | 0
2030 | SOCO_2_TVA_Transmission | SOCO | TVA_Transmission | Internal | Shoulder | B11 | 25 | 2600 | 0 | 81.51 | 73.28 | 10 | 0
2030 | SOCO_2_TVA_Transmission | SOCO | TVA_Transmission | Internal | Shoulder | B12 | 200 | 2600 | 0 | 51.92 | 57.67 | 10 | 0
2030 | SOCO_2_TVA_Transmission | SOCO | TVA_Transmission | Internal | Shoulder | B13 | 600 | 2600 | 0 | 50.12 | 52.37 | 10 | 0
2030 | SOCO_2_TVA_Transmission | SOCO | TVA_Transmission | Internal | Shoulder | B14 | 900 | 2600 | 0 | 50.12 | 50.77 | 10 | 0
2030 | SOCO_2_TVA_Transmission | SOCO | TVA_Transmission | Internal | Shoulder | B15 | 1203 | 2600 | 0 | 50.12 | 49.54 | 10 | 0
2030 | SOCO_2_TVA_Transmission | SOCO | TVA_Transmission | Internal | Summer | B1 | 10 | 2600 | 0 | 99.77 | 99.77 | 10 | 0
2030 | SOCO_2_TVA_Transmission | SOCO | TVA_Transmission | Internal | Summer | B2 | 25 | 2600 | 0 | 83.67 | 86.54 | 10 | 0
2030 | SOCO_2_TVA_Transmission | SOCO | TVA_Transmission | Internal | Summer | B3 | 75 | 2600 | 0 | 83.67 | 79.8 | 10 | 0
2030 | SOCO_2_TVA_Transmission | SOCO | TVA_Transmission | Internal | Summer | B4 | 100 | 2600 | 0 | 82.07 | 79.8 | 10 | 0
2030 | SOCO_2_TVA_Transmission | SOCO | TVA_Transmission | Internal | Summer | B5 | 200 | 2600 | 0 | 82.07 | 74.38 | 10 | 0
2030 | SOCO_2_TVA_Transmission | SOCO | TVA_Transmission | Internal | Summer | B6 | 300 | 2600 | 0 | 71.77 | 63.5 | 10 | 0
2030 | SOCO_2_TVA_Transmission | SOCO | TVA_Transmission | Internal | Summer | B7 | 400 | 2600 | 0 | 62.04 | 53.44 | 10 | 0
2030 | SOCO_2_TVA_Transmission | SOCO | TVA_Transmission | Internal | Summer | B8 | 500 | 2600 | 0 | 50.38 | 49.26 | 10 | 0
2030 | SOCO_2_TVA_Transmission | SOCO | TVA_Transmission | Internal | Summer | B9 | 800 | 2600 | 0 | 48.64 | 46.8 | 10 | 0
2030 | SOCO_2_TVA_Transmission | SOCO | TVA_Transmission | Internal | Summer | B10 | 1262 | 2600 | 0 | 48.64 | 44.81 | 10 | 0
2030 | SOCO_2_TVA_Transmission | SOCO | TVA_Transmission | Internal | Winter | B16 | 25 | 2600 | 0 | 79.29 | 79.29 | 10 | 0
2030 | SOCO_2_TVA_Transmission | SOCO | TVA_Transmission | Internal | Winter | B17 | 100 | 2600 | 0 | 55.08 | 59.9 | 10 | 0
2030 | SOCO_2_TVA_Transmission | SOCO | TVA_Transmission | Internal | Winter | B18 | 400 | 2600 | 0 | 53.17 | 54.72 | 10 | 0
2030 | SOCO_2_TVA_Transmission | SOCO | TVA_Transmission | Internal | Winter | B19 | 700 | 2600 | 0 | 53.17 | 51.94 | 10 | 0
2030 | SOCO_2_TVA_Transmission | SOCO | TVA_Transmission | Internal | Winter | B20 | 935 | 2600 | 0 | 52.42 | 48.21 | 10 | 0
2030 | SOCO_2_VACAR | SOCO | VACAR | Internal | Shoulder | B11 | 25 | 2000 | 0 | 81.51 | 73.75 | 10 | 0
2030 | SOCO_2_VACAR | SOCO | VACAR | Internal | Shoulder | B12 | 200 | 2000 | 0 | 51.92 | 60.78 | 10 | 0
2030 | SOCO_2_VACAR | SOCO | VACAR | Internal | Shoulder | B13 | 600 | 2000 | 0 | 50.12 | 53.88 | 10 | 0
2030 | SOCO_2_VACAR | SOCO | VACAR | Internal | Shoulder | B14 | 900 | 2000 | 0 | 50.12 | 49.93 | 10 | 0
2030 | SOCO_2_VACAR | SOCO | VACAR | Internal | Shoulder | B15 | 1203 | 2000 | 0 | 50.12 | 49.45 | 10 | 0
2030 | SOCO_2_VACAR | SOCO | VACAR | Internal | Summer | B1 | 10 | 2000 | 346.2 | 99.77 | 109.77 | 10 | 0
2030 | SOCO_2_VACAR | SOCO | VACAR | Internal | Summer | B2 | 25 | 2000 | 0 | 83.67 | 86.54 | 10 | 0
2030 | SOCO_2_VACAR | SOCO | VACAR | Internal | Summer | B3 | 75 | 2000 | 0 | 83.67 | 85.75 | 10 | 0
2030 | SOCO_2_VACAR | SOCO | VACAR | Internal | Summer | B4 | 100 | 2000 | 0 | 82.07 | 83.9 | 10 | 0
2030 | SOCO_2_VACAR | SOCO | VACAR | Internal | Summer | B5 | 200 | 2000 | 0 | 82.07 | 75.07 | 10 | 0
2030 | SOCO_2_VACAR | SOCO | VACAR | Internal | Summer | B6 | 300 | 2000 | 0 | 71.77 | 64.77 | 10 | 0
2030 | SOCO_2_VACAR | SOCO | VACAR | Internal | Summer | B7 | 400 | 2000 | 0 | 62.04 | 55.04 | 10 | 0
2030 | SOCO_2_VACAR | SOCO | VACAR | Internal | Summer | B8 | 500 | 2000 | 0 | 50.38 | 50.06 | 10 | 0
2030 | SOCO_2_VACAR | SOCO | VACAR | Internal | Summer | B9 | 800 | 2000 | 0 | 48.64 | 47.46 | 10 | 0
2030 | SOCO_2_VACAR | SOCO | VACAR | Internal | Summer | B10 | 1262 | 2000 | 0 | 48.64 | 47.46 | 10 | 0
2030 | SOCO_2_VACAR | SOCO | VACAR | Internal | Winter | B16 | 25 | 2000 | 181.9 | 79.29 | 89.29 | 10 | 0
2030 | SOCO_2_VACAR | SOCO | VACAR | Internal | Winter | B17 | 100 | 2000 | 1683.96 | 55.08 | 65.08 | 10 | 0
2030 | SOCO_2_VACAR | SOCO | VACAR | Internal | Winter | B18 | 400 | 2000 | 0 | 53.17 | 53.9 | 10 | 0
2030 | SOCO_2_VACAR | SOCO | VACAR | Internal | Winter | B19 | 700 | 2000 | 0 | 53.17 | 53.9 | 10 | 0
2030 | SOCO_2_VACAR | SOCO | VACAR | Internal | Winter | B20 | 935 | 2000 | 0 | 52.42 | 51.8 | 10 | 0
2030 | SPP_N_2_ENT | SPP_N | ENT | Internal | Shoulder | B11 | 25 | 1800 | 0 | 80.83 | 74.41 | 5 | 0
2030 | SPP_N_2_ENT | SPP_N | ENT | Internal | Shoulder | B12 | 200 | 1800 | 0 | 58.17 | 50.17 | 5 | 0
2030 | SPP_N_2_ENT | SPP_N | ENT | Internal | Shoulder | B13 | 600 | 1800 | 0 | 52.44 | 50.17 | 5 | 0
2030 | SPP_N_2_ENT | SPP_N | ENT | Internal | Shoulder | B14 | 900 | 1800 | 0 | 51.2 | 49.81 | 5 | 0
2030 | SPP_N_2_ENT | SPP_N | ENT | Internal | Shoulder | B15 | 1203 | 1800 | 0 | 48.1 | 48.17 | 5 | 0
2030 | SPP_N_2_ENT | SPP_N | ENT | Internal | Summer | B1 | 10 | 1800 | 0 | 96.87 | 91.77 | 5 | 0
2030 | SPP_N_2_ENT | SPP_N | ENT | Internal | Summer | B2 | 25 | 1800 | 0 | 82.58 | 80.73 | 5 | 0
2030 | SPP_N_2_ENT | SPP_N | ENT | Internal | Summer | B3 | 75 | 1800 | 0 | 82.19 | 76.25 | 5 | 0
2030 | SPP_N_2_ENT | SPP_N | ENT | Internal | Summer | B4 | 100 | 1800 | 0 | 79.41 | 74.07 | 5 | 0
2030 | SPP_N_2_ENT | SPP_N | ENT | Internal | Summer | B5 | 200 | 1800 | 0 | 78.45 | 74.07 | 5 | 0
2030 | SPP_N_2_ENT | SPP_N | ENT | Internal | Summer | B6 | 300 | 1800 | 0 | 67.01 | 63.77 | 5 | 0
2030 | SPP_N_2_ENT | SPP_N | ENT | Internal | Summer | B7 | 400 | 1800 | 0 | 55.05 | 54.04 | 5 | 0
2030 | SPP_N_2_ENT | SPP_N | ENT | Internal | Summer | B8 | 500 | 1800 | 0 | 48.57 | 48.58 | 5 | 0
2030 | SPP_N_2_ENT | SPP_N | ENT | Internal | Summer | B9 | 800 | 1800 | 0 | 46.45 | 48.23 | 5 | 0
2030 | SPP_N_2_ENT | SPP_N | ENT | Internal | Summer | B10 | 1262 | 1800 | 0 | 46.35 | 46.65 | 5 | 0
2030 | SPP_N_2_ENT | SPP_N | ENT | Internal | Winter | B16 | 25 | 1800 | 0 | 79.14 | 71.29 | 5 | 0
2030 | SPP_N_2_ENT | SPP_N | ENT | Internal | Winter | B17 | 100 | 1800 | 0 | 53.67 | 53.3 | 5 | 0
2030 | SPP_N_2_ENT | SPP_N | ENT | Internal | Winter | B18 | 400 | 1800 | 0 | 52.33 | 52.92 | 5 | 0
2030 | SPP_N_2_ENT | SPP_N | ENT | Internal | Winter | B19 | 700 | 1800 | 0 | 51.31 | 52.1 | 5 | 0
2030 | SPP_N_2_ENT | SPP_N | ENT | Internal | Winter | B20 | 935 | 1800 | 0 | 48.95 | 51.17 | 5 | 0
2030 | SPP_N_2_MISO_MO-IL | SPP_N | MISO_MO-IL | Internal | Shoulder | B11 | 25 | 2000 | 0 | 80.83 | 72.83 | 5 | 0
2030 | SPP_N_2_MISO_MO-IL | SPP_N | MISO_MO-IL | Internal | Shoulder | B12 | 200 | 2000 | 0 | 58.17 | 58.15 | 5 | 0
2030 | SPP_N_2_MISO_MO-IL | SPP_N | MISO_MO-IL | Internal | Shoulder | B13 | 600 | 2000 | 0 | 52.44 | 48.67 | 5 | 0
2030 | SPP_N_2_MISO_MO-IL | SPP_N | MISO_MO-IL | Internal | Shoulder | B14 | 900 | 2000 | 0 | 51.2 | 47.21 | 5 | 0
2030 | SPP_N_2_MISO_MO-IL | SPP_N | MISO_MO-IL | Internal | Shoulder | B15 | 1203 | 2000 | 0 | 48.1 | 43.42 | 5 | 0
2030 | SPP_N_2_MISO_MO-IL | SPP_N | MISO_MO-IL | Internal | Summer | B1 | 10 | 2000 | 0 | 96.87 | 96.84 | 5 | 0
2030 | SPP_N_2_MISO_MO-IL | SPP_N | MISO_MO-IL | Internal | Summer | B2 | 25 | 2000 | 0 | 82.58 | 78.54 | 5 | 0
2030 | SPP_N_2_MISO_MO-IL | SPP_N | MISO_MO-IL | Internal | Summer | B3 | 75 | 2000 | 0 | 82.19 | 75 | 5 | 0
2030 | SPP_N_2_MISO_MO-IL | SPP_N | MISO_MO-IL | Internal | Summer | B4 | 100 | 2000 | 0 | 79.41 | 71.82 | 5 | 0
2030 | SPP_N_2_MISO_MO-IL | SPP_N | MISO_MO-IL | Internal | Summer | B5 | 200 | 2000 | 0 | 78.45 | 70.45 | 5 | 0
2030 | SPP_N_2_MISO_MO-IL | SPP_N | MISO_MO-IL | Internal | Summer | B6 | 300 | 2000 | 0 | 67.01 | 56.78 | 5 | 0
2030 | SPP_N_2_MISO_MO-IL | SPP_N | MISO_MO-IL | Internal | Summer | B7 | 400 | 2000 | 0 | 55.05 | 47.05 | 5 | 0
2030 | SPP_N_2_MISO_MO-IL | SPP_N | MISO_MO-IL | Internal | Summer | B8 | 500 | 2000 | 0 | 48.57 | 43.98 | 5 | 0
2030 | SPP_N_2_MISO_MO-IL | SPP_N | MISO_MO-IL | Internal | Summer | B9 | 800 | 2000 | 0 | 46.45 | 42.35 | 5 | 0
2030 | SPP_N_2_MISO_MO-IL | SPP_N | MISO_MO-IL | Internal | Summer | B10 | 1262 | 2000 | 0 | 46.35 | 40.35 | 5 | 0
2030 | SPP_N_2_MISO_MO-IL | SPP_N | MISO_MO-IL | Internal | Winter | B16 | 25 | 2000 | 0 | 79.14 | 77.29 | 5 | 0
2030 | SPP_N_2_MISO_MO-IL | SPP_N | MISO_MO-IL | Internal | Winter | B17 | 100 | 2000 | 225.51 | 53.67 | 58.67 | 5 | 0
2030 | SPP_N_2_MISO_MO-IL | SPP_N | MISO_MO-IL | Internal | Winter | B18 | 400 | 2000 | 0 | 52.33 | 51.6 | 5 | 0
2030 | SPP_N_2_MISO_MO-IL | SPP_N | MISO_MO-IL | Internal | Winter | B19 | 700 | 2000 | 0 | 51.31 | 48.09 | 5 | 0
2030 | SPP_N_2_MISO_MO-IL | SPP_N | MISO_MO-IL | Internal | Winter | B20 | 935 | 2000 | 0 | 48.95 | 43.79 | 5 | 0
2030 | SPP_N_2_MISO_W | SPP_N | MISO_W | Internal | Shoulder | B11 | 25 | 750 | 0 | 80.83 | 77.44 | 5 | 0
2030 | SPP_N_2_MISO_W | SPP_N | MISO_W | Internal | Shoulder | B12 | 200 | 750 | 0 | 58.17 | 58.16 | 5 | 0
2030 | SPP_N_2_MISO_W | SPP_N | MISO_W | Internal | Shoulder | B13 | 600 | 750 | 0 | 52.44 | 48.68 | 5 | 0
2030 | SPP_N_2_MISO_W | SPP_N | MISO_W | Internal | Shoulder | B14 | 900 | 750 | 0 | 51.2 | 48.09 | 5 | 0
2030 | SPP_N_2_MISO_W | SPP_N | MISO_W | Internal | Shoulder | B15 | 1203 | 750 | 0 | 48.1 | 47.38 | 5 | 0
2030 | SPP_N_2_MISO_W | SPP_N | MISO_W | Internal | Summer | B1 | 10 | 750 | 0 | 96.87 | 96.85 | 5 | 0
2030 | SPP_N_2_MISO_W | SPP_N | MISO_W | Internal | Summer | B2 | 25 | 750 | 0 | 82.58 | 82.19 | 5 | 0
2030 | SPP_N_2_MISO_W | SPP_N | MISO_W | Internal | Summer | B3 | 75 | 750 | 0 | 82.19 | 77.39 | 5 | 0
2030 | SPP_N_2_MISO_W | SPP_N | MISO_W | Internal | Summer | B4 | 100 | 750 | 0 | 79.41 | 75.99 | 5 | 0
2030 | SPP_N_2_MISO_W | SPP_N | MISO_W | Internal | Summer | B5 | 200 | 750 | 0 | 78.45 | 75.99 | 5 | 0
2030 | SPP_N_2_MISO_W | SPP_N | MISO_W | Internal | Summer | B6 | 300 | 750 | 0 | 67.01 | 60.77 | 5 | 0
2030 | SPP_N_2_MISO_W | SPP_N | MISO_W | Internal | Summer | B7 | 400 | 750 | 0 | 55.05 | 48.05 | 5 | 0
2030 | SPP_N_2_MISO_W | SPP_N | MISO_W | Internal | Summer | B8 | 500 | 750 | 0 | 48.57 | 45.71 | 5 | 0
2030 | SPP_N_2_MISO_W | SPP_N | MISO_W | Internal | Summer | B9 | 800 | 750 | 0 | 46.45 | 45.71 | 5 | 0
2030 | SPP_N_2_MISO_W | SPP_N | MISO_W | Internal | Summer | B10 | 1262 | 750 | 0 | 46.35 | 40.34 | 5 | 0
2030 | SPP_N_2_MISO_W | SPP_N | MISO_W | Internal | Winter | B16 | 25 | 750 | 0 | 79.14 | 77.3 | 5 | 0
2030 | SPP_N_2_MISO_W | SPP_N | MISO_W | Internal | Winter | B17 | 100 | 750 | 0.14 | 53.67 | 58.65 | 5 | 0
2030 | SPP_N_2_MISO_W | SPP_N | MISO_W | Internal | Winter | B18 | 400 | 750 | 0 | 52.33 | 51.62 | 5 | 0
2030 | SPP_N_2_MISO_W | SPP_N | MISO_W | Internal | Winter | B19 | 700 | 750 | 0 | 51.31 | 51.49 | 5 | 0
2030 | SPP_N_2_MISO_W | SPP_N | MISO_W | Internal | Winter | B20 | 935 | 750 | 0 | 48.95 | 44.28 | 5 | 0
2030 | SPP_N_2_NE | SPP_N | NE | Internal | Shoulder | B11 | 25 | 330 | 0 | 80.83 | 77.44 | 0.01 | 0
2030 | SPP_N_2_NE | SPP_N | NE | Internal | Shoulder | B12 | 200 | 330 | 0.04 | 58.17 | 58.16 | 0.01 | 0
2030 | SPP_N_2_NE | SPP_N | NE | Internal | Shoulder | B13 | 600 | 330 | 0.01 | 52.44 | 52.43 | 0.01 | 0
2030 | SPP_N_2_NE | SPP_N | NE | Internal | Shoulder | B14 | 900 | 330 | 0 | 51.2 | 51.19 | 0.01 | 0
2030 | SPP_N_2_NE | SPP_N | NE | Internal | Shoulder | B15 | 1203 | 330 | 0 | 48.1 | 48.09 | 0.01 | 0
2030 | SPP_N_2_NE | SPP_N | NE | Internal | Summer | B1 | 10 | 330 | 0.63 | 96.87 | 96.85 | 0.01 | 0
2030 | SPP_N_2_NE | SPP_N | NE | Internal | Summer | B2 | 25 | 330 | 0.02 | 82.58 | 82.19 | 0.01 | 0
2030 | SPP_N_2_NE | SPP_N | NE | Internal | Summer | B3 | 75 | 330 | 0.09 | 82.19 | 82.18 | 0.01 | 0
2030 | SPP_N_2_NE | SPP_N | NE | Internal | Summer | B4 | 100 | 330 | 0 | 79.41 | 78.44 | 0.01 | 0
2030 | SPP_N_2_NE | SPP_N | NE | Internal | Summer | B5 | 200 | 330 | 0.03 | 78.45 | 78.44 | 0.01 | 0
2030 | SPP_N_2_NE | SPP_N | NE | Internal | Summer | B6 | 300 | 330 | 0.02 | 67.01 | 67 | 0.01 | 0
2030 | SPP_N_2_NE | SPP_N | NE | Internal | Summer | B7 | 400 | 330 | 0.02 | 55.05 | 55.04 | 0.01 | 0
2030 | SPP_N_2_NE | SPP_N | NE | Internal | Summer | B8 | 500 | 330 | 0.01 | 48.57 | 48.56 | 0.01 | 0
2030 | SPP_N_2_NE | SPP_N | NE | Internal | Summer | B9 | 800 | 330 | 0 | 46.45 | 46.44 | 0.01 | 0
2030 | SPP_N_2_NE | SPP_N | NE | Internal | Summer | B10 | 1262 | 330 | 0 | 46.35 | 46.33 | 0.01 | 0
2030 | SPP_N_2_NE | SPP_N | NE | Internal | Winter | B16 | 25 | 330 | 0 | 79.14 | 77.3 | 0.01 | 0
2030 | SPP_N_2_NE | SPP_N | NE | Internal | Winter | B17 | 100 | 330 | 0.07 | 53.67 | 53.65 | 0.01 | 0
2030 | SPP_N_2_NE | SPP_N | NE | Internal | Winter | B18 | 400 | 330 | 0.02 | 52.33 | 52.32 | 0.01 | 0
2030 | SPP_N_2_NE | SPP_N | NE | Internal | Winter | B19 | 700 | 330 | 0.01 | 51.31 | 51.3 | 0.01 | 0
2030 | SPP_N_2_NE | SPP_N | NE | Internal | Winter | B20 | 935 | 330 | 0 | 48.95 | 48.94 | 0.01 | 0
2030 | SPP_N_2_SPP_S | SPP_N | SPP_S | Internal | Shoulder | B11 | 25 | 4000 | 0 | 80.83 | 69.41 | 0.01 | 0
2030 | SPP_N_2_SPP_S | SPP_N | SPP_S | Internal | Shoulder | B12 | 200 | 4000 | 0 | 58.17 | 50.29 | 0.01 | 0
2030 | SPP_N_2_SPP_S | SPP_N | SPP_S | Internal | Shoulder | B13 | 600 | 4000 | 0 | 52.44 | 48.09 | 0.01 | 0
2030 | SPP_N_2_SPP_S | SPP_N | SPP_S | Internal | Shoulder | B14 | 900 | 4000 | 0 | 51.2 | 48.09 | 0.01 | 0
2030 | SPP_N_2_SPP_S | SPP_N | SPP_S | Internal | Shoulder | B15 | 1203 | 4000 | 0 | 48.1 | 48.09 | 0.01 | 0
2030 | SPP_N_2_SPP_S | SPP_N | SPP_S | Internal | Summer | B1 | 10 | 4000 | 0 | 96.87 | 77.07 | 0.01 | 0
2030 | SPP_N_2_SPP_S | SPP_N | SPP_S | Internal | Summer | B2 | 25 | 4000 | 0 | 82.58 | 75.95 | 0.01 | 0
2030 | SPP_N_2_SPP_S | SPP_N | SPP_S | Internal | Summer | B3 | 75 | 4000 | 0 | 82.19 | 71.25 | 0.01 | 0
2030 | SPP_N_2_SPP_S | SPP_N | SPP_S | Internal | Summer | B4 | 100 | 4000 | 0 | 79.41 | 67.59 | 0.01 | 0
2030 | SPP_N_2_SPP_S | SPP_N | SPP_S | Internal | Summer | B5 | 200 | 4000 | 0 | 78.45 | 67.02 | 0.01 | 0
2030 | SPP_N_2_SPP_S | SPP_N | SPP_S | Internal | Summer | B6 | 300 | 4000 | 72.84 | 67.01 | 67.02 | 0.01 | 0
2030 | SPP_N_2_SPP_S | SPP_N | SPP_S | Internal | Summer | B7 | 400 | 4000 | 423.23 | 55.05 | 55.06 | 0.01 | 0
2030 | SPP_N_2_SPP_S | SPP_N | SPP_S | Internal | Summer | B8 | 500 | 4000 | 249.7 | 48.57 | 48.58 | 0.01 | 0
2030 | SPP_N_2_SPP_S | SPP_N | SPP_S | Internal | Summer | B9 | 800 | 4000 | 131.47 | 46.45 | 46.46 | 0.01 | 0
2030 | SPP_N_2_SPP_S | SPP_N | SPP_S | Internal | Summer | B10 | 1262 | 4000 | 2800.18 | 46.35 | 46.36 | 0.01 | 0
2030 | SPP_N_2_SPP_S | SPP_N | SPP_S | Internal | Winter | B16 | 25 | 4000 | 0 | 79.14 | 67.76 | 0.01 | 0
2030 | SPP_N_2_SPP_S | SPP_N | SPP_S | Internal | Winter | B17 | 100 | 4000 | 0.06 | 53.67 | 53.65 | 0.01 | 0
2030 | SPP_N_2_SPP_S | SPP_N | SPP_S | Internal | Winter | B18 | 400 | 4000 | 0 | 52.33 | 51.3 | 0.01 | 0
2030 | SPP_N_2_SPP_S | SPP_N | SPP_S | Internal | Winter | B19 | 700 | 4000 | 0.01 | 51.31 | 51.3 | 0.01 | 0
2030 | SPP_N_2_SPP_S | SPP_N | SPP_S | Internal | Winter | B20 | 935 | 4000 | 2488.89 | 48.95 | 48.96 | 0.01 | 0
2030 | SPP_S_2_ENT | SPP_S | ENT | Internal | Shoulder | B11 | 25 | 850 | 386.51 | 69.41 | 74.41 | 5 | 0
2030 | SPP_S_2_ENT | SPP_S | ENT | Internal | Shoulder | B12 | 200 | 850 | 0 | 50.29 | 50.17 | 5 | 0
2030 | SPP_S_2_ENT | SPP_S | ENT | Internal | Shoulder | B13 | 600 | 850 | 0 | 48.09 | 50.17 | 5 | 0
2030 | SPP_S_2_ENT | SPP_S | ENT | Internal | Shoulder | B14 | 900 | 850 | 0 | 48.09 | 49.81 | 5 | 0
2030 | SPP_S_2_ENT | SPP_S | ENT | Internal | Shoulder | B15 | 1203 | 850 | 0 | 48.09 | 48.17 | 5 | 0
2030 | SPP_S_2_ENT | SPP_S | ENT | Internal | Summer | B1 | 10 | 850 | 850 | 77.07 | 91.77 | 5 | 9.7
2030 | SPP_S_2_ENT | SPP_S | ENT | Internal | Summer | B2 | 25 | 850 | 0.03 | 75.95 | 80.73 | 5 | 0
2030 | SPP_S_2_ENT | SPP_S | ENT | Internal | Summer | B3 | 75 | 850 | 109.48 | 71.25 | 76.25 | 5 | 0
2030 | SPP_S_2_ENT | SPP_S | ENT | Internal | Summer | B4 | 100 | 850 | 850 | 67.59 | 74.07 | 5 | 1.48
2030 | SPP_S_2_ENT | SPP_S | ENT | Internal | Summer | B5 | 200 | 850 | 850 | 67.02 | 74.07 | 5 | 2.05
2030 | SPP_S_2_ENT | SPP_S | ENT | Internal | Summer | B6 | 300 | 850 | 0 | 67.02 | 63.77 | 5 | 0
2030 | SPP_S_2_ENT | SPP_S | ENT | Internal | Summer | B7 | 400 | 850 | 0 | 55.06 | 54.04 | 5 | 0
2030 | SPP_S_2_ENT | SPP_S | ENT | Internal | Summer | B8 | 500 | 850 | 0 | 48.58 | 48.58 | 5 | 0
2030 | SPP_S_2_ENT | SPP_S | ENT | Internal | Summer | B9 | 800 | 850 | 0 | 46.46 | 48.23 | 5 | 0
2030 | SPP_S_2_ENT | SPP_S | ENT | Internal | Summer | B10 | 1262 | 850 | 0 | 46.36 | 46.65 | 5 | 0
2030 | SPP_S_2_ENT | SPP_S | ENT | Internal | Winter | B16 | 25 | 850 | 0 | 67.76 | 71.29 | 5 | 0
2030 | SPP_S_2_ENT | SPP_S | ENT | Internal | Winter | B17 | 100 | 850 | 0 | 53.65 | 53.3 | 5 | 0
2030 | SPP_S_2_ENT | SPP_S | ENT | Internal | Winter | B18 | 400 | 850 | 0 | 51.3 | 52.92 | 5 | 0
2030 | SPP_S_2_ENT | SPP_S | ENT | Internal | Winter | B19 | 700 | 850 | 0 | 51.3 | 52.1 | 5 | 0
2030 | SPP_S_2_ENT | SPP_S | ENT | Internal | Winter | B20 | 935 | 850 | 0 | 48.96 | 51.17 | 5 | 0
2030 | SPP_S_2_SPP_N | SPP_S | SPP_N | Internal | Shoulder | B11 | 25 | 640 | 640 | 69.41 | 80.83 | 0.01 | 11.41
2030 | SPP_S_2_SPP_N | SPP_S | SPP_N | Internal | Shoulder | B12 | 200 | 640 | 640 | 50.29 | 58.17 | 0.01 | 7.88
2030 | SPP_S_2_SPP_N | SPP_S | SPP_N | Internal | Shoulder | B13 | 600 | 640 | 640 | 48.09 | 52.44 | 0.01 | 4.34
2030 | SPP_S_2_SPP_N | SPP_S | SPP_N | Internal | Shoulder | B14 | 900 | 640 | 640 | 48.09 | 51.2 | 0.01 | 3.1
2030 | SPP_S_2_SPP_N | SPP_S | SPP_N | Internal | Shoulder | B15 | 1203 | 640 | 401.11 | 48.09 | 48.1 | 0.01 | 0
2030 | SPP_S_2_SPP_N | SPP_S | SPP_N | Internal | Summer | B1 | 10 | 640 | 640 | 77.07 | 96.87 | 0.01 | 19.78
2030 | SPP_S_2_SPP_N | SPP_S | SPP_N | Internal | Summer | B2 | 25 | 640 | 640 | 75.95 | 82.58 | 0.01 | 6.62
2030 | SPP_S_2_SPP_N | SPP_S | SPP_N | Internal | Summer | B3 | 75 | 640 | 640 | 71.25 | 82.19 | 0.01 | 10.93
2030 | SPP_S_2_SPP_N | SPP_S | SPP_N | Internal | Summer | B4 | 100 | 640 | 640 | 67.59 | 79.41 | 0.01 | 11.81
2030 | SPP_S_2_SPP_N | SPP_S | SPP_N | Internal | Summer | B5 | 200 | 640 | 640 | 67.02 | 78.45 | 0.01 | 11.42
2030 | SPP_S_2_SPP_N | SPP_S | SPP_N | Internal | Summer | B6 | 300 | 640 | 0.03 | 67.02 | 67.01 | 0.01 | 0
2030 | SPP_S_2_SPP_N | SPP_S | SPP_N | Internal | Summer | B7 | 400 | 640 | 0.02 | 55.06 | 55.05 | 0.01 | 0
2030 | SPP_S_2_SPP_N | SPP_S | SPP_N | Internal | Summer | B8 | 500 | 640 | 0.02 | 48.58 | 48.57 | 0.01 | 0
2030 | SPP_S_2_SPP_N | SPP_S | SPP_N | Internal | Summer | B9 | 800 | 640 | 0 | 46.46 | 46.45 | 0.01 | 0
2030 | SPP_S_2_SPP_N | SPP_S | SPP_N | Internal | Summer | B10 | 1262 | 640 | 0 | 46.36 | 46.35 | 0.01 | 0
2030 | SPP_S_2_SPP_N | SPP_S | SPP_N | Internal | Winter | B16 | 25 | 640 | 640 | 67.76 | 79.14 | 0.01 | 11.37
2030 | SPP_S_2_SPP_N | SPP_S | SPP_N | Internal | Winter | B17 | 100 | 640 | 616.78 | 53.65 | 53.67 | 0.01 | 0
2030 | SPP_S_2_SPP_N | SPP_S | SPP_N | Internal | Winter | B18 | 400 | 640 | 640 | 51.3 | 52.33 | 0.01 | 1.02
2030 | SPP_S_2_SPP_N | SPP_S | SPP_N | Internal | Winter | B19 | 700 | 640 | 30.11 | 51.3 | 51.31 | 0.01 | 0
2030 | SPP_S_2_SPP_N | SPP_S | SPP_N | Internal | Winter | B20 | 935 | 640 | 0 | 48.96 | 48.95 | 0.01 | 0
2030 | TVA_2_ENT | TVA | ENT | Internal | Shoulder | B11 | 25 | 500 | 0 | 68.44 | 74.41 | 9 | 0
2030 | TVA_2_ENT | TVA | ENT | Internal | Shoulder | B12 | 200 | 500 | 0 | 51.68 | 50.17 | 9 | 0
2030 | TVA_2_ENT | TVA | ENT | Internal | Shoulder | B13 | 600 | 500 | 0 | 49.55 | 50.17 | 9 | 0
2030 | TVA_2_ENT | TVA | ENT | Internal | Shoulder | B14 | 900 | 500 | 0 | 49.55 | 49.81 | 9 | 0
2030 | TVA_2_ENT | TVA | ENT | Internal | Shoulder | B15 | 1203 | 500 | 0 | 49.55 | 48.17 | 9 | 0
2030 | TVA_2_ENT | TVA | ENT | Internal | Summer | B1 | 10 | 500 | 0 | 86.55 | 91.77 | 9 | 0
2030 | TVA_2_ENT | TVA | ENT | Internal | Summer | B2 | 25 | 500 | 0 | 86.55 | 80.73 | 9 | 0
2030 | TVA_2_ENT | TVA | ENT | Internal | Summer | B3 | 75 | 500 | 0 | 79.81 | 76.25 | 9 | 0
2030 | TVA_2_ENT | TVA | ENT | Internal | Summer | B4 | 100 | 500 | 0 | 79.81 | 74.07 | 9 | 0
2030 | TVA_2_ENT | TVA | ENT | Internal | Summer | B5 | 200 | 500 | 0 | 73.07 | 74.07 | 9 | 0
2030 | TVA_2_ENT | TVA | ENT | Internal | Summer | B6 | 300 | 500 | 204.11 | 54.77 | 63.77 | 9 | 0
2030 | TVA_2_ENT | TVA | ENT | Internal | Summer | B7 | 400 | 500 | 0 | 48.14 | 54.04 | 9 | 0
2030 | TVA_2_ENT | TVA | ENT | Internal | Summer | B8 | 500 | 500 | 0 | 48.14 | 48.58 | 9 | 0
2030 | TVA_2_ENT | TVA | ENT | Internal | Summer | B9 | 800 | 500 | 0 | 44.71 | 48.23 | 9 | 0
2030 | TVA_2_ENT | TVA | ENT | Internal | Summer | B10 | 1262 | 500 | 0 | 44.33 | 46.65 | 9 | 0
2030 | TVA_2_ENT | TVA | ENT | Internal | Winter | B16 | 25 | 500 | 0 | 70.29 | 71.29 | 9 | 0
2030 | TVA_2_ENT | TVA | ENT | Internal | Winter | B17 | 100 | 500 | 0 | 54.75 | 53.3 | 9 | 0
2030 | TVA_2_ENT | TVA | ENT | Internal | Winter | B18 | 400 | 500 | 0 | 50.34 | 52.92 | 9 | 0
2030 | TVA_2_ENT | TVA | ENT | Internal | Winter | B19 | 700 | 500 | 0 | 50.34 | 52.1 | 9 | 0
2030 | TVA_2_ENT | TVA | ENT | Internal | Winter | B20 | 935 | 500 | 0 | 48.22 | 51.17 | 9 | 0
2030 | TVA_2_MISO_MO-IL | TVA | MISO_MO-IL | Internal | Shoulder | B11 | 25 | 50 | 0 | 68.44 | 72.83 | 9 | 0
2030 | TVA_2_MISO_MO-IL | TVA | MISO_MO-IL | Internal | Shoulder | B12 | 200 | 50 | 0 | 51.68 | 58.15 | 9 | 0
2030 | TVA_2_MISO_MO-IL | TVA | MISO_MO-IL | Internal | Shoulder | B13 | 600 | 50 | 0 | 49.55 | 48.67 | 9 | 0
2030 | TVA_2_MISO_MO-IL | TVA | MISO_MO-IL | Internal | Shoulder | B14 | 900 | 50 | 0 | 49.55 | 47.21 | 9 | 0
2030 | TVA_2_MISO_MO-IL | TVA | MISO_MO-IL | Internal | Shoulder | B15 | 1203 | 50 | 0 | 49.55 | 43.42 | 9 | 0
2030 | TVA_2_MISO_MO-IL | TVA | MISO_MO-IL | Internal | Summer | B1 | 10 | 50 | 49.99 | 86.55 | 96.84 | 9 | 1.29
2030 | TVA_2_MISO_MO-IL | TVA | MISO_MO-IL | Internal | Summer | B2 | 25 | 50 | 0 | 86.55 | 78.54 | 9 | 0
2030 | TVA_2_MISO_MO-IL | TVA | MISO_MO-IL | Internal | Summer | B3 | 75 | 50 | 0 | 79.81 | 75 | 9 | 0
2030 | TVA_2_MISO_MO-IL | TVA | MISO_MO-IL | Internal | Summer | B4 | 100 | 50 | 0 | 79.81 | 71.82 | 9 | 0
2030 | TVA_2_MISO_MO-IL | TVA | MISO_MO-IL | Internal | Summer | B5 | 200 | 50 | 0 | 73.07 | 70.45 | 9 | 0
2030 | TVA_2_MISO_MO-IL | TVA | MISO_MO-IL | Internal | Summer | B6 | 300 | 50 | 0 | 54.77 | 56.78 | 9 | 0
2030 | TVA_2_MISO_MO-IL | TVA | MISO_MO-IL | Internal | Summer | B7 | 400 | 50 | 0 | 48.14 | 47.05 | 9 | 0
2030 | TVA_2_MISO_MO-IL | TVA | MISO_MO-IL | Internal | Summer | B8 | 500 | 50 | 0 | 48.14 | 43.98 | 9 | 0
2030 | TVA_2_MISO_MO-IL | TVA | MISO_MO-IL | Internal | Summer | B9 | 800 | 50 | 0 | 44.71 | 42.35 | 9 | 0
2030 | TVA_2_MISO_MO-IL | TVA | MISO_MO-IL | Internal | Summer | B10 | 1262 | 50 | 0 | 44.33 | 40.35 | 9 | 0
2030 | TVA_2_MISO_MO-IL | TVA | MISO_MO-IL | Internal | Winter | B16 | 25 | 50 | 0 | 70.29 | 77.29 | 9 | 0
2030 | TVA_2_MISO_MO-IL | TVA | MISO_MO-IL | Internal | Winter | B17 | 100 | 50 | 0 | 54.75 | 58.67 | 9 | 0
2030 | TVA_2_MISO_MO-IL | TVA | MISO_MO-IL | Internal | Winter | B18 | 400 | 50 | 0 | 50.34 | 51.6 | 9 | 0
2030 | TVA_2_MISO_MO-IL | TVA | MISO_MO-IL | Internal | Winter | B19 | 700 | 50 | 0 | 50.34 | 48.09 | 9 | 0
2030 | TVA_2_MISO_MO-IL | TVA | MISO_MO-IL | Internal | Winter | B20 | 935 | 50 | 0 | 48.22 | 43.79 | 9 | 0
2030 | TVA_2_NonRTO_Midwest | TVA | NonRTO_Midwest | Internal | Shoulder | B11 | 25 | 100 | 100 | 68.44 | 80.81 | 9 | 3.37
2030 | TVA_2_NonRTO_Midwest | TVA | NonRTO_Midwest | Internal | Shoulder | B12 | 200 | 100 | 100 | 51.68 | 66.14 | 9 | 5.46
2030 | TVA_2_NonRTO_Midwest | TVA | NonRTO_Midwest | Internal | Shoulder | B13 | 600 | 100 | 0 | 49.55 | 54.91 | 9 | 0
2030 | TVA_2_NonRTO_Midwest | TVA | NonRTO_Midwest | Internal | Shoulder | B14 | 900 | 100 | 0 | 49.55 | 45.63 | 9 | 0
2030 | TVA_2_NonRTO_Midwest | TVA | NonRTO_Midwest | Internal | Shoulder | B15 | 1203 | 100 | 0 | 49.55 | 41.54 | 9 | 0
2030 | TVA_2_NonRTO_Midwest | TVA | NonRTO_Midwest | Internal | Summer | B1 | 10 | 100 | 0 | 86.55 | 91.77 | 9 | 0
2030 | TVA_2_NonRTO_Midwest | TVA | NonRTO_Midwest | Internal | Summer | B2 | 25 | 100 | 0 | 86.55 | 80.48 | 9 | 0
2030 | TVA_2_NonRTO_Midwest | TVA | NonRTO_Midwest | Internal | Summer | B3 | 75 | 100 | 0 | 79.81 | 80.48 | 9 | 0
2030 | TVA_2_NonRTO_Midwest | TVA | NonRTO_Midwest | Internal | Summer | B4 | 100 | 100 | 0 | 79.81 | 79.81 | 9 | 0
2030 | TVA_2_NonRTO_Midwest | TVA | NonRTO_Midwest | Internal | Summer | B5 | 200 | 100 | 0 | 73.07 | 78.44 | 9 | 0
2030 | TVA_2_NonRTO_Midwest | TVA | NonRTO_Midwest | Internal | Summer | B6 | 300 | 100 | 100 | 54.77 | 64.77 | 9 | 1
2030 | TVA_2_NonRTO_Midwest | TVA | NonRTO_Midwest | Internal | Summer | B7 | 400 | 100 | 0 | 48.14 | 46.13 | 9 | 0
2030 | TVA_2_NonRTO_Midwest | TVA | NonRTO_Midwest | Internal | Summer | B8 | 500 | 100 | 0 | 48.14 | 44.13 | 9 | 0
2030 | TVA_2_NonRTO_Midwest | TVA | NonRTO_Midwest | Internal | Summer | B9 | 800 | 100 | 0 | 44.71 | 43.56 | 9 | 0
2030 | TVA_2_NonRTO_Midwest | TVA | NonRTO_Midwest | Internal | Summer | B10 | 1262 | 100 | 0 | 44.33 | 37.38 | 9 | 0
2030 | TVA_2_NonRTO_Midwest | TVA | NonRTO_Midwest | Internal | Winter | B16 | 25 | 100 | 100 | 70.29 | 85.29 | 9 | 6
2030 | TVA_2_NonRTO_Midwest | TVA | NonRTO_Midwest | Internal | Winter | B17 | 100 | 100 | 100 | 54.75 | 66.68 | 9 | 2.92
2030 | TVA_2_NonRTO_Midwest | TVA | NonRTO_Midwest | Internal | Winter | B18 | 400 | 100 | 100 | 50.34 | 59.59 | 9 | 0.25
2030 | TVA_2_NonRTO_Midwest | TVA | NonRTO_Midwest | Internal | Winter | B19 | 700 | 100 | 0 | 50.34 | 46.4 | 9 | 0
2030 | TVA_2_NonRTO_Midwest | TVA | NonRTO_Midwest | Internal | Winter | B20 | 935 | 100 | 0 | 48.22 | 40.21 | 9 | 0
2030 | TVA_2_PJM_ROR | TVA | PJM_ROR | Internal | Shoulder | B11 | 25 | 500 | 0 | 68.44 | 67.75 | 9 | 0
2030 | TVA_2_PJM_ROR | TVA | PJM_ROR | Internal | Shoulder | B12 | 200 | 500 | 0 | 51.68 | 60.14 | 9 | 0
2030 | TVA_2_PJM_ROR | TVA | PJM_ROR | Internal | Shoulder | B13 | 600 | 500 | 0 | 49.55 | 50.66 | 9 | 0
2030 | TVA_2_PJM_ROR | TVA | PJM_ROR | Internal | Shoulder | B14 | 900 | 500 | 0 | 49.55 | 47.74 | 9 | 0
2030 | TVA_2_PJM_ROR | TVA | PJM_ROR | Internal | Shoulder | B15 | 1203 | 500 | 0 | 49.55 | 45.38 | 9 | 0
2030 | TVA_2_PJM_ROR | TVA | PJM_ROR | Internal | Summer | B1 | 10 | 500 | 500 | 86.55 | 103.77 | 9 | 8.22
2030 | TVA_2_PJM_ROR | TVA | PJM_ROR | Internal | Summer | B2 | 25 | 500 | 0 | 86.55 | 80.54 | 9 | 0
2030 | TVA_2_PJM_ROR | TVA | PJM_ROR | Internal | Summer | B3 | 75 | 500 | 0 | 79.81 | 73.8 | 9 | 0
2030 | TVA_2_PJM_ROR | TVA | PJM_ROR | Internal | Summer | B4 | 100 | 500 | 0 | 79.81 | 73.8 | 9 | 0
2030 | TVA_2_PJM_ROR | TVA | PJM_ROR | Internal | Summer | B5 | 200 | 500 | 0 | 73.07 | 69.07 | 9 | 0
2030 | TVA_2_PJM_ROR | TVA | PJM_ROR | Internal | Summer | B6 | 300 | 500 | 0 | 54.77 | 58.77 | 9 | 0
2030 | TVA_2_PJM_ROR | TVA | PJM_ROR | Internal | Summer | B7 | 400 | 500 | 0 | 48.14 | 49.04 | 9 | 0
2030 | TVA_2_PJM_ROR | TVA | PJM_ROR | Internal | Summer | B8 | 500 | 500 | 0 | 48.14 | 45.95 | 9 | 0
2030 | TVA_2_PJM_ROR | TVA | PJM_ROR | Internal | Summer | B9 | 800 | 500 | 0 | 44.71 | 44.35 | 9 | 0
2030 | TVA_2_PJM_ROR | TVA | PJM_ROR | Internal | Summer | B10 | 1262 | 500 | 0 | 44.33 | 41.35 | 9 | 0
2030 | TVA_2_PJM_ROR | TVA | PJM_ROR | Internal | Winter | B16 | 25 | 500 | 282.27 | 70.29 | 79.29 | 9 | 0
2030 | TVA_2_PJM_ROR | TVA | PJM_ROR | Internal | Winter | B17 | 100 | 500 | 0 | 54.75 | 63.44 | 9 | 0
2030 | TVA_2_PJM_ROR | TVA | PJM_ROR | Internal | Winter | B18 | 400 | 500 | 0 | 50.34 | 53.62 | 9 | 0
2030 | TVA_2_PJM_ROR | TVA | PJM_ROR | Internal | Winter | B19 | 700 | 500 | 0 | 50.34 | 50.11 | 9 | 0
2030 | TVA_2_PJM_ROR | TVA | PJM_ROR | Internal | Winter | B20 | 935 | 500 | 0 | 48.22 | 45.8 | 9 | 0
2030 | TVA_2_SOCO | TVA | SOCO | Internal | Shoulder | B11 | 25 | 500 | 500 | 68.44 | 81.51 | 9 | 4.07
2030 | TVA_2_SOCO | TVA | SOCO | Internal | Shoulder | B12 | 200 | 500 | 0 | 51.68 | 51.92 | 9 | 0
2030 | TVA_2_SOCO | TVA | SOCO | Internal | Shoulder | B13 | 600 | 500 | 0 | 49.55 | 50.12 | 9 | 0
2030 | TVA_2_SOCO | TVA | SOCO | Internal | Shoulder | B14 | 900 | 500 | 0 | 49.55 | 50.12 | 9 | 0
2030 | TVA_2_SOCO | TVA | SOCO | Internal | Shoulder | B15 | 1203 | 500 | 0 | 49.55 | 50.12 | 9 | 0
2030 | TVA_2_SOCO | TVA | SOCO | Internal | Summer | B1 | 10 | 500 | 500 | 86.55 | 99.77 | 9 | 4.22
2030 | TVA_2_SOCO | TVA | SOCO | Internal | Summer | B2 | 25 | 500 | 0 | 86.55 | 83.67 | 9 | 0
2030 | TVA_2_SOCO | TVA | SOCO | Internal | Summer | B3 | 75 | 500 | 0 | 79.81 | 83.67 | 9 | 0
2030 | TVA_2_SOCO | TVA | SOCO | Internal | Summer | B4 | 100 | 500 | 0 | 79.81 | 82.07 | 9 | 0
2030 | TVA_2_SOCO | TVA | SOCO | Internal | Summer | B5 | 200 | 500 | 83.73 | 73.07 | 82.07 | 9 | 0
2030 | TVA_2_SOCO | TVA | SOCO | Internal | Summer | B6 | 300 | 500 | 500 | 54.77 | 71.77 | 9 | 8
2030 | TVA_2_SOCO | TVA | SOCO | Internal | Summer | B7 | 400 | 500 | 500 | 48.14 | 62.04 | 9 | 4.89
2030 | TVA_2_SOCO | TVA | SOCO | Internal | Summer | B8 | 500 | 500 | 0 | 48.14 | 50.38 | 9 | 0
2030 | TVA_2_SOCO | TVA | SOCO | Internal | Summer | B9 | 800 | 500 | 0 | 44.71 | 48.64 | 9 | 0
2030 | TVA_2_SOCO | TVA | SOCO | Internal | Summer | B10 | 1262 | 500 | 0 | 44.33 | 48.64 | 9 | 0
2030 | TVA_2_SOCO | TVA | SOCO | Internal | Winter | B16 | 25 | 500 | 29.35 | 70.29 | 79.29 | 9 | 0
2030 | TVA_2_SOCO | TVA | SOCO | Internal | Winter | B17 | 100 | 500 | 0 | 54.75 | 55.08 | 9 | 0
2030 | TVA_2_SOCO | TVA | SOCO | Internal | Winter | B18 | 400 | 500 | 0 | 50.34 | 53.17 | 9 | 0
2030 | TVA_2_SOCO | TVA | SOCO | Internal | Winter | B19 | 700 | 500 | 0 | 50.34 | 53.17 | 9 | 0
2030 | TVA_2_SOCO | TVA | SOCO | Internal | Winter | B20 | 935 | 500 | 0 | 48.22 | 52.42 | 9 | 0
2030 | TVA_2_VACAR | TVA | VACAR | Internal | Shoulder | B11 | 25 | 150 | 0 | 68.44 | 73.75 | 9 | 0
2030 | TVA_2_VACAR | TVA | VACAR | Internal | Shoulder | B12 | 200 | 150 | 149.99 | 51.68 | 60.78 | 9 | 0.1
2030 | TVA_2_VACAR | TVA | VACAR | Internal | Shoulder | B13 | 600 | 150 | 0 | 49.55 | 53.88 | 9 | 0
2030 | TVA_2_VACAR | TVA | VACAR | Internal | Shoulder | B14 | 900 | 150 | 0 | 49.55 | 49.93 | 9 | 0
2030 | TVA_2_VACAR | TVA | VACAR | Internal | Shoulder | B15 | 1203 | 150 | 0 | 49.55 | 49.45 | 9 | 0
2030 | TVA_2_VACAR | TVA | VACAR | Internal | Summer | B1 | 10 | 150 | 150 | 86.55 | 109.77 | 9 | 14.22
2030 | TVA_2_VACAR | TVA | VACAR | Internal | Summer | B2 | 25 | 150 | 0 | 86.55 | 86.54 | 9 | 0
2030 | TVA_2_VACAR | TVA | VACAR | Internal | Summer | B3 | 75 | 150 | 0 | 79.81 | 85.75 | 9 | 0
2030 | TVA_2_VACAR | TVA | VACAR | Internal | Summer | B4 | 100 | 150 | 0 | 79.81 | 83.9 | 9 | 0
2030 | TVA_2_VACAR | TVA | VACAR | Internal | Summer | B5 | 200 | 150 | 0 | 73.07 | 75.07 | 9 | 0
2030 | TVA_2_VACAR | TVA | VACAR | Internal | Summer | B6 | 300 | 150 | 150 | 54.77 | 64.77 | 9 | 1
2030 | TVA_2_VACAR | TVA | VACAR | Internal | Summer | B7 | 400 | 150 | 0 | 48.14 | 55.04 | 9 | 0
2030 | TVA_2_VACAR | TVA | VACAR | Internal | Summer | B8 | 500 | 150 | 0 | 48.14 | 50.06 | 9 | 0
2030 | TVA_2_VACAR | TVA | VACAR | Internal | Summer | B9 | 800 | 150 | 0 | 44.71 | 47.46 | 9 | 0
2030 | TVA_2_VACAR | TVA | VACAR | Internal | Summer | B10 | 1262 | 150 | 0 | 44.33 | 47.46 | 9 | 0
2030 | TVA_2_VACAR | TVA | VACAR | Internal | Winter | B16 | 25 | 150 | 150 | 70.29 | 89.29 | 9 | 10
2030 | TVA_2_VACAR | TVA | VACAR | Internal | Winter | B17 | 100 | 150 | 150 | 54.75 | 65.08 | 9 | 1.33
2030 | TVA_2_VACAR | TVA | VACAR | Internal | Winter | B18 | 400 | 150 | 0 | 50.34 | 53.9 | 9 | 0
2030 | TVA_2_VACAR | TVA | VACAR | Internal | Winter | B19 | 700 | 150 | 0 | 50.34 | 53.9 | 9 | 0
2030 | TVA_2_VACAR | TVA | VACAR | Internal | Winter | B20 | 935 | 150 | 0 | 48.22 | 51.8 | 9 | 0
2030 | TVA_Transmission_2_ENT | TVA_Transmission | ENT | Internal | Shoulder | B11 | 25 | 3000 | 0 | 73.28 | 74.41 | 9 | 0
2030 | TVA_Transmission_2_ENT | TVA_Transmission | ENT | Internal | Shoulder | B12 | 200 | 3000 | 0 | 57.67 | 50.17 | 9 | 0
2030 | TVA_Transmission_2_ENT | TVA_Transmission | ENT | Internal | Shoulder | B13 | 600 | 3000 | 0 | 52.37 | 50.17 | 9 | 0
2030 | TVA_Transmission_2_ENT | TVA_Transmission | ENT | Internal | Shoulder | B14 | 900 | 3000 | 0 | 50.77 | 49.81 | 9 | 0
2030 | TVA_Transmission_2_ENT | TVA_Transmission | ENT | Internal | Shoulder | B15 | 1203 | 3000 | 0 | 49.54 | 48.17 | 9 | 0
2030 | TVA_Transmission_2_ENT | TVA_Transmission | ENT | Internal | Summer | B1 | 10 | 3000 | 0 | 99.77 | 91.77 | 9 | 0
2030 | TVA_Transmission_2_ENT | TVA_Transmission | ENT | Internal | Summer | B2 | 25 | 3000 | 0 | 86.54 | 80.73 | 9 | 0
2030 | TVA_Transmission_2_ENT | TVA_Transmission | ENT | Internal | Summer | B3 | 75 | 3000 | 0 | 79.8 | 76.25 | 9 | 0
2030 | TVA_Transmission_2_ENT | TVA_Transmission | ENT | Internal | Summer | B4 | 100 | 3000 | 0 | 79.8 | 74.07 | 9 | 0
2030 | TVA_Transmission_2_ENT | TVA_Transmission | ENT | Internal | Summer | B5 | 200 | 3000 | 0 | 74.38 | 74.07 | 9 | 0
2030 | TVA_Transmission_2_ENT | TVA_Transmission | ENT | Internal | Summer | B6 | 300 | 3000 | 0 | 63.5 | 63.77 | 9 | 0
2030 | TVA_Transmission_2_ENT | TVA_Transmission | ENT | Internal | Summer | B7 | 400 | 3000 | 0 | 53.44 | 54.04 | 9 | 0
2030 | TVA_Transmission_2_ENT | TVA_Transmission | ENT | Internal | Summer | B8 | 500 | 3000 | 0 | 49.26 | 48.58 | 9 | 0
2030 | TVA_Transmission_2_ENT | TVA_Transmission | ENT | Internal | Summer | B9 | 800 | 3000 | 0 | 46.8 | 48.23 | 9 | 0
2030 | TVA_Transmission_2_ENT | TVA_Transmission | ENT | Internal | Summer | B10 | 1262 | 3000 | 0 | 44.81 | 46.65 | 9 | 0
2030 | TVA_Transmission_2_ENT | TVA_Transmission | ENT | Internal | Winter | B16 | 25 | 3000 | 0 | 79.29 | 71.29 | 9 | 0
2030 | TVA_Transmission_2_ENT | TVA_Transmission | ENT | Internal | Winter | B17 | 100 | 3000 | 0 | 59.9 | 53.3 | 9 | 0
2030 | TVA_Transmission_2_ENT | TVA_Transmission | ENT | Internal | Winter | B18 | 400 | 3000 | 0 | 54.72 | 52.92 | 9 | 0
2030 | TVA_Transmission_2_ENT | TVA_Transmission | ENT | Internal | Winter | B19 | 700 | 3000 | 0 | 51.94 | 52.1 | 9 | 0
2030 | TVA_Transmission_2_ENT | TVA_Transmission | ENT | Internal | Winter | B20 | 935 | 3000 | 0 | 48.21 | 51.17 | 9 | 0
2030 | TVA_Transmission_2_MISO_MO-IL | TVA_Transmission | MISO_MO-IL | Internal | Shoulder | B11 | 25 | 4000 | 0 | 73.28 | 72.83 | 9 | 0
2030 | TVA_Transmission_2_MISO_MO-IL | TVA_Transmission | MISO_MO-IL | Internal | Shoulder | B12 | 200 | 4000 | 0 | 57.67 | 58.15 | 9 | 0
2030 | TVA_Transmission_2_MISO_MO-IL | TVA_Transmission | MISO_MO-IL | Internal | Shoulder | B13 | 600 | 4000 | 0 | 52.37 | 48.67 | 9 | 0
2030 | TVA_Transmission_2_MISO_MO-IL | TVA_Transmission | MISO_MO-IL | Internal | Shoulder | B14 | 900 | 4000 | 0 | 50.77 | 47.21 | 9 | 0
2030 | TVA_Transmission_2_MISO_MO-IL | TVA_Transmission | MISO_MO-IL | Internal | Shoulder | B15 | 1203 | 4000 | 0 | 49.54 | 43.42 | 9 | 0
2030 | TVA_Transmission_2_MISO_MO-IL | TVA_Transmission | MISO_MO-IL | Internal | Summer | B1 | 10 | 4000 | 0 | 99.77 | 96.84 | 9 | 0
2030 | TVA_Transmission_2_MISO_MO-IL | TVA_Transmission | MISO_MO-IL | Internal | Summer | B2 | 25 | 4000 | 0 | 86.54 | 78.54 | 9 | 0
2030 | TVA_Transmission_2_MISO_MO-IL | TVA_Transmission | MISO_MO-IL | Internal | Summer | B3 | 75 | 4000 | 0 | 79.8 | 75 | 9 | 0
2030 | TVA_Transmission_2_MISO_MO-IL | TVA_Transmission | MISO_MO-IL | Internal | Summer | B4 | 100 | 4000 | 0 | 79.8 | 71.82 | 9 | 0
2030 | TVA_Transmission_2_MISO_MO-IL | TVA_Transmission | MISO_MO-IL | Internal | Summer | B5 | 200 | 4000 | 0 | 74.38 | 70.45 | 9 | 0
2030 | TVA_Transmission_2_MISO_MO-IL | TVA_Transmission | MISO_MO-IL | Internal | Summer | B6 | 300 | 4000 | 0 | 63.5 | 56.78 | 9 | 0
2030 | TVA_Transmission_2_MISO_MO-IL | TVA_Transmission | MISO_MO-IL | Internal | Summer | B7 | 400 | 4000 | 0 | 53.44 | 47.05 | 9 | 0
2030 | TVA_Transmission_2_MISO_MO-IL | TVA_Transmission | MISO_MO-IL | Internal | Summer | B8 | 500 | 4000 | 0 | 49.26 | 43.98 | 9 | 0
2030 | TVA_Transmission_2_MISO_MO-IL | TVA_Transmission | MISO_MO-IL | Internal | Summer | B9 | 800 | 4000 | 0 | 46.8 | 42.35 | 9 | 0
2030 | TVA_Transmission_2_MISO_MO-IL | TVA_Transmission | MISO_MO-IL | Internal | Summer | B10 | 1262 | 4000 | 0 | 44.81 | 40.35 | 9 | 0
2030 | TVA_Transmission_2_MISO_MO-IL | TVA_Transmission | MISO_MO-IL | Internal | Winter | B16 | 25 | 4000 | 0 | 79.29 | 77.29 | 9 | 0
2030 | TVA_Transmission_2_MISO_MO-IL | TVA_Transmission | MISO_MO-IL | Internal | Winter | B17 | 100 | 4000 | 0 | 59.9 | 58.67 | 9 | 0
2030 | TVA_Transmission_2_MISO_MO-IL | TVA_Transmission | MISO_MO-IL | Internal | Winter | B18 | 400 | 4000 | 0 | 54.72 | 51.6 | 9 | 0
2030 | TVA_Transmission_2_MISO_MO-IL | TVA_Transmission | MISO_MO-IL | Internal | Winter | B19 | 700 | 4000 | 0 | 51.94 | 48.09 | 9 | 0
2030 | TVA_Transmission_2_MISO_MO-IL | TVA_Transmission | MISO_MO-IL | Internal | Winter | B20 | 935 | 4000 | 0 | 48.21 | 43.79 | 9 | 0
2030 | TVA_Transmission_2_NonRTO_Midwest | TVA_Transmission | NonRTO_Midwest | Internal | Shoulder | B11 | 25 | 700 | 0 | 73.28 | 80.81 | 9 | 0
2030 | TVA_Transmission_2_NonRTO_Midwest | TVA_Transmission | NonRTO_Midwest | Internal | Shoulder | B12 | 200 | 700 | 0 | 57.67 | 66.14 | 9 | 0
2030 | TVA_Transmission_2_NonRTO_Midwest | TVA_Transmission | NonRTO_Midwest | Internal | Shoulder | B13 | 600 | 700 | 0 | 52.37 | 54.91 | 9 | 0
2030 | TVA_Transmission_2_NonRTO_Midwest | TVA_Transmission | NonRTO_Midwest | Internal | Shoulder | B14 | 900 | 700 | 0 | 50.77 | 45.63 | 9 | 0
2030 | TVA_Transmission_2_NonRTO_Midwest | TVA_Transmission | NonRTO_Midwest | Internal | Shoulder | B15 | 1203 | 700 | 0 | 49.54 | 41.54 | 9 | 0
2030 | TVA_Transmission_2_NonRTO_Midwest | TVA_Transmission | NonRTO_Midwest | Internal | Summer | B1 | 10 | 700 | 0 | 99.77 | 91.77 | 9 | 0
2030 | TVA_Transmission_2_NonRTO_Midwest | TVA_Transmission | NonRTO_Midwest | Internal | Summer | B2 | 25 | 700 | 0 | 86.54 | 80.48 | 9 | 0
2030 | TVA_Transmission_2_NonRTO_Midwest | TVA_Transmission | NonRTO_Midwest | Internal | Summer | B3 | 75 | 700 | 0 | 79.8 | 80.48 | 9 | 0
2030 | TVA_Transmission_2_NonRTO_Midwest | TVA_Transmission | NonRTO_Midwest | Internal | Summer | B4 | 100 | 700 | 0 | 79.8 | 79.81 | 9 | 0
2030 | TVA_Transmission_2_NonRTO_Midwest | TVA_Transmission | NonRTO_Midwest | Internal | Summer | B5 | 200 | 700 | 0 | 74.38 | 78.44 | 9 | 0
2030 | TVA_Transmission_2_NonRTO_Midwest | TVA_Transmission | NonRTO_Midwest | Internal | Summer | B6 | 300 | 700 | 0 | 63.5 | 64.77 | 9 | 0
2030 | TVA_Transmission_2_NonRTO_Midwest | TVA_Transmission | NonRTO_Midwest | Internal | Summer | B7 | 400 | 700 | 0 | 53.44 | 46.13 | 9 | 0
2030 | TVA_Transmission_2_NonRTO_Midwest | TVA_Transmission | NonRTO_Midwest | Internal | Summer | B8 | 500 | 700 | 0 | 49.26 | 44.13 | 9 | 0
2030 | TVA_Transmission_2_NonRTO_Midwest | TVA_Transmission | NonRTO_Midwest | Internal | Summer | B9 | 800 | 700 | 0 | 46.8 | 43.56 | 9 | 0
2030 | TVA_Transmission_2_NonRTO_Midwest | TVA_Transmission | NonRTO_Midwest | Internal | Summer | B10 | 1262 | 700 | 0 | 44.81 | 37.38 | 9 | 0
2030 | TVA_Transmission_2_NonRTO_Midwest | TVA_Transmission | NonRTO_Midwest | Internal | Winter | B16 | 25 | 700 | 0 | 79.29 | 85.29 | 9 | 0
2030 | TVA_Transmission_2_NonRTO_Midwest | TVA_Transmission | NonRTO_Midwest | Internal | Winter | B17 | 100 | 700 | 0 | 59.9 | 66.68 | 9 | 0
2030 | TVA_Transmission_2_NonRTO_Midwest | TVA_Transmission | NonRTO_Midwest | Internal | Winter | B18 | 400 | 700 | 0 | 54.72 | 59.59 | 9 | 0
2030 | TVA_Transmission_2_NonRTO_Midwest | TVA_Transmission | NonRTO_Midwest | Internal | Winter | B19 | 700 | 700 | 0 | 51.94 | 46.4 | 9 | 0
2030 | TVA_Transmission_2_NonRTO_Midwest | TVA_Transmission | NonRTO_Midwest | Internal | Winter | B20 | 935 | 700 | 0 | 48.21 | 40.21 | 9 | 0
2030 | TVA_Transmission_2_PJM_ROR | TVA_Transmission | PJM_ROR | Internal | Shoulder | B11 | 25 | 2000 | 0 | 73.28 | 67.75 | 9 | 0
2030 | TVA_Transmission_2_PJM_ROR | TVA_Transmission | PJM_ROR | Internal | Shoulder | B12 | 200 | 2000 | 0 | 57.67 | 60.14 | 9 | 0
2030 | TVA_Transmission_2_PJM_ROR | TVA_Transmission | PJM_ROR | Internal | Shoulder | B13 | 600 | 2000 | 0 | 52.37 | 50.66 | 9 | 0
2030 | TVA_Transmission_2_PJM_ROR | TVA_Transmission | PJM_ROR | Internal | Shoulder | B14 | 900 | 2000 | 0 | 50.77 | 47.74 | 9 | 0
2030 | TVA_Transmission_2_PJM_ROR | TVA_Transmission | PJM_ROR | Internal | Shoulder | B15 | 1203 | 2000 | 0 | 49.54 | 45.38 | 9 | 0
2030 | TVA_Transmission_2_PJM_ROR | TVA_Transmission | PJM_ROR | Internal | Summer | B1 | 10 | 2000 | 0 | 99.77 | 103.77 | 9 | 0
2030 | TVA_Transmission_2_PJM_ROR | TVA_Transmission | PJM_ROR | Internal | Summer | B2 | 25 | 2000 | 0 | 86.54 | 80.54 | 9 | 0
2030 | TVA_Transmission_2_PJM_ROR | TVA_Transmission | PJM_ROR | Internal | Summer | B3 | 75 | 2000 | 0 | 79.8 | 73.8 | 9 | 0
2030 | TVA_Transmission_2_PJM_ROR | TVA_Transmission | PJM_ROR | Internal | Summer | B4 | 100 | 2000 | 0 | 79.8 | 73.8 | 9 | 0
2030 | TVA_Transmission_2_PJM_ROR | TVA_Transmission | PJM_ROR | Internal | Summer | B5 | 200 | 2000 | 0 | 74.38 | 69.07 | 9 | 0
2030 | TVA_Transmission_2_PJM_ROR | TVA_Transmission | PJM_ROR | Internal | Summer | B6 | 300 | 2000 | 0 | 63.5 | 58.77 | 9 | 0
2030 | TVA_Transmission_2_PJM_ROR | TVA_Transmission | PJM_ROR | Internal | Summer | B7 | 400 | 2000 | 0 | 53.44 | 49.04 | 9 | 0
2030 | TVA_Transmission_2_PJM_ROR | TVA_Transmission | PJM_ROR | Internal | Summer | B8 | 500 | 2000 | 0 | 49.26 | 45.95 | 9 | 0
2030 | TVA_Transmission_2_PJM_ROR | TVA_Transmission | PJM_ROR | Internal | Summer | B9 | 800 | 2000 | 0 | 46.8 | 44.35 | 9 | 0
2030 | TVA_Transmission_2_PJM_ROR | TVA_Transmission | PJM_ROR | Internal | Summer | B10 | 1262 | 2000 | 0 | 44.81 | 41.35 | 9 | 0
2030 | TVA_Transmission_2_PJM_ROR | TVA_Transmission | PJM_ROR | Internal | Winter | B16 | 25 | 2000 | 0 | 79.29 | 79.29 | 9 | 0
2030 | TVA_Transmission_2_PJM_ROR | TVA_Transmission | PJM_ROR | Internal | Winter | B17 | 100 | 2000 | 0 | 59.9 | 63.44 | 9 | 0
2030 | TVA_Transmission_2_PJM_ROR | TVA_Transmission | PJM_ROR | Internal | Winter | B18 | 400 | 2000 | 0 | 54.72 | 53.62 | 9 | 0
2030 | TVA_Transmission_2_PJM_ROR | TVA_Transmission | PJM_ROR | Internal | Winter | B19 | 700 | 2000 | 0 | 51.94 | 50.11 | 9 | 0
2030 | TVA_Transmission_2_PJM_ROR | TVA_Transmission | PJM_ROR | Internal | Winter | B20 | 935 | 2000 | 0 | 48.21 | 45.8 | 9 | 0
2030 | TVA_Transmission_2_SOCO | TVA_Transmission | SOCO | Internal | Shoulder | B11 | 25 | 3200 | 0.01 | 73.28 | 81.51 | 9 | 0
2030 | TVA_Transmission_2_SOCO | TVA_Transmission | SOCO | Internal | Shoulder | B12 | 200 | 3200 | 0 | 57.67 | 51.92 | 9 | 0
2030 | TVA_Transmission_2_SOCO | TVA_Transmission | SOCO | Internal | Shoulder | B13 | 600 | 3200 | 0 | 52.37 | 50.12 | 9 | 0
2030 | TVA_Transmission_2_SOCO | TVA_Transmission | SOCO | Internal | Shoulder | B14 | 900 | 3200 | 0 | 50.77 | 50.12 | 9 | 0
2030 | TVA_Transmission_2_SOCO | TVA_Transmission | SOCO | Internal | Shoulder | B15 | 1203 | 3200 | 0 | 49.54 | 50.12 | 9 | 0
2030 | TVA_Transmission_2_SOCO | TVA_Transmission | SOCO | Internal | Summer | B1 | 10 | 3200 | 0 | 99.77 | 99.77 | 9 | 0
2030 | TVA_Transmission_2_SOCO | TVA_Transmission | SOCO | Internal | Summer | B2 | 25 | 3200 | 0 | 86.54 | 83.67 | 9 | 0
2030 | TVA_Transmission_2_SOCO | TVA_Transmission | SOCO | Internal | Summer | B3 | 75 | 3200 | 0 | 79.8 | 83.67 | 9 | 0
2030 | TVA_Transmission_2_SOCO | TVA_Transmission | SOCO | Internal | Summer | B4 | 100 | 3200 | 0 | 79.8 | 82.07 | 9 | 0
2030 | TVA_Transmission_2_SOCO | TVA_Transmission | SOCO | Internal | Summer | B5 | 200 | 3200 | 0 | 74.38 | 82.07 | 9 | 0
2030 | TVA_Transmission_2_SOCO | TVA_Transmission | SOCO | Internal | Summer | B6 | 300 | 3200 | 0 | 63.5 | 71.77 | 9 | 0
2030 | TVA_Transmission_2_SOCO | TVA_Transmission | SOCO | Internal | Summer | B7 | 400 | 3200 | 0 | 53.44 | 62.04 | 9 | 0
2030 | TVA_Transmission_2_SOCO | TVA_Transmission | SOCO | Internal | Summer | B8 | 500 | 3200 | 0 | 49.26 | 50.38 | 9 | 0
2030 | TVA_Transmission_2_SOCO | TVA_Transmission | SOCO | Internal | Summer | B9 | 800 | 3200 | 0 | 46.8 | 48.64 | 9 | 0
2030 | TVA_Transmission_2_SOCO | TVA_Transmission | SOCO | Internal | Summer | B10 | 1262 | 3200 | 0 | 44.81 | 48.64 | 9 | 0
2030 | TVA_Transmission_2_SOCO | TVA_Transmission | SOCO | Internal | Winter | B16 | 25 | 3200 | 0 | 79.29 | 79.29 | 9 | 0
2030 | TVA_Transmission_2_SOCO | TVA_Transmission | SOCO | Internal | Winter | B17 | 100 | 3200 | 0 | 59.9 | 55.08 | 9 | 0
2030 | TVA_Transmission_2_SOCO | TVA_Transmission | SOCO | Internal | Winter | B18 | 400 | 3200 | 0 | 54.72 | 53.17 | 9 | 0
2030 | TVA_Transmission_2_SOCO | TVA_Transmission | SOCO | Internal | Winter | B19 | 700 | 3200 | 0 | 51.94 | 53.17 | 9 | 0
2030 | TVA_Transmission_2_SOCO | TVA_Transmission | SOCO | Internal | Winter | B20 | 935 | 3200 | 0 | 48.21 | 52.42 | 9 | 0
2030 | TVA_Transmission_2_TVA | TVA_Transmission | TVA | Internal | Shoulder | B11 | 25 | 99999 | 0 | 73.28 | 68.44 | 0.01 | 0
2030 | TVA_Transmission_2_TVA | TVA_Transmission | TVA | Internal | Shoulder | B12 | 200 | 99999 | 0 | 57.67 | 51.68 | 0.01 | 0
2030 | TVA_Transmission_2_TVA | TVA_Transmission | TVA | Internal | Shoulder | B13 | 600 | 99999 | 0 | 52.37 | 49.55 | 0.01 | 0
2030 | TVA_Transmission_2_TVA | TVA_Transmission | TVA | Internal | Shoulder | B14 | 900 | 99999 | 0 | 50.77 | 49.55 | 0.01 | 0
2030 | TVA_Transmission_2_TVA | TVA_Transmission | TVA | Internal | Shoulder | B15 | 1203 | 99999 | 262.19 | 49.54 | 49.55 | 0.01 | 0
2030 | TVA_Transmission_2_TVA | TVA_Transmission | TVA | Internal | Summer | B1 | 10 | 99999 | 0 | 99.77 | 86.55 | 0.01 | 0
2030 | TVA_Transmission_2_TVA | TVA_Transmission | TVA | Internal | Summer | B2 | 25 | 99999 | 2400.02 | 86.54 | 86.55 | 0.01 | 0
2030 | TVA_Transmission_2_TVA | TVA_Transmission | TVA | Internal | Summer | B3 | 75 | 99999 | 876.77 | 79.8 | 79.81 | 0.01 | 0
2030 | TVA_Transmission_2_TVA | TVA_Transmission | TVA | Internal | Summer | B4 | 100 | 99999 | 71.27 | 79.8 | 79.81 | 0.01 | 0
2030 | TVA_Transmission_2_TVA | TVA_Transmission | TVA | Internal | Summer | B5 | 200 | 99999 | 0 | 74.38 | 73.07 | 0.01 | 0
2030 | TVA_Transmission_2_TVA | TVA_Transmission | TVA | Internal | Summer | B6 | 300 | 99999 | 0 | 63.5 | 54.77 | 0.01 | 0
2030 | TVA_Transmission_2_TVA | TVA_Transmission | TVA | Internal | Summer | B7 | 400 | 99999 | 0 | 53.44 | 48.14 | 0.01 | 0
2030 | TVA_Transmission_2_TVA | TVA_Transmission | TVA | Internal | Summer | B8 | 500 | 99999 | 0 | 49.26 | 48.14 | 0.01 | 0
2030 | TVA_Transmission_2_TVA | TVA_Transmission | TVA | Internal | Summer | B9 | 800 | 99999 | 0 | 46.8 | 44.71 | 0.01 | 0
2030 | TVA_Transmission_2_TVA | TVA_Transmission | TVA | Internal | Summer | B10 | 1262 | 99999 | 0 | 44.81 | 44.33 | 0.01 | 0
2030 | TVA_Transmission_2_TVA | TVA_Transmission | TVA | Internal | Winter | B16 | 25 | 99999 | 0 | 79.29 | 70.29 | 0.01 | 0
2030 | TVA_Transmission_2_TVA | TVA_Transmission | TVA | Internal | Winter | B17 | 100 | 99999 | 0 | 59.9 | 54.75 | 0.01 | 0
2030 | TVA_Transmission_2_TVA | TVA_Transmission | TVA | Internal | Winter | B18 | 400 | 99999 | 0 | 54.72 | 50.34 | 0.01 | 0
2030 | TVA_Transmission_2_TVA | TVA_Transmission | TVA | Internal | Winter | B19 | 700 | 99999 | 0 | 51.94 | 50.34 | 0.01 | 0
2030 | TVA_Transmission_2_TVA | TVA_Transmission | TVA | Internal | Winter | B20 | 935 | 99999 | 366.38 | 48.21 | 48.22 | 0.01 | 0
2030 | TVA_Transmission_2_VACAR | TVA_Transmission | VACAR | Internal | Shoulder | B11 | 25 | 900 | 0 | 73.28 | 73.75 | 9 | 0
2030 | TVA_Transmission_2_VACAR | TVA_Transmission | VACAR | Internal | Shoulder | B12 | 200 | 900 | 0 | 57.67 | 60.78 | 9 | 0
2030 | TVA_Transmission_2_VACAR | TVA_Transmission | VACAR | Internal | Shoulder | B13 | 600 | 900 | 0 | 52.37 | 53.88 | 9 | 0
2030 | TVA_Transmission_2_VACAR | TVA_Transmission | VACAR | Internal | Shoulder | B14 | 900 | 900 | 0 | 50.77 | 49.93 | 9 | 0
2030 | TVA_Transmission_2_VACAR | TVA_Transmission | VACAR | Internal | Shoulder | B15 | 1203 | 900 | 0 | 49.54 | 49.45 | 9 | 0
2030 | TVA_Transmission_2_VACAR | TVA_Transmission | VACAR | Internal | Summer | B1 | 10 | 900 | 899.98 | 99.77 | 109.77 | 9 | 1
2030 | TVA_Transmission_2_VACAR | TVA_Transmission | VACAR | Internal | Summer | B2 | 25 | 900 | 0 | 86.54 | 86.54 | 9 | 0
2030 | TVA_Transmission_2_VACAR | TVA_Transmission | VACAR | Internal | Summer | B3 | 75 | 900 | 0 | 79.8 | 85.75 | 9 | 0
2030 | TVA_Transmission_2_VACAR | TVA_Transmission | VACAR | Internal | Summer | B4 | 100 | 900 | 0 | 79.8 | 83.9 | 9 | 0
2030 | TVA_Transmission_2_VACAR | TVA_Transmission | VACAR | Internal | Summer | B5 | 200 | 900 | 0 | 74.38 | 75.07 | 9 | 0
2030 | TVA_Transmission_2_VACAR | TVA_Transmission | VACAR | Internal | Summer | B6 | 300 | 900 | 0 | 63.5 | 64.77 | 9 | 0
2030 | TVA_Transmission_2_VACAR | TVA_Transmission | VACAR | Internal | Summer | B7 | 400 | 900 | 0 | 53.44 | 55.04 | 9 | 0
2030 | TVA_Transmission_2_VACAR | TVA_Transmission | VACAR | Internal | Summer | B8 | 500 | 900 | 0 | 49.26 | 50.06 | 9 | 0
2030 | TVA_Transmission_2_VACAR | TVA_Transmission | VACAR | Internal | Summer | B9 | 800 | 900 | 0 | 46.8 | 47.46 | 9 | 0
2030 | TVA_Transmission_2_VACAR | TVA_Transmission | VACAR | Internal | Summer | B10 | 1262 | 900 | 0 | 44.81 | 47.46 | 9 | 0
2030 | TVA_Transmission_2_VACAR | TVA_Transmission | VACAR | Internal | Winter | B16 | 25 | 900 | 899.99 | 79.29 | 89.29 | 9 | 1
2030 | TVA_Transmission_2_VACAR | TVA_Transmission | VACAR | Internal | Winter | B17 | 100 | 900 | 0 | 59.9 | 65.08 | 9 | 0
2030 | TVA_Transmission_2_VACAR | TVA_Transmission | VACAR | Internal | Winter | B18 | 400 | 900 | 0 | 54.72 | 53.9 | 9 | 0
2030 | TVA_Transmission_2_VACAR | TVA_Transmission | VACAR | Internal | Winter | B19 | 700 | 900 | 0 | 51.94 | 53.9 | 9 | 0
2030 | TVA_Transmission_2_VACAR | TVA_Transmission | VACAR | Internal | Winter | B20 | 935 | 900 | 0 | 48.21 | 51.8 | 9 | 0
2030 | VACAR_2_PJM_ROR | VACAR | PJM_ROR | Internal | Shoulder | B11 | 25 | 2000 | 0 | 73.75 | 67.75 | 7 | 0
2030 | VACAR_2_PJM_ROR | VACAR | PJM_ROR | Internal | Shoulder | B12 | 200 | 2000 | 0 | 60.78 | 60.14 | 7 | 0
2030 | VACAR_2_PJM_ROR | VACAR | PJM_ROR | Internal | Shoulder | B13 | 600 | 2000 | 0 | 53.88 | 50.66 | 7 | 0
2030 | VACAR_2_PJM_ROR | VACAR | PJM_ROR | Internal | Shoulder | B14 | 900 | 2000 | 0 | 49.93 | 47.74 | 7 | 0
2030 | VACAR_2_PJM_ROR | VACAR | PJM_ROR | Internal | Shoulder | B15 | 1203 | 2000 | 0 | 49.45 | 45.38 | 7 | 0
2030 | VACAR_2_PJM_ROR | VACAR | PJM_ROR | Internal | Summer | B1 | 10 | 2000 | 0 | 109.77 | 103.77 | 7 | 0
2030 | VACAR_2_PJM_ROR | VACAR | PJM_ROR | Internal | Summer | B2 | 25 | 2000 | 0 | 86.54 | 80.54 | 7 | 0
2030 | VACAR_2_PJM_ROR | VACAR | PJM_ROR | Internal | Summer | B3 | 75 | 2000 | 0 | 85.75 | 73.8 | 7 | 0
2030 | VACAR_2_PJM_ROR | VACAR | PJM_ROR | Internal | Summer | B4 | 100 | 2000 | 0 | 83.9 | 73.8 | 7 | 0
2030 | VACAR_2_PJM_ROR | VACAR | PJM_ROR | Internal | Summer | B5 | 200 | 2000 | 0 | 75.07 | 69.07 | 7 | 0
2030 | VACAR_2_PJM_ROR | VACAR | PJM_ROR | Internal | Summer | B6 | 300 | 2000 | 0 | 64.77 | 58.77 | 7 | 0
2030 | VACAR_2_PJM_ROR | VACAR | PJM_ROR | Internal | Summer | B7 | 400 | 2000 | 0 | 55.04 | 49.04 | 7 | 0
2030 | VACAR_2_PJM_ROR | VACAR | PJM_ROR | Internal | Summer | B8 | 500 | 2000 | 0 | 50.06 | 45.95 | 7 | 0
2030 | VACAR_2_PJM_ROR | VACAR | PJM_ROR | Internal | Summer | B9 | 800 | 2000 | 0 | 47.46 | 44.35 | 7 | 0
2030 | VACAR_2_PJM_ROR | VACAR | PJM_ROR | Internal | Summer | B10 | 1262 | 2000 | 0 | 47.46 | 41.35 | 7 | 0
2030 | VACAR_2_PJM_ROR | VACAR | PJM_ROR | Internal | Winter | B16 | 25 | 2000 | 0 | 89.29 | 79.29 | 7 | 0
2030 | VACAR_2_PJM_ROR | VACAR | PJM_ROR | Internal | Winter | B17 | 100 | 2000 | 0 | 65.08 | 63.44 | 7 | 0
2030 | VACAR_2_PJM_ROR | VACAR | PJM_ROR | Internal | Winter | B18 | 400 | 2000 | 0 | 53.9 | 53.62 | 7 | 0
2030 | VACAR_2_PJM_ROR | VACAR | PJM_ROR | Internal | Winter | B19 | 700 | 2000 | 0 | 53.9 | 50.11 | 7 | 0
2030 | VACAR_2_PJM_ROR | VACAR | PJM_ROR | Internal | Winter | B20 | 935 | 2000 | 0 | 51.8 | 45.8 | 7 | 0
2030 | VACAR_2_SOCO | VACAR | SOCO | Internal | Shoulder | B11 | 25 | 3000 | 2999.99 | 73.75 | 81.51 | 7 | 0.76
2030 | VACAR_2_SOCO | VACAR | SOCO | Internal | Shoulder | B12 | 200 | 3000 | 0 | 60.78 | 51.92 | 7 | 0
2030 | VACAR_2_SOCO | VACAR | SOCO | Internal | Shoulder | B13 | 600 | 3000 | 0 | 53.88 | 50.12 | 7 | 0
2030 | VACAR_2_SOCO | VACAR | SOCO | Internal | Shoulder | B14 | 900 | 3000 | 0 | 49.93 | 50.12 | 7 | 0
2030 | VACAR_2_SOCO | VACAR | SOCO | Internal | Shoulder | B15 | 1203 | 3000 | 0 | 49.45 | 50.12 | 7 | 0
2030 | VACAR_2_SOCO | VACAR | SOCO | Internal | Summer | B1 | 10 | 3000 | 0 | 109.77 | 99.77 | 7 | 0
2030 | VACAR_2_SOCO | VACAR | SOCO | Internal | Summer | B2 | 25 | 3000 | 0 | 86.54 | 83.67 | 7 | 0
2030 | VACAR_2_SOCO | VACAR | SOCO | Internal | Summer | B3 | 75 | 3000 | 0 | 85.75 | 83.67 | 7 | 0
2030 | VACAR_2_SOCO | VACAR | SOCO | Internal | Summer | B4 | 100 | 3000 | 0 | 83.9 | 82.07 | 7 | 0
2030 | VACAR_2_SOCO | VACAR | SOCO | Internal | Summer | B5 | 200 | 3000 | 925.86 | 75.07 | 82.07 | 7 | 0
2030 | VACAR_2_SOCO | VACAR | SOCO | Internal | Summer | B6 | 300 | 3000 | 863.9 | 64.77 | 71.77 | 7 | 0
2030 | VACAR_2_SOCO | VACAR | SOCO | Internal | Summer | B7 | 400 | 3000 | 1693.72 | 55.04 | 62.04 | 7 | 0
2030 | VACAR_2_SOCO | VACAR | SOCO | Internal | Summer | B8 | 500 | 3000 | 0 | 50.06 | 50.38 | 7 | 0
2030 | VACAR_2_SOCO | VACAR | SOCO | Internal | Summer | B9 | 800 | 3000 | 0 | 47.46 | 48.64 | 7 | 0
2030 | VACAR_2_SOCO | VACAR | SOCO | Internal | Summer | B10 | 1262 | 3000 | 0 | 47.46 | 48.64 | 7 | 0
2030 | VACAR_2_SOCO | VACAR | SOCO | Internal | Winter | B16 | 25 | 3000 | 0 | 89.29 | 79.29 | 7 | 0
2030 | VACAR_2_SOCO | VACAR | SOCO | Internal | Winter | B17 | 100 | 3000 | 0 | 65.08 | 55.08 | 7 | 0
2030 | VACAR_2_SOCO | VACAR | SOCO | Internal | Winter | B18 | 400 | 3000 | 0 | 53.9 | 53.17 | 7 | 0
2030 | VACAR_2_SOCO | VACAR | SOCO | Internal | Winter | B19 | 700 | 3000 | 0 | 53.9 | 53.17 | 7 | 0
2030 | VACAR_2_SOCO | VACAR | SOCO | Internal | Winter | B20 | 935 | 3000 | 0 | 51.8 | 52.42 | 7 | 0
2030 | VACAR_2_TVA_Transmission | VACAR | TVA_Transmission | Internal | Shoulder | B11 | 25 | 900 | 0 | 73.75 | 73.28 | 7 | 0
2030 | VACAR_2_TVA_Transmission | VACAR | TVA_Transmission | Internal | Shoulder | B12 | 200 | 900 | 0 | 60.78 | 57.67 | 7 | 0
2030 | VACAR_2_TVA_Transmission | VACAR | TVA_Transmission | Internal | Shoulder | B13 | 600 | 900 | 0 | 53.88 | 52.37 | 7 | 0
2030 | VACAR_2_TVA_Transmission | VACAR | TVA_Transmission | Internal | Shoulder | B14 | 900 | 900 | 0 | 49.93 | 50.77 | 7 | 0
2030 | VACAR_2_TVA_Transmission | VACAR | TVA_Transmission | Internal | Shoulder | B15 | 1203 | 900 | 0 | 49.45 | 49.54 | 7 | 0
2030 | VACAR_2_TVA_Transmission | VACAR | TVA_Transmission | Internal | Summer | B1 | 10 | 900 | 0 | 109.77 | 99.77 | 7 | 0
2030 | VACAR_2_TVA_Transmission | VACAR | TVA_Transmission | Internal | Summer | B2 | 25 | 900 | 0 | 86.54 | 86.54 | 7 | 0
2030 | VACAR_2_TVA_Transmission | VACAR | TVA_Transmission | Internal | Summer | B3 | 75 | 900 | 0 | 85.75 | 79.8 | 7 | 0
2030 | VACAR_2_TVA_Transmission | VACAR | TVA_Transmission | Internal | Summer | B4 | 100 | 900 | 0 | 83.9 | 79.8 | 7 | 0
2030 | VACAR_2_TVA_Transmission | VACAR | TVA_Transmission | Internal | Summer | B5 | 200 | 900 | 0 | 75.07 | 74.38 | 7 | 0
2030 | VACAR_2_TVA_Transmission | VACAR | TVA_Transmission | Internal | Summer | B6 | 300 | 900 | 0 | 64.77 | 63.5 | 7 | 0
2030 | VACAR_2_TVA_Transmission | VACAR | TVA_Transmission | Internal | Summer | B7 | 400 | 900 | 0 | 55.04 | 53.44 | 7 | 0
2030 | VACAR_2_TVA_Transmission | VACAR | TVA_Transmission | Internal | Summer | B8 | 500 | 900 | 0 | 50.06 | 49.26 | 7 | 0
2030 | VACAR_2_TVA_Transmission | VACAR | TVA_Transmission | Internal | Summer | B9 | 800 | 900 | 0 | 47.46 | 46.8 | 7 | 0
2030 | VACAR_2_TVA_Transmission | VACAR | TVA_Transmission | Internal | Summer | B10 | 1262 | 900 | 0 | 47.46 | 44.81 | 7 | 0
2030 | VACAR_2_TVA_Transmission | VACAR | TVA_Transmission | Internal | Winter | B16 | 25 | 900 | 0 | 89.29 | 79.29 | 7 | 0
2030 | VACAR_2_TVA_Transmission | VACAR | TVA_Transmission | Internal | Winter | B17 | 100 | 900 | 0 | 65.08 | 59.9 | 7 | 0
2030 | VACAR_2_TVA_Transmission | VACAR | TVA_Transmission | Internal | Winter | B18 | 400 | 900 | 0 | 53.9 | 54.72 | 7 | 0
2030 | VACAR_2_TVA_Transmission | VACAR | TVA_Transmission | Internal | Winter | B19 | 700 | 900 | 0 | 53.9 | 51.94 | 7 | 0
2030 | VACAR_2_TVA_Transmission | VACAR | TVA_Transmission | Internal | Winter | B20 | 935 | 900 | 0 | 51.8 | 48.21 | 7 | 0
2035 | ENT_2_MISO_MO-IL | ENT | MISO_MO-IL | Internal | Shoulder | B11 | 25 | 2260 | 0 | 82.37 | 77.16 | 8 | 0
2035 | ENT_2_MISO_MO-IL | ENT | MISO_MO-IL | Internal | Shoulder | B12 | 200 | 2260 | 0.03 | 55.85 | 63.82 | 8 | 0
2035 | ENT_2_MISO_MO-IL | ENT | MISO_MO-IL | Internal | Shoulder | B13 | 600 | 2260 | 0 | 55.45 | 53.95 | 8 | 0
2035 | ENT_2_MISO_MO-IL | ENT | MISO_MO-IL | Internal | Shoulder | B14 | 900 | 2260 | 0 | 55.45 | 53.7 | 8 | 0
2035 | ENT_2_MISO_MO-IL | ENT | MISO_MO-IL | Internal | Shoulder | B15 | 1203 | 2260 | 0 | 53.61 | 46.62 | 8 | 0
2035 | ENT_2_MISO_MO-IL | ENT | MISO_MO-IL | Internal | Summer | B1 | 10 | 2260 | 1783.03 | 121.47 | 129.47 | 8 | 0
2035 | ENT_2_MISO_MO-IL | ENT | MISO_MO-IL | Internal | Summer | B2 | 25 | 2260 | 0 | 89.32 | 87.83 | 8 | 0
2035 | ENT_2_MISO_MO-IL | ENT | MISO_MO-IL | Internal | Summer | B3 | 75 | 2260 | 0 | 84.69 | 83.8 | 8 | 0
2035 | ENT_2_MISO_MO-IL | ENT | MISO_MO-IL | Internal | Summer | B4 | 100 | 2260 | 0 | 82.9 | 80.94 | 8 | 0
2035 | ENT_2_MISO_MO-IL | ENT | MISO_MO-IL | Internal | Summer | B5 | 200 | 2260 | 0 | 82.9 | 79.14 | 8 | 0
2035 | ENT_2_MISO_MO-IL | ENT | MISO_MO-IL | Internal | Summer | B6 | 300 | 2260 | 0 | 68.95 | 63.02 | 8 | 0
2035 | ENT_2_MISO_MO-IL | ENT | MISO_MO-IL | Internal | Summer | B7 | 400 | 2260 | 0 | 56.27 | 52.05 | 8 | 0
2035 | ENT_2_MISO_MO-IL | ENT | MISO_MO-IL | Internal | Summer | B8 | 500 | 2260 | 0 | 54.06 | 48.82 | 8 | 0
2035 | ENT_2_MISO_MO-IL | ENT | MISO_MO-IL | Internal | Summer | B9 | 800 | 2260 | 0 | 53.17 | 45.17 | 8 | 0
2035 | ENT_2_MISO_MO-IL | ENT | MISO_MO-IL | Internal | Summer | B10 | 1262 | 2260 | 0 | 51.9 | 44.36 | 8 | 0
2035 | ENT_2_MISO_MO-IL | ENT | MISO_MO-IL | Internal | Winter | B16 | 25 | 2260 | 0.02 | 78.98 | 86.45 | 8 | 0
2035 | ENT_2_MISO_MO-IL | ENT | MISO_MO-IL | Internal | Winter | B17 | 100 | 2260 | 949.57 | 59.42 | 67.42 | 8 | 0
2035 | ENT_2_MISO_MO-IL | ENT | MISO_MO-IL | Internal | Winter | B18 | 400 | 2260 | 0 | 58.99 | 57.89 | 8 | 0
2035 | ENT_2_MISO_MO-IL | ENT | MISO_MO-IL | Internal | Winter | B19 | 700 | 2260 | 0 | 57.8 | 54.45 | 8 | 0
2035 | ENT_2_MISO_MO-IL | ENT | MISO_MO-IL | Internal | Winter | B20 | 935 | 2260 | 0 | 57.03 | 49.03 | 8 | 0
2035 | ENT_2_SOCO | ENT | SOCO | Internal | Shoulder | B11 | 25 | 2000 | 0 | 82.37 | 88.14 | 8 | 0
2035 | ENT_2_SOCO | ENT | SOCO | Internal | Shoulder | B12 | 200 | 2000 | 0 | 55.85 | 57.72 | 8 | 0
2035 | ENT_2_SOCO | ENT | SOCO | Internal | Shoulder | B13 | 600 | 2000 | 0 | 55.45 | 55.72 | 8 | 0
2035 | ENT_2_SOCO | ENT | SOCO | Internal | Shoulder | B14 | 900 | 2000 | 0 | 55.45 | 55.72 | 8 | 0
2035 | ENT_2_SOCO | ENT | SOCO | Internal | Shoulder | B15 | 1203 | 2000 | 0 | 53.61 | 55.72 | 8 | 0
2035 | ENT_2_SOCO | ENT | SOCO | Internal | Summer | B1 | 10 | 2000 | 513.63 | 121.47 | 129.47 | 8 | 0
2035 | ENT_2_SOCO | ENT | SOCO | Internal | Summer | B2 | 25 | 2000 | 0 | 89.32 | 92.69 | 8 | 0
2035 | ENT_2_SOCO | ENT | SOCO | Internal | Summer | B3 | 75 | 2000 | 375.33 | 84.69 | 92.69 | 8 | 0
2035 | ENT_2_SOCO | ENT | SOCO | Internal | Summer | B4 | 100 | 2000 | 685.93 | 82.9 | 90.9 | 8 | 0
2035 | ENT_2_SOCO | ENT | SOCO | Internal | Summer | B5 | 200 | 2000 | 1823.88 | 82.9 | 90.9 | 8 | 0
2035 | ENT_2_SOCO | ENT | SOCO | Internal | Summer | B6 | 300 | 2000 | 933.74 | 68.95 | 76.95 | 8 | 0
2035 | ENT_2_SOCO | ENT | SOCO | Internal | Summer | B7 | 400 | 2000 | 1471.03 | 56.27 | 64.27 | 8 | 0
2035 | ENT_2_SOCO | ENT | SOCO | Internal | Summer | B8 | 500 | 2000 | 0 | 54.06 | 56.13 | 8 | 0
2035 | ENT_2_SOCO | ENT | SOCO | Internal | Summer | B9 | 800 | 2000 | 0 | 53.17 | 54.18 | 8 | 0
2035 | ENT_2_SOCO | ENT | SOCO | Internal | Summer | B10 | 1262 | 2000 | 0 | 51.9 | 54.18 | 8 | 0
2035 | ENT_2_SOCO | ENT | SOCO | Internal | Winter | B16 | 25 | 2000 | 774.28 | 78.98 | 86.98 | 8 | 0
2035 | ENT_2_SOCO | ENT | SOCO | Internal | Winter | B17 | 100 | 2000 | 0 | 59.42 | 61.04 | 8 | 0
2035 | ENT_2_SOCO | ENT | SOCO | Internal | Winter | B18 | 400 | 2000 | 0 | 58.99 | 59.07 | 8 | 0
2035 | ENT_2_SOCO | ENT | SOCO | Internal | Winter | B19 | 700 | 2000 | 0 | 57.8 | 59.07 | 8 | 0
2035 | ENT_2_SOCO | ENT | SOCO | Internal | Winter | B20 | 935 | 2000 | 0 | 57.03 | 58.25 | 8 | 0
2035 | ENT_2_SPP_N | ENT | SPP_N | Internal | Shoulder | B11 | 25 | 1300 | 0 | 82.37 | 85.16 | 8 | 0
2035 | ENT_2_SPP_N | ENT | SPP_N | Internal | Shoulder | B12 | 200 | 1300 | 148.63 | 55.85 | 63.85 | 8 | 0
2035 | ENT_2_SPP_N | ENT | SPP_N | Internal | Shoulder | B13 | 600 | 1300 | 0 | 55.45 | 56.06 | 8 | 0
2035 | ENT_2_SPP_N | ENT | SPP_N | Internal | Shoulder | B14 | 900 | 1300 | 0 | 55.45 | 55.18 | 8 | 0
2035 | ENT_2_SPP_N | ENT | SPP_N | Internal | Shoulder | B15 | 1203 | 1300 | 0 | 53.61 | 53.38 | 8 | 0
2035 | ENT_2_SPP_N | ENT | SPP_N | Internal | Summer | B1 | 10 | 1300 | 279.17 | 121.47 | 129.47 | 8 | 0
2035 | ENT_2_SPP_N | ENT | SPP_N | Internal | Summer | B2 | 25 | 1300 | 0 | 89.32 | 94.76 | 8 | 0
2035 | ENT_2_SPP_N | ENT | SPP_N | Internal | Summer | B3 | 75 | 1300 | 0 | 84.69 | 91.8 | 8 | 0
2035 | ENT_2_SPP_N | ENT | SPP_N | Internal | Summer | B4 | 100 | 1300 | 0 | 82.9 | 88.32 | 8 | 0
2035 | ENT_2_SPP_N | ENT | SPP_N | Internal | Summer | B5 | 200 | 1300 | 0 | 82.9 | 87.14 | 8 | 0
2035 | ENT_2_SPP_N | ENT | SPP_N | Internal | Summer | B6 | 300 | 1300 | 0 | 68.95 | 72.95 | 8 | 0
2035 | ENT_2_SPP_N | ENT | SPP_N | Internal | Summer | B7 | 400 | 1300 | 0 | 56.27 | 59.06 | 8 | 0
2035 | ENT_2_SPP_N | ENT | SPP_N | Internal | Summer | B8 | 500 | 1300 | 0 | 54.06 | 54.11 | 8 | 0
2035 | ENT_2_SPP_N | ENT | SPP_N | Internal | Summer | B9 | 800 | 1300 | 0 | 53.17 | 51.71 | 8 | 0
2035 | ENT_2_SPP_N | ENT | SPP_N | Internal | Summer | B10 | 1262 | 1300 | 0 | 51.9 | 51.37 | 8 | 0
2035 | ENT_2_SPP_N | ENT | SPP_N | Internal | Winter | B16 | 25 | 1300 | 446.5 | 78.98 | 86.98 | 8 | 0
2035 | ENT_2_SPP_N | ENT | SPP_N | Internal | Winter | B17 | 100 | 1300 | 0 | 59.42 | 62.42 | 8 | 0
2035 | ENT_2_SPP_N | ENT | SPP_N | Internal | Winter | B18 | 400 | 1300 | 0 | 58.99 | 57.15 | 8 | 0
2035 | ENT_2_SPP_N | ENT | SPP_N | Internal | Winter | B19 | 700 | 1300 | 0 | 57.8 | 57.14 | 8 | 0
2035 | ENT_2_SPP_N | ENT | SPP_N | Internal | Winter | B20 | 935 | 1300 | 0 | 57.03 | 53.26 | 8 | 0
2035 | ENT_2_SPP_S | ENT | SPP_S | Internal | Shoulder | B11 | 25 | 1300 | 0 | 82.37 | 77.37 | 8 | 0
2035 | ENT_2_SPP_S | ENT | SPP_S | Internal | Shoulder | B12 | 200 | 1300 | 0 | 55.85 | 55.42 | 8 | 0
2035 | ENT_2_SPP_S | ENT | SPP_S | Internal | Shoulder | B13 | 600 | 1300 | 0 | 55.45 | 53.52 | 8 | 0
2035 | ENT_2_SPP_S | ENT | SPP_S | Internal | Shoulder | B14 | 900 | 1300 | 0 | 55.45 | 53.52 | 8 | 0
2035 | ENT_2_SPP_S | ENT | SPP_S | Internal | Shoulder | B15 | 1203 | 1300 | 0 | 53.61 | 53.4 | 8 | 0
2035 | ENT_2_SPP_S | ENT | SPP_S | Internal | Summer | B1 | 10 | 1300 | 0 | 121.47 | 85.28 | 8 | 0
2035 | ENT_2_SPP_S | ENT | SPP_S | Internal | Summer | B2 | 25 | 1300 | 0 | 89.32 | 84.32 | 8 | 0
2035 | ENT_2_SPP_S | ENT | SPP_S | Internal | Summer | B3 | 75 | 1300 | 0 | 84.69 | 79.69 | 8 | 0
2035 | ENT_2_SPP_S | ENT | SPP_S | Internal | Summer | B4 | 100 | 1300 | 0 | 82.9 | 75.37 | 8 | 0
2035 | ENT_2_SPP_S | ENT | SPP_S | Internal | Summer | B5 | 200 | 1300 | 0 | 82.9 | 74.74 | 8 | 0
2035 | ENT_2_SPP_S | ENT | SPP_S | Internal | Summer | B6 | 300 | 1300 | 0 | 68.95 | 72.97 | 8 | 0
2035 | ENT_2_SPP_S | ENT | SPP_S | Internal | Summer | B7 | 400 | 1300 | 0 | 56.27 | 59.05 | 8 | 0
2035 | ENT_2_SPP_S | ENT | SPP_S | Internal | Summer | B8 | 500 | 1300 | 0 | 54.06 | 54.1 | 8 | 0
2035 | ENT_2_SPP_S | ENT | SPP_S | Internal | Summer | B9 | 800 | 1300 | 0 | 53.17 | 51.73 | 8 | 0
2035 | ENT_2_SPP_S | ENT | SPP_S | Internal | Summer | B10 | 1262 | 1300 | 0 | 51.9 | 51.39 | 8 | 0
2035 | ENT_2_SPP_S | ENT | SPP_S | Internal | Winter | B16 | 25 | 1300 | 0 | 78.98 | 75.21 | 8 | 0
2035 | ENT_2_SPP_S | ENT | SPP_S | Internal | Winter | B17 | 100 | 1300 | 0 | 59.42 | 59.76 | 8 | 0
2035 | ENT_2_SPP_S | ENT | SPP_S | Internal | Winter | B18 | 400 | 1300 | 0 | 58.99 | 57.13 | 8 | 0
2035 | ENT_2_SPP_S | ENT | SPP_S | Internal | Winter | B19 | 700 | 1300 | 0 | 57.8 | 57.13 | 8 | 0
2035 | ENT_2_SPP_S | ENT | SPP_S | Internal | Winter | B20 | 935 | 1300 | 0 | 57.03 | 53.27 | 8 | 0
2035 | ENT_2_TVA_Transmission | ENT | TVA_Transmission | Internal | Shoulder | B11 | 25 | 2100 | 0 | 82.37 | 80.27 | 8 | 0
2035 | ENT_2_TVA_Transmission | ENT | TVA_Transmission | Internal | Shoulder | B12 | 200 | 2100 | 0 | 55.85 | 63.35 | 8 | 0
2035 | ENT_2_TVA_Transmission | ENT | TVA_Transmission | Internal | Shoulder | B13 | 600 | 2100 | 0 | 55.45 | 56.96 | 8 | 0
2035 | ENT_2_TVA_Transmission | ENT | TVA_Transmission | Internal | Shoulder | B14 | 900 | 2100 | 0 | 55.45 | 56.13 | 8 | 0
2035 | ENT_2_TVA_Transmission | ENT | TVA_Transmission | Internal | Shoulder | B15 | 1203 | 2100 | 0 | 53.61 | 53.58 | 8 | 0
2035 | ENT_2_TVA_Transmission | ENT | TVA_Transmission | Internal | Summer | B1 | 10 | 2100 | 0.04 | 121.47 | 128.82 | 8 | 0
2035 | ENT_2_TVA_Transmission | ENT | TVA_Transmission | Internal | Summer | B2 | 25 | 2100 | 0 | 89.32 | 95.83 | 8 | 0
2035 | ENT_2_TVA_Transmission | ENT | TVA_Transmission | Internal | Summer | B3 | 75 | 2100 | 0 | 84.69 | 87.8 | 8 | 0
2035 | ENT_2_TVA_Transmission | ENT | TVA_Transmission | Internal | Summer | B4 | 100 | 2100 | 0 | 82.9 | 87.18 | 8 | 0
2035 | ENT_2_TVA_Transmission | ENT | TVA_Transmission | Internal | Summer | B5 | 200 | 2100 | 0 | 82.9 | 82.71 | 8 | 0
2035 | ENT_2_TVA_Transmission | ENT | TVA_Transmission | Internal | Summer | B6 | 300 | 2100 | 0 | 68.95 | 68.83 | 8 | 0
2035 | ENT_2_TVA_Transmission | ENT | TVA_Transmission | Internal | Summer | B7 | 400 | 2100 | 0 | 56.27 | 55.93 | 8 | 0
2035 | ENT_2_TVA_Transmission | ENT | TVA_Transmission | Internal | Summer | B8 | 500 | 2100 | 0 | 54.06 | 54.07 | 8 | 0
2035 | ENT_2_TVA_Transmission | ENT | TVA_Transmission | Internal | Summer | B9 | 800 | 2100 | 0 | 53.17 | 50.66 | 8 | 0
2035 | ENT_2_TVA_Transmission | ENT | TVA_Transmission | Internal | Summer | B10 | 1262 | 2100 | 0 | 51.9 | 48.2 | 8 | 0
2035 | ENT_2_TVA_Transmission | ENT | TVA_Transmission | Internal | Winter | B16 | 25 | 2100 | 900 | 78.98 | 86.98 | 8 | 0
2035 | ENT_2_TVA_Transmission | ENT | TVA_Transmission | Internal | Winter | B17 | 100 | 2100 | 0 | 59.42 | 67.16 | 8 | 0
2035 | ENT_2_TVA_Transmission | ENT | TVA_Transmission | Internal | Winter | B18 | 400 | 2100 | 0 | 58.99 | 59.98 | 8 | 0
2035 | ENT_2_TVA_Transmission | ENT | TVA_Transmission | Internal | Winter | B19 | 700 | 2100 | 0 | 57.8 | 55.78 | 8 | 0
2035 | ENT_2_TVA_Transmission | ENT | TVA_Transmission | Internal | Winter | B20 | 935 | 2100 | 0 | 57.03 | 53.32 | 8 | 0
2035 | FRCC_2_SOCO | FRCC | SOCO | Internal | Shoulder | B11 | 25 | 900 | 0 | 98.14 | 88.14 | 8 | 0
2035 | FRCC_2_SOCO | FRCC | SOCO | Internal | Shoulder | B12 | 200 | 900 | 0 | 63.63 | 57.72 | 8 | 0
2035 | FRCC_2_SOCO | FRCC | SOCO | Internal | Shoulder | B13 | 600 | 900 | 0 | 62.25 | 55.72 | 8 | 0
2035 | FRCC_2_SOCO | FRCC | SOCO | Internal | Shoulder | B14 | 900 | 900 | 0 | 60.99 | 55.72 | 8 | 0
2035 | FRCC_2_SOCO | FRCC | SOCO | Internal | Shoulder | B15 | 1203 | 900 | 0 | 60.99 | 55.72 | 8 | 0
2035 | FRCC_2_SOCO | FRCC | SOCO | Internal | Summer | B1 | 10 | 900 | 0 | 139.47 | 129.47 | 8 | 0
2035 | FRCC_2_SOCO | FRCC | SOCO | Internal | Summer | B2 | 25 | 900 | 0 | 98.45 | 92.69 | 8 | 0
2035 | FRCC_2_SOCO | FRCC | SOCO | Internal | Summer | B3 | 75 | 900 | 0 | 98.45 | 92.69 | 8 | 0
2035 | FRCC_2_SOCO | FRCC | SOCO | Internal | Summer | B4 | 100 | 900 | 0 | 98.45 | 90.9 | 8 | 0
2035 | FRCC_2_SOCO | FRCC | SOCO | Internal | Summer | B5 | 200 | 900 | 0 | 96.43 | 90.9 | 8 | 0
2035 | FRCC_2_SOCO | FRCC | SOCO | Internal | Summer | B6 | 300 | 900 | 0 | 85.04 | 76.95 | 8 | 0
2035 | FRCC_2_SOCO | FRCC | SOCO | Internal | Summer | B7 | 400 | 900 | 0 | 74.27 | 64.27 | 8 | 0
2035 | FRCC_2_SOCO | FRCC | SOCO | Internal | Summer | B8 | 500 | 900 | 0 | 62.59 | 56.13 | 8 | 0
2035 | FRCC_2_SOCO | FRCC | SOCO | Internal | Summer | B9 | 800 | 900 | 0 | 59.99 | 54.18 | 8 | 0
2035 | FRCC_2_SOCO | FRCC | SOCO | Internal | Summer | B10 | 1262 | 900 | 0 | 59.99 | 54.18 | 8 | 0
2035 | FRCC_2_SOCO | FRCC | SOCO | Internal | Winter | B16 | 25 | 900 | 0 | 92.04 | 86.98 | 8 | 0
2035 | FRCC_2_SOCO | FRCC | SOCO | Internal | Winter | B17 | 100 | 900 | 0 | 66.58 | 61.04 | 8 | 0
2035 | FRCC_2_SOCO | FRCC | SOCO | Internal | Winter | B18 | 400 | 900 | 0 | 63.81 | 59.07 | 8 | 0
2035 | FRCC_2_SOCO | FRCC | SOCO | Internal | Winter | B19 | 700 | 900 | 0 | 63.81 | 59.07 | 8 | 0
2035 | FRCC_2_SOCO | FRCC | SOCO | Internal | Winter | B20 | 935 | 900 | 0 | 63.81 | 58.25 | 8 | 0
2035 | HQ_NEISO_2_NEISO | HQ_NEISO | NEISO | Internal | Shoulder | B11 | 25 | 99999 | 2920 | 46.3 | 46.31 | 0.01 | 0
2035 | HQ_NEISO_2_NEISO | HQ_NEISO | NEISO | Internal | Shoulder | B12 | 200 | 99999 | 2920 | 46.3 | 46.31 | 0.01 | 0
2035 | HQ_NEISO_2_NEISO | HQ_NEISO | NEISO | Internal | Shoulder | B13 | 600 | 99999 | 2920 | 46.3 | 46.31 | 0.01 | 0
2035 | HQ_NEISO_2_NEISO | HQ_NEISO | NEISO | Internal | Shoulder | B14 | 900 | 99999 | 2920 | 46.3 | 46.31 | 0.01 | 0
2035 | HQ_NEISO_2_NEISO | HQ_NEISO | NEISO | Internal | Shoulder | B15 | 1203 | 99999 | 1143.24 | 46.3 | 46.31 | 0.01 | 0
2035 | HQ_NEISO_2_NEISO | HQ_NEISO | NEISO | Internal | Summer | B1 | 10 | 99999 | 2920.1 | 140.53 | 140.54 | 0.01 | 0
2035 | HQ_NEISO_2_NEISO | HQ_NEISO | NEISO | Internal | Summer | B2 | 25 | 99999 | 2920.01 | 89.86 | 89.87 | 0.01 | 0
2035 | HQ_NEISO_2_NEISO | HQ_NEISO | NEISO | Internal | Summer | B3 | 75 | 99999 | 2920 | 70.55 | 70.56 | 0.01 | 0
2035 | HQ_NEISO_2_NEISO | HQ_NEISO | NEISO | Internal | Summer | B4 | 100 | 99999 | 2920 | 59.39 | 59.4 | 0.01 | 0
2035 | HQ_NEISO_2_NEISO | HQ_NEISO | NEISO | Internal | Summer | B5 | 200 | 99999 | 2920 | 59.39 | 59.4 | 0.01 | 0
2035 | HQ_NEISO_2_NEISO | HQ_NEISO | NEISO | Internal | Summer | B6 | 300 | 99999 | 2920 | 42.76 | 42.77 | 0.01 | 0
2035 | HQ_NEISO_2_NEISO | HQ_NEISO | NEISO | Internal | Summer | B7 | 400 | 99999 | 2920 | 42.76 | 42.77 | 0.01 | 0
2035 | HQ_NEISO_2_NEISO | HQ_NEISO | NEISO | Internal | Summer | B8 | 500 | 99999 | 2920 | 42.76 | 42.77 | 0.01 | 0
2035 | HQ_NEISO_2_NEISO | HQ_NEISO | NEISO | Internal | Summer | B9 | 800 | 99999 | 2920 | 42.76 | 42.77 | 0.01 | 0
2035 | HQ_NEISO_2_NEISO | HQ_NEISO | NEISO | Internal | Summer | B10 | 1262 | 99999 | 795.94 | 42.76 | 42.77 | 0.01 | 0
2035 | HQ_NEISO_2_NEISO | HQ_NEISO | NEISO | Internal | Winter | B16 | 25 | 99999 | 2920 | 57.21 | 57.22 | 0.01 | 0
2035 | HQ_NEISO_2_NEISO | HQ_NEISO | NEISO | Internal | Winter | B17 | 100 | 99999 | 2920 | 57.21 | 57.22 | 0.01 | 0
2035 | HQ_NEISO_2_NEISO | HQ_NEISO | NEISO | Internal | Winter | B18 | 400 | 99999 | 2920 | 57.21 | 57.22 | 0.01 | 0
2035 | HQ_NEISO_2_NEISO | HQ_NEISO | NEISO | Internal | Winter | B19 | 700 | 99999 | 2920 | 57.21 | 57.22 | 0.01 | 0
2035 | HQ_NEISO_2_NEISO | HQ_NEISO | NEISO | Internal | Winter | B20 | 935 | 99999 | 1233.58 | 57.21 | 57.22 | 0.01 | 0
2035 | HQ_NY_2_NYISO_A-F | HQ_NY | NYISO_A-F | Internal | Shoulder | B11 | 25 | 99999 | 1000 | 59.05 | 59.06 | 0.01 | 0
2035 | HQ_NY_2_NYISO_A-F | HQ_NY | NYISO_A-F | Internal | Shoulder | B12 | 200 | 99999 | 1000 | 57.76 | 57.78 | 0.01 | 0
2035 | HQ_NY_2_NYISO_A-F | HQ_NY | NYISO_A-F | Internal | Shoulder | B13 | 600 | 99999 | 1000 | 49.97 | 49.99 | 0.01 | 0
2035 | HQ_NY_2_NYISO_A-F | HQ_NY | NYISO_A-F | Internal | Shoulder | B14 | 900 | 99999 | 1000 | 49.64 | 49.65 | 0.01 | 0
2035 | HQ_NY_2_NYISO_A-F | HQ_NY | NYISO_A-F | Internal | Shoulder | B15 | 1203 | 99999 | 188.69 | 49.53 | 49.55 | 0.01 | 0
2035 | HQ_NY_2_NYISO_A-F | HQ_NY | NYISO_A-F | Internal | Summer | B1 | 10 | 99999 | 1000.1 | 137.47 | 137.48 | 0.01 | 0
2035 | HQ_NY_2_NYISO_A-F | HQ_NY | NYISO_A-F | Internal | Summer | B2 | 25 | 99999 | 1000 | 87.83 | 87.85 | 0.01 | 0
2035 | HQ_NY_2_NYISO_A-F | HQ_NY | NYISO_A-F | Internal | Summer | B3 | 75 | 99999 | 1000 | 73.54 | 73.55 | 0.01 | 0
2035 | HQ_NY_2_NYISO_A-F | HQ_NY | NYISO_A-F | Internal | Summer | B4 | 100 | 99999 | 1000 | 64.79 | 64.8 | 0.01 | 0
2035 | HQ_NY_2_NYISO_A-F | HQ_NY | NYISO_A-F | Internal | Summer | B5 | 200 | 99999 | 1000 | 62.39 | 62.4 | 0.01 | 0
2035 | HQ_NY_2_NYISO_A-F | HQ_NY | NYISO_A-F | Internal | Summer | B6 | 300 | 99999 | 1000 | 55.95 | 55.97 | 0.01 | 0
2035 | HQ_NY_2_NYISO_A-F | HQ_NY | NYISO_A-F | Internal | Summer | B7 | 400 | 99999 | 1000 | 51.79 | 51.8 | 0.01 | 0
2035 | HQ_NY_2_NYISO_A-F | HQ_NY | NYISO_A-F | Internal | Summer | B8 | 500 | 99999 | 1000 | 48.34 | 48.35 | 0.01 | 0
2035 | HQ_NY_2_NYISO_A-F | HQ_NY | NYISO_A-F | Internal | Summer | B9 | 800 | 99999 | 1000 | 46.07 | 46.08 | 0.01 | 0
2035 | HQ_NY_2_NYISO_A-F | HQ_NY | NYISO_A-F | Internal | Summer | B10 | 1262 | 99999 | 30.11 | 46.07 | 46.08 | 0.01 | 0
2035 | HQ_NY_2_NYISO_A-F | HQ_NY | NYISO_A-F | Internal | Winter | B16 | 25 | 99999 | 1000 | 79.17 | 79.18 | 0.01 | 0
2035 | HQ_NY_2_NYISO_A-F | HQ_NY | NYISO_A-F | Internal | Winter | B17 | 100 | 99999 | 1000 | 61.74 | 61.75 | 0.01 | 0
2035 | HQ_NY_2_NYISO_A-F | HQ_NY | NYISO_A-F | Internal | Winter | B18 | 400 | 99999 | 1000 | 57.87 | 57.89 | 0.01 | 0
2035 | HQ_NY_2_NYISO_A-F | HQ_NY | NYISO_A-F | Internal | Winter | B19 | 700 | 99999 | 1000 | 57.59 | 57.6 | 0.01 | 0
2035 | HQ_NY_2_NYISO_A-F | HQ_NY | NYISO_A-F | Internal | Winter | B20 | 935 | 99999 | 229.95 | 57.59 | 57.6 | 0.01 | 0
2035 | HQ_IESO_2_IESO | HQ_IESO | IESO | Internal | Shoulder | B11 | 25 | 99999 | 400 | 48.5 | 48.51 | 0.01 | 0
2035 | HQ_IESO_2_IESO | HQ_IESO | IESO | Internal | Shoulder | B12 | 200 | 99999 | 400 | 50.76 | 50.78 | 0.01 | 0
2035 | HQ_IESO_2_IESO | HQ_IESO | IESO | Internal | Shoulder | B13 | 600 | 99999 | 400 | 46.71 | 46.72 | 0.01 | 0
2035 | HQ_IESO_2_IESO | HQ_IESO | IESO | Internal | Shoulder | B14 | 900 | 99999 | 400 | 46.69 | 46.7 | 0.01 | 0
2035 | HQ_IESO_2_IESO | HQ_IESO | IESO | Internal | Shoulder | B15 | 1203 | 99999 | 75.48 | 46.69 | 46.7 | 0.01 | 0
2035 | HQ_IESO_2_IESO | HQ_IESO | IESO | Internal | Summer | B1 | 10 | 99999 | 400.1 | 130.47 | 130.48 | 0.01 | 0
2035 | HQ_IESO_2_IESO | HQ_IESO | IESO | Internal | Summer | B2 | 25 | 99999 | 400 | 80.83 | 80.85 | 0.01 | 0
2035 | HQ_IESO_2_IESO | HQ_IESO | IESO | Internal | Summer | B3 | 75 | 99999 | 400 | 76.79 | 76.8 | 0.01 | 0
2035 | HQ_IESO_2_IESO | HQ_IESO | IESO | Internal | Summer | B4 | 100 | 99999 | 400 | 71.79 | 71.8 | 0.01 | 0
2035 | HQ_IESO_2_IESO | HQ_IESO | IESO | Internal | Summer | B5 | 200 | 99999 | 400 | 55.39 | 55.4 | 0.01 | 0
2035 | HQ_IESO_2_IESO | HQ_IESO | IESO | Internal | Summer | B6 | 300 | 99999 | 400 | 48.95 | 48.97 | 0.01 | 0
2035 | HQ_IESO_2_IESO | HQ_IESO | IESO | Internal | Summer | B7 | 400 | 99999 | 400 | 45.04 | 45.05 | 0.01 | 0
2035 | HQ_IESO_2_IESO | HQ_IESO | IESO | Internal | Summer | B8 | 500 | 99999 | 400 | 43.9 | 43.92 | 0.01 | 0
2035 | HQ_IESO_2_IESO | HQ_IESO | IESO | Internal | Summer | B9 | 800 | 99999 | 400 | 43.9 | 43.92 | 0.01 | 0
2035 | HQ_IESO_2_IESO | HQ_IESO | IESO | Internal | Summer | B10 | 1262 | 99999 | 12.04 | 43.9 | 43.92 | 0.01 | 0
2035 | HQ_IESO_2_IESO | HQ_IESO | IESO | Internal | Winter | B16 | 25 | 99999 | 400 | 72.17 | 72.18 | 0.01 | 0
2035 | HQ_IESO_2_IESO | HQ_IESO | IESO | Internal | Winter | B17 | 100 | 99999 | 400 | 54.74 | 54.75 | 0.01 | 0
2035 | HQ_IESO_2_IESO | HQ_IESO | IESO | Internal | Winter | B18 | 400 | 99999 | 400 | 50.87 | 50.89 | 0.01 | 0
2035 | HQ_IESO_2_IESO | HQ_IESO | IESO | Internal | Winter | B19 | 700 | 99999 | 400 | 50.87 | 50.89 | 0.01 | 0
2035 | HQ_IESO_2_IESO | HQ_IESO | IESO | Internal | Winter | B20 | 935 | 99999 | 91.98 | 50.87 | 50.89 | 0.01 | 0
2035 | IESO_2_MAPP_CA | IESO | MAPP_CA | Internal | Shoulder | B11 | 25 | 262 | 262 | 48.51 | 58.35 | 7 | 2.84
2035 | IESO_2_MAPP_CA | IESO | MAPP_CA | Internal | Shoulder | B12 | 200 | 262 | 262 | 50.78 | 63.81 | 7 | 6.04
2035 | IESO_2_MAPP_CA | IESO | MAPP_CA | Internal | Shoulder | B13 | 600 | 262 | 262 | 46.72 | 53.95 | 7 | 0.23
2035 | IESO_2_MAPP_CA | IESO | MAPP_CA | Internal | Shoulder | B14 | 900 | 262 | 30.5 | 46.7 | 53.7 | 7 | 0
2035 | IESO_2_MAPP_CA | IESO | MAPP_CA | Internal | Shoulder | B15 | 1203 | 262 | 23.17 | 46.7 | 53.7 | 7 | 0
2035 | IESO_2_MAPP_CA | IESO | MAPP_CA | Internal | Summer | B1 | 10 | 262 | 0 | 130.48 | 115.46 | 7 | 0
2035 | IESO_2_MAPP_CA | IESO | MAPP_CA | Internal | Summer | B2 | 25 | 262 | 0 | 80.85 | 86.42 | 7 | 0
2035 | IESO_2_MAPP_CA | IESO | MAPP_CA | Internal | Summer | B3 | 75 | 262 | 78.69 | 76.8 | 83.8 | 7 | 0
2035 | IESO_2_MAPP_CA | IESO | MAPP_CA | Internal | Summer | B4 | 100 | 262 | 0 | 71.8 | 73.53 | 7 | 0
2035 | IESO_2_MAPP_CA | IESO | MAPP_CA | Internal | Summer | B5 | 200 | 262 | 262 | 55.4 | 67.08 | 7 | 4.67
2035 | IESO_2_MAPP_CA | IESO | MAPP_CA | Internal | Summer | B6 | 300 | 262 | 261.99 | 48.97 | 56.01 | 7 | 0.05
2035 | IESO_2_MAPP_CA | IESO | MAPP_CA | Internal | Summer | B7 | 400 | 262 | 1.79 | 45.05 | 52.05 | 7 | 0
2035 | IESO_2_MAPP_CA | IESO | MAPP_CA | Internal | Summer | B8 | 500 | 262 | 0 | 43.92 | 48.82 | 7 | 0
2035 | IESO_2_MAPP_CA | IESO | MAPP_CA | Internal | Summer | B9 | 800 | 262 | 0 | 43.92 | 48.79 | 7 | 0
2035 | IESO_2_MAPP_CA | IESO | MAPP_CA | Internal | Summer | B10 | 1262 | 262 | 0 | 43.92 | 48.79 | 7 | 0
2035 | IESO_2_MAPP_CA | IESO | MAPP_CA | Internal | Winter | B16 | 25 | 262 | 262 | 72.18 | 86.43 | 7 | 7.25
2035 | IESO_2_MAPP_CA | IESO | MAPP_CA | Internal | Winter | B17 | 100 | 262 | 262 | 54.75 | 67.4 | 7 | 5.65
2035 | IESO_2_MAPP_CA | IESO | MAPP_CA | Internal | Winter | B18 | 400 | 262 | 76.3 | 50.89 | 57.89 | 7 | 0
2035 | IESO_2_MAPP_CA | IESO | MAPP_CA | Internal | Winter | B19 | 700 | 262 | 0 | 50.89 | 57.37 | 7 | 0
2035 | IESO_2_MAPP_CA | IESO | MAPP_CA | Internal | Winter | B20 | 935 | 262 | 0 | 50.89 | 57.37 | 7 | 0
2035 | IESO_2_MISO_MI | IESO | MISO_MI | Internal | Shoulder | B11 | 25 | 1840 | 1840 | 48.51 | 77.14 | 7 | 21.63
2035 | IESO_2_MISO_MI | IESO | MISO_MI | Internal | Shoulder | B12 | 200 | 1840 | 1840 | 50.78 | 63.82 | 7 | 6.05
2035 | IESO_2_MISO_MI | IESO | MISO_MI | Internal | Shoulder | B13 | 600 | 1840 | 1840 | 46.72 | 53.95 | 7 | 0.23
2035 | IESO_2_MISO_MI | IESO | MISO_MI | Internal | Shoulder | B14 | 900 | 1840 | 145.6 | 46.7 | 53.7 | 7 | 0
2035 | IESO_2_MISO_MI | IESO | MISO_MI | Internal | Shoulder | B15 | 1203 | 1840 | 0 | 46.7 | 46.64 | 7 | 0
2035 | IESO_2_MISO_MI | IESO | MISO_MI | Internal | Summer | B1 | 10 | 1840 | 0 | 130.48 | 129.47 | 7 | 0
2035 | IESO_2_MISO_MI | IESO | MISO_MI | Internal | Summer | B2 | 25 | 1840 | 0.59 | 80.85 | 87.83 | 7 | 0
2035 | IESO_2_MISO_MI | IESO | MISO_MI | Internal | Summer | B3 | 75 | 1840 | 439.48 | 76.8 | 83.8 | 7 | 0
2035 | IESO_2_MISO_MI | IESO | MISO_MI | Internal | Summer | B4 | 100 | 1840 | 1840 | 71.8 | 80.92 | 7 | 2.12
2035 | IESO_2_MISO_MI | IESO | MISO_MI | Internal | Summer | B5 | 200 | 1840 | 1840 | 55.4 | 79.12 | 7 | 16.72
2035 | IESO_2_MISO_MI | IESO | MISO_MI | Internal | Summer | B6 | 300 | 1840 | 1840 | 48.97 | 63.02 | 7 | 7.05
2035 | IESO_2_MISO_MI | IESO | MISO_MI | Internal | Summer | B7 | 400 | 1840 | 809.88 | 45.05 | 52.05 | 7 | 0
2035 | IESO_2_MISO_MI | IESO | MISO_MI | Internal | Summer | B8 | 500 | 1840 | 0 | 43.92 | 49.36 | 7 | 0
2035 | IESO_2_MISO_MI | IESO | MISO_MI | Internal | Summer | B9 | 800 | 1840 | 0 | 43.92 | 49.14 | 7 | 0
2035 | IESO_2_MISO_MI | IESO | MISO_MI | Internal | Summer | B10 | 1262 | 1840 | 0 | 43.92 | 45.17 | 7 | 0
2035 | IESO_2_MISO_MI | IESO | MISO_MI | Internal | Winter | B16 | 25 | 1840 | 1840 | 72.18 | 86.47 | 7 | 7.29
2035 | IESO_2_MISO_MI | IESO | MISO_MI | Internal | Winter | B17 | 100 | 1840 | 1840 | 54.75 | 67.45 | 7 | 5.7
2035 | IESO_2_MISO_MI | IESO | MISO_MI | Internal | Winter | B18 | 400 | 1840 | 1571.18 | 50.89 | 57.89 | 7 | 0
2035 | IESO_2_MISO_MI | IESO | MISO_MI | Internal | Winter | B19 | 700 | 1840 | 0 | 50.89 | 54.45 | 7 | 0
2035 | IESO_2_MISO_MI | IESO | MISO_MI | Internal | Winter | B20 | 935 | 1840 | 0 | 50.89 | 49.06 | 7 | 0
2035 | IESO_2_MISO_W | IESO | MISO_W | Internal | Shoulder | B11 | 25 | 140 | 140 | 48.51 | 78.16 | 7 | 22.65
2035 | IESO_2_MISO_W | IESO | MISO_W | Internal | Shoulder | B12 | 200 | 140 | 140 | 50.78 | 63.82 | 7 | 6.05
2035 | IESO_2_MISO_W | IESO | MISO_W | Internal | Shoulder | B13 | 600 | 140 | 140 | 46.72 | 53.96 | 7 | 0.24
2035 | IESO_2_MISO_W | IESO | MISO_W | Internal | Shoulder | B14 | 900 | 140 | 139.98 | 46.7 | 53.71 | 7 | 0.01
2035 | IESO_2_MISO_W | IESO | MISO_W | Internal | Shoulder | B15 | 1203 | 140 | 0 | 46.7 | 49.58 | 7 | 0
2035 | IESO_2_MISO_W | IESO | MISO_W | Internal | Summer | B1 | 10 | 140 | 0 | 130.48 | 129.46 | 7 | 0
2035 | IESO_2_MISO_W | IESO | MISO_W | Internal | Summer | B2 | 25 | 140 | 46.83 | 80.85 | 87.85 | 7 | 0
2035 | IESO_2_MISO_W | IESO | MISO_W | Internal | Summer | B3 | 75 | 140 | 140 | 76.8 | 85.8 | 7 | 2
2035 | IESO_2_MISO_W | IESO | MISO_W | Internal | Summer | B4 | 100 | 140 | 140 | 71.8 | 84.55 | 7 | 5.75
2035 | IESO_2_MISO_W | IESO | MISO_W | Internal | Summer | B5 | 200 | 140 | 140 | 55.4 | 80.14 | 7 | 17.73
2035 | IESO_2_MISO_W | IESO | MISO_W | Internal | Summer | B6 | 300 | 140 | 140 | 48.97 | 65.95 | 7 | 9.99
2035 | IESO_2_MISO_W | IESO | MISO_W | Internal | Summer | B7 | 400 | 140 | 139.95 | 45.05 | 52.06 | 7 | 0.01
2035 | IESO_2_MISO_W | IESO | MISO_W | Internal | Summer | B8 | 500 | 140 | 0 | 43.92 | 48.83 | 7 | 0
2035 | IESO_2_MISO_W | IESO | MISO_W | Internal | Summer | B9 | 800 | 140 | 0 | 43.92 | 48.8 | 7 | 0
2035 | IESO_2_MISO_W | IESO | MISO_W | Internal | Summer | B10 | 1262 | 140 | 0 | 43.92 | 44.37 | 7 | 0
2035 | IESO_2_MISO_W | IESO | MISO_W | Internal | Winter | B16 | 25 | 140 | 140 | 72.18 | 86.44 | 7 | 7.26
2035 | IESO_2_MISO_W | IESO | MISO_W | Internal | Winter | B17 | 100 | 140 | 140 | 54.75 | 67.41 | 7 | 5.66
2035 | IESO_2_MISO_W | IESO | MISO_W | Internal | Winter | B18 | 400 | 140 | 139.95 | 50.89 | 57.9 | 7 | 0.01
2035 | IESO_2_MISO_W | IESO | MISO_W | Internal | Winter | B19 | 700 | 140 | 0 | 50.89 | 57.36 | 7 | 0
2035 | IESO_2_MISO_W | IESO | MISO_W | Internal | Winter | B20 | 935 | 140 | 0 | 50.89 | 49.04 | 7 | 0
2035 | IESO_2_NYISO_A-F | IESO | NYISO_A-F | Internal | Shoulder | B11 | 25 | 1725 | 1725 | 48.51 | 59.06 | 7 | 3.55
2035 | IESO_2_NYISO_A-F | IESO | NYISO_A-F | Internal | Shoulder | B12 | 200 | 1725 | 1492.37 | 50.78 | 57.78 | 7 | 0
2035 | IESO_2_NYISO_A-F | IESO | NYISO_A-F | Internal | Shoulder | B13 | 600 | 1725 | 0 | 46.72 | 49.99 | 7 | 0
2035 | IESO_2_NYISO_A-F | IESO | NYISO_A-F | Internal | Shoulder | B14 | 900 | 1725 | 0 | 46.7 | 49.65 | 7 | 0
2035 | IESO_2_NYISO_A-F | IESO | NYISO_A-F | Internal | Shoulder | B15 | 1203 | 1725 | 0 | 46.7 | 49.55 | 7 | 0
2035 | IESO_2_NYISO_A-F | IESO | NYISO_A-F | Internal | Summer | B1 | 10 | 1725 | 656.77 | 130.48 | 137.48 | 7 | 0
2035 | IESO_2_NYISO_A-F | IESO | NYISO_A-F | Internal | Summer | B2 | 25 | 1725 | 777.04 | 80.85 | 87.85 | 7 | 0
2035 | IESO_2_NYISO_A-F | IESO | NYISO_A-F | Internal | Summer | B3 | 75 | 1725 | 0 | 76.8 | 73.55 | 7 | 0
2035 | IESO_2_NYISO_A-F | IESO | NYISO_A-F | Internal | Summer | B4 | 100 | 1725 | 0 | 71.8 | 64.8 | 7 | 0
2035 | IESO_2_NYISO_A-F | IESO | NYISO_A-F | Internal | Summer | B5 | 200 | 1725 | 6.05 | 55.4 | 62.4 | 7 | 0
2035 | IESO_2_NYISO_A-F | IESO | NYISO_A-F | Internal | Summer | B6 | 300 | 1725 | 597.73 | 48.97 | 55.97 | 7 | 0
2035 | IESO_2_NYISO_A-F | IESO | NYISO_A-F | Internal | Summer | B7 | 400 | 1725 | 0 | 45.05 | 51.8 | 7 | 0
2035 | IESO_2_NYISO_A-F | IESO | NYISO_A-F | Internal | Summer | B8 | 500 | 1725 | 0 | 43.92 | 48.35 | 7 | 0
2035 | IESO_2_NYISO_A-F | IESO | NYISO_A-F | Internal | Summer | B9 | 800 | 1725 | 0 | 43.92 | 46.08 | 7 | 0
2035 | IESO_2_NYISO_A-F | IESO | NYISO_A-F | Internal | Summer | B10 | 1262 | 1725 | 0 | 43.92 | 46.08 | 7 | 0
2035 | IESO_2_NYISO_A-F | IESO | NYISO_A-F | Internal | Winter | B16 | 25 | 1725 | 458.45 | 72.18 | 79.18 | 7 | 0
2035 | IESO_2_NYISO_A-F | IESO | NYISO_A-F | Internal | Winter | B17 | 100 | 1725 | 909.9 | 54.75 | 61.75 | 7 | 0
2035 | IESO_2_NYISO_A-F | IESO | NYISO_A-F | Internal | Winter | B18 | 400 | 1725 | 411 | 50.89 | 57.89 | 7 | 0
2035 | IESO_2_NYISO_A-F | IESO | NYISO_A-F | Internal | Winter | B19 | 700 | 1725 | 0 | 50.89 | 57.6 | 7 | 0
2035 | IESO_2_NYISO_A-F | IESO | NYISO_A-F | Internal | Winter | B20 | 935 | 1725 | 0 | 50.89 | 57.6 | 7 | 0
2035 | MAPP_CA_2_IESO | MAPP_CA | IESO | Internal | Shoulder | B11 | 25 | 330 | 0 | 58.35 | 48.51 | 8 | 0
2035 | MAPP_CA_2_IESO | MAPP_CA | IESO | Internal | Shoulder | B12 | 200 | 330 | 0 | 63.81 | 50.78 | 8 | 0
2035 | MAPP_CA_2_IESO | MAPP_CA | IESO | Internal | Shoulder | B13 | 600 | 330 | 0 | 53.95 | 46.72 | 8 | 0
2035 | MAPP_CA_2_IESO | MAPP_CA | IESO | Internal | Shoulder | B14 | 900 | 330 | 0 | 53.7 | 46.7 | 8 | 0
2035 | MAPP_CA_2_IESO | MAPP_CA | IESO | Internal | Shoulder | B15 | 1203 | 330 | 0 | 53.7 | 46.7 | 8 | 0
2035 | MAPP_CA_2_IESO | MAPP_CA | IESO | Internal | Summer | B1 | 10 | 330 | 330 | 115.46 | 130.48 | 8 | 7.02
2035 | MAPP_CA_2_IESO | MAPP_CA | IESO | Internal | Summer | B2 | 25 | 330 | 0 | 86.42 | 80.85 | 8 | 0
2035 | MAPP_CA_2_IESO | MAPP_CA | IESO | Internal | Summer | B3 | 75 | 330 | 0 | 83.8 | 76.8 | 8 | 0
2035 | MAPP_CA_2_IESO | MAPP_CA | IESO | Internal | Summer | B4 | 100 | 330 | 0 | 73.53 | 71.8 | 8 | 0
2035 | MAPP_CA_2_IESO | MAPP_CA | IESO | Internal | Summer | B5 | 200 | 330 | 0 | 67.08 | 55.4 | 8 | 0
2035 | MAPP_CA_2_IESO | MAPP_CA | IESO | Internal | Summer | B6 | 300 | 330 | 0 | 56.01 | 48.97 | 8 | 0
2035 | MAPP_CA_2_IESO | MAPP_CA | IESO | Internal | Summer | B7 | 400 | 330 | 0 | 52.05 | 45.05 | 8 | 0
2035 | MAPP_CA_2_IESO | MAPP_CA | IESO | Internal | Summer | B8 | 500 | 330 | 0 | 48.82 | 43.92 | 8 | 0
2035 | MAPP_CA_2_IESO | MAPP_CA | IESO | Internal | Summer | B9 | 800 | 330 | 0 | 48.79 | 43.92 | 8 | 0
2035 | MAPP_CA_2_IESO | MAPP_CA | IESO | Internal | Summer | B10 | 1262 | 330 | 0 | 48.79 | 43.92 | 8 | 0
2035 | MAPP_CA_2_IESO | MAPP_CA | IESO | Internal | Winter | B16 | 25 | 330 | 0 | 86.43 | 72.18 | 8 | 0
2035 | MAPP_CA_2_IESO | MAPP_CA | IESO | Internal | Winter | B17 | 100 | 330 | 0 | 67.4 | 54.75 | 8 | 0
2035 | MAPP_CA_2_IESO | MAPP_CA | IESO | Internal | Winter | B18 | 400 | 330 | 0 | 57.89 | 50.89 | 8 | 0
2035 | MAPP_CA_2_IESO | MAPP_CA | IESO | Internal | Winter | B19 | 700 | 330 | 0 | 57.37 | 50.89 | 8 | 0
2035 | MAPP_CA_2_IESO | MAPP_CA | IESO | Internal | Winter | B20 | 935 | 330 | 0 | 57.37 | 50.89 | 8 | 0
2035 | MAPP_CA_2_MAPP_US | MAPP_CA | MAPP_US | Internal | Shoulder | B11 | 25 | 372 | 372 | 58.35 | 71.16 | 7 | 5.81
2035 | MAPP_CA_2_MAPP_US | MAPP_CA | MAPP_US | Internal | Shoulder | B12 | 200 | 372 | 0 | 63.81 | 56.82 | 7 | 0
2035 | MAPP_CA_2_MAPP_US | MAPP_CA | MAPP_US | Internal | Shoulder | B13 | 600 | 372 | 0 | 53.95 | 48.17 | 7 | 0
2035 | MAPP_CA_2_MAPP_US | MAPP_CA | MAPP_US | Internal | Shoulder | B14 | 900 | 372 | 0 | 53.7 | 48.17 | 7 | 0
2035 | MAPP_CA_2_MAPP_US | MAPP_CA | MAPP_US | Internal | Shoulder | B15 | 1203 | 372 | 0 | 53.7 | 46.39 | 7 | 0
2035 | MAPP_CA_2_MAPP_US | MAPP_CA | MAPP_US | Internal | Summer | B1 | 10 | 372 | 315.72 | 115.46 | 122.46 | 7 | 0
2035 | MAPP_CA_2_MAPP_US | MAPP_CA | MAPP_US | Internal | Summer | B2 | 25 | 372 | 0 | 86.42 | 80.85 | 7 | 0
2035 | MAPP_CA_2_MAPP_US | MAPP_CA | MAPP_US | Internal | Summer | B3 | 75 | 372 | 0 | 83.8 | 80.53 | 7 | 0
2035 | MAPP_CA_2_MAPP_US | MAPP_CA | MAPP_US | Internal | Summer | B4 | 100 | 372 | 27.11 | 73.53 | 80.53 | 7 | 0
2035 | MAPP_CA_2_MAPP_US | MAPP_CA | MAPP_US | Internal | Summer | B5 | 200 | 372 | 372 | 67.08 | 75.38 | 7 | 1.3
2035 | MAPP_CA_2_MAPP_US | MAPP_CA | MAPP_US | Internal | Summer | B6 | 300 | 372 | 177.66 | 56.01 | 63.01 | 7 | 0
2035 | MAPP_CA_2_MAPP_US | MAPP_CA | MAPP_US | Internal | Summer | B7 | 400 | 372 | 0 | 52.05 | 51.2 | 7 | 0
2035 | MAPP_CA_2_MAPP_US | MAPP_CA | MAPP_US | Internal | Summer | B8 | 500 | 372 | 0 | 48.82 | 44.7 | 7 | 0
2035 | MAPP_CA_2_MAPP_US | MAPP_CA | MAPP_US | Internal | Summer | B9 | 800 | 372 | 0 | 48.79 | 44.7 | 7 | 0
2035 | MAPP_CA_2_MAPP_US | MAPP_CA | MAPP_US | Internal | Summer | B10 | 1262 | 372 | 0 | 48.79 | 37.37 | 7 | 0
2035 | MAPP_CA_2_MAPP_US | MAPP_CA | MAPP_US | Internal | Winter | B16 | 25 | 372 | 0 | 86.43 | 79.44 | 7 | 0
2035 | MAPP_CA_2_MAPP_US | MAPP_CA | MAPP_US | Internal | Winter | B17 | 100 | 372 | 0 | 67.4 | 60.41 | 7 | 0
2035 | MAPP_CA_2_MAPP_US | MAPP_CA | MAPP_US | Internal | Winter | B18 | 400 | 372 | 0 | 57.89 | 54.14 | 7 | 0
2035 | MAPP_CA_2_MAPP_US | MAPP_CA | MAPP_US | Internal | Winter | B19 | 700 | 372 | 0 | 57.37 | 54.14 | 7 | 0
2035 | MAPP_CA_2_MAPP_US | MAPP_CA | MAPP_US | Internal | Winter | B20 | 935 | 372 | 0 | 57.37 | 42.04 | 7 | 0
2035 | MAPP_CA_2_MISO_W | MAPP_CA | MISO_W | Internal | Shoulder | B11 | 25 | 1970 | 1970 | 58.35 | 78.16 | 0.01 | 19.8
2035 | MAPP_CA_2_MISO_W | MAPP_CA | MISO_W | Internal | Shoulder | B12 | 200 | 1970 | 1861.77 | 63.81 | 63.82 | 0.01 | 0
2035 | MAPP_CA_2_MISO_W | MAPP_CA | MISO_W | Internal | Shoulder | B13 | 600 | 1970 | 1655.89 | 53.95 | 53.96 | 0.01 | 0
2035 | MAPP_CA_2_MISO_W | MAPP_CA | MISO_W | Internal | Shoulder | B14 | 900 | 1970 | 1081.03 | 53.7 | 53.71 | 0.01 | 0
2035 | MAPP_CA_2_MISO_W | MAPP_CA | MISO_W | Internal | Shoulder | B15 | 1203 | 1970 | 0 | 53.7 | 49.58 | 0.01 | 0
2035 | MAPP_CA_2_MISO_W | MAPP_CA | MISO_W | Internal | Summer | B1 | 10 | 1970 | 1970 | 115.46 | 129.46 | 0.01 | 13.99
2035 | MAPP_CA_2_MISO_W | MAPP_CA | MISO_W | Internal | Summer | B2 | 25 | 1970 | 1969.99 | 86.42 | 87.85 | 0.01 | 1.41
2035 | MAPP_CA_2_MISO_W | MAPP_CA | MISO_W | Internal | Summer | B3 | 75 | 1970 | 1970 | 83.8 | 85.8 | 0.01 | 1.99
2035 | MAPP_CA_2_MISO_W | MAPP_CA | MISO_W | Internal | Summer | B4 | 100 | 1970 | 1970 | 73.53 | 84.55 | 0.01 | 11.01
2035 | MAPP_CA_2_MISO_W | MAPP_CA | MISO_W | Internal | Summer | B5 | 200 | 1970 | 1970 | 67.08 | 80.14 | 0.01 | 13.05
2035 | MAPP_CA_2_MISO_W | MAPP_CA | MISO_W | Internal | Summer | B6 | 300 | 1970 | 1970 | 56.01 | 65.95 | 0.01 | 9.93
2035 | MAPP_CA_2_MISO_W | MAPP_CA | MISO_W | Internal | Summer | B7 | 400 | 1970 | 1968.18 | 52.05 | 52.06 | 0.01 | 0
2035 | MAPP_CA_2_MISO_W | MAPP_CA | MISO_W | Internal | Summer | B8 | 500 | 1970 | 1246.85 | 48.82 | 48.83 | 0.01 | 0
2035 | MAPP_CA_2_MISO_W | MAPP_CA | MISO_W | Internal | Summer | B9 | 800 | 1970 | 101.54 | 48.79 | 48.8 | 0.01 | 0
2035 | MAPP_CA_2_MISO_W | MAPP_CA | MISO_W | Internal | Summer | B10 | 1262 | 1970 | 0 | 48.79 | 44.37 | 0.01 | 0
2035 | MAPP_CA_2_MISO_W | MAPP_CA | MISO_W | Internal | Winter | B16 | 25 | 1970 | 1422.43 | 86.43 | 86.44 | 0.01 | 0
2035 | MAPP_CA_2_MISO_W | MAPP_CA | MISO_W | Internal | Winter | B17 | 100 | 1970 | 1286.23 | 67.4 | 67.41 | 0.01 | 0
2035 | MAPP_CA_2_MISO_W | MAPP_CA | MISO_W | Internal | Winter | B18 | 400 | 1970 | 819.67 | 57.89 | 57.9 | 0.01 | 0
2035 | MAPP_CA_2_MISO_W | MAPP_CA | MISO_W | Internal | Winter | B19 | 700 | 1970 | 0.01 | 57.37 | 57.36 | 0.01 | 0
2035 | MAPP_CA_2_MISO_W | MAPP_CA | MISO_W | Internal | Winter | B20 | 935 | 1970 | 0 | 57.37 | 49.04 | 0.01 | 0
2035 | MAPP_US_2_MAPP_CA | MAPP_US | MAPP_CA | Internal | Shoulder | B11 | 25 | 165 | 0 | 71.16 | 58.35 | 7 | 0
2035 | MAPP_US_2_MAPP_CA | MAPP_US | MAPP_CA | Internal | Shoulder | B12 | 200 | 165 | 0.08 | 56.82 | 63.81 | 7 | 0
2035 | MAPP_US_2_MAPP_CA | MAPP_US | MAPP_CA | Internal | Shoulder | B13 | 600 | 165 | 0 | 48.17 | 53.95 | 7 | 0
2035 | MAPP_US_2_MAPP_CA | MAPP_US | MAPP_CA | Internal | Shoulder | B14 | 900 | 165 | 0 | 48.17 | 53.7 | 7 | 0
2035 | MAPP_US_2_MAPP_CA | MAPP_US | MAPP_CA | Internal | Shoulder | B15 | 1203 | 165 | 165 | 46.39 | 53.7 | 7 | 0.31
2035 | MAPP_US_2_MAPP_CA | MAPP_US | MAPP_CA | Internal | Summer | B1 | 10 | 165 | 0 | 122.46 | 115.46 | 7 | 0
2035 | MAPP_US_2_MAPP_CA | MAPP_US | MAPP_CA | Internal | Summer | B2 | 25 | 165 | 0 | 80.85 | 86.42 | 7 | 0
2035 | MAPP_US_2_MAPP_CA | MAPP_US | MAPP_CA | Internal | Summer | B3 | 75 | 165 | 0 | 80.53 | 83.8 | 7 | 0
2035 | MAPP_US_2_MAPP_CA | MAPP_US | MAPP_CA | Internal | Summer | B4 | 100 | 165 | 0 | 80.53 | 73.53 | 7 | 0
2035 | MAPP_US_2_MAPP_CA | MAPP_US | MAPP_CA | Internal | Summer | B5 | 200 | 165 | 0 | 75.38 | 67.08 | 7 | 0
2035 | MAPP_US_2_MAPP_CA | MAPP_US | MAPP_CA | Internal | Summer | B6 | 300 | 165 | 0 | 63.01 | 56.01 | 7 | 0
2035 | MAPP_US_2_MAPP_CA | MAPP_US | MAPP_CA | Internal | Summer | B7 | 400 | 165 | 0 | 51.2 | 52.05 | 7 | 0
2035 | MAPP_US_2_MAPP_CA | MAPP_US | MAPP_CA | Internal | Summer | B8 | 500 | 165 | 0 | 44.7 | 48.82 | 7 | 0
2035 | MAPP_US_2_MAPP_CA | MAPP_US | MAPP_CA | Internal | Summer | B9 | 800 | 165 | 0 | 44.7 | 48.79 | 7 | 0
2035 | MAPP_US_2_MAPP_CA | MAPP_US | MAPP_CA | Internal | Summer | B10 | 1262 | 165 | 165 | 37.37 | 48.79 | 7 | 4.42
2035 | MAPP_US_2_MAPP_CA | MAPP_US | MAPP_CA | Internal | Winter | B16 | 25 | 165 | 0.61 | 79.44 | 86.43 | 7 | 0
2035 | MAPP_US_2_MAPP_CA | MAPP_US | MAPP_CA | Internal | Winter | B17 | 100 | 165 | 0.17 | 60.41 | 67.4 | 7 | 0
2035 | MAPP_US_2_MAPP_CA | MAPP_US | MAPP_CA | Internal | Winter | B18 | 400 | 165 | 0 | 54.14 | 57.89 | 7 | 0
2035 | MAPP_US_2_MAPP_CA | MAPP_US | MAPP_CA | Internal | Winter | B19 | 700 | 165 | 0 | 54.14 | 57.37 | 7 | 0
2035 | MAPP_US_2_MAPP_CA | MAPP_US | MAPP_CA | Internal | Winter | B20 | 935 | 165 | 165 | 42.04 | 57.37 | 7 | 8.33
2035 | MAPP_US_2_MISO_W | MAPP_US | MISO_W | Internal | Shoulder | B11 | 25 | 2635 | 1484.94 | 71.16 | 78.16 | 7 | 0
2035 | MAPP_US_2_MISO_W | MAPP_US | MISO_W | Internal | Shoulder | B12 | 200 | 2635 | 901.27 | 56.82 | 63.82 | 7 | 0
2035 | MAPP_US_2_MISO_W | MAPP_US | MISO_W | Internal | Shoulder | B13 | 600 | 2635 | 0 | 48.17 | 53.96 | 7 | 0
2035 | MAPP_US_2_MISO_W | MAPP_US | MISO_W | Internal | Shoulder | B14 | 900 | 2635 | 0 | 48.17 | 53.71 | 7 | 0
2035 | MAPP_US_2_MISO_W | MAPP_US | MISO_W | Internal | Shoulder | B15 | 1203 | 2635 | 0 | 46.39 | 49.58 | 7 | 0
2035 | MAPP_US_2_MISO_W | MAPP_US | MISO_W | Internal | Summer | B1 | 10 | 2635 | 1708.59 | 122.46 | 129.46 | 7 | 0
2035 | MAPP_US_2_MISO_W | MAPP_US | MISO_W | Internal | Summer | B2 | 25 | 2635 | 20.38 | 80.85 | 87.85 | 7 | 0
2035 | MAPP_US_2_MISO_W | MAPP_US | MISO_W | Internal | Summer | B3 | 75 | 2635 | 0 | 80.53 | 85.8 | 7 | 0
2035 | MAPP_US_2_MISO_W | MAPP_US | MISO_W | Internal | Summer | B4 | 100 | 2635 | 0 | 80.53 | 84.55 | 7 | 0
2035 | MAPP_US_2_MISO_W | MAPP_US | MISO_W | Internal | Summer | B5 | 200 | 2635 | 0 | 75.38 | 80.14 | 7 | 0
2035 | MAPP_US_2_MISO_W | MAPP_US | MISO_W | Internal | Summer | B6 | 300 | 2635 | 0 | 63.01 | 65.95 | 7 | 0
2035 | MAPP_US_2_MISO_W | MAPP_US | MISO_W | Internal | Summer | B7 | 400 | 2635 | 0 | 51.2 | 52.06 | 7 | 0
2035 | MAPP_US_2_MISO_W | MAPP_US | MISO_W | Internal | Summer | B8 | 500 | 2635 | 0 | 44.7 | 48.83 | 7 | 0
2035 | MAPP_US_2_MISO_W | MAPP_US | MISO_W | Internal | Summer | B9 | 800 | 2635 | 0 | 44.7 | 48.8 | 7 | 0
2035 | MAPP_US_2_MISO_W | MAPP_US | MISO_W | Internal | Summer | B10 | 1262 | 2635 | 151.06 | 37.37 | 44.37 | 7 | 0
2035 | MAPP_US_2_MISO_W | MAPP_US | MISO_W | Internal | Winter | B16 | 25 | 2635 | 737.83 | 79.44 | 86.44 | 7 | 0
2035 | MAPP_US_2_MISO_W | MAPP_US | MISO_W | Internal | Winter | B17 | 100 | 2635 | 962.03 | 60.41 | 67.41 | 7 | 0
2035 | MAPP_US_2_MISO_W | MAPP_US | MISO_W | Internal | Winter | B18 | 400 | 2635 | 0 | 54.14 | 57.9 | 7 | 0
2035 | MAPP_US_2_MISO_W | MAPP_US | MISO_W | Internal | Winter | B19 | 700 | 2635 | 0 | 54.14 | 57.36 | 7 | 0
2035 | MAPP_US_2_MISO_W | MAPP_US | MISO_W | Internal | Winter | B20 | 935 | 2635 | 19.83 | 42.04 | 49.04 | 7 | 0
2035 | MAPP_US_2_NE | MAPP_US | NE | Internal | Shoulder | B11 | 25 | 2000 | 615.93 | 71.16 | 78.16 | 7 | 0
2035 | MAPP_US_2_NE | MAPP_US | NE | Internal | Shoulder | B12 | 200 | 2000 | 439.82 | 56.82 | 63.82 | 7 | 0
2035 | MAPP_US_2_NE | MAPP_US | NE | Internal | Shoulder | B13 | 600 | 2000 | 637.79 | 48.17 | 55.17 | 7 | 0
2035 | MAPP_US_2_NE | MAPP_US | NE | Internal | Shoulder | B14 | 900 | 2000 | 188.92 | 48.17 | 55.17 | 7 | 0
2035 | MAPP_US_2_NE | MAPP_US | NE | Internal | Shoulder | B15 | 1203 | 2000 | 0 | 46.39 | 49.39 | 7 | 0
2035 | MAPP_US_2_NE | MAPP_US | NE | Internal | Summer | B1 | 10 | 2000 | 96.68 | 122.46 | 129.46 | 7 | 0
2035 | MAPP_US_2_NE | MAPP_US | NE | Internal | Summer | B2 | 25 | 2000 | 598.49 | 80.85 | 87.85 | 7 | 0
2035 | MAPP_US_2_NE | MAPP_US | NE | Internal | Summer | B3 | 75 | 2000 | 584.84 | 80.53 | 87.53 | 7 | 0
2035 | MAPP_US_2_NE | MAPP_US | NE | Internal | Summer | B4 | 100 | 2000 | 906.15 | 80.53 | 87.53 | 7 | 0
2035 | MAPP_US_2_NE | MAPP_US | NE | Internal | Summer | B5 | 200 | 2000 | 1073.4 | 75.38 | 82.38 | 7 | 0
2035 | MAPP_US_2_NE | MAPP_US | NE | Internal | Summer | B6 | 300 | 2000 | 936.13 | 63.01 | 70.01 | 7 | 0
2035 | MAPP_US_2_NE | MAPP_US | NE | Internal | Summer | B7 | 400 | 2000 | 849.8 | 51.2 | 58.2 | 7 | 0
2035 | MAPP_US_2_NE | MAPP_US | NE | Internal | Summer | B8 | 500 | 2000 | 1048.63 | 44.7 | 51.7 | 7 | 0
2035 | MAPP_US_2_NE | MAPP_US | NE | Internal | Summer | B9 | 800 | 2000 | 363.9 | 44.7 | 51.7 | 7 | 0
2035 | MAPP_US_2_NE | MAPP_US | NE | Internal | Summer | B10 | 1262 | 2000 | 0 | 37.37 | 39.59 | 7 | 0
2035 | MAPP_US_2_NE | MAPP_US | NE | Internal | Winter | B16 | 25 | 2000 | 628.74 | 79.44 | 86.44 | 7 | 0
2035 | MAPP_US_2_NE | MAPP_US | NE | Internal | Winter | B17 | 100 | 2000 | 0 | 60.41 | 62.41 | 7 | 0
2035 | MAPP_US_2_NE | MAPP_US | NE | Internal | Winter | B18 | 400 | 2000 | 0 | 54.14 | 57.14 | 7 | 0
2035 | MAPP_US_2_NE | MAPP_US | NE | Internal | Winter | B19 | 700 | 2000 | 0 | 54.14 | 57.13 | 7 | 0
2035 | MAPP_US_2_NE | MAPP_US | NE | Internal | Winter | B20 | 935 | 2000 | 0 | 42.04 | 47.58 | 7 | 0
2035 | MARITIMES_2_NEISO | MARITIMES | NEISO | Internal | Shoulder | B11 | 25 | 99999 | 1400 | 46.3 | 46.31 | 0.01 | 0
2035 | MARITIMES_2_NEISO | MARITIMES | NEISO | Internal | Shoulder | B12 | 200 | 99999 | 1400 | 46.3 | 46.31 | 0.01 | 0
2035 | MARITIMES_2_NEISO | MARITIMES | NEISO | Internal | Shoulder | B13 | 600 | 99999 | 1400 | 46.3 | 46.31 | 0.01 | 0
2035 | MARITIMES_2_NEISO | MARITIMES | NEISO | Internal | Shoulder | B14 | 900 | 99999 | 1400 | 46.3 | 46.31 | 0.01 | 0
2035 | MARITIMES_2_NEISO | MARITIMES | NEISO | Internal | Shoulder | B15 | 1203 | 99999 | 426.43 | 46.3 | 46.31 | 0.01 | 0
2035 | MARITIMES_2_NEISO | MARITIMES | NEISO | Internal | Summer | B1 | 10 | 99999 | 1400.1 | 140.53 | 140.54 | 0.01 | 0
2035 | MARITIMES_2_NEISO | MARITIMES | NEISO | Internal | Summer | B2 | 25 | 99999 | 1400.01 | 89.86 | 89.87 | 0.01 | 0
2035 | MARITIMES_2_NEISO | MARITIMES | NEISO | Internal | Summer | B3 | 75 | 99999 | 1400 | 70.55 | 70.56 | 0.01 | 0
2035 | MARITIMES_2_NEISO | MARITIMES | NEISO | Internal | Summer | B4 | 100 | 99999 | 1400 | 59.39 | 59.4 | 0.01 | 0
2035 | MARITIMES_2_NEISO | MARITIMES | NEISO | Internal | Summer | B5 | 200 | 99999 | 1400 | 59.39 | 59.4 | 0.01 | 0
2035 | MARITIMES_2_NEISO | MARITIMES | NEISO | Internal | Summer | B6 | 300 | 99999 | 1400 | 42.76 | 42.77 | 0.01 | 0
2035 | MARITIMES_2_NEISO | MARITIMES | NEISO | Internal | Summer | B7 | 400 | 99999 | 1400 | 42.76 | 42.77 | 0.01 | 0
2035 | MARITIMES_2_NEISO | MARITIMES | NEISO | Internal | Summer | B8 | 500 | 99999 | 1400 | 42.76 | 42.77 | 0.01 | 0
2035 | MARITIMES_2_NEISO | MARITIMES | NEISO | Internal | Summer | B9 | 800 | 99999 | 1400 | 42.76 | 42.77 | 0.01 | 0
2035 | MARITIMES_2_NEISO | MARITIMES | NEISO | Internal | Summer | B10 | 1262 | 99999 | 236.13 | 42.76 | 42.77 | 0.01 | 0
2035 | MARITIMES_2_NEISO | MARITIMES | NEISO | Internal | Winter | B16 | 25 | 99999 | 1400 | 57.21 | 57.22 | 0.01 | 0
2035 | MARITIMES_2_NEISO | MARITIMES | NEISO | Internal | Winter | B17 | 100 | 99999 | 1400 | 57.21 | 57.22 | 0.01 | 0
2035 | MARITIMES_2_NEISO | MARITIMES | NEISO | Internal | Winter | B18 | 400 | 99999 | 1400 | 57.21 | 57.22 | 0.01 | 0
2035 | MARITIMES_2_NEISO | MARITIMES | NEISO | Internal | Winter | B19 | 700 | 99999 | 1400 | 57.21 | 57.22 | 0.01 | 0
2035 | MARITIMES_2_NEISO | MARITIMES | NEISO | Internal | Winter | B20 | 935 | 99999 | 475.94 | 57.21 | 57.22 | 0.01 | 0
2035 | MISO_IN_2_MISO_MI | MISO_IN | MISO_MI | Internal | Shoulder | B11 | 25 | 5000 | 0.41 | 77.15 | 77.14 | 0.01 | 0
2035 | MISO_IN_2_MISO_MI | MISO_IN | MISO_MI | Internal | Shoulder | B12 | 200 | 5000 | 2678.88 | 63.81 | 63.82 | 0.01 | 0
2035 | MISO_IN_2_MISO_MI | MISO_IN | MISO_MI | Internal | Shoulder | B13 | 600 | 5000 | 3496.48 | 53.93 | 53.95 | 0.01 | 0
2035 | MISO_IN_2_MISO_MI | MISO_IN | MISO_MI | Internal | Shoulder | B14 | 900 | 5000 | 4930.1 | 53.69 | 53.7 | 0.01 | 0
2035 | MISO_IN_2_MISO_MI | MISO_IN | MISO_MI | Internal | Shoulder | B15 | 1203 | 5000 | 4788.87 | 46.63 | 46.64 | 0.01 | 0
2035 | MISO_IN_2_MISO_MI | MISO_IN | MISO_MI | Internal | Summer | B1 | 10 | 5000 | 3601.33 | 129.46 | 129.47 | 0.01 | 0
2035 | MISO_IN_2_MISO_MI | MISO_IN | MISO_MI | Internal | Summer | B2 | 25 | 5000 | 1631.33 | 87.82 | 87.83 | 0.01 | 0
2035 | MISO_IN_2_MISO_MI | MISO_IN | MISO_MI | Internal | Summer | B3 | 75 | 5000 | 1591.05 | 83.79 | 83.8 | 0.01 | 0
2035 | MISO_IN_2_MISO_MI | MISO_IN | MISO_MI | Internal | Summer | B4 | 100 | 5000 | 0.1 | 80.93 | 80.92 | 0.01 | 0
2035 | MISO_IN_2_MISO_MI | MISO_IN | MISO_MI | Internal | Summer | B5 | 200 | 5000 | 0.09 | 79.12 | 79.12 | 0.01 | 0
2035 | MISO_IN_2_MISO_MI | MISO_IN | MISO_MI | Internal | Summer | B6 | 300 | 5000 | 124.95 | 63.01 | 63.02 | 0.01 | 0
2035 | MISO_IN_2_MISO_MI | MISO_IN | MISO_MI | Internal | Summer | B7 | 400 | 5000 | 4533.44 | 52.04 | 52.05 | 0.01 | 0
2035 | MISO_IN_2_MISO_MI | MISO_IN | MISO_MI | Internal | Summer | B8 | 500 | 5000 | 5000 | 48.81 | 49.36 | 0.01 | 0.53
2035 | MISO_IN_2_MISO_MI | MISO_IN | MISO_MI | Internal | Summer | B9 | 800 | 5000 | 5000 | 45.16 | 49.14 | 0.01 | 3.97
2035 | MISO_IN_2_MISO_MI | MISO_IN | MISO_MI | Internal | Summer | B10 | 1262 | 5000 | 4996.35 | 45.16 | 45.17 | 0.01 | 0
2035 | MISO_IN_2_MISO_MI | MISO_IN | MISO_MI | Internal | Winter | B16 | 25 | 5000 | 855.41 | 86.46 | 86.47 | 0.01 | 0
2035 | MISO_IN_2_MISO_MI | MISO_IN | MISO_MI | Internal | Winter | B17 | 100 | 5000 | 2933.39 | 67.44 | 67.45 | 0.01 | 0
2035 | MISO_IN_2_MISO_MI | MISO_IN | MISO_MI | Internal | Winter | B18 | 400 | 5000 | 3501.53 | 57.87 | 57.89 | 0.01 | 0
2035 | MISO_IN_2_MISO_MI | MISO_IN | MISO_MI | Internal | Winter | B19 | 700 | 5000 | 4330.29 | 54.44 | 54.45 | 0.01 | 0
2035 | MISO_IN_2_MISO_MI | MISO_IN | MISO_MI | Internal | Winter | B20 | 935 | 5000 | 3119.05 | 49.04 | 49.06 | 0.01 | 0
2035 | MISO_IN_2_MISO_MO-IL | MISO_IN | MISO_MO-IL | Internal | Shoulder | B11 | 25 | 5000 | 3147.37 | 77.15 | 77.16 | 0.01 | 0
2035 | MISO_IN_2_MISO_MO-IL | MISO_IN | MISO_MO-IL | Internal | Shoulder | B12 | 200 | 5000 | 486.7 | 63.81 | 63.82 | 0.01 | 0
2035 | MISO_IN_2_MISO_MO-IL | MISO_IN | MISO_MO-IL | Internal | Shoulder | B13 | 600 | 5000 | 986.26 | 53.93 | 53.95 | 0.01 | 0
2035 | MISO_IN_2_MISO_MO-IL | MISO_IN | MISO_MO-IL | Internal | Shoulder | B14 | 900 | 5000 | 74.7 | 53.69 | 53.7 | 0.01 | 0
2035 | MISO_IN_2_MISO_MO-IL | MISO_IN | MISO_MO-IL | Internal | Shoulder | B15 | 1203 | 5000 | 0 | 46.63 | 46.62 | 0.01 | 0
2035 | MISO_IN_2_MISO_MO-IL | MISO_IN | MISO_MO-IL | Internal | Summer | B1 | 10 | 5000 | 92.37 | 129.46 | 129.47 | 0.01 | 0
2035 | MISO_IN_2_MISO_MO-IL | MISO_IN | MISO_MO-IL | Internal | Summer | B2 | 25 | 5000 | 1623.31 | 87.82 | 87.83 | 0.01 | 0
2035 | MISO_IN_2_MISO_MO-IL | MISO_IN | MISO_MO-IL | Internal | Summer | B3 | 75 | 5000 | 1087.9 | 83.79 | 83.8 | 0.01 | 0
2035 | MISO_IN_2_MISO_MO-IL | MISO_IN | MISO_MO-IL | Internal | Summer | B4 | 100 | 5000 | 4192.33 | 80.93 | 80.94 | 0.01 | 0
2035 | MISO_IN_2_MISO_MO-IL | MISO_IN | MISO_MO-IL | Internal | Summer | B5 | 200 | 5000 | 4058.57 | 79.12 | 79.14 | 0.01 | 0
2035 | MISO_IN_2_MISO_MO-IL | MISO_IN | MISO_MO-IL | Internal | Summer | B6 | 300 | 5000 | 4456.37 | 63.01 | 63.02 | 0.01 | 0
2035 | MISO_IN_2_MISO_MO-IL | MISO_IN | MISO_MO-IL | Internal | Summer | B7 | 400 | 5000 | 1505.77 | 52.04 | 52.05 | 0.01 | 0
2035 | MISO_IN_2_MISO_MO-IL | MISO_IN | MISO_MO-IL | Internal | Summer | B8 | 500 | 5000 | 1260.64 | 48.81 | 48.82 | 0.01 | 0
2035 | MISO_IN_2_MISO_MO-IL | MISO_IN | MISO_MO-IL | Internal | Summer | B9 | 800 | 5000 | 963.01 | 45.16 | 45.17 | 0.01 | 0
2035 | MISO_IN_2_MISO_MO-IL | MISO_IN | MISO_MO-IL | Internal | Summer | B10 | 1262 | 5000 | 0 | 45.16 | 44.36 | 0.01 | 0
2035 | MISO_IN_2_MISO_MO-IL | MISO_IN | MISO_MO-IL | Internal | Winter | B16 | 25 | 5000 | 0.39 | 86.46 | 86.45 | 0.01 | 0
2035 | MISO_IN_2_MISO_MO-IL | MISO_IN | MISO_MO-IL | Internal | Winter | B17 | 100 | 5000 | 0.09 | 67.44 | 67.42 | 0.01 | 0
2035 | MISO_IN_2_MISO_MO-IL | MISO_IN | MISO_MO-IL | Internal | Winter | B18 | 400 | 5000 | 99.42 | 57.87 | 57.89 | 0.01 | 0
2035 | MISO_IN_2_MISO_MO-IL | MISO_IN | MISO_MO-IL | Internal | Winter | B19 | 700 | 5000 | 6.05 | 54.44 | 54.45 | 0.01 | 0
2035 | MISO_IN_2_MISO_MO-IL | MISO_IN | MISO_MO-IL | Internal | Winter | B20 | 935 | 5000 | 0.01 | 49.04 | 49.03 | 0.01 | 0
2035 | MISO_IN_2_NonRTO_Midwest | MISO_IN | NonRTO_Midwest | Internal | Shoulder | B11 | 25 | 4800 | 1031.82 | 77.15 | 85.15 | 8 | 0
2035 | MISO_IN_2_NonRTO_Midwest | MISO_IN | NonRTO_Midwest | Internal | Shoulder | B12 | 200 | 4800 | 539.23 | 63.81 | 71.81 | 8 | 0
2035 | MISO_IN_2_NonRTO_Midwest | MISO_IN | NonRTO_Midwest | Internal | Shoulder | B13 | 600 | 4800 | 0 | 53.93 | 57.97 | 8 | 0
2035 | MISO_IN_2_NonRTO_Midwest | MISO_IN | NonRTO_Midwest | Internal | Shoulder | B14 | 900 | 4800 | 0 | 53.69 | 50.47 | 8 | 0
2035 | MISO_IN_2_NonRTO_Midwest | MISO_IN | NonRTO_Midwest | Internal | Shoulder | B15 | 1203 | 4800 | 0 | 46.63 | 45.58 | 8 | 0
2035 | MISO_IN_2_NonRTO_Midwest | MISO_IN | NonRTO_Midwest | Internal | Summer | B1 | 10 | 4800 | 0 | 129.46 | 121.46 | 8 | 0
2035 | MISO_IN_2_NonRTO_Midwest | MISO_IN | NonRTO_Midwest | Internal | Summer | B2 | 25 | 4800 | 0 | 87.82 | 88.93 | 8 | 0
2035 | MISO_IN_2_NonRTO_Midwest | MISO_IN | NonRTO_Midwest | Internal | Summer | B3 | 75 | 4800 | 0 | 83.79 | 88.93 | 8 | 0
2035 | MISO_IN_2_NonRTO_Midwest | MISO_IN | NonRTO_Midwest | Internal | Summer | B4 | 100 | 4800 | 167.15 | 80.93 | 88.93 | 8 | 0
2035 | MISO_IN_2_NonRTO_Midwest | MISO_IN | NonRTO_Midwest | Internal | Summer | B5 | 200 | 4800 | 921.04 | 79.12 | 87.12 | 8 | 0
2035 | MISO_IN_2_NonRTO_Midwest | MISO_IN | NonRTO_Midwest | Internal | Summer | B6 | 300 | 4800 | 477.57 | 63.01 | 71.01 | 8 | 0
2035 | MISO_IN_2_NonRTO_Midwest | MISO_IN | NonRTO_Midwest | Internal | Summer | B7 | 400 | 4800 | 0 | 52.04 | 48.9 | 8 | 0
2035 | MISO_IN_2_NonRTO_Midwest | MISO_IN | NonRTO_Midwest | Internal | Summer | B8 | 500 | 4800 | 0 | 48.81 | 48.9 | 8 | 0
2035 | MISO_IN_2_NonRTO_Midwest | MISO_IN | NonRTO_Midwest | Internal | Summer | B9 | 800 | 4800 | 0 | 45.16 | 46.94 | 8 | 0
2035 | MISO_IN_2_NonRTO_Midwest | MISO_IN | NonRTO_Midwest | Internal | Summer | B10 | 1262 | 4800 | 0 | 45.16 | 40.2 | 8 | 0
2035 | MISO_IN_2_NonRTO_Midwest | MISO_IN | NonRTO_Midwest | Internal | Winter | B16 | 25 | 4800 | 2029.13 | 86.46 | 94.46 | 8 | 0
2035 | MISO_IN_2_NonRTO_Midwest | MISO_IN | NonRTO_Midwest | Internal | Winter | B17 | 100 | 4800 | 893.64 | 67.44 | 75.44 | 8 | 0
2035 | MISO_IN_2_NonRTO_Midwest | MISO_IN | NonRTO_Midwest | Internal | Winter | B18 | 400 | 4800 | 0 | 57.87 | 63.56 | 8 | 0
2035 | MISO_IN_2_NonRTO_Midwest | MISO_IN | NonRTO_Midwest | Internal | Winter | B19 | 700 | 4800 | 0 | 54.44 | 48.68 | 8 | 0
2035 | MISO_IN_2_NonRTO_Midwest | MISO_IN | NonRTO_Midwest | Internal | Winter | B20 | 935 | 4800 | 0 | 49.04 | 45.32 | 8 | 0
2035 | MISO_IN_2_PJM_ROR | MISO_IN | PJM_ROR | Internal | Shoulder | B11 | 25 | 992 | 0 | 77.15 | 75.14 | 2 | 0
2035 | MISO_IN_2_PJM_ROR | MISO_IN | PJM_ROR | Internal | Shoulder | B12 | 200 | 992 | 253.31 | 63.81 | 65.81 | 2 | 0
2035 | MISO_IN_2_PJM_ROR | MISO_IN | PJM_ROR | Internal | Shoulder | B13 | 600 | 992 | 0 | 53.93 | 54.54 | 2 | 0
2035 | MISO_IN_2_PJM_ROR | MISO_IN | PJM_ROR | Internal | Shoulder | B14 | 900 | 992 | 0 | 53.69 | 53.22 | 2 | 0
2035 | MISO_IN_2_PJM_ROR | MISO_IN | PJM_ROR | Internal | Shoulder | B15 | 1203 | 992 | 0 | 46.63 | 47.58 | 2 | 0
2035 | MISO_IN_2_PJM_ROR | MISO_IN | PJM_ROR | Internal | Summer | B1 | 10 | 992 | 990.41 | 129.46 | 131.47 | 2 | 0.01
2035 | MISO_IN_2_PJM_ROR | MISO_IN | PJM_ROR | Internal | Summer | B2 | 25 | 992 | 990.71 | 87.82 | 89.83 | 2 | 0.01
2035 | MISO_IN_2_PJM_ROR | MISO_IN | PJM_ROR | Internal | Summer | B3 | 75 | 992 | 0 | 83.79 | 81.8 | 2 | 0
2035 | MISO_IN_2_PJM_ROR | MISO_IN | PJM_ROR | Internal | Summer | B4 | 100 | 992 | 0 | 80.93 | 81.65 | 2 | 0
2035 | MISO_IN_2_PJM_ROR | MISO_IN | PJM_ROR | Internal | Summer | B5 | 200 | 992 | 0 | 79.12 | 77.12 | 2 | 0
2035 | MISO_IN_2_PJM_ROR | MISO_IN | PJM_ROR | Internal | Summer | B6 | 300 | 992 | 0 | 63.01 | 63.95 | 2 | 0
2035 | MISO_IN_2_PJM_ROR | MISO_IN | PJM_ROR | Internal | Summer | B7 | 400 | 992 | 0 | 52.04 | 51.27 | 2 | 0
2035 | MISO_IN_2_PJM_ROR | MISO_IN | PJM_ROR | Internal | Summer | B8 | 500 | 992 | 0 | 48.81 | 48.79 | 2 | 0
2035 | MISO_IN_2_PJM_ROR | MISO_IN | PJM_ROR | Internal | Summer | B9 | 800 | 992 | 0.01 | 45.16 | 47.14 | 2 | 0
2035 | MISO_IN_2_PJM_ROR | MISO_IN | PJM_ROR | Internal | Summer | B10 | 1262 | 992 | 0 | 45.16 | 44.9 | 2 | 0
2035 | MISO_IN_2_PJM_ROR | MISO_IN | PJM_ROR | Internal | Winter | B16 | 25 | 992 | 0.61 | 86.46 | 88.45 | 2 | 0
2035 | MISO_IN_2_PJM_ROR | MISO_IN | PJM_ROR | Internal | Winter | B17 | 100 | 992 | 991.99 | 67.44 | 69.74 | 2 | 0.3
2035 | MISO_IN_2_PJM_ROR | MISO_IN | PJM_ROR | Internal | Winter | B18 | 400 | 992 | 991.95 | 57.87 | 59.89 | 2 | 0.01
2035 | MISO_IN_2_PJM_ROR | MISO_IN | PJM_ROR | Internal | Winter | B19 | 700 | 992 | 991.97 | 54.44 | 56.45 | 2 | 0.01
2035 | MISO_IN_2_PJM_ROR | MISO_IN | PJM_ROR | Internal | Winter | B20 | 935 | 992 | 0.02 | 49.04 | 51.03 | 2 | 0
2035 | MISO_MI_2_IESO | MISO_MI | IESO | Internal | Shoulder | B11 | 25 | 1580 | 0 | 77.14 | 48.51 | 8 | 0
2035 | MISO_MI_2_IESO | MISO_MI | IESO | Internal | Shoulder | B12 | 200 | 1580 | 0 | 63.82 | 50.78 | 8 | 0
2035 | MISO_MI_2_IESO | MISO_MI | IESO | Internal | Shoulder | B13 | 600 | 1580 | 0 | 53.95 | 46.72 | 8 | 0
2035 | MISO_MI_2_IESO | MISO_MI | IESO | Internal | Shoulder | B14 | 900 | 1580 | 0 | 53.7 | 46.7 | 8 | 0
2035 | MISO_MI_2_IESO | MISO_MI | IESO | Internal | Shoulder | B15 | 1203 | 1580 | 0 | 46.64 | 46.7 | 8 | 0
2035 | MISO_MI_2_IESO | MISO_MI | IESO | Internal | Summer | B1 | 10 | 1580 | 0 | 129.47 | 130.48 | 8 | 0
2035 | MISO_MI_2_IESO | MISO_MI | IESO | Internal | Summer | B2 | 25 | 1580 | 0 | 87.83 | 80.85 | 8 | 0
2035 | MISO_MI_2_IESO | MISO_MI | IESO | Internal | Summer | B3 | 75 | 1580 | 0 | 83.8 | 76.8 | 8 | 0
2035 | MISO_MI_2_IESO | MISO_MI | IESO | Internal | Summer | B4 | 100 | 1580 | 0 | 80.92 | 71.8 | 8 | 0
2035 | MISO_MI_2_IESO | MISO_MI | IESO | Internal | Summer | B5 | 200 | 1580 | 0 | 79.12 | 55.4 | 8 | 0
2035 | MISO_MI_2_IESO | MISO_MI | IESO | Internal | Summer | B6 | 300 | 1580 | 0 | 63.02 | 48.97 | 8 | 0
2035 | MISO_MI_2_IESO | MISO_MI | IESO | Internal | Summer | B7 | 400 | 1580 | 0 | 52.05 | 45.05 | 8 | 0
2035 | MISO_MI_2_IESO | MISO_MI | IESO | Internal | Summer | B8 | 500 | 1580 | 0 | 49.36 | 43.92 | 8 | 0
2035 | MISO_MI_2_IESO | MISO_MI | IESO | Internal | Summer | B9 | 800 | 1580 | 0 | 49.14 | 43.92 | 8 | 0
2035 | MISO_MI_2_IESO | MISO_MI | IESO | Internal | Summer | B10 | 1262 | 1580 | 0 | 45.17 | 43.92 | 8 | 0
2035 | MISO_MI_2_IESO | MISO_MI | IESO | Internal | Winter | B16 | 25 | 1580 | 0 | 86.47 | 72.18 | 8 | 0
2035 | MISO_MI_2_IESO | MISO_MI | IESO | Internal | Winter | B17 | 100 | 1580 | 0 | 67.45 | 54.75 | 8 | 0
2035 | MISO_MI_2_IESO | MISO_MI | IESO | Internal | Winter | B18 | 400 | 1580 | 0 | 57.89 | 50.89 | 8 | 0
2035 | MISO_MI_2_IESO | MISO_MI | IESO | Internal | Winter | B19 | 700 | 1580 | 0 | 54.45 | 50.89 | 8 | 0
2035 | MISO_MI_2_IESO | MISO_MI | IESO | Internal | Winter | B20 | 935 | 1580 | 0 | 49.06 | 50.89 | 8 | 0
2035 | MISO_MI_2_MISO_IN | MISO_MI | MISO_IN | Internal | Shoulder | B11 | 25 | 2045 | 112.04 | 77.14 | 77.15 | 0.01 | 0
2035 | MISO_MI_2_MISO_IN | MISO_MI | MISO_IN | Internal | Shoulder | B12 | 200 | 2045 | 0.05 | 63.82 | 63.81 | 0.01 | 0
2035 | MISO_MI_2_MISO_IN | MISO_MI | MISO_IN | Internal | Shoulder | B13 | 600 | 2045 | 0.02 | 53.95 | 53.93 | 0.01 | 0
2035 | MISO_MI_2_MISO_IN | MISO_MI | MISO_IN | Internal | Shoulder | B14 | 900 | 2045 | 0.01 | 53.7 | 53.69 | 0.01 | 0
2035 | MISO_MI_2_MISO_IN | MISO_MI | MISO_IN | Internal | Shoulder | B15 | 1203 | 2045 | 0 | 46.64 | 46.63 | 0.01 | 0
2035 | MISO_MI_2_MISO_IN | MISO_MI | MISO_IN | Internal | Summer | B1 | 10 | 2045 | 0.85 | 129.47 | 129.46 | 0.01 | 0
2035 | MISO_MI_2_MISO_IN | MISO_MI | MISO_IN | Internal | Summer | B2 | 25 | 2045 | 0.37 | 87.83 | 87.82 | 0.01 | 0
2035 | MISO_MI_2_MISO_IN | MISO_MI | MISO_IN | Internal | Summer | B3 | 75 | 2045 | 0.13 | 83.8 | 83.79 | 0.01 | 0
2035 | MISO_MI_2_MISO_IN | MISO_MI | MISO_IN | Internal | Summer | B4 | 100 | 2045 | 736.37 | 80.92 | 80.93 | 0.01 | 0
2035 | MISO_MI_2_MISO_IN | MISO_MI | MISO_IN | Internal | Summer | B5 | 200 | 2045 | 0.1 | 79.12 | 79.12 | 0.01 | 0
2035 | MISO_MI_2_MISO_IN | MISO_MI | MISO_IN | Internal | Summer | B6 | 300 | 2045 | 0.03 | 63.02 | 63.01 | 0.01 | 0
2035 | MISO_MI_2_MISO_IN | MISO_MI | MISO_IN | Internal | Summer | B7 | 400 | 2045 | 0.02 | 52.05 | 52.04 | 0.01 | 0
2035 | MISO_MI_2_MISO_IN | MISO_MI | MISO_IN | Internal | Summer | B8 | 500 | 2045 | 0 | 49.36 | 48.81 | 0.01 | 0
2035 | MISO_MI_2_MISO_IN | MISO_MI | MISO_IN | Internal | Summer | B9 | 800 | 2045 | 0 | 49.14 | 45.16 | 0.01 | 0
2035 | MISO_MI_2_MISO_IN | MISO_MI | MISO_IN | Internal | Summer | B10 | 1262 | 2045 | 0 | 45.17 | 45.16 | 0.01 | 0
2035 | MISO_MI_2_MISO_IN | MISO_MI | MISO_IN | Internal | Winter | B16 | 25 | 2045 | 0.38 | 86.47 | 86.46 | 0.01 | 0
2035 | MISO_MI_2_MISO_IN | MISO_MI | MISO_IN | Internal | Winter | B17 | 100 | 2045 | 0.09 | 67.45 | 67.44 | 0.01 | 0
2035 | MISO_MI_2_MISO_IN | MISO_MI | MISO_IN | Internal | Winter | B18 | 400 | 2045 | 0.02 | 57.89 | 57.87 | 0.01 | 0
2035 | MISO_MI_2_MISO_IN | MISO_MI | MISO_IN | Internal | Winter | B19 | 700 | 2045 | 0.01 | 54.45 | 54.44 | 0.01 | 0
2035 | MISO_MI_2_MISO_IN | MISO_MI | MISO_IN | Internal | Winter | B20 | 935 | 2045 | 0.01 | 49.06 | 49.04 | 0.01 | 0
2035 | MISO_MI_2_MISO_WUMS | MISO_MI | MISO_WUMS | Internal | Shoulder | B11 | 25 | 117 | 0.59 | 77.14 | 77.14 | 0.01 | 0
2035 | MISO_MI_2_MISO_WUMS | MISO_MI | MISO_WUMS | Internal | Shoulder | B12 | 200 | 117 | 0.04 | 63.82 | 63.81 | 0.01 | 0
2035 | MISO_MI_2_MISO_WUMS | MISO_MI | MISO_WUMS | Internal | Shoulder | B13 | 600 | 117 | 0.04 | 53.95 | 53.95 | 0.01 | 0
2035 | MISO_MI_2_MISO_WUMS | MISO_MI | MISO_WUMS | Internal | Shoulder | B14 | 900 | 117 | 0 | 53.7 | 51.22 | 0.01 | 0
2035 | MISO_MI_2_MISO_WUMS | MISO_MI | MISO_WUMS | Internal | Shoulder | B15 | 1203 | 117 | 117 | 46.64 | 47.5 | 0.01 | 0.85
2035 | MISO_MI_2_MISO_WUMS | MISO_MI | MISO_WUMS | Internal | Summer | B1 | 10 | 117 | 0 | 129.47 | 79.65 | 0.01 | 0
2035 | MISO_MI_2_MISO_WUMS | MISO_MI | MISO_WUMS | Internal | Summer | B2 | 25 | 117 | 0 | 87.83 | 79.65 | 0.01 | 0
2035 | MISO_MI_2_MISO_WUMS | MISO_MI | MISO_WUMS | Internal | Summer | B3 | 75 | 117 | 0 | 83.8 | 79.65 | 0.01 | 0
2035 | MISO_MI_2_MISO_WUMS | MISO_MI | MISO_WUMS | Internal | Summer | B4 | 100 | 117 | 0 | 80.92 | 79.65 | 0.01 | 0
2035 | MISO_MI_2_MISO_WUMS | MISO_MI | MISO_WUMS | Internal | Summer | B5 | 200 | 117 | 0.09 | 79.12 | 79.12 | 0.01 | 0
2035 | MISO_MI_2_MISO_WUMS | MISO_MI | MISO_WUMS | Internal | Summer | B6 | 300 | 117 | 0.05 | 63.02 | 63.01 | 0.01 | 0
2035 | MISO_MI_2_MISO_WUMS | MISO_MI | MISO_WUMS | Internal | Summer | B7 | 400 | 117 | 0 | 52.05 | 49.27 | 0.01 | 0
2035 | MISO_MI_2_MISO_WUMS | MISO_MI | MISO_WUMS | Internal | Summer | B8 | 500 | 117 | 0 | 49.36 | 48.82 | 0.01 | 0
2035 | MISO_MI_2_MISO_WUMS | MISO_MI | MISO_WUMS | Internal | Summer | B9 | 800 | 117 | 0 | 49.14 | 48.79 | 0.01 | 0
2035 | MISO_MI_2_MISO_WUMS | MISO_MI | MISO_WUMS | Internal | Summer | B10 | 1262 | 117 | 0 | 45.17 | 44.93 | 0.01 | 0
2035 | MISO_MI_2_MISO_WUMS | MISO_MI | MISO_WUMS | Internal | Winter | B16 | 25 | 117 | 0.22 | 86.47 | 86.45 | 0.01 | 0
2035 | MISO_MI_2_MISO_WUMS | MISO_MI | MISO_WUMS | Internal | Winter | B17 | 100 | 117 | 0.06 | 67.45 | 67.42 | 0.01 | 0
2035 | MISO_MI_2_MISO_WUMS | MISO_MI | MISO_WUMS | Internal | Winter | B18 | 400 | 117 | 0.05 | 57.89 | 57.89 | 0.01 | 0
2035 | MISO_MI_2_MISO_WUMS | MISO_MI | MISO_WUMS | Internal | Winter | B19 | 700 | 117 | 117 | 54.45 | 54.75 | 0.01 | 0.29
2035 | MISO_MI_2_MISO_WUMS | MISO_MI | MISO_WUMS | Internal | Winter | B20 | 935 | 117 | 117 | 49.06 | 49.46 | 0.01 | 0.39
2035 | MISO_MI_2_PJM_ROR | MISO_MI | PJM_ROR | Internal | Shoulder | B11 | 25 | 1424 | 0 | 77.14 | 75.14 | 2 | 0
2035 | MISO_MI_2_PJM_ROR | MISO_MI | PJM_ROR | Internal | Shoulder | B12 | 200 | 1424 | 0.09 | 63.82 | 65.81 | 2 | 0
2035 | MISO_MI_2_PJM_ROR | MISO_MI | PJM_ROR | Internal | Shoulder | B13 | 600 | 1424 | 0 | 53.95 | 54.54 | 2 | 0
2035 | MISO_MI_2_PJM_ROR | MISO_MI | PJM_ROR | Internal | Shoulder | B14 | 900 | 1424 | 0 | 53.7 | 53.22 | 2 | 0
2035 | MISO_MI_2_PJM_ROR | MISO_MI | PJM_ROR | Internal | Shoulder | B15 | 1203 | 1424 | 0 | 46.64 | 47.58 | 2 | 0
2035 | MISO_MI_2_PJM_ROR | MISO_MI | PJM_ROR | Internal | Summer | B1 | 10 | 1424 | 557.91 | 129.47 | 131.47 | 2 | 0
2035 | MISO_MI_2_PJM_ROR | MISO_MI | PJM_ROR | Internal | Summer | B2 | 25 | 1424 | 20.83 | 87.83 | 89.83 | 2 | 0
2035 | MISO_MI_2_PJM_ROR | MISO_MI | PJM_ROR | Internal | Summer | B3 | 75 | 1424 | 0 | 83.8 | 81.8 | 2 | 0
2035 | MISO_MI_2_PJM_ROR | MISO_MI | PJM_ROR | Internal | Summer | B4 | 100 | 1424 | 0 | 80.92 | 81.65 | 2 | 0
2035 | MISO_MI_2_PJM_ROR | MISO_MI | PJM_ROR | Internal | Summer | B5 | 200 | 1424 | 0 | 79.12 | 77.12 | 2 | 0
2035 | MISO_MI_2_PJM_ROR | MISO_MI | PJM_ROR | Internal | Summer | B6 | 300 | 1424 | 0 | 63.02 | 63.95 | 2 | 0
2035 | MISO_MI_2_PJM_ROR | MISO_MI | PJM_ROR | Internal | Summer | B7 | 400 | 1424 | 0 | 52.05 | 51.27 | 2 | 0
2035 | MISO_MI_2_PJM_ROR | MISO_MI | PJM_ROR | Internal | Summer | B8 | 500 | 1424 | 0 | 49.36 | 48.79 | 2 | 0
2035 | MISO_MI_2_PJM_ROR | MISO_MI | PJM_ROR | Internal | Summer | B9 | 800 | 1424 | 0 | 49.14 | 47.14 | 2 | 0
2035 | MISO_MI_2_PJM_ROR | MISO_MI | PJM_ROR | Internal | Summer | B10 | 1262 | 1424 | 0 | 45.17 | 44.9 | 2 | 0
2035 | MISO_MI_2_PJM_ROR | MISO_MI | PJM_ROR | Internal | Winter | B16 | 25 | 1424 | 0.33 | 86.47 | 88.45 | 2 | 0
2035 | MISO_MI_2_PJM_ROR | MISO_MI | PJM_ROR | Internal | Winter | B17 | 100 | 1424 | 1423.99 | 67.45 | 69.74 | 2 | 0.29
2035 | MISO_MI_2_PJM_ROR | MISO_MI | PJM_ROR | Internal | Winter | B18 | 400 | 1424 | 896.46 | 57.89 | 59.89 | 2 | 0
2035 | MISO_MI_2_PJM_ROR | MISO_MI | PJM_ROR | Internal | Winter | B19 | 700 | 1424 | 6.11 | 54.45 | 56.45 | 2 | 0
2035 | MISO_MI_2_PJM_ROR | MISO_MI | PJM_ROR | Internal | Winter | B20 | 935 | 1424 | 0.01 | 49.06 | 51.03 | 2 | 0
2035 | MISO_MO-IL_2_ENT | MISO_MO-IL | ENT | Internal | Shoulder | B11 | 25 | 2540 | 0 | 77.16 | 82.37 | 8 | 0
2035 | MISO_MO-IL_2_ENT | MISO_MO-IL | ENT | Internal | Shoulder | B12 | 200 | 2540 | 0 | 63.82 | 55.85 | 8 | 0
2035 | MISO_MO-IL_2_ENT | MISO_MO-IL | ENT | Internal | Shoulder | B13 | 600 | 2540 | 0 | 53.95 | 55.45 | 8 | 0
2035 | MISO_MO-IL_2_ENT | MISO_MO-IL | ENT | Internal | Shoulder | B14 | 900 | 2540 | 0 | 53.7 | 55.45 | 8 | 0
2035 | MISO_MO-IL_2_ENT | MISO_MO-IL | ENT | Internal | Shoulder | B15 | 1203 | 2540 | 0 | 46.62 | 53.61 | 8 | 0
2035 | MISO_MO-IL_2_ENT | MISO_MO-IL | ENT | Internal | Summer | B1 | 10 | 2540 | 0 | 129.47 | 121.47 | 8 | 0
2035 | MISO_MO-IL_2_ENT | MISO_MO-IL | ENT | Internal | Summer | B2 | 25 | 2540 | 0 | 87.83 | 89.32 | 8 | 0
2035 | MISO_MO-IL_2_ENT | MISO_MO-IL | ENT | Internal | Summer | B3 | 75 | 2540 | 0 | 83.8 | 84.69 | 8 | 0
2035 | MISO_MO-IL_2_ENT | MISO_MO-IL | ENT | Internal | Summer | B4 | 100 | 2540 | 0 | 80.94 | 82.9 | 8 | 0
2035 | MISO_MO-IL_2_ENT | MISO_MO-IL | ENT | Internal | Summer | B5 | 200 | 2540 | 0 | 79.14 | 82.9 | 8 | 0
2035 | MISO_MO-IL_2_ENT | MISO_MO-IL | ENT | Internal | Summer | B6 | 300 | 2540 | 0 | 63.02 | 68.95 | 8 | 0
2035 | MISO_MO-IL_2_ENT | MISO_MO-IL | ENT | Internal | Summer | B7 | 400 | 2540 | 0 | 52.05 | 56.27 | 8 | 0
2035 | MISO_MO-IL_2_ENT | MISO_MO-IL | ENT | Internal | Summer | B8 | 500 | 2540 | 0 | 48.82 | 54.06 | 8 | 0
2035 | MISO_MO-IL_2_ENT | MISO_MO-IL | ENT | Internal | Summer | B9 | 800 | 2540 | 644.48 | 45.17 | 53.17 | 8 | 0
2035 | MISO_MO-IL_2_ENT | MISO_MO-IL | ENT | Internal | Summer | B10 | 1262 | 2540 | 0 | 44.36 | 51.9 | 8 | 0
2035 | MISO_MO-IL_2_ENT | MISO_MO-IL | ENT | Internal | Winter | B16 | 25 | 2540 | 0 | 86.45 | 78.98 | 8 | 0
2035 | MISO_MO-IL_2_ENT | MISO_MO-IL | ENT | Internal | Winter | B17 | 100 | 2540 | 0 | 67.42 | 59.42 | 8 | 0
2035 | MISO_MO-IL_2_ENT | MISO_MO-IL | ENT | Internal | Winter | B18 | 400 | 2540 | 0 | 57.89 | 58.99 | 8 | 0
2035 | MISO_MO-IL_2_ENT | MISO_MO-IL | ENT | Internal | Winter | B19 | 700 | 2540 | 0 | 54.45 | 57.8 | 8 | 0
2035 | MISO_MO-IL_2_ENT | MISO_MO-IL | ENT | Internal | Winter | B20 | 935 | 2540 | 174.77 | 49.03 | 57.03 | 8 | 0
2035 | MISO_MO-IL_2_MISO_IN | MISO_MO-IL | MISO_IN | Internal | Shoulder | B11 | 25 | 2100 | 0.36 | 77.16 | 77.15 | 0.01 | 0
2035 | MISO_MO-IL_2_MISO_IN | MISO_MO-IL | MISO_IN | Internal | Shoulder | B12 | 200 | 2100 | 0.05 | 63.82 | 63.81 | 0.01 | 0
2035 | MISO_MO-IL_2_MISO_IN | MISO_MO-IL | MISO_IN | Internal | Shoulder | B13 | 600 | 2100 | 0.02 | 53.95 | 53.93 | 0.01 | 0
2035 | MISO_MO-IL_2_MISO_IN | MISO_MO-IL | MISO_IN | Internal | Shoulder | B14 | 900 | 2100 | 0.01 | 53.7 | 53.69 | 0.01 | 0
2035 | MISO_MO-IL_2_MISO_IN | MISO_MO-IL | MISO_IN | Internal | Shoulder | B15 | 1203 | 2100 | 670.79 | 46.62 | 46.63 | 0.01 | 0
2035 | MISO_MO-IL_2_MISO_IN | MISO_MO-IL | MISO_IN | Internal | Summer | B1 | 10 | 2100 | 1.24 | 129.47 | 129.46 | 0.01 | 0
2035 | MISO_MO-IL_2_MISO_IN | MISO_MO-IL | MISO_IN | Internal | Summer | B2 | 25 | 2100 | 0.37 | 87.83 | 87.82 | 0.01 | 0
2035 | MISO_MO-IL_2_MISO_IN | MISO_MO-IL | MISO_IN | Internal | Summer | B3 | 75 | 2100 | 0.13 | 83.8 | 83.79 | 0.01 | 0
2035 | MISO_MO-IL_2_MISO_IN | MISO_MO-IL | MISO_IN | Internal | Summer | B4 | 100 | 2100 | 0.09 | 80.94 | 80.93 | 0.01 | 0
2035 | MISO_MO-IL_2_MISO_IN | MISO_MO-IL | MISO_IN | Internal | Summer | B5 | 200 | 2100 | 0.05 | 79.14 | 79.12 | 0.01 | 0
2035 | MISO_MO-IL_2_MISO_IN | MISO_MO-IL | MISO_IN | Internal | Summer | B6 | 300 | 2100 | 0.03 | 63.02 | 63.01 | 0.01 | 0
2035 | MISO_MO-IL_2_MISO_IN | MISO_MO-IL | MISO_IN | Internal | Summer | B7 | 400 | 2100 | 0.02 | 52.05 | 52.04 | 0.01 | 0
2035 | MISO_MO-IL_2_MISO_IN | MISO_MO-IL | MISO_IN | Internal | Summer | B8 | 500 | 2100 | 0.02 | 48.82 | 48.81 | 0.01 | 0
2035 | MISO_MO-IL_2_MISO_IN | MISO_MO-IL | MISO_IN | Internal | Summer | B9 | 800 | 2100 | 0.01 | 45.17 | 45.16 | 0.01 | 0
2035 | MISO_MO-IL_2_MISO_IN | MISO_MO-IL | MISO_IN | Internal | Summer | B10 | 1262 | 2100 | 2100 | 44.36 | 45.16 | 0.01 | 0.79
2035 | MISO_MO-IL_2_MISO_IN | MISO_MO-IL | MISO_IN | Internal | Winter | B16 | 25 | 2100 | 164.87 | 86.45 | 86.46 | 0.01 | 0
2035 | MISO_MO-IL_2_MISO_IN | MISO_MO-IL | MISO_IN | Internal | Winter | B17 | 100 | 2100 | 1133.88 | 67.42 | 67.44 | 0.01 | 0
2035 | MISO_MO-IL_2_MISO_IN | MISO_MO-IL | MISO_IN | Internal | Winter | B18 | 400 | 2100 | 0.03 | 57.89 | 57.87 | 0.01 | 0
2035 | MISO_MO-IL_2_MISO_IN | MISO_MO-IL | MISO_IN | Internal | Winter | B19 | 700 | 2100 | 0.02 | 54.45 | 54.44 | 0.01 | 0
2035 | MISO_MO-IL_2_MISO_IN | MISO_MO-IL | MISO_IN | Internal | Winter | B20 | 935 | 2100 | 1964.38 | 49.03 | 49.04 | 0.01 | 0
2035 | MISO_MO-IL_2_MISO_W | MISO_MO-IL | MISO_W | Internal | Shoulder | B11 | 25 | 960 | 959.99 | 77.16 | 78.16 | 0.01 | 0.99
2035 | MISO_MO-IL_2_MISO_W | MISO_MO-IL | MISO_W | Internal | Shoulder | B12 | 200 | 960 | 0.1 | 63.82 | 63.82 | 0.01 | 0
2035 | MISO_MO-IL_2_MISO_W | MISO_MO-IL | MISO_W | Internal | Shoulder | B13 | 600 | 960 | 951.95 | 53.95 | 53.96 | 0.01 | 0
2035 | MISO_MO-IL_2_MISO_W | MISO_MO-IL | MISO_W | Internal | Shoulder | B14 | 900 | 960 | 767.1 | 53.7 | 53.71 | 0.01 | 0
2035 | MISO_MO-IL_2_MISO_W | MISO_MO-IL | MISO_W | Internal | Shoulder | B15 | 1203 | 960 | 960 | 46.62 | 49.58 | 0.01 | 2.95
2035 | MISO_MO-IL_2_MISO_W | MISO_MO-IL | MISO_W | Internal | Summer | B1 | 10 | 960 | 0.88 | 129.47 | 129.46 | 0.01 | 0
2035 | MISO_MO-IL_2_MISO_W | MISO_MO-IL | MISO_W | Internal | Summer | B2 | 25 | 960 | 265.34 | 87.83 | 87.85 | 0.01 | 0
2035 | MISO_MO-IL_2_MISO_W | MISO_MO-IL | MISO_W | Internal | Summer | B3 | 75 | 960 | 960 | 83.8 | 85.8 | 0.01 | 1.99
2035 | MISO_MO-IL_2_MISO_W | MISO_MO-IL | MISO_W | Internal | Summer | B4 | 100 | 960 | 960 | 80.94 | 84.55 | 0.01 | 3.6
2035 | MISO_MO-IL_2_MISO_W | MISO_MO-IL | MISO_W | Internal | Summer | B5 | 200 | 960 | 960 | 79.14 | 80.14 | 0.01 | 0.99
2035 | MISO_MO-IL_2_MISO_W | MISO_MO-IL | MISO_W | Internal | Summer | B6 | 300 | 960 | 960 | 63.02 | 65.95 | 0.01 | 2.92
2035 | MISO_MO-IL_2_MISO_W | MISO_MO-IL | MISO_W | Internal | Summer | B7 | 400 | 960 | 217.29 | 52.05 | 52.06 | 0.01 | 0
2035 | MISO_MO-IL_2_MISO_W | MISO_MO-IL | MISO_W | Internal | Summer | B8 | 500 | 960 | 536.16 | 48.82 | 48.83 | 0.01 | 0
2035 | MISO_MO-IL_2_MISO_W | MISO_MO-IL | MISO_W | Internal | Summer | B9 | 800 | 960 | 960 | 45.17 | 48.8 | 0.01 | 3.62
2035 | MISO_MO-IL_2_MISO_W | MISO_MO-IL | MISO_W | Internal | Summer | B10 | 1262 | 960 | 295.98 | 44.36 | 44.37 | 0.01 | 0
2035 | MISO_MO-IL_2_MISO_W | MISO_MO-IL | MISO_W | Internal | Winter | B16 | 25 | 960 | 0.37 | 86.45 | 86.44 | 0.01 | 0
2035 | MISO_MO-IL_2_MISO_W | MISO_MO-IL | MISO_W | Internal | Winter | B17 | 100 | 960 | 0.1 | 67.42 | 67.41 | 0.01 | 0
2035 | MISO_MO-IL_2_MISO_W | MISO_MO-IL | MISO_W | Internal | Winter | B18 | 400 | 960 | 397.82 | 57.89 | 57.9 | 0.01 | 0
2035 | MISO_MO-IL_2_MISO_W | MISO_MO-IL | MISO_W | Internal | Winter | B19 | 700 | 960 | 960 | 54.45 | 57.36 | 0.01 | 2.9
2035 | MISO_MO-IL_2_MISO_W | MISO_MO-IL | MISO_W | Internal | Winter | B20 | 935 | 960 | 756.25 | 49.03 | 49.04 | 0.01 | 0
2035 | MISO_MO-IL_2_PJM_ROR | MISO_MO-IL | PJM_ROR | Internal | Shoulder | B11 | 25 | 1212 | 0 | 77.16 | 75.14 | 2 | 0
2035 | MISO_MO-IL_2_PJM_ROR | MISO_MO-IL | PJM_ROR | Internal | Shoulder | B12 | 200 | 1212 | 0.09 | 63.82 | 65.81 | 2 | 0
2035 | MISO_MO-IL_2_PJM_ROR | MISO_MO-IL | PJM_ROR | Internal | Shoulder | B13 | 600 | 1212 | 0 | 53.95 | 54.54 | 2 | 0
2035 | MISO_MO-IL_2_PJM_ROR | MISO_MO-IL | PJM_ROR | Internal | Shoulder | B14 | 900 | 1212 | 0 | 53.7 | 53.22 | 2 | 0
2035 | MISO_MO-IL_2_PJM_ROR | MISO_MO-IL | PJM_ROR | Internal | Shoulder | B15 | 1203 | 1212 | 0 | 46.62 | 47.58 | 2 | 0
2035 | MISO_MO-IL_2_PJM_ROR | MISO_MO-IL | PJM_ROR | Internal | Summer | B1 | 10 | 1212 | 1124.71 | 129.47 | 131.47 | 2 | 0
2035 | MISO_MO-IL_2_PJM_ROR | MISO_MO-IL | PJM_ROR | Internal | Summer | B2 | 25 | 1212 | 20.77 | 87.83 | 89.83 | 2 | 0
2035 | MISO_MO-IL_2_PJM_ROR | MISO_MO-IL | PJM_ROR | Internal | Summer | B3 | 75 | 1212 | 0 | 83.8 | 81.8 | 2 | 0
2035 | MISO_MO-IL_2_PJM_ROR | MISO_MO-IL | PJM_ROR | Internal | Summer | B4 | 100 | 1212 | 0 | 80.94 | 81.65 | 2 | 0
2035 | MISO_MO-IL_2_PJM_ROR | MISO_MO-IL | PJM_ROR | Internal | Summer | B5 | 200 | 1212 | 0 | 79.14 | 77.12 | 2 | 0
2035 | MISO_MO-IL_2_PJM_ROR | MISO_MO-IL | PJM_ROR | Internal | Summer | B6 | 300 | 1212 | 0 | 63.02 | 63.95 | 2 | 0
2035 | MISO_MO-IL_2_PJM_ROR | MISO_MO-IL | PJM_ROR | Internal | Summer | B7 | 400 | 1212 | 0 | 52.05 | 51.27 | 2 | 0
2035 | MISO_MO-IL_2_PJM_ROR | MISO_MO-IL | PJM_ROR | Internal | Summer | B8 | 500 | 1212 | 0 | 48.82 | 48.79 | 2 | 0
2035 | MISO_MO-IL_2_PJM_ROR | MISO_MO-IL | PJM_ROR | Internal | Summer | B9 | 800 | 1212 | 0 | 45.17 | 47.14 | 2 | 0
2035 | MISO_MO-IL_2_PJM_ROR | MISO_MO-IL | PJM_ROR | Internal | Summer | B10 | 1262 | 1212 | 0 | 44.36 | 44.9 | 2 | 0
2035 | MISO_MO-IL_2_PJM_ROR | MISO_MO-IL | PJM_ROR | Internal | Winter | B16 | 25 | 1212 | 43.31 | 86.45 | 88.45 | 2 | 0
2035 | MISO_MO-IL_2_PJM_ROR | MISO_MO-IL | PJM_ROR | Internal | Winter | B17 | 100 | 1212 | 1211.99 | 67.42 | 69.74 | 2 | 0.32
2035 | MISO_MO-IL_2_PJM_ROR | MISO_MO-IL | PJM_ROR | Internal | Winter | B18 | 400 | 1212 | 1129.28 | 57.89 | 59.89 | 2 | 0
2035 | MISO_MO-IL_2_PJM_ROR | MISO_MO-IL | PJM_ROR | Internal | Winter | B19 | 700 | 1212 | 858.67 | 54.45 | 56.45 | 2 | 0
2035 | MISO_MO-IL_2_PJM_ROR | MISO_MO-IL | PJM_ROR | Internal | Winter | B20 | 935 | 1212 | 423.02 | 49.03 | 51.03 | 2 | 0
2035 | MISO_MO-IL_2_SPP_N | MISO_MO-IL | SPP_N | Internal | Shoulder | B11 | 25 | 2000 | 419.54 | 77.16 | 85.16 | 8 | 0
2035 | MISO_MO-IL_2_SPP_N | MISO_MO-IL | SPP_N | Internal | Shoulder | B12 | 200 | 2000 | 0 | 63.82 | 63.85 | 8 | 0
2035 | MISO_MO-IL_2_SPP_N | MISO_MO-IL | SPP_N | Internal | Shoulder | B13 | 600 | 2000 | 0 | 53.95 | 56.06 | 8 | 0
2035 | MISO_MO-IL_2_SPP_N | MISO_MO-IL | SPP_N | Internal | Shoulder | B14 | 900 | 2000 | 0 | 53.7 | 55.18 | 8 | 0
2035 | MISO_MO-IL_2_SPP_N | MISO_MO-IL | SPP_N | Internal | Shoulder | B15 | 1203 | 2000 | 0 | 46.62 | 53.38 | 8 | 0
2035 | MISO_MO-IL_2_SPP_N | MISO_MO-IL | SPP_N | Internal | Summer | B1 | 10 | 2000 | 0 | 129.47 | 129.47 | 8 | 0
2035 | MISO_MO-IL_2_SPP_N | MISO_MO-IL | SPP_N | Internal | Summer | B2 | 25 | 2000 | 0 | 87.83 | 94.76 | 8 | 0
2035 | MISO_MO-IL_2_SPP_N | MISO_MO-IL | SPP_N | Internal | Summer | B3 | 75 | 2000 | 659.91 | 83.8 | 91.8 | 8 | 0
2035 | MISO_MO-IL_2_SPP_N | MISO_MO-IL | SPP_N | Internal | Summer | B4 | 100 | 2000 | 0 | 80.94 | 88.32 | 8 | 0
2035 | MISO_MO-IL_2_SPP_N | MISO_MO-IL | SPP_N | Internal | Summer | B5 | 200 | 2000 | 1496.78 | 79.14 | 87.14 | 8 | 0
2035 | MISO_MO-IL_2_SPP_N | MISO_MO-IL | SPP_N | Internal | Summer | B6 | 300 | 2000 | 2000 | 63.02 | 72.95 | 8 | 1.94
2035 | MISO_MO-IL_2_SPP_N | MISO_MO-IL | SPP_N | Internal | Summer | B7 | 400 | 2000 | 0 | 52.05 | 59.06 | 8 | 0
2035 | MISO_MO-IL_2_SPP_N | MISO_MO-IL | SPP_N | Internal | Summer | B8 | 500 | 2000 | 0 | 48.82 | 54.11 | 8 | 0
2035 | MISO_MO-IL_2_SPP_N | MISO_MO-IL | SPP_N | Internal | Summer | B9 | 800 | 2000 | 0 | 45.17 | 51.71 | 8 | 0
2035 | MISO_MO-IL_2_SPP_N | MISO_MO-IL | SPP_N | Internal | Summer | B10 | 1262 | 2000 | 0 | 44.36 | 51.37 | 8 | 0
2035 | MISO_MO-IL_2_SPP_N | MISO_MO-IL | SPP_N | Internal | Winter | B16 | 25 | 2000 | 0 | 86.45 | 86.98 | 8 | 0
2035 | MISO_MO-IL_2_SPP_N | MISO_MO-IL | SPP_N | Internal | Winter | B17 | 100 | 2000 | 0 | 67.42 | 62.42 | 8 | 0
2035 | MISO_MO-IL_2_SPP_N | MISO_MO-IL | SPP_N | Internal | Winter | B18 | 400 | 2000 | 0 | 57.89 | 57.15 | 8 | 0
2035 | MISO_MO-IL_2_SPP_N | MISO_MO-IL | SPP_N | Internal | Winter | B19 | 700 | 2000 | 0 | 54.45 | 57.14 | 8 | 0
2035 | MISO_MO-IL_2_SPP_N | MISO_MO-IL | SPP_N | Internal | Winter | B20 | 935 | 2000 | 0 | 49.03 | 53.26 | 8 | 0
2035 | MISO_MO-IL_2_TVA_Transmission | MISO_MO-IL | TVA_Transmission | Internal | Shoulder | B11 | 25 | 4000 | 0 | 77.16 | 80.27 | 8 | 0
2035 | MISO_MO-IL_2_TVA_Transmission | MISO_MO-IL | TVA_Transmission | Internal | Shoulder | B12 | 200 | 4000 | 0 | 63.82 | 63.35 | 8 | 0
2035 | MISO_MO-IL_2_TVA_Transmission | MISO_MO-IL | TVA_Transmission | Internal | Shoulder | B13 | 600 | 4000 | 0 | 53.95 | 56.96 | 8 | 0
2035 | MISO_MO-IL_2_TVA_Transmission | MISO_MO-IL | TVA_Transmission | Internal | Shoulder | B14 | 900 | 4000 | 0 | 53.7 | 56.13 | 8 | 0
2035 | MISO_MO-IL_2_TVA_Transmission | MISO_MO-IL | TVA_Transmission | Internal | Shoulder | B15 | 1203 | 4000 | 0 | 46.62 | 53.58 | 8 | 0
2035 | MISO_MO-IL_2_TVA_Transmission | MISO_MO-IL | TVA_Transmission | Internal | Summer | B1 | 10 | 4000 | 0 | 129.47 | 128.82 | 8 | 0
2035 | MISO_MO-IL_2_TVA_Transmission | MISO_MO-IL | TVA_Transmission | Internal | Summer | B2 | 25 | 4000 | 20.83 | 87.83 | 95.83 | 8 | 0
2035 | MISO_MO-IL_2_TVA_Transmission | MISO_MO-IL | TVA_Transmission | Internal | Summer | B3 | 75 | 4000 | 0 | 83.8 | 87.8 | 8 | 0
2035 | MISO_MO-IL_2_TVA_Transmission | MISO_MO-IL | TVA_Transmission | Internal | Summer | B4 | 100 | 4000 | 0 | 80.94 | 87.18 | 8 | 0
2035 | MISO_MO-IL_2_TVA_Transmission | MISO_MO-IL | TVA_Transmission | Internal | Summer | B5 | 200 | 4000 | 0 | 79.14 | 82.71 | 8 | 0
2035 | MISO_MO-IL_2_TVA_Transmission | MISO_MO-IL | TVA_Transmission | Internal | Summer | B6 | 300 | 4000 | 0 | 63.02 | 68.83 | 8 | 0
2035 | MISO_MO-IL_2_TVA_Transmission | MISO_MO-IL | TVA_Transmission | Internal | Summer | B7 | 400 | 4000 | 0 | 52.05 | 55.93 | 8 | 0
2035 | MISO_MO-IL_2_TVA_Transmission | MISO_MO-IL | TVA_Transmission | Internal | Summer | B8 | 500 | 4000 | 0 | 48.82 | 54.07 | 8 | 0
2035 | MISO_MO-IL_2_TVA_Transmission | MISO_MO-IL | TVA_Transmission | Internal | Summer | B9 | 800 | 4000 | 0 | 45.17 | 50.66 | 8 | 0
2035 | MISO_MO-IL_2_TVA_Transmission | MISO_MO-IL | TVA_Transmission | Internal | Summer | B10 | 1262 | 4000 | 0 | 44.36 | 48.2 | 8 | 0
2035 | MISO_MO-IL_2_TVA_Transmission | MISO_MO-IL | TVA_Transmission | Internal | Winter | B16 | 25 | 4000 | 0 | 86.45 | 86.98 | 8 | 0
2035 | MISO_MO-IL_2_TVA_Transmission | MISO_MO-IL | TVA_Transmission | Internal | Winter | B17 | 100 | 4000 | 0 | 67.42 | 67.16 | 8 | 0
2035 | MISO_MO-IL_2_TVA_Transmission | MISO_MO-IL | TVA_Transmission | Internal | Winter | B18 | 400 | 4000 | 0 | 57.89 | 59.98 | 8 | 0
2035 | MISO_MO-IL_2_TVA_Transmission | MISO_MO-IL | TVA_Transmission | Internal | Winter | B19 | 700 | 4000 | 0 | 54.45 | 55.78 | 8 | 0
2035 | MISO_MO-IL_2_TVA_Transmission | MISO_MO-IL | TVA_Transmission | Internal | Winter | B20 | 935 | 4000 | 0 | 49.03 | 53.32 | 8 | 0
2035 | MISO_W_2_IESO | MISO_W | IESO | Internal | Shoulder | B11 | 25 | 90 | 0 | 78.16 | 48.51 | 8 | 0
2035 | MISO_W_2_IESO | MISO_W | IESO | Internal | Shoulder | B12 | 200 | 90 | 0 | 63.82 | 50.78 | 8 | 0
2035 | MISO_W_2_IESO | MISO_W | IESO | Internal | Shoulder | B13 | 600 | 90 | 0 | 53.96 | 46.72 | 8 | 0
2035 | MISO_W_2_IESO | MISO_W | IESO | Internal | Shoulder | B14 | 900 | 90 | 0 | 53.71 | 46.7 | 8 | 0
2035 | MISO_W_2_IESO | MISO_W | IESO | Internal | Shoulder | B15 | 1203 | 90 | 0 | 49.58 | 46.7 | 8 | 0
2035 | MISO_W_2_IESO | MISO_W | IESO | Internal | Summer | B1 | 10 | 90 | 0 | 129.46 | 130.48 | 8 | 0
2035 | MISO_W_2_IESO | MISO_W | IESO | Internal | Summer | B2 | 25 | 90 | 0 | 87.85 | 80.85 | 8 | 0
2035 | MISO_W_2_IESO | MISO_W | IESO | Internal | Summer | B3 | 75 | 90 | 0 | 85.8 | 76.8 | 8 | 0
2035 | MISO_W_2_IESO | MISO_W | IESO | Internal | Summer | B4 | 100 | 90 | 0 | 84.55 | 71.8 | 8 | 0
2035 | MISO_W_2_IESO | MISO_W | IESO | Internal | Summer | B5 | 200 | 90 | 0 | 80.14 | 55.4 | 8 | 0
2035 | MISO_W_2_IESO | MISO_W | IESO | Internal | Summer | B6 | 300 | 90 | 0 | 65.95 | 48.97 | 8 | 0
2035 | MISO_W_2_IESO | MISO_W | IESO | Internal | Summer | B7 | 400 | 90 | 0 | 52.06 | 45.05 | 8 | 0
2035 | MISO_W_2_IESO | MISO_W | IESO | Internal | Summer | B8 | 500 | 90 | 0 | 48.83 | 43.92 | 8 | 0
2035 | MISO_W_2_IESO | MISO_W | IESO | Internal | Summer | B9 | 800 | 90 | 0 | 48.8 | 43.92 | 8 | 0
2035 | MISO_W_2_IESO | MISO_W | IESO | Internal | Summer | B10 | 1262 | 90 | 0 | 44.37 | 43.92 | 8 | 0
2035 | MISO_W_2_IESO | MISO_W | IESO | Internal | Winter | B16 | 25 | 90 | 0 | 86.44 | 72.18 | 8 | 0
2035 | MISO_W_2_IESO | MISO_W | IESO | Internal | Winter | B17 | 100 | 90 | 0 | 67.41 | 54.75 | 8 | 0
2035 | MISO_W_2_IESO | MISO_W | IESO | Internal | Winter | B18 | 400 | 90 | 0 | 57.9 | 50.89 | 8 | 0
2035 | MISO_W_2_IESO | MISO_W | IESO | Internal | Winter | B19 | 700 | 90 | 0 | 57.36 | 50.89 | 8 | 0
2035 | MISO_W_2_IESO | MISO_W | IESO | Internal | Winter | B20 | 935 | 90 | 0 | 49.04 | 50.89 | 8 | 0
2035 | MISO_W_2_MAPP_CA | MISO_W | MAPP_CA | Internal | Shoulder | B11 | 25 | 700 | 0 | 78.16 | 58.35 | 0.01 | 0
2035 | MISO_W_2_MAPP_CA | MISO_W | MAPP_CA | Internal | Shoulder | B12 | 200 | 700 | 0.04 | 63.82 | 63.81 | 0.01 | 0
2035 | MISO_W_2_MAPP_CA | MISO_W | MAPP_CA | Internal | Shoulder | B13 | 600 | 700 | 0.02 | 53.96 | 53.95 | 0.01 | 0
2035 | MISO_W_2_MAPP_CA | MISO_W | MAPP_CA | Internal | Shoulder | B14 | 900 | 700 | 0.01 | 53.71 | 53.7 | 0.01 | 0
2035 | MISO_W_2_MAPP_CA | MISO_W | MAPP_CA | Internal | Shoulder | B15 | 1203 | 700 | 700 | 49.58 | 53.7 | 0.01 | 4.11
2035 | MISO_W_2_MAPP_CA | MISO_W | MAPP_CA | Internal | Summer | B1 | 10 | 700 | 0 | 129.46 | 115.46 | 0.01 | 0
2035 | MISO_W_2_MAPP_CA | MISO_W | MAPP_CA | Internal | Summer | B2 | 25 | 700 | 0 | 87.85 | 86.42 | 0.01 | 0
2035 | MISO_W_2_MAPP_CA | MISO_W | MAPP_CA | Internal | Summer | B3 | 75 | 700 | 0 | 85.8 | 83.8 | 0.01 | 0
2035 | MISO_W_2_MAPP_CA | MISO_W | MAPP_CA | Internal | Summer | B4 | 100 | 700 | 0 | 84.55 | 73.53 | 0.01 | 0
2035 | MISO_W_2_MAPP_CA | MISO_W | MAPP_CA | Internal | Summer | B5 | 200 | 700 | 0 | 80.14 | 67.08 | 0.01 | 0
2035 | MISO_W_2_MAPP_CA | MISO_W | MAPP_CA | Internal | Summer | B6 | 300 | 700 | 0 | 65.95 | 56.01 | 0.01 | 0
2035 | MISO_W_2_MAPP_CA | MISO_W | MAPP_CA | Internal | Summer | B7 | 400 | 700 | 0.02 | 52.06 | 52.05 | 0.01 | 0
2035 | MISO_W_2_MAPP_CA | MISO_W | MAPP_CA | Internal | Summer | B8 | 500 | 700 | 0.02 | 48.83 | 48.82 | 0.01 | 0
2035 | MISO_W_2_MAPP_CA | MISO_W | MAPP_CA | Internal | Summer | B9 | 800 | 700 | 0.01 | 48.8 | 48.79 | 0.01 | 0
2035 | MISO_W_2_MAPP_CA | MISO_W | MAPP_CA | Internal | Summer | B10 | 1262 | 700 | 700 | 44.37 | 48.79 | 0.01 | 4.41
2035 | MISO_W_2_MAPP_CA | MISO_W | MAPP_CA | Internal | Winter | B16 | 25 | 700 | 0.34 | 86.44 | 86.43 | 0.01 | 0
2035 | MISO_W_2_MAPP_CA | MISO_W | MAPP_CA | Internal | Winter | B17 | 100 | 700 | 0.09 | 67.41 | 67.4 | 0.01 | 0
2035 | MISO_W_2_MAPP_CA | MISO_W | MAPP_CA | Internal | Winter | B18 | 400 | 700 | 0.02 | 57.9 | 57.89 | 0.01 | 0
2035 | MISO_W_2_MAPP_CA | MISO_W | MAPP_CA | Internal | Winter | B19 | 700 | 700 | 152.77 | 57.36 | 57.37 | 0.01 | 0
2035 | MISO_W_2_MAPP_CA | MISO_W | MAPP_CA | Internal | Winter | B20 | 935 | 700 | 700 | 49.04 | 57.37 | 0.01 | 8.32
2035 | MISO_W_2_MAPP_US | MISO_W | MAPP_US | Internal | Shoulder | B11 | 25 | 2300 | 0 | 78.16 | 71.16 | 7 | 0
2035 | MISO_W_2_MAPP_US | MISO_W | MAPP_US | Internal | Shoulder | B12 | 200 | 2300 | 0 | 63.82 | 56.82 | 7 | 0
2035 | MISO_W_2_MAPP_US | MISO_W | MAPP_US | Internal | Shoulder | B13 | 600 | 2300 | 0 | 53.96 | 48.17 | 7 | 0
2035 | MISO_W_2_MAPP_US | MISO_W | MAPP_US | Internal | Shoulder | B14 | 900 | 2300 | 0 | 53.71 | 48.17 | 7 | 0
2035 | MISO_W_2_MAPP_US | MISO_W | MAPP_US | Internal | Shoulder | B15 | 1203 | 2300 | 0 | 49.58 | 46.39 | 7 | 0
2035 | MISO_W_2_MAPP_US | MISO_W | MAPP_US | Internal | Summer | B1 | 10 | 2300 | 0 | 129.46 | 122.46 | 7 | 0
2035 | MISO_W_2_MAPP_US | MISO_W | MAPP_US | Internal | Summer | B2 | 25 | 2300 | 0 | 87.85 | 80.85 | 7 | 0
2035 | MISO_W_2_MAPP_US | MISO_W | MAPP_US | Internal | Summer | B3 | 75 | 2300 | 0 | 85.8 | 80.53 | 7 | 0
2035 | MISO_W_2_MAPP_US | MISO_W | MAPP_US | Internal | Summer | B4 | 100 | 2300 | 0 | 84.55 | 80.53 | 7 | 0
2035 | MISO_W_2_MAPP_US | MISO_W | MAPP_US | Internal | Summer | B5 | 200 | 2300 | 0 | 80.14 | 75.38 | 7 | 0
2035 | MISO_W_2_MAPP_US | MISO_W | MAPP_US | Internal | Summer | B6 | 300 | 2300 | 0 | 65.95 | 63.01 | 7 | 0
2035 | MISO_W_2_MAPP_US | MISO_W | MAPP_US | Internal | Summer | B7 | 400 | 2300 | 0 | 52.06 | 51.2 | 7 | 0
2035 | MISO_W_2_MAPP_US | MISO_W | MAPP_US | Internal | Summer | B8 | 500 | 2300 | 0 | 48.83 | 44.7 | 7 | 0
2035 | MISO_W_2_MAPP_US | MISO_W | MAPP_US | Internal | Summer | B9 | 800 | 2300 | 0 | 48.8 | 44.7 | 7 | 0
2035 | MISO_W_2_MAPP_US | MISO_W | MAPP_US | Internal | Summer | B10 | 1262 | 2300 | 0 | 44.37 | 37.37 | 7 | 0
2035 | MISO_W_2_MAPP_US | MISO_W | MAPP_US | Internal | Winter | B16 | 25 | 2300 | 0 | 86.44 | 79.44 | 7 | 0
2035 | MISO_W_2_MAPP_US | MISO_W | MAPP_US | Internal | Winter | B17 | 100 | 2300 | 0 | 67.41 | 60.41 | 7 | 0
2035 | MISO_W_2_MAPP_US | MISO_W | MAPP_US | Internal | Winter | B18 | 400 | 2300 | 0 | 57.9 | 54.14 | 7 | 0
2035 | MISO_W_2_MAPP_US | MISO_W | MAPP_US | Internal | Winter | B19 | 700 | 2300 | 0 | 57.36 | 54.14 | 7 | 0
2035 | MISO_W_2_MAPP_US | MISO_W | MAPP_US | Internal | Winter | B20 | 935 | 2300 | 0 | 49.04 | 42.04 | 7 | 0
2035 | MISO_W_2_MISO_MO-IL | MISO_W | MISO_MO-IL | Internal | Shoulder | B11 | 25 | 3800 | 0 | 78.16 | 77.16 | 0.01 | 0
2035 | MISO_W_2_MISO_MO-IL | MISO_W | MISO_MO-IL | Internal | Shoulder | B12 | 200 | 3800 | 0.09 | 63.82 | 63.82 | 0.01 | 0
2035 | MISO_W_2_MISO_MO-IL | MISO_W | MISO_MO-IL | Internal | Shoulder | B13 | 600 | 3800 | 0.01 | 53.96 | 53.95 | 0.01 | 0
2035 | MISO_W_2_MISO_MO-IL | MISO_W | MISO_MO-IL | Internal | Shoulder | B14 | 900 | 3800 | 0.01 | 53.71 | 53.7 | 0.01 | 0
2035 | MISO_W_2_MISO_MO-IL | MISO_W | MISO_MO-IL | Internal | Shoulder | B15 | 1203 | 3800 | 0 | 49.58 | 46.62 | 0.01 | 0
2035 | MISO_W_2_MISO_MO-IL | MISO_W | MISO_MO-IL | Internal | Summer | B1 | 10 | 3800 | 1017.01 | 129.46 | 129.47 | 0.01 | 0
2035 | MISO_W_2_MISO_MO-IL | MISO_W | MISO_MO-IL | Internal | Summer | B2 | 25 | 3800 | 0.36 | 87.85 | 87.83 | 0.01 | 0
2035 | MISO_W_2_MISO_MO-IL | MISO_W | MISO_MO-IL | Internal | Summer | B3 | 75 | 3800 | 0 | 85.8 | 83.8 | 0.01 | 0
2035 | MISO_W_2_MISO_MO-IL | MISO_W | MISO_MO-IL | Internal | Summer | B4 | 100 | 3800 | 0 | 84.55 | 80.94 | 0.01 | 0
2035 | MISO_W_2_MISO_MO-IL | MISO_W | MISO_MO-IL | Internal | Summer | B5 | 200 | 3800 | 0 | 80.14 | 79.14 | 0.01 | 0
2035 | MISO_W_2_MISO_MO-IL | MISO_W | MISO_MO-IL | Internal | Summer | B6 | 300 | 3800 | 0 | 65.95 | 63.02 | 0.01 | 0
2035 | MISO_W_2_MISO_MO-IL | MISO_W | MISO_MO-IL | Internal | Summer | B7 | 400 | 3800 | 0.02 | 52.06 | 52.05 | 0.01 | 0
2035 | MISO_W_2_MISO_MO-IL | MISO_W | MISO_MO-IL | Internal | Summer | B8 | 500 | 3800 | 0.02 | 48.83 | 48.82 | 0.01 | 0
2035 | MISO_W_2_MISO_MO-IL | MISO_W | MISO_MO-IL | Internal | Summer | B9 | 800 | 3800 | 0 | 48.8 | 45.17 | 0.01 | 0
2035 | MISO_W_2_MISO_MO-IL | MISO_W | MISO_MO-IL | Internal | Summer | B10 | 1262 | 3800 | 0 | 44.37 | 44.36 | 0.01 | 0
2035 | MISO_W_2_MISO_MO-IL | MISO_W | MISO_MO-IL | Internal | Winter | B16 | 25 | 3800 | 183.27 | 86.44 | 86.45 | 0.01 | 0
2035 | MISO_W_2_MISO_MO-IL | MISO_W | MISO_MO-IL | Internal | Winter | B17 | 100 | 3800 | 331.59 | 67.41 | 67.42 | 0.01 | 0
2035 | MISO_W_2_MISO_MO-IL | MISO_W | MISO_MO-IL | Internal | Winter | B18 | 400 | 3800 | 0.02 | 57.9 | 57.89 | 0.01 | 0
2035 | MISO_W_2_MISO_MO-IL | MISO_W | MISO_MO-IL | Internal | Winter | B19 | 700 | 3800 | 0 | 57.36 | 54.45 | 0.01 | 0
2035 | MISO_W_2_MISO_MO-IL | MISO_W | MISO_MO-IL | Internal | Winter | B20 | 935 | 3800 | 0.01 | 49.04 | 49.03 | 0.01 | 0
2035 | MISO_W_2_MISO_WUMS | MISO_W | MISO_WUMS | Internal | Shoulder | B11 | 25 | 1629 | 0 | 78.16 | 77.14 | 0.01 | 0
2035 | MISO_W_2_MISO_WUMS | MISO_W | MISO_WUMS | Internal | Shoulder | B12 | 200 | 1629 | 0.05 | 63.82 | 63.81 | 0.01 | 0
2035 | MISO_W_2_MISO_WUMS | MISO_W | MISO_WUMS | Internal | Shoulder | B13 | 600 | 1629 | 0.02 | 53.96 | 53.95 | 0.01 | 0
2035 | MISO_W_2_MISO_WUMS | MISO_W | MISO_WUMS | Internal | Shoulder | B14 | 900 | 1629 | 0 | 53.71 | 51.22 | 0.01 | 0
2035 | MISO_W_2_MISO_WUMS | MISO_W | MISO_WUMS | Internal | Shoulder | B15 | 1203 | 1629 | 0 | 49.58 | 47.5 | 0.01 | 0
2035 | MISO_W_2_MISO_WUMS | MISO_W | MISO_WUMS | Internal | Summer | B1 | 10 | 1629 | 0 | 129.46 | 79.65 | 0.01 | 0
2035 | MISO_W_2_MISO_WUMS | MISO_W | MISO_WUMS | Internal | Summer | B2 | 25 | 1629 | 0 | 87.85 | 79.65 | 0.01 | 0
2035 | MISO_W_2_MISO_WUMS | MISO_W | MISO_WUMS | Internal | Summer | B3 | 75 | 1629 | 0 | 85.8 | 79.65 | 0.01 | 0
2035 | MISO_W_2_MISO_WUMS | MISO_W | MISO_WUMS | Internal | Summer | B4 | 100 | 1629 | 0 | 84.55 | 79.65 | 0.01 | 0
2035 | MISO_W_2_MISO_WUMS | MISO_W | MISO_WUMS | Internal | Summer | B5 | 200 | 1629 | 0 | 80.14 | 79.12 | 0.01 | 0
2035 | MISO_W_2_MISO_WUMS | MISO_W | MISO_WUMS | Internal | Summer | B6 | 300 | 1629 | 0 | 65.95 | 63.01 | 0.01 | 0
2035 | MISO_W_2_MISO_WUMS | MISO_W | MISO_WUMS | Internal | Summer | B7 | 400 | 1629 | 0 | 52.06 | 49.27 | 0.01 | 0
2035 | MISO_W_2_MISO_WUMS | MISO_W | MISO_WUMS | Internal | Summer | B8 | 500 | 1629 | 0.02 | 48.83 | 48.82 | 0.01 | 0
2035 | MISO_W_2_MISO_WUMS | MISO_W | MISO_WUMS | Internal | Summer | B9 | 800 | 1629 | 0.01 | 48.8 | 48.79 | 0.01 | 0
2035 | MISO_W_2_MISO_WUMS | MISO_W | MISO_WUMS | Internal | Summer | B10 | 1262 | 1629 | 1629 | 44.37 | 44.93 | 0.01 | 0.55
2035 | MISO_W_2_MISO_WUMS | MISO_W | MISO_WUMS | Internal | Winter | B16 | 25 | 1629 | 120.65 | 86.44 | 86.45 | 0.01 | 0
2035 | MISO_W_2_MISO_WUMS | MISO_W | MISO_WUMS | Internal | Winter | B17 | 100 | 1629 | 1271.24 | 67.41 | 67.42 | 0.01 | 0
2035 | MISO_W_2_MISO_WUMS | MISO_W | MISO_WUMS | Internal | Winter | B18 | 400 | 1629 | 0.03 | 57.9 | 57.89 | 0.01 | 0
2035 | MISO_W_2_MISO_WUMS | MISO_W | MISO_WUMS | Internal | Winter | B19 | 700 | 1629 | 0 | 57.36 | 54.75 | 0.01 | 0
2035 | MISO_W_2_MISO_WUMS | MISO_W | MISO_WUMS | Internal | Winter | B20 | 935 | 1629 | 1629 | 49.04 | 49.46 | 0.01 | 0.4
2035 | MISO_W_2_NE | MISO_W | NE | Internal | Shoulder | B11 | 25 | 2800 | 0 | 78.16 | 78.16 | 7 | 0
2035 | MISO_W_2_NE | MISO_W | NE | Internal | Shoulder | B12 | 200 | 2800 | 0 | 63.82 | 63.82 | 7 | 0
2035 | MISO_W_2_NE | MISO_W | NE | Internal | Shoulder | B13 | 600 | 2800 | 0 | 53.96 | 55.17 | 7 | 0
2035 | MISO_W_2_NE | MISO_W | NE | Internal | Shoulder | B14 | 900 | 2800 | 0 | 53.71 | 55.17 | 7 | 0
2035 | MISO_W_2_NE | MISO_W | NE | Internal | Shoulder | B15 | 1203 | 2800 | 0 | 49.58 | 49.39 | 7 | 0
2035 | MISO_W_2_NE | MISO_W | NE | Internal | Summer | B1 | 10 | 2800 | 0 | 129.46 | 129.46 | 7 | 0
2035 | MISO_W_2_NE | MISO_W | NE | Internal | Summer | B2 | 25 | 2800 | 0 | 87.85 | 87.85 | 7 | 0
2035 | MISO_W_2_NE | MISO_W | NE | Internal | Summer | B3 | 75 | 2800 | 0 | 85.8 | 87.53 | 7 | 0
2035 | MISO_W_2_NE | MISO_W | NE | Internal | Summer | B4 | 100 | 2800 | 0 | 84.55 | 87.53 | 7 | 0
2035 | MISO_W_2_NE | MISO_W | NE | Internal | Summer | B5 | 200 | 2800 | 0 | 80.14 | 82.38 | 7 | 0
2035 | MISO_W_2_NE | MISO_W | NE | Internal | Summer | B6 | 300 | 2800 | 0 | 65.95 | 70.01 | 7 | 0
2035 | MISO_W_2_NE | MISO_W | NE | Internal | Summer | B7 | 400 | 2800 | 0 | 52.06 | 58.2 | 7 | 0
2035 | MISO_W_2_NE | MISO_W | NE | Internal | Summer | B8 | 500 | 2800 | 0 | 48.83 | 51.7 | 7 | 0
2035 | MISO_W_2_NE | MISO_W | NE | Internal | Summer | B9 | 800 | 2800 | 0 | 48.8 | 51.7 | 7 | 0
2035 | MISO_W_2_NE | MISO_W | NE | Internal | Summer | B10 | 1262 | 2800 | 0 | 44.37 | 39.59 | 7 | 0
2035 | MISO_W_2_NE | MISO_W | NE | Internal | Winter | B16 | 25 | 2800 | 0 | 86.44 | 86.44 | 7 | 0
2035 | MISO_W_2_NE | MISO_W | NE | Internal | Winter | B17 | 100 | 2800 | 0 | 67.41 | 62.41 | 7 | 0
2035 | MISO_W_2_NE | MISO_W | NE | Internal | Winter | B18 | 400 | 2800 | 0 | 57.9 | 57.14 | 7 | 0
2035 | MISO_W_2_NE | MISO_W | NE | Internal | Winter | B19 | 700 | 2800 | 0 | 57.36 | 57.13 | 7 | 0
2035 | MISO_W_2_NE | MISO_W | NE | Internal | Winter | B20 | 935 | 2800 | 0 | 49.04 | 47.58 | 7 | 0
2035 | MISO_W_2_PJM_ROR | MISO_W | PJM_ROR | Internal | Shoulder | B11 | 25 | 773 | 0 | 78.16 | 75.14 | 2 | 0
2035 | MISO_W_2_PJM_ROR | MISO_W | PJM_ROR | Internal | Shoulder | B12 | 200 | 773 | 0.09 | 63.82 | 65.81 | 2 | 0
2035 | MISO_W_2_PJM_ROR | MISO_W | PJM_ROR | Internal | Shoulder | B13 | 600 | 773 | 0 | 53.96 | 54.54 | 2 | 0
2035 | MISO_W_2_PJM_ROR | MISO_W | PJM_ROR | Internal | Shoulder | B14 | 900 | 773 | 0 | 53.71 | 53.22 | 2 | 0
2035 | MISO_W_2_PJM_ROR | MISO_W | PJM_ROR | Internal | Shoulder | B15 | 1203 | 773 | 0 | 49.58 | 47.58 | 2 | 0
2035 | MISO_W_2_PJM_ROR | MISO_W | PJM_ROR | Internal | Summer | B1 | 10 | 773 | 771.63 | 129.46 | 131.47 | 2 | 0.01
2035 | MISO_W_2_PJM_ROR | MISO_W | PJM_ROR | Internal | Summer | B2 | 25 | 773 | 0.58 | 87.85 | 89.83 | 2 | 0
2035 | MISO_W_2_PJM_ROR | MISO_W | PJM_ROR | Internal | Summer | B3 | 75 | 773 | 0 | 85.8 | 81.8 | 2 | 0
2035 | MISO_W_2_PJM_ROR | MISO_W | PJM_ROR | Internal | Summer | B4 | 100 | 773 | 0 | 84.55 | 81.65 | 2 | 0
2035 | MISO_W_2_PJM_ROR | MISO_W | PJM_ROR | Internal | Summer | B5 | 200 | 773 | 0 | 80.14 | 77.12 | 2 | 0
2035 | MISO_W_2_PJM_ROR | MISO_W | PJM_ROR | Internal | Summer | B6 | 300 | 773 | 0 | 65.95 | 63.95 | 2 | 0
2035 | MISO_W_2_PJM_ROR | MISO_W | PJM_ROR | Internal | Summer | B7 | 400 | 773 | 0 | 52.06 | 51.27 | 2 | 0
2035 | MISO_W_2_PJM_ROR | MISO_W | PJM_ROR | Internal | Summer | B8 | 500 | 773 | 0 | 48.83 | 48.79 | 2 | 0
2035 | MISO_W_2_PJM_ROR | MISO_W | PJM_ROR | Internal | Summer | B9 | 800 | 773 | 0 | 48.8 | 47.14 | 2 | 0
2035 | MISO_W_2_PJM_ROR | MISO_W | PJM_ROR | Internal | Summer | B10 | 1262 | 773 | 0 | 44.37 | 44.9 | 2 | 0
2035 | MISO_W_2_PJM_ROR | MISO_W | PJM_ROR | Internal | Winter | B16 | 25 | 773 | 771.85 | 86.44 | 88.45 | 2 | 0.01
2035 | MISO_W_2_PJM_ROR | MISO_W | PJM_ROR | Internal | Winter | B17 | 100 | 773 | 772.99 | 67.41 | 69.74 | 2 | 0.33
2035 | MISO_W_2_PJM_ROR | MISO_W | PJM_ROR | Internal | Winter | B18 | 400 | 773 | 0.05 | 57.9 | 59.89 | 2 | 0
2035 | MISO_W_2_PJM_ROR | MISO_W | PJM_ROR | Internal | Winter | B19 | 700 | 773 | 0 | 57.36 | 56.45 | 2 | 0
2035 | MISO_W_2_PJM_ROR | MISO_W | PJM_ROR | Internal | Winter | B20 | 935 | 773 | 0.02 | 49.04 | 51.03 | 2 | 0
2035 | MISO_W_2_SPP_N | MISO_W | SPP_N | Internal | Shoulder | B11 | 25 | 3200 | 1695.87 | 78.16 | 85.16 | 7 | 0
2035 | MISO_W_2_SPP_N | MISO_W | SPP_N | Internal | Shoulder | B12 | 200 | 3200 | 0 | 63.82 | 63.85 | 7 | 0
2035 | MISO_W_2_SPP_N | MISO_W | SPP_N | Internal | Shoulder | B13 | 600 | 3200 | 0 | 53.96 | 56.06 | 7 | 0
2035 | MISO_W_2_SPP_N | MISO_W | SPP_N | Internal | Shoulder | B14 | 900 | 3200 | 0 | 53.71 | 55.18 | 7 | 0
2035 | MISO_W_2_SPP_N | MISO_W | SPP_N | Internal | Shoulder | B15 | 1203 | 3200 | 0 | 49.58 | 53.38 | 7 | 0
2035 | MISO_W_2_SPP_N | MISO_W | SPP_N | Internal | Summer | B1 | 10 | 3200 | 0 | 129.46 | 129.47 | 7 | 0
2035 | MISO_W_2_SPP_N | MISO_W | SPP_N | Internal | Summer | B2 | 25 | 3200 | 0.09 | 87.85 | 94.76 | 7 | 0
2035 | MISO_W_2_SPP_N | MISO_W | SPP_N | Internal | Summer | B3 | 75 | 3200 | 0 | 85.8 | 91.8 | 7 | 0
2035 | MISO_W_2_SPP_N | MISO_W | SPP_N | Internal | Summer | B4 | 100 | 3200 | 0 | 84.55 | 88.32 | 7 | 0
2035 | MISO_W_2_SPP_N | MISO_W | SPP_N | Internal | Summer | B5 | 200 | 3200 | 60.19 | 80.14 | 87.14 | 7 | 0
2035 | MISO_W_2_SPP_N | MISO_W | SPP_N | Internal | Summer | B6 | 300 | 3200 | 1044.4 | 65.95 | 72.95 | 7 | 0
2035 | MISO_W_2_SPP_N | MISO_W | SPP_N | Internal | Summer | B7 | 400 | 3200 | 1342.54 | 52.06 | 59.06 | 7 | 0
2035 | MISO_W_2_SPP_N | MISO_W | SPP_N | Internal | Summer | B8 | 500 | 3200 | 0 | 48.83 | 54.11 | 7 | 0
2035 | MISO_W_2_SPP_N | MISO_W | SPP_N | Internal | Summer | B9 | 800 | 3200 | 0 | 48.8 | 51.71 | 7 | 0
2035 | MISO_W_2_SPP_N | MISO_W | SPP_N | Internal | Summer | B10 | 1262 | 3200 | 189.62 | 44.37 | 51.37 | 7 | 0
2035 | MISO_W_2_SPP_N | MISO_W | SPP_N | Internal | Winter | B16 | 25 | 3200 | 0 | 86.44 | 86.98 | 7 | 0
2035 | MISO_W_2_SPP_N | MISO_W | SPP_N | Internal | Winter | B17 | 100 | 3200 | 0 | 67.41 | 62.42 | 7 | 0
2035 | MISO_W_2_SPP_N | MISO_W | SPP_N | Internal | Winter | B18 | 400 | 3200 | 0 | 57.9 | 57.15 | 7 | 0
2035 | MISO_W_2_SPP_N | MISO_W | SPP_N | Internal | Winter | B19 | 700 | 3200 | 0 | 57.36 | 57.14 | 7 | 0
2035 | MISO_W_2_SPP_N | MISO_W | SPP_N | Internal | Winter | B20 | 935 | 3200 | 0 | 49.04 | 53.26 | 7 | 0
2035 | MISO_WUMS_2_MISO_MI | MISO_WUMS | MISO_MI | Internal | Shoulder | B11 | 25 | 99 | 0.61 | 77.14 | 77.14 | 0.01 | 0
2035 | MISO_WUMS_2_MISO_MI | MISO_WUMS | MISO_MI | Internal | Shoulder | B12 | 200 | 99 | 46.37 | 63.81 | 63.82 | 0.01 | 0
2035 | MISO_WUMS_2_MISO_MI | MISO_WUMS | MISO_MI | Internal | Shoulder | B13 | 600 | 99 | 0.03 | 53.95 | 53.95 | 0.01 | 0
2035 | MISO_WUMS_2_MISO_MI | MISO_WUMS | MISO_MI | Internal | Shoulder | B14 | 900 | 99 | 99 | 51.22 | 53.7 | 0.01 | 2.46
2035 | MISO_WUMS_2_MISO_MI | MISO_WUMS | MISO_MI | Internal | Shoulder | B15 | 1203 | 99 | 0 | 47.5 | 46.64 | 0.01 | 0
2035 | MISO_WUMS_2_MISO_MI | MISO_WUMS | MISO_MI | Internal | Summer | B1 | 10 | 99 | 99 | 79.65 | 129.47 | 0.01 | 49.81
2035 | MISO_WUMS_2_MISO_MI | MISO_WUMS | MISO_MI | Internal | Summer | B2 | 25 | 99 | 99 | 79.65 | 87.83 | 0.01 | 8.17
2035 | MISO_WUMS_2_MISO_MI | MISO_WUMS | MISO_MI | Internal | Summer | B3 | 75 | 99 | 99 | 79.65 | 83.8 | 0.01 | 4.14
2035 | MISO_WUMS_2_MISO_MI | MISO_WUMS | MISO_MI | Internal | Summer | B4 | 100 | 99 | 99 | 79.65 | 80.92 | 0.01 | 1.25
2035 | MISO_WUMS_2_MISO_MI | MISO_WUMS | MISO_MI | Internal | Summer | B5 | 200 | 99 | 0.09 | 79.12 | 79.12 | 0.01 | 0
2035 | MISO_WUMS_2_MISO_MI | MISO_WUMS | MISO_MI | Internal | Summer | B6 | 300 | 99 | 63.89 | 63.01 | 63.02 | 0.01 | 0
2035 | MISO_WUMS_2_MISO_MI | MISO_WUMS | MISO_MI | Internal | Summer | B7 | 400 | 99 | 99 | 49.27 | 52.05 | 0.01 | 2.77
2035 | MISO_WUMS_2_MISO_MI | MISO_WUMS | MISO_MI | Internal | Summer | B8 | 500 | 99 | 99 | 48.82 | 49.36 | 0.01 | 0.52
2035 | MISO_WUMS_2_MISO_MI | MISO_WUMS | MISO_MI | Internal | Summer | B9 | 800 | 99 | 99 | 48.79 | 49.14 | 0.01 | 0.34
2035 | MISO_WUMS_2_MISO_MI | MISO_WUMS | MISO_MI | Internal | Summer | B10 | 1262 | 99 | 99 | 44.93 | 45.17 | 0.01 | 0.23
2035 | MISO_WUMS_2_MISO_MI | MISO_WUMS | MISO_MI | Internal | Winter | B16 | 25 | 99 | 98.4 | 86.45 | 86.47 | 0.01 | 0.01
2035 | MISO_WUMS_2_MISO_MI | MISO_WUMS | MISO_MI | Internal | Winter | B17 | 100 | 99 | 98.83 | 67.42 | 67.45 | 0.01 | 0.01
2035 | MISO_WUMS_2_MISO_MI | MISO_WUMS | MISO_MI | Internal | Winter | B18 | 400 | 99 | 0.04 | 57.89 | 57.89 | 0.01 | 0
2035 | MISO_WUMS_2_MISO_MI | MISO_WUMS | MISO_MI | Internal | Winter | B19 | 700 | 99 | 0 | 54.75 | 54.45 | 0.01 | 0
2035 | MISO_WUMS_2_MISO_MI | MISO_WUMS | MISO_MI | Internal | Winter | B20 | 935 | 99 | 0 | 49.46 | 49.06 | 0.01 | 0
2035 | MISO_WUMS_2_MISO_W | MISO_WUMS | MISO_W | Internal | Shoulder | B11 | 25 | 1137 | 1136.99 | 77.14 | 78.16 | 0.01 | 1.01
2035 | MISO_WUMS_2_MISO_W | MISO_WUMS | MISO_W | Internal | Shoulder | B12 | 200 | 1137 | 493.2 | 63.81 | 63.82 | 0.01 | 0
2035 | MISO_WUMS_2_MISO_W | MISO_WUMS | MISO_W | Internal | Shoulder | B13 | 600 | 1137 | 811.82 | 53.95 | 53.96 | 0.01 | 0
2035 | MISO_WUMS_2_MISO_W | MISO_WUMS | MISO_W | Internal | Shoulder | B14 | 900 | 1137 | 1137 | 51.22 | 53.71 | 0.01 | 2.47
2035 | MISO_WUMS_2_MISO_W | MISO_WUMS | MISO_W | Internal | Shoulder | B15 | 1203 | 1137 | 1137 | 47.5 | 49.58 | 0.01 | 2.06
2035 | MISO_WUMS_2_MISO_W | MISO_WUMS | MISO_W | Internal | Summer | B1 | 10 | 1137 | 1137 | 79.65 | 129.46 | 0.01 | 49.79
2035 | MISO_WUMS_2_MISO_W | MISO_WUMS | MISO_W | Internal | Summer | B2 | 25 | 1137 | 1137 | 79.65 | 87.85 | 0.01 | 8.18
2035 | MISO_WUMS_2_MISO_W | MISO_WUMS | MISO_W | Internal | Summer | B3 | 75 | 1137 | 1137 | 79.65 | 85.8 | 0.01 | 6.14
2035 | MISO_WUMS_2_MISO_W | MISO_WUMS | MISO_W | Internal | Summer | B4 | 100 | 1137 | 1137 | 79.65 | 84.55 | 0.01 | 4.89
2035 | MISO_WUMS_2_MISO_W | MISO_WUMS | MISO_W | Internal | Summer | B5 | 200 | 1137 | 1137 | 79.12 | 80.14 | 0.01 | 1
2035 | MISO_WUMS_2_MISO_W | MISO_WUMS | MISO_W | Internal | Summer | B6 | 300 | 1137 | 1137 | 63.01 | 65.95 | 0.01 | 2.94
2035 | MISO_WUMS_2_MISO_W | MISO_WUMS | MISO_W | Internal | Summer | B7 | 400 | 1137 | 1137 | 49.27 | 52.06 | 0.01 | 2.78
2035 | MISO_WUMS_2_MISO_W | MISO_WUMS | MISO_W | Internal | Summer | B8 | 500 | 1137 | 704.57 | 48.82 | 48.83 | 0.01 | 0
2035 | MISO_WUMS_2_MISO_W | MISO_WUMS | MISO_W | Internal | Summer | B9 | 800 | 1137 | 129.33 | 48.79 | 48.8 | 0.01 | 0
2035 | MISO_WUMS_2_MISO_W | MISO_WUMS | MISO_W | Internal | Summer | B10 | 1262 | 1137 | 0 | 44.93 | 44.37 | 0.01 | 0
2035 | MISO_WUMS_2_MISO_W | MISO_WUMS | MISO_W | Internal | Winter | B16 | 25 | 1137 | 0.39 | 86.45 | 86.44 | 0.01 | 0
2035 | MISO_WUMS_2_MISO_W | MISO_WUMS | MISO_W | Internal | Winter | B17 | 100 | 1137 | 0.09 | 67.42 | 67.41 | 0.01 | 0
2035 | MISO_WUMS_2_MISO_W | MISO_WUMS | MISO_W | Internal | Winter | B18 | 400 | 1137 | 72.86 | 57.89 | 57.9 | 0.01 | 0
2035 | MISO_WUMS_2_MISO_W | MISO_WUMS | MISO_W | Internal | Winter | B19 | 700 | 1137 | 1137 | 54.75 | 57.36 | 0.01 | 2.6
2035 | MISO_WUMS_2_MISO_W | MISO_WUMS | MISO_W | Internal | Winter | B20 | 935 | 1137 | 0 | 49.46 | 49.04 | 0.01 | 0
2035 | MISO_WUMS_2_PJM_ROR | MISO_WUMS | PJM_ROR | Internal | Shoulder | B11 | 25 | 1600 | 0 | 77.14 | 75.14 | 2 | 0
2035 | MISO_WUMS_2_PJM_ROR | MISO_WUMS | PJM_ROR | Internal | Shoulder | B12 | 200 | 1600 | 165.07 | 63.81 | 65.81 | 2 | 0
2035 | MISO_WUMS_2_PJM_ROR | MISO_WUMS | PJM_ROR | Internal | Shoulder | B13 | 600 | 1600 | 0 | 53.95 | 54.54 | 2 | 0
2035 | MISO_WUMS_2_PJM_ROR | MISO_WUMS | PJM_ROR | Internal | Shoulder | B14 | 900 | 1600 | 182.06 | 51.22 | 53.22 | 2 | 0
2035 | MISO_WUMS_2_PJM_ROR | MISO_WUMS | PJM_ROR | Internal | Shoulder | B15 | 1203 | 1600 | 0 | 47.5 | 47.58 | 2 | 0
2035 | MISO_WUMS_2_PJM_ROR | MISO_WUMS | PJM_ROR | Internal | Summer | B1 | 10 | 1600 | 1600 | 79.65 | 131.47 | 2 | 49.82
2035 | MISO_WUMS_2_PJM_ROR | MISO_WUMS | PJM_ROR | Internal | Summer | B2 | 25 | 1600 | 1600 | 79.65 | 89.83 | 2 | 8.18
2035 | MISO_WUMS_2_PJM_ROR | MISO_WUMS | PJM_ROR | Internal | Summer | B3 | 75 | 1600 | 1599.98 | 79.65 | 81.8 | 2 | 0.15
2035 | MISO_WUMS_2_PJM_ROR | MISO_WUMS | PJM_ROR | Internal | Summer | B4 | 100 | 1600 | 247.74 | 79.65 | 81.65 | 2 | 0
2035 | MISO_WUMS_2_PJM_ROR | MISO_WUMS | PJM_ROR | Internal | Summer | B5 | 200 | 1600 | 0 | 79.12 | 77.12 | 2 | 0
2035 | MISO_WUMS_2_PJM_ROR | MISO_WUMS | PJM_ROR | Internal | Summer | B6 | 300 | 1600 | 0 | 63.01 | 63.95 | 2 | 0
2035 | MISO_WUMS_2_PJM_ROR | MISO_WUMS | PJM_ROR | Internal | Summer | B7 | 400 | 1600 | 381.69 | 49.27 | 51.27 | 2 | 0
2035 | MISO_WUMS_2_PJM_ROR | MISO_WUMS | PJM_ROR | Internal | Summer | B8 | 500 | 1600 | 0 | 48.82 | 48.79 | 2 | 0
2035 | MISO_WUMS_2_PJM_ROR | MISO_WUMS | PJM_ROR | Internal | Summer | B9 | 800 | 1600 | 0 | 48.79 | 47.14 | 2 | 0
2035 | MISO_WUMS_2_PJM_ROR | MISO_WUMS | PJM_ROR | Internal | Summer | B10 | 1262 | 1600 | 0 | 44.93 | 44.9 | 2 | 0
2035 | MISO_WUMS_2_PJM_ROR | MISO_WUMS | PJM_ROR | Internal | Winter | B16 | 25 | 1600 | 49.94 | 86.45 | 88.45 | 2 | 0
2035 | MISO_WUMS_2_PJM_ROR | MISO_WUMS | PJM_ROR | Internal | Winter | B17 | 100 | 1600 | 1599.99 | 67.42 | 69.74 | 2 | 0.32
2035 | MISO_WUMS_2_PJM_ROR | MISO_WUMS | PJM_ROR | Internal | Winter | B18 | 400 | 1600 | 542.06 | 57.89 | 59.89 | 2 | 0
2035 | MISO_WUMS_2_PJM_ROR | MISO_WUMS | PJM_ROR | Internal | Winter | B19 | 700 | 1600 | 0 | 54.75 | 56.45 | 2 | 0
2035 | MISO_WUMS_2_PJM_ROR | MISO_WUMS | PJM_ROR | Internal | Winter | B20 | 935 | 1600 | 0 | 49.46 | 51.03 | 2 | 0
2035 | NE_2_MAPP_US | NE | MAPP_US | Internal | Shoulder | B11 | 25 | 1600 | 0 | 78.16 | 71.16 | 5 | 0
2035 | NE_2_MAPP_US | NE | MAPP_US | Internal | Shoulder | B12 | 200 | 1600 | 0 | 63.82 | 56.82 | 5 | 0
2035 | NE_2_MAPP_US | NE | MAPP_US | Internal | Shoulder | B13 | 600 | 1600 | 0 | 55.17 | 48.17 | 5 | 0
2035 | NE_2_MAPP_US | NE | MAPP_US | Internal | Shoulder | B14 | 900 | 1600 | 0 | 55.17 | 48.17 | 5 | 0
2035 | NE_2_MAPP_US | NE | MAPP_US | Internal | Shoulder | B15 | 1203 | 1600 | 0 | 49.39 | 46.39 | 5 | 0
2035 | NE_2_MAPP_US | NE | MAPP_US | Internal | Summer | B1 | 10 | 1600 | 0 | 129.46 | 122.46 | 5 | 0
2035 | NE_2_MAPP_US | NE | MAPP_US | Internal | Summer | B2 | 25 | 1600 | 0 | 87.85 | 80.85 | 5 | 0
2035 | NE_2_MAPP_US | NE | MAPP_US | Internal | Summer | B3 | 75 | 1600 | 0 | 87.53 | 80.53 | 5 | 0
2035 | NE_2_MAPP_US | NE | MAPP_US | Internal | Summer | B4 | 100 | 1600 | 0 | 87.53 | 80.53 | 5 | 0
2035 | NE_2_MAPP_US | NE | MAPP_US | Internal | Summer | B5 | 200 | 1600 | 0 | 82.38 | 75.38 | 5 | 0
2035 | NE_2_MAPP_US | NE | MAPP_US | Internal | Summer | B6 | 300 | 1600 | 0 | 70.01 | 63.01 | 5 | 0
2035 | NE_2_MAPP_US | NE | MAPP_US | Internal | Summer | B7 | 400 | 1600 | 0 | 58.2 | 51.2 | 5 | 0
2035 | NE_2_MAPP_US | NE | MAPP_US | Internal | Summer | B8 | 500 | 1600 | 0 | 51.7 | 44.7 | 5 | 0
2035 | NE_2_MAPP_US | NE | MAPP_US | Internal | Summer | B9 | 800 | 1600 | 0 | 51.7 | 44.7 | 5 | 0
2035 | NE_2_MAPP_US | NE | MAPP_US | Internal | Summer | B10 | 1262 | 1600 | 0 | 39.59 | 37.37 | 5 | 0
2035 | NE_2_MAPP_US | NE | MAPP_US | Internal | Winter | B16 | 25 | 1600 | 0 | 86.44 | 79.44 | 5 | 0
2035 | NE_2_MAPP_US | NE | MAPP_US | Internal | Winter | B17 | 100 | 1600 | 0 | 62.41 | 60.41 | 5 | 0
2035 | NE_2_MAPP_US | NE | MAPP_US | Internal | Winter | B18 | 400 | 1600 | 0 | 57.14 | 54.14 | 5 | 0
2035 | NE_2_MAPP_US | NE | MAPP_US | Internal | Winter | B19 | 700 | 1600 | 0 | 57.13 | 54.14 | 5 | 0
2035 | NE_2_MAPP_US | NE | MAPP_US | Internal | Winter | B20 | 935 | 1600 | 0 | 47.58 | 42.04 | 5 | 0
2035 | NE_2_MISO_W | NE | MISO_W | Internal | Shoulder | B11 | 25 | 1600 | 0 | 78.16 | 78.16 | 5 | 0
2035 | NE_2_MISO_W | NE | MISO_W | Internal | Shoulder | B12 | 200 | 1600 | 0 | 63.82 | 63.82 | 5 | 0
2035 | NE_2_MISO_W | NE | MISO_W | Internal | Shoulder | B13 | 600 | 1600 | 0 | 55.17 | 53.96 | 5 | 0
2035 | NE_2_MISO_W | NE | MISO_W | Internal | Shoulder | B14 | 900 | 1600 | 0 | 55.17 | 53.71 | 5 | 0
2035 | NE_2_MISO_W | NE | MISO_W | Internal | Shoulder | B15 | 1203 | 1600 | 0 | 49.39 | 49.58 | 5 | 0
2035 | NE_2_MISO_W | NE | MISO_W | Internal | Summer | B1 | 10 | 1600 | 0 | 129.46 | 129.46 | 5 | 0
2035 | NE_2_MISO_W | NE | MISO_W | Internal | Summer | B2 | 25 | 1600 | 0 | 87.85 | 87.85 | 5 | 0
2035 | NE_2_MISO_W | NE | MISO_W | Internal | Summer | B3 | 75 | 1600 | 0 | 87.53 | 85.8 | 5 | 0
2035 | NE_2_MISO_W | NE | MISO_W | Internal | Summer | B4 | 100 | 1600 | 0 | 87.53 | 84.55 | 5 | 0
2035 | NE_2_MISO_W | NE | MISO_W | Internal | Summer | B5 | 200 | 1600 | 0 | 82.38 | 80.14 | 5 | 0
2035 | NE_2_MISO_W | NE | MISO_W | Internal | Summer | B6 | 300 | 1600 | 0 | 70.01 | 65.95 | 5 | 0
2035 | NE_2_MISO_W | NE | MISO_W | Internal | Summer | B7 | 400 | 1600 | 0 | 58.2 | 52.06 | 5 | 0
2035 | NE_2_MISO_W | NE | MISO_W | Internal | Summer | B8 | 500 | 1600 | 0 | 51.7 | 48.83 | 5 | 0
2035 | NE_2_MISO_W | NE | MISO_W | Internal | Summer | B9 | 800 | 1600 | 0 | 51.7 | 48.8 | 5 | 0
2035 | NE_2_MISO_W | NE | MISO_W | Internal | Summer | B10 | 1262 | 1600 | 0 | 39.59 | 44.37 | 5 | 0
2035 | NE_2_MISO_W | NE | MISO_W | Internal | Winter | B16 | 25 | 1600 | 0 | 86.44 | 86.44 | 5 | 0
2035 | NE_2_MISO_W | NE | MISO_W | Internal | Winter | B17 | 100 | 1600 | 477.17 | 62.41 | 67.41 | 5 | 0
2035 | NE_2_MISO_W | NE | MISO_W | Internal | Winter | B18 | 400 | 1600 | 0 | 57.14 | 57.9 | 5 | 0
2035 | NE_2_MISO_W | NE | MISO_W | Internal | Winter | B19 | 700 | 1600 | 0 | 57.13 | 57.36 | 5 | 0
2035 | NE_2_MISO_W | NE | MISO_W | Internal | Winter | B20 | 935 | 1600 | 0 | 47.58 | 49.04 | 5 | 0
2035 | NE_2_SPP_N | NE | SPP_N | Internal | Shoulder | B11 | 25 | 1800 | 1800 | 78.16 | 85.16 | 0.01 | 6.99
2035 | NE_2_SPP_N | NE | SPP_N | Internal | Shoulder | B12 | 200 | 1800 | 1799.95 | 63.82 | 63.85 | 0.01 | 0.02
2035 | NE_2_SPP_N | NE | SPP_N | Internal | Shoulder | B13 | 600 | 1800 | 1800 | 55.17 | 56.06 | 0.01 | 0.88
2035 | NE_2_SPP_N | NE | SPP_N | Internal | Shoulder | B14 | 900 | 1800 | 1654.49 | 55.17 | 55.18 | 0.01 | 0
2035 | NE_2_SPP_N | NE | SPP_N | Internal | Shoulder | B15 | 1203 | 1800 | 1800 | 49.39 | 53.38 | 0.01 | 3.98
2035 | NE_2_SPP_N | NE | SPP_N | Internal | Summer | B1 | 10 | 1800 | 1640.98 | 129.46 | 129.47 | 0.01 | 0
2035 | NE_2_SPP_N | NE | SPP_N | Internal | Summer | B2 | 25 | 1800 | 1800 | 87.85 | 94.76 | 0.01 | 6.9
2035 | NE_2_SPP_N | NE | SPP_N | Internal | Summer | B3 | 75 | 1800 | 1800 | 87.53 | 91.8 | 0.01 | 4.26
2035 | NE_2_SPP_N | NE | SPP_N | Internal | Summer | B4 | 100 | 1800 | 1800 | 87.53 | 88.32 | 0.01 | 0.78
2035 | NE_2_SPP_N | NE | SPP_N | Internal | Summer | B5 | 200 | 1800 | 1800 | 82.38 | 87.14 | 0.01 | 4.75
2035 | NE_2_SPP_N | NE | SPP_N | Internal | Summer | B6 | 300 | 1800 | 1800 | 70.01 | 72.95 | 0.01 | 2.93
2035 | NE_2_SPP_N | NE | SPP_N | Internal | Summer | B7 | 400 | 1800 | 1800 | 58.2 | 59.06 | 0.01 | 0.85
2035 | NE_2_SPP_N | NE | SPP_N | Internal | Summer | B8 | 500 | 1800 | 1800 | 51.7 | 54.11 | 0.01 | 2.4
2035 | NE_2_SPP_N | NE | SPP_N | Internal | Summer | B9 | 800 | 1800 | 1770.7 | 51.7 | 51.71 | 0.01 | 0
2035 | NE_2_SPP_N | NE | SPP_N | Internal | Summer | B10 | 1262 | 1800 | 1800 | 39.59 | 51.37 | 0.01 | 11.77
2035 | NE_2_SPP_N | NE | SPP_N | Internal | Winter | B16 | 25 | 1800 | 1799.98 | 86.44 | 86.98 | 0.01 | 0.54
2035 | NE_2_SPP_N | NE | SPP_N | Internal | Winter | B17 | 100 | 1800 | 899.85 | 62.41 | 62.42 | 0.01 | 0
2035 | NE_2_SPP_N | NE | SPP_N | Internal | Winter | B18 | 400 | 1800 | 1063.84 | 57.14 | 57.15 | 0.01 | 0
2035 | NE_2_SPP_N | NE | SPP_N | Internal | Winter | B19 | 700 | 1800 | 982.03 | 57.13 | 57.14 | 0.01 | 0
2035 | NE_2_SPP_N | NE | SPP_N | Internal | Winter | B20 | 935 | 1800 | 1800 | 47.58 | 53.26 | 0.01 | 5.67
2035 | NEISO_2_NYISO_A-F | NEISO | NYISO_A-F | Internal | Shoulder | B11 | 25 | 600 | 600 | 46.31 | 59.06 | 3 | 9.75
2035 | NEISO_2_NYISO_A-F | NEISO | NYISO_A-F | Internal | Shoulder | B12 | 200 | 600 | 600 | 46.31 | 57.78 | 3 | 8.46
2035 | NEISO_2_NYISO_A-F | NEISO | NYISO_A-F | Internal | Shoulder | B13 | 600 | 600 | 600 | 46.31 | 49.99 | 3 | 0.67
2035 | NEISO_2_NYISO_A-F | NEISO | NYISO_A-F | Internal | Shoulder | B14 | 900 | 600 | 600 | 46.31 | 49.65 | 3 | 0.34
2035 | NEISO_2_NYISO_A-F | NEISO | NYISO_A-F | Internal | Shoulder | B15 | 1203 | 600 | 600 | 46.31 | 49.55 | 3 | 0.23
2035 | NEISO_2_NYISO_A-F | NEISO | NYISO_A-F | Internal | Summer | B1 | 10 | 600 | 0 | 140.54 | 137.48 | 3 | 0
2035 | NEISO_2_NYISO_A-F | NEISO | NYISO_A-F | Internal | Summer | B2 | 25 | 600 | 0 | 89.87 | 87.85 | 3 | 0
2035 | NEISO_2_NYISO_A-F | NEISO | NYISO_A-F | Internal | Summer | B3 | 75 | 600 | 0.25 | 70.56 | 73.55 | 3 | 0
2035 | NEISO_2_NYISO_A-F | NEISO | NYISO_A-F | Internal | Summer | B4 | 100 | 600 | 600 | 59.4 | 64.8 | 3 | 2.39
2035 | NEISO_2_NYISO_A-F | NEISO | NYISO_A-F | Internal | Summer | B5 | 200 | 600 | 548.48 | 59.4 | 62.4 | 3 | 0
2035 | NEISO_2_NYISO_A-F | NEISO | NYISO_A-F | Internal | Summer | B6 | 300 | 600 | 600 | 42.77 | 55.97 | 3 | 10.19
2035 | NEISO_2_NYISO_A-F | NEISO | NYISO_A-F | Internal | Summer | B7 | 400 | 600 | 600 | 42.77 | 51.8 | 3 | 6.03
2035 | NEISO_2_NYISO_A-F | NEISO | NYISO_A-F | Internal | Summer | B8 | 500 | 600 | 600 | 42.77 | 48.35 | 3 | 2.58
2035 | NEISO_2_NYISO_A-F | NEISO | NYISO_A-F | Internal | Summer | B9 | 800 | 600 | 600 | 42.77 | 46.08 | 3 | 0.31
2035 | NEISO_2_NYISO_A-F | NEISO | NYISO_A-F | Internal | Summer | B10 | 1262 | 600 | 600 | 42.77 | 46.08 | 3 | 0.31
2035 | NEISO_2_NYISO_A-F | NEISO | NYISO_A-F | Internal | Winter | B16 | 25 | 600 | 600 | 57.22 | 79.18 | 3 | 18.96
2035 | NEISO_2_NYISO_A-F | NEISO | NYISO_A-F | Internal | Winter | B17 | 100 | 600 | 600 | 57.22 | 61.75 | 3 | 1.53
2035 | NEISO_2_NYISO_A-F | NEISO | NYISO_A-F | Internal | Winter | B18 | 400 | 600 | 0 | 57.22 | 57.89 | 3 | 0
2035 | NEISO_2_NYISO_A-F | NEISO | NYISO_A-F | Internal | Winter | B19 | 700 | 600 | 0 | 57.22 | 57.6 | 3 | 0
2035 | NEISO_2_NYISO_A-F | NEISO | NYISO_A-F | Internal | Winter | B20 | 935 | 600 | 0 | 57.22 | 57.6 | 3 | 0
2035 | NEISO_2_NYISO_G-I | NEISO | NYISO_G-I | Internal | Shoulder | B11 | 25 | 600 | 600 | 46.31 | 59.07 | 3 | 9.76
2035 | NEISO_2_NYISO_G-I | NEISO | NYISO_G-I | Internal | Shoulder | B12 | 200 | 600 | 600 | 46.31 | 57.79 | 3 | 8.48
2035 | NEISO_2_NYISO_G-I | NEISO | NYISO_G-I | Internal | Shoulder | B13 | 600 | 600 | 600 | 46.31 | 50 | 3 | 0.69
2035 | NEISO_2_NYISO_G-I | NEISO | NYISO_G-I | Internal | Shoulder | B14 | 900 | 600 | 600 | 46.31 | 49.67 | 3 | 0.35
2035 | NEISO_2_NYISO_G-I | NEISO | NYISO_G-I | Internal | Shoulder | B15 | 1203 | 600 | 600 | 46.31 | 49.53 | 3 | 0.22
2035 | NEISO_2_NYISO_G-I | NEISO | NYISO_G-I | Internal | Summer | B1 | 10 | 600 | 0 | 140.54 | 137.49 | 3 | 0
2035 | NEISO_2_NYISO_G-I | NEISO | NYISO_G-I | Internal | Summer | B2 | 25 | 600 | 0 | 89.87 | 87.86 | 3 | 0
2035 | NEISO_2_NYISO_G-I | NEISO | NYISO_G-I | Internal | Summer | B3 | 75 | 600 | 410.37 | 70.56 | 73.56 | 3 | 0
2035 | NEISO_2_NYISO_G-I | NEISO | NYISO_G-I | Internal | Summer | B4 | 100 | 600 | 600 | 59.4 | 64.81 | 3 | 2.41
2035 | NEISO_2_NYISO_G-I | NEISO | NYISO_G-I | Internal | Summer | B5 | 200 | 600 | 599.92 | 59.4 | 62.41 | 3 | 0.01
2035 | NEISO_2_NYISO_G-I | NEISO | NYISO_G-I | Internal | Summer | B6 | 300 | 600 | 600 | 42.77 | 55.98 | 3 | 10.21
2035 | NEISO_2_NYISO_G-I | NEISO | NYISO_G-I | Internal | Summer | B7 | 400 | 600 | 600 | 42.77 | 51.81 | 3 | 6.04
2035 | NEISO_2_NYISO_G-I | NEISO | NYISO_G-I | Internal | Summer | B8 | 500 | 600 | 600 | 42.77 | 48.36 | 3 | 2.59
2035 | NEISO_2_NYISO_G-I | NEISO | NYISO_G-I | Internal | Summer | B9 | 800 | 600 | 600 | 42.77 | 46.09 | 3 | 0.32
2035 | NEISO_2_NYISO_G-I | NEISO | NYISO_G-I | Internal | Summer | B10 | 1262 | 600 | 600 | 42.77 | 46.07 | 3 | 0.3
2035 | NEISO_2_NYISO_G-I | NEISO | NYISO_G-I | Internal | Winter | B16 | 25 | 600 | 600 | 57.22 | 79.19 | 3 | 18.97
2035 | NEISO_2_NYISO_G-I | NEISO | NYISO_G-I | Internal | Winter | B17 | 100 | 600 | 600 | 57.22 | 61.76 | 3 | 1.54
2035 | NEISO_2_NYISO_G-I | NEISO | NYISO_G-I | Internal | Winter | B18 | 400 | 600 | 0 | 57.22 | 57.9 | 3 | 0
2035 | NEISO_2_NYISO_G-I | NEISO | NYISO_G-I | Internal | Winter | B19 | 700 | 600 | 0 | 57.22 | 57.61 | 3 | 0
2035 | NEISO_2_NYISO_G-I | NEISO | NYISO_G-I | Internal | Winter | B20 | 935 | 600 | 0 | 57.22 | 57.61 | 3 | 0
2035 | NEISO_2_NYISO_J-K | NEISO | NYISO_J-K | Internal | Shoulder | B11 | 25 | 430 | 430 | 46.31 | 66.67 | 3 | 17.36
2035 | NEISO_2_NYISO_J-K | NEISO | NYISO_J-K | Internal | Shoulder | B12 | 200 | 430 | 430 | 46.31 | 57.8 | 3 | 8.49
2035 | NEISO_2_NYISO_J-K | NEISO | NYISO_J-K | Internal | Shoulder | B13 | 600 | 430 | 430 | 46.31 | 50.01 | 3 | 0.7
2035 | NEISO_2_NYISO_J-K | NEISO | NYISO_J-K | Internal | Shoulder | B14 | 900 | 430 | 430 | 46.31 | 49.68 | 3 | 0.37
2035 | NEISO_2_NYISO_J-K | NEISO | NYISO_J-K | Internal | Shoulder | B15 | 1203 | 430 | 430 | 46.31 | 49.55 | 3 | 0.23
2035 | NEISO_2_NYISO_J-K | NEISO | NYISO_J-K | Internal | Summer | B1 | 10 | 430 | 0 | 140.54 | 137.5 | 3 | 0
2035 | NEISO_2_NYISO_J-K | NEISO | NYISO_J-K | Internal | Summer | B2 | 25 | 430 | 0 | 89.87 | 87.87 | 3 | 0
2035 | NEISO_2_NYISO_J-K | NEISO | NYISO_J-K | Internal | Summer | B3 | 75 | 430 | 429.77 | 70.56 | 73.57 | 3 | 0.01
2035 | NEISO_2_NYISO_J-K | NEISO | NYISO_J-K | Internal | Summer | B4 | 100 | 430 | 430 | 59.4 | 64.82 | 3 | 2.42
2035 | NEISO_2_NYISO_J-K | NEISO | NYISO_J-K | Internal | Summer | B5 | 200 | 430 | 429.96 | 59.4 | 62.43 | 3 | 0.02
2035 | NEISO_2_NYISO_J-K | NEISO | NYISO_J-K | Internal | Summer | B6 | 300 | 430 | 430 | 42.77 | 61.37 | 3 | 15.6
2035 | NEISO_2_NYISO_J-K | NEISO | NYISO_J-K | Internal | Summer | B7 | 400 | 430 | 430 | 42.77 | 61.37 | 3 | 15.6
2035 | NEISO_2_NYISO_J-K | NEISO | NYISO_J-K | Internal | Summer | B8 | 500 | 430 | 430 | 42.77 | 61.37 | 3 | 15.6
2035 | NEISO_2_NYISO_J-K | NEISO | NYISO_J-K | Internal | Summer | B9 | 800 | 430 | 430 | 42.77 | 46.1 | 3 | 0.33
2035 | NEISO_2_NYISO_J-K | NEISO | NYISO_J-K | Internal | Summer | B10 | 1262 | 430 | 430 | 42.77 | 46.08 | 3 | 0.31
2035 | NEISO_2_NYISO_J-K | NEISO | NYISO_J-K | Internal | Winter | B16 | 25 | 430 | 430 | 57.22 | 85.06 | 3 | 24.84
2035 | NEISO_2_NYISO_J-K | NEISO | NYISO_J-K | Internal | Winter | B17 | 100 | 430 | 430 | 57.22 | 72.84 | 3 | 12.62
2035 | NEISO_2_NYISO_J-K | NEISO | NYISO_J-K | Internal | Winter | B18 | 400 | 430 | 430 | 57.22 | 63.63 | 3 | 3.41
2035 | NEISO_2_NYISO_J-K | NEISO | NYISO_J-K | Internal | Winter | B19 | 700 | 430 | 430 | 57.22 | 63.63 | 3 | 3.41
2035 | NEISO_2_NYISO_J-K | NEISO | NYISO_J-K | Internal | Winter | B20 | 935 | 430 | 0 | 57.22 | 59.79 | 3 | 0
2035 | NonRTO_Midwest_2_MISO_IN | NonRTO_Midwest | MISO_IN | Internal | Shoulder | B11 | 25 | 4450 | 0 | 85.15 | 77.15 | 8 | 0
2035 | NonRTO_Midwest_2_MISO_IN | NonRTO_Midwest | MISO_IN | Internal | Shoulder | B12 | 200 | 4450 | 0 | 71.81 | 63.81 | 8 | 0
2035 | NonRTO_Midwest_2_MISO_IN | NonRTO_Midwest | MISO_IN | Internal | Shoulder | B13 | 600 | 4450 | 0 | 57.97 | 53.93 | 8 | 0
2035 | NonRTO_Midwest_2_MISO_IN | NonRTO_Midwest | MISO_IN | Internal | Shoulder | B14 | 900 | 4450 | 0 | 50.47 | 53.69 | 8 | 0
2035 | NonRTO_Midwest_2_MISO_IN | NonRTO_Midwest | MISO_IN | Internal | Shoulder | B15 | 1203 | 4450 | 0 | 45.58 | 46.63 | 8 | 0
2035 | NonRTO_Midwest_2_MISO_IN | NonRTO_Midwest | MISO_IN | Internal | Summer | B1 | 10 | 4450 | 539 | 121.46 | 129.46 | 8 | 0
2035 | NonRTO_Midwest_2_MISO_IN | NonRTO_Midwest | MISO_IN | Internal | Summer | B2 | 25 | 4450 | 0 | 88.93 | 87.82 | 8 | 0
2035 | NonRTO_Midwest_2_MISO_IN | NonRTO_Midwest | MISO_IN | Internal | Summer | B3 | 75 | 4450 | 0 | 88.93 | 83.79 | 8 | 0
2035 | NonRTO_Midwest_2_MISO_IN | NonRTO_Midwest | MISO_IN | Internal | Summer | B4 | 100 | 4450 | 0 | 88.93 | 80.93 | 8 | 0
2035 | NonRTO_Midwest_2_MISO_IN | NonRTO_Midwest | MISO_IN | Internal | Summer | B5 | 200 | 4450 | 0 | 87.12 | 79.12 | 8 | 0
2035 | NonRTO_Midwest_2_MISO_IN | NonRTO_Midwest | MISO_IN | Internal | Summer | B6 | 300 | 4450 | 0 | 71.01 | 63.01 | 8 | 0
2035 | NonRTO_Midwest_2_MISO_IN | NonRTO_Midwest | MISO_IN | Internal | Summer | B7 | 400 | 4450 | 0 | 48.9 | 52.04 | 8 | 0
2035 | NonRTO_Midwest_2_MISO_IN | NonRTO_Midwest | MISO_IN | Internal | Summer | B8 | 500 | 4450 | 0 | 48.9 | 48.81 | 8 | 0
2035 | NonRTO_Midwest_2_MISO_IN | NonRTO_Midwest | MISO_IN | Internal | Summer | B9 | 800 | 4450 | 0 | 46.94 | 45.16 | 8 | 0
2035 | NonRTO_Midwest_2_MISO_IN | NonRTO_Midwest | MISO_IN | Internal | Summer | B10 | 1262 | 4450 | 0 | 40.2 | 45.16 | 8 | 0
2035 | NonRTO_Midwest_2_MISO_IN | NonRTO_Midwest | MISO_IN | Internal | Winter | B16 | 25 | 4450 | 0 | 94.46 | 86.46 | 8 | 0
2035 | NonRTO_Midwest_2_MISO_IN | NonRTO_Midwest | MISO_IN | Internal | Winter | B17 | 100 | 4450 | 0 | 75.44 | 67.44 | 8 | 0
2035 | NonRTO_Midwest_2_MISO_IN | NonRTO_Midwest | MISO_IN | Internal | Winter | B18 | 400 | 4450 | 0 | 63.56 | 57.87 | 8 | 0
2035 | NonRTO_Midwest_2_MISO_IN | NonRTO_Midwest | MISO_IN | Internal | Winter | B19 | 700 | 4450 | 0 | 48.68 | 54.44 | 8 | 0
2035 | NonRTO_Midwest_2_MISO_IN | NonRTO_Midwest | MISO_IN | Internal | Winter | B20 | 935 | 4450 | 0 | 45.32 | 49.04 | 8 | 0
2035 | NonRTO_Midwest_2_TVA_Transmission | NonRTO_Midwest | TVA_Transmission | Internal | Shoulder | B11 | 25 | 2400 | 0 | 85.15 | 80.27 | 8 | 0
2035 | NonRTO_Midwest_2_TVA_Transmission | NonRTO_Midwest | TVA_Transmission | Internal | Shoulder | B12 | 200 | 2400 | 0 | 71.81 | 63.35 | 8 | 0
2035 | NonRTO_Midwest_2_TVA_Transmission | NonRTO_Midwest | TVA_Transmission | Internal | Shoulder | B13 | 600 | 2400 | 0 | 57.97 | 56.96 | 8 | 0
2035 | NonRTO_Midwest_2_TVA_Transmission | NonRTO_Midwest | TVA_Transmission | Internal | Shoulder | B14 | 900 | 2400 | 0 | 50.47 | 56.13 | 8 | 0
2035 | NonRTO_Midwest_2_TVA_Transmission | NonRTO_Midwest | TVA_Transmission | Internal | Shoulder | B15 | 1203 | 2400 | 35.56 | 45.58 | 53.58 | 8 | 0
2035 | NonRTO_Midwest_2_TVA_Transmission | NonRTO_Midwest | TVA_Transmission | Internal | Summer | B1 | 10 | 2400 | 0.03 | 121.46 | 128.82 | 8 | 0
2035 | NonRTO_Midwest_2_TVA_Transmission | NonRTO_Midwest | TVA_Transmission | Internal | Summer | B2 | 25 | 2400 | 0 | 88.93 | 95.83 | 8 | 0
2035 | NonRTO_Midwest_2_TVA_Transmission | NonRTO_Midwest | TVA_Transmission | Internal | Summer | B3 | 75 | 2400 | 0 | 88.93 | 87.8 | 8 | 0
2035 | NonRTO_Midwest_2_TVA_Transmission | NonRTO_Midwest | TVA_Transmission | Internal | Summer | B4 | 100 | 2400 | 0 | 88.93 | 87.18 | 8 | 0
2035 | NonRTO_Midwest_2_TVA_Transmission | NonRTO_Midwest | TVA_Transmission | Internal | Summer | B5 | 200 | 2400 | 0 | 87.12 | 82.71 | 8 | 0
2035 | NonRTO_Midwest_2_TVA_Transmission | NonRTO_Midwest | TVA_Transmission | Internal | Summer | B6 | 300 | 2400 | 0 | 71.01 | 68.83 | 8 | 0
2035 | NonRTO_Midwest_2_TVA_Transmission | NonRTO_Midwest | TVA_Transmission | Internal | Summer | B7 | 400 | 2400 | 0 | 48.9 | 55.93 | 8 | 0
2035 | NonRTO_Midwest_2_TVA_Transmission | NonRTO_Midwest | TVA_Transmission | Internal | Summer | B8 | 500 | 2400 | 0 | 48.9 | 54.07 | 8 | 0
2035 | NonRTO_Midwest_2_TVA_Transmission | NonRTO_Midwest | TVA_Transmission | Internal | Summer | B9 | 800 | 2400 | 0 | 46.94 | 50.66 | 8 | 0
2035 | NonRTO_Midwest_2_TVA_Transmission | NonRTO_Midwest | TVA_Transmission | Internal | Summer | B10 | 1262 | 2400 | 637.21 | 40.2 | 48.2 | 8 | 0
2035 | NonRTO_Midwest_2_TVA_Transmission | NonRTO_Midwest | TVA_Transmission | Internal | Winter | B16 | 25 | 2400 | 0 | 94.46 | 86.98 | 8 | 0
2035 | NonRTO_Midwest_2_TVA_Transmission | NonRTO_Midwest | TVA_Transmission | Internal | Winter | B17 | 100 | 2400 | 0 | 75.44 | 67.16 | 8 | 0
2035 | NonRTO_Midwest_2_TVA_Transmission | NonRTO_Midwest | TVA_Transmission | Internal | Winter | B18 | 400 | 2400 | 0 | 63.56 | 59.98 | 8 | 0
2035 | NonRTO_Midwest_2_TVA_Transmission | NonRTO_Midwest | TVA_Transmission | Internal | Winter | B19 | 700 | 2400 | 0 | 48.68 | 55.78 | 8 | 0
2035 | NonRTO_Midwest_2_TVA_Transmission | NonRTO_Midwest | TVA_Transmission | Internal | Winter | B20 | 935 | 2400 | 392.14 | 45.32 | 53.32 | 8 | 0
2035 | NYISO_A-F_2_IESO | NYISO_A-F | IESO | Internal | Shoulder | B11 | 25 | 1600 | 0 | 59.06 | 48.51 | 7 | 0
2035 | NYISO_A-F_2_IESO | NYISO_A-F | IESO | Internal | Shoulder | B12 | 200 | 1600 | 0 | 57.78 | 50.78 | 7 | 0
2035 | NYISO_A-F_2_IESO | NYISO_A-F | IESO | Internal | Shoulder | B13 | 600 | 1600 | 0 | 49.99 | 46.72 | 7 | 0
2035 | NYISO_A-F_2_IESO | NYISO_A-F | IESO | Internal | Shoulder | B14 | 900 | 1600 | 0 | 49.65 | 46.7 | 7 | 0
2035 | NYISO_A-F_2_IESO | NYISO_A-F | IESO | Internal | Shoulder | B15 | 1203 | 1600 | 0 | 49.55 | 46.7 | 7 | 0
2035 | NYISO_A-F_2_IESO | NYISO_A-F | IESO | Internal | Summer | B1 | 10 | 1600 | 0 | 137.48 | 130.48 | 7 | 0
2035 | NYISO_A-F_2_IESO | NYISO_A-F | IESO | Internal | Summer | B2 | 25 | 1600 | 0 | 87.85 | 80.85 | 7 | 0
2035 | NYISO_A-F_2_IESO | NYISO_A-F | IESO | Internal | Summer | B3 | 75 | 1600 | 0 | 73.55 | 76.8 | 7 | 0
2035 | NYISO_A-F_2_IESO | NYISO_A-F | IESO | Internal | Summer | B4 | 100 | 1600 | 349.84 | 64.8 | 71.8 | 7 | 0
2035 | NYISO_A-F_2_IESO | NYISO_A-F | IESO | Internal | Summer | B5 | 200 | 1600 | 0 | 62.4 | 55.4 | 7 | 0
2035 | NYISO_A-F_2_IESO | NYISO_A-F | IESO | Internal | Summer | B6 | 300 | 1600 | 0 | 55.97 | 48.97 | 7 | 0
2035 | NYISO_A-F_2_IESO | NYISO_A-F | IESO | Internal | Summer | B7 | 400 | 1600 | 0 | 51.8 | 45.05 | 7 | 0
2035 | NYISO_A-F_2_IESO | NYISO_A-F | IESO | Internal | Summer | B8 | 500 | 1600 | 0 | 48.35 | 43.92 | 7 | 0
2035 | NYISO_A-F_2_IESO | NYISO_A-F | IESO | Internal | Summer | B9 | 800 | 1600 | 0 | 46.08 | 43.92 | 7 | 0
2035 | NYISO_A-F_2_IESO | NYISO_A-F | IESO | Internal | Summer | B10 | 1262 | 1600 | 0 | 46.08 | 43.92 | 7 | 0
2035 | NYISO_A-F_2_IESO | NYISO_A-F | IESO | Internal | Winter | B16 | 25 | 1600 | 0 | 79.18 | 72.18 | 7 | 0
2035 | NYISO_A-F_2_IESO | NYISO_A-F | IESO | Internal | Winter | B17 | 100 | 1600 | 0 | 61.75 | 54.75 | 7 | 0
2035 | NYISO_A-F_2_IESO | NYISO_A-F | IESO | Internal | Winter | B18 | 400 | 1600 | 0 | 57.89 | 50.89 | 7 | 0
2035 | NYISO_A-F_2_IESO | NYISO_A-F | IESO | Internal | Winter | B19 | 700 | 1600 | 0 | 57.6 | 50.89 | 7 | 0
2035 | NYISO_A-F_2_IESO | NYISO_A-F | IESO | Internal | Winter | B20 | 935 | 1600 | 0 | 57.6 | 50.89 | 7 | 0
2035 | NYISO_A-F_2_NEISO | NYISO_A-F | NEISO | Internal | Shoulder | B11 | 25 | 600 | 0 | 59.06 | 46.31 | 3 | 0
2035 | NYISO_A-F_2_NEISO | NYISO_A-F | NEISO | Internal | Shoulder | B12 | 200 | 600 | 0 | 57.78 | 46.31 | 3 | 0
2035 | NYISO_A-F_2_NEISO | NYISO_A-F | NEISO | Internal | Shoulder | B13 | 600 | 600 | 0 | 49.99 | 46.31 | 3 | 0
2035 | NYISO_A-F_2_NEISO | NYISO_A-F | NEISO | Internal | Shoulder | B14 | 900 | 600 | 0 | 49.65 | 46.31 | 3 | 0
2035 | NYISO_A-F_2_NEISO | NYISO_A-F | NEISO | Internal | Shoulder | B15 | 1203 | 600 | 0 | 49.55 | 46.31 | 3 | 0
2035 | NYISO_A-F_2_NEISO | NYISO_A-F | NEISO | Internal | Summer | B1 | 10 | 600 | 599.75 | 137.48 | 140.54 | 3 | 0.06
2035 | NYISO_A-F_2_NEISO | NYISO_A-F | NEISO | Internal | Summer | B2 | 25 | 600 | 0 | 87.85 | 89.87 | 3 | 0
2035 | NYISO_A-F_2_NEISO | NYISO_A-F | NEISO | Internal | Summer | B3 | 75 | 600 | 0 | 73.55 | 70.56 | 3 | 0
2035 | NYISO_A-F_2_NEISO | NYISO_A-F | NEISO | Internal | Summer | B4 | 100 | 600 | 0 | 64.8 | 59.4 | 3 | 0
2035 | NYISO_A-F_2_NEISO | NYISO_A-F | NEISO | Internal | Summer | B5 | 200 | 600 | 0 | 62.4 | 59.4 | 3 | 0
2035 | NYISO_A-F_2_NEISO | NYISO_A-F | NEISO | Internal | Summer | B6 | 300 | 600 | 0 | 55.97 | 42.77 | 3 | 0
2035 | NYISO_A-F_2_NEISO | NYISO_A-F | NEISO | Internal | Summer | B7 | 400 | 600 | 0 | 51.8 | 42.77 | 3 | 0
2035 | NYISO_A-F_2_NEISO | NYISO_A-F | NEISO | Internal | Summer | B8 | 500 | 600 | 0 | 48.35 | 42.77 | 3 | 0
2035 | NYISO_A-F_2_NEISO | NYISO_A-F | NEISO | Internal | Summer | B9 | 800 | 600 | 0 | 46.08 | 42.77 | 3 | 0
2035 | NYISO_A-F_2_NEISO | NYISO_A-F | NEISO | Internal | Summer | B10 | 1262 | 600 | 0 | 46.08 | 42.77 | 3 | 0
2035 | NYISO_A-F_2_NEISO | NYISO_A-F | NEISO | Internal | Winter | B16 | 25 | 600 | 0 | 79.18 | 57.22 | 3 | 0
2035 | NYISO_A-F_2_NEISO | NYISO_A-F | NEISO | Internal | Winter | B17 | 100 | 600 | 0 | 61.75 | 57.22 | 3 | 0
2035 | NYISO_A-F_2_NEISO | NYISO_A-F | NEISO | Internal | Winter | B18 | 400 | 600 | 0 | 57.89 | 57.22 | 3 | 0
2035 | NYISO_A-F_2_NEISO | NYISO_A-F | NEISO | Internal | Winter | B19 | 700 | 600 | 0 | 57.6 | 57.22 | 3 | 0
2035 | NYISO_A-F_2_NEISO | NYISO_A-F | NEISO | Internal | Winter | B20 | 935 | 600 | 0 | 57.6 | 57.22 | 3 | 0
2035 | NYISO_A-F_2_NYISO_G-I | NYISO_A-F | NYISO_G-I | Internal | Shoulder | B11 | 25 | 4250 | 3795.83 | 59.06 | 59.07 | 0.01 | 0
2035 | NYISO_A-F_2_NYISO_G-I | NYISO_A-F | NYISO_G-I | Internal | Shoulder | B12 | 200 | 4250 | 2763.05 | 57.78 | 57.79 | 0.01 | 0
2035 | NYISO_A-F_2_NYISO_G-I | NYISO_A-F | NYISO_G-I | Internal | Shoulder | B13 | 600 | 4250 | 1808.84 | 49.99 | 50 | 0.01 | 0
2035 | NYISO_A-F_2_NYISO_G-I | NYISO_A-F | NYISO_G-I | Internal | Shoulder | B14 | 900 | 4250 | 1713.72 | 49.65 | 49.67 | 0.01 | 0
2035 | NYISO_A-F_2_NYISO_G-I | NYISO_A-F | NYISO_G-I | Internal | Shoulder | B15 | 1203 | 4250 | 0 | 49.55 | 49.53 | 0.01 | 0
2035 | NYISO_A-F_2_NYISO_G-I | NYISO_A-F | NYISO_G-I | Internal | Summer | B1 | 10 | 4250 | 2738.03 | 137.48 | 137.49 | 0.01 | 0
2035 | NYISO_A-F_2_NYISO_G-I | NYISO_A-F | NYISO_G-I | Internal | Summer | B2 | 25 | 4250 | 3183.53 | 87.85 | 87.86 | 0.01 | 0
2035 | NYISO_A-F_2_NYISO_G-I | NYISO_A-F | NYISO_G-I | Internal | Summer | B3 | 75 | 4250 | 1722.04 | 73.55 | 73.56 | 0.01 | 0
2035 | NYISO_A-F_2_NYISO_G-I | NYISO_A-F | NYISO_G-I | Internal | Summer | B4 | 100 | 4250 | 2339.46 | 64.8 | 64.81 | 0.01 | 0
2035 | NYISO_A-F_2_NYISO_G-I | NYISO_A-F | NYISO_G-I | Internal | Summer | B5 | 200 | 4250 | 1653.12 | 62.4 | 62.41 | 0.01 | 0
2035 | NYISO_A-F_2_NYISO_G-I | NYISO_A-F | NYISO_G-I | Internal | Summer | B6 | 300 | 4250 | 2549.43 | 55.97 | 55.98 | 0.01 | 0
2035 | NYISO_A-F_2_NYISO_G-I | NYISO_A-F | NYISO_G-I | Internal | Summer | B7 | 400 | 4250 | 1721.86 | 51.8 | 51.81 | 0.01 | 0
2035 | NYISO_A-F_2_NYISO_G-I | NYISO_A-F | NYISO_G-I | Internal | Summer | B8 | 500 | 4250 | 1559.3 | 48.35 | 48.36 | 0.01 | 0
2035 | NYISO_A-F_2_NYISO_G-I | NYISO_A-F | NYISO_G-I | Internal | Summer | B9 | 800 | 4250 | 621.68 | 46.08 | 46.09 | 0.01 | 0
2035 | NYISO_A-F_2_NYISO_G-I | NYISO_A-F | NYISO_G-I | Internal | Summer | B10 | 1262 | 4250 | 0 | 46.08 | 46.07 | 0.01 | 0
2035 | NYISO_A-F_2_NYISO_G-I | NYISO_A-F | NYISO_G-I | Internal | Winter | B16 | 25 | 4250 | 4239.42 | 79.18 | 79.19 | 0.01 | 0
2035 | NYISO_A-F_2_NYISO_G-I | NYISO_A-F | NYISO_G-I | Internal | Winter | B17 | 100 | 4250 | 3310.11 | 61.75 | 61.76 | 0.01 | 0
2035 | NYISO_A-F_2_NYISO_G-I | NYISO_A-F | NYISO_G-I | Internal | Winter | B18 | 400 | 4250 | 3114.74 | 57.89 | 57.9 | 0.01 | 0
2035 | NYISO_A-F_2_NYISO_G-I | NYISO_A-F | NYISO_G-I | Internal | Winter | B19 | 700 | 4250 | 2908.41 | 57.6 | 57.61 | 0.01 | 0
2035 | NYISO_A-F_2_NYISO_G-I | NYISO_A-F | NYISO_G-I | Internal | Winter | B20 | 935 | 4250 | 2227.65 | 57.6 | 57.61 | 0.01 | 0
2035 | NYISO_A-F_2_PJM_ROM | NYISO_A-F | PJM_ROM | Internal | Shoulder | B11 | 25 | 1000 | 1000 | 59.06 | 75.13 | 8 | 8.07
2035 | NYISO_A-F_2_PJM_ROM | NYISO_A-F | PJM_ROM | Internal | Shoulder | B12 | 200 | 1000 | 999.95 | 57.78 | 65.8 | 8 | 0.02
2035 | NYISO_A-F_2_PJM_ROM | NYISO_A-F | PJM_ROM | Internal | Shoulder | B13 | 600 | 1000 | 0 | 49.99 | 54.55 | 8 | 0
2035 | NYISO_A-F_2_PJM_ROM | NYISO_A-F | PJM_ROM | Internal | Shoulder | B14 | 900 | 1000 | 0 | 49.65 | 53.24 | 8 | 0
2035 | NYISO_A-F_2_PJM_ROM | NYISO_A-F | PJM_ROM | Internal | Shoulder | B15 | 1203 | 1000 | 0 | 49.55 | 47.59 | 8 | 0
2035 | NYISO_A-F_2_PJM_ROM | NYISO_A-F | PJM_ROM | Internal | Summer | B1 | 10 | 1000 | 0 | 137.48 | 131.48 | 8 | 0
2035 | NYISO_A-F_2_PJM_ROM | NYISO_A-F | PJM_ROM | Internal | Summer | B2 | 25 | 1000 | 0 | 87.85 | 89.85 | 8 | 0
2035 | NYISO_A-F_2_PJM_ROM | NYISO_A-F | PJM_ROM | Internal | Summer | B3 | 75 | 1000 | 999.99 | 73.55 | 81.81 | 8 | 0.26
2035 | NYISO_A-F_2_PJM_ROM | NYISO_A-F | PJM_ROM | Internal | Summer | B4 | 100 | 1000 | 1000 | 64.8 | 81.64 | 8 | 8.84
2035 | NYISO_A-F_2_PJM_ROM | NYISO_A-F | PJM_ROM | Internal | Summer | B5 | 200 | 1000 | 1000 | 62.4 | 77.11 | 8 | 6.71
2035 | NYISO_A-F_2_PJM_ROM | NYISO_A-F | PJM_ROM | Internal | Summer | B6 | 300 | 1000 | 480.07 | 55.97 | 63.97 | 8 | 0
2035 | NYISO_A-F_2_PJM_ROM | NYISO_A-F | PJM_ROM | Internal | Summer | B7 | 400 | 1000 | 0 | 51.8 | 51.28 | 8 | 0
2035 | NYISO_A-F_2_PJM_ROM | NYISO_A-F | PJM_ROM | Internal | Summer | B8 | 500 | 1000 | 0 | 48.35 | 48.8 | 8 | 0
2035 | NYISO_A-F_2_PJM_ROM | NYISO_A-F | PJM_ROM | Internal | Summer | B9 | 800 | 1000 | 0 | 46.08 | 47.15 | 8 | 0
2035 | NYISO_A-F_2_PJM_ROM | NYISO_A-F | PJM_ROM | Internal | Summer | B10 | 1262 | 1000 | 0 | 46.08 | 44.92 | 8 | 0
2035 | NYISO_A-F_2_PJM_ROM | NYISO_A-F | PJM_ROM | Internal | Winter | B16 | 25 | 1000 | 999.99 | 79.18 | 88.44 | 8 | 1.26
2035 | NYISO_A-F_2_PJM_ROM | NYISO_A-F | PJM_ROM | Internal | Winter | B17 | 100 | 1000 | 600.3 | 61.75 | 69.75 | 8 | 0
2035 | NYISO_A-F_2_PJM_ROM | NYISO_A-F | PJM_ROM | Internal | Winter | B18 | 400 | 1000 | 0 | 57.89 | 60.06 | 8 | 0
2035 | NYISO_A-F_2_PJM_ROM | NYISO_A-F | PJM_ROM | Internal | Winter | B19 | 700 | 1000 | 0 | 57.6 | 56.46 | 8 | 0
2035 | NYISO_A-F_2_PJM_ROM | NYISO_A-F | PJM_ROM | Internal | Winter | B20 | 935 | 1000 | 0 | 57.6 | 51.6 | 8 | 0
2035 | NYISO_G-I_2_NEISO | NYISO_G-I | NEISO | Internal | Shoulder | B11 | 25 | 600 | 0 | 59.07 | 46.31 | 3 | 0
2035 | NYISO_G-I_2_NEISO | NYISO_G-I | NEISO | Internal | Shoulder | B12 | 200 | 600 | 0 | 57.79 | 46.31 | 3 | 0
2035 | NYISO_G-I_2_NEISO | NYISO_G-I | NEISO | Internal | Shoulder | B13 | 600 | 600 | 0 | 50 | 46.31 | 3 | 0
2035 | NYISO_G-I_2_NEISO | NYISO_G-I | NEISO | Internal | Shoulder | B14 | 900 | 600 | 0 | 49.67 | 46.31 | 3 | 0
2035 | NYISO_G-I_2_NEISO | NYISO_G-I | NEISO | Internal | Shoulder | B15 | 1203 | 600 | 0 | 49.53 | 46.31 | 3 | 0
2035 | NYISO_G-I_2_NEISO | NYISO_G-I | NEISO | Internal | Summer | B1 | 10 | 600 | 599.7 | 137.49 | 140.54 | 3 | 0.05
2035 | NYISO_G-I_2_NEISO | NYISO_G-I | NEISO | Internal | Summer | B2 | 25 | 600 | 0 | 87.86 | 89.87 | 3 | 0
2035 | NYISO_G-I_2_NEISO | NYISO_G-I | NEISO | Internal | Summer | B3 | 75 | 600 | 0 | 73.56 | 70.56 | 3 | 0
2035 | NYISO_G-I_2_NEISO | NYISO_G-I | NEISO | Internal | Summer | B4 | 100 | 600 | 0 | 64.81 | 59.4 | 3 | 0
2035 | NYISO_G-I_2_NEISO | NYISO_G-I | NEISO | Internal | Summer | B5 | 200 | 600 | 0 | 62.41 | 59.4 | 3 | 0
2035 | NYISO_G-I_2_NEISO | NYISO_G-I | NEISO | Internal | Summer | B6 | 300 | 600 | 0 | 55.98 | 42.77 | 3 | 0
2035 | NYISO_G-I_2_NEISO | NYISO_G-I | NEISO | Internal | Summer | B7 | 400 | 600 | 0 | 51.81 | 42.77 | 3 | 0
2035 | NYISO_G-I_2_NEISO | NYISO_G-I | NEISO | Internal | Summer | B8 | 500 | 600 | 0 | 48.36 | 42.77 | 3 | 0
2035 | NYISO_G-I_2_NEISO | NYISO_G-I | NEISO | Internal | Summer | B9 | 800 | 600 | 0 | 46.09 | 42.77 | 3 | 0
2035 | NYISO_G-I_2_NEISO | NYISO_G-I | NEISO | Internal | Summer | B10 | 1262 | 600 | 0 | 46.07 | 42.77 | 3 | 0
2035 | NYISO_G-I_2_NEISO | NYISO_G-I | NEISO | Internal | Winter | B16 | 25 | 600 | 0 | 79.19 | 57.22 | 3 | 0
2035 | NYISO_G-I_2_NEISO | NYISO_G-I | NEISO | Internal | Winter | B17 | 100 | 600 | 0 | 61.76 | 57.22 | 3 | 0
2035 | NYISO_G-I_2_NEISO | NYISO_G-I | NEISO | Internal | Winter | B18 | 400 | 600 | 0 | 57.9 | 57.22 | 3 | 0
2035 | NYISO_G-I_2_NEISO | NYISO_G-I | NEISO | Internal | Winter | B19 | 700 | 600 | 0 | 57.61 | 57.22 | 3 | 0
2035 | NYISO_G-I_2_NEISO | NYISO_G-I | NEISO | Internal | Winter | B20 | 935 | 600 | 0 | 57.61 | 57.22 | 3 | 0
2035 | NYISO_G-I_2_NYISO_A-F | NYISO_G-I | NYISO_A-F | Internal | Shoulder | B11 | 25 | 1999 | 0.35 | 59.07 | 59.06 | 0.01 | 0
2035 | NYISO_G-I_2_NYISO_A-F | NYISO_G-I | NYISO_A-F | Internal | Shoulder | B12 | 200 | 1999 | 0.05 | 57.79 | 57.78 | 0.01 | 0
2035 | NYISO_G-I_2_NYISO_A-F | NYISO_G-I | NYISO_A-F | Internal | Shoulder | B13 | 600 | 1999 | 0.02 | 50 | 49.99 | 0.01 | 0
2035 | NYISO_G-I_2_NYISO_A-F | NYISO_G-I | NYISO_A-F | Internal | Shoulder | B14 | 900 | 1999 | 0.01 | 49.67 | 49.65 | 0.01 | 0
2035 | NYISO_G-I_2_NYISO_A-F | NYISO_G-I | NYISO_A-F | Internal | Shoulder | B15 | 1203 | 1999 | 813.35 | 49.53 | 49.55 | 0.01 | 0
2035 | NYISO_G-I_2_NYISO_A-F | NYISO_G-I | NYISO_A-F | Internal | Summer | B1 | 10 | 1999 | 0.89 | 137.49 | 137.48 | 0.01 | 0
2035 | NYISO_G-I_2_NYISO_A-F | NYISO_G-I | NYISO_A-F | Internal | Summer | B2 | 25 | 1999 | 0.36 | 87.86 | 87.85 | 0.01 | 0
2035 | NYISO_G-I_2_NYISO_A-F | NYISO_G-I | NYISO_A-F | Internal | Summer | B3 | 75 | 1999 | 0.13 | 73.56 | 73.55 | 0.01 | 0
2035 | NYISO_G-I_2_NYISO_A-F | NYISO_G-I | NYISO_A-F | Internal | Summer | B4 | 100 | 1999 | 0.1 | 64.81 | 64.8 | 0.01 | 0
2035 | NYISO_G-I_2_NYISO_A-F | NYISO_G-I | NYISO_A-F | Internal | Summer | B5 | 200 | 1999 | 0.05 | 62.41 | 62.4 | 0.01 | 0
2035 | NYISO_G-I_2_NYISO_A-F | NYISO_G-I | NYISO_A-F | Internal | Summer | B6 | 300 | 1999 | 0.03 | 55.98 | 55.97 | 0.01 | 0
2035 | NYISO_G-I_2_NYISO_A-F | NYISO_G-I | NYISO_A-F | Internal | Summer | B7 | 400 | 1999 | 0.02 | 51.81 | 51.8 | 0.01 | 0
2035 | NYISO_G-I_2_NYISO_A-F | NYISO_G-I | NYISO_A-F | Internal | Summer | B8 | 500 | 1999 | 0.02 | 48.36 | 48.35 | 0.01 | 0
2035 | NYISO_G-I_2_NYISO_A-F | NYISO_G-I | NYISO_A-F | Internal | Summer | B9 | 800 | 1999 | 0.01 | 46.09 | 46.08 | 0.01 | 0
2035 | NYISO_G-I_2_NYISO_A-F | NYISO_G-I | NYISO_A-F | Internal | Summer | B10 | 1262 | 1999 | 1942.1 | 46.07 | 46.08 | 0.01 | 0
2035 | NYISO_G-I_2_NYISO_A-F | NYISO_G-I | NYISO_A-F | Internal | Winter | B16 | 25 | 1999 | 0.25 | 79.19 | 79.18 | 0.01 | 0
2035 | NYISO_G-I_2_NYISO_A-F | NYISO_G-I | NYISO_A-F | Internal | Winter | B17 | 100 | 1999 | 0.09 | 61.76 | 61.75 | 0.01 | 0
2035 | NYISO_G-I_2_NYISO_A-F | NYISO_G-I | NYISO_A-F | Internal | Winter | B18 | 400 | 1999 | 0.02 | 57.9 | 57.89 | 0.01 | 0
2035 | NYISO_G-I_2_NYISO_A-F | NYISO_G-I | NYISO_A-F | Internal | Winter | B19 | 700 | 1999 | 0.01 | 57.61 | 57.6 | 0.01 | 0
2035 | NYISO_G-I_2_NYISO_A-F | NYISO_G-I | NYISO_A-F | Internal | Winter | B20 | 935 | 1999 | 0.01 | 57.61 | 57.6 | 0.01 | 0
2035 | NYISO_G-I_2_NYISO_J-K | NYISO_G-I | NYISO_J-K | Internal | Shoulder | B11 | 25 | 6130 | 6130 | 59.07 | 66.67 | 0.01 | 7.59
2035 | NYISO_G-I_2_NYISO_J-K | NYISO_G-I | NYISO_J-K | Internal | Shoulder | B12 | 200 | 6130 | 6090.29 | 57.79 | 57.8 | 0.01 | 0
2035 | NYISO_G-I_2_NYISO_J-K | NYISO_G-I | NYISO_J-K | Internal | Shoulder | B13 | 600 | 6130 | 5855.82 | 50 | 50.01 | 0.01 | 0
2035 | NYISO_G-I_2_NYISO_J-K | NYISO_G-I | NYISO_J-K | Internal | Shoulder | B14 | 900 | 6130 | 5944.29 | 49.67 | 49.68 | 0.01 | 0
2035 | NYISO_G-I_2_NYISO_J-K | NYISO_G-I | NYISO_J-K | Internal | Shoulder | B15 | 1203 | 6130 | 3928.32 | 49.53 | 49.55 | 0.01 | 0
2035 | NYISO_G-I_2_NYISO_J-K | NYISO_G-I | NYISO_J-K | Internal | Summer | B1 | 10 | 6130 | 4536.15 | 137.49 | 137.5 | 0.01 | 0
2035 | NYISO_G-I_2_NYISO_J-K | NYISO_G-I | NYISO_J-K | Internal | Summer | B2 | 25 | 6130 | 5579.46 | 87.86 | 87.87 | 0.01 | 0
2035 | NYISO_G-I_2_NYISO_J-K | NYISO_G-I | NYISO_J-K | Internal | Summer | B3 | 75 | 6130 | 3509.5 | 73.56 | 73.57 | 0.01 | 0
2035 | NYISO_G-I_2_NYISO_J-K | NYISO_G-I | NYISO_J-K | Internal | Summer | B4 | 100 | 6130 | 4632.22 | 64.81 | 64.82 | 0.01 | 0
2035 | NYISO_G-I_2_NYISO_J-K | NYISO_G-I | NYISO_J-K | Internal | Summer | B5 | 200 | 6130 | 4105.37 | 62.41 | 62.43 | 0.01 | 0
2035 | NYISO_G-I_2_NYISO_J-K | NYISO_G-I | NYISO_J-K | Internal | Summer | B6 | 300 | 6130 | 6130 | 55.98 | 61.37 | 0.01 | 5.38
2035 | NYISO_G-I_2_NYISO_J-K | NYISO_G-I | NYISO_J-K | Internal | Summer | B7 | 400 | 6130 | 6130 | 51.81 | 61.37 | 0.01 | 9.54
2035 | NYISO_G-I_2_NYISO_J-K | NYISO_G-I | NYISO_J-K | Internal | Summer | B8 | 500 | 6130 | 6130 | 48.36 | 61.37 | 0.01 | 12.99
2035 | NYISO_G-I_2_NYISO_J-K | NYISO_G-I | NYISO_J-K | Internal | Summer | B9 | 800 | 6130 | 5436.98 | 46.09 | 46.1 | 0.01 | 0
2035 | NYISO_G-I_2_NYISO_J-K | NYISO_G-I | NYISO_J-K | Internal | Summer | B10 | 1262 | 6130 | 3410.1 | 46.07 | 46.08 | 0.01 | 0
2035 | NYISO_G-I_2_NYISO_J-K | NYISO_G-I | NYISO_J-K | Internal | Winter | B16 | 25 | 6130 | 6130 | 79.19 | 85.06 | 0.01 | 5.86
2035 | NYISO_G-I_2_NYISO_J-K | NYISO_G-I | NYISO_J-K | Internal | Winter | B17 | 100 | 6130 | 6130 | 61.76 | 72.84 | 0.01 | 11.07
2035 | NYISO_G-I_2_NYISO_J-K | NYISO_G-I | NYISO_J-K | Internal | Winter | B18 | 400 | 6130 | 6130 | 57.9 | 63.63 | 0.01 | 5.72
2035 | NYISO_G-I_2_NYISO_J-K | NYISO_G-I | NYISO_J-K | Internal | Winter | B19 | 700 | 6130 | 6130 | 57.61 | 63.63 | 0.01 | 6
2035 | NYISO_G-I_2_NYISO_J-K | NYISO_G-I | NYISO_J-K | Internal | Winter | B20 | 935 | 6130 | 6130 | 57.61 | 59.79 | 0.01 | 2.16
2035 | NYISO_G-I_2_PJM_E | NYISO_G-I | PJM_E | Internal | Shoulder | B11 | 25 | 1500 | 1500 | 59.07 | 75.12 | 8 | 8.04
2035 | NYISO_G-I_2_PJM_E | NYISO_G-I | PJM_E | Internal | Shoulder | B12 | 200 | 1500 | 590.42 | 57.79 | 65.79 | 8 | 0
2035 | NYISO_G-I_2_PJM_E | NYISO_G-I | PJM_E | Internal | Shoulder | B13 | 600 | 1500 | 0 | 50 | 54.54 | 8 | 0
2035 | NYISO_G-I_2_PJM_E | NYISO_G-I | PJM_E | Internal | Shoulder | B14 | 900 | 1500 | 0 | 49.67 | 53.22 | 8 | 0
2035 | NYISO_G-I_2_PJM_E | NYISO_G-I | PJM_E | Internal | Shoulder | B15 | 1203 | 1500 | 0 | 49.53 | 47.6 | 8 | 0
2035 | NYISO_G-I_2_PJM_E | NYISO_G-I | PJM_E | Internal | Summer | B1 | 10 | 1500 | 0 | 137.49 | 131.49 | 8 | 0
2035 | NYISO_G-I_2_PJM_E | NYISO_G-I | PJM_E | Internal | Summer | B2 | 25 | 1500 | 0 | 87.86 | 89.86 | 8 | 0
2035 | NYISO_G-I_2_PJM_E | NYISO_G-I | PJM_E | Internal | Summer | B3 | 75 | 1500 | 1499.99 | 73.56 | 81.83 | 8 | 0.26
2035 | NYISO_G-I_2_PJM_E | NYISO_G-I | PJM_E | Internal | Summer | B4 | 100 | 1500 | 1500 | 64.81 | 81.63 | 8 | 8.82
2035 | NYISO_G-I_2_PJM_E | NYISO_G-I | PJM_E | Internal | Summer | B5 | 200 | 1500 | 1500 | 62.41 | 77.1 | 8 | 6.69
2035 | NYISO_G-I_2_PJM_E | NYISO_G-I | PJM_E | Internal | Summer | B6 | 300 | 1500 | 600.43 | 55.98 | 63.98 | 8 | 0
2035 | NYISO_G-I_2_PJM_E | NYISO_G-I | PJM_E | Internal | Summer | B7 | 400 | 1500 | 0 | 51.81 | 51.3 | 8 | 0
2035 | NYISO_G-I_2_PJM_E | NYISO_G-I | PJM_E | Internal | Summer | B8 | 500 | 1500 | 0 | 48.36 | 48.81 | 8 | 0
2035 | NYISO_G-I_2_PJM_E | NYISO_G-I | PJM_E | Internal | Summer | B9 | 800 | 1500 | 0 | 46.09 | 47.16 | 8 | 0
2035 | NYISO_G-I_2_PJM_E | NYISO_G-I | PJM_E | Internal | Summer | B10 | 1262 | 1500 | 0 | 46.07 | 44.93 | 8 | 0
2035 | NYISO_G-I_2_PJM_E | NYISO_G-I | PJM_E | Internal | Winter | B16 | 25 | 1500 | 1499.99 | 79.19 | 88.43 | 8 | 1.23
2035 | NYISO_G-I_2_PJM_E | NYISO_G-I | PJM_E | Internal | Winter | B17 | 100 | 1500 | 711.29 | 61.76 | 69.76 | 8 | 0
2035 | NYISO_G-I_2_PJM_E | NYISO_G-I | PJM_E | Internal | Winter | B18 | 400 | 1500 | 0 | 57.9 | 60.07 | 8 | 0
2035 | NYISO_G-I_2_PJM_E | NYISO_G-I | PJM_E | Internal | Winter | B19 | 700 | 1500 | 0 | 57.61 | 56.47 | 8 | 0
2035 | NYISO_G-I_2_PJM_E | NYISO_G-I | PJM_E | Internal | Winter | B20 | 935 | 1500 | 0 | 57.61 | 51.61 | 8 | 0
2035 | NYISO_J-K_2_NEISO | NYISO_J-K | NEISO | Internal | Shoulder | B11 | 25 | 0.01 | 0 | 66.67 | 46.31 | 3 | 0.77
2035 | NYISO_J-K_2_NEISO | NYISO_J-K | NEISO | Internal | Shoulder | B12 | 200 | 0.01 | 0 | 57.8 | 46.31 | 3 | 0.11
2035 | NYISO_J-K_2_NEISO | NYISO_J-K | NEISO | Internal | Shoulder | B13 | 600 | 0.01 | 0 | 50.01 | 46.31 | 3 | 0.04
2035 | NYISO_J-K_2_NEISO | NYISO_J-K | NEISO | Internal | Shoulder | B14 | 900 | 0.01 | 0 | 49.68 | 46.31 | 3 | 0.03
2035 | NYISO_J-K_2_NEISO | NYISO_J-K | NEISO | Internal | Shoulder | B15 | 1203 | 0.01 | 0 | 49.55 | 46.31 | 3 | 0.02
2035 | NYISO_J-K_2_NEISO | NYISO_J-K | NEISO | Internal | Summer | B1 | 10 | 0.01 | 0 | 137.5 | 140.54 | 3 | 3.35
2035 | NYISO_J-K_2_NEISO | NYISO_J-K | NEISO | Internal | Summer | B2 | 25 | 0.01 | 0 | 87.87 | 89.87 | 3 | 1.03
2035 | NYISO_J-K_2_NEISO | NYISO_J-K | NEISO | Internal | Summer | B3 | 75 | 0.01 | 0 | 73.57 | 70.56 | 3 | 0.3
2035 | NYISO_J-K_2_NEISO | NYISO_J-K | NEISO | Internal | Summer | B4 | 100 | 0.01 | 0 | 64.82 | 59.4 | 3 | 0.23
2035 | NYISO_J-K_2_NEISO | NYISO_J-K | NEISO | Internal | Summer | B5 | 200 | 0.01 | 0 | 62.43 | 59.4 | 3 | 0.12
2035 | NYISO_J-K_2_NEISO | NYISO_J-K | NEISO | Internal | Summer | B6 | 300 | 0.01 | 0 | 61.37 | 42.77 | 3 | 0.07
2035 | NYISO_J-K_2_NEISO | NYISO_J-K | NEISO | Internal | Summer | B7 | 400 | 0.01 | 0 | 61.37 | 42.77 | 3 | 0.06
2035 | NYISO_J-K_2_NEISO | NYISO_J-K | NEISO | Internal | Summer | B8 | 500 | 0.01 | 0 | 61.37 | 42.77 | 3 | 0.05
2035 | NYISO_J-K_2_NEISO | NYISO_J-K | NEISO | Internal | Summer | B9 | 800 | 0.01 | 0 | 46.1 | 42.77 | 3 | 0.03
2035 | NYISO_J-K_2_NEISO | NYISO_J-K | NEISO | Internal | Summer | B10 | 1262 | 0.01 | 0 | 46.08 | 42.77 | 3 | 0.02
2035 | NYISO_J-K_2_NEISO | NYISO_J-K | NEISO | Internal | Winter | B16 | 25 | 0.01 | 0 | 85.06 | 57.22 | 3 | 0.75
2035 | NYISO_J-K_2_NEISO | NYISO_J-K | NEISO | Internal | Winter | B17 | 100 | 0.01 | 0 | 72.84 | 57.22 | 3 | 0.22
2035 | NYISO_J-K_2_NEISO | NYISO_J-K | NEISO | Internal | Winter | B18 | 400 | 0.01 | 0 | 63.63 | 57.22 | 3 | 0.06
2035 | NYISO_J-K_2_NEISO | NYISO_J-K | NEISO | Internal | Winter | B19 | 700 | 0.01 | 0 | 63.63 | 57.22 | 3 | 0.03
2035 | NYISO_J-K_2_NEISO | NYISO_J-K | NEISO | Internal | Winter | B20 | 935 | 0.01 | 0 | 59.79 | 57.22 | 3 | 0.03
2035 | NYISO_J-K_2_NYISO_G-I | NYISO_J-K | NYISO_G-I | Internal | Shoulder | B11 | 25 | 1999 | 0 | 66.67 | 59.07 | 0.01 | 0
2035 | NYISO_J-K_2_NYISO_G-I | NYISO_J-K | NYISO_G-I | Internal | Shoulder | B12 | 200 | 1999 | 0.04 | 57.8 | 57.79 | 0.01 | 0
2035 | NYISO_J-K_2_NYISO_G-I | NYISO_J-K | NYISO_G-I | Internal | Shoulder | B13 | 600 | 1999 | 0.02 | 50.01 | 50 | 0.01 | 0
2035 | NYISO_J-K_2_NYISO_G-I | NYISO_J-K | NYISO_G-I | Internal | Shoulder | B14 | 900 | 1999 | 0.01 | 49.68 | 49.67 | 0.01 | 0
2035 | NYISO_J-K_2_NYISO_G-I | NYISO_J-K | NYISO_G-I | Internal | Shoulder | B15 | 1203 | 1999 | 0 | 49.55 | 49.53 | 0.01 | 0
2035 | NYISO_J-K_2_NYISO_G-I | NYISO_J-K | NYISO_G-I | Internal | Summer | B1 | 10 | 1999 | 0.87 | 137.5 | 137.49 | 0.01 | 0
2035 | NYISO_J-K_2_NYISO_G-I | NYISO_J-K | NYISO_G-I | Internal | Summer | B2 | 25 | 1999 | 0.35 | 87.87 | 87.86 | 0.01 | 0
2035 | NYISO_J-K_2_NYISO_G-I | NYISO_J-K | NYISO_G-I | Internal | Summer | B3 | 75 | 1999 | 0.13 | 73.57 | 73.56 | 0.01 | 0
2035 | NYISO_J-K_2_NYISO_G-I | NYISO_J-K | NYISO_G-I | Internal | Summer | B4 | 100 | 1999 | 0.09 | 64.82 | 64.81 | 0.01 | 0
2035 | NYISO_J-K_2_NYISO_G-I | NYISO_J-K | NYISO_G-I | Internal | Summer | B5 | 200 | 1999 | 0.05 | 62.43 | 62.41 | 0.01 | 0
2035 | NYISO_J-K_2_NYISO_G-I | NYISO_J-K | NYISO_G-I | Internal | Summer | B6 | 300 | 1999 | 0 | 61.37 | 55.98 | 0.01 | 0
2035 | NYISO_J-K_2_NYISO_G-I | NYISO_J-K | NYISO_G-I | Internal | Summer | B7 | 400 | 1999 | 0 | 61.37 | 51.81 | 0.01 | 0
2035 | NYISO_J-K_2_NYISO_G-I | NYISO_J-K | NYISO_G-I | Internal | Summer | B8 | 500 | 1999 | 0 | 61.37 | 48.36 | 0.01 | 0
2035 | NYISO_J-K_2_NYISO_G-I | NYISO_J-K | NYISO_G-I | Internal | Summer | B9 | 800 | 1999 | 0.01 | 46.1 | 46.09 | 0.01 | 0
2035 | NYISO_J-K_2_NYISO_G-I | NYISO_J-K | NYISO_G-I | Internal | Summer | B10 | 1262 | 1999 | 0 | 46.08 | 46.07 | 0.01 | 0
2035 | NYISO_J-K_2_NYISO_G-I | NYISO_J-K | NYISO_G-I | Internal | Winter | B16 | 25 | 1999 | 0 | 85.06 | 79.19 | 0.01 | 0
2035 | NYISO_J-K_2_NYISO_G-I | NYISO_J-K | NYISO_G-I | Internal | Winter | B17 | 100 | 1999 | 0 | 72.84 | 61.76 | 0.01 | 0
2035 | NYISO_J-K_2_NYISO_G-I | NYISO_J-K | NYISO_G-I | Internal | Winter | B18 | 400 | 1999 | 0 | 63.63 | 57.9 | 0.01 | 0
2035 | NYISO_J-K_2_NYISO_G-I | NYISO_J-K | NYISO_G-I | Internal | Winter | B19 | 700 | 1999 | 0 | 63.63 | 57.61 | 0.01 | 0
2035 | NYISO_J-K_2_NYISO_G-I | NYISO_J-K | NYISO_G-I | Internal | Winter | B20 | 935 | 1999 | 0 | 59.79 | 57.61 | 0.01 | 0
2035 | NYISO_J-K_2_PJM_E | NYISO_J-K | PJM_E | Internal | Shoulder | B11 | 25 | 0.01 | 0 | 66.67 | 75.12 | 8 | 1.62
2035 | NYISO_J-K_2_PJM_E | NYISO_J-K | PJM_E | Internal | Shoulder | B12 | 200 | 0.01 | 0 | 57.8 | 65.79 | 8 | 0.19
2035 | NYISO_J-K_2_PJM_E | NYISO_J-K | PJM_E | Internal | Shoulder | B13 | 600 | 0.01 | 0 | 50.01 | 54.54 | 8 | 0.04
2035 | NYISO_J-K_2_PJM_E | NYISO_J-K | PJM_E | Internal | Shoulder | B14 | 900 | 0.01 | 0 | 49.68 | 53.22 | 8 | 0.03
2035 | NYISO_J-K_2_PJM_E | NYISO_J-K | PJM_E | Internal | Shoulder | B15 | 1203 | 0.01 | 0 | 49.55 | 47.6 | 8 | 0.02
2035 | NYISO_J-K_2_PJM_E | NYISO_J-K | PJM_E | Internal | Summer | B1 | 10 | 0.01 | 0 | 137.5 | 131.49 | 8 | 1.95
2035 | NYISO_J-K_2_PJM_E | NYISO_J-K | PJM_E | Internal | Summer | B2 | 25 | 0.01 | 0 | 87.87 | 89.86 | 8 | 0.85
2035 | NYISO_J-K_2_PJM_E | NYISO_J-K | PJM_E | Internal | Summer | B3 | 75 | 0.01 | 0 | 73.57 | 81.83 | 8 | 0.65
2035 | NYISO_J-K_2_PJM_E | NYISO_J-K | PJM_E | Internal | Summer | B4 | 100 | 0.01 | 0 | 64.82 | 81.63 | 8 | 9.03
2035 | NYISO_J-K_2_PJM_E | NYISO_J-K | PJM_E | Internal | Summer | B5 | 200 | 0.01 | 0 | 62.43 | 77.1 | 8 | 6.79
2035 | NYISO_J-K_2_PJM_E | NYISO_J-K | PJM_E | Internal | Summer | B6 | 300 | 0.01 | 0 | 61.37 | 63.98 | 8 | 0.08
2035 | NYISO_J-K_2_PJM_E | NYISO_J-K | PJM_E | Internal | Summer | B7 | 400 | 0.01 | 0 | 61.37 | 51.3 | 8 | 0.06
2035 | NYISO_J-K_2_PJM_E | NYISO_J-K | PJM_E | Internal | Summer | B8 | 500 | 0.01 | 0 | 61.37 | 48.81 | 8 | 0.05
2035 | NYISO_J-K_2_PJM_E | NYISO_J-K | PJM_E | Internal | Summer | B9 | 800 | 0.01 | 0 | 46.1 | 47.16 | 8 | 0.03
2035 | NYISO_J-K_2_PJM_E | NYISO_J-K | PJM_E | Internal | Summer | B10 | 1262 | 0.01 | 0 | 46.08 | 44.93 | 8 | 0.02
2035 | NYISO_J-K_2_PJM_E | NYISO_J-K | PJM_E | Internal | Winter | B16 | 25 | 0.01 | 0 | 85.06 | 88.43 | 8 | 0.86
2035 | NYISO_J-K_2_PJM_E | NYISO_J-K | PJM_E | Internal | Winter | B17 | 100 | 0.01 | 0 | 72.84 | 69.76 | 8 | 0.23
2035 | NYISO_J-K_2_PJM_E | NYISO_J-K | PJM_E | Internal | Winter | B18 | 400 | 0.01 | 0 | 63.63 | 60.07 | 8 | 0.06
2035 | NYISO_J-K_2_PJM_E | NYISO_J-K | PJM_E | Internal | Winter | B19 | 700 | 0.01 | 0 | 63.63 | 56.47 | 8 | 0.03
2035 | NYISO_J-K_2_PJM_E | NYISO_J-K | PJM_E | Internal | Winter | B20 | 935 | 0.01 | 0 | 59.79 | 51.61 | 8 | 0.02
2035 | PJM_E_2_NYISO_G-I | PJM_E | NYISO_G-I | Internal | Shoulder | B11 | 25 | 500 | 0 | 75.12 | 59.07 | 6 | 0
2035 | PJM_E_2_NYISO_G-I | PJM_E | NYISO_G-I | Internal | Shoulder | B12 | 200 | 500 | 0 | 65.79 | 57.79 | 6 | 0
2035 | PJM_E_2_NYISO_G-I | PJM_E | NYISO_G-I | Internal | Shoulder | B13 | 600 | 500 | 0 | 54.54 | 50 | 6 | 0
2035 | PJM_E_2_NYISO_G-I | PJM_E | NYISO_G-I | Internal | Shoulder | B14 | 900 | 500 | 0 | 53.22 | 49.67 | 6 | 0
2035 | PJM_E_2_NYISO_G-I | PJM_E | NYISO_G-I | Internal | Shoulder | B15 | 1203 | 500 | 0 | 47.6 | 49.53 | 6 | 0
2035 | PJM_E_2_NYISO_G-I | PJM_E | NYISO_G-I | Internal | Summer | B1 | 10 | 500 | 131.97 | 131.49 | 137.49 | 6 | 0
2035 | PJM_E_2_NYISO_G-I | PJM_E | NYISO_G-I | Internal | Summer | B2 | 25 | 500 | 0 | 89.86 | 87.86 | 6 | 0
2035 | PJM_E_2_NYISO_G-I | PJM_E | NYISO_G-I | Internal | Summer | B3 | 75 | 500 | 0 | 81.83 | 73.56 | 6 | 0
2035 | PJM_E_2_NYISO_G-I | PJM_E | NYISO_G-I | Internal | Summer | B4 | 100 | 500 | 0 | 81.63 | 64.81 | 6 | 0
2035 | PJM_E_2_NYISO_G-I | PJM_E | NYISO_G-I | Internal | Summer | B5 | 200 | 500 | 0 | 77.1 | 62.41 | 6 | 0
2035 | PJM_E_2_NYISO_G-I | PJM_E | NYISO_G-I | Internal | Summer | B6 | 300 | 500 | 0 | 63.98 | 55.98 | 6 | 0
2035 | PJM_E_2_NYISO_G-I | PJM_E | NYISO_G-I | Internal | Summer | B7 | 400 | 500 | 0 | 51.3 | 51.81 | 6 | 0
2035 | PJM_E_2_NYISO_G-I | PJM_E | NYISO_G-I | Internal | Summer | B8 | 500 | 500 | 0 | 48.81 | 48.36 | 6 | 0
2035 | PJM_E_2_NYISO_G-I | PJM_E | NYISO_G-I | Internal | Summer | B9 | 800 | 500 | 0 | 47.16 | 46.09 | 6 | 0
2035 | PJM_E_2_NYISO_G-I | PJM_E | NYISO_G-I | Internal | Summer | B10 | 1262 | 500 | 0 | 44.93 | 46.07 | 6 | 0
2035 | PJM_E_2_NYISO_G-I | PJM_E | NYISO_G-I | Internal | Winter | B16 | 25 | 500 | 0 | 88.43 | 79.19 | 6 | 0
2035 | PJM_E_2_NYISO_G-I | PJM_E | NYISO_G-I | Internal | Winter | B17 | 100 | 500 | 0 | 69.76 | 61.76 | 6 | 0
2035 | PJM_E_2_NYISO_G-I | PJM_E | NYISO_G-I | Internal | Winter | B18 | 400 | 500 | 0 | 60.07 | 57.9 | 6 | 0
2035 | PJM_E_2_NYISO_G-I | PJM_E | NYISO_G-I | Internal | Winter | B19 | 700 | 500 | 0 | 56.47 | 57.61 | 6 | 0
2035 | PJM_E_2_NYISO_G-I | PJM_E | NYISO_G-I | Internal | Winter | B20 | 935 | 500 | 193.05 | 51.61 | 57.61 | 6 | 0
2035 | PJM_E_2_NYISO_J-K | PJM_E | NYISO_J-K | Internal | Shoulder | B11 | 25 | 330 | 0 | 75.12 | 66.67 | 6 | 0
2035 | PJM_E_2_NYISO_J-K | PJM_E | NYISO_J-K | Internal | Shoulder | B12 | 200 | 330 | 0 | 65.79 | 57.8 | 6 | 0
2035 | PJM_E_2_NYISO_J-K | PJM_E | NYISO_J-K | Internal | Shoulder | B13 | 600 | 330 | 0 | 54.54 | 50.01 | 6 | 0
2035 | PJM_E_2_NYISO_J-K | PJM_E | NYISO_J-K | Internal | Shoulder | B14 | 900 | 330 | 0 | 53.22 | 49.68 | 6 | 0
2035 | PJM_E_2_NYISO_J-K | PJM_E | NYISO_J-K | Internal | Shoulder | B15 | 1203 | 330 | 0 | 47.6 | 49.55 | 6 | 0
2035 | PJM_E_2_NYISO_J-K | PJM_E | NYISO_J-K | Internal | Summer | B1 | 10 | 330 | 328.4 | 131.49 | 137.5 | 6 | 0.01
2035 | PJM_E_2_NYISO_J-K | PJM_E | NYISO_J-K | Internal | Summer | B2 | 25 | 330 | 0 | 89.86 | 87.87 | 6 | 0
2035 | PJM_E_2_NYISO_J-K | PJM_E | NYISO_J-K | Internal | Summer | B3 | 75 | 330 | 0 | 81.83 | 73.57 | 6 | 0
2035 | PJM_E_2_NYISO_J-K | PJM_E | NYISO_J-K | Internal | Summer | B4 | 100 | 330 | 0 | 81.63 | 64.82 | 6 | 0
2035 | PJM_E_2_NYISO_J-K | PJM_E | NYISO_J-K | Internal | Summer | B5 | 200 | 330 | 0 | 77.1 | 62.43 | 6 | 0
2035 | PJM_E_2_NYISO_J-K | PJM_E | NYISO_J-K | Internal | Summer | B6 | 300 | 330 | 0 | 63.98 | 61.37 | 6 | 0
2035 | PJM_E_2_NYISO_J-K | PJM_E | NYISO_J-K | Internal | Summer | B7 | 400 | 330 | 330 | 51.3 | 61.37 | 6 | 4.07
2035 | PJM_E_2_NYISO_J-K | PJM_E | NYISO_J-K | Internal | Summer | B8 | 500 | 330 | 330 | 48.81 | 61.37 | 6 | 6.56
2035 | PJM_E_2_NYISO_J-K | PJM_E | NYISO_J-K | Internal | Summer | B9 | 800 | 330 | 0 | 47.16 | 46.1 | 6 | 0
2035 | PJM_E_2_NYISO_J-K | PJM_E | NYISO_J-K | Internal | Summer | B10 | 1262 | 330 | 0 | 44.93 | 46.08 | 6 | 0
2035 | PJM_E_2_NYISO_J-K | PJM_E | NYISO_J-K | Internal | Winter | B16 | 25 | 330 | 0 | 88.43 | 85.06 | 6 | 0
2035 | PJM_E_2_NYISO_J-K | PJM_E | NYISO_J-K | Internal | Winter | B17 | 100 | 330 | 0 | 69.76 | 72.84 | 6 | 0
2035 | PJM_E_2_NYISO_J-K | PJM_E | NYISO_J-K | Internal | Winter | B18 | 400 | 330 | 0 | 60.07 | 63.63 | 6 | 0
2035 | PJM_E_2_NYISO_J-K | PJM_E | NYISO_J-K | Internal | Winter | B19 | 700 | 330 | 330 | 56.47 | 63.63 | 6 | 1.16
2035 | PJM_E_2_NYISO_J-K | PJM_E | NYISO_J-K | Internal | Winter | B20 | 935 | 330 | 330 | 51.61 | 59.79 | 6 | 2.17
2035 | PJM_E_2_PJM_ROM | PJM_E | PJM_ROM | Internal | Shoulder | B11 | 25 | 8000 | 1761.8 | 75.12 | 75.13 | 0.01 | 0
2035 | PJM_E_2_PJM_ROM | PJM_E | PJM_ROM | Internal | Shoulder | B12 | 200 | 8000 | 631.87 | 65.79 | 65.8 | 0.01 | 0
2035 | PJM_E_2_PJM_ROM | PJM_E | PJM_ROM | Internal | Shoulder | B13 | 600 | 8000 | 413.92 | 54.54 | 54.55 | 0.01 | 0
2035 | PJM_E_2_PJM_ROM | PJM_E | PJM_ROM | Internal | Shoulder | B14 | 900 | 8000 | 400.99 | 53.22 | 53.24 | 0.01 | 0
2035 | PJM_E_2_PJM_ROM | PJM_E | PJM_ROM | Internal | Shoulder | B15 | 1203 | 8000 | 0 | 47.6 | 47.59 | 0.01 | 0
2035 | PJM_E_2_PJM_ROM | PJM_E | PJM_ROM | Internal | Summer | B1 | 10 | 8000 | 0.9 | 131.49 | 131.48 | 0.01 | 0
2035 | PJM_E_2_PJM_ROM | PJM_E | PJM_ROM | Internal | Summer | B2 | 25 | 8000 | 0.37 | 89.86 | 89.85 | 0.01 | 0
2035 | PJM_E_2_PJM_ROM | PJM_E | PJM_ROM | Internal | Summer | B3 | 75 | 8000 | 0.13 | 81.83 | 81.81 | 0.01 | 0
2035 | PJM_E_2_PJM_ROM | PJM_E | PJM_ROM | Internal | Summer | B4 | 100 | 8000 | 662.39 | 81.63 | 81.64 | 0.01 | 0
2035 | PJM_E_2_PJM_ROM | PJM_E | PJM_ROM | Internal | Summer | B5 | 200 | 8000 | 1772.81 | 77.1 | 77.11 | 0.01 | 0
2035 | PJM_E_2_PJM_ROM | PJM_E | PJM_ROM | Internal | Summer | B6 | 300 | 8000 | 0.03 | 63.98 | 63.97 | 0.01 | 0
2035 | PJM_E_2_PJM_ROM | PJM_E | PJM_ROM | Internal | Summer | B7 | 400 | 8000 | 0.03 | 51.3 | 51.28 | 0.01 | 0
2035 | PJM_E_2_PJM_ROM | PJM_E | PJM_ROM | Internal | Summer | B8 | 500 | 8000 | 0.02 | 48.81 | 48.8 | 0.01 | 0
2035 | PJM_E_2_PJM_ROM | PJM_E | PJM_ROM | Internal | Summer | B9 | 800 | 8000 | 0.01 | 47.16 | 47.15 | 0.01 | 0
2035 | PJM_E_2_PJM_ROM | PJM_E | PJM_ROM | Internal | Summer | B10 | 1262 | 8000 | 0 | 44.93 | 44.92 | 0.01 | 0
2035 | PJM_E_2_PJM_ROM | PJM_E | PJM_ROM | Internal | Winter | B16 | 25 | 8000 | 543.33 | 88.43 | 88.44 | 0.01 | 0
2035 | PJM_E_2_PJM_ROM | PJM_E | PJM_ROM | Internal | Winter | B17 | 100 | 8000 | 0.1 | 69.76 | 69.75 | 0.01 | 0
2035 | PJM_E_2_PJM_ROM | PJM_E | PJM_ROM | Internal | Winter | B18 | 400 | 8000 | 0.02 | 60.07 | 60.06 | 0.01 | 0
2035 | PJM_E_2_PJM_ROM | PJM_E | PJM_ROM | Internal | Winter | B19 | 700 | 8000 | 0.01 | 56.47 | 56.46 | 0.01 | 0
2035 | PJM_E_2_PJM_ROM | PJM_E | PJM_ROM | Internal | Winter | B20 | 935 | 8000 | 0.01 | 51.61 | 51.6 | 0.01 | 0
2035 | PJM_ROR_2_MISO_IN | PJM_ROR | MISO_IN | Internal | Shoulder | B11 | 25 | 909 | 908.33 | 75.14 | 77.15 | 2 | 0.01
2035 | PJM_ROR_2_MISO_IN | PJM_ROR | MISO_IN | Internal | Shoulder | B12 | 200 | 909 | 0 | 65.81 | 63.81 | 2 | 0
2035 | PJM_ROR_2_MISO_IN | PJM_ROR | MISO_IN | Internal | Shoulder | B13 | 600 | 909 | 0 | 54.54 | 53.93 | 2 | 0
2035 | PJM_ROR_2_MISO_IN | PJM_ROR | MISO_IN | Internal | Shoulder | B14 | 900 | 909 | 0 | 53.22 | 53.69 | 2 | 0
2035 | PJM_ROR_2_MISO_IN | PJM_ROR | MISO_IN | Internal | Shoulder | B15 | 1203 | 909 | 0 | 47.58 | 46.63 | 2 | 0
2035 | PJM_ROR_2_MISO_IN | PJM_ROR | MISO_IN | Internal | Summer | B1 | 10 | 909 | 0 | 131.47 | 129.46 | 2 | 0
2035 | PJM_ROR_2_MISO_IN | PJM_ROR | MISO_IN | Internal | Summer | B2 | 25 | 909 | 0 | 89.83 | 87.82 | 2 | 0
2035 | PJM_ROR_2_MISO_IN | PJM_ROR | MISO_IN | Internal | Summer | B3 | 75 | 909 | 0.24 | 81.8 | 83.79 | 2 | 0
2035 | PJM_ROR_2_MISO_IN | PJM_ROR | MISO_IN | Internal | Summer | B4 | 100 | 909 | 0 | 81.65 | 80.93 | 2 | 0
2035 | PJM_ROR_2_MISO_IN | PJM_ROR | MISO_IN | Internal | Summer | B5 | 200 | 909 | 777.14 | 77.12 | 79.12 | 2 | 0
2035 | PJM_ROR_2_MISO_IN | PJM_ROR | MISO_IN | Internal | Summer | B6 | 300 | 909 | 0 | 63.95 | 63.01 | 2 | 0
2035 | PJM_ROR_2_MISO_IN | PJM_ROR | MISO_IN | Internal | Summer | B7 | 400 | 909 | 0 | 51.27 | 52.04 | 2 | 0
2035 | PJM_ROR_2_MISO_IN | PJM_ROR | MISO_IN | Internal | Summer | B8 | 500 | 909 | 0 | 48.79 | 48.81 | 2 | 0
2035 | PJM_ROR_2_MISO_IN | PJM_ROR | MISO_IN | Internal | Summer | B9 | 800 | 909 | 0 | 47.14 | 45.16 | 2 | 0
2035 | PJM_ROR_2_MISO_IN | PJM_ROR | MISO_IN | Internal | Summer | B10 | 1262 | 909 | 0 | 44.9 | 45.16 | 2 | 0
2035 | PJM_ROR_2_MISO_IN | PJM_ROR | MISO_IN | Internal | Winter | B16 | 25 | 909 | 0 | 88.45 | 86.46 | 2 | 0
2035 | PJM_ROR_2_MISO_IN | PJM_ROR | MISO_IN | Internal | Winter | B17 | 100 | 909 | 0 | 69.74 | 67.44 | 2 | 0
2035 | PJM_ROR_2_MISO_IN | PJM_ROR | MISO_IN | Internal | Winter | B18 | 400 | 909 | 0 | 59.89 | 57.87 | 2 | 0
2035 | PJM_ROR_2_MISO_IN | PJM_ROR | MISO_IN | Internal | Winter | B19 | 700 | 909 | 0 | 56.45 | 54.44 | 2 | 0
2035 | PJM_ROR_2_MISO_IN | PJM_ROR | MISO_IN | Internal | Winter | B20 | 935 | 909 | 0 | 51.03 | 49.04 | 2 | 0
2035 | PJM_ROR_2_MISO_MI | PJM_ROR | MISO_MI | Internal | Shoulder | B11 | 25 | 1305 | 1024.36 | 75.14 | 77.14 | 2 | 0
2035 | PJM_ROR_2_MISO_MI | PJM_ROR | MISO_MI | Internal | Shoulder | B12 | 200 | 1305 | 0 | 65.81 | 63.82 | 2 | 0
2035 | PJM_ROR_2_MISO_MI | PJM_ROR | MISO_MI | Internal | Shoulder | B13 | 600 | 1305 | 0 | 54.54 | 53.95 | 2 | 0
2035 | PJM_ROR_2_MISO_MI | PJM_ROR | MISO_MI | Internal | Shoulder | B14 | 900 | 1305 | 0 | 53.22 | 53.7 | 2 | 0
2035 | PJM_ROR_2_MISO_MI | PJM_ROR | MISO_MI | Internal | Shoulder | B15 | 1203 | 1305 | 0 | 47.58 | 46.64 | 2 | 0
2035 | PJM_ROR_2_MISO_MI | PJM_ROR | MISO_MI | Internal | Summer | B1 | 10 | 1305 | 0 | 131.47 | 129.47 | 2 | 0
2035 | PJM_ROR_2_MISO_MI | PJM_ROR | MISO_MI | Internal | Summer | B2 | 25 | 1305 | 0 | 89.83 | 87.83 | 2 | 0
2035 | PJM_ROR_2_MISO_MI | PJM_ROR | MISO_MI | Internal | Summer | B3 | 75 | 1305 | 435.64 | 81.8 | 83.8 | 2 | 0
2035 | PJM_ROR_2_MISO_MI | PJM_ROR | MISO_MI | Internal | Summer | B4 | 100 | 1305 | 0 | 81.65 | 80.92 | 2 | 0
2035 | PJM_ROR_2_MISO_MI | PJM_ROR | MISO_MI | Internal | Summer | B5 | 200 | 1305 | 939.61 | 77.12 | 79.12 | 2 | 0
2035 | PJM_ROR_2_MISO_MI | PJM_ROR | MISO_MI | Internal | Summer | B6 | 300 | 1305 | 0 | 63.95 | 63.02 | 2 | 0
2035 | PJM_ROR_2_MISO_MI | PJM_ROR | MISO_MI | Internal | Summer | B7 | 400 | 1305 | 0 | 51.27 | 52.05 | 2 | 0
2035 | PJM_ROR_2_MISO_MI | PJM_ROR | MISO_MI | Internal | Summer | B8 | 500 | 1305 | 0 | 48.79 | 49.36 | 2 | 0
2035 | PJM_ROR_2_MISO_MI | PJM_ROR | MISO_MI | Internal | Summer | B9 | 800 | 1305 | 25.81 | 47.14 | 49.14 | 2 | 0
2035 | PJM_ROR_2_MISO_MI | PJM_ROR | MISO_MI | Internal | Summer | B10 | 1262 | 1305 | 0 | 44.9 | 45.17 | 2 | 0
2035 | PJM_ROR_2_MISO_MI | PJM_ROR | MISO_MI | Internal | Winter | B16 | 25 | 1305 | 0 | 88.45 | 86.47 | 2 | 0
2035 | PJM_ROR_2_MISO_MI | PJM_ROR | MISO_MI | Internal | Winter | B17 | 100 | 1305 | 0 | 69.74 | 67.45 | 2 | 0
2035 | PJM_ROR_2_MISO_MI | PJM_ROR | MISO_MI | Internal | Winter | B18 | 400 | 1305 | 0 | 59.89 | 57.89 | 2 | 0
2035 | PJM_ROR_2_MISO_MI | PJM_ROR | MISO_MI | Internal | Winter | B19 | 700 | 1305 | 0 | 56.45 | 54.45 | 2 | 0
2035 | PJM_ROR_2_MISO_MI | PJM_ROR | MISO_MI | Internal | Winter | B20 | 935 | 1305 | 0 | 51.03 | 49.06 | 2 | 0
2035 | PJM_ROR_2_MISO_MO-IL | PJM_ROR | MISO_MO-IL | Internal | Shoulder | B11 | 25 | 1111 | 1110.66 | 75.14 | 77.16 | 2 | 0.02
2035 | PJM_ROR_2_MISO_MO-IL | PJM_ROR | MISO_MO-IL | Internal | Shoulder | B12 | 200 | 1111 | 0 | 65.81 | 63.82 | 2 | 0
2035 | PJM_ROR_2_MISO_MO-IL | PJM_ROR | MISO_MO-IL | Internal | Shoulder | B13 | 600 | 1111 | 0 | 54.54 | 53.95 | 2 | 0
2035 | PJM_ROR_2_MISO_MO-IL | PJM_ROR | MISO_MO-IL | Internal | Shoulder | B14 | 900 | 1111 | 0 | 53.22 | 53.7 | 2 | 0
2035 | PJM_ROR_2_MISO_MO-IL | PJM_ROR | MISO_MO-IL | Internal | Shoulder | B15 | 1203 | 1111 | 0 | 47.58 | 46.62 | 2 | 0
2035 | PJM_ROR_2_MISO_MO-IL | PJM_ROR | MISO_MO-IL | Internal | Summer | B1 | 10 | 1111 | 0 | 131.47 | 129.47 | 2 | 0
2035 | PJM_ROR_2_MISO_MO-IL | PJM_ROR | MISO_MO-IL | Internal | Summer | B2 | 25 | 1111 | 0 | 89.83 | 87.83 | 2 | 0
2035 | PJM_ROR_2_MISO_MO-IL | PJM_ROR | MISO_MO-IL | Internal | Summer | B3 | 75 | 1111 | 365.75 | 81.8 | 83.8 | 2 | 0
2035 | PJM_ROR_2_MISO_MO-IL | PJM_ROR | MISO_MO-IL | Internal | Summer | B4 | 100 | 1111 | 0 | 81.65 | 80.94 | 2 | 0
2035 | PJM_ROR_2_MISO_MO-IL | PJM_ROR | MISO_MO-IL | Internal | Summer | B5 | 200 | 1111 | 1110.91 | 77.12 | 79.14 | 2 | 0.01
2035 | PJM_ROR_2_MISO_MO-IL | PJM_ROR | MISO_MO-IL | Internal | Summer | B6 | 300 | 1111 | 0 | 63.95 | 63.02 | 2 | 0
2035 | PJM_ROR_2_MISO_MO-IL | PJM_ROR | MISO_MO-IL | Internal | Summer | B7 | 400 | 1111 | 0 | 51.27 | 52.05 | 2 | 0
2035 | PJM_ROR_2_MISO_MO-IL | PJM_ROR | MISO_MO-IL | Internal | Summer | B8 | 500 | 1111 | 0 | 48.79 | 48.82 | 2 | 0
2035 | PJM_ROR_2_MISO_MO-IL | PJM_ROR | MISO_MO-IL | Internal | Summer | B9 | 800 | 1111 | 0 | 47.14 | 45.17 | 2 | 0
2035 | PJM_ROR_2_MISO_MO-IL | PJM_ROR | MISO_MO-IL | Internal | Summer | B10 | 1262 | 1111 | 0 | 44.9 | 44.36 | 2 | 0
2035 | PJM_ROR_2_MISO_MO-IL | PJM_ROR | MISO_MO-IL | Internal | Winter | B16 | 25 | 1111 | 0 | 88.45 | 86.45 | 2 | 0
2035 | PJM_ROR_2_MISO_MO-IL | PJM_ROR | MISO_MO-IL | Internal | Winter | B17 | 100 | 1111 | 0 | 69.74 | 67.42 | 2 | 0
2035 | PJM_ROR_2_MISO_MO-IL | PJM_ROR | MISO_MO-IL | Internal | Winter | B18 | 400 | 1111 | 0 | 59.89 | 57.89 | 2 | 0
2035 | PJM_ROR_2_MISO_MO-IL | PJM_ROR | MISO_MO-IL | Internal | Winter | B19 | 700 | 1111 | 0 | 56.45 | 54.45 | 2 | 0
2035 | PJM_ROR_2_MISO_MO-IL | PJM_ROR | MISO_MO-IL | Internal | Winter | B20 | 935 | 1111 | 0 | 51.03 | 49.03 | 2 | 0
2035 | PJM_ROR_2_MISO_W | PJM_ROR | MISO_W | Internal | Shoulder | B11 | 25 | 709 | 708.99 | 75.14 | 78.16 | 2 | 1.02
2035 | PJM_ROR_2_MISO_W | PJM_ROR | MISO_W | Internal | Shoulder | B12 | 200 | 709 | 0 | 65.81 | 63.82 | 2 | 0
2035 | PJM_ROR_2_MISO_W | PJM_ROR | MISO_W | Internal | Shoulder | B13 | 600 | 709 | 0 | 54.54 | 53.96 | 2 | 0
2035 | PJM_ROR_2_MISO_W | PJM_ROR | MISO_W | Internal | Shoulder | B14 | 900 | 709 | 0 | 53.22 | 53.71 | 2 | 0
2035 | PJM_ROR_2_MISO_W | PJM_ROR | MISO_W | Internal | Shoulder | B15 | 1203 | 709 | 44.59 | 47.58 | 49.58 | 2 | 0
2035 | PJM_ROR_2_MISO_W | PJM_ROR | MISO_W | Internal | Summer | B1 | 10 | 709 | 0 | 131.47 | 129.46 | 2 | 0
2035 | PJM_ROR_2_MISO_W | PJM_ROR | MISO_W | Internal | Summer | B2 | 25 | 709 | 0 | 89.83 | 87.85 | 2 | 0
2035 | PJM_ROR_2_MISO_W | PJM_ROR | MISO_W | Internal | Summer | B3 | 75 | 709 | 709 | 81.8 | 85.8 | 2 | 2
2035 | PJM_ROR_2_MISO_W | PJM_ROR | MISO_W | Internal | Summer | B4 | 100 | 709 | 709 | 81.65 | 84.55 | 2 | 0.9
2035 | PJM_ROR_2_MISO_W | PJM_ROR | MISO_W | Internal | Summer | B5 | 200 | 709 | 709 | 77.12 | 80.14 | 2 | 1.01
2035 | PJM_ROR_2_MISO_W | PJM_ROR | MISO_W | Internal | Summer | B6 | 300 | 709 | 471.68 | 63.95 | 65.95 | 2 | 0
2035 | PJM_ROR_2_MISO_W | PJM_ROR | MISO_W | Internal | Summer | B7 | 400 | 709 | 0 | 51.27 | 52.06 | 2 | 0
2035 | PJM_ROR_2_MISO_W | PJM_ROR | MISO_W | Internal | Summer | B8 | 500 | 709 | 0 | 48.79 | 48.83 | 2 | 0
2035 | PJM_ROR_2_MISO_W | PJM_ROR | MISO_W | Internal | Summer | B9 | 800 | 709 | 0 | 47.14 | 48.8 | 2 | 0
2035 | PJM_ROR_2_MISO_W | PJM_ROR | MISO_W | Internal | Summer | B10 | 1262 | 709 | 0 | 44.9 | 44.37 | 2 | 0
2035 | PJM_ROR_2_MISO_W | PJM_ROR | MISO_W | Internal | Winter | B16 | 25 | 709 | 0 | 88.45 | 86.44 | 2 | 0
2035 | PJM_ROR_2_MISO_W | PJM_ROR | MISO_W | Internal | Winter | B17 | 100 | 709 | 0 | 69.74 | 67.41 | 2 | 0
2035 | PJM_ROR_2_MISO_W | PJM_ROR | MISO_W | Internal | Winter | B18 | 400 | 709 | 0 | 59.89 | 57.9 | 2 | 0
2035 | PJM_ROR_2_MISO_W | PJM_ROR | MISO_W | Internal | Winter | B19 | 700 | 709 | 0 | 56.45 | 57.36 | 2 | 0
2035 | PJM_ROR_2_MISO_W | PJM_ROR | MISO_W | Internal | Winter | B20 | 935 | 709 | 0 | 51.03 | 49.04 | 2 | 0
2035 | PJM_ROR_2_MISO_WUMS | PJM_ROR | MISO_WUMS | Internal | Shoulder | B11 | 25 | 1467 | 614.52 | 75.14 | 77.14 | 2 | 0
2035 | PJM_ROR_2_MISO_WUMS | PJM_ROR | MISO_WUMS | Internal | Shoulder | B12 | 200 | 1467 | 0 | 65.81 | 63.81 | 2 | 0
2035 | PJM_ROR_2_MISO_WUMS | PJM_ROR | MISO_WUMS | Internal | Shoulder | B13 | 600 | 1467 | 0 | 54.54 | 53.95 | 2 | 0
2035 | PJM_ROR_2_MISO_WUMS | PJM_ROR | MISO_WUMS | Internal | Shoulder | B14 | 900 | 1467 | 0 | 53.22 | 51.22 | 2 | 0
2035 | PJM_ROR_2_MISO_WUMS | PJM_ROR | MISO_WUMS | Internal | Shoulder | B15 | 1203 | 1467 | 0 | 47.58 | 47.5 | 2 | 0
2035 | PJM_ROR_2_MISO_WUMS | PJM_ROR | MISO_WUMS | Internal | Summer | B1 | 10 | 1467 | 0 | 131.47 | 79.65 | 2 | 0
2035 | PJM_ROR_2_MISO_WUMS | PJM_ROR | MISO_WUMS | Internal | Summer | B2 | 25 | 1467 | 0 | 89.83 | 79.65 | 2 | 0
2035 | PJM_ROR_2_MISO_WUMS | PJM_ROR | MISO_WUMS | Internal | Summer | B3 | 75 | 1467 | 0 | 81.8 | 79.65 | 2 | 0
2035 | PJM_ROR_2_MISO_WUMS | PJM_ROR | MISO_WUMS | Internal | Summer | B4 | 100 | 1467 | 0 | 81.65 | 79.65 | 2 | 0
2035 | PJM_ROR_2_MISO_WUMS | PJM_ROR | MISO_WUMS | Internal | Summer | B5 | 200 | 1467 | 533.65 | 77.12 | 79.12 | 2 | 0
2035 | PJM_ROR_2_MISO_WUMS | PJM_ROR | MISO_WUMS | Internal | Summer | B6 | 300 | 1467 | 0 | 63.95 | 63.01 | 2 | 0
2035 | PJM_ROR_2_MISO_WUMS | PJM_ROR | MISO_WUMS | Internal | Summer | B7 | 400 | 1467 | 0 | 51.27 | 49.27 | 2 | 0
2035 | PJM_ROR_2_MISO_WUMS | PJM_ROR | MISO_WUMS | Internal | Summer | B8 | 500 | 1467 | 0 | 48.79 | 48.82 | 2 | 0
2035 | PJM_ROR_2_MISO_WUMS | PJM_ROR | MISO_WUMS | Internal | Summer | B9 | 800 | 1467 | 0 | 47.14 | 48.79 | 2 | 0
2035 | PJM_ROR_2_MISO_WUMS | PJM_ROR | MISO_WUMS | Internal | Summer | B10 | 1262 | 1467 | 0 | 44.9 | 44.93 | 2 | 0
2035 | PJM_ROR_2_MISO_WUMS | PJM_ROR | MISO_WUMS | Internal | Winter | B16 | 25 | 1467 | 0 | 88.45 | 86.45 | 2 | 0
2035 | PJM_ROR_2_MISO_WUMS | PJM_ROR | MISO_WUMS | Internal | Winter | B17 | 100 | 1467 | 0 | 69.74 | 67.42 | 2 | 0
2035 | PJM_ROR_2_MISO_WUMS | PJM_ROR | MISO_WUMS | Internal | Winter | B18 | 400 | 1467 | 0 | 59.89 | 57.89 | 2 | 0
2035 | PJM_ROR_2_MISO_WUMS | PJM_ROR | MISO_WUMS | Internal | Winter | B19 | 700 | 1467 | 0 | 56.45 | 54.75 | 2 | 0
2035 | PJM_ROR_2_MISO_WUMS | PJM_ROR | MISO_WUMS | Internal | Winter | B20 | 935 | 1467 | 0 | 51.03 | 49.46 | 2 | 0
2035 | PJM_ROR_2_PJM_ROM | PJM_ROR | PJM_ROM | Internal | Shoulder | B11 | 25 | 8000 | 0.38 | 75.14 | 75.13 | 0.01 | 0
2035 | PJM_ROR_2_PJM_ROM | PJM_ROR | PJM_ROM | Internal | Shoulder | B12 | 200 | 8000 | 0.06 | 65.81 | 65.8 | 0.01 | 0
2035 | PJM_ROR_2_PJM_ROM | PJM_ROR | PJM_ROM | Internal | Shoulder | B13 | 600 | 8000 | 1.06 | 54.54 | 54.55 | 0.01 | 0
2035 | PJM_ROR_2_PJM_ROM | PJM_ROR | PJM_ROM | Internal | Shoulder | B14 | 900 | 8000 | 703.68 | 53.22 | 53.24 | 0.01 | 0
2035 | PJM_ROR_2_PJM_ROM | PJM_ROR | PJM_ROM | Internal | Shoulder | B15 | 1203 | 8000 | 3635.23 | 47.58 | 47.59 | 0.01 | 0
2035 | PJM_ROR_2_PJM_ROM | PJM_ROR | PJM_ROM | Internal | Summer | B1 | 10 | 8000 | 7951.22 | 131.47 | 131.48 | 0.01 | 0
2035 | PJM_ROR_2_PJM_ROM | PJM_ROR | PJM_ROM | Internal | Summer | B2 | 25 | 8000 | 7751.48 | 89.83 | 89.85 | 0.01 | 0
2035 | PJM_ROR_2_PJM_ROM | PJM_ROR | PJM_ROM | Internal | Summer | B3 | 75 | 8000 | 400.03 | 81.8 | 81.81 | 0.01 | 0
2035 | PJM_ROR_2_PJM_ROM | PJM_ROR | PJM_ROM | Internal | Summer | B4 | 100 | 8000 | 0.1 | 81.65 | 81.64 | 0.01 | 0
2035 | PJM_ROR_2_PJM_ROM | PJM_ROR | PJM_ROM | Internal | Summer | B5 | 200 | 8000 | 0.05 | 77.12 | 77.11 | 0.01 | 0
2035 | PJM_ROR_2_PJM_ROM | PJM_ROR | PJM_ROM | Internal | Summer | B6 | 300 | 8000 | 3298.06 | 63.95 | 63.97 | 0.01 | 0
2035 | PJM_ROR_2_PJM_ROM | PJM_ROR | PJM_ROM | Internal | Summer | B7 | 400 | 8000 | 4013.32 | 51.27 | 51.28 | 0.01 | 0
2035 | PJM_ROR_2_PJM_ROM | PJM_ROR | PJM_ROM | Internal | Summer | B8 | 500 | 8000 | 6168.33 | 48.79 | 48.8 | 0.01 | 0
2035 | PJM_ROR_2_PJM_ROM | PJM_ROR | PJM_ROM | Internal | Summer | B9 | 800 | 8000 | 6644.86 | 47.14 | 47.15 | 0.01 | 0
2035 | PJM_ROR_2_PJM_ROM | PJM_ROR | PJM_ROM | Internal | Summer | B10 | 1262 | 8000 | 4378.75 | 44.9 | 44.92 | 0.01 | 0
2035 | PJM_ROR_2_PJM_ROM | PJM_ROR | PJM_ROM | Internal | Winter | B16 | 25 | 8000 | 0.4 | 88.45 | 88.44 | 0.01 | 0
2035 | PJM_ROR_2_PJM_ROM | PJM_ROR | PJM_ROM | Internal | Winter | B17 | 100 | 8000 | 6257.51 | 69.74 | 69.75 | 0.01 | 0
2035 | PJM_ROR_2_PJM_ROM | PJM_ROR | PJM_ROM | Internal | Winter | B18 | 400 | 8000 | 8000 | 59.89 | 60.06 | 0.01 | 0.16
2035 | PJM_ROR_2_PJM_ROM | PJM_ROR | PJM_ROM | Internal | Winter | B19 | 700 | 8000 | 7160.65 | 56.45 | 56.46 | 0.01 | 0
2035 | PJM_ROR_2_PJM_ROM | PJM_ROR | PJM_ROM | Internal | Winter | B20 | 935 | 8000 | 8000 | 51.03 | 51.6 | 0.01 | 0.56
2035 | PJM_ROR_2_TVA_Transmission | PJM_ROR | TVA_Transmission | Internal | Shoulder | B11 | 25 | 2500 | 0.01 | 75.14 | 80.27 | 6 | 0
2035 | PJM_ROR_2_TVA_Transmission | PJM_ROR | TVA_Transmission | Internal | Shoulder | B12 | 200 | 2500 | 0 | 65.81 | 63.35 | 6 | 0
2035 | PJM_ROR_2_TVA_Transmission | PJM_ROR | TVA_Transmission | Internal | Shoulder | B13 | 600 | 2500 | 0 | 54.54 | 56.96 | 6 | 0
2035 | PJM_ROR_2_TVA_Transmission | PJM_ROR | TVA_Transmission | Internal | Shoulder | B14 | 900 | 2500 | 0 | 53.22 | 56.13 | 6 | 0
2035 | PJM_ROR_2_TVA_Transmission | PJM_ROR | TVA_Transmission | Internal | Shoulder | B15 | 1203 | 2500 | 553.51 | 47.58 | 53.58 | 6 | 0
2035 | PJM_ROR_2_TVA_Transmission | PJM_ROR | TVA_Transmission | Internal | Summer | B1 | 10 | 2500 | 0 | 131.47 | 128.82 | 6 | 0
2035 | PJM_ROR_2_TVA_Transmission | PJM_ROR | TVA_Transmission | Internal | Summer | B2 | 25 | 2500 | 365.56 | 89.83 | 95.83 | 6 | 0
2035 | PJM_ROR_2_TVA_Transmission | PJM_ROR | TVA_Transmission | Internal | Summer | B3 | 75 | 2500 | 706.66 | 81.8 | 87.8 | 6 | 0
2035 | PJM_ROR_2_TVA_Transmission | PJM_ROR | TVA_Transmission | Internal | Summer | B4 | 100 | 2500 | 0 | 81.65 | 87.18 | 6 | 0
2035 | PJM_ROR_2_TVA_Transmission | PJM_ROR | TVA_Transmission | Internal | Summer | B5 | 200 | 2500 | 0 | 77.12 | 82.71 | 6 | 0
2035 | PJM_ROR_2_TVA_Transmission | PJM_ROR | TVA_Transmission | Internal | Summer | B6 | 300 | 2500 | 0 | 63.95 | 68.83 | 6 | 0
2035 | PJM_ROR_2_TVA_Transmission | PJM_ROR | TVA_Transmission | Internal | Summer | B7 | 400 | 2500 | 0 | 51.27 | 55.93 | 6 | 0
2035 | PJM_ROR_2_TVA_Transmission | PJM_ROR | TVA_Transmission | Internal | Summer | B8 | 500 | 2500 | 0 | 48.79 | 54.07 | 6 | 0
2035 | PJM_ROR_2_TVA_Transmission | PJM_ROR | TVA_Transmission | Internal | Summer | B9 | 800 | 2500 | 0 | 47.14 | 50.66 | 6 | 0
2035 | PJM_ROR_2_TVA_Transmission | PJM_ROR | TVA_Transmission | Internal | Summer | B10 | 1262 | 2500 | 0 | 44.9 | 48.2 | 6 | 0
2035 | PJM_ROR_2_TVA_Transmission | PJM_ROR | TVA_Transmission | Internal | Winter | B16 | 25 | 2500 | 0 | 88.45 | 86.98 | 6 | 0
2035 | PJM_ROR_2_TVA_Transmission | PJM_ROR | TVA_Transmission | Internal | Winter | B17 | 100 | 2500 | 0 | 69.74 | 67.16 | 6 | 0
2035 | PJM_ROR_2_TVA_Transmission | PJM_ROR | TVA_Transmission | Internal | Winter | B18 | 400 | 2500 | 0 | 59.89 | 59.98 | 6 | 0
2035 | PJM_ROR_2_TVA_Transmission | PJM_ROR | TVA_Transmission | Internal | Winter | B19 | 700 | 2500 | 0 | 56.45 | 55.78 | 6 | 0
2035 | PJM_ROR_2_TVA_Transmission | PJM_ROR | TVA_Transmission | Internal | Winter | B20 | 935 | 2500 | 0 | 51.03 | 53.32 | 6 | 0
2035 | PJM_ROR_2_VACAR | PJM_ROR | VACAR | Internal | Shoulder | B11 | 25 | 3000 | 1972.3 | 75.14 | 81.14 | 6 | 0
2035 | PJM_ROR_2_VACAR | PJM_ROR | VACAR | Internal | Shoulder | B12 | 200 | 3000 | 0 | 65.81 | 65.81 | 6 | 0
2035 | PJM_ROR_2_VACAR | PJM_ROR | VACAR | Internal | Shoulder | B13 | 600 | 3000 | 0 | 54.54 | 54.38 | 6 | 0
2035 | PJM_ROR_2_VACAR | PJM_ROR | VACAR | Internal | Shoulder | B14 | 900 | 3000 | 0 | 53.22 | 53.49 | 6 | 0
2035 | PJM_ROR_2_VACAR | PJM_ROR | VACAR | Internal | Shoulder | B15 | 1203 | 3000 | 0 | 47.58 | 53.49 | 6 | 0
2035 | PJM_ROR_2_VACAR | PJM_ROR | VACAR | Internal | Summer | B1 | 10 | 3000 | 894.17 | 131.47 | 137.47 | 6 | 0
2035 | PJM_ROR_2_VACAR | PJM_ROR | VACAR | Internal | Summer | B2 | 25 | 3000 | 361.91 | 89.83 | 95.83 | 6 | 0
2035 | PJM_ROR_2_VACAR | PJM_ROR | VACAR | Internal | Summer | B3 | 75 | 3000 | 3000 | 81.8 | 92.52 | 6 | 4.72
2035 | PJM_ROR_2_VACAR | PJM_ROR | VACAR | Internal | Summer | B4 | 100 | 3000 | 3000 | 81.65 | 90.38 | 6 | 2.73
2035 | PJM_ROR_2_VACAR | PJM_ROR | VACAR | Internal | Summer | B5 | 200 | 3000 | 3000 | 77.12 | 83.9 | 6 | 0.77
2035 | PJM_ROR_2_VACAR | PJM_ROR | VACAR | Internal | Summer | B6 | 300 | 3000 | 2239.93 | 63.95 | 69.95 | 6 | 0
2035 | PJM_ROR_2_VACAR | PJM_ROR | VACAR | Internal | Summer | B7 | 400 | 3000 | 979.18 | 51.27 | 57.27 | 6 | 0
2035 | PJM_ROR_2_VACAR | PJM_ROR | VACAR | Internal | Summer | B8 | 500 | 3000 | 0 | 48.79 | 51.32 | 6 | 0
2035 | PJM_ROR_2_VACAR | PJM_ROR | VACAR | Internal | Summer | B9 | 800 | 3000 | 0 | 47.14 | 51.32 | 6 | 0
2035 | PJM_ROR_2_VACAR | PJM_ROR | VACAR | Internal | Summer | B10 | 1262 | 3000 | 3000 | 44.9 | 51.32 | 6 | 0.41
2035 | PJM_ROR_2_VACAR | PJM_ROR | VACAR | Internal | Winter | B16 | 25 | 3000 | 3000 | 88.45 | 96.98 | 6 | 2.54
2035 | PJM_ROR_2_VACAR | PJM_ROR | VACAR | Internal | Winter | B17 | 100 | 3000 | 98.68 | 69.74 | 75.74 | 6 | 0
2035 | PJM_ROR_2_VACAR | PJM_ROR | VACAR | Internal | Winter | B18 | 400 | 3000 | 0 | 59.89 | 58.42 | 6 | 0
2035 | PJM_ROR_2_VACAR | PJM_ROR | VACAR | Internal | Winter | B19 | 700 | 3000 | 0 | 56.45 | 58.37 | 6 | 0
2035 | PJM_ROR_2_VACAR | PJM_ROR | VACAR | Internal | Winter | B20 | 935 | 3000 | 3000 | 51.03 | 58.37 | 6 | 1.34
2035 | PJM_ROM_2_NYISO_A-F | PJM_ROM | NYISO_A-F | Internal | Shoulder | B11 | 25 | 2000 | 0 | 75.13 | 59.06 | 6 | 0
2035 | PJM_ROM_2_NYISO_A-F | PJM_ROM | NYISO_A-F | Internal | Shoulder | B12 | 200 | 2000 | 0 | 65.8 | 57.78 | 6 | 0
2035 | PJM_ROM_2_NYISO_A-F | PJM_ROM | NYISO_A-F | Internal | Shoulder | B13 | 600 | 2000 | 0 | 54.55 | 49.99 | 6 | 0
2035 | PJM_ROM_2_NYISO_A-F | PJM_ROM | NYISO_A-F | Internal | Shoulder | B14 | 900 | 2000 | 0 | 53.24 | 49.65 | 6 | 0
2035 | PJM_ROM_2_NYISO_A-F | PJM_ROM | NYISO_A-F | Internal | Shoulder | B15 | 1203 | 2000 | 0 | 47.59 | 49.55 | 6 | 0
2035 | PJM_ROM_2_NYISO_A-F | PJM_ROM | NYISO_A-F | Internal | Summer | B1 | 10 | 2000 | 193.67 | 131.48 | 137.48 | 6 | 0
2035 | PJM_ROM_2_NYISO_A-F | PJM_ROM | NYISO_A-F | Internal | Summer | B2 | 25 | 2000 | 0 | 89.85 | 87.85 | 6 | 0
2035 | PJM_ROM_2_NYISO_A-F | PJM_ROM | NYISO_A-F | Internal | Summer | B3 | 75 | 2000 | 0 | 81.81 | 73.55 | 6 | 0
2035 | PJM_ROM_2_NYISO_A-F | PJM_ROM | NYISO_A-F | Internal | Summer | B4 | 100 | 2000 | 0 | 81.64 | 64.8 | 6 | 0
2035 | PJM_ROM_2_NYISO_A-F | PJM_ROM | NYISO_A-F | Internal | Summer | B5 | 200 | 2000 | 0 | 77.11 | 62.4 | 6 | 0
2035 | PJM_ROM_2_NYISO_A-F | PJM_ROM | NYISO_A-F | Internal | Summer | B6 | 300 | 2000 | 0 | 63.97 | 55.97 | 6 | 0
2035 | PJM_ROM_2_NYISO_A-F | PJM_ROM | NYISO_A-F | Internal | Summer | B7 | 400 | 2000 | 0 | 51.28 | 51.8 | 6 | 0
2035 | PJM_ROM_2_NYISO_A-F | PJM_ROM | NYISO_A-F | Internal | Summer | B8 | 500 | 2000 | 0 | 48.8 | 48.35 | 6 | 0
2035 | PJM_ROM_2_NYISO_A-F | PJM_ROM | NYISO_A-F | Internal | Summer | B9 | 800 | 2000 | 0 | 47.15 | 46.08 | 6 | 0
2035 | PJM_ROM_2_NYISO_A-F | PJM_ROM | NYISO_A-F | Internal | Summer | B10 | 1262 | 2000 | 0 | 44.92 | 46.08 | 6 | 0
2035 | PJM_ROM_2_NYISO_A-F | PJM_ROM | NYISO_A-F | Internal | Winter | B16 | 25 | 2000 | 0 | 88.44 | 79.18 | 6 | 0
2035 | PJM_ROM_2_NYISO_A-F | PJM_ROM | NYISO_A-F | Internal | Winter | B17 | 100 | 2000 | 0 | 69.75 | 61.75 | 6 | 0
2035 | PJM_ROM_2_NYISO_A-F | PJM_ROM | NYISO_A-F | Internal | Winter | B18 | 400 | 2000 | 0 | 60.06 | 57.89 | 6 | 0
2035 | PJM_ROM_2_NYISO_A-F | PJM_ROM | NYISO_A-F | Internal | Winter | B19 | 700 | 2000 | 0 | 56.46 | 57.6 | 6 | 0
2035 | PJM_ROM_2_NYISO_A-F | PJM_ROM | NYISO_A-F | Internal | Winter | B20 | 935 | 2000 | 451.79 | 51.6 | 57.6 | 6 | 0
2035 | PJM_ROM_2_PJM_E | PJM_ROM | PJM_E | Internal | Shoulder | B11 | 25 | 8000 | 0.39 | 75.13 | 75.12 | 0.01 | 0
2035 | PJM_ROM_2_PJM_E | PJM_ROM | PJM_E | Internal | Shoulder | B12 | 200 | 8000 | 0.05 | 65.8 | 65.79 | 0.01 | 0
2035 | PJM_ROM_2_PJM_E | PJM_ROM | PJM_E | Internal | Shoulder | B13 | 600 | 8000 | 0.02 | 54.55 | 54.54 | 0.01 | 0
2035 | PJM_ROM_2_PJM_E | PJM_ROM | PJM_E | Internal | Shoulder | B14 | 900 | 8000 | 0.01 | 53.24 | 53.22 | 0.01 | 0
2035 | PJM_ROM_2_PJM_E | PJM_ROM | PJM_E | Internal | Shoulder | B15 | 1203 | 8000 | 2952.09 | 47.59 | 47.6 | 0.01 | 0
2035 | PJM_ROM_2_PJM_E | PJM_ROM | PJM_E | Internal | Summer | B1 | 10 | 8000 | 5783.56 | 131.48 | 131.49 | 0.01 | 0
2035 | PJM_ROM_2_PJM_E | PJM_ROM | PJM_E | Internal | Summer | B2 | 25 | 8000 | 6018.72 | 89.85 | 89.86 | 0.01 | 0
2035 | PJM_ROM_2_PJM_E | PJM_ROM | PJM_E | Internal | Summer | B3 | 75 | 8000 | 1489.37 | 81.81 | 81.83 | 0.01 | 0
2035 | PJM_ROM_2_PJM_E | PJM_ROM | PJM_E | Internal | Summer | B4 | 100 | 8000 | 0.1 | 81.64 | 81.63 | 0.01 | 0
2035 | PJM_ROM_2_PJM_E | PJM_ROM | PJM_E | Internal | Summer | B5 | 200 | 8000 | 0.05 | 77.11 | 77.1 | 0.01 | 0
2035 | PJM_ROM_2_PJM_E | PJM_ROM | PJM_E | Internal | Summer | B6 | 300 | 8000 | 2400.91 | 63.97 | 63.98 | 0.01 | 0
2035 | PJM_ROM_2_PJM_E | PJM_ROM | PJM_E | Internal | Summer | B7 | 400 | 8000 | 2002.38 | 51.28 | 51.3 | 0.01 | 0
2035 | PJM_ROM_2_PJM_E | PJM_ROM | PJM_E | Internal | Summer | B8 | 500 | 8000 | 3677.71 | 48.8 | 48.81 | 0.01 | 0
2035 | PJM_ROM_2_PJM_E | PJM_ROM | PJM_E | Internal | Summer | B9 | 800 | 8000 | 5660.31 | 47.15 | 47.16 | 0.01 | 0
2035 | PJM_ROM_2_PJM_E | PJM_ROM | PJM_E | Internal | Summer | B10 | 1262 | 8000 | 3212.1 | 44.92 | 44.93 | 0.01 | 0
2035 | PJM_ROM_2_PJM_E | PJM_ROM | PJM_E | Internal | Winter | B16 | 25 | 8000 | 0.41 | 88.44 | 88.43 | 0.01 | 0
2035 | PJM_ROM_2_PJM_E | PJM_ROM | PJM_E | Internal | Winter | B17 | 100 | 8000 | 2427.37 | 69.75 | 69.76 | 0.01 | 0
2035 | PJM_ROM_2_PJM_E | PJM_ROM | PJM_E | Internal | Winter | B18 | 400 | 8000 | 4617.18 | 60.06 | 60.07 | 0.01 | 0
2035 | PJM_ROM_2_PJM_E | PJM_ROM | PJM_E | Internal | Winter | B19 | 700 | 8000 | 3997.45 | 56.46 | 56.47 | 0.01 | 0
2035 | PJM_ROM_2_PJM_E | PJM_ROM | PJM_E | Internal | Winter | B20 | 935 | 8000 | 5283.82 | 51.6 | 51.61 | 0.01 | 0
2035 | PJM_ROM_2_PJM_ROR | PJM_ROM | PJM_ROR | Internal | Shoulder | B11 | 25 | 8000 | 5127.51 | 75.13 | 75.14 | 0.01 | 0
2035 | PJM_ROM_2_PJM_ROR | PJM_ROM | PJM_ROR | Internal | Shoulder | B12 | 200 | 8000 | 424.94 | 65.8 | 65.81 | 0.01 | 0
2035 | PJM_ROM_2_PJM_ROR | PJM_ROM | PJM_ROR | Internal | Shoulder | B13 | 600 | 8000 | 0.02 | 54.55 | 54.54 | 0.01 | 0
2035 | PJM_ROM_2_PJM_ROR | PJM_ROM | PJM_ROR | Internal | Shoulder | B14 | 900 | 8000 | 0.01 | 53.24 | 53.22 | 0.01 | 0
2035 | PJM_ROM_2_PJM_ROR | PJM_ROM | PJM_ROR | Internal | Shoulder | B15 | 1203 | 8000 | 0 | 47.59 | 47.58 | 0.01 | 0
2035 | PJM_ROM_2_PJM_ROR | PJM_ROM | PJM_ROR | Internal | Summer | B1 | 10 | 8000 | 0.77 | 131.48 | 131.47 | 0.01 | 0
2035 | PJM_ROM_2_PJM_ROR | PJM_ROM | PJM_ROR | Internal | Summer | B2 | 25 | 8000 | 0.4 | 89.85 | 89.83 | 0.01 | 0
2035 | PJM_ROM_2_PJM_ROR | PJM_ROM | PJM_ROR | Internal | Summer | B3 | 75 | 8000 | 0.15 | 81.81 | 81.8 | 0.01 | 0
2035 | PJM_ROM_2_PJM_ROR | PJM_ROM | PJM_ROR | Internal | Summer | B4 | 100 | 8000 | 3127.93 | 81.64 | 81.65 | 0.01 | 0
2035 | PJM_ROM_2_PJM_ROR | PJM_ROM | PJM_ROR | Internal | Summer | B5 | 200 | 8000 | 3571.38 | 77.11 | 77.12 | 0.01 | 0
2035 | PJM_ROM_2_PJM_ROR | PJM_ROM | PJM_ROR | Internal | Summer | B6 | 300 | 8000 | 0.03 | 63.97 | 63.95 | 0.01 | 0
2035 | PJM_ROM_2_PJM_ROR | PJM_ROM | PJM_ROR | Internal | Summer | B7 | 400 | 8000 | 0.02 | 51.28 | 51.27 | 0.01 | 0
2035 | PJM_ROM_2_PJM_ROR | PJM_ROM | PJM_ROR | Internal | Summer | B8 | 500 | 8000 | 0.02 | 48.8 | 48.79 | 0.01 | 0
2035 | PJM_ROM_2_PJM_ROR | PJM_ROM | PJM_ROR | Internal | Summer | B9 | 800 | 8000 | 0.01 | 47.15 | 47.14 | 0.01 | 0
2035 | PJM_ROM_2_PJM_ROR | PJM_ROM | PJM_ROR | Internal | Summer | B10 | 1262 | 8000 | 0 | 44.92 | 44.9 | 0.01 | 0
2035 | PJM_ROM_2_PJM_ROR | PJM_ROM | PJM_ROR | Internal | Winter | B16 | 25 | 8000 | 890.08 | 88.44 | 88.45 | 0.01 | 0
2035 | PJM_ROM_2_PJM_ROR | PJM_ROM | PJM_ROR | Internal | Winter | B17 | 100 | 8000 | 0.09 | 69.75 | 69.74 | 0.01 | 0
2035 | PJM_ROM_2_PJM_ROR | PJM_ROM | PJM_ROR | Internal | Winter | B18 | 400 | 8000 | 0 | 60.06 | 59.89 | 0.01 | 0
2035 | PJM_ROM_2_PJM_ROR | PJM_ROM | PJM_ROR | Internal | Winter | B19 | 700 | 8000 | 0.01 | 56.46 | 56.45 | 0.01 | 0
2035 | PJM_ROM_2_PJM_ROR | PJM_ROM | PJM_ROR | Internal | Winter | B20 | 935 | 8000 | 0 | 51.6 | 51.03 | 0.01 | 0
2035 | SOCO_2_ENT | SOCO | ENT | Internal | Shoulder | B11 | 25 | 2400 | 0 | 88.14 | 82.37 | 10 | 0
2035 | SOCO_2_ENT | SOCO | ENT | Internal | Shoulder | B12 | 200 | 2400 | 0 | 57.72 | 55.85 | 10 | 0
2035 | SOCO_2_ENT | SOCO | ENT | Internal | Shoulder | B13 | 600 | 2400 | 0 | 55.72 | 55.45 | 10 | 0
2035 | SOCO_2_ENT | SOCO | ENT | Internal | Shoulder | B14 | 900 | 2400 | 0 | 55.72 | 55.45 | 10 | 0
2035 | SOCO_2_ENT | SOCO | ENT | Internal | Shoulder | B15 | 1203 | 2400 | 0 | 55.72 | 53.61 | 10 | 0
2035 | SOCO_2_ENT | SOCO | ENT | Internal | Summer | B1 | 10 | 2400 | 0 | 129.47 | 121.47 | 10 | 0
2035 | SOCO_2_ENT | SOCO | ENT | Internal | Summer | B2 | 25 | 2400 | 0 | 92.69 | 89.32 | 10 | 0
2035 | SOCO_2_ENT | SOCO | ENT | Internal | Summer | B3 | 75 | 2400 | 0 | 92.69 | 84.69 | 10 | 0
2035 | SOCO_2_ENT | SOCO | ENT | Internal | Summer | B4 | 100 | 2400 | 0 | 90.9 | 82.9 | 10 | 0
2035 | SOCO_2_ENT | SOCO | ENT | Internal | Summer | B5 | 200 | 2400 | 0 | 90.9 | 82.9 | 10 | 0
2035 | SOCO_2_ENT | SOCO | ENT | Internal | Summer | B6 | 300 | 2400 | 0 | 76.95 | 68.95 | 10 | 0
2035 | SOCO_2_ENT | SOCO | ENT | Internal | Summer | B7 | 400 | 2400 | 0 | 64.27 | 56.27 | 10 | 0
2035 | SOCO_2_ENT | SOCO | ENT | Internal | Summer | B8 | 500 | 2400 | 0 | 56.13 | 54.06 | 10 | 0
2035 | SOCO_2_ENT | SOCO | ENT | Internal | Summer | B9 | 800 | 2400 | 0 | 54.18 | 53.17 | 10 | 0
2035 | SOCO_2_ENT | SOCO | ENT | Internal | Summer | B10 | 1262 | 2400 | 0 | 54.18 | 51.9 | 10 | 0
2035 | SOCO_2_ENT | SOCO | ENT | Internal | Winter | B16 | 25 | 2400 | 0 | 86.98 | 78.98 | 10 | 0
2035 | SOCO_2_ENT | SOCO | ENT | Internal | Winter | B17 | 100 | 2400 | 0 | 61.04 | 59.42 | 10 | 0
2035 | SOCO_2_ENT | SOCO | ENT | Internal | Winter | B18 | 400 | 2400 | 0 | 59.07 | 58.99 | 10 | 0
2035 | SOCO_2_ENT | SOCO | ENT | Internal | Winter | B19 | 700 | 2400 | 0 | 59.07 | 57.8 | 10 | 0
2035 | SOCO_2_ENT | SOCO | ENT | Internal | Winter | B20 | 935 | 2400 | 0 | 58.25 | 57.03 | 10 | 0
2035 | SOCO_2_FRCC | SOCO | FRCC | Internal | Shoulder | B11 | 25 | 3700 | 14.67 | 88.14 | 98.14 | 10 | 0
2035 | SOCO_2_FRCC | SOCO | FRCC | Internal | Shoulder | B12 | 200 | 3700 | 0 | 57.72 | 63.63 | 10 | 0
2035 | SOCO_2_FRCC | SOCO | FRCC | Internal | Shoulder | B13 | 600 | 3700 | 0 | 55.72 | 62.25 | 10 | 0
2035 | SOCO_2_FRCC | SOCO | FRCC | Internal | Shoulder | B14 | 900 | 3700 | 0 | 55.72 | 60.99 | 10 | 0
2035 | SOCO_2_FRCC | SOCO | FRCC | Internal | Shoulder | B15 | 1203 | 3700 | 0 | 55.72 | 60.99 | 10 | 0
2035 | SOCO_2_FRCC | SOCO | FRCC | Internal | Summer | B1 | 10 | 3700 | 513.25 | 129.47 | 139.47 | 10 | 0
2035 | SOCO_2_FRCC | SOCO | FRCC | Internal | Summer | B2 | 25 | 3700 | 0 | 92.69 | 98.45 | 10 | 0
2035 | SOCO_2_FRCC | SOCO | FRCC | Internal | Summer | B3 | 75 | 3700 | 0 | 92.69 | 98.45 | 10 | 0
2035 | SOCO_2_FRCC | SOCO | FRCC | Internal | Summer | B4 | 100 | 3700 | 0 | 90.9 | 98.45 | 10 | 0
2035 | SOCO_2_FRCC | SOCO | FRCC | Internal | Summer | B5 | 200 | 3700 | 0 | 90.9 | 96.43 | 10 | 0
2035 | SOCO_2_FRCC | SOCO | FRCC | Internal | Summer | B6 | 300 | 3700 | 0 | 76.95 | 85.04 | 10 | 0
2035 | SOCO_2_FRCC | SOCO | FRCC | Internal | Summer | B7 | 400 | 3700 | 256.74 | 64.27 | 74.27 | 10 | 0
2035 | SOCO_2_FRCC | SOCO | FRCC | Internal | Summer | B8 | 500 | 3700 | 0 | 56.13 | 62.59 | 10 | 0
2035 | SOCO_2_FRCC | SOCO | FRCC | Internal | Summer | B9 | 800 | 3700 | 0 | 54.18 | 59.99 | 10 | 0
2035 | SOCO_2_FRCC | SOCO | FRCC | Internal | Summer | B10 | 1262 | 3700 | 0 | 54.18 | 59.99 | 10 | 0
2035 | SOCO_2_FRCC | SOCO | FRCC | Internal | Winter | B16 | 25 | 3700 | 0 | 86.98 | 92.04 | 10 | 0
2035 | SOCO_2_FRCC | SOCO | FRCC | Internal | Winter | B17 | 100 | 3700 | 0 | 61.04 | 66.58 | 10 | 0
2035 | SOCO_2_FRCC | SOCO | FRCC | Internal | Winter | B18 | 400 | 3700 | 0 | 59.07 | 63.81 | 10 | 0
2035 | SOCO_2_FRCC | SOCO | FRCC | Internal | Winter | B19 | 700 | 3700 | 0 | 59.07 | 63.81 | 10 | 0
2035 | SOCO_2_FRCC | SOCO | FRCC | Internal | Winter | B20 | 935 | 3700 | 0 | 58.25 | 63.81 | 10 | 0
2035 | SOCO_2_TVA_Transmission | SOCO | TVA_Transmission | Internal | Shoulder | B11 | 25 | 2600 | 0 | 88.14 | 80.27 | 10 | 0
2035 | SOCO_2_TVA_Transmission | SOCO | TVA_Transmission | Internal | Shoulder | B12 | 200 | 2600 | 0 | 57.72 | 63.35 | 10 | 0
2035 | SOCO_2_TVA_Transmission | SOCO | TVA_Transmission | Internal | Shoulder | B13 | 600 | 2600 | 0 | 55.72 | 56.96 | 10 | 0
2035 | SOCO_2_TVA_Transmission | SOCO | TVA_Transmission | Internal | Shoulder | B14 | 900 | 2600 | 0 | 55.72 | 56.13 | 10 | 0
2035 | SOCO_2_TVA_Transmission | SOCO | TVA_Transmission | Internal | Shoulder | B15 | 1203 | 2600 | 0 | 55.72 | 53.58 | 10 | 0
2035 | SOCO_2_TVA_Transmission | SOCO | TVA_Transmission | Internal | Summer | B1 | 10 | 2600 | 0 | 129.47 | 128.82 | 10 | 0
2035 | SOCO_2_TVA_Transmission | SOCO | TVA_Transmission | Internal | Summer | B2 | 25 | 2600 | 0 | 92.69 | 95.83 | 10 | 0
2035 | SOCO_2_TVA_Transmission | SOCO | TVA_Transmission | Internal | Summer | B3 | 75 | 2600 | 0 | 92.69 | 87.8 | 10 | 0
2035 | SOCO_2_TVA_Transmission | SOCO | TVA_Transmission | Internal | Summer | B4 | 100 | 2600 | 0 | 90.9 | 87.18 | 10 | 0
2035 | SOCO_2_TVA_Transmission | SOCO | TVA_Transmission | Internal | Summer | B5 | 200 | 2600 | 0 | 90.9 | 82.71 | 10 | 0
2035 | SOCO_2_TVA_Transmission | SOCO | TVA_Transmission | Internal | Summer | B6 | 300 | 2600 | 0 | 76.95 | 68.83 | 10 | 0
2035 | SOCO_2_TVA_Transmission | SOCO | TVA_Transmission | Internal | Summer | B7 | 400 | 2600 | 0 | 64.27 | 55.93 | 10 | 0
2035 | SOCO_2_TVA_Transmission | SOCO | TVA_Transmission | Internal | Summer | B8 | 500 | 2600 | 0 | 56.13 | 54.07 | 10 | 0
2035 | SOCO_2_TVA_Transmission | SOCO | TVA_Transmission | Internal | Summer | B9 | 800 | 2600 | 0 | 54.18 | 50.66 | 10 | 0
2035 | SOCO_2_TVA_Transmission | SOCO | TVA_Transmission | Internal | Summer | B10 | 1262 | 2600 | 0 | 54.18 | 48.2 | 10 | 0
2035 | SOCO_2_TVA_Transmission | SOCO | TVA_Transmission | Internal | Winter | B16 | 25 | 2600 | 0 | 86.98 | 86.98 | 10 | 0
2035 | SOCO_2_TVA_Transmission | SOCO | TVA_Transmission | Internal | Winter | B17 | 100 | 2600 | 0 | 61.04 | 67.16 | 10 | 0
2035 | SOCO_2_TVA_Transmission | SOCO | TVA_Transmission | Internal | Winter | B18 | 400 | 2600 | 0 | 59.07 | 59.98 | 10 | 0
2035 | SOCO_2_TVA_Transmission | SOCO | TVA_Transmission | Internal | Winter | B19 | 700 | 2600 | 0 | 59.07 | 55.78 | 10 | 0
2035 | SOCO_2_TVA_Transmission | SOCO | TVA_Transmission | Internal | Winter | B20 | 935 | 2600 | 0 | 58.25 | 53.32 | 10 | 0
2035 | SOCO_2_VACAR | SOCO | VACAR | Internal | Shoulder | B11 | 25 | 2000 | 0 | 88.14 | 81.14 | 10 | 0
2035 | SOCO_2_VACAR | SOCO | VACAR | Internal | Shoulder | B12 | 200 | 2000 | 0 | 57.72 | 65.81 | 10 | 0
2035 | SOCO_2_VACAR | SOCO | VACAR | Internal | Shoulder | B13 | 600 | 2000 | 0 | 55.72 | 54.38 | 10 | 0
2035 | SOCO_2_VACAR | SOCO | VACAR | Internal | Shoulder | B14 | 900 | 2000 | 0 | 55.72 | 53.49 | 10 | 0
2035 | SOCO_2_VACAR | SOCO | VACAR | Internal | Shoulder | B15 | 1203 | 2000 | 0 | 55.72 | 53.49 | 10 | 0
2035 | SOCO_2_VACAR | SOCO | VACAR | Internal | Summer | B1 | 10 | 2000 | 0.01 | 129.47 | 137.47 | 10 | 0
2035 | SOCO_2_VACAR | SOCO | VACAR | Internal | Summer | B2 | 25 | 2000 | 0 | 92.69 | 95.83 | 10 | 0
2035 | SOCO_2_VACAR | SOCO | VACAR | Internal | Summer | B3 | 75 | 2000 | 0 | 92.69 | 92.52 | 10 | 0
2035 | SOCO_2_VACAR | SOCO | VACAR | Internal | Summer | B4 | 100 | 2000 | 0 | 90.9 | 90.38 | 10 | 0
2035 | SOCO_2_VACAR | SOCO | VACAR | Internal | Summer | B5 | 200 | 2000 | 0 | 90.9 | 83.9 | 10 | 0
2035 | SOCO_2_VACAR | SOCO | VACAR | Internal | Summer | B6 | 300 | 2000 | 0 | 76.95 | 69.95 | 10 | 0
2035 | SOCO_2_VACAR | SOCO | VACAR | Internal | Summer | B7 | 400 | 2000 | 0 | 64.27 | 57.27 | 10 | 0
2035 | SOCO_2_VACAR | SOCO | VACAR | Internal | Summer | B8 | 500 | 2000 | 0 | 56.13 | 51.32 | 10 | 0
2035 | SOCO_2_VACAR | SOCO | VACAR | Internal | Summer | B9 | 800 | 2000 | 0 | 54.18 | 51.32 | 10 | 0
2035 | SOCO_2_VACAR | SOCO | VACAR | Internal | Summer | B10 | 1262 | 2000 | 0 | 54.18 | 51.32 | 10 | 0
2035 | SOCO_2_VACAR | SOCO | VACAR | Internal | Winter | B16 | 25 | 2000 | 862.84 | 86.98 | 96.98 | 10 | 0
2035 | SOCO_2_VACAR | SOCO | VACAR | Internal | Winter | B17 | 100 | 2000 | 2000 | 61.04 | 75.74 | 10 | 4.7
2035 | SOCO_2_VACAR | SOCO | VACAR | Internal | Winter | B18 | 400 | 2000 | 0 | 59.07 | 58.42 | 10 | 0
2035 | SOCO_2_VACAR | SOCO | VACAR | Internal | Winter | B19 | 700 | 2000 | 0 | 59.07 | 58.37 | 10 | 0
2035 | SOCO_2_VACAR | SOCO | VACAR | Internal | Winter | B20 | 935 | 2000 | 0 | 58.25 | 58.37 | 10 | 0
2035 | SPP_N_2_ENT | SPP_N | ENT | Internal | Shoulder | B11 | 25 | 1800 | 0 | 85.16 | 82.37 | 5 | 0
2035 | SPP_N_2_ENT | SPP_N | ENT | Internal | Shoulder | B12 | 200 | 1800 | 0 | 63.85 | 55.85 | 5 | 0
2035 | SPP_N_2_ENT | SPP_N | ENT | Internal | Shoulder | B13 | 600 | 1800 | 0 | 56.06 | 55.45 | 5 | 0
2035 | SPP_N_2_ENT | SPP_N | ENT | Internal | Shoulder | B14 | 900 | 1800 | 0 | 55.18 | 55.45 | 5 | 0
2035 | SPP_N_2_ENT | SPP_N | ENT | Internal | Shoulder | B15 | 1203 | 1800 | 0 | 53.38 | 53.61 | 5 | 0
2035 | SPP_N_2_ENT | SPP_N | ENT | Internal | Summer | B1 | 10 | 1800 | 0 | 129.47 | 121.47 | 5 | 0
2035 | SPP_N_2_ENT | SPP_N | ENT | Internal | Summer | B2 | 25 | 1800 | 0 | 94.76 | 89.32 | 5 | 0
2035 | SPP_N_2_ENT | SPP_N | ENT | Internal | Summer | B3 | 75 | 1800 | 0 | 91.8 | 84.69 | 5 | 0
2035 | SPP_N_2_ENT | SPP_N | ENT | Internal | Summer | B4 | 100 | 1800 | 0 | 88.32 | 82.9 | 5 | 0
2035 | SPP_N_2_ENT | SPP_N | ENT | Internal | Summer | B5 | 200 | 1800 | 0 | 87.14 | 82.9 | 5 | 0
2035 | SPP_N_2_ENT | SPP_N | ENT | Internal | Summer | B6 | 300 | 1800 | 0 | 72.95 | 68.95 | 5 | 0
2035 | SPP_N_2_ENT | SPP_N | ENT | Internal | Summer | B7 | 400 | 1800 | 0 | 59.06 | 56.27 | 5 | 0
2035 | SPP_N_2_ENT | SPP_N | ENT | Internal | Summer | B8 | 500 | 1800 | 0 | 54.11 | 54.06 | 5 | 0
2035 | SPP_N_2_ENT | SPP_N | ENT | Internal | Summer | B9 | 800 | 1800 | 0 | 51.71 | 53.17 | 5 | 0
2035 | SPP_N_2_ENT | SPP_N | ENT | Internal | Summer | B10 | 1262 | 1800 | 0 | 51.37 | 51.9 | 5 | 0
2035 | SPP_N_2_ENT | SPP_N | ENT | Internal | Winter | B16 | 25 | 1800 | 0 | 86.98 | 78.98 | 5 | 0
2035 | SPP_N_2_ENT | SPP_N | ENT | Internal | Winter | B17 | 100 | 1800 | 0 | 62.42 | 59.42 | 5 | 0
2035 | SPP_N_2_ENT | SPP_N | ENT | Internal | Winter | B18 | 400 | 1800 | 0 | 57.15 | 58.99 | 5 | 0
2035 | SPP_N_2_ENT | SPP_N | ENT | Internal | Winter | B19 | 700 | 1800 | 0 | 57.14 | 57.8 | 5 | 0
2035 | SPP_N_2_ENT | SPP_N | ENT | Internal | Winter | B20 | 935 | 1800 | 0 | 53.26 | 57.03 | 5 | 0
2035 | SPP_N_2_MISO_MO-IL | SPP_N | MISO_MO-IL | Internal | Shoulder | B11 | 25 | 2000 | 0 | 85.16 | 77.16 | 5 | 0
2035 | SPP_N_2_MISO_MO-IL | SPP_N | MISO_MO-IL | Internal | Shoulder | B12 | 200 | 2000 | 0 | 63.85 | 63.82 | 5 | 0
2035 | SPP_N_2_MISO_MO-IL | SPP_N | MISO_MO-IL | Internal | Shoulder | B13 | 600 | 2000 | 0 | 56.06 | 53.95 | 5 | 0
2035 | SPP_N_2_MISO_MO-IL | SPP_N | MISO_MO-IL | Internal | Shoulder | B14 | 900 | 2000 | 0 | 55.18 | 53.7 | 5 | 0
2035 | SPP_N_2_MISO_MO-IL | SPP_N | MISO_MO-IL | Internal | Shoulder | B15 | 1203 | 2000 | 0 | 53.38 | 46.62 | 5 | 0
2035 | SPP_N_2_MISO_MO-IL | SPP_N | MISO_MO-IL | Internal | Summer | B1 | 10 | 2000 | 0 | 129.47 | 129.47 | 5 | 0
2035 | SPP_N_2_MISO_MO-IL | SPP_N | MISO_MO-IL | Internal | Summer | B2 | 25 | 2000 | 0 | 94.76 | 87.83 | 5 | 0
2035 | SPP_N_2_MISO_MO-IL | SPP_N | MISO_MO-IL | Internal | Summer | B3 | 75 | 2000 | 0 | 91.8 | 83.8 | 5 | 0
2035 | SPP_N_2_MISO_MO-IL | SPP_N | MISO_MO-IL | Internal | Summer | B4 | 100 | 2000 | 0 | 88.32 | 80.94 | 5 | 0
2035 | SPP_N_2_MISO_MO-IL | SPP_N | MISO_MO-IL | Internal | Summer | B5 | 200 | 2000 | 0 | 87.14 | 79.14 | 5 | 0
2035 | SPP_N_2_MISO_MO-IL | SPP_N | MISO_MO-IL | Internal | Summer | B6 | 300 | 2000 | 0 | 72.95 | 63.02 | 5 | 0
2035 | SPP_N_2_MISO_MO-IL | SPP_N | MISO_MO-IL | Internal | Summer | B7 | 400 | 2000 | 0 | 59.06 | 52.05 | 5 | 0
2035 | SPP_N_2_MISO_MO-IL | SPP_N | MISO_MO-IL | Internal | Summer | B8 | 500 | 2000 | 0 | 54.11 | 48.82 | 5 | 0
2035 | SPP_N_2_MISO_MO-IL | SPP_N | MISO_MO-IL | Internal | Summer | B9 | 800 | 2000 | 0 | 51.71 | 45.17 | 5 | 0
2035 | SPP_N_2_MISO_MO-IL | SPP_N | MISO_MO-IL | Internal | Summer | B10 | 1262 | 2000 | 0 | 51.37 | 44.36 | 5 | 0
2035 | SPP_N_2_MISO_MO-IL | SPP_N | MISO_MO-IL | Internal | Winter | B16 | 25 | 2000 | 0 | 86.98 | 86.45 | 5 | 0
2035 | SPP_N_2_MISO_MO-IL | SPP_N | MISO_MO-IL | Internal | Winter | B17 | 100 | 2000 | 230.8 | 62.42 | 67.42 | 5 | 0
2035 | SPP_N_2_MISO_MO-IL | SPP_N | MISO_MO-IL | Internal | Winter | B18 | 400 | 2000 | 0 | 57.15 | 57.89 | 5 | 0
2035 | SPP_N_2_MISO_MO-IL | SPP_N | MISO_MO-IL | Internal | Winter | B19 | 700 | 2000 | 0 | 57.14 | 54.45 | 5 | 0
2035 | SPP_N_2_MISO_MO-IL | SPP_N | MISO_MO-IL | Internal | Winter | B20 | 935 | 2000 | 0 | 53.26 | 49.03 | 5 | 0
2035 | SPP_N_2_MISO_W | SPP_N | MISO_W | Internal | Shoulder | B11 | 25 | 750 | 0 | 85.16 | 78.16 | 5 | 0
2035 | SPP_N_2_MISO_W | SPP_N | MISO_W | Internal | Shoulder | B12 | 200 | 750 | 0 | 63.85 | 63.82 | 5 | 0
2035 | SPP_N_2_MISO_W | SPP_N | MISO_W | Internal | Shoulder | B13 | 600 | 750 | 0 | 56.06 | 53.96 | 5 | 0
2035 | SPP_N_2_MISO_W | SPP_N | MISO_W | Internal | Shoulder | B14 | 900 | 750 | 0 | 55.18 | 53.71 | 5 | 0
2035 | SPP_N_2_MISO_W | SPP_N | MISO_W | Internal | Shoulder | B15 | 1203 | 750 | 0 | 53.38 | 49.58 | 5 | 0
2035 | SPP_N_2_MISO_W | SPP_N | MISO_W | Internal | Summer | B1 | 10 | 750 | 0 | 129.47 | 129.46 | 5 | 0
2035 | SPP_N_2_MISO_W | SPP_N | MISO_W | Internal | Summer | B2 | 25 | 750 | 0 | 94.76 | 87.85 | 5 | 0
2035 | SPP_N_2_MISO_W | SPP_N | MISO_W | Internal | Summer | B3 | 75 | 750 | 0 | 91.8 | 85.8 | 5 | 0
2035 | SPP_N_2_MISO_W | SPP_N | MISO_W | Internal | Summer | B4 | 100 | 750 | 0 | 88.32 | 84.55 | 5 | 0
2035 | SPP_N_2_MISO_W | SPP_N | MISO_W | Internal | Summer | B5 | 200 | 750 | 0 | 87.14 | 80.14 | 5 | 0
2035 | SPP_N_2_MISO_W | SPP_N | MISO_W | Internal | Summer | B6 | 300 | 750 | 0 | 72.95 | 65.95 | 5 | 0
2035 | SPP_N_2_MISO_W | SPP_N | MISO_W | Internal | Summer | B7 | 400 | 750 | 0 | 59.06 | 52.06 | 5 | 0
2035 | SPP_N_2_MISO_W | SPP_N | MISO_W | Internal | Summer | B8 | 500 | 750 | 0 | 54.11 | 48.83 | 5 | 0
2035 | SPP_N_2_MISO_W | SPP_N | MISO_W | Internal | Summer | B9 | 800 | 750 | 0 | 51.71 | 48.8 | 5 | 0
2035 | SPP_N_2_MISO_W | SPP_N | MISO_W | Internal | Summer | B10 | 1262 | 750 | 0 | 51.37 | 44.37 | 5 | 0
2035 | SPP_N_2_MISO_W | SPP_N | MISO_W | Internal | Winter | B16 | 25 | 750 | 0 | 86.98 | 86.44 | 5 | 0
2035 | SPP_N_2_MISO_W | SPP_N | MISO_W | Internal | Winter | B17 | 100 | 750 | 0.18 | 62.42 | 67.41 | 5 | 0
2035 | SPP_N_2_MISO_W | SPP_N | MISO_W | Internal | Winter | B18 | 400 | 750 | 0 | 57.15 | 57.9 | 5 | 0
2035 | SPP_N_2_MISO_W | SPP_N | MISO_W | Internal | Winter | B19 | 700 | 750 | 0 | 57.14 | 57.36 | 5 | 0
2035 | SPP_N_2_MISO_W | SPP_N | MISO_W | Internal | Winter | B20 | 935 | 750 | 0 | 53.26 | 49.04 | 5 | 0
2035 | SPP_N_2_NE | SPP_N | NE | Internal | Shoulder | B11 | 25 | 330 | 0 | 85.16 | 78.16 | 0.01 | 0
2035 | SPP_N_2_NE | SPP_N | NE | Internal | Shoulder | B12 | 200 | 330 | 0.02 | 63.85 | 63.82 | 0.01 | 0
2035 | SPP_N_2_NE | SPP_N | NE | Internal | Shoulder | B13 | 600 | 330 | 0 | 56.06 | 55.17 | 0.01 | 0
2035 | SPP_N_2_NE | SPP_N | NE | Internal | Shoulder | B14 | 900 | 330 | 0.01 | 55.18 | 55.17 | 0.01 | 0
2035 | SPP_N_2_NE | SPP_N | NE | Internal | Shoulder | B15 | 1203 | 330 | 0 | 53.38 | 49.39 | 0.01 | 0
2035 | SPP_N_2_NE | SPP_N | NE | Internal | Summer | B1 | 10 | 330 | 0.74 | 129.47 | 129.46 | 0.01 | 0
2035 | SPP_N_2_NE | SPP_N | NE | Internal | Summer | B2 | 25 | 330 | 0 | 94.76 | 87.85 | 0.01 | 0
2035 | SPP_N_2_NE | SPP_N | NE | Internal | Summer | B3 | 75 | 330 | 0 | 91.8 | 87.53 | 0.01 | 0
2035 | SPP_N_2_NE | SPP_N | NE | Internal | Summer | B4 | 100 | 330 | 0 | 88.32 | 87.53 | 0.01 | 0
2035 | SPP_N_2_NE | SPP_N | NE | Internal | Summer | B5 | 200 | 330 | 0 | 87.14 | 82.38 | 0.01 | 0
2035 | SPP_N_2_NE | SPP_N | NE | Internal | Summer | B6 | 300 | 330 | 0 | 72.95 | 70.01 | 0.01 | 0
2035 | SPP_N_2_NE | SPP_N | NE | Internal | Summer | B7 | 400 | 330 | 0 | 59.06 | 58.2 | 0.01 | 0
2035 | SPP_N_2_NE | SPP_N | NE | Internal | Summer | B8 | 500 | 330 | 0 | 54.11 | 51.7 | 0.01 | 0
2035 | SPP_N_2_NE | SPP_N | NE | Internal | Summer | B9 | 800 | 330 | 0.01 | 51.71 | 51.7 | 0.01 | 0
2035 | SPP_N_2_NE | SPP_N | NE | Internal | Summer | B10 | 1262 | 330 | 0 | 51.37 | 39.59 | 0.01 | 0
2035 | SPP_N_2_NE | SPP_N | NE | Internal | Winter | B16 | 25 | 330 | 0.02 | 86.98 | 86.44 | 0.01 | 0
2035 | SPP_N_2_NE | SPP_N | NE | Internal | Winter | B17 | 100 | 330 | 0.09 | 62.42 | 62.41 | 0.01 | 0
2035 | SPP_N_2_NE | SPP_N | NE | Internal | Winter | B18 | 400 | 330 | 0.02 | 57.15 | 57.14 | 0.01 | 0
2035 | SPP_N_2_NE | SPP_N | NE | Internal | Winter | B19 | 700 | 330 | 0.01 | 57.14 | 57.13 | 0.01 | 0
2035 | SPP_N_2_NE | SPP_N | NE | Internal | Winter | B20 | 935 | 330 | 0 | 53.26 | 47.58 | 0.01 | 0
2035 | SPP_N_2_SPP_S | SPP_N | SPP_S | Internal | Shoulder | B11 | 25 | 4000 | 0 | 85.16 | 77.37 | 0.01 | 0
2035 | SPP_N_2_SPP_S | SPP_N | SPP_S | Internal | Shoulder | B12 | 200 | 4000 | 0 | 63.85 | 55.42 | 0.01 | 0
2035 | SPP_N_2_SPP_S | SPP_N | SPP_S | Internal | Shoulder | B13 | 600 | 4000 | 0 | 56.06 | 53.52 | 0.01 | 0
2035 | SPP_N_2_SPP_S | SPP_N | SPP_S | Internal | Shoulder | B14 | 900 | 4000 | 0 | 55.18 | 53.52 | 0.01 | 0
2035 | SPP_N_2_SPP_S | SPP_N | SPP_S | Internal | Shoulder | B15 | 1203 | 4000 | 1010.27 | 53.38 | 53.4 | 0.01 | 0
2035 | SPP_N_2_SPP_S | SPP_N | SPP_S | Internal | Summer | B1 | 10 | 4000 | 0 | 129.47 | 85.28 | 0.01 | 0
2035 | SPP_N_2_SPP_S | SPP_N | SPP_S | Internal | Summer | B2 | 25 | 4000 | 0 | 94.76 | 84.32 | 0.01 | 0
2035 | SPP_N_2_SPP_S | SPP_N | SPP_S | Internal | Summer | B3 | 75 | 4000 | 0 | 91.8 | 79.69 | 0.01 | 0
2035 | SPP_N_2_SPP_S | SPP_N | SPP_S | Internal | Summer | B4 | 100 | 4000 | 0 | 88.32 | 75.37 | 0.01 | 0
2035 | SPP_N_2_SPP_S | SPP_N | SPP_S | Internal | Summer | B5 | 200 | 4000 | 0 | 87.14 | 74.74 | 0.01 | 0
2035 | SPP_N_2_SPP_S | SPP_N | SPP_S | Internal | Summer | B6 | 300 | 4000 | 653.77 | 72.95 | 72.97 | 0.01 | 0
2035 | SPP_N_2_SPP_S | SPP_N | SPP_S | Internal | Summer | B7 | 400 | 4000 | 0.02 | 59.06 | 59.05 | 0.01 | 0
2035 | SPP_N_2_SPP_S | SPP_N | SPP_S | Internal | Summer | B8 | 500 | 4000 | 0.01 | 54.11 | 54.1 | 0.01 | 0
2035 | SPP_N_2_SPP_S | SPP_N | SPP_S | Internal | Summer | B9 | 800 | 4000 | 266.12 | 51.71 | 51.73 | 0.01 | 0
2035 | SPP_N_2_SPP_S | SPP_N | SPP_S | Internal | Summer | B10 | 1262 | 4000 | 2626.65 | 51.37 | 51.39 | 0.01 | 0
2035 | SPP_N_2_SPP_S | SPP_N | SPP_S | Internal | Winter | B16 | 25 | 4000 | 0 | 86.98 | 75.21 | 0.01 | 0
2035 | SPP_N_2_SPP_S | SPP_N | SPP_S | Internal | Winter | B17 | 100 | 4000 | 0 | 62.42 | 59.76 | 0.01 | 0
2035 | SPP_N_2_SPP_S | SPP_N | SPP_S | Internal | Winter | B18 | 400 | 4000 | 0.01 | 57.15 | 57.13 | 0.01 | 0
2035 | SPP_N_2_SPP_S | SPP_N | SPP_S | Internal | Winter | B19 | 700 | 4000 | 0.01 | 57.14 | 57.13 | 0.01 | 0
2035 | SPP_N_2_SPP_S | SPP_N | SPP_S | Internal | Winter | B20 | 935 | 4000 | 2162.45 | 53.26 | 53.27 | 0.01 | 0
2035 | SPP_S_2_ENT | SPP_S | ENT | Internal | Shoulder | B11 | 25 | 850 | 88.26 | 77.37 | 82.37 | 5 | 0
2035 | SPP_S_2_ENT | SPP_S | ENT | Internal | Shoulder | B12 | 200 | 850 | 0 | 55.42 | 55.85 | 5 | 0
2035 | SPP_S_2_ENT | SPP_S | ENT | Internal | Shoulder | B13 | 600 | 850 | 0 | 53.52 | 55.45 | 5 | 0
2035 | SPP_S_2_ENT | SPP_S | ENT | Internal | Shoulder | B14 | 900 | 850 | 0 | 53.52 | 55.45 | 5 | 0
2035 | SPP_S_2_ENT | SPP_S | ENT | Internal | Shoulder | B15 | 1203 | 850 | 0 | 53.4 | 53.61 | 5 | 0
2035 | SPP_S_2_ENT | SPP_S | ENT | Internal | Summer | B1 | 10 | 850 | 850 | 85.28 | 121.47 | 5 | 31.18
2035 | SPP_S_2_ENT | SPP_S | ENT | Internal | Summer | B2 | 25 | 850 | 298.05 | 84.32 | 89.32 | 5 | 0
2035 | SPP_S_2_ENT | SPP_S | ENT | Internal | Summer | B3 | 75 | 850 | 423.86 | 79.69 | 84.69 | 5 | 0
2035 | SPP_S_2_ENT | SPP_S | ENT | Internal | Summer | B4 | 100 | 850 | 850 | 75.37 | 82.9 | 5 | 2.52
2035 | SPP_S_2_ENT | SPP_S | ENT | Internal | Summer | B5 | 200 | 850 | 850 | 74.74 | 82.9 | 5 | 3.15
2035 | SPP_S_2_ENT | SPP_S | ENT | Internal | Summer | B6 | 300 | 850 | 0 | 72.97 | 68.95 | 5 | 0
2035 | SPP_S_2_ENT | SPP_S | ENT | Internal | Summer | B7 | 400 | 850 | 0 | 59.05 | 56.27 | 5 | 0
2035 | SPP_S_2_ENT | SPP_S | ENT | Internal | Summer | B8 | 500 | 850 | 0 | 54.1 | 54.06 | 5 | 0
2035 | SPP_S_2_ENT | SPP_S | ENT | Internal | Summer | B9 | 800 | 850 | 0 | 51.73 | 53.17 | 5 | 0
2035 | SPP_S_2_ENT | SPP_S | ENT | Internal | Summer | B10 | 1262 | 850 | 0 | 51.39 | 51.9 | 5 | 0
2035 | SPP_S_2_ENT | SPP_S | ENT | Internal | Winter | B16 | 25 | 850 | 0 | 75.21 | 78.98 | 5 | 0
2035 | SPP_S_2_ENT | SPP_S | ENT | Internal | Winter | B17 | 100 | 850 | 0 | 59.76 | 59.42 | 5 | 0
2035 | SPP_S_2_ENT | SPP_S | ENT | Internal | Winter | B18 | 400 | 850 | 0 | 57.13 | 58.99 | 5 | 0
2035 | SPP_S_2_ENT | SPP_S | ENT | Internal | Winter | B19 | 700 | 850 | 0 | 57.13 | 57.8 | 5 | 0
2035 | SPP_S_2_ENT | SPP_S | ENT | Internal | Winter | B20 | 935 | 850 | 0 | 53.27 | 57.03 | 5 | 0
2035 | SPP_S_2_SPP_N | SPP_S | SPP_N | Internal | Shoulder | B11 | 25 | 640 | 640 | 77.37 | 85.16 | 0.01 | 7.78
2035 | SPP_S_2_SPP_N | SPP_S | SPP_N | Internal | Shoulder | B12 | 200 | 640 | 640 | 55.42 | 63.85 | 0.01 | 8.43
2035 | SPP_S_2_SPP_N | SPP_S | SPP_N | Internal | Shoulder | B13 | 600 | 640 | 640 | 53.52 | 56.06 | 0.01 | 2.53
2035 | SPP_S_2_SPP_N | SPP_S | SPP_N | Internal | Shoulder | B14 | 900 | 640 | 640 | 53.52 | 55.18 | 0.01 | 1.65
2035 | SPP_S_2_SPP_N | SPP_S | SPP_N | Internal | Shoulder | B15 | 1203 | 640 | 0 | 53.4 | 53.38 | 0.01 | 0
2035 | SPP_S_2_SPP_N | SPP_S | SPP_N | Internal | Summer | B1 | 10 | 640 | 640 | 85.28 | 129.47 | 0.01 | 44.17
2035 | SPP_S_2_SPP_N | SPP_S | SPP_N | Internal | Summer | B2 | 25 | 640 | 640 | 84.32 | 94.76 | 0.01 | 10.42
2035 | SPP_S_2_SPP_N | SPP_S | SPP_N | Internal | Summer | B3 | 75 | 640 | 640 | 79.69 | 91.8 | 0.01 | 12.1
2035 | SPP_S_2_SPP_N | SPP_S | SPP_N | Internal | Summer | B4 | 100 | 640 | 640 | 75.37 | 88.32 | 0.01 | 12.94
2035 | SPP_S_2_SPP_N | SPP_S | SPP_N | Internal | Summer | B5 | 200 | 640 | 640 | 74.74 | 87.14 | 0.01 | 12.38
2035 | SPP_S_2_SPP_N | SPP_S | SPP_N | Internal | Summer | B6 | 300 | 640 | 0.03 | 72.97 | 72.95 | 0.01 | 0
2035 | SPP_S_2_SPP_N | SPP_S | SPP_N | Internal | Summer | B7 | 400 | 640 | 146.72 | 59.05 | 59.06 | 0.01 | 0
2035 | SPP_S_2_SPP_N | SPP_S | SPP_N | Internal | Summer | B8 | 500 | 640 | 636.25 | 54.1 | 54.11 | 0.01 | 0
2035 | SPP_S_2_SPP_N | SPP_S | SPP_N | Internal | Summer | B9 | 800 | 640 | 0.01 | 51.73 | 51.71 | 0.01 | 0
2035 | SPP_S_2_SPP_N | SPP_S | SPP_N | Internal | Summer | B10 | 1262 | 640 | 0 | 51.39 | 51.37 | 0.01 | 0
2035 | SPP_S_2_SPP_N | SPP_S | SPP_N | Internal | Winter | B16 | 25 | 640 | 640 | 75.21 | 86.98 | 0.01 | 11.76
2035 | SPP_S_2_SPP_N | SPP_S | SPP_N | Internal | Winter | B17 | 100 | 640 | 640 | 59.76 | 62.42 | 0.01 | 2.65
2035 | SPP_S_2_SPP_N | SPP_S | SPP_N | Internal | Winter | B18 | 400 | 640 | 639.96 | 57.13 | 57.15 | 0.01 | 0.01
2035 | SPP_S_2_SPP_N | SPP_S | SPP_N | Internal | Winter | B19 | 700 | 640 | 77.03 | 57.13 | 57.14 | 0.01 | 0
2035 | SPP_S_2_SPP_N | SPP_S | SPP_N | Internal | Winter | B20 | 935 | 640 | 0.01 | 53.27 | 53.26 | 0.01 | 0
2035 | TVA_2_ENT | TVA | ENT | Internal | Shoulder | B11 | 25 | 500 | 0.02 | 73.83 | 82.37 | 9 | 0
2035 | TVA_2_ENT | TVA | ENT | Internal | Shoulder | B12 | 200 | 500 | 0 | 56.81 | 55.85 | 9 | 0
2035 | TVA_2_ENT | TVA | ENT | Internal | Shoulder | B13 | 600 | 500 | 0 | 55.04 | 55.45 | 9 | 0
2035 | TVA_2_ENT | TVA | ENT | Internal | Shoulder | B14 | 900 | 500 | 0 | 55.04 | 55.45 | 9 | 0
2035 | TVA_2_ENT | TVA | ENT | Internal | Shoulder | B15 | 1203 | 500 | 0 | 53.59 | 53.61 | 9 | 0
2035 | TVA_2_ENT | TVA | ENT | Internal | Summer | B1 | 10 | 500 | 500 | 108.03 | 121.47 | 9 | 4.44
2035 | TVA_2_ENT | TVA | ENT | Internal | Summer | B2 | 25 | 500 | 0 | 95.85 | 89.32 | 9 | 0
2035 | TVA_2_ENT | TVA | ENT | Internal | Summer | B3 | 75 | 500 | 0 | 87.81 | 84.69 | 9 | 0
2035 | TVA_2_ENT | TVA | ENT | Internal | Summer | B4 | 100 | 500 | 0 | 86.8 | 82.9 | 9 | 0
2035 | TVA_2_ENT | TVA | ENT | Internal | Summer | B5 | 200 | 500 | 0 | 81.9 | 82.9 | 9 | 0
2035 | TVA_2_ENT | TVA | ENT | Internal | Summer | B6 | 300 | 500 | 500 | 58.08 | 68.95 | 9 | 1.87
2035 | TVA_2_ENT | TVA | ENT | Internal | Summer | B7 | 400 | 500 | 0 | 53.58 | 56.27 | 9 | 0
2035 | TVA_2_ENT | TVA | ENT | Internal | Summer | B8 | 500 | 500 | 0 | 53.58 | 54.06 | 9 | 0
2035 | TVA_2_ENT | TVA | ENT | Internal | Summer | B9 | 800 | 500 | 0 | 49.18 | 53.17 | 9 | 0
2035 | TVA_2_ENT | TVA | ENT | Internal | Summer | B10 | 1262 | 500 | 0 | 48.22 | 51.9 | 9 | 0
2035 | TVA_2_ENT | TVA | ENT | Internal | Winter | B16 | 25 | 500 | 0 | 79.45 | 78.98 | 9 | 0
2035 | TVA_2_ENT | TVA | ENT | Internal | Winter | B17 | 100 | 500 | 0 | 60.74 | 59.42 | 9 | 0
2035 | TVA_2_ENT | TVA | ENT | Internal | Winter | B18 | 400 | 500 | 0 | 54.8 | 58.99 | 9 | 0
2035 | TVA_2_ENT | TVA | ENT | Internal | Winter | B19 | 700 | 500 | 0 | 54.8 | 57.8 | 9 | 0
2035 | TVA_2_ENT | TVA | ENT | Internal | Winter | B20 | 935 | 500 | 0 | 53.34 | 57.03 | 9 | 0
2035 | TVA_2_MISO_MO-IL | TVA | MISO_MO-IL | Internal | Shoulder | B11 | 25 | 50 | 0 | 73.83 | 77.16 | 9 | 0
2035 | TVA_2_MISO_MO-IL | TVA | MISO_MO-IL | Internal | Shoulder | B12 | 200 | 50 | 0 | 56.81 | 63.82 | 9 | 0
2035 | TVA_2_MISO_MO-IL | TVA | MISO_MO-IL | Internal | Shoulder | B13 | 600 | 50 | 0 | 55.04 | 53.95 | 9 | 0
2035 | TVA_2_MISO_MO-IL | TVA | MISO_MO-IL | Internal | Shoulder | B14 | 900 | 50 | 0 | 55.04 | 53.7 | 9 | 0
2035 | TVA_2_MISO_MO-IL | TVA | MISO_MO-IL | Internal | Shoulder | B15 | 1203 | 50 | 0 | 53.59 | 46.62 | 9 | 0
2035 | TVA_2_MISO_MO-IL | TVA | MISO_MO-IL | Internal | Summer | B1 | 10 | 50 | 50 | 108.03 | 129.47 | 9 | 12.44
2035 | TVA_2_MISO_MO-IL | TVA | MISO_MO-IL | Internal | Summer | B2 | 25 | 50 | 0 | 95.85 | 87.83 | 9 | 0
2035 | TVA_2_MISO_MO-IL | TVA | MISO_MO-IL | Internal | Summer | B3 | 75 | 50 | 0 | 87.81 | 83.8 | 9 | 0
2035 | TVA_2_MISO_MO-IL | TVA | MISO_MO-IL | Internal | Summer | B4 | 100 | 50 | 0 | 86.8 | 80.94 | 9 | 0
2035 | TVA_2_MISO_MO-IL | TVA | MISO_MO-IL | Internal | Summer | B5 | 200 | 50 | 0 | 81.9 | 79.14 | 9 | 0
2035 | TVA_2_MISO_MO-IL | TVA | MISO_MO-IL | Internal | Summer | B6 | 300 | 50 | 0 | 58.08 | 63.02 | 9 | 0
2035 | TVA_2_MISO_MO-IL | TVA | MISO_MO-IL | Internal | Summer | B7 | 400 | 50 | 0 | 53.58 | 52.05 | 9 | 0
2035 | TVA_2_MISO_MO-IL | TVA | MISO_MO-IL | Internal | Summer | B8 | 500 | 50 | 0 | 53.58 | 48.82 | 9 | 0
2035 | TVA_2_MISO_MO-IL | TVA | MISO_MO-IL | Internal | Summer | B9 | 800 | 50 | 0 | 49.18 | 45.17 | 9 | 0
2035 | TVA_2_MISO_MO-IL | TVA | MISO_MO-IL | Internal | Summer | B10 | 1262 | 50 | 0 | 48.22 | 44.36 | 9 | 0
2035 | TVA_2_MISO_MO-IL | TVA | MISO_MO-IL | Internal | Winter | B16 | 25 | 50 | 0 | 79.45 | 86.45 | 9 | 0
2035 | TVA_2_MISO_MO-IL | TVA | MISO_MO-IL | Internal | Winter | B17 | 100 | 50 | 0 | 60.74 | 67.42 | 9 | 0
2035 | TVA_2_MISO_MO-IL | TVA | MISO_MO-IL | Internal | Winter | B18 | 400 | 50 | 0 | 54.8 | 57.89 | 9 | 0
2035 | TVA_2_MISO_MO-IL | TVA | MISO_MO-IL | Internal | Winter | B19 | 700 | 50 | 0 | 54.8 | 54.45 | 9 | 0
2035 | TVA_2_MISO_MO-IL | TVA | MISO_MO-IL | Internal | Winter | B20 | 935 | 50 | 0 | 53.34 | 49.03 | 9 | 0
2035 | TVA_2_NonRTO_Midwest | TVA | NonRTO_Midwest | Internal | Shoulder | B11 | 25 | 100 | 100 | 73.83 | 85.15 | 9 | 2.32
2035 | TVA_2_NonRTO_Midwest | TVA | NonRTO_Midwest | Internal | Shoulder | B12 | 200 | 100 | 100 | 56.81 | 71.81 | 9 | 6
2035 | TVA_2_NonRTO_Midwest | TVA | NonRTO_Midwest | Internal | Shoulder | B13 | 600 | 100 | 0 | 55.04 | 57.97 | 9 | 0
2035 | TVA_2_NonRTO_Midwest | TVA | NonRTO_Midwest | Internal | Shoulder | B14 | 900 | 100 | 0 | 55.04 | 50.47 | 9 | 0
2035 | TVA_2_NonRTO_Midwest | TVA | NonRTO_Midwest | Internal | Shoulder | B15 | 1203 | 100 | 0 | 53.59 | 45.58 | 9 | 0
2035 | TVA_2_NonRTO_Midwest | TVA | NonRTO_Midwest | Internal | Summer | B1 | 10 | 100 | 100 | 108.03 | 121.46 | 9 | 4.43
2035 | TVA_2_NonRTO_Midwest | TVA | NonRTO_Midwest | Internal | Summer | B2 | 25 | 100 | 0 | 95.85 | 88.93 | 9 | 0
2035 | TVA_2_NonRTO_Midwest | TVA | NonRTO_Midwest | Internal | Summer | B3 | 75 | 100 | 0 | 87.81 | 88.93 | 9 | 0
2035 | TVA_2_NonRTO_Midwest | TVA | NonRTO_Midwest | Internal | Summer | B4 | 100 | 100 | 0 | 86.8 | 88.93 | 9 | 0
2035 | TVA_2_NonRTO_Midwest | TVA | NonRTO_Midwest | Internal | Summer | B5 | 200 | 100 | 0 | 81.9 | 87.12 | 9 | 0
2035 | TVA_2_NonRTO_Midwest | TVA | NonRTO_Midwest | Internal | Summer | B6 | 300 | 100 | 100 | 58.08 | 71.01 | 9 | 3.92
2035 | TVA_2_NonRTO_Midwest | TVA | NonRTO_Midwest | Internal | Summer | B7 | 400 | 100 | 0 | 53.58 | 48.9 | 9 | 0
2035 | TVA_2_NonRTO_Midwest | TVA | NonRTO_Midwest | Internal | Summer | B8 | 500 | 100 | 0 | 53.58 | 48.9 | 9 | 0
2035 | TVA_2_NonRTO_Midwest | TVA | NonRTO_Midwest | Internal | Summer | B9 | 800 | 100 | 0 | 49.18 | 46.94 | 9 | 0
2035 | TVA_2_NonRTO_Midwest | TVA | NonRTO_Midwest | Internal | Summer | B10 | 1262 | 100 | 0 | 48.22 | 40.2 | 9 | 0
2035 | TVA_2_NonRTO_Midwest | TVA | NonRTO_Midwest | Internal | Winter | B16 | 25 | 100 | 100 | 79.45 | 94.46 | 9 | 6.01
2035 | TVA_2_NonRTO_Midwest | TVA | NonRTO_Midwest | Internal | Winter | B17 | 100 | 100 | 100 | 60.74 | 75.44 | 9 | 5.7
2035 | TVA_2_NonRTO_Midwest | TVA | NonRTO_Midwest | Internal | Winter | B18 | 400 | 100 | 0 | 54.8 | 63.56 | 9 | 0
2035 | TVA_2_NonRTO_Midwest | TVA | NonRTO_Midwest | Internal | Winter | B19 | 700 | 100 | 0 | 54.8 | 48.68 | 9 | 0
2035 | TVA_2_NonRTO_Midwest | TVA | NonRTO_Midwest | Internal | Winter | B20 | 935 | 100 | 0 | 53.34 | 45.32 | 9 | 0
2035 | TVA_2_PJM_ROR | TVA | PJM_ROR | Internal | Shoulder | B11 | 25 | 500 | 0 | 73.83 | 75.14 | 9 | 0
2035 | TVA_2_PJM_ROR | TVA | PJM_ROR | Internal | Shoulder | B12 | 200 | 500 | 84.54 | 56.81 | 65.81 | 9 | 0
2035 | TVA_2_PJM_ROR | TVA | PJM_ROR | Internal | Shoulder | B13 | 600 | 500 | 0 | 55.04 | 54.54 | 9 | 0
2035 | TVA_2_PJM_ROR | TVA | PJM_ROR | Internal | Shoulder | B14 | 900 | 500 | 0 | 55.04 | 53.22 | 9 | 0
2035 | TVA_2_PJM_ROR | TVA | PJM_ROR | Internal | Shoulder | B15 | 1203 | 500 | 0 | 53.59 | 47.58 | 9 | 0
2035 | TVA_2_PJM_ROR | TVA | PJM_ROR | Internal | Summer | B1 | 10 | 500 | 500 | 108.03 | 131.47 | 9 | 14.44
2035 | TVA_2_PJM_ROR | TVA | PJM_ROR | Internal | Summer | B2 | 25 | 500 | 0 | 95.85 | 89.83 | 9 | 0
2035 | TVA_2_PJM_ROR | TVA | PJM_ROR | Internal | Summer | B3 | 75 | 500 | 0 | 87.81 | 81.8 | 9 | 0
2035 | TVA_2_PJM_ROR | TVA | PJM_ROR | Internal | Summer | B4 | 100 | 500 | 0 | 86.8 | 81.65 | 9 | 0
2035 | TVA_2_PJM_ROR | TVA | PJM_ROR | Internal | Summer | B5 | 200 | 500 | 0 | 81.9 | 77.12 | 9 | 0
2035 | TVA_2_PJM_ROR | TVA | PJM_ROR | Internal | Summer | B6 | 300 | 500 | 0 | 58.08 | 63.95 | 9 | 0
2035 | TVA_2_PJM_ROR | TVA | PJM_ROR | Internal | Summer | B7 | 400 | 500 | 0 | 53.58 | 51.27 | 9 | 0
2035 | TVA_2_PJM_ROR | TVA | PJM_ROR | Internal | Summer | B8 | 500 | 500 | 0 | 53.58 | 48.79 | 9 | 0
2035 | TVA_2_PJM_ROR | TVA | PJM_ROR | Internal | Summer | B9 | 800 | 500 | 0 | 49.18 | 47.14 | 9 | 0
2035 | TVA_2_PJM_ROR | TVA | PJM_ROR | Internal | Summer | B10 | 1262 | 500 | 0 | 48.22 | 44.9 | 9 | 0
2035 | TVA_2_PJM_ROR | TVA | PJM_ROR | Internal | Winter | B16 | 25 | 500 | 95.44 | 79.45 | 88.45 | 9 | 0
2035 | TVA_2_PJM_ROR | TVA | PJM_ROR | Internal | Winter | B17 | 100 | 500 | 79.88 | 60.74 | 69.74 | 9 | 0
2035 | TVA_2_PJM_ROR | TVA | PJM_ROR | Internal | Winter | B18 | 400 | 500 | 0 | 54.8 | 59.89 | 9 | 0
2035 | TVA_2_PJM_ROR | TVA | PJM_ROR | Internal | Winter | B19 | 700 | 500 | 0 | 54.8 | 56.45 | 9 | 0
2035 | TVA_2_PJM_ROR | TVA | PJM_ROR | Internal | Winter | B20 | 935 | 500 | 0 | 53.34 | 51.03 | 9 | 0
2035 | TVA_2_SOCO | TVA | SOCO | Internal | Shoulder | B11 | 25 | 500 | 500 | 73.83 | 88.14 | 9 | 5.31
2035 | TVA_2_SOCO | TVA | SOCO | Internal | Shoulder | B12 | 200 | 500 | 0 | 56.81 | 57.72 | 9 | 0
2035 | TVA_2_SOCO | TVA | SOCO | Internal | Shoulder | B13 | 600 | 500 | 0 | 55.04 | 55.72 | 9 | 0
2035 | TVA_2_SOCO | TVA | SOCO | Internal | Shoulder | B14 | 900 | 500 | 0 | 55.04 | 55.72 | 9 | 0
2035 | TVA_2_SOCO | TVA | SOCO | Internal | Shoulder | B15 | 1203 | 500 | 0 | 53.59 | 55.72 | 9 | 0
2035 | TVA_2_SOCO | TVA | SOCO | Internal | Summer | B1 | 10 | 500 | 500 | 108.03 | 129.47 | 9 | 12.44
2035 | TVA_2_SOCO | TVA | SOCO | Internal | Summer | B2 | 25 | 500 | 0 | 95.85 | 92.69 | 9 | 0
2035 | TVA_2_SOCO | TVA | SOCO | Internal | Summer | B3 | 75 | 500 | 0 | 87.81 | 92.69 | 9 | 0
2035 | TVA_2_SOCO | TVA | SOCO | Internal | Summer | B4 | 100 | 500 | 0 | 86.8 | 90.9 | 9 | 0
2035 | TVA_2_SOCO | TVA | SOCO | Internal | Summer | B5 | 200 | 500 | 319.47 | 81.9 | 90.9 | 9 | 0
2035 | TVA_2_SOCO | TVA | SOCO | Internal | Summer | B6 | 300 | 500 | 500 | 58.08 | 76.95 | 9 | 9.87
2035 | TVA_2_SOCO | TVA | SOCO | Internal | Summer | B7 | 400 | 500 | 500 | 53.58 | 64.27 | 9 | 1.69
2035 | TVA_2_SOCO | TVA | SOCO | Internal | Summer | B8 | 500 | 500 | 0 | 53.58 | 56.13 | 9 | 0
2035 | TVA_2_SOCO | TVA | SOCO | Internal | Summer | B9 | 800 | 500 | 0 | 49.18 | 54.18 | 9 | 0
2035 | TVA_2_SOCO | TVA | SOCO | Internal | Summer | B10 | 1262 | 500 | 0 | 48.22 | 54.18 | 9 | 0
2035 | TVA_2_SOCO | TVA | SOCO | Internal | Winter | B16 | 25 | 500 | 0 | 79.45 | 86.98 | 9 | 0
2035 | TVA_2_SOCO | TVA | SOCO | Internal | Winter | B17 | 100 | 500 | 0 | 60.74 | 61.04 | 9 | 0
2035 | TVA_2_SOCO | TVA | SOCO | Internal | Winter | B18 | 400 | 500 | 0 | 54.8 | 59.07 | 9 | 0
2035 | TVA_2_SOCO | TVA | SOCO | Internal | Winter | B19 | 700 | 500 | 0 | 54.8 | 59.07 | 9 | 0
2035 | TVA_2_SOCO | TVA | SOCO | Internal | Winter | B20 | 935 | 500 | 0 | 53.34 | 58.25 | 9 | 0
2035 | TVA_2_VACAR | TVA | VACAR | Internal | Shoulder | B11 | 25 | 150 | 0 | 73.83 | 81.14 | 9 | 0
2035 | TVA_2_VACAR | TVA | VACAR | Internal | Shoulder | B12 | 200 | 150 | 37.99 | 56.81 | 65.81 | 9 | 0
2035 | TVA_2_VACAR | TVA | VACAR | Internal | Shoulder | B13 | 600 | 150 | 0 | 55.04 | 54.38 | 9 | 0
2035 | TVA_2_VACAR | TVA | VACAR | Internal | Shoulder | B14 | 900 | 150 | 0 | 55.04 | 53.49 | 9 | 0
2035 | TVA_2_VACAR | TVA | VACAR | Internal | Shoulder | B15 | 1203 | 150 | 0 | 53.59 | 53.49 | 9 | 0
2035 | TVA_2_VACAR | TVA | VACAR | Internal | Summer | B1 | 10 | 150 | 150 | 108.03 | 137.47 | 9 | 20.44
2035 | TVA_2_VACAR | TVA | VACAR | Internal | Summer | B2 | 25 | 150 | 0 | 95.85 | 95.83 | 9 | 0
2035 | TVA_2_VACAR | TVA | VACAR | Internal | Summer | B3 | 75 | 150 | 0 | 87.81 | 92.52 | 9 | 0
2035 | TVA_2_VACAR | TVA | VACAR | Internal | Summer | B4 | 100 | 150 | 0 | 86.8 | 90.38 | 9 | 0
2035 | TVA_2_VACAR | TVA | VACAR | Internal | Summer | B5 | 200 | 150 | 0 | 81.9 | 83.9 | 9 | 0
2035 | TVA_2_VACAR | TVA | VACAR | Internal | Summer | B6 | 300 | 150 | 150 | 58.08 | 69.95 | 9 | 2.87
2035 | TVA_2_VACAR | TVA | VACAR | Internal | Summer | B7 | 400 | 150 | 0 | 53.58 | 57.27 | 9 | 0
2035 | TVA_2_VACAR | TVA | VACAR | Internal | Summer | B8 | 500 | 150 | 0 | 53.58 | 51.32 | 9 | 0
2035 | TVA_2_VACAR | TVA | VACAR | Internal | Summer | B9 | 800 | 150 | 0 | 49.18 | 51.32 | 9 | 0
2035 | TVA_2_VACAR | TVA | VACAR | Internal | Summer | B10 | 1262 | 150 | 0 | 48.22 | 51.32 | 9 | 0
2035 | TVA_2_VACAR | TVA | VACAR | Internal | Winter | B16 | 25 | 150 | 150 | 79.45 | 96.98 | 9 | 8.54
2035 | TVA_2_VACAR | TVA | VACAR | Internal | Winter | B17 | 100 | 150 | 150 | 60.74 | 75.74 | 9 | 6
2035 | TVA_2_VACAR | TVA | VACAR | Internal | Winter | B18 | 400 | 150 | 0 | 54.8 | 58.42 | 9 | 0
2035 | TVA_2_VACAR | TVA | VACAR | Internal | Winter | B19 | 700 | 150 | 0 | 54.8 | 58.37 | 9 | 0
2035 | TVA_2_VACAR | TVA | VACAR | Internal | Winter | B20 | 935 | 150 | 0 | 53.34 | 58.37 | 9 | 0
2035 | TVA_Transmission_2_ENT | TVA_Transmission | ENT | Internal | Shoulder | B11 | 25 | 3000 | 0 | 80.27 | 82.37 | 9 | 0
2035 | TVA_Transmission_2_ENT | TVA_Transmission | ENT | Internal | Shoulder | B12 | 200 | 3000 | 0 | 63.35 | 55.85 | 9 | 0
2035 | TVA_Transmission_2_ENT | TVA_Transmission | ENT | Internal | Shoulder | B13 | 600 | 3000 | 0 | 56.96 | 55.45 | 9 | 0
2035 | TVA_Transmission_2_ENT | TVA_Transmission | ENT | Internal | Shoulder | B14 | 900 | 3000 | 0 | 56.13 | 55.45 | 9 | 0
2035 | TVA_Transmission_2_ENT | TVA_Transmission | ENT | Internal | Shoulder | B15 | 1203 | 3000 | 0 | 53.58 | 53.61 | 9 | 0
2035 | TVA_Transmission_2_ENT | TVA_Transmission | ENT | Internal | Summer | B1 | 10 | 3000 | 0 | 128.82 | 121.47 | 9 | 0
2035 | TVA_Transmission_2_ENT | TVA_Transmission | ENT | Internal | Summer | B2 | 25 | 3000 | 0 | 95.83 | 89.32 | 9 | 0
2035 | TVA_Transmission_2_ENT | TVA_Transmission | ENT | Internal | Summer | B3 | 75 | 3000 | 0 | 87.8 | 84.69 | 9 | 0
2035 | TVA_Transmission_2_ENT | TVA_Transmission | ENT | Internal | Summer | B4 | 100 | 3000 | 0 | 87.18 | 82.9 | 9 | 0
2035 | TVA_Transmission_2_ENT | TVA_Transmission | ENT | Internal | Summer | B5 | 200 | 3000 | 0 | 82.71 | 82.9 | 9 | 0
2035 | TVA_Transmission_2_ENT | TVA_Transmission | ENT | Internal | Summer | B6 | 300 | 3000 | 0 | 68.83 | 68.95 | 9 | 0
2035 | TVA_Transmission_2_ENT | TVA_Transmission | ENT | Internal | Summer | B7 | 400 | 3000 | 0 | 55.93 | 56.27 | 9 | 0
2035 | TVA_Transmission_2_ENT | TVA_Transmission | ENT | Internal | Summer | B8 | 500 | 3000 | 0 | 54.07 | 54.06 | 9 | 0
2035 | TVA_Transmission_2_ENT | TVA_Transmission | ENT | Internal | Summer | B9 | 800 | 3000 | 0 | 50.66 | 53.17 | 9 | 0
2035 | TVA_Transmission_2_ENT | TVA_Transmission | ENT | Internal | Summer | B10 | 1262 | 3000 | 0 | 48.2 | 51.9 | 9 | 0
2035 | TVA_Transmission_2_ENT | TVA_Transmission | ENT | Internal | Winter | B16 | 25 | 3000 | 0 | 86.98 | 78.98 | 9 | 0
2035 | TVA_Transmission_2_ENT | TVA_Transmission | ENT | Internal | Winter | B17 | 100 | 3000 | 0 | 67.16 | 59.42 | 9 | 0
2035 | TVA_Transmission_2_ENT | TVA_Transmission | ENT | Internal | Winter | B18 | 400 | 3000 | 0 | 59.98 | 58.99 | 9 | 0
2035 | TVA_Transmission_2_ENT | TVA_Transmission | ENT | Internal | Winter | B19 | 700 | 3000 | 0 | 55.78 | 57.8 | 9 | 0
2035 | TVA_Transmission_2_ENT | TVA_Transmission | ENT | Internal | Winter | B20 | 935 | 3000 | 0 | 53.32 | 57.03 | 9 | 0
2035 | TVA_Transmission_2_MISO_MO-IL | TVA_Transmission | MISO_MO-IL | Internal | Shoulder | B11 | 25 | 4000 | 0 | 80.27 | 77.16 | 9 | 0
2035 | TVA_Transmission_2_MISO_MO-IL | TVA_Transmission | MISO_MO-IL | Internal | Shoulder | B12 | 200 | 4000 | 0 | 63.35 | 63.82 | 9 | 0
2035 | TVA_Transmission_2_MISO_MO-IL | TVA_Transmission | MISO_MO-IL | Internal | Shoulder | B13 | 600 | 4000 | 0 | 56.96 | 53.95 | 9 | 0
2035 | TVA_Transmission_2_MISO_MO-IL | TVA_Transmission | MISO_MO-IL | Internal | Shoulder | B14 | 900 | 4000 | 0 | 56.13 | 53.7 | 9 | 0
2035 | TVA_Transmission_2_MISO_MO-IL | TVA_Transmission | MISO_MO-IL | Internal | Shoulder | B15 | 1203 | 4000 | 0 | 53.58 | 46.62 | 9 | 0
2035 | TVA_Transmission_2_MISO_MO-IL | TVA_Transmission | MISO_MO-IL | Internal | Summer | B1 | 10 | 4000 | 0 | 128.82 | 129.47 | 9 | 0
2035 | TVA_Transmission_2_MISO_MO-IL | TVA_Transmission | MISO_MO-IL | Internal | Summer | B2 | 25 | 4000 | 0 | 95.83 | 87.83 | 9 | 0
2035 | TVA_Transmission_2_MISO_MO-IL | TVA_Transmission | MISO_MO-IL | Internal | Summer | B3 | 75 | 4000 | 0 | 87.8 | 83.8 | 9 | 0
2035 | TVA_Transmission_2_MISO_MO-IL | TVA_Transmission | MISO_MO-IL | Internal | Summer | B4 | 100 | 4000 | 0 | 87.18 | 80.94 | 9 | 0
2035 | TVA_Transmission_2_MISO_MO-IL | TVA_Transmission | MISO_MO-IL | Internal | Summer | B5 | 200 | 4000 | 0 | 82.71 | 79.14 | 9 | 0
2035 | TVA_Transmission_2_MISO_MO-IL | TVA_Transmission | MISO_MO-IL | Internal | Summer | B6 | 300 | 4000 | 0 | 68.83 | 63.02 | 9 | 0
2035 | TVA_Transmission_2_MISO_MO-IL | TVA_Transmission | MISO_MO-IL | Internal | Summer | B7 | 400 | 4000 | 0 | 55.93 | 52.05 | 9 | 0
2035 | TVA_Transmission_2_MISO_MO-IL | TVA_Transmission | MISO_MO-IL | Internal | Summer | B8 | 500 | 4000 | 0 | 54.07 | 48.82 | 9 | 0
2035 | TVA_Transmission_2_MISO_MO-IL | TVA_Transmission | MISO_MO-IL | Internal | Summer | B9 | 800 | 4000 | 0 | 50.66 | 45.17 | 9 | 0
2035 | TVA_Transmission_2_MISO_MO-IL | TVA_Transmission | MISO_MO-IL | Internal | Summer | B10 | 1262 | 4000 | 0 | 48.2 | 44.36 | 9 | 0
2035 | TVA_Transmission_2_MISO_MO-IL | TVA_Transmission | MISO_MO-IL | Internal | Winter | B16 | 25 | 4000 | 0 | 86.98 | 86.45 | 9 | 0
2035 | TVA_Transmission_2_MISO_MO-IL | TVA_Transmission | MISO_MO-IL | Internal | Winter | B17 | 100 | 4000 | 0 | 67.16 | 67.42 | 9 | 0
2035 | TVA_Transmission_2_MISO_MO-IL | TVA_Transmission | MISO_MO-IL | Internal | Winter | B18 | 400 | 4000 | 0 | 59.98 | 57.89 | 9 | 0
2035 | TVA_Transmission_2_MISO_MO-IL | TVA_Transmission | MISO_MO-IL | Internal | Winter | B19 | 700 | 4000 | 0 | 55.78 | 54.45 | 9 | 0
2035 | TVA_Transmission_2_MISO_MO-IL | TVA_Transmission | MISO_MO-IL | Internal | Winter | B20 | 935 | 4000 | 0 | 53.32 | 49.03 | 9 | 0
2035 | TVA_Transmission_2_NonRTO_Midwest | TVA_Transmission | NonRTO_Midwest | Internal | Shoulder | B11 | 25 | 700 | 0 | 80.27 | 85.15 | 9 | 0
2035 | TVA_Transmission_2_NonRTO_Midwest | TVA_Transmission | NonRTO_Midwest | Internal | Shoulder | B12 | 200 | 700 | 0 | 63.35 | 71.81 | 9 | 0
2035 | TVA_Transmission_2_NonRTO_Midwest | TVA_Transmission | NonRTO_Midwest | Internal | Shoulder | B13 | 600 | 700 | 0 | 56.96 | 57.97 | 9 | 0
2035 | TVA_Transmission_2_NonRTO_Midwest | TVA_Transmission | NonRTO_Midwest | Internal | Shoulder | B14 | 900 | 700 | 0 | 56.13 | 50.47 | 9 | 0
2035 | TVA_Transmission_2_NonRTO_Midwest | TVA_Transmission | NonRTO_Midwest | Internal | Shoulder | B15 | 1203 | 700 | 0 | 53.58 | 45.58 | 9 | 0
2035 | TVA_Transmission_2_NonRTO_Midwest | TVA_Transmission | NonRTO_Midwest | Internal | Summer | B1 | 10 | 700 | 0 | 128.82 | 121.46 | 9 | 0
2035 | TVA_Transmission_2_NonRTO_Midwest | TVA_Transmission | NonRTO_Midwest | Internal | Summer | B2 | 25 | 700 | 0 | 95.83 | 88.93 | 9 | 0
2035 | TVA_Transmission_2_NonRTO_Midwest | TVA_Transmission | NonRTO_Midwest | Internal | Summer | B3 | 75 | 700 | 0 | 87.8 | 88.93 | 9 | 0
2035 | TVA_Transmission_2_NonRTO_Midwest | TVA_Transmission | NonRTO_Midwest | Internal | Summer | B4 | 100 | 700 | 0 | 87.18 | 88.93 | 9 | 0
2035 | TVA_Transmission_2_NonRTO_Midwest | TVA_Transmission | NonRTO_Midwest | Internal | Summer | B5 | 200 | 700 | 0 | 82.71 | 87.12 | 9 | 0
2035 | TVA_Transmission_2_NonRTO_Midwest | TVA_Transmission | NonRTO_Midwest | Internal | Summer | B6 | 300 | 700 | 0 | 68.83 | 71.01 | 9 | 0
2035 | TVA_Transmission_2_NonRTO_Midwest | TVA_Transmission | NonRTO_Midwest | Internal | Summer | B7 | 400 | 700 | 0 | 55.93 | 48.9 | 9 | 0
2035 | TVA_Transmission_2_NonRTO_Midwest | TVA_Transmission | NonRTO_Midwest | Internal | Summer | B8 | 500 | 700 | 0 | 54.07 | 48.9 | 9 | 0
2035 | TVA_Transmission_2_NonRTO_Midwest | TVA_Transmission | NonRTO_Midwest | Internal | Summer | B9 | 800 | 700 | 0 | 50.66 | 46.94 | 9 | 0
2035 | TVA_Transmission_2_NonRTO_Midwest | TVA_Transmission | NonRTO_Midwest | Internal | Summer | B10 | 1262 | 700 | 0 | 48.2 | 40.2 | 9 | 0
2035 | TVA_Transmission_2_NonRTO_Midwest | TVA_Transmission | NonRTO_Midwest | Internal | Winter | B16 | 25 | 700 | 0 | 86.98 | 94.46 | 9 | 0
2035 | TVA_Transmission_2_NonRTO_Midwest | TVA_Transmission | NonRTO_Midwest | Internal | Winter | B17 | 100 | 700 | 0 | 67.16 | 75.44 | 9 | 0
2035 | TVA_Transmission_2_NonRTO_Midwest | TVA_Transmission | NonRTO_Midwest | Internal | Winter | B18 | 400 | 700 | 0 | 59.98 | 63.56 | 9 | 0
2035 | TVA_Transmission_2_NonRTO_Midwest | TVA_Transmission | NonRTO_Midwest | Internal | Winter | B19 | 700 | 700 | 0 | 55.78 | 48.68 | 9 | 0
2035 | TVA_Transmission_2_NonRTO_Midwest | TVA_Transmission | NonRTO_Midwest | Internal | Winter | B20 | 935 | 700 | 0 | 53.32 | 45.32 | 9 | 0
2035 | TVA_Transmission_2_PJM_ROR | TVA_Transmission | PJM_ROR | Internal | Shoulder | B11 | 25 | 2000 | 0 | 80.27 | 75.14 | 9 | 0
2035 | TVA_Transmission_2_PJM_ROR | TVA_Transmission | PJM_ROR | Internal | Shoulder | B12 | 200 | 2000 | 0 | 63.35 | 65.81 | 9 | 0
2035 | TVA_Transmission_2_PJM_ROR | TVA_Transmission | PJM_ROR | Internal | Shoulder | B13 | 600 | 2000 | 0 | 56.96 | 54.54 | 9 | 0
2035 | TVA_Transmission_2_PJM_ROR | TVA_Transmission | PJM_ROR | Internal | Shoulder | B14 | 900 | 2000 | 0 | 56.13 | 53.22 | 9 | 0
2035 | TVA_Transmission_2_PJM_ROR | TVA_Transmission | PJM_ROR | Internal | Shoulder | B15 | 1203 | 2000 | 0 | 53.58 | 47.58 | 9 | 0
2035 | TVA_Transmission_2_PJM_ROR | TVA_Transmission | PJM_ROR | Internal | Summer | B1 | 10 | 2000 | 0 | 128.82 | 131.47 | 9 | 0
2035 | TVA_Transmission_2_PJM_ROR | TVA_Transmission | PJM_ROR | Internal | Summer | B2 | 25 | 2000 | 0 | 95.83 | 89.83 | 9 | 0
2035 | TVA_Transmission_2_PJM_ROR | TVA_Transmission | PJM_ROR | Internal | Summer | B3 | 75 | 2000 | 0 | 87.8 | 81.8 | 9 | 0
2035 | TVA_Transmission_2_PJM_ROR | TVA_Transmission | PJM_ROR | Internal | Summer | B4 | 100 | 2000 | 0 | 87.18 | 81.65 | 9 | 0
2035 | TVA_Transmission_2_PJM_ROR | TVA_Transmission | PJM_ROR | Internal | Summer | B5 | 200 | 2000 | 0 | 82.71 | 77.12 | 9 | 0
2035 | TVA_Transmission_2_PJM_ROR | TVA_Transmission | PJM_ROR | Internal | Summer | B6 | 300 | 2000 | 0 | 68.83 | 63.95 | 9 | 0
2035 | TVA_Transmission_2_PJM_ROR | TVA_Transmission | PJM_ROR | Internal | Summer | B7 | 400 | 2000 | 0 | 55.93 | 51.27 | 9 | 0
2035 | TVA_Transmission_2_PJM_ROR | TVA_Transmission | PJM_ROR | Internal | Summer | B8 | 500 | 2000 | 0 | 54.07 | 48.79 | 9 | 0
2035 | TVA_Transmission_2_PJM_ROR | TVA_Transmission | PJM_ROR | Internal | Summer | B9 | 800 | 2000 | 0 | 50.66 | 47.14 | 9 | 0
2035 | TVA_Transmission_2_PJM_ROR | TVA_Transmission | PJM_ROR | Internal | Summer | B10 | 1262 | 2000 | 0 | 48.2 | 44.9 | 9 | 0
2035 | TVA_Transmission_2_PJM_ROR | TVA_Transmission | PJM_ROR | Internal | Winter | B16 | 25 | 2000 | 0 | 86.98 | 88.45 | 9 | 0
2035 | TVA_Transmission_2_PJM_ROR | TVA_Transmission | PJM_ROR | Internal | Winter | B17 | 100 | 2000 | 0 | 67.16 | 69.74 | 9 | 0
2035 | TVA_Transmission_2_PJM_ROR | TVA_Transmission | PJM_ROR | Internal | Winter | B18 | 400 | 2000 | 0 | 59.98 | 59.89 | 9 | 0
2035 | TVA_Transmission_2_PJM_ROR | TVA_Transmission | PJM_ROR | Internal | Winter | B19 | 700 | 2000 | 0 | 55.78 | 56.45 | 9 | 0
2035 | TVA_Transmission_2_PJM_ROR | TVA_Transmission | PJM_ROR | Internal | Winter | B20 | 935 | 2000 | 0 | 53.32 | 51.03 | 9 | 0
2035 | TVA_Transmission_2_SOCO | TVA_Transmission | SOCO | Internal | Shoulder | B11 | 25 | 3200 | 0 | 80.27 | 88.14 | 9 | 0
2035 | TVA_Transmission_2_SOCO | TVA_Transmission | SOCO | Internal | Shoulder | B12 | 200 | 3200 | 0 | 63.35 | 57.72 | 9 | 0
2035 | TVA_Transmission_2_SOCO | TVA_Transmission | SOCO | Internal | Shoulder | B13 | 600 | 3200 | 0 | 56.96 | 55.72 | 9 | 0
2035 | TVA_Transmission_2_SOCO | TVA_Transmission | SOCO | Internal | Shoulder | B14 | 900 | 3200 | 0 | 56.13 | 55.72 | 9 | 0
2035 | TVA_Transmission_2_SOCO | TVA_Transmission | SOCO | Internal | Shoulder | B15 | 1203 | 3200 | 0 | 53.58 | 55.72 | 9 | 0
2035 | TVA_Transmission_2_SOCO | TVA_Transmission | SOCO | Internal | Summer | B1 | 10 | 3200 | 0 | 128.82 | 129.47 | 9 | 0
2035 | TVA_Transmission_2_SOCO | TVA_Transmission | SOCO | Internal | Summer | B2 | 25 | 3200 | 0 | 95.83 | 92.69 | 9 | 0
2035 | TVA_Transmission_2_SOCO | TVA_Transmission | SOCO | Internal | Summer | B3 | 75 | 3200 | 0 | 87.8 | 92.69 | 9 | 0
2035 | TVA_Transmission_2_SOCO | TVA_Transmission | SOCO | Internal | Summer | B4 | 100 | 3200 | 0 | 87.18 | 90.9 | 9 | 0
2035 | TVA_Transmission_2_SOCO | TVA_Transmission | SOCO | Internal | Summer | B5 | 200 | 3200 | 0 | 82.71 | 90.9 | 9 | 0
2035 | TVA_Transmission_2_SOCO | TVA_Transmission | SOCO | Internal | Summer | B6 | 300 | 3200 | 0 | 68.83 | 76.95 | 9 | 0
2035 | TVA_Transmission_2_SOCO | TVA_Transmission | SOCO | Internal | Summer | B7 | 400 | 3200 | 0 | 55.93 | 64.27 | 9 | 0
2035 | TVA_Transmission_2_SOCO | TVA_Transmission | SOCO | Internal | Summer | B8 | 500 | 3200 | 0 | 54.07 | 56.13 | 9 | 0
2035 | TVA_Transmission_2_SOCO | TVA_Transmission | SOCO | Internal | Summer | B9 | 800 | 3200 | 0 | 50.66 | 54.18 | 9 | 0
2035 | TVA_Transmission_2_SOCO | TVA_Transmission | SOCO | Internal | Summer | B10 | 1262 | 3200 | 0 | 48.2 | 54.18 | 9 | 0
2035 | TVA_Transmission_2_SOCO | TVA_Transmission | SOCO | Internal | Winter | B16 | 25 | 3200 | 0 | 86.98 | 86.98 | 9 | 0
2035 | TVA_Transmission_2_SOCO | TVA_Transmission | SOCO | Internal | Winter | B17 | 100 | 3200 | 0 | 67.16 | 61.04 | 9 | 0
2035 | TVA_Transmission_2_SOCO | TVA_Transmission | SOCO | Internal | Winter | B18 | 400 | 3200 | 0 | 59.98 | 59.07 | 9 | 0
2035 | TVA_Transmission_2_SOCO | TVA_Transmission | SOCO | Internal | Winter | B19 | 700 | 3200 | 0 | 55.78 | 59.07 | 9 | 0
2035 | TVA_Transmission_2_SOCO | TVA_Transmission | SOCO | Internal | Winter | B20 | 935 | 3200 | 0 | 53.32 | 58.25 | 9 | 0
2035 | TVA_Transmission_2_TVA | TVA_Transmission | TVA | Internal | Shoulder | B11 | 25 | 99999 | 0 | 80.27 | 73.83 | 0.01 | 0
2035 | TVA_Transmission_2_TVA | TVA_Transmission | TVA | Internal | Shoulder | B12 | 200 | 99999 | 0 | 63.35 | 56.81 | 0.01 | 0
2035 | TVA_Transmission_2_TVA | TVA_Transmission | TVA | Internal | Shoulder | B13 | 600 | 99999 | 0 | 56.96 | 55.04 | 0.01 | 0
2035 | TVA_Transmission_2_TVA | TVA_Transmission | TVA | Internal | Shoulder | B14 | 900 | 99999 | 0 | 56.13 | 55.04 | 0.01 | 0
2035 | TVA_Transmission_2_TVA | TVA_Transmission | TVA | Internal | Shoulder | B15 | 1203 | 99999 | 589.07 | 53.58 | 53.59 | 0.01 | 0
2035 | TVA_Transmission_2_TVA | TVA_Transmission | TVA | Internal | Summer | B1 | 10 | 99999 | 0 | 128.82 | 108.03 | 0.01 | 0
2035 | TVA_Transmission_2_TVA | TVA_Transmission | TVA | Internal | Summer | B2 | 25 | 99999 | 386.41 | 95.83 | 95.85 | 0.01 | 0
2035 | TVA_Transmission_2_TVA | TVA_Transmission | TVA | Internal | Summer | B3 | 75 | 99999 | 706.66 | 87.8 | 87.81 | 0.01 | 0
2035 | TVA_Transmission_2_TVA | TVA_Transmission | TVA | Internal | Summer | B4 | 100 | 99999 | 0 | 87.18 | 86.8 | 0.01 | 0
2035 | TVA_Transmission_2_TVA | TVA_Transmission | TVA | Internal | Summer | B5 | 200 | 99999 | 0 | 82.71 | 81.9 | 0.01 | 0
2035 | TVA_Transmission_2_TVA | TVA_Transmission | TVA | Internal | Summer | B6 | 300 | 99999 | 0 | 68.83 | 58.08 | 0.01 | 0
2035 | TVA_Transmission_2_TVA | TVA_Transmission | TVA | Internal | Summer | B7 | 400 | 99999 | 0 | 55.93 | 53.58 | 0.01 | 0
2035 | TVA_Transmission_2_TVA | TVA_Transmission | TVA | Internal | Summer | B8 | 500 | 99999 | 0 | 54.07 | 53.58 | 0.01 | 0
2035 | TVA_Transmission_2_TVA | TVA_Transmission | TVA | Internal | Summer | B9 | 800 | 99999 | 0 | 50.66 | 49.18 | 0.01 | 0
2035 | TVA_Transmission_2_TVA | TVA_Transmission | TVA | Internal | Summer | B10 | 1262 | 99999 | 637.21 | 48.2 | 48.22 | 0.01 | 0
2035 | TVA_Transmission_2_TVA | TVA_Transmission | TVA | Internal | Winter | B16 | 25 | 99999 | 0 | 86.98 | 79.45 | 0.01 | 0
2035 | TVA_Transmission_2_TVA | TVA_Transmission | TVA | Internal | Winter | B17 | 100 | 99999 | 0 | 67.16 | 60.74 | 0.01 | 0
2035 | TVA_Transmission_2_TVA | TVA_Transmission | TVA | Internal | Winter | B18 | 400 | 99999 | 0 | 59.98 | 54.8 | 0.01 | 0
2035 | TVA_Transmission_2_TVA | TVA_Transmission | TVA | Internal | Winter | B19 | 700 | 99999 | 0 | 55.78 | 54.8 | 0.01 | 0
2035 | TVA_Transmission_2_TVA | TVA_Transmission | TVA | Internal | Winter | B20 | 935 | 99999 | 392.14 | 53.32 | 53.34 | 0.01 | 0
2035 | TVA_Transmission_2_VACAR | TVA_Transmission | VACAR | Internal | Shoulder | B11 | 25 | 900 | 0 | 80.27 | 81.14 | 9 | 0
2035 | TVA_Transmission_2_VACAR | TVA_Transmission | VACAR | Internal | Shoulder | B12 | 200 | 900 | 0 | 63.35 | 65.81 | 9 | 0
2035 | TVA_Transmission_2_VACAR | TVA_Transmission | VACAR | Internal | Shoulder | B13 | 600 | 900 | 0 | 56.96 | 54.38 | 9 | 0
2035 | TVA_Transmission_2_VACAR | TVA_Transmission | VACAR | Internal | Shoulder | B14 | 900 | 900 | 0 | 56.13 | 53.49 | 9 | 0
2035 | TVA_Transmission_2_VACAR | TVA_Transmission | VACAR | Internal | Shoulder | B15 | 1203 | 900 | 0 | 53.58 | 53.49 | 9 | 0
2035 | TVA_Transmission_2_VACAR | TVA_Transmission | VACAR | Internal | Summer | B1 | 10 | 900 | 0.07 | 128.82 | 137.47 | 9 | 0
2035 | TVA_Transmission_2_VACAR | TVA_Transmission | VACAR | Internal | Summer | B2 | 25 | 900 | 0 | 95.83 | 95.83 | 9 | 0
2035 | TVA_Transmission_2_VACAR | TVA_Transmission | VACAR | Internal | Summer | B3 | 75 | 900 | 0 | 87.8 | 92.52 | 9 | 0
2035 | TVA_Transmission_2_VACAR | TVA_Transmission | VACAR | Internal | Summer | B4 | 100 | 900 | 0 | 87.18 | 90.38 | 9 | 0
2035 | TVA_Transmission_2_VACAR | TVA_Transmission | VACAR | Internal | Summer | B5 | 200 | 900 | 0 | 82.71 | 83.9 | 9 | 0
2035 | TVA_Transmission_2_VACAR | TVA_Transmission | VACAR | Internal | Summer | B6 | 300 | 900 | 0 | 68.83 | 69.95 | 9 | 0
2035 | TVA_Transmission_2_VACAR | TVA_Transmission | VACAR | Internal | Summer | B7 | 400 | 900 | 0 | 55.93 | 57.27 | 9 | 0
2035 | TVA_Transmission_2_VACAR | TVA_Transmission | VACAR | Internal | Summer | B8 | 500 | 900 | 0 | 54.07 | 51.32 | 9 | 0
2035 | TVA_Transmission_2_VACAR | TVA_Transmission | VACAR | Internal | Summer | B9 | 800 | 900 | 0 | 50.66 | 51.32 | 9 | 0
2035 | TVA_Transmission_2_VACAR | TVA_Transmission | VACAR | Internal | Summer | B10 | 1262 | 900 | 0 | 48.2 | 51.32 | 9 | 0
2035 | TVA_Transmission_2_VACAR | TVA_Transmission | VACAR | Internal | Winter | B16 | 25 | 900 | 899.99 | 86.98 | 96.98 | 9 | 1
2035 | TVA_Transmission_2_VACAR | TVA_Transmission | VACAR | Internal | Winter | B17 | 100 | 900 | 0 | 67.16 | 75.74 | 9 | 0
2035 | TVA_Transmission_2_VACAR | TVA_Transmission | VACAR | Internal | Winter | B18 | 400 | 900 | 0 | 59.98 | 58.42 | 9 | 0
2035 | TVA_Transmission_2_VACAR | TVA_Transmission | VACAR | Internal | Winter | B19 | 700 | 900 | 0 | 55.78 | 58.37 | 9 | 0
2035 | TVA_Transmission_2_VACAR | TVA_Transmission | VACAR | Internal | Winter | B20 | 935 | 900 | 0 | 53.32 | 58.37 | 9 | 0
2035 | VACAR_2_PJM_ROR | VACAR | PJM_ROR | Internal | Shoulder | B11 | 25 | 2000 | 0 | 81.14 | 75.14 | 7 | 0
2035 | VACAR_2_PJM_ROR | VACAR | PJM_ROR | Internal | Shoulder | B12 | 200 | 2000 | 0 | 65.81 | 65.81 | 7 | 0
2035 | VACAR_2_PJM_ROR | VACAR | PJM_ROR | Internal | Shoulder | B13 | 600 | 2000 | 0 | 54.38 | 54.54 | 7 | 0
2035 | VACAR_2_PJM_ROR | VACAR | PJM_ROR | Internal | Shoulder | B14 | 900 | 2000 | 0 | 53.49 | 53.22 | 7 | 0
2035 | VACAR_2_PJM_ROR | VACAR | PJM_ROR | Internal | Shoulder | B15 | 1203 | 2000 | 0 | 53.49 | 47.58 | 7 | 0
2035 | VACAR_2_PJM_ROR | VACAR | PJM_ROR | Internal | Summer | B1 | 10 | 2000 | 0 | 137.47 | 131.47 | 7 | 0
2035 | VACAR_2_PJM_ROR | VACAR | PJM_ROR | Internal | Summer | B2 | 25 | 2000 | 0 | 95.83 | 89.83 | 7 | 0
2035 | VACAR_2_PJM_ROR | VACAR | PJM_ROR | Internal | Summer | B3 | 75 | 2000 | 0 | 92.52 | 81.8 | 7 | 0
2035 | VACAR_2_PJM_ROR | VACAR | PJM_ROR | Internal | Summer | B4 | 100 | 2000 | 0 | 90.38 | 81.65 | 7 | 0
2035 | VACAR_2_PJM_ROR | VACAR | PJM_ROR | Internal | Summer | B5 | 200 | 2000 | 0 | 83.9 | 77.12 | 7 | 0
2035 | VACAR_2_PJM_ROR | VACAR | PJM_ROR | Internal | Summer | B6 | 300 | 2000 | 0 | 69.95 | 63.95 | 7 | 0
2035 | VACAR_2_PJM_ROR | VACAR | PJM_ROR | Internal | Summer | B7 | 400 | 2000 | 0 | 57.27 | 51.27 | 7 | 0
2035 | VACAR_2_PJM_ROR | VACAR | PJM_ROR | Internal | Summer | B8 | 500 | 2000 | 0 | 51.32 | 48.79 | 7 | 0
2035 | VACAR_2_PJM_ROR | VACAR | PJM_ROR | Internal | Summer | B9 | 800 | 2000 | 0 | 51.32 | 47.14 | 7 | 0
2035 | VACAR_2_PJM_ROR | VACAR | PJM_ROR | Internal | Summer | B10 | 1262 | 2000 | 0 | 51.32 | 44.9 | 7 | 0
2035 | VACAR_2_PJM_ROR | VACAR | PJM_ROR | Internal | Winter | B16 | 25 | 2000 | 0 | 96.98 | 88.45 | 7 | 0
2035 | VACAR_2_PJM_ROR | VACAR | PJM_ROR | Internal | Winter | B17 | 100 | 2000 | 0 | 75.74 | 69.74 | 7 | 0
2035 | VACAR_2_PJM_ROR | VACAR | PJM_ROR | Internal | Winter | B18 | 400 | 2000 | 0 | 58.42 | 59.89 | 7 | 0
2035 | VACAR_2_PJM_ROR | VACAR | PJM_ROR | Internal | Winter | B19 | 700 | 2000 | 0 | 58.37 | 56.45 | 7 | 0
2035 | VACAR_2_PJM_ROR | VACAR | PJM_ROR | Internal | Winter | B20 | 935 | 2000 | 0 | 58.37 | 51.03 | 7 | 0
2035 | VACAR_2_SOCO | VACAR | SOCO | Internal | Shoulder | B11 | 25 | 3000 | 2841.69 | 81.14 | 88.14 | 7 | 0
2035 | VACAR_2_SOCO | VACAR | SOCO | Internal | Shoulder | B12 | 200 | 3000 | 0 | 65.81 | 57.72 | 7 | 0
2035 | VACAR_2_SOCO | VACAR | SOCO | Internal | Shoulder | B13 | 600 | 3000 | 0 | 54.38 | 55.72 | 7 | 0
2035 | VACAR_2_SOCO | VACAR | SOCO | Internal | Shoulder | B14 | 900 | 3000 | 0 | 53.49 | 55.72 | 7 | 0
2035 | VACAR_2_SOCO | VACAR | SOCO | Internal | Shoulder | B15 | 1203 | 3000 | 0 | 53.49 | 55.72 | 7 | 0
2035 | VACAR_2_SOCO | VACAR | SOCO | Internal | Summer | B1 | 10 | 3000 | 0 | 137.47 | 129.47 | 7 | 0
2035 | VACAR_2_SOCO | VACAR | SOCO | Internal | Summer | B2 | 25 | 3000 | 0 | 95.83 | 92.69 | 7 | 0
2035 | VACAR_2_SOCO | VACAR | SOCO | Internal | Summer | B3 | 75 | 3000 | 0 | 92.52 | 92.69 | 7 | 0
2035 | VACAR_2_SOCO | VACAR | SOCO | Internal | Summer | B4 | 100 | 3000 | 0 | 90.38 | 90.9 | 7 | 0
2035 | VACAR_2_SOCO | VACAR | SOCO | Internal | Summer | B5 | 200 | 3000 | 964.46 | 83.9 | 90.9 | 7 | 0
2035 | VACAR_2_SOCO | VACAR | SOCO | Internal | Summer | B6 | 300 | 3000 | 21.92 | 69.95 | 76.95 | 7 | 0
2035 | VACAR_2_SOCO | VACAR | SOCO | Internal | Summer | B7 | 400 | 3000 | 230.49 | 57.27 | 64.27 | 7 | 0
2035 | VACAR_2_SOCO | VACAR | SOCO | Internal | Summer | B8 | 500 | 3000 | 0 | 51.32 | 56.13 | 7 | 0
2035 | VACAR_2_SOCO | VACAR | SOCO | Internal | Summer | B9 | 800 | 3000 | 0 | 51.32 | 54.18 | 7 | 0
2035 | VACAR_2_SOCO | VACAR | SOCO | Internal | Summer | B10 | 1262 | 3000 | 0 | 51.32 | 54.18 | 7 | 0
2035 | VACAR_2_SOCO | VACAR | SOCO | Internal | Winter | B16 | 25 | 3000 | 0 | 96.98 | 86.98 | 7 | 0
2035 | VACAR_2_SOCO | VACAR | SOCO | Internal | Winter | B17 | 100 | 3000 | 0 | 75.74 | 61.04 | 7 | 0
2035 | VACAR_2_SOCO | VACAR | SOCO | Internal | Winter | B18 | 400 | 3000 | 0 | 58.42 | 59.07 | 7 | 0
2035 | VACAR_2_SOCO | VACAR | SOCO | Internal | Winter | B19 | 700 | 3000 | 0 | 58.37 | 59.07 | 7 | 0
2035 | VACAR_2_SOCO | VACAR | SOCO | Internal | Winter | B20 | 935 | 3000 | 0 | 58.37 | 58.25 | 7 | 0
2035 | VACAR_2_TVA_Transmission | VACAR | TVA_Transmission | Internal | Shoulder | B11 | 25 | 900 | 0 | 81.14 | 80.27 | 7 | 0
2035 | VACAR_2_TVA_Transmission | VACAR | TVA_Transmission | Internal | Shoulder | B12 | 200 | 900 | 0 | 65.81 | 63.35 | 7 | 0
2035 | VACAR_2_TVA_Transmission | VACAR | TVA_Transmission | Internal | Shoulder | B13 | 600 | 900 | 0 | 54.38 | 56.96 | 7 | 0
2035 | VACAR_2_TVA_Transmission | VACAR | TVA_Transmission | Internal | Shoulder | B14 | 900 | 900 | 0 | 53.49 | 56.13 | 7 | 0
2035 | VACAR_2_TVA_Transmission | VACAR | TVA_Transmission | Internal | Shoulder | B15 | 1203 | 900 | 0 | 53.49 | 53.58 | 7 | 0
2035 | VACAR_2_TVA_Transmission | VACAR | TVA_Transmission | Internal | Summer | B1 | 10 | 900 | 0 | 137.47 | 128.82 | 7 | 0
2035 | VACAR_2_TVA_Transmission | VACAR | TVA_Transmission | Internal | Summer | B2 | 25 | 900 | 0 | 95.83 | 95.83 | 7 | 0
2035 | VACAR_2_TVA_Transmission | VACAR | TVA_Transmission | Internal | Summer | B3 | 75 | 900 | 0 | 92.52 | 87.8 | 7 | 0
2035 | VACAR_2_TVA_Transmission | VACAR | TVA_Transmission | Internal | Summer | B4 | 100 | 900 | 0 | 90.38 | 87.18 | 7 | 0
2035 | VACAR_2_TVA_Transmission | VACAR | TVA_Transmission | Internal | Summer | B5 | 200 | 900 | 0 | 83.9 | 82.71 | 7 | 0
2035 | VACAR_2_TVA_Transmission | VACAR | TVA_Transmission | Internal | Summer | B6 | 300 | 900 | 0 | 69.95 | 68.83 | 7 | 0
2035 | VACAR_2_TVA_Transmission | VACAR | TVA_Transmission | Internal | Summer | B7 | 400 | 900 | 0 | 57.27 | 55.93 | 7 | 0
2035 | VACAR_2_TVA_Transmission | VACAR | TVA_Transmission | Internal | Summer | B8 | 500 | 900 | 0 | 51.32 | 54.07 | 7 | 0
2035 | VACAR_2_TVA_Transmission | VACAR | TVA_Transmission | Internal | Summer | B9 | 800 | 900 | 0 | 51.32 | 50.66 | 7 | 0
2035 | VACAR_2_TVA_Transmission | VACAR | TVA_Transmission | Internal | Summer | B10 | 1262 | 900 | 0 | 51.32 | 48.2 | 7 | 0
2035 | VACAR_2_TVA_Transmission | VACAR | TVA_Transmission | Internal | Winter | B16 | 25 | 900 | 0 | 96.98 | 86.98 | 7 | 0
2035 | VACAR_2_TVA_Transmission | VACAR | TVA_Transmission | Internal | Winter | B17 | 100 | 900 | 0 | 75.74 | 67.16 | 7 | 0
2035 | VACAR_2_TVA_Transmission | VACAR | TVA_Transmission | Internal | Winter | B18 | 400 | 900 | 0 | 58.42 | 59.98 | 7 | 0
2035 | VACAR_2_TVA_Transmission | VACAR | TVA_Transmission | Internal | Winter | B19 | 700 | 900 | 0 | 58.37 | 55.78 | 7 | 0
2035 | VACAR_2_TVA_Transmission | VACAR | TVA_Transmission | Internal | Winter | B20 | 935 | 900 | 0 | 58.37 | 53.32 | 7 | 0
2040 | ENT_2_MISO_MO-IL | ENT | MISO_MO-IL | Internal | Shoulder | B11 | 25 | 2260 | 0 | 88.82 | 87.61 | 8 | 0
2040 | ENT_2_MISO_MO-IL | ENT | MISO_MO-IL | Internal | Shoulder | B12 | 200 | 2260 | 0 | 61.96 | 68.93 | 8 | 0
2040 | ENT_2_MISO_MO-IL | ENT | MISO_MO-IL | Internal | Shoulder | B13 | 600 | 2260 | 0 | 61.51 | 59.86 | 8 | 0
2040 | ENT_2_MISO_MO-IL | ENT | MISO_MO-IL | Internal | Shoulder | B14 | 900 | 2260 | 0 | 61.51 | 57.01 | 8 | 0
2040 | ENT_2_MISO_MO-IL | ENT | MISO_MO-IL | Internal | Shoulder | B15 | 1203 | 2260 | 0 | 59.46 | 51.63 | 8 | 0
2040 | ENT_2_MISO_MO-IL | ENT | MISO_MO-IL | Internal | Summer | B1 | 10 | 2260 | 1105.62 | 111.83 | 119.83 | 8 | 0
2040 | ENT_2_MISO_MO-IL | ENT | MISO_MO-IL | Internal | Summer | B2 | 25 | 2260 | 0 | 98.63 | 96.87 | 8 | 0
2040 | ENT_2_MISO_MO-IL | ENT | MISO_MO-IL | Internal | Summer | B3 | 75 | 2260 | 0 | 94.52 | 92.44 | 8 | 0
2040 | ENT_2_MISO_MO-IL | ENT | MISO_MO-IL | Internal | Summer | B4 | 100 | 2260 | 0 | 92.52 | 92.01 | 8 | 0
2040 | ENT_2_MISO_MO-IL | ENT | MISO_MO-IL | Internal | Summer | B5 | 200 | 2260 | 0 | 88.82 | 88.02 | 8 | 0
2040 | ENT_2_MISO_MO-IL | ENT | MISO_MO-IL | Internal | Summer | B6 | 300 | 2260 | 0 | 75.16 | 70.18 | 8 | 0
2040 | ENT_2_MISO_MO-IL | ENT | MISO_MO-IL | Internal | Summer | B7 | 400 | 2260 | 0 | 60 | 57 | 8 | 0
2040 | ENT_2_MISO_MO-IL | ENT | MISO_MO-IL | Internal | Summer | B8 | 500 | 2260 | 0 | 60 | 52.58 | 8 | 0
2040 | ENT_2_MISO_MO-IL | ENT | MISO_MO-IL | Internal | Summer | B9 | 800 | 2260 | 0 | 58.04 | 50.04 | 8 | 0
2040 | ENT_2_MISO_MO-IL | ENT | MISO_MO-IL | Internal | Summer | B10 | 1262 | 2260 | 0 | 57.59 | 47.38 | 8 | 0
2040 | ENT_2_MISO_MO-IL | ENT | MISO_MO-IL | Internal | Winter | B16 | 25 | 2260 | 0 | 84.32 | 89.53 | 8 | 0
2040 | ENT_2_MISO_MO-IL | ENT | MISO_MO-IL | Internal | Winter | B17 | 100 | 2260 | 0 | 66.07 | 71.28 | 8 | 0
2040 | ENT_2_MISO_MO-IL | ENT | MISO_MO-IL | Internal | Winter | B18 | 400 | 2260 | 0 | 65.59 | 62.03 | 8 | 0
2040 | ENT_2_MISO_MO-IL | ENT | MISO_MO-IL | Internal | Winter | B19 | 700 | 2260 | 0 | 65.02 | 59.55 | 8 | 0
2040 | ENT_2_MISO_MO-IL | ENT | MISO_MO-IL | Internal | Winter | B20 | 935 | 2260 | 0 | 62.84 | 53.54 | 8 | 0
2040 | ENT_2_SOCO | ENT | SOCO | Internal | Shoulder | B11 | 25 | 2000 | 1654.24 | 88.82 | 96.82 | 8 | 0
2040 | ENT_2_SOCO | ENT | SOCO | Internal | Shoulder | B12 | 200 | 2000 | 0 | 61.96 | 61.82 | 8 | 0
2040 | ENT_2_SOCO | ENT | SOCO | Internal | Shoulder | B13 | 600 | 2000 | 0 | 61.51 | 61.82 | 8 | 0
2040 | ENT_2_SOCO | ENT | SOCO | Internal | Shoulder | B14 | 900 | 2000 | 0 | 61.51 | 61.82 | 8 | 0
2040 | ENT_2_SOCO | ENT | SOCO | Internal | Shoulder | B15 | 1203 | 2000 | 0 | 59.46 | 61.82 | 8 | 0
2040 | ENT_2_SOCO | ENT | SOCO | Internal | Summer | B1 | 10 | 2000 | 810.79 | 111.83 | 119.83 | 8 | 0
2040 | ENT_2_SOCO | ENT | SOCO | Internal | Summer | B2 | 25 | 2000 | 0 | 98.63 | 102.52 | 8 | 0
2040 | ENT_2_SOCO | ENT | SOCO | Internal | Summer | B3 | 75 | 2000 | 195.65 | 94.52 | 102.52 | 8 | 0
2040 | ENT_2_SOCO | ENT | SOCO | Internal | Summer | B4 | 100 | 2000 | 128.46 | 92.52 | 100.52 | 8 | 0
2040 | ENT_2_SOCO | ENT | SOCO | Internal | Summer | B5 | 200 | 2000 | 2000 | 88.82 | 100.52 | 8 | 3.7
2040 | ENT_2_SOCO | ENT | SOCO | Internal | Summer | B6 | 300 | 2000 | 983.79 | 75.16 | 83.16 | 8 | 0
2040 | ENT_2_SOCO | ENT | SOCO | Internal | Summer | B7 | 400 | 2000 | 825.34 | 60 | 68 | 8 | 0
2040 | ENT_2_SOCO | ENT | SOCO | Internal | Summer | B8 | 500 | 2000 | 0 | 60 | 60.21 | 8 | 0
2040 | ENT_2_SOCO | ENT | SOCO | Internal | Summer | B9 | 800 | 2000 | 0 | 58.04 | 60.21 | 8 | 0
2040 | ENT_2_SOCO | ENT | SOCO | Internal | Summer | B10 | 1262 | 2000 | 0 | 57.59 | 55.74 | 8 | 0
2040 | ENT_2_SOCO | ENT | SOCO | Internal | Winter | B16 | 25 | 2000 | 0.02 | 84.32 | 91.32 | 8 | 0
2040 | ENT_2_SOCO | ENT | SOCO | Internal | Winter | B17 | 100 | 2000 | 0 | 66.07 | 65.5 | 8 | 0
2040 | ENT_2_SOCO | ENT | SOCO | Internal | Winter | B18 | 400 | 2000 | 0 | 65.59 | 65.5 | 8 | 0
2040 | ENT_2_SOCO | ENT | SOCO | Internal | Winter | B19 | 700 | 2000 | 0 | 65.02 | 65.5 | 8 | 0
2040 | ENT_2_SOCO | ENT | SOCO | Internal | Winter | B20 | 935 | 2000 | 0 | 62.84 | 59.84 | 8 | 0
2040 | ENT_2_SPP_N | ENT | SPP_N | Internal | Shoulder | B11 | 25 | 1300 | 0 | 88.82 | 94.6 | 8 | 0
2040 | ENT_2_SPP_N | ENT | SPP_N | Internal | Shoulder | B12 | 200 | 1300 | 0 | 61.96 | 63.93 | 8 | 0
2040 | ENT_2_SPP_N | ENT | SPP_N | Internal | Shoulder | B13 | 600 | 1300 | 0 | 61.51 | 59.86 | 8 | 0
2040 | ENT_2_SPP_N | ENT | SPP_N | Internal | Shoulder | B14 | 900 | 1300 | 0 | 61.51 | 59.37 | 8 | 0
2040 | ENT_2_SPP_N | ENT | SPP_N | Internal | Shoulder | B15 | 1203 | 1300 | 0 | 59.46 | 58.64 | 8 | 0
2040 | ENT_2_SPP_N | ENT | SPP_N | Internal | Summer | B1 | 10 | 1300 | 0 | 111.83 | 114.83 | 8 | 0
2040 | ENT_2_SPP_N | ENT | SPP_N | Internal | Summer | B2 | 25 | 1300 | 0 | 98.63 | 97.66 | 8 | 0
2040 | ENT_2_SPP_N | ENT | SPP_N | Internal | Summer | B3 | 75 | 1300 | 0 | 94.52 | 97.66 | 8 | 0
2040 | ENT_2_SPP_N | ENT | SPP_N | Internal | Summer | B4 | 100 | 1300 | 0 | 92.52 | 97.66 | 8 | 0
2040 | ENT_2_SPP_N | ENT | SPP_N | Internal | Summer | B5 | 200 | 1300 | 0 | 88.82 | 91.71 | 8 | 0
2040 | ENT_2_SPP_N | ENT | SPP_N | Internal | Summer | B6 | 300 | 1300 | 0 | 75.16 | 77.21 | 8 | 0
2040 | ENT_2_SPP_N | ENT | SPP_N | Internal | Summer | B7 | 400 | 1300 | 0 | 60 | 63.99 | 8 | 0
2040 | ENT_2_SPP_N | ENT | SPP_N | Internal | Summer | B8 | 500 | 1300 | 0 | 60 | 59.47 | 8 | 0
2040 | ENT_2_SPP_N | ENT | SPP_N | Internal | Summer | B9 | 800 | 1300 | 0 | 58.04 | 57.05 | 8 | 0
2040 | ENT_2_SPP_N | ENT | SPP_N | Internal | Summer | B10 | 1262 | 1300 | 0 | 57.59 | 52.59 | 8 | 0
2040 | ENT_2_SPP_N | ENT | SPP_N | Internal | Winter | B16 | 25 | 1300 | 0 | 84.32 | 84.53 | 8 | 0
2040 | ENT_2_SPP_N | ENT | SPP_N | Internal | Winter | B17 | 100 | 1300 | 0 | 66.07 | 66.28 | 8 | 0
2040 | ENT_2_SPP_N | ENT | SPP_N | Internal | Winter | B18 | 400 | 1300 | 0 | 65.59 | 63.41 | 8 | 0
2040 | ENT_2_SPP_N | ENT | SPP_N | Internal | Winter | B19 | 700 | 1300 | 0 | 65.02 | 63.26 | 8 | 0
2040 | ENT_2_SPP_N | ENT | SPP_N | Internal | Winter | B20 | 935 | 1300 | 0 | 62.84 | 57.84 | 8 | 0
2040 | ENT_2_SPP_S | ENT | SPP_S | Internal | Shoulder | B11 | 25 | 1300 | 0 | 88.82 | 85.97 | 8 | 0
2040 | ENT_2_SPP_S | ENT | SPP_S | Internal | Shoulder | B12 | 200 | 1300 | 0 | 61.96 | 62.13 | 8 | 0
2040 | ENT_2_SPP_S | ENT | SPP_S | Internal | Shoulder | B13 | 600 | 1300 | 0 | 61.51 | 59.39 | 8 | 0
2040 | ENT_2_SPP_S | ENT | SPP_S | Internal | Shoulder | B14 | 900 | 1300 | 0 | 61.51 | 59.39 | 8 | 0
2040 | ENT_2_SPP_S | ENT | SPP_S | Internal | Shoulder | B15 | 1203 | 1300 | 0 | 59.46 | 58.66 | 8 | 0
2040 | ENT_2_SPP_S | ENT | SPP_S | Internal | Summer | B1 | 10 | 1300 | 0 | 111.83 | 95.09 | 8 | 0
2040 | ENT_2_SPP_S | ENT | SPP_S | Internal | Summer | B2 | 25 | 1300 | 0 | 98.63 | 94.19 | 8 | 0
2040 | ENT_2_SPP_S | ENT | SPP_S | Internal | Summer | B3 | 75 | 1300 | 0 | 94.52 | 92.4 | 8 | 0
2040 | ENT_2_SPP_S | ENT | SPP_S | Internal | Summer | B4 | 100 | 1300 | 0 | 92.52 | 87.52 | 8 | 0
2040 | ENT_2_SPP_S | ENT | SPP_S | Internal | Summer | B5 | 200 | 1300 | 0 | 88.82 | 83.82 | 8 | 0
2040 | ENT_2_SPP_S | ENT | SPP_S | Internal | Summer | B6 | 300 | 1300 | 0 | 75.16 | 77.22 | 8 | 0
2040 | ENT_2_SPP_S | ENT | SPP_S | Internal | Summer | B7 | 400 | 1300 | 0 | 60 | 64 | 8 | 0
2040 | ENT_2_SPP_S | ENT | SPP_S | Internal | Summer | B8 | 500 | 1300 | 0 | 60 | 59.48 | 8 | 0
2040 | ENT_2_SPP_S | ENT | SPP_S | Internal | Summer | B9 | 800 | 1300 | 0 | 58.04 | 57.3 | 8 | 0
2040 | ENT_2_SPP_S | ENT | SPP_S | Internal | Summer | B10 | 1262 | 1300 | 0 | 57.59 | 52.6 | 8 | 0
2040 | ENT_2_SPP_S | ENT | SPP_S | Internal | Winter | B16 | 25 | 1300 | 0 | 84.32 | 84.52 | 8 | 0
2040 | ENT_2_SPP_S | ENT | SPP_S | Internal | Winter | B17 | 100 | 1300 | 0 | 66.07 | 66.29 | 8 | 0
2040 | ENT_2_SPP_S | ENT | SPP_S | Internal | Winter | B18 | 400 | 1300 | 0 | 65.59 | 63.42 | 8 | 0
2040 | ENT_2_SPP_S | ENT | SPP_S | Internal | Winter | B19 | 700 | 1300 | 0 | 65.02 | 63.27 | 8 | 0
2040 | ENT_2_SPP_S | ENT | SPP_S | Internal | Winter | B20 | 935 | 1300 | 0 | 62.84 | 57.85 | 8 | 0
2040 | ENT_2_TVA_Transmission | ENT | TVA_Transmission | Internal | Shoulder | B11 | 25 | 2100 | 0 | 88.82 | 89.97 | 8 | 0
2040 | ENT_2_TVA_Transmission | ENT | TVA_Transmission | Internal | Shoulder | B12 | 200 | 2100 | 0 | 61.96 | 68.87 | 8 | 0
2040 | ENT_2_TVA_Transmission | ENT | TVA_Transmission | Internal | Shoulder | B13 | 600 | 2100 | 0 | 61.51 | 62.21 | 8 | 0
2040 | ENT_2_TVA_Transmission | ENT | TVA_Transmission | Internal | Shoulder | B14 | 900 | 2100 | 0 | 61.51 | 61.51 | 8 | 0
2040 | ENT_2_TVA_Transmission | ENT | TVA_Transmission | Internal | Shoulder | B15 | 1203 | 2100 | 0 | 59.46 | 56.68 | 8 | 0
2040 | ENT_2_TVA_Transmission | ENT | TVA_Transmission | Internal | Summer | B1 | 10 | 2100 | 0.05 | 111.83 | 119.19 | 8 | 0
2040 | ENT_2_TVA_Transmission | ENT | TVA_Transmission | Internal | Summer | B2 | 25 | 2100 | 0 | 98.63 | 104.87 | 8 | 0
2040 | ENT_2_TVA_Transmission | ENT | TVA_Transmission | Internal | Summer | B3 | 75 | 2100 | 0 | 94.52 | 96.44 | 8 | 0
2040 | ENT_2_TVA_Transmission | ENT | TVA_Transmission | Internal | Summer | B4 | 100 | 2100 | 0 | 92.52 | 96.02 | 8 | 0
2040 | ENT_2_TVA_Transmission | ENT | TVA_Transmission | Internal | Summer | B5 | 200 | 2100 | 0 | 88.82 | 91.85 | 8 | 0
2040 | ENT_2_TVA_Transmission | ENT | TVA_Transmission | Internal | Summer | B6 | 300 | 2100 | 0 | 75.16 | 74.19 | 8 | 0
2040 | ENT_2_TVA_Transmission | ENT | TVA_Transmission | Internal | Summer | B7 | 400 | 2100 | 0 | 60 | 60.33 | 8 | 0
2040 | ENT_2_TVA_Transmission | ENT | TVA_Transmission | Internal | Summer | B8 | 500 | 2100 | 0 | 60 | 58.51 | 8 | 0
2040 | ENT_2_TVA_Transmission | ENT | TVA_Transmission | Internal | Summer | B9 | 800 | 2100 | 0 | 58.04 | 54.88 | 8 | 0
2040 | ENT_2_TVA_Transmission | ENT | TVA_Transmission | Internal | Summer | B10 | 1262 | 2100 | 0 | 57.59 | 50.03 | 8 | 0
2040 | ENT_2_TVA_Transmission | ENT | TVA_Transmission | Internal | Winter | B16 | 25 | 2100 | 868.87 | 84.32 | 92.32 | 8 | 0
2040 | ENT_2_TVA_Transmission | ENT | TVA_Transmission | Internal | Winter | B17 | 100 | 2100 | 0 | 66.07 | 73.09 | 8 | 0
2040 | ENT_2_TVA_Transmission | ENT | TVA_Transmission | Internal | Winter | B18 | 400 | 2100 | 0 | 65.59 | 63.4 | 8 | 0
2040 | ENT_2_TVA_Transmission | ENT | TVA_Transmission | Internal | Winter | B19 | 700 | 2100 | 0 | 65.02 | 62.59 | 8 | 0
2040 | ENT_2_TVA_Transmission | ENT | TVA_Transmission | Internal | Winter | B20 | 935 | 2100 | 0 | 62.84 | 58.74 | 8 | 0
2040 | FRCC_2_SOCO | FRCC | SOCO | Internal | Shoulder | B11 | 25 | 900 | 0 | 106.82 | 96.82 | 8 | 0
2040 | FRCC_2_SOCO | FRCC | SOCO | Internal | Shoulder | B12 | 200 | 900 | 0 | 69.82 | 61.82 | 8 | 0
2040 | FRCC_2_SOCO | FRCC | SOCO | Internal | Shoulder | B13 | 600 | 900 | 0 | 66.91 | 61.82 | 8 | 0
2040 | FRCC_2_SOCO | FRCC | SOCO | Internal | Shoulder | B14 | 900 | 900 | 0 | 66.91 | 61.82 | 8 | 0
2040 | FRCC_2_SOCO | FRCC | SOCO | Internal | Shoulder | B15 | 1203 | 900 | 0 | 66.91 | 61.82 | 8 | 0
2040 | FRCC_2_SOCO | FRCC | SOCO | Internal | Summer | B1 | 10 | 900 | 0 | 129.83 | 119.83 | 8 | 0
2040 | FRCC_2_SOCO | FRCC | SOCO | Internal | Summer | B2 | 25 | 900 | 0 | 107.43 | 102.52 | 8 | 0
2040 | FRCC_2_SOCO | FRCC | SOCO | Internal | Summer | B3 | 75 | 900 | 0 | 107.43 | 102.52 | 8 | 0
2040 | FRCC_2_SOCO | FRCC | SOCO | Internal | Summer | B4 | 100 | 900 | 0 | 107.43 | 100.52 | 8 | 0
2040 | FRCC_2_SOCO | FRCC | SOCO | Internal | Summer | B5 | 200 | 900 | 0 | 105.06 | 100.52 | 8 | 0
2040 | FRCC_2_SOCO | FRCC | SOCO | Internal | Summer | B6 | 300 | 900 | 0 | 93.16 | 83.16 | 8 | 0
2040 | FRCC_2_SOCO | FRCC | SOCO | Internal | Summer | B7 | 400 | 900 | 0 | 78 | 68 | 8 | 0
2040 | FRCC_2_SOCO | FRCC | SOCO | Internal | Summer | B8 | 500 | 900 | 0 | 68.59 | 60.21 | 8 | 0
2040 | FRCC_2_SOCO | FRCC | SOCO | Internal | Summer | B9 | 800 | 900 | 0 | 65.74 | 60.21 | 8 | 0
2040 | FRCC_2_SOCO | FRCC | SOCO | Internal | Summer | B10 | 1262 | 900 | 0 | 65.74 | 55.74 | 8 | 0
2040 | FRCC_2_SOCO | FRCC | SOCO | Internal | Winter | B16 | 25 | 900 | 0 | 99.36 | 91.32 | 8 | 0
2040 | FRCC_2_SOCO | FRCC | SOCO | Internal | Winter | B17 | 100 | 900 | 0 | 73.02 | 65.5 | 8 | 0
2040 | FRCC_2_SOCO | FRCC | SOCO | Internal | Winter | B18 | 400 | 900 | 0 | 69.97 | 65.5 | 8 | 0
2040 | FRCC_2_SOCO | FRCC | SOCO | Internal | Winter | B19 | 700 | 900 | 0 | 69.97 | 65.5 | 8 | 0
2040 | FRCC_2_SOCO | FRCC | SOCO | Internal | Winter | B20 | 935 | 900 | 0 | 69.35 | 59.84 | 8 | 0
2040 | HQ_NEISO_2_NEISO | HQ_NEISO | NEISO | Internal | Shoulder | B11 | 25 | 99999 | 2920 | 48.96 | 48.97 | 0.01 | 0
2040 | HQ_NEISO_2_NEISO | HQ_NEISO | NEISO | Internal | Shoulder | B12 | 200 | 99999 | 2920 | 48.96 | 48.97 | 0.01 | 0
2040 | HQ_NEISO_2_NEISO | HQ_NEISO | NEISO | Internal | Shoulder | B13 | 600 | 99999 | 2920 | 48.96 | 48.97 | 0.01 | 0
2040 | HQ_NEISO_2_NEISO | HQ_NEISO | NEISO | Internal | Shoulder | B14 | 900 | 99999 | 2920 | 48.96 | 48.97 | 0.01 | 0
2040 | HQ_NEISO_2_NEISO | HQ_NEISO | NEISO | Internal | Shoulder | B15 | 1203 | 99999 | 1143.24 | 48.96 | 48.97 | 0.01 | 0
2040 | HQ_NEISO_2_NEISO | HQ_NEISO | NEISO | Internal | Summer | B1 | 10 | 99999 | 2920.1 | 130.83 | 130.84 | 0.01 | 0
2040 | HQ_NEISO_2_NEISO | HQ_NEISO | NEISO | Internal | Summer | B2 | 25 | 99999 | 2920.09 | 93.88 | 93.89 | 0.01 | 0
2040 | HQ_NEISO_2_NEISO | HQ_NEISO | NEISO | Internal | Summer | B3 | 75 | 99999 | 2920 | 74.19 | 74.2 | 0.01 | 0
2040 | HQ_NEISO_2_NEISO | HQ_NEISO | NEISO | Internal | Summer | B4 | 100 | 99999 | 2920 | 67.84 | 67.85 | 0.01 | 0
2040 | HQ_NEISO_2_NEISO | HQ_NEISO | NEISO | Internal | Summer | B5 | 200 | 99999 | 2920 | 62.62 | 62.63 | 0.01 | 0
2040 | HQ_NEISO_2_NEISO | HQ_NEISO | NEISO | Internal | Summer | B6 | 300 | 99999 | 2920 | 50.14 | 50.16 | 0.01 | 0
2040 | HQ_NEISO_2_NEISO | HQ_NEISO | NEISO | Internal | Summer | B7 | 400 | 99999 | 2920 | 45.18 | 45.19 | 0.01 | 0
2040 | HQ_NEISO_2_NEISO | HQ_NEISO | NEISO | Internal | Summer | B8 | 500 | 99999 | 2920 | 45.18 | 45.19 | 0.01 | 0
2040 | HQ_NEISO_2_NEISO | HQ_NEISO | NEISO | Internal | Summer | B9 | 800 | 99999 | 2920 | 45.18 | 45.19 | 0.01 | 0
2040 | HQ_NEISO_2_NEISO | HQ_NEISO | NEISO | Internal | Summer | B10 | 1262 | 99999 | 795.94 | 45.18 | 45.19 | 0.01 | 0
2040 | HQ_NEISO_2_NEISO | HQ_NEISO | NEISO | Internal | Winter | B16 | 25 | 99999 | 2920 | 66.7 | 66.71 | 0.01 | 0
2040 | HQ_NEISO_2_NEISO | HQ_NEISO | NEISO | Internal | Winter | B17 | 100 | 99999 | 2920 | 60.57 | 60.59 | 0.01 | 0
2040 | HQ_NEISO_2_NEISO | HQ_NEISO | NEISO | Internal | Winter | B18 | 400 | 99999 | 2920 | 60.57 | 60.59 | 0.01 | 0
2040 | HQ_NEISO_2_NEISO | HQ_NEISO | NEISO | Internal | Winter | B19 | 700 | 99999 | 2920 | 60.57 | 60.59 | 0.01 | 0
2040 | HQ_NEISO_2_NEISO | HQ_NEISO | NEISO | Internal | Winter | B20 | 935 | 99999 | 1233.58 | 60.57 | 60.59 | 0.01 | 0
2040 | HQ_NY_2_NYISO_A-F | HQ_NY | NYISO_A-F | Internal | Shoulder | B11 | 25 | 99999 | 1000 | 58.48 | 58.5 | 0.01 | 0
2040 | HQ_NY_2_NYISO_A-F | HQ_NY | NYISO_A-F | Internal | Shoulder | B12 | 200 | 99999 | 1000 | 58.48 | 58.5 | 0.01 | 0
2040 | HQ_NY_2_NYISO_A-F | HQ_NY | NYISO_A-F | Internal | Shoulder | B13 | 600 | 99999 | 1000 | 52.64 | 52.65 | 0.01 | 0
2040 | HQ_NY_2_NYISO_A-F | HQ_NY | NYISO_A-F | Internal | Shoulder | B14 | 900 | 99999 | 1000 | 52.64 | 52.65 | 0.01 | 0
2040 | HQ_NY_2_NYISO_A-F | HQ_NY | NYISO_A-F | Internal | Shoulder | B15 | 1203 | 99999 | 188.69 | 52.55 | 52.56 | 0.01 | 0
2040 | HQ_NY_2_NYISO_A-F | HQ_NY | NYISO_A-F | Internal | Summer | B1 | 10 | 99999 | 1000.1 | 127.82 | 127.83 | 0.01 | 0
2040 | HQ_NY_2_NYISO_A-F | HQ_NY | NYISO_A-F | Internal | Summer | B2 | 25 | 99999 | 1000.1 | 96.86 | 96.87 | 0.01 | 0
2040 | HQ_NY_2_NYISO_A-F | HQ_NY | NYISO_A-F | Internal | Summer | B3 | 75 | 99999 | 1000 | 77.16 | 77.18 | 0.01 | 0
2040 | HQ_NY_2_NYISO_A-F | HQ_NY | NYISO_A-F | Internal | Summer | B4 | 100 | 99999 | 1000 | 70.84 | 70.85 | 0.01 | 0
2040 | HQ_NY_2_NYISO_A-F | HQ_NY | NYISO_A-F | Internal | Summer | B5 | 200 | 99999 | 1000 | 65.62 | 65.63 | 0.01 | 0
2040 | HQ_NY_2_NYISO_A-F | HQ_NY | NYISO_A-F | Internal | Summer | B6 | 300 | 99999 | 1000 | 60.18 | 60.2 | 0.01 | 0
2040 | HQ_NY_2_NYISO_A-F | HQ_NY | NYISO_A-F | Internal | Summer | B7 | 400 | 99999 | 1000 | 51.35 | 51.36 | 0.01 | 0
2040 | HQ_NY_2_NYISO_A-F | HQ_NY | NYISO_A-F | Internal | Summer | B8 | 500 | 99999 | 1000 | 51.35 | 51.36 | 0.01 | 0
2040 | HQ_NY_2_NYISO_A-F | HQ_NY | NYISO_A-F | Internal | Summer | B9 | 800 | 99999 | 1000 | 51.35 | 51.36 | 0.01 | 0
2040 | HQ_NY_2_NYISO_A-F | HQ_NY | NYISO_A-F | Internal | Summer | B10 | 1262 | 99999 | 30.11 | 51.35 | 51.36 | 0.01 | 0
2040 | HQ_NY_2_NYISO_A-F | HQ_NY | NYISO_A-F | Internal | Winter | B16 | 25 | 99999 | 1000 | 83.5 | 83.51 | 0.01 | 0
2040 | HQ_NY_2_NYISO_A-F | HQ_NY | NYISO_A-F | Internal | Winter | B17 | 100 | 99999 | 1000 | 67.24 | 67.26 | 0.01 | 0
2040 | HQ_NY_2_NYISO_A-F | HQ_NY | NYISO_A-F | Internal | Winter | B18 | 400 | 99999 | 1000 | 60.84 | 60.85 | 0.01 | 0
2040 | HQ_NY_2_NYISO_A-F | HQ_NY | NYISO_A-F | Internal | Winter | B19 | 700 | 99999 | 1000 | 60.84 | 60.85 | 0.01 | 0
2040 | HQ_NY_2_NYISO_A-F | HQ_NY | NYISO_A-F | Internal | Winter | B20 | 935 | 99999 | 229.95 | 60.84 | 60.85 | 0.01 | 0
2040 | HQ_IESO_2_IESO | HQ_IESO | IESO | Internal | Shoulder | B11 | 25 | 99999 | 400 | 51.48 | 51.5 | 0.01 | 0
2040 | HQ_IESO_2_IESO | HQ_IESO | IESO | Internal | Shoulder | B12 | 200 | 99999 | 400 | 51.48 | 51.5 | 0.01 | 0
2040 | HQ_IESO_2_IESO | HQ_IESO | IESO | Internal | Shoulder | B13 | 600 | 99999 | 400 | 50.92 | 50.93 | 0.01 | 0
2040 | HQ_IESO_2_IESO | HQ_IESO | IESO | Internal | Shoulder | B14 | 900 | 99999 | 400 | 50.92 | 50.93 | 0.01 | 0
2040 | HQ_IESO_2_IESO | HQ_IESO | IESO | Internal | Shoulder | B15 | 1203 | 99999 | 75.48 | 50.92 | 50.93 | 0.01 | 0
2040 | HQ_IESO_2_IESO | HQ_IESO | IESO | Internal | Summer | B1 | 10 | 99999 | 400.1 | 120.82 | 120.83 | 0.01 | 0
2040 | HQ_IESO_2_IESO | HQ_IESO | IESO | Internal | Summer | B2 | 25 | 99999 | 400.01 | 89.86 | 89.87 | 0.01 | 0
2040 | HQ_IESO_2_IESO | HQ_IESO | IESO | Internal | Summer | B3 | 75 | 99999 | 400 | 84.16 | 84.18 | 0.01 | 0
2040 | HQ_IESO_2_IESO | HQ_IESO | IESO | Internal | Summer | B4 | 100 | 99999 | 400 | 77.84 | 77.85 | 0.01 | 0
2040 | HQ_IESO_2_IESO | HQ_IESO | IESO | Internal | Summer | B5 | 200 | 99999 | 400 | 64.58 | 64.59 | 0.01 | 0
2040 | HQ_IESO_2_IESO | HQ_IESO | IESO | Internal | Summer | B6 | 300 | 99999 | 400 | 53.18 | 53.2 | 0.01 | 0
2040 | HQ_IESO_2_IESO | HQ_IESO | IESO | Internal | Summer | B7 | 400 | 99999 | 400 | 49.99 | 50 | 0.01 | 0
2040 | HQ_IESO_2_IESO | HQ_IESO | IESO | Internal | Summer | B8 | 500 | 99999 | 400 | 46.65 | 46.66 | 0.01 | 0
2040 | HQ_IESO_2_IESO | HQ_IESO | IESO | Internal | Summer | B9 | 800 | 99999 | 400 | 46.65 | 46.66 | 0.01 | 0
2040 | HQ_IESO_2_IESO | HQ_IESO | IESO | Internal | Summer | B10 | 1262 | 99999 | 12.04 | 46.65 | 46.66 | 0.01 | 0
2040 | HQ_IESO_2_IESO | HQ_IESO | IESO | Internal | Winter | B16 | 25 | 99999 | 400 | 76.5 | 76.51 | 0.01 | 0
2040 | HQ_IESO_2_IESO | HQ_IESO | IESO | Internal | Winter | B17 | 100 | 99999 | 400 | 60.24 | 60.26 | 0.01 | 0
2040 | HQ_IESO_2_IESO | HQ_IESO | IESO | Internal | Winter | B18 | 400 | 99999 | 400 | 53.84 | 53.85 | 0.01 | 0
2040 | HQ_IESO_2_IESO | HQ_IESO | IESO | Internal | Winter | B19 | 700 | 99999 | 400 | 53.84 | 53.85 | 0.01 | 0
2040 | HQ_IESO_2_IESO | HQ_IESO | IESO | Internal | Winter | B20 | 935 | 99999 | 91.98 | 53.84 | 53.85 | 0.01 | 0
2040 | IESO_2_MAPP_CA | IESO | MAPP_CA | Internal | Shoulder | B11 | 25 | 262 | 262 | 51.5 | 64.96 | 7 | 6.46
2040 | IESO_2_MAPP_CA | IESO | MAPP_CA | Internal | Shoulder | B12 | 200 | 262 | 262 | 51.5 | 68.9 | 7 | 10.41
2040 | IESO_2_MAPP_CA | IESO | MAPP_CA | Internal | Shoulder | B13 | 600 | 262 | 262 | 50.93 | 59.84 | 7 | 1.91
2040 | IESO_2_MAPP_CA | IESO | MAPP_CA | Internal | Shoulder | B14 | 900 | 262 | 0 | 50.93 | 56.99 | 7 | 0
2040 | IESO_2_MAPP_CA | IESO | MAPP_CA | Internal | Shoulder | B15 | 1203 | 262 | 0 | 50.93 | 56.99 | 7 | 0
2040 | IESO_2_MAPP_CA | IESO | MAPP_CA | Internal | Summer | B1 | 10 | 262 | 0 | 120.83 | 105.81 | 7 | 0
2040 | IESO_2_MAPP_CA | IESO | MAPP_CA | Internal | Summer | B2 | 25 | 262 | 0.01 | 89.87 | 95.8 | 7 | 0
2040 | IESO_2_MAPP_CA | IESO | MAPP_CA | Internal | Summer | B3 | 75 | 262 | 262 | 84.18 | 92.46 | 7 | 1.28
2040 | IESO_2_MAPP_CA | IESO | MAPP_CA | Internal | Summer | B4 | 100 | 262 | 262 | 77.85 | 92.01 | 7 | 7.15
2040 | IESO_2_MAPP_CA | IESO | MAPP_CA | Internal | Summer | B5 | 200 | 262 | 262 | 64.59 | 87.99 | 7 | 16.4
2040 | IESO_2_MAPP_CA | IESO | MAPP_CA | Internal | Summer | B6 | 300 | 262 | 262 | 53.2 | 62.45 | 7 | 2.25
2040 | IESO_2_MAPP_CA | IESO | MAPP_CA | Internal | Summer | B7 | 400 | 262 | 0.03 | 50 | 56.98 | 7 | 0
2040 | IESO_2_MAPP_CA | IESO | MAPP_CA | Internal | Summer | B8 | 500 | 262 | 0 | 46.66 | 52.56 | 7 | 0
2040 | IESO_2_MAPP_CA | IESO | MAPP_CA | Internal | Summer | B9 | 800 | 262 | 0 | 46.66 | 52.56 | 7 | 0
2040 | IESO_2_MAPP_CA | IESO | MAPP_CA | Internal | Summer | B10 | 1262 | 262 | 0 | 46.66 | 52.56 | 7 | 0
2040 | IESO_2_MAPP_CA | IESO | MAPP_CA | Internal | Winter | B16 | 25 | 262 | 262 | 76.51 | 89.5 | 7 | 5.99
2040 | IESO_2_MAPP_CA | IESO | MAPP_CA | Internal | Winter | B17 | 100 | 262 | 262 | 60.26 | 71.26 | 7 | 4
2040 | IESO_2_MAPP_CA | IESO | MAPP_CA | Internal | Winter | B18 | 400 | 262 | 262 | 53.85 | 62.04 | 7 | 1.19
2040 | IESO_2_MAPP_CA | IESO | MAPP_CA | Internal | Winter | B19 | 700 | 262 | 262 | 53.85 | 62.04 | 7 | 1.19
2040 | IESO_2_MAPP_CA | IESO | MAPP_CA | Internal | Winter | B20 | 935 | 262 | 262 | 53.85 | 62.04 | 7 | 1.19
2040 | IESO_2_MISO_MI | IESO | MISO_MI | Internal | Shoulder | B11 | 25 | 1840 | 1840 | 51.5 | 87.61 | 7 | 29.11
2040 | IESO_2_MISO_MI | IESO | MISO_MI | Internal | Shoulder | B12 | 200 | 1840 | 1840 | 51.5 | 68.95 | 7 | 10.45
2040 | IESO_2_MISO_MI | IESO | MISO_MI | Internal | Shoulder | B13 | 600 | 1840 | 1840 | 50.93 | 59.89 | 7 | 1.95
2040 | IESO_2_MISO_MI | IESO | MISO_MI | Internal | Shoulder | B14 | 900 | 1840 | 587.23 | 50.93 | 57.93 | 7 | 0
2040 | IESO_2_MISO_MI | IESO | MISO_MI | Internal | Shoulder | B15 | 1203 | 1840 | 0 | 50.93 | 53.44 | 7 | 0
2040 | IESO_2_MISO_MI | IESO | MISO_MI | Internal | Summer | B1 | 10 | 1840 | 0 | 120.83 | 119.85 | 7 | 0
2040 | IESO_2_MISO_MI | IESO | MISO_MI | Internal | Summer | B2 | 25 | 1840 | 521.39 | 89.87 | 96.87 | 7 | 0
2040 | IESO_2_MISO_MI | IESO | MISO_MI | Internal | Summer | B3 | 75 | 1840 | 1840 | 84.18 | 92.44 | 7 | 1.26
2040 | IESO_2_MISO_MI | IESO | MISO_MI | Internal | Summer | B4 | 100 | 1840 | 1840 | 77.85 | 91.98 | 7 | 7.13
2040 | IESO_2_MISO_MI | IESO | MISO_MI | Internal | Summer | B5 | 200 | 1840 | 1840 | 64.59 | 88.02 | 7 | 16.43
2040 | IESO_2_MISO_MI | IESO | MISO_MI | Internal | Summer | B6 | 300 | 1840 | 1840 | 53.2 | 70.18 | 7 | 9.99
2040 | IESO_2_MISO_MI | IESO | MISO_MI | Internal | Summer | B7 | 400 | 1840 | 901.87 | 50 | 57 | 7 | 0
2040 | IESO_2_MISO_MI | IESO | MISO_MI | Internal | Summer | B8 | 500 | 1840 | 1588.99 | 46.66 | 53.66 | 7 | 0
2040 | IESO_2_MISO_MI | IESO | MISO_MI | Internal | Summer | B9 | 800 | 1840 | 0 | 46.66 | 51.78 | 7 | 0
2040 | IESO_2_MISO_MI | IESO | MISO_MI | Internal | Summer | B10 | 1262 | 1840 | 0 | 46.66 | 50.86 | 7 | 0
2040 | IESO_2_MISO_MI | IESO | MISO_MI | Internal | Winter | B16 | 25 | 1840 | 1840 | 76.51 | 89.55 | 7 | 6.04
2040 | IESO_2_MISO_MI | IESO | MISO_MI | Internal | Winter | B17 | 100 | 1840 | 1840 | 60.26 | 73.27 | 7 | 6.01
2040 | IESO_2_MISO_MI | IESO | MISO_MI | Internal | Winter | B18 | 400 | 1840 | 1840 | 53.85 | 62.05 | 7 | 1.2
2040 | IESO_2_MISO_MI | IESO | MISO_MI | Internal | Winter | B19 | 700 | 1840 | 0 | 53.85 | 59.57 | 7 | 0
2040 | IESO_2_MISO_MI | IESO | MISO_MI | Internal | Winter | B20 | 935 | 1840 | 0 | 53.85 | 55.06 | 7 | 0
2040 | IESO_2_MISO_W | IESO | MISO_W | Internal | Shoulder | B11 | 25 | 140 | 140 | 51.5 | 87.6 | 7 | 29.1
2040 | IESO_2_MISO_W | IESO | MISO_W | Internal | Shoulder | B12 | 200 | 140 | 140 | 51.5 | 68.91 | 7 | 10.42
2040 | IESO_2_MISO_W | IESO | MISO_W | Internal | Shoulder | B13 | 600 | 140 | 140 | 50.93 | 59.85 | 7 | 1.92
2040 | IESO_2_MISO_W | IESO | MISO_W | Internal | Shoulder | B14 | 900 | 140 | 0 | 50.93 | 57 | 7 | 0
2040 | IESO_2_MISO_W | IESO | MISO_W | Internal | Shoulder | B15 | 1203 | 140 | 0 | 50.93 | 51.64 | 7 | 0
2040 | IESO_2_MISO_W | IESO | MISO_W | Internal | Summer | B1 | 10 | 140 | 0 | 120.83 | 119.82 | 7 | 0
2040 | IESO_2_MISO_W | IESO | MISO_W | Internal | Summer | B2 | 25 | 140 | 0.76 | 89.87 | 96.86 | 7 | 0
2040 | IESO_2_MISO_W | IESO | MISO_W | Internal | Summer | B3 | 75 | 140 | 140 | 84.18 | 92.47 | 7 | 1.29
2040 | IESO_2_MISO_W | IESO | MISO_W | Internal | Summer | B4 | 100 | 140 | 140 | 77.85 | 92.02 | 7 | 7.16
2040 | IESO_2_MISO_W | IESO | MISO_W | Internal | Summer | B5 | 200 | 140 | 140 | 64.59 | 88.01 | 7 | 16.42
2040 | IESO_2_MISO_W | IESO | MISO_W | Internal | Summer | B6 | 300 | 140 | 140 | 53.2 | 70.21 | 7 | 10.01
2040 | IESO_2_MISO_W | IESO | MISO_W | Internal | Summer | B7 | 400 | 140 | 0.07 | 50 | 56.99 | 7 | 0
2040 | IESO_2_MISO_W | IESO | MISO_W | Internal | Summer | B8 | 500 | 140 | 0 | 46.66 | 52.57 | 7 | 0
2040 | IESO_2_MISO_W | IESO | MISO_W | Internal | Summer | B9 | 800 | 140 | 0 | 46.66 | 50.05 | 7 | 0
2040 | IESO_2_MISO_W | IESO | MISO_W | Internal | Summer | B10 | 1262 | 140 | 0 | 46.66 | 47.36 | 7 | 0
2040 | IESO_2_MISO_W | IESO | MISO_W | Internal | Winter | B16 | 25 | 140 | 140 | 76.51 | 89.52 | 7 | 6
2040 | IESO_2_MISO_W | IESO | MISO_W | Internal | Winter | B17 | 100 | 140 | 140 | 60.26 | 71.27 | 7 | 4.01
2040 | IESO_2_MISO_W | IESO | MISO_W | Internal | Winter | B18 | 400 | 140 | 140 | 53.85 | 62.03 | 7 | 1.17
2040 | IESO_2_MISO_W | IESO | MISO_W | Internal | Winter | B19 | 700 | 140 | 0 | 53.85 | 59.56 | 7 | 0
2040 | IESO_2_MISO_W | IESO | MISO_W | Internal | Winter | B20 | 935 | 140 | 0 | 53.85 | 53.53 | 7 | 0
2040 | IESO_2_NYISO_A-F | IESO | NYISO_A-F | Internal | Shoulder | B11 | 25 | 1725 | 1673.09 | 51.5 | 58.5 | 7 | 0
2040 | IESO_2_NYISO_A-F | IESO | NYISO_A-F | Internal | Shoulder | B12 | 200 | 1725 | 902.65 | 51.5 | 58.5 | 7 | 0
2040 | IESO_2_NYISO_A-F | IESO | NYISO_A-F | Internal | Shoulder | B13 | 600 | 1725 | 0 | 50.93 | 52.65 | 7 | 0
2040 | IESO_2_NYISO_A-F | IESO | NYISO_A-F | Internal | Shoulder | B14 | 900 | 1725 | 0 | 50.93 | 52.65 | 7 | 0
2040 | IESO_2_NYISO_A-F | IESO | NYISO_A-F | Internal | Shoulder | B15 | 1203 | 1725 | 0 | 50.93 | 52.56 | 7 | 0
2040 | IESO_2_NYISO_A-F | IESO | NYISO_A-F | Internal | Summer | B1 | 10 | 1725 | 586.9 | 120.83 | 127.83 | 7 | 0
2040 | IESO_2_NYISO_A-F | IESO | NYISO_A-F | Internal | Summer | B2 | 25 | 1725 | 362.56 | 89.87 | 96.87 | 7 | 0
2040 | IESO_2_NYISO_A-F | IESO | NYISO_A-F | Internal | Summer | B3 | 75 | 1725 | 0 | 84.18 | 77.18 | 7 | 0
2040 | IESO_2_NYISO_A-F | IESO | NYISO_A-F | Internal | Summer | B4 | 100 | 1725 | 0 | 77.85 | 70.85 | 7 | 0
2040 | IESO_2_NYISO_A-F | IESO | NYISO_A-F | Internal | Summer | B5 | 200 | 1725 | 0 | 64.59 | 65.63 | 7 | 0
2040 | IESO_2_NYISO_A-F | IESO | NYISO_A-F | Internal | Summer | B6 | 300 | 1725 | 522.17 | 53.2 | 60.2 | 7 | 0
2040 | IESO_2_NYISO_A-F | IESO | NYISO_A-F | Internal | Summer | B7 | 400 | 1725 | 0 | 50 | 51.36 | 7 | 0
2040 | IESO_2_NYISO_A-F | IESO | NYISO_A-F | Internal | Summer | B8 | 500 | 1725 | 0 | 46.66 | 51.36 | 7 | 0
2040 | IESO_2_NYISO_A-F | IESO | NYISO_A-F | Internal | Summer | B9 | 800 | 1725 | 0 | 46.66 | 51.36 | 7 | 0
2040 | IESO_2_NYISO_A-F | IESO | NYISO_A-F | Internal | Summer | B10 | 1262 | 1725 | 0 | 46.66 | 51.36 | 7 | 0
2040 | IESO_2_NYISO_A-F | IESO | NYISO_A-F | Internal | Winter | B16 | 25 | 1725 | 382.81 | 76.51 | 83.51 | 7 | 0
2040 | IESO_2_NYISO_A-F | IESO | NYISO_A-F | Internal | Winter | B17 | 100 | 1725 | 854.62 | 60.26 | 67.26 | 7 | 0
2040 | IESO_2_NYISO_A-F | IESO | NYISO_A-F | Internal | Winter | B18 | 400 | 1725 | 238.72 | 53.85 | 60.85 | 7 | 0
2040 | IESO_2_NYISO_A-F | IESO | NYISO_A-F | Internal | Winter | B19 | 700 | 1725 | 30.13 | 53.85 | 60.85 | 7 | 0
2040 | IESO_2_NYISO_A-F | IESO | NYISO_A-F | Internal | Winter | B20 | 935 | 1725 | 22.18 | 53.85 | 60.85 | 7 | 0
2040 | MAPP_CA_2_IESO | MAPP_CA | IESO | Internal | Shoulder | B11 | 25 | 330 | 0 | 64.96 | 51.5 | 8 | 0
2040 | MAPP_CA_2_IESO | MAPP_CA | IESO | Internal | Shoulder | B12 | 200 | 330 | 0 | 68.9 | 51.5 | 8 | 0
2040 | MAPP_CA_2_IESO | MAPP_CA | IESO | Internal | Shoulder | B13 | 600 | 330 | 0 | 59.84 | 50.93 | 8 | 0
2040 | MAPP_CA_2_IESO | MAPP_CA | IESO | Internal | Shoulder | B14 | 900 | 330 | 0 | 56.99 | 50.93 | 8 | 0
2040 | MAPP_CA_2_IESO | MAPP_CA | IESO | Internal | Shoulder | B15 | 1203 | 330 | 0 | 56.99 | 50.93 | 8 | 0
2040 | MAPP_CA_2_IESO | MAPP_CA | IESO | Internal | Summer | B1 | 10 | 330 | 330 | 105.81 | 120.83 | 8 | 7.01
2040 | MAPP_CA_2_IESO | MAPP_CA | IESO | Internal | Summer | B2 | 25 | 330 | 0 | 95.8 | 89.87 | 8 | 0
2040 | MAPP_CA_2_IESO | MAPP_CA | IESO | Internal | Summer | B3 | 75 | 330 | 0 | 92.46 | 84.18 | 8 | 0
2040 | MAPP_CA_2_IESO | MAPP_CA | IESO | Internal | Summer | B4 | 100 | 330 | 0 | 92.01 | 77.85 | 8 | 0
2040 | MAPP_CA_2_IESO | MAPP_CA | IESO | Internal | Summer | B5 | 200 | 330 | 0 | 87.99 | 64.59 | 8 | 0
2040 | MAPP_CA_2_IESO | MAPP_CA | IESO | Internal | Summer | B6 | 300 | 330 | 0 | 62.45 | 53.2 | 8 | 0
2040 | MAPP_CA_2_IESO | MAPP_CA | IESO | Internal | Summer | B7 | 400 | 330 | 0 | 56.98 | 50 | 8 | 0
2040 | MAPP_CA_2_IESO | MAPP_CA | IESO | Internal | Summer | B8 | 500 | 330 | 0 | 52.56 | 46.66 | 8 | 0
2040 | MAPP_CA_2_IESO | MAPP_CA | IESO | Internal | Summer | B9 | 800 | 330 | 0 | 52.56 | 46.66 | 8 | 0
2040 | MAPP_CA_2_IESO | MAPP_CA | IESO | Internal | Summer | B10 | 1262 | 330 | 0 | 52.56 | 46.66 | 8 | 0
2040 | MAPP_CA_2_IESO | MAPP_CA | IESO | Internal | Winter | B16 | 25 | 330 | 0 | 89.5 | 76.51 | 8 | 0
2040 | MAPP_CA_2_IESO | MAPP_CA | IESO | Internal | Winter | B17 | 100 | 330 | 0 | 71.26 | 60.26 | 8 | 0
2040 | MAPP_CA_2_IESO | MAPP_CA | IESO | Internal | Winter | B18 | 400 | 330 | 0 | 62.04 | 53.85 | 8 | 0
2040 | MAPP_CA_2_IESO | MAPP_CA | IESO | Internal | Winter | B19 | 700 | 330 | 0 | 62.04 | 53.85 | 8 | 0
2040 | MAPP_CA_2_IESO | MAPP_CA | IESO | Internal | Winter | B20 | 935 | 330 | 0 | 62.04 | 53.85 | 8 | 0
2040 | MAPP_CA_2_MAPP_US | MAPP_CA | MAPP_US | Internal | Shoulder | B11 | 25 | 372 | 372 | 64.96 | 80.6 | 7 | 8.64
2040 | MAPP_CA_2_MAPP_US | MAPP_CA | MAPP_US | Internal | Shoulder | B12 | 200 | 372 | 0 | 68.9 | 61.91 | 7 | 0
2040 | MAPP_CA_2_MAPP_US | MAPP_CA | MAPP_US | Internal | Shoulder | B13 | 600 | 372 | 0 | 59.84 | 52.85 | 7 | 0
2040 | MAPP_CA_2_MAPP_US | MAPP_CA | MAPP_US | Internal | Shoulder | B14 | 900 | 372 | 0 | 56.99 | 52.85 | 7 | 0
2040 | MAPP_CA_2_MAPP_US | MAPP_CA | MAPP_US | Internal | Shoulder | B15 | 1203 | 372 | 0 | 56.99 | 48.84 | 7 | 0
2040 | MAPP_CA_2_MAPP_US | MAPP_CA | MAPP_US | Internal | Summer | B1 | 10 | 372 | 310.09 | 105.81 | 112.82 | 7 | 0
2040 | MAPP_CA_2_MAPP_US | MAPP_CA | MAPP_US | Internal | Summer | B2 | 25 | 372 | 0 | 95.8 | 90.13 | 7 | 0
2040 | MAPP_CA_2_MAPP_US | MAPP_CA | MAPP_US | Internal | Summer | B3 | 75 | 372 | 0 | 92.46 | 90.13 | 7 | 0
2040 | MAPP_CA_2_MAPP_US | MAPP_CA | MAPP_US | Internal | Summer | B4 | 100 | 372 | 0 | 92.01 | 90.13 | 7 | 0
2040 | MAPP_CA_2_MAPP_US | MAPP_CA | MAPP_US | Internal | Summer | B5 | 200 | 372 | 0 | 87.99 | 84.7 | 7 | 0
2040 | MAPP_CA_2_MAPP_US | MAPP_CA | MAPP_US | Internal | Summer | B6 | 300 | 372 | 0 | 62.45 | 66.12 | 7 | 0
2040 | MAPP_CA_2_MAPP_US | MAPP_CA | MAPP_US | Internal | Summer | B7 | 400 | 372 | 0 | 56.98 | 55.56 | 7 | 0
2040 | MAPP_CA_2_MAPP_US | MAPP_CA | MAPP_US | Internal | Summer | B8 | 500 | 372 | 0 | 52.56 | 47.75 | 7 | 0
2040 | MAPP_CA_2_MAPP_US | MAPP_CA | MAPP_US | Internal | Summer | B9 | 800 | 372 | 0 | 52.56 | 47.75 | 7 | 0
2040 | MAPP_CA_2_MAPP_US | MAPP_CA | MAPP_US | Internal | Summer | B10 | 1262 | 372 | 0 | 52.56 | 40.36 | 7 | 0
2040 | MAPP_CA_2_MAPP_US | MAPP_CA | MAPP_US | Internal | Winter | B16 | 25 | 372 | 0 | 89.5 | 82.52 | 7 | 0
2040 | MAPP_CA_2_MAPP_US | MAPP_CA | MAPP_US | Internal | Winter | B17 | 100 | 372 | 0 | 71.26 | 64.27 | 7 | 0
2040 | MAPP_CA_2_MAPP_US | MAPP_CA | MAPP_US | Internal | Winter | B18 | 400 | 372 | 0 | 62.04 | 56.39 | 7 | 0
2040 | MAPP_CA_2_MAPP_US | MAPP_CA | MAPP_US | Internal | Winter | B19 | 700 | 372 | 0 | 62.04 | 56.39 | 7 | 0
2040 | MAPP_CA_2_MAPP_US | MAPP_CA | MAPP_US | Internal | Winter | B20 | 935 | 372 | 0 | 62.04 | 46.53 | 7 | 0
2040 | MAPP_CA_2_MISO_W | MAPP_CA | MISO_W | Internal | Shoulder | B11 | 25 | 1970 | 1970 | 64.96 | 87.6 | 0.01 | 22.63
2040 | MAPP_CA_2_MISO_W | MAPP_CA | MISO_W | Internal | Shoulder | B12 | 200 | 1970 | 1955.09 | 68.9 | 68.91 | 0.01 | 0
2040 | MAPP_CA_2_MISO_W | MAPP_CA | MISO_W | Internal | Shoulder | B13 | 600 | 1970 | 1669.15 | 59.84 | 59.85 | 0.01 | 0
2040 | MAPP_CA_2_MISO_W | MAPP_CA | MISO_W | Internal | Shoulder | B14 | 900 | 1970 | 469.9 | 56.99 | 57 | 0.01 | 0
2040 | MAPP_CA_2_MISO_W | MAPP_CA | MISO_W | Internal | Shoulder | B15 | 1203 | 1970 | 0 | 56.99 | 51.64 | 0.01 | 0
2040 | MAPP_CA_2_MISO_W | MAPP_CA | MISO_W | Internal | Summer | B1 | 10 | 1970 | 1970 | 105.81 | 119.82 | 0.01 | 13.99
2040 | MAPP_CA_2_MISO_W | MAPP_CA | MISO_W | Internal | Summer | B2 | 25 | 1970 | 1969.99 | 95.8 | 96.86 | 0.01 | 1.04
2040 | MAPP_CA_2_MISO_W | MAPP_CA | MISO_W | Internal | Summer | B3 | 75 | 1970 | 1735.17 | 92.46 | 92.47 | 0.01 | 0
2040 | MAPP_CA_2_MISO_W | MAPP_CA | MISO_W | Internal | Summer | B4 | 100 | 1970 | 1845.04 | 92.01 | 92.02 | 0.01 | 0
2040 | MAPP_CA_2_MISO_W | MAPP_CA | MISO_W | Internal | Summer | B5 | 200 | 1970 | 1931.06 | 87.99 | 88.01 | 0.01 | 0
2040 | MAPP_CA_2_MISO_W | MAPP_CA | MISO_W | Internal | Summer | B6 | 300 | 1970 | 1970 | 62.45 | 70.21 | 0.01 | 7.75
2040 | MAPP_CA_2_MISO_W | MAPP_CA | MISO_W | Internal | Summer | B7 | 400 | 1970 | 1288.21 | 56.98 | 56.99 | 0.01 | 0
2040 | MAPP_CA_2_MISO_W | MAPP_CA | MISO_W | Internal | Summer | B8 | 500 | 1970 | 778.73 | 52.56 | 52.57 | 0.01 | 0
2040 | MAPP_CA_2_MISO_W | MAPP_CA | MISO_W | Internal | Summer | B9 | 800 | 1970 | 0 | 52.56 | 50.05 | 0.01 | 0
2040 | MAPP_CA_2_MISO_W | MAPP_CA | MISO_W | Internal | Summer | B10 | 1262 | 1970 | 0 | 52.56 | 47.36 | 0.01 | 0
2040 | MAPP_CA_2_MISO_W | MAPP_CA | MISO_W | Internal | Winter | B16 | 25 | 1970 | 696.57 | 89.5 | 89.52 | 0.01 | 0
2040 | MAPP_CA_2_MISO_W | MAPP_CA | MISO_W | Internal | Winter | B17 | 100 | 1970 | 555.25 | 71.26 | 71.27 | 0.01 | 0
2040 | MAPP_CA_2_MISO_W | MAPP_CA | MISO_W | Internal | Winter | B18 | 400 | 1970 | 0.03 | 62.04 | 62.03 | 0.01 | 0
2040 | MAPP_CA_2_MISO_W | MAPP_CA | MISO_W | Internal | Winter | B19 | 700 | 1970 | 0 | 62.04 | 59.56 | 0.01 | 0
2040 | MAPP_CA_2_MISO_W | MAPP_CA | MISO_W | Internal | Winter | B20 | 935 | 1970 | 0 | 62.04 | 53.53 | 0.01 | 0
2040 | MAPP_US_2_MAPP_CA | MAPP_US | MAPP_CA | Internal | Shoulder | B11 | 25 | 165 | 0 | 80.6 | 64.96 | 7 | 0
2040 | MAPP_US_2_MAPP_CA | MAPP_US | MAPP_CA | Internal | Shoulder | B12 | 200 | 165 | 0.09 | 61.91 | 68.9 | 7 | 0
2040 | MAPP_US_2_MAPP_CA | MAPP_US | MAPP_CA | Internal | Shoulder | B13 | 600 | 165 | 0.04 | 52.85 | 59.84 | 7 | 0
2040 | MAPP_US_2_MAPP_CA | MAPP_US | MAPP_CA | Internal | Shoulder | B14 | 900 | 165 | 0 | 52.85 | 56.99 | 7 | 0
2040 | MAPP_US_2_MAPP_CA | MAPP_US | MAPP_CA | Internal | Shoulder | B15 | 1203 | 165 | 165 | 48.84 | 56.99 | 7 | 1.14
2040 | MAPP_US_2_MAPP_CA | MAPP_US | MAPP_CA | Internal | Summer | B1 | 10 | 165 | 0 | 112.82 | 105.81 | 7 | 0
2040 | MAPP_US_2_MAPP_CA | MAPP_US | MAPP_CA | Internal | Summer | B2 | 25 | 165 | 0 | 90.13 | 95.8 | 7 | 0
2040 | MAPP_US_2_MAPP_CA | MAPP_US | MAPP_CA | Internal | Summer | B3 | 75 | 165 | 0 | 90.13 | 92.46 | 7 | 0
2040 | MAPP_US_2_MAPP_CA | MAPP_US | MAPP_CA | Internal | Summer | B4 | 100 | 165 | 0 | 90.13 | 92.01 | 7 | 0
2040 | MAPP_US_2_MAPP_CA | MAPP_US | MAPP_CA | Internal | Summer | B5 | 200 | 165 | 0 | 84.7 | 87.99 | 7 | 0
2040 | MAPP_US_2_MAPP_CA | MAPP_US | MAPP_CA | Internal | Summer | B6 | 300 | 165 | 0 | 66.12 | 62.45 | 7 | 0
2040 | MAPP_US_2_MAPP_CA | MAPP_US | MAPP_CA | Internal | Summer | B7 | 400 | 165 | 0 | 55.56 | 56.98 | 7 | 0
2040 | MAPP_US_2_MAPP_CA | MAPP_US | MAPP_CA | Internal | Summer | B8 | 500 | 165 | 0 | 47.75 | 52.56 | 7 | 0
2040 | MAPP_US_2_MAPP_CA | MAPP_US | MAPP_CA | Internal | Summer | B9 | 800 | 165 | 0 | 47.75 | 52.56 | 7 | 0
2040 | MAPP_US_2_MAPP_CA | MAPP_US | MAPP_CA | Internal | Summer | B10 | 1262 | 165 | 165 | 40.36 | 52.56 | 7 | 5.19
2040 | MAPP_US_2_MAPP_CA | MAPP_US | MAPP_CA | Internal | Winter | B16 | 25 | 165 | 0.78 | 82.52 | 89.5 | 7 | 0
2040 | MAPP_US_2_MAPP_CA | MAPP_US | MAPP_CA | Internal | Winter | B17 | 100 | 165 | 0.22 | 64.27 | 71.26 | 7 | 0
2040 | MAPP_US_2_MAPP_CA | MAPP_US | MAPP_CA | Internal | Winter | B18 | 400 | 165 | 0 | 56.39 | 62.04 | 7 | 0
2040 | MAPP_US_2_MAPP_CA | MAPP_US | MAPP_CA | Internal | Winter | B19 | 700 | 165 | 0 | 56.39 | 62.04 | 7 | 0
2040 | MAPP_US_2_MAPP_CA | MAPP_US | MAPP_CA | Internal | Winter | B20 | 935 | 165 | 165 | 46.53 | 62.04 | 7 | 8.51
2040 | MAPP_US_2_MISO_W | MAPP_US | MISO_W | Internal | Shoulder | B11 | 25 | 2635 | 1337.57 | 80.6 | 87.6 | 7 | 0
2040 | MAPP_US_2_MISO_W | MAPP_US | MISO_W | Internal | Shoulder | B12 | 200 | 2635 | 1232.9 | 61.91 | 68.91 | 7 | 0
2040 | MAPP_US_2_MISO_W | MAPP_US | MISO_W | Internal | Shoulder | B13 | 600 | 2635 | 413.82 | 52.85 | 59.85 | 7 | 0
2040 | MAPP_US_2_MISO_W | MAPP_US | MISO_W | Internal | Shoulder | B14 | 900 | 2635 | 0 | 52.85 | 57 | 7 | 0
2040 | MAPP_US_2_MISO_W | MAPP_US | MISO_W | Internal | Shoulder | B15 | 1203 | 2635 | 0 | 48.84 | 51.64 | 7 | 0
2040 | MAPP_US_2_MISO_W | MAPP_US | MISO_W | Internal | Summer | B1 | 10 | 2635 | 1960.41 | 112.82 | 119.82 | 7 | 0
2040 | MAPP_US_2_MISO_W | MAPP_US | MISO_W | Internal | Summer | B2 | 25 | 2635 | 0.04 | 90.13 | 96.86 | 7 | 0
2040 | MAPP_US_2_MISO_W | MAPP_US | MISO_W | Internal | Summer | B3 | 75 | 2635 | 0 | 90.13 | 92.47 | 7 | 0
2040 | MAPP_US_2_MISO_W | MAPP_US | MISO_W | Internal | Summer | B4 | 100 | 2635 | 0 | 90.13 | 92.02 | 7 | 0
2040 | MAPP_US_2_MISO_W | MAPP_US | MISO_W | Internal | Summer | B5 | 200 | 2635 | 0 | 84.7 | 88.01 | 7 | 0
2040 | MAPP_US_2_MISO_W | MAPP_US | MISO_W | Internal | Summer | B6 | 300 | 2635 | 0 | 66.12 | 70.21 | 7 | 0
2040 | MAPP_US_2_MISO_W | MAPP_US | MISO_W | Internal | Summer | B7 | 400 | 2635 | 0 | 55.56 | 56.99 | 7 | 0
2040 | MAPP_US_2_MISO_W | MAPP_US | MISO_W | Internal | Summer | B8 | 500 | 2635 | 0 | 47.75 | 52.57 | 7 | 0
2040 | MAPP_US_2_MISO_W | MAPP_US | MISO_W | Internal | Summer | B9 | 800 | 2635 | 0 | 47.75 | 50.05 | 7 | 0
2040 | MAPP_US_2_MISO_W | MAPP_US | MISO_W | Internal | Summer | B10 | 1262 | 2635 | 607.81 | 40.36 | 47.36 | 7 | 0
2040 | MAPP_US_2_MISO_W | MAPP_US | MISO_W | Internal | Winter | B16 | 25 | 2635 | 1288.65 | 82.52 | 89.52 | 7 | 0
2040 | MAPP_US_2_MISO_W | MAPP_US | MISO_W | Internal | Winter | B17 | 100 | 2635 | 843.86 | 64.27 | 71.27 | 7 | 0
2040 | MAPP_US_2_MISO_W | MAPP_US | MISO_W | Internal | Winter | B18 | 400 | 2635 | 0 | 56.39 | 62.03 | 7 | 0
2040 | MAPP_US_2_MISO_W | MAPP_US | MISO_W | Internal | Winter | B19 | 700 | 2635 | 0 | 56.39 | 59.56 | 7 | 0
2040 | MAPP_US_2_MISO_W | MAPP_US | MISO_W | Internal | Winter | B20 | 935 | 2635 | 136.38 | 46.53 | 53.53 | 7 | 0
2040 | MAPP_US_2_NE | MAPP_US | NE | Internal | Shoulder | B11 | 25 | 2000 | 817.04 | 80.6 | 87.6 | 7 | 0
2040 | MAPP_US_2_NE | MAPP_US | NE | Internal | Shoulder | B12 | 200 | 2000 | 0 | 61.91 | 63.91 | 7 | 0
2040 | MAPP_US_2_NE | MAPP_US | NE | Internal | Shoulder | B13 | 600 | 2000 | 252.91 | 52.85 | 59.85 | 7 | 0
2040 | MAPP_US_2_NE | MAPP_US | NE | Internal | Shoulder | B14 | 900 | 2000 | 0 | 52.85 | 59.36 | 7 | 0
2040 | MAPP_US_2_NE | MAPP_US | NE | Internal | Shoulder | B15 | 1203 | 2000 | 0 | 48.84 | 52.83 | 7 | 0
2040 | MAPP_US_2_NE | MAPP_US | NE | Internal | Summer | B1 | 10 | 2000 | 0 | 112.82 | 114.82 | 7 | 0
2040 | MAPP_US_2_NE | MAPP_US | NE | Internal | Summer | B2 | 25 | 2000 | 788.55 | 90.13 | 97.13 | 7 | 0
2040 | MAPP_US_2_NE | MAPP_US | NE | Internal | Summer | B3 | 75 | 2000 | 753.87 | 90.13 | 97.13 | 7 | 0
2040 | MAPP_US_2_NE | MAPP_US | NE | Internal | Summer | B4 | 100 | 2000 | 1059.04 | 90.13 | 97.13 | 7 | 0
2040 | MAPP_US_2_NE | MAPP_US | NE | Internal | Summer | B5 | 200 | 2000 | 1153.97 | 84.7 | 91.7 | 7 | 0
2040 | MAPP_US_2_NE | MAPP_US | NE | Internal | Summer | B6 | 300 | 2000 | 958.65 | 66.12 | 73.12 | 7 | 0
2040 | MAPP_US_2_NE | MAPP_US | NE | Internal | Summer | B7 | 400 | 2000 | 1060.33 | 55.56 | 62.56 | 7 | 0
2040 | MAPP_US_2_NE | MAPP_US | NE | Internal | Summer | B8 | 500 | 2000 | 1222 | 47.75 | 54.75 | 7 | 0
2040 | MAPP_US_2_NE | MAPP_US | NE | Internal | Summer | B9 | 800 | 2000 | 633.16 | 47.75 | 54.75 | 7 | 0
2040 | MAPP_US_2_NE | MAPP_US | NE | Internal | Summer | B10 | 1262 | 2000 | 0 | 40.36 | 42.36 | 7 | 0
2040 | MAPP_US_2_NE | MAPP_US | NE | Internal | Winter | B16 | 25 | 2000 | 0 | 82.52 | 84.52 | 7 | 0
2040 | MAPP_US_2_NE | MAPP_US | NE | Internal | Winter | B17 | 100 | 2000 | 0 | 64.27 | 66.27 | 7 | 0
2040 | MAPP_US_2_NE | MAPP_US | NE | Internal | Winter | B18 | 400 | 2000 | 119.76 | 56.39 | 63.39 | 7 | 0
2040 | MAPP_US_2_NE | MAPP_US | NE | Internal | Winter | B19 | 700 | 2000 | 0 | 56.39 | 63.25 | 7 | 0
2040 | MAPP_US_2_NE | MAPP_US | NE | Internal | Winter | B20 | 935 | 2000 | 0 | 46.53 | 48.62 | 7 | 0
2040 | MARITIMES_2_NEISO | MARITIMES | NEISO | Internal | Shoulder | B11 | 25 | 99999 | 1400 | 48.96 | 48.97 | 0.01 | 0
2040 | MARITIMES_2_NEISO | MARITIMES | NEISO | Internal | Shoulder | B12 | 200 | 99999 | 1400 | 48.96 | 48.97 | 0.01 | 0
2040 | MARITIMES_2_NEISO | MARITIMES | NEISO | Internal | Shoulder | B13 | 600 | 99999 | 1400 | 48.96 | 48.97 | 0.01 | 0
2040 | MARITIMES_2_NEISO | MARITIMES | NEISO | Internal | Shoulder | B14 | 900 | 99999 | 1400 | 48.96 | 48.97 | 0.01 | 0
2040 | MARITIMES_2_NEISO | MARITIMES | NEISO | Internal | Shoulder | B15 | 1203 | 99999 | 426.43 | 48.96 | 48.97 | 0.01 | 0
2040 | MARITIMES_2_NEISO | MARITIMES | NEISO | Internal | Summer | B1 | 10 | 99999 | 1400.1 | 130.83 | 130.84 | 0.01 | 0
2040 | MARITIMES_2_NEISO | MARITIMES | NEISO | Internal | Summer | B2 | 25 | 99999 | 1400.09 | 93.88 | 93.89 | 0.01 | 0
2040 | MARITIMES_2_NEISO | MARITIMES | NEISO | Internal | Summer | B3 | 75 | 99999 | 1400 | 74.19 | 74.2 | 0.01 | 0
2040 | MARITIMES_2_NEISO | MARITIMES | NEISO | Internal | Summer | B4 | 100 | 99999 | 1400 | 67.84 | 67.85 | 0.01 | 0
2040 | MARITIMES_2_NEISO | MARITIMES | NEISO | Internal | Summer | B5 | 200 | 99999 | 1400 | 62.62 | 62.63 | 0.01 | 0
2040 | MARITIMES_2_NEISO | MARITIMES | NEISO | Internal | Summer | B6 | 300 | 99999 | 1400 | 50.14 | 50.16 | 0.01 | 0
2040 | MARITIMES_2_NEISO | MARITIMES | NEISO | Internal | Summer | B7 | 400 | 99999 | 1400 | 45.18 | 45.19 | 0.01 | 0
2040 | MARITIMES_2_NEISO | MARITIMES | NEISO | Internal | Summer | B8 | 500 | 99999 | 1400 | 45.18 | 45.19 | 0.01 | 0
2040 | MARITIMES_2_NEISO | MARITIMES | NEISO | Internal | Summer | B9 | 800 | 99999 | 1400 | 45.18 | 45.19 | 0.01 | 0
2040 | MARITIMES_2_NEISO | MARITIMES | NEISO | Internal | Summer | B10 | 1262 | 99999 | 236.13 | 45.18 | 45.19 | 0.01 | 0
2040 | MARITIMES_2_NEISO | MARITIMES | NEISO | Internal | Winter | B16 | 25 | 99999 | 1400 | 66.7 | 66.71 | 0.01 | 0
2040 | MARITIMES_2_NEISO | MARITIMES | NEISO | Internal | Winter | B17 | 100 | 99999 | 1400 | 60.57 | 60.59 | 0.01 | 0
2040 | MARITIMES_2_NEISO | MARITIMES | NEISO | Internal | Winter | B18 | 400 | 99999 | 1400 | 60.57 | 60.59 | 0.01 | 0
2040 | MARITIMES_2_NEISO | MARITIMES | NEISO | Internal | Winter | B19 | 700 | 99999 | 1400 | 60.57 | 60.59 | 0.01 | 0
2040 | MARITIMES_2_NEISO | MARITIMES | NEISO | Internal | Winter | B20 | 935 | 99999 | 475.94 | 60.57 | 60.59 | 0.01 | 0
2040 | MISO_IN_2_MISO_MI | MISO_IN | MISO_MI | Internal | Shoulder | B11 | 25 | 5000 | 417.96 | 87.6 | 87.61 | 0.01 | 0
2040 | MISO_IN_2_MISO_MI | MISO_IN | MISO_MI | Internal | Shoulder | B12 | 200 | 5000 | 4126.01 | 68.94 | 68.95 | 0.01 | 0
2040 | MISO_IN_2_MISO_MI | MISO_IN | MISO_MI | Internal | Shoulder | B13 | 600 | 5000 | 4793.89 | 59.88 | 59.89 | 0.01 | 0
2040 | MISO_IN_2_MISO_MI | MISO_IN | MISO_MI | Internal | Shoulder | B14 | 900 | 5000 | 5000 | 57.02 | 57.93 | 0.01 | 0.9
2040 | MISO_IN_2_MISO_MI | MISO_IN | MISO_MI | Internal | Shoulder | B15 | 1203 | 5000 | 5000 | 51.64 | 53.44 | 0.01 | 1.79
2040 | MISO_IN_2_MISO_MI | MISO_IN | MISO_MI | Internal | Summer | B1 | 10 | 5000 | 3992.78 | 119.84 | 119.85 | 0.01 | 0
2040 | MISO_IN_2_MISO_MI | MISO_IN | MISO_MI | Internal | Summer | B2 | 25 | 5000 | 1964.43 | 96.86 | 96.87 | 0.01 | 0
2040 | MISO_IN_2_MISO_MI | MISO_IN | MISO_MI | Internal | Summer | B3 | 75 | 5000 | 743.31 | 92.43 | 92.44 | 0.01 | 0
2040 | MISO_IN_2_MISO_MI | MISO_IN | MISO_MI | Internal | Summer | B4 | 100 | 5000 | 0.15 | 91.99 | 91.98 | 0.01 | 0
2040 | MISO_IN_2_MISO_MI | MISO_IN | MISO_MI | Internal | Summer | B5 | 200 | 5000 | 571.07 | 88.01 | 88.02 | 0.01 | 0
2040 | MISO_IN_2_MISO_MI | MISO_IN | MISO_MI | Internal | Summer | B6 | 300 | 5000 | 933.39 | 70.17 | 70.18 | 0.01 | 0
2040 | MISO_IN_2_MISO_MI | MISO_IN | MISO_MI | Internal | Summer | B7 | 400 | 5000 | 4209.14 | 56.99 | 57 | 0.01 | 0
2040 | MISO_IN_2_MISO_MI | MISO_IN | MISO_MI | Internal | Summer | B8 | 500 | 5000 | 5000 | 52.57 | 53.66 | 0.01 | 1.08
2040 | MISO_IN_2_MISO_MI | MISO_IN | MISO_MI | Internal | Summer | B9 | 800 | 5000 | 5000 | 50.03 | 51.78 | 0.01 | 1.74
2040 | MISO_IN_2_MISO_MI | MISO_IN | MISO_MI | Internal | Summer | B10 | 1262 | 5000 | 5000 | 50.03 | 50.86 | 0.01 | 0.82
2040 | MISO_IN_2_MISO_MI | MISO_IN | MISO_MI | Internal | Winter | B16 | 25 | 5000 | 1846.91 | 89.54 | 89.55 | 0.01 | 0
2040 | MISO_IN_2_MISO_MI | MISO_IN | MISO_MI | Internal | Winter | B17 | 100 | 5000 | 3460.55 | 73.26 | 73.27 | 0.01 | 0
2040 | MISO_IN_2_MISO_MI | MISO_IN | MISO_MI | Internal | Winter | B18 | 400 | 5000 | 3960.19 | 62.04 | 62.05 | 0.01 | 0
2040 | MISO_IN_2_MISO_MI | MISO_IN | MISO_MI | Internal | Winter | B19 | 700 | 5000 | 4751.34 | 59.56 | 59.57 | 0.01 | 0
2040 | MISO_IN_2_MISO_MI | MISO_IN | MISO_MI | Internal | Winter | B20 | 935 | 5000 | 3351.98 | 55.05 | 55.06 | 0.01 | 0
2040 | MISO_IN_2_MISO_MO-IL | MISO_IN | MISO_MO-IL | Internal | Shoulder | B11 | 25 | 5000 | 1215.24 | 87.6 | 87.61 | 0.01 | 0
2040 | MISO_IN_2_MISO_MO-IL | MISO_IN | MISO_MO-IL | Internal | Shoulder | B12 | 200 | 5000 | 0.06 | 68.94 | 68.93 | 0.01 | 0
2040 | MISO_IN_2_MISO_MO-IL | MISO_IN | MISO_MO-IL | Internal | Shoulder | B13 | 600 | 5000 | 0.02 | 59.88 | 59.86 | 0.01 | 0
2040 | MISO_IN_2_MISO_MO-IL | MISO_IN | MISO_MO-IL | Internal | Shoulder | B14 | 900 | 5000 | 0.01 | 57.02 | 57.01 | 0.01 | 0
2040 | MISO_IN_2_MISO_MO-IL | MISO_IN | MISO_MO-IL | Internal | Shoulder | B15 | 1203 | 5000 | 0.01 | 51.64 | 51.63 | 0.01 | 0
2040 | MISO_IN_2_MISO_MO-IL | MISO_IN | MISO_MO-IL | Internal | Summer | B1 | 10 | 5000 | 1.08 | 119.84 | 119.83 | 0.01 | 0
2040 | MISO_IN_2_MISO_MO-IL | MISO_IN | MISO_MO-IL | Internal | Summer | B2 | 25 | 5000 | 854.2 | 96.86 | 96.87 | 0.01 | 0
2040 | MISO_IN_2_MISO_MO-IL | MISO_IN | MISO_MO-IL | Internal | Summer | B3 | 75 | 5000 | 1334.45 | 92.43 | 92.44 | 0.01 | 0
2040 | MISO_IN_2_MISO_MO-IL | MISO_IN | MISO_MO-IL | Internal | Summer | B4 | 100 | 5000 | 3057.14 | 91.99 | 92.01 | 0.01 | 0
2040 | MISO_IN_2_MISO_MO-IL | MISO_IN | MISO_MO-IL | Internal | Summer | B5 | 200 | 5000 | 1929.24 | 88.01 | 88.02 | 0.01 | 0
2040 | MISO_IN_2_MISO_MO-IL | MISO_IN | MISO_MO-IL | Internal | Summer | B6 | 300 | 5000 | 3017.59 | 70.17 | 70.18 | 0.01 | 0
2040 | MISO_IN_2_MISO_MO-IL | MISO_IN | MISO_MO-IL | Internal | Summer | B7 | 400 | 5000 | 1350.68 | 56.99 | 57 | 0.01 | 0
2040 | MISO_IN_2_MISO_MO-IL | MISO_IN | MISO_MO-IL | Internal | Summer | B8 | 500 | 5000 | 818.99 | 52.57 | 52.58 | 0.01 | 0
2040 | MISO_IN_2_MISO_MO-IL | MISO_IN | MISO_MO-IL | Internal | Summer | B9 | 800 | 5000 | 1068.4 | 50.03 | 50.04 | 0.01 | 0
2040 | MISO_IN_2_MISO_MO-IL | MISO_IN | MISO_MO-IL | Internal | Summer | B10 | 1262 | 5000 | 0 | 50.03 | 47.38 | 0.01 | 0
2040 | MISO_IN_2_MISO_MO-IL | MISO_IN | MISO_MO-IL | Internal | Winter | B16 | 25 | 5000 | 0.42 | 89.54 | 89.53 | 0.01 | 0
2040 | MISO_IN_2_MISO_MO-IL | MISO_IN | MISO_MO-IL | Internal | Winter | B17 | 100 | 5000 | 0 | 73.26 | 71.28 | 0.01 | 0
2040 | MISO_IN_2_MISO_MO-IL | MISO_IN | MISO_MO-IL | Internal | Winter | B18 | 400 | 5000 | 0.03 | 62.04 | 62.03 | 0.01 | 0
2040 | MISO_IN_2_MISO_MO-IL | MISO_IN | MISO_MO-IL | Internal | Winter | B19 | 700 | 5000 | 0.02 | 59.56 | 59.55 | 0.01 | 0
2040 | MISO_IN_2_MISO_MO-IL | MISO_IN | MISO_MO-IL | Internal | Winter | B20 | 935 | 5000 | 0 | 55.05 | 53.54 | 0.01 | 0
2040 | MISO_IN_2_NonRTO_Midwest | MISO_IN | NonRTO_Midwest | Internal | Shoulder | B11 | 25 | 4800 | 1059.58 | 87.6 | 95.6 | 8 | 0
2040 | MISO_IN_2_NonRTO_Midwest | MISO_IN | NonRTO_Midwest | Internal | Shoulder | B12 | 200 | 4800 | 555.02 | 68.94 | 76.94 | 8 | 0
2040 | MISO_IN_2_NonRTO_Midwest | MISO_IN | NonRTO_Midwest | Internal | Shoulder | B13 | 600 | 4800 | 0 | 59.88 | 61.75 | 8 | 0
2040 | MISO_IN_2_NonRTO_Midwest | MISO_IN | NonRTO_Midwest | Internal | Shoulder | B14 | 900 | 4800 | 0 | 57.02 | 55.58 | 8 | 0
2040 | MISO_IN_2_NonRTO_Midwest | MISO_IN | NonRTO_Midwest | Internal | Shoulder | B15 | 1203 | 4800 | 0 | 51.64 | 48.68 | 8 | 0
2040 | MISO_IN_2_NonRTO_Midwest | MISO_IN | NonRTO_Midwest | Internal | Summer | B1 | 10 | 4800 | 0 | 119.84 | 111.84 | 8 | 0
2040 | MISO_IN_2_NonRTO_Midwest | MISO_IN | NonRTO_Midwest | Internal | Summer | B2 | 25 | 4800 | 0 | 96.86 | 97.9 | 8 | 0
2040 | MISO_IN_2_NonRTO_Midwest | MISO_IN | NonRTO_Midwest | Internal | Summer | B3 | 75 | 4800 | 0 | 92.43 | 97.9 | 8 | 0
2040 | MISO_IN_2_NonRTO_Midwest | MISO_IN | NonRTO_Midwest | Internal | Summer | B4 | 100 | 4800 | 0 | 91.99 | 97.9 | 8 | 0
2040 | MISO_IN_2_NonRTO_Midwest | MISO_IN | NonRTO_Midwest | Internal | Summer | B5 | 200 | 4800 | 932.55 | 88.01 | 96.01 | 8 | 0
2040 | MISO_IN_2_NonRTO_Midwest | MISO_IN | NonRTO_Midwest | Internal | Summer | B6 | 300 | 4800 | 588.89 | 70.17 | 78.17 | 8 | 0
2040 | MISO_IN_2_NonRTO_Midwest | MISO_IN | NonRTO_Midwest | Internal | Summer | B7 | 400 | 4800 | 0 | 56.99 | 57.55 | 8 | 0
2040 | MISO_IN_2_NonRTO_Midwest | MISO_IN | NonRTO_Midwest | Internal | Summer | B8 | 500 | 4800 | 0 | 52.57 | 53.96 | 8 | 0
2040 | MISO_IN_2_NonRTO_Midwest | MISO_IN | NonRTO_Midwest | Internal | Summer | B9 | 800 | 4800 | 0 | 50.03 | 48.17 | 8 | 0
2040 | MISO_IN_2_NonRTO_Midwest | MISO_IN | NonRTO_Midwest | Internal | Summer | B10 | 1262 | 4800 | 0 | 50.03 | 42.03 | 8 | 0
2040 | MISO_IN_2_NonRTO_Midwest | MISO_IN | NonRTO_Midwest | Internal | Winter | B16 | 25 | 4800 | 2047.86 | 89.54 | 97.54 | 8 | 0
2040 | MISO_IN_2_NonRTO_Midwest | MISO_IN | NonRTO_Midwest | Internal | Winter | B17 | 100 | 4800 | 846.07 | 73.26 | 81.26 | 8 | 0
2040 | MISO_IN_2_NonRTO_Midwest | MISO_IN | NonRTO_Midwest | Internal | Winter | B18 | 400 | 4800 | 0 | 62.04 | 59.41 | 8 | 0
2040 | MISO_IN_2_NonRTO_Midwest | MISO_IN | NonRTO_Midwest | Internal | Winter | B19 | 700 | 4800 | 0 | 59.56 | 59.41 | 8 | 0
2040 | MISO_IN_2_NonRTO_Midwest | MISO_IN | NonRTO_Midwest | Internal | Winter | B20 | 935 | 4800 | 0 | 55.05 | 50.74 | 8 | 0
2040 | MISO_IN_2_PJM_ROR | MISO_IN | PJM_ROR | Internal | Shoulder | B11 | 25 | 992 | 0 | 87.6 | 85.61 | 2 | 0
2040 | MISO_IN_2_PJM_ROR | MISO_IN | PJM_ROR | Internal | Shoulder | B12 | 200 | 992 | 0.11 | 68.94 | 70.93 | 2 | 0
2040 | MISO_IN_2_PJM_ROR | MISO_IN | PJM_ROR | Internal | Shoulder | B13 | 600 | 992 | 0 | 59.88 | 59.14 | 2 | 0
2040 | MISO_IN_2_PJM_ROR | MISO_IN | PJM_ROR | Internal | Shoulder | B14 | 900 | 992 | 0 | 57.02 | 56.96 | 2 | 0
2040 | MISO_IN_2_PJM_ROR | MISO_IN | PJM_ROR | Internal | Shoulder | B15 | 1203 | 992 | 0 | 51.64 | 51.65 | 2 | 0
2040 | MISO_IN_2_PJM_ROR | MISO_IN | PJM_ROR | Internal | Summer | B1 | 10 | 992 | 876.73 | 119.84 | 121.84 | 2 | 0
2040 | MISO_IN_2_PJM_ROR | MISO_IN | PJM_ROR | Internal | Summer | B2 | 25 | 992 | 793.58 | 96.86 | 98.86 | 2 | 0
2040 | MISO_IN_2_PJM_ROR | MISO_IN | PJM_ROR | Internal | Summer | B3 | 75 | 992 | 0 | 92.43 | 90.44 | 2 | 0
2040 | MISO_IN_2_PJM_ROR | MISO_IN | PJM_ROR | Internal | Summer | B4 | 100 | 992 | 0 | 91.99 | 90.02 | 2 | 0
2040 | MISO_IN_2_PJM_ROR | MISO_IN | PJM_ROR | Internal | Summer | B5 | 200 | 992 | 0 | 88.01 | 86.02 | 2 | 0
2040 | MISO_IN_2_PJM_ROR | MISO_IN | PJM_ROR | Internal | Summer | B6 | 300 | 992 | 0 | 70.17 | 68.21 | 2 | 0
2040 | MISO_IN_2_PJM_ROR | MISO_IN | PJM_ROR | Internal | Summer | B7 | 400 | 992 | 0 | 56.99 | 55 | 2 | 0
2040 | MISO_IN_2_PJM_ROR | MISO_IN | PJM_ROR | Internal | Summer | B8 | 500 | 992 | 0 | 52.57 | 53.37 | 2 | 0
2040 | MISO_IN_2_PJM_ROR | MISO_IN | PJM_ROR | Internal | Summer | B9 | 800 | 992 | 0 | 50.03 | 49.78 | 2 | 0
2040 | MISO_IN_2_PJM_ROR | MISO_IN | PJM_ROR | Internal | Summer | B10 | 1262 | 992 | 0 | 50.03 | 49.38 | 2 | 0
2040 | MISO_IN_2_PJM_ROR | MISO_IN | PJM_ROR | Internal | Winter | B16 | 25 | 992 | 0.79 | 89.54 | 91.53 | 2 | 0
2040 | MISO_IN_2_PJM_ROR | MISO_IN | PJM_ROR | Internal | Winter | B17 | 100 | 992 | 991.77 | 73.26 | 75.27 | 2 | 0.01
2040 | MISO_IN_2_PJM_ROR | MISO_IN | PJM_ROR | Internal | Winter | B18 | 400 | 992 | 0.07 | 62.04 | 64.03 | 2 | 0
2040 | MISO_IN_2_PJM_ROR | MISO_IN | PJM_ROR | Internal | Winter | B19 | 700 | 992 | 0.03 | 59.56 | 61.55 | 2 | 0
2040 | MISO_IN_2_PJM_ROR | MISO_IN | PJM_ROR | Internal | Winter | B20 | 935 | 992 | 0 | 55.05 | 55.54 | 2 | 0
2040 | MISO_MI_2_IESO | MISO_MI | IESO | Internal | Shoulder | B11 | 25 | 1580 | 0 | 87.61 | 51.5 | 8 | 0
2040 | MISO_MI_2_IESO | MISO_MI | IESO | Internal | Shoulder | B12 | 200 | 1580 | 0 | 68.95 | 51.5 | 8 | 0
2040 | MISO_MI_2_IESO | MISO_MI | IESO | Internal | Shoulder | B13 | 600 | 1580 | 0 | 59.89 | 50.93 | 8 | 0
2040 | MISO_MI_2_IESO | MISO_MI | IESO | Internal | Shoulder | B14 | 900 | 1580 | 0 | 57.93 | 50.93 | 8 | 0
2040 | MISO_MI_2_IESO | MISO_MI | IESO | Internal | Shoulder | B15 | 1203 | 1580 | 0 | 53.44 | 50.93 | 8 | 0
2040 | MISO_MI_2_IESO | MISO_MI | IESO | Internal | Summer | B1 | 10 | 1580 | 0 | 119.85 | 120.83 | 8 | 0
2040 | MISO_MI_2_IESO | MISO_MI | IESO | Internal | Summer | B2 | 25 | 1580 | 0 | 96.87 | 89.87 | 8 | 0
2040 | MISO_MI_2_IESO | MISO_MI | IESO | Internal | Summer | B3 | 75 | 1580 | 0 | 92.44 | 84.18 | 8 | 0
2040 | MISO_MI_2_IESO | MISO_MI | IESO | Internal | Summer | B4 | 100 | 1580 | 0 | 91.98 | 77.85 | 8 | 0
2040 | MISO_MI_2_IESO | MISO_MI | IESO | Internal | Summer | B5 | 200 | 1580 | 0 | 88.02 | 64.59 | 8 | 0
2040 | MISO_MI_2_IESO | MISO_MI | IESO | Internal | Summer | B6 | 300 | 1580 | 0 | 70.18 | 53.2 | 8 | 0
2040 | MISO_MI_2_IESO | MISO_MI | IESO | Internal | Summer | B7 | 400 | 1580 | 0 | 57 | 50 | 8 | 0
2040 | MISO_MI_2_IESO | MISO_MI | IESO | Internal | Summer | B8 | 500 | 1580 | 0 | 53.66 | 46.66 | 8 | 0
2040 | MISO_MI_2_IESO | MISO_MI | IESO | Internal | Summer | B9 | 800 | 1580 | 0 | 51.78 | 46.66 | 8 | 0
2040 | MISO_MI_2_IESO | MISO_MI | IESO | Internal | Summer | B10 | 1262 | 1580 | 0 | 50.86 | 46.66 | 8 | 0
2040 | MISO_MI_2_IESO | MISO_MI | IESO | Internal | Winter | B16 | 25 | 1580 | 0 | 89.55 | 76.51 | 8 | 0
2040 | MISO_MI_2_IESO | MISO_MI | IESO | Internal | Winter | B17 | 100 | 1580 | 0 | 73.27 | 60.26 | 8 | 0
2040 | MISO_MI_2_IESO | MISO_MI | IESO | Internal | Winter | B18 | 400 | 1580 | 0 | 62.05 | 53.85 | 8 | 0
2040 | MISO_MI_2_IESO | MISO_MI | IESO | Internal | Winter | B19 | 700 | 1580 | 0 | 59.57 | 53.85 | 8 | 0
2040 | MISO_MI_2_IESO | MISO_MI | IESO | Internal | Winter | B20 | 935 | 1580 | 0 | 55.06 | 53.85 | 8 | 0
2040 | MISO_MI_2_MISO_IN | MISO_MI | MISO_IN | Internal | Shoulder | B11 | 25 | 2045 | 0.49 | 87.61 | 87.6 | 0.01 | 0
2040 | MISO_MI_2_MISO_IN | MISO_MI | MISO_IN | Internal | Shoulder | B12 | 200 | 2045 | 0.06 | 68.95 | 68.94 | 0.01 | 0
2040 | MISO_MI_2_MISO_IN | MISO_MI | MISO_IN | Internal | Shoulder | B13 | 600 | 2045 | 0.02 | 59.89 | 59.88 | 0.01 | 0
2040 | MISO_MI_2_MISO_IN | MISO_MI | MISO_IN | Internal | Shoulder | B14 | 900 | 2045 | 0 | 57.93 | 57.02 | 0.01 | 0
2040 | MISO_MI_2_MISO_IN | MISO_MI | MISO_IN | Internal | Shoulder | B15 | 1203 | 2045 | 0 | 53.44 | 51.64 | 0.01 | 0
2040 | MISO_MI_2_MISO_IN | MISO_MI | MISO_IN | Internal | Summer | B1 | 10 | 2045 | 1.04 | 119.85 | 119.84 | 0.01 | 0
2040 | MISO_MI_2_MISO_IN | MISO_MI | MISO_IN | Internal | Summer | B2 | 25 | 2045 | 0.47 | 96.87 | 96.86 | 0.01 | 0
2040 | MISO_MI_2_MISO_IN | MISO_MI | MISO_IN | Internal | Summer | B3 | 75 | 2045 | 0.16 | 92.44 | 92.43 | 0.01 | 0
2040 | MISO_MI_2_MISO_IN | MISO_MI | MISO_IN | Internal | Summer | B4 | 100 | 2045 | 4.95 | 91.98 | 91.99 | 0.01 | 0
2040 | MISO_MI_2_MISO_IN | MISO_MI | MISO_IN | Internal | Summer | B5 | 200 | 2045 | 0.06 | 88.02 | 88.01 | 0.01 | 0
2040 | MISO_MI_2_MISO_IN | MISO_MI | MISO_IN | Internal | Summer | B6 | 300 | 2045 | 0.04 | 70.18 | 70.17 | 0.01 | 0
2040 | MISO_MI_2_MISO_IN | MISO_MI | MISO_IN | Internal | Summer | B7 | 400 | 2045 | 0.03 | 57 | 56.99 | 0.01 | 0
2040 | MISO_MI_2_MISO_IN | MISO_MI | MISO_IN | Internal | Summer | B8 | 500 | 2045 | 0 | 53.66 | 52.57 | 0.01 | 0
2040 | MISO_MI_2_MISO_IN | MISO_MI | MISO_IN | Internal | Summer | B9 | 800 | 2045 | 0 | 51.78 | 50.03 | 0.01 | 0
2040 | MISO_MI_2_MISO_IN | MISO_MI | MISO_IN | Internal | Summer | B10 | 1262 | 2045 | 0 | 50.86 | 50.03 | 0.01 | 0
2040 | MISO_MI_2_MISO_IN | MISO_MI | MISO_IN | Internal | Winter | B16 | 25 | 2045 | 0.47 | 89.55 | 89.54 | 0.01 | 0
2040 | MISO_MI_2_MISO_IN | MISO_MI | MISO_IN | Internal | Winter | B17 | 100 | 2045 | 0.12 | 73.27 | 73.26 | 0.01 | 0
2040 | MISO_MI_2_MISO_IN | MISO_MI | MISO_IN | Internal | Winter | B18 | 400 | 2045 | 0.03 | 62.05 | 62.04 | 0.01 | 0
2040 | MISO_MI_2_MISO_IN | MISO_MI | MISO_IN | Internal | Winter | B19 | 700 | 2045 | 0.02 | 59.57 | 59.56 | 0.01 | 0
2040 | MISO_MI_2_MISO_IN | MISO_MI | MISO_IN | Internal | Winter | B20 | 935 | 2045 | 0.01 | 55.06 | 55.05 | 0.01 | 0
2040 | MISO_MI_2_MISO_WUMS | MISO_MI | MISO_WUMS | Internal | Shoulder | B11 | 25 | 117 | 0.28 | 87.61 | 87.59 | 0.01 | 0
2040 | MISO_MI_2_MISO_WUMS | MISO_MI | MISO_WUMS | Internal | Shoulder | B12 | 200 | 117 | 0.04 | 68.95 | 68.93 | 0.01 | 0
2040 | MISO_MI_2_MISO_WUMS | MISO_MI | MISO_WUMS | Internal | Shoulder | B13 | 600 | 117 | 0 | 59.89 | 59.84 | 0.01 | 0
2040 | MISO_MI_2_MISO_WUMS | MISO_MI | MISO_WUMS | Internal | Shoulder | B14 | 900 | 117 | 0 | 57.93 | 56.38 | 0.01 | 0
2040 | MISO_MI_2_MISO_WUMS | MISO_MI | MISO_WUMS | Internal | Shoulder | B15 | 1203 | 117 | 0 | 53.44 | 51.69 | 0.01 | 0
2040 | MISO_MI_2_MISO_WUMS | MISO_MI | MISO_WUMS | Internal | Summer | B1 | 10 | 117 | 0 | 119.85 | 87.99 | 0.01 | 0
2040 | MISO_MI_2_MISO_WUMS | MISO_MI | MISO_WUMS | Internal | Summer | B2 | 25 | 117 | 0 | 96.87 | 87.99 | 0.01 | 0
2040 | MISO_MI_2_MISO_WUMS | MISO_MI | MISO_WUMS | Internal | Summer | B3 | 75 | 117 | 0 | 92.44 | 87.99 | 0.01 | 0
2040 | MISO_MI_2_MISO_WUMS | MISO_MI | MISO_WUMS | Internal | Summer | B4 | 100 | 117 | 0 | 91.98 | 87.99 | 0.01 | 0
2040 | MISO_MI_2_MISO_WUMS | MISO_MI | MISO_WUMS | Internal | Summer | B5 | 200 | 117 | 0.04 | 88.02 | 87.99 | 0.01 | 0
2040 | MISO_MI_2_MISO_WUMS | MISO_MI | MISO_WUMS | Internal | Summer | B6 | 300 | 117 | 36.32 | 70.18 | 70.2 | 0.01 | 0
2040 | MISO_MI_2_MISO_WUMS | MISO_MI | MISO_WUMS | Internal | Summer | B7 | 400 | 117 | 0 | 57 | 54.38 | 0.01 | 0
2040 | MISO_MI_2_MISO_WUMS | MISO_MI | MISO_WUMS | Internal | Summer | B8 | 500 | 117 | 0 | 53.66 | 52.58 | 0.01 | 0
2040 | MISO_MI_2_MISO_WUMS | MISO_MI | MISO_WUMS | Internal | Summer | B9 | 800 | 117 | 0 | 51.78 | 50.07 | 0.01 | 0
2040 | MISO_MI_2_MISO_WUMS | MISO_MI | MISO_WUMS | Internal | Summer | B10 | 1262 | 117 | 0 | 50.86 | 49.9 | 0.01 | 0
2040 | MISO_MI_2_MISO_WUMS | MISO_MI | MISO_WUMS | Internal | Winter | B16 | 25 | 117 | 0.27 | 89.55 | 89.53 | 0.01 | 0
2040 | MISO_MI_2_MISO_WUMS | MISO_MI | MISO_WUMS | Internal | Winter | B17 | 100 | 117 | 0.21 | 73.27 | 73.27 | 0.01 | 0
2040 | MISO_MI_2_MISO_WUMS | MISO_MI | MISO_WUMS | Internal | Winter | B18 | 400 | 117 | 0.03 | 62.05 | 62.04 | 0.01 | 0
2040 | MISO_MI_2_MISO_WUMS | MISO_MI | MISO_WUMS | Internal | Winter | B19 | 700 | 117 | 0.03 | 59.57 | 59.57 | 0.01 | 0
2040 | MISO_MI_2_MISO_WUMS | MISO_MI | MISO_WUMS | Internal | Winter | B20 | 935 | 117 | 0 | 55.06 | 55.03 | 0.01 | 0
2040 | MISO_MI_2_PJM_ROR | MISO_MI | PJM_ROR | Internal | Shoulder | B11 | 25 | 1424 | 0 | 87.61 | 85.61 | 2 | 0
2040 | MISO_MI_2_PJM_ROR | MISO_MI | PJM_ROR | Internal | Shoulder | B12 | 200 | 1424 | 0.06 | 68.95 | 70.93 | 2 | 0
2040 | MISO_MI_2_PJM_ROR | MISO_MI | PJM_ROR | Internal | Shoulder | B13 | 600 | 1424 | 0 | 59.89 | 59.14 | 2 | 0
2040 | MISO_MI_2_PJM_ROR | MISO_MI | PJM_ROR | Internal | Shoulder | B14 | 900 | 1424 | 0 | 57.93 | 56.96 | 2 | 0
2040 | MISO_MI_2_PJM_ROR | MISO_MI | PJM_ROR | Internal | Shoulder | B15 | 1203 | 1424 | 0 | 53.44 | 51.65 | 2 | 0
2040 | MISO_MI_2_PJM_ROR | MISO_MI | PJM_ROR | Internal | Summer | B1 | 10 | 1424 | 2.44 | 119.85 | 121.84 | 2 | 0
2040 | MISO_MI_2_PJM_ROR | MISO_MI | PJM_ROR | Internal | Summer | B2 | 25 | 1424 | 0.89 | 96.87 | 98.86 | 2 | 0
2040 | MISO_MI_2_PJM_ROR | MISO_MI | PJM_ROR | Internal | Summer | B3 | 75 | 1424 | 0 | 92.44 | 90.44 | 2 | 0
2040 | MISO_MI_2_PJM_ROR | MISO_MI | PJM_ROR | Internal | Summer | B4 | 100 | 1424 | 0 | 91.98 | 90.02 | 2 | 0
2040 | MISO_MI_2_PJM_ROR | MISO_MI | PJM_ROR | Internal | Summer | B5 | 200 | 1424 | 0 | 88.02 | 86.02 | 2 | 0
2040 | MISO_MI_2_PJM_ROR | MISO_MI | PJM_ROR | Internal | Summer | B6 | 300 | 1424 | 0 | 70.18 | 68.21 | 2 | 0
2040 | MISO_MI_2_PJM_ROR | MISO_MI | PJM_ROR | Internal | Summer | B7 | 400 | 1424 | 0 | 57 | 55 | 2 | 0
2040 | MISO_MI_2_PJM_ROR | MISO_MI | PJM_ROR | Internal | Summer | B8 | 500 | 1424 | 0 | 53.66 | 53.37 | 2 | 0
2040 | MISO_MI_2_PJM_ROR | MISO_MI | PJM_ROR | Internal | Summer | B9 | 800 | 1424 | 0 | 51.78 | 49.78 | 2 | 0
2040 | MISO_MI_2_PJM_ROR | MISO_MI | PJM_ROR | Internal | Summer | B10 | 1262 | 1424 | 0 | 50.86 | 49.38 | 2 | 0
2040 | MISO_MI_2_PJM_ROR | MISO_MI | PJM_ROR | Internal | Winter | B16 | 25 | 1424 | 0.41 | 89.55 | 91.53 | 2 | 0
2040 | MISO_MI_2_PJM_ROR | MISO_MI | PJM_ROR | Internal | Winter | B17 | 100 | 1424 | 714.9 | 73.27 | 75.27 | 2 | 0
2040 | MISO_MI_2_PJM_ROR | MISO_MI | PJM_ROR | Internal | Winter | B18 | 400 | 1424 | 0.03 | 62.05 | 64.03 | 2 | 0
2040 | MISO_MI_2_PJM_ROR | MISO_MI | PJM_ROR | Internal | Winter | B19 | 700 | 1424 | 0.02 | 59.57 | 61.55 | 2 | 0
2040 | MISO_MI_2_PJM_ROR | MISO_MI | PJM_ROR | Internal | Winter | B20 | 935 | 1424 | 0 | 55.06 | 55.54 | 2 | 0
2040 | MISO_MO-IL_2_ENT | MISO_MO-IL | ENT | Internal | Shoulder | B11 | 25 | 2540 | 0 | 87.61 | 88.82 | 8 | 0
2040 | MISO_MO-IL_2_ENT | MISO_MO-IL | ENT | Internal | Shoulder | B12 | 200 | 2540 | 0 | 68.93 | 61.96 | 8 | 0
2040 | MISO_MO-IL_2_ENT | MISO_MO-IL | ENT | Internal | Shoulder | B13 | 600 | 2540 | 0 | 59.86 | 61.51 | 8 | 0
2040 | MISO_MO-IL_2_ENT | MISO_MO-IL | ENT | Internal | Shoulder | B14 | 900 | 2540 | 0 | 57.01 | 61.51 | 8 | 0
2040 | MISO_MO-IL_2_ENT | MISO_MO-IL | ENT | Internal | Shoulder | B15 | 1203 | 2540 | 0 | 51.63 | 59.46 | 8 | 0
2040 | MISO_MO-IL_2_ENT | MISO_MO-IL | ENT | Internal | Summer | B1 | 10 | 2540 | 0 | 119.83 | 111.83 | 8 | 0
2040 | MISO_MO-IL_2_ENT | MISO_MO-IL | ENT | Internal | Summer | B2 | 25 | 2540 | 0 | 96.87 | 98.63 | 8 | 0
2040 | MISO_MO-IL_2_ENT | MISO_MO-IL | ENT | Internal | Summer | B3 | 75 | 2540 | 0 | 92.44 | 94.52 | 8 | 0
2040 | MISO_MO-IL_2_ENT | MISO_MO-IL | ENT | Internal | Summer | B4 | 100 | 2540 | 0 | 92.01 | 92.52 | 8 | 0
2040 | MISO_MO-IL_2_ENT | MISO_MO-IL | ENT | Internal | Summer | B5 | 200 | 2540 | 0 | 88.02 | 88.82 | 8 | 0
2040 | MISO_MO-IL_2_ENT | MISO_MO-IL | ENT | Internal | Summer | B6 | 300 | 2540 | 0 | 70.18 | 75.16 | 8 | 0
2040 | MISO_MO-IL_2_ENT | MISO_MO-IL | ENT | Internal | Summer | B7 | 400 | 2540 | 0 | 57 | 60 | 8 | 0
2040 | MISO_MO-IL_2_ENT | MISO_MO-IL | ENT | Internal | Summer | B8 | 500 | 2540 | 0 | 52.58 | 60 | 8 | 0
2040 | MISO_MO-IL_2_ENT | MISO_MO-IL | ENT | Internal | Summer | B9 | 800 | 2540 | 361.47 | 50.04 | 58.04 | 8 | 0
2040 | MISO_MO-IL_2_ENT | MISO_MO-IL | ENT | Internal | Summer | B10 | 1262 | 2540 | 2540 | 47.38 | 57.59 | 8 | 2.21
2040 | MISO_MO-IL_2_ENT | MISO_MO-IL | ENT | Internal | Winter | B16 | 25 | 2540 | 0 | 89.53 | 84.32 | 8 | 0
2040 | MISO_MO-IL_2_ENT | MISO_MO-IL | ENT | Internal | Winter | B17 | 100 | 2540 | 0 | 71.28 | 66.07 | 8 | 0
2040 | MISO_MO-IL_2_ENT | MISO_MO-IL | ENT | Internal | Winter | B18 | 400 | 2540 | 0 | 62.03 | 65.59 | 8 | 0
2040 | MISO_MO-IL_2_ENT | MISO_MO-IL | ENT | Internal | Winter | B19 | 700 | 2540 | 0 | 59.55 | 65.02 | 8 | 0
2040 | MISO_MO-IL_2_ENT | MISO_MO-IL | ENT | Internal | Winter | B20 | 935 | 2540 | 2540 | 53.54 | 62.84 | 8 | 1.29
2040 | MISO_MO-IL_2_MISO_IN | MISO_MO-IL | MISO_IN | Internal | Shoulder | B11 | 25 | 2100 | 0.48 | 87.61 | 87.6 | 0.01 | 0
2040 | MISO_MO-IL_2_MISO_IN | MISO_MO-IL | MISO_IN | Internal | Shoulder | B12 | 200 | 2100 | 1165.25 | 68.93 | 68.94 | 0.01 | 0
2040 | MISO_MO-IL_2_MISO_IN | MISO_MO-IL | MISO_IN | Internal | Shoulder | B13 | 600 | 2100 | 736.62 | 59.86 | 59.88 | 0.01 | 0
2040 | MISO_MO-IL_2_MISO_IN | MISO_MO-IL | MISO_IN | Internal | Shoulder | B14 | 900 | 2100 | 395.2 | 57.01 | 57.02 | 0.01 | 0
2040 | MISO_MO-IL_2_MISO_IN | MISO_MO-IL | MISO_IN | Internal | Shoulder | B15 | 1203 | 2100 | 13.2 | 51.63 | 51.64 | 0.01 | 0
2040 | MISO_MO-IL_2_MISO_IN | MISO_MO-IL | MISO_IN | Internal | Summer | B1 | 10 | 2100 | 1202.53 | 119.83 | 119.84 | 0.01 | 0
2040 | MISO_MO-IL_2_MISO_IN | MISO_MO-IL | MISO_IN | Internal | Summer | B2 | 25 | 2100 | 0.48 | 96.87 | 96.86 | 0.01 | 0
2040 | MISO_MO-IL_2_MISO_IN | MISO_MO-IL | MISO_IN | Internal | Summer | B3 | 75 | 2100 | 0.16 | 92.44 | 92.43 | 0.01 | 0
2040 | MISO_MO-IL_2_MISO_IN | MISO_MO-IL | MISO_IN | Internal | Summer | B4 | 100 | 2100 | 0.12 | 92.01 | 91.99 | 0.01 | 0
2040 | MISO_MO-IL_2_MISO_IN | MISO_MO-IL | MISO_IN | Internal | Summer | B5 | 200 | 2100 | 0.06 | 88.02 | 88.01 | 0.01 | 0
2040 | MISO_MO-IL_2_MISO_IN | MISO_MO-IL | MISO_IN | Internal | Summer | B6 | 300 | 2100 | 0.04 | 70.18 | 70.17 | 0.01 | 0
2040 | MISO_MO-IL_2_MISO_IN | MISO_MO-IL | MISO_IN | Internal | Summer | B7 | 400 | 2100 | 0.03 | 57 | 56.99 | 0.01 | 0
2040 | MISO_MO-IL_2_MISO_IN | MISO_MO-IL | MISO_IN | Internal | Summer | B8 | 500 | 2100 | 0.03 | 52.58 | 52.57 | 0.01 | 0
2040 | MISO_MO-IL_2_MISO_IN | MISO_MO-IL | MISO_IN | Internal | Summer | B9 | 800 | 2100 | 0.02 | 50.04 | 50.03 | 0.01 | 0
2040 | MISO_MO-IL_2_MISO_IN | MISO_MO-IL | MISO_IN | Internal | Summer | B10 | 1262 | 2100 | 2100 | 47.38 | 50.03 | 0.01 | 2.64
2040 | MISO_MO-IL_2_MISO_IN | MISO_MO-IL | MISO_IN | Internal | Winter | B16 | 25 | 2100 | 1695.18 | 89.53 | 89.54 | 0.01 | 0
2040 | MISO_MO-IL_2_MISO_IN | MISO_MO-IL | MISO_IN | Internal | Winter | B17 | 100 | 2100 | 2100 | 71.28 | 73.26 | 0.01 | 1.96
2040 | MISO_MO-IL_2_MISO_IN | MISO_MO-IL | MISO_IN | Internal | Winter | B18 | 400 | 2100 | 44.54 | 62.03 | 62.04 | 0.01 | 0
2040 | MISO_MO-IL_2_MISO_IN | MISO_MO-IL | MISO_IN | Internal | Winter | B19 | 700 | 2100 | 562.18 | 59.55 | 59.56 | 0.01 | 0
2040 | MISO_MO-IL_2_MISO_IN | MISO_MO-IL | MISO_IN | Internal | Winter | B20 | 935 | 2100 | 2100 | 53.54 | 55.05 | 0.01 | 1.5
2040 | MISO_MO-IL_2_MISO_W | MISO_MO-IL | MISO_W | Internal | Shoulder | B11 | 25 | 960 | 0.45 | 87.61 | 87.6 | 0.01 | 0
2040 | MISO_MO-IL_2_MISO_W | MISO_MO-IL | MISO_W | Internal | Shoulder | B12 | 200 | 960 | 0.06 | 68.93 | 68.91 | 0.01 | 0
2040 | MISO_MO-IL_2_MISO_W | MISO_MO-IL | MISO_W | Internal | Shoulder | B13 | 600 | 960 | 0.02 | 59.86 | 59.85 | 0.01 | 0
2040 | MISO_MO-IL_2_MISO_W | MISO_MO-IL | MISO_W | Internal | Shoulder | B14 | 900 | 960 | 0.01 | 57.01 | 57 | 0.01 | 0
2040 | MISO_MO-IL_2_MISO_W | MISO_MO-IL | MISO_W | Internal | Shoulder | B15 | 1203 | 960 | 955.95 | 51.63 | 51.64 | 0.01 | 0
2040 | MISO_MO-IL_2_MISO_W | MISO_MO-IL | MISO_W | Internal | Summer | B1 | 10 | 960 | 0.98 | 119.83 | 119.82 | 0.01 | 0
2040 | MISO_MO-IL_2_MISO_W | MISO_MO-IL | MISO_W | Internal | Summer | B2 | 25 | 960 | 0.45 | 96.87 | 96.86 | 0.01 | 0
2040 | MISO_MO-IL_2_MISO_W | MISO_MO-IL | MISO_W | Internal | Summer | B3 | 75 | 960 | 959.81 | 92.44 | 92.47 | 0.01 | 0.02
2040 | MISO_MO-IL_2_MISO_W | MISO_MO-IL | MISO_W | Internal | Summer | B4 | 100 | 960 | 38.49 | 92.01 | 92.02 | 0.01 | 0
2040 | MISO_MO-IL_2_MISO_W | MISO_MO-IL | MISO_W | Internal | Summer | B5 | 200 | 960 | 0.06 | 88.02 | 88.01 | 0.01 | 0
2040 | MISO_MO-IL_2_MISO_W | MISO_MO-IL | MISO_W | Internal | Summer | B6 | 300 | 960 | 959.93 | 70.18 | 70.21 | 0.01 | 0.01
2040 | MISO_MO-IL_2_MISO_W | MISO_MO-IL | MISO_W | Internal | Summer | B7 | 400 | 960 | 0.03 | 57 | 56.99 | 0.01 | 0
2040 | MISO_MO-IL_2_MISO_W | MISO_MO-IL | MISO_W | Internal | Summer | B8 | 500 | 960 | 0.03 | 52.58 | 52.57 | 0.01 | 0
2040 | MISO_MO-IL_2_MISO_W | MISO_MO-IL | MISO_W | Internal | Summer | B9 | 800 | 960 | 947.94 | 50.04 | 50.05 | 0.01 | 0
2040 | MISO_MO-IL_2_MISO_W | MISO_MO-IL | MISO_W | Internal | Summer | B10 | 1262 | 960 | 0 | 47.38 | 47.36 | 0.01 | 0
2040 | MISO_MO-IL_2_MISO_W | MISO_MO-IL | MISO_W | Internal | Winter | B16 | 25 | 960 | 0.44 | 89.53 | 89.52 | 0.01 | 0
2040 | MISO_MO-IL_2_MISO_W | MISO_MO-IL | MISO_W | Internal | Winter | B17 | 100 | 960 | 0.12 | 71.28 | 71.27 | 0.01 | 0
2040 | MISO_MO-IL_2_MISO_W | MISO_MO-IL | MISO_W | Internal | Winter | B18 | 400 | 960 | 0.06 | 62.03 | 62.03 | 0.01 | 0
2040 | MISO_MO-IL_2_MISO_W | MISO_MO-IL | MISO_W | Internal | Winter | B19 | 700 | 960 | 467.5 | 59.55 | 59.56 | 0.01 | 0
2040 | MISO_MO-IL_2_MISO_W | MISO_MO-IL | MISO_W | Internal | Winter | B20 | 935 | 960 | 0.01 | 53.54 | 53.53 | 0.01 | 0
2040 | MISO_MO-IL_2_PJM_ROR | MISO_MO-IL | PJM_ROR | Internal | Shoulder | B11 | 25 | 1212 | 0 | 87.61 | 85.61 | 2 | 0
2040 | MISO_MO-IL_2_PJM_ROR | MISO_MO-IL | PJM_ROR | Internal | Shoulder | B12 | 200 | 1212 | 210.55 | 68.93 | 70.93 | 2 | 0
2040 | MISO_MO-IL_2_PJM_ROR | MISO_MO-IL | PJM_ROR | Internal | Shoulder | B13 | 600 | 1212 | 0 | 59.86 | 59.14 | 2 | 0
2040 | MISO_MO-IL_2_PJM_ROR | MISO_MO-IL | PJM_ROR | Internal | Shoulder | B14 | 900 | 1212 | 0 | 57.01 | 56.96 | 2 | 0
2040 | MISO_MO-IL_2_PJM_ROR | MISO_MO-IL | PJM_ROR | Internal | Shoulder | B15 | 1203 | 1212 | 0 | 51.63 | 51.65 | 2 | 0
2040 | MISO_MO-IL_2_PJM_ROR | MISO_MO-IL | PJM_ROR | Internal | Summer | B1 | 10 | 1212 | 1210.15 | 119.83 | 121.84 | 2 | 0.01
2040 | MISO_MO-IL_2_PJM_ROR | MISO_MO-IL | PJM_ROR | Internal | Summer | B2 | 25 | 1212 | 0.91 | 96.87 | 98.86 | 2 | 0
2040 | MISO_MO-IL_2_PJM_ROR | MISO_MO-IL | PJM_ROR | Internal | Summer | B3 | 75 | 1212 | 0 | 92.44 | 90.44 | 2 | 0
2040 | MISO_MO-IL_2_PJM_ROR | MISO_MO-IL | PJM_ROR | Internal | Summer | B4 | 100 | 1212 | 0 | 92.01 | 90.02 | 2 | 0
2040 | MISO_MO-IL_2_PJM_ROR | MISO_MO-IL | PJM_ROR | Internal | Summer | B5 | 200 | 1212 | 0 | 88.02 | 86.02 | 2 | 0
2040 | MISO_MO-IL_2_PJM_ROR | MISO_MO-IL | PJM_ROR | Internal | Summer | B6 | 300 | 1212 | 0 | 70.18 | 68.21 | 2 | 0
2040 | MISO_MO-IL_2_PJM_ROR | MISO_MO-IL | PJM_ROR | Internal | Summer | B7 | 400 | 1212 | 0 | 57 | 55 | 2 | 0
2040 | MISO_MO-IL_2_PJM_ROR | MISO_MO-IL | PJM_ROR | Internal | Summer | B8 | 500 | 1212 | 0 | 52.58 | 53.37 | 2 | 0
2040 | MISO_MO-IL_2_PJM_ROR | MISO_MO-IL | PJM_ROR | Internal | Summer | B9 | 800 | 1212 | 0 | 50.04 | 49.78 | 2 | 0
2040 | MISO_MO-IL_2_PJM_ROR | MISO_MO-IL | PJM_ROR | Internal | Summer | B10 | 1262 | 1212 | 134.33 | 47.38 | 49.38 | 2 | 0
2040 | MISO_MO-IL_2_PJM_ROR | MISO_MO-IL | PJM_ROR | Internal | Winter | B16 | 25 | 1212 | 403.74 | 89.53 | 91.53 | 2 | 0
2040 | MISO_MO-IL_2_PJM_ROR | MISO_MO-IL | PJM_ROR | Internal | Winter | B17 | 100 | 1212 | 1212 | 71.28 | 75.27 | 2 | 1.99
2040 | MISO_MO-IL_2_PJM_ROR | MISO_MO-IL | PJM_ROR | Internal | Winter | B18 | 400 | 1212 | 768.09 | 62.03 | 64.03 | 2 | 0
2040 | MISO_MO-IL_2_PJM_ROR | MISO_MO-IL | PJM_ROR | Internal | Winter | B19 | 700 | 1212 | 209.37 | 59.55 | 61.55 | 2 | 0
2040 | MISO_MO-IL_2_PJM_ROR | MISO_MO-IL | PJM_ROR | Internal | Winter | B20 | 935 | 1212 | 603.73 | 53.54 | 55.54 | 2 | 0
2040 | MISO_MO-IL_2_SPP_N | MISO_MO-IL | SPP_N | Internal | Shoulder | B11 | 25 | 2000 | 0.01 | 87.61 | 94.6 | 8 | 0
2040 | MISO_MO-IL_2_SPP_N | MISO_MO-IL | SPP_N | Internal | Shoulder | B12 | 200 | 2000 | 0 | 68.93 | 63.93 | 8 | 0
2040 | MISO_MO-IL_2_SPP_N | MISO_MO-IL | SPP_N | Internal | Shoulder | B13 | 600 | 2000 | 0 | 59.86 | 59.86 | 8 | 0
2040 | MISO_MO-IL_2_SPP_N | MISO_MO-IL | SPP_N | Internal | Shoulder | B14 | 900 | 2000 | 0 | 57.01 | 59.37 | 8 | 0
2040 | MISO_MO-IL_2_SPP_N | MISO_MO-IL | SPP_N | Internal | Shoulder | B15 | 1203 | 2000 | 0 | 51.63 | 58.64 | 8 | 0
2040 | MISO_MO-IL_2_SPP_N | MISO_MO-IL | SPP_N | Internal | Summer | B1 | 10 | 2000 | 0 | 119.83 | 114.83 | 8 | 0
2040 | MISO_MO-IL_2_SPP_N | MISO_MO-IL | SPP_N | Internal | Summer | B2 | 25 | 2000 | 0 | 96.87 | 97.66 | 8 | 0
2040 | MISO_MO-IL_2_SPP_N | MISO_MO-IL | SPP_N | Internal | Summer | B3 | 75 | 2000 | 0 | 92.44 | 97.66 | 8 | 0
2040 | MISO_MO-IL_2_SPP_N | MISO_MO-IL | SPP_N | Internal | Summer | B4 | 100 | 2000 | 0 | 92.01 | 97.66 | 8 | 0
2040 | MISO_MO-IL_2_SPP_N | MISO_MO-IL | SPP_N | Internal | Summer | B5 | 200 | 2000 | 0 | 88.02 | 91.71 | 8 | 0
2040 | MISO_MO-IL_2_SPP_N | MISO_MO-IL | SPP_N | Internal | Summer | B6 | 300 | 2000 | 0 | 70.18 | 77.21 | 8 | 0
2040 | MISO_MO-IL_2_SPP_N | MISO_MO-IL | SPP_N | Internal | Summer | B7 | 400 | 2000 | 0 | 57 | 63.99 | 8 | 0
2040 | MISO_MO-IL_2_SPP_N | MISO_MO-IL | SPP_N | Internal | Summer | B8 | 500 | 2000 | 0 | 52.58 | 59.47 | 8 | 0
2040 | MISO_MO-IL_2_SPP_N | MISO_MO-IL | SPP_N | Internal | Summer | B9 | 800 | 2000 | 0 | 50.04 | 57.05 | 8 | 0
2040 | MISO_MO-IL_2_SPP_N | MISO_MO-IL | SPP_N | Internal | Summer | B10 | 1262 | 2000 | 0 | 47.38 | 52.59 | 8 | 0
2040 | MISO_MO-IL_2_SPP_N | MISO_MO-IL | SPP_N | Internal | Winter | B16 | 25 | 2000 | 0 | 89.53 | 84.53 | 8 | 0
2040 | MISO_MO-IL_2_SPP_N | MISO_MO-IL | SPP_N | Internal | Winter | B17 | 100 | 2000 | 0 | 71.28 | 66.28 | 8 | 0
2040 | MISO_MO-IL_2_SPP_N | MISO_MO-IL | SPP_N | Internal | Winter | B18 | 400 | 2000 | 0 | 62.03 | 63.41 | 8 | 0
2040 | MISO_MO-IL_2_SPP_N | MISO_MO-IL | SPP_N | Internal | Winter | B19 | 700 | 2000 | 0 | 59.55 | 63.26 | 8 | 0
2040 | MISO_MO-IL_2_SPP_N | MISO_MO-IL | SPP_N | Internal | Winter | B20 | 935 | 2000 | 0 | 53.54 | 57.84 | 8 | 0
2040 | MISO_MO-IL_2_TVA_Transmission | MISO_MO-IL | TVA_Transmission | Internal | Shoulder | B11 | 25 | 4000 | 0 | 87.61 | 89.97 | 8 | 0
2040 | MISO_MO-IL_2_TVA_Transmission | MISO_MO-IL | TVA_Transmission | Internal | Shoulder | B12 | 200 | 4000 | 0 | 68.93 | 68.87 | 8 | 0
2040 | MISO_MO-IL_2_TVA_Transmission | MISO_MO-IL | TVA_Transmission | Internal | Shoulder | B13 | 600 | 4000 | 0 | 59.86 | 62.21 | 8 | 0
2040 | MISO_MO-IL_2_TVA_Transmission | MISO_MO-IL | TVA_Transmission | Internal | Shoulder | B14 | 900 | 4000 | 0 | 57.01 | 61.51 | 8 | 0
2040 | MISO_MO-IL_2_TVA_Transmission | MISO_MO-IL | TVA_Transmission | Internal | Shoulder | B15 | 1203 | 4000 | 0 | 51.63 | 56.68 | 8 | 0
2040 | MISO_MO-IL_2_TVA_Transmission | MISO_MO-IL | TVA_Transmission | Internal | Summer | B1 | 10 | 4000 | 0 | 119.83 | 119.19 | 8 | 0
2040 | MISO_MO-IL_2_TVA_Transmission | MISO_MO-IL | TVA_Transmission | Internal | Summer | B2 | 25 | 4000 | 257.3 | 96.87 | 104.87 | 8 | 0
2040 | MISO_MO-IL_2_TVA_Transmission | MISO_MO-IL | TVA_Transmission | Internal | Summer | B3 | 75 | 4000 | 0 | 92.44 | 96.44 | 8 | 0
2040 | MISO_MO-IL_2_TVA_Transmission | MISO_MO-IL | TVA_Transmission | Internal | Summer | B4 | 100 | 4000 | 0 | 92.01 | 96.02 | 8 | 0
2040 | MISO_MO-IL_2_TVA_Transmission | MISO_MO-IL | TVA_Transmission | Internal | Summer | B5 | 200 | 4000 | 0 | 88.02 | 91.85 | 8 | 0
2040 | MISO_MO-IL_2_TVA_Transmission | MISO_MO-IL | TVA_Transmission | Internal | Summer | B6 | 300 | 4000 | 0 | 70.18 | 74.19 | 8 | 0
2040 | MISO_MO-IL_2_TVA_Transmission | MISO_MO-IL | TVA_Transmission | Internal | Summer | B7 | 400 | 4000 | 0 | 57 | 60.33 | 8 | 0
2040 | MISO_MO-IL_2_TVA_Transmission | MISO_MO-IL | TVA_Transmission | Internal | Summer | B8 | 500 | 4000 | 0 | 52.58 | 58.51 | 8 | 0
2040 | MISO_MO-IL_2_TVA_Transmission | MISO_MO-IL | TVA_Transmission | Internal | Summer | B9 | 800 | 4000 | 0 | 50.04 | 54.88 | 8 | 0
2040 | MISO_MO-IL_2_TVA_Transmission | MISO_MO-IL | TVA_Transmission | Internal | Summer | B10 | 1262 | 4000 | 0 | 47.38 | 50.03 | 8 | 0
2040 | MISO_MO-IL_2_TVA_Transmission | MISO_MO-IL | TVA_Transmission | Internal | Winter | B16 | 25 | 4000 | 0 | 89.53 | 92.32 | 8 | 0
2040 | MISO_MO-IL_2_TVA_Transmission | MISO_MO-IL | TVA_Transmission | Internal | Winter | B17 | 100 | 4000 | 0 | 71.28 | 73.09 | 8 | 0
2040 | MISO_MO-IL_2_TVA_Transmission | MISO_MO-IL | TVA_Transmission | Internal | Winter | B18 | 400 | 4000 | 0 | 62.03 | 63.4 | 8 | 0
2040 | MISO_MO-IL_2_TVA_Transmission | MISO_MO-IL | TVA_Transmission | Internal | Winter | B19 | 700 | 4000 | 0 | 59.55 | 62.59 | 8 | 0
2040 | MISO_MO-IL_2_TVA_Transmission | MISO_MO-IL | TVA_Transmission | Internal | Winter | B20 | 935 | 4000 | 0 | 53.54 | 58.74 | 8 | 0
2040 | MISO_W_2_IESO | MISO_W | IESO | Internal | Shoulder | B11 | 25 | 90 | 0 | 87.6 | 51.5 | 8 | 0
2040 | MISO_W_2_IESO | MISO_W | IESO | Internal | Shoulder | B12 | 200 | 90 | 0 | 68.91 | 51.5 | 8 | 0
2040 | MISO_W_2_IESO | MISO_W | IESO | Internal | Shoulder | B13 | 600 | 90 | 0 | 59.85 | 50.93 | 8 | 0
2040 | MISO_W_2_IESO | MISO_W | IESO | Internal | Shoulder | B14 | 900 | 90 | 0 | 57 | 50.93 | 8 | 0
2040 | MISO_W_2_IESO | MISO_W | IESO | Internal | Shoulder | B15 | 1203 | 90 | 0 | 51.64 | 50.93 | 8 | 0
2040 | MISO_W_2_IESO | MISO_W | IESO | Internal | Summer | B1 | 10 | 90 | 0 | 119.82 | 120.83 | 8 | 0
2040 | MISO_W_2_IESO | MISO_W | IESO | Internal | Summer | B2 | 25 | 90 | 0 | 96.86 | 89.87 | 8 | 0
2040 | MISO_W_2_IESO | MISO_W | IESO | Internal | Summer | B3 | 75 | 90 | 0 | 92.47 | 84.18 | 8 | 0
2040 | MISO_W_2_IESO | MISO_W | IESO | Internal | Summer | B4 | 100 | 90 | 0 | 92.02 | 77.85 | 8 | 0
2040 | MISO_W_2_IESO | MISO_W | IESO | Internal | Summer | B5 | 200 | 90 | 0 | 88.01 | 64.59 | 8 | 0
2040 | MISO_W_2_IESO | MISO_W | IESO | Internal | Summer | B6 | 300 | 90 | 0 | 70.21 | 53.2 | 8 | 0
2040 | MISO_W_2_IESO | MISO_W | IESO | Internal | Summer | B7 | 400 | 90 | 0 | 56.99 | 50 | 8 | 0
2040 | MISO_W_2_IESO | MISO_W | IESO | Internal | Summer | B8 | 500 | 90 | 0 | 52.57 | 46.66 | 8 | 0
2040 | MISO_W_2_IESO | MISO_W | IESO | Internal | Summer | B9 | 800 | 90 | 0 | 50.05 | 46.66 | 8 | 0
2040 | MISO_W_2_IESO | MISO_W | IESO | Internal | Summer | B10 | 1262 | 90 | 0 | 47.36 | 46.66 | 8 | 0
2040 | MISO_W_2_IESO | MISO_W | IESO | Internal | Winter | B16 | 25 | 90 | 0 | 89.52 | 76.51 | 8 | 0
2040 | MISO_W_2_IESO | MISO_W | IESO | Internal | Winter | B17 | 100 | 90 | 0 | 71.27 | 60.26 | 8 | 0
2040 | MISO_W_2_IESO | MISO_W | IESO | Internal | Winter | B18 | 400 | 90 | 0 | 62.03 | 53.85 | 8 | 0
2040 | MISO_W_2_IESO | MISO_W | IESO | Internal | Winter | B19 | 700 | 90 | 0 | 59.56 | 53.85 | 8 | 0
2040 | MISO_W_2_IESO | MISO_W | IESO | Internal | Winter | B20 | 935 | 90 | 0 | 53.53 | 53.85 | 8 | 0
2040 | MISO_W_2_MAPP_CA | MISO_W | MAPP_CA | Internal | Shoulder | B11 | 25 | 700 | 0 | 87.6 | 64.96 | 0.01 | 0
2040 | MISO_W_2_MAPP_CA | MISO_W | MAPP_CA | Internal | Shoulder | B12 | 200 | 700 | 0.05 | 68.91 | 68.9 | 0.01 | 0
2040 | MISO_W_2_MAPP_CA | MISO_W | MAPP_CA | Internal | Shoulder | B13 | 600 | 700 | 0.02 | 59.85 | 59.84 | 0.01 | 0
2040 | MISO_W_2_MAPP_CA | MISO_W | MAPP_CA | Internal | Shoulder | B14 | 900 | 700 | 0.01 | 57 | 56.99 | 0.01 | 0
2040 | MISO_W_2_MAPP_CA | MISO_W | MAPP_CA | Internal | Shoulder | B15 | 1203 | 700 | 700 | 51.64 | 56.99 | 0.01 | 5.33
2040 | MISO_W_2_MAPP_CA | MISO_W | MAPP_CA | Internal | Summer | B1 | 10 | 700 | 0 | 119.82 | 105.81 | 0.01 | 0
2040 | MISO_W_2_MAPP_CA | MISO_W | MAPP_CA | Internal | Summer | B2 | 25 | 700 | 0.01 | 96.86 | 95.8 | 0.01 | 0
2040 | MISO_W_2_MAPP_CA | MISO_W | MAPP_CA | Internal | Summer | B3 | 75 | 700 | 0.14 | 92.47 | 92.46 | 0.01 | 0
2040 | MISO_W_2_MAPP_CA | MISO_W | MAPP_CA | Internal | Summer | B4 | 100 | 700 | 0.11 | 92.02 | 92.01 | 0.01 | 0
2040 | MISO_W_2_MAPP_CA | MISO_W | MAPP_CA | Internal | Summer | B5 | 200 | 700 | 0.05 | 88.01 | 87.99 | 0.01 | 0
2040 | MISO_W_2_MAPP_CA | MISO_W | MAPP_CA | Internal | Summer | B6 | 300 | 700 | 0 | 70.21 | 62.45 | 0.01 | 0
2040 | MISO_W_2_MAPP_CA | MISO_W | MAPP_CA | Internal | Summer | B7 | 400 | 700 | 0.03 | 56.99 | 56.98 | 0.01 | 0
2040 | MISO_W_2_MAPP_CA | MISO_W | MAPP_CA | Internal | Summer | B8 | 500 | 700 | 0.02 | 52.57 | 52.56 | 0.01 | 0
2040 | MISO_W_2_MAPP_CA | MISO_W | MAPP_CA | Internal | Summer | B9 | 800 | 700 | 700 | 50.05 | 52.56 | 0.01 | 2.49
2040 | MISO_W_2_MAPP_CA | MISO_W | MAPP_CA | Internal | Summer | B10 | 1262 | 700 | 700 | 47.36 | 52.56 | 0.01 | 5.18
2040 | MISO_W_2_MAPP_CA | MISO_W | MAPP_CA | Internal | Winter | B16 | 25 | 700 | 0.45 | 89.52 | 89.5 | 0.01 | 0
2040 | MISO_W_2_MAPP_CA | MISO_W | MAPP_CA | Internal | Winter | B17 | 100 | 700 | 0.12 | 71.27 | 71.26 | 0.01 | 0
2040 | MISO_W_2_MAPP_CA | MISO_W | MAPP_CA | Internal | Winter | B18 | 400 | 700 | 163.1 | 62.03 | 62.04 | 0.01 | 0
2040 | MISO_W_2_MAPP_CA | MISO_W | MAPP_CA | Internal | Winter | B19 | 700 | 700 | 700 | 59.56 | 62.04 | 0.01 | 2.47
2040 | MISO_W_2_MAPP_CA | MISO_W | MAPP_CA | Internal | Winter | B20 | 935 | 700 | 700 | 53.53 | 62.04 | 0.01 | 8.5
2040 | MISO_W_2_MAPP_US | MISO_W | MAPP_US | Internal | Shoulder | B11 | 25 | 2300 | 0 | 87.6 | 80.6 | 7 | 0
2040 | MISO_W_2_MAPP_US | MISO_W | MAPP_US | Internal | Shoulder | B12 | 200 | 2300 | 0 | 68.91 | 61.91 | 7 | 0
2040 | MISO_W_2_MAPP_US | MISO_W | MAPP_US | Internal | Shoulder | B13 | 600 | 2300 | 0 | 59.85 | 52.85 | 7 | 0
2040 | MISO_W_2_MAPP_US | MISO_W | MAPP_US | Internal | Shoulder | B14 | 900 | 2300 | 0 | 57 | 52.85 | 7 | 0
2040 | MISO_W_2_MAPP_US | MISO_W | MAPP_US | Internal | Shoulder | B15 | 1203 | 2300 | 0 | 51.64 | 48.84 | 7 | 0
2040 | MISO_W_2_MAPP_US | MISO_W | MAPP_US | Internal | Summer | B1 | 10 | 2300 | 0 | 119.82 | 112.82 | 7 | 0
2040 | MISO_W_2_MAPP_US | MISO_W | MAPP_US | Internal | Summer | B2 | 25 | 2300 | 0 | 96.86 | 90.13 | 7 | 0
2040 | MISO_W_2_MAPP_US | MISO_W | MAPP_US | Internal | Summer | B3 | 75 | 2300 | 0 | 92.47 | 90.13 | 7 | 0
2040 | MISO_W_2_MAPP_US | MISO_W | MAPP_US | Internal | Summer | B4 | 100 | 2300 | 0 | 92.02 | 90.13 | 7 | 0
2040 | MISO_W_2_MAPP_US | MISO_W | MAPP_US | Internal | Summer | B5 | 200 | 2300 | 0 | 88.01 | 84.7 | 7 | 0
2040 | MISO_W_2_MAPP_US | MISO_W | MAPP_US | Internal | Summer | B6 | 300 | 2300 | 0 | 70.21 | 66.12 | 7 | 0
2040 | MISO_W_2_MAPP_US | MISO_W | MAPP_US | Internal | Summer | B7 | 400 | 2300 | 0 | 56.99 | 55.56 | 7 | 0
2040 | MISO_W_2_MAPP_US | MISO_W | MAPP_US | Internal | Summer | B8 | 500 | 2300 | 0 | 52.57 | 47.75 | 7 | 0
2040 | MISO_W_2_MAPP_US | MISO_W | MAPP_US | Internal | Summer | B9 | 800 | 2300 | 0 | 50.05 | 47.75 | 7 | 0
2040 | MISO_W_2_MAPP_US | MISO_W | MAPP_US | Internal | Summer | B10 | 1262 | 2300 | 0 | 47.36 | 40.36 | 7 | 0
2040 | MISO_W_2_MAPP_US | MISO_W | MAPP_US | Internal | Winter | B16 | 25 | 2300 | 0 | 89.52 | 82.52 | 7 | 0
2040 | MISO_W_2_MAPP_US | MISO_W | MAPP_US | Internal | Winter | B17 | 100 | 2300 | 0 | 71.27 | 64.27 | 7 | 0
2040 | MISO_W_2_MAPP_US | MISO_W | MAPP_US | Internal | Winter | B18 | 400 | 2300 | 0 | 62.03 | 56.39 | 7 | 0
2040 | MISO_W_2_MAPP_US | MISO_W | MAPP_US | Internal | Winter | B19 | 700 | 2300 | 0 | 59.56 | 56.39 | 7 | 0
2040 | MISO_W_2_MAPP_US | MISO_W | MAPP_US | Internal | Winter | B20 | 935 | 2300 | 0 | 53.53 | 46.53 | 7 | 0
2040 | MISO_W_2_MISO_MO-IL | MISO_W | MISO_MO-IL | Internal | Shoulder | B11 | 25 | 3800 | 1775.17 | 87.6 | 87.61 | 0.01 | 0
2040 | MISO_W_2_MISO_MO-IL | MISO_W | MISO_MO-IL | Internal | Shoulder | B12 | 200 | 3800 | 2574.06 | 68.91 | 68.93 | 0.01 | 0
2040 | MISO_W_2_MISO_MO-IL | MISO_W | MISO_MO-IL | Internal | Shoulder | B13 | 600 | 3800 | 1542.29 | 59.85 | 59.86 | 0.01 | 0
2040 | MISO_W_2_MISO_MO-IL | MISO_W | MISO_MO-IL | Internal | Shoulder | B14 | 900 | 3800 | 1093.03 | 57 | 57.01 | 0.01 | 0
2040 | MISO_W_2_MISO_MO-IL | MISO_W | MISO_MO-IL | Internal | Shoulder | B15 | 1203 | 3800 | 0 | 51.64 | 51.63 | 0.01 | 0
2040 | MISO_W_2_MISO_MO-IL | MISO_W | MISO_MO-IL | Internal | Summer | B1 | 10 | 3800 | 3564.68 | 119.82 | 119.83 | 0.01 | 0
2040 | MISO_W_2_MISO_MO-IL | MISO_W | MISO_MO-IL | Internal | Summer | B2 | 25 | 3800 | 1467.22 | 96.86 | 96.87 | 0.01 | 0
2040 | MISO_W_2_MISO_MO-IL | MISO_W | MISO_MO-IL | Internal | Summer | B3 | 75 | 3800 | 0.08 | 92.47 | 92.44 | 0.01 | 0
2040 | MISO_W_2_MISO_MO-IL | MISO_W | MISO_MO-IL | Internal | Summer | B4 | 100 | 3800 | 0.13 | 92.02 | 92.01 | 0.01 | 0
2040 | MISO_W_2_MISO_MO-IL | MISO_W | MISO_MO-IL | Internal | Summer | B5 | 200 | 3800 | 502.85 | 88.01 | 88.02 | 0.01 | 0
2040 | MISO_W_2_MISO_MO-IL | MISO_W | MISO_MO-IL | Internal | Summer | B6 | 300 | 3800 | 0.03 | 70.21 | 70.18 | 0.01 | 0
2040 | MISO_W_2_MISO_MO-IL | MISO_W | MISO_MO-IL | Internal | Summer | B7 | 400 | 3800 | 0.31 | 56.99 | 57 | 0.01 | 0
2040 | MISO_W_2_MISO_MO-IL | MISO_W | MISO_MO-IL | Internal | Summer | B8 | 500 | 3800 | 375.82 | 52.57 | 52.58 | 0.01 | 0
2040 | MISO_W_2_MISO_MO-IL | MISO_W | MISO_MO-IL | Internal | Summer | B9 | 800 | 3800 | 0.01 | 50.05 | 50.04 | 0.01 | 0
2040 | MISO_W_2_MISO_MO-IL | MISO_W | MISO_MO-IL | Internal | Summer | B10 | 1262 | 3800 | 2692 | 47.36 | 47.38 | 0.01 | 0
2040 | MISO_W_2_MISO_MO-IL | MISO_W | MISO_MO-IL | Internal | Winter | B16 | 25 | 3800 | 2625.67 | 89.52 | 89.53 | 0.01 | 0
2040 | MISO_W_2_MISO_MO-IL | MISO_W | MISO_MO-IL | Internal | Winter | B17 | 100 | 3800 | 2624.21 | 71.27 | 71.28 | 0.01 | 0
2040 | MISO_W_2_MISO_MO-IL | MISO_W | MISO_MO-IL | Internal | Winter | B18 | 400 | 3800 | 0.06 | 62.03 | 62.03 | 0.01 | 0
2040 | MISO_W_2_MISO_MO-IL | MISO_W | MISO_MO-IL | Internal | Winter | B19 | 700 | 3800 | 0.02 | 59.56 | 59.55 | 0.01 | 0
2040 | MISO_W_2_MISO_MO-IL | MISO_W | MISO_MO-IL | Internal | Winter | B20 | 935 | 3800 | 2429.67 | 53.53 | 53.54 | 0.01 | 0
2040 | MISO_W_2_MISO_WUMS | MISO_W | MISO_WUMS | Internal | Shoulder | B11 | 25 | 1629 | 0.45 | 87.6 | 87.59 | 0.01 | 0
2040 | MISO_W_2_MISO_WUMS | MISO_W | MISO_WUMS | Internal | Shoulder | B12 | 200 | 1629 | 230.87 | 68.91 | 68.93 | 0.01 | 0
2040 | MISO_W_2_MISO_WUMS | MISO_W | MISO_WUMS | Internal | Shoulder | B13 | 600 | 1629 | 0.02 | 59.85 | 59.84 | 0.01 | 0
2040 | MISO_W_2_MISO_WUMS | MISO_W | MISO_WUMS | Internal | Shoulder | B14 | 900 | 1629 | 0 | 57 | 56.38 | 0.01 | 0
2040 | MISO_W_2_MISO_WUMS | MISO_W | MISO_WUMS | Internal | Shoulder | B15 | 1203 | 1629 | 1628.99 | 51.64 | 51.69 | 0.01 | 0.03
2040 | MISO_W_2_MISO_WUMS | MISO_W | MISO_WUMS | Internal | Summer | B1 | 10 | 1629 | 0 | 119.82 | 87.99 | 0.01 | 0
2040 | MISO_W_2_MISO_WUMS | MISO_W | MISO_WUMS | Internal | Summer | B2 | 25 | 1629 | 0 | 96.86 | 87.99 | 0.01 | 0
2040 | MISO_W_2_MISO_WUMS | MISO_W | MISO_WUMS | Internal | Summer | B3 | 75 | 1629 | 0 | 92.47 | 87.99 | 0.01 | 0
2040 | MISO_W_2_MISO_WUMS | MISO_W | MISO_WUMS | Internal | Summer | B4 | 100 | 1629 | 0 | 92.02 | 87.99 | 0.01 | 0
2040 | MISO_W_2_MISO_WUMS | MISO_W | MISO_WUMS | Internal | Summer | B5 | 200 | 1629 | 0.06 | 88.01 | 87.99 | 0.01 | 0
2040 | MISO_W_2_MISO_WUMS | MISO_W | MISO_WUMS | Internal | Summer | B6 | 300 | 1629 | 0.04 | 70.21 | 70.2 | 0.01 | 0
2040 | MISO_W_2_MISO_WUMS | MISO_W | MISO_WUMS | Internal | Summer | B7 | 400 | 1629 | 0 | 56.99 | 54.38 | 0.01 | 0
2040 | MISO_W_2_MISO_WUMS | MISO_W | MISO_WUMS | Internal | Summer | B8 | 500 | 1629 | 747.09 | 52.57 | 52.58 | 0.01 | 0
2040 | MISO_W_2_MISO_WUMS | MISO_W | MISO_WUMS | Internal | Summer | B9 | 800 | 1629 | 213.69 | 50.05 | 50.07 | 0.01 | 0
2040 | MISO_W_2_MISO_WUMS | MISO_W | MISO_WUMS | Internal | Summer | B10 | 1262 | 1629 | 1629 | 47.36 | 49.9 | 0.01 | 2.52
2040 | MISO_W_2_MISO_WUMS | MISO_W | MISO_WUMS | Internal | Winter | B16 | 25 | 1629 | 1209.08 | 89.52 | 89.53 | 0.01 | 0
2040 | MISO_W_2_MISO_WUMS | MISO_W | MISO_WUMS | Internal | Winter | B17 | 100 | 1629 | 1629 | 71.27 | 73.27 | 0.01 | 1.99
2040 | MISO_W_2_MISO_WUMS | MISO_W | MISO_WUMS | Internal | Winter | B18 | 400 | 1629 | 305.44 | 62.03 | 62.04 | 0.01 | 0
2040 | MISO_W_2_MISO_WUMS | MISO_W | MISO_WUMS | Internal | Winter | B19 | 700 | 1629 | 1532.35 | 59.56 | 59.57 | 0.01 | 0
2040 | MISO_W_2_MISO_WUMS | MISO_W | MISO_WUMS | Internal | Winter | B20 | 935 | 1629 | 1629 | 53.53 | 55.03 | 0.01 | 1.49
2040 | MISO_W_2_NE | MISO_W | NE | Internal | Shoulder | B11 | 25 | 2800 | 0 | 87.6 | 87.6 | 7 | 0
2040 | MISO_W_2_NE | MISO_W | NE | Internal | Shoulder | B12 | 200 | 2800 | 0 | 68.91 | 63.91 | 7 | 0
2040 | MISO_W_2_NE | MISO_W | NE | Internal | Shoulder | B13 | 600 | 2800 | 0 | 59.85 | 59.85 | 7 | 0
2040 | MISO_W_2_NE | MISO_W | NE | Internal | Shoulder | B14 | 900 | 2800 | 0 | 57 | 59.36 | 7 | 0
2040 | MISO_W_2_NE | MISO_W | NE | Internal | Shoulder | B15 | 1203 | 2800 | 0 | 51.64 | 52.83 | 7 | 0
2040 | MISO_W_2_NE | MISO_W | NE | Internal | Summer | B1 | 10 | 2800 | 0 | 119.82 | 114.82 | 7 | 0
2040 | MISO_W_2_NE | MISO_W | NE | Internal | Summer | B2 | 25 | 2800 | 0 | 96.86 | 97.13 | 7 | 0
2040 | MISO_W_2_NE | MISO_W | NE | Internal | Summer | B3 | 75 | 2800 | 0 | 92.47 | 97.13 | 7 | 0
2040 | MISO_W_2_NE | MISO_W | NE | Internal | Summer | B4 | 100 | 2800 | 0 | 92.02 | 97.13 | 7 | 0
2040 | MISO_W_2_NE | MISO_W | NE | Internal | Summer | B5 | 200 | 2800 | 0 | 88.01 | 91.7 | 7 | 0
2040 | MISO_W_2_NE | MISO_W | NE | Internal | Summer | B6 | 300 | 2800 | 0 | 70.21 | 73.12 | 7 | 0
2040 | MISO_W_2_NE | MISO_W | NE | Internal | Summer | B7 | 400 | 2800 | 0 | 56.99 | 62.56 | 7 | 0
2040 | MISO_W_2_NE | MISO_W | NE | Internal | Summer | B8 | 500 | 2800 | 0 | 52.57 | 54.75 | 7 | 0
2040 | MISO_W_2_NE | MISO_W | NE | Internal | Summer | B9 | 800 | 2800 | 0 | 50.05 | 54.75 | 7 | 0
2040 | MISO_W_2_NE | MISO_W | NE | Internal | Summer | B10 | 1262 | 2800 | 0 | 47.36 | 42.36 | 7 | 0
2040 | MISO_W_2_NE | MISO_W | NE | Internal | Winter | B16 | 25 | 2800 | 0 | 89.52 | 84.52 | 7 | 0
2040 | MISO_W_2_NE | MISO_W | NE | Internal | Winter | B17 | 100 | 2800 | 0 | 71.27 | 66.27 | 7 | 0
2040 | MISO_W_2_NE | MISO_W | NE | Internal | Winter | B18 | 400 | 2800 | 0 | 62.03 | 63.39 | 7 | 0
2040 | MISO_W_2_NE | MISO_W | NE | Internal | Winter | B19 | 700 | 2800 | 0 | 59.56 | 63.25 | 7 | 0
2040 | MISO_W_2_NE | MISO_W | NE | Internal | Winter | B20 | 935 | 2800 | 0 | 53.53 | 48.62 | 7 | 0
2040 | MISO_W_2_PJM_ROR | MISO_W | PJM_ROR | Internal | Shoulder | B11 | 25 | 773 | 0 | 87.6 | 85.61 | 2 | 0
2040 | MISO_W_2_PJM_ROR | MISO_W | PJM_ROR | Internal | Shoulder | B12 | 200 | 773 | 772.87 | 68.91 | 70.93 | 2 | 0.01
2040 | MISO_W_2_PJM_ROR | MISO_W | PJM_ROR | Internal | Shoulder | B13 | 600 | 773 | 0 | 59.85 | 59.14 | 2 | 0
2040 | MISO_W_2_PJM_ROR | MISO_W | PJM_ROR | Internal | Shoulder | B14 | 900 | 773 | 0 | 57 | 56.96 | 2 | 0
2040 | MISO_W_2_PJM_ROR | MISO_W | PJM_ROR | Internal | Shoulder | B15 | 1203 | 773 | 0 | 51.64 | 51.65 | 2 | 0
2040 | MISO_W_2_PJM_ROR | MISO_W | PJM_ROR | Internal | Summer | B1 | 10 | 773 | 772.06 | 119.82 | 121.84 | 2 | 0.02
2040 | MISO_W_2_PJM_ROR | MISO_W | PJM_ROR | Internal | Summer | B2 | 25 | 773 | 609.39 | 96.86 | 98.86 | 2 | 0
2040 | MISO_W_2_PJM_ROR | MISO_W | PJM_ROR | Internal | Summer | B3 | 75 | 773 | 0 | 92.47 | 90.44 | 2 | 0
2040 | MISO_W_2_PJM_ROR | MISO_W | PJM_ROR | Internal | Summer | B4 | 100 | 773 | 0 | 92.02 | 90.02 | 2 | 0
2040 | MISO_W_2_PJM_ROR | MISO_W | PJM_ROR | Internal | Summer | B5 | 200 | 773 | 0 | 88.01 | 86.02 | 2 | 0
2040 | MISO_W_2_PJM_ROR | MISO_W | PJM_ROR | Internal | Summer | B6 | 300 | 773 | 0 | 70.21 | 68.21 | 2 | 0
2040 | MISO_W_2_PJM_ROR | MISO_W | PJM_ROR | Internal | Summer | B7 | 400 | 773 | 0 | 56.99 | 55 | 2 | 0
2040 | MISO_W_2_PJM_ROR | MISO_W | PJM_ROR | Internal | Summer | B8 | 500 | 773 | 0 | 52.57 | 53.37 | 2 | 0
2040 | MISO_W_2_PJM_ROR | MISO_W | PJM_ROR | Internal | Summer | B9 | 800 | 773 | 0 | 50.05 | 49.78 | 2 | 0
2040 | MISO_W_2_PJM_ROR | MISO_W | PJM_ROR | Internal | Summer | B10 | 1262 | 773 | 772.98 | 47.36 | 49.38 | 2 | 0.01
2040 | MISO_W_2_PJM_ROR | MISO_W | PJM_ROR | Internal | Winter | B16 | 25 | 773 | 772.12 | 89.52 | 91.53 | 2 | 0.01
2040 | MISO_W_2_PJM_ROR | MISO_W | PJM_ROR | Internal | Winter | B17 | 100 | 773 | 773 | 71.27 | 75.27 | 2 | 2
2040 | MISO_W_2_PJM_ROR | MISO_W | PJM_ROR | Internal | Winter | B18 | 400 | 773 | 682.51 | 62.03 | 64.03 | 2 | 0
2040 | MISO_W_2_PJM_ROR | MISO_W | PJM_ROR | Internal | Winter | B19 | 700 | 773 | 0.03 | 59.56 | 61.55 | 2 | 0
2040 | MISO_W_2_PJM_ROR | MISO_W | PJM_ROR | Internal | Winter | B20 | 935 | 773 | 772.97 | 53.53 | 55.54 | 2 | 0.01
2040 | MISO_W_2_SPP_N | MISO_W | SPP_N | Internal | Shoulder | B11 | 25 | 3200 | 971.65 | 87.6 | 94.6 | 7 | 0
2040 | MISO_W_2_SPP_N | MISO_W | SPP_N | Internal | Shoulder | B12 | 200 | 3200 | 0 | 68.91 | 63.93 | 7 | 0
2040 | MISO_W_2_SPP_N | MISO_W | SPP_N | Internal | Shoulder | B13 | 600 | 3200 | 0 | 59.85 | 59.86 | 7 | 0
2040 | MISO_W_2_SPP_N | MISO_W | SPP_N | Internal | Shoulder | B14 | 900 | 3200 | 0 | 57 | 59.37 | 7 | 0
2040 | MISO_W_2_SPP_N | MISO_W | SPP_N | Internal | Shoulder | B15 | 1203 | 3200 | 933.63 | 51.64 | 58.64 | 7 | 0
2040 | MISO_W_2_SPP_N | MISO_W | SPP_N | Internal | Summer | B1 | 10 | 3200 | 0 | 119.82 | 114.83 | 7 | 0
2040 | MISO_W_2_SPP_N | MISO_W | SPP_N | Internal | Summer | B2 | 25 | 3200 | 0 | 96.86 | 97.66 | 7 | 0
2040 | MISO_W_2_SPP_N | MISO_W | SPP_N | Internal | Summer | B3 | 75 | 3200 | 0 | 92.47 | 97.66 | 7 | 0
2040 | MISO_W_2_SPP_N | MISO_W | SPP_N | Internal | Summer | B4 | 100 | 3200 | 0 | 92.02 | 97.66 | 7 | 0
2040 | MISO_W_2_SPP_N | MISO_W | SPP_N | Internal | Summer | B5 | 200 | 3200 | 0 | 88.01 | 91.71 | 7 | 0
2040 | MISO_W_2_SPP_N | MISO_W | SPP_N | Internal | Summer | B6 | 300 | 3200 | 3096.72 | 70.21 | 77.21 | 7 | 0
2040 | MISO_W_2_SPP_N | MISO_W | SPP_N | Internal | Summer | B7 | 400 | 3200 | 360.08 | 56.99 | 63.99 | 7 | 0
2040 | MISO_W_2_SPP_N | MISO_W | SPP_N | Internal | Summer | B8 | 500 | 3200 | 0 | 52.57 | 59.47 | 7 | 0
2040 | MISO_W_2_SPP_N | MISO_W | SPP_N | Internal | Summer | B9 | 800 | 3200 | 1744.75 | 50.05 | 57.05 | 7 | 0
2040 | MISO_W_2_SPP_N | MISO_W | SPP_N | Internal | Summer | B10 | 1262 | 3200 | 0 | 47.36 | 52.59 | 7 | 0
2040 | MISO_W_2_SPP_N | MISO_W | SPP_N | Internal | Winter | B16 | 25 | 3200 | 0 | 89.52 | 84.53 | 7 | 0
2040 | MISO_W_2_SPP_N | MISO_W | SPP_N | Internal | Winter | B17 | 100 | 3200 | 0 | 71.27 | 66.28 | 7 | 0
2040 | MISO_W_2_SPP_N | MISO_W | SPP_N | Internal | Winter | B18 | 400 | 3200 | 0 | 62.03 | 63.41 | 7 | 0
2040 | MISO_W_2_SPP_N | MISO_W | SPP_N | Internal | Winter | B19 | 700 | 3200 | 0 | 59.56 | 63.26 | 7 | 0
2040 | MISO_W_2_SPP_N | MISO_W | SPP_N | Internal | Winter | B20 | 935 | 3200 | 0 | 53.53 | 57.84 | 7 | 0
2040 | MISO_WUMS_2_MISO_MI | MISO_WUMS | MISO_MI | Internal | Shoulder | B11 | 25 | 99 | 98.24 | 87.59 | 87.61 | 0.01 | 0.01
2040 | MISO_WUMS_2_MISO_MI | MISO_WUMS | MISO_MI | Internal | Shoulder | B12 | 200 | 99 | 98.89 | 68.93 | 68.95 | 0.01 | 0.01
2040 | MISO_WUMS_2_MISO_MI | MISO_WUMS | MISO_MI | Internal | Shoulder | B13 | 600 | 99 | 98.99 | 59.84 | 59.89 | 0.01 | 0.04
2040 | MISO_WUMS_2_MISO_MI | MISO_WUMS | MISO_MI | Internal | Shoulder | B14 | 900 | 99 | 99 | 56.38 | 57.93 | 0.01 | 1.54
2040 | MISO_WUMS_2_MISO_MI | MISO_WUMS | MISO_MI | Internal | Shoulder | B15 | 1203 | 99 | 99 | 51.69 | 53.44 | 0.01 | 1.74
2040 | MISO_WUMS_2_MISO_MI | MISO_WUMS | MISO_MI | Internal | Summer | B1 | 10 | 99 | 99 | 87.99 | 119.85 | 0.01 | 31.85
2040 | MISO_WUMS_2_MISO_MI | MISO_WUMS | MISO_MI | Internal | Summer | B2 | 25 | 99 | 99 | 87.99 | 96.87 | 0.01 | 8.86
2040 | MISO_WUMS_2_MISO_MI | MISO_WUMS | MISO_MI | Internal | Summer | B3 | 75 | 99 | 99 | 87.99 | 92.44 | 0.01 | 4.43
2040 | MISO_WUMS_2_MISO_MI | MISO_WUMS | MISO_MI | Internal | Summer | B4 | 100 | 99 | 99 | 87.99 | 91.98 | 0.01 | 3.98
2040 | MISO_WUMS_2_MISO_MI | MISO_WUMS | MISO_MI | Internal | Summer | B5 | 200 | 99 | 98.89 | 87.99 | 88.02 | 0.01 | 0.01
2040 | MISO_WUMS_2_MISO_MI | MISO_WUMS | MISO_MI | Internal | Summer | B6 | 300 | 99 | 0.04 | 70.2 | 70.18 | 0.01 | 0
2040 | MISO_WUMS_2_MISO_MI | MISO_WUMS | MISO_MI | Internal | Summer | B7 | 400 | 99 | 99 | 54.38 | 57 | 0.01 | 2.62
2040 | MISO_WUMS_2_MISO_MI | MISO_WUMS | MISO_MI | Internal | Summer | B8 | 500 | 99 | 99 | 52.58 | 53.66 | 0.01 | 1.07
2040 | MISO_WUMS_2_MISO_MI | MISO_WUMS | MISO_MI | Internal | Summer | B9 | 800 | 99 | 99 | 50.07 | 51.78 | 0.01 | 1.7
2040 | MISO_WUMS_2_MISO_MI | MISO_WUMS | MISO_MI | Internal | Summer | B10 | 1262 | 99 | 99 | 49.9 | 50.86 | 0.01 | 0.95
2040 | MISO_WUMS_2_MISO_MI | MISO_WUMS | MISO_MI | Internal | Winter | B16 | 25 | 99 | 98.25 | 89.53 | 89.55 | 0.01 | 0.01
2040 | MISO_WUMS_2_MISO_MI | MISO_WUMS | MISO_MI | Internal | Winter | B17 | 100 | 99 | 0.21 | 73.27 | 73.27 | 0.01 | 0
2040 | MISO_WUMS_2_MISO_MI | MISO_WUMS | MISO_MI | Internal | Winter | B18 | 400 | 99 | 39.35 | 62.04 | 62.05 | 0.01 | 0
2040 | MISO_WUMS_2_MISO_MI | MISO_WUMS | MISO_MI | Internal | Winter | B19 | 700 | 99 | 0.03 | 59.57 | 59.57 | 0.01 | 0
2040 | MISO_WUMS_2_MISO_MI | MISO_WUMS | MISO_MI | Internal | Winter | B20 | 935 | 99 | 98.98 | 55.03 | 55.06 | 0.01 | 0.02
2040 | MISO_WUMS_2_MISO_W | MISO_WUMS | MISO_W | Internal | Shoulder | B11 | 25 | 1137 | 468.95 | 87.59 | 87.6 | 0.01 | 0
2040 | MISO_WUMS_2_MISO_W | MISO_WUMS | MISO_W | Internal | Shoulder | B12 | 200 | 1137 | 0.06 | 68.93 | 68.91 | 0.01 | 0
2040 | MISO_WUMS_2_MISO_W | MISO_WUMS | MISO_W | Internal | Shoulder | B13 | 600 | 1137 | 771.97 | 59.84 | 59.85 | 0.01 | 0
2040 | MISO_WUMS_2_MISO_W | MISO_WUMS | MISO_W | Internal | Shoulder | B14 | 900 | 1137 | 1137 | 56.38 | 57 | 0.01 | 0.61
2040 | MISO_WUMS_2_MISO_W | MISO_WUMS | MISO_W | Internal | Shoulder | B15 | 1203 | 1137 | 0 | 51.69 | 51.64 | 0.01 | 0
2040 | MISO_WUMS_2_MISO_W | MISO_WUMS | MISO_W | Internal | Summer | B1 | 10 | 1137 | 1137 | 87.99 | 119.82 | 0.01 | 31.81
2040 | MISO_WUMS_2_MISO_W | MISO_WUMS | MISO_W | Internal | Summer | B2 | 25 | 1137 | 1137 | 87.99 | 96.86 | 0.01 | 8.85
2040 | MISO_WUMS_2_MISO_W | MISO_WUMS | MISO_W | Internal | Summer | B3 | 75 | 1137 | 1137 | 87.99 | 92.47 | 0.01 | 4.46
2040 | MISO_WUMS_2_MISO_W | MISO_WUMS | MISO_W | Internal | Summer | B4 | 100 | 1137 | 1137 | 87.99 | 92.02 | 0.01 | 4.01
2040 | MISO_WUMS_2_MISO_W | MISO_WUMS | MISO_W | Internal | Summer | B5 | 200 | 1137 | 640.63 | 87.99 | 88.01 | 0.01 | 0
2040 | MISO_WUMS_2_MISO_W | MISO_WUMS | MISO_W | Internal | Summer | B6 | 300 | 1137 | 860.12 | 70.2 | 70.21 | 0.01 | 0
2040 | MISO_WUMS_2_MISO_W | MISO_WUMS | MISO_W | Internal | Summer | B7 | 400 | 1137 | 1137 | 54.38 | 56.99 | 0.01 | 2.61
2040 | MISO_WUMS_2_MISO_W | MISO_WUMS | MISO_W | Internal | Summer | B8 | 500 | 1137 | 0.02 | 52.58 | 52.57 | 0.01 | 0
2040 | MISO_WUMS_2_MISO_W | MISO_WUMS | MISO_W | Internal | Summer | B9 | 800 | 1137 | 0.02 | 50.07 | 50.05 | 0.01 | 0
2040 | MISO_WUMS_2_MISO_W | MISO_WUMS | MISO_W | Internal | Summer | B10 | 1262 | 1137 | 0 | 49.9 | 47.36 | 0.01 | 0
2040 | MISO_WUMS_2_MISO_W | MISO_WUMS | MISO_W | Internal | Winter | B16 | 25 | 1137 | 0.43 | 89.53 | 89.52 | 0.01 | 0
2040 | MISO_WUMS_2_MISO_W | MISO_WUMS | MISO_W | Internal | Winter | B17 | 100 | 1137 | 0 | 73.27 | 71.27 | 0.01 | 0
2040 | MISO_WUMS_2_MISO_W | MISO_WUMS | MISO_W | Internal | Winter | B18 | 400 | 1137 | 0.03 | 62.04 | 62.03 | 0.01 | 0
2040 | MISO_WUMS_2_MISO_W | MISO_WUMS | MISO_W | Internal | Winter | B19 | 700 | 1137 | 0.02 | 59.57 | 59.56 | 0.01 | 0
2040 | MISO_WUMS_2_MISO_W | MISO_WUMS | MISO_W | Internal | Winter | B20 | 935 | 1137 | 0 | 55.03 | 53.53 | 0.01 | 0
2040 | MISO_WUMS_2_PJM_ROR | MISO_WUMS | PJM_ROR | Internal | Shoulder | B11 | 25 | 1600 | 0 | 87.59 | 85.61 | 2 | 0
2040 | MISO_WUMS_2_PJM_ROR | MISO_WUMS | PJM_ROR | Internal | Shoulder | B12 | 200 | 1600 | 885.6 | 68.93 | 70.93 | 2 | 0
2040 | MISO_WUMS_2_PJM_ROR | MISO_WUMS | PJM_ROR | Internal | Shoulder | B13 | 600 | 1600 | 0 | 59.84 | 59.14 | 2 | 0
2040 | MISO_WUMS_2_PJM_ROR | MISO_WUMS | PJM_ROR | Internal | Shoulder | B14 | 900 | 1600 | 0 | 56.38 | 56.96 | 2 | 0
2040 | MISO_WUMS_2_PJM_ROR | MISO_WUMS | PJM_ROR | Internal | Shoulder | B15 | 1203 | 1600 | 0 | 51.69 | 51.65 | 2 | 0
2040 | MISO_WUMS_2_PJM_ROR | MISO_WUMS | PJM_ROR | Internal | Summer | B1 | 10 | 1600 | 1600 | 87.99 | 121.84 | 2 | 31.85
2040 | MISO_WUMS_2_PJM_ROR | MISO_WUMS | PJM_ROR | Internal | Summer | B2 | 25 | 1600 | 1600 | 87.99 | 98.86 | 2 | 8.86
2040 | MISO_WUMS_2_PJM_ROR | MISO_WUMS | PJM_ROR | Internal | Summer | B3 | 75 | 1600 | 1599.99 | 87.99 | 90.44 | 2 | 0.45
2040 | MISO_WUMS_2_PJM_ROR | MISO_WUMS | PJM_ROR | Internal | Summer | B4 | 100 | 1600 | 1599.89 | 87.99 | 90.02 | 2 | 0.02
2040 | MISO_WUMS_2_PJM_ROR | MISO_WUMS | PJM_ROR | Internal | Summer | B5 | 200 | 1600 | 0 | 87.99 | 86.02 | 2 | 0
2040 | MISO_WUMS_2_PJM_ROR | MISO_WUMS | PJM_ROR | Internal | Summer | B6 | 300 | 1600 | 0 | 70.2 | 68.21 | 2 | 0
2040 | MISO_WUMS_2_PJM_ROR | MISO_WUMS | PJM_ROR | Internal | Summer | B7 | 400 | 1600 | 0 | 54.38 | 55 | 2 | 0
2040 | MISO_WUMS_2_PJM_ROR | MISO_WUMS | PJM_ROR | Internal | Summer | B8 | 500 | 1600 | 0 | 52.58 | 53.37 | 2 | 0
2040 | MISO_WUMS_2_PJM_ROR | MISO_WUMS | PJM_ROR | Internal | Summer | B9 | 800 | 1600 | 0 | 50.07 | 49.78 | 2 | 0
2040 | MISO_WUMS_2_PJM_ROR | MISO_WUMS | PJM_ROR | Internal | Summer | B10 | 1262 | 1600 | 0 | 49.9 | 49.38 | 2 | 0
2040 | MISO_WUMS_2_PJM_ROR | MISO_WUMS | PJM_ROR | Internal | Winter | B16 | 25 | 1600 | 316.02 | 89.53 | 91.53 | 2 | 0
2040 | MISO_WUMS_2_PJM_ROR | MISO_WUMS | PJM_ROR | Internal | Winter | B17 | 100 | 1600 | 1163.03 | 73.27 | 75.27 | 2 | 0
2040 | MISO_WUMS_2_PJM_ROR | MISO_WUMS | PJM_ROR | Internal | Winter | B18 | 400 | 1600 | 0.06 | 62.04 | 64.03 | 2 | 0
2040 | MISO_WUMS_2_PJM_ROR | MISO_WUMS | PJM_ROR | Internal | Winter | B19 | 700 | 1600 | 0.02 | 59.57 | 61.55 | 2 | 0
2040 | MISO_WUMS_2_PJM_ROR | MISO_WUMS | PJM_ROR | Internal | Winter | B20 | 935 | 1600 | 0 | 55.03 | 55.54 | 2 | 0
2040 | NE_2_MAPP_US | NE | MAPP_US | Internal | Shoulder | B11 | 25 | 1600 | 0 | 87.6 | 80.6 | 5 | 0
2040 | NE_2_MAPP_US | NE | MAPP_US | Internal | Shoulder | B12 | 200 | 1600 | 0 | 63.91 | 61.91 | 5 | 0
2040 | NE_2_MAPP_US | NE | MAPP_US | Internal | Shoulder | B13 | 600 | 1600 | 0 | 59.85 | 52.85 | 5 | 0
2040 | NE_2_MAPP_US | NE | MAPP_US | Internal | Shoulder | B14 | 900 | 1600 | 0 | 59.36 | 52.85 | 5 | 0
2040 | NE_2_MAPP_US | NE | MAPP_US | Internal | Shoulder | B15 | 1203 | 1600 | 0 | 52.83 | 48.84 | 5 | 0
2040 | NE_2_MAPP_US | NE | MAPP_US | Internal | Summer | B1 | 10 | 1600 | 0 | 114.82 | 112.82 | 5 | 0
2040 | NE_2_MAPP_US | NE | MAPP_US | Internal | Summer | B2 | 25 | 1600 | 0 | 97.13 | 90.13 | 5 | 0
2040 | NE_2_MAPP_US | NE | MAPP_US | Internal | Summer | B3 | 75 | 1600 | 0 | 97.13 | 90.13 | 5 | 0
2040 | NE_2_MAPP_US | NE | MAPP_US | Internal | Summer | B4 | 100 | 1600 | 0 | 97.13 | 90.13 | 5 | 0
2040 | NE_2_MAPP_US | NE | MAPP_US | Internal | Summer | B5 | 200 | 1600 | 0 | 91.7 | 84.7 | 5 | 0
2040 | NE_2_MAPP_US | NE | MAPP_US | Internal | Summer | B6 | 300 | 1600 | 0 | 73.12 | 66.12 | 5 | 0
2040 | NE_2_MAPP_US | NE | MAPP_US | Internal | Summer | B7 | 400 | 1600 | 0 | 62.56 | 55.56 | 5 | 0
2040 | NE_2_MAPP_US | NE | MAPP_US | Internal | Summer | B8 | 500 | 1600 | 0 | 54.75 | 47.75 | 5 | 0
2040 | NE_2_MAPP_US | NE | MAPP_US | Internal | Summer | B9 | 800 | 1600 | 0 | 54.75 | 47.75 | 5 | 0
2040 | NE_2_MAPP_US | NE | MAPP_US | Internal | Summer | B10 | 1262 | 1600 | 0 | 42.36 | 40.36 | 5 | 0
2040 | NE_2_MAPP_US | NE | MAPP_US | Internal | Winter | B16 | 25 | 1600 | 0 | 84.52 | 82.52 | 5 | 0
2040 | NE_2_MAPP_US | NE | MAPP_US | Internal | Winter | B17 | 100 | 1600 | 0 | 66.27 | 64.27 | 5 | 0
2040 | NE_2_MAPP_US | NE | MAPP_US | Internal | Winter | B18 | 400 | 1600 | 0 | 63.39 | 56.39 | 5 | 0
2040 | NE_2_MAPP_US | NE | MAPP_US | Internal | Winter | B19 | 700 | 1600 | 0 | 63.25 | 56.39 | 5 | 0
2040 | NE_2_MAPP_US | NE | MAPP_US | Internal | Winter | B20 | 935 | 1600 | 0 | 48.62 | 46.53 | 5 | 0
2040 | NE_2_MISO_W | NE | MISO_W | Internal | Shoulder | B11 | 25 | 1600 | 0 | 87.6 | 87.6 | 5 | 0
2040 | NE_2_MISO_W | NE | MISO_W | Internal | Shoulder | B12 | 200 | 1600 | 87.25 | 63.91 | 68.91 | 5 | 0
2040 | NE_2_MISO_W | NE | MISO_W | Internal | Shoulder | B13 | 600 | 1600 | 0 | 59.85 | 59.85 | 5 | 0
2040 | NE_2_MISO_W | NE | MISO_W | Internal | Shoulder | B14 | 900 | 1600 | 0 | 59.36 | 57 | 5 | 0
2040 | NE_2_MISO_W | NE | MISO_W | Internal | Shoulder | B15 | 1203 | 1600 | 0 | 52.83 | 51.64 | 5 | 0
2040 | NE_2_MISO_W | NE | MISO_W | Internal | Summer | B1 | 10 | 1600 | 214.46 | 114.82 | 119.82 | 5 | 0
2040 | NE_2_MISO_W | NE | MISO_W | Internal | Summer | B2 | 25 | 1600 | 0 | 97.13 | 96.86 | 5 | 0
2040 | NE_2_MISO_W | NE | MISO_W | Internal | Summer | B3 | 75 | 1600 | 0 | 97.13 | 92.47 | 5 | 0
2040 | NE_2_MISO_W | NE | MISO_W | Internal | Summer | B4 | 100 | 1600 | 0 | 97.13 | 92.02 | 5 | 0
2040 | NE_2_MISO_W | NE | MISO_W | Internal | Summer | B5 | 200 | 1600 | 0 | 91.7 | 88.01 | 5 | 0
2040 | NE_2_MISO_W | NE | MISO_W | Internal | Summer | B6 | 300 | 1600 | 0 | 73.12 | 70.21 | 5 | 0
2040 | NE_2_MISO_W | NE | MISO_W | Internal | Summer | B7 | 400 | 1600 | 0 | 62.56 | 56.99 | 5 | 0
2040 | NE_2_MISO_W | NE | MISO_W | Internal | Summer | B8 | 500 | 1600 | 0 | 54.75 | 52.57 | 5 | 0
2040 | NE_2_MISO_W | NE | MISO_W | Internal | Summer | B9 | 800 | 1600 | 0 | 54.75 | 50.05 | 5 | 0
2040 | NE_2_MISO_W | NE | MISO_W | Internal | Summer | B10 | 1262 | 1600 | 97.23 | 42.36 | 47.36 | 5 | 0
2040 | NE_2_MISO_W | NE | MISO_W | Internal | Winter | B16 | 25 | 1600 | 153.84 | 84.52 | 89.52 | 5 | 0
2040 | NE_2_MISO_W | NE | MISO_W | Internal | Winter | B17 | 100 | 1600 | 341.91 | 66.27 | 71.27 | 5 | 0
2040 | NE_2_MISO_W | NE | MISO_W | Internal | Winter | B18 | 400 | 1600 | 0 | 63.39 | 62.03 | 5 | 0
2040 | NE_2_MISO_W | NE | MISO_W | Internal | Winter | B19 | 700 | 1600 | 0 | 63.25 | 59.56 | 5 | 0
2040 | NE_2_MISO_W | NE | MISO_W | Internal | Winter | B20 | 935 | 1600 | 0 | 48.62 | 53.53 | 5 | 0
2040 | NE_2_SPP_N | NE | SPP_N | Internal | Shoulder | B11 | 25 | 1800 | 1800 | 87.6 | 94.6 | 0.01 | 6.99
2040 | NE_2_SPP_N | NE | SPP_N | Internal | Shoulder | B12 | 200 | 1800 | 753.67 | 63.91 | 63.93 | 0.01 | 0
2040 | NE_2_SPP_N | NE | SPP_N | Internal | Shoulder | B13 | 600 | 1800 | 1262.99 | 59.85 | 59.86 | 0.01 | 0
2040 | NE_2_SPP_N | NE | SPP_N | Internal | Shoulder | B14 | 900 | 1800 | 1283.34 | 59.36 | 59.37 | 0.01 | 0
2040 | NE_2_SPP_N | NE | SPP_N | Internal | Shoulder | B15 | 1203 | 1800 | 1800 | 52.83 | 58.64 | 0.01 | 5.81
2040 | NE_2_SPP_N | NE | SPP_N | Internal | Summer | B1 | 10 | 1800 | 1135.28 | 114.82 | 114.83 | 0.01 | 0
2040 | NE_2_SPP_N | NE | SPP_N | Internal | Summer | B2 | 25 | 1800 | 1799.98 | 97.13 | 97.66 | 0.01 | 0.51
2040 | NE_2_SPP_N | NE | SPP_N | Internal | Summer | B3 | 75 | 1800 | 1799.99 | 97.13 | 97.66 | 0.01 | 0.52
2040 | NE_2_SPP_N | NE | SPP_N | Internal | Summer | B4 | 100 | 1800 | 1799.99 | 97.13 | 97.66 | 0.01 | 0.52
2040 | NE_2_SPP_N | NE | SPP_N | Internal | Summer | B5 | 200 | 1800 | 1718.26 | 91.7 | 91.71 | 0.01 | 0
2040 | NE_2_SPP_N | NE | SPP_N | Internal | Summer | B6 | 300 | 1800 | 1800 | 73.12 | 77.21 | 0.01 | 4.08
2040 | NE_2_SPP_N | NE | SPP_N | Internal | Summer | B7 | 400 | 1800 | 1800 | 62.56 | 63.99 | 0.01 | 1.42
2040 | NE_2_SPP_N | NE | SPP_N | Internal | Summer | B8 | 500 | 1800 | 1800 | 54.75 | 59.47 | 0.01 | 4.71
2040 | NE_2_SPP_N | NE | SPP_N | Internal | Summer | B9 | 800 | 1800 | 1800 | 54.75 | 57.05 | 0.01 | 2.29
2040 | NE_2_SPP_N | NE | SPP_N | Internal | Summer | B10 | 1262 | 1800 | 1800 | 42.36 | 52.59 | 0.01 | 10.21
2040 | NE_2_SPP_N | NE | SPP_N | Internal | Winter | B16 | 25 | 1800 | 1100.9 | 84.52 | 84.53 | 0.01 | 0
2040 | NE_2_SPP_N | NE | SPP_N | Internal | Winter | B17 | 100 | 1800 | 764.27 | 66.27 | 66.28 | 0.01 | 0
2040 | NE_2_SPP_N | NE | SPP_N | Internal | Winter | B18 | 400 | 1800 | 1336.39 | 63.39 | 63.41 | 0.01 | 0
2040 | NE_2_SPP_N | NE | SPP_N | Internal | Winter | B19 | 700 | 1800 | 1271.62 | 63.25 | 63.26 | 0.01 | 0
2040 | NE_2_SPP_N | NE | SPP_N | Internal | Winter | B20 | 935 | 1800 | 1800 | 48.62 | 57.84 | 0.01 | 9.2
2040 | NEISO_2_NYISO_A-F | NEISO | NYISO_A-F | Internal | Shoulder | B11 | 25 | 600 | 600 | 48.97 | 58.5 | 3 | 6.53
2040 | NEISO_2_NYISO_A-F | NEISO | NYISO_A-F | Internal | Shoulder | B12 | 200 | 600 | 600 | 48.97 | 58.5 | 3 | 6.53
2040 | NEISO_2_NYISO_A-F | NEISO | NYISO_A-F | Internal | Shoulder | B13 | 600 | 600 | 600 | 48.97 | 52.65 | 3 | 0.68
2040 | NEISO_2_NYISO_A-F | NEISO | NYISO_A-F | Internal | Shoulder | B14 | 900 | 600 | 600 | 48.97 | 52.65 | 3 | 0.68
2040 | NEISO_2_NYISO_A-F | NEISO | NYISO_A-F | Internal | Shoulder | B15 | 1203 | 600 | 600 | 48.97 | 52.56 | 3 | 0.59
2040 | NEISO_2_NYISO_A-F | NEISO | NYISO_A-F | Internal | Summer | B1 | 10 | 600 | 0 | 130.84 | 127.83 | 3 | 0
2040 | NEISO_2_NYISO_A-F | NEISO | NYISO_A-F | Internal | Summer | B2 | 25 | 600 | 0.42 | 93.89 | 96.87 | 3 | 0
2040 | NEISO_2_NYISO_A-F | NEISO | NYISO_A-F | Internal | Summer | B3 | 75 | 600 | 0.17 | 74.2 | 77.18 | 3 | 0
2040 | NEISO_2_NYISO_A-F | NEISO | NYISO_A-F | Internal | Summer | B4 | 100 | 600 | 170.08 | 67.85 | 70.85 | 3 | 0
2040 | NEISO_2_NYISO_A-F | NEISO | NYISO_A-F | Internal | Summer | B5 | 200 | 600 | 502.51 | 62.63 | 65.63 | 3 | 0
2040 | NEISO_2_NYISO_A-F | NEISO | NYISO_A-F | Internal | Summer | B6 | 300 | 600 | 600 | 50.16 | 60.2 | 3 | 7.04
2040 | NEISO_2_NYISO_A-F | NEISO | NYISO_A-F | Internal | Summer | B7 | 400 | 600 | 600 | 45.19 | 51.36 | 3 | 3.17
2040 | NEISO_2_NYISO_A-F | NEISO | NYISO_A-F | Internal | Summer | B8 | 500 | 600 | 600 | 45.19 | 51.36 | 3 | 3.17
2040 | NEISO_2_NYISO_A-F | NEISO | NYISO_A-F | Internal | Summer | B9 | 800 | 600 | 600 | 45.19 | 51.36 | 3 | 3.17
2040 | NEISO_2_NYISO_A-F | NEISO | NYISO_A-F | Internal | Summer | B10 | 1262 | 600 | 600 | 45.19 | 51.36 | 3 | 3.17
2040 | NEISO_2_NYISO_A-F | NEISO | NYISO_A-F | Internal | Winter | B16 | 25 | 600 | 600 | 66.71 | 83.51 | 3 | 13.8
2040 | NEISO_2_NYISO_A-F | NEISO | NYISO_A-F | Internal | Winter | B17 | 100 | 600 | 600 | 60.59 | 67.26 | 3 | 3.67
2040 | NEISO_2_NYISO_A-F | NEISO | NYISO_A-F | Internal | Winter | B18 | 400 | 600 | 0 | 60.59 | 60.85 | 3 | 0
2040 | NEISO_2_NYISO_A-F | NEISO | NYISO_A-F | Internal | Winter | B19 | 700 | 600 | 0 | 60.59 | 60.85 | 3 | 0
2040 | NEISO_2_NYISO_A-F | NEISO | NYISO_A-F | Internal | Winter | B20 | 935 | 600 | 0 | 60.59 | 60.85 | 3 | 0
2040 | NEISO_2_NYISO_G-I | NEISO | NYISO_G-I | Internal | Shoulder | B11 | 25 | 600 | 600 | 48.97 | 58.51 | 3 | 6.54
2040 | NEISO_2_NYISO_G-I | NEISO | NYISO_G-I | Internal | Shoulder | B12 | 200 | 600 | 600 | 48.97 | 58.51 | 3 | 6.54
2040 | NEISO_2_NYISO_G-I | NEISO | NYISO_G-I | Internal | Shoulder | B13 | 600 | 600 | 600 | 48.97 | 52.66 | 3 | 0.7
2040 | NEISO_2_NYISO_G-I | NEISO | NYISO_G-I | Internal | Shoulder | B14 | 900 | 600 | 600 | 48.97 | 52.66 | 3 | 0.7
2040 | NEISO_2_NYISO_G-I | NEISO | NYISO_G-I | Internal | Shoulder | B15 | 1203 | 600 | 600 | 48.97 | 52.55 | 3 | 0.58
2040 | NEISO_2_NYISO_G-I | NEISO | NYISO_G-I | Internal | Summer | B1 | 10 | 600 | 0 | 130.84 | 127.84 | 3 | 0
2040 | NEISO_2_NYISO_G-I | NEISO | NYISO_G-I | Internal | Summer | B2 | 25 | 600 | 0.81 | 93.89 | 96.88 | 3 | 0
2040 | NEISO_2_NYISO_G-I | NEISO | NYISO_G-I | Internal | Summer | B3 | 75 | 600 | 0.34 | 74.2 | 77.19 | 3 | 0
2040 | NEISO_2_NYISO_G-I | NEISO | NYISO_G-I | Internal | Summer | B4 | 100 | 600 | 514.04 | 67.85 | 70.85 | 3 | 0
2040 | NEISO_2_NYISO_G-I | NEISO | NYISO_G-I | Internal | Summer | B5 | 200 | 600 | 599.89 | 62.63 | 65.64 | 3 | 0.01
2040 | NEISO_2_NYISO_G-I | NEISO | NYISO_G-I | Internal | Summer | B6 | 300 | 600 | 600 | 50.16 | 60.21 | 3 | 7.05
2040 | NEISO_2_NYISO_G-I | NEISO | NYISO_G-I | Internal | Summer | B7 | 400 | 600 | 600 | 45.19 | 51.37 | 3 | 3.18
2040 | NEISO_2_NYISO_G-I | NEISO | NYISO_G-I | Internal | Summer | B8 | 500 | 600 | 600 | 45.19 | 51.35 | 3 | 3.15
2040 | NEISO_2_NYISO_G-I | NEISO | NYISO_G-I | Internal | Summer | B9 | 800 | 600 | 600 | 45.19 | 51.35 | 3 | 3.15
2040 | NEISO_2_NYISO_G-I | NEISO | NYISO_G-I | Internal | Summer | B10 | 1262 | 600 | 511.18 | 45.19 | 48.19 | 3 | 0
2040 | NEISO_2_NYISO_G-I | NEISO | NYISO_G-I | Internal | Winter | B16 | 25 | 600 | 600 | 66.71 | 83.53 | 3 | 13.82
2040 | NEISO_2_NYISO_G-I | NEISO | NYISO_G-I | Internal | Winter | B17 | 100 | 600 | 600 | 60.59 | 67.27 | 3 | 3.68
2040 | NEISO_2_NYISO_G-I | NEISO | NYISO_G-I | Internal | Winter | B18 | 400 | 600 | 0 | 60.59 | 60.87 | 3 | 0
2040 | NEISO_2_NYISO_G-I | NEISO | NYISO_G-I | Internal | Winter | B19 | 700 | 600 | 0 | 60.59 | 60.87 | 3 | 0
2040 | NEISO_2_NYISO_G-I | NEISO | NYISO_G-I | Internal | Winter | B20 | 935 | 600 | 0 | 60.59 | 60.87 | 3 | 0
2040 | NEISO_2_NYISO_J-K | NEISO | NYISO_J-K | Internal | Shoulder | B11 | 25 | 430 | 430 | 48.97 | 70.74 | 3 | 18.77
2040 | NEISO_2_NYISO_J-K | NEISO | NYISO_J-K | Internal | Shoulder | B12 | 200 | 430 | 430 | 48.97 | 70.74 | 3 | 18.77
2040 | NEISO_2_NYISO_J-K | NEISO | NYISO_J-K | Internal | Shoulder | B13 | 600 | 430 | 430 | 48.97 | 63.18 | 3 | 11.21
2040 | NEISO_2_NYISO_J-K | NEISO | NYISO_J-K | Internal | Shoulder | B14 | 900 | 430 | 430 | 48.97 | 53.02 | 3 | 1.05
2040 | NEISO_2_NYISO_J-K | NEISO | NYISO_J-K | Internal | Shoulder | B15 | 1203 | 430 | 430 | 48.97 | 52.56 | 3 | 0.59
2040 | NEISO_2_NYISO_J-K | NEISO | NYISO_J-K | Internal | Summer | B1 | 10 | 430 | 0 | 130.84 | 127.85 | 3 | 0
2040 | NEISO_2_NYISO_J-K | NEISO | NYISO_J-K | Internal | Summer | B2 | 25 | 430 | 306.46 | 93.89 | 96.89 | 3 | 0
2040 | NEISO_2_NYISO_J-K | NEISO | NYISO_J-K | Internal | Summer | B3 | 75 | 430 | 420.09 | 74.2 | 77.2 | 3 | 0
2040 | NEISO_2_NYISO_J-K | NEISO | NYISO_J-K | Internal | Summer | B4 | 100 | 430 | 429.78 | 67.85 | 70.87 | 3 | 0.01
2040 | NEISO_2_NYISO_J-K | NEISO | NYISO_J-K | Internal | Summer | B5 | 200 | 430 | 429.94 | 62.63 | 65.66 | 3 | 0.02
2040 | NEISO_2_NYISO_J-K | NEISO | NYISO_J-K | Internal | Summer | B6 | 300 | 430 | 430 | 50.16 | 65.1 | 3 | 11.94
2040 | NEISO_2_NYISO_J-K | NEISO | NYISO_J-K | Internal | Summer | B7 | 400 | 430 | 430 | 45.19 | 65.1 | 3 | 16.9
2040 | NEISO_2_NYISO_J-K | NEISO | NYISO_J-K | Internal | Summer | B8 | 500 | 430 | 430 | 45.19 | 65.1 | 3 | 16.9
2040 | NEISO_2_NYISO_J-K | NEISO | NYISO_J-K | Internal | Summer | B9 | 800 | 430 | 430 | 45.19 | 51.36 | 3 | 3.17
2040 | NEISO_2_NYISO_J-K | NEISO | NYISO_J-K | Internal | Summer | B10 | 1262 | 430 | 429.98 | 45.19 | 48.21 | 3 | 0.01
2040 | NEISO_2_NYISO_J-K | NEISO | NYISO_J-K | Internal | Winter | B16 | 25 | 430 | 430 | 66.71 | 90.38 | 3 | 20.67
2040 | NEISO_2_NYISO_J-K | NEISO | NYISO_J-K | Internal | Winter | B17 | 100 | 430 | 430 | 60.59 | 90.38 | 3 | 26.79
2040 | NEISO_2_NYISO_J-K | NEISO | NYISO_J-K | Internal | Winter | B18 | 400 | 430 | 430 | 60.59 | 82.64 | 3 | 19.05
2040 | NEISO_2_NYISO_J-K | NEISO | NYISO_J-K | Internal | Winter | B19 | 700 | 430 | 430 | 60.59 | 67.57 | 3 | 3.98
2040 | NEISO_2_NYISO_J-K | NEISO | NYISO_J-K | Internal | Winter | B20 | 935 | 430 | 0 | 60.59 | 63.48 | 3 | 0
2040 | NonRTO_Midwest_2_MISO_IN | NonRTO_Midwest | MISO_IN | Internal | Shoulder | B11 | 25 | 4450 | 0 | 95.6 | 87.6 | 8 | 0
2040 | NonRTO_Midwest_2_MISO_IN | NonRTO_Midwest | MISO_IN | Internal | Shoulder | B12 | 200 | 4450 | 0 | 76.94 | 68.94 | 8 | 0
2040 | NonRTO_Midwest_2_MISO_IN | NonRTO_Midwest | MISO_IN | Internal | Shoulder | B13 | 600 | 4450 | 0 | 61.75 | 59.88 | 8 | 0
2040 | NonRTO_Midwest_2_MISO_IN | NonRTO_Midwest | MISO_IN | Internal | Shoulder | B14 | 900 | 4450 | 0 | 55.58 | 57.02 | 8 | 0
2040 | NonRTO_Midwest_2_MISO_IN | NonRTO_Midwest | MISO_IN | Internal | Shoulder | B15 | 1203 | 4450 | 0 | 48.68 | 51.64 | 8 | 0
2040 | NonRTO_Midwest_2_MISO_IN | NonRTO_Midwest | MISO_IN | Internal | Summer | B1 | 10 | 4450 | 387.36 | 111.84 | 119.84 | 8 | 0
2040 | NonRTO_Midwest_2_MISO_IN | NonRTO_Midwest | MISO_IN | Internal | Summer | B2 | 25 | 4450 | 0 | 97.9 | 96.86 | 8 | 0
2040 | NonRTO_Midwest_2_MISO_IN | NonRTO_Midwest | MISO_IN | Internal | Summer | B3 | 75 | 4450 | 0 | 97.9 | 92.43 | 8 | 0
2040 | NonRTO_Midwest_2_MISO_IN | NonRTO_Midwest | MISO_IN | Internal | Summer | B4 | 100 | 4450 | 0 | 97.9 | 91.99 | 8 | 0
2040 | NonRTO_Midwest_2_MISO_IN | NonRTO_Midwest | MISO_IN | Internal | Summer | B5 | 200 | 4450 | 0 | 96.01 | 88.01 | 8 | 0
2040 | NonRTO_Midwest_2_MISO_IN | NonRTO_Midwest | MISO_IN | Internal | Summer | B6 | 300 | 4450 | 0 | 78.17 | 70.17 | 8 | 0
2040 | NonRTO_Midwest_2_MISO_IN | NonRTO_Midwest | MISO_IN | Internal | Summer | B7 | 400 | 4450 | 0 | 57.55 | 56.99 | 8 | 0
2040 | NonRTO_Midwest_2_MISO_IN | NonRTO_Midwest | MISO_IN | Internal | Summer | B8 | 500 | 4450 | 0 | 53.96 | 52.57 | 8 | 0
2040 | NonRTO_Midwest_2_MISO_IN | NonRTO_Midwest | MISO_IN | Internal | Summer | B9 | 800 | 4450 | 0 | 48.17 | 50.03 | 8 | 0
2040 | NonRTO_Midwest_2_MISO_IN | NonRTO_Midwest | MISO_IN | Internal | Summer | B10 | 1262 | 4450 | 311.06 | 42.03 | 50.03 | 8 | 0
2040 | NonRTO_Midwest_2_MISO_IN | NonRTO_Midwest | MISO_IN | Internal | Winter | B16 | 25 | 4450 | 0 | 97.54 | 89.54 | 8 | 0
2040 | NonRTO_Midwest_2_MISO_IN | NonRTO_Midwest | MISO_IN | Internal | Winter | B17 | 100 | 4450 | 0 | 81.26 | 73.26 | 8 | 0
2040 | NonRTO_Midwest_2_MISO_IN | NonRTO_Midwest | MISO_IN | Internal | Winter | B18 | 400 | 4450 | 0 | 59.41 | 62.04 | 8 | 0
2040 | NonRTO_Midwest_2_MISO_IN | NonRTO_Midwest | MISO_IN | Internal | Winter | B19 | 700 | 4450 | 0 | 59.41 | 59.56 | 8 | 0
2040 | NonRTO_Midwest_2_MISO_IN | NonRTO_Midwest | MISO_IN | Internal | Winter | B20 | 935 | 4450 | 0 | 50.74 | 55.05 | 8 | 0
2040 | NonRTO_Midwest_2_TVA_Transmission | NonRTO_Midwest | TVA_Transmission | Internal | Shoulder | B11 | 25 | 2400 | 0 | 95.6 | 89.97 | 8 | 0
2040 | NonRTO_Midwest_2_TVA_Transmission | NonRTO_Midwest | TVA_Transmission | Internal | Shoulder | B12 | 200 | 2400 | 0 | 76.94 | 68.87 | 8 | 0
2040 | NonRTO_Midwest_2_TVA_Transmission | NonRTO_Midwest | TVA_Transmission | Internal | Shoulder | B13 | 600 | 2400 | 0 | 61.75 | 62.21 | 8 | 0
2040 | NonRTO_Midwest_2_TVA_Transmission | NonRTO_Midwest | TVA_Transmission | Internal | Shoulder | B14 | 900 | 2400 | 0 | 55.58 | 61.51 | 8 | 0
2040 | NonRTO_Midwest_2_TVA_Transmission | NonRTO_Midwest | TVA_Transmission | Internal | Shoulder | B15 | 1203 | 2400 | 279.38 | 48.68 | 56.68 | 8 | 0
2040 | NonRTO_Midwest_2_TVA_Transmission | NonRTO_Midwest | TVA_Transmission | Internal | Summer | B1 | 10 | 2400 | 0.04 | 111.84 | 119.19 | 8 | 0
2040 | NonRTO_Midwest_2_TVA_Transmission | NonRTO_Midwest | TVA_Transmission | Internal | Summer | B2 | 25 | 2400 | 0.01 | 97.9 | 104.87 | 8 | 0
2040 | NonRTO_Midwest_2_TVA_Transmission | NonRTO_Midwest | TVA_Transmission | Internal | Summer | B3 | 75 | 2400 | 0 | 97.9 | 96.44 | 8 | 0
2040 | NonRTO_Midwest_2_TVA_Transmission | NonRTO_Midwest | TVA_Transmission | Internal | Summer | B4 | 100 | 2400 | 0 | 97.9 | 96.02 | 8 | 0
2040 | NonRTO_Midwest_2_TVA_Transmission | NonRTO_Midwest | TVA_Transmission | Internal | Summer | B5 | 200 | 2400 | 0 | 96.01 | 91.85 | 8 | 0
2040 | NonRTO_Midwest_2_TVA_Transmission | NonRTO_Midwest | TVA_Transmission | Internal | Summer | B6 | 300 | 2400 | 0 | 78.17 | 74.19 | 8 | 0
2040 | NonRTO_Midwest_2_TVA_Transmission | NonRTO_Midwest | TVA_Transmission | Internal | Summer | B7 | 400 | 2400 | 0 | 57.55 | 60.33 | 8 | 0
2040 | NonRTO_Midwest_2_TVA_Transmission | NonRTO_Midwest | TVA_Transmission | Internal | Summer | B8 | 500 | 2400 | 0 | 53.96 | 58.51 | 8 | 0
2040 | NonRTO_Midwest_2_TVA_Transmission | NonRTO_Midwest | TVA_Transmission | Internal | Summer | B9 | 800 | 2400 | 0 | 48.17 | 54.88 | 8 | 0
2040 | NonRTO_Midwest_2_TVA_Transmission | NonRTO_Midwest | TVA_Transmission | Internal | Summer | B10 | 1262 | 2400 | 427.03 | 42.03 | 50.03 | 8 | 0
2040 | NonRTO_Midwest_2_TVA_Transmission | NonRTO_Midwest | TVA_Transmission | Internal | Winter | B16 | 25 | 2400 | 0 | 97.54 | 92.32 | 8 | 0
2040 | NonRTO_Midwest_2_TVA_Transmission | NonRTO_Midwest | TVA_Transmission | Internal | Winter | B17 | 100 | 2400 | 0 | 81.26 | 73.09 | 8 | 0
2040 | NonRTO_Midwest_2_TVA_Transmission | NonRTO_Midwest | TVA_Transmission | Internal | Winter | B18 | 400 | 2400 | 0 | 59.41 | 63.4 | 8 | 0
2040 | NonRTO_Midwest_2_TVA_Transmission | NonRTO_Midwest | TVA_Transmission | Internal | Winter | B19 | 700 | 2400 | 0 | 59.41 | 62.59 | 8 | 0
2040 | NonRTO_Midwest_2_TVA_Transmission | NonRTO_Midwest | TVA_Transmission | Internal | Winter | B20 | 935 | 2400 | 1036.37 | 50.74 | 58.74 | 8 | 0
2040 | NYISO_A-F_2_IESO | NYISO_A-F | IESO | Internal | Shoulder | B11 | 25 | 1600 | 0 | 58.5 | 51.5 | 7 | 0
2040 | NYISO_A-F_2_IESO | NYISO_A-F | IESO | Internal | Shoulder | B12 | 200 | 1600 | 0 | 58.5 | 51.5 | 7 | 0
2040 | NYISO_A-F_2_IESO | NYISO_A-F | IESO | Internal | Shoulder | B13 | 600 | 1600 | 0 | 52.65 | 50.93 | 7 | 0
2040 | NYISO_A-F_2_IESO | NYISO_A-F | IESO | Internal | Shoulder | B14 | 900 | 1600 | 0 | 52.65 | 50.93 | 7 | 0
2040 | NYISO_A-F_2_IESO | NYISO_A-F | IESO | Internal | Shoulder | B15 | 1203 | 1600 | 0 | 52.56 | 50.93 | 7 | 0
2040 | NYISO_A-F_2_IESO | NYISO_A-F | IESO | Internal | Summer | B1 | 10 | 1600 | 0 | 127.83 | 120.83 | 7 | 0
2040 | NYISO_A-F_2_IESO | NYISO_A-F | IESO | Internal | Summer | B2 | 25 | 1600 | 0 | 96.87 | 89.87 | 7 | 0
2040 | NYISO_A-F_2_IESO | NYISO_A-F | IESO | Internal | Summer | B3 | 75 | 1600 | 439.23 | 77.18 | 84.18 | 7 | 0
2040 | NYISO_A-F_2_IESO | NYISO_A-F | IESO | Internal | Summer | B4 | 100 | 1600 | 733.06 | 70.85 | 77.85 | 7 | 0
2040 | NYISO_A-F_2_IESO | NYISO_A-F | IESO | Internal | Summer | B5 | 200 | 1600 | 0 | 65.63 | 64.59 | 7 | 0
2040 | NYISO_A-F_2_IESO | NYISO_A-F | IESO | Internal | Summer | B6 | 300 | 1600 | 0 | 60.2 | 53.2 | 7 | 0
2040 | NYISO_A-F_2_IESO | NYISO_A-F | IESO | Internal | Summer | B7 | 400 | 1600 | 0 | 51.36 | 50 | 7 | 0
2040 | NYISO_A-F_2_IESO | NYISO_A-F | IESO | Internal | Summer | B8 | 500 | 1600 | 0 | 51.36 | 46.66 | 7 | 0
2040 | NYISO_A-F_2_IESO | NYISO_A-F | IESO | Internal | Summer | B9 | 800 | 1600 | 0 | 51.36 | 46.66 | 7 | 0
2040 | NYISO_A-F_2_IESO | NYISO_A-F | IESO | Internal | Summer | B10 | 1262 | 1600 | 0 | 51.36 | 46.66 | 7 | 0
2040 | NYISO_A-F_2_IESO | NYISO_A-F | IESO | Internal | Winter | B16 | 25 | 1600 | 0 | 83.51 | 76.51 | 7 | 0
2040 | NYISO_A-F_2_IESO | NYISO_A-F | IESO | Internal | Winter | B17 | 100 | 1600 | 0 | 67.26 | 60.26 | 7 | 0
2040 | NYISO_A-F_2_IESO | NYISO_A-F | IESO | Internal | Winter | B18 | 400 | 1600 | 0 | 60.85 | 53.85 | 7 | 0
2040 | NYISO_A-F_2_IESO | NYISO_A-F | IESO | Internal | Winter | B19 | 700 | 1600 | 0 | 60.85 | 53.85 | 7 | 0
2040 | NYISO_A-F_2_IESO | NYISO_A-F | IESO | Internal | Winter | B20 | 935 | 1600 | 0 | 60.85 | 53.85 | 7 | 0
2040 | NYISO_A-F_2_NEISO | NYISO_A-F | NEISO | Internal | Shoulder | B11 | 25 | 600 | 0 | 58.5 | 48.97 | 3 | 0
2040 | NYISO_A-F_2_NEISO | NYISO_A-F | NEISO | Internal | Shoulder | B12 | 200 | 600 | 0 | 58.5 | 48.97 | 3 | 0
2040 | NYISO_A-F_2_NEISO | NYISO_A-F | NEISO | Internal | Shoulder | B13 | 600 | 600 | 0 | 52.65 | 48.97 | 3 | 0
2040 | NYISO_A-F_2_NEISO | NYISO_A-F | NEISO | Internal | Shoulder | B14 | 900 | 600 | 0 | 52.65 | 48.97 | 3 | 0
2040 | NYISO_A-F_2_NEISO | NYISO_A-F | NEISO | Internal | Shoulder | B15 | 1203 | 600 | 0 | 52.56 | 48.97 | 3 | 0
2040 | NYISO_A-F_2_NEISO | NYISO_A-F | NEISO | Internal | Summer | B1 | 10 | 600 | 598.03 | 127.83 | 130.84 | 3 | 0.01
2040 | NYISO_A-F_2_NEISO | NYISO_A-F | NEISO | Internal | Summer | B2 | 25 | 600 | 0 | 96.87 | 93.89 | 3 | 0
2040 | NYISO_A-F_2_NEISO | NYISO_A-F | NEISO | Internal | Summer | B3 | 75 | 600 | 0 | 77.18 | 74.2 | 3 | 0
2040 | NYISO_A-F_2_NEISO | NYISO_A-F | NEISO | Internal | Summer | B4 | 100 | 600 | 0 | 70.85 | 67.85 | 3 | 0
2040 | NYISO_A-F_2_NEISO | NYISO_A-F | NEISO | Internal | Summer | B5 | 200 | 600 | 0 | 65.63 | 62.63 | 3 | 0
2040 | NYISO_A-F_2_NEISO | NYISO_A-F | NEISO | Internal | Summer | B6 | 300 | 600 | 0 | 60.2 | 50.16 | 3 | 0
2040 | NYISO_A-F_2_NEISO | NYISO_A-F | NEISO | Internal | Summer | B7 | 400 | 600 | 0 | 51.36 | 45.19 | 3 | 0
2040 | NYISO_A-F_2_NEISO | NYISO_A-F | NEISO | Internal | Summer | B8 | 500 | 600 | 0 | 51.36 | 45.19 | 3 | 0
2040 | NYISO_A-F_2_NEISO | NYISO_A-F | NEISO | Internal | Summer | B9 | 800 | 600 | 0 | 51.36 | 45.19 | 3 | 0
2040 | NYISO_A-F_2_NEISO | NYISO_A-F | NEISO | Internal | Summer | B10 | 1262 | 600 | 0 | 51.36 | 45.19 | 3 | 0
2040 | NYISO_A-F_2_NEISO | NYISO_A-F | NEISO | Internal | Winter | B16 | 25 | 600 | 0 | 83.51 | 66.71 | 3 | 0
2040 | NYISO_A-F_2_NEISO | NYISO_A-F | NEISO | Internal | Winter | B17 | 100 | 600 | 0 | 67.26 | 60.59 | 3 | 0
2040 | NYISO_A-F_2_NEISO | NYISO_A-F | NEISO | Internal | Winter | B18 | 400 | 600 | 0 | 60.85 | 60.59 | 3 | 0
2040 | NYISO_A-F_2_NEISO | NYISO_A-F | NEISO | Internal | Winter | B19 | 700 | 600 | 0 | 60.85 | 60.59 | 3 | 0
2040 | NYISO_A-F_2_NEISO | NYISO_A-F | NEISO | Internal | Winter | B20 | 935 | 600 | 0 | 60.85 | 60.59 | 3 | 0
2040 | NYISO_A-F_2_NYISO_G-I | NYISO_A-F | NYISO_G-I | Internal | Shoulder | B11 | 25 | 4250 | 2013.78 | 58.5 | 58.51 | 0.01 | 0
2040 | NYISO_A-F_2_NYISO_G-I | NYISO_A-F | NYISO_G-I | Internal | Shoulder | B12 | 200 | 4250 | 1060.23 | 58.5 | 58.51 | 0.01 | 0
2040 | NYISO_A-F_2_NYISO_G-I | NYISO_A-F | NYISO_G-I | Internal | Shoulder | B13 | 600 | 4250 | 580.69 | 52.65 | 52.66 | 0.01 | 0
2040 | NYISO_A-F_2_NYISO_G-I | NYISO_A-F | NYISO_G-I | Internal | Shoulder | B14 | 900 | 4250 | 389.16 | 52.65 | 52.66 | 0.01 | 0
2040 | NYISO_A-F_2_NYISO_G-I | NYISO_A-F | NYISO_G-I | Internal | Shoulder | B15 | 1203 | 4250 | 0 | 52.56 | 52.55 | 0.01 | 0
2040 | NYISO_A-F_2_NYISO_G-I | NYISO_A-F | NYISO_G-I | Internal | Summer | B1 | 10 | 4250 | 1338.21 | 127.83 | 127.84 | 0.01 | 0
2040 | NYISO_A-F_2_NYISO_G-I | NYISO_A-F | NYISO_G-I | Internal | Summer | B2 | 25 | 4250 | 1660.99 | 96.87 | 96.88 | 0.01 | 0
2040 | NYISO_A-F_2_NYISO_G-I | NYISO_A-F | NYISO_G-I | Internal | Summer | B3 | 75 | 4250 | 535.41 | 77.18 | 77.19 | 0.01 | 0
2040 | NYISO_A-F_2_NYISO_G-I | NYISO_A-F | NYISO_G-I | Internal | Summer | B4 | 100 | 4250 | 0.27 | 70.85 | 70.85 | 0.01 | 0
2040 | NYISO_A-F_2_NYISO_G-I | NYISO_A-F | NYISO_G-I | Internal | Summer | B5 | 200 | 4250 | 610.53 | 65.63 | 65.64 | 0.01 | 0
2040 | NYISO_A-F_2_NYISO_G-I | NYISO_A-F | NYISO_G-I | Internal | Summer | B6 | 300 | 4250 | 1327.34 | 60.2 | 60.21 | 0.01 | 0
2040 | NYISO_A-F_2_NYISO_G-I | NYISO_A-F | NYISO_G-I | Internal | Summer | B7 | 400 | 4250 | 24.04 | 51.36 | 51.37 | 0.01 | 0
2040 | NYISO_A-F_2_NYISO_G-I | NYISO_A-F | NYISO_G-I | Internal | Summer | B8 | 500 | 4250 | 0.03 | 51.36 | 51.35 | 0.01 | 0
2040 | NYISO_A-F_2_NYISO_G-I | NYISO_A-F | NYISO_G-I | Internal | Summer | B9 | 800 | 4250 | 0.02 | 51.36 | 51.35 | 0.01 | 0
2040 | NYISO_A-F_2_NYISO_G-I | NYISO_A-F | NYISO_G-I | Internal | Summer | B10 | 1262 | 4250 | 0 | 51.36 | 48.19 | 0.01 | 0
2040 | NYISO_A-F_2_NYISO_G-I | NYISO_A-F | NYISO_G-I | Internal | Winter | B16 | 25 | 4250 | 2708.38 | 83.51 | 83.53 | 0.01 | 0
2040 | NYISO_A-F_2_NYISO_G-I | NYISO_A-F | NYISO_G-I | Internal | Winter | B17 | 100 | 4250 | 2395.24 | 67.26 | 67.27 | 0.01 | 0
2040 | NYISO_A-F_2_NYISO_G-I | NYISO_A-F | NYISO_G-I | Internal | Winter | B18 | 400 | 4250 | 1582.18 | 60.85 | 60.87 | 0.01 | 0
2040 | NYISO_A-F_2_NYISO_G-I | NYISO_A-F | NYISO_G-I | Internal | Winter | B19 | 700 | 4250 | 1366.93 | 60.85 | 60.87 | 0.01 | 0
2040 | NYISO_A-F_2_NYISO_G-I | NYISO_A-F | NYISO_G-I | Internal | Winter | B20 | 935 | 4250 | 858.14 | 60.85 | 60.87 | 0.01 | 0
2040 | NYISO_A-F_2_PJM_ROM | NYISO_A-F | PJM_ROM | Internal | Shoulder | B11 | 25 | 1000 | 999.56 | 58.5 | 66.52 | 8 | 0.02
2040 | NYISO_A-F_2_PJM_ROM | NYISO_A-F | PJM_ROM | Internal | Shoulder | B12 | 200 | 1000 | 912.41 | 58.5 | 66.5 | 8 | 0
2040 | NYISO_A-F_2_PJM_ROM | NYISO_A-F | PJM_ROM | Internal | Shoulder | B13 | 600 | 1000 | 0 | 52.65 | 57.17 | 8 | 0
2040 | NYISO_A-F_2_PJM_ROM | NYISO_A-F | PJM_ROM | Internal | Shoulder | B14 | 900 | 1000 | 0 | 52.65 | 56.34 | 8 | 0
2040 | NYISO_A-F_2_PJM_ROM | NYISO_A-F | PJM_ROM | Internal | Shoulder | B15 | 1203 | 1000 | 0 | 52.56 | 51.64 | 8 | 0
2040 | NYISO_A-F_2_PJM_ROM | NYISO_A-F | PJM_ROM | Internal | Summer | B1 | 10 | 1000 | 0 | 127.83 | 121.83 | 8 | 0
2040 | NYISO_A-F_2_PJM_ROM | NYISO_A-F | PJM_ROM | Internal | Summer | B2 | 25 | 1000 | 0 | 96.87 | 98.84 | 8 | 0
2040 | NYISO_A-F_2_PJM_ROM | NYISO_A-F | PJM_ROM | Internal | Summer | B3 | 75 | 1000 | 702.04 | 77.18 | 85.18 | 8 | 0
2040 | NYISO_A-F_2_PJM_ROM | NYISO_A-F | PJM_ROM | Internal | Summer | B4 | 100 | 1000 | 475.79 | 70.85 | 78.85 | 8 | 0
2040 | NYISO_A-F_2_PJM_ROM | NYISO_A-F | PJM_ROM | Internal | Summer | B5 | 200 | 1000 | 1000 | 65.63 | 76.44 | 8 | 2.81
2040 | NYISO_A-F_2_PJM_ROM | NYISO_A-F | PJM_ROM | Internal | Summer | B6 | 300 | 1000 | 646.74 | 60.2 | 68.2 | 8 | 0
2040 | NYISO_A-F_2_PJM_ROM | NYISO_A-F | PJM_ROM | Internal | Summer | B7 | 400 | 1000 | 0 | 51.36 | 54.99 | 8 | 0
2040 | NYISO_A-F_2_PJM_ROM | NYISO_A-F | PJM_ROM | Internal | Summer | B8 | 500 | 1000 | 0 | 51.36 | 53.36 | 8 | 0
2040 | NYISO_A-F_2_PJM_ROM | NYISO_A-F | PJM_ROM | Internal | Summer | B9 | 800 | 1000 | 0 | 51.36 | 49.77 | 8 | 0
2040 | NYISO_A-F_2_PJM_ROM | NYISO_A-F | PJM_ROM | Internal | Summer | B10 | 1262 | 1000 | 0 | 51.36 | 49.36 | 8 | 0
2040 | NYISO_A-F_2_PJM_ROM | NYISO_A-F | PJM_ROM | Internal | Winter | B16 | 25 | 1000 | 996.32 | 83.51 | 91.52 | 8 | 0
2040 | NYISO_A-F_2_PJM_ROM | NYISO_A-F | PJM_ROM | Internal | Winter | B17 | 100 | 1000 | 860.29 | 67.26 | 75.26 | 8 | 0
2040 | NYISO_A-F_2_PJM_ROM | NYISO_A-F | PJM_ROM | Internal | Winter | B18 | 400 | 1000 | 0 | 60.85 | 64.04 | 8 | 0
2040 | NYISO_A-F_2_PJM_ROM | NYISO_A-F | PJM_ROM | Internal | Winter | B19 | 700 | 1000 | 0 | 60.85 | 61.56 | 8 | 0
2040 | NYISO_A-F_2_PJM_ROM | NYISO_A-F | PJM_ROM | Internal | Winter | B20 | 935 | 1000 | 0 | 60.85 | 55.55 | 8 | 0
2040 | NYISO_G-I_2_NEISO | NYISO_G-I | NEISO | Internal | Shoulder | B11 | 25 | 600 | 0 | 58.51 | 48.97 | 3 | 0
2040 | NYISO_G-I_2_NEISO | NYISO_G-I | NEISO | Internal | Shoulder | B12 | 200 | 600 | 0 | 58.51 | 48.97 | 3 | 0
2040 | NYISO_G-I_2_NEISO | NYISO_G-I | NEISO | Internal | Shoulder | B13 | 600 | 600 | 0 | 52.66 | 48.97 | 3 | 0
2040 | NYISO_G-I_2_NEISO | NYISO_G-I | NEISO | Internal | Shoulder | B14 | 900 | 600 | 0 | 52.66 | 48.97 | 3 | 0
2040 | NYISO_G-I_2_NEISO | NYISO_G-I | NEISO | Internal | Shoulder | B15 | 1203 | 600 | 0 | 52.55 | 48.97 | 3 | 0
2040 | NYISO_G-I_2_NEISO | NYISO_G-I | NEISO | Internal | Summer | B1 | 10 | 600 | 312.85 | 127.84 | 130.84 | 3 | 0
2040 | NYISO_G-I_2_NEISO | NYISO_G-I | NEISO | Internal | Summer | B2 | 25 | 600 | 0 | 96.88 | 93.89 | 3 | 0
2040 | NYISO_G-I_2_NEISO | NYISO_G-I | NEISO | Internal | Summer | B3 | 75 | 600 | 0 | 77.19 | 74.2 | 3 | 0
2040 | NYISO_G-I_2_NEISO | NYISO_G-I | NEISO | Internal | Summer | B4 | 100 | 600 | 0 | 70.85 | 67.85 | 3 | 0
2040 | NYISO_G-I_2_NEISO | NYISO_G-I | NEISO | Internal | Summer | B5 | 200 | 600 | 0 | 65.64 | 62.63 | 3 | 0
2040 | NYISO_G-I_2_NEISO | NYISO_G-I | NEISO | Internal | Summer | B6 | 300 | 600 | 0 | 60.21 | 50.16 | 3 | 0
2040 | NYISO_G-I_2_NEISO | NYISO_G-I | NEISO | Internal | Summer | B7 | 400 | 600 | 0 | 51.37 | 45.19 | 3 | 0
2040 | NYISO_G-I_2_NEISO | NYISO_G-I | NEISO | Internal | Summer | B8 | 500 | 600 | 0 | 51.35 | 45.19 | 3 | 0
2040 | NYISO_G-I_2_NEISO | NYISO_G-I | NEISO | Internal | Summer | B9 | 800 | 600 | 0 | 51.35 | 45.19 | 3 | 0
2040 | NYISO_G-I_2_NEISO | NYISO_G-I | NEISO | Internal | Summer | B10 | 1262 | 600 | 0 | 48.19 | 45.19 | 3 | 0
2040 | NYISO_G-I_2_NEISO | NYISO_G-I | NEISO | Internal | Winter | B16 | 25 | 600 | 0 | 83.53 | 66.71 | 3 | 0
2040 | NYISO_G-I_2_NEISO | NYISO_G-I | NEISO | Internal | Winter | B17 | 100 | 600 | 0 | 67.27 | 60.59 | 3 | 0
2040 | NYISO_G-I_2_NEISO | NYISO_G-I | NEISO | Internal | Winter | B18 | 400 | 600 | 0 | 60.87 | 60.59 | 3 | 0
2040 | NYISO_G-I_2_NEISO | NYISO_G-I | NEISO | Internal | Winter | B19 | 700 | 600 | 0 | 60.87 | 60.59 | 3 | 0
2040 | NYISO_G-I_2_NEISO | NYISO_G-I | NEISO | Internal | Winter | B20 | 935 | 600 | 0 | 60.87 | 60.59 | 3 | 0
2040 | NYISO_G-I_2_NYISO_A-F | NYISO_G-I | NYISO_A-F | Internal | Shoulder | B11 | 25 | 1999 | 0.46 | 58.51 | 58.5 | 0.01 | 0
2040 | NYISO_G-I_2_NYISO_A-F | NYISO_G-I | NYISO_A-F | Internal | Shoulder | B12 | 200 | 1999 | 0.06 | 58.51 | 58.5 | 0.01 | 0
2040 | NYISO_G-I_2_NYISO_A-F | NYISO_G-I | NYISO_A-F | Internal | Shoulder | B13 | 600 | 1999 | 0.02 | 52.66 | 52.65 | 0.01 | 0
2040 | NYISO_G-I_2_NYISO_A-F | NYISO_G-I | NYISO_A-F | Internal | Shoulder | B14 | 900 | 1999 | 0.01 | 52.66 | 52.65 | 0.01 | 0
2040 | NYISO_G-I_2_NYISO_A-F | NYISO_G-I | NYISO_A-F | Internal | Shoulder | B15 | 1203 | 1999 | 1984.13 | 52.55 | 52.56 | 0.01 | 0
2040 | NYISO_G-I_2_NYISO_A-F | NYISO_G-I | NYISO_A-F | Internal | Summer | B1 | 10 | 1999 | 1.15 | 127.84 | 127.83 | 0.01 | 0
2040 | NYISO_G-I_2_NYISO_A-F | NYISO_G-I | NYISO_A-F | Internal | Summer | B2 | 25 | 1999 | 0.47 | 96.88 | 96.87 | 0.01 | 0
2040 | NYISO_G-I_2_NYISO_A-F | NYISO_G-I | NYISO_A-F | Internal | Summer | B3 | 75 | 1999 | 0.17 | 77.19 | 77.18 | 0.01 | 0
2040 | NYISO_G-I_2_NYISO_A-F | NYISO_G-I | NYISO_A-F | Internal | Summer | B4 | 100 | 1999 | 0.23 | 70.85 | 70.85 | 0.01 | 0
2040 | NYISO_G-I_2_NYISO_A-F | NYISO_G-I | NYISO_A-F | Internal | Summer | B5 | 200 | 1999 | 0.06 | 65.64 | 65.63 | 0.01 | 0
2040 | NYISO_G-I_2_NYISO_A-F | NYISO_G-I | NYISO_A-F | Internal | Summer | B6 | 300 | 1999 | 0.04 | 60.21 | 60.2 | 0.01 | 0
2040 | NYISO_G-I_2_NYISO_A-F | NYISO_G-I | NYISO_A-F | Internal | Summer | B7 | 400 | 1999 | 0.03 | 51.37 | 51.36 | 0.01 | 0
2040 | NYISO_G-I_2_NYISO_A-F | NYISO_G-I | NYISO_A-F | Internal | Summer | B8 | 500 | 1999 | 164.22 | 51.35 | 51.36 | 0.01 | 0
2040 | NYISO_G-I_2_NYISO_A-F | NYISO_G-I | NYISO_A-F | Internal | Summer | B9 | 800 | 1999 | 637.99 | 51.35 | 51.36 | 0.01 | 0
2040 | NYISO_G-I_2_NYISO_A-F | NYISO_G-I | NYISO_A-F | Internal | Summer | B10 | 1262 | 1999 | 1999 | 48.19 | 51.36 | 0.01 | 3.15
2040 | NYISO_G-I_2_NYISO_A-F | NYISO_G-I | NYISO_A-F | Internal | Winter | B16 | 25 | 1999 | 0.46 | 83.53 | 83.51 | 0.01 | 0
2040 | NYISO_G-I_2_NYISO_A-F | NYISO_G-I | NYISO_A-F | Internal | Winter | B17 | 100 | 1999 | 0.12 | 67.27 | 67.26 | 0.01 | 0
2040 | NYISO_G-I_2_NYISO_A-F | NYISO_G-I | NYISO_A-F | Internal | Winter | B18 | 400 | 1999 | 0.03 | 60.87 | 60.85 | 0.01 | 0
2040 | NYISO_G-I_2_NYISO_A-F | NYISO_G-I | NYISO_A-F | Internal | Winter | B19 | 700 | 1999 | 0.02 | 60.87 | 60.85 | 0.01 | 0
2040 | NYISO_G-I_2_NYISO_A-F | NYISO_G-I | NYISO_A-F | Internal | Winter | B20 | 935 | 1999 | 0.01 | 60.87 | 60.85 | 0.01 | 0
2040 | NYISO_G-I_2_NYISO_J-K | NYISO_G-I | NYISO_J-K | Internal | Shoulder | B11 | 25 | 6130 | 6130 | 58.51 | 70.74 | 0.01 | 12.22
2040 | NYISO_G-I_2_NYISO_J-K | NYISO_G-I | NYISO_J-K | Internal | Shoulder | B12 | 200 | 6130 | 6130 | 58.51 | 70.74 | 0.01 | 12.22
2040 | NYISO_G-I_2_NYISO_J-K | NYISO_G-I | NYISO_J-K | Internal | Shoulder | B13 | 600 | 6130 | 6130 | 52.66 | 63.18 | 0.01 | 10.5
2040 | NYISO_G-I_2_NYISO_J-K | NYISO_G-I | NYISO_J-K | Internal | Shoulder | B14 | 900 | 6130 | 6130 | 52.66 | 53.02 | 0.01 | 0.35
2040 | NYISO_G-I_2_NYISO_J-K | NYISO_G-I | NYISO_J-K | Internal | Shoulder | B15 | 1203 | 6130 | 4289.93 | 52.55 | 52.56 | 0.01 | 0
2040 | NYISO_G-I_2_NYISO_J-K | NYISO_G-I | NYISO_J-K | Internal | Summer | B1 | 10 | 6130 | 5000.55 | 127.84 | 127.85 | 0.01 | 0
2040 | NYISO_G-I_2_NYISO_J-K | NYISO_G-I | NYISO_J-K | Internal | Summer | B2 | 25 | 6130 | 5712.28 | 96.88 | 96.89 | 0.01 | 0
2040 | NYISO_G-I_2_NYISO_J-K | NYISO_G-I | NYISO_J-K | Internal | Summer | B3 | 75 | 6130 | 3885.05 | 77.19 | 77.2 | 0.01 | 0
2040 | NYISO_G-I_2_NYISO_J-K | NYISO_G-I | NYISO_J-K | Internal | Summer | B4 | 100 | 6130 | 3896.33 | 70.85 | 70.87 | 0.01 | 0
2040 | NYISO_G-I_2_NYISO_J-K | NYISO_G-I | NYISO_J-K | Internal | Summer | B5 | 200 | 6130 | 4758.72 | 65.64 | 65.66 | 0.01 | 0
2040 | NYISO_G-I_2_NYISO_J-K | NYISO_G-I | NYISO_J-K | Internal | Summer | B6 | 300 | 6130 | 6130 | 60.21 | 65.1 | 0.01 | 4.88
2040 | NYISO_G-I_2_NYISO_J-K | NYISO_G-I | NYISO_J-K | Internal | Summer | B7 | 400 | 6130 | 6130 | 51.37 | 65.1 | 0.01 | 13.71
2040 | NYISO_G-I_2_NYISO_J-K | NYISO_G-I | NYISO_J-K | Internal | Summer | B8 | 500 | 6130 | 6130 | 51.35 | 65.1 | 0.01 | 13.74
2040 | NYISO_G-I_2_NYISO_J-K | NYISO_G-I | NYISO_J-K | Internal | Summer | B9 | 800 | 6130 | 5911.38 | 51.35 | 51.36 | 0.01 | 0
2040 | NYISO_G-I_2_NYISO_J-K | NYISO_G-I | NYISO_J-K | Internal | Summer | B10 | 1262 | 6130 | 5021.63 | 48.19 | 48.21 | 0.01 | 0
2040 | NYISO_G-I_2_NYISO_J-K | NYISO_G-I | NYISO_J-K | Internal | Winter | B16 | 25 | 6130 | 6130 | 83.53 | 90.38 | 0.01 | 6.84
2040 | NYISO_G-I_2_NYISO_J-K | NYISO_G-I | NYISO_J-K | Internal | Winter | B17 | 100 | 6130 | 6130 | 67.27 | 90.38 | 0.01 | 23.1
2040 | NYISO_G-I_2_NYISO_J-K | NYISO_G-I | NYISO_J-K | Internal | Winter | B18 | 400 | 6130 | 6130 | 60.87 | 82.64 | 0.01 | 21.76
2040 | NYISO_G-I_2_NYISO_J-K | NYISO_G-I | NYISO_J-K | Internal | Winter | B19 | 700 | 6130 | 6130 | 60.87 | 67.57 | 0.01 | 6.69
2040 | NYISO_G-I_2_NYISO_J-K | NYISO_G-I | NYISO_J-K | Internal | Winter | B20 | 935 | 6130 | 6130 | 60.87 | 63.48 | 0.01 | 2.6
2040 | NYISO_G-I_2_PJM_E | NYISO_G-I | PJM_E | Internal | Shoulder | B11 | 25 | 1500 | 1206.37 | 58.51 | 66.51 | 8 | 0
2040 | NYISO_G-I_2_PJM_E | NYISO_G-I | PJM_E | Internal | Shoulder | B12 | 200 | 1500 | 339.97 | 58.51 | 66.51 | 8 | 0
2040 | NYISO_G-I_2_PJM_E | NYISO_G-I | PJM_E | Internal | Shoulder | B13 | 600 | 1500 | 0 | 52.66 | 57.18 | 8 | 0
2040 | NYISO_G-I_2_PJM_E | NYISO_G-I | PJM_E | Internal | Shoulder | B14 | 900 | 1500 | 0 | 52.66 | 56.32 | 8 | 0
2040 | NYISO_G-I_2_PJM_E | NYISO_G-I | PJM_E | Internal | Shoulder | B15 | 1203 | 1500 | 0 | 52.55 | 51.65 | 8 | 0
2040 | NYISO_G-I_2_PJM_E | NYISO_G-I | PJM_E | Internal | Summer | B1 | 10 | 1500 | 0 | 127.84 | 121.84 | 8 | 0
2040 | NYISO_G-I_2_PJM_E | NYISO_G-I | PJM_E | Internal | Summer | B2 | 25 | 1500 | 0 | 96.88 | 98.86 | 8 | 0
2040 | NYISO_G-I_2_PJM_E | NYISO_G-I | PJM_E | Internal | Summer | B3 | 75 | 1500 | 1203.15 | 77.19 | 85.19 | 8 | 0
2040 | NYISO_G-I_2_PJM_E | NYISO_G-I | PJM_E | Internal | Summer | B4 | 100 | 1500 | 1499.72 | 70.85 | 78.87 | 8 | 0.01
2040 | NYISO_G-I_2_PJM_E | NYISO_G-I | PJM_E | Internal | Summer | B5 | 200 | 1500 | 1500 | 65.64 | 76.45 | 8 | 2.81
2040 | NYISO_G-I_2_PJM_E | NYISO_G-I | PJM_E | Internal | Summer | B6 | 300 | 1500 | 1084.18 | 60.21 | 68.21 | 8 | 0
2040 | NYISO_G-I_2_PJM_E | NYISO_G-I | PJM_E | Internal | Summer | B7 | 400 | 1500 | 0 | 51.37 | 55 | 8 | 0
2040 | NYISO_G-I_2_PJM_E | NYISO_G-I | PJM_E | Internal | Summer | B8 | 500 | 1500 | 0 | 51.35 | 53.37 | 8 | 0
2040 | NYISO_G-I_2_PJM_E | NYISO_G-I | PJM_E | Internal | Summer | B9 | 800 | 1500 | 0 | 51.35 | 49.78 | 8 | 0
2040 | NYISO_G-I_2_PJM_E | NYISO_G-I | PJM_E | Internal | Summer | B10 | 1262 | 1500 | 0 | 48.19 | 49.38 | 8 | 0
2040 | NYISO_G-I_2_PJM_E | NYISO_G-I | PJM_E | Internal | Winter | B16 | 25 | 1500 | 1496.27 | 83.53 | 91.53 | 8 | 0
2040 | NYISO_G-I_2_PJM_E | NYISO_G-I | PJM_E | Internal | Winter | B17 | 100 | 1500 | 1343.15 | 67.27 | 75.27 | 8 | 0
2040 | NYISO_G-I_2_PJM_E | NYISO_G-I | PJM_E | Internal | Winter | B18 | 400 | 1500 | 0 | 60.87 | 64.05 | 8 | 0
2040 | NYISO_G-I_2_PJM_E | NYISO_G-I | PJM_E | Internal | Winter | B19 | 700 | 1500 | 0 | 60.87 | 61.57 | 8 | 0
2040 | NYISO_G-I_2_PJM_E | NYISO_G-I | PJM_E | Internal | Winter | B20 | 935 | 1500 | 0 | 60.87 | 55.57 | 8 | 0
2040 | NYISO_J-K_2_NEISO | NYISO_J-K | NEISO | Internal | Shoulder | B11 | 25 | 0.01 | 0 | 70.74 | 48.97 | 3 | 0.99
2040 | NYISO_J-K_2_NEISO | NYISO_J-K | NEISO | Internal | Shoulder | B12 | 200 | 0.01 | 0 | 70.74 | 48.97 | 3 | 0.14
2040 | NYISO_J-K_2_NEISO | NYISO_J-K | NEISO | Internal | Shoulder | B13 | 600 | 0.01 | 0 | 63.18 | 48.97 | 3 | 0.05
2040 | NYISO_J-K_2_NEISO | NYISO_J-K | NEISO | Internal | Shoulder | B14 | 900 | 0.01 | 0 | 53.02 | 48.97 | 3 | 0.04
2040 | NYISO_J-K_2_NEISO | NYISO_J-K | NEISO | Internal | Shoulder | B15 | 1203 | 0.01 | 0 | 52.56 | 48.97 | 3 | 0.03
2040 | NYISO_J-K_2_NEISO | NYISO_J-K | NEISO | Internal | Summer | B1 | 10 | 0.01 | 0 | 127.85 | 130.84 | 3 | 4.24
2040 | NYISO_J-K_2_NEISO | NYISO_J-K | NEISO | Internal | Summer | B2 | 25 | 0.01 | 0 | 96.89 | 93.89 | 3 | 1.1
2040 | NYISO_J-K_2_NEISO | NYISO_J-K | NEISO | Internal | Summer | B3 | 75 | 0.01 | 0 | 77.2 | 74.2 | 3 | 0.39
2040 | NYISO_J-K_2_NEISO | NYISO_J-K | NEISO | Internal | Summer | B4 | 100 | 0.01 | 0 | 70.87 | 67.85 | 3 | 0.3
2040 | NYISO_J-K_2_NEISO | NYISO_J-K | NEISO | Internal | Summer | B5 | 200 | 0.01 | 0 | 65.66 | 62.63 | 3 | 0.16
2040 | NYISO_J-K_2_NEISO | NYISO_J-K | NEISO | Internal | Summer | B6 | 300 | 0.01 | 0 | 65.1 | 50.16 | 3 | 0.1
2040 | NYISO_J-K_2_NEISO | NYISO_J-K | NEISO | Internal | Summer | B7 | 400 | 0.01 | 0 | 65.1 | 45.19 | 3 | 0.07
2040 | NYISO_J-K_2_NEISO | NYISO_J-K | NEISO | Internal | Summer | B8 | 500 | 0.01 | 0 | 65.1 | 45.19 | 3 | 0.06
2040 | NYISO_J-K_2_NEISO | NYISO_J-K | NEISO | Internal | Summer | B9 | 800 | 0.01 | 0 | 51.36 | 45.19 | 3 | 0.04
2040 | NYISO_J-K_2_NEISO | NYISO_J-K | NEISO | Internal | Summer | B10 | 1262 | 0.01 | 0 | 48.21 | 45.19 | 3 | 0.03
2040 | NYISO_J-K_2_NEISO | NYISO_J-K | NEISO | Internal | Winter | B16 | 25 | 0.01 | 0 | 90.38 | 66.71 | 3 | 0.99
2040 | NYISO_J-K_2_NEISO | NYISO_J-K | NEISO | Internal | Winter | B17 | 100 | 0.01 | 0 | 90.38 | 60.59 | 3 | 0.27
2040 | NYISO_J-K_2_NEISO | NYISO_J-K | NEISO | Internal | Winter | B18 | 400 | 0.01 | 0 | 82.64 | 60.59 | 3 | 0.07
2040 | NYISO_J-K_2_NEISO | NYISO_J-K | NEISO | Internal | Winter | B19 | 700 | 0.01 | 0 | 67.57 | 60.59 | 3 | 0.04
2040 | NYISO_J-K_2_NEISO | NYISO_J-K | NEISO | Internal | Winter | B20 | 935 | 0.01 | 0 | 63.48 | 60.59 | 3 | 0.03
2040 | NYISO_J-K_2_NYISO_G-I | NYISO_J-K | NYISO_G-I | Internal | Shoulder | B11 | 25 | 1999 | 0 | 70.74 | 58.51 | 0.01 | 0
2040 | NYISO_J-K_2_NYISO_G-I | NYISO_J-K | NYISO_G-I | Internal | Shoulder | B12 | 200 | 1999 | 0 | 70.74 | 58.51 | 0.01 | 0
2040 | NYISO_J-K_2_NYISO_G-I | NYISO_J-K | NYISO_G-I | Internal | Shoulder | B13 | 600 | 1999 | 0 | 63.18 | 52.66 | 0.01 | 0
2040 | NYISO_J-K_2_NYISO_G-I | NYISO_J-K | NYISO_G-I | Internal | Shoulder | B14 | 900 | 1999 | 0 | 53.02 | 52.66 | 0.01 | 0
2040 | NYISO_J-K_2_NYISO_G-I | NYISO_J-K | NYISO_G-I | Internal | Shoulder | B15 | 1203 | 1999 | 0.01 | 52.56 | 52.55 | 0.01 | 0
2040 | NYISO_J-K_2_NYISO_G-I | NYISO_J-K | NYISO_G-I | Internal | Summer | B1 | 10 | 1999 | 1.08 | 127.85 | 127.84 | 0.01 | 0
2040 | NYISO_J-K_2_NYISO_G-I | NYISO_J-K | NYISO_G-I | Internal | Summer | B2 | 25 | 1999 | 0.43 | 96.89 | 96.88 | 0.01 | 0
2040 | NYISO_J-K_2_NYISO_G-I | NYISO_J-K | NYISO_G-I | Internal | Summer | B3 | 75 | 1999 | 0.16 | 77.2 | 77.19 | 0.01 | 0
2040 | NYISO_J-K_2_NYISO_G-I | NYISO_J-K | NYISO_G-I | Internal | Summer | B4 | 100 | 1999 | 0.12 | 70.87 | 70.85 | 0.01 | 0
2040 | NYISO_J-K_2_NYISO_G-I | NYISO_J-K | NYISO_G-I | Internal | Summer | B5 | 200 | 1999 | 0.06 | 65.66 | 65.64 | 0.01 | 0
2040 | NYISO_J-K_2_NYISO_G-I | NYISO_J-K | NYISO_G-I | Internal | Summer | B6 | 300 | 1999 | 0 | 65.1 | 60.21 | 0.01 | 0
2040 | NYISO_J-K_2_NYISO_G-I | NYISO_J-K | NYISO_G-I | Internal | Summer | B7 | 400 | 1999 | 0 | 65.1 | 51.37 | 0.01 | 0
2040 | NYISO_J-K_2_NYISO_G-I | NYISO_J-K | NYISO_G-I | Internal | Summer | B8 | 500 | 1999 | 0 | 65.1 | 51.35 | 0.01 | 0
2040 | NYISO_J-K_2_NYISO_G-I | NYISO_J-K | NYISO_G-I | Internal | Summer | B9 | 800 | 1999 | 0.02 | 51.36 | 51.35 | 0.01 | 0
2040 | NYISO_J-K_2_NYISO_G-I | NYISO_J-K | NYISO_G-I | Internal | Summer | B10 | 1262 | 1999 | 0 | 48.21 | 48.19 | 0.01 | 0
2040 | NYISO_J-K_2_NYISO_G-I | NYISO_J-K | NYISO_G-I | Internal | Winter | B16 | 25 | 1999 | 0 | 90.38 | 83.53 | 0.01 | 0
2040 | NYISO_J-K_2_NYISO_G-I | NYISO_J-K | NYISO_G-I | Internal | Winter | B17 | 100 | 1999 | 0 | 90.38 | 67.27 | 0.01 | 0
2040 | NYISO_J-K_2_NYISO_G-I | NYISO_J-K | NYISO_G-I | Internal | Winter | B18 | 400 | 1999 | 0 | 82.64 | 60.87 | 0.01 | 0
2040 | NYISO_J-K_2_NYISO_G-I | NYISO_J-K | NYISO_G-I | Internal | Winter | B19 | 700 | 1999 | 0 | 67.57 | 60.87 | 0.01 | 0
2040 | NYISO_J-K_2_NYISO_G-I | NYISO_J-K | NYISO_G-I | Internal | Winter | B20 | 935 | 1999 | 0 | 63.48 | 60.87 | 0.01 | 0
2040 | NYISO_J-K_2_PJM_E | NYISO_J-K | PJM_E | Internal | Shoulder | B11 | 25 | 0.01 | 0 | 70.74 | 66.51 | 8 | 1.05
2040 | NYISO_J-K_2_PJM_E | NYISO_J-K | PJM_E | Internal | Shoulder | B12 | 200 | 0.01 | 0 | 70.74 | 66.51 | 8 | 0.15
2040 | NYISO_J-K_2_PJM_E | NYISO_J-K | PJM_E | Internal | Shoulder | B13 | 600 | 0.01 | 0 | 63.18 | 57.18 | 8 | 0.05
2040 | NYISO_J-K_2_PJM_E | NYISO_J-K | PJM_E | Internal | Shoulder | B14 | 900 | 0.01 | 0 | 53.02 | 56.32 | 8 | 0.04
2040 | NYISO_J-K_2_PJM_E | NYISO_J-K | PJM_E | Internal | Shoulder | B15 | 1203 | 0.01 | 0 | 52.56 | 51.65 | 8 | 0.03
2040 | NYISO_J-K_2_PJM_E | NYISO_J-K | PJM_E | Internal | Summer | B1 | 10 | 0.01 | 0 | 127.85 | 121.84 | 8 | 2.51
2040 | NYISO_J-K_2_PJM_E | NYISO_J-K | PJM_E | Internal | Summer | B2 | 25 | 0.01 | 0 | 96.89 | 98.86 | 8 | 1.1
2040 | NYISO_J-K_2_PJM_E | NYISO_J-K | PJM_E | Internal | Summer | B3 | 75 | 0.01 | 0 | 77.2 | 85.19 | 8 | 0.62
2040 | NYISO_J-K_2_PJM_E | NYISO_J-K | PJM_E | Internal | Summer | B4 | 100 | 0.01 | 0 | 70.87 | 78.87 | 8 | 0.48
2040 | NYISO_J-K_2_PJM_E | NYISO_J-K | PJM_E | Internal | Summer | B5 | 200 | 0.01 | 0 | 65.66 | 76.45 | 8 | 2.96
2040 | NYISO_J-K_2_PJM_E | NYISO_J-K | PJM_E | Internal | Summer | B6 | 300 | 0.01 | 0 | 65.1 | 68.21 | 8 | 0.11
2040 | NYISO_J-K_2_PJM_E | NYISO_J-K | PJM_E | Internal | Summer | B7 | 400 | 0.01 | 0 | 65.1 | 55 | 8 | 0.07
2040 | NYISO_J-K_2_PJM_E | NYISO_J-K | PJM_E | Internal | Summer | B8 | 500 | 0.01 | 0 | 65.1 | 53.37 | 8 | 0.06
2040 | NYISO_J-K_2_PJM_E | NYISO_J-K | PJM_E | Internal | Summer | B9 | 800 | 0.01 | 0 | 51.36 | 49.78 | 8 | 0.04
2040 | NYISO_J-K_2_PJM_E | NYISO_J-K | PJM_E | Internal | Summer | B10 | 1262 | 0.01 | 0 | 48.21 | 49.38 | 8 | 0.03
2040 | NYISO_J-K_2_PJM_E | NYISO_J-K | PJM_E | Internal | Winter | B16 | 25 | 0.01 | 0 | 90.38 | 91.53 | 8 | 1.09
2040 | NYISO_J-K_2_PJM_E | NYISO_J-K | PJM_E | Internal | Winter | B17 | 100 | 0.01 | 0 | 90.38 | 75.27 | 8 | 0.28
2040 | NYISO_J-K_2_PJM_E | NYISO_J-K | PJM_E | Internal | Winter | B18 | 400 | 0.01 | 0 | 82.64 | 64.05 | 8 | 0.07
2040 | NYISO_J-K_2_PJM_E | NYISO_J-K | PJM_E | Internal | Winter | B19 | 700 | 0.01 | 0 | 67.57 | 61.57 | 8 | 0.04
2040 | NYISO_J-K_2_PJM_E | NYISO_J-K | PJM_E | Internal | Winter | B20 | 935 | 0.01 | 0 | 63.48 | 55.57 | 8 | 0.03
2040 | PJM_E_2_NYISO_G-I | PJM_E | NYISO_G-I | Internal | Shoulder | B11 | 25 | 500 | 0 | 66.51 | 58.51 | 6 | 0
2040 | PJM_E_2_NYISO_G-I | PJM_E | NYISO_G-I | Internal | Shoulder | B12 | 200 | 500 | 0 | 66.51 | 58.51 | 6 | 0
2040 | PJM_E_2_NYISO_G-I | PJM_E | NYISO_G-I | Internal | Shoulder | B13 | 600 | 500 | 0 | 57.18 | 52.66 | 6 | 0
2040 | PJM_E_2_NYISO_G-I | PJM_E | NYISO_G-I | Internal | Shoulder | B14 | 900 | 500 | 0 | 56.32 | 52.66 | 6 | 0
2040 | PJM_E_2_NYISO_G-I | PJM_E | NYISO_G-I | Internal | Shoulder | B15 | 1203 | 500 | 0 | 51.65 | 52.55 | 6 | 0
2040 | PJM_E_2_NYISO_G-I | PJM_E | NYISO_G-I | Internal | Summer | B1 | 10 | 500 | 63.21 | 121.84 | 127.84 | 6 | 0
2040 | PJM_E_2_NYISO_G-I | PJM_E | NYISO_G-I | Internal | Summer | B2 | 25 | 500 | 0 | 98.86 | 96.88 | 6 | 0
2040 | PJM_E_2_NYISO_G-I | PJM_E | NYISO_G-I | Internal | Summer | B3 | 75 | 500 | 0 | 85.19 | 77.19 | 6 | 0
2040 | PJM_E_2_NYISO_G-I | PJM_E | NYISO_G-I | Internal | Summer | B4 | 100 | 500 | 0 | 78.87 | 70.85 | 6 | 0
2040 | PJM_E_2_NYISO_G-I | PJM_E | NYISO_G-I | Internal | Summer | B5 | 200 | 500 | 0 | 76.45 | 65.64 | 6 | 0
2040 | PJM_E_2_NYISO_G-I | PJM_E | NYISO_G-I | Internal | Summer | B6 | 300 | 500 | 0 | 68.21 | 60.21 | 6 | 0
2040 | PJM_E_2_NYISO_G-I | PJM_E | NYISO_G-I | Internal | Summer | B7 | 400 | 500 | 0 | 55 | 51.37 | 6 | 0
2040 | PJM_E_2_NYISO_G-I | PJM_E | NYISO_G-I | Internal | Summer | B8 | 500 | 500 | 0 | 53.37 | 51.35 | 6 | 0
2040 | PJM_E_2_NYISO_G-I | PJM_E | NYISO_G-I | Internal | Summer | B9 | 800 | 500 | 0 | 49.78 | 51.35 | 6 | 0
2040 | PJM_E_2_NYISO_G-I | PJM_E | NYISO_G-I | Internal | Summer | B10 | 1262 | 500 | 0 | 49.38 | 48.19 | 6 | 0
2040 | PJM_E_2_NYISO_G-I | PJM_E | NYISO_G-I | Internal | Winter | B16 | 25 | 500 | 0 | 91.53 | 83.53 | 6 | 0
2040 | PJM_E_2_NYISO_G-I | PJM_E | NYISO_G-I | Internal | Winter | B17 | 100 | 500 | 0 | 75.27 | 67.27 | 6 | 0
2040 | PJM_E_2_NYISO_G-I | PJM_E | NYISO_G-I | Internal | Winter | B18 | 400 | 500 | 0 | 64.05 | 60.87 | 6 | 0
2040 | PJM_E_2_NYISO_G-I | PJM_E | NYISO_G-I | Internal | Winter | B19 | 700 | 500 | 0 | 61.57 | 60.87 | 6 | 0
2040 | PJM_E_2_NYISO_G-I | PJM_E | NYISO_G-I | Internal | Winter | B20 | 935 | 500 | 0 | 55.57 | 60.87 | 6 | 0
2040 | PJM_E_2_NYISO_J-K | PJM_E | NYISO_J-K | Internal | Shoulder | B11 | 25 | 330 | 0 | 66.51 | 70.74 | 6 | 0
2040 | PJM_E_2_NYISO_J-K | PJM_E | NYISO_J-K | Internal | Shoulder | B12 | 200 | 330 | 0 | 66.51 | 70.74 | 6 | 0
2040 | PJM_E_2_NYISO_J-K | PJM_E | NYISO_J-K | Internal | Shoulder | B13 | 600 | 330 | 114.9 | 57.18 | 63.18 | 6 | 0
2040 | PJM_E_2_NYISO_J-K | PJM_E | NYISO_J-K | Internal | Shoulder | B14 | 900 | 330 | 0 | 56.32 | 53.02 | 6 | 0
2040 | PJM_E_2_NYISO_J-K | PJM_E | NYISO_J-K | Internal | Shoulder | B15 | 1203 | 330 | 0 | 51.65 | 52.56 | 6 | 0
2040 | PJM_E_2_NYISO_J-K | PJM_E | NYISO_J-K | Internal | Summer | B1 | 10 | 330 | 327.76 | 121.84 | 127.85 | 6 | 0.01
2040 | PJM_E_2_NYISO_J-K | PJM_E | NYISO_J-K | Internal | Summer | B2 | 25 | 330 | 0 | 98.86 | 96.89 | 6 | 0
2040 | PJM_E_2_NYISO_J-K | PJM_E | NYISO_J-K | Internal | Summer | B3 | 75 | 330 | 0 | 85.19 | 77.2 | 6 | 0
2040 | PJM_E_2_NYISO_J-K | PJM_E | NYISO_J-K | Internal | Summer | B4 | 100 | 330 | 0 | 78.87 | 70.87 | 6 | 0
2040 | PJM_E_2_NYISO_J-K | PJM_E | NYISO_J-K | Internal | Summer | B5 | 200 | 330 | 0 | 76.45 | 65.66 | 6 | 0
2040 | PJM_E_2_NYISO_J-K | PJM_E | NYISO_J-K | Internal | Summer | B6 | 300 | 330 | 0 | 68.21 | 65.1 | 6 | 0
2040 | PJM_E_2_NYISO_J-K | PJM_E | NYISO_J-K | Internal | Summer | B7 | 400 | 330 | 330 | 55 | 65.1 | 6 | 4.09
2040 | PJM_E_2_NYISO_J-K | PJM_E | NYISO_J-K | Internal | Summer | B8 | 500 | 330 | 330 | 53.37 | 65.1 | 6 | 5.73
2040 | PJM_E_2_NYISO_J-K | PJM_E | NYISO_J-K | Internal | Summer | B9 | 800 | 330 | 0 | 49.78 | 51.36 | 6 | 0
2040 | PJM_E_2_NYISO_J-K | PJM_E | NYISO_J-K | Internal | Summer | B10 | 1262 | 330 | 0 | 49.38 | 48.21 | 6 | 0
2040 | PJM_E_2_NYISO_J-K | PJM_E | NYISO_J-K | Internal | Winter | B16 | 25 | 330 | 0 | 91.53 | 90.38 | 6 | 0
2040 | PJM_E_2_NYISO_J-K | PJM_E | NYISO_J-K | Internal | Winter | B17 | 100 | 330 | 330 | 75.27 | 90.38 | 6 | 9.11
2040 | PJM_E_2_NYISO_J-K | PJM_E | NYISO_J-K | Internal | Winter | B18 | 400 | 330 | 330 | 64.05 | 82.64 | 6 | 12.59
2040 | PJM_E_2_NYISO_J-K | PJM_E | NYISO_J-K | Internal | Winter | B19 | 700 | 330 | 45.19 | 61.57 | 67.57 | 6 | 0
2040 | PJM_E_2_NYISO_J-K | PJM_E | NYISO_J-K | Internal | Winter | B20 | 935 | 330 | 330 | 55.57 | 63.48 | 6 | 1.91
2040 | PJM_E_2_PJM_ROM | PJM_E | PJM_ROM | Internal | Shoulder | B11 | 25 | 8000 | 194.82 | 66.51 | 66.52 | 0.01 | 0
2040 | PJM_E_2_PJM_ROM | PJM_E | PJM_ROM | Internal | Shoulder | B12 | 200 | 8000 | 0.07 | 66.51 | 66.5 | 0.01 | 0
2040 | PJM_E_2_PJM_ROM | PJM_E | PJM_ROM | Internal | Shoulder | B13 | 600 | 8000 | 0.02 | 57.18 | 57.17 | 0.01 | 0
2040 | PJM_E_2_PJM_ROM | PJM_E | PJM_ROM | Internal | Shoulder | B14 | 900 | 8000 | 368.15 | 56.32 | 56.34 | 0.01 | 0
2040 | PJM_E_2_PJM_ROM | PJM_E | PJM_ROM | Internal | Shoulder | B15 | 1203 | 8000 | 0.01 | 51.65 | 51.64 | 0.01 | 0
2040 | PJM_E_2_PJM_ROM | PJM_E | PJM_ROM | Internal | Summer | B1 | 10 | 8000 | 1.1 | 121.84 | 121.83 | 0.01 | 0
2040 | PJM_E_2_PJM_ROM | PJM_E | PJM_ROM | Internal | Summer | B2 | 25 | 8000 | 0.45 | 98.86 | 98.84 | 0.01 | 0
2040 | PJM_E_2_PJM_ROM | PJM_E | PJM_ROM | Internal | Summer | B3 | 75 | 8000 | 0.17 | 85.19 | 85.18 | 0.01 | 0
2040 | PJM_E_2_PJM_ROM | PJM_E | PJM_ROM | Internal | Summer | B4 | 100 | 8000 | 0.13 | 78.87 | 78.85 | 0.01 | 0
2040 | PJM_E_2_PJM_ROM | PJM_E | PJM_ROM | Internal | Summer | B5 | 200 | 8000 | 0.06 | 76.45 | 76.44 | 0.01 | 0
2040 | PJM_E_2_PJM_ROM | PJM_E | PJM_ROM | Internal | Summer | B6 | 300 | 8000 | 0.04 | 68.21 | 68.2 | 0.01 | 0
2040 | PJM_E_2_PJM_ROM | PJM_E | PJM_ROM | Internal | Summer | B7 | 400 | 8000 | 0.03 | 55 | 54.99 | 0.01 | 0
2040 | PJM_E_2_PJM_ROM | PJM_E | PJM_ROM | Internal | Summer | B8 | 500 | 8000 | 0.03 | 53.37 | 53.36 | 0.01 | 0
2040 | PJM_E_2_PJM_ROM | PJM_E | PJM_ROM | Internal | Summer | B9 | 800 | 8000 | 0.02 | 49.78 | 49.77 | 0.01 | 0
2040 | PJM_E_2_PJM_ROM | PJM_E | PJM_ROM | Internal | Summer | B10 | 1262 | 8000 | 0.01 | 49.38 | 49.36 | 0.01 | 0
2040 | PJM_E_2_PJM_ROM | PJM_E | PJM_ROM | Internal | Winter | B16 | 25 | 8000 | 0.5 | 91.53 | 91.52 | 0.01 | 0
2040 | PJM_E_2_PJM_ROM | PJM_E | PJM_ROM | Internal | Winter | B17 | 100 | 8000 | 0.12 | 75.27 | 75.26 | 0.01 | 0
2040 | PJM_E_2_PJM_ROM | PJM_E | PJM_ROM | Internal | Winter | B18 | 400 | 8000 | 0.03 | 64.05 | 64.04 | 0.01 | 0
2040 | PJM_E_2_PJM_ROM | PJM_E | PJM_ROM | Internal | Winter | B19 | 700 | 8000 | 0.02 | 61.57 | 61.56 | 0.01 | 0
2040 | PJM_E_2_PJM_ROM | PJM_E | PJM_ROM | Internal | Winter | B20 | 935 | 8000 | 0.01 | 55.57 | 55.55 | 0.01 | 0
2040 | PJM_ROR_2_MISO_IN | PJM_ROR | MISO_IN | Internal | Shoulder | B11 | 25 | 909 | 0.9 | 85.61 | 87.6 | 2 | 0
2040 | PJM_ROR_2_MISO_IN | PJM_ROR | MISO_IN | Internal | Shoulder | B12 | 200 | 909 | 0 | 70.93 | 68.94 | 2 | 0
2040 | PJM_ROR_2_MISO_IN | PJM_ROR | MISO_IN | Internal | Shoulder | B13 | 600 | 909 | 0 | 59.14 | 59.88 | 2 | 0
2040 | PJM_ROR_2_MISO_IN | PJM_ROR | MISO_IN | Internal | Shoulder | B14 | 900 | 909 | 0 | 56.96 | 57.02 | 2 | 0
2040 | PJM_ROR_2_MISO_IN | PJM_ROR | MISO_IN | Internal | Shoulder | B15 | 1203 | 909 | 0 | 51.65 | 51.64 | 2 | 0
2040 | PJM_ROR_2_MISO_IN | PJM_ROR | MISO_IN | Internal | Summer | B1 | 10 | 909 | 0 | 121.84 | 119.84 | 2 | 0
2040 | PJM_ROR_2_MISO_IN | PJM_ROR | MISO_IN | Internal | Summer | B2 | 25 | 909 | 0 | 98.86 | 96.86 | 2 | 0
2040 | PJM_ROR_2_MISO_IN | PJM_ROR | MISO_IN | Internal | Summer | B3 | 75 | 909 | 0.31 | 90.44 | 92.43 | 2 | 0
2040 | PJM_ROR_2_MISO_IN | PJM_ROR | MISO_IN | Internal | Summer | B4 | 100 | 909 | 0.11 | 90.02 | 91.99 | 2 | 0
2040 | PJM_ROR_2_MISO_IN | PJM_ROR | MISO_IN | Internal | Summer | B5 | 200 | 909 | 0.12 | 86.02 | 88.01 | 2 | 0
2040 | PJM_ROR_2_MISO_IN | PJM_ROR | MISO_IN | Internal | Summer | B6 | 300 | 909 | 0.03 | 68.21 | 70.17 | 2 | 0
2040 | PJM_ROR_2_MISO_IN | PJM_ROR | MISO_IN | Internal | Summer | B7 | 400 | 909 | 0.06 | 55 | 56.99 | 2 | 0
2040 | PJM_ROR_2_MISO_IN | PJM_ROR | MISO_IN | Internal | Summer | B8 | 500 | 909 | 0 | 53.37 | 52.57 | 2 | 0
2040 | PJM_ROR_2_MISO_IN | PJM_ROR | MISO_IN | Internal | Summer | B9 | 800 | 909 | 0 | 49.78 | 50.03 | 2 | 0
2040 | PJM_ROR_2_MISO_IN | PJM_ROR | MISO_IN | Internal | Summer | B10 | 1262 | 909 | 0 | 49.38 | 50.03 | 2 | 0
2040 | PJM_ROR_2_MISO_IN | PJM_ROR | MISO_IN | Internal | Winter | B16 | 25 | 909 | 0 | 91.53 | 89.54 | 2 | 0
2040 | PJM_ROR_2_MISO_IN | PJM_ROR | MISO_IN | Internal | Winter | B17 | 100 | 909 | 0 | 75.27 | 73.26 | 2 | 0
2040 | PJM_ROR_2_MISO_IN | PJM_ROR | MISO_IN | Internal | Winter | B18 | 400 | 909 | 0 | 64.03 | 62.04 | 2 | 0
2040 | PJM_ROR_2_MISO_IN | PJM_ROR | MISO_IN | Internal | Winter | B19 | 700 | 909 | 0 | 61.55 | 59.56 | 2 | 0
2040 | PJM_ROR_2_MISO_IN | PJM_ROR | MISO_IN | Internal | Winter | B20 | 935 | 909 | 0 | 55.54 | 55.05 | 2 | 0
2040 | PJM_ROR_2_MISO_MI | PJM_ROR | MISO_MI | Internal | Shoulder | B11 | 25 | 1305 | 641.25 | 85.61 | 87.61 | 2 | 0
2040 | PJM_ROR_2_MISO_MI | PJM_ROR | MISO_MI | Internal | Shoulder | B12 | 200 | 1305 | 0 | 70.93 | 68.95 | 2 | 0
2040 | PJM_ROR_2_MISO_MI | PJM_ROR | MISO_MI | Internal | Shoulder | B13 | 600 | 1305 | 0 | 59.14 | 59.89 | 2 | 0
2040 | PJM_ROR_2_MISO_MI | PJM_ROR | MISO_MI | Internal | Shoulder | B14 | 900 | 1305 | 0 | 56.96 | 57.93 | 2 | 0
2040 | PJM_ROR_2_MISO_MI | PJM_ROR | MISO_MI | Internal | Shoulder | B15 | 1203 | 1305 | 0 | 51.65 | 53.44 | 2 | 0
2040 | PJM_ROR_2_MISO_MI | PJM_ROR | MISO_MI | Internal | Summer | B1 | 10 | 1305 | 0 | 121.84 | 119.85 | 2 | 0
2040 | PJM_ROR_2_MISO_MI | PJM_ROR | MISO_MI | Internal | Summer | B2 | 25 | 1305 | 0 | 98.86 | 96.87 | 2 | 0
2040 | PJM_ROR_2_MISO_MI | PJM_ROR | MISO_MI | Internal | Summer | B3 | 75 | 1305 | 669.32 | 90.44 | 92.44 | 2 | 0
2040 | PJM_ROR_2_MISO_MI | PJM_ROR | MISO_MI | Internal | Summer | B4 | 100 | 1305 | 0.08 | 90.02 | 91.98 | 2 | 0
2040 | PJM_ROR_2_MISO_MI | PJM_ROR | MISO_MI | Internal | Summer | B5 | 200 | 1305 | 961.29 | 86.02 | 88.02 | 2 | 0
2040 | PJM_ROR_2_MISO_MI | PJM_ROR | MISO_MI | Internal | Summer | B6 | 300 | 1305 | 0.04 | 68.21 | 70.18 | 2 | 0
2040 | PJM_ROR_2_MISO_MI | PJM_ROR | MISO_MI | Internal | Summer | B7 | 400 | 1305 | 846.33 | 55 | 57 | 2 | 0
2040 | PJM_ROR_2_MISO_MI | PJM_ROR | MISO_MI | Internal | Summer | B8 | 500 | 1305 | 0 | 53.37 | 53.66 | 2 | 0
2040 | PJM_ROR_2_MISO_MI | PJM_ROR | MISO_MI | Internal | Summer | B9 | 800 | 1305 | 561.76 | 49.78 | 51.78 | 2 | 0
2040 | PJM_ROR_2_MISO_MI | PJM_ROR | MISO_MI | Internal | Summer | B10 | 1262 | 1305 | 0 | 49.38 | 50.86 | 2 | 0
2040 | PJM_ROR_2_MISO_MI | PJM_ROR | MISO_MI | Internal | Winter | B16 | 25 | 1305 | 0 | 91.53 | 89.55 | 2 | 0
2040 | PJM_ROR_2_MISO_MI | PJM_ROR | MISO_MI | Internal | Winter | B17 | 100 | 1305 | 0 | 75.27 | 73.27 | 2 | 0
2040 | PJM_ROR_2_MISO_MI | PJM_ROR | MISO_MI | Internal | Winter | B18 | 400 | 1305 | 0 | 64.03 | 62.05 | 2 | 0
2040 | PJM_ROR_2_MISO_MI | PJM_ROR | MISO_MI | Internal | Winter | B19 | 700 | 1305 | 0 | 61.55 | 59.57 | 2 | 0
2040 | PJM_ROR_2_MISO_MI | PJM_ROR | MISO_MI | Internal | Winter | B20 | 935 | 1305 | 0 | 55.54 | 55.06 | 2 | 0
2040 | PJM_ROR_2_MISO_MO-IL | PJM_ROR | MISO_MO-IL | Internal | Shoulder | B11 | 25 | 1111 | 765.86 | 85.61 | 87.61 | 2 | 0
2040 | PJM_ROR_2_MISO_MO-IL | PJM_ROR | MISO_MO-IL | Internal | Shoulder | B12 | 200 | 1111 | 0 | 70.93 | 68.93 | 2 | 0
2040 | PJM_ROR_2_MISO_MO-IL | PJM_ROR | MISO_MO-IL | Internal | Shoulder | B13 | 600 | 1111 | 0 | 59.14 | 59.86 | 2 | 0
2040 | PJM_ROR_2_MISO_MO-IL | PJM_ROR | MISO_MO-IL | Internal | Shoulder | B14 | 900 | 1111 | 0 | 56.96 | 57.01 | 2 | 0
2040 | PJM_ROR_2_MISO_MO-IL | PJM_ROR | MISO_MO-IL | Internal | Shoulder | B15 | 1203 | 1111 | 0 | 51.65 | 51.63 | 2 | 0
2040 | PJM_ROR_2_MISO_MO-IL | PJM_ROR | MISO_MO-IL | Internal | Summer | B1 | 10 | 1111 | 0 | 121.84 | 119.83 | 2 | 0
2040 | PJM_ROR_2_MISO_MO-IL | PJM_ROR | MISO_MO-IL | Internal | Summer | B2 | 25 | 1111 | 0 | 98.86 | 96.87 | 2 | 0
2040 | PJM_ROR_2_MISO_MO-IL | PJM_ROR | MISO_MO-IL | Internal | Summer | B3 | 75 | 1111 | 666.95 | 90.44 | 92.44 | 2 | 0
2040 | PJM_ROR_2_MISO_MO-IL | PJM_ROR | MISO_MO-IL | Internal | Summer | B4 | 100 | 1111 | 0.21 | 90.02 | 92.01 | 2 | 0
2040 | PJM_ROR_2_MISO_MO-IL | PJM_ROR | MISO_MO-IL | Internal | Summer | B5 | 200 | 1111 | 892.15 | 86.02 | 88.02 | 2 | 0
2040 | PJM_ROR_2_MISO_MO-IL | PJM_ROR | MISO_MO-IL | Internal | Summer | B6 | 300 | 1111 | 0.04 | 68.21 | 70.18 | 2 | 0
2040 | PJM_ROR_2_MISO_MO-IL | PJM_ROR | MISO_MO-IL | Internal | Summer | B7 | 400 | 1111 | 458.05 | 55 | 57 | 2 | 0
2040 | PJM_ROR_2_MISO_MO-IL | PJM_ROR | MISO_MO-IL | Internal | Summer | B8 | 500 | 1111 | 0 | 53.37 | 52.58 | 2 | 0
2040 | PJM_ROR_2_MISO_MO-IL | PJM_ROR | MISO_MO-IL | Internal | Summer | B9 | 800 | 1111 | 0 | 49.78 | 50.04 | 2 | 0
2040 | PJM_ROR_2_MISO_MO-IL | PJM_ROR | MISO_MO-IL | Internal | Summer | B10 | 1262 | 1111 | 0 | 49.38 | 47.38 | 2 | 0
2040 | PJM_ROR_2_MISO_MO-IL | PJM_ROR | MISO_MO-IL | Internal | Winter | B16 | 25 | 1111 | 0 | 91.53 | 89.53 | 2 | 0
2040 | PJM_ROR_2_MISO_MO-IL | PJM_ROR | MISO_MO-IL | Internal | Winter | B17 | 100 | 1111 | 0 | 75.27 | 71.28 | 2 | 0
2040 | PJM_ROR_2_MISO_MO-IL | PJM_ROR | MISO_MO-IL | Internal | Winter | B18 | 400 | 1111 | 0 | 64.03 | 62.03 | 2 | 0
2040 | PJM_ROR_2_MISO_MO-IL | PJM_ROR | MISO_MO-IL | Internal | Winter | B19 | 700 | 1111 | 0 | 61.55 | 59.55 | 2 | 0
2040 | PJM_ROR_2_MISO_MO-IL | PJM_ROR | MISO_MO-IL | Internal | Winter | B20 | 935 | 1111 | 0 | 55.54 | 53.54 | 2 | 0
2040 | PJM_ROR_2_MISO_W | PJM_ROR | MISO_W | Internal | Shoulder | B11 | 25 | 709 | 0.87 | 85.61 | 87.6 | 2 | 0
2040 | PJM_ROR_2_MISO_W | PJM_ROR | MISO_W | Internal | Shoulder | B12 | 200 | 709 | 0 | 70.93 | 68.91 | 2 | 0
2040 | PJM_ROR_2_MISO_W | PJM_ROR | MISO_W | Internal | Shoulder | B13 | 600 | 709 | 0 | 59.14 | 59.85 | 2 | 0
2040 | PJM_ROR_2_MISO_W | PJM_ROR | MISO_W | Internal | Shoulder | B14 | 900 | 709 | 0 | 56.96 | 57 | 2 | 0
2040 | PJM_ROR_2_MISO_W | PJM_ROR | MISO_W | Internal | Shoulder | B15 | 1203 | 709 | 0 | 51.65 | 51.64 | 2 | 0
2040 | PJM_ROR_2_MISO_W | PJM_ROR | MISO_W | Internal | Summer | B1 | 10 | 709 | 0 | 121.84 | 119.82 | 2 | 0
2040 | PJM_ROR_2_MISO_W | PJM_ROR | MISO_W | Internal | Summer | B2 | 25 | 709 | 0 | 98.86 | 96.86 | 2 | 0
2040 | PJM_ROR_2_MISO_W | PJM_ROR | MISO_W | Internal | Summer | B3 | 75 | 709 | 708.89 | 90.44 | 92.47 | 2 | 0.03
2040 | PJM_ROR_2_MISO_W | PJM_ROR | MISO_W | Internal | Summer | B4 | 100 | 709 | 108.82 | 90.02 | 92.02 | 2 | 0
2040 | PJM_ROR_2_MISO_W | PJM_ROR | MISO_W | Internal | Summer | B5 | 200 | 709 | 0.12 | 86.02 | 88.01 | 2 | 0
2040 | PJM_ROR_2_MISO_W | PJM_ROR | MISO_W | Internal | Summer | B6 | 300 | 709 | 138.76 | 68.21 | 70.21 | 2 | 0
2040 | PJM_ROR_2_MISO_W | PJM_ROR | MISO_W | Internal | Summer | B7 | 400 | 709 | 0.08 | 55 | 56.99 | 2 | 0
2040 | PJM_ROR_2_MISO_W | PJM_ROR | MISO_W | Internal | Summer | B8 | 500 | 709 | 0 | 53.37 | 52.57 | 2 | 0
2040 | PJM_ROR_2_MISO_W | PJM_ROR | MISO_W | Internal | Summer | B9 | 800 | 709 | 0 | 49.78 | 50.05 | 2 | 0
2040 | PJM_ROR_2_MISO_W | PJM_ROR | MISO_W | Internal | Summer | B10 | 1262 | 709 | 0 | 49.38 | 47.36 | 2 | 0
2040 | PJM_ROR_2_MISO_W | PJM_ROR | MISO_W | Internal | Winter | B16 | 25 | 709 | 0 | 91.53 | 89.52 | 2 | 0
2040 | PJM_ROR_2_MISO_W | PJM_ROR | MISO_W | Internal | Winter | B17 | 100 | 709 | 0 | 75.27 | 71.27 | 2 | 0
2040 | PJM_ROR_2_MISO_W | PJM_ROR | MISO_W | Internal | Winter | B18 | 400 | 709 | 0 | 64.03 | 62.03 | 2 | 0
2040 | PJM_ROR_2_MISO_W | PJM_ROR | MISO_W | Internal | Winter | B19 | 700 | 709 | 0 | 61.55 | 59.56 | 2 | 0
2040 | PJM_ROR_2_MISO_W | PJM_ROR | MISO_W | Internal | Winter | B20 | 935 | 709 | 0 | 55.54 | 53.53 | 2 | 0
2040 | PJM_ROR_2_MISO_WUMS | PJM_ROR | MISO_WUMS | Internal | Shoulder | B11 | 25 | 1467 | 0.45 | 85.61 | 87.59 | 2 | 0
2040 | PJM_ROR_2_MISO_WUMS | PJM_ROR | MISO_WUMS | Internal | Shoulder | B12 | 200 | 1467 | 0 | 70.93 | 68.93 | 2 | 0
2040 | PJM_ROR_2_MISO_WUMS | PJM_ROR | MISO_WUMS | Internal | Shoulder | B13 | 600 | 1467 | 0 | 59.14 | 59.84 | 2 | 0
2040 | PJM_ROR_2_MISO_WUMS | PJM_ROR | MISO_WUMS | Internal | Shoulder | B14 | 900 | 1467 | 0 | 56.96 | 56.38 | 2 | 0
2040 | PJM_ROR_2_MISO_WUMS | PJM_ROR | MISO_WUMS | Internal | Shoulder | B15 | 1203 | 1467 | 0 | 51.65 | 51.69 | 2 | 0
2040 | PJM_ROR_2_MISO_WUMS | PJM_ROR | MISO_WUMS | Internal | Summer | B1 | 10 | 1467 | 0 | 121.84 | 87.99 | 2 | 0
2040 | PJM_ROR_2_MISO_WUMS | PJM_ROR | MISO_WUMS | Internal | Summer | B2 | 25 | 1467 | 0 | 98.86 | 87.99 | 2 | 0
2040 | PJM_ROR_2_MISO_WUMS | PJM_ROR | MISO_WUMS | Internal | Summer | B3 | 75 | 1467 | 0 | 90.44 | 87.99 | 2 | 0
2040 | PJM_ROR_2_MISO_WUMS | PJM_ROR | MISO_WUMS | Internal | Summer | B4 | 100 | 1467 | 0 | 90.02 | 87.99 | 2 | 0
2040 | PJM_ROR_2_MISO_WUMS | PJM_ROR | MISO_WUMS | Internal | Summer | B5 | 200 | 1467 | 0.06 | 86.02 | 87.99 | 2 | 0
2040 | PJM_ROR_2_MISO_WUMS | PJM_ROR | MISO_WUMS | Internal | Summer | B6 | 300 | 1467 | 0.08 | 68.21 | 70.2 | 2 | 0
2040 | PJM_ROR_2_MISO_WUMS | PJM_ROR | MISO_WUMS | Internal | Summer | B7 | 400 | 1467 | 0 | 55 | 54.38 | 2 | 0
2040 | PJM_ROR_2_MISO_WUMS | PJM_ROR | MISO_WUMS | Internal | Summer | B8 | 500 | 1467 | 0 | 53.37 | 52.58 | 2 | 0
2040 | PJM_ROR_2_MISO_WUMS | PJM_ROR | MISO_WUMS | Internal | Summer | B9 | 800 | 1467 | 0 | 49.78 | 50.07 | 2 | 0
2040 | PJM_ROR_2_MISO_WUMS | PJM_ROR | MISO_WUMS | Internal | Summer | B10 | 1262 | 1467 | 0 | 49.38 | 49.9 | 2 | 0
2040 | PJM_ROR_2_MISO_WUMS | PJM_ROR | MISO_WUMS | Internal | Winter | B16 | 25 | 1467 | 0 | 91.53 | 89.53 | 2 | 0
2040 | PJM_ROR_2_MISO_WUMS | PJM_ROR | MISO_WUMS | Internal | Winter | B17 | 100 | 1467 | 0 | 75.27 | 73.27 | 2 | 0
2040 | PJM_ROR_2_MISO_WUMS | PJM_ROR | MISO_WUMS | Internal | Winter | B18 | 400 | 1467 | 0 | 64.03 | 62.04 | 2 | 0
2040 | PJM_ROR_2_MISO_WUMS | PJM_ROR | MISO_WUMS | Internal | Winter | B19 | 700 | 1467 | 0 | 61.55 | 59.57 | 2 | 0
2040 | PJM_ROR_2_MISO_WUMS | PJM_ROR | MISO_WUMS | Internal | Winter | B20 | 935 | 1467 | 0 | 55.54 | 55.03 | 2 | 0
2040 | PJM_ROR_2_PJM_ROM | PJM_ROR | PJM_ROM | Internal | Shoulder | B11 | 25 | 8000 | 0 | 85.61 | 66.52 | 0.01 | 0
2040 | PJM_ROR_2_PJM_ROM | PJM_ROR | PJM_ROM | Internal | Shoulder | B12 | 200 | 8000 | 0 | 70.93 | 66.5 | 0.01 | 0
2040 | PJM_ROR_2_PJM_ROM | PJM_ROR | PJM_ROM | Internal | Shoulder | B13 | 600 | 8000 | 0 | 59.14 | 57.17 | 0.01 | 0
2040 | PJM_ROR_2_PJM_ROM | PJM_ROR | PJM_ROM | Internal | Shoulder | B14 | 900 | 8000 | 0 | 56.96 | 56.34 | 0.01 | 0
2040 | PJM_ROR_2_PJM_ROM | PJM_ROR | PJM_ROM | Internal | Shoulder | B15 | 1203 | 8000 | 0.01 | 51.65 | 51.64 | 0.01 | 0
2040 | PJM_ROR_2_PJM_ROM | PJM_ROR | PJM_ROM | Internal | Summer | B1 | 10 | 8000 | 1.25 | 121.84 | 121.83 | 0.01 | 0
2040 | PJM_ROR_2_PJM_ROM | PJM_ROR | PJM_ROM | Internal | Summer | B2 | 25 | 8000 | 0.51 | 98.86 | 98.84 | 0.01 | 0
2040 | PJM_ROR_2_PJM_ROM | PJM_ROR | PJM_ROM | Internal | Summer | B3 | 75 | 8000 | 0 | 90.44 | 85.18 | 0.01 | 0
2040 | PJM_ROR_2_PJM_ROM | PJM_ROR | PJM_ROM | Internal | Summer | B4 | 100 | 8000 | 0 | 90.02 | 78.85 | 0.01 | 0
2040 | PJM_ROR_2_PJM_ROM | PJM_ROR | PJM_ROM | Internal | Summer | B5 | 200 | 8000 | 0 | 86.02 | 76.44 | 0.01 | 0
2040 | PJM_ROR_2_PJM_ROM | PJM_ROR | PJM_ROM | Internal | Summer | B6 | 300 | 8000 | 0.04 | 68.21 | 68.2 | 0.01 | 0
2040 | PJM_ROR_2_PJM_ROM | PJM_ROR | PJM_ROM | Internal | Summer | B7 | 400 | 8000 | 0.03 | 55 | 54.99 | 0.01 | 0
2040 | PJM_ROR_2_PJM_ROM | PJM_ROR | PJM_ROM | Internal | Summer | B8 | 500 | 8000 | 0.03 | 53.37 | 53.36 | 0.01 | 0
2040 | PJM_ROR_2_PJM_ROM | PJM_ROR | PJM_ROM | Internal | Summer | B9 | 800 | 8000 | 0.02 | 49.78 | 49.77 | 0.01 | 0
2040 | PJM_ROR_2_PJM_ROM | PJM_ROR | PJM_ROM | Internal | Summer | B10 | 1262 | 8000 | 0 | 49.38 | 49.36 | 0.01 | 0
2040 | PJM_ROR_2_PJM_ROM | PJM_ROR | PJM_ROM | Internal | Winter | B16 | 25 | 8000 | 0.47 | 91.53 | 91.52 | 0.01 | 0
2040 | PJM_ROR_2_PJM_ROM | PJM_ROR | PJM_ROM | Internal | Winter | B17 | 100 | 8000 | 0.14 | 75.27 | 75.26 | 0.01 | 0
2040 | PJM_ROR_2_PJM_ROM | PJM_ROR | PJM_ROM | Internal | Winter | B18 | 400 | 8000 | 489.98 | 64.03 | 64.04 | 0.01 | 0
2040 | PJM_ROR_2_PJM_ROM | PJM_ROR | PJM_ROM | Internal | Winter | B19 | 700 | 8000 | 1168.99 | 61.55 | 61.56 | 0.01 | 0
2040 | PJM_ROR_2_PJM_ROM | PJM_ROR | PJM_ROM | Internal | Winter | B20 | 935 | 8000 | 640.47 | 55.54 | 55.55 | 0.01 | 0
2040 | PJM_ROR_2_TVA_Transmission | PJM_ROR | TVA_Transmission | Internal | Shoulder | B11 | 25 | 2500 | 0 | 85.61 | 89.97 | 6 | 0
2040 | PJM_ROR_2_TVA_Transmission | PJM_ROR | TVA_Transmission | Internal | Shoulder | B12 | 200 | 2500 | 0 | 70.93 | 68.87 | 6 | 0
2040 | PJM_ROR_2_TVA_Transmission | PJM_ROR | TVA_Transmission | Internal | Shoulder | B13 | 600 | 2500 | 0 | 59.14 | 62.21 | 6 | 0
2040 | PJM_ROR_2_TVA_Transmission | PJM_ROR | TVA_Transmission | Internal | Shoulder | B14 | 900 | 2500 | 0 | 56.96 | 61.51 | 6 | 0
2040 | PJM_ROR_2_TVA_Transmission | PJM_ROR | TVA_Transmission | Internal | Shoulder | B15 | 1203 | 2500 | 0 | 51.65 | 56.68 | 6 | 0
2040 | PJM_ROR_2_TVA_Transmission | PJM_ROR | TVA_Transmission | Internal | Summer | B1 | 10 | 2500 | 0 | 121.84 | 119.19 | 6 | 0
2040 | PJM_ROR_2_TVA_Transmission | PJM_ROR | TVA_Transmission | Internal | Summer | B2 | 25 | 2500 | 2498.95 | 98.86 | 104.87 | 6 | 0.01
2040 | PJM_ROR_2_TVA_Transmission | PJM_ROR | TVA_Transmission | Internal | Summer | B3 | 75 | 2500 | 925.82 | 90.44 | 96.44 | 6 | 0
2040 | PJM_ROR_2_TVA_Transmission | PJM_ROR | TVA_Transmission | Internal | Summer | B4 | 100 | 2500 | 79.99 | 90.02 | 96.02 | 6 | 0
2040 | PJM_ROR_2_TVA_Transmission | PJM_ROR | TVA_Transmission | Internal | Summer | B5 | 200 | 2500 | 0 | 86.02 | 91.85 | 6 | 0
2040 | PJM_ROR_2_TVA_Transmission | PJM_ROR | TVA_Transmission | Internal | Summer | B6 | 300 | 2500 | 0.04 | 68.21 | 74.19 | 6 | 0
2040 | PJM_ROR_2_TVA_Transmission | PJM_ROR | TVA_Transmission | Internal | Summer | B7 | 400 | 2500 | 0 | 55 | 60.33 | 6 | 0
2040 | PJM_ROR_2_TVA_Transmission | PJM_ROR | TVA_Transmission | Internal | Summer | B8 | 500 | 2500 | 0 | 53.37 | 58.51 | 6 | 0
2040 | PJM_ROR_2_TVA_Transmission | PJM_ROR | TVA_Transmission | Internal | Summer | B9 | 800 | 2500 | 0 | 49.78 | 54.88 | 6 | 0
2040 | PJM_ROR_2_TVA_Transmission | PJM_ROR | TVA_Transmission | Internal | Summer | B10 | 1262 | 2500 | 0 | 49.38 | 50.03 | 6 | 0
2040 | PJM_ROR_2_TVA_Transmission | PJM_ROR | TVA_Transmission | Internal | Winter | B16 | 25 | 2500 | 0 | 91.53 | 92.32 | 6 | 0
2040 | PJM_ROR_2_TVA_Transmission | PJM_ROR | TVA_Transmission | Internal | Winter | B17 | 100 | 2500 | 0 | 75.27 | 73.09 | 6 | 0
2040 | PJM_ROR_2_TVA_Transmission | PJM_ROR | TVA_Transmission | Internal | Winter | B18 | 400 | 2500 | 0 | 64.03 | 63.4 | 6 | 0
2040 | PJM_ROR_2_TVA_Transmission | PJM_ROR | TVA_Transmission | Internal | Winter | B19 | 700 | 2500 | 0 | 61.55 | 62.59 | 6 | 0
2040 | PJM_ROR_2_TVA_Transmission | PJM_ROR | TVA_Transmission | Internal | Winter | B20 | 935 | 2500 | 0 | 55.54 | 58.74 | 6 | 0
2040 | PJM_ROR_2_VACAR | PJM_ROR | VACAR | Internal | Shoulder | B11 | 25 | 3000 | 0 | 85.61 | 89.82 | 6 | 0
2040 | PJM_ROR_2_VACAR | PJM_ROR | VACAR | Internal | Shoulder | B12 | 200 | 3000 | 0 | 70.93 | 68.56 | 6 | 0
2040 | PJM_ROR_2_VACAR | PJM_ROR | VACAR | Internal | Shoulder | B13 | 600 | 3000 | 0 | 59.14 | 57.65 | 6 | 0
2040 | PJM_ROR_2_VACAR | PJM_ROR | VACAR | Internal | Shoulder | B14 | 900 | 3000 | 0 | 56.96 | 57.65 | 6 | 0
2040 | PJM_ROR_2_VACAR | PJM_ROR | VACAR | Internal | Shoulder | B15 | 1203 | 3000 | 2082.4 | 51.65 | 57.65 | 6 | 0
2040 | PJM_ROR_2_VACAR | PJM_ROR | VACAR | Internal | Summer | B1 | 10 | 3000 | 1669.7 | 121.84 | 127.84 | 6 | 0
2040 | PJM_ROR_2_VACAR | PJM_ROR | VACAR | Internal | Summer | B2 | 25 | 3000 | 347.79 | 98.86 | 104.86 | 6 | 0
2040 | PJM_ROR_2_VACAR | PJM_ROR | VACAR | Internal | Summer | B3 | 75 | 3000 | 3000 | 90.44 | 99.6 | 6 | 3.16
2040 | PJM_ROR_2_VACAR | PJM_ROR | VACAR | Internal | Summer | B4 | 100 | 3000 | 3000 | 90.02 | 97.15 | 6 | 1.13
2040 | PJM_ROR_2_VACAR | PJM_ROR | VACAR | Internal | Summer | B5 | 200 | 3000 | 3000 | 86.02 | 93.52 | 6 | 1.5
2040 | PJM_ROR_2_VACAR | PJM_ROR | VACAR | Internal | Summer | B6 | 300 | 3000 | 3000 | 68.21 | 76.16 | 6 | 1.96
2040 | PJM_ROR_2_VACAR | PJM_ROR | VACAR | Internal | Summer | B7 | 400 | 3000 | 635.19 | 55 | 61 | 6 | 0
2040 | PJM_ROR_2_VACAR | PJM_ROR | VACAR | Internal | Summer | B8 | 500 | 3000 | 0 | 53.37 | 55.34 | 6 | 0
2040 | PJM_ROR_2_VACAR | PJM_ROR | VACAR | Internal | Summer | B9 | 800 | 3000 | 0 | 49.78 | 55.34 | 6 | 0
2040 | PJM_ROR_2_VACAR | PJM_ROR | VACAR | Internal | Summer | B10 | 1262 | 3000 | 0 | 49.38 | 55.34 | 6 | 0
2040 | PJM_ROR_2_VACAR | PJM_ROR | VACAR | Internal | Winter | B16 | 25 | 3000 | 3000 | 91.53 | 101.32 | 6 | 3.8
2040 | PJM_ROR_2_VACAR | PJM_ROR | VACAR | Internal | Winter | B17 | 100 | 3000 | 0 | 75.27 | 75.5 | 6 | 0
2040 | PJM_ROR_2_VACAR | PJM_ROR | VACAR | Internal | Winter | B18 | 400 | 3000 | 0 | 64.03 | 63.05 | 6 | 0
2040 | PJM_ROR_2_VACAR | PJM_ROR | VACAR | Internal | Winter | B19 | 700 | 3000 | 0 | 61.55 | 63.05 | 6 | 0
2040 | PJM_ROR_2_VACAR | PJM_ROR | VACAR | Internal | Winter | B20 | 935 | 3000 | 3000 | 55.54 | 63.05 | 6 | 1.5
2040 | PJM_ROM_2_NYISO_A-F | PJM_ROM | NYISO_A-F | Internal | Shoulder | B11 | 25 | 2000 | 0 | 66.52 | 58.5 | 6 | 0
2040 | PJM_ROM_2_NYISO_A-F | PJM_ROM | NYISO_A-F | Internal | Shoulder | B12 | 200 | 2000 | 0 | 66.5 | 58.5 | 6 | 0
2040 | PJM_ROM_2_NYISO_A-F | PJM_ROM | NYISO_A-F | Internal | Shoulder | B13 | 600 | 2000 | 0 | 57.17 | 52.65 | 6 | 0
2040 | PJM_ROM_2_NYISO_A-F | PJM_ROM | NYISO_A-F | Internal | Shoulder | B14 | 900 | 2000 | 0 | 56.34 | 52.65 | 6 | 0
2040 | PJM_ROM_2_NYISO_A-F | PJM_ROM | NYISO_A-F | Internal | Shoulder | B15 | 1203 | 2000 | 0 | 51.64 | 52.56 | 6 | 0
2040 | PJM_ROM_2_NYISO_A-F | PJM_ROM | NYISO_A-F | Internal | Summer | B1 | 10 | 2000 | 74.78 | 121.83 | 127.83 | 6 | 0
2040 | PJM_ROM_2_NYISO_A-F | PJM_ROM | NYISO_A-F | Internal | Summer | B2 | 25 | 2000 | 0 | 98.84 | 96.87 | 6 | 0
2040 | PJM_ROM_2_NYISO_A-F | PJM_ROM | NYISO_A-F | Internal | Summer | B3 | 75 | 2000 | 0 | 85.18 | 77.18 | 6 | 0
2040 | PJM_ROM_2_NYISO_A-F | PJM_ROM | NYISO_A-F | Internal | Summer | B4 | 100 | 2000 | 0 | 78.85 | 70.85 | 6 | 0
2040 | PJM_ROM_2_NYISO_A-F | PJM_ROM | NYISO_A-F | Internal | Summer | B5 | 200 | 2000 | 0 | 76.44 | 65.63 | 6 | 0
2040 | PJM_ROM_2_NYISO_A-F | PJM_ROM | NYISO_A-F | Internal | Summer | B6 | 300 | 2000 | 0 | 68.2 | 60.2 | 6 | 0
2040 | PJM_ROM_2_NYISO_A-F | PJM_ROM | NYISO_A-F | Internal | Summer | B7 | 400 | 2000 | 0 | 54.99 | 51.36 | 6 | 0
2040 | PJM_ROM_2_NYISO_A-F | PJM_ROM | NYISO_A-F | Internal | Summer | B8 | 500 | 2000 | 0 | 53.36 | 51.36 | 6 | 0
2040 | PJM_ROM_2_NYISO_A-F | PJM_ROM | NYISO_A-F | Internal | Summer | B9 | 800 | 2000 | 0 | 49.77 | 51.36 | 6 | 0
2040 | PJM_ROM_2_NYISO_A-F | PJM_ROM | NYISO_A-F | Internal | Summer | B10 | 1262 | 2000 | 0 | 49.36 | 51.36 | 6 | 0
2040 | PJM_ROM_2_NYISO_A-F | PJM_ROM | NYISO_A-F | Internal | Winter | B16 | 25 | 2000 | 0 | 91.52 | 83.51 | 6 | 0
2040 | PJM_ROM_2_NYISO_A-F | PJM_ROM | NYISO_A-F | Internal | Winter | B17 | 100 | 2000 | 0 | 75.26 | 67.26 | 6 | 0
2040 | PJM_ROM_2_NYISO_A-F | PJM_ROM | NYISO_A-F | Internal | Winter | B18 | 400 | 2000 | 0 | 64.04 | 60.85 | 6 | 0
2040 | PJM_ROM_2_NYISO_A-F | PJM_ROM | NYISO_A-F | Internal | Winter | B19 | 700 | 2000 | 0 | 61.56 | 60.85 | 6 | 0
2040 | PJM_ROM_2_NYISO_A-F | PJM_ROM | NYISO_A-F | Internal | Winter | B20 | 935 | 2000 | 0 | 55.55 | 60.85 | 6 | 0
2040 | PJM_ROM_2_PJM_E | PJM_ROM | PJM_E | Internal | Shoulder | B11 | 25 | 8000 | 0.54 | 66.52 | 66.51 | 0.01 | 0
2040 | PJM_ROM_2_PJM_E | PJM_ROM | PJM_E | Internal | Shoulder | B12 | 200 | 8000 | 77.93 | 66.5 | 66.51 | 0.01 | 0
2040 | PJM_ROM_2_PJM_E | PJM_ROM | PJM_E | Internal | Shoulder | B13 | 600 | 8000 | 36.4 | 57.17 | 57.18 | 0.01 | 0
2040 | PJM_ROM_2_PJM_E | PJM_ROM | PJM_E | Internal | Shoulder | B14 | 900 | 8000 | 0.01 | 56.34 | 56.32 | 0.01 | 0
2040 | PJM_ROM_2_PJM_E | PJM_ROM | PJM_E | Internal | Shoulder | B15 | 1203 | 8000 | 2722.58 | 51.64 | 51.65 | 0.01 | 0
2040 | PJM_ROM_2_PJM_E | PJM_ROM | PJM_E | Internal | Summer | B1 | 10 | 8000 | 6756.37 | 121.83 | 121.84 | 0.01 | 0
2040 | PJM_ROM_2_PJM_E | PJM_ROM | PJM_E | Internal | Summer | B2 | 25 | 8000 | 6999.54 | 98.84 | 98.86 | 0.01 | 0
2040 | PJM_ROM_2_PJM_E | PJM_ROM | PJM_E | Internal | Summer | B3 | 75 | 8000 | 2688.47 | 85.18 | 85.19 | 0.01 | 0
2040 | PJM_ROM_2_PJM_E | PJM_ROM | PJM_E | Internal | Summer | B4 | 100 | 8000 | 2485.14 | 78.85 | 78.87 | 0.01 | 0
2040 | PJM_ROM_2_PJM_E | PJM_ROM | PJM_E | Internal | Summer | B5 | 200 | 8000 | 3752.46 | 76.44 | 76.45 | 0.01 | 0
2040 | PJM_ROM_2_PJM_E | PJM_ROM | PJM_E | Internal | Summer | B6 | 300 | 8000 | 2475.39 | 68.2 | 68.21 | 0.01 | 0
2040 | PJM_ROM_2_PJM_E | PJM_ROM | PJM_E | Internal | Summer | B7 | 400 | 8000 | 2652.79 | 54.99 | 55 | 0.01 | 0
2040 | PJM_ROM_2_PJM_E | PJM_ROM | PJM_E | Internal | Summer | B8 | 500 | 8000 | 2455.46 | 53.36 | 53.37 | 0.01 | 0
2040 | PJM_ROM_2_PJM_E | PJM_ROM | PJM_E | Internal | Summer | B9 | 800 | 8000 | 6239.83 | 49.77 | 49.78 | 0.01 | 0
2040 | PJM_ROM_2_PJM_E | PJM_ROM | PJM_E | Internal | Summer | B10 | 1262 | 8000 | 3542.13 | 49.36 | 49.38 | 0.01 | 0
2040 | PJM_ROM_2_PJM_E | PJM_ROM | PJM_E | Internal | Winter | B16 | 25 | 8000 | 1339.54 | 91.52 | 91.53 | 0.01 | 0
2040 | PJM_ROM_2_PJM_E | PJM_ROM | PJM_E | Internal | Winter | B17 | 100 | 8000 | 2827.55 | 75.26 | 75.27 | 0.01 | 0
2040 | PJM_ROM_2_PJM_E | PJM_ROM | PJM_E | Internal | Winter | B18 | 400 | 8000 | 3752.41 | 64.04 | 64.05 | 0.01 | 0
2040 | PJM_ROM_2_PJM_E | PJM_ROM | PJM_E | Internal | Winter | B19 | 700 | 8000 | 4172.95 | 61.56 | 61.57 | 0.01 | 0
2040 | PJM_ROM_2_PJM_E | PJM_ROM | PJM_E | Internal | Winter | B20 | 935 | 8000 | 4649.99 | 55.55 | 55.57 | 0.01 | 0
2040 | PJM_ROM_2_PJM_ROR | PJM_ROM | PJM_ROR | Internal | Shoulder | B11 | 25 | 8000 | 8000 | 66.52 | 85.61 | 0.01 | 19.08
2040 | PJM_ROM_2_PJM_ROR | PJM_ROM | PJM_ROR | Internal | Shoulder | B12 | 200 | 8000 | 8000 | 66.5 | 70.93 | 0.01 | 4.42
2040 | PJM_ROM_2_PJM_ROR | PJM_ROM | PJM_ROR | Internal | Shoulder | B13 | 600 | 8000 | 8000 | 57.17 | 59.14 | 0.01 | 1.96
2040 | PJM_ROM_2_PJM_ROR | PJM_ROM | PJM_ROR | Internal | Shoulder | B14 | 900 | 8000 | 8000 | 56.34 | 56.96 | 0.01 | 0.62
2040 | PJM_ROM_2_PJM_ROR | PJM_ROM | PJM_ROR | Internal | Shoulder | B15 | 1203 | 8000 | 5481.97 | 51.64 | 51.65 | 0.01 | 0
2040 | PJM_ROM_2_PJM_ROR | PJM_ROM | PJM_ROR | Internal | Summer | B1 | 10 | 8000 | 1013 | 121.83 | 121.84 | 0.01 | 0
2040 | PJM_ROM_2_PJM_ROR | PJM_ROM | PJM_ROR | Internal | Summer | B2 | 25 | 8000 | 1120 | 98.84 | 98.86 | 0.01 | 0
2040 | PJM_ROM_2_PJM_ROR | PJM_ROM | PJM_ROR | Internal | Summer | B3 | 75 | 8000 | 8000 | 85.18 | 90.44 | 0.01 | 5.25
2040 | PJM_ROM_2_PJM_ROR | PJM_ROM | PJM_ROR | Internal | Summer | B4 | 100 | 8000 | 8000 | 78.85 | 90.02 | 0.01 | 11.15
2040 | PJM_ROM_2_PJM_ROR | PJM_ROM | PJM_ROR | Internal | Summer | B5 | 200 | 8000 | 8000 | 76.44 | 86.02 | 0.01 | 9.56
2040 | PJM_ROM_2_PJM_ROR | PJM_ROM | PJM_ROR | Internal | Summer | B6 | 300 | 8000 | 6802.81 | 68.2 | 68.21 | 0.01 | 0
2040 | PJM_ROM_2_PJM_ROR | PJM_ROM | PJM_ROR | Internal | Summer | B7 | 400 | 8000 | 5402.77 | 54.99 | 55 | 0.01 | 0
2040 | PJM_ROM_2_PJM_ROR | PJM_ROM | PJM_ROR | Internal | Summer | B8 | 500 | 8000 | 5165.63 | 53.36 | 53.37 | 0.01 | 0
2040 | PJM_ROM_2_PJM_ROR | PJM_ROM | PJM_ROR | Internal | Summer | B9 | 800 | 8000 | 2937.46 | 49.77 | 49.78 | 0.01 | 0
2040 | PJM_ROM_2_PJM_ROR | PJM_ROM | PJM_ROR | Internal | Summer | B10 | 1262 | 8000 | 7656.55 | 49.36 | 49.38 | 0.01 | 0
2040 | PJM_ROM_2_PJM_ROR | PJM_ROM | PJM_ROR | Internal | Winter | B16 | 25 | 8000 | 5429.63 | 91.52 | 91.53 | 0.01 | 0
2040 | PJM_ROM_2_PJM_ROR | PJM_ROM | PJM_ROR | Internal | Winter | B17 | 100 | 8000 | 112.2 | 75.26 | 75.27 | 0.01 | 0
2040 | PJM_ROM_2_PJM_ROR | PJM_ROM | PJM_ROR | Internal | Winter | B18 | 400 | 8000 | 0.03 | 64.04 | 64.03 | 0.01 | 0
2040 | PJM_ROM_2_PJM_ROR | PJM_ROM | PJM_ROR | Internal | Winter | B19 | 700 | 8000 | 0.02 | 61.56 | 61.55 | 0.01 | 0
2040 | PJM_ROM_2_PJM_ROR | PJM_ROM | PJM_ROR | Internal | Winter | B20 | 935 | 8000 | 0.01 | 55.55 | 55.54 | 0.01 | 0
2040 | SOCO_2_ENT | SOCO | ENT | Internal | Shoulder | B11 | 25 | 2400 | 0 | 96.82 | 88.82 | 10 | 0
2040 | SOCO_2_ENT | SOCO | ENT | Internal | Shoulder | B12 | 200 | 2400 | 0 | 61.82 | 61.96 | 10 | 0
2040 | SOCO_2_ENT | SOCO | ENT | Internal | Shoulder | B13 | 600 | 2400 | 0 | 61.82 | 61.51 | 10 | 0
2040 | SOCO_2_ENT | SOCO | ENT | Internal | Shoulder | B14 | 900 | 2400 | 0 | 61.82 | 61.51 | 10 | 0
2040 | SOCO_2_ENT | SOCO | ENT | Internal | Shoulder | B15 | 1203 | 2400 | 0 | 61.82 | 59.46 | 10 | 0
2040 | SOCO_2_ENT | SOCO | ENT | Internal | Summer | B1 | 10 | 2400 | 0 | 119.83 | 111.83 | 10 | 0
2040 | SOCO_2_ENT | SOCO | ENT | Internal | Summer | B2 | 25 | 2400 | 0 | 102.52 | 98.63 | 10 | 0
2040 | SOCO_2_ENT | SOCO | ENT | Internal | Summer | B3 | 75 | 2400 | 0 | 102.52 | 94.52 | 10 | 0
2040 | SOCO_2_ENT | SOCO | ENT | Internal | Summer | B4 | 100 | 2400 | 0 | 100.52 | 92.52 | 10 | 0
2040 | SOCO_2_ENT | SOCO | ENT | Internal | Summer | B5 | 200 | 2400 | 0 | 100.52 | 88.82 | 10 | 0
2040 | SOCO_2_ENT | SOCO | ENT | Internal | Summer | B6 | 300 | 2400 | 0 | 83.16 | 75.16 | 10 | 0
2040 | SOCO_2_ENT | SOCO | ENT | Internal | Summer | B7 | 400 | 2400 | 0 | 68 | 60 | 10 | 0
2040 | SOCO_2_ENT | SOCO | ENT | Internal | Summer | B8 | 500 | 2400 | 0 | 60.21 | 60 | 10 | 0
2040 | SOCO_2_ENT | SOCO | ENT | Internal | Summer | B9 | 800 | 2400 | 0 | 60.21 | 58.04 | 10 | 0
2040 | SOCO_2_ENT | SOCO | ENT | Internal | Summer | B10 | 1262 | 2400 | 0 | 55.74 | 57.59 | 10 | 0
2040 | SOCO_2_ENT | SOCO | ENT | Internal | Winter | B16 | 25 | 2400 | 0 | 91.32 | 84.32 | 10 | 0
2040 | SOCO_2_ENT | SOCO | ENT | Internal | Winter | B17 | 100 | 2400 | 0 | 65.5 | 66.07 | 10 | 0
2040 | SOCO_2_ENT | SOCO | ENT | Internal | Winter | B18 | 400 | 2400 | 0 | 65.5 | 65.59 | 10 | 0
2040 | SOCO_2_ENT | SOCO | ENT | Internal | Winter | B19 | 700 | 2400 | 0 | 65.5 | 65.02 | 10 | 0
2040 | SOCO_2_ENT | SOCO | ENT | Internal | Winter | B20 | 935 | 2400 | 0 | 59.84 | 62.84 | 10 | 0
2040 | SOCO_2_FRCC | SOCO | FRCC | Internal | Shoulder | B11 | 25 | 3700 | 733.48 | 96.82 | 106.82 | 10 | 0
2040 | SOCO_2_FRCC | SOCO | FRCC | Internal | Shoulder | B12 | 200 | 3700 | 0 | 61.82 | 69.82 | 10 | 0
2040 | SOCO_2_FRCC | SOCO | FRCC | Internal | Shoulder | B13 | 600 | 3700 | 0 | 61.82 | 66.91 | 10 | 0
2040 | SOCO_2_FRCC | SOCO | FRCC | Internal | Shoulder | B14 | 900 | 3700 | 0 | 61.82 | 66.91 | 10 | 0
2040 | SOCO_2_FRCC | SOCO | FRCC | Internal | Shoulder | B15 | 1203 | 3700 | 0 | 61.82 | 66.91 | 10 | 0
2040 | SOCO_2_FRCC | SOCO | FRCC | Internal | Summer | B1 | 10 | 3700 | 646.88 | 119.83 | 129.83 | 10 | 0
2040 | SOCO_2_FRCC | SOCO | FRCC | Internal | Summer | B2 | 25 | 3700 | 0 | 102.52 | 107.43 | 10 | 0
2040 | SOCO_2_FRCC | SOCO | FRCC | Internal | Summer | B3 | 75 | 3700 | 0 | 102.52 | 107.43 | 10 | 0
2040 | SOCO_2_FRCC | SOCO | FRCC | Internal | Summer | B4 | 100 | 3700 | 0 | 100.52 | 107.43 | 10 | 0
2040 | SOCO_2_FRCC | SOCO | FRCC | Internal | Summer | B5 | 200 | 3700 | 0 | 100.52 | 105.06 | 10 | 0
2040 | SOCO_2_FRCC | SOCO | FRCC | Internal | Summer | B6 | 300 | 3700 | 1781.32 | 83.16 | 93.16 | 10 | 0
2040 | SOCO_2_FRCC | SOCO | FRCC | Internal | Summer | B7 | 400 | 3700 | 43.14 | 68 | 78 | 10 | 0
2040 | SOCO_2_FRCC | SOCO | FRCC | Internal | Summer | B8 | 500 | 3700 | 0 | 60.21 | 68.59 | 10 | 0
2040 | SOCO_2_FRCC | SOCO | FRCC | Internal | Summer | B9 | 800 | 3700 | 0 | 60.21 | 65.74 | 10 | 0
2040 | SOCO_2_FRCC | SOCO | FRCC | Internal | Summer | B10 | 1262 | 3700 | 1065.08 | 55.74 | 65.74 | 10 | 0
2040 | SOCO_2_FRCC | SOCO | FRCC | Internal | Winter | B16 | 25 | 3700 | 0 | 91.32 | 99.36 | 10 | 0
2040 | SOCO_2_FRCC | SOCO | FRCC | Internal | Winter | B17 | 100 | 3700 | 0 | 65.5 | 73.02 | 10 | 0
2040 | SOCO_2_FRCC | SOCO | FRCC | Internal | Winter | B18 | 400 | 3700 | 0 | 65.5 | 69.97 | 10 | 0
2040 | SOCO_2_FRCC | SOCO | FRCC | Internal | Winter | B19 | 700 | 3700 | 0 | 65.5 | 69.97 | 10 | 0
2040 | SOCO_2_FRCC | SOCO | FRCC | Internal | Winter | B20 | 935 | 3700 | 0 | 59.84 | 69.35 | 10 | 0
2040 | SOCO_2_TVA_Transmission | SOCO | TVA_Transmission | Internal | Shoulder | B11 | 25 | 2600 | 0 | 96.82 | 89.97 | 10 | 0
2040 | SOCO_2_TVA_Transmission | SOCO | TVA_Transmission | Internal | Shoulder | B12 | 200 | 2600 | 0 | 61.82 | 68.87 | 10 | 0
2040 | SOCO_2_TVA_Transmission | SOCO | TVA_Transmission | Internal | Shoulder | B13 | 600 | 2600 | 0 | 61.82 | 62.21 | 10 | 0
2040 | SOCO_2_TVA_Transmission | SOCO | TVA_Transmission | Internal | Shoulder | B14 | 900 | 2600 | 0 | 61.82 | 61.51 | 10 | 0
2040 | SOCO_2_TVA_Transmission | SOCO | TVA_Transmission | Internal | Shoulder | B15 | 1203 | 2600 | 0 | 61.82 | 56.68 | 10 | 0
2040 | SOCO_2_TVA_Transmission | SOCO | TVA_Transmission | Internal | Summer | B1 | 10 | 2600 | 0 | 119.83 | 119.19 | 10 | 0
2040 | SOCO_2_TVA_Transmission | SOCO | TVA_Transmission | Internal | Summer | B2 | 25 | 2600 | 0 | 102.52 | 104.87 | 10 | 0
2040 | SOCO_2_TVA_Transmission | SOCO | TVA_Transmission | Internal | Summer | B3 | 75 | 2600 | 0 | 102.52 | 96.44 | 10 | 0
2040 | SOCO_2_TVA_Transmission | SOCO | TVA_Transmission | Internal | Summer | B4 | 100 | 2600 | 0 | 100.52 | 96.02 | 10 | 0
2040 | SOCO_2_TVA_Transmission | SOCO | TVA_Transmission | Internal | Summer | B5 | 200 | 2600 | 0 | 100.52 | 91.85 | 10 | 0
2040 | SOCO_2_TVA_Transmission | SOCO | TVA_Transmission | Internal | Summer | B6 | 300 | 2600 | 0 | 83.16 | 74.19 | 10 | 0
2040 | SOCO_2_TVA_Transmission | SOCO | TVA_Transmission | Internal | Summer | B7 | 400 | 2600 | 0 | 68 | 60.33 | 10 | 0
2040 | SOCO_2_TVA_Transmission | SOCO | TVA_Transmission | Internal | Summer | B8 | 500 | 2600 | 0 | 60.21 | 58.51 | 10 | 0
2040 | SOCO_2_TVA_Transmission | SOCO | TVA_Transmission | Internal | Summer | B9 | 800 | 2600 | 0 | 60.21 | 54.88 | 10 | 0
2040 | SOCO_2_TVA_Transmission | SOCO | TVA_Transmission | Internal | Summer | B10 | 1262 | 2600 | 0 | 55.74 | 50.03 | 10 | 0
2040 | SOCO_2_TVA_Transmission | SOCO | TVA_Transmission | Internal | Winter | B16 | 25 | 2600 | 0 | 91.32 | 92.32 | 10 | 0
2040 | SOCO_2_TVA_Transmission | SOCO | TVA_Transmission | Internal | Winter | B17 | 100 | 2600 | 0 | 65.5 | 73.09 | 10 | 0
2040 | SOCO_2_TVA_Transmission | SOCO | TVA_Transmission | Internal | Winter | B18 | 400 | 2600 | 0 | 65.5 | 63.4 | 10 | 0
2040 | SOCO_2_TVA_Transmission | SOCO | TVA_Transmission | Internal | Winter | B19 | 700 | 2600 | 0 | 65.5 | 62.59 | 10 | 0
2040 | SOCO_2_TVA_Transmission | SOCO | TVA_Transmission | Internal | Winter | B20 | 935 | 2600 | 0 | 59.84 | 58.74 | 10 | 0
2040 | SOCO_2_VACAR | SOCO | VACAR | Internal | Shoulder | B11 | 25 | 2000 | 0 | 96.82 | 89.82 | 10 | 0
2040 | SOCO_2_VACAR | SOCO | VACAR | Internal | Shoulder | B12 | 200 | 2000 | 0 | 61.82 | 68.56 | 10 | 0
2040 | SOCO_2_VACAR | SOCO | VACAR | Internal | Shoulder | B13 | 600 | 2000 | 0 | 61.82 | 57.65 | 10 | 0
2040 | SOCO_2_VACAR | SOCO | VACAR | Internal | Shoulder | B14 | 900 | 2000 | 0 | 61.82 | 57.65 | 10 | 0
2040 | SOCO_2_VACAR | SOCO | VACAR | Internal | Shoulder | B15 | 1203 | 2000 | 0 | 61.82 | 57.65 | 10 | 0
2040 | SOCO_2_VACAR | SOCO | VACAR | Internal | Summer | B1 | 10 | 2000 | 0.02 | 119.83 | 127.84 | 10 | 0
2040 | SOCO_2_VACAR | SOCO | VACAR | Internal | Summer | B2 | 25 | 2000 | 0 | 102.52 | 104.86 | 10 | 0
2040 | SOCO_2_VACAR | SOCO | VACAR | Internal | Summer | B3 | 75 | 2000 | 0 | 102.52 | 99.6 | 10 | 0
2040 | SOCO_2_VACAR | SOCO | VACAR | Internal | Summer | B4 | 100 | 2000 | 0 | 100.52 | 97.15 | 10 | 0
2040 | SOCO_2_VACAR | SOCO | VACAR | Internal | Summer | B5 | 200 | 2000 | 0 | 100.52 | 93.52 | 10 | 0
2040 | SOCO_2_VACAR | SOCO | VACAR | Internal | Summer | B6 | 300 | 2000 | 0 | 83.16 | 76.16 | 10 | 0
2040 | SOCO_2_VACAR | SOCO | VACAR | Internal | Summer | B7 | 400 | 2000 | 0 | 68 | 61 | 10 | 0
2040 | SOCO_2_VACAR | SOCO | VACAR | Internal | Summer | B8 | 500 | 2000 | 0 | 60.21 | 55.34 | 10 | 0
2040 | SOCO_2_VACAR | SOCO | VACAR | Internal | Summer | B9 | 800 | 2000 | 0 | 60.21 | 55.34 | 10 | 0
2040 | SOCO_2_VACAR | SOCO | VACAR | Internal | Summer | B10 | 1262 | 2000 | 0 | 55.74 | 55.34 | 10 | 0
2040 | SOCO_2_VACAR | SOCO | VACAR | Internal | Winter | B16 | 25 | 2000 | 9.28 | 91.32 | 101.32 | 10 | 0
2040 | SOCO_2_VACAR | SOCO | VACAR | Internal | Winter | B17 | 100 | 2000 | 934.78 | 65.5 | 75.5 | 10 | 0
2040 | SOCO_2_VACAR | SOCO | VACAR | Internal | Winter | B18 | 400 | 2000 | 0 | 65.5 | 63.05 | 10 | 0
2040 | SOCO_2_VACAR | SOCO | VACAR | Internal | Winter | B19 | 700 | 2000 | 0 | 65.5 | 63.05 | 10 | 0
2040 | SOCO_2_VACAR | SOCO | VACAR | Internal | Winter | B20 | 935 | 2000 | 0 | 59.84 | 63.05 | 10 | 0
2040 | SPP_N_2_ENT | SPP_N | ENT | Internal | Shoulder | B11 | 25 | 1800 | 0 | 94.6 | 88.82 | 5 | 0
2040 | SPP_N_2_ENT | SPP_N | ENT | Internal | Shoulder | B12 | 200 | 1800 | 0 | 63.93 | 61.96 | 5 | 0
2040 | SPP_N_2_ENT | SPP_N | ENT | Internal | Shoulder | B13 | 600 | 1800 | 0 | 59.86 | 61.51 | 5 | 0
2040 | SPP_N_2_ENT | SPP_N | ENT | Internal | Shoulder | B14 | 900 | 1800 | 0 | 59.37 | 61.51 | 5 | 0
2040 | SPP_N_2_ENT | SPP_N | ENT | Internal | Shoulder | B15 | 1203 | 1800 | 0 | 58.64 | 59.46 | 5 | 0
2040 | SPP_N_2_ENT | SPP_N | ENT | Internal | Summer | B1 | 10 | 1800 | 0 | 114.83 | 111.83 | 5 | 0
2040 | SPP_N_2_ENT | SPP_N | ENT | Internal | Summer | B2 | 25 | 1800 | 0 | 97.66 | 98.63 | 5 | 0
2040 | SPP_N_2_ENT | SPP_N | ENT | Internal | Summer | B3 | 75 | 1800 | 0 | 97.66 | 94.52 | 5 | 0
2040 | SPP_N_2_ENT | SPP_N | ENT | Internal | Summer | B4 | 100 | 1800 | 0 | 97.66 | 92.52 | 5 | 0
2040 | SPP_N_2_ENT | SPP_N | ENT | Internal | Summer | B5 | 200 | 1800 | 0 | 91.71 | 88.82 | 5 | 0
2040 | SPP_N_2_ENT | SPP_N | ENT | Internal | Summer | B6 | 300 | 1800 | 0 | 77.21 | 75.16 | 5 | 0
2040 | SPP_N_2_ENT | SPP_N | ENT | Internal | Summer | B7 | 400 | 1800 | 0 | 63.99 | 60 | 5 | 0
2040 | SPP_N_2_ENT | SPP_N | ENT | Internal | Summer | B8 | 500 | 1800 | 0 | 59.47 | 60 | 5 | 0
2040 | SPP_N_2_ENT | SPP_N | ENT | Internal | Summer | B9 | 800 | 1800 | 0 | 57.05 | 58.04 | 5 | 0
2040 | SPP_N_2_ENT | SPP_N | ENT | Internal | Summer | B10 | 1262 | 1800 | 534.25 | 52.59 | 57.59 | 5 | 0
2040 | SPP_N_2_ENT | SPP_N | ENT | Internal | Winter | B16 | 25 | 1800 | 0 | 84.53 | 84.32 | 5 | 0
2040 | SPP_N_2_ENT | SPP_N | ENT | Internal | Winter | B17 | 100 | 1800 | 0 | 66.28 | 66.07 | 5 | 0
2040 | SPP_N_2_ENT | SPP_N | ENT | Internal | Winter | B18 | 400 | 1800 | 0 | 63.41 | 65.59 | 5 | 0
2040 | SPP_N_2_ENT | SPP_N | ENT | Internal | Winter | B19 | 700 | 1800 | 0 | 63.26 | 65.02 | 5 | 0
2040 | SPP_N_2_ENT | SPP_N | ENT | Internal | Winter | B20 | 935 | 1800 | 210.97 | 57.84 | 62.84 | 5 | 0
2040 | SPP_N_2_MISO_MO-IL | SPP_N | MISO_MO-IL | Internal | Shoulder | B11 | 25 | 2000 | 0 | 94.6 | 87.61 | 5 | 0
2040 | SPP_N_2_MISO_MO-IL | SPP_N | MISO_MO-IL | Internal | Shoulder | B12 | 200 | 2000 | 93.81 | 63.93 | 68.93 | 5 | 0
2040 | SPP_N_2_MISO_MO-IL | SPP_N | MISO_MO-IL | Internal | Shoulder | B13 | 600 | 2000 | 0 | 59.86 | 59.86 | 5 | 0
2040 | SPP_N_2_MISO_MO-IL | SPP_N | MISO_MO-IL | Internal | Shoulder | B14 | 900 | 2000 | 0 | 59.37 | 57.01 | 5 | 0
2040 | SPP_N_2_MISO_MO-IL | SPP_N | MISO_MO-IL | Internal | Shoulder | B15 | 1203 | 2000 | 0 | 58.64 | 51.63 | 5 | 0
2040 | SPP_N_2_MISO_MO-IL | SPP_N | MISO_MO-IL | Internal | Summer | B1 | 10 | 2000 | 511.6 | 114.83 | 119.83 | 5 | 0
2040 | SPP_N_2_MISO_MO-IL | SPP_N | MISO_MO-IL | Internal | Summer | B2 | 25 | 2000 | 0 | 97.66 | 96.87 | 5 | 0
2040 | SPP_N_2_MISO_MO-IL | SPP_N | MISO_MO-IL | Internal | Summer | B3 | 75 | 2000 | 0 | 97.66 | 92.44 | 5 | 0
2040 | SPP_N_2_MISO_MO-IL | SPP_N | MISO_MO-IL | Internal | Summer | B4 | 100 | 2000 | 0 | 97.66 | 92.01 | 5 | 0
2040 | SPP_N_2_MISO_MO-IL | SPP_N | MISO_MO-IL | Internal | Summer | B5 | 200 | 2000 | 0 | 91.71 | 88.02 | 5 | 0
2040 | SPP_N_2_MISO_MO-IL | SPP_N | MISO_MO-IL | Internal | Summer | B6 | 300 | 2000 | 0 | 77.21 | 70.18 | 5 | 0
2040 | SPP_N_2_MISO_MO-IL | SPP_N | MISO_MO-IL | Internal | Summer | B7 | 400 | 2000 | 0 | 63.99 | 57 | 5 | 0
2040 | SPP_N_2_MISO_MO-IL | SPP_N | MISO_MO-IL | Internal | Summer | B8 | 500 | 2000 | 0 | 59.47 | 52.58 | 5 | 0
2040 | SPP_N_2_MISO_MO-IL | SPP_N | MISO_MO-IL | Internal | Summer | B9 | 800 | 2000 | 0 | 57.05 | 50.04 | 5 | 0
2040 | SPP_N_2_MISO_MO-IL | SPP_N | MISO_MO-IL | Internal | Summer | B10 | 1262 | 2000 | 0 | 52.59 | 47.38 | 5 | 0
2040 | SPP_N_2_MISO_MO-IL | SPP_N | MISO_MO-IL | Internal | Winter | B16 | 25 | 2000 | 155.03 | 84.53 | 89.53 | 5 | 0
2040 | SPP_N_2_MISO_MO-IL | SPP_N | MISO_MO-IL | Internal | Winter | B17 | 100 | 2000 | 504.36 | 66.28 | 71.28 | 5 | 0
2040 | SPP_N_2_MISO_MO-IL | SPP_N | MISO_MO-IL | Internal | Winter | B18 | 400 | 2000 | 0 | 63.41 | 62.03 | 5 | 0
2040 | SPP_N_2_MISO_MO-IL | SPP_N | MISO_MO-IL | Internal | Winter | B19 | 700 | 2000 | 0 | 63.26 | 59.55 | 5 | 0
2040 | SPP_N_2_MISO_MO-IL | SPP_N | MISO_MO-IL | Internal | Winter | B20 | 935 | 2000 | 0 | 57.84 | 53.54 | 5 | 0
2040 | SPP_N_2_MISO_W | SPP_N | MISO_W | Internal | Shoulder | B11 | 25 | 750 | 0 | 94.6 | 87.6 | 5 | 0
2040 | SPP_N_2_MISO_W | SPP_N | MISO_W | Internal | Shoulder | B12 | 200 | 750 | 0.11 | 63.93 | 68.91 | 5 | 0
2040 | SPP_N_2_MISO_W | SPP_N | MISO_W | Internal | Shoulder | B13 | 600 | 750 | 0 | 59.86 | 59.85 | 5 | 0
2040 | SPP_N_2_MISO_W | SPP_N | MISO_W | Internal | Shoulder | B14 | 900 | 750 | 0 | 59.37 | 57 | 5 | 0
2040 | SPP_N_2_MISO_W | SPP_N | MISO_W | Internal | Shoulder | B15 | 1203 | 750 | 0 | 58.64 | 51.64 | 5 | 0
2040 | SPP_N_2_MISO_W | SPP_N | MISO_W | Internal | Summer | B1 | 10 | 750 | 1.92 | 114.83 | 119.82 | 5 | 0
2040 | SPP_N_2_MISO_W | SPP_N | MISO_W | Internal | Summer | B2 | 25 | 750 | 0 | 97.66 | 96.86 | 5 | 0
2040 | SPP_N_2_MISO_W | SPP_N | MISO_W | Internal | Summer | B3 | 75 | 750 | 0 | 97.66 | 92.47 | 5 | 0
2040 | SPP_N_2_MISO_W | SPP_N | MISO_W | Internal | Summer | B4 | 100 | 750 | 0 | 97.66 | 92.02 | 5 | 0
2040 | SPP_N_2_MISO_W | SPP_N | MISO_W | Internal | Summer | B5 | 200 | 750 | 0 | 91.71 | 88.01 | 5 | 0
2040 | SPP_N_2_MISO_W | SPP_N | MISO_W | Internal | Summer | B6 | 300 | 750 | 0 | 77.21 | 70.21 | 5 | 0
2040 | SPP_N_2_MISO_W | SPP_N | MISO_W | Internal | Summer | B7 | 400 | 750 | 0 | 63.99 | 56.99 | 5 | 0
2040 | SPP_N_2_MISO_W | SPP_N | MISO_W | Internal | Summer | B8 | 500 | 750 | 0 | 59.47 | 52.57 | 5 | 0
2040 | SPP_N_2_MISO_W | SPP_N | MISO_W | Internal | Summer | B9 | 800 | 750 | 0 | 57.05 | 50.05 | 5 | 0
2040 | SPP_N_2_MISO_W | SPP_N | MISO_W | Internal | Summer | B10 | 1262 | 750 | 0 | 52.59 | 47.36 | 5 | 0
2040 | SPP_N_2_MISO_W | SPP_N | MISO_W | Internal | Winter | B16 | 25 | 750 | 0.77 | 84.53 | 89.52 | 5 | 0
2040 | SPP_N_2_MISO_W | SPP_N | MISO_W | Internal | Winter | B17 | 100 | 750 | 0.22 | 66.28 | 71.27 | 5 | 0
2040 | SPP_N_2_MISO_W | SPP_N | MISO_W | Internal | Winter | B18 | 400 | 750 | 0 | 63.41 | 62.03 | 5 | 0
2040 | SPP_N_2_MISO_W | SPP_N | MISO_W | Internal | Winter | B19 | 700 | 750 | 0 | 63.26 | 59.56 | 5 | 0
2040 | SPP_N_2_MISO_W | SPP_N | MISO_W | Internal | Winter | B20 | 935 | 750 | 0 | 57.84 | 53.53 | 5 | 0
2040 | SPP_N_2_NE | SPP_N | NE | Internal | Shoulder | B11 | 25 | 330 | 0 | 94.6 | 87.6 | 0.01 | 0
2040 | SPP_N_2_NE | SPP_N | NE | Internal | Shoulder | B12 | 200 | 330 | 0.06 | 63.93 | 63.91 | 0.01 | 0
2040 | SPP_N_2_NE | SPP_N | NE | Internal | Shoulder | B13 | 600 | 330 | 0.02 | 59.86 | 59.85 | 0.01 | 0
2040 | SPP_N_2_NE | SPP_N | NE | Internal | Shoulder | B14 | 900 | 330 | 0.01 | 59.37 | 59.36 | 0.01 | 0
2040 | SPP_N_2_NE | SPP_N | NE | Internal | Shoulder | B15 | 1203 | 330 | 0 | 58.64 | 52.83 | 0.01 | 0
2040 | SPP_N_2_NE | SPP_N | NE | Internal | Summer | B1 | 10 | 330 | 1 | 114.83 | 114.82 | 0.01 | 0
2040 | SPP_N_2_NE | SPP_N | NE | Internal | Summer | B2 | 25 | 330 | 0.02 | 97.66 | 97.13 | 0.01 | 0
2040 | SPP_N_2_NE | SPP_N | NE | Internal | Summer | B3 | 75 | 330 | 0 | 97.66 | 97.13 | 0.01 | 0
2040 | SPP_N_2_NE | SPP_N | NE | Internal | Summer | B4 | 100 | 330 | 0 | 97.66 | 97.13 | 0.01 | 0
2040 | SPP_N_2_NE | SPP_N | NE | Internal | Summer | B5 | 200 | 330 | 0.06 | 91.71 | 91.7 | 0.01 | 0
2040 | SPP_N_2_NE | SPP_N | NE | Internal | Summer | B6 | 300 | 330 | 0 | 77.21 | 73.12 | 0.01 | 0
2040 | SPP_N_2_NE | SPP_N | NE | Internal | Summer | B7 | 400 | 330 | 0 | 63.99 | 62.56 | 0.01 | 0
2040 | SPP_N_2_NE | SPP_N | NE | Internal | Summer | B8 | 500 | 330 | 0 | 59.47 | 54.75 | 0.01 | 0
2040 | SPP_N_2_NE | SPP_N | NE | Internal | Summer | B9 | 800 | 330 | 0 | 57.05 | 54.75 | 0.01 | 0
2040 | SPP_N_2_NE | SPP_N | NE | Internal | Summer | B10 | 1262 | 330 | 0 | 52.59 | 42.36 | 0.01 | 0
2040 | SPP_N_2_NE | SPP_N | NE | Internal | Winter | B16 | 25 | 330 | 0.43 | 84.53 | 84.52 | 0.01 | 0
2040 | SPP_N_2_NE | SPP_N | NE | Internal | Winter | B17 | 100 | 330 | 0.12 | 66.28 | 66.27 | 0.01 | 0
2040 | SPP_N_2_NE | SPP_N | NE | Internal | Winter | B18 | 400 | 330 | 0.03 | 63.41 | 63.39 | 0.01 | 0
2040 | SPP_N_2_NE | SPP_N | NE | Internal | Winter | B19 | 700 | 330 | 0.02 | 63.26 | 63.25 | 0.01 | 0
2040 | SPP_N_2_NE | SPP_N | NE | Internal | Winter | B20 | 935 | 330 | 0 | 57.84 | 48.62 | 0.01 | 0
2040 | SPP_N_2_SPP_S | SPP_N | SPP_S | Internal | Shoulder | B11 | 25 | 4000 | 0 | 94.6 | 85.97 | 0.01 | 0
2040 | SPP_N_2_SPP_S | SPP_N | SPP_S | Internal | Shoulder | B12 | 200 | 4000 | 0 | 63.93 | 62.13 | 0.01 | 0
2040 | SPP_N_2_SPP_S | SPP_N | SPP_S | Internal | Shoulder | B13 | 600 | 4000 | 0 | 59.86 | 59.39 | 0.01 | 0
2040 | SPP_N_2_SPP_S | SPP_N | SPP_S | Internal | Shoulder | B14 | 900 | 4000 | 182.09 | 59.37 | 59.39 | 0.01 | 0
2040 | SPP_N_2_SPP_S | SPP_N | SPP_S | Internal | Shoulder | B15 | 1203 | 4000 | 3372.22 | 58.64 | 58.66 | 0.01 | 0
2040 | SPP_N_2_SPP_S | SPP_N | SPP_S | Internal | Summer | B1 | 10 | 4000 | 0 | 114.83 | 95.09 | 0.01 | 0
2040 | SPP_N_2_SPP_S | SPP_N | SPP_S | Internal | Summer | B2 | 25 | 4000 | 0 | 97.66 | 94.19 | 0.01 | 0
2040 | SPP_N_2_SPP_S | SPP_N | SPP_S | Internal | Summer | B3 | 75 | 4000 | 0 | 97.66 | 92.4 | 0.01 | 0
2040 | SPP_N_2_SPP_S | SPP_N | SPP_S | Internal | Summer | B4 | 100 | 4000 | 0 | 97.66 | 87.52 | 0.01 | 0
2040 | SPP_N_2_SPP_S | SPP_N | SPP_S | Internal | Summer | B5 | 200 | 4000 | 0 | 91.71 | 83.82 | 0.01 | 0
2040 | SPP_N_2_SPP_S | SPP_N | SPP_S | Internal | Summer | B6 | 300 | 4000 | 2472.78 | 77.21 | 77.22 | 0.01 | 0
2040 | SPP_N_2_SPP_S | SPP_N | SPP_S | Internal | Summer | B7 | 400 | 4000 | 687.91 | 63.99 | 64 | 0.01 | 0
2040 | SPP_N_2_SPP_S | SPP_N | SPP_S | Internal | Summer | B8 | 500 | 4000 | 1246.38 | 59.47 | 59.48 | 0.01 | 0
2040 | SPP_N_2_SPP_S | SPP_N | SPP_S | Internal | Summer | B9 | 800 | 4000 | 4000 | 57.05 | 57.3 | 0.01 | 0.24
2040 | SPP_N_2_SPP_S | SPP_N | SPP_S | Internal | Summer | B10 | 1262 | 4000 | 3302.43 | 52.59 | 52.6 | 0.01 | 0
2040 | SPP_N_2_SPP_S | SPP_N | SPP_S | Internal | Winter | B16 | 25 | 4000 | 0.5 | 84.53 | 84.52 | 0.01 | 0
2040 | SPP_N_2_SPP_S | SPP_N | SPP_S | Internal | Winter | B17 | 100 | 4000 | 467.21 | 66.28 | 66.29 | 0.01 | 0
2040 | SPP_N_2_SPP_S | SPP_N | SPP_S | Internal | Winter | B18 | 400 | 4000 | 1589.04 | 63.41 | 63.42 | 0.01 | 0
2040 | SPP_N_2_SPP_S | SPP_N | SPP_S | Internal | Winter | B19 | 700 | 4000 | 2264.54 | 63.26 | 63.27 | 0.01 | 0
2040 | SPP_N_2_SPP_S | SPP_N | SPP_S | Internal | Winter | B20 | 935 | 4000 | 3974.64 | 57.84 | 57.85 | 0.01 | 0
2040 | SPP_S_2_ENT | SPP_S | ENT | Internal | Shoulder | B11 | 25 | 850 | 0 | 85.97 | 88.82 | 5 | 0
2040 | SPP_S_2_ENT | SPP_S | ENT | Internal | Shoulder | B12 | 200 | 850 | 0 | 62.13 | 61.96 | 5 | 0
2040 | SPP_S_2_ENT | SPP_S | ENT | Internal | Shoulder | B13 | 600 | 850 | 0 | 59.39 | 61.51 | 5 | 0
2040 | SPP_S_2_ENT | SPP_S | ENT | Internal | Shoulder | B14 | 900 | 850 | 0 | 59.39 | 61.51 | 5 | 0
2040 | SPP_S_2_ENT | SPP_S | ENT | Internal | Shoulder | B15 | 1203 | 850 | 0 | 58.66 | 59.46 | 5 | 0
2040 | SPP_S_2_ENT | SPP_S | ENT | Internal | Summer | B1 | 10 | 850 | 850 | 95.09 | 111.83 | 5 | 11.73
2040 | SPP_S_2_ENT | SPP_S | ENT | Internal | Summer | B2 | 25 | 850 | 0.02 | 94.19 | 98.63 | 5 | 0
2040 | SPP_S_2_ENT | SPP_S | ENT | Internal | Summer | B3 | 75 | 850 | 0 | 92.4 | 94.52 | 5 | 0
2040 | SPP_S_2_ENT | SPP_S | ENT | Internal | Summer | B4 | 100 | 850 | 46.35 | 87.52 | 92.52 | 5 | 0
2040 | SPP_S_2_ENT | SPP_S | ENT | Internal | Summer | B5 | 200 | 850 | 749.47 | 83.82 | 88.82 | 5 | 0
2040 | SPP_S_2_ENT | SPP_S | ENT | Internal | Summer | B6 | 300 | 850 | 0 | 77.22 | 75.16 | 5 | 0
2040 | SPP_S_2_ENT | SPP_S | ENT | Internal | Summer | B7 | 400 | 850 | 0 | 64 | 60 | 5 | 0
2040 | SPP_S_2_ENT | SPP_S | ENT | Internal | Summer | B8 | 500 | 850 | 0 | 59.48 | 60 | 5 | 0
2040 | SPP_S_2_ENT | SPP_S | ENT | Internal | Summer | B9 | 800 | 850 | 0 | 57.3 | 58.04 | 5 | 0
2040 | SPP_S_2_ENT | SPP_S | ENT | Internal | Summer | B10 | 1262 | 850 | 0.02 | 52.6 | 57.59 | 5 | 0
2040 | SPP_S_2_ENT | SPP_S | ENT | Internal | Winter | B16 | 25 | 850 | 0 | 84.52 | 84.32 | 5 | 0
2040 | SPP_S_2_ENT | SPP_S | ENT | Internal | Winter | B17 | 100 | 850 | 0 | 66.29 | 66.07 | 5 | 0
2040 | SPP_S_2_ENT | SPP_S | ENT | Internal | Winter | B18 | 400 | 850 | 0 | 63.42 | 65.59 | 5 | 0
2040 | SPP_S_2_ENT | SPP_S | ENT | Internal | Winter | B19 | 700 | 850 | 0 | 63.27 | 65.02 | 5 | 0
2040 | SPP_S_2_ENT | SPP_S | ENT | Internal | Winter | B20 | 935 | 850 | 0.02 | 57.85 | 62.84 | 5 | 0
2040 | SPP_S_2_SPP_N | SPP_S | SPP_N | Internal | Shoulder | B11 | 25 | 640 | 640 | 85.97 | 94.6 | 0.01 | 8.61
2040 | SPP_S_2_SPP_N | SPP_S | SPP_N | Internal | Shoulder | B12 | 200 | 640 | 640 | 62.13 | 63.93 | 0.01 | 1.79
2040 | SPP_S_2_SPP_N | SPP_S | SPP_N | Internal | Shoulder | B13 | 600 | 640 | 640 | 59.39 | 59.86 | 0.01 | 0.47
2040 | SPP_S_2_SPP_N | SPP_S | SPP_N | Internal | Shoulder | B14 | 900 | 640 | 0.01 | 59.39 | 59.37 | 0.01 | 0
2040 | SPP_S_2_SPP_N | SPP_S | SPP_N | Internal | Shoulder | B15 | 1203 | 640 | 0.01 | 58.66 | 58.64 | 0.01 | 0
2040 | SPP_S_2_SPP_N | SPP_S | SPP_N | Internal | Summer | B1 | 10 | 640 | 640 | 95.09 | 114.83 | 0.01 | 19.72
2040 | SPP_S_2_SPP_N | SPP_S | SPP_N | Internal | Summer | B2 | 25 | 640 | 640 | 94.19 | 97.66 | 0.01 | 3.46
2040 | SPP_S_2_SPP_N | SPP_S | SPP_N | Internal | Summer | B3 | 75 | 640 | 640 | 92.4 | 97.66 | 0.01 | 5.25
2040 | SPP_S_2_SPP_N | SPP_S | SPP_N | Internal | Summer | B4 | 100 | 640 | 640 | 87.52 | 97.66 | 0.01 | 10.13
2040 | SPP_S_2_SPP_N | SPP_S | SPP_N | Internal | Summer | B5 | 200 | 640 | 640 | 83.82 | 91.71 | 0.01 | 7.88
2040 | SPP_S_2_SPP_N | SPP_S | SPP_N | Internal | Summer | B6 | 300 | 640 | 0.04 | 77.22 | 77.21 | 0.01 | 0
2040 | SPP_S_2_SPP_N | SPP_S | SPP_N | Internal | Summer | B7 | 400 | 640 | 0.03 | 64 | 63.99 | 0.01 | 0
2040 | SPP_S_2_SPP_N | SPP_S | SPP_N | Internal | Summer | B8 | 500 | 640 | 0.02 | 59.48 | 59.47 | 0.01 | 0
2040 | SPP_S_2_SPP_N | SPP_S | SPP_N | Internal | Summer | B9 | 800 | 640 | 0 | 57.3 | 57.05 | 0.01 | 0
2040 | SPP_S_2_SPP_N | SPP_S | SPP_N | Internal | Summer | B10 | 1262 | 640 | 0 | 52.6 | 52.59 | 0.01 | 0
2040 | SPP_S_2_SPP_N | SPP_S | SPP_N | Internal | Winter | B16 | 25 | 640 | 98.96 | 84.52 | 84.53 | 0.01 | 0
2040 | SPP_S_2_SPP_N | SPP_S | SPP_N | Internal | Winter | B17 | 100 | 640 | 0.12 | 66.29 | 66.28 | 0.01 | 0
2040 | SPP_S_2_SPP_N | SPP_S | SPP_N | Internal | Winter | B18 | 400 | 640 | 0.03 | 63.42 | 63.41 | 0.01 | 0
2040 | SPP_S_2_SPP_N | SPP_S | SPP_N | Internal | Winter | B19 | 700 | 640 | 0.02 | 63.27 | 63.26 | 0.01 | 0
2040 | SPP_S_2_SPP_N | SPP_S | SPP_N | Internal | Winter | B20 | 935 | 640 | 0.01 | 57.85 | 57.84 | 0.01 | 0
2040 | TVA_2_ENT | TVA | ENT | Internal | Shoulder | B11 | 25 | 500 | 499.99 | 77.96 | 88.82 | 9 | 1.86
2040 | TVA_2_ENT | TVA | ENT | Internal | Shoulder | B12 | 200 | 500 | 0 | 61.93 | 61.96 | 9 | 0
2040 | TVA_2_ENT | TVA | ENT | Internal | Shoulder | B13 | 600 | 500 | 0 | 60.87 | 61.51 | 9 | 0
2040 | TVA_2_ENT | TVA | ENT | Internal | Shoulder | B14 | 900 | 500 | 0 | 60.87 | 61.51 | 9 | 0
2040 | TVA_2_ENT | TVA | ENT | Internal | Shoulder | B15 | 1203 | 500 | 0 | 56.69 | 59.46 | 9 | 0
2040 | TVA_2_ENT | TVA | ENT | Internal | Summer | B1 | 10 | 500 | 0.02 | 105.68 | 111.83 | 9 | 0
2040 | TVA_2_ENT | TVA | ENT | Internal | Summer | B2 | 25 | 500 | 0 | 104.88 | 98.63 | 9 | 0
2040 | TVA_2_ENT | TVA | ENT | Internal | Summer | B3 | 75 | 500 | 0 | 96.45 | 94.52 | 9 | 0
2040 | TVA_2_ENT | TVA | ENT | Internal | Summer | B4 | 100 | 500 | 0 | 96.03 | 92.52 | 9 | 0
2040 | TVA_2_ENT | TVA | ENT | Internal | Summer | B5 | 200 | 500 | 0 | 91.52 | 88.82 | 9 | 0
2040 | TVA_2_ENT | TVA | ENT | Internal | Summer | B6 | 300 | 500 | 414.35 | 66.16 | 75.16 | 9 | 0
2040 | TVA_2_ENT | TVA | ENT | Internal | Summer | B7 | 400 | 500 | 0 | 59.33 | 60 | 9 | 0
2040 | TVA_2_ENT | TVA | ENT | Internal | Summer | B8 | 500 | 500 | 0 | 57.99 | 60 | 9 | 0
2040 | TVA_2_ENT | TVA | ENT | Internal | Summer | B9 | 800 | 500 | 0 | 54.33 | 58.04 | 9 | 0
2040 | TVA_2_ENT | TVA | ENT | Internal | Summer | B10 | 1262 | 500 | 0 | 50.04 | 57.59 | 9 | 0
2040 | TVA_2_ENT | TVA | ENT | Internal | Winter | B16 | 25 | 500 | 0 | 82.32 | 84.32 | 9 | 0
2040 | TVA_2_ENT | TVA | ENT | Internal | Winter | B17 | 100 | 500 | 0 | 66.27 | 66.07 | 9 | 0
2040 | TVA_2_ENT | TVA | ENT | Internal | Winter | B18 | 400 | 500 | 0 | 58.75 | 65.59 | 9 | 0
2040 | TVA_2_ENT | TVA | ENT | Internal | Winter | B19 | 700 | 500 | 0 | 58.75 | 65.02 | 9 | 0
2040 | TVA_2_ENT | TVA | ENT | Internal | Winter | B20 | 935 | 500 | 0 | 58.75 | 62.84 | 9 | 0
2040 | TVA_2_MISO_MO-IL | TVA | MISO_MO-IL | Internal | Shoulder | B11 | 25 | 50 | 49.98 | 77.96 | 87.61 | 9 | 0.65
2040 | TVA_2_MISO_MO-IL | TVA | MISO_MO-IL | Internal | Shoulder | B12 | 200 | 50 | 0 | 61.93 | 68.93 | 9 | 0
2040 | TVA_2_MISO_MO-IL | TVA | MISO_MO-IL | Internal | Shoulder | B13 | 600 | 50 | 0 | 60.87 | 59.86 | 9 | 0
2040 | TVA_2_MISO_MO-IL | TVA | MISO_MO-IL | Internal | Shoulder | B14 | 900 | 50 | 0 | 60.87 | 57.01 | 9 | 0
2040 | TVA_2_MISO_MO-IL | TVA | MISO_MO-IL | Internal | Shoulder | B15 | 1203 | 50 | 0 | 56.69 | 51.63 | 9 | 0
2040 | TVA_2_MISO_MO-IL | TVA | MISO_MO-IL | Internal | Summer | B1 | 10 | 50 | 50 | 105.68 | 119.83 | 9 | 5.14
2040 | TVA_2_MISO_MO-IL | TVA | MISO_MO-IL | Internal | Summer | B2 | 25 | 50 | 0 | 104.88 | 96.87 | 9 | 0
2040 | TVA_2_MISO_MO-IL | TVA | MISO_MO-IL | Internal | Summer | B3 | 75 | 50 | 0 | 96.45 | 92.44 | 9 | 0
2040 | TVA_2_MISO_MO-IL | TVA | MISO_MO-IL | Internal | Summer | B4 | 100 | 50 | 0 | 96.03 | 92.01 | 9 | 0
2040 | TVA_2_MISO_MO-IL | TVA | MISO_MO-IL | Internal | Summer | B5 | 200 | 50 | 0 | 91.52 | 88.02 | 9 | 0
2040 | TVA_2_MISO_MO-IL | TVA | MISO_MO-IL | Internal | Summer | B6 | 300 | 50 | 0 | 66.16 | 70.18 | 9 | 0
2040 | TVA_2_MISO_MO-IL | TVA | MISO_MO-IL | Internal | Summer | B7 | 400 | 50 | 0 | 59.33 | 57 | 9 | 0
2040 | TVA_2_MISO_MO-IL | TVA | MISO_MO-IL | Internal | Summer | B8 | 500 | 50 | 0 | 57.99 | 52.58 | 9 | 0
2040 | TVA_2_MISO_MO-IL | TVA | MISO_MO-IL | Internal | Summer | B9 | 800 | 50 | 0 | 54.33 | 50.04 | 9 | 0
2040 | TVA_2_MISO_MO-IL | TVA | MISO_MO-IL | Internal | Summer | B10 | 1262 | 50 | 0 | 50.04 | 47.38 | 9 | 0
2040 | TVA_2_MISO_MO-IL | TVA | MISO_MO-IL | Internal | Winter | B16 | 25 | 50 | 0 | 82.32 | 89.53 | 9 | 0
2040 | TVA_2_MISO_MO-IL | TVA | MISO_MO-IL | Internal | Winter | B17 | 100 | 50 | 0 | 66.27 | 71.28 | 9 | 0
2040 | TVA_2_MISO_MO-IL | TVA | MISO_MO-IL | Internal | Winter | B18 | 400 | 50 | 0 | 58.75 | 62.03 | 9 | 0
2040 | TVA_2_MISO_MO-IL | TVA | MISO_MO-IL | Internal | Winter | B19 | 700 | 50 | 0 | 58.75 | 59.55 | 9 | 0
2040 | TVA_2_MISO_MO-IL | TVA | MISO_MO-IL | Internal | Winter | B20 | 935 | 50 | 0 | 58.75 | 53.54 | 9 | 0
2040 | TVA_2_NonRTO_Midwest | TVA | NonRTO_Midwest | Internal | Shoulder | B11 | 25 | 100 | 100 | 77.96 | 95.6 | 9 | 8.64
2040 | TVA_2_NonRTO_Midwest | TVA | NonRTO_Midwest | Internal | Shoulder | B12 | 200 | 100 | 100 | 61.93 | 76.94 | 9 | 6.01
2040 | TVA_2_NonRTO_Midwest | TVA | NonRTO_Midwest | Internal | Shoulder | B13 | 600 | 100 | 0 | 60.87 | 61.75 | 9 | 0
2040 | TVA_2_NonRTO_Midwest | TVA | NonRTO_Midwest | Internal | Shoulder | B14 | 900 | 100 | 0 | 60.87 | 55.58 | 9 | 0
2040 | TVA_2_NonRTO_Midwest | TVA | NonRTO_Midwest | Internal | Shoulder | B15 | 1203 | 100 | 0 | 56.69 | 48.68 | 9 | 0
2040 | TVA_2_NonRTO_Midwest | TVA | NonRTO_Midwest | Internal | Summer | B1 | 10 | 100 | 0.01 | 105.68 | 111.84 | 9 | 0
2040 | TVA_2_NonRTO_Midwest | TVA | NonRTO_Midwest | Internal | Summer | B2 | 25 | 100 | 0 | 104.88 | 97.9 | 9 | 0
2040 | TVA_2_NonRTO_Midwest | TVA | NonRTO_Midwest | Internal | Summer | B3 | 75 | 100 | 0 | 96.45 | 97.9 | 9 | 0
2040 | TVA_2_NonRTO_Midwest | TVA | NonRTO_Midwest | Internal | Summer | B4 | 100 | 100 | 0 | 96.03 | 97.9 | 9 | 0
2040 | TVA_2_NonRTO_Midwest | TVA | NonRTO_Midwest | Internal | Summer | B5 | 200 | 100 | 0 | 91.52 | 96.01 | 9 | 0
2040 | TVA_2_NonRTO_Midwest | TVA | NonRTO_Midwest | Internal | Summer | B6 | 300 | 100 | 100 | 66.16 | 78.17 | 9 | 3.01
2040 | TVA_2_NonRTO_Midwest | TVA | NonRTO_Midwest | Internal | Summer | B7 | 400 | 100 | 0 | 59.33 | 57.55 | 9 | 0
2040 | TVA_2_NonRTO_Midwest | TVA | NonRTO_Midwest | Internal | Summer | B8 | 500 | 100 | 0 | 57.99 | 53.96 | 9 | 0
2040 | TVA_2_NonRTO_Midwest | TVA | NonRTO_Midwest | Internal | Summer | B9 | 800 | 100 | 0 | 54.33 | 48.17 | 9 | 0
2040 | TVA_2_NonRTO_Midwest | TVA | NonRTO_Midwest | Internal | Summer | B10 | 1262 | 100 | 0 | 50.04 | 42.03 | 9 | 0
2040 | TVA_2_NonRTO_Midwest | TVA | NonRTO_Midwest | Internal | Winter | B16 | 25 | 100 | 100 | 82.32 | 97.54 | 9 | 6.22
2040 | TVA_2_NonRTO_Midwest | TVA | NonRTO_Midwest | Internal | Winter | B17 | 100 | 100 | 100 | 66.27 | 81.26 | 9 | 5.99
2040 | TVA_2_NonRTO_Midwest | TVA | NonRTO_Midwest | Internal | Winter | B18 | 400 | 100 | 0 | 58.75 | 59.41 | 9 | 0
2040 | TVA_2_NonRTO_Midwest | TVA | NonRTO_Midwest | Internal | Winter | B19 | 700 | 100 | 0 | 58.75 | 59.41 | 9 | 0
2040 | TVA_2_NonRTO_Midwest | TVA | NonRTO_Midwest | Internal | Winter | B20 | 935 | 100 | 0 | 58.75 | 50.74 | 9 | 0
2040 | TVA_2_PJM_ROR | TVA | PJM_ROR | Internal | Shoulder | B11 | 25 | 500 | 0 | 77.96 | 85.61 | 9 | 0
2040 | TVA_2_PJM_ROR | TVA | PJM_ROR | Internal | Shoulder | B12 | 200 | 500 | 95.15 | 61.93 | 70.93 | 9 | 0
2040 | TVA_2_PJM_ROR | TVA | PJM_ROR | Internal | Shoulder | B13 | 600 | 500 | 0 | 60.87 | 59.14 | 9 | 0
2040 | TVA_2_PJM_ROR | TVA | PJM_ROR | Internal | Shoulder | B14 | 900 | 500 | 0 | 60.87 | 56.96 | 9 | 0
2040 | TVA_2_PJM_ROR | TVA | PJM_ROR | Internal | Shoulder | B15 | 1203 | 500 | 0 | 56.69 | 51.65 | 9 | 0
2040 | TVA_2_PJM_ROR | TVA | PJM_ROR | Internal | Summer | B1 | 10 | 500 | 500 | 105.68 | 121.84 | 9 | 7.16
2040 | TVA_2_PJM_ROR | TVA | PJM_ROR | Internal | Summer | B2 | 25 | 500 | 0 | 104.88 | 98.86 | 9 | 0
2040 | TVA_2_PJM_ROR | TVA | PJM_ROR | Internal | Summer | B3 | 75 | 500 | 0 | 96.45 | 90.44 | 9 | 0
2040 | TVA_2_PJM_ROR | TVA | PJM_ROR | Internal | Summer | B4 | 100 | 500 | 0 | 96.03 | 90.02 | 9 | 0
2040 | TVA_2_PJM_ROR | TVA | PJM_ROR | Internal | Summer | B5 | 200 | 500 | 0 | 91.52 | 86.02 | 9 | 0
2040 | TVA_2_PJM_ROR | TVA | PJM_ROR | Internal | Summer | B6 | 300 | 500 | 0 | 66.16 | 68.21 | 9 | 0
2040 | TVA_2_PJM_ROR | TVA | PJM_ROR | Internal | Summer | B7 | 400 | 500 | 0 | 59.33 | 55 | 9 | 0
2040 | TVA_2_PJM_ROR | TVA | PJM_ROR | Internal | Summer | B8 | 500 | 500 | 0 | 57.99 | 53.37 | 9 | 0
2040 | TVA_2_PJM_ROR | TVA | PJM_ROR | Internal | Summer | B9 | 800 | 500 | 0 | 54.33 | 49.78 | 9 | 0
2040 | TVA_2_PJM_ROR | TVA | PJM_ROR | Internal | Summer | B10 | 1262 | 500 | 0 | 50.04 | 49.38 | 9 | 0
2040 | TVA_2_PJM_ROR | TVA | PJM_ROR | Internal | Winter | B16 | 25 | 500 | 499.91 | 82.32 | 91.53 | 9 | 0.2
2040 | TVA_2_PJM_ROR | TVA | PJM_ROR | Internal | Winter | B17 | 100 | 500 | 312.54 | 66.27 | 75.27 | 9 | 0
2040 | TVA_2_PJM_ROR | TVA | PJM_ROR | Internal | Winter | B18 | 400 | 500 | 0 | 58.75 | 64.03 | 9 | 0
2040 | TVA_2_PJM_ROR | TVA | PJM_ROR | Internal | Winter | B19 | 700 | 500 | 0 | 58.75 | 61.55 | 9 | 0
2040 | TVA_2_PJM_ROR | TVA | PJM_ROR | Internal | Winter | B20 | 935 | 500 | 0 | 58.75 | 55.54 | 9 | 0
2040 | TVA_2_SOCO | TVA | SOCO | Internal | Shoulder | B11 | 25 | 500 | 500 | 77.96 | 96.82 | 9 | 9.86
2040 | TVA_2_SOCO | TVA | SOCO | Internal | Shoulder | B12 | 200 | 500 | 0 | 61.93 | 61.82 | 9 | 0
2040 | TVA_2_SOCO | TVA | SOCO | Internal | Shoulder | B13 | 600 | 500 | 0 | 60.87 | 61.82 | 9 | 0
2040 | TVA_2_SOCO | TVA | SOCO | Internal | Shoulder | B14 | 900 | 500 | 0 | 60.87 | 61.82 | 9 | 0
2040 | TVA_2_SOCO | TVA | SOCO | Internal | Shoulder | B15 | 1203 | 500 | 0 | 56.69 | 61.82 | 9 | 0
2040 | TVA_2_SOCO | TVA | SOCO | Internal | Summer | B1 | 10 | 500 | 500 | 105.68 | 119.83 | 9 | 5.14
2040 | TVA_2_SOCO | TVA | SOCO | Internal | Summer | B2 | 25 | 500 | 0 | 104.88 | 102.52 | 9 | 0
2040 | TVA_2_SOCO | TVA | SOCO | Internal | Summer | B3 | 75 | 500 | 0 | 96.45 | 102.52 | 9 | 0
2040 | TVA_2_SOCO | TVA | SOCO | Internal | Summer | B4 | 100 | 500 | 0 | 96.03 | 100.52 | 9 | 0
2040 | TVA_2_SOCO | TVA | SOCO | Internal | Summer | B5 | 200 | 500 | 167.57 | 91.52 | 100.52 | 9 | 0
2040 | TVA_2_SOCO | TVA | SOCO | Internal | Summer | B6 | 300 | 500 | 500 | 66.16 | 83.16 | 9 | 8
2040 | TVA_2_SOCO | TVA | SOCO | Internal | Summer | B7 | 400 | 500 | 0 | 59.33 | 68 | 9 | 0
2040 | TVA_2_SOCO | TVA | SOCO | Internal | Summer | B8 | 500 | 500 | 0 | 57.99 | 60.21 | 9 | 0
2040 | TVA_2_SOCO | TVA | SOCO | Internal | Summer | B9 | 800 | 500 | 0 | 54.33 | 60.21 | 9 | 0
2040 | TVA_2_SOCO | TVA | SOCO | Internal | Summer | B10 | 1262 | 500 | 0 | 50.04 | 55.74 | 9 | 0
2040 | TVA_2_SOCO | TVA | SOCO | Internal | Winter | B16 | 25 | 500 | 349.92 | 82.32 | 91.32 | 9 | 0
2040 | TVA_2_SOCO | TVA | SOCO | Internal | Winter | B17 | 100 | 500 | 0 | 66.27 | 65.5 | 9 | 0
2040 | TVA_2_SOCO | TVA | SOCO | Internal | Winter | B18 | 400 | 500 | 0 | 58.75 | 65.5 | 9 | 0
2040 | TVA_2_SOCO | TVA | SOCO | Internal | Winter | B19 | 700 | 500 | 0 | 58.75 | 65.5 | 9 | 0
2040 | TVA_2_SOCO | TVA | SOCO | Internal | Winter | B20 | 935 | 500 | 0 | 58.75 | 59.84 | 9 | 0
2040 | TVA_2_VACAR | TVA | VACAR | Internal | Shoulder | B11 | 25 | 150 | 150 | 77.96 | 89.82 | 9 | 2.86
2040 | TVA_2_VACAR | TVA | VACAR | Internal | Shoulder | B12 | 200 | 150 | 0 | 61.93 | 68.56 | 9 | 0
2040 | TVA_2_VACAR | TVA | VACAR | Internal | Shoulder | B13 | 600 | 150 | 0 | 60.87 | 57.65 | 9 | 0
2040 | TVA_2_VACAR | TVA | VACAR | Internal | Shoulder | B14 | 900 | 150 | 0 | 60.87 | 57.65 | 9 | 0
2040 | TVA_2_VACAR | TVA | VACAR | Internal | Shoulder | B15 | 1203 | 150 | 0 | 56.69 | 57.65 | 9 | 0
2040 | TVA_2_VACAR | TVA | VACAR | Internal | Summer | B1 | 10 | 150 | 150 | 105.68 | 127.84 | 9 | 13.16
2040 | TVA_2_VACAR | TVA | VACAR | Internal | Summer | B2 | 25 | 150 | 0 | 104.88 | 104.86 | 9 | 0
2040 | TVA_2_VACAR | TVA | VACAR | Internal | Summer | B3 | 75 | 150 | 0 | 96.45 | 99.6 | 9 | 0
2040 | TVA_2_VACAR | TVA | VACAR | Internal | Summer | B4 | 100 | 150 | 0 | 96.03 | 97.15 | 9 | 0
2040 | TVA_2_VACAR | TVA | VACAR | Internal | Summer | B5 | 200 | 150 | 0 | 91.52 | 93.52 | 9 | 0
2040 | TVA_2_VACAR | TVA | VACAR | Internal | Summer | B6 | 300 | 150 | 150 | 66.16 | 76.16 | 9 | 1
2040 | TVA_2_VACAR | TVA | VACAR | Internal | Summer | B7 | 400 | 150 | 0 | 59.33 | 61 | 9 | 0
2040 | TVA_2_VACAR | TVA | VACAR | Internal | Summer | B8 | 500 | 150 | 0 | 57.99 | 55.34 | 9 | 0
2040 | TVA_2_VACAR | TVA | VACAR | Internal | Summer | B9 | 800 | 150 | 0 | 54.33 | 55.34 | 9 | 0
2040 | TVA_2_VACAR | TVA | VACAR | Internal | Summer | B10 | 1262 | 150 | 0 | 50.04 | 55.34 | 9 | 0
2040 | TVA_2_VACAR | TVA | VACAR | Internal | Winter | B16 | 25 | 150 | 150 | 82.32 | 101.32 | 9 | 10
2040 | TVA_2_VACAR | TVA | VACAR | Internal | Winter | B17 | 100 | 150 | 149.99 | 66.27 | 75.5 | 9 | 0.23
2040 | TVA_2_VACAR | TVA | VACAR | Internal | Winter | B18 | 400 | 150 | 0 | 58.75 | 63.05 | 9 | 0
2040 | TVA_2_VACAR | TVA | VACAR | Internal | Winter | B19 | 700 | 150 | 0 | 58.75 | 63.05 | 9 | 0
2040 | TVA_2_VACAR | TVA | VACAR | Internal | Winter | B20 | 935 | 150 | 0 | 58.75 | 63.05 | 9 | 0
2040 | TVA_Transmission_2_ENT | TVA_Transmission | ENT | Internal | Shoulder | B11 | 25 | 3000 | 0 | 89.97 | 88.82 | 9 | 0
2040 | TVA_Transmission_2_ENT | TVA_Transmission | ENT | Internal | Shoulder | B12 | 200 | 3000 | 0 | 68.87 | 61.96 | 9 | 0
2040 | TVA_Transmission_2_ENT | TVA_Transmission | ENT | Internal | Shoulder | B13 | 600 | 3000 | 0 | 62.21 | 61.51 | 9 | 0
2040 | TVA_Transmission_2_ENT | TVA_Transmission | ENT | Internal | Shoulder | B14 | 900 | 3000 | 0 | 61.51 | 61.51 | 9 | 0
2040 | TVA_Transmission_2_ENT | TVA_Transmission | ENT | Internal | Shoulder | B15 | 1203 | 3000 | 0 | 56.68 | 59.46 | 9 | 0
2040 | TVA_Transmission_2_ENT | TVA_Transmission | ENT | Internal | Summer | B1 | 10 | 3000 | 0 | 119.19 | 111.83 | 9 | 0
2040 | TVA_Transmission_2_ENT | TVA_Transmission | ENT | Internal | Summer | B2 | 25 | 3000 | 0 | 104.87 | 98.63 | 9 | 0
2040 | TVA_Transmission_2_ENT | TVA_Transmission | ENT | Internal | Summer | B3 | 75 | 3000 | 0 | 96.44 | 94.52 | 9 | 0
2040 | TVA_Transmission_2_ENT | TVA_Transmission | ENT | Internal | Summer | B4 | 100 | 3000 | 0 | 96.02 | 92.52 | 9 | 0
2040 | TVA_Transmission_2_ENT | TVA_Transmission | ENT | Internal | Summer | B5 | 200 | 3000 | 0 | 91.85 | 88.82 | 9 | 0
2040 | TVA_Transmission_2_ENT | TVA_Transmission | ENT | Internal | Summer | B6 | 300 | 3000 | 0 | 74.19 | 75.16 | 9 | 0
2040 | TVA_Transmission_2_ENT | TVA_Transmission | ENT | Internal | Summer | B7 | 400 | 3000 | 0 | 60.33 | 60 | 9 | 0
2040 | TVA_Transmission_2_ENT | TVA_Transmission | ENT | Internal | Summer | B8 | 500 | 3000 | 0 | 58.51 | 60 | 9 | 0
2040 | TVA_Transmission_2_ENT | TVA_Transmission | ENT | Internal | Summer | B9 | 800 | 3000 | 0 | 54.88 | 58.04 | 9 | 0
2040 | TVA_Transmission_2_ENT | TVA_Transmission | ENT | Internal | Summer | B10 | 1262 | 3000 | 0 | 50.03 | 57.59 | 9 | 0
2040 | TVA_Transmission_2_ENT | TVA_Transmission | ENT | Internal | Winter | B16 | 25 | 3000 | 0 | 92.32 | 84.32 | 9 | 0
2040 | TVA_Transmission_2_ENT | TVA_Transmission | ENT | Internal | Winter | B17 | 100 | 3000 | 0 | 73.09 | 66.07 | 9 | 0
2040 | TVA_Transmission_2_ENT | TVA_Transmission | ENT | Internal | Winter | B18 | 400 | 3000 | 0 | 63.4 | 65.59 | 9 | 0
2040 | TVA_Transmission_2_ENT | TVA_Transmission | ENT | Internal | Winter | B19 | 700 | 3000 | 0 | 62.59 | 65.02 | 9 | 0
2040 | TVA_Transmission_2_ENT | TVA_Transmission | ENT | Internal | Winter | B20 | 935 | 3000 | 0 | 58.74 | 62.84 | 9 | 0
2040 | TVA_Transmission_2_MISO_MO-IL | TVA_Transmission | MISO_MO-IL | Internal | Shoulder | B11 | 25 | 4000 | 0 | 89.97 | 87.61 | 9 | 0
2040 | TVA_Transmission_2_MISO_MO-IL | TVA_Transmission | MISO_MO-IL | Internal | Shoulder | B12 | 200 | 4000 | 0 | 68.87 | 68.93 | 9 | 0
2040 | TVA_Transmission_2_MISO_MO-IL | TVA_Transmission | MISO_MO-IL | Internal | Shoulder | B13 | 600 | 4000 | 0 | 62.21 | 59.86 | 9 | 0
2040 | TVA_Transmission_2_MISO_MO-IL | TVA_Transmission | MISO_MO-IL | Internal | Shoulder | B14 | 900 | 4000 | 0 | 61.51 | 57.01 | 9 | 0
2040 | TVA_Transmission_2_MISO_MO-IL | TVA_Transmission | MISO_MO-IL | Internal | Shoulder | B15 | 1203 | 4000 | 0 | 56.68 | 51.63 | 9 | 0
2040 | TVA_Transmission_2_MISO_MO-IL | TVA_Transmission | MISO_MO-IL | Internal | Summer | B1 | 10 | 4000 | 0 | 119.19 | 119.83 | 9 | 0
2040 | TVA_Transmission_2_MISO_MO-IL | TVA_Transmission | MISO_MO-IL | Internal | Summer | B2 | 25 | 4000 | 0 | 104.87 | 96.87 | 9 | 0
2040 | TVA_Transmission_2_MISO_MO-IL | TVA_Transmission | MISO_MO-IL | Internal | Summer | B3 | 75 | 4000 | 0 | 96.44 | 92.44 | 9 | 0
2040 | TVA_Transmission_2_MISO_MO-IL | TVA_Transmission | MISO_MO-IL | Internal | Summer | B4 | 100 | 4000 | 0 | 96.02 | 92.01 | 9 | 0
2040 | TVA_Transmission_2_MISO_MO-IL | TVA_Transmission | MISO_MO-IL | Internal | Summer | B5 | 200 | 4000 | 0 | 91.85 | 88.02 | 9 | 0
2040 | TVA_Transmission_2_MISO_MO-IL | TVA_Transmission | MISO_MO-IL | Internal | Summer | B6 | 300 | 4000 | 0 | 74.19 | 70.18 | 9 | 0
2040 | TVA_Transmission_2_MISO_MO-IL | TVA_Transmission | MISO_MO-IL | Internal | Summer | B7 | 400 | 4000 | 0 | 60.33 | 57 | 9 | 0
2040 | TVA_Transmission_2_MISO_MO-IL | TVA_Transmission | MISO_MO-IL | Internal | Summer | B8 | 500 | 4000 | 0 | 58.51 | 52.58 | 9 | 0
2040 | TVA_Transmission_2_MISO_MO-IL | TVA_Transmission | MISO_MO-IL | Internal | Summer | B9 | 800 | 4000 | 0 | 54.88 | 50.04 | 9 | 0
2040 | TVA_Transmission_2_MISO_MO-IL | TVA_Transmission | MISO_MO-IL | Internal | Summer | B10 | 1262 | 4000 | 0 | 50.03 | 47.38 | 9 | 0
2040 | TVA_Transmission_2_MISO_MO-IL | TVA_Transmission | MISO_MO-IL | Internal | Winter | B16 | 25 | 4000 | 0 | 92.32 | 89.53 | 9 | 0
2040 | TVA_Transmission_2_MISO_MO-IL | TVA_Transmission | MISO_MO-IL | Internal | Winter | B17 | 100 | 4000 | 0 | 73.09 | 71.28 | 9 | 0
2040 | TVA_Transmission_2_MISO_MO-IL | TVA_Transmission | MISO_MO-IL | Internal | Winter | B18 | 400 | 4000 | 0 | 63.4 | 62.03 | 9 | 0
2040 | TVA_Transmission_2_MISO_MO-IL | TVA_Transmission | MISO_MO-IL | Internal | Winter | B19 | 700 | 4000 | 0 | 62.59 | 59.55 | 9 | 0
2040 | TVA_Transmission_2_MISO_MO-IL | TVA_Transmission | MISO_MO-IL | Internal | Winter | B20 | 935 | 4000 | 0 | 58.74 | 53.54 | 9 | 0
2040 | TVA_Transmission_2_NonRTO_Midwest | TVA_Transmission | NonRTO_Midwest | Internal | Shoulder | B11 | 25 | 700 | 0 | 89.97 | 95.6 | 9 | 0
2040 | TVA_Transmission_2_NonRTO_Midwest | TVA_Transmission | NonRTO_Midwest | Internal | Shoulder | B12 | 200 | 700 | 0 | 68.87 | 76.94 | 9 | 0
2040 | TVA_Transmission_2_NonRTO_Midwest | TVA_Transmission | NonRTO_Midwest | Internal | Shoulder | B13 | 600 | 700 | 0 | 62.21 | 61.75 | 9 | 0
2040 | TVA_Transmission_2_NonRTO_Midwest | TVA_Transmission | NonRTO_Midwest | Internal | Shoulder | B14 | 900 | 700 | 0 | 61.51 | 55.58 | 9 | 0
2040 | TVA_Transmission_2_NonRTO_Midwest | TVA_Transmission | NonRTO_Midwest | Internal | Shoulder | B15 | 1203 | 700 | 0 | 56.68 | 48.68 | 9 | 0
2040 | TVA_Transmission_2_NonRTO_Midwest | TVA_Transmission | NonRTO_Midwest | Internal | Summer | B1 | 10 | 700 | 0 | 119.19 | 111.84 | 9 | 0
2040 | TVA_Transmission_2_NonRTO_Midwest | TVA_Transmission | NonRTO_Midwest | Internal | Summer | B2 | 25 | 700 | 0 | 104.87 | 97.9 | 9 | 0
2040 | TVA_Transmission_2_NonRTO_Midwest | TVA_Transmission | NonRTO_Midwest | Internal | Summer | B3 | 75 | 700 | 0 | 96.44 | 97.9 | 9 | 0
2040 | TVA_Transmission_2_NonRTO_Midwest | TVA_Transmission | NonRTO_Midwest | Internal | Summer | B4 | 100 | 700 | 0 | 96.02 | 97.9 | 9 | 0
2040 | TVA_Transmission_2_NonRTO_Midwest | TVA_Transmission | NonRTO_Midwest | Internal | Summer | B5 | 200 | 700 | 0 | 91.85 | 96.01 | 9 | 0
2040 | TVA_Transmission_2_NonRTO_Midwest | TVA_Transmission | NonRTO_Midwest | Internal | Summer | B6 | 300 | 700 | 0 | 74.19 | 78.17 | 9 | 0
2040 | TVA_Transmission_2_NonRTO_Midwest | TVA_Transmission | NonRTO_Midwest | Internal | Summer | B7 | 400 | 700 | 0 | 60.33 | 57.55 | 9 | 0
2040 | TVA_Transmission_2_NonRTO_Midwest | TVA_Transmission | NonRTO_Midwest | Internal | Summer | B8 | 500 | 700 | 0 | 58.51 | 53.96 | 9 | 0
2040 | TVA_Transmission_2_NonRTO_Midwest | TVA_Transmission | NonRTO_Midwest | Internal | Summer | B9 | 800 | 700 | 0 | 54.88 | 48.17 | 9 | 0
2040 | TVA_Transmission_2_NonRTO_Midwest | TVA_Transmission | NonRTO_Midwest | Internal | Summer | B10 | 1262 | 700 | 0 | 50.03 | 42.03 | 9 | 0
2040 | TVA_Transmission_2_NonRTO_Midwest | TVA_Transmission | NonRTO_Midwest | Internal | Winter | B16 | 25 | 700 | 0 | 92.32 | 97.54 | 9 | 0
2040 | TVA_Transmission_2_NonRTO_Midwest | TVA_Transmission | NonRTO_Midwest | Internal | Winter | B17 | 100 | 700 | 0 | 73.09 | 81.26 | 9 | 0
2040 | TVA_Transmission_2_NonRTO_Midwest | TVA_Transmission | NonRTO_Midwest | Internal | Winter | B18 | 400 | 700 | 0 | 63.4 | 59.41 | 9 | 0
2040 | TVA_Transmission_2_NonRTO_Midwest | TVA_Transmission | NonRTO_Midwest | Internal | Winter | B19 | 700 | 700 | 0 | 62.59 | 59.41 | 9 | 0
2040 | TVA_Transmission_2_NonRTO_Midwest | TVA_Transmission | NonRTO_Midwest | Internal | Winter | B20 | 935 | 700 | 0 | 58.74 | 50.74 | 9 | 0
2040 | TVA_Transmission_2_PJM_ROR | TVA_Transmission | PJM_ROR | Internal | Shoulder | B11 | 25 | 2000 | 0 | 89.97 | 85.61 | 9 | 0
2040 | TVA_Transmission_2_PJM_ROR | TVA_Transmission | PJM_ROR | Internal | Shoulder | B12 | 200 | 2000 | 0 | 68.87 | 70.93 | 9 | 0
2040 | TVA_Transmission_2_PJM_ROR | TVA_Transmission | PJM_ROR | Internal | Shoulder | B13 | 600 | 2000 | 0 | 62.21 | 59.14 | 9 | 0
2040 | TVA_Transmission_2_PJM_ROR | TVA_Transmission | PJM_ROR | Internal | Shoulder | B14 | 900 | 2000 | 0 | 61.51 | 56.96 | 9 | 0
2040 | TVA_Transmission_2_PJM_ROR | TVA_Transmission | PJM_ROR | Internal | Shoulder | B15 | 1203 | 2000 | 0 | 56.68 | 51.65 | 9 | 0
2040 | TVA_Transmission_2_PJM_ROR | TVA_Transmission | PJM_ROR | Internal | Summer | B1 | 10 | 2000 | 0 | 119.19 | 121.84 | 9 | 0
2040 | TVA_Transmission_2_PJM_ROR | TVA_Transmission | PJM_ROR | Internal | Summer | B2 | 25 | 2000 | 0 | 104.87 | 98.86 | 9 | 0
2040 | TVA_Transmission_2_PJM_ROR | TVA_Transmission | PJM_ROR | Internal | Summer | B3 | 75 | 2000 | 0 | 96.44 | 90.44 | 9 | 0
2040 | TVA_Transmission_2_PJM_ROR | TVA_Transmission | PJM_ROR | Internal | Summer | B4 | 100 | 2000 | 0 | 96.02 | 90.02 | 9 | 0
2040 | TVA_Transmission_2_PJM_ROR | TVA_Transmission | PJM_ROR | Internal | Summer | B5 | 200 | 2000 | 0 | 91.85 | 86.02 | 9 | 0
2040 | TVA_Transmission_2_PJM_ROR | TVA_Transmission | PJM_ROR | Internal | Summer | B6 | 300 | 2000 | 0 | 74.19 | 68.21 | 9 | 0
2040 | TVA_Transmission_2_PJM_ROR | TVA_Transmission | PJM_ROR | Internal | Summer | B7 | 400 | 2000 | 0 | 60.33 | 55 | 9 | 0
2040 | TVA_Transmission_2_PJM_ROR | TVA_Transmission | PJM_ROR | Internal | Summer | B8 | 500 | 2000 | 0 | 58.51 | 53.37 | 9 | 0
2040 | TVA_Transmission_2_PJM_ROR | TVA_Transmission | PJM_ROR | Internal | Summer | B9 | 800 | 2000 | 0 | 54.88 | 49.78 | 9 | 0
2040 | TVA_Transmission_2_PJM_ROR | TVA_Transmission | PJM_ROR | Internal | Summer | B10 | 1262 | 2000 | 0 | 50.03 | 49.38 | 9 | 0
2040 | TVA_Transmission_2_PJM_ROR | TVA_Transmission | PJM_ROR | Internal | Winter | B16 | 25 | 2000 | 0 | 92.32 | 91.53 | 9 | 0
2040 | TVA_Transmission_2_PJM_ROR | TVA_Transmission | PJM_ROR | Internal | Winter | B17 | 100 | 2000 | 0 | 73.09 | 75.27 | 9 | 0
2040 | TVA_Transmission_2_PJM_ROR | TVA_Transmission | PJM_ROR | Internal | Winter | B18 | 400 | 2000 | 0 | 63.4 | 64.03 | 9 | 0
2040 | TVA_Transmission_2_PJM_ROR | TVA_Transmission | PJM_ROR | Internal | Winter | B19 | 700 | 2000 | 0 | 62.59 | 61.55 | 9 | 0
2040 | TVA_Transmission_2_PJM_ROR | TVA_Transmission | PJM_ROR | Internal | Winter | B20 | 935 | 2000 | 0 | 58.74 | 55.54 | 9 | 0
2040 | TVA_Transmission_2_SOCO | TVA_Transmission | SOCO | Internal | Shoulder | B11 | 25 | 3200 | 0 | 89.97 | 96.82 | 9 | 0
2040 | TVA_Transmission_2_SOCO | TVA_Transmission | SOCO | Internal | Shoulder | B12 | 200 | 3200 | 0 | 68.87 | 61.82 | 9 | 0
2040 | TVA_Transmission_2_SOCO | TVA_Transmission | SOCO | Internal | Shoulder | B13 | 600 | 3200 | 0 | 62.21 | 61.82 | 9 | 0
2040 | TVA_Transmission_2_SOCO | TVA_Transmission | SOCO | Internal | Shoulder | B14 | 900 | 3200 | 0 | 61.51 | 61.82 | 9 | 0
2040 | TVA_Transmission_2_SOCO | TVA_Transmission | SOCO | Internal | Shoulder | B15 | 1203 | 3200 | 0 | 56.68 | 61.82 | 9 | 0
2040 | TVA_Transmission_2_SOCO | TVA_Transmission | SOCO | Internal | Summer | B1 | 10 | 3200 | 0 | 119.19 | 119.83 | 9 | 0
2040 | TVA_Transmission_2_SOCO | TVA_Transmission | SOCO | Internal | Summer | B2 | 25 | 3200 | 0 | 104.87 | 102.52 | 9 | 0
2040 | TVA_Transmission_2_SOCO | TVA_Transmission | SOCO | Internal | Summer | B3 | 75 | 3200 | 0 | 96.44 | 102.52 | 9 | 0
2040 | TVA_Transmission_2_SOCO | TVA_Transmission | SOCO | Internal | Summer | B4 | 100 | 3200 | 0 | 96.02 | 100.52 | 9 | 0
2040 | TVA_Transmission_2_SOCO | TVA_Transmission | SOCO | Internal | Summer | B5 | 200 | 3200 | 0 | 91.85 | 100.52 | 9 | 0
2040 | TVA_Transmission_2_SOCO | TVA_Transmission | SOCO | Internal | Summer | B6 | 300 | 3200 | 0.04 | 74.19 | 83.16 | 9 | 0
2040 | TVA_Transmission_2_SOCO | TVA_Transmission | SOCO | Internal | Summer | B7 | 400 | 3200 | 0 | 60.33 | 68 | 9 | 0
2040 | TVA_Transmission_2_SOCO | TVA_Transmission | SOCO | Internal | Summer | B8 | 500 | 3200 | 0 | 58.51 | 60.21 | 9 | 0
2040 | TVA_Transmission_2_SOCO | TVA_Transmission | SOCO | Internal | Summer | B9 | 800 | 3200 | 0 | 54.88 | 60.21 | 9 | 0
2040 | TVA_Transmission_2_SOCO | TVA_Transmission | SOCO | Internal | Summer | B10 | 1262 | 3200 | 0 | 50.03 | 55.74 | 9 | 0
2040 | TVA_Transmission_2_SOCO | TVA_Transmission | SOCO | Internal | Winter | B16 | 25 | 3200 | 0 | 92.32 | 91.32 | 9 | 0
2040 | TVA_Transmission_2_SOCO | TVA_Transmission | SOCO | Internal | Winter | B17 | 100 | 3200 | 0 | 73.09 | 65.5 | 9 | 0
2040 | TVA_Transmission_2_SOCO | TVA_Transmission | SOCO | Internal | Winter | B18 | 400 | 3200 | 0 | 63.4 | 65.5 | 9 | 0
2040 | TVA_Transmission_2_SOCO | TVA_Transmission | SOCO | Internal | Winter | B19 | 700 | 3200 | 0 | 62.59 | 65.5 | 9 | 0
2040 | TVA_Transmission_2_SOCO | TVA_Transmission | SOCO | Internal | Winter | B20 | 935 | 3200 | 0 | 58.74 | 59.84 | 9 | 0
2040 | TVA_Transmission_2_TVA | TVA_Transmission | TVA | Internal | Shoulder | B11 | 25 | 99999 | 0 | 89.97 | 77.96 | 0.01 | 0
2040 | TVA_Transmission_2_TVA | TVA_Transmission | TVA | Internal | Shoulder | B12 | 200 | 99999 | 0 | 68.87 | 61.93 | 0.01 | 0
2040 | TVA_Transmission_2_TVA | TVA_Transmission | TVA | Internal | Shoulder | B13 | 600 | 99999 | 0 | 62.21 | 60.87 | 0.01 | 0
2040 | TVA_Transmission_2_TVA | TVA_Transmission | TVA | Internal | Shoulder | B14 | 900 | 99999 | 0 | 61.51 | 60.87 | 0.01 | 0
2040 | TVA_Transmission_2_TVA | TVA_Transmission | TVA | Internal | Shoulder | B15 | 1203 | 99999 | 279.38 | 56.68 | 56.69 | 0.01 | 0
2040 | TVA_Transmission_2_TVA | TVA_Transmission | TVA | Internal | Summer | B1 | 10 | 99999 | 0 | 119.19 | 105.68 | 0.01 | 0
2040 | TVA_Transmission_2_TVA | TVA_Transmission | TVA | Internal | Summer | B2 | 25 | 99999 | 2756.27 | 104.87 | 104.88 | 0.01 | 0
2040 | TVA_Transmission_2_TVA | TVA_Transmission | TVA | Internal | Summer | B3 | 75 | 99999 | 925.82 | 96.44 | 96.45 | 0.01 | 0
2040 | TVA_Transmission_2_TVA | TVA_Transmission | TVA | Internal | Summer | B4 | 100 | 99999 | 79.99 | 96.02 | 96.03 | 0.01 | 0
2040 | TVA_Transmission_2_TVA | TVA_Transmission | TVA | Internal | Summer | B5 | 200 | 99999 | 0 | 91.85 | 91.52 | 0.01 | 0
2040 | TVA_Transmission_2_TVA | TVA_Transmission | TVA | Internal | Summer | B6 | 300 | 99999 | 0 | 74.19 | 66.16 | 0.01 | 0
2040 | TVA_Transmission_2_TVA | TVA_Transmission | TVA | Internal | Summer | B7 | 400 | 99999 | 0 | 60.33 | 59.33 | 0.01 | 0
2040 | TVA_Transmission_2_TVA | TVA_Transmission | TVA | Internal | Summer | B8 | 500 | 99999 | 0 | 58.51 | 57.99 | 0.01 | 0
2040 | TVA_Transmission_2_TVA | TVA_Transmission | TVA | Internal | Summer | B9 | 800 | 99999 | 0 | 54.88 | 54.33 | 0.01 | 0
2040 | TVA_Transmission_2_TVA | TVA_Transmission | TVA | Internal | Summer | B10 | 1262 | 99999 | 427.03 | 50.03 | 50.04 | 0.01 | 0
2040 | TVA_Transmission_2_TVA | TVA_Transmission | TVA | Internal | Winter | B16 | 25 | 99999 | 0 | 92.32 | 82.32 | 0.01 | 0
2040 | TVA_Transmission_2_TVA | TVA_Transmission | TVA | Internal | Winter | B17 | 100 | 99999 | 0 | 73.09 | 66.27 | 0.01 | 0
2040 | TVA_Transmission_2_TVA | TVA_Transmission | TVA | Internal | Winter | B18 | 400 | 99999 | 0 | 63.4 | 58.75 | 0.01 | 0
2040 | TVA_Transmission_2_TVA | TVA_Transmission | TVA | Internal | Winter | B19 | 700 | 99999 | 0 | 62.59 | 58.75 | 0.01 | 0
2040 | TVA_Transmission_2_TVA | TVA_Transmission | TVA | Internal | Winter | B20 | 935 | 99999 | 1036.37 | 58.74 | 58.75 | 0.01 | 0
2040 | TVA_Transmission_2_VACAR | TVA_Transmission | VACAR | Internal | Shoulder | B11 | 25 | 900 | 0 | 89.97 | 89.82 | 9 | 0
2040 | TVA_Transmission_2_VACAR | TVA_Transmission | VACAR | Internal | Shoulder | B12 | 200 | 900 | 0 | 68.87 | 68.56 | 9 | 0
2040 | TVA_Transmission_2_VACAR | TVA_Transmission | VACAR | Internal | Shoulder | B13 | 600 | 900 | 0 | 62.21 | 57.65 | 9 | 0
2040 | TVA_Transmission_2_VACAR | TVA_Transmission | VACAR | Internal | Shoulder | B14 | 900 | 900 | 0 | 61.51 | 57.65 | 9 | 0
2040 | TVA_Transmission_2_VACAR | TVA_Transmission | VACAR | Internal | Shoulder | B15 | 1203 | 900 | 0 | 56.68 | 57.65 | 9 | 0
2040 | TVA_Transmission_2_VACAR | TVA_Transmission | VACAR | Internal | Summer | B1 | 10 | 900 | 0.08 | 119.19 | 127.84 | 9 | 0
2040 | TVA_Transmission_2_VACAR | TVA_Transmission | VACAR | Internal | Summer | B2 | 25 | 900 | 0 | 104.87 | 104.86 | 9 | 0
2040 | TVA_Transmission_2_VACAR | TVA_Transmission | VACAR | Internal | Summer | B3 | 75 | 900 | 0 | 96.44 | 99.6 | 9 | 0
2040 | TVA_Transmission_2_VACAR | TVA_Transmission | VACAR | Internal | Summer | B4 | 100 | 900 | 0 | 96.02 | 97.15 | 9 | 0
2040 | TVA_Transmission_2_VACAR | TVA_Transmission | VACAR | Internal | Summer | B5 | 200 | 900 | 0 | 91.85 | 93.52 | 9 | 0
2040 | TVA_Transmission_2_VACAR | TVA_Transmission | VACAR | Internal | Summer | B6 | 300 | 900 | 0 | 74.19 | 76.16 | 9 | 0
2040 | TVA_Transmission_2_VACAR | TVA_Transmission | VACAR | Internal | Summer | B7 | 400 | 900 | 0 | 60.33 | 61 | 9 | 0
2040 | TVA_Transmission_2_VACAR | TVA_Transmission | VACAR | Internal | Summer | B8 | 500 | 900 | 0 | 58.51 | 55.34 | 9 | 0
2040 | TVA_Transmission_2_VACAR | TVA_Transmission | VACAR | Internal | Summer | B9 | 800 | 900 | 0 | 54.88 | 55.34 | 9 | 0
2040 | TVA_Transmission_2_VACAR | TVA_Transmission | VACAR | Internal | Summer | B10 | 1262 | 900 | 0 | 50.03 | 55.34 | 9 | 0
2040 | TVA_Transmission_2_VACAR | TVA_Transmission | VACAR | Internal | Winter | B16 | 25 | 900 | 868.87 | 92.32 | 101.32 | 9 | 0
2040 | TVA_Transmission_2_VACAR | TVA_Transmission | VACAR | Internal | Winter | B17 | 100 | 900 | 0 | 73.09 | 75.5 | 9 | 0
2040 | TVA_Transmission_2_VACAR | TVA_Transmission | VACAR | Internal | Winter | B18 | 400 | 900 | 0 | 63.4 | 63.05 | 9 | 0
2040 | TVA_Transmission_2_VACAR | TVA_Transmission | VACAR | Internal | Winter | B19 | 700 | 900 | 0 | 62.59 | 63.05 | 9 | 0
2040 | TVA_Transmission_2_VACAR | TVA_Transmission | VACAR | Internal | Winter | B20 | 935 | 900 | 0 | 58.74 | 63.05 | 9 | 0
2040 | VACAR_2_PJM_ROR | VACAR | PJM_ROR | Internal | Shoulder | B11 | 25 | 2000 | 0 | 89.82 | 85.61 | 7 | 0
2040 | VACAR_2_PJM_ROR | VACAR | PJM_ROR | Internal | Shoulder | B12 | 200 | 2000 | 0 | 68.56 | 70.93 | 7 | 0
2040 | VACAR_2_PJM_ROR | VACAR | PJM_ROR | Internal | Shoulder | B13 | 600 | 2000 | 0 | 57.65 | 59.14 | 7 | 0
2040 | VACAR_2_PJM_ROR | VACAR | PJM_ROR | Internal | Shoulder | B14 | 900 | 2000 | 0 | 57.65 | 56.96 | 7 | 0
2040 | VACAR_2_PJM_ROR | VACAR | PJM_ROR | Internal | Shoulder | B15 | 1203 | 2000 | 0 | 57.65 | 51.65 | 7 | 0
2040 | VACAR_2_PJM_ROR | VACAR | PJM_ROR | Internal | Summer | B1 | 10 | 2000 | 0 | 127.84 | 121.84 | 7 | 0
2040 | VACAR_2_PJM_ROR | VACAR | PJM_ROR | Internal | Summer | B2 | 25 | 2000 | 0 | 104.86 | 98.86 | 7 | 0
2040 | VACAR_2_PJM_ROR | VACAR | PJM_ROR | Internal | Summer | B3 | 75 | 2000 | 0 | 99.6 | 90.44 | 7 | 0
2040 | VACAR_2_PJM_ROR | VACAR | PJM_ROR | Internal | Summer | B4 | 100 | 2000 | 0 | 97.15 | 90.02 | 7 | 0
2040 | VACAR_2_PJM_ROR | VACAR | PJM_ROR | Internal | Summer | B5 | 200 | 2000 | 0 | 93.52 | 86.02 | 7 | 0
2040 | VACAR_2_PJM_ROR | VACAR | PJM_ROR | Internal | Summer | B6 | 300 | 2000 | 0 | 76.16 | 68.21 | 7 | 0
2040 | VACAR_2_PJM_ROR | VACAR | PJM_ROR | Internal | Summer | B7 | 400 | 2000 | 0 | 61 | 55 | 7 | 0
2040 | VACAR_2_PJM_ROR | VACAR | PJM_ROR | Internal | Summer | B8 | 500 | 2000 | 0 | 55.34 | 53.37 | 7 | 0
2040 | VACAR_2_PJM_ROR | VACAR | PJM_ROR | Internal | Summer | B9 | 800 | 2000 | 0 | 55.34 | 49.78 | 7 | 0
2040 | VACAR_2_PJM_ROR | VACAR | PJM_ROR | Internal | Summer | B10 | 1262 | 2000 | 0 | 55.34 | 49.38 | 7 | 0
2040 | VACAR_2_PJM_ROR | VACAR | PJM_ROR | Internal | Winter | B16 | 25 | 2000 | 0 | 101.32 | 91.53 | 7 | 0
2040 | VACAR_2_PJM_ROR | VACAR | PJM_ROR | Internal | Winter | B17 | 100 | 2000 | 0 | 75.5 | 75.27 | 7 | 0
2040 | VACAR_2_PJM_ROR | VACAR | PJM_ROR | Internal | Winter | B18 | 400 | 2000 | 0 | 63.05 | 64.03 | 7 | 0
2040 | VACAR_2_PJM_ROR | VACAR | PJM_ROR | Internal | Winter | B19 | 700 | 2000 | 0 | 63.05 | 61.55 | 7 | 0
2040 | VACAR_2_PJM_ROR | VACAR | PJM_ROR | Internal | Winter | B20 | 935 | 2000 | 0 | 63.05 | 55.54 | 7 | 0
2040 | VACAR_2_SOCO | VACAR | SOCO | Internal | Shoulder | B11 | 25 | 3000 | 1135.94 | 89.82 | 96.82 | 7 | 0
2040 | VACAR_2_SOCO | VACAR | SOCO | Internal | Shoulder | B12 | 200 | 3000 | 0 | 68.56 | 61.82 | 7 | 0
2040 | VACAR_2_SOCO | VACAR | SOCO | Internal | Shoulder | B13 | 600 | 3000 | 0 | 57.65 | 61.82 | 7 | 0
2040 | VACAR_2_SOCO | VACAR | SOCO | Internal | Shoulder | B14 | 900 | 3000 | 0 | 57.65 | 61.82 | 7 | 0
2040 | VACAR_2_SOCO | VACAR | SOCO | Internal | Shoulder | B15 | 1203 | 3000 | 0 | 57.65 | 61.82 | 7 | 0
2040 | VACAR_2_SOCO | VACAR | SOCO | Internal | Summer | B1 | 10 | 3000 | 0 | 127.84 | 119.83 | 7 | 0
2040 | VACAR_2_SOCO | VACAR | SOCO | Internal | Summer | B2 | 25 | 3000 | 0 | 104.86 | 102.52 | 7 | 0
2040 | VACAR_2_SOCO | VACAR | SOCO | Internal | Summer | B3 | 75 | 3000 | 0 | 99.6 | 102.52 | 7 | 0
2040 | VACAR_2_SOCO | VACAR | SOCO | Internal | Summer | B4 | 100 | 3000 | 0 | 97.15 | 100.52 | 7 | 0
2040 | VACAR_2_SOCO | VACAR | SOCO | Internal | Summer | B5 | 200 | 3000 | 1302.77 | 93.52 | 100.52 | 7 | 0
2040 | VACAR_2_SOCO | VACAR | SOCO | Internal | Summer | B6 | 300 | 3000 | 1334.49 | 76.16 | 83.16 | 7 | 0
2040 | VACAR_2_SOCO | VACAR | SOCO | Internal | Summer | B7 | 400 | 3000 | 579.53 | 61 | 68 | 7 | 0
2040 | VACAR_2_SOCO | VACAR | SOCO | Internal | Summer | B8 | 500 | 3000 | 0 | 55.34 | 60.21 | 7 | 0
2040 | VACAR_2_SOCO | VACAR | SOCO | Internal | Summer | B9 | 800 | 3000 | 0 | 55.34 | 60.21 | 7 | 0
2040 | VACAR_2_SOCO | VACAR | SOCO | Internal | Summer | B10 | 1262 | 3000 | 0 | 55.34 | 55.74 | 7 | 0
2040 | VACAR_2_SOCO | VACAR | SOCO | Internal | Winter | B16 | 25 | 3000 | 0 | 101.32 | 91.32 | 7 | 0
2040 | VACAR_2_SOCO | VACAR | SOCO | Internal | Winter | B17 | 100 | 3000 | 0 | 75.5 | 65.5 | 7 | 0
2040 | VACAR_2_SOCO | VACAR | SOCO | Internal | Winter | B18 | 400 | 3000 | 0 | 63.05 | 65.5 | 7 | 0
2040 | VACAR_2_SOCO | VACAR | SOCO | Internal | Winter | B19 | 700 | 3000 | 0 | 63.05 | 65.5 | 7 | 0
2040 | VACAR_2_SOCO | VACAR | SOCO | Internal | Winter | B20 | 935 | 3000 | 0 | 63.05 | 59.84 | 7 | 0
2040 | VACAR_2_TVA_Transmission | VACAR | TVA_Transmission | Internal | Shoulder | B11 | 25 | 900 | 0 | 89.82 | 89.97 | 7 | 0
2040 | VACAR_2_TVA_Transmission | VACAR | TVA_Transmission | Internal | Shoulder | B12 | 200 | 900 | 0 | 68.56 | 68.87 | 7 | 0
2040 | VACAR_2_TVA_Transmission | VACAR | TVA_Transmission | Internal | Shoulder | B13 | 600 | 900 | 0 | 57.65 | 62.21 | 7 | 0
2040 | VACAR_2_TVA_Transmission | VACAR | TVA_Transmission | Internal | Shoulder | B14 | 900 | 900 | 0 | 57.65 | 61.51 | 7 | 0
2040 | VACAR_2_TVA_Transmission | VACAR | TVA_Transmission | Internal | Shoulder | B15 | 1203 | 900 | 0 | 57.65 | 56.68 | 7 | 0
2040 | VACAR_2_TVA_Transmission | VACAR | TVA_Transmission | Internal | Summer | B1 | 10 | 900 | 0 | 127.84 | 119.19 | 7 | 0
2040 | VACAR_2_TVA_Transmission | VACAR | TVA_Transmission | Internal | Summer | B2 | 25 | 900 | 0 | 104.86 | 104.87 | 7 | 0
2040 | VACAR_2_TVA_Transmission | VACAR | TVA_Transmission | Internal | Summer | B3 | 75 | 900 | 0 | 99.6 | 96.44 | 7 | 0
2040 | VACAR_2_TVA_Transmission | VACAR | TVA_Transmission | Internal | Summer | B4 | 100 | 900 | 0 | 97.15 | 96.02 | 7 | 0
2040 | VACAR_2_TVA_Transmission | VACAR | TVA_Transmission | Internal | Summer | B5 | 200 | 900 | 0 | 93.52 | 91.85 | 7 | 0
2040 | VACAR_2_TVA_Transmission | VACAR | TVA_Transmission | Internal | Summer | B6 | 300 | 900 | 0 | 76.16 | 74.19 | 7 | 0
2040 | VACAR_2_TVA_Transmission | VACAR | TVA_Transmission | Internal | Summer | B7 | 400 | 900 | 0 | 61 | 60.33 | 7 | 0
2040 | VACAR_2_TVA_Transmission | VACAR | TVA_Transmission | Internal | Summer | B8 | 500 | 900 | 0 | 55.34 | 58.51 | 7 | 0
2040 | VACAR_2_TVA_Transmission | VACAR | TVA_Transmission | Internal | Summer | B9 | 800 | 900 | 0 | 55.34 | 54.88 | 7 | 0
2040 | VACAR_2_TVA_Transmission | VACAR | TVA_Transmission | Internal | Summer | B10 | 1262 | 900 | 0 | 55.34 | 50.03 | 7 | 0
2040 | VACAR_2_TVA_Transmission | VACAR | TVA_Transmission | Internal | Winter | B16 | 25 | 900 | 0 | 101.32 | 92.32 | 7 | 0
2040 | VACAR_2_TVA_Transmission | VACAR | TVA_Transmission | Internal | Winter | B17 | 100 | 900 | 0 | 75.5 | 73.09 | 7 | 0
2040 | VACAR_2_TVA_Transmission | VACAR | TVA_Transmission | Internal | Winter | B18 | 400 | 900 | 0 | 63.05 | 63.4 | 7 | 0
2040 | VACAR_2_TVA_Transmission | VACAR | TVA_Transmission | Internal | Winter | B19 | 700 | 900 | 0 | 63.05 | 62.59 | 7 | 0
2040 | VACAR_2_TVA_Transmission | VACAR | TVA_Transmission | Internal | Winter | B20 | 935 | 900 | 0 | 63.05 | 58.74 | 7 | 0
2015 | AZ_NM_SNV_Coal_2_SPP_S | AZ_NM_SNV_Coal | SPP_S | External | Shoulder | B11 | 25 | 400 | 400 | 37.02 | 52.2 | 8.17 | 7.02
2015 | AZ_NM_SNV_Coal_2_SPP_S | AZ_NM_SNV_Coal | SPP_S | External | Shoulder | B12 | 200 | 400 | 0 | 37 | 37.99 | 8.17 | 0
2015 | AZ_NM_SNV_Coal_2_SPP_S | AZ_NM_SNV_Coal | SPP_S | External | Shoulder | B13 | 600 | 400 | 0 | 37 | 37.11 | 8.17 | 0
2015 | AZ_NM_SNV_Coal_2_SPP_S | AZ_NM_SNV_Coal | SPP_S | External | Shoulder | B14 | 900 | 400 | 0 | 37 | 36.35 | 8.17 | 0
2015 | AZ_NM_SNV_Coal_2_SPP_S | AZ_NM_SNV_Coal | SPP_S | External | Shoulder | B15 | 1203 | 400 | 0 | 37 | 36.31 | 8.17 | 0
2015 | AZ_NM_SNV_Coal_2_SPP_S | AZ_NM_SNV_Coal | SPP_S | External | Summer | B1 | 10 | 400 | 0 | 54.72 | 58.75 | 8.17 | 0
2015 | AZ_NM_SNV_Coal_2_SPP_S | AZ_NM_SNV_Coal | SPP_S | External | Summer | B2 | 25 | 400 | 0 | 54.72 | 58.75 | 8.17 | 0
2015 | AZ_NM_SNV_Coal_2_SPP_S | AZ_NM_SNV_Coal | SPP_S | External | Summer | B3 | 75 | 400 | 0 | 54.72 | 50.82 | 8.17 | 0
2015 | AZ_NM_SNV_Coal_2_SPP_S | AZ_NM_SNV_Coal | SPP_S | External | Summer | B4 | 100 | 400 | 0 | 53.13 | 50.82 | 8.17 | 0
2015 | AZ_NM_SNV_Coal_2_SPP_S | AZ_NM_SNV_Coal | SPP_S | External | Summer | B5 | 200 | 400 | 0 | 45.03 | 50.41 | 8.17 | 0
2015 | AZ_NM_SNV_Coal_2_SPP_S | AZ_NM_SNV_Coal | SPP_S | External | Summer | B6 | 300 | 400 | 400 | 39.53 | 49.06 | 8.17 | 1.37
2015 | AZ_NM_SNV_Coal_2_SPP_S | AZ_NM_SNV_Coal | SPP_S | External | Summer | B7 | 400 | 400 | 0 | 37.02 | 42.63 | 8.17 | 0
2015 | AZ_NM_SNV_Coal_2_SPP_S | AZ_NM_SNV_Coal | SPP_S | External | Summer | B8 | 500 | 400 | 0 | 37.02 | 36.71 | 8.17 | 0
2015 | AZ_NM_SNV_Coal_2_SPP_S | AZ_NM_SNV_Coal | SPP_S | External | Summer | B9 | 800 | 400 | 0 | 37 | 35.13 | 8.17 | 0
2015 | AZ_NM_SNV_Coal_2_SPP_S | AZ_NM_SNV_Coal | SPP_S | External | Summer | B10 | 1262 | 400 | 0 | 36.03 | 35.05 | 8.17 | 0
2015 | AZ_NM_SNV_Coal_2_SPP_S | AZ_NM_SNV_Coal | SPP_S | External | Winter | B16 | 25 | 400 | 0 | 39.31 | 45.81 | 8.17 | 0
2015 | AZ_NM_SNV_Coal_2_SPP_S | AZ_NM_SNV_Coal | SPP_S | External | Winter | B17 | 100 | 400 | 0 | 39.3 | 38.73 | 8.17 | 0
2015 | AZ_NM_SNV_Coal_2_SPP_S | AZ_NM_SNV_Coal | SPP_S | External | Winter | B18 | 400 | 400 | 0 | 39.3 | 38.73 | 8.17 | 0
2015 | AZ_NM_SNV_Coal_2_SPP_S | AZ_NM_SNV_Coal | SPP_S | External | Winter | B19 | 700 | 400 | 0 | 39.3 | 38.64 | 8.17 | 0
2015 | AZ_NM_SNV_Coal_2_SPP_S | AZ_NM_SNV_Coal | SPP_S | External | Winter | B20 | 935 | 400 | 0 | 39.29 | 38.08 | 8.17 | 0
2015 | ERCOT_2_SPP_S | ERCOT | SPP_S | External | Shoulder | B11 | 25 | 800 | 0 | 52.82 | 52.2 | 8 | 0
2015 | ERCOT_2_SPP_S | ERCOT | SPP_S | External | Shoulder | B12 | 200 | 800 | 0 | 39.52 | 37.99 | 8 | 0
2015 | ERCOT_2_SPP_S | ERCOT | SPP_S | External | Shoulder | B13 | 600 | 800 | 0 | 36.29 | 37.11 | 8 | 0
2015 | ERCOT_2_SPP_S | ERCOT | SPP_S | External | Shoulder | B14 | 900 | 800 | 0 | 36.29 | 36.35 | 8 | 0
2015 | ERCOT_2_SPP_S | ERCOT | SPP_S | External | Shoulder | B15 | 1203 | 800 | 0 | 36.29 | 36.31 | 8 | 0
2015 | ERCOT_2_SPP_S | ERCOT | SPP_S | External | Summer | B1 | 10 | 800 | 0.02 | 51.3 | 58.75 | 8 | 0
2015 | ERCOT_2_SPP_S | ERCOT | SPP_S | External | Summer | B2 | 25 | 800 | 0 | 51.3 | 58.75 | 8 | 0
2015 | ERCOT_2_SPP_S | ERCOT | SPP_S | External | Summer | B3 | 75 | 800 | 0 | 51.3 | 50.82 | 8 | 0
2015 | ERCOT_2_SPP_S | ERCOT | SPP_S | External | Summer | B4 | 100 | 800 | 0 | 51.3 | 50.82 | 8 | 0
2015 | ERCOT_2_SPP_S | ERCOT | SPP_S | External | Summer | B5 | 200 | 800 | 0 | 51.3 | 50.41 | 8 | 0
2015 | ERCOT_2_SPP_S | ERCOT | SPP_S | External | Summer | B6 | 300 | 800 | 0 | 51.3 | 49.06 | 8 | 0
2015 | ERCOT_2_SPP_S | ERCOT | SPP_S | External | Summer | B7 | 400 | 800 | 0 | 39.04 | 42.63 | 8 | 0
2015 | ERCOT_2_SPP_S | ERCOT | SPP_S | External | Summer | B8 | 500 | 800 | 0 | 38.4 | 36.71 | 8 | 0
2015 | ERCOT_2_SPP_S | ERCOT | SPP_S | External | Summer | B9 | 800 | 800 | 0 | 35.27 | 35.13 | 8 | 0
2015 | ERCOT_2_SPP_S | ERCOT | SPP_S | External | Summer | B10 | 1262 | 800 | 0 | 35.27 | 35.05 | 8 | 0
2015 | ERCOT_2_SPP_S | ERCOT | SPP_S | External | Winter | B16 | 25 | 800 | 0 | 41.82 | 45.81 | 8 | 0
2015 | ERCOT_2_SPP_S | ERCOT | SPP_S | External | Winter | B17 | 100 | 800 | 0 | 40.53 | 38.73 | 8 | 0
2015 | ERCOT_2_SPP_S | ERCOT | SPP_S | External | Winter | B18 | 400 | 800 | 0 | 38.39 | 38.73 | 8 | 0
2015 | ERCOT_2_SPP_S | ERCOT | SPP_S | External | Winter | B19 | 700 | 800 | 0 | 38.39 | 38.64 | 8 | 0
2015 | ERCOT_2_SPP_S | ERCOT | SPP_S | External | Winter | B20 | 935 | 800 | 0 | 38.39 | 38.08 | 8 | 0
2015 | MAPP_US_2_RMPA | MAPP_US | RMPA | External | Shoulder | B11 | 25 | 200 | 0 | 39.93 | 38.16 | 8 | 0
2015 | MAPP_US_2_RMPA | MAPP_US | RMPA | External | Shoulder | B12 | 200 | 200 | 0 | 33 | 38.16 | 8 | 0
2015 | MAPP_US_2_RMPA | MAPP_US | RMPA | External | Shoulder | B13 | 600 | 200 | 200 | 30.09 | 38.16 | 8 | 0.07
2015 | MAPP_US_2_RMPA | MAPP_US | RMPA | External | Shoulder | B14 | 900 | 200 | 200 | 29.33 | 38.16 | 8 | 0.83
2015 | MAPP_US_2_RMPA | MAPP_US | RMPA | External | Shoulder | B15 | 1203 | 200 | 200 | 29.29 | 38.16 | 8 | 0.88
2015 | MAPP_US_2_RMPA | MAPP_US | RMPA | External | Summer | B1 | 10 | 200 | 0 | 52.38 | 57.71 | 8 | 0
2015 | MAPP_US_2_RMPA | MAPP_US | RMPA | External | Summer | B2 | 25 | 200 | 0 | 50.36 | 57.71 | 8 | 0
2015 | MAPP_US_2_RMPA | MAPP_US | RMPA | External | Summer | B3 | 75 | 200 | 0 | 50.36 | 57.71 | 8 | 0
2015 | MAPP_US_2_RMPA | MAPP_US | RMPA | External | Summer | B4 | 100 | 200 | 0 | 49.95 | 50.58 | 8 | 0
2015 | MAPP_US_2_RMPA | MAPP_US | RMPA | External | Summer | B5 | 200 | 200 | 0 | 45.81 | 44.82 | 8 | 0
2015 | MAPP_US_2_RMPA | MAPP_US | RMPA | External | Summer | B6 | 300 | 200 | 0 | 35.05 | 36.71 | 8 | 0
2015 | MAPP_US_2_RMPA | MAPP_US | RMPA | External | Summer | B7 | 400 | 200 | 0 | 28.92 | 36.71 | 8 | 0
2015 | MAPP_US_2_RMPA | MAPP_US | RMPA | External | Summer | B8 | 500 | 200 | 200 | 26.53 | 36.71 | 8 | 2.19
2015 | MAPP_US_2_RMPA | MAPP_US | RMPA | External | Summer | B9 | 800 | 200 | 200 | 26.53 | 36.71 | 8 | 2.19
2015 | MAPP_US_2_RMPA | MAPP_US | RMPA | External | Summer | B10 | 1262 | 200 | 200 | 26.28 | 36.71 | 8 | 2.43
2015 | MAPP_US_2_RMPA | MAPP_US | RMPA | External | Winter | B16 | 25 | 200 | 0 | 39.86 | 47.45 | 8 | 0
2015 | MAPP_US_2_RMPA | MAPP_US | RMPA | External | Winter | B17 | 100 | 200 | 0 | 34.4 | 40.91 | 8 | 0
2015 | MAPP_US_2_RMPA | MAPP_US | RMPA | External | Winter | B18 | 400 | 200 | 200 | 31.62 | 40.91 | 8 | 1.29
2015 | MAPP_US_2_RMPA | MAPP_US | RMPA | External | Winter | B19 | 700 | 200 | 200 | 31.62 | 40.91 | 8 | 1.29
2015 | MAPP_US_2_RMPA | MAPP_US | RMPA | External | Winter | B20 | 935 | 200 | 0 | 26.92 | 34.38 | 8 | 0
2015 | NE_2_RMPA | NE | RMPA | External | Shoulder | B11 | 25 | 310 | 0 | 46.93 | 38.16 | 5 | 0
2015 | NE_2_RMPA | NE | RMPA | External | Shoulder | B12 | 200 | 310 | 0 | 37.99 | 38.16 | 5 | 0
2015 | NE_2_RMPA | NE | RMPA | External | Shoulder | B13 | 600 | 310 | 0 | 37.09 | 38.16 | 5 | 0
2015 | NE_2_RMPA | NE | RMPA | External | Shoulder | B14 | 900 | 310 | 0 | 36.33 | 38.16 | 5 | 0
2015 | NE_2_RMPA | NE | RMPA | External | Shoulder | B15 | 1203 | 310 | 0 | 36.29 | 38.16 | 5 | 0
2015 | NE_2_RMPA | NE | RMPA | External | Summer | B1 | 10 | 310 | 0 | 58.75 | 57.71 | 5 | 0
2015 | NE_2_RMPA | NE | RMPA | External | Summer | B2 | 25 | 310 | 0 | 57.36 | 57.71 | 5 | 0
2015 | NE_2_RMPA | NE | RMPA | External | Summer | B3 | 75 | 310 | 0 | 57.36 | 57.71 | 5 | 0
2015 | NE_2_RMPA | NE | RMPA | External | Summer | B4 | 100 | 310 | 0 | 56.95 | 50.58 | 5 | 0
2015 | NE_2_RMPA | NE | RMPA | External | Summer | B5 | 200 | 310 | 0 | 52.81 | 44.82 | 5 | 0
2015 | NE_2_RMPA | NE | RMPA | External | Summer | B6 | 300 | 310 | 0 | 42.05 | 36.71 | 5 | 0
2015 | NE_2_RMPA | NE | RMPA | External | Summer | B7 | 400 | 310 | 0 | 35.92 | 36.71 | 5 | 0
2015 | NE_2_RMPA | NE | RMPA | External | Summer | B8 | 500 | 310 | 0 | 33.53 | 36.71 | 5 | 0
2015 | NE_2_RMPA | NE | RMPA | External | Summer | B9 | 800 | 310 | 0 | 33.53 | 36.71 | 5 | 0
2015 | NE_2_RMPA | NE | RMPA | External | Summer | B10 | 1262 | 310 | 0 | 32.89 | 36.71 | 5 | 0
2015 | NE_2_RMPA | NE | RMPA | External | Winter | B16 | 25 | 310 | 0 | 45.78 | 47.45 | 5 | 0
2015 | NE_2_RMPA | NE | RMPA | External | Winter | B17 | 100 | 310 | 0 | 38.71 | 40.91 | 5 | 0
2015 | NE_2_RMPA | NE | RMPA | External | Winter | B18 | 400 | 310 | 0 | 38.62 | 40.91 | 5 | 0
2015 | NE_2_RMPA | NE | RMPA | External | Winter | B19 | 700 | 310 | 0 | 38.62 | 40.91 | 5 | 0
2015 | NE_2_RMPA | NE | RMPA | External | Winter | B20 | 935 | 310 | 0 | 33.92 | 34.38 | 5 | 0
2015 | NWPP_Coal_2_MAPP_US | NWPP_Coal | MAPP_US | External | Shoulder | B11 | 25 | 150 | 0 | 36.99 | 39.93 | 8 | 0
2015 | NWPP_Coal_2_MAPP_US | NWPP_Coal | MAPP_US | External | Shoulder | B12 | 200 | 150 | 0 | 36.99 | 33 | 8 | 0
2015 | NWPP_Coal_2_MAPP_US | NWPP_Coal | MAPP_US | External | Shoulder | B13 | 600 | 150 | 0 | 36.99 | 30.09 | 8 | 0
2015 | NWPP_Coal_2_MAPP_US | NWPP_Coal | MAPP_US | External | Shoulder | B14 | 900 | 150 | 0 | 36.99 | 29.33 | 8 | 0
2015 | NWPP_Coal_2_MAPP_US | NWPP_Coal | MAPP_US | External | Shoulder | B15 | 1203 | 150 | 0 | 36.99 | 29.29 | 8 | 0
2015 | NWPP_Coal_2_MAPP_US | NWPP_Coal | MAPP_US | External | Summer | B1 | 10 | 150 | 150 | 36.99 | 52.38 | 8 | 7.39
2015 | NWPP_Coal_2_MAPP_US | NWPP_Coal | MAPP_US | External | Summer | B2 | 25 | 150 | 150 | 36.99 | 50.36 | 8 | 5.36
2015 | NWPP_Coal_2_MAPP_US | NWPP_Coal | MAPP_US | External | Summer | B3 | 75 | 150 | 150 | 36.99 | 50.36 | 8 | 5.36
2015 | NWPP_Coal_2_MAPP_US | NWPP_Coal | MAPP_US | External | Summer | B4 | 100 | 150 | 150 | 36.99 | 49.95 | 8 | 4.95
2015 | NWPP_Coal_2_MAPP_US | NWPP_Coal | MAPP_US | External | Summer | B5 | 200 | 150 | 150 | 36.99 | 45.81 | 8 | 0.82
2015 | NWPP_Coal_2_MAPP_US | NWPP_Coal | MAPP_US | External | Summer | B6 | 300 | 150 | 0 | 36.99 | 35.05 | 8 | 0
2015 | NWPP_Coal_2_MAPP_US | NWPP_Coal | MAPP_US | External | Summer | B7 | 400 | 150 | 0 | 36.99 | 28.92 | 8 | 0
2015 | NWPP_Coal_2_MAPP_US | NWPP_Coal | MAPP_US | External | Summer | B8 | 500 | 150 | 0 | 36.99 | 26.53 | 8 | 0
2015 | NWPP_Coal_2_MAPP_US | NWPP_Coal | MAPP_US | External | Summer | B9 | 800 | 150 | 0 | 36.99 | 26.53 | 8 | 0
2015 | NWPP_Coal_2_MAPP_US | NWPP_Coal | MAPP_US | External | Summer | B10 | 1262 | 150 | 0 | 36.99 | 26.28 | 8 | 0
2015 | NWPP_Coal_2_MAPP_US | NWPP_Coal | MAPP_US | External | Winter | B16 | 25 | 150 | 0 | 39.29 | 39.86 | 8 | 0
2015 | NWPP_Coal_2_MAPP_US | NWPP_Coal | MAPP_US | External | Winter | B17 | 100 | 150 | 0 | 39.29 | 34.4 | 8 | 0
2015 | NWPP_Coal_2_MAPP_US | NWPP_Coal | MAPP_US | External | Winter | B18 | 400 | 150 | 0 | 39.29 | 31.62 | 8 | 0
2015 | NWPP_Coal_2_MAPP_US | NWPP_Coal | MAPP_US | External | Winter | B19 | 700 | 150 | 0 | 39.29 | 31.62 | 8 | 0
2015 | NWPP_Coal_2_MAPP_US | NWPP_Coal | MAPP_US | External | Winter | B20 | 935 | 150 | 0 | 39.29 | 26.92 | 8 | 0
2015 | RMPA_2_MAPP_US | RMPA | MAPP_US | External | Shoulder | B11 | 25 | 200 | 0 | 38.16 | 39.93 | 8 | 0
2015 | RMPA_2_MAPP_US | RMPA | MAPP_US | External | Shoulder | B12 | 200 | 200 | 0 | 38.16 | 33 | 8 | 0
2015 | RMPA_2_MAPP_US | RMPA | MAPP_US | External | Shoulder | B13 | 600 | 200 | 0 | 38.16 | 30.09 | 8 | 0
2015 | RMPA_2_MAPP_US | RMPA | MAPP_US | External | Shoulder | B14 | 900 | 200 | 0 | 38.16 | 29.33 | 8 | 0
2015 | RMPA_2_MAPP_US | RMPA | MAPP_US | External | Shoulder | B15 | 1203 | 200 | 0 | 38.16 | 29.29 | 8 | 0
2015 | RMPA_2_MAPP_US | RMPA | MAPP_US | External | Summer | B1 | 10 | 200 | 0 | 57.71 | 52.38 | 8 | 0
2015 | RMPA_2_MAPP_US | RMPA | MAPP_US | External | Summer | B2 | 25 | 200 | 0 | 57.71 | 50.36 | 8 | 0
2015 | RMPA_2_MAPP_US | RMPA | MAPP_US | External | Summer | B3 | 75 | 200 | 0 | 57.71 | 50.36 | 8 | 0
2015 | RMPA_2_MAPP_US | RMPA | MAPP_US | External | Summer | B4 | 100 | 200 | 0 | 50.58 | 49.95 | 8 | 0
2015 | RMPA_2_MAPP_US | RMPA | MAPP_US | External | Summer | B5 | 200 | 200 | 0 | 44.82 | 45.81 | 8 | 0
2015 | RMPA_2_MAPP_US | RMPA | MAPP_US | External | Summer | B6 | 300 | 200 | 0 | 36.71 | 35.05 | 8 | 0
2015 | RMPA_2_MAPP_US | RMPA | MAPP_US | External | Summer | B7 | 400 | 200 | 0 | 36.71 | 28.92 | 8 | 0
2015 | RMPA_2_MAPP_US | RMPA | MAPP_US | External | Summer | B8 | 500 | 200 | 0 | 36.71 | 26.53 | 8 | 0
2015 | RMPA_2_MAPP_US | RMPA | MAPP_US | External | Summer | B9 | 800 | 200 | 0 | 36.71 | 26.53 | 8 | 0
2015 | RMPA_2_MAPP_US | RMPA | MAPP_US | External | Summer | B10 | 1262 | 200 | 0 | 36.71 | 26.28 | 8 | 0
2015 | RMPA_2_MAPP_US | RMPA | MAPP_US | External | Winter | B16 | 25 | 200 | 0 | 47.45 | 39.86 | 8 | 0
2015 | RMPA_2_MAPP_US | RMPA | MAPP_US | External | Winter | B17 | 100 | 200 | 0 | 40.91 | 34.4 | 8 | 0
2015 | RMPA_2_MAPP_US | RMPA | MAPP_US | External | Winter | B18 | 400 | 200 | 0 | 40.91 | 31.62 | 8 | 0
2015 | RMPA_2_MAPP_US | RMPA | MAPP_US | External | Winter | B19 | 700 | 200 | 0 | 40.91 | 31.62 | 8 | 0
2015 | RMPA_2_MAPP_US | RMPA | MAPP_US | External | Winter | B20 | 935 | 200 | 0 | 34.38 | 26.92 | 8 | 0
2015 | RMPA_2_NE | RMPA | NE | External | Shoulder | B11 | 25 | 310 | 310 | 38.16 | 46.93 | 8 | 0.77
2015 | RMPA_2_NE | RMPA | NE | External | Shoulder | B12 | 200 | 310 | 0 | 38.16 | 37.99 | 8 | 0
2015 | RMPA_2_NE | RMPA | NE | External | Shoulder | B13 | 600 | 310 | 0 | 38.16 | 37.09 | 8 | 0
2015 | RMPA_2_NE | RMPA | NE | External | Shoulder | B14 | 900 | 310 | 0 | 38.16 | 36.33 | 8 | 0
2015 | RMPA_2_NE | RMPA | NE | External | Shoulder | B15 | 1203 | 310 | 0 | 38.16 | 36.29 | 8 | 0
2015 | RMPA_2_NE | RMPA | NE | External | Summer | B1 | 10 | 310 | 0 | 57.71 | 58.75 | 8 | 0
2015 | RMPA_2_NE | RMPA | NE | External | Summer | B2 | 25 | 310 | 0 | 57.71 | 57.36 | 8 | 0
2015 | RMPA_2_NE | RMPA | NE | External | Summer | B3 | 75 | 310 | 0 | 57.71 | 57.36 | 8 | 0
2015 | RMPA_2_NE | RMPA | NE | External | Summer | B4 | 100 | 310 | 0 | 50.58 | 56.95 | 8 | 0
2015 | RMPA_2_NE | RMPA | NE | External | Summer | B5 | 200 | 310 | 0.03 | 44.82 | 52.81 | 8 | 0
2015 | RMPA_2_NE | RMPA | NE | External | Summer | B6 | 300 | 310 | 0 | 36.71 | 42.05 | 8 | 0
2015 | RMPA_2_NE | RMPA | NE | External | Summer | B7 | 400 | 310 | 0 | 36.71 | 35.92 | 8 | 0
2015 | RMPA_2_NE | RMPA | NE | External | Summer | B8 | 500 | 310 | 0 | 36.71 | 33.53 | 8 | 0
2015 | RMPA_2_NE | RMPA | NE | External | Summer | B9 | 800 | 310 | 0 | 36.71 | 33.53 | 8 | 0
2015 | RMPA_2_NE | RMPA | NE | External | Summer | B10 | 1262 | 310 | 0 | 36.71 | 32.89 | 8 | 0
2015 | RMPA_2_NE | RMPA | NE | External | Winter | B16 | 25 | 310 | 0 | 47.45 | 45.78 | 8 | 0
2015 | RMPA_2_NE | RMPA | NE | External | Winter | B17 | 100 | 310 | 0 | 40.91 | 38.71 | 8 | 0
2015 | RMPA_2_NE | RMPA | NE | External | Winter | B18 | 400 | 310 | 0 | 40.91 | 38.62 | 8 | 0
2015 | RMPA_2_NE | RMPA | NE | External | Winter | B19 | 700 | 310 | 0 | 40.91 | 38.62 | 8 | 0
2015 | RMPA_2_NE | RMPA | NE | External | Winter | B20 | 935 | 310 | 0 | 34.38 | 33.92 | 8 | 0
2015 | RMPA_2_SPP_N | RMPA | SPP_N | External | Shoulder | B11 | 25 | 210 | 210 | 38.16 | 53.93 | 8 | 7.77
2015 | RMPA_2_SPP_N | RMPA | SPP_N | External | Shoulder | B12 | 200 | 210 | 0 | 38.16 | 38 | 8 | 0
2015 | RMPA_2_SPP_N | RMPA | SPP_N | External | Shoulder | B13 | 600 | 210 | 0 | 38.16 | 37.1 | 8 | 0
2015 | RMPA_2_SPP_N | RMPA | SPP_N | External | Shoulder | B14 | 900 | 210 | 0 | 38.16 | 36.34 | 8 | 0
2015 | RMPA_2_SPP_N | RMPA | SPP_N | External | Shoulder | B15 | 1203 | 210 | 0 | 38.16 | 36.3 | 8 | 0
2015 | RMPA_2_SPP_N | RMPA | SPP_N | External | Summer | B1 | 10 | 210 | 0 | 57.71 | 58.76 | 8 | 0
2015 | RMPA_2_SPP_N | RMPA | SPP_N | External | Summer | B2 | 25 | 210 | 0 | 57.71 | 58.76 | 8 | 0
2015 | RMPA_2_SPP_N | RMPA | SPP_N | External | Summer | B3 | 75 | 210 | 0 | 57.71 | 58.76 | 8 | 0
2015 | RMPA_2_SPP_N | RMPA | SPP_N | External | Summer | B4 | 100 | 210 | 0 | 50.58 | 56.96 | 8 | 0
2015 | RMPA_2_SPP_N | RMPA | SPP_N | External | Summer | B5 | 200 | 210 | 24.54 | 44.82 | 52.82 | 8 | 0
2015 | RMPA_2_SPP_N | RMPA | SPP_N | External | Summer | B6 | 300 | 210 | 210 | 36.71 | 49.05 | 8 | 4.34
2015 | RMPA_2_SPP_N | RMPA | SPP_N | External | Summer | B7 | 400 | 210 | 0 | 36.71 | 42.62 | 8 | 0
2015 | RMPA_2_SPP_N | RMPA | SPP_N | External | Summer | B8 | 500 | 210 | 0 | 36.71 | 36.69 | 8 | 0
2015 | RMPA_2_SPP_N | RMPA | SPP_N | External | Summer | B9 | 800 | 210 | 0 | 36.71 | 35.12 | 8 | 0
2015 | RMPA_2_SPP_N | RMPA | SPP_N | External | Summer | B10 | 1262 | 210 | 0 | 36.71 | 34.55 | 8 | 0
2015 | RMPA_2_SPP_N | RMPA | SPP_N | External | Winter | B16 | 25 | 210 | 0 | 47.45 | 45.79 | 8 | 0
2015 | RMPA_2_SPP_N | RMPA | SPP_N | External | Winter | B17 | 100 | 210 | 0 | 40.91 | 38.72 | 8 | 0
2015 | RMPA_2_SPP_N | RMPA | SPP_N | External | Winter | B18 | 400 | 210 | 0 | 40.91 | 38.72 | 8 | 0
2015 | RMPA_2_SPP_N | RMPA | SPP_N | External | Winter | B19 | 700 | 210 | 0 | 40.91 | 38.63 | 8 | 0
2015 | RMPA_2_SPP_N | RMPA | SPP_N | External | Winter | B20 | 935 | 210 | 0 | 34.38 | 38.07 | 8 | 0
2015 | SPP_N_2_RMPA | SPP_N | RMPA | External | Shoulder | B11 | 25 | 210 | 0 | 53.93 | 38.16 | 5 | 0
2015 | SPP_N_2_RMPA | SPP_N | RMPA | External | Shoulder | B12 | 200 | 210 | 0 | 38 | 38.16 | 5 | 0
2015 | SPP_N_2_RMPA | SPP_N | RMPA | External | Shoulder | B13 | 600 | 210 | 0 | 37.1 | 38.16 | 5 | 0
2015 | SPP_N_2_RMPA | SPP_N | RMPA | External | Shoulder | B14 | 900 | 210 | 0 | 36.34 | 38.16 | 5 | 0
2015 | SPP_N_2_RMPA | SPP_N | RMPA | External | Shoulder | B15 | 1203 | 210 | 0 | 36.3 | 38.16 | 5 | 0
2015 | SPP_N_2_RMPA | SPP_N | RMPA | External | Summer | B1 | 10 | 210 | 0 | 58.76 | 57.71 | 5 | 0
2015 | SPP_N_2_RMPA | SPP_N | RMPA | External | Summer | B2 | 25 | 210 | 0 | 58.76 | 57.71 | 5 | 0
2015 | SPP_N_2_RMPA | SPP_N | RMPA | External | Summer | B3 | 75 | 210 | 0 | 58.76 | 57.71 | 5 | 0
2015 | SPP_N_2_RMPA | SPP_N | RMPA | External | Summer | B4 | 100 | 210 | 0 | 56.96 | 50.58 | 5 | 0
2015 | SPP_N_2_RMPA | SPP_N | RMPA | External | Summer | B5 | 200 | 210 | 0 | 52.82 | 44.82 | 5 | 0
2015 | SPP_N_2_RMPA | SPP_N | RMPA | External | Summer | B6 | 300 | 210 | 0 | 49.05 | 36.71 | 5 | 0
2015 | SPP_N_2_RMPA | SPP_N | RMPA | External | Summer | B7 | 400 | 210 | 0 | 42.62 | 36.71 | 5 | 0
2015 | SPP_N_2_RMPA | SPP_N | RMPA | External | Summer | B8 | 500 | 210 | 0 | 36.69 | 36.71 | 5 | 0
2015 | SPP_N_2_RMPA | SPP_N | RMPA | External | Summer | B9 | 800 | 210 | 0 | 35.12 | 36.71 | 5 | 0
2015 | SPP_N_2_RMPA | SPP_N | RMPA | External | Summer | B10 | 1262 | 210 | 0 | 34.55 | 36.71 | 5 | 0
2015 | SPP_N_2_RMPA | SPP_N | RMPA | External | Winter | B16 | 25 | 210 | 0 | 45.79 | 47.45 | 5 | 0
2015 | SPP_N_2_RMPA | SPP_N | RMPA | External | Winter | B17 | 100 | 210 | 0 | 38.72 | 40.91 | 5 | 0
2015 | SPP_N_2_RMPA | SPP_N | RMPA | External | Winter | B18 | 400 | 210 | 0 | 38.72 | 40.91 | 5 | 0
2015 | SPP_N_2_RMPA | SPP_N | RMPA | External | Winter | B19 | 700 | 210 | 0 | 38.63 | 40.91 | 5 | 0
2015 | SPP_N_2_RMPA | SPP_N | RMPA | External | Winter | B20 | 935 | 210 | 0 | 38.07 | 34.38 | 5 | 0
2015 | SPP_S_2_ERCOT | SPP_S | ERCOT | External | Shoulder | B11 | 25 | 800 | 0 | 52.2 | 52.82 | 5 | 0
2015 | SPP_S_2_ERCOT | SPP_S | ERCOT | External | Shoulder | B12 | 200 | 800 | 0 | 37.99 | 39.52 | 5 | 0
2015 | SPP_S_2_ERCOT | SPP_S | ERCOT | External | Shoulder | B13 | 600 | 800 | 0 | 37.11 | 36.29 | 5 | 0
2015 | SPP_S_2_ERCOT | SPP_S | ERCOT | External | Shoulder | B14 | 900 | 800 | 0 | 36.35 | 36.29 | 5 | 0
2015 | SPP_S_2_ERCOT | SPP_S | ERCOT | External | Shoulder | B15 | 1203 | 800 | 0 | 36.31 | 36.29 | 5 | 0
2015 | SPP_S_2_ERCOT | SPP_S | ERCOT | External | Summer | B1 | 10 | 800 | 0 | 58.75 | 51.3 | 5 | 0
2015 | SPP_S_2_ERCOT | SPP_S | ERCOT | External | Summer | B2 | 25 | 800 | 0 | 58.75 | 51.3 | 5 | 0
2015 | SPP_S_2_ERCOT | SPP_S | ERCOT | External | Summer | B3 | 75 | 800 | 0 | 50.82 | 51.3 | 5 | 0
2015 | SPP_S_2_ERCOT | SPP_S | ERCOT | External | Summer | B4 | 100 | 800 | 0 | 50.82 | 51.3 | 5 | 0
2015 | SPP_S_2_ERCOT | SPP_S | ERCOT | External | Summer | B5 | 200 | 800 | 0 | 50.41 | 51.3 | 5 | 0
2015 | SPP_S_2_ERCOT | SPP_S | ERCOT | External | Summer | B6 | 300 | 800 | 0 | 49.06 | 51.3 | 5 | 0
2015 | SPP_S_2_ERCOT | SPP_S | ERCOT | External | Summer | B7 | 400 | 800 | 0 | 42.63 | 39.04 | 5 | 0
2015 | SPP_S_2_ERCOT | SPP_S | ERCOT | External | Summer | B8 | 500 | 800 | 0 | 36.71 | 38.4 | 5 | 0
2015 | SPP_S_2_ERCOT | SPP_S | ERCOT | External | Summer | B9 | 800 | 800 | 0 | 35.13 | 35.27 | 5 | 0
2015 | SPP_S_2_ERCOT | SPP_S | ERCOT | External | Summer | B10 | 1262 | 800 | 0 | 35.05 | 35.27 | 5 | 0
2015 | SPP_S_2_ERCOT | SPP_S | ERCOT | External | Winter | B16 | 25 | 800 | 0 | 45.81 | 41.82 | 5 | 0
2015 | SPP_S_2_ERCOT | SPP_S | ERCOT | External | Winter | B17 | 100 | 800 | 0 | 38.73 | 40.53 | 5 | 0
2015 | SPP_S_2_ERCOT | SPP_S | ERCOT | External | Winter | B18 | 400 | 800 | 0 | 38.73 | 38.39 | 5 | 0
2015 | SPP_S_2_ERCOT | SPP_S | ERCOT | External | Winter | B19 | 700 | 800 | 0 | 38.64 | 38.39 | 5 | 0
2015 | SPP_S_2_ERCOT | SPP_S | ERCOT | External | Winter | B20 | 935 | 800 | 0 | 38.08 | 38.39 | 5 | 0
2020 | AZ_NM_SNV_Coal_2_SPP_S | AZ_NM_SNV_Coal | SPP_S | External | Shoulder | B11 | 25 | 400 | 400 | 44.8 | 57.84 | 8.17 | 4.87
2020 | AZ_NM_SNV_Coal_2_SPP_S | AZ_NM_SNV_Coal | SPP_S | External | Shoulder | B12 | 200 | 400 | 0 | 44.78 | 44.05 | 8.17 | 0
2020 | AZ_NM_SNV_Coal_2_SPP_S | AZ_NM_SNV_Coal | SPP_S | External | Shoulder | B13 | 600 | 400 | 0 | 44.78 | 42.02 | 8.17 | 0
2020 | AZ_NM_SNV_Coal_2_SPP_S | AZ_NM_SNV_Coal | SPP_S | External | Shoulder | B14 | 900 | 400 | 0 | 44.78 | 41.6 | 8.17 | 0
2020 | AZ_NM_SNV_Coal_2_SPP_S | AZ_NM_SNV_Coal | SPP_S | External | Shoulder | B15 | 1203 | 400 | 0 | 44.18 | 40.2 | 8.17 | 0
2020 | AZ_NM_SNV_Coal_2_SPP_S | AZ_NM_SNV_Coal | SPP_S | External | Summer | B1 | 10 | 400 | 0 | 65.8 | 64.56 | 8.17 | 0
2020 | AZ_NM_SNV_Coal_2_SPP_S | AZ_NM_SNV_Coal | SPP_S | External | Summer | B2 | 25 | 400 | 0 | 65.8 | 65.21 | 8.17 | 0
2020 | AZ_NM_SNV_Coal_2_SPP_S | AZ_NM_SNV_Coal | SPP_S | External | Summer | B3 | 75 | 400 | 0 | 65.8 | 56.69 | 8.17 | 0
2020 | AZ_NM_SNV_Coal_2_SPP_S | AZ_NM_SNV_Coal | SPP_S | External | Summer | B4 | 100 | 400 | 0 | 61.81 | 56.69 | 8.17 | 0
2020 | AZ_NM_SNV_Coal_2_SPP_S | AZ_NM_SNV_Coal | SPP_S | External | Summer | B5 | 200 | 400 | 0 | 52.92 | 55.88 | 8.17 | 0
2020 | AZ_NM_SNV_Coal_2_SPP_S | AZ_NM_SNV_Coal | SPP_S | External | Summer | B6 | 300 | 400 | 244.65 | 47.71 | 55.88 | 8.17 | 0
2020 | AZ_NM_SNV_Coal_2_SPP_S | AZ_NM_SNV_Coal | SPP_S | External | Summer | B7 | 400 | 400 | 0 | 44.78 | 46.48 | 8.17 | 0
2020 | AZ_NM_SNV_Coal_2_SPP_S | AZ_NM_SNV_Coal | SPP_S | External | Summer | B8 | 500 | 400 | 0 | 44.77 | 41.94 | 8.17 | 0
2020 | AZ_NM_SNV_Coal_2_SPP_S | AZ_NM_SNV_Coal | SPP_S | External | Summer | B9 | 800 | 400 | 0 | 44.76 | 40.45 | 8.17 | 0
2020 | AZ_NM_SNV_Coal_2_SPP_S | AZ_NM_SNV_Coal | SPP_S | External | Summer | B10 | 1262 | 400 | 0 | 42.54 | 39.17 | 8.17 | 0
2020 | AZ_NM_SNV_Coal_2_SPP_S | AZ_NM_SNV_Coal | SPP_S | External | Winter | B16 | 25 | 400 | 0.01 | 47.51 | 55.13 | 8.17 | 0
2020 | AZ_NM_SNV_Coal_2_SPP_S | AZ_NM_SNV_Coal | SPP_S | External | Winter | B17 | 100 | 400 | 0 | 47.51 | 44.37 | 8.17 | 0
2020 | AZ_NM_SNV_Coal_2_SPP_S | AZ_NM_SNV_Coal | SPP_S | External | Winter | B18 | 400 | 400 | 0 | 47.51 | 43.23 | 8.17 | 0
2020 | AZ_NM_SNV_Coal_2_SPP_S | AZ_NM_SNV_Coal | SPP_S | External | Winter | B19 | 700 | 400 | 0 | 47.51 | 42.84 | 8.17 | 0
2020 | AZ_NM_SNV_Coal_2_SPP_S | AZ_NM_SNV_Coal | SPP_S | External | Winter | B20 | 935 | 400 | 0 | 47.27 | 42.75 | 8.17 | 0
2020 | ERCOT_2_SPP_S | ERCOT | SPP_S | External | Shoulder | B11 | 25 | 800 | 0 | 58.4 | 57.84 | 8 | 0
2020 | ERCOT_2_SPP_S | ERCOT | SPP_S | External | Shoulder | B12 | 200 | 800 | 0 | 43.63 | 44.05 | 8 | 0
2020 | ERCOT_2_SPP_S | ERCOT | SPP_S | External | Shoulder | B13 | 600 | 800 | 0 | 40.04 | 42.02 | 8 | 0
2020 | ERCOT_2_SPP_S | ERCOT | SPP_S | External | Shoulder | B14 | 900 | 800 | 0 | 40.04 | 41.6 | 8 | 0
2020 | ERCOT_2_SPP_S | ERCOT | SPP_S | External | Shoulder | B15 | 1203 | 800 | 0 | 40.04 | 40.2 | 8 | 0
2020 | ERCOT_2_SPP_S | ERCOT | SPP_S | External | Summer | B1 | 10 | 800 | 0 | 67.49 | 64.56 | 8 | 0
2020 | ERCOT_2_SPP_S | ERCOT | SPP_S | External | Summer | B2 | 25 | 800 | 0 | 64.82 | 65.21 | 8 | 0
2020 | ERCOT_2_SPP_S | ERCOT | SPP_S | External | Summer | B3 | 75 | 800 | 0 | 56.77 | 56.69 | 8 | 0
2020 | ERCOT_2_SPP_S | ERCOT | SPP_S | External | Summer | B4 | 100 | 800 | 0 | 56.77 | 56.69 | 8 | 0
2020 | ERCOT_2_SPP_S | ERCOT | SPP_S | External | Summer | B5 | 200 | 800 | 0 | 56.77 | 55.88 | 8 | 0
2020 | ERCOT_2_SPP_S | ERCOT | SPP_S | External | Summer | B6 | 300 | 800 | 0 | 56.77 | 55.88 | 8 | 0
2020 | ERCOT_2_SPP_S | ERCOT | SPP_S | External | Summer | B7 | 400 | 800 | 0 | 42.43 | 46.48 | 8 | 0
2020 | ERCOT_2_SPP_S | ERCOT | SPP_S | External | Summer | B8 | 500 | 800 | 0 | 41.88 | 41.94 | 8 | 0
2020 | ERCOT_2_SPP_S | ERCOT | SPP_S | External | Summer | B9 | 800 | 800 | 0 | 38.95 | 40.45 | 8 | 0
2020 | ERCOT_2_SPP_S | ERCOT | SPP_S | External | Summer | B10 | 1262 | 800 | 0 | 38.95 | 39.17 | 8 | 0
2020 | ERCOT_2_SPP_S | ERCOT | SPP_S | External | Winter | B16 | 25 | 800 | 0 | 54.64 | 55.13 | 8 | 0
2020 | ERCOT_2_SPP_S | ERCOT | SPP_S | External | Winter | B17 | 100 | 800 | 0 | 42.4 | 44.37 | 8 | 0
2020 | ERCOT_2_SPP_S | ERCOT | SPP_S | External | Winter | B18 | 400 | 800 | 0 | 42.4 | 43.23 | 8 | 0
2020 | ERCOT_2_SPP_S | ERCOT | SPP_S | External | Winter | B19 | 700 | 800 | 0 | 42.4 | 42.84 | 8 | 0
2020 | ERCOT_2_SPP_S | ERCOT | SPP_S | External | Winter | B20 | 935 | 800 | 0 | 42.4 | 42.75 | 8 | 0
2020 | MAPP_US_2_RMPA | MAPP_US | RMPA | External | Shoulder | B11 | 25 | 200 | 0 | 55.25 | 52.94 | 8 | 0
2020 | MAPP_US_2_RMPA | MAPP_US | RMPA | External | Shoulder | B12 | 200 | 200 | 0 | 39.17 | 43.61 | 8 | 0
2020 | MAPP_US_2_RMPA | MAPP_US | RMPA | External | Shoulder | B13 | 600 | 200 | 200 | 35.07 | 43.61 | 8 | 0.54
2020 | MAPP_US_2_RMPA | MAPP_US | RMPA | External | Shoulder | B14 | 900 | 200 | 200 | 35.07 | 43.61 | 8 | 0.54
2020 | MAPP_US_2_RMPA | MAPP_US | RMPA | External | Shoulder | B15 | 1203 | 200 | 200 | 35.07 | 43.61 | 8 | 0.54
2020 | MAPP_US_2_RMPA | MAPP_US | RMPA | External | Summer | B1 | 10 | 200 | 0.01 | 58.04 | 65.22 | 8 | 0
2020 | MAPP_US_2_RMPA | MAPP_US | RMPA | External | Summer | B2 | 25 | 200 | 0.02 | 57.47 | 65.22 | 8 | 0
2020 | MAPP_US_2_RMPA | MAPP_US | RMPA | External | Summer | B3 | 75 | 200 | 0 | 57.47 | 65.22 | 8 | 0
2020 | MAPP_US_2_RMPA | MAPP_US | RMPA | External | Summer | B4 | 100 | 200 | 0 | 57.47 | 58.29 | 8 | 0
2020 | MAPP_US_2_RMPA | MAPP_US | RMPA | External | Summer | B5 | 200 | 200 | 0 | 53.08 | 52.92 | 8 | 0
2020 | MAPP_US_2_RMPA | MAPP_US | RMPA | External | Summer | B6 | 300 | 200 | 0 | 43.11 | 42.11 | 8 | 0
2020 | MAPP_US_2_RMPA | MAPP_US | RMPA | External | Summer | B7 | 400 | 200 | 174.64 | 33.93 | 41.93 | 8 | 0
2020 | MAPP_US_2_RMPA | MAPP_US | RMPA | External | Summer | B8 | 500 | 200 | 200 | 33.43 | 41.93 | 8 | 0.51
2020 | MAPP_US_2_RMPA | MAPP_US | RMPA | External | Summer | B9 | 800 | 200 | 200 | 33.43 | 41.93 | 8 | 0.51
2020 | MAPP_US_2_RMPA | MAPP_US | RMPA | External | Summer | B10 | 1262 | 200 | 200 | 29.93 | 41.93 | 8 | 4
2020 | MAPP_US_2_RMPA | MAPP_US | RMPA | External | Winter | B16 | 25 | 200 | 0 | 48.11 | 55.66 | 8 | 0
2020 | MAPP_US_2_RMPA | MAPP_US | RMPA | External | Winter | B17 | 100 | 200 | 0 | 39.26 | 46.79 | 8 | 0
2020 | MAPP_US_2_RMPA | MAPP_US | RMPA | External | Winter | B18 | 400 | 200 | 200 | 36.2 | 46.79 | 8 | 2.58
2020 | MAPP_US_2_RMPA | MAPP_US | RMPA | External | Winter | B19 | 700 | 200 | 200 | 36.2 | 46.79 | 8 | 2.58
2020 | MAPP_US_2_RMPA | MAPP_US | RMPA | External | Winter | B20 | 935 | 200 | 0 | 33.98 | 39.4 | 8 | 0
2020 | NE_2_RMPA | NE | RMPA | External | Shoulder | B11 | 25 | 310 | 0 | 62.25 | 52.94 | 5 | 0
2020 | NE_2_RMPA | NE | RMPA | External | Shoulder | B12 | 200 | 310 | 0 | 46.17 | 43.61 | 5 | 0
2020 | NE_2_RMPA | NE | RMPA | External | Shoulder | B13 | 600 | 310 | 0 | 42.02 | 43.61 | 5 | 0
2020 | NE_2_RMPA | NE | RMPA | External | Shoulder | B14 | 900 | 310 | 0 | 41.58 | 43.61 | 5 | 0
2020 | NE_2_RMPA | NE | RMPA | External | Shoulder | B15 | 1203 | 310 | 0 | 40.17 | 43.61 | 5 | 0
2020 | NE_2_RMPA | NE | RMPA | External | Summer | B1 | 10 | 310 | 0 | 65.04 | 65.22 | 5 | 0
2020 | NE_2_RMPA | NE | RMPA | External | Summer | B2 | 25 | 310 | 0 | 64.47 | 65.22 | 5 | 0
2020 | NE_2_RMPA | NE | RMPA | External | Summer | B3 | 75 | 310 | 0 | 64.47 | 65.22 | 5 | 0
2020 | NE_2_RMPA | NE | RMPA | External | Summer | B4 | 100 | 310 | 0 | 64.47 | 58.29 | 5 | 0
2020 | NE_2_RMPA | NE | RMPA | External | Summer | B5 | 200 | 310 | 0 | 60.08 | 52.92 | 5 | 0
2020 | NE_2_RMPA | NE | RMPA | External | Summer | B6 | 300 | 310 | 0 | 50.11 | 42.11 | 5 | 0
2020 | NE_2_RMPA | NE | RMPA | External | Summer | B7 | 400 | 310 | 0 | 40.93 | 41.93 | 5 | 0
2020 | NE_2_RMPA | NE | RMPA | External | Summer | B8 | 500 | 310 | 0 | 40.43 | 41.93 | 5 | 0
2020 | NE_2_RMPA | NE | RMPA | External | Summer | B9 | 800 | 310 | 0 | 40.43 | 41.93 | 5 | 0
2020 | NE_2_RMPA | NE | RMPA | External | Summer | B10 | 1262 | 310 | 95.96 | 36.93 | 41.93 | 5 | 0
2020 | NE_2_RMPA | NE | RMPA | External | Winter | B16 | 25 | 310 | 0 | 55.11 | 55.66 | 5 | 0
2020 | NE_2_RMPA | NE | RMPA | External | Winter | B17 | 100 | 310 | 0 | 44.35 | 46.79 | 5 | 0
2020 | NE_2_RMPA | NE | RMPA | External | Winter | B18 | 400 | 310 | 0 | 43.2 | 46.79 | 5 | 0
2020 | NE_2_RMPA | NE | RMPA | External | Winter | B19 | 700 | 310 | 0 | 42.82 | 46.79 | 5 | 0
2020 | NE_2_RMPA | NE | RMPA | External | Winter | B20 | 935 | 310 | 0 | 40.98 | 39.4 | 5 | 0
2020 | NWPP_Coal_2_MAPP_US | NWPP_Coal | MAPP_US | External | Shoulder | B11 | 25 | 150 | 150 | 44.78 | 55.25 | 8 | 2.47
2020 | NWPP_Coal_2_MAPP_US | NWPP_Coal | MAPP_US | External | Shoulder | B12 | 200 | 150 | 0 | 44.78 | 39.17 | 8 | 0
2020 | NWPP_Coal_2_MAPP_US | NWPP_Coal | MAPP_US | External | Shoulder | B13 | 600 | 150 | 0 | 44.78 | 35.07 | 8 | 0
2020 | NWPP_Coal_2_MAPP_US | NWPP_Coal | MAPP_US | External | Shoulder | B14 | 900 | 150 | 0 | 44.78 | 35.07 | 8 | 0
2020 | NWPP_Coal_2_MAPP_US | NWPP_Coal | MAPP_US | External | Shoulder | B15 | 1203 | 150 | 0 | 44.78 | 35.07 | 8 | 0
2020 | NWPP_Coal_2_MAPP_US | NWPP_Coal | MAPP_US | External | Summer | B1 | 10 | 150 | 0 | 56.52 | 58.04 | 8 | 0
2020 | NWPP_Coal_2_MAPP_US | NWPP_Coal | MAPP_US | External | Summer | B2 | 25 | 150 | 150 | 47.49 | 57.47 | 8 | 1.98
2020 | NWPP_Coal_2_MAPP_US | NWPP_Coal | MAPP_US | External | Summer | B3 | 75 | 150 | 150 | 44.76 | 57.47 | 8 | 4.71
2020 | NWPP_Coal_2_MAPP_US | NWPP_Coal | MAPP_US | External | Summer | B4 | 100 | 150 | 150 | 44.76 | 57.47 | 8 | 4.71
2020 | NWPP_Coal_2_MAPP_US | NWPP_Coal | MAPP_US | External | Summer | B5 | 200 | 150 | 150 | 44.76 | 53.08 | 8 | 0.32
2020 | NWPP_Coal_2_MAPP_US | NWPP_Coal | MAPP_US | External | Summer | B6 | 300 | 150 | 0 | 44.76 | 43.11 | 8 | 0
2020 | NWPP_Coal_2_MAPP_US | NWPP_Coal | MAPP_US | External | Summer | B7 | 400 | 150 | 0 | 44.76 | 33.93 | 8 | 0
2020 | NWPP_Coal_2_MAPP_US | NWPP_Coal | MAPP_US | External | Summer | B8 | 500 | 150 | 0 | 44.76 | 33.43 | 8 | 0
2020 | NWPP_Coal_2_MAPP_US | NWPP_Coal | MAPP_US | External | Summer | B9 | 800 | 150 | 0 | 44.76 | 33.43 | 8 | 0
2020 | NWPP_Coal_2_MAPP_US | NWPP_Coal | MAPP_US | External | Summer | B10 | 1262 | 150 | 0 | 44.76 | 29.93 | 8 | 0
2020 | NWPP_Coal_2_MAPP_US | NWPP_Coal | MAPP_US | External | Winter | B16 | 25 | 150 | 0 | 47.49 | 48.11 | 8 | 0
2020 | NWPP_Coal_2_MAPP_US | NWPP_Coal | MAPP_US | External | Winter | B17 | 100 | 150 | 0 | 47.49 | 39.26 | 8 | 0
2020 | NWPP_Coal_2_MAPP_US | NWPP_Coal | MAPP_US | External | Winter | B18 | 400 | 150 | 0 | 47.49 | 36.2 | 8 | 0
2020 | NWPP_Coal_2_MAPP_US | NWPP_Coal | MAPP_US | External | Winter | B19 | 700 | 150 | 0 | 47.49 | 36.2 | 8 | 0
2020 | NWPP_Coal_2_MAPP_US | NWPP_Coal | MAPP_US | External | Winter | B20 | 935 | 150 | 0 | 47.49 | 33.98 | 8 | 0
2020 | RMPA_2_MAPP_US | RMPA | MAPP_US | External | Shoulder | B11 | 25 | 200 | 0 | 52.94 | 55.25 | 8 | 0
2020 | RMPA_2_MAPP_US | RMPA | MAPP_US | External | Shoulder | B12 | 200 | 200 | 0 | 43.61 | 39.17 | 8 | 0
2020 | RMPA_2_MAPP_US | RMPA | MAPP_US | External | Shoulder | B13 | 600 | 200 | 0 | 43.61 | 35.07 | 8 | 0
2020 | RMPA_2_MAPP_US | RMPA | MAPP_US | External | Shoulder | B14 | 900 | 200 | 0 | 43.61 | 35.07 | 8 | 0
2020 | RMPA_2_MAPP_US | RMPA | MAPP_US | External | Shoulder | B15 | 1203 | 200 | 0 | 43.61 | 35.07 | 8 | 0
2020 | RMPA_2_MAPP_US | RMPA | MAPP_US | External | Summer | B1 | 10 | 200 | 0 | 65.22 | 58.04 | 8 | 0
2020 | RMPA_2_MAPP_US | RMPA | MAPP_US | External | Summer | B2 | 25 | 200 | 0 | 65.22 | 57.47 | 8 | 0
2020 | RMPA_2_MAPP_US | RMPA | MAPP_US | External | Summer | B3 | 75 | 200 | 0 | 65.22 | 57.47 | 8 | 0
2020 | RMPA_2_MAPP_US | RMPA | MAPP_US | External | Summer | B4 | 100 | 200 | 0 | 58.29 | 57.47 | 8 | 0
2020 | RMPA_2_MAPP_US | RMPA | MAPP_US | External | Summer | B5 | 200 | 200 | 0 | 52.92 | 53.08 | 8 | 0
2020 | RMPA_2_MAPP_US | RMPA | MAPP_US | External | Summer | B6 | 300 | 200 | 0 | 42.11 | 43.11 | 8 | 0
2020 | RMPA_2_MAPP_US | RMPA | MAPP_US | External | Summer | B7 | 400 | 200 | 0 | 41.93 | 33.93 | 8 | 0
2020 | RMPA_2_MAPP_US | RMPA | MAPP_US | External | Summer | B8 | 500 | 200 | 0 | 41.93 | 33.43 | 8 | 0
2020 | RMPA_2_MAPP_US | RMPA | MAPP_US | External | Summer | B9 | 800 | 200 | 0 | 41.93 | 33.43 | 8 | 0
2020 | RMPA_2_MAPP_US | RMPA | MAPP_US | External | Summer | B10 | 1262 | 200 | 0 | 41.93 | 29.93 | 8 | 0
2020 | RMPA_2_MAPP_US | RMPA | MAPP_US | External | Winter | B16 | 25 | 200 | 0 | 55.66 | 48.11 | 8 | 0
2020 | RMPA_2_MAPP_US | RMPA | MAPP_US | External | Winter | B17 | 100 | 200 | 0 | 46.79 | 39.26 | 8 | 0
2020 | RMPA_2_MAPP_US | RMPA | MAPP_US | External | Winter | B18 | 400 | 200 | 0 | 46.79 | 36.2 | 8 | 0
2020 | RMPA_2_MAPP_US | RMPA | MAPP_US | External | Winter | B19 | 700 | 200 | 0 | 46.79 | 36.2 | 8 | 0
2020 | RMPA_2_MAPP_US | RMPA | MAPP_US | External | Winter | B20 | 935 | 200 | 0 | 39.4 | 33.98 | 8 | 0
2020 | RMPA_2_NE | RMPA | NE | External | Shoulder | B11 | 25 | 310 | 310 | 52.94 | 62.25 | 8 | 1.3
2020 | RMPA_2_NE | RMPA | NE | External | Shoulder | B12 | 200 | 310 | 0 | 43.61 | 46.17 | 8 | 0
2020 | RMPA_2_NE | RMPA | NE | External | Shoulder | B13 | 600 | 310 | 0 | 43.61 | 42.02 | 8 | 0
2020 | RMPA_2_NE | RMPA | NE | External | Shoulder | B14 | 900 | 310 | 0 | 43.61 | 41.58 | 8 | 0
2020 | RMPA_2_NE | RMPA | NE | External | Shoulder | B15 | 1203 | 310 | 0 | 43.61 | 40.17 | 8 | 0
2020 | RMPA_2_NE | RMPA | NE | External | Summer | B1 | 10 | 310 | 0 | 65.22 | 65.04 | 8 | 0
2020 | RMPA_2_NE | RMPA | NE | External | Summer | B2 | 25 | 310 | 0 | 65.22 | 64.47 | 8 | 0
2020 | RMPA_2_NE | RMPA | NE | External | Summer | B3 | 75 | 310 | 0 | 65.22 | 64.47 | 8 | 0
2020 | RMPA_2_NE | RMPA | NE | External | Summer | B4 | 100 | 310 | 0 | 58.29 | 64.47 | 8 | 0
2020 | RMPA_2_NE | RMPA | NE | External | Summer | B5 | 200 | 310 | 0 | 52.92 | 60.08 | 8 | 0
2020 | RMPA_2_NE | RMPA | NE | External | Summer | B6 | 300 | 310 | 126.98 | 42.11 | 50.11 | 8 | 0
2020 | RMPA_2_NE | RMPA | NE | External | Summer | B7 | 400 | 310 | 0 | 41.93 | 40.93 | 8 | 0
2020 | RMPA_2_NE | RMPA | NE | External | Summer | B8 | 500 | 310 | 0 | 41.93 | 40.43 | 8 | 0
2020 | RMPA_2_NE | RMPA | NE | External | Summer | B9 | 800 | 310 | 0 | 41.93 | 40.43 | 8 | 0
2020 | RMPA_2_NE | RMPA | NE | External | Summer | B10 | 1262 | 310 | 0 | 41.93 | 36.93 | 8 | 0
2020 | RMPA_2_NE | RMPA | NE | External | Winter | B16 | 25 | 310 | 0 | 55.66 | 55.11 | 8 | 0
2020 | RMPA_2_NE | RMPA | NE | External | Winter | B17 | 100 | 310 | 0 | 46.79 | 44.35 | 8 | 0
2020 | RMPA_2_NE | RMPA | NE | External | Winter | B18 | 400 | 310 | 0 | 46.79 | 43.2 | 8 | 0
2020 | RMPA_2_NE | RMPA | NE | External | Winter | B19 | 700 | 310 | 0 | 46.79 | 42.82 | 8 | 0
2020 | RMPA_2_NE | RMPA | NE | External | Winter | B20 | 935 | 310 | 0 | 39.4 | 40.98 | 8 | 0
2020 | RMPA_2_SPP_N | RMPA | SPP_N | External | Shoulder | B11 | 25 | 210 | 210 | 52.94 | 62.26 | 8 | 1.31
2020 | RMPA_2_SPP_N | RMPA | SPP_N | External | Shoulder | B12 | 200 | 210 | 0 | 43.61 | 46.18 | 8 | 0
2020 | RMPA_2_SPP_N | RMPA | SPP_N | External | Shoulder | B13 | 600 | 210 | 0 | 43.61 | 42.03 | 8 | 0
2020 | RMPA_2_SPP_N | RMPA | SPP_N | External | Shoulder | B14 | 900 | 210 | 0 | 43.61 | 41.59 | 8 | 0
2020 | RMPA_2_SPP_N | RMPA | SPP_N | External | Shoulder | B15 | 1203 | 210 | 0 | 43.61 | 40.19 | 8 | 0
2020 | RMPA_2_SPP_N | RMPA | SPP_N | External | Summer | B1 | 10 | 210 | 0 | 65.22 | 66.03 | 8 | 0
2020 | RMPA_2_SPP_N | RMPA | SPP_N | External | Summer | B2 | 25 | 210 | 0 | 65.22 | 66.03 | 8 | 0
2020 | RMPA_2_SPP_N | RMPA | SPP_N | External | Summer | B3 | 75 | 210 | 0 | 65.22 | 66.03 | 8 | 0
2020 | RMPA_2_SPP_N | RMPA | SPP_N | External | Summer | B4 | 100 | 210 | 0 | 58.29 | 66.03 | 8 | 0
2020 | RMPA_2_SPP_N | RMPA | SPP_N | External | Summer | B5 | 200 | 210 | 0 | 52.92 | 60.09 | 8 | 0
2020 | RMPA_2_SPP_N | RMPA | SPP_N | External | Summer | B6 | 300 | 210 | 210 | 42.11 | 55.86 | 8 | 5.76
2020 | RMPA_2_SPP_N | RMPA | SPP_N | External | Summer | B7 | 400 | 210 | 0 | 41.93 | 46.47 | 8 | 0
2020 | RMPA_2_SPP_N | RMPA | SPP_N | External | Summer | B8 | 500 | 210 | 0 | 41.93 | 41.93 | 8 | 0
2020 | RMPA_2_SPP_N | RMPA | SPP_N | External | Summer | B9 | 800 | 210 | 0 | 41.93 | 40.44 | 8 | 0
2020 | RMPA_2_SPP_N | RMPA | SPP_N | External | Summer | B10 | 1262 | 210 | 0 | 41.93 | 39.16 | 8 | 0
2020 | RMPA_2_SPP_N | RMPA | SPP_N | External | Winter | B16 | 25 | 210 | 0 | 55.66 | 55.12 | 8 | 0
2020 | RMPA_2_SPP_N | RMPA | SPP_N | External | Winter | B17 | 100 | 210 | 0 | 46.79 | 44.36 | 8 | 0
2020 | RMPA_2_SPP_N | RMPA | SPP_N | External | Winter | B18 | 400 | 210 | 0 | 46.79 | 43.22 | 8 | 0
2020 | RMPA_2_SPP_N | RMPA | SPP_N | External | Winter | B19 | 700 | 210 | 0 | 46.79 | 42.83 | 8 | 0
2020 | RMPA_2_SPP_N | RMPA | SPP_N | External | Winter | B20 | 935 | 210 | 0 | 39.4 | 42.74 | 8 | 0
2020 | SPP_N_2_RMPA | SPP_N | RMPA | External | Shoulder | B11 | 25 | 210 | 0 | 62.26 | 52.94 | 5 | 0
2020 | SPP_N_2_RMPA | SPP_N | RMPA | External | Shoulder | B12 | 200 | 210 | 0 | 46.18 | 43.61 | 5 | 0
2020 | SPP_N_2_RMPA | SPP_N | RMPA | External | Shoulder | B13 | 600 | 210 | 0 | 42.03 | 43.61 | 5 | 0
2020 | SPP_N_2_RMPA | SPP_N | RMPA | External | Shoulder | B14 | 900 | 210 | 0 | 41.59 | 43.61 | 5 | 0
2020 | SPP_N_2_RMPA | SPP_N | RMPA | External | Shoulder | B15 | 1203 | 210 | 0 | 40.19 | 43.61 | 5 | 0
2020 | SPP_N_2_RMPA | SPP_N | RMPA | External | Summer | B1 | 10 | 210 | 0 | 66.03 | 65.22 | 5 | 0
2020 | SPP_N_2_RMPA | SPP_N | RMPA | External | Summer | B2 | 25 | 210 | 0 | 66.03 | 65.22 | 5 | 0
2020 | SPP_N_2_RMPA | SPP_N | RMPA | External | Summer | B3 | 75 | 210 | 0 | 66.03 | 65.22 | 5 | 0
2020 | SPP_N_2_RMPA | SPP_N | RMPA | External | Summer | B4 | 100 | 210 | 0 | 66.03 | 58.29 | 5 | 0
2020 | SPP_N_2_RMPA | SPP_N | RMPA | External | Summer | B5 | 200 | 210 | 0 | 60.09 | 52.92 | 5 | 0
2020 | SPP_N_2_RMPA | SPP_N | RMPA | External | Summer | B6 | 300 | 210 | 0 | 55.86 | 42.11 | 5 | 0
2020 | SPP_N_2_RMPA | SPP_N | RMPA | External | Summer | B7 | 400 | 210 | 0 | 46.47 | 41.93 | 5 | 0
2020 | SPP_N_2_RMPA | SPP_N | RMPA | External | Summer | B8 | 500 | 210 | 0 | 41.93 | 41.93 | 5 | 0
2020 | SPP_N_2_RMPA | SPP_N | RMPA | External | Summer | B9 | 800 | 210 | 0 | 40.44 | 41.93 | 5 | 0
2020 | SPP_N_2_RMPA | SPP_N | RMPA | External | Summer | B10 | 1262 | 210 | 0 | 39.16 | 41.93 | 5 | 0
2020 | SPP_N_2_RMPA | SPP_N | RMPA | External | Winter | B16 | 25 | 210 | 0 | 55.12 | 55.66 | 5 | 0
2020 | SPP_N_2_RMPA | SPP_N | RMPA | External | Winter | B17 | 100 | 210 | 0 | 44.36 | 46.79 | 5 | 0
2020 | SPP_N_2_RMPA | SPP_N | RMPA | External | Winter | B18 | 400 | 210 | 0 | 43.22 | 46.79 | 5 | 0
2020 | SPP_N_2_RMPA | SPP_N | RMPA | External | Winter | B19 | 700 | 210 | 0 | 42.83 | 46.79 | 5 | 0
2020 | SPP_N_2_RMPA | SPP_N | RMPA | External | Winter | B20 | 935 | 210 | 0 | 42.74 | 39.4 | 5 | 0
2020 | SPP_S_2_ERCOT | SPP_S | ERCOT | External | Shoulder | B11 | 25 | 800 | 0 | 57.84 | 58.4 | 5 | 0
2020 | SPP_S_2_ERCOT | SPP_S | ERCOT | External | Shoulder | B12 | 200 | 800 | 0 | 44.05 | 43.63 | 5 | 0
2020 | SPP_S_2_ERCOT | SPP_S | ERCOT | External | Shoulder | B13 | 600 | 800 | 0 | 42.02 | 40.04 | 5 | 0
2020 | SPP_S_2_ERCOT | SPP_S | ERCOT | External | Shoulder | B14 | 900 | 800 | 0 | 41.6 | 40.04 | 5 | 0
2020 | SPP_S_2_ERCOT | SPP_S | ERCOT | External | Shoulder | B15 | 1203 | 800 | 0 | 40.2 | 40.04 | 5 | 0
2020 | SPP_S_2_ERCOT | SPP_S | ERCOT | External | Summer | B1 | 10 | 800 | 0 | 64.56 | 67.49 | 5 | 0
2020 | SPP_S_2_ERCOT | SPP_S | ERCOT | External | Summer | B2 | 25 | 800 | 0 | 65.21 | 64.82 | 5 | 0
2020 | SPP_S_2_ERCOT | SPP_S | ERCOT | External | Summer | B3 | 75 | 800 | 0 | 56.69 | 56.77 | 5 | 0
2020 | SPP_S_2_ERCOT | SPP_S | ERCOT | External | Summer | B4 | 100 | 800 | 0 | 56.69 | 56.77 | 5 | 0
2020 | SPP_S_2_ERCOT | SPP_S | ERCOT | External | Summer | B5 | 200 | 800 | 0 | 55.88 | 56.77 | 5 | 0
2020 | SPP_S_2_ERCOT | SPP_S | ERCOT | External | Summer | B6 | 300 | 800 | 0 | 55.88 | 56.77 | 5 | 0
2020 | SPP_S_2_ERCOT | SPP_S | ERCOT | External | Summer | B7 | 400 | 800 | 0 | 46.48 | 42.43 | 5 | 0
2020 | SPP_S_2_ERCOT | SPP_S | ERCOT | External | Summer | B8 | 500 | 800 | 0 | 41.94 | 41.88 | 5 | 0
2020 | SPP_S_2_ERCOT | SPP_S | ERCOT | External | Summer | B9 | 800 | 800 | 0 | 40.45 | 38.95 | 5 | 0
2020 | SPP_S_2_ERCOT | SPP_S | ERCOT | External | Summer | B10 | 1262 | 800 | 0 | 39.17 | 38.95 | 5 | 0
2020 | SPP_S_2_ERCOT | SPP_S | ERCOT | External | Winter | B16 | 25 | 800 | 0 | 55.13 | 54.64 | 5 | 0
2020 | SPP_S_2_ERCOT | SPP_S | ERCOT | External | Winter | B17 | 100 | 800 | 0 | 44.37 | 42.4 | 5 | 0
2020 | SPP_S_2_ERCOT | SPP_S | ERCOT | External | Winter | B18 | 400 | 800 | 0 | 43.23 | 42.4 | 5 | 0
2020 | SPP_S_2_ERCOT | SPP_S | ERCOT | External | Winter | B19 | 700 | 800 | 0 | 42.84 | 42.4 | 5 | 0
2020 | SPP_S_2_ERCOT | SPP_S | ERCOT | External | Winter | B20 | 935 | 800 | 0 | 42.75 | 42.4 | 5 | 0
2025 | AZ_NM_SNV_Coal_2_SPP_S | AZ_NM_SNV_Coal | SPP_S | External | Shoulder | B11 | 25 | 400 | 400 | 52.63 | 64.71 | 8.17 | 3.91
2025 | AZ_NM_SNV_Coal_2_SPP_S | AZ_NM_SNV_Coal | SPP_S | External | Shoulder | B12 | 200 | 400 | 0 | 52.63 | 48.47 | 8.17 | 0
2025 | AZ_NM_SNV_Coal_2_SPP_S | AZ_NM_SNV_Coal | SPP_S | External | Shoulder | B13 | 600 | 400 | 0 | 52.63 | 46.93 | 8.17 | 0
2025 | AZ_NM_SNV_Coal_2_SPP_S | AZ_NM_SNV_Coal | SPP_S | External | Shoulder | B14 | 900 | 400 | 0 | 52.63 | 46.27 | 8.17 | 0
2025 | AZ_NM_SNV_Coal_2_SPP_S | AZ_NM_SNV_Coal | SPP_S | External | Shoulder | B15 | 1203 | 400 | 0 | 49.38 | 44.88 | 8.17 | 0
2025 | AZ_NM_SNV_Coal_2_SPP_S | AZ_NM_SNV_Coal | SPP_S | External | Summer | B1 | 10 | 400 | 0 | 76.88 | 72.92 | 8.17 | 0
2025 | AZ_NM_SNV_Coal_2_SPP_S | AZ_NM_SNV_Coal | SPP_S | External | Summer | B2 | 25 | 400 | 0 | 76.88 | 72.25 | 8.17 | 0
2025 | AZ_NM_SNV_Coal_2_SPP_S | AZ_NM_SNV_Coal | SPP_S | External | Summer | B3 | 75 | 400 | 0 | 74.08 | 72.25 | 8.17 | 0
2025 | AZ_NM_SNV_Coal_2_SPP_S | AZ_NM_SNV_Coal | SPP_S | External | Summer | B4 | 100 | 400 | 0 | 73.38 | 71.31 | 8.17 | 0
2025 | AZ_NM_SNV_Coal_2_SPP_S | AZ_NM_SNV_Coal | SPP_S | External | Summer | B5 | 200 | 400 | 0 | 63.64 | 63.01 | 8.17 | 0
2025 | AZ_NM_SNV_Coal_2_SPP_S | AZ_NM_SNV_Coal | SPP_S | External | Summer | B6 | 300 | 400 | 0 | 56.13 | 62.49 | 8.17 | 0
2025 | AZ_NM_SNV_Coal_2_SPP_S | AZ_NM_SNV_Coal | SPP_S | External | Summer | B7 | 400 | 400 | 0 | 52.57 | 53.33 | 8.17 | 0
2025 | AZ_NM_SNV_Coal_2_SPP_S | AZ_NM_SNV_Coal | SPP_S | External | Summer | B8 | 500 | 400 | 0 | 52.56 | 45.34 | 8.17 | 0
2025 | AZ_NM_SNV_Coal_2_SPP_S | AZ_NM_SNV_Coal | SPP_S | External | Summer | B9 | 800 | 400 | 0 | 52.55 | 44.71 | 8.17 | 0
2025 | AZ_NM_SNV_Coal_2_SPP_S | AZ_NM_SNV_Coal | SPP_S | External | Summer | B10 | 1262 | 400 | 0 | 48.68 | 43.37 | 8.17 | 0
2025 | AZ_NM_SNV_Coal_2_SPP_S | AZ_NM_SNV_Coal | SPP_S | External | Winter | B16 | 25 | 400 | 400 | 55.67 | 67.99 | 8.17 | 4.16
2025 | AZ_NM_SNV_Coal_2_SPP_S | AZ_NM_SNV_Coal | SPP_S | External | Winter | B17 | 100 | 400 | 0 | 55.67 | 49.52 | 8.17 | 0
2025 | AZ_NM_SNV_Coal_2_SPP_S | AZ_NM_SNV_Coal | SPP_S | External | Winter | B18 | 400 | 400 | 0 | 55.67 | 47.83 | 8.17 | 0
2025 | AZ_NM_SNV_Coal_2_SPP_S | AZ_NM_SNV_Coal | SPP_S | External | Winter | B19 | 700 | 400 | 0 | 55.67 | 47.83 | 8.17 | 0
2025 | AZ_NM_SNV_Coal_2_SPP_S | AZ_NM_SNV_Coal | SPP_S | External | Winter | B20 | 935 | 400 | 0 | 51.45 | 47.73 | 8.17 | 0
2025 | ERCOT_2_SPP_S | ERCOT | SPP_S | External | Shoulder | B11 | 25 | 800 | 0 | 65.35 | 64.71 | 8 | 0
2025 | ERCOT_2_SPP_S | ERCOT | SPP_S | External | Shoulder | B12 | 200 | 800 | 0 | 52.85 | 48.47 | 8 | 0
2025 | ERCOT_2_SPP_S | ERCOT | SPP_S | External | Shoulder | B13 | 600 | 800 | 0 | 44.71 | 46.93 | 8 | 0
2025 | ERCOT_2_SPP_S | ERCOT | SPP_S | External | Shoulder | B14 | 900 | 800 | 0 | 44.71 | 46.27 | 8 | 0
2025 | ERCOT_2_SPP_S | ERCOT | SPP_S | External | Shoulder | B15 | 1203 | 800 | 0 | 44.71 | 44.88 | 8 | 0
2025 | ERCOT_2_SPP_S | ERCOT | SPP_S | External | Summer | B1 | 10 | 800 | 0 | 74.84 | 72.92 | 8 | 0
2025 | ERCOT_2_SPP_S | ERCOT | SPP_S | External | Summer | B2 | 25 | 800 | 0 | 74.84 | 72.25 | 8 | 0
2025 | ERCOT_2_SPP_S | ERCOT | SPP_S | External | Summer | B3 | 75 | 800 | 0 | 71.64 | 72.25 | 8 | 0
2025 | ERCOT_2_SPP_S | ERCOT | SPP_S | External | Summer | B4 | 100 | 800 | 0 | 63.53 | 71.31 | 8 | 0
2025 | ERCOT_2_SPP_S | ERCOT | SPP_S | External | Summer | B5 | 200 | 800 | 0 | 63.53 | 63.01 | 8 | 0
2025 | ERCOT_2_SPP_S | ERCOT | SPP_S | External | Summer | B6 | 300 | 800 | 0 | 63.53 | 62.49 | 8 | 0
2025 | ERCOT_2_SPP_S | ERCOT | SPP_S | External | Summer | B7 | 400 | 800 | 0 | 58.33 | 53.33 | 8 | 0
2025 | ERCOT_2_SPP_S | ERCOT | SPP_S | External | Summer | B8 | 500 | 800 | 0 | 47.41 | 45.34 | 8 | 0
2025 | ERCOT_2_SPP_S | ERCOT | SPP_S | External | Summer | B9 | 800 | 800 | 0 | 43.49 | 44.71 | 8 | 0
2025 | ERCOT_2_SPP_S | ERCOT | SPP_S | External | Summer | B10 | 1262 | 800 | 0 | 43.49 | 43.37 | 8 | 0
2025 | ERCOT_2_SPP_S | ERCOT | SPP_S | External | Winter | B16 | 25 | 800 | 0 | 69.26 | 67.99 | 8 | 0
2025 | ERCOT_2_SPP_S | ERCOT | SPP_S | External | Winter | B17 | 100 | 800 | 0 | 51.63 | 49.52 | 8 | 0
2025 | ERCOT_2_SPP_S | ERCOT | SPP_S | External | Winter | B18 | 400 | 800 | 0 | 47.34 | 47.83 | 8 | 0
2025 | ERCOT_2_SPP_S | ERCOT | SPP_S | External | Winter | B19 | 700 | 800 | 0 | 47.34 | 47.83 | 8 | 0
2025 | ERCOT_2_SPP_S | ERCOT | SPP_S | External | Winter | B20 | 935 | 800 | 0 | 47.34 | 47.73 | 8 | 0
2025 | MAPP_US_2_RMPA | MAPP_US | RMPA | External | Shoulder | B11 | 25 | 200 | 0 | 57.48 | 48.96 | 8 | 0
2025 | MAPP_US_2_RMPA | MAPP_US | RMPA | External | Shoulder | B12 | 200 | 200 | 0 | 47.82 | 48.96 | 8 | 0
2025 | MAPP_US_2_RMPA | MAPP_US | RMPA | External | Shoulder | B13 | 600 | 200 | 199.99 | 40.76 | 48.83 | 8 | 0.07
2025 | MAPP_US_2_RMPA | MAPP_US | RMPA | External | Shoulder | B14 | 900 | 200 | 200 | 40.76 | 48.83 | 8 | 0.07
2025 | MAPP_US_2_RMPA | MAPP_US | RMPA | External | Shoulder | B15 | 1203 | 200 | 0 | 40.76 | 44.45 | 8 | 0
2025 | MAPP_US_2_RMPA | MAPP_US | RMPA | External | Summer | B1 | 10 | 200 | 0 | 72.56 | 72.57 | 8 | 0
2025 | MAPP_US_2_RMPA | MAPP_US | RMPA | External | Summer | B2 | 25 | 200 | 0 | 66.58 | 68.71 | 8 | 0
2025 | MAPP_US_2_RMPA | MAPP_US | RMPA | External | Summer | B3 | 75 | 200 | 0 | 65.42 | 65.92 | 8 | 0
2025 | MAPP_US_2_RMPA | MAPP_US | RMPA | External | Summer | B4 | 100 | 200 | 0 | 65.42 | 64.42 | 8 | 0
2025 | MAPP_US_2_RMPA | MAPP_US | RMPA | External | Summer | B5 | 200 | 200 | 0 | 63.98 | 55.98 | 8 | 0
2025 | MAPP_US_2_RMPA | MAPP_US | RMPA | External | Summer | B6 | 300 | 200 | 0 | 55.46 | 47.96 | 8 | 0
2025 | MAPP_US_2_RMPA | MAPP_US | RMPA | External | Summer | B7 | 400 | 200 | 0 | 42.14 | 47.04 | 8 | 0
2025 | MAPP_US_2_RMPA | MAPP_US | RMPA | External | Summer | B8 | 500 | 200 | 200 | 37.69 | 47.04 | 8 | 1.35
2025 | MAPP_US_2_RMPA | MAPP_US | RMPA | External | Summer | B9 | 800 | 200 | 0 | 37.69 | 44.38 | 8 | 0
2025 | MAPP_US_2_RMPA | MAPP_US | RMPA | External | Summer | B10 | 1262 | 200 | 200 | 33.95 | 43.96 | 8 | 2.01
2025 | MAPP_US_2_RMPA | MAPP_US | RMPA | External | Winter | B16 | 25 | 200 | 0 | 60.99 | 55.33 | 8 | 0
2025 | MAPP_US_2_RMPA | MAPP_US | RMPA | External | Winter | B17 | 100 | 200 | 0 | 46.67 | 52.57 | 8 | 0
2025 | MAPP_US_2_RMPA | MAPP_US | RMPA | External | Winter | B18 | 400 | 200 | 200 | 41.04 | 52.57 | 8 | 3.53
2025 | MAPP_US_2_RMPA | MAPP_US | RMPA | External | Winter | B19 | 700 | 200 | 200 | 41.04 | 52.57 | 8 | 3.53
2025 | MAPP_US_2_RMPA | MAPP_US | RMPA | External | Winter | B20 | 935 | 200 | 0 | 40.7 | 39.72 | 8 | 0
2025 | NE_2_RMPA | NE | RMPA | External | Shoulder | B11 | 25 | 310 | 0 | 64.48 | 48.96 | 5 | 0
2025 | NE_2_RMPA | NE | RMPA | External | Shoulder | B12 | 200 | 310 | 0 | 54.82 | 48.96 | 5 | 0
2025 | NE_2_RMPA | NE | RMPA | External | Shoulder | B13 | 600 | 310 | 0 | 47.76 | 48.83 | 5 | 0
2025 | NE_2_RMPA | NE | RMPA | External | Shoulder | B14 | 900 | 310 | 0 | 46.27 | 48.83 | 5 | 0
2025 | NE_2_RMPA | NE | RMPA | External | Shoulder | B15 | 1203 | 310 | 0 | 44.86 | 44.45 | 5 | 0
2025 | NE_2_RMPA | NE | RMPA | External | Summer | B1 | 10 | 310 | 0 | 76.49 | 72.57 | 5 | 0
2025 | NE_2_RMPA | NE | RMPA | External | Summer | B2 | 25 | 310 | 0 | 73.58 | 68.71 | 5 | 0
2025 | NE_2_RMPA | NE | RMPA | External | Summer | B3 | 75 | 310 | 0 | 72.42 | 65.92 | 5 | 0
2025 | NE_2_RMPA | NE | RMPA | External | Summer | B4 | 100 | 310 | 0 | 72.42 | 64.42 | 5 | 0
2025 | NE_2_RMPA | NE | RMPA | External | Summer | B5 | 200 | 310 | 0 | 70.98 | 55.98 | 5 | 0
2025 | NE_2_RMPA | NE | RMPA | External | Summer | B6 | 300 | 310 | 0 | 62.46 | 47.96 | 5 | 0
2025 | NE_2_RMPA | NE | RMPA | External | Summer | B7 | 400 | 310 | 0 | 49.14 | 47.04 | 5 | 0
2025 | NE_2_RMPA | NE | RMPA | External | Summer | B8 | 500 | 310 | 0 | 44.69 | 47.04 | 5 | 0
2025 | NE_2_RMPA | NE | RMPA | External | Summer | B9 | 800 | 310 | 0 | 44.69 | 44.38 | 5 | 0
2025 | NE_2_RMPA | NE | RMPA | External | Summer | B10 | 1262 | 310 | 0 | 40.95 | 43.96 | 5 | 0
2025 | NE_2_RMPA | NE | RMPA | External | Winter | B16 | 25 | 310 | 0 | 67.99 | 55.33 | 5 | 0
2025 | NE_2_RMPA | NE | RMPA | External | Winter | B17 | 100 | 310 | 0 | 49.5 | 52.57 | 5 | 0
2025 | NE_2_RMPA | NE | RMPA | External | Winter | B18 | 400 | 310 | 0 | 47.81 | 52.57 | 5 | 0
2025 | NE_2_RMPA | NE | RMPA | External | Winter | B19 | 700 | 310 | 0 | 47.81 | 52.57 | 5 | 0
2025 | NE_2_RMPA | NE | RMPA | External | Winter | B20 | 935 | 310 | 0 | 47.7 | 39.72 | 5 | 0
2025 | NWPP_Coal_2_MAPP_US | NWPP_Coal | MAPP_US | External | Shoulder | B11 | 25 | 150 | 0 | 52.61 | 57.48 | 8 | 0
2025 | NWPP_Coal_2_MAPP_US | NWPP_Coal | MAPP_US | External | Shoulder | B12 | 200 | 150 | 0 | 52.61 | 47.82 | 8 | 0
2025 | NWPP_Coal_2_MAPP_US | NWPP_Coal | MAPP_US | External | Shoulder | B13 | 600 | 150 | 0 | 52.61 | 40.76 | 8 | 0
2025 | NWPP_Coal_2_MAPP_US | NWPP_Coal | MAPP_US | External | Shoulder | B14 | 900 | 150 | 0 | 52.61 | 40.76 | 8 | 0
2025 | NWPP_Coal_2_MAPP_US | NWPP_Coal | MAPP_US | External | Shoulder | B15 | 1203 | 150 | 0 | 52.61 | 40.76 | 8 | 0
2025 | NWPP_Coal_2_MAPP_US | NWPP_Coal | MAPP_US | External | Summer | B1 | 10 | 150 | 150 | 59.59 | 72.56 | 8 | 4.97
2025 | NWPP_Coal_2_MAPP_US | NWPP_Coal | MAPP_US | External | Summer | B2 | 25 | 150 | 0 | 59.59 | 66.58 | 8 | 0
2025 | NWPP_Coal_2_MAPP_US | NWPP_Coal | MAPP_US | External | Summer | B3 | 75 | 150 | 150 | 52.55 | 65.42 | 8 | 4.87
2025 | NWPP_Coal_2_MAPP_US | NWPP_Coal | MAPP_US | External | Summer | B4 | 100 | 150 | 150 | 52.55 | 65.42 | 8 | 4.87
2025 | NWPP_Coal_2_MAPP_US | NWPP_Coal | MAPP_US | External | Summer | B5 | 200 | 150 | 150 | 52.55 | 63.98 | 8 | 3.43
2025 | NWPP_Coal_2_MAPP_US | NWPP_Coal | MAPP_US | External | Summer | B6 | 300 | 150 | 0 | 52.55 | 55.46 | 8 | 0
2025 | NWPP_Coal_2_MAPP_US | NWPP_Coal | MAPP_US | External | Summer | B7 | 400 | 150 | 0 | 52.55 | 42.14 | 8 | 0
2025 | NWPP_Coal_2_MAPP_US | NWPP_Coal | MAPP_US | External | Summer | B8 | 500 | 150 | 0 | 52.55 | 37.69 | 8 | 0
2025 | NWPP_Coal_2_MAPP_US | NWPP_Coal | MAPP_US | External | Summer | B9 | 800 | 150 | 0 | 52.55 | 37.69 | 8 | 0
2025 | NWPP_Coal_2_MAPP_US | NWPP_Coal | MAPP_US | External | Summer | B10 | 1262 | 150 | 0 | 52.55 | 33.95 | 8 | 0
2025 | NWPP_Coal_2_MAPP_US | NWPP_Coal | MAPP_US | External | Winter | B16 | 25 | 150 | 0 | 55.66 | 60.99 | 8 | 0
2025 | NWPP_Coal_2_MAPP_US | NWPP_Coal | MAPP_US | External | Winter | B17 | 100 | 150 | 0 | 55.66 | 46.67 | 8 | 0
2025 | NWPP_Coal_2_MAPP_US | NWPP_Coal | MAPP_US | External | Winter | B18 | 400 | 150 | 0 | 55.66 | 41.04 | 8 | 0
2025 | NWPP_Coal_2_MAPP_US | NWPP_Coal | MAPP_US | External | Winter | B19 | 700 | 150 | 0 | 55.66 | 41.04 | 8 | 0
2025 | NWPP_Coal_2_MAPP_US | NWPP_Coal | MAPP_US | External | Winter | B20 | 935 | 150 | 0 | 55.66 | 40.7 | 8 | 0
2025 | RMPA_2_MAPP_US | RMPA | MAPP_US | External | Shoulder | B11 | 25 | 200 | 199.99 | 48.96 | 57.48 | 8 | 0.52
2025 | RMPA_2_MAPP_US | RMPA | MAPP_US | External | Shoulder | B12 | 200 | 200 | 0 | 48.96 | 47.82 | 8 | 0
2025 | RMPA_2_MAPP_US | RMPA | MAPP_US | External | Shoulder | B13 | 600 | 200 | 0 | 48.83 | 40.76 | 8 | 0
2025 | RMPA_2_MAPP_US | RMPA | MAPP_US | External | Shoulder | B14 | 900 | 200 | 0 | 48.83 | 40.76 | 8 | 0
2025 | RMPA_2_MAPP_US | RMPA | MAPP_US | External | Shoulder | B15 | 1203 | 200 | 0 | 44.45 | 40.76 | 8 | 0
2025 | RMPA_2_MAPP_US | RMPA | MAPP_US | External | Summer | B1 | 10 | 200 | 0 | 72.57 | 72.56 | 8 | 0
2025 | RMPA_2_MAPP_US | RMPA | MAPP_US | External | Summer | B2 | 25 | 200 | 0 | 68.71 | 66.58 | 8 | 0
2025 | RMPA_2_MAPP_US | RMPA | MAPP_US | External | Summer | B3 | 75 | 200 | 0 | 65.92 | 65.42 | 8 | 0
2025 | RMPA_2_MAPP_US | RMPA | MAPP_US | External | Summer | B4 | 100 | 200 | 0 | 64.42 | 65.42 | 8 | 0
2025 | RMPA_2_MAPP_US | RMPA | MAPP_US | External | Summer | B5 | 200 | 200 | 41.11 | 55.98 | 63.98 | 8 | 0
2025 | RMPA_2_MAPP_US | RMPA | MAPP_US | External | Summer | B6 | 300 | 200 | 0 | 47.96 | 55.46 | 8 | 0
2025 | RMPA_2_MAPP_US | RMPA | MAPP_US | External | Summer | B7 | 400 | 200 | 0 | 47.04 | 42.14 | 8 | 0
2025 | RMPA_2_MAPP_US | RMPA | MAPP_US | External | Summer | B8 | 500 | 200 | 0 | 47.04 | 37.69 | 8 | 0
2025 | RMPA_2_MAPP_US | RMPA | MAPP_US | External | Summer | B9 | 800 | 200 | 0 | 44.38 | 37.69 | 8 | 0
2025 | RMPA_2_MAPP_US | RMPA | MAPP_US | External | Summer | B10 | 1262 | 200 | 0 | 43.96 | 33.95 | 8 | 0
2025 | RMPA_2_MAPP_US | RMPA | MAPP_US | External | Winter | B16 | 25 | 200 | 0 | 55.33 | 60.99 | 8 | 0
2025 | RMPA_2_MAPP_US | RMPA | MAPP_US | External | Winter | B17 | 100 | 200 | 0 | 52.57 | 46.67 | 8 | 0
2025 | RMPA_2_MAPP_US | RMPA | MAPP_US | External | Winter | B18 | 400 | 200 | 0 | 52.57 | 41.04 | 8 | 0
2025 | RMPA_2_MAPP_US | RMPA | MAPP_US | External | Winter | B19 | 700 | 200 | 0 | 52.57 | 41.04 | 8 | 0
2025 | RMPA_2_MAPP_US | RMPA | MAPP_US | External | Winter | B20 | 935 | 200 | 0 | 39.72 | 40.7 | 8 | 0
2025 | RMPA_2_NE | RMPA | NE | External | Shoulder | B11 | 25 | 310 | 310 | 48.96 | 64.48 | 8 | 7.52
2025 | RMPA_2_NE | RMPA | NE | External | Shoulder | B12 | 200 | 310 | 0 | 48.96 | 54.82 | 8 | 0
2025 | RMPA_2_NE | RMPA | NE | External | Shoulder | B13 | 600 | 310 | 0 | 48.83 | 47.76 | 8 | 0
2025 | RMPA_2_NE | RMPA | NE | External | Shoulder | B14 | 900 | 310 | 0 | 48.83 | 46.27 | 8 | 0
2025 | RMPA_2_NE | RMPA | NE | External | Shoulder | B15 | 1203 | 310 | 0 | 44.45 | 44.86 | 8 | 0
2025 | RMPA_2_NE | RMPA | NE | External | Summer | B1 | 10 | 310 | 0 | 72.57 | 76.49 | 8 | 0
2025 | RMPA_2_NE | RMPA | NE | External | Summer | B2 | 25 | 310 | 0 | 68.71 | 73.58 | 8 | 0
2025 | RMPA_2_NE | RMPA | NE | External | Summer | B3 | 75 | 310 | 0 | 65.92 | 72.42 | 8 | 0
2025 | RMPA_2_NE | RMPA | NE | External | Summer | B4 | 100 | 310 | 255.1 | 64.42 | 72.42 | 8 | 0
2025 | RMPA_2_NE | RMPA | NE | External | Summer | B5 | 200 | 310 | 310 | 55.98 | 70.98 | 8 | 7
2025 | RMPA_2_NE | RMPA | NE | External | Summer | B6 | 300 | 310 | 310 | 47.96 | 62.46 | 8 | 6.5
2025 | RMPA_2_NE | RMPA | NE | External | Summer | B7 | 400 | 310 | 0 | 47.04 | 49.14 | 8 | 0
2025 | RMPA_2_NE | RMPA | NE | External | Summer | B8 | 500 | 310 | 0 | 47.04 | 44.69 | 8 | 0
2025 | RMPA_2_NE | RMPA | NE | External | Summer | B9 | 800 | 310 | 0 | 44.38 | 44.69 | 8 | 0
2025 | RMPA_2_NE | RMPA | NE | External | Summer | B10 | 1262 | 310 | 0 | 43.96 | 40.95 | 8 | 0
2025 | RMPA_2_NE | RMPA | NE | External | Winter | B16 | 25 | 310 | 310 | 55.33 | 67.99 | 8 | 4.67
2025 | RMPA_2_NE | RMPA | NE | External | Winter | B17 | 100 | 310 | 0 | 52.57 | 49.5 | 8 | 0
2025 | RMPA_2_NE | RMPA | NE | External | Winter | B18 | 400 | 310 | 0 | 52.57 | 47.81 | 8 | 0
2025 | RMPA_2_NE | RMPA | NE | External | Winter | B19 | 700 | 310 | 0 | 52.57 | 47.81 | 8 | 0
2025 | RMPA_2_NE | RMPA | NE | External | Winter | B20 | 935 | 310 | 0 | 39.72 | 47.7 | 8 | 0
2025 | RMPA_2_SPP_N | RMPA | SPP_N | External | Shoulder | B11 | 25 | 210 | 210 | 48.96 | 70.09 | 8 | 13.13
2025 | RMPA_2_SPP_N | RMPA | SPP_N | External | Shoulder | B12 | 200 | 210 | 0 | 48.96 | 54.83 | 8 | 0
2025 | RMPA_2_SPP_N | RMPA | SPP_N | External | Shoulder | B13 | 600 | 210 | 0 | 48.83 | 47.77 | 8 | 0
2025 | RMPA_2_SPP_N | RMPA | SPP_N | External | Shoulder | B14 | 900 | 210 | 0 | 48.83 | 46.29 | 8 | 0
2025 | RMPA_2_SPP_N | RMPA | SPP_N | External | Shoulder | B15 | 1203 | 210 | 0 | 44.45 | 44.87 | 8 | 0
2025 | RMPA_2_SPP_N | RMPA | SPP_N | External | Summer | B1 | 10 | 210 | 0 | 72.57 | 76.5 | 8 | 0
2025 | RMPA_2_SPP_N | RMPA | SPP_N | External | Summer | B2 | 25 | 210 | 0 | 68.71 | 73.59 | 8 | 0
2025 | RMPA_2_SPP_N | RMPA | SPP_N | External | Summer | B3 | 75 | 210 | 0 | 65.92 | 73.59 | 8 | 0
2025 | RMPA_2_SPP_N | RMPA | SPP_N | External | Summer | B4 | 100 | 210 | 210 | 64.42 | 73.59 | 8 | 1.18
2025 | RMPA_2_SPP_N | RMPA | SPP_N | External | Summer | B5 | 200 | 210 | 210 | 55.98 | 72.11 | 8 | 8.13
2025 | RMPA_2_SPP_N | RMPA | SPP_N | External | Summer | B6 | 300 | 210 | 210 | 47.96 | 62.48 | 8 | 6.51
2025 | RMPA_2_SPP_N | RMPA | SPP_N | External | Summer | B7 | 400 | 210 | 0 | 47.04 | 53.31 | 8 | 0
2025 | RMPA_2_SPP_N | RMPA | SPP_N | External | Summer | B8 | 500 | 210 | 0 | 47.04 | 45.33 | 8 | 0
2025 | RMPA_2_SPP_N | RMPA | SPP_N | External | Summer | B9 | 800 | 210 | 0 | 44.38 | 44.7 | 8 | 0
2025 | RMPA_2_SPP_N | RMPA | SPP_N | External | Summer | B10 | 1262 | 210 | 0 | 43.96 | 43.36 | 8 | 0
2025 | RMPA_2_SPP_N | RMPA | SPP_N | External | Winter | B16 | 25 | 210 | 210 | 55.33 | 68 | 8 | 4.68
2025 | RMPA_2_SPP_N | RMPA | SPP_N | External | Winter | B17 | 100 | 210 | 0 | 52.57 | 49.51 | 8 | 0
2025 | RMPA_2_SPP_N | RMPA | SPP_N | External | Winter | B18 | 400 | 210 | 0 | 52.57 | 47.82 | 8 | 0
2025 | RMPA_2_SPP_N | RMPA | SPP_N | External | Winter | B19 | 700 | 210 | 0 | 52.57 | 47.82 | 8 | 0
2025 | RMPA_2_SPP_N | RMPA | SPP_N | External | Winter | B20 | 935 | 210 | 0.79 | 39.72 | 47.71 | 8 | 0
2025 | SPP_N_2_RMPA | SPP_N | RMPA | External | Shoulder | B11 | 25 | 210 | 0 | 70.09 | 48.96 | 5 | 0
2025 | SPP_N_2_RMPA | SPP_N | RMPA | External | Shoulder | B12 | 200 | 210 | 0 | 54.83 | 48.96 | 5 | 0
2025 | SPP_N_2_RMPA | SPP_N | RMPA | External | Shoulder | B13 | 600 | 210 | 0 | 47.77 | 48.83 | 5 | 0
2025 | SPP_N_2_RMPA | SPP_N | RMPA | External | Shoulder | B14 | 900 | 210 | 0 | 46.29 | 48.83 | 5 | 0
2025 | SPP_N_2_RMPA | SPP_N | RMPA | External | Shoulder | B15 | 1203 | 210 | 0 | 44.87 | 44.45 | 5 | 0
2025 | SPP_N_2_RMPA | SPP_N | RMPA | External | Summer | B1 | 10 | 210 | 0 | 76.5 | 72.57 | 5 | 0
2025 | SPP_N_2_RMPA | SPP_N | RMPA | External | Summer | B2 | 25 | 210 | 0 | 73.59 | 68.71 | 5 | 0
2025 | SPP_N_2_RMPA | SPP_N | RMPA | External | Summer | B3 | 75 | 210 | 0 | 73.59 | 65.92 | 5 | 0
2025 | SPP_N_2_RMPA | SPP_N | RMPA | External | Summer | B4 | 100 | 210 | 0 | 73.59 | 64.42 | 5 | 0
2025 | SPP_N_2_RMPA | SPP_N | RMPA | External | Summer | B5 | 200 | 210 | 0 | 72.11 | 55.98 | 5 | 0
2025 | SPP_N_2_RMPA | SPP_N | RMPA | External | Summer | B6 | 300 | 210 | 0 | 62.48 | 47.96 | 5 | 0
2025 | SPP_N_2_RMPA | SPP_N | RMPA | External | Summer | B7 | 400 | 210 | 0 | 53.31 | 47.04 | 5 | 0
2025 | SPP_N_2_RMPA | SPP_N | RMPA | External | Summer | B8 | 500 | 210 | 0 | 45.33 | 47.04 | 5 | 0
2025 | SPP_N_2_RMPA | SPP_N | RMPA | External | Summer | B9 | 800 | 210 | 0 | 44.7 | 44.38 | 5 | 0
2025 | SPP_N_2_RMPA | SPP_N | RMPA | External | Summer | B10 | 1262 | 210 | 0 | 43.36 | 43.96 | 5 | 0
2025 | SPP_N_2_RMPA | SPP_N | RMPA | External | Winter | B16 | 25 | 210 | 0 | 68 | 55.33 | 5 | 0
2025 | SPP_N_2_RMPA | SPP_N | RMPA | External | Winter | B17 | 100 | 210 | 0 | 49.51 | 52.57 | 5 | 0
2025 | SPP_N_2_RMPA | SPP_N | RMPA | External | Winter | B18 | 400 | 210 | 0 | 47.82 | 52.57 | 5 | 0
2025 | SPP_N_2_RMPA | SPP_N | RMPA | External | Winter | B19 | 700 | 210 | 0 | 47.82 | 52.57 | 5 | 0
2025 | SPP_N_2_RMPA | SPP_N | RMPA | External | Winter | B20 | 935 | 210 | 0 | 47.71 | 39.72 | 5 | 0
2025 | SPP_S_2_ERCOT | SPP_S | ERCOT | External | Shoulder | B11 | 25 | 800 | 0 | 64.71 | 65.35 | 5 | 0
2025 | SPP_S_2_ERCOT | SPP_S | ERCOT | External | Shoulder | B12 | 200 | 800 | 0 | 48.47 | 52.85 | 5 | 0
2025 | SPP_S_2_ERCOT | SPP_S | ERCOT | External | Shoulder | B13 | 600 | 800 | 0 | 46.93 | 44.71 | 5 | 0
2025 | SPP_S_2_ERCOT | SPP_S | ERCOT | External | Shoulder | B14 | 900 | 800 | 0 | 46.27 | 44.71 | 5 | 0
2025 | SPP_S_2_ERCOT | SPP_S | ERCOT | External | Shoulder | B15 | 1203 | 800 | 0 | 44.88 | 44.71 | 5 | 0
2025 | SPP_S_2_ERCOT | SPP_S | ERCOT | External | Summer | B1 | 10 | 800 | 0 | 72.92 | 74.84 | 5 | 0
2025 | SPP_S_2_ERCOT | SPP_S | ERCOT | External | Summer | B2 | 25 | 800 | 0 | 72.25 | 74.84 | 5 | 0
2025 | SPP_S_2_ERCOT | SPP_S | ERCOT | External | Summer | B3 | 75 | 800 | 0 | 72.25 | 71.64 | 5 | 0
2025 | SPP_S_2_ERCOT | SPP_S | ERCOT | External | Summer | B4 | 100 | 800 | 0 | 71.31 | 63.53 | 5 | 0
2025 | SPP_S_2_ERCOT | SPP_S | ERCOT | External | Summer | B5 | 200 | 800 | 0 | 63.01 | 63.53 | 5 | 0
2025 | SPP_S_2_ERCOT | SPP_S | ERCOT | External | Summer | B6 | 300 | 800 | 0 | 62.49 | 63.53 | 5 | 0
2025 | SPP_S_2_ERCOT | SPP_S | ERCOT | External | Summer | B7 | 400 | 800 | 713.49 | 53.33 | 58.33 | 5 | 0
2025 | SPP_S_2_ERCOT | SPP_S | ERCOT | External | Summer | B8 | 500 | 800 | 0 | 45.34 | 47.41 | 5 | 0
2025 | SPP_S_2_ERCOT | SPP_S | ERCOT | External | Summer | B9 | 800 | 800 | 0 | 44.71 | 43.49 | 5 | 0
2025 | SPP_S_2_ERCOT | SPP_S | ERCOT | External | Summer | B10 | 1262 | 800 | 0 | 43.37 | 43.49 | 5 | 0
2025 | SPP_S_2_ERCOT | SPP_S | ERCOT | External | Winter | B16 | 25 | 800 | 0 | 67.99 | 69.26 | 5 | 0
2025 | SPP_S_2_ERCOT | SPP_S | ERCOT | External | Winter | B17 | 100 | 800 | 0 | 49.52 | 51.63 | 5 | 0
2025 | SPP_S_2_ERCOT | SPP_S | ERCOT | External | Winter | B18 | 400 | 800 | 0 | 47.83 | 47.34 | 5 | 0
2025 | SPP_S_2_ERCOT | SPP_S | ERCOT | External | Winter | B19 | 700 | 800 | 0 | 47.83 | 47.34 | 5 | 0
2025 | SPP_S_2_ERCOT | SPP_S | ERCOT | External | Winter | B20 | 935 | 800 | 0 | 47.73 | 47.34 | 5 | 0
2030 | AZ_NM_SNV_Coal_2_SPP_S | AZ_NM_SNV_Coal | SPP_S | External | Shoulder | B11 | 25 | 400 | 399.99 | 59.91 | 69.41 | 8.17 | 1.33
2030 | AZ_NM_SNV_Coal_2_SPP_S | AZ_NM_SNV_Coal | SPP_S | External | Shoulder | B12 | 200 | 400 | 0 | 58.56 | 50.29 | 8.17 | 0
2030 | AZ_NM_SNV_Coal_2_SPP_S | AZ_NM_SNV_Coal | SPP_S | External | Shoulder | B13 | 600 | 400 | 0 | 58.55 | 48.09 | 8.17 | 0
2030 | AZ_NM_SNV_Coal_2_SPP_S | AZ_NM_SNV_Coal | SPP_S | External | Shoulder | B14 | 900 | 400 | 0 | 58.55 | 48.09 | 8.17 | 0
2030 | AZ_NM_SNV_Coal_2_SPP_S | AZ_NM_SNV_Coal | SPP_S | External | Shoulder | B15 | 1203 | 400 | 0 | 53.82 | 48.09 | 8.17 | 0
2030 | AZ_NM_SNV_Coal_2_SPP_S | AZ_NM_SNV_Coal | SPP_S | External | Summer | B1 | 10 | 400 | 0 | 87.3 | 77.07 | 8.17 | 0
2030 | AZ_NM_SNV_Coal_2_SPP_S | AZ_NM_SNV_Coal | SPP_S | External | Summer | B2 | 25 | 400 | 0 | 87.3 | 75.95 | 8.17 | 0
2030 | AZ_NM_SNV_Coal_2_SPP_S | AZ_NM_SNV_Coal | SPP_S | External | Summer | B3 | 75 | 400 | 0 | 87.3 | 71.25 | 8.17 | 0
2030 | AZ_NM_SNV_Coal_2_SPP_S | AZ_NM_SNV_Coal | SPP_S | External | Summer | B4 | 100 | 400 | 0 | 80.34 | 67.59 | 8.17 | 0
2030 | AZ_NM_SNV_Coal_2_SPP_S | AZ_NM_SNV_Coal | SPP_S | External | Summer | B5 | 200 | 400 | 0 | 75.63 | 67.02 | 8.17 | 0
2030 | AZ_NM_SNV_Coal_2_SPP_S | AZ_NM_SNV_Coal | SPP_S | External | Summer | B6 | 300 | 400 | 0 | 63.93 | 67.02 | 8.17 | 0
2030 | AZ_NM_SNV_Coal_2_SPP_S | AZ_NM_SNV_Coal | SPP_S | External | Summer | B7 | 400 | 400 | 0 | 58.56 | 55.06 | 8.17 | 0
2030 | AZ_NM_SNV_Coal_2_SPP_S | AZ_NM_SNV_Coal | SPP_S | External | Summer | B8 | 500 | 400 | 0 | 58.56 | 48.58 | 8.17 | 0
2030 | AZ_NM_SNV_Coal_2_SPP_S | AZ_NM_SNV_Coal | SPP_S | External | Summer | B9 | 800 | 400 | 0 | 58.54 | 46.46 | 8.17 | 0
2030 | AZ_NM_SNV_Coal_2_SPP_S | AZ_NM_SNV_Coal | SPP_S | External | Summer | B10 | 1262 | 400 | 0 | 52.91 | 46.36 | 8.17 | 0
2030 | AZ_NM_SNV_Coal_2_SPP_S | AZ_NM_SNV_Coal | SPP_S | External | Winter | B16 | 25 | 400 | 0 | 63 | 67.76 | 8.17 | 0
2030 | AZ_NM_SNV_Coal_2_SPP_S | AZ_NM_SNV_Coal | SPP_S | External | Winter | B17 | 100 | 400 | 0 | 62.85 | 53.65 | 8.17 | 0
2030 | AZ_NM_SNV_Coal_2_SPP_S | AZ_NM_SNV_Coal | SPP_S | External | Winter | B18 | 400 | 400 | 0 | 62.84 | 51.3 | 8.17 | 0
2030 | AZ_NM_SNV_Coal_2_SPP_S | AZ_NM_SNV_Coal | SPP_S | External | Winter | B19 | 700 | 400 | 0 | 62.84 | 51.3 | 8.17 | 0
2030 | AZ_NM_SNV_Coal_2_SPP_S | AZ_NM_SNV_Coal | SPP_S | External | Winter | B20 | 935 | 400 | 0 | 55.79 | 48.96 | 8.17 | 0
2030 | ERCOT_2_SPP_S | ERCOT | SPP_S | External | Shoulder | B11 | 25 | 800 | 0 | 70.04 | 69.41 | 8 | 0
2030 | ERCOT_2_SPP_S | ERCOT | SPP_S | External | Shoulder | B12 | 200 | 800 | 0 | 52.2 | 50.29 | 8 | 0
2030 | ERCOT_2_SPP_S | ERCOT | SPP_S | External | Shoulder | B13 | 600 | 800 | 0 | 47.87 | 48.09 | 8 | 0
2030 | ERCOT_2_SPP_S | ERCOT | SPP_S | External | Shoulder | B14 | 900 | 800 | 0 | 47.87 | 48.09 | 8 | 0
2030 | ERCOT_2_SPP_S | ERCOT | SPP_S | External | Shoulder | B15 | 1203 | 800 | 0 | 47.87 | 48.09 | 8 | 0
2030 | ERCOT_2_SPP_S | ERCOT | SPP_S | External | Summer | B1 | 10 | 800 | 0 | 79.8 | 77.07 | 8 | 0
2030 | ERCOT_2_SPP_S | ERCOT | SPP_S | External | Summer | B2 | 25 | 800 | 0 | 79.8 | 75.95 | 8 | 0
2030 | ERCOT_2_SPP_S | ERCOT | SPP_S | External | Summer | B3 | 75 | 800 | 0 | 76.25 | 71.25 | 8 | 0
2030 | ERCOT_2_SPP_S | ERCOT | SPP_S | External | Summer | B4 | 100 | 800 | 0 | 68.1 | 67.59 | 8 | 0
2030 | ERCOT_2_SPP_S | ERCOT | SPP_S | External | Summer | B5 | 200 | 800 | 0 | 68.1 | 67.02 | 8 | 0
2030 | ERCOT_2_SPP_S | ERCOT | SPP_S | External | Summer | B6 | 300 | 800 | 0 | 68.1 | 67.02 | 8 | 0
2030 | ERCOT_2_SPP_S | ERCOT | SPP_S | External | Summer | B7 | 400 | 800 | 0 | 60.06 | 55.06 | 8 | 0
2030 | ERCOT_2_SPP_S | ERCOT | SPP_S | External | Summer | B8 | 500 | 800 | 0 | 46.56 | 48.58 | 8 | 0
2030 | ERCOT_2_SPP_S | ERCOT | SPP_S | External | Summer | B9 | 800 | 800 | 0 | 46.56 | 46.46 | 8 | 0
2030 | ERCOT_2_SPP_S | ERCOT | SPP_S | External | Summer | B10 | 1262 | 800 | 0 | 46.56 | 46.36 | 8 | 0
2030 | ERCOT_2_SPP_S | ERCOT | SPP_S | External | Winter | B16 | 25 | 800 | 0 | 66.4 | 67.76 | 8 | 0
2030 | ERCOT_2_SPP_S | ERCOT | SPP_S | External | Winter | B17 | 100 | 800 | 0 | 50.72 | 53.65 | 8 | 0
2030 | ERCOT_2_SPP_S | ERCOT | SPP_S | External | Winter | B18 | 400 | 800 | 0 | 50.72 | 51.3 | 8 | 0
2030 | ERCOT_2_SPP_S | ERCOT | SPP_S | External | Winter | B19 | 700 | 800 | 0 | 50.72 | 51.3 | 8 | 0
2030 | ERCOT_2_SPP_S | ERCOT | SPP_S | External | Winter | B20 | 935 | 800 | 0 | 50.72 | 48.96 | 8 | 0
2030 | MAPP_US_2_RMPA | MAPP_US | RMPA | External | Shoulder | B11 | 25 | 200 | 0 | 70.44 | 53.4 | 8 | 0
2030 | MAPP_US_2_RMPA | MAPP_US | RMPA | External | Shoulder | B12 | 200 | 200 | 0 | 51.16 | 53.4 | 8 | 0
2030 | MAPP_US_2_RMPA | MAPP_US | RMPA | External | Shoulder | B13 | 600 | 200 | 0.01 | 45.43 | 53.4 | 8 | 0
2030 | MAPP_US_2_RMPA | MAPP_US | RMPA | External | Shoulder | B14 | 900 | 200 | 0 | 45.43 | 53.4 | 8 | 0
2030 | MAPP_US_2_RMPA | MAPP_US | RMPA | External | Shoulder | B15 | 1203 | 200 | 0 | 45.43 | 53.14 | 8 | 0
2030 | MAPP_US_2_RMPA | MAPP_US | RMPA | External | Summer | B1 | 10 | 200 | 0 | 89.85 | 78.67 | 8 | 0
2030 | MAPP_US_2_RMPA | MAPP_US | RMPA | External | Summer | B2 | 25 | 200 | 0 | 75.19 | 78.67 | 8 | 0
2030 | MAPP_US_2_RMPA | MAPP_US | RMPA | External | Summer | B3 | 75 | 200 | 0 | 75.18 | 78.67 | 8 | 0
2030 | MAPP_US_2_RMPA | MAPP_US | RMPA | External | Summer | B4 | 100 | 200 | 0 | 71.44 | 70.44 | 8 | 0
2030 | MAPP_US_2_RMPA | MAPP_US | RMPA | External | Summer | B5 | 200 | 200 | 0 | 71.44 | 67.47 | 8 | 0
2030 | MAPP_US_2_RMPA | MAPP_US | RMPA | External | Summer | B6 | 300 | 200 | 0 | 60 | 55.77 | 8 | 0
2030 | MAPP_US_2_RMPA | MAPP_US | RMPA | External | Summer | B7 | 400 | 200 | 0 | 48.04 | 51.28 | 8 | 0
2030 | MAPP_US_2_RMPA | MAPP_US | RMPA | External | Summer | B8 | 500 | 200 | 200 | 41.56 | 51.28 | 8 | 1.72
2030 | MAPP_US_2_RMPA | MAPP_US | RMPA | External | Summer | B9 | 800 | 200 | 200 | 39.44 | 50.37 | 8 | 2.94
2030 | MAPP_US_2_RMPA | MAPP_US | RMPA | External | Summer | B10 | 1262 | 200 | 200 | 39.33 | 50.17 | 8 | 2.83
2030 | MAPP_US_2_RMPA | MAPP_US | RMPA | External | Winter | B16 | 25 | 200 | 0 | 70.3 | 71.14 | 8 | 0
2030 | MAPP_US_2_RMPA | MAPP_US | RMPA | External | Winter | B17 | 100 | 200 | 0 | 51.65 | 57.33 | 8 | 0
2030 | MAPP_US_2_RMPA | MAPP_US | RMPA | External | Winter | B18 | 400 | 200 | 99.92 | 49.33 | 57.33 | 8 | 0
2030 | MAPP_US_2_RMPA | MAPP_US | RMPA | External | Winter | B19 | 700 | 200 | 79.81 | 49.33 | 57.33 | 8 | 0
2030 | MAPP_US_2_RMPA | MAPP_US | RMPA | External | Winter | B20 | 935 | 200 | 0 | 44.5 | 47.63 | 8 | 0
2030 | NE_2_RMPA | NE | RMPA | External | Shoulder | B11 | 25 | 310 | 0 | 77.44 | 53.4 | 5 | 0
2030 | NE_2_RMPA | NE | RMPA | External | Shoulder | B12 | 200 | 310 | 0 | 58.16 | 53.4 | 5 | 0
2030 | NE_2_RMPA | NE | RMPA | External | Shoulder | B13 | 600 | 310 | 0 | 52.43 | 53.4 | 5 | 0
2030 | NE_2_RMPA | NE | RMPA | External | Shoulder | B14 | 900 | 310 | 0 | 51.19 | 53.4 | 5 | 0
2030 | NE_2_RMPA | NE | RMPA | External | Shoulder | B15 | 1203 | 310 | 310 | 48.09 | 53.14 | 5 | 0.05
2030 | NE_2_RMPA | NE | RMPA | External | Summer | B1 | 10 | 310 | 0 | 96.85 | 78.67 | 5 | 0
2030 | NE_2_RMPA | NE | RMPA | External | Summer | B2 | 25 | 310 | 0 | 82.19 | 78.67 | 5 | 0
2030 | NE_2_RMPA | NE | RMPA | External | Summer | B3 | 75 | 310 | 0 | 82.18 | 78.67 | 5 | 0
2030 | NE_2_RMPA | NE | RMPA | External | Summer | B4 | 100 | 310 | 0 | 78.44 | 70.44 | 5 | 0
2030 | NE_2_RMPA | NE | RMPA | External | Summer | B5 | 200 | 310 | 0 | 78.44 | 67.47 | 5 | 0
2030 | NE_2_RMPA | NE | RMPA | External | Summer | B6 | 300 | 310 | 0 | 67 | 55.77 | 5 | 0
2030 | NE_2_RMPA | NE | RMPA | External | Summer | B7 | 400 | 310 | 0 | 55.04 | 51.28 | 5 | 0
2030 | NE_2_RMPA | NE | RMPA | External | Summer | B8 | 500 | 310 | 0 | 48.56 | 51.28 | 5 | 0
2030 | NE_2_RMPA | NE | RMPA | External | Summer | B9 | 800 | 310 | 0 | 46.44 | 50.37 | 5 | 0
2030 | NE_2_RMPA | NE | RMPA | External | Summer | B10 | 1262 | 310 | 0 | 46.33 | 50.17 | 5 | 0
2030 | NE_2_RMPA | NE | RMPA | External | Winter | B16 | 25 | 310 | 0 | 77.3 | 71.14 | 5 | 0
2030 | NE_2_RMPA | NE | RMPA | External | Winter | B17 | 100 | 310 | 0 | 53.65 | 57.33 | 5 | 0
2030 | NE_2_RMPA | NE | RMPA | External | Winter | B18 | 400 | 310 | 309.96 | 52.32 | 57.33 | 5 | 0.01
2030 | NE_2_RMPA | NE | RMPA | External | Winter | B19 | 700 | 310 | 310 | 51.3 | 57.33 | 5 | 1.03
2030 | NE_2_RMPA | NE | RMPA | External | Winter | B20 | 935 | 310 | 0 | 48.94 | 47.63 | 5 | 0
2030 | NWPP_Coal_2_MAPP_US | NWPP_Coal | MAPP_US | External | Shoulder | B11 | 25 | 150 | 150 | 58.54 | 70.44 | 8 | 3.9
2030 | NWPP_Coal_2_MAPP_US | NWPP_Coal | MAPP_US | External | Shoulder | B12 | 200 | 150 | 0 | 58.54 | 51.16 | 8 | 0
2030 | NWPP_Coal_2_MAPP_US | NWPP_Coal | MAPP_US | External | Shoulder | B13 | 600 | 150 | 0 | 58.54 | 45.43 | 8 | 0
2030 | NWPP_Coal_2_MAPP_US | NWPP_Coal | MAPP_US | External | Shoulder | B14 | 900 | 150 | 0 | 58.54 | 45.43 | 8 | 0
2030 | NWPP_Coal_2_MAPP_US | NWPP_Coal | MAPP_US | External | Shoulder | B15 | 1203 | 150 | 0 | 58.54 | 45.43 | 8 | 0
2030 | NWPP_Coal_2_MAPP_US | NWPP_Coal | MAPP_US | External | Summer | B1 | 10 | 150 | 150 | 58.54 | 89.85 | 8 | 23.32
2030 | NWPP_Coal_2_MAPP_US | NWPP_Coal | MAPP_US | External | Summer | B2 | 25 | 150 | 150 | 58.54 | 75.19 | 8 | 8.65
2030 | NWPP_Coal_2_MAPP_US | NWPP_Coal | MAPP_US | External | Summer | B3 | 75 | 150 | 150 | 58.54 | 75.18 | 8 | 8.64
2030 | NWPP_Coal_2_MAPP_US | NWPP_Coal | MAPP_US | External | Summer | B4 | 100 | 150 | 150 | 58.54 | 71.44 | 8 | 4.9
2030 | NWPP_Coal_2_MAPP_US | NWPP_Coal | MAPP_US | External | Summer | B5 | 200 | 150 | 150 | 58.54 | 71.44 | 8 | 4.9
2030 | NWPP_Coal_2_MAPP_US | NWPP_Coal | MAPP_US | External | Summer | B6 | 300 | 150 | 0 | 58.54 | 60 | 8 | 0
2030 | NWPP_Coal_2_MAPP_US | NWPP_Coal | MAPP_US | External | Summer | B7 | 400 | 150 | 0 | 58.54 | 48.04 | 8 | 0
2030 | NWPP_Coal_2_MAPP_US | NWPP_Coal | MAPP_US | External | Summer | B8 | 500 | 150 | 0 | 58.54 | 41.56 | 8 | 0
2030 | NWPP_Coal_2_MAPP_US | NWPP_Coal | MAPP_US | External | Summer | B9 | 800 | 150 | 0 | 58.54 | 39.44 | 8 | 0
2030 | NWPP_Coal_2_MAPP_US | NWPP_Coal | MAPP_US | External | Summer | B10 | 1262 | 150 | 0 | 58.54 | 39.33 | 8 | 0
2030 | NWPP_Coal_2_MAPP_US | NWPP_Coal | MAPP_US | External | Winter | B16 | 25 | 150 | 0.01 | 62.98 | 70.3 | 8 | 0
2030 | NWPP_Coal_2_MAPP_US | NWPP_Coal | MAPP_US | External | Winter | B17 | 100 | 150 | 0 | 62.83 | 51.65 | 8 | 0
2030 | NWPP_Coal_2_MAPP_US | NWPP_Coal | MAPP_US | External | Winter | B18 | 400 | 150 | 0 | 62.83 | 49.33 | 8 | 0
2030 | NWPP_Coal_2_MAPP_US | NWPP_Coal | MAPP_US | External | Winter | B19 | 700 | 150 | 0 | 62.83 | 49.33 | 8 | 0
2030 | NWPP_Coal_2_MAPP_US | NWPP_Coal | MAPP_US | External | Winter | B20 | 935 | 150 | 0 | 62.83 | 44.5 | 8 | 0
2030 | RMPA_2_MAPP_US | RMPA | MAPP_US | External | Shoulder | B11 | 25 | 200 | 200 | 53.4 | 70.44 | 8 | 9.04
2030 | RMPA_2_MAPP_US | RMPA | MAPP_US | External | Shoulder | B12 | 200 | 200 | 0 | 53.4 | 51.16 | 8 | 0
2030 | RMPA_2_MAPP_US | RMPA | MAPP_US | External | Shoulder | B13 | 600 | 200 | 0 | 53.4 | 45.43 | 8 | 0
2030 | RMPA_2_MAPP_US | RMPA | MAPP_US | External | Shoulder | B14 | 900 | 200 | 0 | 53.4 | 45.43 | 8 | 0
2030 | RMPA_2_MAPP_US | RMPA | MAPP_US | External | Shoulder | B15 | 1203 | 200 | 0 | 53.14 | 45.43 | 8 | 0
2030 | RMPA_2_MAPP_US | RMPA | MAPP_US | External | Summer | B1 | 10 | 200 | 199.99 | 78.67 | 89.85 | 8 | 3.18
2030 | RMPA_2_MAPP_US | RMPA | MAPP_US | External | Summer | B2 | 25 | 200 | 0 | 78.67 | 75.19 | 8 | 0
2030 | RMPA_2_MAPP_US | RMPA | MAPP_US | External | Summer | B3 | 75 | 200 | 0 | 78.67 | 75.18 | 8 | 0
2030 | RMPA_2_MAPP_US | RMPA | MAPP_US | External | Summer | B4 | 100 | 200 | 0 | 70.44 | 71.44 | 8 | 0
2030 | RMPA_2_MAPP_US | RMPA | MAPP_US | External | Summer | B5 | 200 | 200 | 0 | 67.47 | 71.44 | 8 | 0
2030 | RMPA_2_MAPP_US | RMPA | MAPP_US | External | Summer | B6 | 300 | 200 | 0 | 55.77 | 60 | 8 | 0
2030 | RMPA_2_MAPP_US | RMPA | MAPP_US | External | Summer | B7 | 400 | 200 | 0 | 51.28 | 48.04 | 8 | 0
2030 | RMPA_2_MAPP_US | RMPA | MAPP_US | External | Summer | B8 | 500 | 200 | 0 | 51.28 | 41.56 | 8 | 0
2030 | RMPA_2_MAPP_US | RMPA | MAPP_US | External | Summer | B9 | 800 | 200 | 0 | 50.37 | 39.44 | 8 | 0
2030 | RMPA_2_MAPP_US | RMPA | MAPP_US | External | Summer | B10 | 1262 | 200 | 0 | 50.17 | 39.33 | 8 | 0
2030 | RMPA_2_MAPP_US | RMPA | MAPP_US | External | Winter | B16 | 25 | 200 | 0 | 71.14 | 70.3 | 8 | 0
2030 | RMPA_2_MAPP_US | RMPA | MAPP_US | External | Winter | B17 | 100 | 200 | 0 | 57.33 | 51.65 | 8 | 0
2030 | RMPA_2_MAPP_US | RMPA | MAPP_US | External | Winter | B18 | 400 | 200 | 0 | 57.33 | 49.33 | 8 | 0
2030 | RMPA_2_MAPP_US | RMPA | MAPP_US | External | Winter | B19 | 700 | 200 | 0 | 57.33 | 49.33 | 8 | 0
2030 | RMPA_2_MAPP_US | RMPA | MAPP_US | External | Winter | B20 | 935 | 200 | 0 | 47.63 | 44.5 | 8 | 0
2030 | RMPA_2_NE | RMPA | NE | External | Shoulder | B11 | 25 | 310 | 310 | 53.4 | 77.44 | 8 | 16.05
2030 | RMPA_2_NE | RMPA | NE | External | Shoulder | B12 | 200 | 310 | 0 | 53.4 | 58.16 | 8 | 0
2030 | RMPA_2_NE | RMPA | NE | External | Shoulder | B13 | 600 | 310 | 0 | 53.4 | 52.43 | 8 | 0
2030 | RMPA_2_NE | RMPA | NE | External | Shoulder | B14 | 900 | 310 | 0 | 53.4 | 51.19 | 8 | 0
2030 | RMPA_2_NE | RMPA | NE | External | Shoulder | B15 | 1203 | 310 | 0 | 53.14 | 48.09 | 8 | 0
2030 | RMPA_2_NE | RMPA | NE | External | Summer | B1 | 10 | 310 | 310 | 78.67 | 96.85 | 8 | 10.18
2030 | RMPA_2_NE | RMPA | NE | External | Summer | B2 | 25 | 310 | 0 | 78.67 | 82.19 | 8 | 0
2030 | RMPA_2_NE | RMPA | NE | External | Summer | B3 | 75 | 310 | 0 | 78.67 | 82.18 | 8 | 0
2030 | RMPA_2_NE | RMPA | NE | External | Summer | B4 | 100 | 310 | 7.53 | 70.44 | 78.44 | 8 | 0
2030 | RMPA_2_NE | RMPA | NE | External | Summer | B5 | 200 | 310 | 310 | 67.47 | 78.44 | 8 | 2.97
2030 | RMPA_2_NE | RMPA | NE | External | Summer | B6 | 300 | 310 | 310 | 55.77 | 67 | 8 | 3.23
2030 | RMPA_2_NE | RMPA | NE | External | Summer | B7 | 400 | 310 | 0 | 51.28 | 55.04 | 8 | 0
2030 | RMPA_2_NE | RMPA | NE | External | Summer | B8 | 500 | 310 | 0 | 51.28 | 48.56 | 8 | 0
2030 | RMPA_2_NE | RMPA | NE | External | Summer | B9 | 800 | 310 | 0 | 50.37 | 46.44 | 8 | 0
2030 | RMPA_2_NE | RMPA | NE | External | Summer | B10 | 1262 | 310 | 0 | 50.17 | 46.33 | 8 | 0
2030 | RMPA_2_NE | RMPA | NE | External | Winter | B16 | 25 | 310 | 0 | 71.14 | 77.3 | 8 | 0
2030 | RMPA_2_NE | RMPA | NE | External | Winter | B17 | 100 | 310 | 0 | 57.33 | 53.65 | 8 | 0
2030 | RMPA_2_NE | RMPA | NE | External | Winter | B18 | 400 | 310 | 0 | 57.33 | 52.32 | 8 | 0
2030 | RMPA_2_NE | RMPA | NE | External | Winter | B19 | 700 | 310 | 0 | 57.33 | 51.3 | 8 | 0
2030 | RMPA_2_NE | RMPA | NE | External | Winter | B20 | 935 | 310 | 0 | 47.63 | 48.94 | 8 | 0
2030 | RMPA_2_SPP_N | RMPA | SPP_N | External | Shoulder | B11 | 25 | 210 | 210 | 53.4 | 80.83 | 8 | 19.43
2030 | RMPA_2_SPP_N | RMPA | SPP_N | External | Shoulder | B12 | 200 | 210 | 0 | 53.4 | 58.17 | 8 | 0
2030 | RMPA_2_SPP_N | RMPA | SPP_N | External | Shoulder | B13 | 600 | 210 | 0 | 53.4 | 52.44 | 8 | 0
2030 | RMPA_2_SPP_N | RMPA | SPP_N | External | Shoulder | B14 | 900 | 210 | 0 | 53.4 | 51.2 | 8 | 0
2030 | RMPA_2_SPP_N | RMPA | SPP_N | External | Shoulder | B15 | 1203 | 210 | 0 | 53.14 | 48.1 | 8 | 0
2030 | RMPA_2_SPP_N | RMPA | SPP_N | External | Summer | B1 | 10 | 210 | 210 | 78.67 | 96.87 | 8 | 10.2
2030 | RMPA_2_SPP_N | RMPA | SPP_N | External | Summer | B2 | 25 | 210 | 0 | 78.67 | 82.58 | 8 | 0
2030 | RMPA_2_SPP_N | RMPA | SPP_N | External | Summer | B3 | 75 | 210 | 0 | 78.67 | 82.19 | 8 | 0
2030 | RMPA_2_SPP_N | RMPA | SPP_N | External | Summer | B4 | 100 | 210 | 210 | 70.44 | 79.41 | 8 | 0.97
2030 | RMPA_2_SPP_N | RMPA | SPP_N | External | Summer | B5 | 200 | 210 | 210 | 67.47 | 78.45 | 8 | 2.98
2030 | RMPA_2_SPP_N | RMPA | SPP_N | External | Summer | B6 | 300 | 210 | 210 | 55.77 | 67.01 | 8 | 3.24
2030 | RMPA_2_SPP_N | RMPA | SPP_N | External | Summer | B7 | 400 | 210 | 0 | 51.28 | 55.05 | 8 | 0
2030 | RMPA_2_SPP_N | RMPA | SPP_N | External | Summer | B8 | 500 | 210 | 0 | 51.28 | 48.57 | 8 | 0
2030 | RMPA_2_SPP_N | RMPA | SPP_N | External | Summer | B9 | 800 | 210 | 0 | 50.37 | 46.45 | 8 | 0
2030 | RMPA_2_SPP_N | RMPA | SPP_N | External | Summer | B10 | 1262 | 210 | 0 | 50.17 | 46.35 | 8 | 0
2030 | RMPA_2_SPP_N | RMPA | SPP_N | External | Winter | B16 | 25 | 210 | 36.87 | 71.14 | 79.14 | 8 | 0
2030 | RMPA_2_SPP_N | RMPA | SPP_N | External | Winter | B17 | 100 | 210 | 0 | 57.33 | 53.67 | 8 | 0
2030 | RMPA_2_SPP_N | RMPA | SPP_N | External | Winter | B18 | 400 | 210 | 0 | 57.33 | 52.33 | 8 | 0
2030 | RMPA_2_SPP_N | RMPA | SPP_N | External | Winter | B19 | 700 | 210 | 0 | 57.33 | 51.31 | 8 | 0
2030 | RMPA_2_SPP_N | RMPA | SPP_N | External | Winter | B20 | 935 | 210 | 0 | 47.63 | 48.95 | 8 | 0
2030 | SPP_N_2_RMPA | SPP_N | RMPA | External | Shoulder | B11 | 25 | 210 | 0 | 80.83 | 53.4 | 5 | 0
2030 | SPP_N_2_RMPA | SPP_N | RMPA | External | Shoulder | B12 | 200 | 210 | 0 | 58.17 | 53.4 | 5 | 0
2030 | SPP_N_2_RMPA | SPP_N | RMPA | External | Shoulder | B13 | 600 | 210 | 0 | 52.44 | 53.4 | 5 | 0
2030 | SPP_N_2_RMPA | SPP_N | RMPA | External | Shoulder | B14 | 900 | 210 | 0 | 51.2 | 53.4 | 5 | 0
2030 | SPP_N_2_RMPA | SPP_N | RMPA | External | Shoulder | B15 | 1203 | 210 | 210 | 48.1 | 53.14 | 5 | 0.04
2030 | SPP_N_2_RMPA | SPP_N | RMPA | External | Summer | B1 | 10 | 210 | 0 | 96.87 | 78.67 | 5 | 0
2030 | SPP_N_2_RMPA | SPP_N | RMPA | External | Summer | B2 | 25 | 210 | 0 | 82.58 | 78.67 | 5 | 0
2030 | SPP_N_2_RMPA | SPP_N | RMPA | External | Summer | B3 | 75 | 210 | 0 | 82.19 | 78.67 | 5 | 0
2030 | SPP_N_2_RMPA | SPP_N | RMPA | External | Summer | B4 | 100 | 210 | 0 | 79.41 | 70.44 | 5 | 0
2030 | SPP_N_2_RMPA | SPP_N | RMPA | External | Summer | B5 | 200 | 210 | 0 | 78.45 | 67.47 | 5 | 0
2030 | SPP_N_2_RMPA | SPP_N | RMPA | External | Summer | B6 | 300 | 210 | 0 | 67.01 | 55.77 | 5 | 0
2030 | SPP_N_2_RMPA | SPP_N | RMPA | External | Summer | B7 | 400 | 210 | 0 | 55.05 | 51.28 | 5 | 0
2030 | SPP_N_2_RMPA | SPP_N | RMPA | External | Summer | B8 | 500 | 210 | 0 | 48.57 | 51.28 | 5 | 0
2030 | SPP_N_2_RMPA | SPP_N | RMPA | External | Summer | B9 | 800 | 210 | 0 | 46.45 | 50.37 | 5 | 0
2030 | SPP_N_2_RMPA | SPP_N | RMPA | External | Summer | B10 | 1262 | 210 | 0 | 46.35 | 50.17 | 5 | 0
2030 | SPP_N_2_RMPA | SPP_N | RMPA | External | Winter | B16 | 25 | 210 | 0 | 79.14 | 71.14 | 5 | 0
2030 | SPP_N_2_RMPA | SPP_N | RMPA | External | Winter | B17 | 100 | 210 | 0 | 53.67 | 57.33 | 5 | 0
2030 | SPP_N_2_RMPA | SPP_N | RMPA | External | Winter | B18 | 400 | 210 | 103.71 | 52.33 | 57.33 | 5 | 0
2030 | SPP_N_2_RMPA | SPP_N | RMPA | External | Winter | B19 | 700 | 210 | 210 | 51.31 | 57.33 | 5 | 1.02
2030 | SPP_N_2_RMPA | SPP_N | RMPA | External | Winter | B20 | 935 | 210 | 0 | 48.95 | 47.63 | 5 | 0
2030 | SPP_S_2_ERCOT | SPP_S | ERCOT | External | Shoulder | B11 | 25 | 800 | 0 | 69.41 | 70.04 | 5 | 0
2030 | SPP_S_2_ERCOT | SPP_S | ERCOT | External | Shoulder | B12 | 200 | 800 | 0 | 50.29 | 52.2 | 5 | 0
2030 | SPP_S_2_ERCOT | SPP_S | ERCOT | External | Shoulder | B13 | 600 | 800 | 0 | 48.09 | 47.87 | 5 | 0
2030 | SPP_S_2_ERCOT | SPP_S | ERCOT | External | Shoulder | B14 | 900 | 800 | 0 | 48.09 | 47.87 | 5 | 0
2030 | SPP_S_2_ERCOT | SPP_S | ERCOT | External | Shoulder | B15 | 1203 | 800 | 0 | 48.09 | 47.87 | 5 | 0
2030 | SPP_S_2_ERCOT | SPP_S | ERCOT | External | Summer | B1 | 10 | 800 | 0 | 77.07 | 79.8 | 5 | 0
2030 | SPP_S_2_ERCOT | SPP_S | ERCOT | External | Summer | B2 | 25 | 800 | 0 | 75.95 | 79.8 | 5 | 0
2030 | SPP_S_2_ERCOT | SPP_S | ERCOT | External | Summer | B3 | 75 | 800 | 115.2 | 71.25 | 76.25 | 5 | 0
2030 | SPP_S_2_ERCOT | SPP_S | ERCOT | External | Summer | B4 | 100 | 800 | 0 | 67.59 | 68.1 | 5 | 0
2030 | SPP_S_2_ERCOT | SPP_S | ERCOT | External | Summer | B5 | 200 | 800 | 0 | 67.02 | 68.1 | 5 | 0
2030 | SPP_S_2_ERCOT | SPP_S | ERCOT | External | Summer | B6 | 300 | 800 | 0 | 67.02 | 68.1 | 5 | 0
2030 | SPP_S_2_ERCOT | SPP_S | ERCOT | External | Summer | B7 | 400 | 800 | 574.97 | 55.06 | 60.06 | 5 | 0
2030 | SPP_S_2_ERCOT | SPP_S | ERCOT | External | Summer | B8 | 500 | 800 | 0 | 48.58 | 46.56 | 5 | 0
2030 | SPP_S_2_ERCOT | SPP_S | ERCOT | External | Summer | B9 | 800 | 800 | 0 | 46.46 | 46.56 | 5 | 0
2030 | SPP_S_2_ERCOT | SPP_S | ERCOT | External | Summer | B10 | 1262 | 800 | 0 | 46.36 | 46.56 | 5 | 0
2030 | SPP_S_2_ERCOT | SPP_S | ERCOT | External | Winter | B16 | 25 | 800 | 0 | 67.76 | 66.4 | 5 | 0
2030 | SPP_S_2_ERCOT | SPP_S | ERCOT | External | Winter | B17 | 100 | 800 | 0 | 53.65 | 50.72 | 5 | 0
2030 | SPP_S_2_ERCOT | SPP_S | ERCOT | External | Winter | B18 | 400 | 800 | 0 | 51.3 | 50.72 | 5 | 0
2030 | SPP_S_2_ERCOT | SPP_S | ERCOT | External | Winter | B19 | 700 | 800 | 0 | 51.3 | 50.72 | 5 | 0
2030 | SPP_S_2_ERCOT | SPP_S | ERCOT | External | Winter | B20 | 935 | 800 | 0 | 48.96 | 50.72 | 5 | 0
2035 | AZ_NM_SNV_Coal_2_SPP_S | AZ_NM_SNV_Coal | SPP_S | External | Shoulder | B11 | 25 | 400 | 0.01 | 69.84 | 77.37 | 8.17 | 0
2035 | AZ_NM_SNV_Coal_2_SPP_S | AZ_NM_SNV_Coal | SPP_S | External | Shoulder | B12 | 200 | 400 | 0 | 64.26 | 55.42 | 8.17 | 0
2035 | AZ_NM_SNV_Coal_2_SPP_S | AZ_NM_SNV_Coal | SPP_S | External | Shoulder | B13 | 600 | 400 | 0 | 64.25 | 53.52 | 8.17 | 0
2035 | AZ_NM_SNV_Coal_2_SPP_S | AZ_NM_SNV_Coal | SPP_S | External | Shoulder | B14 | 900 | 400 | 0 | 64.25 | 53.52 | 8.17 | 0
2035 | AZ_NM_SNV_Coal_2_SPP_S | AZ_NM_SNV_Coal | SPP_S | External | Shoulder | B15 | 1203 | 400 | 0 | 57.56 | 53.4 | 8.17 | 0
2035 | AZ_NM_SNV_Coal_2_SPP_S | AZ_NM_SNV_Coal | SPP_S | External | Summer | B1 | 10 | 400 | 0 | 101.54 | 85.28 | 8.17 | 0
2035 | AZ_NM_SNV_Coal_2_SPP_S | AZ_NM_SNV_Coal | SPP_S | External | Summer | B2 | 25 | 400 | 0 | 101.54 | 84.32 | 8.17 | 0
2035 | AZ_NM_SNV_Coal_2_SPP_S | AZ_NM_SNV_Coal | SPP_S | External | Summer | B3 | 75 | 400 | 0 | 101.54 | 79.69 | 8.17 | 0
2035 | AZ_NM_SNV_Coal_2_SPP_S | AZ_NM_SNV_Coal | SPP_S | External | Summer | B4 | 100 | 400 | 0 | 88.23 | 75.37 | 8.17 | 0
2035 | AZ_NM_SNV_Coal_2_SPP_S | AZ_NM_SNV_Coal | SPP_S | External | Summer | B5 | 200 | 400 | 0 | 84.35 | 74.74 | 8.17 | 0
2035 | AZ_NM_SNV_Coal_2_SPP_S | AZ_NM_SNV_Coal | SPP_S | External | Summer | B6 | 300 | 400 | 0 | 74.6 | 72.97 | 8.17 | 0
2035 | AZ_NM_SNV_Coal_2_SPP_S | AZ_NM_SNV_Coal | SPP_S | External | Summer | B7 | 400 | 400 | 0 | 68.36 | 59.05 | 8.17 | 0
2035 | AZ_NM_SNV_Coal_2_SPP_S | AZ_NM_SNV_Coal | SPP_S | External | Summer | B8 | 500 | 400 | 0 | 68.36 | 54.1 | 8.17 | 0
2035 | AZ_NM_SNV_Coal_2_SPP_S | AZ_NM_SNV_Coal | SPP_S | External | Summer | B9 | 800 | 400 | 0 | 68.13 | 51.73 | 8.17 | 0
2035 | AZ_NM_SNV_Coal_2_SPP_S | AZ_NM_SNV_Coal | SPP_S | External | Summer | B10 | 1262 | 400 | 0 | 57.22 | 51.39 | 8.17 | 0
2035 | AZ_NM_SNV_Coal_2_SPP_S | AZ_NM_SNV_Coal | SPP_S | External | Winter | B16 | 25 | 400 | 0 | 73.59 | 75.21 | 8.17 | 0
2035 | AZ_NM_SNV_Coal_2_SPP_S | AZ_NM_SNV_Coal | SPP_S | External | Winter | B17 | 100 | 400 | 0 | 68.7 | 59.76 | 8.17 | 0
2035 | AZ_NM_SNV_Coal_2_SPP_S | AZ_NM_SNV_Coal | SPP_S | External | Winter | B18 | 400 | 400 | 0 | 68.69 | 57.13 | 8.17 | 0
2035 | AZ_NM_SNV_Coal_2_SPP_S | AZ_NM_SNV_Coal | SPP_S | External | Winter | B19 | 700 | 400 | 0 | 68.69 | 57.13 | 8.17 | 0
2035 | AZ_NM_SNV_Coal_2_SPP_S | AZ_NM_SNV_Coal | SPP_S | External | Winter | B20 | 935 | 400 | 0 | 60.52 | 53.27 | 8.17 | 0
2035 | ERCOT_2_SPP_S | ERCOT | SPP_S | External | Shoulder | B11 | 25 | 800 | 0 | 78.16 | 77.37 | 8 | 0
2035 | ERCOT_2_SPP_S | ERCOT | SPP_S | External | Shoulder | B12 | 200 | 800 | 0 | 58.18 | 55.42 | 8 | 0
2035 | ERCOT_2_SPP_S | ERCOT | SPP_S | External | Shoulder | B13 | 600 | 800 | 0 | 53.32 | 53.52 | 8 | 0
2035 | ERCOT_2_SPP_S | ERCOT | SPP_S | External | Shoulder | B14 | 900 | 800 | 0 | 53.32 | 53.52 | 8 | 0
2035 | ERCOT_2_SPP_S | ERCOT | SPP_S | External | Shoulder | B15 | 1203 | 800 | 0 | 53.32 | 53.4 | 8 | 0
2035 | ERCOT_2_SPP_S | ERCOT | SPP_S | External | Summer | B1 | 10 | 800 | 0 | 88.33 | 85.28 | 8 | 0
2035 | ERCOT_2_SPP_S | ERCOT | SPP_S | External | Summer | B2 | 25 | 800 | 0 | 88.33 | 84.32 | 8 | 0
2035 | ERCOT_2_SPP_S | ERCOT | SPP_S | External | Summer | B3 | 75 | 800 | 0 | 84.16 | 79.69 | 8 | 0
2035 | ERCOT_2_SPP_S | ERCOT | SPP_S | External | Summer | B4 | 100 | 800 | 0 | 75.93 | 75.37 | 8 | 0
2035 | ERCOT_2_SPP_S | ERCOT | SPP_S | External | Summer | B5 | 200 | 800 | 0 | 75.93 | 74.74 | 8 | 0
2035 | ERCOT_2_SPP_S | ERCOT | SPP_S | External | Summer | B6 | 300 | 800 | 0 | 75.93 | 72.97 | 8 | 0
2035 | ERCOT_2_SPP_S | ERCOT | SPP_S | External | Summer | B7 | 400 | 800 | 0 | 64.05 | 59.05 | 8 | 0
2035 | ERCOT_2_SPP_S | ERCOT | SPP_S | External | Summer | B8 | 500 | 800 | 0 | 51.83 | 54.1 | 8 | 0
2035 | ERCOT_2_SPP_S | ERCOT | SPP_S | External | Summer | B9 | 800 | 800 | 0 | 51.83 | 51.73 | 8 | 0
2035 | ERCOT_2_SPP_S | ERCOT | SPP_S | External | Summer | B10 | 1262 | 800 | 0 | 51.83 | 51.39 | 8 | 0
2035 | ERCOT_2_SPP_S | ERCOT | SPP_S | External | Winter | B16 | 25 | 800 | 0 | 74.57 | 75.21 | 8 | 0
2035 | ERCOT_2_SPP_S | ERCOT | SPP_S | External | Winter | B17 | 100 | 800 | 0 | 56.47 | 59.76 | 8 | 0
2035 | ERCOT_2_SPP_S | ERCOT | SPP_S | External | Winter | B18 | 400 | 800 | 0 | 56.47 | 57.13 | 8 | 0
2035 | ERCOT_2_SPP_S | ERCOT | SPP_S | External | Winter | B19 | 700 | 800 | 0 | 56.47 | 57.13 | 8 | 0
2035 | ERCOT_2_SPP_S | ERCOT | SPP_S | External | Winter | B20 | 935 | 800 | 0 | 56.47 | 53.27 | 8 | 0
2035 | MAPP_US_2_RMPA | MAPP_US | RMPA | External | Shoulder | B11 | 25 | 200 | 0 | 71.16 | 59.27 | 8 | 0
2035 | MAPP_US_2_RMPA | MAPP_US | RMPA | External | Shoulder | B12 | 200 | 200 | 0 | 56.82 | 59.27 | 8 | 0
2035 | MAPP_US_2_RMPA | MAPP_US | RMPA | External | Shoulder | B13 | 600 | 200 | 200 | 48.17 | 58.35 | 8 | 2.19
2035 | MAPP_US_2_RMPA | MAPP_US | RMPA | External | Shoulder | B14 | 900 | 200 | 200 | 48.17 | 58.35 | 8 | 2.19
2035 | MAPP_US_2_RMPA | MAPP_US | RMPA | External | Shoulder | B15 | 1203 | 200 | 80.47 | 46.39 | 54.39 | 8 | 0
2035 | MAPP_US_2_RMPA | MAPP_US | RMPA | External | Summer | B1 | 10 | 200 | 0 | 122.46 | 86.76 | 8 | 0
2035 | MAPP_US_2_RMPA | MAPP_US | RMPA | External | Summer | B2 | 25 | 200 | 0 | 80.85 | 86.76 | 8 | 0
2035 | MAPP_US_2_RMPA | MAPP_US | RMPA | External | Summer | B3 | 75 | 200 | 0 | 80.53 | 86.76 | 8 | 0
2035 | MAPP_US_2_RMPA | MAPP_US | RMPA | External | Summer | B4 | 100 | 200 | 0 | 80.53 | 79.53 | 8 | 0
2035 | MAPP_US_2_RMPA | MAPP_US | RMPA | External | Summer | B5 | 200 | 200 | 0 | 75.38 | 72.4 | 8 | 0
2035 | MAPP_US_2_RMPA | MAPP_US | RMPA | External | Summer | B6 | 300 | 200 | 0 | 63.01 | 62.01 | 8 | 0
2035 | MAPP_US_2_RMPA | MAPP_US | RMPA | External | Summer | B7 | 400 | 200 | 0 | 51.2 | 56.9 | 8 | 0
2035 | MAPP_US_2_RMPA | MAPP_US | RMPA | External | Summer | B8 | 500 | 200 | 200 | 44.7 | 56.9 | 8 | 4.2
2035 | MAPP_US_2_RMPA | MAPP_US | RMPA | External | Summer | B9 | 800 | 200 | 200 | 44.7 | 56.07 | 8 | 3.37
2035 | MAPP_US_2_RMPA | MAPP_US | RMPA | External | Summer | B10 | 1262 | 200 | 200 | 37.37 | 49.05 | 8 | 3.68
2035 | MAPP_US_2_RMPA | MAPP_US | RMPA | External | Winter | B16 | 25 | 200 | 0 | 79.44 | 78.44 | 8 | 0
2035 | MAPP_US_2_RMPA | MAPP_US | RMPA | External | Winter | B17 | 100 | 200 | 0 | 60.41 | 63.7 | 8 | 0
2035 | MAPP_US_2_RMPA | MAPP_US | RMPA | External | Winter | B18 | 400 | 200 | 174.47 | 54.14 | 62.14 | 8 | 0
2035 | MAPP_US_2_RMPA | MAPP_US | RMPA | External | Winter | B19 | 700 | 200 | 157.73 | 54.14 | 62.14 | 8 | 0
2035 | MAPP_US_2_RMPA | MAPP_US | RMPA | External | Winter | B20 | 935 | 200 | 0 | 42.04 | 49.19 | 8 | 0
2035 | NE_2_RMPA | NE | RMPA | External | Shoulder | B11 | 25 | 310 | 0 | 78.16 | 59.27 | 5 | 0
2035 | NE_2_RMPA | NE | RMPA | External | Shoulder | B12 | 200 | 310 | 0 | 63.82 | 59.27 | 5 | 0
2035 | NE_2_RMPA | NE | RMPA | External | Shoulder | B13 | 600 | 310 | 0 | 55.17 | 58.35 | 5 | 0
2035 | NE_2_RMPA | NE | RMPA | External | Shoulder | B14 | 900 | 310 | 0 | 55.17 | 58.35 | 5 | 0
2035 | NE_2_RMPA | NE | RMPA | External | Shoulder | B15 | 1203 | 310 | 141.66 | 49.39 | 54.39 | 5 | 0
2035 | NE_2_RMPA | NE | RMPA | External | Summer | B1 | 10 | 310 | 0 | 129.46 | 86.76 | 5 | 0
2035 | NE_2_RMPA | NE | RMPA | External | Summer | B2 | 25 | 310 | 0 | 87.85 | 86.76 | 5 | 0
2035 | NE_2_RMPA | NE | RMPA | External | Summer | B3 | 75 | 310 | 0 | 87.53 | 86.76 | 5 | 0
2035 | NE_2_RMPA | NE | RMPA | External | Summer | B4 | 100 | 310 | 0 | 87.53 | 79.53 | 5 | 0
2035 | NE_2_RMPA | NE | RMPA | External | Summer | B5 | 200 | 310 | 0 | 82.38 | 72.4 | 5 | 0
2035 | NE_2_RMPA | NE | RMPA | External | Summer | B6 | 300 | 310 | 0 | 70.01 | 62.01 | 5 | 0
2035 | NE_2_RMPA | NE | RMPA | External | Summer | B7 | 400 | 310 | 0 | 58.2 | 56.9 | 5 | 0
2035 | NE_2_RMPA | NE | RMPA | External | Summer | B8 | 500 | 310 | 310 | 51.7 | 56.9 | 5 | 0.2
2035 | NE_2_RMPA | NE | RMPA | External | Summer | B9 | 800 | 310 | 0 | 51.7 | 56.07 | 5 | 0
2035 | NE_2_RMPA | NE | RMPA | External | Summer | B10 | 1262 | 310 | 310 | 39.59 | 49.05 | 5 | 4.46
2035 | NE_2_RMPA | NE | RMPA | External | Winter | B16 | 25 | 310 | 0 | 86.44 | 78.44 | 5 | 0
2035 | NE_2_RMPA | NE | RMPA | External | Winter | B17 | 100 | 310 | 0 | 62.41 | 63.7 | 5 | 0
2035 | NE_2_RMPA | NE | RMPA | External | Winter | B18 | 400 | 310 | 181.02 | 57.14 | 62.14 | 5 | 0
2035 | NE_2_RMPA | NE | RMPA | External | Winter | B19 | 700 | 310 | 309.97 | 57.13 | 62.14 | 5 | 0.01
2035 | NE_2_RMPA | NE | RMPA | External | Winter | B20 | 935 | 310 | 0 | 47.58 | 49.19 | 5 | 0
2035 | NWPP_Coal_2_MAPP_US | NWPP_Coal | MAPP_US | External | Shoulder | B11 | 25 | 150 | 0 | 64.24 | 71.16 | 8 | 0
2035 | NWPP_Coal_2_MAPP_US | NWPP_Coal | MAPP_US | External | Shoulder | B12 | 200 | 150 | 0 | 64.24 | 56.82 | 8 | 0
2035 | NWPP_Coal_2_MAPP_US | NWPP_Coal | MAPP_US | External | Shoulder | B13 | 600 | 150 | 0 | 64.24 | 48.17 | 8 | 0
2035 | NWPP_Coal_2_MAPP_US | NWPP_Coal | MAPP_US | External | Shoulder | B14 | 900 | 150 | 0 | 64.24 | 48.17 | 8 | 0
2035 | NWPP_Coal_2_MAPP_US | NWPP_Coal | MAPP_US | External | Shoulder | B15 | 1203 | 150 | 0 | 64.24 | 46.39 | 8 | 0
2035 | NWPP_Coal_2_MAPP_US | NWPP_Coal | MAPP_US | External | Summer | B1 | 10 | 150 | 150 | 64.24 | 122.46 | 8 | 50.22
2035 | NWPP_Coal_2_MAPP_US | NWPP_Coal | MAPP_US | External | Summer | B2 | 25 | 150 | 150 | 64.24 | 80.85 | 8 | 8.61
2035 | NWPP_Coal_2_MAPP_US | NWPP_Coal | MAPP_US | External | Summer | B3 | 75 | 150 | 150 | 64.24 | 80.53 | 8 | 8.3
2035 | NWPP_Coal_2_MAPP_US | NWPP_Coal | MAPP_US | External | Summer | B4 | 100 | 150 | 150 | 64.24 | 80.53 | 8 | 8.29
2035 | NWPP_Coal_2_MAPP_US | NWPP_Coal | MAPP_US | External | Summer | B5 | 200 | 150 | 150 | 64.24 | 75.38 | 8 | 3.14
2035 | NWPP_Coal_2_MAPP_US | NWPP_Coal | MAPP_US | External | Summer | B6 | 300 | 150 | 0 | 64.24 | 63.01 | 8 | 0
2035 | NWPP_Coal_2_MAPP_US | NWPP_Coal | MAPP_US | External | Summer | B7 | 400 | 150 | 0 | 64.24 | 51.2 | 8 | 0
2035 | NWPP_Coal_2_MAPP_US | NWPP_Coal | MAPP_US | External | Summer | B8 | 500 | 150 | 0 | 64.24 | 44.7 | 8 | 0
2035 | NWPP_Coal_2_MAPP_US | NWPP_Coal | MAPP_US | External | Summer | B9 | 800 | 150 | 0 | 64.24 | 44.7 | 8 | 0
2035 | NWPP_Coal_2_MAPP_US | NWPP_Coal | MAPP_US | External | Summer | B10 | 1262 | 150 | 0 | 64.24 | 37.37 | 8 | 0
2035 | NWPP_Coal_2_MAPP_US | NWPP_Coal | MAPP_US | External | Winter | B16 | 25 | 150 | 149.99 | 70.27 | 79.44 | 8 | 1.17
2035 | NWPP_Coal_2_MAPP_US | NWPP_Coal | MAPP_US | External | Winter | B17 | 100 | 150 | 0 | 68.68 | 60.41 | 8 | 0
2035 | NWPP_Coal_2_MAPP_US | NWPP_Coal | MAPP_US | External | Winter | B18 | 400 | 150 | 0 | 68.68 | 54.14 | 8 | 0
2035 | NWPP_Coal_2_MAPP_US | NWPP_Coal | MAPP_US | External | Winter | B19 | 700 | 150 | 0 | 68.68 | 54.14 | 8 | 0
2035 | NWPP_Coal_2_MAPP_US | NWPP_Coal | MAPP_US | External | Winter | B20 | 935 | 150 | 0 | 68.68 | 42.04 | 8 | 0
2035 | RMPA_2_MAPP_US | RMPA | MAPP_US | External | Shoulder | B11 | 25 | 200 | 200 | 59.27 | 71.16 | 8 | 3.9
2035 | RMPA_2_MAPP_US | RMPA | MAPP_US | External | Shoulder | B12 | 200 | 200 | 0 | 59.27 | 56.82 | 8 | 0
2035 | RMPA_2_MAPP_US | RMPA | MAPP_US | External | Shoulder | B13 | 600 | 200 | 0 | 58.35 | 48.17 | 8 | 0
2035 | RMPA_2_MAPP_US | RMPA | MAPP_US | External | Shoulder | B14 | 900 | 200 | 0 | 58.35 | 48.17 | 8 | 0
2035 | RMPA_2_MAPP_US | RMPA | MAPP_US | External | Shoulder | B15 | 1203 | 200 | 0 | 54.39 | 46.39 | 8 | 0
2035 | RMPA_2_MAPP_US | RMPA | MAPP_US | External | Summer | B1 | 10 | 200 | 200 | 86.76 | 122.46 | 8 | 27.7
2035 | RMPA_2_MAPP_US | RMPA | MAPP_US | External | Summer | B2 | 25 | 200 | 0 | 86.76 | 80.85 | 8 | 0
2035 | RMPA_2_MAPP_US | RMPA | MAPP_US | External | Summer | B3 | 75 | 200 | 0 | 86.76 | 80.53 | 8 | 0
2035 | RMPA_2_MAPP_US | RMPA | MAPP_US | External | Summer | B4 | 100 | 200 | 0 | 79.53 | 80.53 | 8 | 0
2035 | RMPA_2_MAPP_US | RMPA | MAPP_US | External | Summer | B5 | 200 | 200 | 0 | 72.4 | 75.38 | 8 | 0
2035 | RMPA_2_MAPP_US | RMPA | MAPP_US | External | Summer | B6 | 300 | 200 | 0 | 62.01 | 63.01 | 8 | 0
2035 | RMPA_2_MAPP_US | RMPA | MAPP_US | External | Summer | B7 | 400 | 200 | 0 | 56.9 | 51.2 | 8 | 0
2035 | RMPA_2_MAPP_US | RMPA | MAPP_US | External | Summer | B8 | 500 | 200 | 0 | 56.9 | 44.7 | 8 | 0
2035 | RMPA_2_MAPP_US | RMPA | MAPP_US | External | Summer | B9 | 800 | 200 | 0 | 56.07 | 44.7 | 8 | 0
2035 | RMPA_2_MAPP_US | RMPA | MAPP_US | External | Summer | B10 | 1262 | 200 | 0 | 49.05 | 37.37 | 8 | 0
2035 | RMPA_2_MAPP_US | RMPA | MAPP_US | External | Winter | B16 | 25 | 200 | 0 | 78.44 | 79.44 | 8 | 0
2035 | RMPA_2_MAPP_US | RMPA | MAPP_US | External | Winter | B17 | 100 | 200 | 0 | 63.7 | 60.41 | 8 | 0
2035 | RMPA_2_MAPP_US | RMPA | MAPP_US | External | Winter | B18 | 400 | 200 | 0 | 62.14 | 54.14 | 8 | 0
2035 | RMPA_2_MAPP_US | RMPA | MAPP_US | External | Winter | B19 | 700 | 200 | 0 | 62.14 | 54.14 | 8 | 0
2035 | RMPA_2_MAPP_US | RMPA | MAPP_US | External | Winter | B20 | 935 | 200 | 0 | 49.19 | 42.04 | 8 | 0
2035 | RMPA_2_NE | RMPA | NE | External | Shoulder | B11 | 25 | 310 | 310 | 59.27 | 78.16 | 8 | 10.9
2035 | RMPA_2_NE | RMPA | NE | External | Shoulder | B12 | 200 | 310 | 0 | 59.27 | 63.82 | 8 | 0
2035 | RMPA_2_NE | RMPA | NE | External | Shoulder | B13 | 600 | 310 | 0 | 58.35 | 55.17 | 8 | 0
2035 | RMPA_2_NE | RMPA | NE | External | Shoulder | B14 | 900 | 310 | 0 | 58.35 | 55.17 | 8 | 0
2035 | RMPA_2_NE | RMPA | NE | External | Shoulder | B15 | 1203 | 310 | 0 | 54.39 | 49.39 | 8 | 0
2035 | RMPA_2_NE | RMPA | NE | External | Summer | B1 | 10 | 310 | 310 | 86.76 | 129.46 | 8 | 34.7
2035 | RMPA_2_NE | RMPA | NE | External | Summer | B2 | 25 | 310 | 0 | 86.76 | 87.85 | 8 | 0
2035 | RMPA_2_NE | RMPA | NE | External | Summer | B3 | 75 | 310 | 0 | 86.76 | 87.53 | 8 | 0
2035 | RMPA_2_NE | RMPA | NE | External | Summer | B4 | 100 | 310 | 67.94 | 79.53 | 87.53 | 8 | 0
2035 | RMPA_2_NE | RMPA | NE | External | Summer | B5 | 200 | 310 | 310 | 72.4 | 82.38 | 8 | 1.97
2035 | RMPA_2_NE | RMPA | NE | External | Summer | B6 | 300 | 310 | 180.57 | 62.01 | 70.01 | 8 | 0
2035 | RMPA_2_NE | RMPA | NE | External | Summer | B7 | 400 | 310 | 0 | 56.9 | 58.2 | 8 | 0
2035 | RMPA_2_NE | RMPA | NE | External | Summer | B8 | 500 | 310 | 0 | 56.9 | 51.7 | 8 | 0
2035 | RMPA_2_NE | RMPA | NE | External | Summer | B9 | 800 | 310 | 0 | 56.07 | 51.7 | 8 | 0
2035 | RMPA_2_NE | RMPA | NE | External | Summer | B10 | 1262 | 310 | 0 | 49.05 | 39.59 | 8 | 0
2035 | RMPA_2_NE | RMPA | NE | External | Winter | B16 | 25 | 310 | 84.02 | 78.44 | 86.44 | 8 | 0
2035 | RMPA_2_NE | RMPA | NE | External | Winter | B17 | 100 | 310 | 0 | 63.7 | 62.41 | 8 | 0
2035 | RMPA_2_NE | RMPA | NE | External | Winter | B18 | 400 | 310 | 0 | 62.14 | 57.14 | 8 | 0
2035 | RMPA_2_NE | RMPA | NE | External | Winter | B19 | 700 | 310 | 0 | 62.14 | 57.13 | 8 | 0
2035 | RMPA_2_NE | RMPA | NE | External | Winter | B20 | 935 | 310 | 0 | 49.19 | 47.58 | 8 | 0
2035 | RMPA_2_SPP_N | RMPA | SPP_N | External | Shoulder | B11 | 25 | 210 | 210 | 59.27 | 85.16 | 8 | 17.9
2035 | RMPA_2_SPP_N | RMPA | SPP_N | External | Shoulder | B12 | 200 | 210 | 0 | 59.27 | 63.85 | 8 | 0
2035 | RMPA_2_SPP_N | RMPA | SPP_N | External | Shoulder | B13 | 600 | 210 | 0 | 58.35 | 56.06 | 8 | 0
2035 | RMPA_2_SPP_N | RMPA | SPP_N | External | Shoulder | B14 | 900 | 210 | 0 | 58.35 | 55.18 | 8 | 0
2035 | RMPA_2_SPP_N | RMPA | SPP_N | External | Shoulder | B15 | 1203 | 210 | 0 | 54.39 | 53.38 | 8 | 0
2035 | RMPA_2_SPP_N | RMPA | SPP_N | External | Summer | B1 | 10 | 210 | 210 | 86.76 | 129.47 | 8 | 34.71
2035 | RMPA_2_SPP_N | RMPA | SPP_N | External | Summer | B2 | 25 | 210 | 159.95 | 86.76 | 94.76 | 8 | 0
2035 | RMPA_2_SPP_N | RMPA | SPP_N | External | Summer | B3 | 75 | 210 | 0 | 86.76 | 91.8 | 8 | 0
2035 | RMPA_2_SPP_N | RMPA | SPP_N | External | Summer | B4 | 100 | 210 | 210 | 79.53 | 88.32 | 8 | 0.79
2035 | RMPA_2_SPP_N | RMPA | SPP_N | External | Summer | B5 | 200 | 210 | 210 | 72.4 | 87.14 | 8 | 6.73
2035 | RMPA_2_SPP_N | RMPA | SPP_N | External | Summer | B6 | 300 | 210 | 210 | 62.01 | 72.95 | 8 | 2.94
2035 | RMPA_2_SPP_N | RMPA | SPP_N | External | Summer | B7 | 400 | 210 | 0 | 56.9 | 59.06 | 8 | 0
2035 | RMPA_2_SPP_N | RMPA | SPP_N | External | Summer | B8 | 500 | 210 | 0 | 56.9 | 54.11 | 8 | 0
2035 | RMPA_2_SPP_N | RMPA | SPP_N | External | Summer | B9 | 800 | 210 | 0 | 56.07 | 51.71 | 8 | 0
2035 | RMPA_2_SPP_N | RMPA | SPP_N | External | Summer | B10 | 1262 | 210 | 0 | 49.05 | 51.37 | 8 | 0
2035 | RMPA_2_SPP_N | RMPA | SPP_N | External | Winter | B16 | 25 | 210 | 209.98 | 78.44 | 86.98 | 8 | 0.55
2035 | RMPA_2_SPP_N | RMPA | SPP_N | External | Winter | B17 | 100 | 210 | 0 | 63.7 | 62.42 | 8 | 0
2035 | RMPA_2_SPP_N | RMPA | SPP_N | External | Winter | B18 | 400 | 210 | 0 | 62.14 | 57.15 | 8 | 0
2035 | RMPA_2_SPP_N | RMPA | SPP_N | External | Winter | B19 | 700 | 210 | 0 | 62.14 | 57.14 | 8 | 0
2035 | RMPA_2_SPP_N | RMPA | SPP_N | External | Winter | B20 | 935 | 210 | 0 | 49.19 | 53.26 | 8 | 0
2035 | SPP_N_2_RMPA | SPP_N | RMPA | External | Shoulder | B11 | 25 | 210 | 0 | 85.16 | 59.27 | 5 | 0
2035 | SPP_N_2_RMPA | SPP_N | RMPA | External | Shoulder | B12 | 200 | 210 | 0 | 63.85 | 59.27 | 5 | 0
2035 | SPP_N_2_RMPA | SPP_N | RMPA | External | Shoulder | B13 | 600 | 210 | 0 | 56.06 | 58.35 | 5 | 0
2035 | SPP_N_2_RMPA | SPP_N | RMPA | External | Shoulder | B14 | 900 | 210 | 0 | 55.18 | 58.35 | 5 | 0
2035 | SPP_N_2_RMPA | SPP_N | RMPA | External | Shoulder | B15 | 1203 | 210 | 0 | 53.38 | 54.39 | 5 | 0
2035 | SPP_N_2_RMPA | SPP_N | RMPA | External | Summer | B1 | 10 | 210 | 0 | 129.47 | 86.76 | 5 | 0
2035 | SPP_N_2_RMPA | SPP_N | RMPA | External | Summer | B2 | 25 | 210 | 0 | 94.76 | 86.76 | 5 | 0
2035 | SPP_N_2_RMPA | SPP_N | RMPA | External | Summer | B3 | 75 | 210 | 0 | 91.8 | 86.76 | 5 | 0
2035 | SPP_N_2_RMPA | SPP_N | RMPA | External | Summer | B4 | 100 | 210 | 0 | 88.32 | 79.53 | 5 | 0
2035 | SPP_N_2_RMPA | SPP_N | RMPA | External | Summer | B5 | 200 | 210 | 0 | 87.14 | 72.4 | 5 | 0
2035 | SPP_N_2_RMPA | SPP_N | RMPA | External | Summer | B6 | 300 | 210 | 0 | 72.95 | 62.01 | 5 | 0
2035 | SPP_N_2_RMPA | SPP_N | RMPA | External | Summer | B7 | 400 | 210 | 0 | 59.06 | 56.9 | 5 | 0
2035 | SPP_N_2_RMPA | SPP_N | RMPA | External | Summer | B8 | 500 | 210 | 0 | 54.11 | 56.9 | 5 | 0
2035 | SPP_N_2_RMPA | SPP_N | RMPA | External | Summer | B9 | 800 | 210 | 0 | 51.71 | 56.07 | 5 | 0
2035 | SPP_N_2_RMPA | SPP_N | RMPA | External | Summer | B10 | 1262 | 210 | 0 | 51.37 | 49.05 | 5 | 0
2035 | SPP_N_2_RMPA | SPP_N | RMPA | External | Winter | B16 | 25 | 210 | 0 | 86.98 | 78.44 | 5 | 0
2035 | SPP_N_2_RMPA | SPP_N | RMPA | External | Winter | B17 | 100 | 210 | 0 | 62.42 | 63.7 | 5 | 0
2035 | SPP_N_2_RMPA | SPP_N | RMPA | External | Winter | B18 | 400 | 210 | 0.05 | 57.15 | 62.14 | 5 | 0
2035 | SPP_N_2_RMPA | SPP_N | RMPA | External | Winter | B19 | 700 | 210 | 63.18 | 57.14 | 62.14 | 5 | 0
2035 | SPP_N_2_RMPA | SPP_N | RMPA | External | Winter | B20 | 935 | 210 | 0 | 53.26 | 49.19 | 5 | 0
2035 | SPP_S_2_ERCOT | SPP_S | ERCOT | External | Shoulder | B11 | 25 | 800 | 0 | 77.37 | 78.16 | 5 | 0
2035 | SPP_S_2_ERCOT | SPP_S | ERCOT | External | Shoulder | B12 | 200 | 800 | 0 | 55.42 | 58.18 | 5 | 0
2035 | SPP_S_2_ERCOT | SPP_S | ERCOT | External | Shoulder | B13 | 600 | 800 | 0 | 53.52 | 53.32 | 5 | 0
2035 | SPP_S_2_ERCOT | SPP_S | ERCOT | External | Shoulder | B14 | 900 | 800 | 0 | 53.52 | 53.32 | 5 | 0
2035 | SPP_S_2_ERCOT | SPP_S | ERCOT | External | Shoulder | B15 | 1203 | 800 | 0 | 53.4 | 53.32 | 5 | 0
2035 | SPP_S_2_ERCOT | SPP_S | ERCOT | External | Summer | B1 | 10 | 800 | 0.01 | 85.28 | 88.33 | 5 | 0
2035 | SPP_S_2_ERCOT | SPP_S | ERCOT | External | Summer | B2 | 25 | 800 | 0 | 84.32 | 88.33 | 5 | 0
2035 | SPP_S_2_ERCOT | SPP_S | ERCOT | External | Summer | B3 | 75 | 800 | 0 | 79.69 | 84.16 | 5 | 0
2035 | SPP_S_2_ERCOT | SPP_S | ERCOT | External | Summer | B4 | 100 | 800 | 0 | 75.37 | 75.93 | 5 | 0
2035 | SPP_S_2_ERCOT | SPP_S | ERCOT | External | Summer | B5 | 200 | 800 | 0 | 74.74 | 75.93 | 5 | 0
2035 | SPP_S_2_ERCOT | SPP_S | ERCOT | External | Summer | B6 | 300 | 800 | 0 | 72.97 | 75.93 | 5 | 0
2035 | SPP_S_2_ERCOT | SPP_S | ERCOT | External | Summer | B7 | 400 | 800 | 132.09 | 59.05 | 64.05 | 5 | 0
2035 | SPP_S_2_ERCOT | SPP_S | ERCOT | External | Summer | B8 | 500 | 800 | 0 | 54.1 | 51.83 | 5 | 0
2035 | SPP_S_2_ERCOT | SPP_S | ERCOT | External | Summer | B9 | 800 | 800 | 0 | 51.73 | 51.83 | 5 | 0
2035 | SPP_S_2_ERCOT | SPP_S | ERCOT | External | Summer | B10 | 1262 | 800 | 0 | 51.39 | 51.83 | 5 | 0
2035 | SPP_S_2_ERCOT | SPP_S | ERCOT | External | Winter | B16 | 25 | 800 | 0 | 75.21 | 74.57 | 5 | 0
2035 | SPP_S_2_ERCOT | SPP_S | ERCOT | External | Winter | B17 | 100 | 800 | 0 | 59.76 | 56.47 | 5 | 0
2035 | SPP_S_2_ERCOT | SPP_S | ERCOT | External | Winter | B18 | 400 | 800 | 0 | 57.13 | 56.47 | 5 | 0
2035 | SPP_S_2_ERCOT | SPP_S | ERCOT | External | Winter | B19 | 700 | 800 | 0 | 57.13 | 56.47 | 5 | 0
2035 | SPP_S_2_ERCOT | SPP_S | ERCOT | External | Winter | B20 | 935 | 800 | 0 | 53.27 | 56.47 | 5 | 0
2040 | AZ_NM_SNV_Coal_2_SPP_S | AZ_NM_SNV_Coal | SPP_S | External | Shoulder | B11 | 25 | 400 | 0 | 81.13 | 85.97 | 8.17 | 0
2040 | AZ_NM_SNV_Coal_2_SPP_S | AZ_NM_SNV_Coal | SPP_S | External | Shoulder | B12 | 200 | 400 | 0 | 70.18 | 62.13 | 8.17 | 0
2040 | AZ_NM_SNV_Coal_2_SPP_S | AZ_NM_SNV_Coal | SPP_S | External | Shoulder | B13 | 600 | 400 | 0 | 70.17 | 59.39 | 8.17 | 0
2040 | AZ_NM_SNV_Coal_2_SPP_S | AZ_NM_SNV_Coal | SPP_S | External | Shoulder | B14 | 900 | 400 | 0 | 70.16 | 59.39 | 8.17 | 0
2040 | AZ_NM_SNV_Coal_2_SPP_S | AZ_NM_SNV_Coal | SPP_S | External | Shoulder | B15 | 1203 | 400 | 0 | 61.35 | 58.66 | 8.17 | 0
2040 | AZ_NM_SNV_Coal_2_SPP_S | AZ_NM_SNV_Coal | SPP_S | External | Summer | B1 | 10 | 400 | 0 | 126.85 | 95.09 | 8.17 | 0
2040 | AZ_NM_SNV_Coal_2_SPP_S | AZ_NM_SNV_Coal | SPP_S | External | Summer | B2 | 25 | 400 | 0 | 117.69 | 94.19 | 8.17 | 0
2040 | AZ_NM_SNV_Coal_2_SPP_S | AZ_NM_SNV_Coal | SPP_S | External | Summer | B3 | 75 | 400 | 0 | 117.69 | 92.4 | 8.17 | 0
2040 | AZ_NM_SNV_Coal_2_SPP_S | AZ_NM_SNV_Coal | SPP_S | External | Summer | B4 | 100 | 400 | 0 | 117.69 | 87.52 | 8.17 | 0
2040 | AZ_NM_SNV_Coal_2_SPP_S | AZ_NM_SNV_Coal | SPP_S | External | Summer | B5 | 200 | 400 | 0 | 86.7 | 83.82 | 8.17 | 0
2040 | AZ_NM_SNV_Coal_2_SPP_S | AZ_NM_SNV_Coal | SPP_S | External | Summer | B6 | 300 | 400 | 0 | 79.48 | 77.22 | 8.17 | 0
2040 | AZ_NM_SNV_Coal_2_SPP_S | AZ_NM_SNV_Coal | SPP_S | External | Summer | B7 | 400 | 400 | 0 | 79.25 | 64 | 8.17 | 0
2040 | AZ_NM_SNV_Coal_2_SPP_S | AZ_NM_SNV_Coal | SPP_S | External | Summer | B8 | 500 | 400 | 0 | 79.25 | 59.48 | 8.17 | 0
2040 | AZ_NM_SNV_Coal_2_SPP_S | AZ_NM_SNV_Coal | SPP_S | External | Summer | B9 | 800 | 400 | 0 | 78.33 | 57.3 | 8.17 | 0
2040 | AZ_NM_SNV_Coal_2_SPP_S | AZ_NM_SNV_Coal | SPP_S | External | Summer | B10 | 1262 | 400 | 0 | 59.12 | 52.6 | 8.17 | 0
2040 | AZ_NM_SNV_Coal_2_SPP_S | AZ_NM_SNV_Coal | SPP_S | External | Winter | B16 | 25 | 400 | 0 | 78.92 | 84.52 | 8.17 | 0
2040 | AZ_NM_SNV_Coal_2_SPP_S | AZ_NM_SNV_Coal | SPP_S | External | Winter | B17 | 100 | 400 | 0 | 75.2 | 66.29 | 8.17 | 0
2040 | AZ_NM_SNV_Coal_2_SPP_S | AZ_NM_SNV_Coal | SPP_S | External | Winter | B18 | 400 | 400 | 0 | 75.18 | 63.42 | 8.17 | 0
2040 | AZ_NM_SNV_Coal_2_SPP_S | AZ_NM_SNV_Coal | SPP_S | External | Winter | B19 | 700 | 400 | 0 | 75.18 | 63.27 | 8.17 | 0
2040 | AZ_NM_SNV_Coal_2_SPP_S | AZ_NM_SNV_Coal | SPP_S | External | Winter | B20 | 935 | 400 | 0 | 66.04 | 57.85 | 8.17 | 0
2040 | ERCOT_2_SPP_S | ERCOT | SPP_S | External | Shoulder | B11 | 25 | 800 | 0 | 86.87 | 85.97 | 8 | 0
2040 | ERCOT_2_SPP_S | ERCOT | SPP_S | External | Shoulder | B12 | 200 | 800 | 0 | 64.6 | 62.13 | 8 | 0
2040 | ERCOT_2_SPP_S | ERCOT | SPP_S | External | Shoulder | B13 | 600 | 800 | 0 | 59.18 | 59.39 | 8 | 0
2040 | ERCOT_2_SPP_S | ERCOT | SPP_S | External | Shoulder | B14 | 900 | 800 | 0 | 59.18 | 59.39 | 8 | 0
2040 | ERCOT_2_SPP_S | ERCOT | SPP_S | External | Shoulder | B15 | 1203 | 800 | 0 | 59.18 | 58.66 | 8 | 0
2040 | ERCOT_2_SPP_S | ERCOT | SPP_S | External | Summer | B1 | 10 | 800 | 0 | 97.53 | 95.09 | 8 | 0
2040 | ERCOT_2_SPP_S | ERCOT | SPP_S | External | Summer | B2 | 25 | 800 | 0 | 97.53 | 94.19 | 8 | 0
2040 | ERCOT_2_SPP_S | ERCOT | SPP_S | External | Summer | B3 | 75 | 800 | 3.91 | 84.4 | 92.4 | 8 | 0
2040 | ERCOT_2_SPP_S | ERCOT | SPP_S | External | Summer | B4 | 100 | 800 | 0 | 84.4 | 87.52 | 8 | 0
2040 | ERCOT_2_SPP_S | ERCOT | SPP_S | External | Summer | B5 | 200 | 800 | 0 | 84.4 | 83.82 | 8 | 0
2040 | ERCOT_2_SPP_S | ERCOT | SPP_S | External | Summer | B6 | 300 | 800 | 0 | 84.4 | 77.22 | 8 | 0
2040 | ERCOT_2_SPP_S | ERCOT | SPP_S | External | Summer | B7 | 400 | 800 | 0 | 62.77 | 64 | 8 | 0
2040 | ERCOT_2_SPP_S | ERCOT | SPP_S | External | Summer | B8 | 500 | 800 | 0 | 57.52 | 59.48 | 8 | 0
2040 | ERCOT_2_SPP_S | ERCOT | SPP_S | External | Summer | B9 | 800 | 800 | 0 | 57.52 | 57.3 | 8 | 0
2040 | ERCOT_2_SPP_S | ERCOT | SPP_S | External | Summer | B10 | 1262 | 800 | 0 | 57.52 | 52.6 | 8 | 0
2040 | ERCOT_2_SPP_S | ERCOT | SPP_S | External | Winter | B16 | 25 | 800 | 0 | 83.12 | 84.52 | 8 | 0
2040 | ERCOT_2_SPP_S | ERCOT | SPP_S | External | Winter | B17 | 100 | 800 | 0 | 62.65 | 66.29 | 8 | 0
2040 | ERCOT_2_SPP_S | ERCOT | SPP_S | External | Winter | B18 | 400 | 800 | 0 | 62.65 | 63.42 | 8 | 0
2040 | ERCOT_2_SPP_S | ERCOT | SPP_S | External | Winter | B19 | 700 | 800 | 0 | 62.65 | 63.27 | 8 | 0
2040 | ERCOT_2_SPP_S | ERCOT | SPP_S | External | Winter | B20 | 935 | 800 | 0 | 62.65 | 57.85 | 8 | 0
2040 | MAPP_US_2_RMPA | MAPP_US | RMPA | External | Shoulder | B11 | 25 | 200 | 0 | 80.6 | 65.38 | 8 | 0
2040 | MAPP_US_2_RMPA | MAPP_US | RMPA | External | Shoulder | B12 | 200 | 200 | 0 | 61.91 | 65.38 | 8 | 0
2040 | MAPP_US_2_RMPA | MAPP_US | RMPA | External | Shoulder | B13 | 600 | 200 | 200 | 52.85 | 62.01 | 8 | 1.16
2040 | MAPP_US_2_RMPA | MAPP_US | RMPA | External | Shoulder | B14 | 900 | 200 | 200 | 52.85 | 62 | 8 | 1.14
2040 | MAPP_US_2_RMPA | MAPP_US | RMPA | External | Shoulder | B15 | 1203 | 200 | 0 | 48.84 | 54.69 | 8 | 0
2040 | MAPP_US_2_RMPA | MAPP_US | RMPA | External | Summer | B1 | 10 | 200 | 0 | 112.82 | 95.17 | 8 | 0
2040 | MAPP_US_2_RMPA | MAPP_US | RMPA | External | Summer | B2 | 25 | 200 | 0 | 90.13 | 95.17 | 8 | 0
2040 | MAPP_US_2_RMPA | MAPP_US | RMPA | External | Summer | B3 | 75 | 200 | 0 | 90.13 | 95.17 | 8 | 0
2040 | MAPP_US_2_RMPA | MAPP_US | RMPA | External | Summer | B4 | 100 | 200 | 0 | 90.13 | 89.13 | 8 | 0
2040 | MAPP_US_2_RMPA | MAPP_US | RMPA | External | Summer | B5 | 200 | 200 | 0 | 84.7 | 76.7 | 8 | 0
2040 | MAPP_US_2_RMPA | MAPP_US | RMPA | External | Summer | B6 | 300 | 200 | 0 | 66.12 | 62.75 | 8 | 0
2040 | MAPP_US_2_RMPA | MAPP_US | RMPA | External | Summer | B7 | 400 | 200 | 0 | 55.56 | 62.75 | 8 | 0
2040 | MAPP_US_2_RMPA | MAPP_US | RMPA | External | Summer | B8 | 500 | 200 | 200 | 47.75 | 62.75 | 8 | 7
2040 | MAPP_US_2_RMPA | MAPP_US | RMPA | External | Summer | B9 | 800 | 200 | 200 | 47.75 | 59.75 | 8 | 4
2040 | MAPP_US_2_RMPA | MAPP_US | RMPA | External | Summer | B10 | 1262 | 200 | 0 | 40.36 | 47.36 | 8 | 0
2040 | MAPP_US_2_RMPA | MAPP_US | RMPA | External | Winter | B16 | 25 | 200 | 0 | 82.52 | 76.52 | 8 | 0
2040 | MAPP_US_2_RMPA | MAPP_US | RMPA | External | Winter | B17 | 100 | 200 | 0 | 64.27 | 70.34 | 8 | 0
2040 | MAPP_US_2_RMPA | MAPP_US | RMPA | External | Winter | B18 | 400 | 200 | 200 | 56.39 | 67.02 | 8 | 2.62
2040 | MAPP_US_2_RMPA | MAPP_US | RMPA | External | Winter | B19 | 700 | 200 | 200 | 56.39 | 67.02 | 8 | 2.62
2040 | MAPP_US_2_RMPA | MAPP_US | RMPA | External | Winter | B20 | 935 | 200 | 0 | 46.53 | 48.48 | 8 | 0
2040 | NE_2_RMPA | NE | RMPA | External | Shoulder | B11 | 25 | 310 | 0 | 87.6 | 65.38 | 5 | 0
2040 | NE_2_RMPA | NE | RMPA | External | Shoulder | B12 | 200 | 310 | 0 | 63.91 | 65.38 | 5 | 0
2040 | NE_2_RMPA | NE | RMPA | External | Shoulder | B13 | 600 | 310 | 0 | 59.85 | 62.01 | 5 | 0
2040 | NE_2_RMPA | NE | RMPA | External | Shoulder | B14 | 900 | 310 | 0 | 59.36 | 62 | 5 | 0
2040 | NE_2_RMPA | NE | RMPA | External | Shoulder | B15 | 1203 | 310 | 0 | 52.83 | 54.69 | 5 | 0
2040 | NE_2_RMPA | NE | RMPA | External | Summer | B1 | 10 | 310 | 0 | 114.82 | 95.17 | 5 | 0
2040 | NE_2_RMPA | NE | RMPA | External | Summer | B2 | 25 | 310 | 0 | 97.13 | 95.17 | 5 | 0
2040 | NE_2_RMPA | NE | RMPA | External | Summer | B3 | 75 | 310 | 0 | 97.13 | 95.17 | 5 | 0
2040 | NE_2_RMPA | NE | RMPA | External | Summer | B4 | 100 | 310 | 0 | 97.13 | 89.13 | 5 | 0
2040 | NE_2_RMPA | NE | RMPA | External | Summer | B5 | 200 | 310 | 0 | 91.7 | 76.7 | 5 | 0
2040 | NE_2_RMPA | NE | RMPA | External | Summer | B6 | 300 | 310 | 0 | 73.12 | 62.75 | 5 | 0
2040 | NE_2_RMPA | NE | RMPA | External | Summer | B7 | 400 | 310 | 0 | 62.56 | 62.75 | 5 | 0
2040 | NE_2_RMPA | NE | RMPA | External | Summer | B8 | 500 | 310 | 310 | 54.75 | 62.75 | 5 | 3
2040 | NE_2_RMPA | NE | RMPA | External | Summer | B9 | 800 | 310 | 165.25 | 54.75 | 59.75 | 5 | 0
2040 | NE_2_RMPA | NE | RMPA | External | Summer | B10 | 1262 | 310 | 135.19 | 42.36 | 47.36 | 5 | 0
2040 | NE_2_RMPA | NE | RMPA | External | Winter | B16 | 25 | 310 | 0 | 84.52 | 76.52 | 5 | 0
2040 | NE_2_RMPA | NE | RMPA | External | Winter | B17 | 100 | 310 | 0 | 66.27 | 70.34 | 5 | 0
2040 | NE_2_RMPA | NE | RMPA | External | Winter | B18 | 400 | 310 | 0 | 63.39 | 67.02 | 5 | 0
2040 | NE_2_RMPA | NE | RMPA | External | Winter | B19 | 700 | 310 | 0 | 63.25 | 67.02 | 5 | 0
2040 | NE_2_RMPA | NE | RMPA | External | Winter | B20 | 935 | 310 | 0 | 48.62 | 48.48 | 5 | 0
2040 | NWPP_Coal_2_MAPP_US | NWPP_Coal | MAPP_US | External | Shoulder | B11 | 25 | 150 | 150 | 70.16 | 80.6 | 8 | 2.44
2040 | NWPP_Coal_2_MAPP_US | NWPP_Coal | MAPP_US | External | Shoulder | B12 | 200 | 150 | 0 | 70.16 | 61.91 | 8 | 0
2040 | NWPP_Coal_2_MAPP_US | NWPP_Coal | MAPP_US | External | Shoulder | B13 | 600 | 150 | 0 | 70.16 | 52.85 | 8 | 0
2040 | NWPP_Coal_2_MAPP_US | NWPP_Coal | MAPP_US | External | Shoulder | B14 | 900 | 150 | 0 | 70.16 | 52.85 | 8 | 0
2040 | NWPP_Coal_2_MAPP_US | NWPP_Coal | MAPP_US | External | Shoulder | B15 | 1203 | 150 | 0 | 70.16 | 48.84 | 8 | 0
2040 | NWPP_Coal_2_MAPP_US | NWPP_Coal | MAPP_US | External | Summer | B1 | 10 | 150 | 150 | 70.16 | 112.82 | 8 | 34.65
2040 | NWPP_Coal_2_MAPP_US | NWPP_Coal | MAPP_US | External | Summer | B2 | 25 | 150 | 150 | 70.16 | 90.13 | 8 | 11.97
2040 | NWPP_Coal_2_MAPP_US | NWPP_Coal | MAPP_US | External | Summer | B3 | 75 | 150 | 150 | 70.16 | 90.13 | 8 | 11.97
2040 | NWPP_Coal_2_MAPP_US | NWPP_Coal | MAPP_US | External | Summer | B4 | 100 | 150 | 150 | 70.16 | 90.13 | 8 | 11.97
2040 | NWPP_Coal_2_MAPP_US | NWPP_Coal | MAPP_US | External | Summer | B5 | 200 | 150 | 150 | 70.16 | 84.7 | 8 | 6.54
2040 | NWPP_Coal_2_MAPP_US | NWPP_Coal | MAPP_US | External | Summer | B6 | 300 | 150 | 0 | 70.16 | 66.12 | 8 | 0
2040 | NWPP_Coal_2_MAPP_US | NWPP_Coal | MAPP_US | External | Summer | B7 | 400 | 150 | 0 | 70.16 | 55.56 | 8 | 0
2040 | NWPP_Coal_2_MAPP_US | NWPP_Coal | MAPP_US | External | Summer | B8 | 500 | 150 | 0 | 70.16 | 47.75 | 8 | 0
2040 | NWPP_Coal_2_MAPP_US | NWPP_Coal | MAPP_US | External | Summer | B9 | 800 | 150 | 0 | 70.16 | 47.75 | 8 | 0
2040 | NWPP_Coal_2_MAPP_US | NWPP_Coal | MAPP_US | External | Summer | B10 | 1262 | 150 | 0 | 70.16 | 40.36 | 8 | 0
2040 | NWPP_Coal_2_MAPP_US | NWPP_Coal | MAPP_US | External | Winter | B16 | 25 | 150 | 0 | 78.89 | 82.52 | 8 | 0
2040 | NWPP_Coal_2_MAPP_US | NWPP_Coal | MAPP_US | External | Winter | B17 | 100 | 150 | 0 | 75.19 | 64.27 | 8 | 0
2040 | NWPP_Coal_2_MAPP_US | NWPP_Coal | MAPP_US | External | Winter | B18 | 400 | 150 | 0 | 75.19 | 56.39 | 8 | 0
2040 | NWPP_Coal_2_MAPP_US | NWPP_Coal | MAPP_US | External | Winter | B19 | 700 | 150 | 0 | 75.19 | 56.39 | 8 | 0
2040 | NWPP_Coal_2_MAPP_US | NWPP_Coal | MAPP_US | External | Winter | B20 | 935 | 150 | 0 | 75.19 | 46.53 | 8 | 0
2040 | RMPA_2_MAPP_US | RMPA | MAPP_US | External | Shoulder | B11 | 25 | 200 | 200 | 65.38 | 80.6 | 8 | 7.22
2040 | RMPA_2_MAPP_US | RMPA | MAPP_US | External | Shoulder | B12 | 200 | 200 | 0 | 65.38 | 61.91 | 8 | 0
2040 | RMPA_2_MAPP_US | RMPA | MAPP_US | External | Shoulder | B13 | 600 | 200 | 0 | 62.01 | 52.85 | 8 | 0
2040 | RMPA_2_MAPP_US | RMPA | MAPP_US | External | Shoulder | B14 | 900 | 200 | 0 | 62 | 52.85 | 8 | 0
2040 | RMPA_2_MAPP_US | RMPA | MAPP_US | External | Shoulder | B15 | 1203 | 200 | 0 | 54.69 | 48.84 | 8 | 0
2040 | RMPA_2_MAPP_US | RMPA | MAPP_US | External | Summer | B1 | 10 | 200 | 200 | 95.17 | 112.82 | 8 | 9.65
2040 | RMPA_2_MAPP_US | RMPA | MAPP_US | External | Summer | B2 | 25 | 200 | 0 | 95.17 | 90.13 | 8 | 0
2040 | RMPA_2_MAPP_US | RMPA | MAPP_US | External | Summer | B3 | 75 | 200 | 0 | 95.17 | 90.13 | 8 | 0
2040 | RMPA_2_MAPP_US | RMPA | MAPP_US | External | Summer | B4 | 100 | 200 | 0 | 89.13 | 90.13 | 8 | 0
2040 | RMPA_2_MAPP_US | RMPA | MAPP_US | External | Summer | B5 | 200 | 200 | 133.86 | 76.7 | 84.7 | 8 | 0
2040 | RMPA_2_MAPP_US | RMPA | MAPP_US | External | Summer | B6 | 300 | 200 | 0 | 62.75 | 66.12 | 8 | 0
2040 | RMPA_2_MAPP_US | RMPA | MAPP_US | External | Summer | B7 | 400 | 200 | 0 | 62.75 | 55.56 | 8 | 0
2040 | RMPA_2_MAPP_US | RMPA | MAPP_US | External | Summer | B8 | 500 | 200 | 0 | 62.75 | 47.75 | 8 | 0
2040 | RMPA_2_MAPP_US | RMPA | MAPP_US | External | Summer | B9 | 800 | 200 | 0 | 59.75 | 47.75 | 8 | 0
2040 | RMPA_2_MAPP_US | RMPA | MAPP_US | External | Summer | B10 | 1262 | 200 | 0 | 47.36 | 40.36 | 8 | 0
2040 | RMPA_2_MAPP_US | RMPA | MAPP_US | External | Winter | B16 | 25 | 200 | 0 | 76.52 | 82.52 | 8 | 0
2040 | RMPA_2_MAPP_US | RMPA | MAPP_US | External | Winter | B17 | 100 | 200 | 0 | 70.34 | 64.27 | 8 | 0
2040 | RMPA_2_MAPP_US | RMPA | MAPP_US | External | Winter | B18 | 400 | 200 | 0 | 67.02 | 56.39 | 8 | 0
2040 | RMPA_2_MAPP_US | RMPA | MAPP_US | External | Winter | B19 | 700 | 200 | 0 | 67.02 | 56.39 | 8 | 0
2040 | RMPA_2_MAPP_US | RMPA | MAPP_US | External | Winter | B20 | 935 | 200 | 0 | 48.48 | 46.53 | 8 | 0
2040 | RMPA_2_NE | RMPA | NE | External | Shoulder | B11 | 25 | 310 | 310 | 65.38 | 87.6 | 8 | 14.22
2040 | RMPA_2_NE | RMPA | NE | External | Shoulder | B12 | 200 | 310 | 0 | 65.38 | 63.91 | 8 | 0
2040 | RMPA_2_NE | RMPA | NE | External | Shoulder | B13 | 600 | 310 | 0 | 62.01 | 59.85 | 8 | 0
2040 | RMPA_2_NE | RMPA | NE | External | Shoulder | B14 | 900 | 310 | 0 | 62 | 59.36 | 8 | 0
2040 | RMPA_2_NE | RMPA | NE | External | Shoulder | B15 | 1203 | 310 | 0 | 54.69 | 52.83 | 8 | 0
2040 | RMPA_2_NE | RMPA | NE | External | Summer | B1 | 10 | 310 | 310 | 95.17 | 114.82 | 8 | 11.65
2040 | RMPA_2_NE | RMPA | NE | External | Summer | B2 | 25 | 310 | 0 | 95.17 | 97.13 | 8 | 0
2040 | RMPA_2_NE | RMPA | NE | External | Summer | B3 | 75 | 310 | 0 | 95.17 | 97.13 | 8 | 0
2040 | RMPA_2_NE | RMPA | NE | External | Summer | B4 | 100 | 310 | 197.72 | 89.13 | 97.13 | 8 | 0
2040 | RMPA_2_NE | RMPA | NE | External | Summer | B5 | 200 | 310 | 310 | 76.7 | 91.7 | 8 | 7
2040 | RMPA_2_NE | RMPA | NE | External | Summer | B6 | 300 | 310 | 310 | 62.75 | 73.12 | 8 | 2.37
2040 | RMPA_2_NE | RMPA | NE | External | Summer | B7 | 400 | 310 | 0 | 62.75 | 62.56 | 8 | 0
2040 | RMPA_2_NE | RMPA | NE | External | Summer | B8 | 500 | 310 | 0 | 62.75 | 54.75 | 8 | 0
2040 | RMPA_2_NE | RMPA | NE | External | Summer | B9 | 800 | 310 | 0 | 59.75 | 54.75 | 8 | 0
2040 | RMPA_2_NE | RMPA | NE | External | Summer | B10 | 1262 | 310 | 0 | 47.36 | 42.36 | 8 | 0
2040 | RMPA_2_NE | RMPA | NE | External | Winter | B16 | 25 | 310 | 212.67 | 76.52 | 84.52 | 8 | 0
2040 | RMPA_2_NE | RMPA | NE | External | Winter | B17 | 100 | 310 | 0 | 70.34 | 66.27 | 8 | 0
2040 | RMPA_2_NE | RMPA | NE | External | Winter | B18 | 400 | 310 | 0 | 67.02 | 63.39 | 8 | 0
2040 | RMPA_2_NE | RMPA | NE | External | Winter | B19 | 700 | 310 | 0 | 67.02 | 63.25 | 8 | 0
2040 | RMPA_2_NE | RMPA | NE | External | Winter | B20 | 935 | 310 | 0 | 48.48 | 48.62 | 8 | 0
2040 | RMPA_2_SPP_N | RMPA | SPP_N | External | Shoulder | B11 | 25 | 210 | 210 | 65.38 | 94.6 | 8 | 21.22
2040 | RMPA_2_SPP_N | RMPA | SPP_N | External | Shoulder | B12 | 200 | 210 | 0 | 65.38 | 63.93 | 8 | 0
2040 | RMPA_2_SPP_N | RMPA | SPP_N | External | Shoulder | B13 | 600 | 210 | 0 | 62.01 | 59.86 | 8 | 0
2040 | RMPA_2_SPP_N | RMPA | SPP_N | External | Shoulder | B14 | 900 | 210 | 0 | 62 | 59.37 | 8 | 0
2040 | RMPA_2_SPP_N | RMPA | SPP_N | External | Shoulder | B15 | 1203 | 210 | 0 | 54.69 | 58.64 | 8 | 0
2040 | RMPA_2_SPP_N | RMPA | SPP_N | External | Summer | B1 | 10 | 210 | 210 | 95.17 | 114.83 | 8 | 11.66
2040 | RMPA_2_SPP_N | RMPA | SPP_N | External | Summer | B2 | 25 | 210 | 0 | 95.17 | 97.66 | 8 | 0
2040 | RMPA_2_SPP_N | RMPA | SPP_N | External | Summer | B3 | 75 | 210 | 0 | 95.17 | 97.66 | 8 | 0
2040 | RMPA_2_SPP_N | RMPA | SPP_N | External | Summer | B4 | 100 | 210 | 209.99 | 89.13 | 97.66 | 8 | 0.53
2040 | RMPA_2_SPP_N | RMPA | SPP_N | External | Summer | B5 | 200 | 210 | 210 | 76.7 | 91.71 | 8 | 7.01
2040 | RMPA_2_SPP_N | RMPA | SPP_N | External | Summer | B6 | 300 | 210 | 210 | 62.75 | 77.21 | 8 | 6.46
2040 | RMPA_2_SPP_N | RMPA | SPP_N | External | Summer | B7 | 400 | 210 | 0 | 62.75 | 63.99 | 8 | 0
2040 | RMPA_2_SPP_N | RMPA | SPP_N | External | Summer | B8 | 500 | 210 | 0 | 62.75 | 59.47 | 8 | 0
2040 | RMPA_2_SPP_N | RMPA | SPP_N | External | Summer | B9 | 800 | 210 | 0 | 59.75 | 57.05 | 8 | 0
2040 | RMPA_2_SPP_N | RMPA | SPP_N | External | Summer | B10 | 1262 | 210 | 0 | 47.36 | 52.59 | 8 | 0
2040 | RMPA_2_SPP_N | RMPA | SPP_N | External | Winter | B16 | 25 | 210 | 209.29 | 76.52 | 84.53 | 8 | 0.01
2040 | RMPA_2_SPP_N | RMPA | SPP_N | External | Winter | B17 | 100 | 210 | 0 | 70.34 | 66.28 | 8 | 0
2040 | RMPA_2_SPP_N | RMPA | SPP_N | External | Winter | B18 | 400 | 210 | 0 | 67.02 | 63.41 | 8 | 0
2040 | RMPA_2_SPP_N | RMPA | SPP_N | External | Winter | B19 | 700 | 210 | 0 | 67.02 | 63.26 | 8 | 0
2040 | RMPA_2_SPP_N | RMPA | SPP_N | External | Winter | B20 | 935 | 210 | 210 | 48.48 | 57.84 | 8 | 1.35
2040 | SPP_N_2_RMPA | SPP_N | RMPA | External | Shoulder | B11 | 25 | 210 | 0 | 94.6 | 65.38 | 5 | 0
2040 | SPP_N_2_RMPA | SPP_N | RMPA | External | Shoulder | B12 | 200 | 210 | 0 | 63.93 | 65.38 | 5 | 0
2040 | SPP_N_2_RMPA | SPP_N | RMPA | External | Shoulder | B13 | 600 | 210 | 0 | 59.86 | 62.01 | 5 | 0
2040 | SPP_N_2_RMPA | SPP_N | RMPA | External | Shoulder | B14 | 900 | 210 | 0 | 59.37 | 62 | 5 | 0
2040 | SPP_N_2_RMPA | SPP_N | RMPA | External | Shoulder | B15 | 1203 | 210 | 0 | 58.64 | 54.69 | 5 | 0
2040 | SPP_N_2_RMPA | SPP_N | RMPA | External | Summer | B1 | 10 | 210 | 0 | 114.83 | 95.17 | 5 | 0
2040 | SPP_N_2_RMPA | SPP_N | RMPA | External | Summer | B2 | 25 | 210 | 0 | 97.66 | 95.17 | 5 | 0
2040 | SPP_N_2_RMPA | SPP_N | RMPA | External | Summer | B3 | 75 | 210 | 0 | 97.66 | 95.17 | 5 | 0
2040 | SPP_N_2_RMPA | SPP_N | RMPA | External | Summer | B4 | 100 | 210 | 0 | 97.66 | 89.13 | 5 | 0
2040 | SPP_N_2_RMPA | SPP_N | RMPA | External | Summer | B5 | 200 | 210 | 0 | 91.71 | 76.7 | 5 | 0
2040 | SPP_N_2_RMPA | SPP_N | RMPA | External | Summer | B6 | 300 | 210 | 0 | 77.21 | 62.75 | 5 | 0
2040 | SPP_N_2_RMPA | SPP_N | RMPA | External | Summer | B7 | 400 | 210 | 0 | 63.99 | 62.75 | 5 | 0
2040 | SPP_N_2_RMPA | SPP_N | RMPA | External | Summer | B8 | 500 | 210 | 0 | 59.47 | 62.75 | 5 | 0
2040 | SPP_N_2_RMPA | SPP_N | RMPA | External | Summer | B9 | 800 | 210 | 0 | 57.05 | 59.75 | 5 | 0
2040 | SPP_N_2_RMPA | SPP_N | RMPA | External | Summer | B10 | 1262 | 210 | 0 | 52.59 | 47.36 | 5 | 0
2040 | SPP_N_2_RMPA | SPP_N | RMPA | External | Winter | B16 | 25 | 210 | 0 | 84.53 | 76.52 | 5 | 0
2040 | SPP_N_2_RMPA | SPP_N | RMPA | External | Winter | B17 | 100 | 210 | 0 | 66.28 | 70.34 | 5 | 0
2040 | SPP_N_2_RMPA | SPP_N | RMPA | External | Winter | B18 | 400 | 210 | 0 | 63.41 | 67.02 | 5 | 0
2040 | SPP_N_2_RMPA | SPP_N | RMPA | External | Winter | B19 | 700 | 210 | 0 | 63.26 | 67.02 | 5 | 0
2040 | SPP_N_2_RMPA | SPP_N | RMPA | External | Winter | B20 | 935 | 210 | 0 | 57.84 | 48.48 | 5 | 0
2040 | SPP_S_2_ERCOT | SPP_S | ERCOT | External | Shoulder | B11 | 25 | 800 | 0 | 85.97 | 86.87 | 5 | 0
2040 | SPP_S_2_ERCOT | SPP_S | ERCOT | External | Shoulder | B12 | 200 | 800 | 0 | 62.13 | 64.6 | 5 | 0
2040 | SPP_S_2_ERCOT | SPP_S | ERCOT | External | Shoulder | B13 | 600 | 800 | 0 | 59.39 | 59.18 | 5 | 0
2040 | SPP_S_2_ERCOT | SPP_S | ERCOT | External | Shoulder | B14 | 900 | 800 | 0 | 59.39 | 59.18 | 5 | 0
2040 | SPP_S_2_ERCOT | SPP_S | ERCOT | External | Shoulder | B15 | 1203 | 800 | 0 | 58.66 | 59.18 | 5 | 0
2040 | SPP_S_2_ERCOT | SPP_S | ERCOT | External | Summer | B1 | 10 | 800 | 0.01 | 95.09 | 97.53 | 5 | 0
2040 | SPP_S_2_ERCOT | SPP_S | ERCOT | External | Summer | B2 | 25 | 800 | 0 | 94.19 | 97.53 | 5 | 0
2040 | SPP_S_2_ERCOT | SPP_S | ERCOT | External | Summer | B3 | 75 | 800 | 0 | 92.4 | 84.4 | 5 | 0
2040 | SPP_S_2_ERCOT | SPP_S | ERCOT | External | Summer | B4 | 100 | 800 | 0 | 87.52 | 84.4 | 5 | 0
2040 | SPP_S_2_ERCOT | SPP_S | ERCOT | External | Summer | B5 | 200 | 800 | 0 | 83.82 | 84.4 | 5 | 0
2040 | SPP_S_2_ERCOT | SPP_S | ERCOT | External | Summer | B6 | 300 | 800 | 800 | 77.22 | 84.4 | 5 | 2.18
2040 | SPP_S_2_ERCOT | SPP_S | ERCOT | External | Summer | B7 | 400 | 800 | 0 | 64 | 62.77 | 5 | 0
2040 | SPP_S_2_ERCOT | SPP_S | ERCOT | External | Summer | B8 | 500 | 800 | 0 | 59.48 | 57.52 | 5 | 0
2040 | SPP_S_2_ERCOT | SPP_S | ERCOT | External | Summer | B9 | 800 | 800 | 0 | 57.3 | 57.52 | 5 | 0
2040 | SPP_S_2_ERCOT | SPP_S | ERCOT | External | Summer | B10 | 1262 | 800 | 0 | 52.6 | 57.52 | 5 | 0
2040 | SPP_S_2_ERCOT | SPP_S | ERCOT | External | Winter | B16 | 25 | 800 | 0 | 84.52 | 83.12 | 5 | 0
2040 | SPP_S_2_ERCOT | SPP_S | ERCOT | External | Winter | B17 | 100 | 800 | 0 | 66.29 | 62.65 | 5 | 0
2040 | SPP_S_2_ERCOT | SPP_S | ERCOT | External | Winter | B18 | 400 | 800 | 0 | 63.42 | 62.65 | 5 | 0
2040 | SPP_S_2_ERCOT | SPP_S | ERCOT | External | Winter | B19 | 700 | 800 | 0 | 63.27 | 62.65 | 5 | 0
2040 | SPP_S_2_ERCOT | SPP_S | ERCOT | External | Winter | B20 | 935 | 800 | 0 | 57.85 | 62.65 | 5 | 0