## Title
Future 1 BAU, Sensitivity 17: Redistribution of CT builds in MISO and Increased intermittent capacity contribution to reserves in SPP
"The results presented herein use modeling assumptions developed by EIPC, EIPC stakeholders and CRA for purposes of EIPC capacity expansion modeling. As such, these results do not necessarily reflect the opinions or views of CRA or any individual EIPC stakeholder."

## Build Summary
EI New Build Summary
EI New Builds by Type
|  | Additions |  |  | Retirements
| 2010 | 2015 | 2020 | 2030 | 2015 | 2020 | 2030 | Total
Coal | 271.9155 | 8.4766 | 0 | 0 | 66.7796 | 14.8349 | 0 | 198.7776
Nuclear | 99.849 | 2.7406 | 4.53 | 0 | 0 | 0.6145 | 1.4882 | 105.0169
CC | 132.682 | 30.7233 | 17.7351 | 26.1535 | 5.4829 | 0 | 0 | 201.8109
CT | 120.329 | 4.6917 | 4.4017 | 4.4269 | 2.1943 | 0 | 0 | 131.6551
Steam Oil/Gas | 74.547 | 0 | 0 | 0 | 37.6324 | 0.3656 | 0.41912 | 36.1299
Hydro | 44.6048 | 0 | 0 | 0 | 0 | 0 | 0 | 44.6048
On-Shore Wind | 18.707 | 22.1949 | 12.1484 | 14.7847 | 0 | 0 | 0 | 67.835
Off-Shore Wind | 0 | 0.469 | 0 | 1.1 | 0 | 0 | 0 | 1.569
Other Renewable | 3.613 | 2.3484 | 3.2791 | 4.4817 | 0 | 0 | 0 | 13.7221
New HQ/Maritimes | 0 | 0 | 0 | 0 | 0 | 0 | 0 | 0
Other | 17.054 | 0 | 0 | 0 | 0 | 0 | 0 | 17.054
Total w/o DR | 783.3012 | 71.6444 | 42.0943 | 50.9468 | 112.0892 | 15.815 | 1.9073 | 818.1753
DR | 33.1 | -1.344 | 16.8375 | 22.1146 | 0 | 0 | 0 | 70.7081
Total w/DR | 816.4012 | 70.3003 | 58.9318 | 73.0614 | 112.0892 | 15.815 | 1.9073 | 888.8833
EI New Builds by Region
| EI Cumulative New Builds |  |  |  | EI Cumulative New CCs |  |  |  | EI Cumulative New On-Shore Wind |  |  |  | EI Cumulative Coal Retirements
| 2015 | 2020 | 2030 |  |  | 2015 | 2020 | 2030 |  | 2015 | 2020 | 2030 |  | 2015 | 2020 | 2030
ENT | 1764.41 | 2777.29 | 3886.82 |  | ENT | 874.12 | 1822.46 | 2786.4 | ENT | 0 | 0 | 0 | ENT | 892.9 | 892.9 | 892.9
FRCC | 4226.23 | 9354.17 | 15645.94 |  | FRCC | 1516.9 | 6644.84 | 12738.61 | FRCC | 0 | 0 | 0 | FRCC | 466 | 1335 | 1335
IESO | 5144.99 | 5144.99 | 5144.99 |  | IESO | 1263 | 1263 | 1263 | IESO | 2105.9 | 2105.9 | 2105.9 | IESO | 6416 | 6416 | 6416
MAPP_CA | 1215.47 | 1726.89 | 2309.19 |  | MAPP_CA | 913.07 | 1424.49 | 2006.79 | MAPP_CA | 302.4 | 302.4 | 302.4 | MAPP_CA | 1009.4 | 1009.4 | 1009.4
MAPP_US | 729.6 | 1246.96 | 1855.69 |  | MAPP_US | 0 | 0 | 0 | MAPP_US | 421.3 | 938.66 | 1223.75 | MAPP_US | 715.5 | 890.31 | 890.31
MISO_IN | 618 | 2561.43 | 5352.06 |  | MISO_IN | 0 | 1312.05 | 3387.94 | MISO_IN | 0 | 0 | 0 | MISO_IN | 1288.81 | 1360.9 | 1360.9
MISO_MI | 2000 | 2596.89 | 3723.13 |  | MISO_MI | 0 | 0 | 0 | MISO_MI | 2000 | 2000 | 2600 | MISO_MI | 2326 | 3513 | 3513
MISO_MO-IL | 2090 | 2499.98 | 3217.42 |  | MISO_MO-IL | 0 | 0 | 0 | MISO_MO-IL | 300 | 300 | 300 | MISO_MO-IL | 1024.7 | 2056.7 | 2056.7
MISO_W | 2894.83 | 5453.55 | 10188.82 |  | MISO_W | 0 | 0 | 0 | MISO_W | 2800.5 | 4791.14 | 8770.11 | MISO_W | 1997.95 | 2919.36 | 2919.36
MISO_WUMS | 1818.9 | 5450.49 | 6458.61 |  | MISO_WUMS | 0 | 3351.38 | 3652.17 | MISO_WUMS | 968.9 | 968.9 | 968.9 | MISO_WUMS | 2411.1 | 2672.1 | 2672.1
NE | 434.1 | 434.1 | 505.77 |  | NE | 0 | 0 | 0 | NE | 202 | 202 | 202 | NE | 0 | 0 | 0
NEISO | 3384.16 | 6495.14 | 8817.56 |  | NEISO | 2049.5 | 2049.5 | 2049.5 | NEISO | 231.2 | 2964.45 | 5280 | NEISO | 2250.13 | 2570.13 | 2570.13
NonRTO_Midwest | 0 | 748.09 | 1168.03 |  | NonRTO_Midwest | 0 | 555.54 | 814.83 | NonRTO_Midwest | 0 | 0 | 0 | NonRTO_Midwest | 1100.9 | 1100.9 | 1100.9
NYISO_A-F | 3289.7 | 3999.5 | 4431.79 |  | NYISO_A-F | 639 | 639 | 639 | NYISO_A-F | 2476.3 | 3186.1 | 3550.46 | NYISO_A-F | 2251.9 | 2251.9 | 2251.9
NYISO_G-I | 0 | 60 | 1438.61 |  | NYISO_G-I | 0 | 0 | 1304.28 | NYISO_G-I | 0 | 60 | 60 | NYISO_G-I | 368.2 | 368.2 | 368.2
NYISO_J-K | 1207.4 | 1207.4 | 2725.12 |  | NYISO_J-K | 1175.4 | 1175.4 | 1175.4 | NYISO_J-K | 0 | 0 | 0 | NYISO_J-K | 0 | 0 | 0
PJM_E | 5940.05 | 6072.95 | 7172.95 |  | PJM_E | 4634.3 | 4634.3 | 4634.3 | PJM_E | 1150 | 1150 | 1150 | PJM_E | 2804 | 3372 | 3372
PJM_ROM | 2243.7 | 3954.99 | 11642.8 |  | PJM_ROM | 1678.5 | 1678.5 | 1678.5 | PJM_ROM | 479.8 | 479.8 | 7040 | PJM_ROM | 8045.5 | 8045.5 | 8045.5
PJM_ROR | 14076.1 | 14196.1 | 20091.5 |  | PJM_ROR | 3077 | 3197 | 8386.99 | PJM_ROR | 8325.7 | 8325.7 | 8517.4 | PJM_ROR | 13758.3 | 19894 | 19894
SOCO | 5151.9 | 7538.9 | 10396.25 |  | SOCO | 5026.9 | 5213.9 | 7963.85 | SOCO | 0 | 0 | 0 | SOCO | 8555.61 | 8555.61 | 8555.61
SPP_N | 465.04 | 2320.93 | 3004.39 |  | SPP_N | 0 | 1855.89 | 2172.79 | SPP_N | 0 | 0 | 271.56 | SPP_N | 0 | 374.9 | 374.9
SPP_S | 1830.99 | 4977.02 | 7223.82 |  | SPP_S | 0 | 207.77 | 2142.33 | SPP_S | 430 | 3068.26 | 3285.5 | SPP_S | 1533.95 | 1533.95 | 1533.95
TVA | 3115.89 | 6814.61 | 8130.64 |  | TVA | 1418 | 3292.25 | 4428.48 | TVA | 0 | 0 | 0 | TVA | 3802.79 | 4543.79 | 4543.79
VACAR | 8002.93 | 16106.35 | 20153.58 |  | VACAR | 6457.57 | 8141.11 | 11386.68 | VACAR | 0.9 | 3500 | 3500 | VACAR | 3759.96 | 5937.96 | 5937.96
| 71644.39 | 113738.72 | 164685.48 |  |  | 30723.26 | 48458.38 | 74611.84 |  | 22194.9 | 34343.31 | 49127.98 |  | 66779.6 | 81614.51 | 81614.51

## Generation
#1 | Total Generation (GWh)
Total Generation by Reporting Type: Entergy
ReportingType | 2015 | 2020 | 2025 | 2030 | 2035 | 2040
BM | 0 | 0 | 0 | 0 | 0 | 0
CC | 67749.48 | 89375.78 | 82222.76 | 83098.66 | 90631.88 | 84948.48
CSP | 0 | 0 | 0 | 0 | 0 | 0
CT | 0 | 0 | 0 | 0 | 0 | 0
Coal | 60721.87 | 48033.11 | 58477.71 | 60276.3 | 60276.3 | 72484.85
Geo | 0 | 0 | 0 | 0 | 0 | 0
H | 153 | 153 | 153 | 153 | 153 | 153
LFG | 63.07 | 63.07 | 909.81 | 909.81 | 909.81 | 909.81
Nuc | 42234.08 | 42234.08 | 42234.08 | 42234.08 | 35675.42 | 27909.39
PS | 25.66 | 25.66 | 44.84 | 44.84 | 25.67 | 27.14
PV | 0.57 | 124.94 | 192.43 | 198.55 | 205.47 | 212.64
PeakG | 0 | 4.27 | 96.02 | 57.94 | 19.68 | 17.55
PeakO | 0 | 0 | 0 | 0 | 0 | 0
ST | 0 | 0 | 0 | 0 | 0 | 0
STOG | 1106.41 | 1255.73 | 1107.46 | 1105.03 | 1105.03 | 1054.7
STWD | 0 | 0 | 0 | 0 | 6.22 | 76.01
WT | 315.27 | 315.27 | 315.27 | 315.27 | 315.27 | 315.27
IGCC | 0 | 0 | 0 | 0 | 0 | 0
DemandResponse | 0 | 0 | 0 | 0 | 0 | 0
IGCC-CCS | 0 | 0 | 0 | 0 | 0 | 0
WT_off | 0 | 0 | 0 | 0 | 0 | 0
PseudoUnit | 0 | 0 | 0 | 0 | 0 | 0
FixedInterchange | 0 | 0 | 0 | 0 | 0 | 0
Total Generation by Reporting Type: FRCC
ReportingType | 2015 | 2020 | 2025 | 2030 | 2035 | 2040
BM | 0 | 0 | 0 | 0 | 0 | 0
CC | 151130.8 | 173574 | 182197.81 | 200664.76 | 232084.67 | 264866.85
CSP | 0 | 0 | 0 | 0 | 0 | 0
CT | 842.82 | 1007.71 | 1013.67 | 1007.62 | 843.9 | 718.37
Coal | 54460.51 | 52032.36 | 58140.2 | 58970.78 | 60270.36 | 60270.36
Geo | 0 | 0 | 0 | 0 | 0 | 0
H | 27.85 | 27.85 | 27.85 | 27.85 | 27.85 | 27.85
LFG | 3831.62 | 3831.62 | 5392.66 | 5392.66 | 5392.66 | 5392.66
Nuc | 32180.57 | 32180.57 | 32180.57 | 32180.57 | 19598.11 | 6535.31
PS | 0 | 0 | 0 | 0 | 0 | 0
PV | 134.03 | 134.03 | 134.03 | 134.03 | 134.03 | 134.03
PeakG | 443.13 | 455.9 | 741.95 | 503.89 | 400.88 | 303.76
PeakO | 0 | 0 | 0 | 0 | 0 | 0
ST | 0 | 0 | 0 | 0 | 0 | 0
STOG | 3223 | 2792.97 | 2801.63 | 2734.76 | 2509.09 | 1665.31
STWD | 0 | 79.27 | 131.92 | 131.92 | 131.4 | 202.12
WT | 0 | 0 | 0 | 0 | 0 | 0
IGCC | 0 | 0 | 0 | 0 | 0 | 0
DemandResponse | 0 | 0 | 0 | 0 | 0 | 0
IGCC-CCS | 0 | 0 | 0 | 0 | 0 | 0
WT_off | 0 | 0 | 0 | 0 | 0 | 0
PseudoUnit | 0 | 0 | 0 | 0 | 0 | 0
FixedInterchange | 0 | 0 | 0 | 0 | 0 | 0
Total Generation by Reporting Type: MAPP_US
ReportingType | 2015 | 2020 | 2025 | 2030 | 2035 | 2040
BM | 0 | 0 | 0 | 0 | 0 | 0
CC | 202.17 | 257.21 | 271.08 | 363.13 | 257.21 | 202.28
CSP | 0 | 0 | 0 | 0 | 0 | 0
CT | 0 | 0 | 0 | 0 | 6.22 | 0
Coal | 20297.29 | 19634.46 | 19790.94 | 19879.3 | 20925.76 | 22840.7
Geo | 354.6 | 354.6 | 354.6 | 354.6 | 354.6 | 354.6
H | 10150.02 | 10150.02 | 10150.02 | 10150.02 | 10150.02 | 10150.02
LFG | 15.77 | 15.77 | 580.79 | 580.79 | 580.79 | 580.79
Nuc | 0 | 0 | 0 | 0 | 0 | 0
PS | 0 | 0 | 0 | 0 | 0 | 0
PV | 0 | 0 | 0 | 0 | 0 | 0
PeakG | 41.76 | 79.2 | 90.74 | 133.98 | 182.47 | 90.12
PeakO | 0 | 0 | 0 | 0 | 0 | 0
ST | 0 | 0 | 0 | 0 | 0 | 0
STOG | 0 | 0 | 0 | 0 | 0 | 0
STWD | 0 | 0 | 0 | 0 | 0 | 0
WT | 5908.78 | 7718.39 | 8383.49 | 8715.58 | 9060.84 | 9419.76
IGCC | 0 | 0 | 0 | 0 | 0 | 0
DemandResponse | 0 | 0 | 0 | 0 | 0 | 0
IGCC-CCS | 0 | 0 | 0 | 0 | 0 | 0
WT_off | 0 | 0 | 0 | 0 | 0 | 0
PseudoUnit | 0 | 0 | 0 | 0 | 0 | 0
FixedInterchange | 0 | 0 | 0 | 0 | 0 | 0
Total Generation by Reporting Type: MISO_IN
ReportingType | 2015 | 2020 | 2025 | 2030 | 2035 | 2040
BM | 0 | 0 | 0 | 0 | 0 | 0
CC | 4340.02 | 17222.64 | 17865.37 | 24001.87 | 39699.35 | 38333.29
CSP | 0 | 0 | 0 | 0 | 0 | 0
CT | 0 | 76.46 | 76.46 | 168.62 | 312.52 | 337.29
Coal | 84686.25 | 86876.33 | 92340.53 | 93493.77 | 97596.92 | 98667.76
Geo | 0 | 0 | 0 | 0 | 0 | 0
H | 417.2 | 417.2 | 417.2 | 417.2 | 417.2 | 417.2
LFG | 291.71 | 291.71 | 291.71 | 923.41 | 923.41 | 923.41
Nuc | 0 | 0 | 0 | 0 | 0 | 0.01
PS | 0 | 0 | 0 | 0 | 0 | 0
PV | 0 | 402.09 | 655.09 | 676.43 | 698.39 | 721.04
PeakG | 12.84 | 20.74 | 60.6 | 46.03 | 25.81 | 25.81
PeakO | 0 | 0 | 0 | 0 | 0 | 0
ST | 0 | 0 | 0 | 0 | 0 | 0
STOG | 54.68 | 54.68 | 106.75 | 55.32 | 54.68 | 106.75
STWD | 0 | 0 | 0 | 0 | 0 | 0
WT | 1553.06 | 1553.06 | 1553.06 | 1553.06 | 1553.06 | 1553.06
IGCC | 4427.31 | 4427.31 | 4427.31 | 4427.31 | 4427.31 | 4427.31
DemandResponse | 0 | 0 | 0 | 0 | 0 | 0
IGCC-CCS | 0 | 0 | 0 | 0 | 0 | 0
WT_off | 0 | 0 | 0 | 0 | 0 | 0
PseudoUnit | 0 | 0 | 0 | 0 | 0 | 0
FixedInterchange | 0 | 0 | 0 | 0 | 0 | 0
Total Generation by Reporting Type: MISO_MI
ReportingType | 2015 | 2020 | 2025 | 2030 | 2035 | 2040
BM | 0 | 0 | 0 | 0 | 0 | 0
CC | 14888.77 | 15468.11 | 11494.77 | 9424.64 | 9251.22 | 7187.28
CSP | 0 | 0 | 0 | 0 | 0 | 0
CT | 0 | 14.28 | 14.28 | 79.26 | 259.76 | 350.07
Coal | 54410.54 | 45646.53 | 50085.08 | 52527.17 | 53729.7 | 53729.7
Geo | 0 | 0 | 0 | 0 | 0 | 0
H | 410 | 410 | 410 | 410 | 410 | 410
LFG | 1285.09 | 2548.5 | 2548.5 | 2548.5 | 2548.5 | 2548.5
Nuc | 14714.16 | 14714.16 | 14714.16 | 14714.16 | 8654.01 | 8654.01
PS | 797.9 | 843.2 | 1422.72 | 1422.72 | 1422.72 | 1291.42
PV | 0 | 0 | 0 | 0 | 0 | 0
PeakG | 19.51 | 29.96 | 99.31 | 104.85 | 47.75 | 29.96
PeakO | 0 | 0 | 0 | 0 | 0 | 0
ST | 0 | 0 | 0 | 0 | 0 | 0
STOG | 307.73 | 535.7 | 540.49 | 540.49 | 540.49 | 540.49
STWD | 144.53 | 511.48 | 335.62 | 749.45 | 721.99 | 721.99
WT | 5161.16 | 5161.16 | 6773.47 | 6773.47 | 7242.52 | 7701.84
IGCC | 0 | 0 | 0 | 0 | 0 | 0
DemandResponse | 0 | 0 | 0 | 0 | 0 | 0
IGCC-CCS | 0 | 0 | 0 | 0 | 0 | 0
WT_off | 0 | 0 | 0 | 0 | 0 | 0
PseudoUnit | 0 | 0 | 0 | 0 | 0 | 0
FixedInterchange | 0 | 0 | 0 | 0 | 0 | 0
Total Generation by Reporting Type: MISO_MO-IL
ReportingType | 2015 | 2020 | 2025 | 2030 | 2035 | 2040
BM | 0 | 0 | 0 | 0 | 0 | 0
CC | 3175.18 | 4746.49 | 2580.95 | 2445.36 | 2445.36 | 1671.19
CSP | 0 | 0 | 0 | 0 | 0 | 0
CT | 0 | 42.13 | 42.13 | 92.9 | 172.17 | 174.41
Coal | 100689.77 | 81608.26 | 90491.35 | 97013.76 | 100725.81 | 100725.81
Geo | 0 | 0 | 0 | 0 | 0 | 0
H | 1317.1 | 1317.1 | 1317.1 | 1317.1 | 1317.1 | 1317.1
LFG | 141.91 | 141.91 | 1902.67 | 1902.67 | 1902.67 | 1902.67
Nuc | 17393.71 | 17393.71 | 17393.71 | 17393.71 | 17393.71 | 17393.71
PS | 202.4 | 202.4 | 334.4 | 334.4 | 334.4 | 346.54
PV | 0 | 0 | 0 | 0 | 0 | 0
PeakG | 164.7 | 175.21 | 206.16 | 140.51 | 231.3 | 282.17
PeakO | 0 | 0 | 0 | 0 | 0 | 0
ST | 0 | 0 | 0 | 0 | 0 | 0
STOG | 75.05 | 110.53 | 110.53 | 51.29 | 18.42 | 18.42
STWD | 0 | 0 | 0 | 0 | 0 | 0
WT | 2075.16 | 2075.16 | 2075.16 | 2075.16 | 2075.16 | 2075.16
IGCC | 0 | 0 | 0 | 0 | 0 | 0
DemandResponse | 0 | 0 | 0 | 0 | 0 | 0
IGCC-CCS | 0 | 0 | 0 | 0 | 0 | 0
WT_off | 0 | 0 | 0 | 0 | 0 | 0
PseudoUnit | 0 | 0 | 0 | 0 | 0 | 0
FixedInterchange | 0 | 0 | 0 | 0 | 0 | 0
Total Generation by Reporting Type: MISO_W
ReportingType | 2015 | 2020 | 2025 | 2030 | 2035 | 2040
BM | 0 | 0 | 0 | 0 | 0 | 0
CC | 10743.42 | 9675.21 | 6724.08 | 5983.33 | 6288.51 | 3586.76
CSP | 0 | 0 | 0 | 0 | 0 | 0
CT | 0 | 64.42 | 93.28 | 235.38 | 552.86 | 205.96
Coal | 87321.56 | 79756.04 | 81253.87 | 81493.44 | 96719.02 | 131790.53
Geo | 0 | 0 | 0 | 0 | 0 | 0
H | 1643.73 | 1643.73 | 1643.73 | 1643.73 | 1643.73 | 1643.73
LFG | 1616.22 | 1616.22 | 2181.24 | 2181.24 | 2181.24 | 2181.24
Nuc | 18393.35 | 18393.35 | 18393.35 | 18393.35 | 0.78 | 0.78
PS | 0 | 0 | 0 | 0 | 0 | 0
PV | 0 | 0 | 0 | 0 | 0 | 0
PeakG | 348.72 | 163.02 | 179.36 | 128.23 | 153.12 | 91.22
PeakO | 0 | 0 | 0 | 0 | 0 | 0
ST | 0 | 0 | 0 | 0 | 0 | 0
STOG | 27.24 | 7.64 | 3.07 | 1.74 | 1.3 | 0.18
STWD | 0 | 126.44 | 127.24 | 126.41 | 127.24 | 127.24
WT | 27590.66 | 34161.58 | 44155.39 | 47295.81 | 49106.91 | 50980.02
IGCC | 0 | 0 | 0 | 0 | 0 | 0
DemandResponse | 0 | 0 | 0 | 0 | 0 | 0
IGCC-CCS | 0 | 0 | 0 | 0 | 0 | 0
WT_off | 0 | 0 | 0 | 0 | 0 | 0
PseudoUnit | 0 | 0 | 0 | 0 | 0 | 0
FixedInterchange | 0 | 0 | 0 | 0 | 0 | 0
Total Generation by Reporting Type: MISO_WUMS
ReportingType | 2015 | 2020 | 2025 | 2030 | 2035 | 2040
BM | 0 | 0 | 0 | 0 | 0 | 0
CC | 16928.01 | 40163.92 | 34706.09 | 30741.96 | 35229.21 | 31138.17
CSP | 0 | 0 | 0 | 0 | 0 | 0
CT | 0 | 9.24 | 24.27 | 51.88 | 296.21 | 526.62
Coal | 27106.83 | 24686.87 | 30409.55 | 34354.01 | 39371.43 | 39798.74
Geo | 0 | 0 | 0 | 0 | 0 | 0
H | 1018.41 | 1018.41 | 1018.41 | 1018.41 | 1018.41 | 1018.41
LFG | 559.76 | 559.76 | 2320.52 | 2320.52 | 2320.52 | 2320.52
Nuc | 14153.33 | 14153.33 | 14153.33 | 14153.33 | 0.78 | 0.78
PS | 0 | 0 | 0 | 0 | 0 | 0
PV | 0 | 0 | 0 | 0 | 0 | 0
PeakG | 26.97 | 30.59 | 81.26 | 68.98 | 94.39 | 86.17
PeakO | 0 | 0 | 0 | 0 | 0 | 0
ST | 0 | 0 | 0 | 0 | 0 | 0
STOG | 2.33 | 0 | 0 | 0 | 2.33 | 0
STWD | 0 | 19.84 | 22.21 | 42.68 | 42.68 | 42.68
WT | 4109.61 | 4109.61 | 4109.61 | 4109.61 | 4109.61 | 4109.61
IGCC | 0 | 0 | 0 | 0 | 0 | 0
DemandResponse | 0 | 0 | 0 | 0 | 0 | 0
IGCC-CCS | 0 | 0 | 0 | 0 | 0 | 0
WT_off | 0 | 0 | 0 | 0 | 0 | 0
PseudoUnit | 0 | 0 | 0 | 0 | 0 | 0
FixedInterchange | 0 | 0 | 0 | 0 | 0 | 0
Total Generation by Reporting Type: Nebraska
ReportingType | 2015 | 2020 | 2025 | 2030 | 2035 | 2040
BM | 0 | 0 | 0 | 0 | 0 | 0
CC | 680.19 | 454.72 | 454.72 | 454.72 | 400.13 | 253.02
CSP | 0 | 0 | 0 | 0 | 0 | 0
CT | 0 | 0 | 0 | 0 | 0 | 0
Coal | 30719.51 | 30424.37 | 30424.37 | 30424.37 | 40286.96 | 51493.72
Geo | 0 | 0 | 0 | 0 | 0 | 0
H | 591 | 591 | 591 | 591 | 591 | 591
LFG | 47.3 | 47.3 | 612.32 | 612.32 | 612.32 | 612.32
Nuc | 9752.32 | 9752.32 | 9752.32 | 9752.32 | 1.56 | 1.56
PS | 0 | 0 | 0 | 0 | 0 | 0
PV | 0 | 0 | 0 | 0 | 0 | 0
PeakG | 88.23 | 90.98 | 140.75 | 207.1 | 247.65 | 104
PeakO | 0 | 0 | 0 | 0 | 0 | 0
ST | 0 | 0 | 0 | 0 | 0 | 0
STOG | 0 | 0 | 0 | 0 | 0 | 0
STWD | 0 | 0 | 0 | 0 | 0 | 0
WT | 1220.72 | 1220.72 | 1220.72 | 1220.72 | 1220.72 | 1220.72
IGCC | 0 | 0 | 0 | 0 | 0 | 0
DemandResponse | 0 | 0 | 0 | 0 | 0 | 0
IGCC-CCS | 0 | 0 | 0 | 0 | 0 | 0
WT_off | 0 | 0 | 0 | 0 | 0 | 0
PseudoUnit | 0 | 0 | 0 | 0 | 0 | 0
FixedInterchange | 0 | 0 | 0 | 0 | 0 | 0
Total Generation by Reporting Type: NEISO
ReportingType | 2015 | 2020 | 2025 | 2030 | 2035 | 2040
BM | 1882.96 | 1882.96 | 537.29 | 551.15 | 638.36 | 597.66
CC | 45492.1 | 36545.51 | 37291.09 | 39418.04 | 50815.69 | 57356.51
CSP | 0 | 0 | 0 | 0 | 0 | 0
CT | 3.12 | 10.92 | 10.92 | 10.92 | 32.24 | 66.46
Coal | 32.27 | 0 | 0 | 0 | 0 | 0
Geo | 0 | 0 | 0 | 0 | 0 | 0
H | 12289.94 | 12289.94 | 12289.94 | 12289.94 | 12289.94 | 12289.94
LFG | 4582.65 | 5078.93 | 5132.48 | 5132.48 | 5132.48 | 5132.48
Nuc | 36181.73 | 36181.73 | 36181.73 | 36181.73 | 26141.23 | 19310.53
PS | 65.37 | 171 | 184.14 | 168.11 | 248.41 | 317.21
PV | 5.26 | 556.75 | 556.75 | 556.89 | 556.98 | 557.07
PeakG | 29.04 | 38.51 | 38.51 | 38.51 | 102.41 | 102.41
PeakO | 0 | 0 | 0 | 0 | 0 | 0
ST | 0 | 0 | 0 | 0 | 0 | 0
STOG | 0 | 0 | 0 | 0 | 0 | 0
STWD | 4030.19 | 1246.49 | 83.98 | 1099.72 | 1201.03 | 1247.09
WT | 1283.3 | 9361.52 | 15178.43 | 16205.23 | 16205.23 | 16205.23
IGCC | 0 | 0 | 0 | 0 | 0 | 0
DemandResponse | 0 | 0 | 0 | 0 | 0 | 0
IGCC-CCS | 0 | 0 | 0 | 0 | 0 | 0
WT_off | 1870.13 | 1870.13 | 1870.13 | 1870.13 | 0 | 0
PseudoUnit | 0 | 0 | 0 | 0 | 0 | 0
FixedInterchange | 0 | 0 | 0 | 0 | 0 | 0
Total Generation by Reporting Type: NonRTO_Midwest
ReportingType | 2015 | 2020 | 2025 | 2030 | 2035 | 2040
BM | 0 | 0 | 0 | 0 | 0 | 0
CC | 0 | 2476.58 | 1933.37 | 2662.4 | 2959.55 | 4000.04
CSP | 0 | 0 | 0 | 0 | 0 | 0
CT | 0 | 37.77 | 37.77 | 78.4 | 58.6 | 134.14
Coal | 61189.01 | 63196.66 | 64465.56 | 65607.87 | 67575.77 | 69347.51
Geo | 0 | 0 | 0 | 0 | 0 | 0
H | 457.8 | 457.8 | 457.8 | 457.8 | 457.8 | 457.8
LFG | 110.38 | 110.38 | 720.33 | 1373.79 | 1373.79 | 1373.79
Nuc | 0 | 0 | 0 | 0 | 0 | 0.04
PS | 0 | 0 | 0 | 0 | 0 | 0
PV | 0 | 0 | 0 | 0 | 0 | 0
PeakG | 155.24 | 203.39 | 267.5 | 291.98 | 218.48 | 336.41
PeakO | 0 | 0 | 0 | 0 | 0 | 0
ST | 0 | 0 | 0 | 0 | 0 | 0
STOG | 0 | 0 | 0 | 0 | 0 | 0
STWD | 0 | 0 | 0 | 0 | 0 | 0
WT | 151.43 | 151.43 | 151.43 | 151.43 | 151.43 | 151.43
IGCC | 0 | 0 | 0 | 0 | 0 | 0
DemandResponse | 0 | 0 | 0 | 0 | 0 | 0
IGCC-CCS | 0 | 0 | 0 | 0 | 0 | 0
WT_off | 0 | 0 | 0 | 0 | 0 | 0
PseudoUnit | 0 | 0 | 0 | 0 | 0 | 0
FixedInterchange | 0 | 0 | 0 | 0 | 0 | 0
Total Generation by Reporting Type: NYISO_A-F
ReportingType | 2015 | 2020 | 2025 | 2030 | 2035 | 2040
BM | 0 | 0 | 0 | 0 | 0 | 0
CC | 6994.52 | 10340.65 | 11496.98 | 12483.17 | 14235 | 14381.68
CSP | 0 | 0 | 0 | 0 | 0 | 0
CT | 0 | 0 | 0 | 0 | 0 | 0
Coal | 0 | 0 | 0 | 0 | 0 | 0
Geo | 0 | 0 | 0 | 0 | 0 | 0
H | 27149.98 | 27149.98 | 27149.98 | 27149.98 | 27149.98 | 27149.98
LFG | 1359.2 | 1359.2 | 1601.84 | 1894.79 | 1894.79 | 1894.79
Nuc | 26211.3 | 26211.3 | 26211.3 | 21372.53 | 16850.79 | 10212.67
PS | 14.12 | 49.42 | 145 | 202.12 | 312.77 | 274.77
PV | 0 | 0 | 0 | 0 | 0 | 0
PeakG | 0 | 0 | 6.58 | 6.58 | 6.58 | 6.58
PeakO | 0 | 0 | 0 | 0 | 0 | 0
ST | 0 | 0 | 0 | 0 | 0 | 0
STOG | 0 | 0 | 0 | 0 | 0 | 0
STWD | 0 | 0 | 0 | 0 | 0.77 | 2.71
WT | 10101.82 | 11933.66 | 11933.66 | 12830.88 | 14517.86 | 14517.86
IGCC | 0 | 0 | 0 | 0 | 0 | 0
DemandResponse | 0 | 0 | 0 | 0 | 0 | 0
IGCC-CCS | 0 | 0 | 0 | 0 | 0 | 0
WT_off | 0 | 0 | 0 | 0 | 0 | 0
PseudoUnit | 0 | 0 | 0 | 0 | 0 | 0
FixedInterchange | 0 | 0 | 0 | 0 | 0 | 0
Total Generation by Reporting Type: NYISO_G-I
ReportingType | 2015 | 2020 | 2025 | 2030 | 2035 | 2040
BM | 0 | 0 | 0 | 0 | 0 | 0
CC | 6767.27 | 8555.68 | 11614.39 | 18058.91 | 39847.04 | 61580.5
CSP | 0 | 0 | 0 | 0 | 0 | 0
CT | 0 | 0 | 0 | 0 | 0 | 0
Coal | 0 | 0 | 0 | 0 | 0 | 0
Geo | 0 | 0 | 0 | 0 | 0 | 0
H | 266.56 | 266.56 | 266.56 | 266.56 | 266.56 | 266.56
LFG | 504.58 | 504.58 | 1090.62 | 1090.62 | 1090.62 | 1090.62
Nuc | 15929.31 | 15929.31 | 15929.31 | 15929.31 | 7987.24 | 3.12
PS | 0 | 0 | 0 | 0 | 0 | 0
PV | 0 | 0 | 0 | 0 | 0 | 0
PeakG | 0.01 | 0.03 | 0.03 | 0.03 | 0.03 | 0.04
PeakO | 0 | 0 | 0 | 0 | 0 | 0
ST | 0 | 0 | 0 | 0 | 0 | 0
STOG | 0 | 0 | 0 | 0 | 0 | 0
STWD | 0 | 0 | 0 | 0 | 0 | 0
WT | 0 | 178.23 | 178.23 | 178.23 | 178.23 | 178.23
IGCC | 0 | 0 | 0 | 0 | 0 | 0
DemandResponse | 0 | 0 | 0 | 0 | 0 | 0
IGCC-CCS | 0 | 0 | 0 | 0 | 0 | 0
WT_off | 0 | 0 | 0 | 0 | 0 | 0
PseudoUnit | 0 | 0 | 0 | 0 | 0 | 0
FixedInterchange | 0 | 0 | 0 | 0 | 0 | 0
Total Generation by Reporting Type: NYISO_J-K
ReportingType | 2015 | 2020 | 2025 | 2030 | 2035 | 2040
BM | 0 | 0 | 0 | 0 | 0 | 0
CC | 24803.09 | 31152.42 | 31312.08 | 30332.87 | 31119.36 | 31844.56
CSP | 0 | 0 | 0 | 0 | 0 | 0
CT | 0 | 0 | 17.09 | 47.19 | 92.51 | 215.16
Coal | 0 | 0 | 0 | 0 | 0 | 0
Geo | 0 | 0 | 0 | 0 | 0 | 0
H | 0 | 0 | 0 | 0 | 0 | 0
LFG | 977.62 | 977.62 | 977.62 | 1563.66 | 1563.66 | 1563.66
Nuc | 0 | 0 | 0 | 0 | 0 | 0
PS | 0 | 0 | 0 | 0 | 0 | 0
PV | 53.26 | 53.26 | 53.26 | 53.26 | 0 | 0
PeakG | 49.73 | 146.95 | 173.58 | 167.31 | 195.28 | 333.66
PeakO | 0 | 0 | 0 | 0 | 0 | 0
ST | 0 | 0 | 0 | 0 | 0 | 0
STOG | 1158.35 | 2171.97 | 2620.31 | 2621.48 | 3222.39 | 4017.7
STWD | 0 | 0 | 0 | 0 | 0 | 0
WT | 0 | 0 | 0 | 0 | 0 | 0
IGCC | 0 | 0 | 0 | 0 | 0 | 0
DemandResponse | 0 | 0 | 0 | 0 | 0 | 0
IGCC-CCS | 0 | 0 | 0 | 0 | 0 | 0
WT_off | 0 | 0 | 0 | 0 | 0 | 0
PseudoUnit | 0 | 0 | 0 | 0 | 0 | 0
FixedInterchange | 0 | 0 | 0 | 0 | 0 | 0
Total Generation by Reporting Type: PJM_E
ReportingType | 2015 | 2020 | 2025 | 2030 | 2035 | 2040
BM | 141.2 | 223.98 | 223.98 | 223.98 | 223.98 | 223.98
CC | 24895.33 | 47602.58 | 48057.72 | 41800.05 | 49431.17 | 55603.68
CSP | 0 | 0 | 0 | 0 | 0 | 0
CT | 0 | 0.86 | 0.86 | 5.14 | 5.14 | 112.25
Coal | 470.85 | 554.17 | 842.65 | 1363.51 | 2273.67 | 2909.5
Geo | 0 | 0 | 0 | 0 | 0 | 0
H | 1839.27 | 1839.27 | 1839.27 | 1839.27 | 1839.27 | 1839.27
LFG | 3714.15 | 4761.94 | 4761.94 | 4761.94 | 4761.94 | 4761.94
Nuc | 66287.73 | 61501.14 | 61501.14 | 61501.14 | 44177.54 | 35032.79
PS | 150.5 | 219.67 | 304 | 304 | 184 | 224.85
PV | 102.4 | 102.4 | 102.4 | 102.4 | 102.4 | 102.4
PeakG | 0 | 80.25 | 481.53 | 481.53 | 680.22 | 360.53
PeakO | 0 | 0 | 0 | 0 | 0 | 0
ST | 0 | 0 | 0 | 0 | 0 | 0
STOG | 85.43 | 512.56 | 803.97 | 888.51 | 1000.79 | 818.59
STWD | 0 | 0 | 0 | 0 | 0 | 0
WT | 2143.36 | 2143.36 | 2143.36 | 2143.36 | 2143.36 | 2143.36
IGCC | 0 | 0 | 0 | 0 | 0 | 0
DemandResponse | 0 | 0 | 0 | 0 | 0 | 0
IGCC-CCS | 0 | 0 | 0 | 0 | 0 | 0
WT_off | 0 | 0 | 3990.52 | 3990.52 | 3990.52 | 3990.52
PseudoUnit | 0 | 0 | 0 | 0 | 0 | 0
FixedInterchange | 0 | 0 | 0 | 0 | 0 | 0
Total Generation by Reporting Type: PJM_ROM
ReportingType | 2015 | 2020 | 2025 | 2030 | 2035 | 2040
BM | 72.93 | 134.39 | 134.39 | 134.39 | 134.39 | 134.39
CC | 15778.28 | 24802.14 | 24611.98 | 21831.91 | 41377.94 | 135244.5
CSP | 0 | 0 | 0 | 0 | 0 | 0
CT | 0 | 0.52 | 3.14 | 3.14 | 3.14 | 1.64
Coal | 51709.1 | 58315.3 | 59834.91 | 62700.59 | 62700.59 | 62700.59
Geo | 0 | 0 | 0 | 0 | 0 | 0
H | 3645.46 | 3645.46 | 3645.46 | 3645.46 | 3645.46 | 3645.46
LFG | 2813.8 | 4903.85 | 4903.85 | 4903.85 | 4903.85 | 4903.85
Nuc | 39227.38 | 39227.38 | 39227.38 | 39227.38 | 25736.15 | 18733.49
PS | 620.33 | 695.98 | 1149.88 | 1149.88 | 1052.37 | 1112.05
PV | 10.51 | 2544.24 | 4121.36 | 4519.81 | 4676.78 | 4839.08
PeakG | 0 | 48.51 | 48.51 | 48.51 | 294.11 | 140.44
PeakO | 0 | 0 | 0 | 0 | 0 | 0
ST | 0 | 0 | 0 | 0 | 0 | 0
STOG | 691.59 | 990.76 | 1383.69 | 1350.24 | 1473.79 | 1419.68
STWD | 219.65 | 490.56 | 490.56 | 490.56 | 490.56 | 490.56
WT | 3032.09 | 3032.09 | 4910.74 | 17226.14 | 17226.14 | 17226.14
IGCC | 0 | 0 | 0 | 0 | 0 | 0
DemandResponse | 0 | 0 | 0 | 0 | 0 | 0
IGCC-CCS | 0 | 0 | 0 | 0 | 0 | 0
WT_off | 0 | 0 | 0 | 0 | 0 | 0
PseudoUnit | 0 | 0 | 0 | 0 | 0 | 0
FixedInterchange | 0 | 0 | 0 | 0 | 0 | 0
Total Generation by Reporting Type: PJM_ROR
ReportingType | 2015 | 2020 | 2025 | 2030 | 2035 | 2040
BM | 74.55 | 267.8 | 358.22 | 913.49 | 1634.58 | 1216.37
CC | 72143.38 | 71021.36 | 68608.57 | 99689.43 | 168743.85 | 138097.67
CSP | 0 | 0 | 0 | 0 | 0 | 0
CT | 5.69 | 5.69 | 5.69 | 5.69 | 5.69 | 5.69
Coal | 344707.59 | 295975.45 | 303719.25 | 306010.32 | 308684.59 | 310419.21
Geo | 0 | 0 | 0 | 0 | 0 | 0
H | 4602.26 | 4602.26 | 4602.26 | 4602.26 | 4602.26 | 4602.26
LFG | 4252.63 | 4252.63 | 8302.71 | 8302.71 | 8302.71 | 8302.71
Nuc | 156083.84 | 156083.84 | 156083.84 | 149330.43 | 116030.78 | 77993.94
PS | 1340.23 | 1535.78 | 2341.56 | 2341.56 | 2341.56 | 1637.5
PV | 63.07 | 63.07 | 63.07 | 63.07 | 63.07 | 63.07
PeakG | 1290.74 | 1237.72 | 1485.84 | 1530.14 | 1164.68 | 1181.88
PeakO | 0 | 0 | 0 | 0 | 0 | 0
ST | 0 | 0 | 0 | 0 | 0 | 0
STOG | 798.51 | 847.2 | 878.78 | 881.34 | 852.09 | 847.2
STWD | 36.67 | 608.76 | 1139.21 | 1359.55 | 1359.55 | 1359.55
WT | 28147.97 | 28147.97 | 28682.04 | 28682.04 | 28682.04 | 31260.48
IGCC | 0 | 0 | 0 | 0 | 0 | 0
DemandResponse | 0 | 0 | 0 | 0 | 0 | 0
IGCC-CCS | 0 | 0 | 0 | 0 | 0 | 0
WT_off | 0 | 0 | 0 | 0 | 0 | 0
PseudoUnit | 0 | 0 | 0 | 0 | 0 | 0
FixedInterchange | 0 | 0 | 0 | 0 | 0 | 0
Total Generation by Reporting Type: SOCO
ReportingType | 2015 | 2020 | 2025 | 2030 | 2035 | 2040
BM | 0 | 0 | 23.04 | 23.04 | 38.26 | 38.26
CC | 117784.53 | 119542.64 | 106996.98 | 117268.98 | 110522.6 | 104930.37
CSP | 0 | 0 | 0 | 0 | 0 | 0
CT | 0 | 0 | 0 | 0 | 0 | 0
Coal | 98047.45 | 101198.45 | 123298.09 | 125692.22 | 146166.43 | 187822.57
Geo | 0 | 0 | 0 | 0 | 0 | 0
H | 10893.11 | 10893.11 | 10893.11 | 10893.11 | 10893.11 | 10893.11
LFG | 291.71 | 291.71 | 1138.45 | 1138.45 | 1138.45 | 1138.45
Nuc | 45497.84 | 62634.5 | 62634.5 | 62634.5 | 62634.5 | 42031.17
PS | 770.5 | 1248.69 | 1273 | 1273 | 1273 | 1273
PV | 0 | 0 | 0 | 0 | 0 | 0
PeakG | 483.27 | 1132.77 | 2139.95 | 1958.32 | 1921.13 | 1700.29
PeakO | 0 | 0 | 0 | 0 | 0 | 0
ST | 0 | 0 | 0 | 0 | 0 | 0
STOG | 0 | 0 | 0 | 0 | 0 | 0
STWD | 0 | 0 | 0 | 0 | 0 | 0
WT | 0 | 0 | 0 | 0 | 0 | 0
IGCC | 0 | 0 | 0 | 0 | 0 | 0
DemandResponse | 0 | 0 | 0 | 0 | 0 | 0
IGCC-CCS | 0 | 0 | 0 | 0 | 0 | 0
WT_off | 0 | 0 | 0 | 0 | 0 | 0
PseudoUnit | 0 | 0 | 0 | 0 | 0 | 0
FixedInterchange | 0 | 0 | 0 | 0 | 0 | 0
Total Generation by Reporting Type: SPP_N
ReportingType | 2015 | 2020 | 2025 | 2030 | 2035 | 2040
BM | 0 | 0 | 0 | 0 | 0 | 0
CC | 8949.48 | 19136.19 | 18324.86 | 19740.99 | 11996.81 | 8810.54
CSP | 0 | 0 | 0 | 0 | 0 | 0
CT | 0 | 0 | 0 | 0 | 0 | 0
Coal | 61836.51 | 58469.95 | 58898.71 | 58898.71 | 58898.71 | 67167.47
Geo | 0 | 0 | 0 | 0 | 0 | 0
H | 60 | 60 | 60 | 60 | 60 | 60
LFG | 55.19 | 55.19 | 804.17 | 804.17 | 804.17 | 804.17
Nuc | 9035.69 | 9035.69 | 9035.69 | 9035.69 | 9035.69 | 9035.69
PS | 0 | 0 | 0 | 0 | 0 | 0
PV | 0 | 0 | 0 | 0 | 0 | 0
PeakG | 65.34 | 66.83 | 157.82 | 281.6 | 374.35 | 221.37
PeakO | 0 | 0 | 0 | 0 | 0 | 0
ST | 0 | 0 | 0 | 0 | 0 | 0
STOG | 480.31 | 454.33 | 597.77 | 659.58 | 650.52 | 597.55
STWD | 0 | 0 | 0 | 0 | 0 | 0
WT | 4213.48 | 4213.48 | 4213.48 | 5146.02 | 9513.34 | 9513.34
IGCC | 0 | 0 | 0 | 0 | 0 | 0
DemandResponse | 0 | 0 | 0 | 0 | 0 | 0
IGCC-CCS | 0 | 0 | 0 | 0 | 0 | 0
WT_off | 0 | 0 | 0 | 0 | 0 | 0
PseudoUnit | 0 | 0 | 0 | 0 | 0 | 0
FixedInterchange | 0 | 0 | 0 | 0 | 0 | 0
Total Generation by Reporting Type: SPP_S
ReportingType | 2015 | 2020 | 2025 | 2030 | 2035 | 2040
BM | 0 | 0 | 0 | 0 | 0 | 0
CC | 42348.48 | 55248.56 | 47960.88 | 56594.81 | 27149.08 | 27044.28
CSP | 0 | 0 | 0 | 0 | 0 | 0
CT | 0 | 69.35 | 139.86 | 75.32 | 0 | 0
Coal | 85968.35 | 75756.49 | 89848.14 | 92045.38 | 92083.36 | 92143.26
Geo | 0 | 0 | 0 | 0 | 0 | 0
H | 10050.79 | 10050.79 | 10050.79 | 10050.79 | 10050.79 | 10050.79
LFG | 149.8 | 149.8 | 149.8 | 898.78 | 898.78 | 898.78
Nuc | 0 | 0 | 0 | 0 | 0 | 0
PS | 200.59 | 327.81 | 337.49 | 338.96 | 327.81 | 327.81
PV | 0 | 0 | 0 | 0 | 0 | 0
PeakG | 0 | 8.58 | 123.71 | 35.25 | 0 | 0
PeakO | 0 | 0 | 0 | 0 | 0 | 0
ST | 0 | 0 | 0 | 0 | 0 | 0
STOG | 2344.15 | 2625.53 | 2896.94 | 2679.4 | 1190.3 | 1500.22
STWD | 0 | 0 | 0 | 0 | 0 | 0
WT | 9404.55 | 18503.08 | 19252.23 | 19252.25 | 73237.06 | 76366.59
IGCC | 0 | 0 | 0 | 0 | 0 | 0
DemandResponse | 0 | 0 | 0 | 0 | 0 | 0
IGCC-CCS | 0 | 0 | 0 | 0 | 0 | 0
WT_off | 0 | 0 | 0 | 0 | 0 | 0
PseudoUnit | 0 | 0 | 0 | 0 | 0 | 0
FixedInterchange | 0 | 0 | 0 | 0 | 0 | 0
Total Generation by Reporting Type: TVA
ReportingType | 2015 | 2020 | 2025 | 2030 | 2035 | 2040
BM | 0 | 0 | 0 | 0 | 0 | 0
CC | 20301.85 | 32268.15 | 32467.79 | 36103.21 | 31950.46 | 27830.99
CSP | 0 | 0 | 0 | 0 | 0 | 0
CT | 0 | 187.47 | 357.89 | 371.26 | 232.72 | 372.09
Coal | 83210.37 | 74410.76 | 77957.05 | 78500.26 | 105942.15 | 124098.71
Geo | 0 | 0 | 0 | 0 | 0 | 0
H | 17444.8 | 17444.8 | 17444.8 | 17444.8 | 17444.8 | 17444.8
LFG | 102.49 | 102.49 | 949.23 | 949.23 | 949.23 | 949.23
Nuc | 65391.09 | 65391.09 | 65391.09 | 65391.09 | 45821.54 | 35861.5
PS | 753.34 | 749.8 | 792.91 | 796.92 | 789.45 | 796.74
PV | 0 | 0 | 0 | 0 | 0 | 0
PeakG | 0 | 0 | 36.18 | 35.74 | 33.6 | 33.54
PeakO | 0 | 0 | 0 | 0 | 0 | 0
ST | 0 | 0 | 0 | 0 | 0 | 0
STOG | 0 | 0 | 0 | 0 | 0 | 0
STWD | 0 | 0 | 0.04 | 0.16 | 1.84 | 1.84
WT | 73.94 | 73.94 | 73.94 | 73.94 | 73.94 | 73.94
IGCC | 0 | 0 | 0 | 0 | 0 | 0
DemandResponse | 0 | 0 | 0 | 0 | 0 | 0
IGCC-CCS | 0 | 0 | 0 | 0 | 0 | 0
WT_off | 0 | 0 | 0 | 0 | 0 | 0
PseudoUnit | 0 | 0 | 0 | 0 | 0 | 0
FixedInterchange | 0 | 0 | 0 | 0 | 0 | 0
Total Generation by Reporting Type: TVA_Transmission
ReportingType | 2015 | 2020 | 2025 | 2030 | 2035 | 2040
BM | 0 | 0 | 0 | 0 | 0 | 0
CC | 0 | 0 | 0 | 0 | 0 | 0
CSP | 0 | 0 | 0 | 0 | 0 | 0
CT | 0 | 0 | 0 | 0 | 0 | 0
Coal | 0 | 0 | 0 | 0 | 0 | 0
Geo | 0 | 0 | 0 | 0 | 0 | 0
H | 0 | 0 | 0 | 0 | 0 | 0
LFG | 0 | 0 | 0 | 0 | 0 | 0
Nuc | 0 | 0 | 0 | 0 | 0 | 0
PS | 0 | 0 | 0 | 0 | 0 | 0
PV | 0 | 0 | 0 | 0 | 0 | 0
PeakG | 0 | 0 | 0 | 0 | 0 | 0
PeakO | 0 | 0 | 0 | 0 | 0 | 0
ST | 0 | 0 | 0 | 0 | 0 | 0
STOG | 0 | 0 | 0 | 0 | 0 | 0
STWD | 0 | 0 | 0 | 0 | 0 | 0
WT | 0 | 0 | 0 | 0 | 0 | 0
IGCC | 0 | 0 | 0 | 0 | 0 | 0
DemandResponse | 0 | 0 | 0 | 0 | 0 | 0
IGCC-CCS | 0 | 0 | 0 | 0 | 0 | 0
WT_off | 0 | 0 | 0 | 0 | 0 | 0
PseudoUnit | 0 | 0 | 0 | 0 | 0 | 0
FixedInterchange | 0 | 0 | 0 | 0 | 0 | 0
Total Generation by Reporting Type: VACAR
ReportingType | 2015 | 2020 | 2025 | 2030 | 2035 | 2040
BM | 6.84 | 2600.05 | 7612.97 | 8474.11 | 9180.77 | 10233.77
CC | 58758.27 | 65389.39 | 57889 | 61140.75 | 86401.51 | 117311.98
CSP | 0 | 0 | 0 | 0 | 0 | 0
CT | 73.69 | 73.69 | 129.53 | 103.38 | 395.6 | 372.2
Coal | 79826.59 | 75832.58 | 94449.94 | 102157.95 | 109895.28 | 111145.96
Geo | 0 | 0 | 0 | 0 | 0 | 0
H | 4325 | 4325 | 4325 | 4325 | 4325 | 4325
LFG | 499.37 | 1343.43 | 1343.43 | 1343.43 | 1343.43 | 1343.43
Nuc | 89032.75 | 107182.03 | 107182.03 | 107182.03 | 81882.09 | 67409.4
PS | 595.92 | 1153.21 | 1929.69 | 1211.03 | 1203.36 | 1489.08
PV | 42.05 | 304.91 | 317.74 | 333.62 | 349.95 | 367.07
PeakG | 113.2 | 190.39 | 349.33 | 336.55 | 395.89 | 387.5
PeakO | 0 | 0 | 0 | 0 | 0 | 0
ST | 0 | 0 | 0 | 0 | 0 | 0
STOG | 0 | 0 | 0.86 | 0.86 | 0 | 0.86
STWD | 1969.25 | 1969.25 | 1244.67 | 1447.77 | 1969.25 | 1969.25
WT | 2.34 | 7866.99 | 7866.99 | 7866.99 | 7866.99 | 7866.99
IGCC | 0 | 0 | 0 | 0 | 0 | 0
DemandResponse | 0 | 0 | 0 | 0 | 0 | 0
IGCC-CCS | 0 | 0 | 0 | 0 | 0 | 0
WT_off | 3.46 | 3.46 | 3.46 | 3.46 | 3.46 | 3.46
PseudoUnit | 0 | 0 | 0 | 0 | 0 | 0
FixedInterchange | 0 | 0 | 0 | 0 | 0 | 0
Total Generation by Reporting Type: IESO
ReportingType | 2015 | 2020 | 2025 | 2030 | 2035 | 2040
BM | 0 | 0 | 0 | 0 | 0 | 3.01
CC | 949.39 | 1512.67 | 2392.26 | 2488.79 | 11832.11 | 30604.59
CSP | 0 | 0 | 0 | 0 | 0 | 0
CT | 0 | 0 | 0 | 3.44 | 39.41 | 146.53
Coal | 0 | 0 | 0 | 0 | 0 | 0
Geo | 0 | 0 | 0 | 0 | 0 | 0
H | 46189.03 | 46189.03 | 46189.03 | 46189.03 | 46189.03 | 46189.03
LFG | 926.37 | 926.37 | 926.37 | 926.37 | 930.31 | 930.31
Nuc | 101402.31 | 101402.31 | 101402.31 | 101402.31 | 93379.23 | 81383.57
PS | 4.3 | 13.53 | 13.53 | 25.83 | 25.83 | 50.43
PV | 78.84 | 78.84 | 78.84 | 78.84 | 78.84 | 78.84
PeakG | 0 | 0 | 0 | 0 | 4.3 | 15.05
PeakO | 0 | 0 | 0 | 0 | 0 | 0
ST | 0 | 0 | 0 | 0 | 0 | 0
STOG | 0 | 0 | 0 | 0 | 0 | 0
STWD | 0 | 0 | 0 | 0 | 0 | 0
WT | 8479.75 | 8479.75 | 8479.75 | 8479.75 | 3205.67 | 3205.67
IGCC | 0 | 0 | 0 | 0 | 0 | 0
DemandResponse | 0 | 0 | 0 | 0 | 0 | 0
IGCC-CCS | 0 | 0 | 0 | 0 | 0 | 0
WT_off | 0 | 0 | 0 | 0 | 0 | 0
PseudoUnit | 0 | 0 | 0 | 0 | 0 | 0
FixedInterchange | 0 | 0 | 0 | 0 | 0 | 0
Total Generation by Reporting Type: MAPP_CA
ReportingType | 2015 | 2020 | 2025 | 2030 | 2035 | 2040
BM | 0 | 0 | 0 | 0 | 0 | 0
CC | 10059.53 | 13555 | 14163.23 | 16805.08 | 20071.23 | 18974.38
CSP | 0 | 0 | 0 | 0 | 0 | 0
CT | 0 | 0 | 0 | 0 | 0 | 13.51
Coal | 110.65 | 233.6 | 565.28 | 2091.52 | 3864.65 | 4395.17
Geo | 0 | 0 | 0 | 0 | 0 | 0
H | 41520.42 | 41520.42 | 41520.42 | 41520.42 | 41520.42 | 41520.42
LFG | 0 | 0 | 0 | 0 | 0 | 0
Nuc | 0 | 0 | 0 | 0 | 0 | 0.01
PS | 0 | 0 | 0 | 0 | 0 | 0
PV | 0 | 0 | 0 | 0 | 0 | 0
PeakG | 0 | 0 | 0.51 | 0 | 0 | 0
PeakO | 0 | 0 | 0 | 0 | 0 | 0
ST | 0 | 0 | 0 | 0 | 0 | 0
STOG | 0 | 0 | 0 | 0 | 0 | 0
STWD | 0 | 0 | 0 | 0 | 0 | 0
WT | 1446.06 | 1446.06 | 1446.06 | 1446.06 | 1446.06 | 1446.06
IGCC | 0 | 0 | 0 | 0 | 0 | 0
DemandResponse | 0 | 0 | 0 | 0 | 0 | 0
IGCC-CCS | 0 | 0 | 0 | 0 | 0 | 0
WT_off | 0 | 0 | 0 | 0 | 0 | 0
PseudoUnit | 0 | 0 | 0 | 0 | 0 | 0
FixedInterchange | 0 | 0 | 0 | 0 | 0 | 0
Total Generation by Reporting Type: AZ_NM_SNV_Coal
ReportingType | 2015 | 2020 | 2025 | 2030 | 2035 | 2040
BM | 0 | 0 | 0 | 0 | 0 | 0
CC | 0 | 0 | 0 | 0 | 0 | 0
CSP | 0 | 0 | 0 | 0 | 0 | 0
CT | 0 | 0 | 0 | 0 | 0 | 0
Coal | 72334.54 | 77472.95 | 77472.95 | 77472.95 | 82455.94 | 133833.78
Geo | 0 | 0 | 0 | 0 | 0 | 0
H | 0 | 0 | 0 | 0 | 0 | 0
LFG | 0 | 0 | 0 | 0 | 0 | 0
Nuc | 0 | 0 | 0 | 0 | 0 | 0
PS | 0 | 0 | 0 | 0 | 0 | 0
PV | 0 | 0 | 0 | 0 | 0 | 0
PeakG | 0 | 0 | 0 | 0 | 0 | 0
PeakO | 0 | 0 | 0 | 0 | 0 | 0
ST | 0 | 0 | 0 | 0 | 0 | 0
STOG | 0 | 0 | 0 | 0 | 0 | 0
STWD | 0 | 0 | 0 | 0 | 0 | 0
WT | 0 | 0 | 0 | 0 | 0 | 0
IGCC | 0 | 0 | 0 | 0 | 0 | 0
DemandResponse | 0 | 0 | 0 | 0 | 0 | 0
IGCC-CCS | 0 | 0 | 0 | 0 | 0 | 0
WT_off | 0 | 0 | 0 | 0 | 0 | 0
PseudoUnit | 0 | 0 | 0 | 0 | 0 | 0
FixedInterchange | 0 | 0 | 0 | 0 | 0 | 0
Total Generation by Reporting Type: AZ_NM_SNV_Gas
ReportingType | 2015 | 2020 | 2025 | 2030 | 2035 | 2040
BM | 0 | 0 | 0 | 0 | 0 | 0
CC | 104850.45 | 115691.07 | 118804.19 | 139587.84 | 159212.18 | 148038.3
CSP | 0 | 0 | 0 | 0 | 0 | 0
CT | 0 | 0 | 75.62 | 144.37 | 0 | 0
Coal | 0 | 0 | 0 | 0 | 0 | 0
Geo | 0 | 0 | 0 | 0 | 0 | 0
H | 0 | 0 | 0 | 0 | 0 | 0
LFG | 0 | 0 | 0 | 0 | 0 | 0
Nuc | 0 | 0 | 0 | 0 | 0 | 0
PS | 0 | 0 | 0 | 0 | 0 | 0
PV | 0 | 0 | 0 | 0 | 0 | 0
PeakG | 0 | 0 | 266.17 | 439.45 | 615.45 | 0
PeakO | 0 | 0 | 0 | 0 | 0 | 0
ST | 0 | 0 | 0 | 0 | 0 | 0
STOG | 0 | 0 | 0 | 0 | 0 | 0
STWD | 0 | 0 | 0 | 0 | 0 | 0
WT | 0 | 0 | 0 | 0 | 0 | 0
IGCC | 0 | 0 | 0 | 0 | 0 | 0
DemandResponse | 0 | 0 | 0 | 0 | 0 | 0
IGCC-CCS | 0 | 0 | 0 | 0 | 0 | 0
WT_off | 0 | 0 | 0 | 0 | 0 | 0
PseudoUnit | 0 | 0 | 0 | 0 | 0 | 0
FixedInterchange | 0 | 0 | 0 | 0 | 0 | 0
Total Generation by Reporting Type: AZ_NM_SNV_NucRenew
ReportingType | 2015 | 2020 | 2025 | 2030 | 2035 | 2040
BM | 0 | 0 | 0 | 0 | 0 | 0
CC | 0 | 0 | 0 | 0 | 0 | 0
CSP | 0 | 0 | 0 | 0 | 0 | 0
CT | 0 | 0 | 0 | 0 | 0 | 0
Coal | 0 | 0 | 0 | 0 | 0 | 0
Geo | 0 | 0 | 12066.9 | 12066.9 | 12066.9 | 12066.9
H | 8952 | 8952 | 8952 | 8952 | 8952 | 8952
LFG | 55.19 | 533.48 | 533.48 | 533.48 | 533.48 | 533.48
Nuc | 30183.89 | 30183.89 | 30183.89 | 30183.89 | 30183.89 | 30183.89
PS | 45.36 | 45.36 | 45.36 | 88.56 | 88.56 | 88.56
PV | 365.63 | 365.63 | 365.63 | 365.63 | 365.63 | 365.63
PeakG | 0 | 0 | 0 | 0 | 0 | 0
PeakO | 0 | 0 | 0 | 0 | 0 | 0
ST | 981.12 | 2607.68 | 3582.95 | 3845.87 | 3845.87 | 3845.87
STOG | 0 | 0 | 0 | 0 | 0 | 0
STWD | 182.21 | 182.21 | 17.2 | 163.42 | 163.42 | 163.42
WT | 1407.73 | 27696.93 | 27696.93 | 28524.39 | 28524.39 | 28524.39
IGCC | 0 | 0 | 0 | 0 | 0 | 0
DemandResponse | 0 | 0 | 0 | 0 | 0 | 0
IGCC-CCS | 0 | 0 | 0 | 0 | 0 | 0
WT_off | 0 | 0 | 0 | 0 | 0 | 0
PseudoUnit | 0 | 0 | 0 | 0 | 0 | 0
FixedInterchange | 0 | 0 | 0 | 0 | 0 | 0
Total Generation by Reporting Type: ERCOT
ReportingType | 2015 | 2020 | 2025 | 2030 | 2035 | 2040
BM | 0 | 0 | 4.68 | 16.94 | 98.27 | 98.27
CC | 166235.06 | 175158.61 | 164430.5 | 173678.23 | 186277.98 | 187308.31
CSP | 0 | 0 | 0 | 0 | 0 | 0
CT | 0 | 5.05 | 24.32 | 8.17 | 8.17 | 8.17
Coal | 104070.57 | 119689.9 | 141005.36 | 141005.36 | 141005.37 | 141005.37
Geo | 0 | 0 | 0 | 0 | 0 | 0
H | 607.38 | 607.38 | 607.38 | 607.38 | 607.38 | 607.38
LFG | 591.3 | 591.3 | 591.3 | 3382.24 | 3382.24 | 3382.24
Nuc | 39655.79 | 39655.79 | 39655.79 | 39655.79 | 39655.79 | 39655.79
PS | 0 | 0 | 0 | 0 | 0 | 0
PV | 30.84 | 30.84 | 30.84 | 30.84 | 2.63 | 2.63
PeakG | 0 | 11.98 | 98.72 | 98.66 | 70.78 | 43.72
PeakO | 0 | 0 | 0 | 0 | 0 | 0
ST | 0 | 0 | 0 | 0 | 0 | 0
STOG | 3708.74 | 4937.7 | 6804.47 | 6364.54 | 5867.61 | 4973.86
STWD | 0 | 0 | 0 | 0 | 0 | 0
WT | 27080.39 | 27080.39 | 27080.39 | 27080.39 | 27080.39 | 39376.9
IGCC | 0 | 0 | 0 | 0 | 0 | 0
DemandResponse | 0 | 0 | 0 | 0 | 0 | 0
IGCC-CCS | 0 | 0 | 0 | 0 | 0 | 0
WT_off | 0 | 0 | 0 | 0 | 0 | 0
PseudoUnit | 0 | 0 | 0 | 0 | 0 | 0
FixedInterchange | 0 | 0 | 0 | 0 | 0 | 0
Total Generation by Reporting Type: NP15
ReportingType | 2015 | 2020 | 2025 | 2030 | 2035 | 2040
BM | 0 | 0 | 0 | 0 | 0 | 0
CC | 39090.61 | 27596.3 | 34987.21 | 21633.62 | 14635.82 | 8601.96
CSP | 0 | 0 | 0 | 0 | 0 | 0
CT | 0 | 0 | 0 | 0 | 0 | 0
Coal | 213.44 | 0 | 0 | 0 | 0 | 0
Geo | 9050.48 | 10759.47 | 14043.68 | 14043.68 | 14043.68 | 14043.68
H | 24182 | 24182 | 24182 | 24182 | 24182 | 24182
LFG | 670.14 | 5124.6 | 5124.6 | 5124.6 | 5124.6 | 5124.6
Nuc | 17915.6 | 17915.6 | 17915.6 | 17915.6 | 17915.6 | 17915.6
PS | 1.48 | 0 | 7.24 | 43.12 | 346.36 | 473.97
PV | 153.52 | 153.52 | 153.52 | 153.52 | 153.52 | 153.52
PeakG | 0 | 0 | 0 | 0 | 0 | 22.99
PeakO | 0 | 0 | 0 | 0 | 0 | 0
ST | 99.08 | 99.08 | 99.08 | 99.08 | 99.08 | 99.08
STOG | 134.1 | 98.04 | 199.93 | 273.19 | 197.47 | 348.21
STWD | 3097.54 | 3097.54 | 3.98 | 1809.28 | 1824.59 | 1888.93
WT | 3102.31 | 11679.16 | 11679.16 | 11679.16 | 11679.16 | 11679.16
IGCC | 0 | 0 | 0 | 0 | 0 | 0
DemandResponse | 0 | 0 | 0 | 0 | 0 | 0
IGCC-CCS | 0 | 0 | 0 | 0 | 0 | 0
WT_off | 0 | 0 | 0 | 0 | 0 | 0
PseudoUnit | 0 | 0 | 0 | 0 | 0 | 0
FixedInterchange | 0 | 0 | 0 | 0 | 0 | 0
Total Generation by Reporting Type: NWPP_Coal
ReportingType | 2015 | 2020 | 2025 | 2030 | 2035 | 2040
BM | 0 | 0 | 0 | 0 | 0 | 0
CC | 0 | 0 | 0 | 0 | 0 | 0
CSP | 0 | 0 | 0 | 0 | 0 | 0
CT | 0 | 0 | 0 | 0 | 0 | 0
Coal | 92100.8 | 91982.69 | 91982.69 | 91982.69 | 91982.69 | 91982.69
Geo | 0 | 0 | 0 | 0 | 0 | 0
H | 0 | 0 | 0 | 0 | 0 | 0
LFG | 0 | 0 | 0 | 0 | 0 | 0
Nuc | 0 | 0 | 0 | 0 | 0 | 0
PS | 0 | 0 | 0 | 0 | 0 | 0
PV | 0 | 0 | 0 | 0 | 0 | 0
PeakG | 0 | 0 | 0 | 0 | 0 | 0
PeakO | 0 | 0 | 0 | 0 | 0 | 0
ST | 0 | 0 | 0 | 0 | 0 | 0
STOG | 0 | 0 | 0 | 0 | 0 | 0
STWD | 0 | 0 | 0 | 0 | 0 | 0
WT | 0 | 0 | 0 | 0 | 0 | 0
IGCC | 0 | 0 | 0 | 0 | 0 | 0
DemandResponse | 0 | 0 | 0 | 0 | 0 | 0
IGCC-CCS | 0 | 0 | 0 | 0 | 0 | 0
WT_off | 0 | 0 | 0 | 0 | 0 | 0
PseudoUnit | 0 | 0 | 0 | 0 | 0 | 0
FixedInterchange | 0 | 0 | 0 | 0 | 0 | 0
Total Generation by Reporting Type: NWPP_Gas
ReportingType | 2015 | 2020 | 2025 | 2030 | 2035 | 2040
BM | 0 | 0 | 0 | 0 | 0 | 0
CC | 50575.36 | 50575.36 | 51735.5 | 88864.17 | 113986.2 | 119353.16
CSP | 0 | 0 | 0 | 0 | 0 | 0
CT | 0 | 0 | 0 | 0 | 0 | 0
Coal | 0 | 0 | 0 | 0 | 1.9 | 7269.78
Geo | 0 | 0 | 0 | 0 | 0 | 0
H | 0 | 0 | 0 | 0 | 0 | 0
LFG | 0 | 0 | 0 | 0 | 0 | 0
Nuc | 0 | 0 | 0 | 0 | 0 | 0
PS | 0 | 0 | 0 | 0 | 0 | 0
PV | 0 | 0 | 0 | 0 | 0 | 0
PeakG | 0 | 0 | 0 | 0 | 0 | 0
PeakO | 0 | 0 | 0 | 0 | 0 | 0
ST | 0 | 0 | 0 | 0 | 0 | 0
STOG | 0 | 0 | 0 | 0 | 0 | 0
STWD | 0 | 0 | 0 | 0 | 0 | 0
WT | 0 | 0 | 0 | 0 | 0 | 0
IGCC | 0 | 0 | 0 | 0 | 0 | 0
DemandResponse | 0 | 0 | 0 | 0 | 0 | 0
IGCC-CCS | 0 | 0 | 0 | 0 | 0 | 0
WT_off | 0 | 0 | 0 | 0 | 0 | 0
PseudoUnit | 0 | 0 | 0 | 0 | 0 | 0
FixedInterchange | 0 | 0 | 0 | 0 | 0 | 0
Total Generation by Reporting Type: NWPP_NucRenew
ReportingType | 2015 | 2020 | 2025 | 2030 | 2035 | 2040
BM | 0 | 243.02 | 0 | 243.02 | 243.02 | 243.02
CC | 0 | 0 | 0 | 0 | 0 | 0
CSP | 0 | 0 | 0 | 0 | 0 | 0
CT | 0 | 0 | 0 | 0 | 0 | 0
Coal | 0 | 0 | 0 | 0 | 0 | 0
Geo | 3280.13 | 3280.13 | 6891.88 | 6891.88 | 6891.88 | 6891.88
H | 133486 | 133486 | 133486 | 133486 | 133486 | 133486
LFG | 1013.09 | 1126.18 | 2940.73 | 2940.73 | 2940.73 | 2940.73
Nuc | 8809.8 | 8809.8 | 8809.8 | 8809.8 | 8809.8 | 8809.8
PS | 0 | 0 | 0 | 0 | 0 | 0
PV | 7.88 | 7.88 | 7.88 | 7.88 | 7.88 | 7.88
PeakG | 0 | 0 | 0 | 0 | 0 | 0
PeakO | 0 | 0 | 0 | 0 | 0 | 0
ST | 0 | 0 | 0 | 0 | 0 | 0
STOG | 0 | 0 | 0 | 0 | 0 | 0
STWD | 0 | 0.86 | 0 | 190.77 | 190.77 | 190.77
WT | 15874.4 | 15874.4 | 15874.4 | 15874.4 | 15874.4 | 15874.4
IGCC | 0 | 0 | 0 | 0 | 0 | 0
DemandResponse | 0 | 0 | 0 | 0 | 0 | 0
IGCC-CCS | 0 | 0 | 0 | 0 | 0 | 0
WT_off | 0 | 0 | 0 | 0 | 0 | 0
PseudoUnit | 0 | 0 | 0 | 0 | 0 | 0
FixedInterchange | 0 | 0 | 0 | 0 | 0 | 0
Total Generation by Reporting Type: RMPA
ReportingType | 2015 | 2020 | 2025 | 2030 | 2035 | 2040
BM | 0 | 0 | 0 | 0 | 0 | 0
CC | 7181.28 | 9065.78 | 4242.57 | 4260.79 | 3087.65 | 2492.39
CSP | 0 | 0 | 0 | 0 | 0 | 0
CT | 0 | 0 | 0 | 0 | 0 | 0
Coal | 55322.36 | 53965.15 | 51330.28 | 52237.44 | 62119.96 | 71436.48
Geo | 0 | 3492.26 | 21387.54 | 21387.54 | 21387.54 | 21387.54
H | 4353 | 4353 | 4353 | 4353 | 4353 | 4353
LFG | 58.34 | 286.45 | 286.45 | 286.45 | 286.45 | 286.45
Nuc | 0 | 0 | 0 | 0 | 0 | 0.01
PS | 61.93 | 82.89 | 128.71 | 132.3 | 243.93 | 531.63
PV | 54.93 | 54.93 | 54.93 | 54.93 | 54.93 | 54.93
PeakG | 11.05 | 24.23 | 3.04 | 95.73 | 70.98 | 67.32
PeakO | 0 | 0 | 0 | 0 | 0 | 0
ST | 9.83 | 1242.02 | 1326.28 | 1416.22 | 1416.22 | 1416.22
STOG | 0 | 0 | 0 | 0 | 0 | 0
STWD | 0 | 0 | 0 | 0 | 0 | 0
WT | 6354.34 | 6354.34 | 6354.34 | 6354.34 | 6354.34 | 6354.34
IGCC | 0 | 0 | 0 | 0 | 0 | 0
DemandResponse | 0 | 0 | 0 | 0 | 0 | 0
IGCC-CCS | 0 | 0 | 0 | 0 | 0 | 0
WT_off | 0 | 0 | 0 | 0 | 0 | 0
PseudoUnit | 0 | 0 | 0 | 0 | 0 | 0
FixedInterchange | 0 | 0 | 0 | 0 | 0 | 0
Total Generation by Reporting Type: SP15
ReportingType | 2015 | 2020 | 2025 | 2030 | 2035 | 2040
BM | 44.8 | 44.8 | 1.16 | 39.65 | 32.67 | 32.67
CC | 38712.47 | 18703.86 | 20263.22 | 18347.11 | 15771.34 | 10804.86
CSP | 0 | 0 | 0 | 0 | 0 | 0
CT | 0 | 0 | 0 | 0 | 0 | 0
Coal | 761.6 | 761.6 | 761.6 | 467.51 | 0 | 0
Geo | 7774.15 | 19841.05 | 19841.05 | 19841.05 | 19841.05 | 19841.05
H | 5920 | 5920 | 5920 | 5920 | 5920 | 5920
LFG | 1759.71 | 6141.64 | 6141.64 | 6141.64 | 6141.64 | 6141.64
Nuc | 17526.13 | 17526.13 | 17526.13 | 17526.13 | 17526.13 | 17526.13
PS | 188.4 | 165.75 | 302.4 | 365.63 | 590.4 | 590.4
PV | 331.57 | 331.57 | 331.57 | 331.57 | 323.24 | 323.24
PeakG | 0 | 0 | 0 | 0 | 0 | 0
PeakO | 0 | 0 | 0 | 0 | 0 | 0
ST | 1569.79 | 1569.79 | 1569.79 | 1569.79 | 1569.79 | 1569.79
STOG | 219.05 | 228.56 | 67.51 | 181.29 | 396.58 | 549.32
STWD | 833.95 | 833.95 | 22.49 | 512.64 | 512.64 | 448.29
WT | 5740.26 | 5740.26 | 5740.26 | 5740.26 | 5740.26 | 5740.26
IGCC | 0 | 0 | 0 | 0 | 0 | 0
DemandResponse | 0 | 0 | 0 | 0 | 0 | 0
IGCC-CCS | 0 | 0 | 0 | 0 | 0 | 0
WT_off | 0 | 0 | 0 | 0 | 0 | 0
PseudoUnit | 0 | 0 | 0 | 0 | 0 | 0
FixedInterchange | 0 | 0 | 0 | 0 | 0 | 0
Total Generation by Reporting Type: ALB
ReportingType | 2015 | 2020 | 2025 | 2030 | 2035 | 2040
BM | 0 | 0 | 0 | 0 | 0 | 0
CC | 18524.68 | 24492.66 | 28804.09 | 35291.4 | 41272.11 | 47770.08
CSP | 0 | 0 | 0 | 0 | 0 | 0
CT | 0 | 0 | 0 | 0 | 0 | 0
Coal | 46350.59 | 46350.59 | 46350.58 | 46350.59 | 46350.59 | 46350.59
Geo | 0 | 0 | 0 | 0 | 0 | 0
H | 1979.87 | 1979.87 | 1979.87 | 1979.87 | 1979.87 | 1979.87
LFG | 78.84 | 78.84 | 78.84 | 78.84 | 78.84 | 78.84
Nuc | 0 | 0 | 0 | 0 | 0 | 0
PS | 0 | 0 | 0 | 0 | 0 | 0
PV | 0 | 0 | 0 | 0 | 0 | 0
PeakG | 0 | 0 | 0 | 0 | 0 | 0
PeakO | 0 | 0 | 0 | 0 | 0 | 0
ST | 0 | 0 | 0 | 0 | 0 | 0
STOG | 0 | 0 | 0 | 0 | 0 | 0
STWD | 0 | 0 | 0 | 0 | 0 | 0
WT | 1553.84 | 1553.84 | 1553.84 | 1553.84 | 1553.84 | 1553.84
IGCC | 0 | 0 | 0 | 0 | 0 | 0
DemandResponse | 0 | 0 | 0 | 0 | 0 | 0
IGCC-CCS | 0 | 0 | 0 | 0 | 0 | 0
WT_off | 0 | 0 | 0 | 0 | 0 | 0
PseudoUnit | 0 | 0 | 0 | 0 | 0 | 0
FixedInterchange | 0 | 0 | 0 | 0 | 0 | 0
Total Generation by Reporting Type: BC
ReportingType | 2015 | 2020 | 2025 | 2030 | 2035 | 2040
BM | 0 | 0 | 0 | 0 | 0 | 0
CC | 10267.29 | 13584.42 | 18577.16 | 22630.19 | 28572.91 | 34806.77
CSP | 0 | 0 | 0 | 0 | 0 | 0
CT | 0 | 0 | 0 | 0 | 0 | 0
Coal | 0 | 0 | 0 | 0 | 0 | 0
Geo | 0 | 0 | 0 | 0 | 0 | 0
H | 54411.22 | 54411.22 | 54411.22 | 54411.22 | 54411.22 | 54411.22
LFG | 189.22 | 189.22 | 189.22 | 189.22 | 189.22 | 189.22
Nuc | 0 | 0 | 0 | 0 | 0 | 0
PS | 0 | 0 | 0 | 0 | 0 | 0
PV | 0 | 0 | 0 | 0 | 0 | 0
PeakG | 0 | 0 | 0 | 0 | 0 | 0
PeakO | 0 | 0 | 0 | 0 | 0 | 0
ST | 0 | 0 | 0 | 0 | 0 | 0
STOG | 0 | 0 | 0 | 0 | 0 | 0
STWD | 0 | 0 | 0 | 0 | 0 | 0
WT | 568.82 | 568.82 | 568.82 | 568.82 | 568.82 | 568.82
IGCC | 0 | 0 | 0 | 0 | 0 | 0
DemandResponse | 0 | 0 | 0 | 0 | 0 | 0
IGCC-CCS | 0 | 0 | 0 | 0 | 0 | 0
WT_off | 0 | 0 | 0 | 0 | 0 | 0
PseudoUnit | 0 | 0 | 0 | 0 | 0 | 0
FixedInterchange | 0 | 0 | 0 | 0 | 0 | 0
Total Generation by Reporting Type: HQ_IESO
ReportingType | 2015 | 2020 | 2025 | 2030 | 2035 | 2040
BM | 0 | 0 | 0 | 0 | 0 | 0
CC | 0 | 0 | 0 | 0 | 0 | 0
CSP | 0 | 0 | 0 | 0 | 0 | 0
CT | 0 | 0 | 0 | 0 | 0 | 0
Coal | 0 | 0 | 0 | 0 | 0 | 0
Geo | 0 | 0 | 0 | 0 | 0 | 0
H | 0 | 0 | 0 | 0 | 0 | 0
LFG | 0 | 0 | 0 | 0 | 0 | 0
Nuc | 0 | 0 | 0 | 0 | 0 | 0
PS | 0 | 0 | 0 | 0 | 0 | 0
PV | 0 | 0 | 0 | 0 | 0 | 0
PeakG | 0 | 0 | 0 | 0 | 0 | 0
PeakO | 0 | 0 | 0 | 0 | 0 | 0
ST | 0 | 0 | 0 | 0 | 0 | 0
STOG | 0 | 0 | 0 | 0 | 0 | 0
STWD | 0 | 0 | 0 | 0 | 0 | 0
WT | 0 | 0 | 0 | 0 | 0 | 0
IGCC | 0 | 0 | 0 | 0 | 0 | 0
DemandResponse | 0 | 0 | 0 | 0 | 0 | 0
IGCC-CCS | 0 | 0 | 0 | 0 | 0 | 0
WT_off | 0 | 0 | 0 | 0 | 0 | 0
PseudoUnit | 0 | 0 | 0 | 0 | 0 | 0
FixedInterchange | 2336 | 2336 | 2336 | 2336 | 2336 | 2336
Total Generation by Reporting Type: HQ_NEISO
ReportingType | 2015 | 2020 | 2025 | 2030 | 2035 | 2040
BM | 0 | 0 | 0 | 0 | 0 | 0
CC | 0 | 0 | 0 | 0 | 0 | 0
CSP | 0 | 0 | 0 | 0 | 0 | 0
CT | 0 | 0 | 0 | 0 | 0 | 0
Coal | 0 | 0 | 0 | 0 | 0 | 0
Geo | 0 | 0 | 0 | 0 | 0 | 0
H | 0 | 0 | 0 | 0 | 0 | 0
LFG | 0 | 0 | 0 | 0 | 0 | 0
Nuc | 0 | 0 | 0 | 0 | 0 | 0
PS | 0 | 0 | 0 | 0 | 0 | 0
PV | 0 | 0 | 0 | 0 | 0 | 0
PeakG | 0 | 0 | 0 | 0 | 0 | 0
PeakO | 0 | 0 | 0 | 0 | 0 | 0
ST | 0 | 0 | 0 | 0 | 0 | 0
STOG | 0 | 0 | 0 | 0 | 0 | 0
STWD | 0 | 0 | 0 | 0 | 0 | 0
WT | 0 | 0 | 0 | 0 | 0 | 0
IGCC | 0 | 0 | 0 | 0 | 0 | 0
DemandResponse | 0 | 0 | 0 | 0 | 0 | 0
IGCC-CCS | 0 | 0 | 0 | 0 | 0 | 0
WT_off | 0 | 0 | 0 | 0 | 0 | 0
PseudoUnit | 0 | 0 | 0 | 0 | 0 | 0
FixedInterchange | 19184.4 | 19184.4 | 19184.4 | 19184.4 | 19184.4 | 19184.4
Total Generation by Reporting Type: HQ_NY
ReportingType | 2015 | 2020 | 2025 | 2030 | 2035 | 2040
BM | 0 | 0 | 0 | 0 | 0 | 0
CC | 0 | 0 | 0 | 0 | 0 | 0
CSP | 0 | 0 | 0 | 0 | 0 | 0
CT | 0 | 0 | 0 | 0 | 0 | 0
Coal | 0 | 0 | 0 | 0 | 0 | 0
Geo | 0 | 0 | 0 | 0 | 0 | 0
H | 0 | 0 | 0 | 0 | 0 | 0
LFG | 0 | 0 | 0 | 0 | 0 | 0
Nuc | 0 | 0 | 0 | 0 | 0 | 0
PS | 0 | 0 | 0 | 0 | 0 | 0
PV | 0 | 0 | 0 | 0 | 0 | 0
PeakG | 0 | 0 | 0 | 0 | 0 | 0
PeakO | 0 | 0 | 0 | 0 | 0 | 0
ST | 0 | 0 | 0 | 0 | 0 | 0
STOG | 0 | 0 | 0 | 0 | 0 | 0
STWD | 0 | 0 | 0 | 0 | 0 | 0
WT | 0 | 0 | 0 | 0 | 0 | 0
IGCC | 0 | 0 | 0 | 0 | 0 | 0
DemandResponse | 0 | 0 | 0 | 0 | 0 | 0
IGCC-CCS | 0 | 0 | 0 | 0 | 0 | 0
WT_off | 0 | 0 | 0 | 0 | 0 | 0
PseudoUnit | 0 | 0 | 0 | 0 | 0 | 0
FixedInterchange | 5840 | 5840 | 5840 | 5840 | 5840 | 5840
Total Generation by Reporting Type: MARITIMES
ReportingType | 2015 | 2020 | 2025 | 2030 | 2035 | 2040
BM | 0 | 0 | 0 | 0 | 0 | 0
CC | 0 | 0 | 0 | 0 | 0 | 0
CSP | 0 | 0 | 0 | 0 | 0 | 0
CT | 0 | 0 | 0 | 0 | 0 | 0
Coal | 0 | 0 | 0 | 0 | 0 | 0
Geo | 0 | 0 | 0 | 0 | 0 | 0
H | 0 | 0 | 0 | 0 | 0 | 0
LFG | 0 | 0 | 0 | 0 | 0 | 0
Nuc | 0 | 0 | 0 | 0 | 0 | 0
PS | 0 | 0 | 0 | 0 | 0 | 0
PV | 0 | 0 | 0 | 0 | 0 | 0
PeakG | 0 | 0 | 0 | 0 | 0 | 0
PeakO | 0 | 0 | 0 | 0 | 0 | 0
ST | 0 | 0 | 0 | 0 | 0 | 0
STOG | 0 | 0 | 0 | 0 | 0 | 0
STWD | 0 | 0 | 0 | 0 | 0 | 0
WT | 0 | 0 | 0 | 0 | 0 | 0
IGCC | 0 | 0 | 0 | 0 | 0 | 0
DemandResponse | 0 | 0 | 0 | 0 | 0 | 0
IGCC-CCS | 0 | 0 | 0 | 0 | 0 | 0
WT_off | 0 | 0 | 0 | 0 | 0 | 0
PseudoUnit | 0 | 0 | 0 | 0 | 0 | 0
FixedInterchange | 8760 | 8760 | 8760 | 8760 | 8760 | 8760
Total Generation by Reporting Type: All
ReportingType | 2015 | 2020 | 2025 | 2030 | 2035 | 2040
BM | 2223.28 | 5397 | 8895.74 | 10619.78 | 12224.3 | 12821.41
CC | 1161300.75 | 1324955.65 | 1295483.25 | 1437891.15 | 1677557.16 | 1824979.38
CSP | 0 | 0 | 0 | 0 | 0 | 0
CT | 925.32 | 1605.55 | 2066.77 | 2492.07 | 3316.88 | 3760.55
Coal | 1758676.79 | 1662864.63 | 1794196.65 | 1833017.77 | 1951903.9 | 2155830.79
Geo | 20459.37 | 37727.52 | 74585.65 | 74585.65 | 74585.65 | 74585.65
H | 430354.22 | 430354.22 | 430354.22 | 430354.22 | 430354.22 | 430354.22
LFG | 32608.22 | 48005.68 | 65429.32 | 71133.39 | 71137.33 | 71137.33
Nuc | 913193.71 | 943693.07 | 943693.07 | 932100.9 | 725092.39 | 571594.72
PS | 5838.34 | 7530.15 | 10756.88 | 10242.99 | 10810.59 | 10853.11
PV | 1434.35 | 5308.9 | 7219.34 | 7661.27 | 7773.75 | 7983.09
PeakG | 3343.47 | 4240.03 | 7373.67 | 7237.41 | 7551.34 | 5984.5
PeakO | 0 | 0 | 0 | 0 | 0 | 0
ST | 2659.82 | 5518.57 | 6578.1 | 6930.96 | 6930.96 | 6930.96
STOG | 14416.66 | 17623.92 | 20924.17 | 20389.05 | 19082.87 | 18459.03
STWD | 10513.99 | 9166.65 | 3619.12 | 8124.32 | 8743.96 | 8932.47
WT | 178096.59 | 248394.64 | 269644.64 | 289116.6 | 346507.02 | 367202.86
IGCC | 4427.31 | 4427.31 | 4427.31 | 4427.31 | 4427.31 | 4427.31
DemandResponse | 0 | 0 | 0 | 0 | 0 | 0
IGCC-CCS | 0 | 0 | 0 | 0 | 0 | 0
WT_off | 1873.58 | 1873.58 | 5864.11 | 5864.11 | 3993.98 | 3993.98
PseudoUnit | 0 | 0 | 0 | 0 | 0 | 0
FixedInterchange | 36120.4 | 36120.4 | 36120.4 | 36120.4 | 36120.4 | 36120.4
Total Generation by Reporting Type: EI_US
ReportingType | 2015 | 2020 | 2025 | 2030 | 2035 | 2040
BM | 2178.49 | 5109.18 | 8889.9 | 10320.17 | 11850.34 | 12444.44
CC | 714854.64 | 875019.92 | 837083.32 | 914303.94 | 1082837.62 | 1216224.6
CSP | 0 | 0 | 0 | 0 | 0 | 0
CT | 925.32 | 1600.5 | 1966.82 | 2336.08 | 3269.29 | 3592.34
Coal | 1387412.25 | 1272408.15 | 1384727.89 | 1421409.71 | 1524122.81 | 1659556.94
Geo | 354.6 | 354.6 | 354.6 | 354.6 | 354.6 | 354.6
H | 108753.3 | 108753.3 | 108753.3 | 108753.3 | 108753.3 | 108753.3
LFG | 27266.03 | 33007.6 | 48616.69 | 51529.82 | 51529.82 | 51529.82
Nuc | 697700.18 | 728199.54 | 728199.54 | 716607.37 | 517621.93 | 376119.9
PS | 5536.87 | 7222.62 | 10259.64 | 9587.54 | 9515.51 | 9118.12
PV | 411.15 | 4285.7 | 6196.14 | 6638.06 | 6787.08 | 6996.41
PeakG | 3332.42 | 4203.82 | 7005.23 | 6603.58 | 6789.82 | 5835.41
PeakO | 0 | 0 | 0 | 0 | 0 | 0
ST | 0 | 0 | 0 | 0 | 0 | 0
STOG | 10354.77 | 12359.61 | 13852.26 | 13570.03 | 12621.21 | 12587.64
STWD | 6400.29 | 5052.1 | 3575.45 | 5448.22 | 6052.55 | 6241.06
WT | 106488.69 | 141920.7 | 163170.69 | 181815.19 | 244479.69 | 252879.01
IGCC | 4427.31 | 4427.31 | 4427.31 | 4427.31 | 4427.31 | 4427.31
DemandResponse | 0 | 0 | 0 | 0 | 0 | 0
IGCC-CCS | 0 | 0 | 0 | 0 | 0 | 0
WT_off | 1873.58 | 1873.58 | 5864.11 | 5864.11 | 3993.98 | 3993.98
PseudoUnit | 0 | 0 | 0 | 0 | 0 | 0
FixedInterchange | 33784.4 | 33784.4 | 33784.4 | 33784.4 | 33784.4 | 33784.4
Total Generation by Reporting Type: EI_Canada
ReportingType | 2015 | 2020 | 2025 | 2030 | 2035 | 2040
BM | 0 | 0 | 0 | 0 | 0 | 3.01
CC | 11008.91 | 15067.67 | 16555.49 | 19293.87 | 31903.34 | 49578.97
CSP | 0 | 0 | 0 | 0 | 0 | 0
CT | 0 | 0 | 0 | 3.44 | 39.41 | 160.04
Coal | 110.65 | 233.6 | 565.28 | 2091.52 | 3864.65 | 4395.17
Geo | 0 | 0 | 0 | 0 | 0 | 0
H | 87709.45 | 87709.45 | 87709.45 | 87709.45 | 87709.45 | 87709.45
LFG | 926.37 | 926.37 | 926.37 | 926.37 | 930.31 | 930.31
Nuc | 101402.31 | 101402.31 | 101402.31 | 101402.31 | 93379.23 | 81383.58
PS | 4.3 | 13.53 | 13.53 | 25.83 | 25.83 | 50.43
PV | 78.84 | 78.84 | 78.84 | 78.84 | 78.84 | 78.84
PeakG | 0 | 0 | 0.51 | 0 | 4.3 | 15.05
PeakO | 0 | 0 | 0 | 0 | 0 | 0
ST | 0 | 0 | 0 | 0 | 0 | 0
STOG | 0 | 0 | 0 | 0 | 0 | 0
STWD | 0 | 0 | 0 | 0 | 0 | 0
WT | 9925.81 | 9925.81 | 9925.81 | 9925.81 | 4651.73 | 4651.73
IGCC | 0 | 0 | 0 | 0 | 0 | 0
DemandResponse | 0 | 0 | 0 | 0 | 0 | 0
IGCC-CCS | 0 | 0 | 0 | 0 | 0 | 0
WT_off | 0 | 0 | 0 | 0 | 0 | 0
PseudoUnit | 0 | 0 | 0 | 0 | 0 | 0
FixedInterchange | 2336 | 2336 | 2336 | 2336 | 2336 | 2336
Total Generation by Reporting Type: EI
ReportingType | 2015 | 2020 | 2025 | 2030 | 2035 | 2040
BM | 2178.49 | 5109.18 | 8889.9 | 10320.17 | 11850.34 | 12447.44
CC | 725863.55 | 890087.59 | 853638.81 | 933597.81 | 1114740.96 | 1265803.57
CSP | 0 | 0 | 0 | 0 | 0 | 0
CT | 925.32 | 1600.5 | 1966.82 | 2339.52 | 3308.71 | 3752.38
Coal | 1387522.9 | 1272641.75 | 1385293.17 | 1423501.23 | 1527987.46 | 1663952.11
Geo | 354.6 | 354.6 | 354.6 | 354.6 | 354.6 | 354.6
H | 196462.75 | 196462.75 | 196462.75 | 196462.75 | 196462.75 | 196462.75
LFG | 28192.4 | 33933.97 | 49543.06 | 52456.19 | 52460.14 | 52460.14
Nuc | 799102.48 | 829601.85 | 829601.85 | 818009.67 | 611001.16 | 457503.48
PS | 5541.17 | 7236.15 | 10273.17 | 9613.37 | 9541.34 | 9168.55
PV | 489.99 | 4364.54 | 6274.98 | 6716.9 | 6865.92 | 7075.25
PeakG | 3332.42 | 4203.82 | 7005.74 | 6603.58 | 6794.13 | 5850.47
PeakO | 0 | 0 | 0 | 0 | 0 | 0
ST | 0 | 0 | 0 | 0 | 0 | 0
STOG | 10354.77 | 12359.61 | 13852.26 | 13570.03 | 12621.21 | 12587.64
STWD | 6400.29 | 5052.1 | 3575.45 | 5448.22 | 6052.55 | 6241.06
WT | 116414.5 | 151846.51 | 173096.5 | 191741 | 249131.42 | 257530.74
IGCC | 4427.31 | 4427.31 | 4427.31 | 4427.31 | 4427.31 | 4427.31
DemandResponse | 0 | 0 | 0 | 0 | 0 | 0
IGCC-CCS | 0 | 0 | 0 | 0 | 0 | 0
WT_off | 1873.58 | 1873.58 | 5864.11 | 5864.11 | 3993.98 | 3993.98
PseudoUnit | 0 | 0 | 0 | 0 | 0 | 0
FixedInterchange | 36120.4 | 36120.4 | 36120.4 | 36120.4 | 36120.4 | 36120.4
Total Generation by Reporting Type: Outside_EI
ReportingType | 2015 | 2020 | 2025 | 2030 | 2035 | 2040
BM | 44.8 | 287.82 | 5.84 | 299.61 | 373.96 | 373.96
CC | 435437.2 | 434868.06 | 441844.44 | 504293.34 | 562816.2 | 559175.82
CSP | 0 | 0 | 0 | 0 | 0 | 0
CT | 0 | 5.05 | 99.94 | 152.55 | 8.17 | 8.17
Coal | 371153.89 | 390222.88 | 408903.47 | 409516.54 | 423916.44 | 491878.68
Geo | 20104.76 | 37372.91 | 74231.05 | 74231.05 | 74231.05 | 74231.05
H | 233891.47 | 233891.47 | 233891.47 | 233891.47 | 233891.47 | 233891.47
LFG | 4415.83 | 14071.7 | 15886.26 | 18677.2 | 18677.2 | 18677.2
Nuc | 114091.22 | 114091.22 | 114091.22 | 114091.22 | 114091.22 | 114091.24
PS | 297.17 | 294 | 483.71 | 629.62 | 1269.25 | 1684.56
PV | 944.36 | 944.36 | 944.36 | 944.36 | 907.83 | 907.83
PeakG | 11.05 | 36.21 | 367.93 | 633.83 | 757.22 | 134.03
PeakO | 0 | 0 | 0 | 0 | 0 | 0
ST | 2659.82 | 5518.57 | 6578.1 | 6930.96 | 6930.96 | 6930.96
STOG | 4061.89 | 5264.3 | 7071.91 | 6819.02 | 6461.66 | 5871.39
STWD | 4113.7 | 4114.55 | 43.67 | 2676.1 | 2691.41 | 2691.41
WT | 61682.09 | 96548.14 | 96548.14 | 97375.6 | 97375.6 | 109672.12
IGCC | 0 | 0 | 0 | 0 | 0 | 0
DemandResponse | 0 | 0 | 0 | 0 | 0 | 0
IGCC-CCS | 0 | 0 | 0 | 0 | 0 | 0
WT_off | 0 | 0 | 0 | 0 | 0 | 0
PseudoUnit | 0 | 0 | 0 | 0 | 0 | 0
FixedInterchange | 0 | 0 | 0 | 0 | 0 | 0
#2 | Energy Demand (TWh)
Energy Demand by Pool & Region:
Pool/Region | 2015 | 2020 | 2025 | 2030 | 2035 | 2040
ENT | 170.56 | 180.36 | 185.19 | 190.15 | 195.24 | 200.47
FRCC | 249.01 | 267.35 | 284.35 | 302.42 | 321.64 | 342.08
MAPP_US | 30.63 | 32.26 | 33.53 | 34.86 | 36.24 | 37.68
MISO_IN | 101.24 | 106.66 | 109.96 | 113.35 | 116.85 | 120.46
MISO_MI | 97.74 | 101.72 | 105.8 | 110.04 | 114.46 | 119.05
MISO_MO-IL | 99.56 | 103.97 | 108.31 | 112.82 | 117.52 | 122.42
MISO_W | 142.5 | 148.67 | 154.56 | 160.68 | 167.05 | 173.67
MISO_WUMS | 69.4 | 73.3 | 75.75 | 78.28 | 80.9 | 83.6
NE | 32.19 | 34.65 | 36.02 | 37.45 | 38.93 | 40.47
NEISO | 129.72 | 130.01 | 129.96 | 130.06 | 130.08 | 130.1
NonRTO_Midwest | 62.65 | 67.4 | 69.07 | 70.78 | 72.53 | 74.32
NYISO_A-F | 61.21 | 64.4 | 66.06 | 67.76 | 69.51 | 71.3
NYISO_G-I | 18.61 | 19.78 | 20.64 | 21.53 | 22.46 | 23.43
NYISO_J-K | 70.23 | 75.9 | 79.3 | 82.85 | 86.56 | 90.44
PJM_E | 131.69 | 124.3 | 128.52 | 132.88 | 137.39 | 142.06
PJM_ROM | 147.41 | 155.57 | 160.85 | 166.31 | 171.96 | 177.8
PJM_ROR | 547.27 | 538.93 | 555.57 | 572.72 | 590.4 | 608.63
SOCO | 272.24 | 296.47 | 308.67 | 321.38 | 334.6 | 348.38
SPP_N | 78.31 | 84.71 | 88.63 | 92.74 | 97.03 | 101.53
SPP_S | 172.38 | 181.68 | 187.57 | 193.65 | 199.92 | 206.4
TVA | 186.06 | 189.35 | 194.03 | 198.83 | 203.75 | 208.79
TVA_Transmission | 0 | 0 | 0 | 0 | 0 | 0
VACAR | 252.05 | 272.96 | 286.32 | 300.33 | 315.02 | 330.44
IESO | 141.12 | 138.65 | 143.35 | 148.22 | 153.25 | 158.46
MAPP_CA | 53.52 | 57.41 | 59.69 | 62.05 | 64.51 | 67.06
AZ_NM_SNV_Coal | 133.91 | 146.91 | 156.77 | 167.47 | 178.59 | 190.6
AZ_NM_SNV_Gas | 0 | 0 | 0 | 0 | 0 | 0
AZ_NM_SNV_NucRenew | 0 | 0 | 0 | 0 | 0 | 0
ERCOT | 341.98 | 367.77 | 380.66 | 392.33 | 405.32 | 418.67
NP15 | 114.79 | 119.7 | 124.98 | 132.1 | 138.96 | 146.05
NWPP_Coal | 263.05 | 277.43 | 289.37 | 304.27 | 319.2 | 334.48
NWPP_Gas | 0 | 0 | 0 | 0 | 0 | 0
NWPP_NucRenew | 0 | 0 | 0 | 0 | 0 | 0
RMPA | 74.52 | 80.3 | 85.52 | 91.09 | 97.01 | 103.32
SP15 | 189.47 | 202.27 | 211.19 | 223.22 | 234.82 | 246.8
ALB | 68.94 | 73.93 | 79.28 | 85.01 | 91.16 | 97.76
BC | 66.74 | 70.01 | 73.44 | 77.03 | 80.81 | 84.77
HQ_IESO | 0 | 0 | 0 | 0 | 0 | 0
HQ_NEISO | 0 | 0 | 0 | 0 | 0 | 0
HQ_NY | 0 | 0 | 0 | 0 | 0 | 0
MARITIMES | 0 | 0 | 0 | 0 | 0 | 0
All | 4570.68 | 4784.77 | 4972.89 | 5174.65 | 5383.7 | 5601.48
EI_US | 3122.64 | 3250.39 | 3368.63 | 3491.87 | 3620.06 | 3753.52
EI_Canada | 194.64 | 196.06 | 203.04 | 210.27 | 217.76 | 225.52
EI | 3317.29 | 3446.45 | 3571.67 | 3702.14 | 3837.82 | 3979.04
Outside_EI | 1253.39 | 1338.32 | 1401.22 | 1472.51 | 1545.88 | 1622.44
#3 | Generation Minus Energy (TWh)
Generation Minus Energy by Pool & Region:
Pool/Region | 2015 | 2020 | 2025 | 2030 | 2035 | 2040
ENT | 1.81 | 1.22 | 0.56 | -1.76 | -5.92 | -12.36
FRCC | -2.74 | -1.24 | -1.58 | -0.67 | -0.25 | -1.97
MAPP_US | 6.34 | 5.95 | 6.09 | 5.32 | 5.27 | 5.96
MISO_IN | -5.46 | 4.68 | 7.84 | 12.41 | 28.86 | 25.05
MISO_MI | -5.6 | -15.83 | -17.36 | -20.75 | -29.63 | -35.89
MISO_MO-IL | 25.68 | 3.84 | 8.15 | 9.95 | 9.09 | 3.49
MISO_W | 5.19 | -3.06 | 0.19 | -3.2 | -10.27 | 16.94
MISO_WUMS | -5.49 | 11.45 | 11.1 | 8.58 | 1.59 | -4.56
NE | 10.91 | 7.94 | 7.18 | 5.82 | 4.43 | 13.81
NEISO | -21.97 | -24.78 | -20.6 | -16.54 | -16.72 | -16.92
NonRTO_Midwest | -0.58 | -0.77 | -1.03 | -0.15 | 0.27 | 1.48
NYISO_A-F | 10.62 | 12.64 | 12.48 | 8.18 | 5.46 | -2.86
NYISO_G-I | 4.86 | 5.65 | 8.44 | 14 | 26.91 | 39.69
NYISO_J-K | -43.19 | -41.4 | -44.15 | -48.07 | -50.37 | -52.46
PJM_E | -31.86 | -4.75 | -3.46 | -13.47 | -26.58 | -33.93
PJM_ROM | -29.59 | -16.74 | -16.38 | -9.08 | -8.24 | 72.8
PJM_ROR | 66.28 | 25.72 | 20.7 | 30.99 | 52.06 | -31.65
SOCO | 1.53 | 0.47 | -0.27 | -0.49 | -0.02 | 1.45
SPP_N | 6.39 | 6.79 | 3.46 | 1.89 | -5.7 | -5.32
SPP_S | -21.91 | -18.94 | -16.81 | -11.67 | 5.02 | 1.93
TVA | 1.22 | 1.28 | 1.44 | 0.83 | -0.51 | -1.33
TVA_Transmission | 0 | 0 | 0 | 0 | 0 | 0
VACAR | -16.8 | -4.73 | -1.67 | -4.4 | -9.81 | -6.21
IESO | 16.91 | 19.96 | 16.13 | 11.37 | 2.43 | 4.15
MAPP_CA | -0.38 | -0.66 | -1.99 | -0.19 | 2.39 | -0.71
AZ_NM_SNV_Coal | -61.57 | -69.44 | -79.3 | -89.99 | -96.13 | -56.76
AZ_NM_SNV_Gas | 104.85 | 115.69 | 119.15 | 140.17 | 159.83 | 148.04
AZ_NM_SNV_NucRenew | 42.17 | 70.57 | 83.44 | 84.72 | 84.72 | 84.72
ERCOT | 0 | 0 | -0.33 | -0.4 | -1.26 | -2.2
NP15 | -17.08 | -18.99 | -16.59 | -35.14 | -48.76 | -61.52
NWPP_Coal | -170.94 | -185.45 | -197.39 | -212.29 | -227.22 | -242.49
NWPP_Gas | 50.58 | 50.58 | 51.74 | 88.86 | 113.99 | 126.62
NWPP_NucRenew | 162.47 | 162.83 | 168.01 | 168.44 | 168.44 | 168.44
RMPA | -1.11 | -1.38 | 3.94 | -0.51 | 2.36 | 5.06
SP15 | -108.09 | -124.46 | -132.71 | -146.23 | -160.46 | -177.31
ALB | -0.45 | 0.53 | -0.51 | 0.24 | 0.07 | -0.03
BC | -1.3 | -1.25 | 0.31 | 0.76 | 2.93 | 5.21
HQ_IESO | 2.34 | 2.34 | 2.34 | 2.34 | 2.34 | 2.34
HQ_NEISO | 19.18 | 19.18 | 19.18 | 19.18 | 19.18 | 19.18
HQ_NY | 5.84 | 5.84 | 5.84 | 5.84 | 5.84 | 5.84
MARITIMES | 8.76 | 8.76 | 8.76 | 8.76 | 8.76 | 8.76
All | 7.78 | 10.04 | 14.34 | 13.66 | 14.41 | 14.47
EI_US | -10.59 | -10.81 | -1.91 | 1.48 | 8.73 | 10.92
EI_Canada | 18.86 | 21.64 | 16.48 | 13.52 | 7.16 | 5.77
EI | 8.27 | 10.83 | 14.57 | 15.01 | 15.89 | 16.69
Outside_EI | -0.48 | -0.79 | -0.23 | -1.35 | -1.48 | -2.22
#4 | Fuel Use (TBtu)
Total Fuel Consumption by Reporting Type: Entergy
ReportingType | 2015 | 2020 | 2025 | 2030 | 2035 | 2040
BM | 0 | 0 | 0 | 0 | 0 | 0
CC | 486.29 | 639.15 | 586.16 | 586.32 | 629 | 585.57
CSP | 0 | 0 | 0 | 0 | 0 | 0
CT | 0 | 0 | 0 | 0 | 0 | 0
Coal | 609.58 | 485.08 | 593.19 | 612.4 | 612.4 | 724.72
Geo | 0 | 0 | 0 | 0 | 0 | 0
H | 0 | 0 | 0 | 0 | 0 | 0
LFG | 0 | 0 | 11.56 | 11.56 | 11.56 | 11.56
Nuc | 464.87 | 464.87 | 464.87 | 464.87 | 392.68 | 307.2
PS | 0 | 0 | 0 | 0 | 0 | 0
PV | 0 | 0 | 0 | 0 | 0 | 0
PeakG | 0 | 0.05 | 1.13 | 0.68 | 0.23 | 0.21
PeakO | 0 | 0 | 0 | 0 | 0 | 0
ST | 0 | 0 | 0 | 0 | 0 | 0
STOG | 11.91 | 13.52 | 11.92 | 11.89 | 11.89 | 11.35
STWD | 0 | 0 | 0 | 0 | 0.08 | 1
WT | 0 | 0 | 0 | 0 | 0 | 0
IGCC | 0 | 0 | 0 | 0 | 0 | 0
DemandResponse | 0 | 0 | 0 | 0 | 0 | 0
IGCC-CCS | 0 | 0 | 0 | 0 | 0 | 0
WT_off | 0 | 0 | 0 | 0 | 0 | 0
PseudoUnit | 0 | 0 | 0 | 0 | 0 | 0
FixedInterchange | 0 | 0 | 0 | 0 | 0 | 0
Total Fuel Consumption by Reporting Type: FRCC
ReportingType | 2015 | 2020 | 2025 | 2030 | 2035 | 2040
BM | 0 | 0 | 0 | 0 | 0 | 0
CC | 1087.06 | 1215.64 | 1264.23 | 1373.59 | 1565.61 | 1765.39
CSP | 0 | 0 | 0 | 0 | 0 | 0
CT | 9.11 | 10.89 | 10.96 | 10.89 | 9.12 | 7.77
Coal | 576.94 | 555.89 | 618.28 | 627.58 | 642.17 | 642.17
Geo | 0 | 0 | 0 | 0 | 0 | 0
H | 0 | 0 | 0 | 0 | 0 | 0
LFG | 0 | 0 | 21.31 | 21.31 | 21.31 | 21.31
Nuc | 352.09 | 352.09 | 352.09 | 352.09 | 214.42 | 71.5
PS | 0 | 0 | 0 | 0 | 0 | 0
PV | 0 | 0 | 0 | 0 | 0 | 0
PeakG | 4.99 | 5.13 | 8.35 | 5.67 | 4.51 | 3.42
PeakO | 0 | 0 | 0 | 0 | 0 | 0
ST | 0 | 0 | 0 | 0 | 0 | 0
STOG | 33.27 | 28.83 | 28.92 | 28.23 | 25.9 | 17.19
STWD | 0 | 0.9 | 1.49 | 1.49 | 1.49 | 2.28
WT | 0 | 0 | 0 | 0 | 0 | 0
IGCC | 0 | 0 | 0 | 0 | 0 | 0
DemandResponse | 0 | 0 | 0 | 0 | 0 | 0
IGCC-CCS | 0 | 0 | 0 | 0 | 0 | 0
WT_off | 0 | 0 | 0 | 0 | 0 | 0
PseudoUnit | 0 | 0 | 0 | 0 | 0 | 0
FixedInterchange | 0 | 0 | 0 | 0 | 0 | 0
Total Fuel Consumption by Reporting Type: MAPP_US
ReportingType | 2015 | 2020 | 2025 | 2030 | 2035 | 2040
BM | 0 | 0 | 0 | 0 | 0 | 0
CC | 1.46 | 1.85 | 1.95 | 2.62 | 1.85 | 1.46
CSP | 0 | 0 | 0 | 0 | 0 | 0
CT | 0 | 0 | 0 | 0 | 0.07 | 0
Coal | 213.52 | 207.11 | 208.77 | 209.71 | 219.34 | 236.95
Geo | 0 | 0 | 0 | 0 | 0 | 0
H | 0 | 0 | 0 | 0 | 0 | 0
LFG | 0 | 0 | 7.71 | 7.71 | 7.71 | 7.71
Nuc | 0 | 0 | 0 | 0 | 0 | 0
PS | 0 | 0 | 0 | 0 | 0 | 0
PV | 0 | 0 | 0 | 0 | 0 | 0
PeakG | 0.41 | 0.79 | 0.9 | 1.33 | 1.82 | 0.9
PeakO | 0 | 0 | 0 | 0 | 0 | 0
ST | 0 | 0 | 0 | 0 | 0 | 0
STOG | 0 | 0 | 0 | 0 | 0 | 0
STWD | 0 | 0 | 0 | 0 | 0 | 0
WT | 0.01 | 0.01 | 0.01 | 0.01 | 0.01 | 0.01
IGCC | 0 | 0 | 0 | 0 | 0 | 0
DemandResponse | 0 | 0 | 0 | 0 | 0 | 0
IGCC-CCS | 0 | 0 | 0 | 0 | 0 | 0
WT_off | 0 | 0 | 0 | 0 | 0 | 0
PseudoUnit | 0 | 0 | 0 | 0 | 0 | 0
FixedInterchange | 0 | 0 | 0 | 0 | 0 | 0
Total Fuel Consumption by Reporting Type: MISO_IN
ReportingType | 2015 | 2020 | 2025 | 2030 | 2035 | 2040
BM | 0 | 0 | 0 | 0 | 0 | 0
CC | 31.52 | 116.72 | 118.86 | 157.74 | 258.98 | 249.56
CSP | 0 | 0 | 0 | 0 | 0 | 0
CT | 0 | 0.83 | 0.83 | 1.82 | 3.38 | 3.65
Coal | 856.69 | 887.58 | 946.83 | 959.42 | 1004.47 | 1018.1
Geo | 0 | 0 | 0 | 0 | 0 | 0
H | 0 | 0 | 0 | 0 | 0 | 0
LFG | 0 | 0 | 0 | 8.62 | 8.62 | 8.62
Nuc | 0 | 0 | 0 | 0 | 0 | 0
PS | 0 | 0 | 0 | 0 | 0 | 0
PV | 0 | 0 | 0 | 0 | 0 | 0
PeakG | 0.15 | 0.25 | 0.72 | 0.55 | 0.31 | 0.31
PeakO | 0 | 0 | 0 | 0 | 0 | 0
ST | 0 | 0 | 0 | 0 | 0 | 0
STOG | 0.65 | 0.65 | 1.26 | 0.65 | 0.65 | 1.26
STWD | 0 | 0 | 0 | 0 | 0 | 0
WT | 0 | 0 | 0 | 0 | 0 | 0
IGCC | 40.45 | 40.45 | 40.45 | 40.45 | 40.45 | 40.45
DemandResponse | 0 | 0 | 0 | 0 | 0 | 0
IGCC-CCS | 0 | 0 | 0 | 0 | 0 | 0
WT_off | 0 | 0 | 0 | 0 | 0 | 0
PseudoUnit | 0 | 0 | 0 | 0 | 0 | 0
FixedInterchange | 0 | 0 | 0 | 0 | 0 | 0
Total Fuel Consumption by Reporting Type: MISO_MI
ReportingType | 2015 | 2020 | 2025 | 2030 | 2035 | 2040
BM | 0 | 0 | 0 | 0 | 0 | 0
CC | 111.11 | 115.56 | 86.39 | 71.54 | 69.9 | 54.25
CSP | 0 | 0 | 0 | 0 | 0 | 0
CT | 0 | 0.15 | 0.15 | 0.86 | 2.81 | 3.78
Coal | 546.3 | 462.94 | 509.37 | 534.82 | 546.86 | 546.86
Geo | 0 | 0 | 0 | 0 | 0 | 0
H | 0 | 0 | 0 | 0 | 0 | 0
LFG | 0 | 17.24 | 17.24 | 17.24 | 17.24 | 17.24
Nuc | 174.19 | 174.19 | 174.19 | 174.19 | 102.45 | 102.45
PS | 0 | 0 | 0 | 0 | 0 | 0
PV | 0 | 0 | 0 | 0 | 0 | 0
PeakG | 0.23 | 0.35 | 1.17 | 1.24 | 0.56 | 0.35
PeakO | 0 | 0 | 0 | 0 | 0 | 0
ST | 0 | 0 | 0 | 0 | 0 | 0
STOG | 3.67 | 6.39 | 6.45 | 6.45 | 6.45 | 6.45
STWD | 1.69 | 6 | 3.93 | 8.79 | 8.46 | 8.46
WT | 0.01 | 0.01 | 0.01 | 0.01 | 0.01 | 0.01
IGCC | 0 | 0 | 0 | 0 | 0 | 0
DemandResponse | 0 | 0 | 0 | 0 | 0 | 0
IGCC-CCS | 0 | 0 | 0 | 0 | 0 | 0
WT_off | 0 | 0 | 0 | 0 | 0 | 0
PseudoUnit | 0 | 0 | 0 | 0 | 0 | 0
FixedInterchange | 0 | 0 | 0 | 0 | 0 | 0
Total Fuel Consumption by Reporting Type: MISO_MO-IL
ReportingType | 2015 | 2020 | 2025 | 2030 | 2035 | 2040
BM | 0 | 0 | 0 | 0 | 0 | 0
CC | 23.28 | 34.58 | 18.87 | 17.81 | 17.81 | 12.24
CSP | 0 | 0 | 0 | 0 | 0 | 0
CT | 0 | 0.46 | 0.46 | 1 | 1.86 | 1.89
Coal | 1015.11 | 823.54 | 916.03 | 984.89 | 1023.44 | 1023.44
Geo | 0 | 0 | 0 | 0 | 0 | 0
H | 0 | 0 | 0 | 0 | 0 | 0
LFG | 0 | 0 | 24.03 | 24.03 | 24.03 | 24.03
Nuc | 178.81 | 178.81 | 178.81 | 178.81 | 178.81 | 178.81
PS | 0 | 0 | 0 | 0 | 0 | 0
PV | 0 | 0 | 0 | 0 | 0 | 0
PeakG | 1.85 | 1.97 | 2.32 | 1.58 | 2.6 | 3.17
PeakO | 0 | 0 | 0 | 0 | 0 | 0
ST | 0 | 0 | 0 | 0 | 0 | 0
STOG | 0.91 | 1.34 | 1.34 | 0.62 | 0.22 | 0.22
STWD | 0 | 0 | 0 | 0 | 0 | 0
WT | 0 | 0 | 0 | 0 | 0 | 0
IGCC | 0 | 0 | 0 | 0 | 0 | 0
DemandResponse | 0 | 0 | 0 | 0 | 0 | 0
IGCC-CCS | 0 | 0 | 0 | 0 | 0 | 0
WT_off | 0 | 0 | 0 | 0 | 0 | 0
PseudoUnit | 0 | 0 | 0 | 0 | 0 | 0
FixedInterchange | 0 | 0 | 0 | 0 | 0 | 0
Total Fuel Consumption by Reporting Type: MISO_W
ReportingType | 2015 | 2020 | 2025 | 2030 | 2035 | 2040
BM | 0 | 0 | 0 | 0 | 0 | 0
CC | 77.58 | 69.87 | 48.6 | 43.27 | 45.46 | 25.95
CSP | 0 | 0 | 0 | 0 | 0 | 0
CT | 0 | 0.7 | 1.01 | 2.54 | 5.98 | 2.23
Coal | 909.34 | 826.35 | 842.81 | 845.61 | 986.47 | 1309.12
Geo | 0 | 0 | 0 | 0 | 0 | 0
H | 0 | 0 | 0 | 0 | 0 | 0
LFG | 0 | 0 | 7.71 | 7.71 | 7.71 | 7.71
Nuc | 190.11 | 190.11 | 190.11 | 190.11 | 0.01 | 0.01
PS | 0 | 0 | 0 | 0 | 0 | 0
PV | 0 | 0 | 0 | 0 | 0 | 0
PeakG | 3.91 | 1.82 | 2.01 | 1.44 | 1.71 | 1.02
PeakO | 0 | 0 | 0 | 0 | 0 | 0
ST | 0 | 0 | 0 | 0 | 0 | 0
STOG | 0.34 | 0.09 | 0.04 | 0.02 | 0.02 | 0
STWD | 0 | 1.44 | 1.45 | 1.44 | 1.45 | 1.45
WT | 0.03 | 0.03 | 0.04 | 0.05 | 0.05 | 0.05
IGCC | 0 | 0 | 0 | 0 | 0 | 0
DemandResponse | 0 | 0 | 0 | 0 | 0 | 0
IGCC-CCS | 0 | 0 | 0 | 0 | 0 | 0
WT_off | 0 | 0 | 0 | 0 | 0 | 0
PseudoUnit | 0 | 0 | 0 | 0 | 0 | 0
FixedInterchange | 0 | 0 | 0 | 0 | 0 | 0
Total Fuel Consumption by Reporting Type: MISO_WUMS
ReportingType | 2015 | 2020 | 2025 | 2030 | 2035 | 2040
BM | 0 | 0 | 0 | 0 | 0 | 0
CC | 122.14 | 269.64 | 232.09 | 204.58 | 234.16 | 206.34
CSP | 0 | 0 | 0 | 0 | 0 | 0
CT | 0 | 0.1 | 0.26 | 0.56 | 3.2 | 5.69
Coal | 277.9 | 256.86 | 313.31 | 351.33 | 401.43 | 405.86
Geo | 0 | 0 | 0 | 0 | 0 | 0
H | 0 | 0 | 0 | 0 | 0 | 0
LFG | 0 | 0 | 24.03 | 24.03 | 24.03 | 24.03
Nuc | 150.68 | 150.68 | 150.68 | 150.68 | 0.01 | 0.01
PS | 0 | 0 | 0 | 0 | 0 | 0
PV | 0 | 0 | 0 | 0 | 0 | 0
PeakG | 0.32 | 0.36 | 0.97 | 0.82 | 1.12 | 1.03
PeakO | 0 | 0 | 0 | 0 | 0 | 0
ST | 0 | 0 | 0 | 0 | 0 | 0
STOG | 0.03 | 0 | 0 | 0 | 0.03 | 0
STWD | 0 | 0.26 | 0.29 | 0.56 | 0.56 | 0.56
WT | 0 | 0 | 0 | 0 | 0 | 0
IGCC | 0 | 0 | 0 | 0 | 0 | 0
DemandResponse | 0 | 0 | 0 | 0 | 0 | 0
IGCC-CCS | 0 | 0 | 0 | 0 | 0 | 0
WT_off | 0 | 0 | 0 | 0 | 0 | 0
PseudoUnit | 0 | 0 | 0 | 0 | 0 | 0
FixedInterchange | 0 | 0 | 0 | 0 | 0 | 0
Total Fuel Consumption by Reporting Type: Nebraska
ReportingType | 2015 | 2020 | 2025 | 2030 | 2035 | 2040
BM | 0 | 0 | 0 | 0 | 0 | 0
CC | 5.32 | 3.56 | 3.56 | 3.56 | 3.13 | 1.98
CSP | 0 | 0 | 0 | 0 | 0 | 0
CT | 0 | 0 | 0 | 0 | 0 | 0
Coal | 332.69 | 332.38 | 332.38 | 332.38 | 423.11 | 526.21
Geo | 0 | 0 | 0 | 0 | 0 | 0
H | 0 | 0 | 0 | 0 | 0 | 0
LFG | 0 | 0 | 7.71 | 7.71 | 7.71 | 7.71
Nuc | 104.28 | 104.28 | 104.28 | 104.28 | 0.02 | 0.02
PS | 0 | 0 | 0 | 0 | 0 | 0
PV | 0 | 0 | 0 | 0 | 0 | 0
PeakG | 1.02 | 1.05 | 1.62 | 2.39 | 2.86 | 1.2
PeakO | 0 | 0 | 0 | 0 | 0 | 0
ST | 0 | 0 | 0 | 0 | 0 | 0
STOG | 0 | 0 | 0 | 0 | 0 | 0
STWD | 0 | 0 | 0 | 0 | 0 | 0
WT | 0 | 0 | 0 | 0 | 0 | 0
IGCC | 0 | 0 | 0 | 0 | 0 | 0
DemandResponse | 0 | 0 | 0 | 0 | 0 | 0
IGCC-CCS | 0 | 0 | 0 | 0 | 0 | 0
WT_off | 0 | 0 | 0 | 0 | 0 | 0
PseudoUnit | 0 | 0 | 0 | 0 | 0 | 0
FixedInterchange | 0 | 0 | 0 | 0 | 0 | 0
Total Fuel Consumption by Reporting Type: NEISO
ReportingType | 2015 | 2020 | 2025 | 2030 | 2035 | 2040
BM | 24.48 | 24.48 | 6.98 | 7.16 | 8.3 | 7.77
CC | 315.41 | 251.03 | 256.4 | 271.7 | 353.72 | 400.82
CSP | 0 | 0 | 0 | 0 | 0 | 0
CT | 0.03 | 0.12 | 0.12 | 0.12 | 0.35 | 0.72
Coal | 0.36 | 0 | 0 | 0 | 0 | 0
Geo | 0 | 0 | 0 | 0 | 0 | 0
H | 0 | 0 | 0 | 0 | 0 | 0
LFG | 5.3 | 12.08 | 12.81 | 12.81 | 12.81 | 12.81
Nuc | 365.51 | 365.51 | 365.51 | 365.51 | 264.08 | 195.08
PS | 0 | 0 | 0 | 0 | 0 | 0
PV | 0 | 0 | 0 | 0 | 0 | 0
PeakG | 0.3 | 0.4 | 0.4 | 0.4 | 1.06 | 1.06
PeakO | 0 | 0 | 0 | 0 | 0 | 0
ST | 0 | 0 | 0 | 0 | 0 | 0
STOG | 0 | 0 | 0 | 0 | 0 | 0
STWD | 48.6 | 14.8 | 0.94 | 13.19 | 14.35 | 14.96
WT | 0 | 0.01 | 0.02 | 0.02 | 0.02 | 0.02
IGCC | 0 | 0 | 0 | 0 | 0 | 0
DemandResponse | 0 | 0 | 0 | 0 | 0 | 0
IGCC-CCS | 0 | 0 | 0 | 0 | 0 | 0
WT_off | 0 | 0 | 0 | 0 | 0 | 0
PseudoUnit | 0 | 0 | 0 | 0 | 0 | 0
FixedInterchange | 0 | 0 | 0 | 0 | 0 | 0
Total Fuel Consumption by Reporting Type: NonRTO_Midwest
ReportingType | 2015 | 2020 | 2025 | 2030 | 2035 | 2040
BM | 0 | 0 | 0 | 0 | 0 | 0
CC | 0 | 15.92 | 12.43 | 17.12 | 19.03 | 25.72
CSP | 0 | 0 | 0 | 0 | 0 | 0
CT | 0 | 0.41 | 0.41 | 0.85 | 0.63 | 1.45
Coal | 611.07 | 630.05 | 642.88 | 654.4 | 674.4 | 692.87
Geo | 0 | 0 | 0 | 0 | 0 | 0
H | 0 | 0 | 0 | 0 | 0 | 0
LFG | 0 | 0 | 8.32 | 17.24 | 17.24 | 17.24
Nuc | 0 | 0 | 0 | 0 | 0 | 0
PS | 0 | 0 | 0 | 0 | 0 | 0
PV | 0 | 0 | 0 | 0 | 0 | 0
PeakG | 1.77 | 2.32 | 3.05 | 3.33 | 2.49 | 3.84
PeakO | 0 | 0 | 0 | 0 | 0 | 0
ST | 0 | 0 | 0 | 0 | 0 | 0
STOG | 0 | 0 | 0 | 0 | 0 | 0
STWD | 0 | 0 | 0 | 0 | 0 | 0
WT | 0 | 0 | 0 | 0 | 0 | 0
IGCC | 0 | 0 | 0 | 0 | 0 | 0
DemandResponse | 0 | 0 | 0 | 0 | 0 | 0
IGCC-CCS | 0 | 0 | 0 | 0 | 0 | 0
WT_off | 0 | 0 | 0 | 0 | 0 | 0
PseudoUnit | 0 | 0 | 0 | 0 | 0 | 0
FixedInterchange | 0 | 0 | 0 | 0 | 0 | 0
Total Fuel Consumption by Reporting Type: NYISO_A-F
ReportingType | 2015 | 2020 | 2025 | 2030 | 2035 | 2040
BM | 0 | 0 | 0 | 0 | 0 | 0
CC | 47.06 | 71.37 | 80.08 | 87.35 | 101.01 | 102.92
CSP | 0 | 0 | 0 | 0 | 0 | 0
CT | 0 | 0 | 0 | 0 | 0 | 0
Coal | 0 | 0 | 0 | 0 | 0 | 0
Geo | 0 | 0 | 0 | 0 | 0 | 0
H | 0 | 0 | 0 | 0 | 0 | 0
LFG | 0.69 | 0.69 | 4 | 8 | 8 | 8
Nuc | 270.5 | 270.5 | 270.5 | 220.56 | 173.9 | 105.39
PS | 0 | 0 | 0 | 0 | 0 | 0
PV | 0 | 0 | 0 | 0 | 0 | 0
PeakG | 0 | 0 | 0.07 | 0.07 | 0.07 | 0.07
PeakO | 0 | 0 | 0 | 0 | 0 | 0
ST | 0 | 0 | 0 | 0 | 0 | 0
STOG | 0 | 0 | 0 | 0 | 0 | 0
STWD | 0 | 0 | 0 | 0 | 0.01 | 0.03
WT | 0.01 | 0.01 | 0.01 | 0.01 | 0.01 | 0.01
IGCC | 0 | 0 | 0 | 0 | 0 | 0
DemandResponse | 0 | 0 | 0 | 0 | 0 | 0
IGCC-CCS | 0 | 0 | 0 | 0 | 0 | 0
WT_off | 0 | 0 | 0 | 0 | 0 | 0
PseudoUnit | 0 | 0 | 0 | 0 | 0 | 0
FixedInterchange | 0 | 0 | 0 | 0 | 0 | 0
Total Fuel Consumption by Reporting Type: NYISO_G-I
ReportingType | 2015 | 2020 | 2025 | 2030 | 2035 | 2040
BM | 0 | 0 | 0 | 0 | 0 | 0
CC | 48.71 | 61.59 | 81.22 | 122.34 | 262.9 | 402.64
CSP | 0 | 0 | 0 | 0 | 0 | 0
CT | 0 | 0 | 0 | 0 | 0 | 0
Coal | 0 | 0 | 0 | 0 | 0 | 0
Geo | 0 | 0 | 0 | 0 | 0 | 0
H | 0 | 0 | 0 | 0 | 0 | 0
LFG | 0 | 0 | 8 | 8 | 8 | 8
Nuc | 162.83 | 162.83 | 162.83 | 162.83 | 81.65 | 0.03
PS | 0 | 0 | 0 | 0 | 0 | 0
PV | 0 | 0 | 0 | 0 | 0 | 0
PeakG | 0 | 0 | 0 | 0 | 0 | 0
PeakO | 0 | 0 | 0 | 0 | 0 | 0
ST | 0 | 0 | 0 | 0 | 0 | 0
STOG | 0 | 0 | 0 | 0 | 0 | 0
STWD | 0 | 0 | 0 | 0 | 0 | 0
WT | 0 | 0 | 0 | 0 | 0 | 0
IGCC | 0 | 0 | 0 | 0 | 0 | 0
DemandResponse | 0 | 0 | 0 | 0 | 0 | 0
IGCC-CCS | 0 | 0 | 0 | 0 | 0 | 0
WT_off | 0 | 0 | 0 | 0 | 0 | 0
PseudoUnit | 0 | 0 | 0 | 0 | 0 | 0
FixedInterchange | 0 | 0 | 0 | 0 | 0 | 0
Total Fuel Consumption by Reporting Type: NYISO_J-K
ReportingType | 2015 | 2020 | 2025 | 2030 | 2035 | 2040
BM | 0 | 0 | 0 | 0 | 0 | 0
CC | 172.39 | 220.52 | 221.74 | 214.22 | 220.14 | 225.56
CSP | 0 | 0 | 0 | 0 | 0 | 0
CT | 0 | 0 | 0.18 | 0.51 | 1 | 2.33
Coal | 0 | 0 | 0 | 0 | 0 | 0
Geo | 0 | 0 | 0 | 0 | 0 | 0
H | 0 | 0 | 0 | 0 | 0 | 0
LFG | 0 | 0 | 0 | 8 | 8 | 8
Nuc | 0 | 0 | 0 | 0 | 0 | 0
PS | 0 | 0 | 0 | 0 | 0 | 0
PV | 0 | 0 | 0 | 0 | 0 | 0
PeakG | 0.49 | 1.49 | 1.76 | 1.66 | 1.96 | 3.31
PeakO | 0 | 0 | 0 | 0 | 0 | 0
ST | 0 | 0 | 0 | 0 | 0 | 0
STOG | 12.01 | 22.51 | 27.16 | 27.17 | 33.4 | 41.64
STWD | 0 | 0 | 0 | 0 | 0 | 0
WT | 0 | 0 | 0 | 0 | 0 | 0
IGCC | 0 | 0 | 0 | 0 | 0 | 0
DemandResponse | 0 | 0 | 0 | 0 | 0 | 0
IGCC-CCS | 0 | 0 | 0 | 0 | 0 | 0
WT_off | 0 | 0 | 0 | 0 | 0 | 0
PseudoUnit | 0 | 0 | 0 | 0 | 0 | 0
FixedInterchange | 0 | 0 | 0 | 0 | 0 | 0
Total Fuel Consumption by Reporting Type: PJM_E
ReportingType | 2015 | 2020 | 2025 | 2030 | 2035 | 2040
BM | 1.84 | 2.91 | 2.91 | 2.91 | 2.91 | 2.91
CC | 167.04 | 324.88 | 328.44 | 286.61 | 338.39 | 382.07
CSP | 0 | 0 | 0 | 0 | 0 | 0
CT | 0 | 0.01 | 0.01 | 0.06 | 0.06 | 1.21
Coal | 4.74 | 5.43 | 8.24 | 13.43 | 22.51 | 28.85
Geo | 0 | 0 | 0 | 0 | 0 | 0
H | 0 | 0 | 0 | 0 | 0 | 0
LFG | 0.98 | 15.28 | 15.28 | 15.28 | 15.28 | 15.28
Nuc | 702.72 | 651.97 | 651.97 | 651.97 | 468.33 | 371.38
PS | 0 | 0 | 0 | 0 | 0 | 0
PV | 0 | 0 | 0 | 0 | 0 | 0
PeakG | 0 | 0.87 | 5.23 | 5.23 | 7.39 | 3.92
PeakO | 0 | 0 | 0 | 0 | 0 | 0
ST | 0 | 0 | 0 | 0 | 0 | 0
STOG | 0.96 | 5.76 | 9.03 | 9.98 | 11.24 | 9.19
STWD | 0 | 0 | 0 | 0 | 0 | 0
WT | 0 | 0 | 0 | 0 | 0 | 0
IGCC | 0 | 0 | 0 | 0 | 0 | 0
DemandResponse | 0 | 0 | 0 | 0 | 0 | 0
IGCC-CCS | 0 | 0 | 0 | 0 | 0 | 0
WT_off | 0 | 0 | 0 | 0 | 0 | 0
PseudoUnit | 0 | 0 | 0 | 0 | 0 | 0
FixedInterchange | 0 | 0 | 0 | 0 | 0 | 0
Total Fuel Consumption by Reporting Type: PJM_ROM
ReportingType | 2015 | 2020 | 2025 | 2030 | 2035 | 2040
BM | 0.95 | 1.75 | 1.75 | 1.75 | 1.75 | 1.75
CC | 106.6 | 171.21 | 169.81 | 149.93 | 276.69 | 884.61
CSP | 0 | 0 | 0 | 0 | 0 | 0
CT | 0 | 0.01 | 0.03 | 0.03 | 0.03 | 0.02
Coal | 499.74 | 565.58 | 580.32 | 608.33 | 608.33 | 608.33
Geo | 0 | 0 | 0 | 0 | 0 | 0
H | 0 | 0 | 0 | 0 | 0 | 0
LFG | 2.04 | 30.56 | 30.56 | 30.56 | 30.56 | 30.56
Nuc | 420.79 | 420.79 | 420.79 | 420.79 | 276.07 | 200.95
PS | 0 | 0 | 0 | 0 | 0 | 0
PV | 0 | 0 | 0 | 0 | 0 | 0
PeakG | 0 | 0.55 | 0.55 | 0.55 | 3.38 | 1.61
PeakO | 0 | 0 | 0 | 0 | 0 | 0
ST | 0 | 0 | 0 | 0 | 0 | 0
STOG | 7.33 | 10.5 | 14.66 | 14.3 | 15.61 | 15.04
STWD | 2.41 | 5.38 | 5.38 | 5.38 | 5.38 | 5.38
WT | 0 | 0 | 0 | 0.02 | 0.02 | 0.02
IGCC | 0 | 0 | 0 | 0 | 0 | 0
DemandResponse | 0 | 0 | 0 | 0 | 0 | 0
IGCC-CCS | 0 | 0 | 0 | 0 | 0 | 0
WT_off | 0 | 0 | 0 | 0 | 0 | 0
PseudoUnit | 0 | 0 | 0 | 0 | 0 | 0
FixedInterchange | 0 | 0 | 0 | 0 | 0 | 0
Total Fuel Consumption by Reporting Type: PJM_ROR
ReportingType | 2015 | 2020 | 2025 | 2030 | 2035 | 2040
BM | 0.97 | 3.48 | 4.66 | 11.88 | 21.25 | 15.81
CC | 509.71 | 500.94 | 483.21 | 674.8 | 1111.46 | 908.72
CSP | 0 | 0 | 0 | 0 | 0 | 0
CT | 0.06 | 0.06 | 0.06 | 0.06 | 0.06 | 0.06
Coal | 3404.98 | 2914.6 | 2995.59 | 3019.72 | 3046.89 | 3064.47
Geo | 0 | 0 | 0 | 0 | 0 | 0
H | 0 | 0 | 0 | 0 | 0 | 0
LFG | 6.18 | 6.18 | 61.46 | 61.46 | 61.46 | 61.46
Nuc | 1644.81 | 1644.81 | 1644.81 | 1573.64 | 1222.73 | 821.9
PS | 0 | 0 | 0 | 0 | 0 | 0
PV | 0 | 0 | 0 | 0 | 0 | 0
PeakG | 14.71 | 14.1 | 16.93 | 17.43 | 13.27 | 13.47
PeakO | 0 | 0 | 0 | 0 | 0 | 0
ST | 0 | 0 | 0 | 0 | 0 | 0
STOG | 8.36 | 8.87 | 9.2 | 9.23 | 8.92 | 8.87
STWD | 0.43 | 7.12 | 13.33 | 15.91 | 15.91 | 15.91
WT | 0.03 | 0.03 | 0.03 | 0.03 | 0.03 | 0.03
IGCC | 0 | 0 | 0 | 0 | 0 | 0
DemandResponse | 0 | 0 | 0 | 0 | 0 | 0
IGCC-CCS | 0 | 0 | 0 | 0 | 0 | 0
WT_off | 0 | 0 | 0 | 0 | 0 | 0
PseudoUnit | 0 | 0 | 0 | 0 | 0 | 0
FixedInterchange | 0 | 0 | 0 | 0 | 0 | 0
Total Fuel Consumption by Reporting Type: SOCO
ReportingType | 2015 | 2020 | 2025 | 2030 | 2035 | 2040
BM | 0 | 0 | 0.3 | 0.3 | 0.5 | 0.5
CC | 819.71 | 831.22 | 739.85 | 798.55 | 749.78 | 710.3
CSP | 0 | 0 | 0 | 0 | 0 | 0
CT | 0 | 0 | 0 | 0 | 0 | 0
Coal | 1000.79 | 1032.42 | 1256.78 | 1281.37 | 1469.73 | 1852.97
Geo | 0 | 0 | 0 | 0 | 0 | 0
H | 0 | 0 | 0 | 0 | 0 | 0
LFG | 0 | 0 | 11.56 | 11.56 | 11.56 | 11.56
Nuc | 494.38 | 673.18 | 673.18 | 673.18 | 673.18 | 449.31
PS | 0 | 0 | 0 | 0 | 0 | 0
PV | 0 | 0 | 0 | 0 | 0 | 0
PeakG | 5.54 | 13 | 24.59 | 22.51 | 22.06 | 19.52
PeakO | 0 | 0 | 0 | 0 | 0 | 0
ST | 0 | 0 | 0 | 0 | 0 | 0
STOG | 0 | 0 | 0 | 0 | 0 | 0
STWD | 0 | 0 | 0 | 0 | 0 | 0
WT | 0 | 0 | 0 | 0 | 0 | 0
IGCC | 0 | 0 | 0 | 0 | 0 | 0
DemandResponse | 0 | 0 | 0 | 0 | 0 | 0
IGCC-CCS | 0 | 0 | 0 | 0 | 0 | 0
WT_off | 0 | 0 | 0 | 0 | 0 | 0
PseudoUnit | 0 | 0 | 0 | 0 | 0 | 0
FixedInterchange | 0 | 0 | 0 | 0 | 0 | 0
Total Fuel Consumption by Reporting Type: SPP_N
ReportingType | 2015 | 2020 | 2025 | 2030 | 2035 | 2040
BM | 0 | 0 | 0 | 0 | 0 | 0
CC | 65.74 | 127.6 | 121.62 | 129.88 | 79.18 | 57.81
CSP | 0 | 0 | 0 | 0 | 0 | 0
CT | 0 | 0 | 0 | 0 | 0 | 0
Coal | 647.03 | 610.59 | 615.29 | 615.29 | 615.29 | 691.36
Geo | 0 | 0 | 0 | 0 | 0 | 0
H | 0 | 0 | 0 | 0 | 0 | 0
LFG | 0 | 0 | 10.22 | 10.22 | 10.22 | 10.22
Nuc | 93.19 | 93.19 | 93.19 | 93.19 | 93.19 | 93.19
PS | 0 | 0 | 0 | 0 | 0 | 0
PV | 0 | 0 | 0 | 0 | 0 | 0
PeakG | 0.75 | 0.76 | 1.81 | 3.22 | 4.28 | 2.53
PeakO | 0 | 0 | 0 | 0 | 0 | 0
ST | 0 | 0 | 0 | 0 | 0 | 0
STOG | 5.5 | 5.2 | 6.84 | 7.55 | 7.44 | 6.84
STWD | 0 | 0 | 0 | 0 | 0 | 0
WT | 0 | 0 | 0 | 0.01 | 0.01 | 0.01
IGCC | 0 | 0 | 0 | 0 | 0 | 0
DemandResponse | 0 | 0 | 0 | 0 | 0 | 0
IGCC-CCS | 0 | 0 | 0 | 0 | 0 | 0
WT_off | 0 | 0 | 0 | 0 | 0 | 0
PseudoUnit | 0 | 0 | 0 | 0 | 0 | 0
FixedInterchange | 0 | 0 | 0 | 0 | 0 | 0
Total Fuel Consumption by Reporting Type: SPP_S
ReportingType | 2015 | 2020 | 2025 | 2030 | 2035 | 2040
BM | 0 | 0 | 0 | 0 | 0 | 0
CC | 307.67 | 399.91 | 347.19 | 397.74 | 189.71 | 187.58
CSP | 0 | 0 | 0 | 0 | 0 | 0
CT | 0 | 0.75 | 1.51 | 0.81 | 0 | 0
Coal | 869.6 | 773.14 | 920.56 | 943.82 | 944.21 | 944.83
Geo | 0 | 0 | 0 | 0 | 0 | 0
H | 0 | 0 | 0 | 0 | 0 | 0
LFG | 0 | 0 | 0 | 10.22 | 10.22 | 10.22
Nuc | 0 | 0 | 0 | 0 | 0 | 0
PS | 0 | 0 | 0 | 0 | 0 | 0
PV | 0 | 0 | 0 | 0 | 0 | 0
PeakG | 0 | 0.1 | 1.39 | 0.4 | 0 | 0
PeakO | 0 | 0 | 0 | 0 | 0 | 0
ST | 0 | 0 | 0 | 0 | 0 | 0
STOG | 24.83 | 27.8 | 30.71 | 28.39 | 12.59 | 15.88
STWD | 0 | 0 | 0 | 0 | 0 | 0
WT | 0.01 | 0.02 | 0.02 | 0.02 | 0.07 | 0.08
IGCC | 0 | 0 | 0 | 0 | 0 | 0
DemandResponse | 0 | 0 | 0 | 0 | 0 | 0
IGCC-CCS | 0 | 0 | 0 | 0 | 0 | 0
WT_off | 0 | 0 | 0 | 0 | 0 | 0
PseudoUnit | 0 | 0 | 0 | 0 | 0 | 0
FixedInterchange | 0 | 0 | 0 | 0 | 0 | 0
Total Fuel Consumption by Reporting Type: TVA
ReportingType | 2015 | 2020 | 2025 | 2030 | 2035 | 2040
BM | 0 | 0 | 0 | 0 | 0 | 0
CC | 140.21 | 216.42 | 217.6 | 239.13 | 210.72 | 183.35
CSP | 0 | 0 | 0 | 0 | 0 | 0
CT | 0 | 2.03 | 3.87 | 4.01 | 2.52 | 4.02
Coal | 845.57 | 761.45 | 796.01 | 801.31 | 1053.78 | 1220.82
Geo | 0 | 0 | 0 | 0 | 0 | 0
H | 0 | 0 | 0 | 0 | 0 | 0
LFG | 0 | 0 | 11.56 | 11.56 | 11.56 | 11.56
Nuc | 676.63 | 676.63 | 676.63 | 676.63 | 474.42 | 371.5
PS | 0 | 0 | 0 | 0 | 0 | 0
PV | 0 | 0 | 0 | 0 | 0 | 0
PeakG | 0 | 0 | 0.45 | 0.44 | 0.41 | 0.41
PeakO | 0 | 0 | 0 | 0 | 0 | 0
ST | 0 | 0 | 0 | 0 | 0 | 0
STOG | 0 | 0 | 0 | 0 | 0 | 0
STWD | 0 | 0 | 0 | 0 | 0.02 | 0.02
WT | 0 | 0 | 0 | 0 | 0 | 0
IGCC | 0 | 0 | 0 | 0 | 0 | 0
DemandResponse | 0 | 0 | 0 | 0 | 0 | 0
IGCC-CCS | 0 | 0 | 0 | 0 | 0 | 0
WT_off | 0 | 0 | 0 | 0 | 0 | 0
PseudoUnit | 0 | 0 | 0 | 0 | 0 | 0
FixedInterchange | 0 | 0 | 0 | 0 | 0 | 0
Total Fuel Consumption by Reporting Type: TVA_Transmission
ReportingType | 2015 | 2020 | 2025 | 2030 | 2035 | 2040
BM | 0 | 0 | 0 | 0 | 0 | 0
CC | 0 | 0 | 0 | 0 | 0 | 0
CSP | 0 | 0 | 0 | 0 | 0 | 0
CT | 0 | 0 | 0 | 0 | 0 | 0
Coal | 0 | 0 | 0 | 0 | 0 | 0
Geo | 0 | 0 | 0 | 0 | 0 | 0
H | 0 | 0 | 0 | 0 | 0 | 0
LFG | 0 | 0 | 0 | 0 | 0 | 0
Nuc | 0 | 0 | 0 | 0 | 0 | 0
PS | 0 | 0 | 0 | 0 | 0 | 0
PV | 0 | 0 | 0 | 0 | 0 | 0
PeakG | 0 | 0 | 0 | 0 | 0 | 0
PeakO | 0 | 0 | 0 | 0 | 0 | 0
ST | 0 | 0 | 0 | 0 | 0 | 0
STOG | 0 | 0 | 0 | 0 | 0 | 0
STWD | 0 | 0 | 0 | 0 | 0 | 0
WT | 0 | 0 | 0 | 0 | 0 | 0
IGCC | 0 | 0 | 0 | 0 | 0 | 0
DemandResponse | 0 | 0 | 0 | 0 | 0 | 0
IGCC-CCS | 0 | 0 | 0 | 0 | 0 | 0
WT_off | 0 | 0 | 0 | 0 | 0 | 0
PseudoUnit | 0 | 0 | 0 | 0 | 0 | 0
FixedInterchange | 0 | 0 | 0 | 0 | 0 | 0
Total Fuel Consumption by Reporting Type: VACAR
ReportingType | 2015 | 2020 | 2025 | 2030 | 2035 | 2040
BM | 0.09 | 33.8 | 98.97 | 110.16 | 119.35 | 133.04
CC | 387.67 | 427.9 | 378.19 | 397.13 | 559.36 | 758.13
CSP | 0 | 0 | 0 | 0 | 0 | 0
CT | 0.8 | 0.8 | 1.4 | 1.12 | 4.28 | 4.02
Coal | 792.88 | 747.36 | 937.14 | 1016.57 | 1099.56 | 1113.22
Geo | 0 | 0 | 0 | 0 | 0 | 0
H | 0 | 0 | 0 | 0 | 0 | 0
LFG | 0.04 | 11.56 | 11.56 | 11.56 | 11.56 | 11.56
Nuc | 910.72 | 1100.09 | 1100.09 | 1100.09 | 841.29 | 693.25
PS | 0 | 0 | 0 | 0 | 0 | 0
PV | 0 | 0 | 0 | 0 | 0 | 0
PeakG | 1.28 | 2.15 | 3.95 | 3.81 | 4.48 | 4.38
PeakO | 0 | 0 | 0 | 0 | 0 | 0
ST | 0 | 0 | 0 | 0 | 0 | 0
STOG | 0 | 0 | 0.01 | 0.01 | 0 | 0.01
STWD | 24.47 | 24.47 | 15.46 | 17.99 | 24.47 | 24.47
WT | 0 | 0.01 | 0.01 | 0.01 | 0.01 | 0.01
IGCC | 0 | 0 | 0 | 0 | 0 | 0
DemandResponse | 0 | 0 | 0 | 0 | 0 | 0
IGCC-CCS | 0 | 0 | 0 | 0 | 0 | 0
WT_off | 0 | 0 | 0 | 0 | 0 | 0
PseudoUnit | 0 | 0 | 0 | 0 | 0 | 0
FixedInterchange | 0 | 0 | 0 | 0 | 0 | 0
Total Fuel Consumption by Reporting Type: IESO
ReportingType | 2015 | 2020 | 2025 | 2030 | 2035 | 2040
BM | 0 | 0 | 0 | 0 | 0 | 0.04
CC | 6.45 | 10.22 | 16.2 | 17.07 | 78.48 | 200
CSP | 0 | 0 | 0 | 0 | 0 | 0
CT | 0 | 0 | 0 | 0.04 | 0.43 | 1.58
Coal | 0 | 0 | 0 | 0 | 0 | 0
Geo | 0 | 0 | 0 | 0 | 0 | 0
H | 0 | 0 | 0 | 0 | 0 | 0
LFG | 1.56 | 1.56 | 1.56 | 1.56 | 1.61 | 1.61
Nuc | 1064.72 | 1064.72 | 1064.72 | 1064.72 | 980.48 | 854.53
PS | 0 | 0 | 0 | 0 | 0 | 0
PV | 0 | 0 | 0 | 0 | 0 | 0
PeakG | 0 | 0 | 0 | 0 | 0.05 | 0.17
PeakO | 0 | 0 | 0 | 0 | 0 | 0
ST | 0 | 0 | 0 | 0 | 0 | 0
STOG | 0 | 0 | 0 | 0 | 0 | 0
STWD | 0 | 0 | 0 | 0 | 0 | 0
WT | 0.01 | 0.01 | 0.01 | 0.01 | 0 | 0
IGCC | 0 | 0 | 0 | 0 | 0 | 0
DemandResponse | 0 | 0 | 0 | 0 | 0 | 0
IGCC-CCS | 0 | 0 | 0 | 0 | 0 | 0
WT_off | 0 | 0 | 0 | 0 | 0 | 0
PseudoUnit | 0 | 0 | 0 | 0 | 0 | 0
FixedInterchange | 0 | 0 | 0 | 0 | 0 | 0
Total Fuel Consumption by Reporting Type: MAPP_CA
ReportingType | 2015 | 2020 | 2025 | 2030 | 2035 | 2040
BM | 0 | 0 | 0 | 0 | 0 | 0
CC | 67.6 | 89.49 | 92.84 | 109.42 | 130.47 | 122.71
CSP | 0 | 0 | 0 | 0 | 0 | 0
CT | 0 | 0 | 0 | 0 | 0 | 0.15
Coal | 1.11 | 2.34 | 5.65 | 20.92 | 38.65 | 43.95
Geo | 0 | 0 | 0 | 0 | 0 | 0
H | 0 | 0 | 0 | 0 | 0 | 0
LFG | 0 | 0 | 0 | 0 | 0 | 0
Nuc | 0 | 0 | 0 | 0 | 0 | 0
PS | 0 | 0 | 0 | 0 | 0 | 0
PV | 0 | 0 | 0 | 0 | 0 | 0
PeakG | 0 | 0 | 0.01 | 0 | 0 | 0
PeakO | 0 | 0 | 0 | 0 | 0 | 0
ST | 0 | 0 | 0 | 0 | 0 | 0
STOG | 0 | 0 | 0 | 0 | 0 | 0
STWD | 0 | 0 | 0 | 0 | 0 | 0
WT | 0 | 0 | 0 | 0 | 0 | 0
IGCC | 0 | 0 | 0 | 0 | 0 | 0
DemandResponse | 0 | 0 | 0 | 0 | 0 | 0
IGCC-CCS | 0 | 0 | 0 | 0 | 0 | 0
WT_off | 0 | 0 | 0 | 0 | 0 | 0
PseudoUnit | 0 | 0 | 0 | 0 | 0 | 0
FixedInterchange | 0 | 0 | 0 | 0 | 0 | 0
Total Fuel Consumption by Reporting Type: AZ_NM_SNV_Coal
ReportingType | 2015 | 2020 | 2025 | 2030 | 2035 | 2040
BM | 0 | 0 | 0 | 0 | 0 | 0
CC | 0 | 0 | 0 | 0 | 0 | 0
CSP | 0 | 0 | 0 | 0 | 0 | 0
CT | 0 | 0 | 0 | 0 | 0 | 0
Coal | 724.17 | 775.36 | 775.36 | 775.36 | 821.2 | 1293.88
Geo | 0 | 0 | 0 | 0 | 0 | 0
H | 0 | 0 | 0 | 0 | 0 | 0
LFG | 0 | 0 | 0 | 0 | 0 | 0
Nuc | 0 | 0 | 0 | 0 | 0 | 0
PS | 0 | 0 | 0 | 0 | 0 | 0
PV | 0 | 0 | 0 | 0 | 0 | 0
PeakG | 0 | 0 | 0 | 0 | 0 | 0
PeakO | 0 | 0 | 0 | 0 | 0 | 0
ST | 0 | 0 | 0 | 0 | 0 | 0
STOG | 0 | 0 | 0 | 0 | 0 | 0
STWD | 0 | 0 | 0 | 0 | 0 | 0
WT | 0 | 0 | 0 | 0 | 0 | 0
IGCC | 0 | 0 | 0 | 0 | 0 | 0
DemandResponse | 0 | 0 | 0 | 0 | 0 | 0
IGCC-CCS | 0 | 0 | 0 | 0 | 0 | 0
WT_off | 0 | 0 | 0 | 0 | 0 | 0
PseudoUnit | 0 | 0 | 0 | 0 | 0 | 0
FixedInterchange | 0 | 0 | 0 | 0 | 0 | 0
Total Fuel Consumption by Reporting Type: AZ_NM_SNV_Gas
ReportingType | 2015 | 2020 | 2025 | 2030 | 2035 | 2040
BM | 0 | 0 | 0 | 0 | 0 | 0
CC | 753.04 | 827.78 | 850.22 | 985.36 | 1109.87 | 1028.58
CSP | 0 | 0 | 0 | 0 | 0 | 0
CT | 0 | 0 | 0.82 | 1.56 | 0 | 0
Coal | 0 | 0 | 0 | 0 | 0 | 0
Geo | 0 | 0 | 0 | 0 | 0 | 0
H | 0 | 0 | 0 | 0 | 0 | 0
LFG | 0 | 0 | 0 | 0 | 0 | 0
Nuc | 0 | 0 | 0 | 0 | 0 | 0
PS | 0 | 0 | 0 | 0 | 0 | 0
PV | 0 | 0 | 0 | 0 | 0 | 0
PeakG | 0 | 0 | 2.98 | 4.92 | 6.89 | 0
PeakO | 0 | 0 | 0 | 0 | 0 | 0
ST | 0 | 0 | 0 | 0 | 0 | 0
STOG | 0 | 0 | 0 | 0 | 0 | 0
STWD | 0 | 0 | 0 | 0 | 0 | 0
WT | 0 | 0 | 0 | 0 | 0 | 0
IGCC | 0 | 0 | 0 | 0 | 0 | 0
DemandResponse | 0 | 0 | 0 | 0 | 0 | 0
IGCC-CCS | 0 | 0 | 0 | 0 | 0 | 0
WT_off | 0 | 0 | 0 | 0 | 0 | 0
PseudoUnit | 0 | 0 | 0 | 0 | 0 | 0
FixedInterchange | 0 | 0 | 0 | 0 | 0 | 0
Total Fuel Consumption by Reporting Type: AZ_NM_SNV_NucRenew
ReportingType | 2015 | 2020 | 2025 | 2030 | 2035 | 2040
BM | 0 | 0 | 0 | 0 | 0 | 0
CC | 0 | 0 | 0 | 0 | 0 | 0
CSP | 0 | 0 | 0 | 0 | 0 | 0
CT | 0 | 0 | 0 | 0 | 0 | 0
Coal | 0 | 0 | 0 | 0 | 0 | 0
Geo | 0 | 0 | 0.01 | 0.01 | 0.01 | 0.01
H | 0 | 0 | 0 | 0 | 0 | 0
LFG | 0 | 6.53 | 6.53 | 6.53 | 6.53 | 6.53
Nuc | 317.72 | 317.72 | 317.72 | 317.72 | 317.72 | 317.72
PS | 0 | 0 | 0 | 0 | 0 | 0
PV | 0 | 0 | 0 | 0 | 0 | 0
PeakG | 0 | 0 | 0 | 0 | 0 | 0
PeakO | 0 | 0 | 0 | 0 | 0 | 0
ST | 0 | 0 | 0 | 0 | 0 | 0
STOG | 0 | 0 | 0 | 0 | 0 | 0
STWD | 1.77 | 1.77 | 0.17 | 1.59 | 1.59 | 1.59
WT | 0 | 0.03 | 0.03 | 0.03 | 0.03 | 0.03
IGCC | 0 | 0 | 0 | 0 | 0 | 0
DemandResponse | 0 | 0 | 0 | 0 | 0 | 0
IGCC-CCS | 0 | 0 | 0 | 0 | 0 | 0
WT_off | 0 | 0 | 0 | 0 | 0 | 0
PseudoUnit | 0 | 0 | 0 | 0 | 0 | 0
FixedInterchange | 0 | 0 | 0 | 0 | 0 | 0
Total Fuel Consumption by Reporting Type: ERCOT
ReportingType | 2015 | 2020 | 2025 | 2030 | 2035 | 2040
BM | 0 | 0 | 0.06 | 0.22 | 1.28 | 1.28
CC | 1183.66 | 1229.03 | 1153.01 | 1206.71 | 1280.49 | 1273.36
CSP | 0 | 0 | 0 | 0 | 0 | 0
CT | 0 | 0.05 | 0.26 | 0.09 | 0.09 | 0.09
Coal | 1057.77 | 1235.86 | 1481.07 | 1481.07 | 1481.07 | 1481.07
Geo | 0 | 0 | 0 | 0 | 0 | 0
H | 0 | 0 | 0 | 0 | 0 | 0
LFG | 0 | 0 | 0 | 38.09 | 38.09 | 38.09
Nuc | 422.69 | 422.69 | 422.69 | 422.69 | 422.69 | 422.69
PS | 0 | 0 | 0 | 0 | 0 | 0
PV | 0 | 0 | 0 | 0 | 0 | 0
PeakG | 0 | 0.14 | 1.15 | 1.15 | 0.82 | 0.51
PeakO | 0 | 0 | 0 | 0 | 0 | 0
ST | 0 | 0 | 0 | 0 | 0 | 0
STOG | 39.7 | 52.85 | 72.84 | 68.13 | 62.81 | 53.24
STWD | 0 | 0 | 0 | 0 | 0 | 0
WT | 0.03 | 0.03 | 0.03 | 0.03 | 0.03 | 0.04
IGCC | 0 | 0 | 0 | 0 | 0 | 0
DemandResponse | 0 | 0 | 0 | 0 | 0 | 0
IGCC-CCS | 0 | 0 | 0 | 0 | 0 | 0
WT_off | 0 | 0 | 0 | 0 | 0 | 0
PseudoUnit | 0 | 0 | 0 | 0 | 0 | 0
FixedInterchange | 0 | 0 | 0 | 0 | 0 | 0
Total Fuel Consumption by Reporting Type: NP15
ReportingType | 2015 | 2020 | 2025 | 2030 | 2035 | 2040
BM | 0 | 0 | 0 | 0 | 0 | 0
CC | 276.05 | 193.3 | 246.58 | 150.65 | 100.51 | 59.96
CSP | 0 | 0 | 0 | 0 | 0 | 0
CT | 0 | 0 | 0 | 0 | 0 | 0
Coal | 2.5 | 0 | 0 | 0 | 0 | 0
Geo | 0.01 | 0.01 | 0.01 | 0.01 | 0.01 | 0.01
H | 0 | 0 | 0 | 0 | 0 | 0
LFG | 0 | 60.8 | 60.8 | 60.8 | 60.8 | 60.8
Nuc | 187.74 | 187.74 | 187.74 | 187.74 | 187.74 | 187.74
PS | 0 | 0 | 0 | 0 | 0 | 0
PV | 0 | 0 | 0 | 0 | 0 | 0
PeakG | 0 | 0 | 0 | 0 | 0 | 0.25
PeakO | 0 | 0 | 0 | 0 | 0 | 0
ST | 0 | 0 | 0 | 0 | 0 | 0
STOG | 1.32 | 0.97 | 1.97 | 2.7 | 1.95 | 3.44
STWD | 37.44 | 37.44 | 0.05 | 21.87 | 22.06 | 22.83
WT | 0 | 0.01 | 0.01 | 0.01 | 0.01 | 0.01
IGCC | 0 | 0 | 0 | 0 | 0 | 0
DemandResponse | 0 | 0 | 0 | 0 | 0 | 0
IGCC-CCS | 0 | 0 | 0 | 0 | 0 | 0
WT_off | 0 | 0 | 0 | 0 | 0 | 0
PseudoUnit | 0 | 0 | 0 | 0 | 0 | 0
FixedInterchange | 0 | 0 | 0 | 0 | 0 | 0
Total Fuel Consumption by Reporting Type: NWPP_Coal
ReportingType | 2015 | 2020 | 2025 | 2030 | 2035 | 2040
BM | 0 | 0 | 0 | 0 | 0 | 0
CC | 0 | 0 | 0 | 0 | 0 | 0
CSP | 0 | 0 | 0 | 0 | 0 | 0
CT | 0 | 0 | 0 | 0 | 0 | 0
Coal | 972.11 | 972.01 | 972.01 | 972.01 | 972.01 | 972.01
Geo | 0 | 0 | 0 | 0 | 0 | 0
H | 0 | 0 | 0 | 0 | 0 | 0
LFG | 0 | 0 | 0 | 0 | 0 | 0
Nuc | 0 | 0 | 0 | 0 | 0 | 0
PS | 0 | 0 | 0 | 0 | 0 | 0
PV | 0 | 0 | 0 | 0 | 0 | 0
PeakG | 0 | 0 | 0 | 0 | 0 | 0
PeakO | 0 | 0 | 0 | 0 | 0 | 0
ST | 0 | 0 | 0 | 0 | 0 | 0
STOG | 0 | 0 | 0 | 0 | 0 | 0
STWD | 0 | 0 | 0 | 0 | 0 | 0
WT | 0 | 0 | 0 | 0 | 0 | 0
IGCC | 0 | 0 | 0 | 0 | 0 | 0
DemandResponse | 0 | 0 | 0 | 0 | 0 | 0
IGCC-CCS | 0 | 0 | 0 | 0 | 0 | 0
WT_off | 0 | 0 | 0 | 0 | 0 | 0
PseudoUnit | 0 | 0 | 0 | 0 | 0 | 0
FixedInterchange | 0 | 0 | 0 | 0 | 0 | 0
Total Fuel Consumption by Reporting Type: NWPP_Gas
ReportingType | 2015 | 2020 | 2025 | 2030 | 2035 | 2040
BM | 0 | 0 | 0 | 0 | 0 | 0
CC | 362.19 | 362.19 | 369.65 | 608.38 | 769.92 | 804.43
CSP | 0 | 0 | 0 | 0 | 0 | 0
CT | 0 | 0 | 0 | 0 | 0 | 0
Coal | 0 | 0 | 0 | 0 | 0.02 | 66.88
Geo | 0 | 0 | 0 | 0 | 0 | 0
H | 0 | 0 | 0 | 0 | 0 | 0
LFG | 0 | 0 | 0 | 0 | 0 | 0
Nuc | 0 | 0 | 0 | 0 | 0 | 0
PS | 0 | 0 | 0 | 0 | 0 | 0
PV | 0 | 0 | 0 | 0 | 0 | 0
PeakG | 0 | 0 | 0 | 0 | 0 | 0
PeakO | 0 | 0 | 0 | 0 | 0 | 0
ST | 0 | 0 | 0 | 0 | 0 | 0
STOG | 0 | 0 | 0 | 0 | 0 | 0
STWD | 0 | 0 | 0 | 0 | 0 | 0
WT | 0 | 0 | 0 | 0 | 0 | 0
IGCC | 0 | 0 | 0 | 0 | 0 | 0
DemandResponse | 0 | 0 | 0 | 0 | 0 | 0
IGCC-CCS | 0 | 0 | 0 | 0 | 0 | 0
WT_off | 0 | 0 | 0 | 0 | 0 | 0
PseudoUnit | 0 | 0 | 0 | 0 | 0 | 0
FixedInterchange | 0 | 0 | 0 | 0 | 0 | 0
Total Fuel Consumption by Reporting Type: NWPP_NucRenew
ReportingType | 2015 | 2020 | 2025 | 2030 | 2035 | 2040
BM | 0 | 3.16 | 0 | 3.16 | 3.16 | 3.16
CC | 0 | 0 | 0 | 0 | 0 | 0
CSP | 0 | 0 | 0 | 0 | 0 | 0
CT | 0 | 0 | 0 | 0 | 0 | 0
Coal | 0 | 0 | 0 | 0 | 0 | 0
Geo | 0 | 0 | 0.01 | 0.01 | 0.01 | 0.01
H | 0 | 0 | 0 | 0 | 0 | 0
LFG | 2.74 | 4.29 | 29.05 | 29.05 | 29.05 | 29.05
Nuc | 88.66 | 88.66 | 88.66 | 88.66 | 88.66 | 88.66
PS | 0 | 0 | 0 | 0 | 0 | 0
PV | 0 | 0 | 0 | 0 | 0 | 0
PeakG | 0 | 0 | 0 | 0 | 0 | 0
PeakO | 0 | 0 | 0 | 0 | 0 | 0
ST | 0 | 0 | 0 | 0 | 0 | 0
STOG | 0 | 0 | 0 | 0 | 0 | 0
STWD | 0 | 0.01 | 0 | 2.24 | 2.24 | 2.24
WT | 0.02 | 0.02 | 0.02 | 0.02 | 0.02 | 0.02
IGCC | 0 | 0 | 0 | 0 | 0 | 0
DemandResponse | 0 | 0 | 0 | 0 | 0 | 0
IGCC-CCS | 0 | 0 | 0 | 0 | 0 | 0
WT_off | 0 | 0 | 0 | 0 | 0 | 0
PseudoUnit | 0 | 0 | 0 | 0 | 0 | 0
FixedInterchange | 0 | 0 | 0 | 0 | 0 | 0
Total Fuel Consumption by Reporting Type: RMPA
ReportingType | 2015 | 2020 | 2025 | 2030 | 2035 | 2040
BM | 0 | 0 | 0 | 0 | 0 | 0
CC | 54.41 | 68.69 | 32.15 | 32.28 | 23.4 | 18.88
CSP | 0 | 0 | 0 | 0 | 0 | 0
CT | 0 | 0 | 0 | 0 | 0 | 0
Coal | 576.7 | 563.71 | 537.06 | 545.41 | 636.33 | 719.16
Geo | 0 | 0 | 0.02 | 0.02 | 0.02 | 0.02
H | 0 | 0 | 0 | 0 | 0 | 0
LFG | 0.15 | 3.26 | 3.26 | 3.26 | 3.26 | 3.26
Nuc | 0 | 0 | 0 | 0 | 0 | 0
PS | 0 | 0 | 0 | 0 | 0 | 0
PV | 0 | 0 | 0 | 0 | 0 | 0
PeakG | 0.12 | 0.26 | 0.03 | 1.04 | 0.77 | 0.73
PeakO | 0 | 0 | 0 | 0 | 0 | 0
ST | 0 | 0 | 0 | 0 | 0 | 0
STOG | 0 | 0 | 0 | 0 | 0 | 0
STWD | 0 | 0 | 0 | 0 | 0 | 0
WT | 0.01 | 0.01 | 0.01 | 0.01 | 0.01 | 0.01
IGCC | 0 | 0 | 0 | 0 | 0 | 0
DemandResponse | 0 | 0 | 0 | 0 | 0 | 0
IGCC-CCS | 0 | 0 | 0 | 0 | 0 | 0
WT_off | 0 | 0 | 0 | 0 | 0 | 0
PseudoUnit | 0 | 0 | 0 | 0 | 0 | 0
FixedInterchange | 0 | 0 | 0 | 0 | 0 | 0
Total Fuel Consumption by Reporting Type: SP15
ReportingType | 2015 | 2020 | 2025 | 2030 | 2035 | 2040
BM | 0.58 | 0.58 | 0.02 | 0.52 | 0.42 | 0.42
CC | 277.34 | 133.06 | 144.96 | 132.1 | 113.15 | 77.82
CSP | 0 | 0 | 0 | 0 | 0 | 0
CT | 0 | 0 | 0 | 0 | 0 | 0
Coal | 8.42 | 8.42 | 8.42 | 5.17 | 0 | 0
Geo | 0.01 | 0.02 | 0.02 | 0.02 | 0.02 | 0.02
H | 0 | 0 | 0 | 0 | 0 | 0
LFG | 0.99 | 60.8 | 60.8 | 60.8 | 60.8 | 60.8
Nuc | 173.28 | 173.28 | 173.28 | 173.28 | 173.28 | 173.28
PS | 0 | 0 | 0 | 0 | 0 | 0
PV | 0 | 0 | 0 | 0 | 0 | 0
PeakG | 0 | 0 | 0 | 0 | 0 | 0
PeakO | 0 | 0 | 0 | 0 | 0 | 0
ST | 0 | 0 | 0 | 0 | 0 | 0
STOG | 2.29 | 2.39 | 0.71 | 1.89 | 4.14 | 5.74
STWD | 9.59 | 9.59 | 0.26 | 5.9 | 5.9 | 5.16
WT | 0.01 | 0.01 | 0.01 | 0.01 | 0.01 | 0.01
IGCC | 0 | 0 | 0 | 0 | 0 | 0
DemandResponse | 0 | 0 | 0 | 0 | 0 | 0
IGCC-CCS | 0 | 0 | 0 | 0 | 0 | 0
WT_off | 0 | 0 | 0 | 0 | 0 | 0
PseudoUnit | 0 | 0 | 0 | 0 | 0 | 0
FixedInterchange | 0 | 0 | 0 | 0 | 0 | 0
Total Fuel Consumption by Reporting Type: ALB
ReportingType | 2015 | 2020 | 2025 | 2030 | 2035 | 2040
BM | 0 | 0 | 0 | 0 | 0 | 0
CC | 138.72 | 178.09 | 205.29 | 246.36 | 280.67 | 320.06
CSP | 0 | 0 | 0 | 0 | 0 | 0
CT | 0 | 0 | 0 | 0 | 0 | 0
Coal | 470.15 | 470.15 | 470.15 | 470.15 | 470.15 | 470.15
Geo | 0 | 0 | 0 | 0 | 0 | 0
H | 0 | 0 | 0 | 0 | 0 | 0
LFG | 0 | 0 | 0 | 0 | 0 | 0
Nuc | 0 | 0 | 0 | 0 | 0 | 0
PS | 0 | 0 | 0 | 0 | 0 | 0
PV | 0 | 0 | 0 | 0 | 0 | 0
PeakG | 0 | 0 | 0 | 0 | 0 | 0
PeakO | 0 | 0 | 0 | 0 | 0 | 0
ST | 0 | 0 | 0 | 0 | 0 | 0
STOG | 0 | 0 | 0 | 0 | 0 | 0
STWD | 0 | 0 | 0 | 0 | 0 | 0
WT | 0 | 0 | 0 | 0 | 0 | 0
IGCC | 0 | 0 | 0 | 0 | 0 | 0
DemandResponse | 0 | 0 | 0 | 0 | 0 | 0
IGCC-CCS | 0 | 0 | 0 | 0 | 0 | 0
WT_off | 0 | 0 | 0 | 0 | 0 | 0
PseudoUnit | 0 | 0 | 0 | 0 | 0 | 0
FixedInterchange | 0 | 0 | 0 | 0 | 0 | 0
Total Fuel Consumption by Reporting Type: BC
ReportingType | 2015 | 2020 | 2025 | 2030 | 2035 | 2040
BM | 0 | 0 | 0 | 0 | 0 | 0
CC | 67.22 | 88.55 | 120.65 | 146.71 | 184.92 | 225.01
CSP | 0 | 0 | 0 | 0 | 0 | 0
CT | 0 | 0 | 0 | 0 | 0 | 0
Coal | 0 | 0 | 0 | 0 | 0 | 0
Geo | 0 | 0 | 0 | 0 | 0 | 0
H | 0 | 0 | 0 | 0 | 0 | 0
LFG | 0 | 0 | 0 | 0 | 0 | 0
Nuc | 0 | 0 | 0 | 0 | 0 | 0
PS | 0 | 0 | 0 | 0 | 0 | 0
PV | 0 | 0 | 0 | 0 | 0 | 0
PeakG | 0 | 0 | 0 | 0 | 0 | 0
PeakO | 0 | 0 | 0 | 0 | 0 | 0
ST | 0 | 0 | 0 | 0 | 0 | 0
STOG | 0 | 0 | 0 | 0 | 0 | 0
STWD | 0 | 0 | 0 | 0 | 0 | 0
WT | 0 | 0 | 0 | 0 | 0 | 0
IGCC | 0 | 0 | 0 | 0 | 0 | 0
DemandResponse | 0 | 0 | 0 | 0 | 0 | 0
IGCC-CCS | 0 | 0 | 0 | 0 | 0 | 0
WT_off | 0 | 0 | 0 | 0 | 0 | 0
PseudoUnit | 0 | 0 | 0 | 0 | 0 | 0
FixedInterchange | 0 | 0 | 0 | 0 | 0 | 0
Total Fuel Consumption by Reporting Type: HQ_IESO
ReportingType | 2015 | 2020 | 2025 | 2030 | 2035 | 2040
BM | 0 | 0 | 0 | 0 | 0 | 0
CC | 0 | 0 | 0 | 0 | 0 | 0
CSP | 0 | 0 | 0 | 0 | 0 | 0
CT | 0 | 0 | 0 | 0 | 0 | 0
Coal | 0 | 0 | 0 | 0 | 0 | 0
Geo | 0 | 0 | 0 | 0 | 0 | 0
H | 0 | 0 | 0 | 0 | 0 | 0
LFG | 0 | 0 | 0 | 0 | 0 | 0
Nuc | 0 | 0 | 0 | 0 | 0 | 0
PS | 0 | 0 | 0 | 0 | 0 | 0
PV | 0 | 0 | 0 | 0 | 0 | 0
PeakG | 0 | 0 | 0 | 0 | 0 | 0
PeakO | 0 | 0 | 0 | 0 | 0 | 0
ST | 0 | 0 | 0 | 0 | 0 | 0
STOG | 0 | 0 | 0 | 0 | 0 | 0
STWD | 0 | 0 | 0 | 0 | 0 | 0
WT | 0 | 0 | 0 | 0 | 0 | 0
IGCC | 0 | 0 | 0 | 0 | 0 | 0
DemandResponse | 0 | 0 | 0 | 0 | 0 | 0
IGCC-CCS | 0 | 0 | 0 | 0 | 0 | 0
WT_off | 0 | 0 | 0 | 0 | 0 | 0
PseudoUnit | 0 | 0 | 0 | 0 | 0 | 0
FixedInterchange | 0 | 0 | 0 | 0 | 0 | 0
Total Fuel Consumption by Reporting Type: HQ_NEISO
ReportingType | 2015 | 2020 | 2025 | 2030 | 2035 | 2040
BM | 0 | 0 | 0 | 0 | 0 | 0
CC | 0 | 0 | 0 | 0 | 0 | 0
CSP | 0 | 0 | 0 | 0 | 0 | 0
CT | 0 | 0 | 0 | 0 | 0 | 0
Coal | 0 | 0 | 0 | 0 | 0 | 0
Geo | 0 | 0 | 0 | 0 | 0 | 0
H | 0 | 0 | 0 | 0 | 0 | 0
LFG | 0 | 0 | 0 | 0 | 0 | 0
Nuc | 0 | 0 | 0 | 0 | 0 | 0
PS | 0 | 0 | 0 | 0 | 0 | 0
PV | 0 | 0 | 0 | 0 | 0 | 0
PeakG | 0 | 0 | 0 | 0 | 0 | 0
PeakO | 0 | 0 | 0 | 0 | 0 | 0
ST | 0 | 0 | 0 | 0 | 0 | 0
STOG | 0 | 0 | 0 | 0 | 0 | 0
STWD | 0 | 0 | 0 | 0 | 0 | 0
WT | 0 | 0 | 0 | 0 | 0 | 0
IGCC | 0 | 0 | 0 | 0 | 0 | 0
DemandResponse | 0 | 0 | 0 | 0 | 0 | 0
IGCC-CCS | 0 | 0 | 0 | 0 | 0 | 0
WT_off | 0 | 0 | 0 | 0 | 0 | 0
PseudoUnit | 0 | 0 | 0 | 0 | 0 | 0
FixedInterchange | 0.02 | 0.02 | 0.02 | 0.02 | 0.02 | 0.02
Total Fuel Consumption by Reporting Type: HQ_NY
ReportingType | 2015 | 2020 | 2025 | 2030 | 2035 | 2040
BM | 0 | 0 | 0 | 0 | 0 | 0
CC | 0 | 0 | 0 | 0 | 0 | 0
CSP | 0 | 0 | 0 | 0 | 0 | 0
CT | 0 | 0 | 0 | 0 | 0 | 0
Coal | 0 | 0 | 0 | 0 | 0 | 0
Geo | 0 | 0 | 0 | 0 | 0 | 0
H | 0 | 0 | 0 | 0 | 0 | 0
LFG | 0 | 0 | 0 | 0 | 0 | 0
Nuc | 0 | 0 | 0 | 0 | 0 | 0
PS | 0 | 0 | 0 | 0 | 0 | 0
PV | 0 | 0 | 0 | 0 | 0 | 0
PeakG | 0 | 0 | 0 | 0 | 0 | 0
PeakO | 0 | 0 | 0 | 0 | 0 | 0
ST | 0 | 0 | 0 | 0 | 0 | 0
STOG | 0 | 0 | 0 | 0 | 0 | 0
STWD | 0 | 0 | 0 | 0 | 0 | 0
WT | 0 | 0 | 0 | 0 | 0 | 0
IGCC | 0 | 0 | 0 | 0 | 0 | 0
DemandResponse | 0 | 0 | 0 | 0 | 0 | 0
IGCC-CCS | 0 | 0 | 0 | 0 | 0 | 0
WT_off | 0 | 0 | 0 | 0 | 0 | 0
PseudoUnit | 0 | 0 | 0 | 0 | 0 | 0
FixedInterchange | 0.01 | 0.01 | 0.01 | 0.01 | 0.01 | 0.01
Total Fuel Consumption by Reporting Type: MARITIMES
ReportingType | 2015 | 2020 | 2025 | 2030 | 2035 | 2040
BM | 0 | 0 | 0 | 0 | 0 | 0
CC | 0 | 0 | 0 | 0 | 0 | 0
CSP | 0 | 0 | 0 | 0 | 0 | 0
CT | 0 | 0 | 0 | 0 | 0 | 0
Coal | 0 | 0 | 0 | 0 | 0 | 0
Geo | 0 | 0 | 0 | 0 | 0 | 0
H | 0 | 0 | 0 | 0 | 0 | 0
LFG | 0 | 0 | 0 | 0 | 0 | 0
Nuc | 0 | 0 | 0 | 0 | 0 | 0
PS | 0 | 0 | 0 | 0 | 0 | 0
PV | 0 | 0 | 0 | 0 | 0 | 0
PeakG | 0 | 0 | 0 | 0 | 0 | 0
PeakO | 0 | 0 | 0 | 0 | 0 | 0
ST | 0 | 0 | 0 | 0 | 0 | 0
STOG | 0 | 0 | 0 | 0 | 0 | 0
STWD | 0 | 0 | 0 | 0 | 0 | 0
WT | 0 | 0 | 0 | 0 | 0 | 0
IGCC | 0 | 0 | 0 | 0 | 0 | 0
DemandResponse | 0 | 0 | 0 | 0 | 0 | 0
IGCC-CCS | 0 | 0 | 0 | 0 | 0 | 0
WT_off | 0 | 0 | 0 | 0 | 0 | 0
PseudoUnit | 0 | 0 | 0 | 0 | 0 | 0
FixedInterchange | 0.01 | 0.01 | 0.01 | 0.01 | 0.01 | 0.01
Total Fuel Consumption by Reporting Type: All
ReportingType | 2015 | 2020 | 2025 | 2030 | 2035 | 2040
BM | 28.9 | 70.16 | 115.64 | 138.06 | 158.92 | 166.68
CC | 8220.35 | 9267.48 | 9030.04 | 9882.55 | 11369.88 | 12263.74
CSP | 0 | 0 | 0 | 0 | 0 | 0
CT | 10 | 17.36 | 22.34 | 26.94 | 35.86 | 40.65
Coal | 17827.76 | 16906.18 | 18283.5 | 18682.47 | 19813.81 | 21698.25
Geo | 0.02 | 0.04 | 0.07 | 0.07 | 0.07 | 0.07
H | 0 | 0 | 0 | 0 | 0 | 0
LFG | 20.69 | 230.83 | 468.63 | 546.48 | 546.54 | 546.54
Nuc | 9611.91 | 9929.34 | 9929.34 | 9808.23 | 7627.8 | 6006.6
PS | 0 | 0 | 0 | 0 | 0 | 0
PV | 0 | 0.01 | 0.01 | 0.01 | 0.01 | 0.01
PeakG | 37.85 | 47.94 | 83.55 | 81.86 | 85.13 | 67.39
PeakO | 0 | 0 | 0 | 0 | 0 | 0
ST | 0 | 0.01 | 0.01 | 0.01 | 0.01 | 0.01
STOG | 153.07 | 187.67 | 223.05 | 217.22 | 203.27 | 196.37
STWD | 126.41 | 109.17 | 42.75 | 96.33 | 103.95 | 106.34
WT | 0.18 | 0.25 | 0.27 | 0.29 | 0.35 | 0.37
IGCC | 40.45 | 40.45 | 40.45 | 40.45 | 40.45 | 40.45
DemandResponse | 0 | 0 | 0 | 0 | 0 | 0
IGCC-CCS | 0 | 0 | 0 | 0 | 0 | 0
WT_off | 0 | 0 | 0.01 | 0.01 | 0 | 0
PseudoUnit | 0 | 0 | 0 | 0 | 0 | 0
FixedInterchange | 0.04 | 0.04 | 0.04 | 0.04 | 0.04 | 0.04
Total Fuel Consumption by Reporting Type: EI_US
ReportingType | 2015 | 2020 | 2025 | 2030 | 2035 | 2040
BM | 28.32 | 66.42 | 115.57 | 134.16 | 154.05 | 161.78
CC | 5033.67 | 6087.08 | 5798.49 | 6247.51 | 7297.99 | 8132.95
CSP | 0 | 0 | 0 | 0 | 0 | 0
CT | 10 | 17.3 | 21.26 | 25.25 | 35.34 | 38.83
Coal | 14014.84 | 12878.33 | 14033.78 | 14412.39 | 15394.38 | 16651.14
Geo | 0 | 0 | 0 | 0 | 0 | 0
H | 0 | 0 | 0 | 0 | 0 | 0
LFG | 15.24 | 93.6 | 306.63 | 346.39 | 346.39 | 346.39
Nuc | 7357.09 | 7674.53 | 7674.53 | 7553.42 | 5457.23 | 3961.98
PS | 0 | 0 | 0 | 0 | 0 | 0
PV | 0 | 0 | 0.01 | 0.01 | 0.01 | 0.01
PeakG | 37.73 | 47.54 | 79.38 | 74.75 | 76.59 | 65.73
PeakO | 0 | 0 | 0 | 0 | 0 | 0
ST | 0 | 0 | 0 | 0 | 0 | 0
STOG | 109.76 | 131.46 | 147.54 | 144.5 | 134.37 | 133.95
STWD | 77.6 | 60.36 | 42.28 | 64.74 | 72.18 | 74.52
WT | 0.11 | 0.14 | 0.16 | 0.18 | 0.24 | 0.25
IGCC | 40.45 | 40.45 | 40.45 | 40.45 | 40.45 | 40.45
DemandResponse | 0 | 0 | 0 | 0 | 0 | 0
IGCC-CCS | 0 | 0 | 0 | 0 | 0 | 0
WT_off | 0 | 0 | 0.01 | 0.01 | 0 | 0
PseudoUnit | 0 | 0 | 0 | 0 | 0 | 0
FixedInterchange | 0.03 | 0.03 | 0.03 | 0.03 | 0.03 | 0.03
Total Fuel Consumption by Reporting Type: EI_Canada
ReportingType | 2015 | 2020 | 2025 | 2030 | 2035 | 2040
BM | 0 | 0 | 0 | 0 | 0 | 0.04
CC | 74.05 | 99.71 | 109.05 | 126.5 | 208.95 | 322.72
CSP | 0 | 0 | 0 | 0 | 0 | 0
CT | 0 | 0 | 0 | 0.04 | 0.43 | 1.73
Coal | 1.11 | 2.34 | 5.65 | 20.92 | 38.65 | 43.95
Geo | 0 | 0 | 0 | 0 | 0 | 0
H | 0 | 0 | 0 | 0 | 0 | 0
LFG | 1.56 | 1.56 | 1.56 | 1.56 | 1.61 | 1.61
Nuc | 1064.72 | 1064.72 | 1064.72 | 1064.72 | 980.48 | 854.53
PS | 0 | 0 | 0 | 0 | 0 | 0
PV | 0 | 0 | 0 | 0 | 0 | 0
PeakG | 0 | 0 | 0.01 | 0 | 0.05 | 0.17
PeakO | 0 | 0 | 0 | 0 | 0 | 0
ST | 0 | 0 | 0 | 0 | 0 | 0
STOG | 0 | 0 | 0 | 0 | 0 | 0
STWD | 0 | 0 | 0 | 0 | 0 | 0
WT | 0.01 | 0.01 | 0.01 | 0.01 | 0 | 0
IGCC | 0 | 0 | 0 | 0 | 0 | 0
DemandResponse | 0 | 0 | 0 | 0 | 0 | 0
IGCC-CCS | 0 | 0 | 0 | 0 | 0 | 0
WT_off | 0 | 0 | 0 | 0 | 0 | 0
PseudoUnit | 0 | 0 | 0 | 0 | 0 | 0
FixedInterchange | 0 | 0 | 0 | 0 | 0 | 0
Total Fuel Consumption by Reporting Type: EI
ReportingType | 2015 | 2020 | 2025 | 2030 | 2035 | 2040
BM | 28.32 | 66.42 | 115.57 | 134.16 | 154.05 | 161.82
CC | 5107.72 | 6186.79 | 5907.54 | 6374.01 | 7506.95 | 8455.66
CSP | 0 | 0 | 0 | 0 | 0 | 0
CT | 10 | 17.3 | 21.26 | 25.29 | 35.77 | 40.56
Coal | 14015.95 | 12880.67 | 14039.43 | 14433.31 | 15433.03 | 16695.09
Geo | 0 | 0 | 0 | 0 | 0 | 0
H | 0 | 0 | 0 | 0 | 0 | 0
LFG | 16.8 | 95.16 | 308.2 | 347.95 | 348.01 | 348.01
Nuc | 8421.82 | 8739.25 | 8739.25 | 8618.15 | 6437.71 | 4816.51
PS | 0 | 0 | 0 | 0 | 0 | 0
PV | 0 | 0 | 0.01 | 0.01 | 0.01 | 0.01
PeakG | 37.73 | 47.54 | 79.39 | 74.75 | 76.64 | 65.9
PeakO | 0 | 0 | 0 | 0 | 0 | 0
ST | 0 | 0 | 0 | 0 | 0 | 0
STOG | 109.76 | 131.46 | 147.54 | 144.5 | 134.37 | 133.95
STWD | 77.6 | 60.36 | 42.28 | 64.74 | 72.18 | 74.52
WT | 0.12 | 0.15 | 0.17 | 0.19 | 0.25 | 0.26
IGCC | 40.45 | 40.45 | 40.45 | 40.45 | 40.45 | 40.45
DemandResponse | 0 | 0 | 0 | 0 | 0 | 0
IGCC-CCS | 0 | 0 | 0 | 0 | 0 | 0
WT_off | 0 | 0 | 0.01 | 0.01 | 0 | 0
PseudoUnit | 0 | 0 | 0 | 0 | 0 | 0
FixedInterchange | 0.04 | 0.04 | 0.04 | 0.04 | 0.04 | 0.04
Total Fuel Consumption by Reporting Type: Outside_EI
ReportingType | 2015 | 2020 | 2025 | 2030 | 2035 | 2040
BM | 0.58 | 3.74 | 0.08 | 3.89 | 4.86 | 4.86
CC | 3112.63 | 3080.69 | 3122.5 | 3508.55 | 3862.93 | 3808.08
CSP | 0 | 0 | 0 | 0 | 0 | 0
CT | 0 | 0.05 | 1.08 | 1.65 | 0.09 | 0.09
Coal | 3811.82 | 4025.51 | 4244.07 | 4249.16 | 4380.78 | 5003.15
Geo | 0.02 | 0.04 | 0.07 | 0.07 | 0.07 | 0.07
H | 0 | 0 | 0 | 0 | 0 | 0
LFG | 3.89 | 135.67 | 160.44 | 198.53 | 198.53 | 198.53
Nuc | 1190.09 | 1190.09 | 1190.09 | 1190.09 | 1190.09 | 1190.09
PS | 0 | 0 | 0 | 0 | 0 | 0
PV | 0 | 0 | 0 | 0 | 0 | 0
PeakG | 0.12 | 0.4 | 4.16 | 7.11 | 8.49 | 1.49
PeakO | 0 | 0 | 0 | 0 | 0 | 0
ST | 0 | 0.01 | 0.01 | 0.01 | 0.01 | 0.01
STOG | 43.31 | 56.21 | 75.51 | 72.72 | 68.9 | 62.42
STWD | 48.8 | 48.81 | 0.47 | 31.59 | 31.78 | 31.82
WT | 0.06 | 0.1 | 0.1 | 0.1 | 0.1 | 0.11
IGCC | 0 | 0 | 0 | 0 | 0 | 0
DemandResponse | 0 | 0 | 0 | 0 | 0 | 0
IGCC-CCS | 0 | 0 | 0 | 0 | 0 | 0
WT_off | 0 | 0 | 0 | 0 | 0 | 0
PseudoUnit | 0 | 0 | 0 | 0 | 0 | 0
FixedInterchange | 0 | 0 | 0 | 0 | 0 | 0
#5 | Annual Emmission Levels
SO2 Emissions (MMshortTons): Entergy
ReportingType | 2015 | 2020 | 2025 | 2030 | 2035 | 2040
BM | 0 | 0 | 0 | 0 | 0 | 0
CC | 0 | 0 | 0 | 0 | 0 | 0
CSP | 0 | 0 | 0 | 0 | 0 | 0
CT | 0 | 0 | 0 | 0 | 0 | 0
Coal | 0.38 | 0.06 | 0.15 | 0.17 | 0.24 | 0.24
Geo | 0 | 0 | 0 | 0 | 0 | 0
H | 0 | 0 | 0 | 0 | 0 | 0
LFG | 0 | 0 | 0 | 0 | 0 | 0
Nuc | 0 | 0 | 0 | 0 | 0 | 0
PS | 0 | 0 | 0 | 0 | 0 | 0
PV | 0 | 0 | 0 | 0 | 0 | 0
PeakG | 0 | 0 | 0 | 0 | 0 | 0
PeakO | 0 | 0 | 0 | 0 | 0 | 0
ST | 0 | 0 | 0 | 0 | 0 | 0
STOG | 0 | 0 | 0 | 0 | 0 | 0
STWD | 0 | 0 | 0 | 0 | 0 | 0
WT | 0 | 0 | 0 | 0 | 0 | 0
IGCC | 0 | 0 | 0 | 0 | 0 | 0
DemandResponse | 0 | 0 | 0 | 0 | 0 | 0
IGCC-CCS | 0 | 0 | 0 | 0 | 0 | 0
WT_off | 0 | 0 | 0 | 0 | 0 | 0
PseudoUnit | 0 | 0 | 0 | 0 | 0 | 0
FixedInterchange | 0 | 0 | 0 | 0 | 0 | 0
SO2 Emissions (MMshortTons): FRCC
ReportingType | 2015 | 2020 | 2025 | 2030 | 2035 | 2040
BM | 0 | 0 | 0 | 0 | 0 | 0
CC | 0 | 0 | 0 | 0 | 0 | 0
CSP | 0 | 0 | 0 | 0 | 0 | 0
CT | 0 | 0 | 0 | 0 | 0 | 0
Coal | 0.07 | 0.03 | 0.03 | 0.03 | 0.04 | 0.04
Geo | 0 | 0 | 0 | 0 | 0 | 0
H | 0 | 0 | 0 | 0 | 0 | 0
LFG | 0 | 0 | 0 | 0 | 0 | 0
Nuc | 0 | 0 | 0 | 0 | 0 | 0
PS | 0 | 0 | 0 | 0 | 0 | 0
PV | 0 | 0 | 0 | 0 | 0 | 0
PeakG | 0 | 0 | 0 | 0 | 0 | 0
PeakO | 0 | 0 | 0 | 0 | 0 | 0
ST | 0 | 0 | 0 | 0 | 0 | 0
STOG | 0 | 0 | 0 | 0 | 0 | 0
STWD | 0 | 0 | 0 | 0 | 0 | 0
WT | 0 | 0 | 0 | 0 | 0 | 0
IGCC | 0 | 0 | 0 | 0 | 0 | 0
DemandResponse | 0 | 0 | 0 | 0 | 0 | 0
IGCC-CCS | 0 | 0 | 0 | 0 | 0 | 0
WT_off | 0 | 0 | 0 | 0 | 0 | 0
PseudoUnit | 0 | 0 | 0 | 0 | 0 | 0
FixedInterchange | 0 | 0 | 0 | 0 | 0 | 0
SO2 Emissions (MMshortTons): MAPP_US
ReportingType | 2015 | 2020 | 2025 | 2030 | 2035 | 2040
BM | 0 | 0 | 0 | 0 | 0 | 0
CC | 0 | 0 | 0 | 0 | 0 | 0
CSP | 0 | 0 | 0 | 0 | 0 | 0
CT | 0 | 0 | 0 | 0 | 0 | 0
Coal | 0.03 | 0.01 | 0.02 | 0.02 | 0.02 | 0.02
Geo | 0 | 0 | 0 | 0 | 0 | 0
H | 0 | 0 | 0 | 0 | 0 | 0
LFG | 0 | 0 | 0 | 0 | 0 | 0
Nuc | 0 | 0 | 0 | 0 | 0 | 0
PS | 0 | 0 | 0 | 0 | 0 | 0
PV | 0 | 0 | 0 | 0 | 0 | 0
PeakG | 0 | 0 | 0 | 0 | 0 | 0
PeakO | 0 | 0 | 0 | 0 | 0 | 0
ST | 0 | 0 | 0 | 0 | 0 | 0
STOG | 0 | 0 | 0 | 0 | 0 | 0
STWD | 0 | 0 | 0 | 0 | 0 | 0
WT | 0 | 0 | 0 | 0 | 0 | 0
IGCC | 0 | 0 | 0 | 0 | 0 | 0
DemandResponse | 0 | 0 | 0 | 0 | 0 | 0
IGCC-CCS | 0 | 0 | 0 | 0 | 0 | 0
WT_off | 0 | 0 | 0 | 0 | 0 | 0
PseudoUnit | 0 | 0 | 0 | 0 | 0 | 0
FixedInterchange | 0 | 0 | 0 | 0 | 0 | 0
SO2 Emissions (MMshortTons): MISO_IN
ReportingType | 2015 | 2020 | 2025 | 2030 | 2035 | 2040
BM | 0 | 0 | 0 | 0 | 0 | 0
CC | 0 | 0 | 0 | 0 | 0 | 0
CSP | 0 | 0 | 0 | 0 | 0 | 0
CT | 0 | 0 | 0 | 0 | 0 | 0
Coal | 0.25 | 0.13 | 0.15 | 0.15 | 0.16 | 0.17
Geo | 0 | 0 | 0 | 0 | 0 | 0
H | 0 | 0 | 0 | 0 | 0 | 0
LFG | 0 | 0 | 0 | 0 | 0 | 0
Nuc | 0 | 0 | 0 | 0 | 0 | 0
PS | 0 | 0 | 0 | 0 | 0 | 0
PV | 0 | 0 | 0 | 0 | 0 | 0
PeakG | 0 | 0 | 0 | 0 | 0 | 0
PeakO | 0 | 0 | 0 | 0 | 0 | 0
ST | 0 | 0 | 0 | 0 | 0 | 0
STOG | 0 | 0 | 0 | 0 | 0 | 0
STWD | 0 | 0 | 0 | 0 | 0 | 0
WT | 0 | 0 | 0 | 0 | 0 | 0
IGCC | 0 | 0 | 0 | 0 | 0 | 0
DemandResponse | 0 | 0 | 0 | 0 | 0 | 0
IGCC-CCS | 0 | 0 | 0 | 0 | 0 | 0
WT_off | 0 | 0 | 0 | 0 | 0 | 0
PseudoUnit | 0 | 0 | 0 | 0 | 0 | 0
FixedInterchange | 0 | 0 | 0 | 0 | 0 | 0
SO2 Emissions (MMshortTons): MISO_MI
ReportingType | 2015 | 2020 | 2025 | 2030 | 2035 | 2040
BM | 0 | 0 | 0 | 0 | 0 | 0
CC | 0 | 0 | 0 | 0 | 0 | 0
CSP | 0 | 0 | 0 | 0 | 0 | 0
CT | 0 | 0 | 0 | 0 | 0 | 0
Coal | 0.24 | 0.02 | 0.03 | 0.04 | 0.06 | 0.06
Geo | 0 | 0 | 0 | 0 | 0 | 0
H | 0 | 0 | 0 | 0 | 0 | 0
LFG | 0 | 0 | 0 | 0 | 0 | 0
Nuc | 0 | 0 | 0 | 0 | 0 | 0
PS | 0 | 0 | 0 | 0 | 0 | 0
PV | 0 | 0 | 0 | 0 | 0 | 0
PeakG | 0 | 0 | 0 | 0 | 0 | 0
PeakO | 0 | 0 | 0 | 0 | 0 | 0
ST | 0 | 0 | 0 | 0 | 0 | 0
STOG | 0 | 0 | 0 | 0 | 0 | 0
STWD | 0 | 0 | 0 | 0 | 0 | 0
WT | 0 | 0 | 0 | 0 | 0 | 0
IGCC | 0 | 0 | 0 | 0 | 0 | 0
DemandResponse | 0 | 0 | 0 | 0 | 0 | 0
IGCC-CCS | 0 | 0 | 0 | 0 | 0 | 0
WT_off | 0 | 0 | 0 | 0 | 0 | 0
PseudoUnit | 0 | 0 | 0 | 0 | 0 | 0
FixedInterchange | 0 | 0 | 0 | 0 | 0 | 0
SO2 Emissions (MMshortTons): MISO_MO-IL
ReportingType | 2015 | 2020 | 2025 | 2030 | 2035 | 2040
BM | 0 | 0 | 0 | 0 | 0 | 0
CC | 0 | 0 | 0 | 0 | 0 | 0
CSP | 0 | 0 | 0 | 0 | 0 | 0
CT | 0 | 0 | 0 | 0 | 0 | 0
Coal | 0.48 | 0.13 | 0.19 | 0.26 | 0.29 | 0.3
Geo | 0 | 0 | 0 | 0 | 0 | 0
H | 0 | 0 | 0 | 0 | 0 | 0
LFG | 0 | 0 | 0 | 0 | 0 | 0
Nuc | 0 | 0 | 0 | 0 | 0 | 0
PS | 0 | 0 | 0 | 0 | 0 | 0
PV | 0 | 0 | 0 | 0 | 0 | 0
PeakG | 0 | 0 | 0 | 0 | 0 | 0
PeakO | 0 | 0 | 0 | 0 | 0 | 0
ST | 0 | 0 | 0 | 0 | 0 | 0
STOG | 0 | 0 | 0 | 0 | 0 | 0
STWD | 0 | 0 | 0 | 0 | 0 | 0
WT | 0 | 0 | 0 | 0 | 0 | 0
IGCC | 0 | 0 | 0 | 0 | 0 | 0
DemandResponse | 0 | 0 | 0 | 0 | 0 | 0
IGCC-CCS | 0 | 0 | 0 | 0 | 0 | 0
WT_off | 0 | 0 | 0 | 0 | 0 | 0
PseudoUnit | 0 | 0 | 0 | 0 | 0 | 0
FixedInterchange | 0 | 0 | 0 | 0 | 0 | 0
SO2 Emissions (MMshortTons): MISO_W
ReportingType | 2015 | 2020 | 2025 | 2030 | 2035 | 2040
BM | 0 | 0 | 0 | 0 | 0 | 0
CC | 0 | 0 | 0 | 0 | 0 | 0
CSP | 0 | 0 | 0 | 0 | 0 | 0
CT | 0 | 0 | 0 | 0 | 0 | 0
Coal | 0.24 | 0.05 | 0.06 | 0.06 | 0.06 | 0.06
Geo | 0 | 0 | 0 | 0 | 0 | 0
H | 0 | 0 | 0 | 0 | 0 | 0
LFG | 0 | 0 | 0 | 0 | 0 | 0
Nuc | 0 | 0 | 0 | 0 | 0 | 0
PS | 0 | 0 | 0 | 0 | 0 | 0
PV | 0 | 0 | 0 | 0 | 0 | 0
PeakG | 0 | 0 | 0 | 0 | 0 | 0
PeakO | 0 | 0 | 0 | 0 | 0 | 0
ST | 0 | 0 | 0 | 0 | 0 | 0
STOG | 0 | 0 | 0 | 0 | 0 | 0
STWD | 0 | 0 | 0 | 0 | 0 | 0
WT | 0 | 0 | 0 | 0 | 0 | 0
IGCC | 0 | 0 | 0 | 0 | 0 | 0
DemandResponse | 0 | 0 | 0 | 0 | 0 | 0
IGCC-CCS | 0 | 0 | 0 | 0 | 0 | 0
WT_off | 0 | 0 | 0 | 0 | 0 | 0
PseudoUnit | 0 | 0 | 0 | 0 | 0 | 0
FixedInterchange | 0 | 0 | 0 | 0 | 0 | 0
SO2 Emissions (MMshortTons): MISO_WUMS
ReportingType | 2015 | 2020 | 2025 | 2030 | 2035 | 2040
BM | 0 | 0 | 0 | 0 | 0 | 0
CC | 0 | 0 | 0 | 0 | 0 | 0
CSP | 0 | 0 | 0 | 0 | 0 | 0
CT | 0 | 0 | 0 | 0 | 0 | 0
Coal | 0.04 | 0.01 | 0.01 | 0.02 | 0.02 | 0.03
Geo | 0 | 0 | 0 | 0 | 0 | 0
H | 0 | 0 | 0 | 0 | 0 | 0
LFG | 0 | 0 | 0 | 0 | 0 | 0
Nuc | 0 | 0 | 0 | 0 | 0 | 0
PS | 0 | 0 | 0 | 0 | 0 | 0
PV | 0 | 0 | 0 | 0 | 0 | 0
PeakG | 0 | 0 | 0 | 0 | 0 | 0
PeakO | 0 | 0 | 0 | 0 | 0 | 0
ST | 0 | 0 | 0 | 0 | 0 | 0
STOG | 0 | 0 | 0 | 0 | 0 | 0
STWD | 0 | 0 | 0 | 0 | 0 | 0
WT | 0 | 0 | 0 | 0 | 0 | 0
IGCC | 0 | 0 | 0 | 0 | 0 | 0
DemandResponse | 0 | 0 | 0 | 0 | 0 | 0
IGCC-CCS | 0 | 0 | 0 | 0 | 0 | 0
WT_off | 0 | 0 | 0 | 0 | 0 | 0
PseudoUnit | 0 | 0 | 0 | 0 | 0 | 0
FixedInterchange | 0 | 0 | 0 | 0 | 0 | 0
SO2 Emissions (MMshortTons): Nebraska
ReportingType | 2015 | 2020 | 2025 | 2030 | 2035 | 2040
BM | 0 | 0 | 0 | 0 | 0 | 0
CC | 0 | 0 | 0 | 0 | 0 | 0
CSP | 0 | 0 | 0 | 0 | 0 | 0
CT | 0 | 0 | 0 | 0 | 0 | 0
Coal | 0.1 | 0.02 | 0.02 | 0.02 | 0.02 | 0.02
Geo | 0 | 0 | 0 | 0 | 0 | 0
H | 0 | 0 | 0 | 0 | 0 | 0
LFG | 0 | 0 | 0 | 0 | 0 | 0
Nuc | 0 | 0 | 0 | 0 | 0 | 0
PS | 0 | 0 | 0 | 0 | 0 | 0
PV | 0 | 0 | 0 | 0 | 0 | 0
PeakG | 0 | 0 | 0 | 0 | 0 | 0
PeakO | 0 | 0 | 0 | 0 | 0 | 0
ST | 0 | 0 | 0 | 0 | 0 | 0
STOG | 0 | 0 | 0 | 0 | 0 | 0
STWD | 0 | 0 | 0 | 0 | 0 | 0
WT | 0 | 0 | 0 | 0 | 0 | 0
IGCC | 0 | 0 | 0 | 0 | 0 | 0
DemandResponse | 0 | 0 | 0 | 0 | 0 | 0
IGCC-CCS | 0 | 0 | 0 | 0 | 0 | 0
WT_off | 0 | 0 | 0 | 0 | 0 | 0
PseudoUnit | 0 | 0 | 0 | 0 | 0 | 0
FixedInterchange | 0 | 0 | 0 | 0 | 0 | 0
SO2 Emissions (MMshortTons): NEISO
ReportingType | 2015 | 2020 | 2025 | 2030 | 2035 | 2040
BM | 0 | 0 | 0 | 0 | 0 | 0
CC | 0 | 0 | 0 | 0 | 0 | 0
CSP | 0 | 0 | 0 | 0 | 0 | 0
CT | 0 | 0 | 0 | 0 | 0 | 0
Coal | 0 | 0 | 0 | 0 | 0 | 0
Geo | 0 | 0 | 0 | 0 | 0 | 0
H | 0 | 0 | 0 | 0 | 0 | 0
LFG | 0 | 0 | 0 | 0 | 0 | 0
Nuc | 0 | 0 | 0 | 0 | 0 | 0
PS | 0 | 0 | 0 | 0 | 0 | 0
PV | 0 | 0 | 0 | 0 | 0 | 0
PeakG | 0 | 0 | 0 | 0 | 0 | 0
PeakO | 0 | 0 | 0 | 0 | 0 | 0
ST | 0 | 0 | 0 | 0 | 0 | 0
STOG | 0 | 0 | 0 | 0 | 0 | 0
STWD | 0 | 0 | 0 | 0 | 0 | 0
WT | 0 | 0 | 0 | 0 | 0 | 0
IGCC | 0 | 0 | 0 | 0 | 0 | 0
DemandResponse | 0 | 0 | 0 | 0 | 0 | 0
IGCC-CCS | 0 | 0 | 0 | 0 | 0 | 0
WT_off | 0 | 0 | 0 | 0 | 0 | 0
PseudoUnit | 0 | 0 | 0 | 0 | 0 | 0
FixedInterchange | 0 | 0 | 0 | 0 | 0 | 0
SO2 Emissions (MMshortTons): NonRTO_Midwest
ReportingType | 2015 | 2020 | 2025 | 2030 | 2035 | 2040
BM | 0 | 0 | 0 | 0 | 0 | 0
CC | 0 | 0 | 0 | 0 | 0 | 0
CSP | 0 | 0 | 0 | 0 | 0 | 0
CT | 0 | 0 | 0 | 0 | 0 | 0
Coal | 0.16 | 0.09 | 0.1 | 0.1 | 0.12 | 0.13
Geo | 0 | 0 | 0 | 0 | 0 | 0
H | 0 | 0 | 0 | 0 | 0 | 0
LFG | 0 | 0 | 0 | 0 | 0 | 0
Nuc | 0 | 0 | 0 | 0 | 0 | 0
PS | 0 | 0 | 0 | 0 | 0 | 0
PV | 0 | 0 | 0 | 0 | 0 | 0
PeakG | 0 | 0 | 0 | 0 | 0 | 0
PeakO | 0 | 0 | 0 | 0 | 0 | 0
ST | 0 | 0 | 0 | 0 | 0 | 0
STOG | 0 | 0 | 0 | 0 | 0 | 0
STWD | 0 | 0 | 0 | 0 | 0 | 0
WT | 0 | 0 | 0 | 0 | 0 | 0
IGCC | 0 | 0 | 0 | 0 | 0 | 0
DemandResponse | 0 | 0 | 0 | 0 | 0 | 0
IGCC-CCS | 0 | 0 | 0 | 0 | 0 | 0
WT_off | 0 | 0 | 0 | 0 | 0 | 0
PseudoUnit | 0 | 0 | 0 | 0 | 0 | 0
FixedInterchange | 0 | 0 | 0 | 0 | 0 | 0
SO2 Emissions (MMshortTons): NYISO_A-F
ReportingType | 2015 | 2020 | 2025 | 2030 | 2035 | 2040
BM | 0 | 0 | 0 | 0 | 0 | 0
CC | 0 | 0 | 0 | 0 | 0 | 0
CSP | 0 | 0 | 0 | 0 | 0 | 0
CT | 0 | 0 | 0 | 0 | 0 | 0
Coal | 0 | 0 | 0 | 0 | 0 | 0
Geo | 0 | 0 | 0 | 0 | 0 | 0
H | 0 | 0 | 0 | 0 | 0 | 0
LFG | 0 | 0 | 0 | 0 | 0 | 0
Nuc | 0 | 0 | 0 | 0 | 0 | 0
PS | 0 | 0 | 0 | 0 | 0 | 0
PV | 0 | 0 | 0 | 0 | 0 | 0
PeakG | 0 | 0 | 0 | 0 | 0 | 0
PeakO | 0 | 0 | 0 | 0 | 0 | 0
ST | 0 | 0 | 0 | 0 | 0 | 0
STOG | 0 | 0 | 0 | 0 | 0 | 0
STWD | 0 | 0 | 0 | 0 | 0 | 0
WT | 0 | 0 | 0 | 0 | 0 | 0
IGCC | 0 | 0 | 0 | 0 | 0 | 0
DemandResponse | 0 | 0 | 0 | 0 | 0 | 0
IGCC-CCS | 0 | 0 | 0 | 0 | 0 | 0
WT_off | 0 | 0 | 0 | 0 | 0 | 0
PseudoUnit | 0 | 0 | 0 | 0 | 0 | 0
FixedInterchange | 0 | 0 | 0 | 0 | 0 | 0
SO2 Emissions (MMshortTons): NYISO_G-I
ReportingType | 2015 | 2020 | 2025 | 2030 | 2035 | 2040
BM | 0 | 0 | 0 | 0 | 0 | 0
CC | 0 | 0 | 0 | 0 | 0 | 0
CSP | 0 | 0 | 0 | 0 | 0 | 0
CT | 0 | 0 | 0 | 0 | 0 | 0
Coal | 0 | 0 | 0 | 0 | 0 | 0
Geo | 0 | 0 | 0 | 0 | 0 | 0
H | 0 | 0 | 0 | 0 | 0 | 0
LFG | 0 | 0 | 0 | 0 | 0 | 0
Nuc | 0 | 0 | 0 | 0 | 0 | 0
PS | 0 | 0 | 0 | 0 | 0 | 0
PV | 0 | 0 | 0 | 0 | 0 | 0
PeakG | 0 | 0 | 0 | 0 | 0 | 0
PeakO | 0 | 0 | 0 | 0 | 0 | 0
ST | 0 | 0 | 0 | 0 | 0 | 0
STOG | 0 | 0 | 0 | 0 | 0 | 0
STWD | 0 | 0 | 0 | 0 | 0 | 0
WT | 0 | 0 | 0 | 0 | 0 | 0
IGCC | 0 | 0 | 0 | 0 | 0 | 0
DemandResponse | 0 | 0 | 0 | 0 | 0 | 0
IGCC-CCS | 0 | 0 | 0 | 0 | 0 | 0
WT_off | 0 | 0 | 0 | 0 | 0 | 0
PseudoUnit | 0 | 0 | 0 | 0 | 0 | 0
FixedInterchange | 0 | 0 | 0 | 0 | 0 | 0
SO2 Emissions (MMshortTons): NYISO_J-K
ReportingType | 2015 | 2020 | 2025 | 2030 | 2035 | 2040
BM | 0 | 0 | 0 | 0 | 0 | 0
CC | 0 | 0 | 0 | 0 | 0 | 0
CSP | 0 | 0 | 0 | 0 | 0 | 0
CT | 0 | 0 | 0 | 0 | 0 | 0
Coal | 0 | 0 | 0 | 0 | 0 | 0
Geo | 0 | 0 | 0 | 0 | 0 | 0
H | 0 | 0 | 0 | 0 | 0 | 0
LFG | 0 | 0 | 0 | 0 | 0 | 0
Nuc | 0 | 0 | 0 | 0 | 0 | 0
PS | 0 | 0 | 0 | 0 | 0 | 0
PV | 0 | 0 | 0 | 0 | 0 | 0
PeakG | 0 | 0 | 0 | 0 | 0 | 0
PeakO | 0 | 0 | 0 | 0 | 0 | 0
ST | 0 | 0 | 0 | 0 | 0 | 0
STOG | 0 | 0 | 0 | 0 | 0 | 0
STWD | 0 | 0 | 0 | 0 | 0 | 0
WT | 0 | 0 | 0 | 0 | 0 | 0
IGCC | 0 | 0 | 0 | 0 | 0 | 0
DemandResponse | 0 | 0 | 0 | 0 | 0 | 0
IGCC-CCS | 0 | 0 | 0 | 0 | 0 | 0
WT_off | 0 | 0 | 0 | 0 | 0 | 0
PseudoUnit | 0 | 0 | 0 | 0 | 0 | 0
FixedInterchange | 0 | 0 | 0 | 0 | 0 | 0
SO2 Emissions (MMshortTons): PJM_E
ReportingType | 2015 | 2020 | 2025 | 2030 | 2035 | 2040
BM | 0 | 0 | 0 | 0 | 0 | 0
CC | 0 | 0 | 0 | 0 | 0 | 0
CSP | 0 | 0 | 0 | 0 | 0 | 0
CT | 0 | 0 | 0 | 0 | 0 | 0
Coal | 0 | 0 | 0 | 0 | 0 | 0
Geo | 0 | 0 | 0 | 0 | 0 | 0
H | 0 | 0 | 0 | 0 | 0 | 0
LFG | 0 | 0 | 0 | 0 | 0 | 0
Nuc | 0 | 0 | 0 | 0 | 0 | 0
PS | 0 | 0 | 0 | 0 | 0 | 0
PV | 0 | 0 | 0 | 0 | 0 | 0
PeakG | 0 | 0 | 0 | 0 | 0 | 0
PeakO | 0 | 0 | 0 | 0 | 0 | 0
ST | 0 | 0 | 0 | 0 | 0 | 0
STOG | 0 | 0 | 0 | 0 | 0 | 0
STWD | 0 | 0 | 0 | 0 | 0 | 0
WT | 0 | 0 | 0 | 0 | 0 | 0
IGCC | 0 | 0 | 0 | 0 | 0 | 0
DemandResponse | 0 | 0 | 0 | 0 | 0 | 0
IGCC-CCS | 0 | 0 | 0 | 0 | 0 | 0
WT_off | 0 | 0 | 0 | 0 | 0 | 0
PseudoUnit | 0 | 0 | 0 | 0 | 0 | 0
FixedInterchange | 0 | 0 | 0 | 0 | 0 | 0
SO2 Emissions (MMshortTons): PJM_ROM
ReportingType | 2015 | 2020 | 2025 | 2030 | 2035 | 2040
BM | 0 | 0 | 0 | 0 | 0 | 0
CC | 0 | 0 | 0 | 0 | 0 | 0
CSP | 0 | 0 | 0 | 0 | 0 | 0
CT | 0 | 0 | 0 | 0 | 0 | 0
Coal | 0.16 | 0.05 | 0.06 | 0.06 | 0.06 | 0.06
Geo | 0 | 0 | 0 | 0 | 0 | 0
H | 0 | 0 | 0 | 0 | 0 | 0
LFG | 0 | 0 | 0 | 0 | 0 | 0
Nuc | 0 | 0 | 0 | 0 | 0 | 0
PS | 0 | 0 | 0 | 0 | 0 | 0
PV | 0 | 0 | 0 | 0 | 0 | 0
PeakG | 0 | 0 | 0 | 0 | 0 | 0
PeakO | 0 | 0 | 0 | 0 | 0 | 0
ST | 0 | 0 | 0 | 0 | 0 | 0
STOG | 0 | 0 | 0 | 0 | 0 | 0
STWD | 0 | 0 | 0 | 0 | 0 | 0
WT | 0 | 0 | 0 | 0 | 0 | 0
IGCC | 0 | 0 | 0 | 0 | 0 | 0
DemandResponse | 0 | 0 | 0 | 0 | 0 | 0
IGCC-CCS | 0 | 0 | 0 | 0 | 0 | 0
WT_off | 0 | 0 | 0 | 0 | 0 | 0
PseudoUnit | 0 | 0 | 0 | 0 | 0 | 0
FixedInterchange | 0 | 0 | 0 | 0 | 0 | 0
SO2 Emissions (MMshortTons): PJM_ROR
ReportingType | 2015 | 2020 | 2025 | 2030 | 2035 | 2040
BM | 0 | 0 | 0 | 0 | 0 | 0
CC | 0 | 0 | 0 | 0 | 0 | 0
CSP | 0 | 0 | 0 | 0 | 0 | 0
CT | 0 | 0 | 0 | 0 | 0 | 0
Coal | 1.25 | 0.37 | 0.41 | 0.42 | 0.43 | 0.41
Geo | 0 | 0 | 0 | 0 | 0 | 0
H | 0 | 0 | 0 | 0 | 0 | 0
LFG | 0 | 0 | 0 | 0 | 0 | 0
Nuc | 0 | 0 | 0 | 0 | 0 | 0
PS | 0 | 0 | 0 | 0 | 0 | 0
PV | 0 | 0 | 0 | 0 | 0 | 0
PeakG | 0 | 0 | 0 | 0 | 0 | 0
PeakO | 0 | 0 | 0 | 0 | 0 | 0
ST | 0 | 0 | 0 | 0 | 0 | 0
STOG | 0 | 0 | 0 | 0 | 0 | 0
STWD | 0 | 0 | 0 | 0 | 0 | 0
WT | 0 | 0 | 0 | 0 | 0 | 0
IGCC | 0 | 0 | 0 | 0 | 0 | 0
DemandResponse | 0 | 0 | 0 | 0 | 0 | 0
IGCC-CCS | 0 | 0 | 0 | 0 | 0 | 0
WT_off | 0 | 0 | 0 | 0 | 0 | 0
PseudoUnit | 0 | 0 | 0 | 0 | 0 | 0
FixedInterchange | 0 | 0 | 0 | 0 | 0 | 0
SO2 Emissions (MMshortTons): SOCO
ReportingType | 2015 | 2020 | 2025 | 2030 | 2035 | 2040
BM | 0 | 0 | 0 | 0 | 0 | 0
CC | 0 | 0 | 0 | 0 | 0 | 0
CSP | 0 | 0 | 0 | 0 | 0 | 0
CT | 0 | 0 | 0 | 0 | 0 | 0
Coal | 0.36 | 0.17 | 0.23 | 0.21 | 0.12 | 0.12
Geo | 0 | 0 | 0 | 0 | 0 | 0
H | 0 | 0 | 0 | 0 | 0 | 0
LFG | 0 | 0 | 0 | 0 | 0 | 0
Nuc | 0 | 0 | 0 | 0 | 0 | 0
PS | 0 | 0 | 0 | 0 | 0 | 0
PV | 0 | 0 | 0 | 0 | 0 | 0
PeakG | 0 | 0 | 0 | 0 | 0 | 0
PeakO | 0 | 0 | 0 | 0 | 0 | 0
ST | 0 | 0 | 0 | 0 | 0 | 0
STOG | 0 | 0 | 0 | 0 | 0 | 0
STWD | 0 | 0 | 0 | 0 | 0 | 0
WT | 0 | 0 | 0 | 0 | 0 | 0
IGCC | 0 | 0 | 0 | 0 | 0 | 0
DemandResponse | 0 | 0 | 0 | 0 | 0 | 0
IGCC-CCS | 0 | 0 | 0 | 0 | 0 | 0
WT_off | 0 | 0 | 0 | 0 | 0 | 0
PseudoUnit | 0 | 0 | 0 | 0 | 0 | 0
FixedInterchange | 0 | 0 | 0 | 0 | 0 | 0
SO2 Emissions (MMshortTons): SPP_N
ReportingType | 2015 | 2020 | 2025 | 2030 | 2035 | 2040
BM | 0 | 0 | 0 | 0 | 0 | 0
CC | 0 | 0 | 0 | 0 | 0 | 0
CSP | 0 | 0 | 0 | 0 | 0 | 0
CT | 0 | 0 | 0 | 0 | 0 | 0
Coal | 0.08 | 0.04 | 0.04 | 0.04 | 0.04 | 0.04
Geo | 0 | 0 | 0 | 0 | 0 | 0
H | 0 | 0 | 0 | 0 | 0 | 0
LFG | 0 | 0 | 0 | 0 | 0 | 0
Nuc | 0 | 0 | 0 | 0 | 0 | 0
PS | 0 | 0 | 0 | 0 | 0 | 0
PV | 0 | 0 | 0 | 0 | 0 | 0
PeakG | 0 | 0 | 0 | 0 | 0 | 0
PeakO | 0 | 0 | 0 | 0 | 0 | 0
ST | 0 | 0 | 0 | 0 | 0 | 0
STOG | 0 | 0 | 0 | 0 | 0 | 0
STWD | 0 | 0 | 0 | 0 | 0 | 0
WT | 0 | 0 | 0 | 0 | 0 | 0
IGCC | 0 | 0 | 0 | 0 | 0 | 0
DemandResponse | 0 | 0 | 0 | 0 | 0 | 0
IGCC-CCS | 0 | 0 | 0 | 0 | 0 | 0
WT_off | 0 | 0 | 0 | 0 | 0 | 0
PseudoUnit | 0 | 0 | 0 | 0 | 0 | 0
FixedInterchange | 0 | 0 | 0 | 0 | 0 | 0
SO2 Emissions (MMshortTons): SPP_S
ReportingType | 2015 | 2020 | 2025 | 2030 | 2035 | 2040
BM | 0 | 0 | 0 | 0 | 0 | 0
CC | 0 | 0 | 0 | 0 | 0 | 0
CSP | 0 | 0 | 0 | 0 | 0 | 0
CT | 0 | 0 | 0 | 0 | 0 | 0
Coal | 0.29 | 0.09 | 0.14 | 0.15 | 0.15 | 0.15
Geo | 0 | 0 | 0 | 0 | 0 | 0
H | 0 | 0 | 0 | 0 | 0 | 0
LFG | 0 | 0 | 0 | 0 | 0 | 0
Nuc | 0 | 0 | 0 | 0 | 0 | 0
PS | 0 | 0 | 0 | 0 | 0 | 0
PV | 0 | 0 | 0 | 0 | 0 | 0
PeakG | 0 | 0 | 0 | 0 | 0 | 0
PeakO | 0 | 0 | 0 | 0 | 0 | 0
ST | 0 | 0 | 0 | 0 | 0 | 0
STOG | 0 | 0 | 0 | 0 | 0 | 0
STWD | 0 | 0 | 0 | 0 | 0 | 0
WT | 0 | 0 | 0 | 0 | 0 | 0
IGCC | 0 | 0 | 0 | 0 | 0 | 0
DemandResponse | 0 | 0 | 0 | 0 | 0 | 0
IGCC-CCS | 0 | 0 | 0 | 0 | 0 | 0
WT_off | 0 | 0 | 0 | 0 | 0 | 0
PseudoUnit | 0 | 0 | 0 | 0 | 0 | 0
FixedInterchange | 0 | 0 | 0 | 0 | 0 | 0
SO2 Emissions (MMshortTons): TVA
ReportingType | 2015 | 2020 | 2025 | 2030 | 2035 | 2040
BM | 0 | 0 | 0 | 0 | 0 | 0
CC | 0 | 0 | 0 | 0 | 0 | 0
CSP | 0 | 0 | 0 | 0 | 0 | 0
CT | 0 | 0 | 0 | 0 | 0 | 0
Coal | 0.23 | 0.24 | 0.27 | 0.27 | 0.27 | 0.29
Geo | 0 | 0 | 0 | 0 | 0 | 0
H | 0 | 0 | 0 | 0 | 0 | 0
LFG | 0 | 0 | 0 | 0 | 0 | 0
Nuc | 0 | 0 | 0 | 0 | 0 | 0
PS | 0 | 0 | 0 | 0 | 0 | 0
PV | 0 | 0 | 0 | 0 | 0 | 0
PeakG | 0 | 0 | 0 | 0 | 0 | 0
PeakO | 0 | 0 | 0 | 0 | 0 | 0
ST | 0 | 0 | 0 | 0 | 0 | 0
STOG | 0 | 0 | 0 | 0 | 0 | 0
STWD | 0 | 0 | 0 | 0 | 0 | 0
WT | 0 | 0 | 0 | 0 | 0 | 0
IGCC | 0 | 0 | 0 | 0 | 0 | 0
DemandResponse | 0 | 0 | 0 | 0 | 0 | 0
IGCC-CCS | 0 | 0 | 0 | 0 | 0 | 0
WT_off | 0 | 0 | 0 | 0 | 0 | 0
PseudoUnit | 0 | 0 | 0 | 0 | 0 | 0
FixedInterchange | 0 | 0 | 0 | 0 | 0 | 0
SO2 Emissions (MMshortTons): TVA_Transmission
ReportingType | 2015 | 2020 | 2025 | 2030 | 2035 | 2040
BM | 0 | 0 | 0 | 0 | 0 | 0
CC | 0 | 0 | 0 | 0 | 0 | 0
CSP | 0 | 0 | 0 | 0 | 0 | 0
CT | 0 | 0 | 0 | 0 | 0 | 0
Coal | 0 | 0 | 0 | 0 | 0 | 0
Geo | 0 | 0 | 0 | 0 | 0 | 0
H | 0 | 0 | 0 | 0 | 0 | 0
LFG | 0 | 0 | 0 | 0 | 0 | 0
Nuc | 0 | 0 | 0 | 0 | 0 | 0
PS | 0 | 0 | 0 | 0 | 0 | 0
PV | 0 | 0 | 0 | 0 | 0 | 0
PeakG | 0 | 0 | 0 | 0 | 0 | 0
PeakO | 0 | 0 | 0 | 0 | 0 | 0
ST | 0 | 0 | 0 | 0 | 0 | 0
STOG | 0 | 0 | 0 | 0 | 0 | 0
STWD | 0 | 0 | 0 | 0 | 0 | 0
WT | 0 | 0 | 0 | 0 | 0 | 0
IGCC | 0 | 0 | 0 | 0 | 0 | 0
DemandResponse | 0 | 0 | 0 | 0 | 0 | 0
IGCC-CCS | 0 | 0 | 0 | 0 | 0 | 0
WT_off | 0 | 0 | 0 | 0 | 0 | 0
PseudoUnit | 0 | 0 | 0 | 0 | 0 | 0
FixedInterchange | 0 | 0 | 0 | 0 | 0 | 0
SO2 Emissions (MMshortTons): VACAR
ReportingType | 2015 | 2020 | 2025 | 2030 | 2035 | 2040
BM | 0 | 0 | 0 | 0 | 0 | 0
CC | 0 | 0 | 0 | 0 | 0 | 0
CSP | 0 | 0 | 0 | 0 | 0 | 0
CT | 0 | 0 | 0 | 0 | 0 | 0
Coal | 0.14 | 0.04 | 0.06 | 0.06 | 0.07 | 0.07
Geo | 0 | 0 | 0 | 0 | 0 | 0
H | 0 | 0 | 0 | 0 | 0 | 0
LFG | 0 | 0 | 0 | 0 | 0 | 0
Nuc | 0 | 0 | 0 | 0 | 0 | 0
PS | 0 | 0 | 0 | 0 | 0 | 0
PV | 0 | 0 | 0 | 0 | 0 | 0
PeakG | 0 | 0 | 0 | 0 | 0 | 0
PeakO | 0 | 0 | 0 | 0 | 0 | 0
ST | 0 | 0 | 0 | 0 | 0 | 0
STOG | 0 | 0 | 0 | 0 | 0 | 0
STWD | 0 | 0 | 0 | 0 | 0 | 0
WT | 0 | 0 | 0 | 0 | 0 | 0
IGCC | 0 | 0 | 0 | 0 | 0 | 0
DemandResponse | 0 | 0 | 0 | 0 | 0 | 0
IGCC-CCS | 0 | 0 | 0 | 0 | 0 | 0
WT_off | 0 | 0 | 0 | 0 | 0 | 0
PseudoUnit | 0 | 0 | 0 | 0 | 0 | 0
FixedInterchange | 0 | 0 | 0 | 0 | 0 | 0
SO2 Emissions (MMshortTons): IESO
ReportingType | 2015 | 2020 | 2025 | 2030 | 2035 | 2040
BM | 0 | 0 | 0 | 0 | 0 | 0
CC | 0 | 0 | 0 | 0 | 0 | 0
CSP | 0 | 0 | 0 | 0 | 0 | 0
CT | 0 | 0 | 0 | 0 | 0 | 0
Coal | 0 | 0 | 0 | 0 | 0 | 0
Geo | 0 | 0 | 0 | 0 | 0 | 0
H | 0 | 0 | 0 | 0 | 0 | 0
LFG | 0 | 0 | 0 | 0 | 0 | 0
Nuc | 0 | 0 | 0 | 0 | 0 | 0
PS | 0 | 0 | 0 | 0 | 0 | 0
PV | 0 | 0 | 0 | 0 | 0 | 0
PeakG | 0 | 0 | 0 | 0 | 0 | 0
PeakO | 0 | 0 | 0 | 0 | 0 | 0
ST | 0 | 0 | 0 | 0 | 0 | 0
STOG | 0 | 0 | 0 | 0 | 0 | 0
STWD | 0 | 0 | 0 | 0 | 0 | 0
WT | 0 | 0 | 0 | 0 | 0 | 0
IGCC | 0 | 0 | 0 | 0 | 0 | 0
DemandResponse | 0 | 0 | 0 | 0 | 0 | 0
IGCC-CCS | 0 | 0 | 0 | 0 | 0 | 0
WT_off | 0 | 0 | 0 | 0 | 0 | 0
PseudoUnit | 0 | 0 | 0 | 0 | 0 | 0
FixedInterchange | 0 | 0 | 0 | 0 | 0 | 0
SO2 Emissions (MMshortTons): MAPP_CA
ReportingType | 2015 | 2020 | 2025 | 2030 | 2035 | 2040
BM | 0 | 0 | 0 | 0 | 0 | 0
CC | 0 | 0 | 0 | 0 | 0 | 0
CSP | 0 | 0 | 0 | 0 | 0 | 0
CT | 0 | 0 | 0 | 0 | 0 | 0
Coal | 0 | 0 | 0.01 | 0.04 | 0.08 | 0.09
Geo | 0 | 0 | 0 | 0 | 0 | 0
H | 0 | 0 | 0 | 0 | 0 | 0
LFG | 0 | 0 | 0 | 0 | 0 | 0
Nuc | 0 | 0 | 0 | 0 | 0 | 0
PS | 0 | 0 | 0 | 0 | 0 | 0
PV | 0 | 0 | 0 | 0 | 0 | 0
PeakG | 0 | 0 | 0 | 0 | 0 | 0
PeakO | 0 | 0 | 0 | 0 | 0 | 0
ST | 0 | 0 | 0 | 0 | 0 | 0
STOG | 0 | 0 | 0 | 0 | 0 | 0
STWD | 0 | 0 | 0 | 0 | 0 | 0
WT | 0 | 0 | 0 | 0 | 0 | 0
IGCC | 0 | 0 | 0 | 0 | 0 | 0
DemandResponse | 0 | 0 | 0 | 0 | 0 | 0
IGCC-CCS | 0 | 0 | 0 | 0 | 0 | 0
WT_off | 0 | 0 | 0 | 0 | 0 | 0
PseudoUnit | 0 | 0 | 0 | 0 | 0 | 0
FixedInterchange | 0 | 0 | 0 | 0 | 0 | 0
SO2 Emissions (MMshortTons): AZ_NM_SNV_Coal
ReportingType | 2015 | 2020 | 2025 | 2030 | 2035 | 2040
BM | 0 | 0 | 0 | 0 | 0 | 0
CC | 0 | 0 | 0 | 0 | 0 | 0
CSP | 0 | 0 | 0 | 0 | 0 | 0
CT | 0 | 0 | 0 | 0 | 0 | 0
Coal | 0.03 | 0.02 | 0.02 | 0.02 | 0.02 | 0.03
Geo | 0 | 0 | 0 | 0 | 0 | 0
H | 0 | 0 | 0 | 0 | 0 | 0
LFG | 0 | 0 | 0 | 0 | 0 | 0
Nuc | 0 | 0 | 0 | 0 | 0 | 0
PS | 0 | 0 | 0 | 0 | 0 | 0
PV | 0 | 0 | 0 | 0 | 0 | 0
PeakG | 0 | 0 | 0 | 0 | 0 | 0
PeakO | 0 | 0 | 0 | 0 | 0 | 0
ST | 0 | 0 | 0 | 0 | 0 | 0
STOG | 0 | 0 | 0 | 0 | 0 | 0
STWD | 0 | 0 | 0 | 0 | 0 | 0
WT | 0 | 0 | 0 | 0 | 0 | 0
IGCC | 0 | 0 | 0 | 0 | 0 | 0
DemandResponse | 0 | 0 | 0 | 0 | 0 | 0
IGCC-CCS | 0 | 0 | 0 | 0 | 0 | 0
WT_off | 0 | 0 | 0 | 0 | 0 | 0
PseudoUnit | 0 | 0 | 0 | 0 | 0 | 0
FixedInterchange | 0 | 0 | 0 | 0 | 0 | 0
SO2 Emissions (MMshortTons): AZ_NM_SNV_Gas
ReportingType | 2015 | 2020 | 2025 | 2030 | 2035 | 2040
BM | 0 | 0 | 0 | 0 | 0 | 0
CC | 0 | 0 | 0 | 0 | 0 | 0
CSP | 0 | 0 | 0 | 0 | 0 | 0
CT | 0 | 0 | 0 | 0 | 0 | 0
Coal | 0 | 0 | 0 | 0 | 0 | 0
Geo | 0 | 0 | 0 | 0 | 0 | 0
H | 0 | 0 | 0 | 0 | 0 | 0
LFG | 0 | 0 | 0 | 0 | 0 | 0
Nuc | 0 | 0 | 0 | 0 | 0 | 0
PS | 0 | 0 | 0 | 0 | 0 | 0
PV | 0 | 0 | 0 | 0 | 0 | 0
PeakG | 0 | 0 | 0 | 0 | 0 | 0
PeakO | 0 | 0 | 0 | 0 | 0 | 0
ST | 0 | 0 | 0 | 0 | 0 | 0
STOG | 0 | 0 | 0 | 0 | 0 | 0
STWD | 0 | 0 | 0 | 0 | 0 | 0
WT | 0 | 0 | 0 | 0 | 0 | 0
IGCC | 0 | 0 | 0 | 0 | 0 | 0
DemandResponse | 0 | 0 | 0 | 0 | 0 | 0
IGCC-CCS | 0 | 0 | 0 | 0 | 0 | 0
WT_off | 0 | 0 | 0 | 0 | 0 | 0
PseudoUnit | 0 | 0 | 0 | 0 | 0 | 0
FixedInterchange | 0 | 0 | 0 | 0 | 0 | 0
SO2 Emissions (MMshortTons): AZ_NM_SNV_NucRenew
ReportingType | 2015 | 2020 | 2025 | 2030 | 2035 | 2040
BM | 0 | 0 | 0 | 0 | 0 | 0
CC | 0 | 0 | 0 | 0 | 0 | 0
CSP | 0 | 0 | 0 | 0 | 0 | 0
CT | 0 | 0 | 0 | 0 | 0 | 0
Coal | 0 | 0 | 0 | 0 | 0 | 0
Geo | 0 | 0 | 0 | 0 | 0 | 0
H | 0 | 0 | 0 | 0 | 0 | 0
LFG | 0 | 0 | 0 | 0 | 0 | 0
Nuc | 0 | 0 | 0 | 0 | 0 | 0
PS | 0 | 0 | 0 | 0 | 0 | 0
PV | 0 | 0 | 0 | 0 | 0 | 0
PeakG | 0 | 0 | 0 | 0 | 0 | 0
PeakO | 0 | 0 | 0 | 0 | 0 | 0
ST | 0 | 0 | 0 | 0 | 0 | 0
STOG | 0 | 0 | 0 | 0 | 0 | 0
STWD | 0 | 0 | 0 | 0 | 0 | 0
WT | 0 | 0 | 0 | 0 | 0 | 0
IGCC | 0 | 0 | 0 | 0 | 0 | 0
DemandResponse | 0 | 0 | 0 | 0 | 0 | 0
IGCC-CCS | 0 | 0 | 0 | 0 | 0 | 0
WT_off | 0 | 0 | 0 | 0 | 0 | 0
PseudoUnit | 0 | 0 | 0 | 0 | 0 | 0
FixedInterchange | 0 | 0 | 0 | 0 | 0 | 0
SO2 Emissions (MMshortTons): ERCOT
ReportingType | 2015 | 2020 | 2025 | 2030 | 2035 | 2040
BM | 0 | 0 | 0 | 0 | 0 | 0
CC | 0 | 0 | 0 | 0 | 0 | 0
CSP | 0 | 0 | 0 | 0 | 0 | 0
CT | 0 | 0 | 0 | 0 | 0 | 0
Coal | 0.2 | 0.07 | 0.09 | 0.09 | 0.09 | 0.09
Geo | 0 | 0 | 0 | 0 | 0 | 0
H | 0 | 0 | 0 | 0 | 0 | 0
LFG | 0 | 0 | 0 | 0 | 0 | 0
Nuc | 0 | 0 | 0 | 0 | 0 | 0
PS | 0 | 0 | 0 | 0 | 0 | 0
PV | 0 | 0 | 0 | 0 | 0 | 0
PeakG | 0 | 0 | 0 | 0 | 0 | 0
PeakO | 0 | 0 | 0 | 0 | 0 | 0
ST | 0 | 0 | 0 | 0 | 0 | 0
STOG | 0 | 0 | 0 | 0 | 0 | 0
STWD | 0 | 0 | 0 | 0 | 0 | 0
WT | 0 | 0 | 0 | 0 | 0 | 0
IGCC | 0 | 0 | 0 | 0 | 0 | 0
DemandResponse | 0 | 0 | 0 | 0 | 0 | 0
IGCC-CCS | 0 | 0 | 0 | 0 | 0 | 0
WT_off | 0 | 0 | 0 | 0 | 0 | 0
PseudoUnit | 0 | 0 | 0 | 0 | 0 | 0
FixedInterchange | 0 | 0 | 0 | 0 | 0 | 0
SO2 Emissions (MMshortTons): NP15
ReportingType | 2015 | 2020 | 2025 | 2030 | 2035 | 2040
BM | 0 | 0 | 0 | 0 | 0 | 0
CC | 0 | 0 | 0 | 0 | 0 | 0
CSP | 0 | 0 | 0 | 0 | 0 | 0
CT | 0 | 0 | 0 | 0 | 0 | 0
Coal | 0 | 0 | 0 | 0 | 0 | 0
Geo | 0 | 0 | 0 | 0 | 0 | 0
H | 0 | 0 | 0 | 0 | 0 | 0
LFG | 0 | 0 | 0 | 0 | 0 | 0
Nuc | 0 | 0 | 0 | 0 | 0 | 0
PS | 0 | 0 | 0 | 0 | 0 | 0
PV | 0 | 0 | 0 | 0 | 0 | 0
PeakG | 0 | 0 | 0 | 0 | 0 | 0
PeakO | 0 | 0 | 0 | 0 | 0 | 0
ST | 0 | 0 | 0 | 0 | 0 | 0
STOG | 0 | 0 | 0 | 0 | 0 | 0
STWD | 0 | 0 | 0 | 0 | 0 | 0
WT | 0 | 0 | 0 | 0 | 0 | 0
IGCC | 0 | 0 | 0 | 0 | 0 | 0
DemandResponse | 0 | 0 | 0 | 0 | 0 | 0
IGCC-CCS | 0 | 0 | 0 | 0 | 0 | 0
WT_off | 0 | 0 | 0 | 0 | 0 | 0
PseudoUnit | 0 | 0 | 0 | 0 | 0 | 0
FixedInterchange | 0 | 0 | 0 | 0 | 0 | 0
SO2 Emissions (MMshortTons): NWPP_Coal
ReportingType | 2015 | 2020 | 2025 | 2030 | 2035 | 2040
BM | 0 | 0 | 0 | 0 | 0 | 0
CC | 0 | 0 | 0 | 0 | 0 | 0
CSP | 0 | 0 | 0 | 0 | 0 | 0
CT | 0 | 0 | 0 | 0 | 0 | 0
Coal | 0.09 | 0.05 | 0.05 | 0.05 | 0.05 | 0.05
Geo | 0 | 0 | 0 | 0 | 0 | 0
H | 0 | 0 | 0 | 0 | 0 | 0
LFG | 0 | 0 | 0 | 0 | 0 | 0
Nuc | 0 | 0 | 0 | 0 | 0 | 0
PS | 0 | 0 | 0 | 0 | 0 | 0
PV | 0 | 0 | 0 | 0 | 0 | 0
PeakG | 0 | 0 | 0 | 0 | 0 | 0
PeakO | 0 | 0 | 0 | 0 | 0 | 0
ST | 0 | 0 | 0 | 0 | 0 | 0
STOG | 0 | 0 | 0 | 0 | 0 | 0
STWD | 0 | 0 | 0 | 0 | 0 | 0
WT | 0 | 0 | 0 | 0 | 0 | 0
IGCC | 0 | 0 | 0 | 0 | 0 | 0
DemandResponse | 0 | 0 | 0 | 0 | 0 | 0
IGCC-CCS | 0 | 0 | 0 | 0 | 0 | 0
WT_off | 0 | 0 | 0 | 0 | 0 | 0
PseudoUnit | 0 | 0 | 0 | 0 | 0 | 0
FixedInterchange | 0 | 0 | 0 | 0 | 0 | 0
SO2 Emissions (MMshortTons): NWPP_Gas
ReportingType | 2015 | 2020 | 2025 | 2030 | 2035 | 2040
BM | 0 | 0 | 0 | 0 | 0 | 0
CC | 0 | 0 | 0 | 0 | 0 | 0
CSP | 0 | 0 | 0 | 0 | 0 | 0
CT | 0 | 0 | 0 | 0 | 0 | 0
Coal | 0 | 0 | 0 | 0 | 0 | 0
Geo | 0 | 0 | 0 | 0 | 0 | 0
H | 0 | 0 | 0 | 0 | 0 | 0
LFG | 0 | 0 | 0 | 0 | 0 | 0
Nuc | 0 | 0 | 0 | 0 | 0 | 0
PS | 0 | 0 | 0 | 0 | 0 | 0
PV | 0 | 0 | 0 | 0 | 0 | 0
PeakG | 0 | 0 | 0 | 0 | 0 | 0
PeakO | 0 | 0 | 0 | 0 | 0 | 0
ST | 0 | 0 | 0 | 0 | 0 | 0
STOG | 0 | 0 | 0 | 0 | 0 | 0
STWD | 0 | 0 | 0 | 0 | 0 | 0
WT | 0 | 0 | 0 | 0 | 0 | 0
IGCC | 0 | 0 | 0 | 0 | 0 | 0
DemandResponse | 0 | 0 | 0 | 0 | 0 | 0
IGCC-CCS | 0 | 0 | 0 | 0 | 0 | 0
WT_off | 0 | 0 | 0 | 0 | 0 | 0
PseudoUnit | 0 | 0 | 0 | 0 | 0 | 0
FixedInterchange | 0 | 0 | 0 | 0 | 0 | 0
SO2 Emissions (MMshortTons): NWPP_NucRenew
ReportingType | 2015 | 2020 | 2025 | 2030 | 2035 | 2040
BM | 0 | 0 | 0 | 0 | 0 | 0
CC | 0 | 0 | 0 | 0 | 0 | 0
CSP | 0 | 0 | 0 | 0 | 0 | 0
CT | 0 | 0 | 0 | 0 | 0 | 0
Coal | 0 | 0 | 0 | 0 | 0 | 0
Geo | 0 | 0 | 0 | 0 | 0 | 0
H | 0 | 0 | 0 | 0 | 0 | 0
LFG | 0 | 0 | 0 | 0 | 0 | 0
Nuc | 0 | 0 | 0 | 0 | 0 | 0
PS | 0 | 0 | 0 | 0 | 0 | 0
PV | 0 | 0 | 0 | 0 | 0 | 0
PeakG | 0 | 0 | 0 | 0 | 0 | 0
PeakO | 0 | 0 | 0 | 0 | 0 | 0
ST | 0 | 0 | 0 | 0 | 0 | 0
STOG | 0 | 0 | 0 | 0 | 0 | 0
STWD | 0 | 0 | 0 | 0 | 0 | 0
WT | 0 | 0 | 0 | 0 | 0 | 0
IGCC | 0 | 0 | 0 | 0 | 0 | 0
DemandResponse | 0 | 0 | 0 | 0 | 0 | 0
IGCC-CCS | 0 | 0 | 0 | 0 | 0 | 0
WT_off | 0 | 0 | 0 | 0 | 0 | 0
PseudoUnit | 0 | 0 | 0 | 0 | 0 | 0
FixedInterchange | 0 | 0 | 0 | 0 | 0 | 0
SO2 Emissions (MMshortTons): RMPA
ReportingType | 2015 | 2020 | 2025 | 2030 | 2035 | 2040
BM | 0 | 0 | 0 | 0 | 0 | 0
CC | 0 | 0 | 0 | 0 | 0 | 0
CSP | 0 | 0 | 0 | 0 | 0 | 0
CT | 0 | 0 | 0 | 0 | 0 | 0
Coal | 0.06 | 0.03 | 0.03 | 0.03 | 0.03 | 0.03
Geo | 0 | 0 | 0 | 0 | 0 | 0
H | 0 | 0 | 0 | 0 | 0 | 0
LFG | 0 | 0 | 0 | 0 | 0 | 0
Nuc | 0 | 0 | 0 | 0 | 0 | 0
PS | 0 | 0 | 0 | 0 | 0 | 0
PV | 0 | 0 | 0 | 0 | 0 | 0
PeakG | 0 | 0 | 0 | 0 | 0 | 0
PeakO | 0 | 0 | 0 | 0 | 0 | 0
ST | 0 | 0 | 0 | 0 | 0 | 0
STOG | 0 | 0 | 0 | 0 | 0 | 0
STWD | 0 | 0 | 0 | 0 | 0 | 0
WT | 0 | 0 | 0 | 0 | 0 | 0
IGCC | 0 | 0 | 0 | 0 | 0 | 0
DemandResponse | 0 | 0 | 0 | 0 | 0 | 0
IGCC-CCS | 0 | 0 | 0 | 0 | 0 | 0
WT_off | 0 | 0 | 0 | 0 | 0 | 0
PseudoUnit | 0 | 0 | 0 | 0 | 0 | 0
FixedInterchange | 0 | 0 | 0 | 0 | 0 | 0
SO2 Emissions (MMshortTons): SP15
ReportingType | 2015 | 2020 | 2025 | 2030 | 2035 | 2040
BM | 0 | 0 | 0 | 0 | 0 | 0
CC | 0 | 0 | 0 | 0 | 0 | 0
CSP | 0 | 0 | 0 | 0 | 0 | 0
CT | 0 | 0 | 0 | 0 | 0 | 0
Coal | 0 | 0 | 0 | 0 | 0 | 0
Geo | 0 | 0 | 0 | 0 | 0 | 0
H | 0 | 0 | 0 | 0 | 0 | 0
LFG | 0 | 0 | 0 | 0 | 0 | 0
Nuc | 0 | 0 | 0 | 0 | 0 | 0
PS | 0 | 0 | 0 | 0 | 0 | 0
PV | 0 | 0 | 0 | 0 | 0 | 0
PeakG | 0 | 0 | 0 | 0 | 0 | 0
PeakO | 0 | 0 | 0 | 0 | 0 | 0
ST | 0 | 0 | 0 | 0 | 0 | 0
STOG | 0 | 0 | 0 | 0 | 0 | 0
STWD | 0 | 0 | 0 | 0 | 0 | 0
WT | 0 | 0 | 0 | 0 | 0 | 0
IGCC | 0 | 0 | 0 | 0 | 0 | 0
DemandResponse | 0 | 0 | 0 | 0 | 0 | 0
IGCC-CCS | 0 | 0 | 0 | 0 | 0 | 0
WT_off | 0 | 0 | 0 | 0 | 0 | 0
PseudoUnit | 0 | 0 | 0 | 0 | 0 | 0
FixedInterchange | 0 | 0 | 0 | 0 | 0 | 0
SO2 Emissions (MMshortTons): ALB
ReportingType | 2015 | 2020 | 2025 | 2030 | 2035 | 2040
BM | 0 | 0 | 0 | 0 | 0 | 0
CC | 0 | 0 | 0 | 0 | 0 | 0
CSP | 0 | 0 | 0 | 0 | 0 | 0
CT | 0 | 0 | 0 | 0 | 0 | 0
Coal | 0.17 | 0.14 | 0.14 | 0.14 | 0.14 | 0.14
Geo | 0 | 0 | 0 | 0 | 0 | 0
H | 0 | 0 | 0 | 0 | 0 | 0
LFG | 0 | 0 | 0 | 0 | 0 | 0
Nuc | 0 | 0 | 0 | 0 | 0 | 0
PS | 0 | 0 | 0 | 0 | 0 | 0
PV | 0 | 0 | 0 | 0 | 0 | 0
PeakG | 0 | 0 | 0 | 0 | 0 | 0
PeakO | 0 | 0 | 0 | 0 | 0 | 0
ST | 0 | 0 | 0 | 0 | 0 | 0
STOG | 0 | 0 | 0 | 0 | 0 | 0
STWD | 0 | 0 | 0 | 0 | 0 | 0
WT | 0 | 0 | 0 | 0 | 0 | 0
IGCC | 0 | 0 | 0 | 0 | 0 | 0
DemandResponse | 0 | 0 | 0 | 0 | 0 | 0
IGCC-CCS | 0 | 0 | 0 | 0 | 0 | 0
WT_off | 0 | 0 | 0 | 0 | 0 | 0
PseudoUnit | 0 | 0 | 0 | 0 | 0 | 0
FixedInterchange | 0 | 0 | 0 | 0 | 0 | 0
SO2 Emissions (MMshortTons): BC
ReportingType | 2015 | 2020 | 2025 | 2030 | 2035 | 2040
BM | 0 | 0 | 0 | 0 | 0 | 0
CC | 0 | 0 | 0 | 0 | 0 | 0
CSP | 0 | 0 | 0 | 0 | 0 | 0
CT | 0 | 0 | 0 | 0 | 0 | 0
Coal | 0 | 0 | 0 | 0 | 0 | 0
Geo | 0 | 0 | 0 | 0 | 0 | 0
H | 0 | 0 | 0 | 0 | 0 | 0
LFG | 0 | 0 | 0 | 0 | 0 | 0
Nuc | 0 | 0 | 0 | 0 | 0 | 0
PS | 0 | 0 | 0 | 0 | 0 | 0
PV | 0 | 0 | 0 | 0 | 0 | 0
PeakG | 0 | 0 | 0 | 0 | 0 | 0
PeakO | 0 | 0 | 0 | 0 | 0 | 0
ST | 0 | 0 | 0 | 0 | 0 | 0
STOG | 0 | 0 | 0 | 0 | 0 | 0
STWD | 0 | 0 | 0 | 0 | 0 | 0
WT | 0 | 0 | 0 | 0 | 0 | 0
IGCC | 0 | 0 | 0 | 0 | 0 | 0
DemandResponse | 0 | 0 | 0 | 0 | 0 | 0
IGCC-CCS | 0 | 0 | 0 | 0 | 0 | 0
WT_off | 0 | 0 | 0 | 0 | 0 | 0
PseudoUnit | 0 | 0 | 0 | 0 | 0 | 0
FixedInterchange | 0 | 0 | 0 | 0 | 0 | 0
SO2 Emissions (MMshortTons): HQ_IESO
ReportingType | 2015 | 2020 | 2025 | 2030 | 2035 | 2040
BM | 0 | 0 | 0 | 0 | 0 | 0
CC | 0 | 0 | 0 | 0 | 0 | 0
CSP | 0 | 0 | 0 | 0 | 0 | 0
CT | 0 | 0 | 0 | 0 | 0 | 0
Coal | 0 | 0 | 0 | 0 | 0 | 0
Geo | 0 | 0 | 0 | 0 | 0 | 0
H | 0 | 0 | 0 | 0 | 0 | 0
LFG | 0 | 0 | 0 | 0 | 0 | 0
Nuc | 0 | 0 | 0 | 0 | 0 | 0
PS | 0 | 0 | 0 | 0 | 0 | 0
PV | 0 | 0 | 0 | 0 | 0 | 0
PeakG | 0 | 0 | 0 | 0 | 0 | 0
PeakO | 0 | 0 | 0 | 0 | 0 | 0
ST | 0 | 0 | 0 | 0 | 0 | 0
STOG | 0 | 0 | 0 | 0 | 0 | 0
STWD | 0 | 0 | 0 | 0 | 0 | 0
WT | 0 | 0 | 0 | 0 | 0 | 0
IGCC | 0 | 0 | 0 | 0 | 0 | 0
DemandResponse | 0 | 0 | 0 | 0 | 0 | 0
IGCC-CCS | 0 | 0 | 0 | 0 | 0 | 0
WT_off | 0 | 0 | 0 | 0 | 0 | 0
PseudoUnit | 0 | 0 | 0 | 0 | 0 | 0
FixedInterchange | 0 | 0 | 0 | 0 | 0 | 0
SO2 Emissions (MMshortTons): HQ_NEISO
ReportingType | 2015 | 2020 | 2025 | 2030 | 2035 | 2040
BM | 0 | 0 | 0 | 0 | 0 | 0
CC | 0 | 0 | 0 | 0 | 0 | 0
CSP | 0 | 0 | 0 | 0 | 0 | 0
CT | 0 | 0 | 0 | 0 | 0 | 0
Coal | 0 | 0 | 0 | 0 | 0 | 0
Geo | 0 | 0 | 0 | 0 | 0 | 0
H | 0 | 0 | 0 | 0 | 0 | 0
LFG | 0 | 0 | 0 | 0 | 0 | 0
Nuc | 0 | 0 | 0 | 0 | 0 | 0
PS | 0 | 0 | 0 | 0 | 0 | 0
PV | 0 | 0 | 0 | 0 | 0 | 0
PeakG | 0 | 0 | 0 | 0 | 0 | 0
PeakO | 0 | 0 | 0 | 0 | 0 | 0
ST | 0 | 0 | 0 | 0 | 0 | 0
STOG | 0 | 0 | 0 | 0 | 0 | 0
STWD | 0 | 0 | 0 | 0 | 0 | 0
WT | 0 | 0 | 0 | 0 | 0 | 0
IGCC | 0 | 0 | 0 | 0 | 0 | 0
DemandResponse | 0 | 0 | 0 | 0 | 0 | 0
IGCC-CCS | 0 | 0 | 0 | 0 | 0 | 0
WT_off | 0 | 0 | 0 | 0 | 0 | 0
PseudoUnit | 0 | 0 | 0 | 0 | 0 | 0
FixedInterchange | 0 | 0 | 0 | 0 | 0 | 0
SO2 Emissions (MMshortTons): HQ_NY
ReportingType | 2015 | 2020 | 2025 | 2030 | 2035 | 2040
BM | 0 | 0 | 0 | 0 | 0 | 0
CC | 0 | 0 | 0 | 0 | 0 | 0
CSP | 0 | 0 | 0 | 0 | 0 | 0
CT | 0 | 0 | 0 | 0 | 0 | 0
Coal | 0 | 0 | 0 | 0 | 0 | 0
Geo | 0 | 0 | 0 | 0 | 0 | 0
H | 0 | 0 | 0 | 0 | 0 | 0
LFG | 0 | 0 | 0 | 0 | 0 | 0
Nuc | 0 | 0 | 0 | 0 | 0 | 0
PS | 0 | 0 | 0 | 0 | 0 | 0
PV | 0 | 0 | 0 | 0 | 0 | 0
PeakG | 0 | 0 | 0 | 0 | 0 | 0
PeakO | 0 | 0 | 0 | 0 | 0 | 0
ST | 0 | 0 | 0 | 0 | 0 | 0
STOG | 0 | 0 | 0 | 0 | 0 | 0
STWD | 0 | 0 | 0 | 0 | 0 | 0
WT | 0 | 0 | 0 | 0 | 0 | 0
IGCC | 0 | 0 | 0 | 0 | 0 | 0
DemandResponse | 0 | 0 | 0 | 0 | 0 | 0
IGCC-CCS | 0 | 0 | 0 | 0 | 0 | 0
WT_off | 0 | 0 | 0 | 0 | 0 | 0
PseudoUnit | 0 | 0 | 0 | 0 | 0 | 0
FixedInterchange | 0 | 0 | 0 | 0 | 0 | 0
SO2 Emissions (MMshortTons): MARITIMES
ReportingType | 2015 | 2020 | 2025 | 2030 | 2035 | 2040
BM | 0 | 0 | 0 | 0 | 0 | 0
CC | 0 | 0 | 0 | 0 | 0 | 0
CSP | 0 | 0 | 0 | 0 | 0 | 0
CT | 0 | 0 | 0 | 0 | 0 | 0
Coal | 0 | 0 | 0 | 0 | 0 | 0
Geo | 0 | 0 | 0 | 0 | 0 | 0
H | 0 | 0 | 0 | 0 | 0 | 0
LFG | 0 | 0 | 0 | 0 | 0 | 0
Nuc | 0 | 0 | 0 | 0 | 0 | 0
PS | 0 | 0 | 0 | 0 | 0 | 0
PV | 0 | 0 | 0 | 0 | 0 | 0
PeakG | 0 | 0 | 0 | 0 | 0 | 0
PeakO | 0 | 0 | 0 | 0 | 0 | 0
ST | 0 | 0 | 0 | 0 | 0 | 0
STOG | 0 | 0 | 0 | 0 | 0 | 0
STWD | 0 | 0 | 0 | 0 | 0 | 0
WT | 0 | 0 | 0 | 0 | 0 | 0
IGCC | 0 | 0 | 0 | 0 | 0 | 0
DemandResponse | 0 | 0 | 0 | 0 | 0 | 0
IGCC-CCS | 0 | 0 | 0 | 0 | 0 | 0
WT_off | 0 | 0 | 0 | 0 | 0 | 0
PseudoUnit | 0 | 0 | 0 | 0 | 0 | 0
FixedInterchange | 0 | 0 | 0 | 0 | 0 | 0
SO2 Emissions (MMshortTons): All
ReportingType | 2015 | 2020 | 2025 | 2030 | 2035 | 2040
BM | 0 | 0 | 0 | 0 | 0 | 0
CC | 0 | 0 | 0 | 0 | 0 | 0
CSP | 0 | 0 | 0 | 0 | 0 | 0
CT | 0 | 0 | 0 | 0 | 0 | 0
Coal | 5.05 | 1.87 | 2.29 | 2.45 | 2.58 | 2.64
Geo | 0 | 0 | 0 | 0 | 0 | 0
H | 0 | 0 | 0 | 0 | 0 | 0
LFG | 0 | 0 | 0 | 0 | 0 | 0
Nuc | 0 | 0 | 0 | 0 | 0 | 0
PS | 0 | 0 | 0 | 0 | 0 | 0
PV | 0 | 0 | 0 | 0 | 0 | 0
PeakG | 0 | 0 | 0 | 0 | 0 | 0
PeakO | 0 | 0 | 0 | 0 | 0 | 0
ST | 0 | 0 | 0 | 0 | 0 | 0
STOG | 0 | 0 | 0 | 0 | 0 | 0
STWD | 0 | 0 | 0 | 0 | 0 | 0
WT | 0 | 0 | 0 | 0 | 0 | 0
IGCC | 0 | 0 | 0 | 0 | 0 | 0
DemandResponse | 0 | 0 | 0 | 0 | 0 | 0
IGCC-CCS | 0 | 0 | 0 | 0 | 0 | 0
WT_off | 0 | 0 | 0 | 0 | 0 | 0
PseudoUnit | 0 | 0 | 0 | 0 | 0 | 0
FixedInterchange | 0 | 0 | 0 | 0 | 0 | 0
SO2 Emissions (MMshortTons): EI_US
ReportingType | 2015 | 2020 | 2025 | 2030 | 2035 | 2040
BM | 0 | 0 | 0 | 0 | 0 | 0
CC | 0 | 0 | 0 | 0 | 0 | 0
CSP | 0 | 0 | 0 | 0 | 0 | 0
CT | 0 | 0 | 0 | 0 | 0 | 0
Coal | 4.51 | 1.56 | 1.95 | 2.08 | 2.17 | 2.21
Geo | 0 | 0 | 0 | 0 | 0 | 0
H | 0 | 0 | 0 | 0 | 0 | 0
LFG | 0 | 0 | 0 | 0 | 0 | 0
Nuc | 0 | 0 | 0 | 0 | 0 | 0
PS | 0 | 0 | 0 | 0 | 0 | 0
PV | 0 | 0 | 0 | 0 | 0 | 0
PeakG | 0 | 0 | 0 | 0 | 0 | 0
PeakO | 0 | 0 | 0 | 0 | 0 | 0
ST | 0 | 0 | 0 | 0 | 0 | 0
STOG | 0 | 0 | 0 | 0 | 0 | 0
STWD | 0 | 0 | 0 | 0 | 0 | 0
WT | 0 | 0 | 0 | 0 | 0 | 0
IGCC | 0 | 0 | 0 | 0 | 0 | 0
DemandResponse | 0 | 0 | 0 | 0 | 0 | 0
IGCC-CCS | 0 | 0 | 0 | 0 | 0 | 0
WT_off | 0 | 0 | 0 | 0 | 0 | 0
PseudoUnit | 0 | 0 | 0 | 0 | 0 | 0
FixedInterchange | 0 | 0 | 0 | 0 | 0 | 0
SO2 Emissions (MMshortTons): EI_Canada
ReportingType | 2015 | 2020 | 2025 | 2030 | 2035 | 2040
BM | 0 | 0 | 0 | 0 | 0 | 0
CC | 0 | 0 | 0 | 0 | 0 | 0
CSP | 0 | 0 | 0 | 0 | 0 | 0
CT | 0 | 0 | 0 | 0 | 0 | 0
Coal | 0 | 0 | 0.01 | 0.04 | 0.08 | 0.09
Geo | 0 | 0 | 0 | 0 | 0 | 0
H | 0 | 0 | 0 | 0 | 0 | 0
LFG | 0 | 0 | 0 | 0 | 0 | 0
Nuc | 0 | 0 | 0 | 0 | 0 | 0
PS | 0 | 0 | 0 | 0 | 0 | 0
PV | 0 | 0 | 0 | 0 | 0 | 0
PeakG | 0 | 0 | 0 | 0 | 0 | 0
PeakO | 0 | 0 | 0 | 0 | 0 | 0
ST | 0 | 0 | 0 | 0 | 0 | 0
STOG | 0 | 0 | 0 | 0 | 0 | 0
STWD | 0 | 0 | 0 | 0 | 0 | 0
WT | 0 | 0 | 0 | 0 | 0 | 0
IGCC | 0 | 0 | 0 | 0 | 0 | 0
DemandResponse | 0 | 0 | 0 | 0 | 0 | 0
IGCC-CCS | 0 | 0 | 0 | 0 | 0 | 0
WT_off | 0 | 0 | 0 | 0 | 0 | 0
PseudoUnit | 0 | 0 | 0 | 0 | 0 | 0
FixedInterchange | 0 | 0 | 0 | 0 | 0 | 0
SO2 Emissions (MMshortTons): EI
ReportingType | 2015 | 2020 | 2025 | 2030 | 2035 | 2040
BM | 0 | 0 | 0 | 0 | 0 | 0
CC | 0 | 0 | 0 | 0 | 0 | 0
CSP | 0 | 0 | 0 | 0 | 0 | 0
CT | 0 | 0 | 0 | 0 | 0 | 0
Coal | 4.51 | 1.57 | 1.96 | 2.12 | 2.25 | 2.3
Geo | 0 | 0 | 0 | 0 | 0 | 0
H | 0 | 0 | 0 | 0 | 0 | 0
LFG | 0 | 0 | 0 | 0 | 0 | 0
Nuc | 0 | 0 | 0 | 0 | 0 | 0
PS | 0 | 0 | 0 | 0 | 0 | 0
PV | 0 | 0 | 0 | 0 | 0 | 0
PeakG | 0 | 0 | 0 | 0 | 0 | 0
PeakO | 0 | 0 | 0 | 0 | 0 | 0
ST | 0 | 0 | 0 | 0 | 0 | 0
STOG | 0 | 0 | 0 | 0 | 0 | 0
STWD | 0 | 0 | 0 | 0 | 0 | 0
WT | 0 | 0 | 0 | 0 | 0 | 0
IGCC | 0 | 0 | 0 | 0 | 0 | 0
DemandResponse | 0 | 0 | 0 | 0 | 0 | 0
IGCC-CCS | 0 | 0 | 0 | 0 | 0 | 0
WT_off | 0 | 0 | 0 | 0 | 0 | 0
PseudoUnit | 0 | 0 | 0 | 0 | 0 | 0
FixedInterchange | 0 | 0 | 0 | 0 | 0 | 0
SO2 Emissions (MMshortTons): Outside_EI
ReportingType | 2015 | 2020 | 2025 | 2030 | 2035 | 2040
BM | 0 | 0 | 0 | 0 | 0 | 0
CC | 0 | 0 | 0 | 0 | 0 | 0
CSP | 0 | 0 | 0 | 0 | 0 | 0
CT | 0 | 0 | 0 | 0 | 0 | 0
Coal | 0.54 | 0.31 | 0.33 | 0.33 | 0.33 | 0.34
Geo | 0 | 0 | 0 | 0 | 0 | 0
H | 0 | 0 | 0 | 0 | 0 | 0
LFG | 0 | 0 | 0 | 0 | 0 | 0
Nuc | 0 | 0 | 0 | 0 | 0 | 0
PS | 0 | 0 | 0 | 0 | 0 | 0
PV | 0 | 0 | 0 | 0 | 0 | 0
PeakG | 0 | 0 | 0 | 0 | 0 | 0
PeakO | 0 | 0 | 0 | 0 | 0 | 0
ST | 0 | 0 | 0 | 0 | 0 | 0
STOG | 0 | 0 | 0 | 0 | 0 | 0
STWD | 0 | 0 | 0 | 0 | 0 | 0
WT | 0 | 0 | 0 | 0 | 0 | 0
IGCC | 0 | 0 | 0 | 0 | 0 | 0
DemandResponse | 0 | 0 | 0 | 0 | 0 | 0
IGCC-CCS | 0 | 0 | 0 | 0 | 0 | 0
WT_off | 0 | 0 | 0 | 0 | 0 | 0
PseudoUnit | 0 | 0 | 0 | 0 | 0 | 0
FixedInterchange | 0 | 0 | 0 | 0 | 0 | 0
NOx Emissions (MMshortTons): Entergy
ReportingType | 2015 | 2020 | 2025 | 2030 | 2035 | 2040
BM | 0 | 0 | 0 | 0 | 0 | 0
CC | 0 | 0.01 | 0.01 | 0.01 | 0.01 | 0.01
CSP | 0 | 0 | 0 | 0 | 0 | 0
CT | 0 | 0 | 0 | 0 | 0 | 0
Coal | 0.05 | 0.04 | 0.05 | 0.05 | 0.05 | 0.06
Geo | 0 | 0 | 0 | 0 | 0 | 0
H | 0 | 0 | 0 | 0 | 0 | 0
LFG | 0 | 0 | 0 | 0 | 0 | 0
Nuc | 0 | 0 | 0 | 0 | 0 | 0
PS | 0 | 0 | 0 | 0 | 0 | 0
PV | 0 | 0 | 0 | 0 | 0 | 0
PeakG | 0 | 0 | 0 | 0 | 0 | 0
PeakO | 0 | 0 | 0 | 0 | 0 | 0
ST | 0 | 0 | 0 | 0 | 0 | 0
STOG | 0 | 0 | 0 | 0 | 0 | 0
STWD | 0 | 0 | 0 | 0 | 0 | 0
WT | 0 | 0 | 0 | 0 | 0 | 0
IGCC | 0 | 0 | 0 | 0 | 0 | 0
DemandResponse | 0 | 0 | 0 | 0 | 0 | 0
IGCC-CCS | 0 | 0 | 0 | 0 | 0 | 0
WT_off | 0 | 0 | 0 | 0 | 0 | 0
PseudoUnit | 0 | 0 | 0 | 0 | 0 | 0
FixedInterchange | 0 | 0 | 0 | 0 | 0 | 0
NOx Emissions (MMshortTons): FRCC
ReportingType | 2015 | 2020 | 2025 | 2030 | 2035 | 2040
BM | 0 | 0 | 0 | 0 | 0 | 0
CC | 0.01 | 0.01 | 0.01 | 0.01 | 0.02 | 0.02
CSP | 0 | 0 | 0 | 0 | 0 | 0
CT | 0 | 0 | 0 | 0 | 0 | 0
Coal | 0.04 | 0.03 | 0.04 | 0.04 | 0.04 | 0.04
Geo | 0 | 0 | 0 | 0 | 0 | 0
H | 0 | 0 | 0 | 0 | 0 | 0
LFG | 0 | 0 | 0 | 0 | 0 | 0
Nuc | 0 | 0 | 0 | 0 | 0 | 0
PS | 0 | 0 | 0 | 0 | 0 | 0
PV | 0 | 0 | 0 | 0 | 0 | 0
PeakG | 0 | 0 | 0 | 0 | 0 | 0
PeakO | 0 | 0 | 0 | 0 | 0 | 0
ST | 0 | 0 | 0 | 0 | 0 | 0
STOG | 0 | 0 | 0 | 0 | 0 | 0
STWD | 0 | 0 | 0 | 0 | 0 | 0
WT | 0 | 0 | 0 | 0 | 0 | 0
IGCC | 0 | 0 | 0 | 0 | 0 | 0
DemandResponse | 0 | 0 | 0 | 0 | 0 | 0
IGCC-CCS | 0 | 0 | 0 | 0 | 0 | 0
WT_off | 0 | 0 | 0 | 0 | 0 | 0
PseudoUnit | 0 | 0 | 0 | 0 | 0 | 0
FixedInterchange | 0 | 0 | 0 | 0 | 0 | 0
NOx Emissions (MMshortTons): MAPP_US
ReportingType | 2015 | 2020 | 2025 | 2030 | 2035 | 2040
BM | 0 | 0 | 0 | 0 | 0 | 0
CC | 0 | 0 | 0 | 0 | 0 | 0
CSP | 0 | 0 | 0 | 0 | 0 | 0
CT | 0 | 0 | 0 | 0 | 0 | 0
Coal | 0.04 | 0.04 | 0.04 | 0.04 | 0.04 | 0.04
Geo | 0 | 0 | 0 | 0 | 0 | 0
H | 0 | 0 | 0 | 0 | 0 | 0
LFG | 0 | 0 | 0 | 0 | 0 | 0
Nuc | 0 | 0 | 0 | 0 | 0 | 0
PS | 0 | 0 | 0 | 0 | 0 | 0
PV | 0 | 0 | 0 | 0 | 0 | 0
PeakG | 0 | 0 | 0 | 0 | 0 | 0
PeakO | 0 | 0 | 0 | 0 | 0 | 0
ST | 0 | 0 | 0 | 0 | 0 | 0
STOG | 0 | 0 | 0 | 0 | 0 | 0
STWD | 0 | 0 | 0 | 0 | 0 | 0
WT | 0 | 0 | 0 | 0 | 0 | 0
IGCC | 0 | 0 | 0 | 0 | 0 | 0
DemandResponse | 0 | 0 | 0 | 0 | 0 | 0
IGCC-CCS | 0 | 0 | 0 | 0 | 0 | 0
WT_off | 0 | 0 | 0 | 0 | 0 | 0
PseudoUnit | 0 | 0 | 0 | 0 | 0 | 0
FixedInterchange | 0 | 0 | 0 | 0 | 0 | 0
NOx Emissions (MMshortTons): MISO_IN
ReportingType | 2015 | 2020 | 2025 | 2030 | 2035 | 2040
BM | 0 | 0 | 0 | 0 | 0 | 0
CC | 0 | 0 | 0 | 0 | 0 | 0
CSP | 0 | 0 | 0 | 0 | 0 | 0
CT | 0 | 0 | 0 | 0 | 0 | 0
Coal | 0.07 | 0.07 | 0.07 | 0.07 | 0.08 | 0.08
Geo | 0 | 0 | 0 | 0 | 0 | 0
H | 0 | 0 | 0 | 0 | 0 | 0
LFG | 0 | 0 | 0 | 0 | 0 | 0
Nuc | 0 | 0 | 0 | 0 | 0 | 0
PS | 0 | 0 | 0 | 0 | 0 | 0
PV | 0 | 0 | 0 | 0 | 0 | 0
PeakG | 0 | 0 | 0 | 0 | 0 | 0
PeakO | 0 | 0 | 0 | 0 | 0 | 0
ST | 0 | 0 | 0 | 0 | 0 | 0
STOG | 0 | 0 | 0 | 0 | 0 | 0
STWD | 0 | 0 | 0 | 0 | 0 | 0
WT | 0 | 0 | 0 | 0 | 0 | 0
IGCC | 0 | 0 | 0 | 0 | 0 | 0
DemandResponse | 0 | 0 | 0 | 0 | 0 | 0
IGCC-CCS | 0 | 0 | 0 | 0 | 0 | 0
WT_off | 0 | 0 | 0 | 0 | 0 | 0
PseudoUnit | 0 | 0 | 0 | 0 | 0 | 0
FixedInterchange | 0 | 0 | 0 | 0 | 0 | 0
NOx Emissions (MMshortTons): MISO_MI
ReportingType | 2015 | 2020 | 2025 | 2030 | 2035 | 2040
BM | 0 | 0 | 0 | 0 | 0 | 0
CC | 0 | 0 | 0 | 0 | 0 | 0
CSP | 0 | 0 | 0 | 0 | 0 | 0
CT | 0 | 0 | 0 | 0 | 0 | 0
Coal | 0.06 | 0.05 | 0.05 | 0.06 | 0.06 | 0.06
Geo | 0 | 0 | 0 | 0 | 0 | 0
H | 0 | 0 | 0 | 0 | 0 | 0
LFG | 0 | 0 | 0 | 0 | 0 | 0
Nuc | 0 | 0 | 0 | 0 | 0 | 0
PS | 0 | 0 | 0 | 0 | 0 | 0
PV | 0 | 0 | 0 | 0 | 0 | 0
PeakG | 0 | 0 | 0 | 0 | 0 | 0
PeakO | 0 | 0 | 0 | 0 | 0 | 0
ST | 0 | 0 | 0 | 0 | 0 | 0
STOG | 0 | 0 | 0 | 0 | 0 | 0
STWD | 0 | 0 | 0 | 0 | 0 | 0
WT | 0 | 0 | 0 | 0 | 0 | 0
IGCC | 0 | 0 | 0 | 0 | 0 | 0
DemandResponse | 0 | 0 | 0 | 0 | 0 | 0
IGCC-CCS | 0 | 0 | 0 | 0 | 0 | 0
WT_off | 0 | 0 | 0 | 0 | 0 | 0
PseudoUnit | 0 | 0 | 0 | 0 | 0 | 0
FixedInterchange | 0 | 0 | 0 | 0 | 0 | 0
NOx Emissions (MMshortTons): MISO_MO-IL
ReportingType | 2015 | 2020 | 2025 | 2030 | 2035 | 2040
BM | 0 | 0 | 0 | 0 | 0 | 0
CC | 0 | 0 | 0 | 0 | 0 | 0
CSP | 0 | 0 | 0 | 0 | 0 | 0
CT | 0 | 0 | 0 | 0 | 0 | 0
Coal | 0.05 | 0.04 | 0.05 | 0.05 | 0.05 | 0.05
Geo | 0 | 0 | 0 | 0 | 0 | 0
H | 0 | 0 | 0 | 0 | 0 | 0
LFG | 0 | 0 | 0 | 0 | 0 | 0
Nuc | 0 | 0 | 0 | 0 | 0 | 0
PS | 0 | 0 | 0 | 0 | 0 | 0
PV | 0 | 0 | 0 | 0 | 0 | 0
PeakG | 0 | 0 | 0 | 0 | 0 | 0
PeakO | 0 | 0 | 0 | 0 | 0 | 0
ST | 0 | 0 | 0 | 0 | 0 | 0
STOG | 0 | 0 | 0 | 0 | 0 | 0
STWD | 0 | 0 | 0 | 0 | 0 | 0
WT | 0 | 0 | 0 | 0 | 0 | 0
IGCC | 0 | 0 | 0 | 0 | 0 | 0
DemandResponse | 0 | 0 | 0 | 0 | 0 | 0
IGCC-CCS | 0 | 0 | 0 | 0 | 0 | 0
WT_off | 0 | 0 | 0 | 0 | 0 | 0
PseudoUnit | 0 | 0 | 0 | 0 | 0 | 0
FixedInterchange | 0 | 0 | 0 | 0 | 0 | 0
NOx Emissions (MMshortTons): MISO_W
ReportingType | 2015 | 2020 | 2025 | 2030 | 2035 | 2040
BM | 0 | 0 | 0 | 0 | 0 | 0
CC | 0 | 0 | 0 | 0 | 0 | 0
CSP | 0 | 0 | 0 | 0 | 0 | 0
CT | 0 | 0 | 0 | 0 | 0 | 0
Coal | 0.1 | 0.09 | 0.09 | 0.09 | 0.1 | 0.11
Geo | 0 | 0 | 0 | 0 | 0 | 0
H | 0 | 0 | 0 | 0 | 0 | 0
LFG | 0 | 0 | 0 | 0 | 0 | 0
Nuc | 0 | 0 | 0 | 0 | 0 | 0
PS | 0 | 0 | 0 | 0 | 0 | 0
PV | 0 | 0 | 0 | 0 | 0 | 0
PeakG | 0 | 0 | 0 | 0 | 0 | 0
PeakO | 0 | 0 | 0 | 0 | 0 | 0
ST | 0 | 0 | 0 | 0 | 0 | 0
STOG | 0 | 0 | 0 | 0 | 0 | 0
STWD | 0 | 0 | 0 | 0 | 0 | 0
WT | 0 | 0 | 0 | 0 | 0 | 0
IGCC | 0 | 0 | 0 | 0 | 0 | 0
DemandResponse | 0 | 0 | 0 | 0 | 0 | 0
IGCC-CCS | 0 | 0 | 0 | 0 | 0 | 0
WT_off | 0 | 0 | 0 | 0 | 0 | 0
PseudoUnit | 0 | 0 | 0 | 0 | 0 | 0
FixedInterchange | 0 | 0 | 0 | 0 | 0 | 0
NOx Emissions (MMshortTons): MISO_WUMS
ReportingType | 2015 | 2020 | 2025 | 2030 | 2035 | 2040
BM | 0 | 0 | 0 | 0 | 0 | 0
CC | 0 | 0 | 0 | 0 | 0 | 0
CSP | 0 | 0 | 0 | 0 | 0 | 0
CT | 0 | 0 | 0 | 0 | 0 | 0
Coal | 0.01 | 0.01 | 0.01 | 0.01 | 0.01 | 0.01
Geo | 0 | 0 | 0 | 0 | 0 | 0
H | 0 | 0 | 0 | 0 | 0 | 0
LFG | 0 | 0 | 0 | 0 | 0 | 0
Nuc | 0 | 0 | 0 | 0 | 0 | 0
PS | 0 | 0 | 0 | 0 | 0 | 0
PV | 0 | 0 | 0 | 0 | 0 | 0
PeakG | 0 | 0 | 0 | 0 | 0 | 0
PeakO | 0 | 0 | 0 | 0 | 0 | 0
ST | 0 | 0 | 0 | 0 | 0 | 0
STOG | 0 | 0 | 0 | 0 | 0 | 0
STWD | 0 | 0 | 0 | 0 | 0 | 0
WT | 0 | 0 | 0 | 0 | 0 | 0
IGCC | 0 | 0 | 0 | 0 | 0 | 0
DemandResponse | 0 | 0 | 0 | 0 | 0 | 0
IGCC-CCS | 0 | 0 | 0 | 0 | 0 | 0
WT_off | 0 | 0 | 0 | 0 | 0 | 0
PseudoUnit | 0 | 0 | 0 | 0 | 0 | 0
FixedInterchange | 0 | 0 | 0 | 0 | 0 | 0
NOx Emissions (MMshortTons): Nebraska
ReportingType | 2015 | 2020 | 2025 | 2030 | 2035 | 2040
BM | 0 | 0 | 0 | 0 | 0 | 0
CC | 0 | 0 | 0 | 0 | 0 | 0
CSP | 0 | 0 | 0 | 0 | 0 | 0
CT | 0 | 0 | 0 | 0 | 0 | 0
Coal | 0.04 | 0.04 | 0.04 | 0.04 | 0.05 | 0.05
Geo | 0 | 0 | 0 | 0 | 0 | 0
H | 0 | 0 | 0 | 0 | 0 | 0
LFG | 0 | 0 | 0 | 0 | 0 | 0
Nuc | 0 | 0 | 0 | 0 | 0 | 0
PS | 0 | 0 | 0 | 0 | 0 | 0
PV | 0 | 0 | 0 | 0 | 0 | 0
PeakG | 0 | 0 | 0 | 0 | 0 | 0
PeakO | 0 | 0 | 0 | 0 | 0 | 0
ST | 0 | 0 | 0 | 0 | 0 | 0
STOG | 0 | 0 | 0 | 0 | 0 | 0
STWD | 0 | 0 | 0 | 0 | 0 | 0
WT | 0 | 0 | 0 | 0 | 0 | 0
IGCC | 0 | 0 | 0 | 0 | 0 | 0
DemandResponse | 0 | 0 | 0 | 0 | 0 | 0
IGCC-CCS | 0 | 0 | 0 | 0 | 0 | 0
WT_off | 0 | 0 | 0 | 0 | 0 | 0
PseudoUnit | 0 | 0 | 0 | 0 | 0 | 0
FixedInterchange | 0 | 0 | 0 | 0 | 0 | 0
NOx Emissions (MMshortTons): NEISO
ReportingType | 2015 | 2020 | 2025 | 2030 | 2035 | 2040
BM | 0 | 0 | 0 | 0 | 0 | 0
CC | 0 | 0 | 0 | 0 | 0 | 0
CSP | 0 | 0 | 0 | 0 | 0 | 0
CT | 0 | 0 | 0 | 0 | 0 | 0
Coal | 0 | 0 | 0 | 0 | 0 | 0
Geo | 0 | 0 | 0 | 0 | 0 | 0
H | 0 | 0 | 0 | 0 | 0 | 0
LFG | 0 | 0 | 0 | 0 | 0 | 0
Nuc | 0 | 0 | 0 | 0 | 0 | 0
PS | 0 | 0 | 0 | 0 | 0 | 0
PV | 0 | 0 | 0 | 0 | 0 | 0
PeakG | 0 | 0 | 0 | 0 | 0 | 0
PeakO | 0 | 0 | 0 | 0 | 0 | 0
ST | 0 | 0 | 0 | 0 | 0 | 0
STOG | 0 | 0 | 0 | 0 | 0 | 0
STWD | 0 | 0 | 0 | 0 | 0 | 0
WT | 0 | 0 | 0 | 0 | 0 | 0
IGCC | 0 | 0 | 0 | 0 | 0 | 0
DemandResponse | 0 | 0 | 0 | 0 | 0 | 0
IGCC-CCS | 0 | 0 | 0 | 0 | 0 | 0
WT_off | 0 | 0 | 0 | 0 | 0 | 0
PseudoUnit | 0 | 0 | 0 | 0 | 0 | 0
FixedInterchange | 0 | 0 | 0 | 0 | 0 | 0
NOx Emissions (MMshortTons): NonRTO_Midwest
ReportingType | 2015 | 2020 | 2025 | 2030 | 2035 | 2040
BM | 0 | 0 | 0 | 0 | 0 | 0
CC | 0 | 0 | 0 | 0 | 0 | 0
CSP | 0 | 0 | 0 | 0 | 0 | 0
CT | 0 | 0 | 0 | 0 | 0 | 0
Coal | 0.05 | 0.05 | 0.05 | 0.05 | 0.05 | 0.05
Geo | 0 | 0 | 0 | 0 | 0 | 0
H | 0 | 0 | 0 | 0 | 0 | 0
LFG | 0 | 0 | 0 | 0 | 0 | 0
Nuc | 0 | 0 | 0 | 0 | 0 | 0
PS | 0 | 0 | 0 | 0 | 0 | 0
PV | 0 | 0 | 0 | 0 | 0 | 0
PeakG | 0 | 0 | 0 | 0 | 0 | 0
PeakO | 0 | 0 | 0 | 0 | 0 | 0
ST | 0 | 0 | 0 | 0 | 0 | 0
STOG | 0 | 0 | 0 | 0 | 0 | 0
STWD | 0 | 0 | 0 | 0 | 0 | 0
WT | 0 | 0 | 0 | 0 | 0 | 0
IGCC | 0 | 0 | 0 | 0 | 0 | 0
DemandResponse | 0 | 0 | 0 | 0 | 0 | 0
IGCC-CCS | 0 | 0 | 0 | 0 | 0 | 0
WT_off | 0 | 0 | 0 | 0 | 0 | 0
PseudoUnit | 0 | 0 | 0 | 0 | 0 | 0
FixedInterchange | 0 | 0 | 0 | 0 | 0 | 0
NOx Emissions (MMshortTons): NYISO_A-F
ReportingType | 2015 | 2020 | 2025 | 2030 | 2035 | 2040
BM | 0 | 0 | 0 | 0 | 0 | 0
CC | 0 | 0 | 0 | 0 | 0 | 0
CSP | 0 | 0 | 0 | 0 | 0 | 0
CT | 0 | 0 | 0 | 0 | 0 | 0
Coal | 0 | 0 | 0 | 0 | 0 | 0
Geo | 0 | 0 | 0 | 0 | 0 | 0
H | 0 | 0 | 0 | 0 | 0 | 0
LFG | 0 | 0 | 0 | 0 | 0 | 0
Nuc | 0 | 0 | 0 | 0 | 0 | 0
PS | 0 | 0 | 0 | 0 | 0 | 0
PV | 0 | 0 | 0 | 0 | 0 | 0
PeakG | 0 | 0 | 0 | 0 | 0 | 0
PeakO | 0 | 0 | 0 | 0 | 0 | 0
ST | 0 | 0 | 0 | 0 | 0 | 0
STOG | 0 | 0 | 0 | 0 | 0 | 0
STWD | 0 | 0 | 0 | 0 | 0 | 0
WT | 0 | 0 | 0 | 0 | 0 | 0
IGCC | 0 | 0 | 0 | 0 | 0 | 0
DemandResponse | 0 | 0 | 0 | 0 | 0 | 0
IGCC-CCS | 0 | 0 | 0 | 0 | 0 | 0
WT_off | 0 | 0 | 0 | 0 | 0 | 0
PseudoUnit | 0 | 0 | 0 | 0 | 0 | 0
FixedInterchange | 0 | 0 | 0 | 0 | 0 | 0
NOx Emissions (MMshortTons): NYISO_G-I
ReportingType | 2015 | 2020 | 2025 | 2030 | 2035 | 2040
BM | 0 | 0 | 0 | 0 | 0 | 0
CC | 0 | 0 | 0 | 0 | 0 | 0
CSP | 0 | 0 | 0 | 0 | 0 | 0
CT | 0 | 0 | 0 | 0 | 0 | 0
Coal | 0 | 0 | 0 | 0 | 0 | 0
Geo | 0 | 0 | 0 | 0 | 0 | 0
H | 0 | 0 | 0 | 0 | 0 | 0
LFG | 0 | 0 | 0 | 0 | 0 | 0
Nuc | 0 | 0 | 0 | 0 | 0 | 0
PS | 0 | 0 | 0 | 0 | 0 | 0
PV | 0 | 0 | 0 | 0 | 0 | 0
PeakG | 0 | 0 | 0 | 0 | 0 | 0
PeakO | 0 | 0 | 0 | 0 | 0 | 0
ST | 0 | 0 | 0 | 0 | 0 | 0
STOG | 0 | 0 | 0 | 0 | 0 | 0
STWD | 0 | 0 | 0 | 0 | 0 | 0
WT | 0 | 0 | 0 | 0 | 0 | 0
IGCC | 0 | 0 | 0 | 0 | 0 | 0
DemandResponse | 0 | 0 | 0 | 0 | 0 | 0
IGCC-CCS | 0 | 0 | 0 | 0 | 0 | 0
WT_off | 0 | 0 | 0 | 0 | 0 | 0
PseudoUnit | 0 | 0 | 0 | 0 | 0 | 0
FixedInterchange | 0 | 0 | 0 | 0 | 0 | 0
NOx Emissions (MMshortTons): NYISO_J-K
ReportingType | 2015 | 2020 | 2025 | 2030 | 2035 | 2040
BM | 0 | 0 | 0 | 0 | 0 | 0
CC | 0 | 0 | 0 | 0 | 0 | 0
CSP | 0 | 0 | 0 | 0 | 0 | 0
CT | 0 | 0 | 0 | 0 | 0 | 0
Coal | 0 | 0 | 0 | 0 | 0 | 0
Geo | 0 | 0 | 0 | 0 | 0 | 0
H | 0 | 0 | 0 | 0 | 0 | 0
LFG | 0 | 0 | 0 | 0 | 0 | 0
Nuc | 0 | 0 | 0 | 0 | 0 | 0
PS | 0 | 0 | 0 | 0 | 0 | 0
PV | 0 | 0 | 0 | 0 | 0 | 0
PeakG | 0 | 0 | 0 | 0 | 0 | 0
PeakO | 0 | 0 | 0 | 0 | 0 | 0
ST | 0 | 0 | 0 | 0 | 0 | 0
STOG | 0 | 0 | 0 | 0 | 0 | 0
STWD | 0 | 0 | 0 | 0 | 0 | 0
WT | 0 | 0 | 0 | 0 | 0 | 0
IGCC | 0 | 0 | 0 | 0 | 0 | 0
DemandResponse | 0 | 0 | 0 | 0 | 0 | 0
IGCC-CCS | 0 | 0 | 0 | 0 | 0 | 0
WT_off | 0 | 0 | 0 | 0 | 0 | 0
PseudoUnit | 0 | 0 | 0 | 0 | 0 | 0
FixedInterchange | 0 | 0 | 0 | 0 | 0 | 0
NOx Emissions (MMshortTons): PJM_E
ReportingType | 2015 | 2020 | 2025 | 2030 | 2035 | 2040
BM | 0 | 0 | 0 | 0 | 0 | 0
CC | 0 | 0 | 0 | 0 | 0 | 0
CSP | 0 | 0 | 0 | 0 | 0 | 0
CT | 0 | 0 | 0 | 0 | 0 | 0
Coal | 0 | 0 | 0 | 0 | 0 | 0
Geo | 0 | 0 | 0 | 0 | 0 | 0
H | 0 | 0 | 0 | 0 | 0 | 0
LFG | 0 | 0 | 0 | 0 | 0 | 0
Nuc | 0 | 0 | 0 | 0 | 0 | 0
PS | 0 | 0 | 0 | 0 | 0 | 0
PV | 0 | 0 | 0 | 0 | 0 | 0
PeakG | 0 | 0 | 0 | 0 | 0 | 0
PeakO | 0 | 0 | 0 | 0 | 0 | 0
ST | 0 | 0 | 0 | 0 | 0 | 0
STOG | 0 | 0 | 0 | 0 | 0 | 0
STWD | 0 | 0 | 0 | 0 | 0 | 0
WT | 0 | 0 | 0 | 0 | 0 | 0
IGCC | 0 | 0 | 0 | 0 | 0 | 0
DemandResponse | 0 | 0 | 0 | 0 | 0 | 0
IGCC-CCS | 0 | 0 | 0 | 0 | 0 | 0
WT_off | 0 | 0 | 0 | 0 | 0 | 0
PseudoUnit | 0 | 0 | 0 | 0 | 0 | 0
FixedInterchange | 0 | 0 | 0 | 0 | 0 | 0
NOx Emissions (MMshortTons): PJM_ROM
ReportingType | 2015 | 2020 | 2025 | 2030 | 2035 | 2040
BM | 0 | 0 | 0 | 0 | 0 | 0
CC | 0 | 0 | 0 | 0 | 0 | 0.01
CSP | 0 | 0 | 0 | 0 | 0 | 0
CT | 0 | 0 | 0 | 0 | 0 | 0
Coal | 0.04 | 0.04 | 0.04 | 0.04 | 0.04 | 0.04
Geo | 0 | 0 | 0 | 0 | 0 | 0
H | 0 | 0 | 0 | 0 | 0 | 0
LFG | 0 | 0 | 0 | 0 | 0 | 0
Nuc | 0 | 0 | 0 | 0 | 0 | 0
PS | 0 | 0 | 0 | 0 | 0 | 0
PV | 0 | 0 | 0 | 0 | 0 | 0
PeakG | 0 | 0 | 0 | 0 | 0 | 0
PeakO | 0 | 0 | 0 | 0 | 0 | 0
ST | 0 | 0 | 0 | 0 | 0 | 0
STOG | 0 | 0 | 0 | 0 | 0 | 0
STWD | 0 | 0 | 0 | 0 | 0 | 0
WT | 0 | 0 | 0 | 0 | 0 | 0
IGCC | 0 | 0 | 0 | 0 | 0 | 0
DemandResponse | 0 | 0 | 0 | 0 | 0 | 0
IGCC-CCS | 0 | 0 | 0 | 0 | 0 | 0
WT_off | 0 | 0 | 0 | 0 | 0 | 0
PseudoUnit | 0 | 0 | 0 | 0 | 0 | 0
FixedInterchange | 0 | 0 | 0 | 0 | 0 | 0
NOx Emissions (MMshortTons): PJM_ROR
ReportingType | 2015 | 2020 | 2025 | 2030 | 2035 | 2040
BM | 0 | 0 | 0 | 0 | 0 | 0
CC | 0.01 | 0.01 | 0 | 0.01 | 0.01 | 0.01
CSP | 0 | 0 | 0 | 0 | 0 | 0
CT | 0 | 0 | 0 | 0 | 0 | 0
Coal | 0.27 | 0.21 | 0.22 | 0.22 | 0.23 | 0.23
Geo | 0 | 0 | 0 | 0 | 0 | 0
H | 0 | 0 | 0 | 0 | 0 | 0
LFG | 0 | 0 | 0 | 0 | 0 | 0
Nuc | 0 | 0 | 0 | 0 | 0 | 0
PS | 0 | 0 | 0 | 0 | 0 | 0
PV | 0 | 0 | 0 | 0 | 0 | 0
PeakG | 0 | 0 | 0 | 0 | 0 | 0
PeakO | 0 | 0 | 0 | 0 | 0 | 0
ST | 0 | 0 | 0 | 0 | 0 | 0
STOG | 0 | 0 | 0 | 0 | 0 | 0
STWD | 0 | 0 | 0 | 0 | 0 | 0
WT | 0 | 0 | 0 | 0 | 0 | 0
IGCC | 0 | 0 | 0 | 0 | 0 | 0
DemandResponse | 0 | 0 | 0 | 0 | 0 | 0
IGCC-CCS | 0 | 0 | 0 | 0 | 0 | 0
WT_off | 0 | 0 | 0 | 0 | 0 | 0
PseudoUnit | 0 | 0 | 0 | 0 | 0 | 0
FixedInterchange | 0 | 0 | 0 | 0 | 0 | 0
NOx Emissions (MMshortTons): SOCO
ReportingType | 2015 | 2020 | 2025 | 2030 | 2035 | 2040
BM | 0 | 0 | 0 | 0 | 0 | 0
CC | 0.01 | 0.01 | 0.01 | 0.01 | 0.01 | 0.01
CSP | 0 | 0 | 0 | 0 | 0 | 0
CT | 0 | 0 | 0 | 0 | 0 | 0
Coal | 0.06 | 0.06 | 0.07 | 0.07 | 0.08 | 0.09
Geo | 0 | 0 | 0 | 0 | 0 | 0
H | 0 | 0 | 0 | 0 | 0 | 0
LFG | 0 | 0 | 0 | 0 | 0 | 0
Nuc | 0 | 0 | 0 | 0 | 0 | 0
PS | 0 | 0 | 0 | 0 | 0 | 0
PV | 0 | 0 | 0 | 0 | 0 | 0
PeakG | 0 | 0 | 0 | 0 | 0 | 0
PeakO | 0 | 0 | 0 | 0 | 0 | 0
ST | 0 | 0 | 0 | 0 | 0 | 0
STOG | 0 | 0 | 0 | 0 | 0 | 0
STWD | 0 | 0 | 0 | 0 | 0 | 0
WT | 0 | 0 | 0 | 0 | 0 | 0
IGCC | 0 | 0 | 0 | 0 | 0 | 0
DemandResponse | 0 | 0 | 0 | 0 | 0 | 0
IGCC-CCS | 0 | 0 | 0 | 0 | 0 | 0
WT_off | 0 | 0 | 0 | 0 | 0 | 0
PseudoUnit | 0 | 0 | 0 | 0 | 0 | 0
FixedInterchange | 0 | 0 | 0 | 0 | 0 | 0
NOx Emissions (MMshortTons): SPP_N
ReportingType | 2015 | 2020 | 2025 | 2030 | 2035 | 2040
BM | 0 | 0 | 0 | 0 | 0 | 0
CC | 0 | 0 | 0 | 0 | 0 | 0
CSP | 0 | 0 | 0 | 0 | 0 | 0
CT | 0 | 0 | 0 | 0 | 0 | 0
Coal | 0.07 | 0.06 | 0.06 | 0.06 | 0.06 | 0.07
Geo | 0 | 0 | 0 | 0 | 0 | 0
H | 0 | 0 | 0 | 0 | 0 | 0
LFG | 0 | 0 | 0 | 0 | 0 | 0
Nuc | 0 | 0 | 0 | 0 | 0 | 0
PS | 0 | 0 | 0 | 0 | 0 | 0
PV | 0 | 0 | 0 | 0 | 0 | 0
PeakG | 0 | 0 | 0 | 0 | 0 | 0
PeakO | 0 | 0 | 0 | 0 | 0 | 0
ST | 0 | 0 | 0 | 0 | 0 | 0
STOG | 0 | 0 | 0 | 0 | 0 | 0
STWD | 0 | 0 | 0 | 0 | 0 | 0
WT | 0 | 0 | 0 | 0 | 0 | 0
IGCC | 0 | 0 | 0 | 0 | 0 | 0
DemandResponse | 0 | 0 | 0 | 0 | 0 | 0
IGCC-CCS | 0 | 0 | 0 | 0 | 0 | 0
WT_off | 0 | 0 | 0 | 0 | 0 | 0
PseudoUnit | 0 | 0 | 0 | 0 | 0 | 0
FixedInterchange | 0 | 0 | 0 | 0 | 0 | 0
NOx Emissions (MMshortTons): SPP_S
ReportingType | 2015 | 2020 | 2025 | 2030 | 2035 | 2040
BM | 0 | 0 | 0 | 0 | 0 | 0
CC | 0 | 0 | 0 | 0 | 0 | 0
CSP | 0 | 0 | 0 | 0 | 0 | 0
CT | 0 | 0 | 0 | 0 | 0 | 0
Coal | 0.1 | 0.09 | 0.11 | 0.11 | 0.11 | 0.11
Geo | 0 | 0 | 0 | 0 | 0 | 0
H | 0 | 0 | 0 | 0 | 0 | 0
LFG | 0 | 0 | 0 | 0 | 0 | 0
Nuc | 0 | 0 | 0 | 0 | 0 | 0
PS | 0 | 0 | 0 | 0 | 0 | 0
PV | 0 | 0 | 0 | 0 | 0 | 0
PeakG | 0 | 0 | 0 | 0 | 0 | 0
PeakO | 0 | 0 | 0 | 0 | 0 | 0
ST | 0 | 0 | 0 | 0 | 0 | 0
STOG | 0 | 0 | 0 | 0 | 0 | 0
STWD | 0 | 0 | 0 | 0 | 0 | 0
WT | 0 | 0 | 0 | 0 | 0 | 0
IGCC | 0 | 0 | 0 | 0 | 0 | 0
DemandResponse | 0 | 0 | 0 | 0 | 0 | 0
IGCC-CCS | 0 | 0 | 0 | 0 | 0 | 0
WT_off | 0 | 0 | 0 | 0 | 0 | 0
PseudoUnit | 0 | 0 | 0 | 0 | 0 | 0
FixedInterchange | 0 | 0 | 0 | 0 | 0 | 0
NOx Emissions (MMshortTons): TVA
ReportingType | 2015 | 2020 | 2025 | 2030 | 2035 | 2040
BM | 0 | 0 | 0 | 0 | 0 | 0
CC | 0 | 0 | 0 | 0 | 0 | 0
CSP | 0 | 0 | 0 | 0 | 0 | 0
CT | 0 | 0 | 0 | 0 | 0 | 0
Coal | 0.06 | 0.06 | 0.06 | 0.06 | 0.07 | 0.07
Geo | 0 | 0 | 0 | 0 | 0 | 0
H | 0 | 0 | 0 | 0 | 0 | 0
LFG | 0 | 0 | 0 | 0 | 0 | 0
Nuc | 0 | 0 | 0 | 0 | 0 | 0
PS | 0 | 0 | 0 | 0 | 0 | 0
PV | 0 | 0 | 0 | 0 | 0 | 0
PeakG | 0 | 0 | 0 | 0 | 0 | 0
PeakO | 0 | 0 | 0 | 0 | 0 | 0
ST | 0 | 0 | 0 | 0 | 0 | 0
STOG | 0 | 0 | 0 | 0 | 0 | 0
STWD | 0 | 0 | 0 | 0 | 0 | 0
WT | 0 | 0 | 0 | 0 | 0 | 0
IGCC | 0 | 0 | 0 | 0 | 0 | 0
DemandResponse | 0 | 0 | 0 | 0 | 0 | 0
IGCC-CCS | 0 | 0 | 0 | 0 | 0 | 0
WT_off | 0 | 0 | 0 | 0 | 0 | 0
PseudoUnit | 0 | 0 | 0 | 0 | 0 | 0
FixedInterchange | 0 | 0 | 0 | 0 | 0 | 0
NOx Emissions (MMshortTons): TVA_Transmission
ReportingType | 2015 | 2020 | 2025 | 2030 | 2035 | 2040
BM | 0 | 0 | 0 | 0 | 0 | 0
CC | 0 | 0 | 0 | 0 | 0 | 0
CSP | 0 | 0 | 0 | 0 | 0 | 0
CT | 0 | 0 | 0 | 0 | 0 | 0
Coal | 0 | 0 | 0 | 0 | 0 | 0
Geo | 0 | 0 | 0 | 0 | 0 | 0
H | 0 | 0 | 0 | 0 | 0 | 0
LFG | 0 | 0 | 0 | 0 | 0 | 0
Nuc | 0 | 0 | 0 | 0 | 0 | 0
PS | 0 | 0 | 0 | 0 | 0 | 0
PV | 0 | 0 | 0 | 0 | 0 | 0
PeakG | 0 | 0 | 0 | 0 | 0 | 0
PeakO | 0 | 0 | 0 | 0 | 0 | 0
ST | 0 | 0 | 0 | 0 | 0 | 0
STOG | 0 | 0 | 0 | 0 | 0 | 0
STWD | 0 | 0 | 0 | 0 | 0 | 0
WT | 0 | 0 | 0 | 0 | 0 | 0
IGCC | 0 | 0 | 0 | 0 | 0 | 0
DemandResponse | 0 | 0 | 0 | 0 | 0 | 0
IGCC-CCS | 0 | 0 | 0 | 0 | 0 | 0
WT_off | 0 | 0 | 0 | 0 | 0 | 0
PseudoUnit | 0 | 0 | 0 | 0 | 0 | 0
FixedInterchange | 0 | 0 | 0 | 0 | 0 | 0
NOx Emissions (MMshortTons): VACAR
ReportingType | 2015 | 2020 | 2025 | 2030 | 2035 | 2040
BM | 0 | 0 | 0 | 0 | 0 | 0
CC | 0 | 0 | 0 | 0 | 0.01 | 0.01
CSP | 0 | 0 | 0 | 0 | 0 | 0
CT | 0 | 0 | 0 | 0 | 0 | 0
Coal | 0.04 | 0.03 | 0.04 | 0.05 | 0.05 | 0.05
Geo | 0 | 0 | 0 | 0 | 0 | 0
H | 0 | 0 | 0 | 0 | 0 | 0
LFG | 0 | 0 | 0 | 0 | 0 | 0
Nuc | 0 | 0 | 0 | 0 | 0 | 0
PS | 0 | 0 | 0 | 0 | 0 | 0
PV | 0 | 0 | 0 | 0 | 0 | 0
PeakG | 0 | 0 | 0 | 0 | 0 | 0
PeakO | 0 | 0 | 0 | 0 | 0 | 0
ST | 0 | 0 | 0 | 0 | 0 | 0
STOG | 0 | 0 | 0 | 0 | 0 | 0
STWD | 0 | 0 | 0 | 0 | 0 | 0
WT | 0 | 0 | 0 | 0 | 0 | 0
IGCC | 0 | 0 | 0 | 0 | 0 | 0
DemandResponse | 0 | 0 | 0 | 0 | 0 | 0
IGCC-CCS | 0 | 0 | 0 | 0 | 0 | 0
WT_off | 0 | 0 | 0 | 0 | 0 | 0
PseudoUnit | 0 | 0 | 0 | 0 | 0 | 0
FixedInterchange | 0 | 0 | 0 | 0 | 0 | 0
NOx Emissions (MMshortTons): IESO
ReportingType | 2015 | 2020 | 2025 | 2030 | 2035 | 2040
BM | 0 | 0 | 0 | 0 | 0 | 0
CC | 0 | 0 | 0 | 0 | 0 | 0
CSP | 0 | 0 | 0 | 0 | 0 | 0
CT | 0 | 0 | 0 | 0 | 0 | 0
Coal | 0 | 0 | 0 | 0 | 0 | 0
Geo | 0 | 0 | 0 | 0 | 0 | 0
H | 0 | 0 | 0 | 0 | 0 | 0
LFG | 0 | 0 | 0 | 0 | 0 | 0
Nuc | 0 | 0 | 0 | 0 | 0 | 0
PS | 0 | 0 | 0 | 0 | 0 | 0
PV | 0 | 0 | 0 | 0 | 0 | 0
PeakG | 0 | 0 | 0 | 0 | 0 | 0
PeakO | 0 | 0 | 0 | 0 | 0 | 0
ST | 0 | 0 | 0 | 0 | 0 | 0
STOG | 0 | 0 | 0 | 0 | 0 | 0
STWD | 0 | 0 | 0 | 0 | 0 | 0
WT | 0 | 0 | 0 | 0 | 0 | 0
IGCC | 0 | 0 | 0 | 0 | 0 | 0
DemandResponse | 0 | 0 | 0 | 0 | 0 | 0
IGCC-CCS | 0 | 0 | 0 | 0 | 0 | 0
WT_off | 0 | 0 | 0 | 0 | 0 | 0
PseudoUnit | 0 | 0 | 0 | 0 | 0 | 0
FixedInterchange | 0 | 0 | 0 | 0 | 0 | 0
NOx Emissions (MMshortTons): MAPP_CA
ReportingType | 2015 | 2020 | 2025 | 2030 | 2035 | 2040
BM | 0 | 0 | 0 | 0 | 0 | 0
CC | 0 | 0 | 0 | 0 | 0 | 0
CSP | 0 | 0 | 0 | 0 | 0 | 0
CT | 0 | 0 | 0 | 0 | 0 | 0
Coal | 0 | 0 | 0 | 0 | 0 | 0
Geo | 0 | 0 | 0 | 0 | 0 | 0
H | 0 | 0 | 0 | 0 | 0 | 0
LFG | 0 | 0 | 0 | 0 | 0 | 0
Nuc | 0 | 0 | 0 | 0 | 0 | 0
PS | 0 | 0 | 0 | 0 | 0 | 0
PV | 0 | 0 | 0 | 0 | 0 | 0
PeakG | 0 | 0 | 0 | 0 | 0 | 0
PeakO | 0 | 0 | 0 | 0 | 0 | 0
ST | 0 | 0 | 0 | 0 | 0 | 0
STOG | 0 | 0 | 0 | 0 | 0 | 0
STWD | 0 | 0 | 0 | 0 | 0 | 0
WT | 0 | 0 | 0 | 0 | 0 | 0
IGCC | 0 | 0 | 0 | 0 | 0 | 0
DemandResponse | 0 | 0 | 0 | 0 | 0 | 0
IGCC-CCS | 0 | 0 | 0 | 0 | 0 | 0
WT_off | 0 | 0 | 0 | 0 | 0 | 0
PseudoUnit | 0 | 0 | 0 | 0 | 0 | 0
FixedInterchange | 0 | 0 | 0 | 0 | 0 | 0
NOx Emissions (MMshortTons): AZ_NM_SNV_Coal
ReportingType | 2015 | 2020 | 2025 | 2030 | 2035 | 2040
BM | 0 | 0 | 0 | 0 | 0 | 0
CC | 0 | 0 | 0 | 0 | 0 | 0
CSP | 0 | 0 | 0 | 0 | 0 | 0
CT | 0 | 0 | 0 | 0 | 0 | 0
Coal | 0.12 | 0.12 | 0.12 | 0.12 | 0.13 | 0.14
Geo | 0 | 0 | 0 | 0 | 0 | 0
H | 0 | 0 | 0 | 0 | 0 | 0
LFG | 0 | 0 | 0 | 0 | 0 | 0
Nuc | 0 | 0 | 0 | 0 | 0 | 0
PS | 0 | 0 | 0 | 0 | 0 | 0
PV | 0 | 0 | 0 | 0 | 0 | 0
PeakG | 0 | 0 | 0 | 0 | 0 | 0
PeakO | 0 | 0 | 0 | 0 | 0 | 0
ST | 0 | 0 | 0 | 0 | 0 | 0
STOG | 0 | 0 | 0 | 0 | 0 | 0
STWD | 0 | 0 | 0 | 0 | 0 | 0
WT | 0 | 0 | 0 | 0 | 0 | 0
IGCC | 0 | 0 | 0 | 0 | 0 | 0
DemandResponse | 0 | 0 | 0 | 0 | 0 | 0
IGCC-CCS | 0 | 0 | 0 | 0 | 0 | 0
WT_off | 0 | 0 | 0 | 0 | 0 | 0
PseudoUnit | 0 | 0 | 0 | 0 | 0 | 0
FixedInterchange | 0 | 0 | 0 | 0 | 0 | 0
NOx Emissions (MMshortTons): AZ_NM_SNV_Gas
ReportingType | 2015 | 2020 | 2025 | 2030 | 2035 | 2040
BM | 0 | 0 | 0 | 0 | 0 | 0
CC | 0.01 | 0.01 | 0.01 | 0.01 | 0.01 | 0.01
CSP | 0 | 0 | 0 | 0 | 0 | 0
CT | 0 | 0 | 0 | 0 | 0 | 0
Coal | 0 | 0 | 0 | 0 | 0 | 0
Geo | 0 | 0 | 0 | 0 | 0 | 0
H | 0 | 0 | 0 | 0 | 0 | 0
LFG | 0 | 0 | 0 | 0 | 0 | 0
Nuc | 0 | 0 | 0 | 0 | 0 | 0
PS | 0 | 0 | 0 | 0 | 0 | 0
PV | 0 | 0 | 0 | 0 | 0 | 0
PeakG | 0 | 0 | 0 | 0 | 0 | 0
PeakO | 0 | 0 | 0 | 0 | 0 | 0
ST | 0 | 0 | 0 | 0 | 0 | 0
STOG | 0 | 0 | 0 | 0 | 0 | 0
STWD | 0 | 0 | 0 | 0 | 0 | 0
WT | 0 | 0 | 0 | 0 | 0 | 0
IGCC | 0 | 0 | 0 | 0 | 0 | 0
DemandResponse | 0 | 0 | 0 | 0 | 0 | 0
IGCC-CCS | 0 | 0 | 0 | 0 | 0 | 0
WT_off | 0 | 0 | 0 | 0 | 0 | 0
PseudoUnit | 0 | 0 | 0 | 0 | 0 | 0
FixedInterchange | 0 | 0 | 0 | 0 | 0 | 0
NOx Emissions (MMshortTons): AZ_NM_SNV_NucRenew
ReportingType | 2015 | 2020 | 2025 | 2030 | 2035 | 2040
BM | 0 | 0 | 0 | 0 | 0 | 0
CC | 0 | 0 | 0 | 0 | 0 | 0
CSP | 0 | 0 | 0 | 0 | 0 | 0
CT | 0 | 0 | 0 | 0 | 0 | 0
Coal | 0 | 0 | 0 | 0 | 0 | 0
Geo | 0 | 0 | 0 | 0 | 0 | 0
H | 0 | 0 | 0 | 0 | 0 | 0
LFG | 0 | 0 | 0 | 0 | 0 | 0
Nuc | 0 | 0 | 0 | 0 | 0 | 0
PS | 0 | 0 | 0 | 0 | 0 | 0
PV | 0 | 0 | 0 | 0 | 0 | 0
PeakG | 0 | 0 | 0 | 0 | 0 | 0
PeakO | 0 | 0 | 0 | 0 | 0 | 0
ST | 0 | 0 | 0 | 0 | 0 | 0
STOG | 0 | 0 | 0 | 0 | 0 | 0
STWD | 0 | 0 | 0 | 0 | 0 | 0
WT | 0 | 0 | 0 | 0 | 0 | 0
IGCC | 0 | 0 | 0 | 0 | 0 | 0
DemandResponse | 0 | 0 | 0 | 0 | 0 | 0
IGCC-CCS | 0 | 0 | 0 | 0 | 0 | 0
WT_off | 0 | 0 | 0 | 0 | 0 | 0
PseudoUnit | 0 | 0 | 0 | 0 | 0 | 0
FixedInterchange | 0 | 0 | 0 | 0 | 0 | 0
NOx Emissions (MMshortTons): ERCOT
ReportingType | 2015 | 2020 | 2025 | 2030 | 2035 | 2040
BM | 0 | 0 | 0 | 0 | 0 | 0
CC | 0.01 | 0.01 | 0.01 | 0.01 | 0.01 | 0.01
CSP | 0 | 0 | 0 | 0 | 0 | 0
CT | 0 | 0 | 0 | 0 | 0 | 0
Coal | 0.06 | 0.08 | 0.09 | 0.09 | 0.09 | 0.09
Geo | 0 | 0 | 0 | 0 | 0 | 0
H | 0 | 0 | 0 | 0 | 0 | 0
LFG | 0 | 0 | 0 | 0 | 0 | 0
Nuc | 0 | 0 | 0 | 0 | 0 | 0
PS | 0 | 0 | 0 | 0 | 0 | 0
PV | 0 | 0 | 0 | 0 | 0 | 0
PeakG | 0 | 0 | 0 | 0 | 0 | 0
PeakO | 0 | 0 | 0 | 0 | 0 | 0
ST | 0 | 0 | 0 | 0 | 0 | 0
STOG | 0 | 0 | 0.01 | 0.01 | 0.01 | 0
STWD | 0 | 0 | 0 | 0 | 0 | 0
WT | 0 | 0 | 0 | 0 | 0 | 0
IGCC | 0 | 0 | 0 | 0 | 0 | 0
DemandResponse | 0 | 0 | 0 | 0 | 0 | 0
IGCC-CCS | 0 | 0 | 0 | 0 | 0 | 0
WT_off | 0 | 0 | 0 | 0 | 0 | 0
PseudoUnit | 0 | 0 | 0 | 0 | 0 | 0
FixedInterchange | 0 | 0 | 0 | 0 | 0 | 0
NOx Emissions (MMshortTons): NP15
ReportingType | 2015 | 2020 | 2025 | 2030 | 2035 | 2040
BM | 0 | 0 | 0 | 0 | 0 | 0
CC | 0 | 0 | 0 | 0 | 0 | 0
CSP | 0 | 0 | 0 | 0 | 0 | 0
CT | 0 | 0 | 0 | 0 | 0 | 0
Coal | 0 | 0 | 0 | 0 | 0 | 0
Geo | 0 | 0 | 0 | 0 | 0 | 0
H | 0 | 0 | 0 | 0 | 0 | 0
LFG | 0 | 0 | 0 | 0 | 0 | 0
Nuc | 0 | 0 | 0 | 0 | 0 | 0
PS | 0 | 0 | 0 | 0 | 0 | 0
PV | 0 | 0 | 0 | 0 | 0 | 0
PeakG | 0 | 0 | 0 | 0 | 0 | 0
PeakO | 0 | 0 | 0 | 0 | 0 | 0
ST | 0 | 0 | 0 | 0 | 0 | 0
STOG | 0 | 0 | 0 | 0 | 0 | 0
STWD | 0 | 0 | 0 | 0 | 0 | 0
WT | 0 | 0 | 0 | 0 | 0 | 0
IGCC | 0 | 0 | 0 | 0 | 0 | 0
DemandResponse | 0 | 0 | 0 | 0 | 0 | 0
IGCC-CCS | 0 | 0 | 0 | 0 | 0 | 0
WT_off | 0 | 0 | 0 | 0 | 0 | 0
PseudoUnit | 0 | 0 | 0 | 0 | 0 | 0
FixedInterchange | 0 | 0 | 0 | 0 | 0 | 0
NOx Emissions (MMshortTons): NWPP_Coal
ReportingType | 2015 | 2020 | 2025 | 2030 | 2035 | 2040
BM | 0 | 0 | 0 | 0 | 0 | 0
CC | 0 | 0 | 0 | 0 | 0 | 0
CSP | 0 | 0 | 0 | 0 | 0 | 0
CT | 0 | 0 | 0 | 0 | 0 | 0
Coal | 0.14 | 0.14 | 0.14 | 0.14 | 0.14 | 0.14
Geo | 0 | 0 | 0 | 0 | 0 | 0
H | 0 | 0 | 0 | 0 | 0 | 0
LFG | 0 | 0 | 0 | 0 | 0 | 0
Nuc | 0 | 0 | 0 | 0 | 0 | 0
PS | 0 | 0 | 0 | 0 | 0 | 0
PV | 0 | 0 | 0 | 0 | 0 | 0
PeakG | 0 | 0 | 0 | 0 | 0 | 0
PeakO | 0 | 0 | 0 | 0 | 0 | 0
ST | 0 | 0 | 0 | 0 | 0 | 0
STOG | 0 | 0 | 0 | 0 | 0 | 0
STWD | 0 | 0 | 0 | 0 | 0 | 0
WT | 0 | 0 | 0 | 0 | 0 | 0
IGCC | 0 | 0 | 0 | 0 | 0 | 0
DemandResponse | 0 | 0 | 0 | 0 | 0 | 0
IGCC-CCS | 0 | 0 | 0 | 0 | 0 | 0
WT_off | 0 | 0 | 0 | 0 | 0 | 0
PseudoUnit | 0 | 0 | 0 | 0 | 0 | 0
FixedInterchange | 0 | 0 | 0 | 0 | 0 | 0
NOx Emissions (MMshortTons): NWPP_Gas
ReportingType | 2015 | 2020 | 2025 | 2030 | 2035 | 2040
BM | 0 | 0 | 0 | 0 | 0 | 0
CC | 0 | 0 | 0 | 0.01 | 0.01 | 0.01
CSP | 0 | 0 | 0 | 0 | 0 | 0
CT | 0 | 0 | 0 | 0 | 0 | 0
Coal | 0 | 0 | 0 | 0 | 0 | 0
Geo | 0 | 0 | 0 | 0 | 0 | 0
H | 0 | 0 | 0 | 0 | 0 | 0
LFG | 0 | 0 | 0 | 0 | 0 | 0
Nuc | 0 | 0 | 0 | 0 | 0 | 0
PS | 0 | 0 | 0 | 0 | 0 | 0
PV | 0 | 0 | 0 | 0 | 0 | 0
PeakG | 0 | 0 | 0 | 0 | 0 | 0
PeakO | 0 | 0 | 0 | 0 | 0 | 0
ST | 0 | 0 | 0 | 0 | 0 | 0
STOG | 0 | 0 | 0 | 0 | 0 | 0
STWD | 0 | 0 | 0 | 0 | 0 | 0
WT | 0 | 0 | 0 | 0 | 0 | 0
IGCC | 0 | 0 | 0 | 0 | 0 | 0
DemandResponse | 0 | 0 | 0 | 0 | 0 | 0
IGCC-CCS | 0 | 0 | 0 | 0 | 0 | 0
WT_off | 0 | 0 | 0 | 0 | 0 | 0
PseudoUnit | 0 | 0 | 0 | 0 | 0 | 0
FixedInterchange | 0 | 0 | 0 | 0 | 0 | 0
NOx Emissions (MMshortTons): NWPP_NucRenew
ReportingType | 2015 | 2020 | 2025 | 2030 | 2035 | 2040
BM | 0 | 0 | 0 | 0 | 0 | 0
CC | 0 | 0 | 0 | 0 | 0 | 0
CSP | 0 | 0 | 0 | 0 | 0 | 0
CT | 0 | 0 | 0 | 0 | 0 | 0
Coal | 0 | 0 | 0 | 0 | 0 | 0
Geo | 0 | 0 | 0 | 0 | 0 | 0
H | 0 | 0 | 0 | 0 | 0 | 0
LFG | 0 | 0 | 0 | 0 | 0 | 0
Nuc | 0 | 0 | 0 | 0 | 0 | 0
PS | 0 | 0 | 0 | 0 | 0 | 0
PV | 0 | 0 | 0 | 0 | 0 | 0
PeakG | 0 | 0 | 0 | 0 | 0 | 0
PeakO | 0 | 0 | 0 | 0 | 0 | 0
ST | 0 | 0 | 0 | 0 | 0 | 0
STOG | 0 | 0 | 0 | 0 | 0 | 0
STWD | 0 | 0 | 0 | 0 | 0 | 0
WT | 0 | 0 | 0 | 0 | 0 | 0
IGCC | 0 | 0 | 0 | 0 | 0 | 0
DemandResponse | 0 | 0 | 0 | 0 | 0 | 0
IGCC-CCS | 0 | 0 | 0 | 0 | 0 | 0
WT_off | 0 | 0 | 0 | 0 | 0 | 0
PseudoUnit | 0 | 0 | 0 | 0 | 0 | 0
FixedInterchange | 0 | 0 | 0 | 0 | 0 | 0
NOx Emissions (MMshortTons): RMPA
ReportingType | 2015 | 2020 | 2025 | 2030 | 2035 | 2040
BM | 0 | 0 | 0 | 0 | 0 | 0
CC | 0 | 0 | 0 | 0 | 0 | 0
CSP | 0 | 0 | 0 | 0 | 0 | 0
CT | 0 | 0 | 0 | 0 | 0 | 0
Coal | 0.06 | 0.06 | 0.05 | 0.05 | 0.06 | 0.06
Geo | 0 | 0 | 0 | 0 | 0 | 0
H | 0 | 0 | 0 | 0 | 0 | 0
LFG | 0 | 0 | 0 | 0 | 0 | 0
Nuc | 0 | 0 | 0 | 0 | 0 | 0
PS | 0 | 0 | 0 | 0 | 0 | 0
PV | 0 | 0 | 0 | 0 | 0 | 0
PeakG | 0 | 0 | 0 | 0 | 0 | 0
PeakO | 0 | 0 | 0 | 0 | 0 | 0
ST | 0 | 0 | 0 | 0 | 0 | 0
STOG | 0 | 0 | 0 | 0 | 0 | 0
STWD | 0 | 0 | 0 | 0 | 0 | 0
WT | 0 | 0 | 0 | 0 | 0 | 0
IGCC | 0 | 0 | 0 | 0 | 0 | 0
DemandResponse | 0 | 0 | 0 | 0 | 0 | 0
IGCC-CCS | 0 | 0 | 0 | 0 | 0 | 0
WT_off | 0 | 0 | 0 | 0 | 0 | 0
PseudoUnit | 0 | 0 | 0 | 0 | 0 | 0
FixedInterchange | 0 | 0 | 0 | 0 | 0 | 0
NOx Emissions (MMshortTons): SP15
ReportingType | 2015 | 2020 | 2025 | 2030 | 2035 | 2040
BM | 0 | 0 | 0 | 0 | 0 | 0
CC | 0 | 0 | 0 | 0 | 0 | 0
CSP | 0 | 0 | 0 | 0 | 0 | 0
CT | 0 | 0 | 0 | 0 | 0 | 0
Coal | 0 | 0 | 0 | 0 | 0 | 0
Geo | 0 | 0 | 0 | 0 | 0 | 0
H | 0 | 0 | 0 | 0 | 0 | 0
LFG | 0 | 0 | 0 | 0 | 0 | 0
Nuc | 0 | 0 | 0 | 0 | 0 | 0
PS | 0 | 0 | 0 | 0 | 0 | 0
PV | 0 | 0 | 0 | 0 | 0 | 0
PeakG | 0 | 0 | 0 | 0 | 0 | 0
PeakO | 0 | 0 | 0 | 0 | 0 | 0
ST | 0 | 0 | 0 | 0 | 0 | 0
STOG | 0 | 0 | 0 | 0 | 0 | 0
STWD | 0 | 0 | 0 | 0 | 0 | 0
WT | 0 | 0 | 0 | 0 | 0 | 0
IGCC | 0 | 0 | 0 | 0 | 0 | 0
DemandResponse | 0 | 0 | 0 | 0 | 0 | 0
IGCC-CCS | 0 | 0 | 0 | 0 | 0 | 0
WT_off | 0 | 0 | 0 | 0 | 0 | 0
PseudoUnit | 0 | 0 | 0 | 0 | 0 | 0
FixedInterchange | 0 | 0 | 0 | 0 | 0 | 0
NOx Emissions (MMshortTons): ALB
ReportingType | 2015 | 2020 | 2025 | 2030 | 2035 | 2040
BM | 0 | 0 | 0 | 0 | 0 | 0
CC | 0 | 0 | 0 | 0 | 0 | 0
CSP | 0 | 0 | 0 | 0 | 0 | 0
CT | 0 | 0 | 0 | 0 | 0 | 0
Coal | 0.01 | 0.01 | 0.01 | 0.01 | 0.01 | 0.01
Geo | 0 | 0 | 0 | 0 | 0 | 0
H | 0 | 0 | 0 | 0 | 0 | 0
LFG | 0 | 0 | 0 | 0 | 0 | 0
Nuc | 0 | 0 | 0 | 0 | 0 | 0
PS | 0 | 0 | 0 | 0 | 0 | 0
PV | 0 | 0 | 0 | 0 | 0 | 0
PeakG | 0 | 0 | 0 | 0 | 0 | 0
PeakO | 0 | 0 | 0 | 0 | 0 | 0
ST | 0 | 0 | 0 | 0 | 0 | 0
STOG | 0 | 0 | 0 | 0 | 0 | 0
STWD | 0 | 0 | 0 | 0 | 0 | 0
WT | 0 | 0 | 0 | 0 | 0 | 0
IGCC | 0 | 0 | 0 | 0 | 0 | 0
DemandResponse | 0 | 0 | 0 | 0 | 0 | 0
IGCC-CCS | 0 | 0 | 0 | 0 | 0 | 0
WT_off | 0 | 0 | 0 | 0 | 0 | 0
PseudoUnit | 0 | 0 | 0 | 0 | 0 | 0
FixedInterchange | 0 | 0 | 0 | 0 | 0 | 0
NOx Emissions (MMshortTons): BC
ReportingType | 2015 | 2020 | 2025 | 2030 | 2035 | 2040
BM | 0 | 0 | 0 | 0 | 0 | 0
CC | 0 | 0 | 0 | 0 | 0 | 0
CSP | 0 | 0 | 0 | 0 | 0 | 0
CT | 0 | 0 | 0 | 0 | 0 | 0
Coal | 0 | 0 | 0 | 0 | 0 | 0
Geo | 0 | 0 | 0 | 0 | 0 | 0
H | 0 | 0 | 0 | 0 | 0 | 0
LFG | 0 | 0 | 0 | 0 | 0 | 0
Nuc | 0 | 0 | 0 | 0 | 0 | 0
PS | 0 | 0 | 0 | 0 | 0 | 0
PV | 0 | 0 | 0 | 0 | 0 | 0
PeakG | 0 | 0 | 0 | 0 | 0 | 0
PeakO | 0 | 0 | 0 | 0 | 0 | 0
ST | 0 | 0 | 0 | 0 | 0 | 0
STOG | 0 | 0 | 0 | 0 | 0 | 0
STWD | 0 | 0 | 0 | 0 | 0 | 0
WT | 0 | 0 | 0 | 0 | 0 | 0
IGCC | 0 | 0 | 0 | 0 | 0 | 0
DemandResponse | 0 | 0 | 0 | 0 | 0 | 0
IGCC-CCS | 0 | 0 | 0 | 0 | 0 | 0
WT_off | 0 | 0 | 0 | 0 | 0 | 0
PseudoUnit | 0 | 0 | 0 | 0 | 0 | 0
FixedInterchange | 0 | 0 | 0 | 0 | 0 | 0
NOx Emissions (MMshortTons): HQ_IESO
ReportingType | 2015 | 2020 | 2025 | 2030 | 2035 | 2040
BM | 0 | 0 | 0 | 0 | 0 | 0
CC | 0 | 0 | 0 | 0 | 0 | 0
CSP | 0 | 0 | 0 | 0 | 0 | 0
CT | 0 | 0 | 0 | 0 | 0 | 0
Coal | 0 | 0 | 0 | 0 | 0 | 0
Geo | 0 | 0 | 0 | 0 | 0 | 0
H | 0 | 0 | 0 | 0 | 0 | 0
LFG | 0 | 0 | 0 | 0 | 0 | 0
Nuc | 0 | 0 | 0 | 0 | 0 | 0
PS | 0 | 0 | 0 | 0 | 0 | 0
PV | 0 | 0 | 0 | 0 | 0 | 0
PeakG | 0 | 0 | 0 | 0 | 0 | 0
PeakO | 0 | 0 | 0 | 0 | 0 | 0
ST | 0 | 0 | 0 | 0 | 0 | 0
STOG | 0 | 0 | 0 | 0 | 0 | 0
STWD | 0 | 0 | 0 | 0 | 0 | 0
WT | 0 | 0 | 0 | 0 | 0 | 0
IGCC | 0 | 0 | 0 | 0 | 0 | 0
DemandResponse | 0 | 0 | 0 | 0 | 0 | 0
IGCC-CCS | 0 | 0 | 0 | 0 | 0 | 0
WT_off | 0 | 0 | 0 | 0 | 0 | 0
PseudoUnit | 0 | 0 | 0 | 0 | 0 | 0
FixedInterchange | 0 | 0 | 0 | 0 | 0 | 0
NOx Emissions (MMshortTons): HQ_NEISO
ReportingType | 2015 | 2020 | 2025 | 2030 | 2035 | 2040
BM | 0 | 0 | 0 | 0 | 0 | 0
CC | 0 | 0 | 0 | 0 | 0 | 0
CSP | 0 | 0 | 0 | 0 | 0 | 0
CT | 0 | 0 | 0 | 0 | 0 | 0
Coal | 0 | 0 | 0 | 0 | 0 | 0
Geo | 0 | 0 | 0 | 0 | 0 | 0
H | 0 | 0 | 0 | 0 | 0 | 0
LFG | 0 | 0 | 0 | 0 | 0 | 0
Nuc | 0 | 0 | 0 | 0 | 0 | 0
PS | 0 | 0 | 0 | 0 | 0 | 0
PV | 0 | 0 | 0 | 0 | 0 | 0
PeakG | 0 | 0 | 0 | 0 | 0 | 0
PeakO | 0 | 0 | 0 | 0 | 0 | 0
ST | 0 | 0 | 0 | 0 | 0 | 0
STOG | 0 | 0 | 0 | 0 | 0 | 0
STWD | 0 | 0 | 0 | 0 | 0 | 0
WT | 0 | 0 | 0 | 0 | 0 | 0
IGCC | 0 | 0 | 0 | 0 | 0 | 0
DemandResponse | 0 | 0 | 0 | 0 | 0 | 0
IGCC-CCS | 0 | 0 | 0 | 0 | 0 | 0
WT_off | 0 | 0 | 0 | 0 | 0 | 0
PseudoUnit | 0 | 0 | 0 | 0 | 0 | 0
FixedInterchange | 0 | 0 | 0 | 0 | 0 | 0
NOx Emissions (MMshortTons): HQ_NY
ReportingType | 2015 | 2020 | 2025 | 2030 | 2035 | 2040
BM | 0 | 0 | 0 | 0 | 0 | 0
CC | 0 | 0 | 0 | 0 | 0 | 0
CSP | 0 | 0 | 0 | 0 | 0 | 0
CT | 0 | 0 | 0 | 0 | 0 | 0
Coal | 0 | 0 | 0 | 0 | 0 | 0
Geo | 0 | 0 | 0 | 0 | 0 | 0
H | 0 | 0 | 0 | 0 | 0 | 0
LFG | 0 | 0 | 0 | 0 | 0 | 0
Nuc | 0 | 0 | 0 | 0 | 0 | 0
PS | 0 | 0 | 0 | 0 | 0 | 0
PV | 0 | 0 | 0 | 0 | 0 | 0
PeakG | 0 | 0 | 0 | 0 | 0 | 0
PeakO | 0 | 0 | 0 | 0 | 0 | 0
ST | 0 | 0 | 0 | 0 | 0 | 0
STOG | 0 | 0 | 0 | 0 | 0 | 0
STWD | 0 | 0 | 0 | 0 | 0 | 0
WT | 0 | 0 | 0 | 0 | 0 | 0
IGCC | 0 | 0 | 0 | 0 | 0 | 0
DemandResponse | 0 | 0 | 0 | 0 | 0 | 0
IGCC-CCS | 0 | 0 | 0 | 0 | 0 | 0
WT_off | 0 | 0 | 0 | 0 | 0 | 0
PseudoUnit | 0 | 0 | 0 | 0 | 0 | 0
FixedInterchange | 0 | 0 | 0 | 0 | 0 | 0
NOx Emissions (MMshortTons): MARITIMES
ReportingType | 2015 | 2020 | 2025 | 2030 | 2035 | 2040
BM | 0 | 0 | 0 | 0 | 0 | 0
CC | 0 | 0 | 0 | 0 | 0 | 0
CSP | 0 | 0 | 0 | 0 | 0 | 0
CT | 0 | 0 | 0 | 0 | 0 | 0
Coal | 0 | 0 | 0 | 0 | 0 | 0
Geo | 0 | 0 | 0 | 0 | 0 | 0
H | 0 | 0 | 0 | 0 | 0 | 0
LFG | 0 | 0 | 0 | 0 | 0 | 0
Nuc | 0 | 0 | 0 | 0 | 0 | 0
PS | 0 | 0 | 0 | 0 | 0 | 0
PV | 0 | 0 | 0 | 0 | 0 | 0
PeakG | 0 | 0 | 0 | 0 | 0 | 0
PeakO | 0 | 0 | 0 | 0 | 0 | 0
ST | 0 | 0 | 0 | 0 | 0 | 0
STOG | 0 | 0 | 0 | 0 | 0 | 0
STWD | 0 | 0 | 0 | 0 | 0 | 0
WT | 0 | 0 | 0 | 0 | 0 | 0
IGCC | 0 | 0 | 0 | 0 | 0 | 0
DemandResponse | 0 | 0 | 0 | 0 | 0 | 0
IGCC-CCS | 0 | 0 | 0 | 0 | 0 | 0
WT_off | 0 | 0 | 0 | 0 | 0 | 0
PseudoUnit | 0 | 0 | 0 | 0 | 0 | 0
FixedInterchange | 0 | 0 | 0 | 0 | 0 | 0
NOx Emissions (MMshortTons): All
ReportingType | 2015 | 2020 | 2025 | 2030 | 2035 | 2040
BM | 0 | 0 | 0 | 0 | 0 | 0
CC | 0.08 | 0.09 | 0.09 | 0.1 | 0.11 | 0.12
CSP | 0 | 0 | 0 | 0 | 0 | 0
CT | 0 | 0 | 0 | 0 | 0 | 0
Coal | 1.54 | 1.42 | 1.52 | 1.54 | 1.59 | 1.65
Geo | 0 | 0 | 0 | 0 | 0 | 0
H | 0 | 0 | 0 | 0 | 0 | 0
LFG | 0 | 0 | 0 | 0 | 0 | 0
Nuc | 0 | 0 | 0 | 0 | 0 | 0
PS | 0 | 0 | 0 | 0 | 0 | 0
PV | 0 | 0 | 0 | 0 | 0 | 0
PeakG | 0 | 0 | 0 | 0 | 0 | 0
PeakO | 0 | 0 | 0 | 0 | 0 | 0
ST | 0 | 0 | 0 | 0 | 0 | 0
STOG | 0.01 | 0.02 | 0.02 | 0.02 | 0.02 | 0.02
STWD | 0 | 0 | 0 | 0 | 0 | 0
WT | 0 | 0 | 0 | 0 | 0 | 0
IGCC | 0 | 0 | 0 | 0 | 0 | 0
DemandResponse | 0 | 0 | 0 | 0 | 0 | 0
IGCC-CCS | 0 | 0 | 0 | 0 | 0 | 0
WT_off | 0 | 0 | 0 | 0 | 0 | 0
PseudoUnit | 0 | 0 | 0 | 0 | 0 | 0
FixedInterchange | 0 | 0 | 0 | 0 | 0 | 0
NOx Emissions (MMshortTons): EI_US
ReportingType | 2015 | 2020 | 2025 | 2030 | 2035 | 2040
BM | 0 | 0 | 0 | 0 | 0 | 0
CC | 0.05 | 0.06 | 0.06 | 0.06 | 0.07 | 0.08
CSP | 0 | 0 | 0 | 0 | 0 | 0
CT | 0 | 0 | 0 | 0 | 0 | 0
Coal | 1.15 | 1.01 | 1.1 | 1.13 | 1.17 | 1.21
Geo | 0 | 0 | 0 | 0 | 0 | 0
H | 0 | 0 | 0 | 0 | 0 | 0
LFG | 0 | 0 | 0 | 0 | 0 | 0
Nuc | 0 | 0 | 0 | 0 | 0 | 0
PS | 0 | 0 | 0 | 0 | 0 | 0
PV | 0 | 0 | 0 | 0 | 0 | 0
PeakG | 0 | 0 | 0 | 0 | 0 | 0
PeakO | 0 | 0 | 0 | 0 | 0 | 0
ST | 0 | 0 | 0 | 0 | 0 | 0
STOG | 0.01 | 0.01 | 0.01 | 0.01 | 0.01 | 0.01
STWD | 0 | 0 | 0 | 0 | 0 | 0
WT | 0 | 0 | 0 | 0 | 0 | 0
IGCC | 0 | 0 | 0 | 0 | 0 | 0
DemandResponse | 0 | 0 | 0 | 0 | 0 | 0
IGCC-CCS | 0 | 0 | 0 | 0 | 0 | 0
WT_off | 0 | 0 | 0 | 0 | 0 | 0
PseudoUnit | 0 | 0 | 0 | 0 | 0 | 0
FixedInterchange | 0 | 0 | 0 | 0 | 0 | 0
NOx Emissions (MMshortTons): EI_Canada
ReportingType | 2015 | 2020 | 2025 | 2030 | 2035 | 2040
BM | 0 | 0 | 0 | 0 | 0 | 0
CC | 0 | 0 | 0 | 0 | 0 | 0
CSP | 0 | 0 | 0 | 0 | 0 | 0
CT | 0 | 0 | 0 | 0 | 0 | 0
Coal | 0 | 0 | 0 | 0 | 0 | 0
Geo | 0 | 0 | 0 | 0 | 0 | 0
H | 0 | 0 | 0 | 0 | 0 | 0
LFG | 0 | 0 | 0 | 0 | 0 | 0
Nuc | 0 | 0 | 0 | 0 | 0 | 0
PS | 0 | 0 | 0 | 0 | 0 | 0
PV | 0 | 0 | 0 | 0 | 0 | 0
PeakG | 0 | 0 | 0 | 0 | 0 | 0
PeakO | 0 | 0 | 0 | 0 | 0 | 0
ST | 0 | 0 | 0 | 0 | 0 | 0
STOG | 0 | 0 | 0 | 0 | 0 | 0
STWD | 0 | 0 | 0 | 0 | 0 | 0
WT | 0 | 0 | 0 | 0 | 0 | 0
IGCC | 0 | 0 | 0 | 0 | 0 | 0
DemandResponse | 0 | 0 | 0 | 0 | 0 | 0
IGCC-CCS | 0 | 0 | 0 | 0 | 0 | 0
WT_off | 0 | 0 | 0 | 0 | 0 | 0
PseudoUnit | 0 | 0 | 0 | 0 | 0 | 0
FixedInterchange | 0 | 0 | 0 | 0 | 0 | 0
NOx Emissions (MMshortTons): EI
ReportingType | 2015 | 2020 | 2025 | 2030 | 2035 | 2040
BM | 0 | 0 | 0 | 0 | 0 | 0
CC | 0.05 | 0.06 | 0.06 | 0.06 | 0.08 | 0.08
CSP | 0 | 0 | 0 | 0 | 0 | 0
CT | 0 | 0 | 0 | 0 | 0 | 0
Coal | 1.15 | 1.01 | 1.1 | 1.13 | 1.17 | 1.21
Geo | 0 | 0 | 0 | 0 | 0 | 0
H | 0 | 0 | 0 | 0 | 0 | 0
LFG | 0 | 0 | 0 | 0 | 0 | 0
Nuc | 0 | 0 | 0 | 0 | 0 | 0
PS | 0 | 0 | 0 | 0 | 0 | 0
PV | 0 | 0 | 0 | 0 | 0 | 0
PeakG | 0 | 0 | 0 | 0 | 0 | 0
PeakO | 0 | 0 | 0 | 0 | 0 | 0
ST | 0 | 0 | 0 | 0 | 0 | 0
STOG | 0.01 | 0.01 | 0.01 | 0.01 | 0.01 | 0.01
STWD | 0 | 0 | 0 | 0 | 0 | 0
WT | 0 | 0 | 0 | 0 | 0 | 0
IGCC | 0 | 0 | 0 | 0 | 0 | 0
DemandResponse | 0 | 0 | 0 | 0 | 0 | 0
IGCC-CCS | 0 | 0 | 0 | 0 | 0 | 0
WT_off | 0 | 0 | 0 | 0 | 0 | 0
PseudoUnit | 0 | 0 | 0 | 0 | 0 | 0
FixedInterchange | 0 | 0 | 0 | 0 | 0 | 0
NOx Emissions (MMshortTons): Outside_EI
ReportingType | 2015 | 2020 | 2025 | 2030 | 2035 | 2040
BM | 0 | 0 | 0 | 0 | 0 | 0
CC | 0.03 | 0.03 | 0.03 | 0.04 | 0.04 | 0.04
CSP | 0 | 0 | 0 | 0 | 0 | 0
CT | 0 | 0 | 0 | 0 | 0 | 0
Coal | 0.39 | 0.41 | 0.42 | 0.42 | 0.42 | 0.44
Geo | 0 | 0 | 0 | 0 | 0 | 0
H | 0 | 0 | 0 | 0 | 0 | 0
LFG | 0 | 0 | 0 | 0 | 0 | 0
Nuc | 0 | 0 | 0 | 0 | 0 | 0
PS | 0 | 0 | 0 | 0 | 0 | 0
PV | 0 | 0 | 0 | 0 | 0 | 0
PeakG | 0 | 0 | 0 | 0 | 0 | 0
PeakO | 0 | 0 | 0 | 0 | 0 | 0
ST | 0 | 0 | 0 | 0 | 0 | 0
STOG | 0 | 0.01 | 0.01 | 0.01 | 0.01 | 0.01
STWD | 0 | 0 | 0 | 0 | 0 | 0
WT | 0 | 0 | 0 | 0 | 0 | 0
IGCC | 0 | 0 | 0 | 0 | 0 | 0
DemandResponse | 0 | 0 | 0 | 0 | 0 | 0
IGCC-CCS | 0 | 0 | 0 | 0 | 0 | 0
WT_off | 0 | 0 | 0 | 0 | 0 | 0
PseudoUnit | 0 | 0 | 0 | 0 | 0 | 0
FixedInterchange | 0 | 0 | 0 | 0 | 0 | 0
CO2 Emissions (MMshortTons): Entergy
ReportingType | 2015 | 2020 | 2025 | 2030 | 2035 | 2040
BM | 0 | 0 | 0 | 0 | 0 | 0
CC | 28.37 | 37.29 | 34.2 | 34.21 | 36.7 | 34.17
CSP | 0 | 0 | 0 | 0 | 0 | 0
CT | 0 | 0 | 0 | 0 | 0 | 0
Coal | 64.29 | 51.4 | 62.6 | 64.57 | 64.26 | 76.2
Geo | 0 | 0 | 0 | 0 | 0 | 0
H | 0 | 0 | 0 | 0 | 0 | 0
LFG | 0 | 0 | 0 | 0 | 0 | 0
Nuc | 0 | 0 | 0 | 0 | 0 | 0
PS | 0 | 0 | 0 | 0 | 0 | 0
PV | 0 | 0 | 0 | 0 | 0 | 0
PeakG | 0 | 0 | 0.07 | 0.04 | 0.01 | 0.01
PeakO | 0 | 0 | 0 | 0 | 0 | 0
ST | 0 | 0 | 0 | 0 | 0 | 0
STOG | 0.69 | 0.79 | 0.7 | 0.69 | 0.69 | 0.66
STWD | 0 | 0 | 0 | 0 | 0 | 0
WT | 0 | 0 | 0 | 0 | 0 | 0
IGCC | 0 | 0 | 0 | 0 | 0 | 0
DemandResponse | 0 | 0 | 0 | 0 | 0 | 0
IGCC-CCS | 0 | 0 | 0 | 0 | 0 | 0
WT_off | 0 | 0 | 0 | 0 | 0 | 0
PseudoUnit | 0 | 0 | 0 | 0 | 0 | 0
FixedInterchange | 0 | 0 | 0 | 0 | 0 | 0
CO2 Emissions (MMshortTons): FRCC
ReportingType | 2015 | 2020 | 2025 | 2030 | 2035 | 2040
BM | 0 | 0 | 0 | 0 | 0 | 0
CC | 63.43 | 70.93 | 73.77 | 80.15 | 91.35 | 103.01
CSP | 0 | 0 | 0 | 0 | 0 | 0
CT | 0.53 | 0.64 | 0.64 | 0.64 | 0.53 | 0.45
Coal | 59.22 | 57.06 | 63.47 | 64.42 | 65.92 | 65.92
Geo | 0 | 0 | 0 | 0 | 0 | 0
H | 0 | 0 | 0 | 0 | 0 | 0
LFG | 0 | 0 | 0 | 0 | 0 | 0
Nuc | 0 | 0 | 0 | 0 | 0 | 0
PS | 0 | 0 | 0 | 0 | 0 | 0
PV | 0 | 0 | 0 | 0 | 0 | 0
PeakG | 0.29 | 0.3 | 0.49 | 0.33 | 0.26 | 0.2
PeakO | 0 | 0 | 0 | 0 | 0 | 0
ST | 0 | 0 | 0 | 0 | 0 | 0
STOG | 1.94 | 1.68 | 1.69 | 1.65 | 1.51 | 1
STWD | 0 | 0 | 0 | 0 | 0 | 0
WT | 0 | 0 | 0 | 0 | 0 | 0
IGCC | 0 | 0 | 0 | 0 | 0 | 0
DemandResponse | 0 | 0 | 0 | 0 | 0 | 0
IGCC-CCS | 0 | 0 | 0 | 0 | 0 | 0
WT_off | 0 | 0 | 0 | 0 | 0 | 0
PseudoUnit | 0 | 0 | 0 | 0 | 0 | 0
FixedInterchange | 0 | 0 | 0 | 0 | 0 | 0
CO2 Emissions (MMshortTons): MAPP_US
ReportingType | 2015 | 2020 | 2025 | 2030 | 2035 | 2040
BM | 0 | 0 | 0 | 0 | 0 | 0
CC | 0.09 | 0.11 | 0.11 | 0.15 | 0.11 | 0.09
CSP | 0 | 0 | 0 | 0 | 0 | 0
CT | 0 | 0 | 0 | 0 | 0 | 0
Coal | 22.88 | 22.18 | 22.36 | 22.46 | 23.48 | 25.35
Geo | 0 | 0 | 0 | 0 | 0 | 0
H | 0 | 0 | 0 | 0 | 0 | 0
LFG | 0 | 0 | 0 | 0 | 0 | 0
Nuc | 0 | 0 | 0 | 0 | 0 | 0
PS | 0 | 0 | 0 | 0 | 0 | 0
PV | 0 | 0 | 0 | 0 | 0 | 0
PeakG | 0.02 | 0.05 | 0.05 | 0.08 | 0.11 | 0.05
PeakO | 0 | 0 | 0 | 0 | 0 | 0
ST | 0 | 0 | 0 | 0 | 0 | 0
STOG | 0 | 0 | 0 | 0 | 0 | 0
STWD | 0 | 0 | 0 | 0 | 0 | 0
WT | 0 | 0 | 0 | 0 | 0 | 0
IGCC | 0 | 0 | 0 | 0 | 0 | 0
DemandResponse | 0 | 0 | 0 | 0 | 0 | 0
IGCC-CCS | 0 | 0 | 0 | 0 | 0 | 0
WT_off | 0 | 0 | 0 | 0 | 0 | 0
PseudoUnit | 0 | 0 | 0 | 0 | 0 | 0
FixedInterchange | 0 | 0 | 0 | 0 | 0 | 0
CO2 Emissions (MMshortTons): MISO_IN
ReportingType | 2015 | 2020 | 2025 | 2030 | 2035 | 2040
BM | 0 | 0 | 0 | 0 | 0 | 0
CC | 1.84 | 6.81 | 6.94 | 9.2 | 15.11 | 14.56
CSP | 0 | 0 | 0 | 0 | 0 | 0
CT | 0 | 0.05 | 0.05 | 0.11 | 0.2 | 0.21
Coal | 88.48 | 91.66 | 97.86 | 99.17 | 103.89 | 105.31
Geo | 0 | 0 | 0 | 0 | 0 | 0
H | 0 | 0 | 0 | 0 | 0 | 0
LFG | 0 | 0 | 0 | 0 | 0 | 0
Nuc | 0 | 0 | 0 | 0 | 0 | 0
PS | 0 | 0 | 0 | 0 | 0 | 0
PV | 0 | 0 | 0 | 0 | 0 | 0
PeakG | 0.01 | 0.01 | 0.04 | 0.03 | 0.02 | 0.02
PeakO | 0 | 0 | 0 | 0 | 0 | 0
ST | 0 | 0 | 0 | 0 | 0 | 0
STOG | 0.04 | 0.04 | 0.07 | 0.04 | 0.04 | 0.07
STWD | 0 | 0 | 0 | 0 | 0 | 0
WT | 0 | 0 | 0 | 0 | 0 | 0
IGCC | 4.15 | 4.15 | 4.15 | 4.15 | 4.15 | 4.15
DemandResponse | 0 | 0 | 0 | 0 | 0 | 0
IGCC-CCS | 0 | 0 | 0 | 0 | 0 | 0
WT_off | 0 | 0 | 0 | 0 | 0 | 0
PseudoUnit | 0 | 0 | 0 | 0 | 0 | 0
FixedInterchange | 0 | 0 | 0 | 0 | 0 | 0
CO2 Emissions (MMshortTons): MISO_MI
ReportingType | 2015 | 2020 | 2025 | 2030 | 2035 | 2040
BM | 0 | 0 | 0 | 0 | 0 | 0
CC | 6.48 | 6.74 | 5.04 | 4.17 | 4.08 | 3.17
CSP | 0 | 0 | 0 | 0 | 0 | 0
CT | 0 | 0.01 | 0.01 | 0.05 | 0.16 | 0.22
Coal | 58.1 | 49.23 | 54.17 | 56.88 | 57.34 | 57.34
Geo | 0 | 0 | 0 | 0 | 0 | 0
H | 0 | 0 | 0 | 0 | 0 | 0
LFG | 0 | 0 | 0 | 0 | 0 | 0
Nuc | 0 | 0 | 0 | 0 | 0 | 0
PS | 0 | 0 | 0 | 0 | 0 | 0
PV | 0 | 0 | 0 | 0 | 0 | 0
PeakG | 0.01 | 0.02 | 0.07 | 0.07 | 0.03 | 0.02
PeakO | 0 | 0 | 0 | 0 | 0 | 0
ST | 0 | 0 | 0 | 0 | 0 | 0
STOG | 0.21 | 0.37 | 0.38 | 0.38 | 0.38 | 0.38
STWD | 0 | 0 | 0 | 0 | 0 | 0
WT | 0 | 0 | 0 | 0 | 0 | 0
IGCC | 0 | 0 | 0 | 0 | 0 | 0
DemandResponse | 0 | 0 | 0 | 0 | 0 | 0
IGCC-CCS | 0 | 0 | 0 | 0 | 0 | 0
WT_off | 0 | 0 | 0 | 0 | 0 | 0
PseudoUnit | 0 | 0 | 0 | 0 | 0 | 0
FixedInterchange | 0 | 0 | 0 | 0 | 0 | 0
CO2 Emissions (MMshortTons): MISO_MO-IL
ReportingType | 2015 | 2020 | 2025 | 2030 | 2035 | 2040
BM | 0 | 0 | 0 | 0 | 0 | 0
CC | 1.36 | 2.02 | 1.1 | 1.04 | 1.04 | 0.71
CSP | 0 | 0 | 0 | 0 | 0 | 0
CT | 0 | 0.03 | 0.03 | 0.06 | 0.11 | 0.11
Coal | 107.11 | 86.68 | 96.26 | 103.14 | 107.14 | 107.14
Geo | 0 | 0 | 0 | 0 | 0 | 0
H | 0 | 0 | 0 | 0 | 0 | 0
LFG | 0 | 0 | 0 | 0 | 0 | 0
Nuc | 0 | 0 | 0 | 0 | 0 | 0
PS | 0 | 0 | 0 | 0 | 0 | 0
PV | 0 | 0 | 0 | 0 | 0 | 0
PeakG | 0.11 | 0.12 | 0.14 | 0.09 | 0.15 | 0.19
PeakO | 0 | 0 | 0 | 0 | 0 | 0
ST | 0 | 0 | 0 | 0 | 0 | 0
STOG | 0.05 | 0.08 | 0.08 | 0.04 | 0.01 | 0.01
STWD | 0 | 0 | 0 | 0 | 0 | 0
WT | 0 | 0 | 0 | 0 | 0 | 0
IGCC | 0 | 0 | 0 | 0 | 0 | 0
DemandResponse | 0 | 0 | 0 | 0 | 0 | 0
IGCC-CCS | 0 | 0 | 0 | 0 | 0 | 0
WT_off | 0 | 0 | 0 | 0 | 0 | 0
PseudoUnit | 0 | 0 | 0 | 0 | 0 | 0
FixedInterchange | 0 | 0 | 0 | 0 | 0 | 0
CO2 Emissions (MMshortTons): MISO_W
ReportingType | 2015 | 2020 | 2025 | 2030 | 2035 | 2040
BM | 0 | 0 | 0 | 0 | 0 | 0
CC | 4.53 | 4.08 | 2.84 | 2.52 | 2.65 | 1.51
CSP | 0 | 0 | 0 | 0 | 0 | 0
CT | 0 | 0.04 | 0.06 | 0.15 | 0.35 | 0.13
Coal | 96.83 | 88.01 | 89.76 | 90.06 | 105.02 | 139.3
Geo | 0 | 0 | 0 | 0 | 0 | 0
H | 0 | 0 | 0 | 0 | 0 | 0
LFG | 0 | 0 | 0 | 0 | 0 | 0
Nuc | 0 | 0 | 0 | 0 | 0 | 0
PS | 0 | 0 | 0 | 0 | 0 | 0
PV | 0 | 0 | 0 | 0 | 0 | 0
PeakG | 0.23 | 0.11 | 0.12 | 0.08 | 0.1 | 0.06
PeakO | 0 | 0 | 0 | 0 | 0 | 0
ST | 0 | 0 | 0 | 0 | 0 | 0
STOG | 0.02 | 0.01 | 0 | 0 | 0 | 0
STWD | 0 | 0 | 0 | 0 | 0 | 0
WT | 0 | 0 | 0 | 0 | 0 | 0
IGCC | 0 | 0 | 0 | 0 | 0 | 0
DemandResponse | 0 | 0 | 0 | 0 | 0 | 0
IGCC-CCS | 0 | 0 | 0 | 0 | 0 | 0
WT_off | 0 | 0 | 0 | 0 | 0 | 0
PseudoUnit | 0 | 0 | 0 | 0 | 0 | 0
FixedInterchange | 0 | 0 | 0 | 0 | 0 | 0
CO2 Emissions (MMshortTons): MISO_WUMS
ReportingType | 2015 | 2020 | 2025 | 2030 | 2035 | 2040
BM | 0 | 0 | 0 | 0 | 0 | 0
CC | 7.13 | 15.73 | 13.54 | 11.94 | 13.66 | 12.04
CSP | 0 | 0 | 0 | 0 | 0 | 0
CT | 0 | 0.01 | 0.02 | 0.03 | 0.19 | 0.33
Coal | 29.54 | 27.29 | 33.25 | 37.23 | 42.53 | 43
Geo | 0 | 0 | 0 | 0 | 0 | 0
H | 0 | 0 | 0 | 0 | 0 | 0
LFG | 0 | 0 | 0 | 0 | 0 | 0
Nuc | 0 | 0 | 0 | 0 | 0 | 0
PS | 0 | 0 | 0 | 0 | 0 | 0
PV | 0 | 0 | 0 | 0 | 0 | 0
PeakG | 0.02 | 0.02 | 0.06 | 0.05 | 0.07 | 0.06
PeakO | 0 | 0 | 0 | 0 | 0 | 0
ST | 0 | 0 | 0 | 0 | 0 | 0
STOG | 0 | 0 | 0 | 0 | 0 | 0
STWD | 0 | 0 | 0 | 0 | 0 | 0
WT | 0 | 0 | 0 | 0 | 0 | 0
IGCC | 0 | 0 | 0 | 0 | 0 | 0
DemandResponse | 0 | 0 | 0 | 0 | 0 | 0
IGCC-CCS | 0 | 0 | 0 | 0 | 0 | 0
WT_off | 0 | 0 | 0 | 0 | 0 | 0
PseudoUnit | 0 | 0 | 0 | 0 | 0 | 0
FixedInterchange | 0 | 0 | 0 | 0 | 0 | 0
CO2 Emissions (MMshortTons): Nebraska
ReportingType | 2015 | 2020 | 2025 | 2030 | 2035 | 2040
BM | 0 | 0 | 0 | 0 | 0 | 0
CC | 0.31 | 0.21 | 0.21 | 0.21 | 0.18 | 0.12
CSP | 0 | 0 | 0 | 0 | 0 | 0
CT | 0 | 0 | 0 | 0 | 0 | 0
Coal | 35.38 | 35.35 | 35.35 | 35.35 | 44.99 | 55.94
Geo | 0 | 0 | 0 | 0 | 0 | 0
H | 0 | 0 | 0 | 0 | 0 | 0
LFG | 0 | 0 | 0 | 0 | 0 | 0
Nuc | 0 | 0 | 0 | 0 | 0 | 0
PS | 0 | 0 | 0 | 0 | 0 | 0
PV | 0 | 0 | 0 | 0 | 0 | 0
PeakG | 0.06 | 0.06 | 0.09 | 0.14 | 0.17 | 0.07
PeakO | 0 | 0 | 0 | 0 | 0 | 0
ST | 0 | 0 | 0 | 0 | 0 | 0
STOG | 0 | 0 | 0 | 0 | 0 | 0
STWD | 0 | 0 | 0 | 0 | 0 | 0
WT | 0 | 0 | 0 | 0 | 0 | 0
IGCC | 0 | 0 | 0 | 0 | 0 | 0
DemandResponse | 0 | 0 | 0 | 0 | 0 | 0
IGCC-CCS | 0 | 0 | 0 | 0 | 0 | 0
WT_off | 0 | 0 | 0 | 0 | 0 | 0
PseudoUnit | 0 | 0 | 0 | 0 | 0 | 0
FixedInterchange | 0 | 0 | 0 | 0 | 0 | 0
CO2 Emissions (MMshortTons): NEISO
ReportingType | 2015 | 2020 | 2025 | 2030 | 2035 | 2040
BM | 0 | 0 | 0 | 0 | 0 | 0
CC | 18.4 | 14.65 | 14.96 | 15.85 | 20.64 | 23.39
CSP | 0 | 0 | 0 | 0 | 0 | 0
CT | 0 | 0.01 | 0.01 | 0.01 | 0.02 | 0.04
Coal | 0.04 | 0 | 0 | 0 | 0 | 0
Geo | 0 | 0 | 0 | 0 | 0 | 0
H | 0 | 0 | 0 | 0 | 0 | 0
LFG | 0 | 0 | 0 | 0 | 0 | 0
Nuc | 0 | 0 | 0 | 0 | 0 | 0
PS | 0 | 0 | 0 | 0 | 0 | 0
PV | 0 | 0 | 0 | 0 | 0 | 0
PeakG | 0.02 | 0.02 | 0.02 | 0.02 | 0.06 | 0.06
PeakO | 0 | 0 | 0 | 0 | 0 | 0
ST | 0 | 0 | 0 | 0 | 0 | 0
STOG | 0 | 0 | 0 | 0 | 0 | 0
STWD | 0 | 0 | 0 | 0 | 0 | 0
WT | 0 | 0 | 0 | 0 | 0 | 0
IGCC | 0 | 0 | 0 | 0 | 0 | 0
DemandResponse | 0 | 0 | 0 | 0 | 0 | 0
IGCC-CCS | 0 | 0 | 0 | 0 | 0 | 0
WT_off | 0 | 0 | 0 | 0 | 0 | 0
PseudoUnit | 0 | 0 | 0 | 0 | 0 | 0
FixedInterchange | 0 | 0 | 0 | 0 | 0 | 0
CO2 Emissions (MMshortTons): NonRTO_Midwest
ReportingType | 2015 | 2020 | 2025 | 2030 | 2035 | 2040
BM | 0 | 0 | 0 | 0 | 0 | 0
CC | 0 | 0.93 | 0.73 | 1 | 1.11 | 1.5
CSP | 0 | 0 | 0 | 0 | 0 | 0
CT | 0 | 0.02 | 0.02 | 0.05 | 0.04 | 0.08
Coal | 62.73 | 64.67 | 65.99 | 67.17 | 69.23 | 71.12
Geo | 0 | 0 | 0 | 0 | 0 | 0
H | 0 | 0 | 0 | 0 | 0 | 0
LFG | 0 | 0 | 0 | 0 | 0 | 0
Nuc | 0 | 0 | 0 | 0 | 0 | 0
PS | 0 | 0 | 0 | 0 | 0 | 0
PV | 0 | 0 | 0 | 0 | 0 | 0
PeakG | 0.1 | 0.14 | 0.18 | 0.19 | 0.15 | 0.22
PeakO | 0 | 0 | 0 | 0 | 0 | 0
ST | 0 | 0 | 0 | 0 | 0 | 0
STOG | 0 | 0 | 0 | 0 | 0 | 0
STWD | 0 | 0 | 0 | 0 | 0 | 0
WT | 0 | 0 | 0 | 0 | 0 | 0
IGCC | 0 | 0 | 0 | 0 | 0 | 0
DemandResponse | 0 | 0 | 0 | 0 | 0 | 0
IGCC-CCS | 0 | 0 | 0 | 0 | 0 | 0
WT_off | 0 | 0 | 0 | 0 | 0 | 0
PseudoUnit | 0 | 0 | 0 | 0 | 0 | 0
FixedInterchange | 0 | 0 | 0 | 0 | 0 | 0
CO2 Emissions (MMshortTons): NYISO_A-F
ReportingType | 2015 | 2020 | 2025 | 2030 | 2035 | 2040
BM | 0 | 0 | 0 | 0 | 0 | 0
CC | 2.75 | 4.16 | 4.67 | 5.1 | 5.89 | 6.01
CSP | 0 | 0 | 0 | 0 | 0 | 0
CT | 0 | 0 | 0 | 0 | 0 | 0
Coal | 0 | 0 | 0 | 0 | 0 | 0
Geo | 0 | 0 | 0 | 0 | 0 | 0
H | 0 | 0 | 0 | 0 | 0 | 0
LFG | 0 | 0 | 0 | 0 | 0 | 0
Nuc | 0 | 0 | 0 | 0 | 0 | 0
PS | 0 | 0 | 0 | 0 | 0 | 0
PV | 0 | 0 | 0 | 0 | 0 | 0
PeakG | 0 | 0 | 0 | 0 | 0 | 0
PeakO | 0 | 0 | 0 | 0 | 0 | 0
ST | 0 | 0 | 0 | 0 | 0 | 0
STOG | 0 | 0 | 0 | 0 | 0 | 0
STWD | 0 | 0 | 0 | 0 | 0 | 0
WT | 0 | 0 | 0 | 0 | 0 | 0
IGCC | 0 | 0 | 0 | 0 | 0 | 0
DemandResponse | 0 | 0 | 0 | 0 | 0 | 0
IGCC-CCS | 0 | 0 | 0 | 0 | 0 | 0
WT_off | 0 | 0 | 0 | 0 | 0 | 0
PseudoUnit | 0 | 0 | 0 | 0 | 0 | 0
FixedInterchange | 0 | 0 | 0 | 0 | 0 | 0
CO2 Emissions (MMshortTons): NYISO_G-I
ReportingType | 2015 | 2020 | 2025 | 2030 | 2035 | 2040
BM | 0 | 0 | 0 | 0 | 0 | 0
CC | 2.84 | 3.59 | 4.74 | 7.14 | 15.34 | 23.49
CSP | 0 | 0 | 0 | 0 | 0 | 0
CT | 0 | 0 | 0 | 0 | 0 | 0
Coal | 0 | 0 | 0 | 0 | 0 | 0
Geo | 0 | 0 | 0 | 0 | 0 | 0
H | 0 | 0 | 0 | 0 | 0 | 0
LFG | 0 | 0 | 0 | 0 | 0 | 0
Nuc | 0 | 0 | 0 | 0 | 0 | 0
PS | 0 | 0 | 0 | 0 | 0 | 0
PV | 0 | 0 | 0 | 0 | 0 | 0
PeakG | 0 | 0 | 0 | 0 | 0 | 0
PeakO | 0 | 0 | 0 | 0 | 0 | 0
ST | 0 | 0 | 0 | 0 | 0 | 0
STOG | 0 | 0 | 0 | 0 | 0 | 0
STWD | 0 | 0 | 0 | 0 | 0 | 0
WT | 0 | 0 | 0 | 0 | 0 | 0
IGCC | 0 | 0 | 0 | 0 | 0 | 0
DemandResponse | 0 | 0 | 0 | 0 | 0 | 0
IGCC-CCS | 0 | 0 | 0 | 0 | 0 | 0
WT_off | 0 | 0 | 0 | 0 | 0 | 0
PseudoUnit | 0 | 0 | 0 | 0 | 0 | 0
FixedInterchange | 0 | 0 | 0 | 0 | 0 | 0
CO2 Emissions (MMshortTons): NYISO_J-K
ReportingType | 2015 | 2020 | 2025 | 2030 | 2035 | 2040
BM | 0 | 0 | 0 | 0 | 0 | 0
CC | 10.06 | 12.87 | 12.94 | 12.5 | 12.85 | 13.16
CSP | 0 | 0 | 0 | 0 | 0 | 0
CT | 0 | 0 | 0.01 | 0.03 | 0.06 | 0.14
Coal | 0 | 0 | 0 | 0 | 0 | 0
Geo | 0 | 0 | 0 | 0 | 0 | 0
H | 0 | 0 | 0 | 0 | 0 | 0
LFG | 0 | 0 | 0 | 0 | 0 | 0
Nuc | 0 | 0 | 0 | 0 | 0 | 0
PS | 0 | 0 | 0 | 0 | 0 | 0
PV | 0 | 0 | 0 | 0 | 0 | 0
PeakG | 0.03 | 0.09 | 0.1 | 0.1 | 0.11 | 0.19
PeakO | 0 | 0 | 0 | 0 | 0 | 0
ST | 0 | 0 | 0 | 0 | 0 | 0
STOG | 0.7 | 1.31 | 1.58 | 1.59 | 1.95 | 2.43
STWD | 0 | 0 | 0 | 0 | 0 | 0
WT | 0 | 0 | 0 | 0 | 0 | 0
IGCC | 0 | 0 | 0 | 0 | 0 | 0
DemandResponse | 0 | 0 | 0 | 0 | 0 | 0
IGCC-CCS | 0 | 0 | 0 | 0 | 0 | 0
WT_off | 0 | 0 | 0 | 0 | 0 | 0
PseudoUnit | 0 | 0 | 0 | 0 | 0 | 0
FixedInterchange | 0 | 0 | 0 | 0 | 0 | 0
CO2 Emissions (MMshortTons): PJM_E
ReportingType | 2015 | 2020 | 2025 | 2030 | 2035 | 2040
BM | 0 | 0 | 0 | 0 | 0 | 0
CC | 9.75 | 18.96 | 19.16 | 16.72 | 19.74 | 22.29
CSP | 0 | 0 | 0 | 0 | 0 | 0
CT | 0 | 0 | 0 | 0 | 0 | 0.07
Coal | 0.49 | 0.56 | 0.85 | 1.38 | 2.31 | 2.96
Geo | 0 | 0 | 0 | 0 | 0 | 0
H | 0 | 0 | 0 | 0 | 0 | 0
LFG | 0 | 0 | 0 | 0 | 0 | 0
Nuc | 0 | 0 | 0 | 0 | 0 | 0
PS | 0 | 0 | 0 | 0 | 0 | 0
PV | 0 | 0 | 0 | 0 | 0 | 0
PeakG | 0 | 0.05 | 0.31 | 0.31 | 0.43 | 0.23
PeakO | 0 | 0 | 0 | 0 | 0 | 0
ST | 0 | 0 | 0 | 0 | 0 | 0
STOG | 0.06 | 0.34 | 0.53 | 0.58 | 0.66 | 0.54
STWD | 0 | 0 | 0 | 0 | 0 | 0
WT | 0 | 0 | 0 | 0 | 0 | 0
IGCC | 0 | 0 | 0 | 0 | 0 | 0
DemandResponse | 0 | 0 | 0 | 0 | 0 | 0
IGCC-CCS | 0 | 0 | 0 | 0 | 0 | 0
WT_off | 0 | 0 | 0 | 0 | 0 | 0
PseudoUnit | 0 | 0 | 0 | 0 | 0 | 0
FixedInterchange | 0 | 0 | 0 | 0 | 0 | 0
CO2 Emissions (MMshortTons): PJM_ROM
ReportingType | 2015 | 2020 | 2025 | 2030 | 2035 | 2040
BM | 0 | 0 | 0 | 0 | 0 | 0
CC | 6.22 | 9.99 | 9.91 | 8.75 | 16.14 | 51.62
CSP | 0 | 0 | 0 | 0 | 0 | 0
CT | 0 | 0 | 0 | 0 | 0 | 0
Coal | 51.3 | 58.06 | 59.57 | 62.44 | 62.44 | 62.44
Geo | 0 | 0 | 0 | 0 | 0 | 0
H | 0 | 0 | 0 | 0 | 0 | 0
LFG | 0 | 0 | 0 | 0 | 0 | 0
Nuc | 0 | 0 | 0 | 0 | 0 | 0
PS | 0 | 0 | 0 | 0 | 0 | 0
PV | 0 | 0 | 0 | 0 | 0 | 0
PeakG | 0 | 0.03 | 0.03 | 0.03 | 0.2 | 0.09
PeakO | 0 | 0 | 0 | 0 | 0 | 0
ST | 0 | 0 | 0 | 0 | 0 | 0
STOG | 0.43 | 0.61 | 0.86 | 0.83 | 0.91 | 0.88
STWD | 0 | 0 | 0 | 0 | 0 | 0
WT | 0 | 0 | 0 | 0 | 0 | 0
IGCC | 0 | 0 | 0 | 0 | 0 | 0
DemandResponse | 0 | 0 | 0 | 0 | 0 | 0
IGCC-CCS | 0 | 0 | 0 | 0 | 0 | 0
WT_off | 0 | 0 | 0 | 0 | 0 | 0
PseudoUnit | 0 | 0 | 0 | 0 | 0 | 0
FixedInterchange | 0 | 0 | 0 | 0 | 0 | 0
CO2 Emissions (MMshortTons): PJM_ROR
ReportingType | 2015 | 2020 | 2025 | 2030 | 2035 | 2040
BM | 0 | 0 | 0 | 0 | 0 | 0
CC | 29.74 | 29.23 | 28.19 | 39.37 | 64.85 | 53.02
CSP | 0 | 0 | 0 | 0 | 0 | 0
CT | 0 | 0 | 0 | 0 | 0 | 0
Coal | 350.97 | 299.62 | 307.94 | 310.41 | 313.2 | 315.01
Geo | 0 | 0 | 0 | 0 | 0 | 0
H | 0 | 0 | 0 | 0 | 0 | 0
LFG | 0 | 0 | 0 | 0 | 0 | 0
Nuc | 0 | 0 | 0 | 0 | 0 | 0
PS | 0 | 0 | 0 | 0 | 0 | 0
PV | 0 | 0 | 0 | 0 | 0 | 0
PeakG | 0.86 | 0.82 | 0.99 | 1.02 | 0.77 | 0.79
PeakO | 0 | 0 | 0 | 0 | 0 | 0
ST | 0 | 0 | 0 | 0 | 0 | 0
STOG | 0.49 | 0.52 | 0.54 | 0.54 | 0.52 | 0.52
STWD | 0 | 0 | 0 | 0 | 0 | 0
WT | 0 | 0 | 0 | 0 | 0 | 0
IGCC | 0 | 0 | 0 | 0 | 0 | 0
DemandResponse | 0 | 0 | 0 | 0 | 0 | 0
IGCC-CCS | 0 | 0 | 0 | 0 | 0 | 0
WT_off | 0 | 0 | 0 | 0 | 0 | 0
PseudoUnit | 0 | 0 | 0 | 0 | 0 | 0
FixedInterchange | 0 | 0 | 0 | 0 | 0 | 0
CO2 Emissions (MMshortTons): SOCO
ReportingType | 2015 | 2020 | 2025 | 2030 | 2035 | 2040
BM | 0 | 0 | 0 | 0 | 0 | 0
CC | 47.83 | 48.5 | 43.17 | 46.59 | 43.75 | 41.45
CSP | 0 | 0 | 0 | 0 | 0 | 0
CT | 0 | 0 | 0 | 0 | 0 | 0
Coal | 102.73 | 105.98 | 129.01 | 131.53 | 151.54 | 192.26
Geo | 0 | 0 | 0 | 0 | 0 | 0
H | 0 | 0 | 0 | 0 | 0 | 0
LFG | 0 | 0 | 0 | 0 | 0 | 0
Nuc | 0 | 0 | 0 | 0 | 0 | 0
PS | 0 | 0 | 0 | 0 | 0 | 0
PV | 0 | 0 | 0 | 0 | 0 | 0
PeakG | 0.32 | 0.76 | 1.43 | 1.31 | 1.29 | 1.14
PeakO | 0 | 0 | 0 | 0 | 0 | 0
ST | 0 | 0 | 0 | 0 | 0 | 0
STOG | 0 | 0 | 0 | 0 | 0 | 0
STWD | 0 | 0 | 0 | 0 | 0 | 0
WT | 0 | 0 | 0 | 0 | 0 | 0
IGCC | 0 | 0 | 0 | 0 | 0 | 0
DemandResponse | 0 | 0 | 0 | 0 | 0 | 0
IGCC-CCS | 0 | 0 | 0 | 0 | 0 | 0
WT_off | 0 | 0 | 0 | 0 | 0 | 0
PseudoUnit | 0 | 0 | 0 | 0 | 0 | 0
FixedInterchange | 0 | 0 | 0 | 0 | 0 | 0
CO2 Emissions (MMshortTons): SPP_N
ReportingType | 2015 | 2020 | 2025 | 2030 | 2035 | 2040
BM | 0 | 0 | 0 | 0 | 0 | 0
CC | 3.84 | 7.45 | 7.1 | 7.58 | 4.62 | 3.37
CSP | 0 | 0 | 0 | 0 | 0 | 0
CT | 0 | 0 | 0 | 0 | 0 | 0
Coal | 68.81 | 64.93 | 65.43 | 65.43 | 65.43 | 73.51
Geo | 0 | 0 | 0 | 0 | 0 | 0
H | 0 | 0 | 0 | 0 | 0 | 0
LFG | 0 | 0 | 0 | 0 | 0 | 0
Nuc | 0 | 0 | 0 | 0 | 0 | 0
PS | 0 | 0 | 0 | 0 | 0 | 0
PV | 0 | 0 | 0 | 0 | 0 | 0
PeakG | 0.04 | 0.04 | 0.11 | 0.19 | 0.25 | 0.15
PeakO | 0 | 0 | 0 | 0 | 0 | 0
ST | 0 | 0 | 0 | 0 | 0 | 0
STOG | 0.32 | 0.3 | 0.4 | 0.44 | 0.43 | 0.4
STWD | 0 | 0 | 0 | 0 | 0 | 0
WT | 0 | 0 | 0 | 0 | 0 | 0
IGCC | 0 | 0 | 0 | 0 | 0 | 0
DemandResponse | 0 | 0 | 0 | 0 | 0 | 0
IGCC-CCS | 0 | 0 | 0 | 0 | 0 | 0
WT_off | 0 | 0 | 0 | 0 | 0 | 0
PseudoUnit | 0 | 0 | 0 | 0 | 0 | 0
FixedInterchange | 0 | 0 | 0 | 0 | 0 | 0
CO2 Emissions (MMshortTons): SPP_S
ReportingType | 2015 | 2020 | 2025 | 2030 | 2035 | 2040
BM | 0 | 0 | 0 | 0 | 0 | 0
CC | 17.95 | 23.33 | 20.26 | 23.21 | 11.07 | 10.95
CSP | 0 | 0 | 0 | 0 | 0 | 0
CT | 0 | 0.04 | 0.09 | 0.05 | 0 | 0
Coal | 92.46 | 82.31 | 97.81 | 100.2 | 100.24 | 100.31
Geo | 0 | 0 | 0 | 0 | 0 | 0
H | 0 | 0 | 0 | 0 | 0 | 0
LFG | 0 | 0 | 0 | 0 | 0 | 0
Nuc | 0 | 0 | 0 | 0 | 0 | 0
PS | 0 | 0 | 0 | 0 | 0 | 0
PV | 0 | 0 | 0 | 0 | 0 | 0
PeakG | 0 | 0.01 | 0.08 | 0.02 | 0 | 0
PeakO | 0 | 0 | 0 | 0 | 0 | 0
ST | 0 | 0 | 0 | 0 | 0 | 0
STOG | 1.45 | 1.62 | 1.79 | 1.66 | 0.73 | 0.93
STWD | 0 | 0 | 0 | 0 | 0 | 0
WT | 0 | 0 | 0 | 0 | 0 | 0
IGCC | 0 | 0 | 0 | 0 | 0 | 0
DemandResponse | 0 | 0 | 0 | 0 | 0 | 0
IGCC-CCS | 0 | 0 | 0 | 0 | 0 | 0
WT_off | 0 | 0 | 0 | 0 | 0 | 0
PseudoUnit | 0 | 0 | 0 | 0 | 0 | 0
FixedInterchange | 0 | 0 | 0 | 0 | 0 | 0
CO2 Emissions (MMshortTons): TVA
ReportingType | 2015 | 2020 | 2025 | 2030 | 2035 | 2040
BM | 0 | 0 | 0 | 0 | 0 | 0
CC | 8.18 | 12.63 | 12.7 | 13.95 | 12.3 | 10.7
CSP | 0 | 0 | 0 | 0 | 0 | 0
CT | 0 | 0.12 | 0.23 | 0.23 | 0.15 | 0.23
Coal | 88.25 | 78.36 | 81.91 | 82.45 | 108.34 | 125.47
Geo | 0 | 0 | 0 | 0 | 0 | 0
H | 0 | 0 | 0 | 0 | 0 | 0
LFG | 0 | 0 | 0 | 0 | 0 | 0
Nuc | 0 | 0 | 0 | 0 | 0 | 0
PS | 0 | 0 | 0 | 0 | 0 | 0
PV | 0 | 0 | 0 | 0 | 0 | 0
PeakG | 0 | 0 | 0.03 | 0.03 | 0.02 | 0.02
PeakO | 0 | 0 | 0 | 0 | 0 | 0
ST | 0 | 0 | 0 | 0 | 0 | 0
STOG | 0 | 0 | 0 | 0 | 0 | 0
STWD | 0 | 0 | 0 | 0 | 0 | 0
WT | 0 | 0 | 0 | 0 | 0 | 0
IGCC | 0 | 0 | 0 | 0 | 0 | 0
DemandResponse | 0 | 0 | 0 | 0 | 0 | 0
IGCC-CCS | 0 | 0 | 0 | 0 | 0 | 0
WT_off | 0 | 0 | 0 | 0 | 0 | 0
PseudoUnit | 0 | 0 | 0 | 0 | 0 | 0
FixedInterchange | 0 | 0 | 0 | 0 | 0 | 0
CO2 Emissions (MMshortTons): TVA_Transmission
ReportingType | 2015 | 2020 | 2025 | 2030 | 2035 | 2040
BM | 0 | 0 | 0 | 0 | 0 | 0
CC | 0 | 0 | 0 | 0 | 0 | 0
CSP | 0 | 0 | 0 | 0 | 0 | 0
CT | 0 | 0 | 0 | 0 | 0 | 0
Coal | 0 | 0 | 0 | 0 | 0 | 0
Geo | 0 | 0 | 0 | 0 | 0 | 0
H | 0 | 0 | 0 | 0 | 0 | 0
LFG | 0 | 0 | 0 | 0 | 0 | 0
Nuc | 0 | 0 | 0 | 0 | 0 | 0
PS | 0 | 0 | 0 | 0 | 0 | 0
PV | 0 | 0 | 0 | 0 | 0 | 0
PeakG | 0 | 0 | 0 | 0 | 0 | 0
PeakO | 0 | 0 | 0 | 0 | 0 | 0
ST | 0 | 0 | 0 | 0 | 0 | 0
STOG | 0 | 0 | 0 | 0 | 0 | 0
STWD | 0 | 0 | 0 | 0 | 0 | 0
WT | 0 | 0 | 0 | 0 | 0 | 0
IGCC | 0 | 0 | 0 | 0 | 0 | 0
DemandResponse | 0 | 0 | 0 | 0 | 0 | 0
IGCC-CCS | 0 | 0 | 0 | 0 | 0 | 0
WT_off | 0 | 0 | 0 | 0 | 0 | 0
PseudoUnit | 0 | 0 | 0 | 0 | 0 | 0
FixedInterchange | 0 | 0 | 0 | 0 | 0 | 0
CO2 Emissions (MMshortTons): VACAR
ReportingType | 2015 | 2020 | 2025 | 2030 | 2035 | 2040
BM | 0 | 0 | 0 | 0 | 0 | 0
CC | 22.62 | 24.97 | 22.07 | 23.17 | 32.64 | 44.24
CSP | 0 | 0 | 0 | 0 | 0 | 0
CT | 0.05 | 0.05 | 0.08 | 0.07 | 0.25 | 0.23
Coal | 81.38 | 76.71 | 96.19 | 104.35 | 112.86 | 114.27
Geo | 0 | 0 | 0 | 0 | 0 | 0
H | 0 | 0 | 0 | 0 | 0 | 0
LFG | 0 | 0 | 0 | 0 | 0 | 0
Nuc | 0 | 0 | 0 | 0 | 0 | 0
PS | 0 | 0 | 0 | 0 | 0 | 0
PV | 0 | 0 | 0 | 0 | 0 | 0
PeakG | 0.07 | 0.13 | 0.23 | 0.22 | 0.26 | 0.26
PeakO | 0 | 0 | 0 | 0 | 0 | 0
ST | 0 | 0 | 0 | 0 | 0 | 0
STOG | 0 | 0 | 0 | 0 | 0 | 0
STWD | 0 | 0 | 0 | 0 | 0 | 0
WT | 0 | 0 | 0 | 0 | 0 | 0
IGCC | 0 | 0 | 0 | 0 | 0 | 0
DemandResponse | 0 | 0 | 0 | 0 | 0 | 0
IGCC-CCS | 0 | 0 | 0 | 0 | 0 | 0
WT_off | 0 | 0 | 0 | 0 | 0 | 0
PseudoUnit | 0 | 0 | 0 | 0 | 0 | 0
FixedInterchange | 0 | 0 | 0 | 0 | 0 | 0
CO2 Emissions (MMshortTons): IESO
ReportingType | 2015 | 2020 | 2025 | 2030 | 2035 | 2040
BM | 0 | 0 | 0 | 0 | 0 | 0
CC | 0.38 | 0.6 | 0.95 | 1 | 4.58 | 11.67
CSP | 0 | 0 | 0 | 0 | 0 | 0
CT | 0 | 0 | 0 | 0 | 0.02 | 0.09
Coal | 0 | 0 | 0 | 0 | 0 | 0
Geo | 0 | 0 | 0 | 0 | 0 | 0
H | 0 | 0 | 0 | 0 | 0 | 0
LFG | 0 | 0 | 0 | 0 | 0 | 0
Nuc | 0 | 0 | 0 | 0 | 0 | 0
PS | 0 | 0 | 0 | 0 | 0 | 0
PV | 0 | 0 | 0 | 0 | 0 | 0
PeakG | 0 | 0 | 0 | 0 | 0 | 0.01
PeakO | 0 | 0 | 0 | 0 | 0 | 0
ST | 0 | 0 | 0 | 0 | 0 | 0
STOG | 0 | 0 | 0 | 0 | 0 | 0
STWD | 0 | 0 | 0 | 0 | 0 | 0
WT | 0 | 0 | 0 | 0 | 0 | 0
IGCC | 0 | 0 | 0 | 0 | 0 | 0
DemandResponse | 0 | 0 | 0 | 0 | 0 | 0
IGCC-CCS | 0 | 0 | 0 | 0 | 0 | 0
WT_off | 0 | 0 | 0 | 0 | 0 | 0
PseudoUnit | 0 | 0 | 0 | 0 | 0 | 0
FixedInterchange | 0 | 0 | 0 | 0 | 0 | 0
CO2 Emissions (MMshortTons): MAPP_CA
ReportingType | 2015 | 2020 | 2025 | 2030 | 2035 | 2040
BM | 0 | 0 | 0 | 0 | 0 | 0
CC | 3.94 | 5.22 | 5.42 | 6.38 | 7.61 | 7.16
CSP | 0 | 0 | 0 | 0 | 0 | 0
CT | 0 | 0 | 0 | 0 | 0 | 0.01
Coal | 0.11 | 0.24 | 0.58 | 2.15 | 3.97 | 4.51
Geo | 0 | 0 | 0 | 0 | 0 | 0
H | 0 | 0 | 0 | 0 | 0 | 0
LFG | 0 | 0 | 0 | 0 | 0 | 0
Nuc | 0 | 0 | 0 | 0 | 0 | 0
PS | 0 | 0 | 0 | 0 | 0 | 0
PV | 0 | 0 | 0 | 0 | 0 | 0
PeakG | 0 | 0 | 0 | 0 | 0 | 0
PeakO | 0 | 0 | 0 | 0 | 0 | 0
ST | 0 | 0 | 0 | 0 | 0 | 0
STOG | 0 | 0 | 0 | 0 | 0 | 0
STWD | 0 | 0 | 0 | 0 | 0 | 0
WT | 0 | 0 | 0 | 0 | 0 | 0
IGCC | 0 | 0 | 0 | 0 | 0 | 0
DemandResponse | 0 | 0 | 0 | 0 | 0 | 0
IGCC-CCS | 0 | 0 | 0 | 0 | 0 | 0
WT_off | 0 | 0 | 0 | 0 | 0 | 0
PseudoUnit | 0 | 0 | 0 | 0 | 0 | 0
FixedInterchange | 0 | 0 | 0 | 0 | 0 | 0
CO2 Emissions (MMshortTons): AZ_NM_SNV_Coal
ReportingType | 2015 | 2020 | 2025 | 2030 | 2035 | 2040
BM | 0 | 0 | 0 | 0 | 0 | 0
CC | 0 | 0 | 0 | 0 | 0 | 0
CSP | 0 | 0 | 0 | 0 | 0 | 0
CT | 0 | 0 | 0 | 0 | 0 | 0
Coal | 74.87 | 80.51 | 80.51 | 80.51 | 85.38 | 135.6
Geo | 0 | 0 | 0 | 0 | 0 | 0
H | 0 | 0 | 0 | 0 | 0 | 0
LFG | 0 | 0 | 0 | 0 | 0 | 0
Nuc | 0 | 0 | 0 | 0 | 0 | 0
PS | 0 | 0 | 0 | 0 | 0 | 0
PV | 0 | 0 | 0 | 0 | 0 | 0
PeakG | 0 | 0 | 0 | 0 | 0 | 0
PeakO | 0 | 0 | 0 | 0 | 0 | 0
ST | 0 | 0 | 0 | 0 | 0 | 0
STOG | 0 | 0 | 0 | 0 | 0 | 0
STWD | 0 | 0 | 0 | 0 | 0 | 0
WT | 0 | 0 | 0 | 0 | 0 | 0
IGCC | 0 | 0 | 0 | 0 | 0 | 0
DemandResponse | 0 | 0 | 0 | 0 | 0 | 0
IGCC-CCS | 0 | 0 | 0 | 0 | 0 | 0
WT_off | 0 | 0 | 0 | 0 | 0 | 0
PseudoUnit | 0 | 0 | 0 | 0 | 0 | 0
FixedInterchange | 0 | 0 | 0 | 0 | 0 | 0
CO2 Emissions (MMshortTons): AZ_NM_SNV_Gas
ReportingType | 2015 | 2020 | 2025 | 2030 | 2035 | 2040
BM | 0 | 0 | 0 | 0 | 0 | 0
CC | 43.94 | 48.3 | 49.61 | 57.49 | 64.76 | 60.02
CSP | 0 | 0 | 0 | 0 | 0 | 0
CT | 0 | 0 | 0.05 | 0.09 | 0 | 0
Coal | 0 | 0 | 0 | 0 | 0 | 0
Geo | 0 | 0 | 0 | 0 | 0 | 0
H | 0 | 0 | 0 | 0 | 0 | 0
LFG | 0 | 0 | 0 | 0 | 0 | 0
Nuc | 0 | 0 | 0 | 0 | 0 | 0
PS | 0 | 0 | 0 | 0 | 0 | 0
PV | 0 | 0 | 0 | 0 | 0 | 0
PeakG | 0 | 0 | 0.17 | 0.29 | 0.4 | 0
PeakO | 0 | 0 | 0 | 0 | 0 | 0
ST | 0 | 0 | 0 | 0 | 0 | 0
STOG | 0 | 0 | 0 | 0 | 0 | 0
STWD | 0 | 0 | 0 | 0 | 0 | 0
WT | 0 | 0 | 0 | 0 | 0 | 0
IGCC | 0 | 0 | 0 | 0 | 0 | 0
DemandResponse | 0 | 0 | 0 | 0 | 0 | 0
IGCC-CCS | 0 | 0 | 0 | 0 | 0 | 0
WT_off | 0 | 0 | 0 | 0 | 0 | 0
PseudoUnit | 0 | 0 | 0 | 0 | 0 | 0
FixedInterchange | 0 | 0 | 0 | 0 | 0 | 0
CO2 Emissions (MMshortTons): AZ_NM_SNV_NucRenew
ReportingType | 2015 | 2020 | 2025 | 2030 | 2035 | 2040
BM | 0 | 0 | 0 | 0 | 0 | 0
CC | 0 | 0 | 0 | 0 | 0 | 0
CSP | 0 | 0 | 0 | 0 | 0 | 0
CT | 0 | 0 | 0 | 0 | 0 | 0
Coal | 0 | 0 | 0 | 0 | 0 | 0
Geo | 0 | 0 | 0 | 0 | 0 | 0
H | 0 | 0 | 0 | 0 | 0 | 0
LFG | 0 | 0 | 0 | 0 | 0 | 0
Nuc | 0 | 0 | 0 | 0 | 0 | 0
PS | 0 | 0 | 0 | 0 | 0 | 0
PV | 0 | 0 | 0 | 0 | 0 | 0
PeakG | 0 | 0 | 0 | 0 | 0 | 0
PeakO | 0 | 0 | 0 | 0 | 0 | 0
ST | 0 | 0 | 0 | 0 | 0 | 0
STOG | 0 | 0 | 0 | 0 | 0 | 0
STWD | 0 | 0 | 0 | 0 | 0 | 0
WT | 0 | 0 | 0 | 0 | 0 | 0
IGCC | 0 | 0 | 0 | 0 | 0 | 0
DemandResponse | 0 | 0 | 0 | 0 | 0 | 0
IGCC-CCS | 0 | 0 | 0 | 0 | 0 | 0
WT_off | 0 | 0 | 0 | 0 | 0 | 0
PseudoUnit | 0 | 0 | 0 | 0 | 0 | 0
FixedInterchange | 0 | 0 | 0 | 0 | 0 | 0
CO2 Emissions (MMshortTons): ERCOT
ReportingType | 2015 | 2020 | 2025 | 2030 | 2035 | 2040
BM | 0 | 0 | 0 | 0 | 0 | 0
CC | 69.07 | 71.71 | 67.28 | 70.41 | 74.72 | 74.3
CSP | 0 | 0 | 0 | 0 | 0 | 0
CT | 0 | 0 | 0.02 | 0.01 | 0.01 | 0.01
Coal | 112.77 | 131.74 | 157.9 | 157.9 | 157.9 | 157.9
Geo | 0 | 0 | 0 | 0 | 0 | 0
H | 0 | 0 | 0 | 0 | 0 | 0
LFG | 0 | 0 | 0 | 0 | 0 | 0
Nuc | 0 | 0 | 0 | 0 | 0 | 0
PS | 0 | 0 | 0 | 0 | 0 | 0
PV | 0 | 0 | 0 | 0 | 0 | 0
PeakG | 0 | 0.01 | 0.07 | 0.07 | 0.05 | 0.03
PeakO | 0 | 0 | 0 | 0 | 0 | 0
ST | 0 | 0 | 0 | 0 | 0 | 0
STOG | 2.32 | 3.08 | 4.25 | 3.98 | 3.66 | 3.11
STWD | 0 | 0 | 0 | 0 | 0 | 0
WT | 0 | 0 | 0 | 0 | 0 | 0
IGCC | 0 | 0 | 0 | 0 | 0 | 0
DemandResponse | 0 | 0 | 0 | 0 | 0 | 0
IGCC-CCS | 0 | 0 | 0 | 0 | 0 | 0
WT_off | 0 | 0 | 0 | 0 | 0 | 0
PseudoUnit | 0 | 0 | 0 | 0 | 0 | 0
FixedInterchange | 0 | 0 | 0 | 0 | 0 | 0
CO2 Emissions (MMshortTons): NP15
ReportingType | 2015 | 2020 | 2025 | 2030 | 2035 | 2040
BM | 0 | 0 | 0 | 0 | 0 | 0
CC | 16.11 | 11.28 | 14.39 | 8.79 | 5.86 | 3.5
CSP | 0 | 0 | 0 | 0 | 0 | 0
CT | 0 | 0 | 0 | 0 | 0 | 0
Coal | 0.27 | 0 | 0 | 0 | 0 | 0
Geo | 0 | 0 | 0 | 0 | 0 | 0
H | 0 | 0 | 0 | 0 | 0 | 0
LFG | 0 | 0 | 0 | 0 | 0 | 0
Nuc | 0 | 0 | 0 | 0 | 0 | 0
PS | 0 | 0 | 0 | 0 | 0 | 0
PV | 0 | 0 | 0 | 0 | 0 | 0
PeakG | 0 | 0 | 0 | 0 | 0 | 0.01
PeakO | 0 | 0 | 0 | 0 | 0 | 0
ST | 0 | 0 | 0 | 0 | 0 | 0
STOG | 0.08 | 0.06 | 0.12 | 0.16 | 0.11 | 0.2
STWD | 0 | 0 | 0 | 0 | 0 | 0
WT | 0 | 0 | 0 | 0 | 0 | 0
IGCC | 0 | 0 | 0 | 0 | 0 | 0
DemandResponse | 0 | 0 | 0 | 0 | 0 | 0
IGCC-CCS | 0 | 0 | 0 | 0 | 0 | 0
WT_off | 0 | 0 | 0 | 0 | 0 | 0
PseudoUnit | 0 | 0 | 0 | 0 | 0 | 0
FixedInterchange | 0 | 0 | 0 | 0 | 0 | 0
CO2 Emissions (MMshortTons): NWPP_Coal
ReportingType | 2015 | 2020 | 2025 | 2030 | 2035 | 2040
BM | 0 | 0 | 0 | 0 | 0 | 0
CC | 0 | 0 | 0 | 0 | 0 | 0
CSP | 0 | 0 | 0 | 0 | 0 | 0
CT | 0 | 0 | 0 | 0 | 0 | 0
Coal | 102.65 | 102.63 | 102.63 | 102.63 | 102.11 | 101.92
Geo | 0 | 0 | 0 | 0 | 0 | 0
H | 0 | 0 | 0 | 0 | 0 | 0
LFG | 0 | 0 | 0 | 0 | 0 | 0
Nuc | 0 | 0 | 0 | 0 | 0 | 0
PS | 0 | 0 | 0 | 0 | 0 | 0
PV | 0 | 0 | 0 | 0 | 0 | 0
PeakG | 0 | 0 | 0 | 0 | 0 | 0
PeakO | 0 | 0 | 0 | 0 | 0 | 0
ST | 0 | 0 | 0 | 0 | 0 | 0
STOG | 0 | 0 | 0 | 0 | 0 | 0
STWD | 0 | 0 | 0 | 0 | 0 | 0
WT | 0 | 0 | 0 | 0 | 0 | 0
IGCC | 0 | 0 | 0 | 0 | 0 | 0
DemandResponse | 0 | 0 | 0 | 0 | 0 | 0
IGCC-CCS | 0 | 0 | 0 | 0 | 0 | 0
WT_off | 0 | 0 | 0 | 0 | 0 | 0
PseudoUnit | 0 | 0 | 0 | 0 | 0 | 0
FixedInterchange | 0 | 0 | 0 | 0 | 0 | 0
CO2 Emissions (MMshortTons): NWPP_Gas
ReportingType | 2015 | 2020 | 2025 | 2030 | 2035 | 2040
BM | 0 | 0 | 0 | 0 | 0 | 0
CC | 21.13 | 21.13 | 21.57 | 35.5 | 44.92 | 46.94
CSP | 0 | 0 | 0 | 0 | 0 | 0
CT | 0 | 0 | 0 | 0 | 0 | 0
Coal | 0 | 0 | 0 | 0 | 0 | 7.11
Geo | 0 | 0 | 0 | 0 | 0 | 0
H | 0 | 0 | 0 | 0 | 0 | 0
LFG | 0 | 0 | 0 | 0 | 0 | 0
Nuc | 0 | 0 | 0 | 0 | 0 | 0
PS | 0 | 0 | 0 | 0 | 0 | 0
PV | 0 | 0 | 0 | 0 | 0 | 0
PeakG | 0 | 0 | 0 | 0 | 0 | 0
PeakO | 0 | 0 | 0 | 0 | 0 | 0
ST | 0 | 0 | 0 | 0 | 0 | 0
STOG | 0 | 0 | 0 | 0 | 0 | 0
STWD | 0 | 0 | 0 | 0 | 0 | 0
WT | 0 | 0 | 0 | 0 | 0 | 0
IGCC | 0 | 0 | 0 | 0 | 0 | 0
DemandResponse | 0 | 0 | 0 | 0 | 0 | 0
IGCC-CCS | 0 | 0 | 0 | 0 | 0 | 0
WT_off | 0 | 0 | 0 | 0 | 0 | 0
PseudoUnit | 0 | 0 | 0 | 0 | 0 | 0
FixedInterchange | 0 | 0 | 0 | 0 | 0 | 0
CO2 Emissions (MMshortTons): NWPP_NucRenew
ReportingType | 2015 | 2020 | 2025 | 2030 | 2035 | 2040
BM | 0 | 0 | 0 | 0 | 0 | 0
CC | 0 | 0 | 0 | 0 | 0 | 0
CSP | 0 | 0 | 0 | 0 | 0 | 0
CT | 0 | 0 | 0 | 0 | 0 | 0
Coal | 0 | 0 | 0 | 0 | 0 | 0
Geo | 0 | 0 | 0 | 0 | 0 | 0
H | 0 | 0 | 0 | 0 | 0 | 0
LFG | 0 | 0 | 0 | 0 | 0 | 0
Nuc | 0 | 0 | 0 | 0 | 0 | 0
PS | 0 | 0 | 0 | 0 | 0 | 0
PV | 0 | 0 | 0 | 0 | 0 | 0
PeakG | 0 | 0 | 0 | 0 | 0 | 0
PeakO | 0 | 0 | 0 | 0 | 0 | 0
ST | 0 | 0 | 0 | 0 | 0 | 0
STOG | 0 | 0 | 0 | 0 | 0 | 0
STWD | 0 | 0 | 0 | 0 | 0 | 0
WT | 0 | 0 | 0 | 0 | 0 | 0
IGCC | 0 | 0 | 0 | 0 | 0 | 0
DemandResponse | 0 | 0 | 0 | 0 | 0 | 0
IGCC-CCS | 0 | 0 | 0 | 0 | 0 | 0
WT_off | 0 | 0 | 0 | 0 | 0 | 0
PseudoUnit | 0 | 0 | 0 | 0 | 0 | 0
FixedInterchange | 0 | 0 | 0 | 0 | 0 | 0
CO2 Emissions (MMshortTons): RMPA
ReportingType | 2015 | 2020 | 2025 | 2030 | 2035 | 2040
BM | 0 | 0 | 0 | 0 | 0 | 0
CC | 3.17 | 4.01 | 1.88 | 1.88 | 1.37 | 1.1
CSP | 0 | 0 | 0 | 0 | 0 | 0
CT | 0 | 0 | 0 | 0 | 0 | 0
Coal | 61.18 | 59.8 | 56.97 | 57.85 | 67.51 | 76.38
Geo | 0 | 0 | 0 | 0 | 0 | 0
H | 0 | 0 | 0 | 0 | 0 | 0
LFG | 0 | 0 | 0 | 0 | 0 | 0
Nuc | 0 | 0 | 0 | 0 | 0 | 0
PS | 0 | 0 | 0 | 0 | 0 | 0
PV | 0 | 0 | 0 | 0 | 0 | 0
PeakG | 0.01 | 0.02 | 0 | 0.06 | 0.05 | 0.04
PeakO | 0 | 0 | 0 | 0 | 0 | 0
ST | 0 | 0 | 0 | 0 | 0 | 0
STOG | 0 | 0 | 0 | 0 | 0 | 0
STWD | 0 | 0 | 0 | 0 | 0 | 0
WT | 0 | 0 | 0 | 0 | 0 | 0
IGCC | 0 | 0 | 0 | 0 | 0 | 0
DemandResponse | 0 | 0 | 0 | 0 | 0 | 0
IGCC-CCS | 0 | 0 | 0 | 0 | 0 | 0
WT_off | 0 | 0 | 0 | 0 | 0 | 0
PseudoUnit | 0 | 0 | 0 | 0 | 0 | 0
FixedInterchange | 0 | 0 | 0 | 0 | 0 | 0
CO2 Emissions (MMshortTons): SP15
ReportingType | 2015 | 2020 | 2025 | 2030 | 2035 | 2040
BM | 0 | 0 | 0 | 0 | 0 | 0
CC | 16.18 | 7.76 | 8.46 | 7.71 | 6.6 | 4.54
CSP | 0 | 0 | 0 | 0 | 0 | 0
CT | 0 | 0 | 0 | 0 | 0 | 0
Coal | 0.9 | 0.9 | 0.9 | 0.55 | 0 | 0
Geo | 0 | 0 | 0 | 0 | 0 | 0
H | 0 | 0 | 0 | 0 | 0 | 0
LFG | 0 | 0 | 0 | 0 | 0 | 0
Nuc | 0 | 0 | 0 | 0 | 0 | 0
PS | 0 | 0 | 0 | 0 | 0 | 0
PV | 0 | 0 | 0 | 0 | 0 | 0
PeakG | 0 | 0 | 0 | 0 | 0 | 0
PeakO | 0 | 0 | 0 | 0 | 0 | 0
ST | 0 | 0 | 0 | 0 | 0 | 0
STOG | 0.13 | 0.14 | 0.04 | 0.11 | 0.24 | 0.33
STWD | 0 | 0 | 0 | 0 | 0 | 0
WT | 0 | 0 | 0 | 0 | 0 | 0
IGCC | 0 | 0 | 0 | 0 | 0 | 0
DemandResponse | 0 | 0 | 0 | 0 | 0 | 0
IGCC-CCS | 0 | 0 | 0 | 0 | 0 | 0
WT_off | 0 | 0 | 0 | 0 | 0 | 0
PseudoUnit | 0 | 0 | 0 | 0 | 0 | 0
FixedInterchange | 0 | 0 | 0 | 0 | 0 | 0
CO2 Emissions (MMshortTons): ALB
ReportingType | 2015 | 2020 | 2025 | 2030 | 2035 | 2040
BM | 0 | 0 | 0 | 0 | 0 | 0
CC | 8.09 | 10.39 | 11.98 | 14.38 | 16.38 | 18.68
CSP | 0 | 0 | 0 | 0 | 0 | 0
CT | 0 | 0 | 0 | 0 | 0 | 0
Coal | 50 | 50 | 50 | 50 | 50 | 50
Geo | 0 | 0 | 0 | 0 | 0 | 0
H | 0 | 0 | 0 | 0 | 0 | 0
LFG | 0 | 0 | 0 | 0 | 0 | 0
Nuc | 0 | 0 | 0 | 0 | 0 | 0
PS | 0 | 0 | 0 | 0 | 0 | 0
PV | 0 | 0 | 0 | 0 | 0 | 0
PeakG | 0 | 0 | 0 | 0 | 0 | 0
PeakO | 0 | 0 | 0 | 0 | 0 | 0
ST | 0 | 0 | 0 | 0 | 0 | 0
STOG | 0 | 0 | 0 | 0 | 0 | 0
STWD | 0 | 0 | 0 | 0 | 0 | 0
WT | 0 | 0 | 0 | 0 | 0 | 0
IGCC | 0 | 0 | 0 | 0 | 0 | 0
DemandResponse | 0 | 0 | 0 | 0 | 0 | 0
IGCC-CCS | 0 | 0 | 0 | 0 | 0 | 0
WT_off | 0 | 0 | 0 | 0 | 0 | 0
PseudoUnit | 0 | 0 | 0 | 0 | 0 | 0
FixedInterchange | 0 | 0 | 0 | 0 | 0 | 0
CO2 Emissions (MMshortTons): BC
ReportingType | 2015 | 2020 | 2025 | 2030 | 2035 | 2040
BM | 0 | 0 | 0 | 0 | 0 | 0
CC | 3.92 | 5.17 | 7.04 | 8.56 | 10.79 | 13.13
CSP | 0 | 0 | 0 | 0 | 0 | 0
CT | 0 | 0 | 0 | 0 | 0 | 0
Coal | 0 | 0 | 0 | 0 | 0 | 0
Geo | 0 | 0 | 0 | 0 | 0 | 0
H | 0 | 0 | 0 | 0 | 0 | 0
LFG | 0 | 0 | 0 | 0 | 0 | 0
Nuc | 0 | 0 | 0 | 0 | 0 | 0
PS | 0 | 0 | 0 | 0 | 0 | 0
PV | 0 | 0 | 0 | 0 | 0 | 0
PeakG | 0 | 0 | 0 | 0 | 0 | 0
PeakO | 0 | 0 | 0 | 0 | 0 | 0
ST | 0 | 0 | 0 | 0 | 0 | 0
STOG | 0 | 0 | 0 | 0 | 0 | 0
STWD | 0 | 0 | 0 | 0 | 0 | 0
WT | 0 | 0 | 0 | 0 | 0 | 0
IGCC | 0 | 0 | 0 | 0 | 0 | 0
DemandResponse | 0 | 0 | 0 | 0 | 0 | 0
IGCC-CCS | 0 | 0 | 0 | 0 | 0 | 0
WT_off | 0 | 0 | 0 | 0 | 0 | 0
PseudoUnit | 0 | 0 | 0 | 0 | 0 | 0
FixedInterchange | 0 | 0 | 0 | 0 | 0 | 0
CO2 Emissions (MMshortTons): HQ_IESO
ReportingType | 2015 | 2020 | 2025 | 2030 | 2035 | 2040
BM | 0 | 0 | 0 | 0 | 0 | 0
CC | 0 | 0 | 0 | 0 | 0 | 0
CSP | 0 | 0 | 0 | 0 | 0 | 0
CT | 0 | 0 | 0 | 0 | 0 | 0
Coal | 0 | 0 | 0 | 0 | 0 | 0
Geo | 0 | 0 | 0 | 0 | 0 | 0
H | 0 | 0 | 0 | 0 | 0 | 0
LFG | 0 | 0 | 0 | 0 | 0 | 0
Nuc | 0 | 0 | 0 | 0 | 0 | 0
PS | 0 | 0 | 0 | 0 | 0 | 0
PV | 0 | 0 | 0 | 0 | 0 | 0
PeakG | 0 | 0 | 0 | 0 | 0 | 0
PeakO | 0 | 0 | 0 | 0 | 0 | 0
ST | 0 | 0 | 0 | 0 | 0 | 0
STOG | 0 | 0 | 0 | 0 | 0 | 0
STWD | 0 | 0 | 0 | 0 | 0 | 0
WT | 0 | 0 | 0 | 0 | 0 | 0
IGCC | 0 | 0 | 0 | 0 | 0 | 0
DemandResponse | 0 | 0 | 0 | 0 | 0 | 0
IGCC-CCS | 0 | 0 | 0 | 0 | 0 | 0
WT_off | 0 | 0 | 0 | 0 | 0 | 0
PseudoUnit | 0 | 0 | 0 | 0 | 0 | 0
FixedInterchange | 0 | 0 | 0 | 0 | 0 | 0
CO2 Emissions (MMshortTons): HQ_NEISO
ReportingType | 2015 | 2020 | 2025 | 2030 | 2035 | 2040
BM | 0 | 0 | 0 | 0 | 0 | 0
CC | 0 | 0 | 0 | 0 | 0 | 0
CSP | 0 | 0 | 0 | 0 | 0 | 0
CT | 0 | 0 | 0 | 0 | 0 | 0
Coal | 0 | 0 | 0 | 0 | 0 | 0
Geo | 0 | 0 | 0 | 0 | 0 | 0
H | 0 | 0 | 0 | 0 | 0 | 0
LFG | 0 | 0 | 0 | 0 | 0 | 0
Nuc | 0 | 0 | 0 | 0 | 0 | 0
PS | 0 | 0 | 0 | 0 | 0 | 0
PV | 0 | 0 | 0 | 0 | 0 | 0
PeakG | 0 | 0 | 0 | 0 | 0 | 0
PeakO | 0 | 0 | 0 | 0 | 0 | 0
ST | 0 | 0 | 0 | 0 | 0 | 0
STOG | 0 | 0 | 0 | 0 | 0 | 0
STWD | 0 | 0 | 0 | 0 | 0 | 0
WT | 0 | 0 | 0 | 0 | 0 | 0
IGCC | 0 | 0 | 0 | 0 | 0 | 0
DemandResponse | 0 | 0 | 0 | 0 | 0 | 0
IGCC-CCS | 0 | 0 | 0 | 0 | 0 | 0
WT_off | 0 | 0 | 0 | 0 | 0 | 0
PseudoUnit | 0 | 0 | 0 | 0 | 0 | 0
FixedInterchange | 0 | 0 | 0 | 0 | 0 | 0
CO2 Emissions (MMshortTons): HQ_NY
ReportingType | 2015 | 2020 | 2025 | 2030 | 2035 | 2040
BM | 0 | 0 | 0 | 0 | 0 | 0
CC | 0 | 0 | 0 | 0 | 0 | 0
CSP | 0 | 0 | 0 | 0 | 0 | 0
CT | 0 | 0 | 0 | 0 | 0 | 0
Coal | 0 | 0 | 0 | 0 | 0 | 0
Geo | 0 | 0 | 0 | 0 | 0 | 0
H | 0 | 0 | 0 | 0 | 0 | 0
LFG | 0 | 0 | 0 | 0 | 0 | 0
Nuc | 0 | 0 | 0 | 0 | 0 | 0
PS | 0 | 0 | 0 | 0 | 0 | 0
PV | 0 | 0 | 0 | 0 | 0 | 0
PeakG | 0 | 0 | 0 | 0 | 0 | 0
PeakO | 0 | 0 | 0 | 0 | 0 | 0
ST | 0 | 0 | 0 | 0 | 0 | 0
STOG | 0 | 0 | 0 | 0 | 0 | 0
STWD | 0 | 0 | 0 | 0 | 0 | 0
WT | 0 | 0 | 0 | 0 | 0 | 0
IGCC | 0 | 0 | 0 | 0 | 0 | 0
DemandResponse | 0 | 0 | 0 | 0 | 0 | 0
IGCC-CCS | 0 | 0 | 0 | 0 | 0 | 0
WT_off | 0 | 0 | 0 | 0 | 0 | 0
PseudoUnit | 0 | 0 | 0 | 0 | 0 | 0
FixedInterchange | 0 | 0 | 0 | 0 | 0 | 0
CO2 Emissions (MMshortTons): MARITIMES
ReportingType | 2015 | 2020 | 2025 | 2030 | 2035 | 2040
BM | 0 | 0 | 0 | 0 | 0 | 0
CC | 0 | 0 | 0 | 0 | 0 | 0
CSP | 0 | 0 | 0 | 0 | 0 | 0
CT | 0 | 0 | 0 | 0 | 0 | 0
Coal | 0 | 0 | 0 | 0 | 0 | 0
Geo | 0 | 0 | 0 | 0 | 0 | 0
H | 0 | 0 | 0 | 0 | 0 | 0
LFG | 0 | 0 | 0 | 0 | 0 | 0
Nuc | 0 | 0 | 0 | 0 | 0 | 0
PS | 0 | 0 | 0 | 0 | 0 | 0
PV | 0 | 0 | 0 | 0 | 0 | 0
PeakG | 0 | 0 | 0 | 0 | 0 | 0
PeakO | 0 | 0 | 0 | 0 | 0 | 0
ST | 0 | 0 | 0 | 0 | 0 | 0
STOG | 0 | 0 | 0 | 0 | 0 | 0
STWD | 0 | 0 | 0 | 0 | 0 | 0
WT | 0 | 0 | 0 | 0 | 0 | 0
IGCC | 0 | 0 | 0 | 0 | 0 | 0
DemandResponse | 0 | 0 | 0 | 0 | 0 | 0
IGCC-CCS | 0 | 0 | 0 | 0 | 0 | 0
WT_off | 0 | 0 | 0 | 0 | 0 | 0
PseudoUnit | 0 | 0 | 0 | 0 | 0 | 0
FixedInterchange | 0 | 0 | 0 | 0 | 0 | 0
CO2 Emissions (MMshortTons): All
ReportingType | 2015 | 2020 | 2025 | 2030 | 2035 | 2040
BM | 0 | 0 | 0 | 0 | 0 | 0
CC | 479.65 | 540.75 | 526.9 | 576.64 | 663.42 | 715.58
CSP | 0 | 0 | 0 | 0 | 0 | 0
CT | 0.58 | 1.01 | 1.3 | 1.57 | 2.09 | 2.37
Coal | 1863.72 | 1765.86 | 1909.23 | 1950.24 | 2067.04 | 2266.27
Geo | 0 | 0 | 0 | 0 | 0 | 0
H | 0 | 0 | 0 | 0 | 0 | 0
LFG | 0 | 0 | 0 | 0 | 0 | 0
Nuc | 0 | 0 | 0 | 0 | 0 | 0
PS | 0 | 0 | 0 | 0 | 0 | 0
PV | 0 | 0 | 0 | 0 | 0 | 0
PeakG | 2.21 | 2.8 | 4.88 | 4.78 | 4.97 | 3.93
PeakO | 0 | 0 | 0 | 0 | 0 | 0
ST | 0 | 0 | 0 | 0 | 0 | 0
STOG | 8.93 | 10.95 | 13.01 | 12.67 | 11.86 | 11.46
STWD | 0 | 0 | 0 | 0 | 0 | 0
WT | 0 | 0 | 0 | 0 | 0 | 0
IGCC | 4.15 | 4.15 | 4.15 | 4.15 | 4.15 | 4.15
DemandResponse | 0 | 0 | 0 | 0 | 0 | 0
IGCC-CCS | 0 | 0 | 0 | 0 | 0 | 0
WT_off | 0 | 0 | 0 | 0 | 0 | 0
PseudoUnit | 0 | 0 | 0 | 0 | 0 | 0
FixedInterchange | 0 | 0 | 0 | 0 | 0 | 0
CO2 Emissions (MMshortTons): EI_US
ReportingType | 2015 | 2020 | 2025 | 2030 | 2035 | 2040
BM | 0 | 0 | 0 | 0 | 0 | 0
CC | 293.71 | 355.18 | 338.34 | 364.54 | 425.83 | 474.55
CSP | 0 | 0 | 0 | 0 | 0 | 0
CT | 0.58 | 1.01 | 1.24 | 1.47 | 2.06 | 2.27
Coal | 1460.98 | 1340.05 | 1459.75 | 1498.65 | 1600.17 | 1732.85
Geo | 0 | 0 | 0 | 0 | 0 | 0
H | 0 | 0 | 0 | 0 | 0 | 0
LFG | 0 | 0 | 0 | 0 | 0 | 0
Nuc | 0 | 0 | 0 | 0 | 0 | 0
PS | 0 | 0 | 0 | 0 | 0 | 0
PV | 0 | 0 | 0 | 0 | 0 | 0
PeakG | 2.2 | 2.77 | 4.63 | 4.36 | 4.47 | 3.84
PeakO | 0 | 0 | 0 | 0 | 0 | 0
ST | 0 | 0 | 0 | 0 | 0 | 0
STOG | 6.4 | 7.67 | 8.61 | 8.43 | 7.84 | 7.82
STWD | 0 | 0 | 0 | 0 | 0 | 0
WT | 0 | 0 | 0 | 0 | 0 | 0
IGCC | 4.15 | 4.15 | 4.15 | 4.15 | 4.15 | 4.15
DemandResponse | 0 | 0 | 0 | 0 | 0 | 0
IGCC-CCS | 0 | 0 | 0 | 0 | 0 | 0
WT_off | 0 | 0 | 0 | 0 | 0 | 0
PseudoUnit | 0 | 0 | 0 | 0 | 0 | 0
FixedInterchange | 0 | 0 | 0 | 0 | 0 | 0
CO2 Emissions (MMshortTons): EI_Canada
ReportingType | 2015 | 2020 | 2025 | 2030 | 2035 | 2040
BM | 0 | 0 | 0 | 0 | 0 | 0
CC | 4.32 | 5.82 | 6.36 | 7.38 | 12.19 | 18.83
CSP | 0 | 0 | 0 | 0 | 0 | 0
CT | 0 | 0 | 0 | 0 | 0.02 | 0.1
Coal | 0.11 | 0.24 | 0.58 | 2.15 | 3.97 | 4.51
Geo | 0 | 0 | 0 | 0 | 0 | 0
H | 0 | 0 | 0 | 0 | 0 | 0
LFG | 0 | 0 | 0 | 0 | 0 | 0
Nuc | 0 | 0 | 0 | 0 | 0 | 0
PS | 0 | 0 | 0 | 0 | 0 | 0
PV | 0 | 0 | 0 | 0 | 0 | 0
PeakG | 0 | 0 | 0 | 0 | 0 | 0.01
PeakO | 0 | 0 | 0 | 0 | 0 | 0
ST | 0 | 0 | 0 | 0 | 0 | 0
STOG | 0 | 0 | 0 | 0 | 0 | 0
STWD | 0 | 0 | 0 | 0 | 0 | 0
WT | 0 | 0 | 0 | 0 | 0 | 0
IGCC | 0 | 0 | 0 | 0 | 0 | 0
DemandResponse | 0 | 0 | 0 | 0 | 0 | 0
IGCC-CCS | 0 | 0 | 0 | 0 | 0 | 0
WT_off | 0 | 0 | 0 | 0 | 0 | 0
PseudoUnit | 0 | 0 | 0 | 0 | 0 | 0
FixedInterchange | 0 | 0 | 0 | 0 | 0 | 0
CO2 Emissions (MMshortTons): EI
ReportingType | 2015 | 2020 | 2025 | 2030 | 2035 | 2040
BM | 0 | 0 | 0 | 0 | 0 | 0
CC | 298.03 | 360.99 | 344.7 | 371.92 | 438.02 | 493.38
CSP | 0 | 0 | 0 | 0 | 0 | 0
CT | 0.58 | 1.01 | 1.24 | 1.48 | 2.09 | 2.37
Coal | 1461.09 | 1340.29 | 1460.33 | 1500.8 | 1604.14 | 1737.36
Geo | 0 | 0 | 0 | 0 | 0 | 0
H | 0 | 0 | 0 | 0 | 0 | 0
LFG | 0 | 0 | 0 | 0 | 0 | 0
Nuc | 0 | 0 | 0 | 0 | 0 | 0
PS | 0 | 0 | 0 | 0 | 0 | 0
PV | 0 | 0 | 0 | 0 | 0 | 0
PeakG | 2.2 | 2.77 | 4.63 | 4.36 | 4.47 | 3.85
PeakO | 0 | 0 | 0 | 0 | 0 | 0
ST | 0 | 0 | 0 | 0 | 0 | 0
STOG | 6.4 | 7.67 | 8.61 | 8.43 | 7.84 | 7.82
STWD | 0 | 0 | 0 | 0 | 0 | 0
WT | 0 | 0 | 0 | 0 | 0 | 0
IGCC | 4.15 | 4.15 | 4.15 | 4.15 | 4.15 | 4.15
DemandResponse | 0 | 0 | 0 | 0 | 0 | 0
IGCC-CCS | 0 | 0 | 0 | 0 | 0 | 0
WT_off | 0 | 0 | 0 | 0 | 0 | 0
PseudoUnit | 0 | 0 | 0 | 0 | 0 | 0
FixedInterchange | 0 | 0 | 0 | 0 | 0 | 0
CO2 Emissions (MMshortTons): Outside_EI
ReportingType | 2015 | 2020 | 2025 | 2030 | 2035 | 2040
BM | 0 | 0 | 0 | 0 | 0 | 0
CC | 181.62 | 179.76 | 182.2 | 204.72 | 225.4 | 222.2
CSP | 0 | 0 | 0 | 0 | 0 | 0
CT | 0 | 0 | 0.06 | 0.1 | 0.01 | 0.01
Coal | 402.63 | 425.57 | 448.9 | 449.44 | 462.9 | 528.9
Geo | 0 | 0 | 0 | 0 | 0 | 0
H | 0 | 0 | 0 | 0 | 0 | 0
LFG | 0 | 0 | 0 | 0 | 0 | 0
Nuc | 0 | 0 | 0 | 0 | 0 | 0
PS | 0 | 0 | 0 | 0 | 0 | 0
PV | 0 | 0 | 0 | 0 | 0 | 0
PeakG | 0.01 | 0.02 | 0.24 | 0.42 | 0.5 | 0.09
PeakO | 0 | 0 | 0 | 0 | 0 | 0
ST | 0 | 0 | 0 | 0 | 0 | 0
STOG | 2.53 | 3.28 | 4.41 | 4.24 | 4.02 | 3.64
STWD | 0 | 0 | 0 | 0 | 0 | 0
WT | 0 | 0 | 0 | 0 | 0 | 0
IGCC | 0 | 0 | 0 | 0 | 0 | 0
DemandResponse | 0 | 0 | 0 | 0 | 0 | 0
IGCC-CCS | 0 | 0 | 0 | 0 | 0 | 0
WT_off | 0 | 0 | 0 | 0 | 0 | 0
PseudoUnit | 0 | 0 | 0 | 0 | 0 | 0
FixedInterchange | 0 | 0 | 0 | 0 | 0 | 0
CO2 Emissions (MMmetricTons): Entergy
ReportingType | 2015 | 2020 | 2025 | 2030 | 2035 | 2040
BM | 0 | 0 | 0 | 0 | 0 | 0
CC | 25.74 | 33.83 | 31.03 | 31.04 | 33.3 | 31
CSP | 0 | 0 | 0 | 0 | 0 | 0
CT | 0 | 0 | 0 | 0 | 0 | 0
Coal | 58.32 | 46.63 | 56.79 | 58.58 | 58.3 | 69.12
Geo | 0 | 0 | 0 | 0 | 0 | 0
H | 0 | 0 | 0 | 0 | 0 | 0
LFG | 0 | 0 | 0 | 0 | 0 | 0
Nuc | 0 | 0 | 0 | 0 | 0 | 0
PS | 0 | 0 | 0 | 0 | 0 | 0
PV | 0 | 0 | 0 | 0 | 0 | 0
PeakG | 0 | 0 | 0.06 | 0.04 | 0.01 | 0.01
PeakO | 0 | 0 | 0 | 0 | 0 | 0
ST | 0 | 0 | 0 | 0 | 0 | 0
STOG | 0.63 | 0.72 | 0.63 | 0.63 | 0.63 | 0.6
STWD | 0 | 0 | 0 | 0 | 0 | 0
WT | 0 | 0 | 0 | 0 | 0 | 0
IGCC | 0 | 0 | 0 | 0 | 0 | 0
DemandResponse | 0 | 0 | 0 | 0 | 0 | 0
IGCC-CCS | 0 | 0 | 0 | 0 | 0 | 0
WT_off | 0 | 0 | 0 | 0 | 0 | 0
PseudoUnit | 0 | 0 | 0 | 0 | 0 | 0
FixedInterchange | 0 | 0 | 0 | 0 | 0 | 0
CO2 Emissions (MMmetricTons): FRCC
ReportingType | 2015 | 2020 | 2025 | 2030 | 2035 | 2040
BM | 0 | 0 | 0 | 0 | 0 | 0
CC | 57.54 | 64.35 | 66.92 | 72.71 | 82.87 | 93.45
CSP | 0 | 0 | 0 | 0 | 0 | 0
CT | 0.48 | 0.58 | 0.58 | 0.58 | 0.48 | 0.41
Coal | 53.73 | 51.77 | 57.58 | 58.44 | 59.8 | 59.8
Geo | 0 | 0 | 0 | 0 | 0 | 0
H | 0 | 0 | 0 | 0 | 0 | 0
LFG | 0 | 0 | 0 | 0 | 0 | 0
Nuc | 0 | 0 | 0 | 0 | 0 | 0
PS | 0 | 0 | 0 | 0 | 0 | 0
PV | 0 | 0 | 0 | 0 | 0 | 0
PeakG | 0.26 | 0.27 | 0.44 | 0.3 | 0.24 | 0.18
PeakO | 0 | 0 | 0 | 0 | 0 | 0
ST | 0 | 0 | 0 | 0 | 0 | 0
STOG | 1.76 | 1.53 | 1.53 | 1.49 | 1.37 | 0.91
STWD | 0 | 0 | 0 | 0 | 0 | 0
WT | 0 | 0 | 0 | 0 | 0 | 0
IGCC | 0 | 0 | 0 | 0 | 0 | 0
DemandResponse | 0 | 0 | 0 | 0 | 0 | 0
IGCC-CCS | 0 | 0 | 0 | 0 | 0 | 0
WT_off | 0 | 0 | 0 | 0 | 0 | 0
PseudoUnit | 0 | 0 | 0 | 0 | 0 | 0
FixedInterchange | 0 | 0 | 0 | 0 | 0 | 0
CO2 Emissions (MMmetricTons): MAPP_US
ReportingType | 2015 | 2020 | 2025 | 2030 | 2035 | 2040
BM | 0 | 0 | 0 | 0 | 0 | 0
CC | 0.08 | 0.1 | 0.1 | 0.14 | 0.1 | 0.08
CSP | 0 | 0 | 0 | 0 | 0 | 0
CT | 0 | 0 | 0 | 0 | 0 | 0
Coal | 20.75 | 20.12 | 20.28 | 20.37 | 21.3 | 23
Geo | 0 | 0 | 0 | 0 | 0 | 0
H | 0 | 0 | 0 | 0 | 0 | 0
LFG | 0 | 0 | 0 | 0 | 0 | 0
Nuc | 0 | 0 | 0 | 0 | 0 | 0
PS | 0 | 0 | 0 | 0 | 0 | 0
PV | 0 | 0 | 0 | 0 | 0 | 0
PeakG | 0.02 | 0.04 | 0.05 | 0.07 | 0.1 | 0.05
PeakO | 0 | 0 | 0 | 0 | 0 | 0
ST | 0 | 0 | 0 | 0 | 0 | 0
STOG | 0 | 0 | 0 | 0 | 0 | 0
STWD | 0 | 0 | 0 | 0 | 0 | 0
WT | 0 | 0 | 0 | 0 | 0 | 0
IGCC | 0 | 0 | 0 | 0 | 0 | 0
DemandResponse | 0 | 0 | 0 | 0 | 0 | 0
IGCC-CCS | 0 | 0 | 0 | 0 | 0 | 0
WT_off | 0 | 0 | 0 | 0 | 0 | 0
PseudoUnit | 0 | 0 | 0 | 0 | 0 | 0
FixedInterchange | 0 | 0 | 0 | 0 | 0 | 0
CO2 Emissions (MMmetricTons): MISO_IN
ReportingType | 2015 | 2020 | 2025 | 2030 | 2035 | 2040
BM | 0 | 0 | 0 | 0 | 0 | 0
CC | 1.67 | 6.18 | 6.29 | 8.35 | 13.71 | 13.21
CSP | 0 | 0 | 0 | 0 | 0 | 0
CT | 0 | 0.04 | 0.04 | 0.1 | 0.18 | 0.19
Coal | 80.26 | 83.15 | 88.78 | 89.97 | 94.25 | 95.54
Geo | 0 | 0 | 0 | 0 | 0 | 0
H | 0 | 0 | 0 | 0 | 0 | 0
LFG | 0 | 0 | 0 | 0 | 0 | 0
Nuc | 0 | 0 | 0 | 0 | 0 | 0
PS | 0 | 0 | 0 | 0 | 0 | 0
PV | 0 | 0 | 0 | 0 | 0 | 0
PeakG | 0.01 | 0.01 | 0.04 | 0.03 | 0.02 | 0.02
PeakO | 0 | 0 | 0 | 0 | 0 | 0
ST | 0 | 0 | 0 | 0 | 0 | 0
STOG | 0.03 | 0.03 | 0.07 | 0.03 | 0.03 | 0.07
STWD | 0 | 0 | 0 | 0 | 0 | 0
WT | 0 | 0 | 0 | 0 | 0 | 0
IGCC | 3.76 | 3.76 | 3.76 | 3.76 | 3.76 | 3.76
DemandResponse | 0 | 0 | 0 | 0 | 0 | 0
IGCC-CCS | 0 | 0 | 0 | 0 | 0 | 0
WT_off | 0 | 0 | 0 | 0 | 0 | 0
PseudoUnit | 0 | 0 | 0 | 0 | 0 | 0
FixedInterchange | 0 | 0 | 0 | 0 | 0 | 0
CO2 Emissions (MMmetricTons): MISO_MI
ReportingType | 2015 | 2020 | 2025 | 2030 | 2035 | 2040
BM | 0 | 0 | 0 | 0 | 0 | 0
CC | 5.88 | 6.12 | 4.57 | 3.79 | 3.7 | 2.87
CSP | 0 | 0 | 0 | 0 | 0 | 0
CT | 0 | 0.01 | 0.01 | 0.05 | 0.15 | 0.2
Coal | 52.71 | 44.66 | 49.14 | 51.6 | 52.02 | 52.02
Geo | 0 | 0 | 0 | 0 | 0 | 0
H | 0 | 0 | 0 | 0 | 0 | 0
LFG | 0 | 0 | 0 | 0 | 0 | 0
Nuc | 0 | 0 | 0 | 0 | 0 | 0
PS | 0 | 0 | 0 | 0 | 0 | 0
PV | 0 | 0 | 0 | 0 | 0 | 0
PeakG | 0.01 | 0.02 | 0.06 | 0.07 | 0.03 | 0.02
PeakO | 0 | 0 | 0 | 0 | 0 | 0
ST | 0 | 0 | 0 | 0 | 0 | 0
STOG | 0.19 | 0.34 | 0.34 | 0.34 | 0.34 | 0.34
STWD | 0 | 0 | 0 | 0 | 0 | 0
WT | 0 | 0 | 0 | 0 | 0 | 0
IGCC | 0 | 0 | 0 | 0 | 0 | 0
DemandResponse | 0 | 0 | 0 | 0 | 0 | 0
IGCC-CCS | 0 | 0 | 0 | 0 | 0 | 0
WT_off | 0 | 0 | 0 | 0 | 0 | 0
PseudoUnit | 0 | 0 | 0 | 0 | 0 | 0
FixedInterchange | 0 | 0 | 0 | 0 | 0 | 0
CO2 Emissions (MMmetricTons): MISO_MO-IL
ReportingType | 2015 | 2020 | 2025 | 2030 | 2035 | 2040
BM | 0 | 0 | 0 | 0 | 0 | 0
CC | 1.23 | 1.83 | 1 | 0.94 | 0.94 | 0.65
CSP | 0 | 0 | 0 | 0 | 0 | 0
CT | 0 | 0.02 | 0.02 | 0.05 | 0.1 | 0.1
Coal | 97.17 | 78.63 | 87.32 | 93.57 | 97.19 | 97.19
Geo | 0 | 0 | 0 | 0 | 0 | 0
H | 0 | 0 | 0 | 0 | 0 | 0
LFG | 0 | 0 | 0 | 0 | 0 | 0
Nuc | 0 | 0 | 0 | 0 | 0 | 0
PS | 0 | 0 | 0 | 0 | 0 | 0
PV | 0 | 0 | 0 | 0 | 0 | 0
PeakG | 0.1 | 0.1 | 0.12 | 0.08 | 0.14 | 0.17
PeakO | 0 | 0 | 0 | 0 | 0 | 0
ST | 0 | 0 | 0 | 0 | 0 | 0
STOG | 0.05 | 0.07 | 0.07 | 0.03 | 0.01 | 0.01
STWD | 0 | 0 | 0 | 0 | 0 | 0
WT | 0 | 0 | 0 | 0 | 0 | 0
IGCC | 0 | 0 | 0 | 0 | 0 | 0
DemandResponse | 0 | 0 | 0 | 0 | 0 | 0
IGCC-CCS | 0 | 0 | 0 | 0 | 0 | 0
WT_off | 0 | 0 | 0 | 0 | 0 | 0
PseudoUnit | 0 | 0 | 0 | 0 | 0 | 0
FixedInterchange | 0 | 0 | 0 | 0 | 0 | 0
CO2 Emissions (MMmetricTons): MISO_W
ReportingType | 2015 | 2020 | 2025 | 2030 | 2035 | 2040
BM | 0 | 0 | 0 | 0 | 0 | 0
CC | 4.11 | 3.7 | 2.57 | 2.29 | 2.41 | 1.37
CSP | 0 | 0 | 0 | 0 | 0 | 0
CT | 0 | 0.04 | 0.05 | 0.13 | 0.32 | 0.12
Coal | 87.85 | 79.84 | 81.43 | 81.7 | 95.27 | 126.37
Geo | 0 | 0 | 0 | 0 | 0 | 0
H | 0 | 0 | 0 | 0 | 0 | 0
LFG | 0 | 0 | 0 | 0 | 0 | 0
Nuc | 0 | 0 | 0 | 0 | 0 | 0
PS | 0 | 0 | 0 | 0 | 0 | 0
PV | 0 | 0 | 0 | 0 | 0 | 0
PeakG | 0.21 | 0.1 | 0.11 | 0.08 | 0.09 | 0.05
PeakO | 0 | 0 | 0 | 0 | 0 | 0
ST | 0 | 0 | 0 | 0 | 0 | 0
STOG | 0.02 | 0 | 0 | 0 | 0 | 0
STWD | 0 | 0 | 0 | 0 | 0 | 0
WT | 0 | 0 | 0 | 0 | 0 | 0
IGCC | 0 | 0 | 0 | 0 | 0 | 0
DemandResponse | 0 | 0 | 0 | 0 | 0 | 0
IGCC-CCS | 0 | 0 | 0 | 0 | 0 | 0
WT_off | 0 | 0 | 0 | 0 | 0 | 0
PseudoUnit | 0 | 0 | 0 | 0 | 0 | 0
FixedInterchange | 0 | 0 | 0 | 0 | 0 | 0
CO2 Emissions (MMmetricTons): MISO_WUMS
ReportingType | 2015 | 2020 | 2025 | 2030 | 2035 | 2040
BM | 0 | 0 | 0 | 0 | 0 | 0
CC | 6.47 | 14.27 | 12.29 | 10.83 | 12.39 | 10.92
CSP | 0 | 0 | 0 | 0 | 0 | 0
CT | 0 | 0.01 | 0.01 | 0.03 | 0.17 | 0.3
Coal | 26.8 | 24.76 | 30.16 | 33.78 | 38.58 | 39.01
Geo | 0 | 0 | 0 | 0 | 0 | 0
H | 0 | 0 | 0 | 0 | 0 | 0
LFG | 0 | 0 | 0 | 0 | 0 | 0
Nuc | 0 | 0 | 0 | 0 | 0 | 0
PS | 0 | 0 | 0 | 0 | 0 | 0
PV | 0 | 0 | 0 | 0 | 0 | 0
PeakG | 0.02 | 0.02 | 0.05 | 0.04 | 0.06 | 0.05
PeakO | 0 | 0 | 0 | 0 | 0 | 0
ST | 0 | 0 | 0 | 0 | 0 | 0
STOG | 0 | 0 | 0 | 0 | 0 | 0
STWD | 0 | 0 | 0 | 0 | 0 | 0
WT | 0 | 0 | 0 | 0 | 0 | 0
IGCC | 0 | 0 | 0 | 0 | 0 | 0
DemandResponse | 0 | 0 | 0 | 0 | 0 | 0
IGCC-CCS | 0 | 0 | 0 | 0 | 0 | 0
WT_off | 0 | 0 | 0 | 0 | 0 | 0
PseudoUnit | 0 | 0 | 0 | 0 | 0 | 0
FixedInterchange | 0 | 0 | 0 | 0 | 0 | 0
CO2 Emissions (MMmetricTons): Nebraska
ReportingType | 2015 | 2020 | 2025 | 2030 | 2035 | 2040
BM | 0 | 0 | 0 | 0 | 0 | 0
CC | 0.28 | 0.19 | 0.19 | 0.19 | 0.17 | 0.1
CSP | 0 | 0 | 0 | 0 | 0 | 0
CT | 0 | 0 | 0 | 0 | 0 | 0
Coal | 32.1 | 32.07 | 32.07 | 32.07 | 40.81 | 50.75
Geo | 0 | 0 | 0 | 0 | 0 | 0
H | 0 | 0 | 0 | 0 | 0 | 0
LFG | 0 | 0 | 0 | 0 | 0 | 0
Nuc | 0 | 0 | 0 | 0 | 0 | 0
PS | 0 | 0 | 0 | 0 | 0 | 0
PV | 0 | 0 | 0 | 0 | 0 | 0
PeakG | 0.05 | 0.06 | 0.09 | 0.13 | 0.15 | 0.06
PeakO | 0 | 0 | 0 | 0 | 0 | 0
ST | 0 | 0 | 0 | 0 | 0 | 0
STOG | 0 | 0 | 0 | 0 | 0 | 0
STWD | 0 | 0 | 0 | 0 | 0 | 0
WT | 0 | 0 | 0 | 0 | 0 | 0
IGCC | 0 | 0 | 0 | 0 | 0 | 0
DemandResponse | 0 | 0 | 0 | 0 | 0 | 0
IGCC-CCS | 0 | 0 | 0 | 0 | 0 | 0
WT_off | 0 | 0 | 0 | 0 | 0 | 0
PseudoUnit | 0 | 0 | 0 | 0 | 0 | 0
FixedInterchange | 0 | 0 | 0 | 0 | 0 | 0
CO2 Emissions (MMmetricTons): NEISO
ReportingType | 2015 | 2020 | 2025 | 2030 | 2035 | 2040
BM | 0 | 0 | 0 | 0 | 0 | 0
CC | 16.7 | 13.29 | 13.57 | 14.38 | 18.72 | 21.22
CSP | 0 | 0 | 0 | 0 | 0 | 0
CT | 0 | 0.01 | 0.01 | 0.01 | 0.02 | 0.04
Coal | 0.03 | 0 | 0 | 0 | 0 | 0
Geo | 0 | 0 | 0 | 0 | 0 | 0
H | 0 | 0 | 0 | 0 | 0 | 0
LFG | 0 | 0 | 0 | 0 | 0 | 0
Nuc | 0 | 0 | 0 | 0 | 0 | 0
PS | 0 | 0 | 0 | 0 | 0 | 0
PV | 0 | 0 | 0 | 0 | 0 | 0
PeakG | 0.02 | 0.02 | 0.02 | 0.02 | 0.06 | 0.06
PeakO | 0 | 0 | 0 | 0 | 0 | 0
ST | 0 | 0 | 0 | 0 | 0 | 0
STOG | 0 | 0 | 0 | 0 | 0 | 0
STWD | 0 | 0 | 0 | 0 | 0 | 0
WT | 0 | 0 | 0 | 0 | 0 | 0
IGCC | 0 | 0 | 0 | 0 | 0 | 0
DemandResponse | 0 | 0 | 0 | 0 | 0 | 0
IGCC-CCS | 0 | 0 | 0 | 0 | 0 | 0
WT_off | 0 | 0 | 0 | 0 | 0 | 0
PseudoUnit | 0 | 0 | 0 | 0 | 0 | 0
FixedInterchange | 0 | 0 | 0 | 0 | 0 | 0
CO2 Emissions (MMmetricTons): NonRTO_Midwest
ReportingType | 2015 | 2020 | 2025 | 2030 | 2035 | 2040
BM | 0 | 0 | 0 | 0 | 0 | 0
CC | 0 | 0.84 | 0.66 | 0.91 | 1.01 | 1.36
CSP | 0 | 0 | 0 | 0 | 0 | 0
CT | 0 | 0.02 | 0.02 | 0.04 | 0.03 | 0.08
Coal | 56.9 | 58.67 | 59.87 | 60.94 | 62.8 | 64.52
Geo | 0 | 0 | 0 | 0 | 0 | 0
H | 0 | 0 | 0 | 0 | 0 | 0
LFG | 0 | 0 | 0 | 0 | 0 | 0
Nuc | 0 | 0 | 0 | 0 | 0 | 0
PS | 0 | 0 | 0 | 0 | 0 | 0
PV | 0 | 0 | 0 | 0 | 0 | 0
PeakG | 0.09 | 0.12 | 0.16 | 0.18 | 0.13 | 0.2
PeakO | 0 | 0 | 0 | 0 | 0 | 0
ST | 0 | 0 | 0 | 0 | 0 | 0
STOG | 0 | 0 | 0 | 0 | 0 | 0
STWD | 0 | 0 | 0 | 0 | 0 | 0
WT | 0 | 0 | 0 | 0 | 0 | 0
IGCC | 0 | 0 | 0 | 0 | 0 | 0
DemandResponse | 0 | 0 | 0 | 0 | 0 | 0
IGCC-CCS | 0 | 0 | 0 | 0 | 0 | 0
WT_off | 0 | 0 | 0 | 0 | 0 | 0
PseudoUnit | 0 | 0 | 0 | 0 | 0 | 0
FixedInterchange | 0 | 0 | 0 | 0 | 0 | 0
CO2 Emissions (MMmetricTons): NYISO_A-F
ReportingType | 2015 | 2020 | 2025 | 2030 | 2035 | 2040
BM | 0 | 0 | 0 | 0 | 0 | 0
CC | 2.49 | 3.78 | 4.24 | 4.62 | 5.35 | 5.45
CSP | 0 | 0 | 0 | 0 | 0 | 0
CT | 0 | 0 | 0 | 0 | 0 | 0
Coal | 0 | 0 | 0 | 0 | 0 | 0
Geo | 0 | 0 | 0 | 0 | 0 | 0
H | 0 | 0 | 0 | 0 | 0 | 0
LFG | 0 | 0 | 0 | 0 | 0 | 0
Nuc | 0 | 0 | 0 | 0 | 0 | 0
PS | 0 | 0 | 0 | 0 | 0 | 0
PV | 0 | 0 | 0 | 0 | 0 | 0
PeakG | 0 | 0 | 0 | 0 | 0 | 0
PeakO | 0 | 0 | 0 | 0 | 0 | 0
ST | 0 | 0 | 0 | 0 | 0 | 0
STOG | 0 | 0 | 0 | 0 | 0 | 0
STWD | 0 | 0 | 0 | 0 | 0 | 0
WT | 0 | 0 | 0 | 0 | 0 | 0
IGCC | 0 | 0 | 0 | 0 | 0 | 0
DemandResponse | 0 | 0 | 0 | 0 | 0 | 0
IGCC-CCS | 0 | 0 | 0 | 0 | 0 | 0
WT_off | 0 | 0 | 0 | 0 | 0 | 0
PseudoUnit | 0 | 0 | 0 | 0 | 0 | 0
FixedInterchange | 0 | 0 | 0 | 0 | 0 | 0
CO2 Emissions (MMmetricTons): NYISO_G-I
ReportingType | 2015 | 2020 | 2025 | 2030 | 2035 | 2040
BM | 0 | 0 | 0 | 0 | 0 | 0
CC | 2.58 | 3.26 | 4.3 | 6.48 | 13.92 | 21.31
CSP | 0 | 0 | 0 | 0 | 0 | 0
CT | 0 | 0 | 0 | 0 | 0 | 0
Coal | 0 | 0 | 0 | 0 | 0 | 0
Geo | 0 | 0 | 0 | 0 | 0 | 0
H | 0 | 0 | 0 | 0 | 0 | 0
LFG | 0 | 0 | 0 | 0 | 0 | 0
Nuc | 0 | 0 | 0 | 0 | 0 | 0
PS | 0 | 0 | 0 | 0 | 0 | 0
PV | 0 | 0 | 0 | 0 | 0 | 0
PeakG | 0 | 0 | 0 | 0 | 0 | 0
PeakO | 0 | 0 | 0 | 0 | 0 | 0
ST | 0 | 0 | 0 | 0 | 0 | 0
STOG | 0 | 0 | 0 | 0 | 0 | 0
STWD | 0 | 0 | 0 | 0 | 0 | 0
WT | 0 | 0 | 0 | 0 | 0 | 0
IGCC | 0 | 0 | 0 | 0 | 0 | 0
DemandResponse | 0 | 0 | 0 | 0 | 0 | 0
IGCC-CCS | 0 | 0 | 0 | 0 | 0 | 0
WT_off | 0 | 0 | 0 | 0 | 0 | 0
PseudoUnit | 0 | 0 | 0 | 0 | 0 | 0
FixedInterchange | 0 | 0 | 0 | 0 | 0 | 0
CO2 Emissions (MMmetricTons): NYISO_J-K
ReportingType | 2015 | 2020 | 2025 | 2030 | 2035 | 2040
BM | 0 | 0 | 0 | 0 | 0 | 0
CC | 9.13 | 11.67 | 11.74 | 11.34 | 11.65 | 11.94
CSP | 0 | 0 | 0 | 0 | 0 | 0
CT | 0 | 0 | 0.01 | 0.03 | 0.05 | 0.12
Coal | 0 | 0 | 0 | 0 | 0 | 0
Geo | 0 | 0 | 0 | 0 | 0 | 0
H | 0 | 0 | 0 | 0 | 0 | 0
LFG | 0 | 0 | 0 | 0 | 0 | 0
Nuc | 0 | 0 | 0 | 0 | 0 | 0
PS | 0 | 0 | 0 | 0 | 0 | 0
PV | 0 | 0 | 0 | 0 | 0 | 0
PeakG | 0.03 | 0.08 | 0.09 | 0.09 | 0.1 | 0.18
PeakO | 0 | 0 | 0 | 0 | 0 | 0
ST | 0 | 0 | 0 | 0 | 0 | 0
STOG | 0.64 | 1.19 | 1.44 | 1.44 | 1.77 | 2.2
STWD | 0 | 0 | 0 | 0 | 0 | 0
WT | 0 | 0 | 0 | 0 | 0 | 0
IGCC | 0 | 0 | 0 | 0 | 0 | 0
DemandResponse | 0 | 0 | 0 | 0 | 0 | 0
IGCC-CCS | 0 | 0 | 0 | 0 | 0 | 0
WT_off | 0 | 0 | 0 | 0 | 0 | 0
PseudoUnit | 0 | 0 | 0 | 0 | 0 | 0
FixedInterchange | 0 | 0 | 0 | 0 | 0 | 0
CO2 Emissions (MMmetricTons): PJM_E
ReportingType | 2015 | 2020 | 2025 | 2030 | 2035 | 2040
BM | 0 | 0 | 0 | 0 | 0 | 0
CC | 8.84 | 17.2 | 17.39 | 15.17 | 17.91 | 20.22
CSP | 0 | 0 | 0 | 0 | 0 | 0
CT | 0 | 0 | 0 | 0 | 0 | 0.06
Coal | 0.44 | 0.51 | 0.77 | 1.25 | 2.1 | 2.69
Geo | 0 | 0 | 0 | 0 | 0 | 0
H | 0 | 0 | 0 | 0 | 0 | 0
LFG | 0 | 0 | 0 | 0 | 0 | 0
Nuc | 0 | 0 | 0 | 0 | 0 | 0
PS | 0 | 0 | 0 | 0 | 0 | 0
PV | 0 | 0 | 0 | 0 | 0 | 0
PeakG | 0 | 0.05 | 0.28 | 0.28 | 0.39 | 0.21
PeakO | 0 | 0 | 0 | 0 | 0 | 0
ST | 0 | 0 | 0 | 0 | 0 | 0
STOG | 0.05 | 0.3 | 0.48 | 0.53 | 0.59 | 0.49
STWD | 0 | 0 | 0 | 0 | 0 | 0
WT | 0 | 0 | 0 | 0 | 0 | 0
IGCC | 0 | 0 | 0 | 0 | 0 | 0
DemandResponse | 0 | 0 | 0 | 0 | 0 | 0
IGCC-CCS | 0 | 0 | 0 | 0 | 0 | 0
WT_off | 0 | 0 | 0 | 0 | 0 | 0
PseudoUnit | 0 | 0 | 0 | 0 | 0 | 0
FixedInterchange | 0 | 0 | 0 | 0 | 0 | 0
CO2 Emissions (MMmetricTons): PJM_ROM
ReportingType | 2015 | 2020 | 2025 | 2030 | 2035 | 2040
BM | 0 | 0 | 0 | 0 | 0 | 0
CC | 5.64 | 9.06 | 8.99 | 7.94 | 14.65 | 46.83
CSP | 0 | 0 | 0 | 0 | 0 | 0
CT | 0 | 0 | 0 | 0 | 0 | 0
Coal | 46.54 | 52.67 | 54.04 | 56.65 | 56.65 | 56.65
Geo | 0 | 0 | 0 | 0 | 0 | 0
H | 0 | 0 | 0 | 0 | 0 | 0
LFG | 0 | 0 | 0 | 0 | 0 | 0
Nuc | 0 | 0 | 0 | 0 | 0 | 0
PS | 0 | 0 | 0 | 0 | 0 | 0
PV | 0 | 0 | 0 | 0 | 0 | 0
PeakG | 0 | 0.03 | 0.03 | 0.03 | 0.18 | 0.09
PeakO | 0 | 0 | 0 | 0 | 0 | 0
ST | 0 | 0 | 0 | 0 | 0 | 0
STOG | 0.39 | 0.56 | 0.78 | 0.76 | 0.83 | 0.8
STWD | 0 | 0 | 0 | 0 | 0 | 0
WT | 0 | 0 | 0 | 0 | 0 | 0
IGCC | 0 | 0 | 0 | 0 | 0 | 0
DemandResponse | 0 | 0 | 0 | 0 | 0 | 0
IGCC-CCS | 0 | 0 | 0 | 0 | 0 | 0
WT_off | 0 | 0 | 0 | 0 | 0 | 0
PseudoUnit | 0 | 0 | 0 | 0 | 0 | 0
FixedInterchange | 0 | 0 | 0 | 0 | 0 | 0
CO2 Emissions (MMmetricTons): PJM_ROR
ReportingType | 2015 | 2020 | 2025 | 2030 | 2035 | 2040
BM | 0 | 0 | 0 | 0 | 0 | 0
CC | 26.98 | 26.52 | 25.58 | 35.72 | 58.83 | 48.1
CSP | 0 | 0 | 0 | 0 | 0 | 0
CT | 0 | 0 | 0 | 0 | 0 | 0
Coal | 318.4 | 271.82 | 279.36 | 281.6 | 284.13 | 285.77
Geo | 0 | 0 | 0 | 0 | 0 | 0
H | 0 | 0 | 0 | 0 | 0 | 0
LFG | 0 | 0 | 0 | 0 | 0 | 0
Nuc | 0 | 0 | 0 | 0 | 0 | 0
PS | 0 | 0 | 0 | 0 | 0 | 0
PV | 0 | 0 | 0 | 0 | 0 | 0
PeakG | 0.78 | 0.75 | 0.9 | 0.92 | 0.7 | 0.71
PeakO | 0 | 0 | 0 | 0 | 0 | 0
ST | 0 | 0 | 0 | 0 | 0 | 0
STOG | 0.44 | 0.47 | 0.49 | 0.49 | 0.47 | 0.47
STWD | 0 | 0 | 0 | 0 | 0 | 0
WT | 0 | 0 | 0 | 0 | 0 | 0
IGCC | 0 | 0 | 0 | 0 | 0 | 0
DemandResponse | 0 | 0 | 0 | 0 | 0 | 0
IGCC-CCS | 0 | 0 | 0 | 0 | 0 | 0
WT_off | 0 | 0 | 0 | 0 | 0 | 0
PseudoUnit | 0 | 0 | 0 | 0 | 0 | 0
FixedInterchange | 0 | 0 | 0 | 0 | 0 | 0
CO2 Emissions (MMmetricTons): SOCO
ReportingType | 2015 | 2020 | 2025 | 2030 | 2035 | 2040
BM | 0 | 0 | 0 | 0 | 0 | 0
CC | 43.39 | 44 | 39.16 | 42.27 | 39.69 | 37.6
CSP | 0 | 0 | 0 | 0 | 0 | 0
CT | 0 | 0 | 0 | 0 | 0 | 0
Coal | 93.2 | 96.14 | 117.04 | 119.32 | 137.48 | 174.42
Geo | 0 | 0 | 0 | 0 | 0 | 0
H | 0 | 0 | 0 | 0 | 0 | 0
LFG | 0 | 0 | 0 | 0 | 0 | 0
Nuc | 0 | 0 | 0 | 0 | 0 | 0
PS | 0 | 0 | 0 | 0 | 0 | 0
PV | 0 | 0 | 0 | 0 | 0 | 0
PeakG | 0.29 | 0.69 | 1.3 | 1.19 | 1.17 | 1.03
PeakO | 0 | 0 | 0 | 0 | 0 | 0
ST | 0 | 0 | 0 | 0 | 0 | 0
STOG | 0 | 0 | 0 | 0 | 0 | 0
STWD | 0 | 0 | 0 | 0 | 0 | 0
WT | 0 | 0 | 0 | 0 | 0 | 0
IGCC | 0 | 0 | 0 | 0 | 0 | 0
DemandResponse | 0 | 0 | 0 | 0 | 0 | 0
IGCC-CCS | 0 | 0 | 0 | 0 | 0 | 0
WT_off | 0 | 0 | 0 | 0 | 0 | 0
PseudoUnit | 0 | 0 | 0 | 0 | 0 | 0
FixedInterchange | 0 | 0 | 0 | 0 | 0 | 0
CO2 Emissions (MMmetricTons): SPP_N
ReportingType | 2015 | 2020 | 2025 | 2030 | 2035 | 2040
BM | 0 | 0 | 0 | 0 | 0 | 0
CC | 3.48 | 6.75 | 6.44 | 6.87 | 4.19 | 3.06
CSP | 0 | 0 | 0 | 0 | 0 | 0
CT | 0 | 0 | 0 | 0 | 0 | 0
Coal | 62.42 | 58.91 | 59.36 | 59.36 | 59.36 | 66.69
Geo | 0 | 0 | 0 | 0 | 0 | 0
H | 0 | 0 | 0 | 0 | 0 | 0
LFG | 0 | 0 | 0 | 0 | 0 | 0
Nuc | 0 | 0 | 0 | 0 | 0 | 0
PS | 0 | 0 | 0 | 0 | 0 | 0
PV | 0 | 0 | 0 | 0 | 0 | 0
PeakG | 0.04 | 0.04 | 0.1 | 0.17 | 0.23 | 0.13
PeakO | 0 | 0 | 0 | 0 | 0 | 0
ST | 0 | 0 | 0 | 0 | 0 | 0
STOG | 0.29 | 0.28 | 0.36 | 0.4 | 0.39 | 0.36
STWD | 0 | 0 | 0 | 0 | 0 | 0
WT | 0 | 0 | 0 | 0 | 0 | 0
IGCC | 0 | 0 | 0 | 0 | 0 | 0
DemandResponse | 0 | 0 | 0 | 0 | 0 | 0
IGCC-CCS | 0 | 0 | 0 | 0 | 0 | 0
WT_off | 0 | 0 | 0 | 0 | 0 | 0
PseudoUnit | 0 | 0 | 0 | 0 | 0 | 0
FixedInterchange | 0 | 0 | 0 | 0 | 0 | 0
CO2 Emissions (MMmetricTons): SPP_S
ReportingType | 2015 | 2020 | 2025 | 2030 | 2035 | 2040
BM | 0 | 0 | 0 | 0 | 0 | 0
CC | 16.29 | 21.17 | 18.38 | 21.05 | 10.04 | 9.93
CSP | 0 | 0 | 0 | 0 | 0 | 0
CT | 0 | 0.04 | 0.08 | 0.04 | 0 | 0
Coal | 83.88 | 74.67 | 88.73 | 90.9 | 90.94 | 91
Geo | 0 | 0 | 0 | 0 | 0 | 0
H | 0 | 0 | 0 | 0 | 0 | 0
LFG | 0 | 0 | 0 | 0 | 0 | 0
Nuc | 0 | 0 | 0 | 0 | 0 | 0
PS | 0 | 0 | 0 | 0 | 0 | 0
PV | 0 | 0 | 0 | 0 | 0 | 0
PeakG | 0 | 0.01 | 0.07 | 0.02 | 0 | 0
PeakO | 0 | 0 | 0 | 0 | 0 | 0
ST | 0 | 0 | 0 | 0 | 0 | 0
STOG | 1.31 | 1.47 | 1.63 | 1.5 | 0.67 | 0.84
STWD | 0 | 0 | 0 | 0 | 0 | 0
WT | 0 | 0 | 0 | 0 | 0 | 0
IGCC | 0 | 0 | 0 | 0 | 0 | 0
DemandResponse | 0 | 0 | 0 | 0 | 0 | 0
IGCC-CCS | 0 | 0 | 0 | 0 | 0 | 0
WT_off | 0 | 0 | 0 | 0 | 0 | 0
PseudoUnit | 0 | 0 | 0 | 0 | 0 | 0
FixedInterchange | 0 | 0 | 0 | 0 | 0 | 0
CO2 Emissions (MMmetricTons): TVA
ReportingType | 2015 | 2020 | 2025 | 2030 | 2035 | 2040
BM | 0 | 0 | 0 | 0 | 0 | 0
CC | 7.42 | 11.46 | 11.52 | 12.66 | 11.15 | 9.71
CSP | 0 | 0 | 0 | 0 | 0 | 0
CT | 0 | 0.11 | 0.2 | 0.21 | 0.13 | 0.21
Coal | 80.06 | 71.09 | 74.3 | 74.8 | 98.28 | 113.82
Geo | 0 | 0 | 0 | 0 | 0 | 0
H | 0 | 0 | 0 | 0 | 0 | 0
LFG | 0 | 0 | 0 | 0 | 0 | 0
Nuc | 0 | 0 | 0 | 0 | 0 | 0
PS | 0 | 0 | 0 | 0 | 0 | 0
PV | 0 | 0 | 0 | 0 | 0 | 0
PeakG | 0 | 0 | 0.02 | 0.02 | 0.02 | 0.02
PeakO | 0 | 0 | 0 | 0 | 0 | 0
ST | 0 | 0 | 0 | 0 | 0 | 0
STOG | 0 | 0 | 0 | 0 | 0 | 0
STWD | 0 | 0 | 0 | 0 | 0 | 0
WT | 0 | 0 | 0 | 0 | 0 | 0
IGCC | 0 | 0 | 0 | 0 | 0 | 0
DemandResponse | 0 | 0 | 0 | 0 | 0 | 0
IGCC-CCS | 0 | 0 | 0 | 0 | 0 | 0
WT_off | 0 | 0 | 0 | 0 | 0 | 0
PseudoUnit | 0 | 0 | 0 | 0 | 0 | 0
FixedInterchange | 0 | 0 | 0 | 0 | 0 | 0
CO2 Emissions (MMmetricTons): TVA_Transmission
ReportingType | 2015 | 2020 | 2025 | 2030 | 2035 | 2040
BM | 0 | 0 | 0 | 0 | 0 | 0
CC | 0 | 0 | 0 | 0 | 0 | 0
CSP | 0 | 0 | 0 | 0 | 0 | 0
CT | 0 | 0 | 0 | 0 | 0 | 0
Coal | 0 | 0 | 0 | 0 | 0 | 0
Geo | 0 | 0 | 0 | 0 | 0 | 0
H | 0 | 0 | 0 | 0 | 0 | 0
LFG | 0 | 0 | 0 | 0 | 0 | 0
Nuc | 0 | 0 | 0 | 0 | 0 | 0
PS | 0 | 0 | 0 | 0 | 0 | 0
PV | 0 | 0 | 0 | 0 | 0 | 0
PeakG | 0 | 0 | 0 | 0 | 0 | 0
PeakO | 0 | 0 | 0 | 0 | 0 | 0
ST | 0 | 0 | 0 | 0 | 0 | 0
STOG | 0 | 0 | 0 | 0 | 0 | 0
STWD | 0 | 0 | 0 | 0 | 0 | 0
WT | 0 | 0 | 0 | 0 | 0 | 0
IGCC | 0 | 0 | 0 | 0 | 0 | 0
DemandResponse | 0 | 0 | 0 | 0 | 0 | 0
IGCC-CCS | 0 | 0 | 0 | 0 | 0 | 0
WT_off | 0 | 0 | 0 | 0 | 0 | 0
PseudoUnit | 0 | 0 | 0 | 0 | 0 | 0
FixedInterchange | 0 | 0 | 0 | 0 | 0 | 0
CO2 Emissions (MMmetricTons): VACAR
ReportingType | 2015 | 2020 | 2025 | 2030 | 2035 | 2040
BM | 0 | 0 | 0 | 0 | 0 | 0
CC | 20.52 | 22.65 | 20.02 | 21.02 | 29.61 | 40.13
CSP | 0 | 0 | 0 | 0 | 0 | 0
CT | 0.04 | 0.04 | 0.07 | 0.06 | 0.23 | 0.21
Coal | 73.83 | 69.59 | 87.26 | 94.66 | 102.39 | 103.66
Geo | 0 | 0 | 0 | 0 | 0 | 0
H | 0 | 0 | 0 | 0 | 0 | 0
LFG | 0 | 0 | 0 | 0 | 0 | 0
Nuc | 0 | 0 | 0 | 0 | 0 | 0
PS | 0 | 0 | 0 | 0 | 0 | 0
PV | 0 | 0 | 0 | 0 | 0 | 0
PeakG | 0.07 | 0.11 | 0.21 | 0.2 | 0.24 | 0.23
PeakO | 0 | 0 | 0 | 0 | 0 | 0
ST | 0 | 0 | 0 | 0 | 0 | 0
STOG | 0 | 0 | 0 | 0 | 0 | 0
STWD | 0 | 0 | 0 | 0 | 0 | 0
WT | 0 | 0 | 0 | 0 | 0 | 0
IGCC | 0 | 0 | 0 | 0 | 0 | 0
DemandResponse | 0 | 0 | 0 | 0 | 0 | 0
IGCC-CCS | 0 | 0 | 0 | 0 | 0 | 0
WT_off | 0 | 0 | 0 | 0 | 0 | 0
PseudoUnit | 0 | 0 | 0 | 0 | 0 | 0
FixedInterchange | 0 | 0 | 0 | 0 | 0 | 0
CO2 Emissions (MMmetricTons): IESO
ReportingType | 2015 | 2020 | 2025 | 2030 | 2035 | 2040
BM | 0 | 0 | 0 | 0 | 0 | 0
CC | 0.34 | 0.54 | 0.86 | 0.9 | 4.15 | 10.59
CSP | 0 | 0 | 0 | 0 | 0 | 0
CT | 0 | 0 | 0 | 0 | 0.02 | 0.08
Coal | 0 | 0 | 0 | 0 | 0 | 0
Geo | 0 | 0 | 0 | 0 | 0 | 0
H | 0 | 0 | 0 | 0 | 0 | 0
LFG | 0 | 0 | 0 | 0 | 0 | 0
Nuc | 0 | 0 | 0 | 0 | 0 | 0
PS | 0 | 0 | 0 | 0 | 0 | 0
PV | 0 | 0 | 0 | 0 | 0 | 0
PeakG | 0 | 0 | 0 | 0 | 0 | 0.01
PeakO | 0 | 0 | 0 | 0 | 0 | 0
ST | 0 | 0 | 0 | 0 | 0 | 0
STOG | 0 | 0 | 0 | 0 | 0 | 0
STWD | 0 | 0 | 0 | 0 | 0 | 0
WT | 0 | 0 | 0 | 0 | 0 | 0
IGCC | 0 | 0 | 0 | 0 | 0 | 0
DemandResponse | 0 | 0 | 0 | 0 | 0 | 0
IGCC-CCS | 0 | 0 | 0 | 0 | 0 | 0
WT_off | 0 | 0 | 0 | 0 | 0 | 0
PseudoUnit | 0 | 0 | 0 | 0 | 0 | 0
FixedInterchange | 0 | 0 | 0 | 0 | 0 | 0
CO2 Emissions (MMmetricTons): MAPP_CA
ReportingType | 2015 | 2020 | 2025 | 2030 | 2035 | 2040
BM | 0 | 0 | 0 | 0 | 0 | 0
CC | 3.58 | 4.74 | 4.91 | 5.79 | 6.91 | 6.5
CSP | 0 | 0 | 0 | 0 | 0 | 0
CT | 0 | 0 | 0 | 0 | 0 | 0.01
Coal | 0.1 | 0.22 | 0.53 | 1.95 | 3.6 | 4.09
Geo | 0 | 0 | 0 | 0 | 0 | 0
H | 0 | 0 | 0 | 0 | 0 | 0
LFG | 0 | 0 | 0 | 0 | 0 | 0
Nuc | 0 | 0 | 0 | 0 | 0 | 0
PS | 0 | 0 | 0 | 0 | 0 | 0
PV | 0 | 0 | 0 | 0 | 0 | 0
PeakG | 0 | 0 | 0 | 0 | 0 | 0
PeakO | 0 | 0 | 0 | 0 | 0 | 0
ST | 0 | 0 | 0 | 0 | 0 | 0
STOG | 0 | 0 | 0 | 0 | 0 | 0
STWD | 0 | 0 | 0 | 0 | 0 | 0
WT | 0 | 0 | 0 | 0 | 0 | 0
IGCC | 0 | 0 | 0 | 0 | 0 | 0
DemandResponse | 0 | 0 | 0 | 0 | 0 | 0
IGCC-CCS | 0 | 0 | 0 | 0 | 0 | 0
WT_off | 0 | 0 | 0 | 0 | 0 | 0
PseudoUnit | 0 | 0 | 0 | 0 | 0 | 0
FixedInterchange | 0 | 0 | 0 | 0 | 0 | 0
CO2 Emissions (MMmetricTons): AZ_NM_SNV_Coal
ReportingType | 2015 | 2020 | 2025 | 2030 | 2035 | 2040
BM | 0 | 0 | 0 | 0 | 0 | 0
CC | 0 | 0 | 0 | 0 | 0 | 0
CSP | 0 | 0 | 0 | 0 | 0 | 0
CT | 0 | 0 | 0 | 0 | 0 | 0
Coal | 67.92 | 73.03 | 73.03 | 73.03 | 77.45 | 123.01
Geo | 0 | 0 | 0 | 0 | 0 | 0
H | 0 | 0 | 0 | 0 | 0 | 0
LFG | 0 | 0 | 0 | 0 | 0 | 0
Nuc | 0 | 0 | 0 | 0 | 0 | 0
PS | 0 | 0 | 0 | 0 | 0 | 0
PV | 0 | 0 | 0 | 0 | 0 | 0
PeakG | 0 | 0 | 0 | 0 | 0 | 0
PeakO | 0 | 0 | 0 | 0 | 0 | 0
ST | 0 | 0 | 0 | 0 | 0 | 0
STOG | 0 | 0 | 0 | 0 | 0 | 0
STWD | 0 | 0 | 0 | 0 | 0 | 0
WT | 0 | 0 | 0 | 0 | 0 | 0
IGCC | 0 | 0 | 0 | 0 | 0 | 0
DemandResponse | 0 | 0 | 0 | 0 | 0 | 0
IGCC-CCS | 0 | 0 | 0 | 0 | 0 | 0
WT_off | 0 | 0 | 0 | 0 | 0 | 0
PseudoUnit | 0 | 0 | 0 | 0 | 0 | 0
FixedInterchange | 0 | 0 | 0 | 0 | 0 | 0
CO2 Emissions (MMmetricTons): AZ_NM_SNV_Gas
ReportingType | 2015 | 2020 | 2025 | 2030 | 2035 | 2040
BM | 0 | 0 | 0 | 0 | 0 | 0
CC | 39.86 | 43.82 | 45.01 | 52.16 | 58.75 | 54.45
CSP | 0 | 0 | 0 | 0 | 0 | 0
CT | 0 | 0 | 0.04 | 0.08 | 0 | 0
Coal | 0 | 0 | 0 | 0 | 0 | 0
Geo | 0 | 0 | 0 | 0 | 0 | 0
H | 0 | 0 | 0 | 0 | 0 | 0
LFG | 0 | 0 | 0 | 0 | 0 | 0
Nuc | 0 | 0 | 0 | 0 | 0 | 0
PS | 0 | 0 | 0 | 0 | 0 | 0
PV | 0 | 0 | 0 | 0 | 0 | 0
PeakG | 0 | 0 | 0.16 | 0.26 | 0.36 | 0
PeakO | 0 | 0 | 0 | 0 | 0 | 0
ST | 0 | 0 | 0 | 0 | 0 | 0
STOG | 0 | 0 | 0 | 0 | 0 | 0
STWD | 0 | 0 | 0 | 0 | 0 | 0
WT | 0 | 0 | 0 | 0 | 0 | 0
IGCC | 0 | 0 | 0 | 0 | 0 | 0
DemandResponse | 0 | 0 | 0 | 0 | 0 | 0
IGCC-CCS | 0 | 0 | 0 | 0 | 0 | 0
WT_off | 0 | 0 | 0 | 0 | 0 | 0
PseudoUnit | 0 | 0 | 0 | 0 | 0 | 0
FixedInterchange | 0 | 0 | 0 | 0 | 0 | 0
CO2 Emissions (MMmetricTons): AZ_NM_SNV_NucRenew
ReportingType | 2015 | 2020 | 2025 | 2030 | 2035 | 2040
BM | 0 | 0 | 0 | 0 | 0 | 0
CC | 0 | 0 | 0 | 0 | 0 | 0
CSP | 0 | 0 | 0 | 0 | 0 | 0
CT | 0 | 0 | 0 | 0 | 0 | 0
Coal | 0 | 0 | 0 | 0 | 0 | 0
Geo | 0 | 0 | 0 | 0 | 0 | 0
H | 0 | 0 | 0 | 0 | 0 | 0
LFG | 0 | 0 | 0 | 0 | 0 | 0
Nuc | 0 | 0 | 0 | 0 | 0 | 0
PS | 0 | 0 | 0 | 0 | 0 | 0
PV | 0 | 0 | 0 | 0 | 0 | 0
PeakG | 0 | 0 | 0 | 0 | 0 | 0
PeakO | 0 | 0 | 0 | 0 | 0 | 0
ST | 0 | 0 | 0 | 0 | 0 | 0
STOG | 0 | 0 | 0 | 0 | 0 | 0
STWD | 0 | 0 | 0 | 0 | 0 | 0
WT | 0 | 0 | 0 | 0 | 0 | 0
IGCC | 0 | 0 | 0 | 0 | 0 | 0
DemandResponse | 0 | 0 | 0 | 0 | 0 | 0
IGCC-CCS | 0 | 0 | 0 | 0 | 0 | 0
WT_off | 0 | 0 | 0 | 0 | 0 | 0
PseudoUnit | 0 | 0 | 0 | 0 | 0 | 0
FixedInterchange | 0 | 0 | 0 | 0 | 0 | 0
CO2 Emissions (MMmetricTons): ERCOT
ReportingType | 2015 | 2020 | 2025 | 2030 | 2035 | 2040
BM | 0 | 0 | 0 | 0 | 0 | 0
CC | 62.66 | 65.06 | 61.03 | 63.88 | 67.78 | 67.4
CSP | 0 | 0 | 0 | 0 | 0 | 0
CT | 0 | 0 | 0.01 | 0 | 0 | 0
Coal | 102.31 | 119.51 | 143.25 | 143.25 | 143.25 | 143.25
Geo | 0 | 0 | 0 | 0 | 0 | 0
H | 0 | 0 | 0 | 0 | 0 | 0
LFG | 0 | 0 | 0 | 0 | 0 | 0
Nuc | 0 | 0 | 0 | 0 | 0 | 0
PS | 0 | 0 | 0 | 0 | 0 | 0
PV | 0 | 0 | 0 | 0 | 0 | 0
PeakG | 0 | 0.01 | 0.06 | 0.06 | 0.04 | 0.03
PeakO | 0 | 0 | 0 | 0 | 0 | 0
ST | 0 | 0 | 0 | 0 | 0 | 0
STOG | 2.1 | 2.8 | 3.86 | 3.61 | 3.32 | 2.82
STWD | 0 | 0 | 0 | 0 | 0 | 0
WT | 0 | 0 | 0 | 0 | 0 | 0
IGCC | 0 | 0 | 0 | 0 | 0 | 0
DemandResponse | 0 | 0 | 0 | 0 | 0 | 0
IGCC-CCS | 0 | 0 | 0 | 0 | 0 | 0
WT_off | 0 | 0 | 0 | 0 | 0 | 0
PseudoUnit | 0 | 0 | 0 | 0 | 0 | 0
FixedInterchange | 0 | 0 | 0 | 0 | 0 | 0
CO2 Emissions (MMmetricTons): NP15
ReportingType | 2015 | 2020 | 2025 | 2030 | 2035 | 2040
BM | 0 | 0 | 0 | 0 | 0 | 0
CC | 14.61 | 10.23 | 13.05 | 7.97 | 5.32 | 3.17
CSP | 0 | 0 | 0 | 0 | 0 | 0
CT | 0 | 0 | 0 | 0 | 0 | 0
Coal | 0.24 | 0 | 0 | 0 | 0 | 0
Geo | 0 | 0 | 0 | 0 | 0 | 0
H | 0 | 0 | 0 | 0 | 0 | 0
LFG | 0 | 0 | 0 | 0 | 0 | 0
Nuc | 0 | 0 | 0 | 0 | 0 | 0
PS | 0 | 0 | 0 | 0 | 0 | 0
PV | 0 | 0 | 0 | 0 | 0 | 0
PeakG | 0 | 0 | 0 | 0 | 0 | 0.01
PeakO | 0 | 0 | 0 | 0 | 0 | 0
ST | 0 | 0 | 0 | 0 | 0 | 0
STOG | 0.07 | 0.05 | 0.1 | 0.14 | 0.1 | 0.18
STWD | 0 | 0 | 0 | 0 | 0 | 0
WT | 0 | 0 | 0 | 0 | 0 | 0
IGCC | 0 | 0 | 0 | 0 | 0 | 0
DemandResponse | 0 | 0 | 0 | 0 | 0 | 0
IGCC-CCS | 0 | 0 | 0 | 0 | 0 | 0
WT_off | 0 | 0 | 0 | 0 | 0 | 0
PseudoUnit | 0 | 0 | 0 | 0 | 0 | 0
FixedInterchange | 0 | 0 | 0 | 0 | 0 | 0
CO2 Emissions (MMmetricTons): NWPP_Coal
ReportingType | 2015 | 2020 | 2025 | 2030 | 2035 | 2040
BM | 0 | 0 | 0 | 0 | 0 | 0
CC | 0 | 0 | 0 | 0 | 0 | 0
CSP | 0 | 0 | 0 | 0 | 0 | 0
CT | 0 | 0 | 0 | 0 | 0 | 0
Coal | 93.12 | 93.11 | 93.11 | 93.11 | 92.63 | 92.46
Geo | 0 | 0 | 0 | 0 | 0 | 0
H | 0 | 0 | 0 | 0 | 0 | 0
LFG | 0 | 0 | 0 | 0 | 0 | 0
Nuc | 0 | 0 | 0 | 0 | 0 | 0
PS | 0 | 0 | 0 | 0 | 0 | 0
PV | 0 | 0 | 0 | 0 | 0 | 0
PeakG | 0 | 0 | 0 | 0 | 0 | 0
PeakO | 0 | 0 | 0 | 0 | 0 | 0
ST | 0 | 0 | 0 | 0 | 0 | 0
STOG | 0 | 0 | 0 | 0 | 0 | 0
STWD | 0 | 0 | 0 | 0 | 0 | 0
WT | 0 | 0 | 0 | 0 | 0 | 0
IGCC | 0 | 0 | 0 | 0 | 0 | 0
DemandResponse | 0 | 0 | 0 | 0 | 0 | 0
IGCC-CCS | 0 | 0 | 0 | 0 | 0 | 0
WT_off | 0 | 0 | 0 | 0 | 0 | 0
PseudoUnit | 0 | 0 | 0 | 0 | 0 | 0
FixedInterchange | 0 | 0 | 0 | 0 | 0 | 0
CO2 Emissions (MMmetricTons): NWPP_Gas
ReportingType | 2015 | 2020 | 2025 | 2030 | 2035 | 2040
BM | 0 | 0 | 0 | 0 | 0 | 0
CC | 19.17 | 19.17 | 19.57 | 32.2 | 40.75 | 42.58
CSP | 0 | 0 | 0 | 0 | 0 | 0
CT | 0 | 0 | 0 | 0 | 0 | 0
Coal | 0 | 0 | 0 | 0 | 0 | 6.45
Geo | 0 | 0 | 0 | 0 | 0 | 0
H | 0 | 0 | 0 | 0 | 0 | 0
LFG | 0 | 0 | 0 | 0 | 0 | 0
Nuc | 0 | 0 | 0 | 0 | 0 | 0
PS | 0 | 0 | 0 | 0 | 0 | 0
PV | 0 | 0 | 0 | 0 | 0 | 0
PeakG | 0 | 0 | 0 | 0 | 0 | 0
PeakO | 0 | 0 | 0 | 0 | 0 | 0
ST | 0 | 0 | 0 | 0 | 0 | 0
STOG | 0 | 0 | 0 | 0 | 0 | 0
STWD | 0 | 0 | 0 | 0 | 0 | 0
WT | 0 | 0 | 0 | 0 | 0 | 0
IGCC | 0 | 0 | 0 | 0 | 0 | 0
DemandResponse | 0 | 0 | 0 | 0 | 0 | 0
IGCC-CCS | 0 | 0 | 0 | 0 | 0 | 0
WT_off | 0 | 0 | 0 | 0 | 0 | 0
PseudoUnit | 0 | 0 | 0 | 0 | 0 | 0
FixedInterchange | 0 | 0 | 0 | 0 | 0 | 0
CO2 Emissions (MMmetricTons): NWPP_NucRenew
ReportingType | 2015 | 2020 | 2025 | 2030 | 2035 | 2040
BM | 0 | 0 | 0 | 0 | 0 | 0
CC | 0 | 0 | 0 | 0 | 0 | 0
CSP | 0 | 0 | 0 | 0 | 0 | 0
CT | 0 | 0 | 0 | 0 | 0 | 0
Coal | 0 | 0 | 0 | 0 | 0 | 0
Geo | 0 | 0 | 0 | 0 | 0 | 0
H | 0 | 0 | 0 | 0 | 0 | 0
LFG | 0 | 0 | 0 | 0 | 0 | 0
Nuc | 0 | 0 | 0 | 0 | 0 | 0
PS | 0 | 0 | 0 | 0 | 0 | 0
PV | 0 | 0 | 0 | 0 | 0 | 0
PeakG | 0 | 0 | 0 | 0 | 0 | 0
PeakO | 0 | 0 | 0 | 0 | 0 | 0
ST | 0 | 0 | 0 | 0 | 0 | 0
STOG | 0 | 0 | 0 | 0 | 0 | 0
STWD | 0 | 0 | 0 | 0 | 0 | 0
WT | 0 | 0 | 0 | 0 | 0 | 0
IGCC | 0 | 0 | 0 | 0 | 0 | 0
DemandResponse | 0 | 0 | 0 | 0 | 0 | 0
IGCC-CCS | 0 | 0 | 0 | 0 | 0 | 0
WT_off | 0 | 0 | 0 | 0 | 0 | 0
PseudoUnit | 0 | 0 | 0 | 0 | 0 | 0
FixedInterchange | 0 | 0 | 0 | 0 | 0 | 0
CO2 Emissions (MMmetricTons): RMPA
ReportingType | 2015 | 2020 | 2025 | 2030 | 2035 | 2040
BM | 0 | 0 | 0 | 0 | 0 | 0
CC | 2.88 | 3.64 | 1.7 | 1.71 | 1.24 | 1
CSP | 0 | 0 | 0 | 0 | 0 | 0
CT | 0 | 0 | 0 | 0 | 0 | 0
Coal | 55.51 | 54.25 | 51.68 | 52.49 | 61.25 | 69.29
Geo | 0 | 0 | 0 | 0 | 0 | 0
H | 0 | 0 | 0 | 0 | 0 | 0
LFG | 0 | 0 | 0 | 0 | 0 | 0
Nuc | 0 | 0 | 0 | 0 | 0 | 0
PS | 0 | 0 | 0 | 0 | 0 | 0
PV | 0 | 0 | 0 | 0 | 0 | 0
PeakG | 0.01 | 0.01 | 0 | 0.06 | 0.04 | 0.04
PeakO | 0 | 0 | 0 | 0 | 0 | 0
ST | 0 | 0 | 0 | 0 | 0 | 0
STOG | 0 | 0 | 0 | 0 | 0 | 0
STWD | 0 | 0 | 0 | 0 | 0 | 0
WT | 0 | 0 | 0 | 0 | 0 | 0
IGCC | 0 | 0 | 0 | 0 | 0 | 0
DemandResponse | 0 | 0 | 0 | 0 | 0 | 0
IGCC-CCS | 0 | 0 | 0 | 0 | 0 | 0
WT_off | 0 | 0 | 0 | 0 | 0 | 0
PseudoUnit | 0 | 0 | 0 | 0 | 0 | 0
FixedInterchange | 0 | 0 | 0 | 0 | 0 | 0
CO2 Emissions (MMmetricTons): SP15
ReportingType | 2015 | 2020 | 2025 | 2030 | 2035 | 2040
BM | 0 | 0 | 0 | 0 | 0 | 0
CC | 14.68 | 7.04 | 7.67 | 6.99 | 5.99 | 4.12
CSP | 0 | 0 | 0 | 0 | 0 | 0
CT | 0 | 0 | 0 | 0 | 0 | 0
Coal | 0.81 | 0.81 | 0.81 | 0.5 | 0 | 0
Geo | 0 | 0 | 0 | 0 | 0 | 0
H | 0 | 0 | 0 | 0 | 0 | 0
LFG | 0 | 0 | 0 | 0 | 0 | 0
Nuc | 0 | 0 | 0 | 0 | 0 | 0
PS | 0 | 0 | 0 | 0 | 0 | 0
PV | 0 | 0 | 0 | 0 | 0 | 0
PeakG | 0 | 0 | 0 | 0 | 0 | 0
PeakO | 0 | 0 | 0 | 0 | 0 | 0
ST | 0 | 0 | 0 | 0 | 0 | 0
STOG | 0.12 | 0.13 | 0.04 | 0.1 | 0.22 | 0.3
STWD | 0 | 0 | 0 | 0 | 0 | 0
WT | 0 | 0 | 0 | 0 | 0 | 0
IGCC | 0 | 0 | 0 | 0 | 0 | 0
DemandResponse | 0 | 0 | 0 | 0 | 0 | 0
IGCC-CCS | 0 | 0 | 0 | 0 | 0 | 0
WT_off | 0 | 0 | 0 | 0 | 0 | 0
PseudoUnit | 0 | 0 | 0 | 0 | 0 | 0
FixedInterchange | 0 | 0 | 0 | 0 | 0 | 0
CO2 Emissions (MMmetricTons): ALB
ReportingType | 2015 | 2020 | 2025 | 2030 | 2035 | 2040
BM | 0 | 0 | 0 | 0 | 0 | 0
CC | 7.34 | 9.43 | 10.87 | 13.04 | 14.86 | 16.94
CSP | 0 | 0 | 0 | 0 | 0 | 0
CT | 0 | 0 | 0 | 0 | 0 | 0
Coal | 45.36 | 45.36 | 45.36 | 45.36 | 45.36 | 45.36
Geo | 0 | 0 | 0 | 0 | 0 | 0
H | 0 | 0 | 0 | 0 | 0 | 0
LFG | 0 | 0 | 0 | 0 | 0 | 0
Nuc | 0 | 0 | 0 | 0 | 0 | 0
PS | 0 | 0 | 0 | 0 | 0 | 0
PV | 0 | 0 | 0 | 0 | 0 | 0
PeakG | 0 | 0 | 0 | 0 | 0 | 0
PeakO | 0 | 0 | 0 | 0 | 0 | 0
ST | 0 | 0 | 0 | 0 | 0 | 0
STOG | 0 | 0 | 0 | 0 | 0 | 0
STWD | 0 | 0 | 0 | 0 | 0 | 0
WT | 0 | 0 | 0 | 0 | 0 | 0
IGCC | 0 | 0 | 0 | 0 | 0 | 0
DemandResponse | 0 | 0 | 0 | 0 | 0 | 0
IGCC-CCS | 0 | 0 | 0 | 0 | 0 | 0
WT_off | 0 | 0 | 0 | 0 | 0 | 0
PseudoUnit | 0 | 0 | 0 | 0 | 0 | 0
FixedInterchange | 0 | 0 | 0 | 0 | 0 | 0
CO2 Emissions (MMmetricTons): BC
ReportingType | 2015 | 2020 | 2025 | 2030 | 2035 | 2040
BM | 0 | 0 | 0 | 0 | 0 | 0
CC | 3.56 | 4.69 | 6.39 | 7.77 | 9.79 | 11.91
CSP | 0 | 0 | 0 | 0 | 0 | 0
CT | 0 | 0 | 0 | 0 | 0 | 0
Coal | 0 | 0 | 0 | 0 | 0 | 0
Geo | 0 | 0 | 0 | 0 | 0 | 0
H | 0 | 0 | 0 | 0 | 0 | 0
LFG | 0 | 0 | 0 | 0 | 0 | 0
Nuc | 0 | 0 | 0 | 0 | 0 | 0
PS | 0 | 0 | 0 | 0 | 0 | 0
PV | 0 | 0 | 0 | 0 | 0 | 0
PeakG | 0 | 0 | 0 | 0 | 0 | 0
PeakO | 0 | 0 | 0 | 0 | 0 | 0
ST | 0 | 0 | 0 | 0 | 0 | 0
STOG | 0 | 0 | 0 | 0 | 0 | 0
STWD | 0 | 0 | 0 | 0 | 0 | 0
WT | 0 | 0 | 0 | 0 | 0 | 0
IGCC | 0 | 0 | 0 | 0 | 0 | 0
DemandResponse | 0 | 0 | 0 | 0 | 0 | 0
IGCC-CCS | 0 | 0 | 0 | 0 | 0 | 0
WT_off | 0 | 0 | 0 | 0 | 0 | 0
PseudoUnit | 0 | 0 | 0 | 0 | 0 | 0
FixedInterchange | 0 | 0 | 0 | 0 | 0 | 0
CO2 Emissions (MMmetricTons): HQ_IESO
ReportingType | 2015 | 2020 | 2025 | 2030 | 2035 | 2040
BM | 0 | 0 | 0 | 0 | 0 | 0
CC | 0 | 0 | 0 | 0 | 0 | 0
CSP | 0 | 0 | 0 | 0 | 0 | 0
CT | 0 | 0 | 0 | 0 | 0 | 0
Coal | 0 | 0 | 0 | 0 | 0 | 0
Geo | 0 | 0 | 0 | 0 | 0 | 0
H | 0 | 0 | 0 | 0 | 0 | 0
LFG | 0 | 0 | 0 | 0 | 0 | 0
Nuc | 0 | 0 | 0 | 0 | 0 | 0
PS | 0 | 0 | 0 | 0 | 0 | 0
PV | 0 | 0 | 0 | 0 | 0 | 0
PeakG | 0 | 0 | 0 | 0 | 0 | 0
PeakO | 0 | 0 | 0 | 0 | 0 | 0
ST | 0 | 0 | 0 | 0 | 0 | 0
STOG | 0 | 0 | 0 | 0 | 0 | 0
STWD | 0 | 0 | 0 | 0 | 0 | 0
WT | 0 | 0 | 0 | 0 | 0 | 0
IGCC | 0 | 0 | 0 | 0 | 0 | 0
DemandResponse | 0 | 0 | 0 | 0 | 0 | 0
IGCC-CCS | 0 | 0 | 0 | 0 | 0 | 0
WT_off | 0 | 0 | 0 | 0 | 0 | 0
PseudoUnit | 0 | 0 | 0 | 0 | 0 | 0
FixedInterchange | 0 | 0 | 0 | 0 | 0 | 0
CO2 Emissions (MMmetricTons): HQ_NEISO
ReportingType | 2015 | 2020 | 2025 | 2030 | 2035 | 2040
BM | 0 | 0 | 0 | 0 | 0 | 0
CC | 0 | 0 | 0 | 0 | 0 | 0
CSP | 0 | 0 | 0 | 0 | 0 | 0
CT | 0 | 0 | 0 | 0 | 0 | 0
Coal | 0 | 0 | 0 | 0 | 0 | 0
Geo | 0 | 0 | 0 | 0 | 0 | 0
H | 0 | 0 | 0 | 0 | 0 | 0
LFG | 0 | 0 | 0 | 0 | 0 | 0
Nuc | 0 | 0 | 0 | 0 | 0 | 0
PS | 0 | 0 | 0 | 0 | 0 | 0
PV | 0 | 0 | 0 | 0 | 0 | 0
PeakG | 0 | 0 | 0 | 0 | 0 | 0
PeakO | 0 | 0 | 0 | 0 | 0 | 0
ST | 0 | 0 | 0 | 0 | 0 | 0
STOG | 0 | 0 | 0 | 0 | 0 | 0
STWD | 0 | 0 | 0 | 0 | 0 | 0
WT | 0 | 0 | 0 | 0 | 0 | 0
IGCC | 0 | 0 | 0 | 0 | 0 | 0
DemandResponse | 0 | 0 | 0 | 0 | 0 | 0
IGCC-CCS | 0 | 0 | 0 | 0 | 0 | 0
WT_off | 0 | 0 | 0 | 0 | 0 | 0
PseudoUnit | 0 | 0 | 0 | 0 | 0 | 0
FixedInterchange | 0 | 0 | 0 | 0 | 0 | 0
CO2 Emissions (MMmetricTons): HQ_NY
ReportingType | 2015 | 2020 | 2025 | 2030 | 2035 | 2040
BM | 0 | 0 | 0 | 0 | 0 | 0
CC | 0 | 0 | 0 | 0 | 0 | 0
CSP | 0 | 0 | 0 | 0 | 0 | 0
CT | 0 | 0 | 0 | 0 | 0 | 0
Coal | 0 | 0 | 0 | 0 | 0 | 0
Geo | 0 | 0 | 0 | 0 | 0 | 0
H | 0 | 0 | 0 | 0 | 0 | 0
LFG | 0 | 0 | 0 | 0 | 0 | 0
Nuc | 0 | 0 | 0 | 0 | 0 | 0
PS | 0 | 0 | 0 | 0 | 0 | 0
PV | 0 | 0 | 0 | 0 | 0 | 0
PeakG | 0 | 0 | 0 | 0 | 0 | 0
PeakO | 0 | 0 | 0 | 0 | 0 | 0
ST | 0 | 0 | 0 | 0 | 0 | 0
STOG | 0 | 0 | 0 | 0 | 0 | 0
STWD | 0 | 0 | 0 | 0 | 0 | 0
WT | 0 | 0 | 0 | 0 | 0 | 0
IGCC | 0 | 0 | 0 | 0 | 0 | 0
DemandResponse | 0 | 0 | 0 | 0 | 0 | 0
IGCC-CCS | 0 | 0 | 0 | 0 | 0 | 0
WT_off | 0 | 0 | 0 | 0 | 0 | 0
PseudoUnit | 0 | 0 | 0 | 0 | 0 | 0
FixedInterchange | 0 | 0 | 0 | 0 | 0 | 0
CO2 Emissions (MMmetricTons): MARITIMES
ReportingType | 2015 | 2020 | 2025 | 2030 | 2035 | 2040
BM | 0 | 0 | 0 | 0 | 0 | 0
CC | 0 | 0 | 0 | 0 | 0 | 0
CSP | 0 | 0 | 0 | 0 | 0 | 0
CT | 0 | 0 | 0 | 0 | 0 | 0
Coal | 0 | 0 | 0 | 0 | 0 | 0
Geo | 0 | 0 | 0 | 0 | 0 | 0
H | 0 | 0 | 0 | 0 | 0 | 0
LFG | 0 | 0 | 0 | 0 | 0 | 0
Nuc | 0 | 0 | 0 | 0 | 0 | 0
PS | 0 | 0 | 0 | 0 | 0 | 0
PV | 0 | 0 | 0 | 0 | 0 | 0
PeakG | 0 | 0 | 0 | 0 | 0 | 0
PeakO | 0 | 0 | 0 | 0 | 0 | 0
ST | 0 | 0 | 0 | 0 | 0 | 0
STOG | 0 | 0 | 0 | 0 | 0 | 0
STWD | 0 | 0 | 0 | 0 | 0 | 0
WT | 0 | 0 | 0 | 0 | 0 | 0
IGCC | 0 | 0 | 0 | 0 | 0 | 0
DemandResponse | 0 | 0 | 0 | 0 | 0 | 0
IGCC-CCS | 0 | 0 | 0 | 0 | 0 | 0
WT_off | 0 | 0 | 0 | 0 | 0 | 0
PseudoUnit | 0 | 0 | 0 | 0 | 0 | 0
FixedInterchange | 0 | 0 | 0 | 0 | 0 | 0
CO2 Emissions (MMmetricTons): All
ReportingType | 2015 | 2020 | 2025 | 2030 | 2035 | 2040
BM | 0 | 0 | 0 | 0 | 0 | 0
CC | 435.13 | 490.56 | 477.99 | 523.12 | 601.85 | 649.17
CSP | 0 | 0 | 0 | 0 | 0 | 0
CT | 0.53 | 0.92 | 1.18 | 1.43 | 1.9 | 2.15
Coal | 1690.75 | 1601.97 | 1732.04 | 1769.24 | 1875.2 | 2055.93
Geo | 0 | 0 | 0 | 0 | 0 | 0
H | 0 | 0 | 0 | 0 | 0 | 0
LFG | 0 | 0 | 0 | 0 | 0 | 0
Nuc | 0 | 0 | 0 | 0 | 0 | 0
PS | 0 | 0 | 0 | 0 | 0 | 0
PV | 0 | 0 | 0 | 0 | 0 | 0
PeakG | 2 | 2.54 | 4.42 | 4.33 | 4.51 | 3.57
PeakO | 0 | 0 | 0 | 0 | 0 | 0
ST | 0 | 0 | 0 | 0 | 0 | 0
STOG | 8.1 | 9.93 | 11.81 | 11.5 | 10.76 | 10.39
STWD | 0 | 0 | 0 | 0 | 0 | 0
WT | 0 | 0 | 0 | 0 | 0 | 0
IGCC | 3.76 | 3.76 | 3.76 | 3.76 | 3.76 | 3.76
DemandResponse | 0 | 0 | 0 | 0 | 0 | 0
IGCC-CCS | 0 | 0 | 0 | 0 | 0 | 0
WT_off | 0 | 0 | 0 | 0 | 0 | 0
PseudoUnit | 0 | 0 | 0 | 0 | 0 | 0
FixedInterchange | 0 | 0 | 0 | 0 | 0 | 0
CO2 Emissions (MMmetricTons): EI_US
ReportingType | 2015 | 2020 | 2025 | 2030 | 2035 | 2040
BM | 0 | 0 | 0 | 0 | 0 | 0
CC | 266.45 | 322.21 | 306.94 | 330.7 | 386.31 | 430.51
CSP | 0 | 0 | 0 | 0 | 0 | 0
CT | 0.53 | 0.92 | 1.13 | 1.34 | 1.87 | 2.06
Coal | 1325.38 | 1215.68 | 1324.27 | 1359.56 | 1451.66 | 1572.03
Geo | 0 | 0 | 0 | 0 | 0 | 0
H | 0 | 0 | 0 | 0 | 0 | 0
LFG | 0 | 0 | 0 | 0 | 0 | 0
Nuc | 0 | 0 | 0 | 0 | 0 | 0
PS | 0 | 0 | 0 | 0 | 0 | 0
PV | 0 | 0 | 0 | 0 | 0 | 0
PeakG | 2 | 2.52 | 4.2 | 3.96 | 4.05 | 3.48
PeakO | 0 | 0 | 0 | 0 | 0 | 0
ST | 0 | 0 | 0 | 0 | 0 | 0
STOG | 5.81 | 6.96 | 7.81 | 7.65 | 7.11 | 7.09
STWD | 0 | 0 | 0 | 0 | 0 | 0
WT | 0 | 0 | 0 | 0 | 0 | 0
IGCC | 3.76 | 3.76 | 3.76 | 3.76 | 3.76 | 3.76
DemandResponse | 0 | 0 | 0 | 0 | 0 | 0
IGCC-CCS | 0 | 0 | 0 | 0 | 0 | 0
WT_off | 0 | 0 | 0 | 0 | 0 | 0
PseudoUnit | 0 | 0 | 0 | 0 | 0 | 0
FixedInterchange | 0 | 0 | 0 | 0 | 0 | 0
CO2 Emissions (MMmetricTons): EI_Canada
ReportingType | 2015 | 2020 | 2025 | 2030 | 2035 | 2040
BM | 0 | 0 | 0 | 0 | 0 | 0
CC | 3.92 | 5.28 | 5.77 | 6.7 | 11.06 | 17.08
CSP | 0 | 0 | 0 | 0 | 0 | 0
CT | 0 | 0 | 0 | 0 | 0.02 | 0.09
Coal | 0.1 | 0.22 | 0.53 | 1.95 | 3.6 | 4.09
Geo | 0 | 0 | 0 | 0 | 0 | 0
H | 0 | 0 | 0 | 0 | 0 | 0
LFG | 0 | 0 | 0 | 0 | 0 | 0
Nuc | 0 | 0 | 0 | 0 | 0 | 0
PS | 0 | 0 | 0 | 0 | 0 | 0
PV | 0 | 0 | 0 | 0 | 0 | 0
PeakG | 0 | 0 | 0 | 0 | 0 | 0.01
PeakO | 0 | 0 | 0 | 0 | 0 | 0
ST | 0 | 0 | 0 | 0 | 0 | 0
STOG | 0 | 0 | 0 | 0 | 0 | 0
STWD | 0 | 0 | 0 | 0 | 0 | 0
WT | 0 | 0 | 0 | 0 | 0 | 0
IGCC | 0 | 0 | 0 | 0 | 0 | 0
DemandResponse | 0 | 0 | 0 | 0 | 0 | 0
IGCC-CCS | 0 | 0 | 0 | 0 | 0 | 0
WT_off | 0 | 0 | 0 | 0 | 0 | 0
PseudoUnit | 0 | 0 | 0 | 0 | 0 | 0
FixedInterchange | 0 | 0 | 0 | 0 | 0 | 0
CO2 Emissions (MMmetricTons): EI
ReportingType | 2015 | 2020 | 2025 | 2030 | 2035 | 2040
BM | 0 | 0 | 0 | 0 | 0 | 0
CC | 270.37 | 327.49 | 312.71 | 337.4 | 397.37 | 447.59
CSP | 0 | 0 | 0 | 0 | 0 | 0
CT | 0.53 | 0.92 | 1.13 | 1.34 | 1.89 | 2.15
Coal | 1325.49 | 1215.9 | 1324.8 | 1361.51 | 1455.26 | 1576.12
Geo | 0 | 0 | 0 | 0 | 0 | 0
H | 0 | 0 | 0 | 0 | 0 | 0
LFG | 0 | 0 | 0 | 0 | 0 | 0
Nuc | 0 | 0 | 0 | 0 | 0 | 0
PS | 0 | 0 | 0 | 0 | 0 | 0
PV | 0 | 0 | 0 | 0 | 0 | 0
PeakG | 2 | 2.52 | 4.2 | 3.96 | 4.06 | 3.49
PeakO | 0 | 0 | 0 | 0 | 0 | 0
ST | 0 | 0 | 0 | 0 | 0 | 0
STOG | 5.81 | 6.96 | 7.81 | 7.65 | 7.11 | 7.09
STWD | 0 | 0 | 0 | 0 | 0 | 0
WT | 0 | 0 | 0 | 0 | 0 | 0
IGCC | 3.76 | 3.76 | 3.76 | 3.76 | 3.76 | 3.76
DemandResponse | 0 | 0 | 0 | 0 | 0 | 0
IGCC-CCS | 0 | 0 | 0 | 0 | 0 | 0
WT_off | 0 | 0 | 0 | 0 | 0 | 0
PseudoUnit | 0 | 0 | 0 | 0 | 0 | 0
FixedInterchange | 0 | 0 | 0 | 0 | 0 | 0
CO2 Emissions (MMmetricTons): Outside_EI
ReportingType | 2015 | 2020 | 2025 | 2030 | 2035 | 2040
BM | 0 | 0 | 0 | 0 | 0 | 0
CC | 164.76 | 163.07 | 165.29 | 185.72 | 204.48 | 201.58
CSP | 0 | 0 | 0 | 0 | 0 | 0
CT | 0 | 0 | 0.06 | 0.09 | 0 | 0
Coal | 365.26 | 386.07 | 407.24 | 407.73 | 419.94 | 479.82
Geo | 0 | 0 | 0 | 0 | 0 | 0
H | 0 | 0 | 0 | 0 | 0 | 0
LFG | 0 | 0 | 0 | 0 | 0 | 0
Nuc | 0 | 0 | 0 | 0 | 0 | 0
PS | 0 | 0 | 0 | 0 | 0 | 0
PV | 0 | 0 | 0 | 0 | 0 | 0
PeakG | 0.01 | 0.02 | 0.22 | 0.38 | 0.45 | 0.08
PeakO | 0 | 0 | 0 | 0 | 0 | 0
ST | 0 | 0 | 0 | 0 | 0 | 0
STOG | 2.29 | 2.98 | 4 | 3.85 | 3.65 | 3.3
STWD | 0 | 0 | 0 | 0 | 0 | 0
WT | 0 | 0 | 0 | 0 | 0 | 0
IGCC | 0 | 0 | 0 | 0 | 0 | 0
DemandResponse | 0 | 0 | 0 | 0 | 0 | 0
IGCC-CCS | 0 | 0 | 0 | 0 | 0 | 0
WT_off | 0 | 0 | 0 | 0 | 0 | 0
PseudoUnit | 0 | 0 | 0 | 0 | 0 | 0
FixedInterchange | 0 | 0 | 0 | 0 | 0 | 0
#6 | Fuel Cost [includes coal shadow price] ($million)
Fuel Cost by Reporting Type: Entergy
ReportingType | 2015 | 2020 | 2025 | 2030 | 2035 | 2040
BM | 0 | 0 | 0 | 0 | 0 | 0
CC | 2296.8 | 3347.19 | 3451.64 | 3706.81 | 4447.72 | 4622.44
CSP | 0 | 0 | 0 | 0 | 0 | 0
CT | 0 | 0 | 0 | 0 | 0 | 0
Coal | 1360.23 | 1043.75 | 1292.12 | 1434.22 | 1558.57 | 1911.29
Geo | 0 | 0 | 0 | 0 | 0 | 0
H | 0 | 0 | 0 | 0 | 0 | 0
LFG | 0 | 0 | 0.14 | 0.14 | 0.14 | 0.14
Nuc | 372.97 | 380.57 | 404.36 | 412.26 | 348.24 | 272.43
PS | 0 | 0 | 0 | 0 | 0 | 0
PV | 0 | 0 | 0 | 0 | 0 | 0
PeakG | 0 | 0.26 | 6.47 | 4.2 | 1.59 | 1.58
PeakO | 0 | 0 | 0 | 0 | 0 | 0
ST | 0 | 0 | 0 | 0 | 0 | 0
STOG | 54.76 | 68.88 | 68.38 | 73.32 | 82.02 | 87.14
STWD | 0 | 0 | 0 | 0 | 0.53 | 6.51
WT | 0 | 0 | 0 | 0 | 0 | 0
IGCC | 0 | 0 | 0 | 0 | 0 | 0
DemandResponse | 0 | 0 | 0 | 0 | 0 | 0
IGCC-CCS | 0 | 0 | 0 | 0 | 0 | 0
WT_off | 0 | 0 | 0 | 0 | 0 | 0
PseudoUnit | 0 | 0 | 0 | 0 | 0 | 0
FixedInterchange | 0 | 0 | 0 | 0 | 0 | 0
Fuel Cost by Reporting Type: FRCC
ReportingType | 2015 | 2020 | 2025 | 2030 | 2035 | 2040
BM | 0 | 0 | 0 | 0 | 0 | 0
CC | 6180.51 | 7520.57 | 8754.04 | 10122.62 | 12768.96 | 15846
CSP | 0 | 0 | 0 | 0 | 0 | 0
CT | 50.95 | 66.3 | 74.67 | 78.94 | 73.05 | 68.38
Coal | 1725.95 | 1614.82 | 1978.39 | 1957.12 | 2019.93 | 2093.01
Geo | 0 | 0 | 0 | 0 | 0 | 0
H | 0 | 0 | 0 | 0 | 0 | 0
LFG | 0 | 0 | 0.25 | 0.25 | 0.25 | 0.25
Nuc | 282.48 | 288.24 | 306.26 | 312.24 | 190.15 | 63.41
PS | 0 | 0 | 0 | 0 | 0 | 0
PV | 0 | 0 | 0 | 0 | 0 | 0
PeakG | 27.87 | 31.21 | 56.87 | 41.07 | 36.13 | 30.11
PeakO | 0 | 0 | 0 | 0 | 0 | 0
ST | 0 | 0 | 0 | 0 | 0 | 0
STOG | 186.23 | 175.66 | 197.33 | 204.81 | 207.87 | 151.83
STWD | 0 | 5.85 | 9.73 | 9.73 | 9.7 | 14.91
WT | 0 | 0 | 0 | 0 | 0 | 0
IGCC | 0 | 0 | 0 | 0 | 0 | 0
DemandResponse | 0 | 0 | 0 | 0 | 0 | 0
IGCC-CCS | 0 | 0 | 0 | 0 | 0 | 0
WT_off | 0 | 0 | 0 | 0 | 0 | 0
PseudoUnit | 0 | 0 | 0 | 0 | 0 | 0
FixedInterchange | 0 | 0 | 0 | 0 | 0 | 0
Fuel Cost by Reporting Type: MAPP_US
ReportingType | 2015 | 2020 | 2025 | 2030 | 2035 | 2040
BM | 0 | 0 | 0 | 0 | 0 | 0
CC | 6.2 | 9.1 | 10.93 | 15.96 | 12.81 | 11.19
CSP | 0 | 0 | 0 | 0 | 0 | 0
CT | 0 | 0 | 0 | 0 | 0.46 | 0
Coal | 268.9 | 256.09 | 258.3 | 259.54 | 328.1 | 423.36
Geo | 0 | 0 | 0 | 0 | 0 | 0
H | 0 | 0 | 0 | 0 | 0 | 0
LFG | 0 | 0 | 0.09 | 0.09 | 0.09 | 0.09
Nuc | 0 | 0 | 0 | 0 | 0 | 0
PS | 0 | 0 | 0 | 0 | 0 | 0
PV | 0 | 0 | 0 | 0 | 0 | 0
PeakG | 1.74 | 3.82 | 5 | 8.04 | 12.43 | 6.86
PeakO | 0 | 0 | 0 | 0 | 0 | 0
ST | 0 | 0 | 0 | 0 | 0 | 0
STOG | 0 | 0 | 0 | 0 | 0 | 0
STWD | 0 | 0 | 0 | 0 | 0 | 0
WT | 0 | 0 | 0 | 0 | 0 | 0
IGCC | 0 | 0 | 0 | 0 | 0 | 0
DemandResponse | 0 | 0 | 0 | 0 | 0 | 0
IGCC-CCS | 0 | 0 | 0 | 0 | 0 | 0
WT_off | 0 | 0 | 0 | 0 | 0 | 0
PseudoUnit | 0 | 0 | 0 | 0 | 0 | 0
FixedInterchange | 0 | 0 | 0 | 0 | 0 | 0
Fuel Cost by Reporting Type: MISO_IN
ReportingType | 2015 | 2020 | 2025 | 2030 | 2035 | 2040
BM | 0 | 0 | 0 | 0 | 0 | 0
CC | 138.98 | 563.99 | 650.29 | 941.19 | 1731.93 | 1865.01
CSP | 0 | 0 | 0 | 0 | 0 | 0
CT | 0 | 3.87 | 4.39 | 10.54 | 21.92 | 26.42
Coal | 1728.05 | 1794.9 | 1934.02 | 2160.81 | 2342.37 | 2500.96
Geo | 0 | 0 | 0 | 0 | 0 | 0
H | 0 | 0 | 0 | 0 | 0 | 0
LFG | 0 | 0 | 0 | 0.1 | 0.1 | 0.1
Nuc | 0 | 0 | 0 | 0 | 0 | 0
PS | 0 | 0 | 0 | 0 | 0 | 0
PV | 0 | 0 | 0 | 0 | 0 | 0
PeakG | 0.66 | 1.15 | 3.82 | 3.17 | 1.99 | 2.22
PeakO | 0 | 0 | 0 | 0 | 0 | 0
ST | 0 | 0 | 0 | 0 | 0 | 0
STOG | 2.78 | 3.03 | 6.7 | 3.79 | 4.2 | 9.15
STWD | 0 | 0 | 0 | 0 | 0 | 0
WT | 0 | 0 | 0 | 0 | 0 | 0
IGCC | 90.57 | 91.32 | 92.54 | 100.15 | 103.87 | 110.65
DemandResponse | 0 | 0 | 0 | 0 | 0 | 0
IGCC-CCS | 0 | 0 | 0 | 0 | 0 | 0
WT_off | 0 | 0 | 0 | 0 | 0 | 0
PseudoUnit | 0 | 0 | 0 | 0 | 0 | 0
FixedInterchange | 0 | 0 | 0 | 0 | 0 | 0
Fuel Cost by Reporting Type: MISO_MI
ReportingType | 2015 | 2020 | 2025 | 2030 | 2035 | 2040
BM | 0 | 0 | 0 | 0 | 0 | 0
CC | 471.56 | 551.36 | 468.35 | 425.15 | 467.66 | 404.26
CSP | 0 | 0 | 0 | 0 | 0 | 0
CT | 0 | 0.72 | 0.82 | 4.97 | 18.33 | 27.67
Coal | 1280.31 | 1093.99 | 1200.99 | 1336.81 | 1450.62 | 1514.74
Geo | 0 | 0 | 0 | 0 | 0 | 0
H | 0 | 0 | 0 | 0 | 0 | 0
LFG | 0 | 0.2 | 0.2 | 0.2 | 0.2 | 0.2
Nuc | 139.75 | 142.6 | 151.51 | 154.47 | 90.85 | 90.85
PS | 0 | 0 | 0 | 0 | 0 | 0
PV | 0 | 0 | 0 | 0 | 0 | 0
PeakG | 0.96 | 1.65 | 6.22 | 7.18 | 3.68 | 2.59
PeakO | 0 | 0 | 0 | 0 | 0 | 0
ST | 0 | 0 | 0 | 0 | 0 | 0
STOG | 15.26 | 29.88 | 34.18 | 37.4 | 42.08 | 47.14
STWD | 11.06 | 39.15 | 25.69 | 57.36 | 55.26 | 55.26
WT | 0 | 0 | 0 | 0 | 0 | 0
IGCC | 0 | 0 | 0 | 0 | 0 | 0
DemandResponse | 0 | 0 | 0 | 0 | 0 | 0
IGCC-CCS | 0 | 0 | 0 | 0 | 0 | 0
WT_off | 0 | 0 | 0 | 0 | 0 | 0
PseudoUnit | 0 | 0 | 0 | 0 | 0 | 0
FixedInterchange | 0 | 0 | 0 | 0 | 0 | 0
Fuel Cost by Reporting Type: MISO_MO-IL
ReportingType | 2015 | 2020 | 2025 | 2030 | 2035 | 2040
BM | 0 | 0 | 0 | 0 | 0 | 0
CC | 102.32 | 167.63 | 104.65 | 108.93 | 122.52 | 93.09
CSP | 0 | 0 | 0 | 0 | 0 | 0
CT | 0 | 2.14 | 2.45 | 5.95 | 12.39 | 14.03
Coal | 2025.52 | 1597.58 | 1794.02 | 2138.29 | 2299.34 | 2392.12
Geo | 0 | 0 | 0 | 0 | 0 | 0
H | 0 | 0 | 0 | 0 | 0 | 0
LFG | 0 | 0 | 0.29 | 0.29 | 0.29 | 0.29
Nuc | 143.46 | 146.38 | 155.53 | 158.57 | 158.57 | 158.57
PS | 0 | 0 | 0 | 0 | 0 | 0
PV | 0 | 0 | 0 | 0 | 0 | 0
PeakG | 7.92 | 9.26 | 12.49 | 9.37 | 17.33 | 23.62
PeakO | 0 | 0 | 0 | 0 | 0 | 0
ST | 0 | 0 | 0 | 0 | 0 | 0
STOG | 3.9 | 6.3 | 7.23 | 3.69 | 1.49 | 1.66
STWD | 0 | 0 | 0 | 0 | 0 | 0
WT | 0 | 0 | 0 | 0 | 0 | 0
IGCC | 0 | 0 | 0 | 0 | 0 | 0
DemandResponse | 0 | 0 | 0 | 0 | 0 | 0
IGCC-CCS | 0 | 0 | 0 | 0 | 0 | 0
WT_off | 0 | 0 | 0 | 0 | 0 | 0
PseudoUnit | 0 | 0 | 0 | 0 | 0 | 0
FixedInterchange | 0 | 0 | 0 | 0 | 0 | 0
Fuel Cost by Reporting Type: MISO_W
ReportingType | 2015 | 2020 | 2025 | 2030 | 2035 | 2040
BM | 0 | 0 | 0 | 0 | 0 | 0
CC | 339.47 | 350.67 | 277.8 | 268.51 | 319.06 | 202.22
CSP | 0 | 0 | 0 | 0 | 0 | 0
CT | 0 | 3.38 | 5.59 | 15.42 | 40.8 | 16.99
Coal | 1545.59 | 1364.86 | 1394.88 | 1438.31 | 1902.69 | 2542.88
Geo | 0 | 0 | 0 | 0 | 0 | 0
H | 0 | 0 | 0 | 0 | 0 | 0
LFG | 0 | 0 | 0.09 | 0.09 | 0.09 | 0.09
Nuc | 152.53 | 155.64 | 165.37 | 168.6 | 0.01 | 0.01
PS | 0 | 0 | 0 | 0 | 0 | 0
PV | 0 | 0 | 0 | 0 | 0 | 0
PeakG | 16.58 | 8.86 | 11.13 | 8.7 | 11.7 | 7.8
PeakO | 0 | 0 | 0 | 0 | 0 | 0
ST | 0 | 0 | 0 | 0 | 0 | 0
STOG | 1.44 | 0.46 | 0.21 | 0.13 | 0.11 | 0.02
STWD | 0 | 9.39 | 9.45 | 9.38 | 9.45 | 9.45
WT | 0 | 0 | 0 | 0 | 0 | 0
IGCC | 0 | 0 | 0 | 0 | 0 | 0
DemandResponse | 0 | 0 | 0 | 0 | 0 | 0
IGCC-CCS | 0 | 0 | 0 | 0 | 0 | 0
WT_off | 0 | 0 | 0 | 0 | 0 | 0
PseudoUnit | 0 | 0 | 0 | 0 | 0 | 0
FixedInterchange | 0 | 0 | 0 | 0 | 0 | 0
Fuel Cost by Reporting Type: MISO_WUMS
ReportingType | 2015 | 2020 | 2025 | 2030 | 2035 | 2040
BM | 0 | 0 | 0 | 0 | 0 | 0
CC | 517.13 | 1287.23 | 1254.53 | 1209.46 | 1564.58 | 1539.69
CSP | 0 | 0 | 0 | 0 | 0 | 0
CT | 0 | 0.46 | 1.38 | 3.22 | 20.67 | 41.14
Coal | 623.13 | 550 | 699.08 | 879.97 | 1053.08 | 1088.71
Geo | 0 | 0 | 0 | 0 | 0 | 0
H | 0 | 0 | 0 | 0 | 0 | 0
LFG | 0 | 0 | 0.29 | 0.29 | 0.29 | 0.29
Nuc | 120.89 | 123.35 | 131.06 | 133.62 | 0.01 | 0.01
PS | 0 | 0 | 0 | 0 | 0 | 0
PV | 0 | 0 | 0 | 0 | 0 | 0
PeakG | 1.32 | 1.69 | 5.07 | 4.71 | 7.26 | 7.42
PeakO | 0 | 0 | 0 | 0 | 0 | 0
ST | 0 | 0 | 0 | 0 | 0 | 0
STOG | 0.13 | 0 | 0 | 0 | 0.2 | 0
STWD | 0 | 1.71 | 1.91 | 3.67 | 3.67 | 3.67
WT | 0 | 0 | 0 | 0 | 0 | 0
IGCC | 0 | 0 | 0 | 0 | 0 | 0
DemandResponse | 0 | 0 | 0 | 0 | 0 | 0
IGCC-CCS | 0 | 0 | 0 | 0 | 0 | 0
WT_off | 0 | 0 | 0 | 0 | 0 | 0
PseudoUnit | 0 | 0 | 0 | 0 | 0 | 0
FixedInterchange | 0 | 0 | 0 | 0 | 0 | 0
Fuel Cost by Reporting Type: Nebraska
ReportingType | 2015 | 2020 | 2025 | 2030 | 2035 | 2040
BM | 0 | 0 | 0 | 0 | 0 | 0
CC | 23.09 | 17.45 | 19.92 | 21.79 | 21.67 | 15.29
CSP | 0 | 0 | 0 | 0 | 0 | 0
CT | 0 | 0 | 0 | 0 | 0 | 0
Coal | 434.89 | 414.52 | 414.52 | 436.94 | 746.22 | 1014.26
Geo | 0 | 0 | 0 | 0 | 0 | 0
H | 0 | 0 | 0 | 0 | 0 | 0
LFG | 0 | 0 | 0.09 | 0.09 | 0.09 | 0.09
Nuc | 83.67 | 85.37 | 90.71 | 92.48 | 0.01 | 0.01
PS | 0 | 0 | 0 | 0 | 0 | 0
PV | 0 | 0 | 0 | 0 | 0 | 0
PeakG | 4.33 | 5.11 | 9.02 | 14.52 | 19.62 | 9.24
PeakO | 0 | 0 | 0 | 0 | 0 | 0
ST | 0 | 0 | 0 | 0 | 0 | 0
STOG | 0 | 0 | 0 | 0 | 0 | 0
STWD | 0 | 0 | 0 | 0 | 0 | 0
WT | 0 | 0 | 0 | 0 | 0 | 0
IGCC | 0 | 0 | 0 | 0 | 0 | 0
DemandResponse | 0 | 0 | 0 | 0 | 0 | 0
IGCC-CCS | 0 | 0 | 0 | 0 | 0 | 0
WT_off | 0 | 0 | 0 | 0 | 0 | 0
PseudoUnit | 0 | 0 | 0 | 0 | 0 | 0
FixedInterchange | 0 | 0 | 0 | 0 | 0 | 0
Fuel Cost by Reporting Type: NEISO
ReportingType | 2015 | 2020 | 2025 | 2030 | 2035 | 2040
BM | 128.98 | 128.98 | 36.8 | 37.75 | 43.73 | 40.94
CC | 1484.82 | 1189.97 | 1317.73 | 1505.84 | 2097.72 | 2539.11
CSP | 0 | 0 | 0 | 0 | 0 | 0
CT | 0.14 | 0.52 | 0.57 | 0.62 | 1.92 | 4.2
Coal | 1.17 | 0 | 0 | 0 | 0 | 0
Geo | 0 | 0 | 0 | 0 | 0 | 0
H | 0 | 0 | 0 | 0 | 0 | 0
LFG | 0.06 | 0.14 | 0.15 | 0.15 | 0.15 | 0.15
Nuc | 293.25 | 299.23 | 317.93 | 324.14 | 234.19 | 173
PS | 0 | 0 | 0 | 0 | 0 | 0
PV | 0 | 0 | 0 | 0 | 0 | 0
PeakG | 1.29 | 1.78 | 1.94 | 2.11 | 5.84 | 6.2
PeakO | 0 | 0 | 0 | 0 | 0 | 0
ST | 0 | 0 | 0 | 0 | 0 | 0
STOG | 0 | 0 | 0 | 0 | 0 | 0
STWD | 317.32 | 96.61 | 6.15 | 86.09 | 93.69 | 97.68
WT | 0 | 0 | 0 | 0 | 0 | 0
IGCC | 0 | 0 | 0 | 0 | 0 | 0
DemandResponse | 0 | 0 | 0 | 0 | 0 | 0
IGCC-CCS | 0 | 0 | 0 | 0 | 0 | 0
WT_off | 0 | 0 | 0 | 0 | 0 | 0
PseudoUnit | 0 | 0 | 0 | 0 | 0 | 0
FixedInterchange | 0 | 0 | 0 | 0 | 0 | 0
Fuel Cost by Reporting Type: NonRTO_Midwest
ReportingType | 2015 | 2020 | 2025 | 2030 | 2035 | 2040
BM | 0 | 0 | 0 | 0 | 0 | 0
CC | 0 | 86.82 | 75.64 | 111.34 | 138.37 | 207.53
CSP | 0 | 0 | 0 | 0 | 0 | 0
CT | 0 | 2.16 | 2.42 | 5.38 | 4.48 | 11.4
Coal | 1377.58 | 1414.67 | 1471.06 | 1637.49 | 1759.48 | 1924.57
Geo | 0 | 0 | 0 | 0 | 0 | 0
H | 0 | 0 | 0 | 0 | 0 | 0
LFG | 0 | 0 | 0.1 | 0.2 | 0.2 | 0.2
Nuc | 0 | 0 | 0 | 0 | 0 | 0
PS | 0 | 0 | 0 | 0 | 0 | 0
PV | 0 | 0 | 0 | 0 | 0 | 0
PeakG | 8.55 | 12.24 | 18.06 | 21.07 | 17.61 | 30.14
PeakO | 0 | 0 | 0 | 0 | 0 | 0
ST | 0 | 0 | 0 | 0 | 0 | 0
STOG | 0 | 0 | 0 | 0 | 0 | 0
STWD | 0 | 0 | 0 | 0 | 0 | 0
WT | 0 | 0 | 0 | 0 | 0 | 0
IGCC | 0 | 0 | 0 | 0 | 0 | 0
DemandResponse | 0 | 0 | 0 | 0 | 0 | 0
IGCC-CCS | 0 | 0 | 0 | 0 | 0 | 0
WT_off | 0 | 0 | 0 | 0 | 0 | 0
PseudoUnit | 0 | 0 | 0 | 0 | 0 | 0
FixedInterchange | 0 | 0 | 0 | 0 | 0 | 0
Fuel Cost by Reporting Type: NYISO_A-F
ReportingType | 2015 | 2020 | 2025 | 2030 | 2035 | 2040
BM | 0 | 0 | 0 | 0 | 0 | 0
CC | 242.75 | 365.46 | 450.9 | 537.47 | 657 | 716.33
CSP | 0 | 0 | 0 | 0 | 0 | 0
CT | 0 | 0 | 0 | 0 | 0 | 0
Coal | 0 | 0 | 0 | 0 | 0 | 0
Geo | 0 | 0 | 0 | 0 | 0 | 0
H | 0 | 0 | 0 | 0 | 0 | 0
LFG | 0.01 | 0.01 | 0.05 | 0.09 | 0.09 | 0.09
Nuc | 217.02 | 221.45 | 235.29 | 195.6 | 154.22 | 93.47
PS | 0 | 0 | 0 | 0 | 0 | 0
PV | 0 | 0 | 0 | 0 | 0 | 0
PeakG | 0 | 0 | 0.36 | 0.39 | 0.41 | 0.44
PeakO | 0 | 0 | 0 | 0 | 0 | 0
ST | 0 | 0 | 0 | 0 | 0 | 0
STOG | 0 | 0 | 0 | 0 | 0 | 0
STWD | 0 | 0 | 0 | 0 | 0.06 | 0.22
WT | 0 | 0 | 0 | 0 | 0 | 0
IGCC | 0 | 0 | 0 | 0 | 0 | 0
DemandResponse | 0 | 0 | 0 | 0 | 0 | 0
IGCC-CCS | 0 | 0 | 0 | 0 | 0 | 0
WT_off | 0 | 0 | 0 | 0 | 0 | 0
PseudoUnit | 0 | 0 | 0 | 0 | 0 | 0
FixedInterchange | 0 | 0 | 0 | 0 | 0 | 0
Fuel Cost by Reporting Type: NYISO_G-I
ReportingType | 2015 | 2020 | 2025 | 2030 | 2035 | 2040
BM | 0 | 0 | 0 | 0 | 0 | 0
CC | 245.85 | 308.52 | 447.3 | 728.97 | 1653.45 | 2704.87
CSP | 0 | 0 | 0 | 0 | 0 | 0
CT | 0 | 0 | 0 | 0 | 0 | 0
Coal | 0 | 0 | 0 | 0 | 0 | 0
Geo | 0 | 0 | 0 | 0 | 0 | 0
H | 0 | 0 | 0 | 0 | 0 | 0
LFG | 0 | 0 | 0.09 | 0.09 | 0.09 | 0.09
Nuc | 130.64 | 133.3 | 141.63 | 144.4 | 72.41 | 0.03
PS | 0 | 0 | 0 | 0 | 0 | 0
PV | 0 | 0 | 0 | 0 | 0 | 0
PeakG | 0 | 0 | 0 | 0 | 0 | 0
PeakO | 0 | 0 | 0 | 0 | 0 | 0
ST | 0 | 0 | 0 | 0 | 0 | 0
STOG | 0 | 0 | 0 | 0 | 0 | 0
STWD | 0 | 0 | 0 | 0 | 0 | 0
WT | 0 | 0 | 0 | 0 | 0 | 0
IGCC | 0 | 0 | 0 | 0 | 0 | 0
DemandResponse | 0 | 0 | 0 | 0 | 0 | 0
IGCC-CCS | 0 | 0 | 0 | 0 | 0 | 0
WT_off | 0 | 0 | 0 | 0 | 0 | 0
PseudoUnit | 0 | 0 | 0 | 0 | 0 | 0
FixedInterchange | 0 | 0 | 0 | 0 | 0 | 0
Fuel Cost by Reporting Type: NYISO_J-K
ReportingType | 2015 | 2020 | 2025 | 2030 | 2035 | 2040
BM | 0 | 0 | 0 | 0 | 0 | 0
CC | 833.66 | 1047.08 | 1158.62 | 1228.94 | 1347.5 | 1481.3
CSP | 0 | 0 | 0 | 0 | 0 | 0
CT | 0 | 0 | 0.89 | 2.7 | 5.58 | 13.82
Coal | 0 | 0 | 0 | 0 | 0 | 0
Geo | 0 | 0 | 0 | 0 | 0 | 0
H | 0 | 0 | 0 | 0 | 0 | 0
LFG | 0 | 0 | 0 | 0.09 | 0.09 | 0.09
Nuc | 0 | 0 | 0 | 0 | 0 | 0
PS | 0 | 0 | 0 | 0 | 0 | 0
PV | 0 | 0 | 0 | 0 | 0 | 0
PeakG | 2.22 | 6.58 | 8.52 | 8.79 | 10.95 | 19.68
PeakO | 0 | 0 | 0 | 0 | 0 | 0
ST | 0 | 0 | 0 | 0 | 0 | 0
STOG | 54.01 | 99.23 | 131.58 | 143.81 | 186.79 | 248.96
STWD | 0 | 0 | 0 | 0 | 0 | 0
WT | 0 | 0 | 0 | 0 | 0 | 0
IGCC | 0 | 0 | 0 | 0 | 0 | 0
DemandResponse | 0 | 0 | 0 | 0 | 0 | 0
IGCC-CCS | 0 | 0 | 0 | 0 | 0 | 0
WT_off | 0 | 0 | 0 | 0 | 0 | 0
PseudoUnit | 0 | 0 | 0 | 0 | 0 | 0
FixedInterchange | 0 | 0 | 0 | 0 | 0 | 0
Fuel Cost by Reporting Type: PJM_E
ReportingType | 2015 | 2020 | 2025 | 2030 | 2035 | 2040
BM | 9.67 | 15.34 | 15.34 | 15.34 | 15.34 | 15.34
CC | 842.28 | 1633.81 | 1822.34 | 1737.89 | 2164.21 | 2632.15
CSP | 0 | 0 | 0 | 0 | 0 | 0
CT | 0 | 0.04 | 0.05 | 0.32 | 0.34 | 7.89
Coal | 15.08 | 17.08 | 25.79 | 46.95 | 82.07 | 108.98
Geo | 0 | 0 | 0 | 0 | 0 | 0
H | 0 | 0 | 0 | 0 | 0 | 0
LFG | 0.01 | 0.18 | 0.18 | 0.18 | 0.18 | 0.18
Nuc | 563.79 | 533.75 | 567.11 | 578.18 | 415.32 | 329.35
PS | 0 | 0 | 0 | 0 | 0 | 0
PV | 0 | 0 | 0 | 0 | 0 | 0
PeakG | 0 | 4.2 | 27.83 | 30.31 | 45.2 | 25.49
PeakO | 0 | 0 | 0 | 0 | 0 | 0
ST | 0 | 0 | 0 | 0 | 0 | 0
STOG | 4.64 | 27.75 | 48.01 | 57.79 | 68.72 | 59.82
STWD | 0 | 0 | 0 | 0 | 0 | 0
WT | 0 | 0 | 0 | 0 | 0 | 0
IGCC | 0 | 0 | 0 | 0 | 0 | 0
DemandResponse | 0 | 0 | 0 | 0 | 0 | 0
IGCC-CCS | 0 | 0 | 0 | 0 | 0 | 0
WT_off | 0 | 0 | 0 | 0 | 0 | 0
PseudoUnit | 0 | 0 | 0 | 0 | 0 | 0
FixedInterchange | 0 | 0 | 0 | 0 | 0 | 0
Fuel Cost by Reporting Type: PJM_ROM
ReportingType | 2015 | 2020 | 2025 | 2030 | 2035 | 2040
BM | 5 | 9.21 | 9.21 | 9.21 | 9.21 | 9.21
CC | 541.28 | 865.7 | 947.4 | 913.68 | 1797.62 | 6098.11
CSP | 0 | 0 | 0 | 0 | 0 | 0
CT | 0 | 0.03 | 0.18 | 0.2 | 0.21 | 0.12
Coal | 1238.3 | 1400.5 | 1478.63 | 1658.23 | 1695.19 | 1769.75
Geo | 0 | 0 | 0 | 0 | 0 | 0
H | 0 | 0 | 0 | 0 | 0 | 0
LFG | 0.02 | 0.36 | 0.36 | 0.36 | 0.36 | 0.36
Nuc | 337.6 | 344.49 | 366.02 | 373.17 | 244.83 | 178.21
PS | 0 | 0 | 0 | 0 | 0 | 0
PV | 0 | 0 | 0 | 0 | 0 | 0
PeakG | 0 | 2.7 | 2.97 | 3.24 | 20.76 | 10.51
PeakO | 0 | 0 | 0 | 0 | 0 | 0
ST | 0 | 0 | 0 | 0 | 0 | 0
STOG | 35.69 | 50.97 | 78.66 | 83.46 | 96.83 | 99.11
STWD | 15.72 | 35.1 | 35.1 | 35.1 | 35.1 | 35.1
WT | 0 | 0 | 0 | 0 | 0 | 0
IGCC | 0 | 0 | 0 | 0 | 0 | 0
DemandResponse | 0 | 0 | 0 | 0 | 0 | 0
IGCC-CCS | 0 | 0 | 0 | 0 | 0 | 0
WT_off | 0 | 0 | 0 | 0 | 0 | 0
PseudoUnit | 0 | 0 | 0 | 0 | 0 | 0
FixedInterchange | 0 | 0 | 0 | 0 | 0 | 0
Fuel Cost by Reporting Type: PJM_ROR
ReportingType | 2015 | 2020 | 2025 | 2030 | 2035 | 2040
BM | 5.11 | 18.34 | 24.54 | 62.57 | 111.97 | 83.32
CC | 2250.32 | 2417.43 | 2639.07 | 4020.27 | 7462.25 | 6831.29
CSP | 0 | 0 | 0 | 0 | 0 | 0
CT | 0.26 | 0.29 | 0.32 | 0.35 | 0.4 | 0.44
Coal | 7376.51 | 6271.29 | 6508.81 | 7435.05 | 7955.44 | 8392.08
Geo | 0 | 0 | 0 | 0 | 0 | 0
H | 0 | 0 | 0 | 0 | 0 | 0
LFG | 0.07 | 0.07 | 0.73 | 0.73 | 0.73 | 0.73
Nuc | 1319.64 | 1346.55 | 1430.71 | 1395.54 | 1084.35 | 728.88
PS | 0 | 0 | 0 | 0 | 0 | 0
PV | 0 | 0 | 0 | 0 | 0 | 0
PeakG | 62.77 | 65.56 | 89.33 | 100.21 | 85.6 | 97.07
PeakO | 0 | 0 | 0 | 0 | 0 | 0
ST | 0 | 0 | 0 | 0 | 0 | 0
STOG | 35.69 | 41.35 | 48.91 | 53.49 | 57.98 | 64.1
STWD | 2.8 | 46.51 | 87.03 | 103.87 | 103.87 | 103.87
WT | 0 | 0 | 0 | 0 | 0 | 0
IGCC | 0 | 0 | 0 | 0 | 0 | 0
DemandResponse | 0 | 0 | 0 | 0 | 0 | 0
IGCC-CCS | 0 | 0 | 0 | 0 | 0 | 0
WT_off | 0 | 0 | 0 | 0 | 0 | 0
PseudoUnit | 0 | 0 | 0 | 0 | 0 | 0
FixedInterchange | 0 | 0 | 0 | 0 | 0 | 0
Fuel Cost by Reporting Type: SOCO
ReportingType | 2015 | 2020 | 2025 | 2030 | 2035 | 2040
BM | 0 | 0 | 1.58 | 1.58 | 2.62 | 2.62
CC | 4156.48 | 4560.73 | 4549.94 | 5272.92 | 5532.4 | 5837.03
CSP | 0 | 0 | 0 | 0 | 0 | 0
CT | 0 | 0 | 0 | 0 | 0 | 0
Coal | 2602.61 | 2760.33 | 3501.04 | 3818.08 | 4393.93 | 5629.67
Geo | 0 | 0 | 0 | 0 | 0 | 0
H | 0 | 0 | 0 | 0 | 0 | 0
LFG | 0 | 0 | 0.14 | 0.14 | 0.14 | 0.14
Nuc | 396.64 | 551.11 | 585.56 | 596.99 | 596.99 | 398.46
PS | 0 | 0 | 0 | 0 | 0 | 0
PV | 0 | 0 | 0 | 0 | 0 | 0
PeakG | 27.36 | 69.55 | 147.49 | 144.71 | 158.82 | 156.93
PeakO | 0 | 0 | 0 | 0 | 0 | 0
ST | 0 | 0 | 0 | 0 | 0 | 0
STOG | 0 | 0 | 0 | 0 | 0 | 0
STWD | 0 | 0 | 0 | 0 | 0 | 0
WT | 0 | 0 | 0 | 0 | 0 | 0
IGCC | 0 | 0 | 0 | 0 | 0 | 0
DemandResponse | 0 | 0 | 0 | 0 | 0 | 0
IGCC-CCS | 0 | 0 | 0 | 0 | 0 | 0
WT_off | 0 | 0 | 0 | 0 | 0 | 0
PseudoUnit | 0 | 0 | 0 | 0 | 0 | 0
FixedInterchange | 0 | 0 | 0 | 0 | 0 | 0
Fuel Cost by Reporting Type: SPP_N
ReportingType | 2015 | 2020 | 2025 | 2030 | 2035 | 2040
BM | 0 | 0 | 0 | 0 | 0 | 0
CC | 299.01 | 662.07 | 714.13 | 831.14 | 567.15 | 458.6
CSP | 0 | 0 | 0 | 0 | 0 | 0
CT | 0 | 0 | 0 | 0 | 0 | 0
Coal | 1061.04 | 954.84 | 962.33 | 1021.35 | 1225.44 | 1456.3
Geo | 0 | 0 | 0 | 0 | 0 | 0
H | 0 | 0 | 0 | 0 | 0 | 0
LFG | 0 | 0 | 0.12 | 0.12 | 0.12 | 0.12
Nuc | 74.76 | 76.29 | 81.06 | 82.64 | 82.64 | 82.64
PS | 0 | 0 | 0 | 0 | 0 | 0
PV | 0 | 0 | 0 | 0 | 0 | 0
PeakG | 3.3 | 3.86 | 10.3 | 20.02 | 29.95 | 19.78
PeakO | 0 | 0 | 0 | 0 | 0 | 0
ST | 0 | 0 | 0 | 0 | 0 | 0
STOG | 24.23 | 26.23 | 39.06 | 46.95 | 52.08 | 53.38
STWD | 0 | 0 | 0 | 0 | 0 | 0
WT | 0 | 0 | 0 | 0 | 0 | 0
IGCC | 0 | 0 | 0 | 0 | 0 | 0
DemandResponse | 0 | 0 | 0 | 0 | 0 | 0
IGCC-CCS | 0 | 0 | 0 | 0 | 0 | 0
WT_off | 0 | 0 | 0 | 0 | 0 | 0
PseudoUnit | 0 | 0 | 0 | 0 | 0 | 0
FixedInterchange | 0 | 0 | 0 | 0 | 0 | 0
Fuel Cost by Reporting Type: SPP_S
ReportingType | 2015 | 2020 | 2025 | 2030 | 2035 | 2040
BM | 0 | 0 | 0 | 0 | 0 | 0
CC | 1431.58 | 2069.85 | 2021.01 | 2500.09 | 1315.9 | 1452.85
CSP | 0 | 0 | 0 | 0 | 0 | 0
CT | 0 | 3.79 | 8.59 | 4.98 | 0 | 0
Coal | 1752.78 | 1511.75 | 1862.78 | 2038.37 | 2225.68 | 2297.67
Geo | 0 | 0 | 0 | 0 | 0 | 0
H | 0 | 0 | 0 | 0 | 0 | 0
LFG | 0 | 0 | 0 | 0.12 | 0.12 | 0.12
Nuc | 0 | 0 | 0 | 0 | 0 | 0
PS | 0 | 0 | 0 | 0 | 0 | 0
PV | 0 | 0 | 0 | 0 | 0 | 0
PeakG | 0 | 0.49 | 7.91 | 2.42 | 0 | 0
PeakO | 0 | 0 | 0 | 0 | 0 | 0
ST | 0 | 0 | 0 | 0 | 0 | 0
STOG | 112.88 | 140.81 | 174.78 | 173.75 | 86.16 | 121.2
STWD | 0 | 0 | 0 | 0 | 0 | 0
WT | 0 | 0 | 0 | 0 | 0 | 0
IGCC | 0 | 0 | 0 | 0 | 0 | 0
DemandResponse | 0 | 0 | 0 | 0 | 0 | 0
IGCC-CCS | 0 | 0 | 0 | 0 | 0 | 0
WT_off | 0 | 0 | 0 | 0 | 0 | 0
PseudoUnit | 0 | 0 | 0 | 0 | 0 | 0
FixedInterchange | 0 | 0 | 0 | 0 | 0 | 0
Fuel Cost by Reporting Type: TVA
ReportingType | 2015 | 2020 | 2025 | 2030 | 2035 | 2040
BM | 0 | 0 | 0 | 0 | 0 | 0
CC | 694.41 | 1177.74 | 1330.1 | 1564.6 | 1542.3 | 1482.41
CSP | 0 | 0 | 0 | 0 | 0 | 0
CT | 0 | 10.72 | 22.99 | 25.53 | 17.9 | 31.84
Coal | 1907.04 | 1716.07 | 1836.44 | 1991.02 | 2751.89 | 3400.43
Geo | 0 | 0 | 0 | 0 | 0 | 0
H | 0 | 0 | 0 | 0 | 0 | 0
LFG | 0 | 0 | 0.14 | 0.14 | 0.14 | 0.14
Nuc | 542.87 | 553.94 | 588.56 | 600.05 | 420.73 | 329.46
PS | 0 | 0 | 0 | 0 | 0 | 0
PV | 0 | 0 | 0 | 0 | 0 | 0
PeakG | 0 | 0 | 2.65 | 2.8 | 2.94 | 3.27
PeakO | 0 | 0 | 0 | 0 | 0 | 0
ST | 0 | 0 | 0 | 0 | 0 | 0
STOG | 0 | 0 | 0 | 0 | 0 | 0
STWD | 0 | 0 | 0 | 0.01 | 0.14 | 0.14
WT | 0 | 0 | 0 | 0 | 0 | 0
IGCC | 0 | 0 | 0 | 0 | 0 | 0
DemandResponse | 0 | 0 | 0 | 0 | 0 | 0
IGCC-CCS | 0 | 0 | 0 | 0 | 0 | 0
WT_off | 0 | 0 | 0 | 0 | 0 | 0
PseudoUnit | 0 | 0 | 0 | 0 | 0 | 0
FixedInterchange | 0 | 0 | 0 | 0 | 0 | 0
Fuel Cost by Reporting Type: TVA_Transmission
ReportingType | 2015 | 2020 | 2025 | 2030 | 2035 | 2040
BM | 0 | 0 | 0 | 0 | 0 | 0
CC | 0 | 0 | 0 | 0 | 0 | 0
CSP | 0 | 0 | 0 | 0 | 0 | 0
CT | 0 | 0 | 0 | 0 | 0 | 0
Coal | 0 | 0 | 0 | 0 | 0 | 0
Geo | 0 | 0 | 0 | 0 | 0 | 0
H | 0 | 0 | 0 | 0 | 0 | 0
LFG | 0 | 0 | 0 | 0 | 0 | 0
Nuc | 0 | 0 | 0 | 0 | 0 | 0
PS | 0 | 0 | 0 | 0 | 0 | 0
PV | 0 | 0 | 0 | 0 | 0 | 0
PeakG | 0 | 0 | 0 | 0 | 0 | 0
PeakO | 0 | 0 | 0 | 0 | 0 | 0
ST | 0 | 0 | 0 | 0 | 0 | 0
STOG | 0 | 0 | 0 | 0 | 0 | 0
STWD | 0 | 0 | 0 | 0 | 0 | 0
WT | 0 | 0 | 0 | 0 | 0 | 0
IGCC | 0 | 0 | 0 | 0 | 0 | 0
DemandResponse | 0 | 0 | 0 | 0 | 0 | 0
IGCC-CCS | 0 | 0 | 0 | 0 | 0 | 0
WT_off | 0 | 0 | 0 | 0 | 0 | 0
PseudoUnit | 0 | 0 | 0 | 0 | 0 | 0
FixedInterchange | 0 | 0 | 0 | 0 | 0 | 0
Fuel Cost by Reporting Type: VACAR
ReportingType | 2015 | 2020 | 2025 | 2030 | 2035 | 2040
BM | 0.47 | 178.1 | 521.48 | 580.47 | 628.88 | 701.01
CC | 2126.1 | 2529.19 | 2493.97 | 2816.05 | 4338.36 | 6380.75
CSP | 0 | 0 | 0 | 0 | 0 | 0
CT | 4.22 | 4.56 | 8.95 | 7.65 | 31.85 | 32.48
Coal | 2416.03 | 2261.1 | 3048.61 | 3447.15 | 4005.91 | 4180.82
Geo | 0 | 0 | 0 | 0 | 0 | 0
H | 0 | 0 | 0 | 0 | 0 | 0
LFG | 0 | 0.14 | 0.14 | 0.14 | 0.14 | 0.14
Nuc | 730.67 | 900.6 | 956.89 | 975.58 | 746.08 | 614.79
PS | 0 | 0 | 0 | 0 | 0 | 0
PV | 0 | 0 | 0 | 0 | 0 | 0
PeakG | 6.78 | 12.33 | 25.25 | 26.06 | 33.34 | 35.38
PeakO | 0 | 0 | 0 | 0 | 0 | 0
ST | 0 | 0 | 0 | 0 | 0 | 0
STOG | 0 | 0 | 0.07 | 0.08 | 0 | 0.09
STWD | 159.73 | 159.73 | 100.95 | 117.43 | 159.73 | 159.73
WT | 0 | 0 | 0 | 0 | 0 | 0
IGCC | 0 | 0 | 0 | 0 | 0 | 0
DemandResponse | 0 | 0 | 0 | 0 | 0 | 0
IGCC-CCS | 0 | 0 | 0 | 0 | 0 | 0
WT_off | 0 | 0 | 0 | 0 | 0 | 0
PseudoUnit | 0 | 0 | 0 | 0 | 0 | 0
FixedInterchange | 0 | 0 | 0 | 0 | 0 | 0
Fuel Cost by Reporting Type: IESO
ReportingType | 2015 | 2020 | 2025 | 2030 | 2035 | 2040
BM | 0 | 0 | 0 | 0 | 0 | 0.26
CC | 32.23 | 50.31 | 88.09 | 102.14 | 506.99 | 1376.29
CSP | 0 | 0 | 0 | 0 | 0 | 0
CT | 0 | 0 | 0 | 0.22 | 2.68 | 10.65
Coal | 0 | 0 | 0 | 0 | 0 | 0
Geo | 0 | 0 | 0 | 0 | 0 | 0
H | 0 | 0 | 0 | 0 | 0 | 0
LFG | 0.02 | 0.02 | 0.02 | 0.02 | 0.02 | 0.02
Nuc | 854.23 | 871.65 | 926.13 | 944.22 | 869.51 | 757.81
PS | 0 | 0 | 0 | 0 | 0 | 0
PV | 0 | 0 | 0 | 0 | 0 | 0
PeakG | 0 | 0 | 0 | 0 | 0.31 | 1.16
PeakO | 0 | 0 | 0 | 0 | 0 | 0
ST | 0 | 0 | 0 | 0 | 0 | 0
STOG | 0 | 0 | 0 | 0 | 0 | 0
STWD | 0 | 0 | 0 | 0 | 0 | 0
WT | 0 | 0 | 0 | 0 | 0 | 0
IGCC | 0 | 0 | 0 | 0 | 0 | 0
DemandResponse | 0 | 0 | 0 | 0 | 0 | 0
IGCC-CCS | 0 | 0 | 0 | 0 | 0 | 0
WT_off | 0 | 0 | 0 | 0 | 0 | 0
PseudoUnit | 0 | 0 | 0 | 0 | 0 | 0
FixedInterchange | 0 | 0 | 0 | 0 | 0 | 0
Fuel Cost by Reporting Type: MAPP_CA
ReportingType | 2015 | 2020 | 2025 | 2030 | 2035 | 2040
BM | 0 | 0 | 0 | 0 | 0 | 0
CC | 297.88 | 451.11 | 536.11 | 687.56 | 928.69 | 974.81
CSP | 0 | 0 | 0 | 0 | 0 | 0
CT | 0 | 0 | 0 | 0 | 0 | 1.12
Coal | 4.81 | 10.16 | 24.56 | 96.71 | 185.22 | 215.95
Geo | 0 | 0 | 0 | 0 | 0 | 0
H | 0 | 0 | 0 | 0 | 0 | 0
LFG | 0 | 0 | 0 | 0 | 0 | 0
Nuc | 0 | 0 | 0 | 0 | 0 | 0
PS | 0 | 0 | 0 | 0 | 0 | 0
PV | 0 | 0 | 0 | 0 | 0 | 0
PeakG | 0 | 0 | 0.03 | 0 | 0 | 0
PeakO | 0 | 0 | 0 | 0 | 0 | 0
ST | 0 | 0 | 0 | 0 | 0 | 0
STOG | 0 | 0 | 0 | 0 | 0 | 0
STWD | 0 | 0 | 0 | 0 | 0 | 0
WT | 0 | 0 | 0 | 0 | 0 | 0
IGCC | 0 | 0 | 0 | 0 | 0 | 0
DemandResponse | 0 | 0 | 0 | 0 | 0 | 0
IGCC-CCS | 0 | 0 | 0 | 0 | 0 | 0
WT_off | 0 | 0 | 0 | 0 | 0 | 0
PseudoUnit | 0 | 0 | 0 | 0 | 0 | 0
FixedInterchange | 0 | 0 | 0 | 0 | 0 | 0
Fuel Cost by Reporting Type: AZ_NM_SNV_Coal
ReportingType | 2015 | 2020 | 2025 | 2030 | 2035 | 2040
BM | 0 | 0 | 0 | 0 | 0 | 0
CC | 0 | 0 | 0 | 0 | 0 | 0
CSP | 0 | 0 | 0 | 0 | 0 | 0
CT | 0 | 0 | 0 | 0 | 0 | 0
Coal | 1209.37 | 1320.25 | 1320.25 | 1370.37 | 1580.16 | 2883.67
Geo | 0 | 0 | 0 | 0 | 0 | 0
H | 0 | 0 | 0 | 0 | 0 | 0
LFG | 0 | 0 | 0 | 0 | 0 | 0
Nuc | 0 | 0 | 0 | 0 | 0 | 0
PS | 0 | 0 | 0 | 0 | 0 | 0
PV | 0 | 0 | 0 | 0 | 0 | 0
PeakG | 0 | 0 | 0 | 0 | 0 | 0
PeakO | 0 | 0 | 0 | 0 | 0 | 0
ST | 0 | 0 | 0 | 0 | 0 | 0
STOG | 0 | 0 | 0 | 0 | 0 | 0
STWD | 0 | 0 | 0 | 0 | 0 | 0
WT | 0 | 0 | 0 | 0 | 0 | 0
IGCC | 0 | 0 | 0 | 0 | 0 | 0
DemandResponse | 0 | 0 | 0 | 0 | 0 | 0
IGCC-CCS | 0 | 0 | 0 | 0 | 0 | 0
WT_off | 0 | 0 | 0 | 0 | 0 | 0
PseudoUnit | 0 | 0 | 0 | 0 | 0 | 0
FixedInterchange | 0 | 0 | 0 | 0 | 0 | 0
Fuel Cost by Reporting Type: AZ_NM_SNV_Gas
ReportingType | 2015 | 2020 | 2025 | 2030 | 2035 | 2040
BM | 0 | 0 | 0 | 0 | 0 | 0
CC | 3512.25 | 4478.81 | 5170.02 | 6576.1 | 8216.68 | 8389.58
CSP | 0 | 0 | 0 | 0 | 0 | 0
CT | 0 | 0 | 4.8 | 10.04 | 0 | 0
Coal | 0 | 0 | 0 | 0 | 0 | 0
Geo | 0 | 0 | 0 | 0 | 0 | 0
H | 0 | 0 | 0 | 0 | 0 | 0
LFG | 0 | 0 | 0 | 0 | 0 | 0
Nuc | 0 | 0 | 0 | 0 | 0 | 0
PS | 0 | 0 | 0 | 0 | 0 | 0
PV | 0 | 0 | 0 | 0 | 0 | 0
PeakG | 0 | 0 | 17.5 | 31.65 | 49.18 | 0
PeakO | 0 | 0 | 0 | 0 | 0 | 0
ST | 0 | 0 | 0 | 0 | 0 | 0
STOG | 0 | 0 | 0 | 0 | 0 | 0
STWD | 0 | 0 | 0 | 0 | 0 | 0
WT | 0 | 0 | 0 | 0 | 0 | 0
IGCC | 0 | 0 | 0 | 0 | 0 | 0
DemandResponse | 0 | 0 | 0 | 0 | 0 | 0
IGCC-CCS | 0 | 0 | 0 | 0 | 0 | 0
WT_off | 0 | 0 | 0 | 0 | 0 | 0
PseudoUnit | 0 | 0 | 0 | 0 | 0 | 0
FixedInterchange | 0 | 0 | 0 | 0 | 0 | 0
Fuel Cost by Reporting Type: AZ_NM_SNV_NucRenew
ReportingType | 2015 | 2020 | 2025 | 2030 | 2035 | 2040
BM | 0 | 0 | 0 | 0 | 0 | 0
CC | 0 | 0 | 0 | 0 | 0 | 0
CSP | 0 | 0 | 0 | 0 | 0 | 0
CT | 0 | 0 | 0 | 0 | 0 | 0
Coal | 0 | 0 | 0 | 0 | 0 | 0
Geo | 0 | 0 | 0 | 0 | 0 | 0
H | 0 | 0 | 0 | 0 | 0 | 0
LFG | 0 | 0.08 | 0.08 | 0.08 | 0.08 | 0.08
Nuc | 254.91 | 260.1 | 276.36 | 281.76 | 281.76 | 281.76
PS | 0 | 0 | 0 | 0 | 0 | 0
PV | 0 | 0 | 0 | 0 | 0 | 0
PeakG | 0 | 0 | 0 | 0 | 0 | 0
PeakO | 0 | 0 | 0 | 0 | 0 | 0
ST | 0 | 0 | 0 | 0 | 0 | 0
STOG | 0 | 0 | 0 | 0 | 0 | 0
STWD | 11.54 | 11.54 | 1.09 | 10.35 | 10.35 | 10.35
WT | 0 | 0 | 0 | 0 | 0 | 0
IGCC | 0 | 0 | 0 | 0 | 0 | 0
DemandResponse | 0 | 0 | 0 | 0 | 0 | 0
IGCC-CCS | 0 | 0 | 0 | 0 | 0 | 0
WT_off | 0 | 0 | 0 | 0 | 0 | 0
PseudoUnit | 0 | 0 | 0 | 0 | 0 | 0
FixedInterchange | 0 | 0 | 0 | 0 | 0 | 0
Fuel Cost by Reporting Type: ERCOT
ReportingType | 2015 | 2020 | 2025 | 2030 | 2035 | 2040
BM | 0 | 0 | 0.32 | 1.16 | 6.73 | 6.73
CC | 5543.81 | 6385.67 | 6747.58 | 7589.42 | 9014.63 | 9992.48
CSP | 0 | 0 | 0 | 0 | 0 | 0
CT | 0 | 0.28 | 1.5 | 0.54 | 0.61 | 0.68
Coal | 2511.28 | 2956.67 | 3623.37 | 3633.14 | 4292.35 | 4475.1
Geo | 0 | 0 | 0 | 0 | 0 | 0
H | 0 | 0 | 0 | 0 | 0 | 0
LFG | 0 | 0 | 0 | 0.45 | 0.45 | 0.45
Nuc | 339.13 | 346.04 | 367.67 | 374.85 | 374.85 | 374.85
PS | 0 | 0 | 0 | 0 | 0 | 0
PV | 0 | 0 | 0 | 0 | 0 | 0
PeakG | 0 | 0.71 | 6.57 | 7.05 | 5.66 | 3.9
PeakO | 0 | 0 | 0 | 0 | 0 | 0
ST | 0 | 0 | 0 | 0 | 0 | 0
STOG | 181.67 | 268.91 | 416.79 | 418.79 | 432.1 | 408.39
STWD | 0 | 0 | 0 | 0 | 0 | 0
WT | 0 | 0 | 0 | 0 | 0 | 0
IGCC | 0 | 0 | 0 | 0 | 0 | 0
DemandResponse | 0 | 0 | 0 | 0 | 0 | 0
IGCC-CCS | 0 | 0 | 0 | 0 | 0 | 0
WT_off | 0 | 0 | 0 | 0 | 0 | 0
PseudoUnit | 0 | 0 | 0 | 0 | 0 | 0
FixedInterchange | 0 | 0 | 0 | 0 | 0 | 0
Fuel Cost by Reporting Type: NP15
ReportingType | 2015 | 2020 | 2025 | 2030 | 2035 | 2040
BM | 0 | 0 | 0 | 0 | 0 | 0
CC | 1367.65 | 1105.04 | 1596.98 | 1040.12 | 777.17 | 505.18
CSP | 0 | 0 | 0 | 0 | 0 | 0
CT | 0 | 0 | 0 | 0 | 0 | 0
Coal | 1.34 | 0 | 0 | 0 | 0 | 0
Geo | 0 | 0 | 0 | 0 | 0 | 0
H | 0 | 0 | 0 | 0 | 0 | 0
LFG | 0 | 0.72 | 0.72 | 0.72 | 0.72 | 0.72
Nuc | 150.62 | 153.69 | 163.3 | 166.49 | 166.49 | 166.49
PS | 0 | 0 | 0 | 0 | 0 | 0
PV | 0 | 0 | 0 | 0 | 0 | 0
PeakG | 0 | 0 | 0 | 0 | 0 | 2.07
PeakO | 0 | 0 | 0 | 0 | 0 | 0
ST | 0 | 0 | 0 | 0 | 0 | 0
STOG | 6.35 | 5.4 | 12.42 | 18.44 | 14.85 | 28.95
STWD | 244.45 | 244.45 | 0.31 | 142.78 | 143.99 | 149.07
WT | 0 | 0 | 0 | 0 | 0 | 0
IGCC | 0 | 0 | 0 | 0 | 0 | 0
DemandResponse | 0 | 0 | 0 | 0 | 0 | 0
IGCC-CCS | 0 | 0 | 0 | 0 | 0 | 0
WT_off | 0 | 0 | 0 | 0 | 0 | 0
PseudoUnit | 0 | 0 | 0 | 0 | 0 | 0
FixedInterchange | 0 | 0 | 0 | 0 | 0 | 0
Fuel Cost by Reporting Type: NWPP_Coal
ReportingType | 2015 | 2020 | 2025 | 2030 | 2035 | 2040
BM | 0 | 0 | 0 | 0 | 0 | 0
CC | 0 | 0 | 0 | 0 | 0 | 0
CSP | 0 | 0 | 0 | 0 | 0 | 0
CT | 0 | 0 | 0 | 0 | 0 | 0
Coal | 1299.66 | 1232.54 | 1232.54 | 1290.71 | 1386.63 | 1792.77
Geo | 0 | 0 | 0 | 0 | 0 | 0
H | 0 | 0 | 0 | 0 | 0 | 0
LFG | 0 | 0 | 0 | 0 | 0 | 0
Nuc | 0 | 0 | 0 | 0 | 0 | 0
PS | 0 | 0 | 0 | 0 | 0 | 0
PV | 0 | 0 | 0 | 0 | 0 | 0
PeakG | 0 | 0 | 0 | 0 | 0 | 0
PeakO | 0 | 0 | 0 | 0 | 0 | 0
ST | 0 | 0 | 0 | 0 | 0 | 0
STOG | 0 | 0 | 0 | 0 | 0 | 0
STWD | 0 | 0 | 0 | 0 | 0 | 0
WT | 0 | 0 | 0 | 0 | 0 | 0
IGCC | 0 | 0 | 0 | 0 | 0 | 0
DemandResponse | 0 | 0 | 0 | 0 | 0 | 0
IGCC-CCS | 0 | 0 | 0 | 0 | 0 | 0
WT_off | 0 | 0 | 0 | 0 | 0 | 0
PseudoUnit | 0 | 0 | 0 | 0 | 0 | 0
FixedInterchange | 0 | 0 | 0 | 0 | 0 | 0
Fuel Cost by Reporting Type: NWPP_Gas
ReportingType | 2015 | 2020 | 2025 | 2030 | 2035 | 2040
BM | 0 | 0 | 0 | 0 | 0 | 0
CC | 1631.63 | 1916.91 | 2212.92 | 4008.84 | 5761.55 | 6788.35
CSP | 0 | 0 | 0 | 0 | 0 | 0
CT | 0 | 0 | 0 | 0 | 0 | 0
Coal | 0 | 0 | 0 | 0 | 0.02 | 185.17
Geo | 0 | 0 | 0 | 0 | 0 | 0
H | 0 | 0 | 0 | 0 | 0 | 0
LFG | 0 | 0 | 0 | 0 | 0 | 0
Nuc | 0 | 0 | 0 | 0 | 0 | 0
PS | 0 | 0 | 0 | 0 | 0 | 0
PV | 0 | 0 | 0 | 0 | 0 | 0
PeakG | 0 | 0 | 0 | 0 | 0 | 0
PeakO | 0 | 0 | 0 | 0 | 0 | 0
ST | 0 | 0 | 0 | 0 | 0 | 0
STOG | 0 | 0 | 0 | 0 | 0 | 0
STWD | 0 | 0 | 0 | 0 | 0 | 0
WT | 0 | 0 | 0 | 0 | 0 | 0
IGCC | 0 | 0 | 0 | 0 | 0 | 0
DemandResponse | 0 | 0 | 0 | 0 | 0 | 0
IGCC-CCS | 0 | 0 | 0 | 0 | 0 | 0
WT_off | 0 | 0 | 0 | 0 | 0 | 0
PseudoUnit | 0 | 0 | 0 | 0 | 0 | 0
FixedInterchange | 0 | 0 | 0 | 0 | 0 | 0
Fuel Cost by Reporting Type: NWPP_NucRenew
ReportingType | 2015 | 2020 | 2025 | 2030 | 2035 | 2040
BM | 0 | 16.65 | 0 | 16.65 | 16.65 | 16.65
CC | 0 | 0 | 0 | 0 | 0 | 0
CSP | 0 | 0 | 0 | 0 | 0 | 0
CT | 0 | 0 | 0 | 0 | 0 | 0
Coal | 0 | 0 | 0 | 0 | 0 | 0
Geo | 0 | 0 | 0 | 0 | 0 | 0
H | 0 | 0 | 0 | 0 | 0 | 0
LFG | 0.03 | 0.05 | 0.34 | 0.34 | 0.34 | 0.34
Nuc | 71.13 | 72.58 | 77.12 | 78.63 | 78.63 | 78.63
PS | 0 | 0 | 0 | 0 | 0 | 0
PV | 0 | 0 | 0 | 0 | 0 | 0
PeakG | 0 | 0 | 0 | 0 | 0 | 0
PeakO | 0 | 0 | 0 | 0 | 0 | 0
ST | 0 | 0 | 0 | 0 | 0 | 0
STOG | 0 | 0 | 0 | 0 | 0 | 0
STWD | 0 | 0.07 | 0 | 14.63 | 14.63 | 14.63
WT | 0 | 0 | 0 | 0 | 0 | 0
IGCC | 0 | 0 | 0 | 0 | 0 | 0
DemandResponse | 0 | 0 | 0 | 0 | 0 | 0
IGCC-CCS | 0 | 0 | 0 | 0 | 0 | 0
WT_off | 0 | 0 | 0 | 0 | 0 | 0
PseudoUnit | 0 | 0 | 0 | 0 | 0 | 0
FixedInterchange | 0 | 0 | 0 | 0 | 0 | 0
Fuel Cost by Reporting Type: RMPA
ReportingType | 2015 | 2020 | 2025 | 2030 | 2035 | 2040
BM | 0 | 0 | 0 | 0 | 0 | 0
CC | 254.59 | 372.84 | 190.51 | 213.41 | 170.24 | 151.24
CSP | 0 | 0 | 0 | 0 | 0 | 0
CT | 0 | 0 | 0 | 0 | 0 | 0
Coal | 673.27 | 623.14 | 597.6 | 656.29 | 957.57 | 1121.29
Geo | 0 | 0 | 0 | 0 | 0 | 0
H | 0 | 0 | 0 | 0 | 0 | 0
LFG | 0 | 0.04 | 0.04 | 0.04 | 0.04 | 0.04
Nuc | 0 | 0 | 0 | 0 | 0 | 0
PS | 0 | 0 | 0 | 0 | 0 | 0
PV | 0 | 0 | 0 | 0 | 0 | 0
PeakG | 0.55 | 1.38 | 0.2 | 6.74 | 5.57 | 5.85
PeakO | 0 | 0 | 0 | 0 | 0 | 0
ST | 0 | 0 | 0 | 0 | 0 | 0
STOG | 0 | 0 | 0 | 0 | 0 | 0
STWD | 0 | 0 | 0 | 0 | 0 | 0
WT | 0 | 0 | 0 | 0 | 0 | 0
IGCC | 0 | 0 | 0 | 0 | 0 | 0
DemandResponse | 0 | 0 | 0 | 0 | 0 | 0
IGCC-CCS | 0 | 0 | 0 | 0 | 0 | 0
WT_off | 0 | 0 | 0 | 0 | 0 | 0
PseudoUnit | 0 | 0 | 0 | 0 | 0 | 0
FixedInterchange | 0 | 0 | 0 | 0 | 0 | 0
Fuel Cost by Reporting Type: SP15
ReportingType | 2015 | 2020 | 2025 | 2030 | 2035 | 2040
BM | 3.07 | 3.07 | 0.08 | 2.72 | 2.24 | 2.24
CC | 1350.63 | 743.8 | 913.85 | 901.96 | 861.87 | 653.19
CSP | 0 | 0 | 0 | 0 | 0 | 0
CT | 0 | 0 | 0 | 0 | 0 | 0
Coal | 4.52 | 3.9 | 3.9 | 3.44 | 0 | 0
Geo | 0 | 0 | 0 | 0 | 0 | 0
H | 0 | 0 | 0 | 0 | 0 | 0
LFG | 0.01 | 0.72 | 0.72 | 0.72 | 0.72 | 0.72
Nuc | 139.02 | 141.86 | 150.73 | 153.67 | 153.67 | 153.67
PS | 0 | 0 | 0 | 0 | 0 | 0
PV | 0 | 0 | 0 | 0 | 0 | 0
PeakG | 0 | 0 | 0 | 0 | 0 | 0
PeakO | 0 | 0 | 0 | 0 | 0 | 0
ST | 0 | 0 | 0 | 0 | 0 | 0
STOG | 10.94 | 13.28 | 4.42 | 12.89 | 31.45 | 48.18
STWD | 62.63 | 62.63 | 1.69 | 38.5 | 38.5 | 33.67
WT | 0 | 0 | 0 | 0 | 0 | 0
IGCC | 0 | 0 | 0 | 0 | 0 | 0
DemandResponse | 0 | 0 | 0 | 0 | 0 | 0
IGCC-CCS | 0 | 0 | 0 | 0 | 0 | 0
WT_off | 0 | 0 | 0 | 0 | 0 | 0
PseudoUnit | 0 | 0 | 0 | 0 | 0 | 0
FixedInterchange | 0 | 0 | 0 | 0 | 0 | 0
Fuel Cost by Reporting Type: ALB
ReportingType | 2015 | 2020 | 2025 | 2030 | 2035 | 2040
BM | 0 | 0 | 0 | 0 | 0 | 0
CC | 628.14 | 949.76 | 1238.5 | 1635.42 | 2111.28 | 2711.82
CSP | 0 | 0 | 0 | 0 | 0 | 0
CT | 0 | 0 | 0 | 0 | 0 | 0
Coal | 252.31 | 217.7 | 217.7 | 312.91 | 339.21 | 352.59
Geo | 0 | 0 | 0 | 0 | 0 | 0
H | 0 | 0 | 0 | 0 | 0 | 0
LFG | 0 | 0 | 0 | 0 | 0 | 0
Nuc | 0 | 0 | 0 | 0 | 0 | 0
PS | 0 | 0 | 0 | 0 | 0 | 0
PV | 0 | 0 | 0 | 0 | 0 | 0
PeakG | 0 | 0 | 0 | 0 | 0 | 0
PeakO | 0 | 0 | 0 | 0 | 0 | 0
ST | 0 | 0 | 0 | 0 | 0 | 0
STOG | 0 | 0 | 0 | 0 | 0 | 0
STWD | 0 | 0 | 0 | 0 | 0 | 0
WT | 0 | 0 | 0 | 0 | 0 | 0
IGCC | 0 | 0 | 0 | 0 | 0 | 0
DemandResponse | 0 | 0 | 0 | 0 | 0 | 0
IGCC-CCS | 0 | 0 | 0 | 0 | 0 | 0
WT_off | 0 | 0 | 0 | 0 | 0 | 0
PseudoUnit | 0 | 0 | 0 | 0 | 0 | 0
FixedInterchange | 0 | 0 | 0 | 0 | 0 | 0
Fuel Cost by Reporting Type: BC
ReportingType | 2015 | 2020 | 2025 | 2030 | 2035 | 2040
BM | 0 | 0 | 0 | 0 | 0 | 0
CC | 306.16 | 474.07 | 730.4 | 976.6 | 1394.37 | 1903.2
CSP | 0 | 0 | 0 | 0 | 0 | 0
CT | 0 | 0 | 0 | 0 | 0 | 0
Coal | 0 | 0 | 0 | 0 | 0 | 0
Geo | 0 | 0 | 0 | 0 | 0 | 0
H | 0 | 0 | 0 | 0 | 0 | 0
LFG | 0 | 0 | 0 | 0 | 0 | 0
Nuc | 0 | 0 | 0 | 0 | 0 | 0
PS | 0 | 0 | 0 | 0 | 0 | 0
PV | 0 | 0 | 0 | 0 | 0 | 0
PeakG | 0 | 0 | 0 | 0 | 0 | 0
PeakO | 0 | 0 | 0 | 0 | 0 | 0
ST | 0 | 0 | 0 | 0 | 0 | 0
STOG | 0 | 0 | 0 | 0 | 0 | 0
STWD | 0 | 0 | 0 | 0 | 0 | 0
WT | 0 | 0 | 0 | 0 | 0 | 0
IGCC | 0 | 0 | 0 | 0 | 0 | 0
DemandResponse | 0 | 0 | 0 | 0 | 0 | 0
IGCC-CCS | 0 | 0 | 0 | 0 | 0 | 0
WT_off | 0 | 0 | 0 | 0 | 0 | 0
PseudoUnit | 0 | 0 | 0 | 0 | 0 | 0
FixedInterchange | 0 | 0 | 0 | 0 | 0 | 0
Fuel Cost by Reporting Type: HQ_IESO
ReportingType | 2015 | 2020 | 2025 | 2030 | 2035 | 2040
BM | 0 | 0 | 0 | 0 | 0 | 0
CC | 0 | 0 | 0 | 0 | 0 | 0
CSP | 0 | 0 | 0 | 0 | 0 | 0
CT | 0 | 0 | 0 | 0 | 0 | 0
Coal | 0 | 0 | 0 | 0 | 0 | 0
Geo | 0 | 0 | 0 | 0 | 0 | 0
H | 0 | 0 | 0 | 0 | 0 | 0
LFG | 0 | 0 | 0 | 0 | 0 | 0
Nuc | 0 | 0 | 0 | 0 | 0 | 0
PS | 0 | 0 | 0 | 0 | 0 | 0
PV | 0 | 0 | 0 | 0 | 0 | 0
PeakG | 0 | 0 | 0 | 0 | 0 | 0
PeakO | 0 | 0 | 0 | 0 | 0 | 0
ST | 0 | 0 | 0 | 0 | 0 | 0
STOG | 0 | 0 | 0 | 0 | 0 | 0
STWD | 0 | 0 | 0 | 0 | 0 | 0
WT | 0 | 0 | 0 | 0 | 0 | 0
IGCC | 0 | 0 | 0 | 0 | 0 | 0
DemandResponse | 0 | 0 | 0 | 0 | 0 | 0
IGCC-CCS | 0 | 0 | 0 | 0 | 0 | 0
WT_off | 0 | 0 | 0 | 0 | 0 | 0
PseudoUnit | 0 | 0 | 0 | 0 | 0 | 0
FixedInterchange | 0 | 0 | 0 | 0 | 0 | 0
Fuel Cost by Reporting Type: HQ_NEISO
ReportingType | 2015 | 2020 | 2025 | 2030 | 2035 | 2040
BM | 0 | 0 | 0 | 0 | 0 | 0
CC | 0 | 0 | 0 | 0 | 0 | 0
CSP | 0 | 0 | 0 | 0 | 0 | 0
CT | 0 | 0 | 0 | 0 | 0 | 0
Coal | 0 | 0 | 0 | 0 | 0 | 0
Geo | 0 | 0 | 0 | 0 | 0 | 0
H | 0 | 0 | 0 | 0 | 0 | 0
LFG | 0 | 0 | 0 | 0 | 0 | 0
Nuc | 0 | 0 | 0 | 0 | 0 | 0
PS | 0 | 0 | 0 | 0 | 0 | 0
PV | 0 | 0 | 0 | 0 | 0 | 0
PeakG | 0 | 0 | 0 | 0 | 0 | 0
PeakO | 0 | 0 | 0 | 0 | 0 | 0
ST | 0 | 0 | 0 | 0 | 0 | 0
STOG | 0 | 0 | 0 | 0 | 0 | 0
STWD | 0 | 0 | 0 | 0 | 0 | 0
WT | 0 | 0 | 0 | 0 | 0 | 0
IGCC | 0 | 0 | 0 | 0 | 0 | 0
DemandResponse | 0 | 0 | 0 | 0 | 0 | 0
IGCC-CCS | 0 | 0 | 0 | 0 | 0 | 0
WT_off | 0 | 0 | 0 | 0 | 0 | 0
PseudoUnit | 0 | 0 | 0 | 0 | 0 | 0
FixedInterchange | 0 | 0 | 0 | 0 | 0 | 0
Fuel Cost by Reporting Type: HQ_NY
ReportingType | 2015 | 2020 | 2025 | 2030 | 2035 | 2040
BM | 0 | 0 | 0 | 0 | 0 | 0
CC | 0 | 0 | 0 | 0 | 0 | 0
CSP | 0 | 0 | 0 | 0 | 0 | 0
CT | 0 | 0 | 0 | 0 | 0 | 0
Coal | 0 | 0 | 0 | 0 | 0 | 0
Geo | 0 | 0 | 0 | 0 | 0 | 0
H | 0 | 0 | 0 | 0 | 0 | 0
LFG | 0 | 0 | 0 | 0 | 0 | 0
Nuc | 0 | 0 | 0 | 0 | 0 | 0
PS | 0 | 0 | 0 | 0 | 0 | 0
PV | 0 | 0 | 0 | 0 | 0 | 0
PeakG | 0 | 0 | 0 | 0 | 0 | 0
PeakO | 0 | 0 | 0 | 0 | 0 | 0
ST | 0 | 0 | 0 | 0 | 0 | 0
STOG | 0 | 0 | 0 | 0 | 0 | 0
STWD | 0 | 0 | 0 | 0 | 0 | 0
WT | 0 | 0 | 0 | 0 | 0 | 0
IGCC | 0 | 0 | 0 | 0 | 0 | 0
DemandResponse | 0 | 0 | 0 | 0 | 0 | 0
IGCC-CCS | 0 | 0 | 0 | 0 | 0 | 0
WT_off | 0 | 0 | 0 | 0 | 0 | 0
PseudoUnit | 0 | 0 | 0 | 0 | 0 | 0
FixedInterchange | 0 | 0 | 0 | 0 | 0 | 0
Fuel Cost by Reporting Type: MARITIMES
ReportingType | 2015 | 2020 | 2025 | 2030 | 2035 | 2040
BM | 0 | 0 | 0 | 0 | 0 | 0
CC | 0 | 0 | 0 | 0 | 0 | 0
CSP | 0 | 0 | 0 | 0 | 0 | 0
CT | 0 | 0 | 0 | 0 | 0 | 0
Coal | 0 | 0 | 0 | 0 | 0 | 0
Geo | 0 | 0 | 0 | 0 | 0 | 0
H | 0 | 0 | 0 | 0 | 0 | 0
LFG | 0 | 0 | 0 | 0 | 0 | 0
Nuc | 0 | 0 | 0 | 0 | 0 | 0
PS | 0 | 0 | 0 | 0 | 0 | 0
PV | 0 | 0 | 0 | 0 | 0 | 0
PeakG | 0 | 0 | 0 | 0 | 0 | 0
PeakO | 0 | 0 | 0 | 0 | 0 | 0
ST | 0 | 0 | 0 | 0 | 0 | 0
STOG | 0 | 0 | 0 | 0 | 0 | 0
STWD | 0 | 0 | 0 | 0 | 0 | 0
WT | 0 | 0 | 0 | 0 | 0 | 0
IGCC | 0 | 0 | 0 | 0 | 0 | 0
DemandResponse | 0 | 0 | 0 | 0 | 0 | 0
IGCC-CCS | 0 | 0 | 0 | 0 | 0 | 0
WT_off | 0 | 0 | 0 | 0 | 0 | 0
PseudoUnit | 0 | 0 | 0 | 0 | 0 | 0
FixedInterchange | 0 | 0 | 0 | 0 | 0 | 0
Fuel Cost by Reporting Type: All
ReportingType | 2015 | 2020 | 2025 | 2030 | 2035 | 2040
BM | 152.29 | 369.69 | 609.35 | 727.45 | 837.36 | 878.31
CC | 40149.57 | 49657.87 | 54385.26 | 64321.17 | 81814.61 | 96867.64
CSP | 0 | 0 | 0 | 0 | 0 | 0
CT | 55.58 | 99.26 | 140.57 | 177.56 | 253.59 | 309.26
Coal | 36697.28 | 34402.5 | 38681.74 | 42499.24 | 48537.13 | 55668.14
Geo | 0 | 0 | 0 | 0 | 0 | 0
H | 0 | 0 | 0 | 0 | 0 | 0
LFG | 0.25 | 2.74 | 5.56 | 6.49 | 6.49 | 6.49
Nuc | 7711.69 | 8128.82 | 8636.85 | 8698.16 | 6764.49 | 5326.78
PS | 0 | 0 | 0 | 0 | 0 | 0
PV | 0 | 0 | 0 | 0 | 0 | 0
PeakG | 174.18 | 244.38 | 482.99 | 508.52 | 583.88 | 509.29
PeakO | 0 | 0 | 0 | 0 | 0 | 0
ST | 0 | 0 | 0 | 0 | 0 | 0
STOG | 730.59 | 958.14 | 1268.73 | 1332.59 | 1364.93 | 1429.11
STWD | 825.24 | 712.72 | 279.11 | 628.91 | 678.67 | 694.25
WT | 0 | 0 | 0 | 0 | 0 | 0
IGCC | 90.57 | 91.32 | 92.54 | 100.15 | 103.87 | 110.65
DemandResponse | 0 | 0 | 0 | 0 | 0 | 0
IGCC-CCS | 0 | 0 | 0 | 0 | 0 | 0
WT_off | 0 | 0 | 0 | 0 | 0 | 0
PseudoUnit | 0 | 0 | 0 | 0 | 0 | 0
FixedInterchange | 0 | 0 | 0 | 0 | 0 | 0
Fuel Cost by Reporting Type: EI_US
ReportingType | 2015 | 2020 | 2025 | 2030 | 2035 | 2040
BM | 149.23 | 349.98 | 608.95 | 706.93 | 811.74 | 852.44
CC | 25224.6 | 32729.55 | 34960.31 | 40589.59 | 52071.14 | 63421.51
CSP | 0 | 0 | 0 | 0 | 0 | 0
CT | 55.58 | 98.98 | 134.26 | 166.76 | 250.3 | 296.82
Coal | 30740.71 | 28038.14 | 31661.82 | 35135.68 | 39795.97 | 44641.6
Geo | 0 | 0 | 0 | 0 | 0 | 0
H | 0 | 0 | 0 | 0 | 0 | 0
LFG | 0.18 | 1.11 | 3.64 | 4.11 | 4.11 | 4.11
Nuc | 5902.64 | 6282.88 | 6675.54 | 6698.54 | 4839.59 | 3513.57
PS | 0 | 0 | 0 | 0 | 0 | 0
PV | 0 | 0 | 0 | 0 | 0 | 0
PeakG | 173.63 | 242.29 | 458.69 | 463.09 | 523.16 | 496.32
PeakO | 0 | 0 | 0 | 0 | 0 | 0
ST | 0 | 0 | 0 | 0 | 0 | 0
STOG | 531.63 | 670.55 | 835.1 | 882.47 | 886.53 | 943.6
STWD | 506.62 | 394.03 | 276.02 | 422.65 | 471.19 | 486.54
WT | 0 | 0 | 0 | 0 | 0 | 0
IGCC | 90.57 | 91.32 | 92.54 | 100.15 | 103.87 | 110.65
DemandResponse | 0 | 0 | 0 | 0 | 0 | 0
IGCC-CCS | 0 | 0 | 0 | 0 | 0 | 0
WT_off | 0 | 0 | 0 | 0 | 0 | 0
PseudoUnit | 0 | 0 | 0 | 0 | 0 | 0
FixedInterchange | 0 | 0 | 0 | 0 | 0 | 0
Fuel Cost by Reporting Type: EI_Canada
ReportingType | 2015 | 2020 | 2025 | 2030 | 2035 | 2040
BM | 0 | 0 | 0 | 0 | 0 | 0.26
CC | 330.1 | 501.41 | 624.2 | 789.69 | 1435.68 | 2351.09
CSP | 0 | 0 | 0 | 0 | 0 | 0
CT | 0 | 0 | 0 | 0.22 | 2.68 | 11.77
Coal | 4.81 | 10.16 | 24.56 | 96.71 | 185.22 | 215.95
Geo | 0 | 0 | 0 | 0 | 0 | 0
H | 0 | 0 | 0 | 0 | 0 | 0
LFG | 0.02 | 0.02 | 0.02 | 0.02 | 0.02 | 0.02
Nuc | 854.23 | 871.65 | 926.13 | 944.22 | 869.51 | 757.81
PS | 0 | 0 | 0 | 0 | 0 | 0
PV | 0 | 0 | 0 | 0 | 0 | 0
PeakG | 0 | 0 | 0.03 | 0 | 0.31 | 1.16
PeakO | 0 | 0 | 0 | 0 | 0 | 0
ST | 0 | 0 | 0 | 0 | 0 | 0
STOG | 0 | 0 | 0 | 0 | 0 | 0
STWD | 0 | 0 | 0 | 0 | 0 | 0
WT | 0 | 0 | 0 | 0 | 0 | 0
IGCC | 0 | 0 | 0 | 0 | 0 | 0
DemandResponse | 0 | 0 | 0 | 0 | 0 | 0
IGCC-CCS | 0 | 0 | 0 | 0 | 0 | 0
WT_off | 0 | 0 | 0 | 0 | 0 | 0
PseudoUnit | 0 | 0 | 0 | 0 | 0 | 0
FixedInterchange | 0 | 0 | 0 | 0 | 0 | 0
Fuel Cost by Reporting Type: EI
ReportingType | 2015 | 2020 | 2025 | 2030 | 2035 | 2040
BM | 149.23 | 349.98 | 608.95 | 706.93 | 811.74 | 852.69
CC | 25554.71 | 33230.97 | 35584.51 | 41379.29 | 53506.82 | 65772.61
CSP | 0 | 0 | 0 | 0 | 0 | 0
CT | 55.58 | 98.98 | 134.26 | 166.98 | 252.98 | 308.59
Coal | 30745.52 | 28048.3 | 31686.39 | 35232.39 | 39981.19 | 44857.55
Geo | 0 | 0 | 0 | 0 | 0 | 0
H | 0 | 0 | 0 | 0 | 0 | 0
LFG | 0.2 | 1.13 | 3.66 | 4.13 | 4.13 | 4.13
Nuc | 6756.88 | 7154.54 | 7601.67 | 7642.76 | 5709.1 | 4271.38
PS | 0 | 0 | 0 | 0 | 0 | 0
PV | 0 | 0 | 0 | 0 | 0 | 0
PeakG | 173.63 | 242.29 | 458.72 | 463.09 | 523.47 | 497.47
PeakO | 0 | 0 | 0 | 0 | 0 | 0
ST | 0 | 0 | 0 | 0 | 0 | 0
STOG | 531.63 | 670.55 | 835.1 | 882.47 | 886.53 | 943.6
STWD | 506.62 | 394.03 | 276.02 | 422.65 | 471.19 | 486.54
WT | 0 | 0 | 0 | 0 | 0 | 0
IGCC | 90.57 | 91.32 | 92.54 | 100.15 | 103.87 | 110.65
DemandResponse | 0 | 0 | 0 | 0 | 0 | 0
IGCC-CCS | 0 | 0 | 0 | 0 | 0 | 0
WT_off | 0 | 0 | 0 | 0 | 0 | 0
PseudoUnit | 0 | 0 | 0 | 0 | 0 | 0
FixedInterchange | 0 | 0 | 0 | 0 | 0 | 0
Fuel Cost by Reporting Type: Outside_EI
ReportingType | 2015 | 2020 | 2025 | 2030 | 2035 | 2040
BM | 3.07 | 19.72 | 0.4 | 20.52 | 25.62 | 25.62
CC | 14594.87 | 16426.9 | 18800.75 | 22941.88 | 28307.79 | 31095.04
CSP | 0 | 0 | 0 | 0 | 0 | 0
CT | 0 | 0.28 | 6.3 | 10.58 | 0.61 | 0.68
Coal | 5951.76 | 6354.21 | 6995.36 | 7266.85 | 8555.94 | 10810.59
Geo | 0 | 0 | 0 | 0 | 0 | 0
H | 0 | 0 | 0 | 0 | 0 | 0
LFG | 0.05 | 1.61 | 1.9 | 2.36 | 2.36 | 2.36
Nuc | 954.81 | 974.28 | 1035.18 | 1055.4 | 1055.4 | 1055.4
PS | 0 | 0 | 0 | 0 | 0 | 0
PV | 0 | 0 | 0 | 0 | 0 | 0
PeakG | 0.55 | 2.09 | 24.27 | 45.44 | 60.41 | 11.82
PeakO | 0 | 0 | 0 | 0 | 0 | 0
ST | 0 | 0 | 0 | 0 | 0 | 0
STOG | 198.96 | 287.59 | 433.63 | 450.12 | 478.4 | 485.52
STWD | 318.62 | 318.69 | 3.09 | 206.26 | 207.47 | 207.72
WT | 0 | 0 | 0 | 0 | 0 | 0
IGCC | 0 | 0 | 0 | 0 | 0 | 0
DemandResponse | 0 | 0 | 0 | 0 | 0 | 0
IGCC-CCS | 0 | 0 | 0 | 0 | 0 | 0
WT_off | 0 | 0 | 0 | 0 | 0 | 0
PseudoUnit | 0 | 0 | 0 | 0 | 0 | 0
FixedInterchange | 0 | 0 | 0 | 0 | 0 | 0
#7 | Emission Cost ($million)
==== Emission Program: TitleIV_CAIRSO2 : (SO2) ====
Emission Cost by Reporting Type: Entergy
ReportingType | 2015 | 2020 | 2025 | 2030 | 2035 | 2040
BM | 0 | 0 | 0 | 0 | 0 | 0
CC | 0 | 0 | 0 | 0 | 0 | 0
CSP | 0 | 0 | 0 | 0 | 0 | 0
CT | 0 | 0 | 0 | 0 | 0 | 0
Coal | 29.92 | 0 | 0 | 0 | 0 | 0
Geo | 0 | 0 | 0 | 0 | 0 | 0
H | 0 | 0 | 0 | 0 | 0 | 0
LFG | 0 | 0 | 0 | 0 | 0 | 0
Nuc | 0 | 0 | 0 | 0 | 0 | 0
PS | 0 | 0 | 0 | 0 | 0 | 0
PV | 0 | 0 | 0 | 0 | 0 | 0
PeakG | 0 | 0 | 0 | 0 | 0 | 0
PeakO | 0 | 0 | 0 | 0 | 0 | 0
ST | 0 | 0 | 0 | 0 | 0 | 0
STOG | 0 | 0 | 0 | 0 | 0 | 0
STWD | 0 | 0 | 0 | 0 | 0 | 0
WT | 0 | 0 | 0 | 0 | 0 | 0
IGCC | 0 | 0 | 0 | 0 | 0 | 0
DemandResponse | 0 | 0 | 0 | 0 | 0 | 0
IGCC-CCS | 0 | 0 | 0 | 0 | 0 | 0
WT_off | 0 | 0 | 0 | 0 | 0 | 0
PseudoUnit | 0 | 0 | 0 | 0 | 0 | 0
FixedInterchange | 0 | 0 | 0 | 0 | 0 | 0
Emission Cost by Reporting Type: FRCC
ReportingType | 2015 | 2020 | 2025 | 2030 | 2035 | 2040
BM | 0 | 0 | 0 | 0 | 0 | 0
CC | 0 | 0 | 0 | 0 | 0 | 0
CSP | 0 | 0 | 0 | 0 | 0 | 0
CT | 0 | 0 | 0 | 0 | 0 | 0
Coal | 6.3 | 0 | 0 | 0 | 0 | 0
Geo | 0 | 0 | 0 | 0 | 0 | 0
H | 0 | 0 | 0 | 0 | 0 | 0
LFG | 0 | 0 | 0 | 0 | 0 | 0
Nuc | 0 | 0 | 0 | 0 | 0 | 0
PS | 0 | 0 | 0 | 0 | 0 | 0
PV | 0 | 0 | 0 | 0 | 0 | 0
PeakG | 0 | 0 | 0 | 0 | 0 | 0
PeakO | 0 | 0 | 0 | 0 | 0 | 0
ST | 0 | 0 | 0 | 0 | 0 | 0
STOG | 0 | 0 | 0 | 0 | 0 | 0
STWD | 0 | 0 | 0 | 0 | 0 | 0
WT | 0 | 0 | 0 | 0 | 0 | 0
IGCC | 0 | 0 | 0 | 0 | 0 | 0
DemandResponse | 0 | 0 | 0 | 0 | 0 | 0
IGCC-CCS | 0 | 0 | 0 | 0 | 0 | 0
WT_off | 0 | 0 | 0 | 0 | 0 | 0
PseudoUnit | 0 | 0 | 0 | 0 | 0 | 0
FixedInterchange | 0 | 0 | 0 | 0 | 0 | 0
Emission Cost by Reporting Type: MAPP_US
ReportingType | 2015 | 2020 | 2025 | 2030 | 2035 | 2040
BM | 0 | 0 | 0 | 0 | 0 | 0
CC | 0 | 0 | 0 | 0 | 0 | 0
CSP | 0 | 0 | 0 | 0 | 0 | 0
CT | 0 | 0 | 0 | 0 | 0 | 0
Coal | 1.16 | 0 | 0 | 0 | 0 | 0
Geo | 0 | 0 | 0 | 0 | 0 | 0
H | 0 | 0 | 0 | 0 | 0 | 0
LFG | 0 | 0 | 0 | 0 | 0 | 0
Nuc | 0 | 0 | 0 | 0 | 0 | 0
PS | 0 | 0 | 0 | 0 | 0 | 0
PV | 0 | 0 | 0 | 0 | 0 | 0
PeakG | 0 | 0 | 0 | 0 | 0 | 0
PeakO | 0 | 0 | 0 | 0 | 0 | 0
ST | 0 | 0 | 0 | 0 | 0 | 0
STOG | 0 | 0 | 0 | 0 | 0 | 0
STWD | 0 | 0 | 0 | 0 | 0 | 0
WT | 0 | 0 | 0 | 0 | 0 | 0
IGCC | 0 | 0 | 0 | 0 | 0 | 0
DemandResponse | 0 | 0 | 0 | 0 | 0 | 0
IGCC-CCS | 0 | 0 | 0 | 0 | 0 | 0
WT_off | 0 | 0 | 0 | 0 | 0 | 0
PseudoUnit | 0 | 0 | 0 | 0 | 0 | 0
FixedInterchange | 0 | 0 | 0 | 0 | 0 | 0
Emission Cost by Reporting Type: MISO_IN
ReportingType | 2015 | 2020 | 2025 | 2030 | 2035 | 2040
BM | 0 | 0 | 0 | 0 | 0 | 0
CC | 0 | 0 | 0 | 0 | 0 | 0
CSP | 0 | 0 | 0 | 0 | 0 | 0
CT | 0 | 0 | 0 | 0 | 0 | 0
Coal | 24 | 0 | 0 | 0 | 0 | 0
Geo | 0 | 0 | 0 | 0 | 0 | 0
H | 0 | 0 | 0 | 0 | 0 | 0
LFG | 0 | 0 | 0 | 0 | 0 | 0
Nuc | 0 | 0 | 0 | 0 | 0 | 0
PS | 0 | 0 | 0 | 0 | 0 | 0
PV | 0 | 0 | 0 | 0 | 0 | 0
PeakG | 0 | 0 | 0 | 0 | 0 | 0
PeakO | 0 | 0 | 0 | 0 | 0 | 0
ST | 0 | 0 | 0 | 0 | 0 | 0
STOG | 0 | 0 | 0 | 0 | 0 | 0
STWD | 0 | 0 | 0 | 0 | 0 | 0
WT | 0 | 0 | 0 | 0 | 0 | 0
IGCC | 0.19 | 0 | 0 | 0 | 0 | 0
DemandResponse | 0 | 0 | 0 | 0 | 0 | 0
IGCC-CCS | 0 | 0 | 0 | 0 | 0 | 0
WT_off | 0 | 0 | 0 | 0 | 0 | 0
PseudoUnit | 0 | 0 | 0 | 0 | 0 | 0
FixedInterchange | 0 | 0 | 0 | 0 | 0 | 0
Emission Cost by Reporting Type: MISO_MI
ReportingType | 2015 | 2020 | 2025 | 2030 | 2035 | 2040
BM | 0 | 0 | 0 | 0 | 0 | 0
CC | 0 | 0 | 0 | 0 | 0 | 0
CSP | 0 | 0 | 0 | 0 | 0 | 0
CT | 0 | 0 | 0 | 0 | 0 | 0
Coal | 23 | 0 | 0 | 0 | 0 | 0
Geo | 0 | 0 | 0 | 0 | 0 | 0
H | 0 | 0 | 0 | 0 | 0 | 0
LFG | 0 | 0 | 0 | 0 | 0 | 0
Nuc | 0 | 0 | 0 | 0 | 0 | 0
PS | 0 | 0 | 0 | 0 | 0 | 0
PV | 0 | 0 | 0 | 0 | 0 | 0
PeakG | 0 | 0 | 0 | 0 | 0 | 0
PeakO | 0 | 0 | 0 | 0 | 0 | 0
ST | 0 | 0 | 0 | 0 | 0 | 0
STOG | 0 | 0 | 0 | 0 | 0 | 0
STWD | 0 | 0 | 0 | 0 | 0 | 0
WT | 0 | 0 | 0 | 0 | 0 | 0
IGCC | 0 | 0 | 0 | 0 | 0 | 0
DemandResponse | 0 | 0 | 0 | 0 | 0 | 0
IGCC-CCS | 0 | 0 | 0 | 0 | 0 | 0
WT_off | 0 | 0 | 0 | 0 | 0 | 0
PseudoUnit | 0 | 0 | 0 | 0 | 0 | 0
FixedInterchange | 0 | 0 | 0 | 0 | 0 | 0
Emission Cost by Reporting Type: MISO_MO-IL
ReportingType | 2015 | 2020 | 2025 | 2030 | 2035 | 2040
BM | 0 | 0 | 0 | 0 | 0 | 0
CC | 0 | 0 | 0 | 0 | 0 | 0
CSP | 0 | 0 | 0 | 0 | 0 | 0
CT | 0 | 0 | 0 | 0 | 0 | 0
Coal | 45.45 | 0 | 0 | 0 | 0 | 0
Geo | 0 | 0 | 0 | 0 | 0 | 0
H | 0 | 0 | 0 | 0 | 0 | 0
LFG | 0 | 0 | 0 | 0 | 0 | 0
Nuc | 0 | 0 | 0 | 0 | 0 | 0
PS | 0 | 0 | 0 | 0 | 0 | 0
PV | 0 | 0 | 0 | 0 | 0 | 0
PeakG | 0 | 0 | 0 | 0 | 0 | 0
PeakO | 0 | 0 | 0 | 0 | 0 | 0
ST | 0 | 0 | 0 | 0 | 0 | 0
STOG | 0 | 0 | 0 | 0 | 0 | 0
STWD | 0 | 0 | 0 | 0 | 0 | 0
WT | 0 | 0 | 0 | 0 | 0 | 0
IGCC | 0 | 0 | 0 | 0 | 0 | 0
DemandResponse | 0 | 0 | 0 | 0 | 0 | 0
IGCC-CCS | 0 | 0 | 0 | 0 | 0 | 0
WT_off | 0 | 0 | 0 | 0 | 0 | 0
PseudoUnit | 0 | 0 | 0 | 0 | 0 | 0
FixedInterchange | 0 | 0 | 0 | 0 | 0 | 0
Emission Cost by Reporting Type: MISO_W
ReportingType | 2015 | 2020 | 2025 | 2030 | 2035 | 2040
BM | 0 | 0 | 0 | 0 | 0 | 0
CC | 0 | 0 | 0 | 0 | 0 | 0
CSP | 0 | 0 | 0 | 0 | 0 | 0
CT | 0 | 0 | 0 | 0 | 0 | 0
Coal | 22.44 | 0 | 0 | 0 | 0 | 0
Geo | 0 | 0 | 0 | 0 | 0 | 0
H | 0 | 0 | 0 | 0 | 0 | 0
LFG | 0 | 0 | 0 | 0 | 0 | 0
Nuc | 0 | 0 | 0 | 0 | 0 | 0
PS | 0 | 0 | 0 | 0 | 0 | 0
PV | 0 | 0 | 0 | 0 | 0 | 0
PeakG | 0 | 0 | 0 | 0 | 0 | 0
PeakO | 0 | 0 | 0 | 0 | 0 | 0
ST | 0 | 0 | 0 | 0 | 0 | 0
STOG | 0 | 0 | 0 | 0 | 0 | 0
STWD | 0 | 0 | 0 | 0 | 0 | 0
WT | 0 | 0 | 0 | 0 | 0 | 0
IGCC | 0 | 0 | 0 | 0 | 0 | 0
DemandResponse | 0 | 0 | 0 | 0 | 0 | 0
IGCC-CCS | 0 | 0 | 0 | 0 | 0 | 0
WT_off | 0 | 0 | 0 | 0 | 0 | 0
PseudoUnit | 0 | 0 | 0 | 0 | 0 | 0
FixedInterchange | 0 | 0 | 0 | 0 | 0 | 0
Emission Cost by Reporting Type: MISO_WUMS
ReportingType | 2015 | 2020 | 2025 | 2030 | 2035 | 2040
BM | 0 | 0 | 0 | 0 | 0 | 0
CC | 0 | 0 | 0 | 0 | 0 | 0
CSP | 0 | 0 | 0 | 0 | 0 | 0
CT | 0 | 0 | 0 | 0 | 0 | 0
Coal | 4.29 | 0 | 0 | 0 | 0 | 0
Geo | 0 | 0 | 0 | 0 | 0 | 0
H | 0 | 0 | 0 | 0 | 0 | 0
LFG | 0 | 0 | 0 | 0 | 0 | 0
Nuc | 0 | 0 | 0 | 0 | 0 | 0
PS | 0 | 0 | 0 | 0 | 0 | 0
PV | 0 | 0 | 0 | 0 | 0 | 0
PeakG | 0 | 0 | 0 | 0 | 0 | 0
PeakO | 0 | 0 | 0 | 0 | 0 | 0
ST | 0 | 0 | 0 | 0 | 0 | 0
STOG | 0 | 0 | 0 | 0 | 0 | 0
STWD | 0 | 0 | 0 | 0 | 0 | 0
WT | 0 | 0 | 0 | 0 | 0 | 0
IGCC | 0 | 0 | 0 | 0 | 0 | 0
DemandResponse | 0 | 0 | 0 | 0 | 0 | 0
IGCC-CCS | 0 | 0 | 0 | 0 | 0 | 0
WT_off | 0 | 0 | 0 | 0 | 0 | 0
PseudoUnit | 0 | 0 | 0 | 0 | 0 | 0
FixedInterchange | 0 | 0 | 0 | 0 | 0 | 0
Emission Cost by Reporting Type: Nebraska
ReportingType | 2015 | 2020 | 2025 | 2030 | 2035 | 2040
BM | 0 | 0 | 0 | 0 | 0 | 0
CC | 0 | 0 | 0 | 0 | 0 | 0
CSP | 0 | 0 | 0 | 0 | 0 | 0
CT | 0 | 0 | 0 | 0 | 0 | 0
Coal | 3.48 | 0 | 0 | 0 | 0 | 0
Geo | 0 | 0 | 0 | 0 | 0 | 0
H | 0 | 0 | 0 | 0 | 0 | 0
LFG | 0 | 0 | 0 | 0 | 0 | 0
Nuc | 0 | 0 | 0 | 0 | 0 | 0
PS | 0 | 0 | 0 | 0 | 0 | 0
PV | 0 | 0 | 0 | 0 | 0 | 0
PeakG | 0 | 0 | 0 | 0 | 0 | 0
PeakO | 0 | 0 | 0 | 0 | 0 | 0
ST | 0 | 0 | 0 | 0 | 0 | 0
STOG | 0 | 0 | 0 | 0 | 0 | 0
STWD | 0 | 0 | 0 | 0 | 0 | 0
WT | 0 | 0 | 0 | 0 | 0 | 0
IGCC | 0 | 0 | 0 | 0 | 0 | 0
DemandResponse | 0 | 0 | 0 | 0 | 0 | 0
IGCC-CCS | 0 | 0 | 0 | 0 | 0 | 0
WT_off | 0 | 0 | 0 | 0 | 0 | 0
PseudoUnit | 0 | 0 | 0 | 0 | 0 | 0
FixedInterchange | 0 | 0 | 0 | 0 | 0 | 0
Emission Cost by Reporting Type: NEISO
ReportingType | 2015 | 2020 | 2025 | 2030 | 2035 | 2040
BM | 0 | 0 | 0 | 0 | 0 | 0
CC | 0 | 0 | 0 | 0 | 0 | 0
CSP | 0 | 0 | 0 | 0 | 0 | 0
CT | 0 | 0 | 0 | 0 | 0 | 0
Coal | 0 | 0 | 0 | 0 | 0 | 0
Geo | 0 | 0 | 0 | 0 | 0 | 0
H | 0 | 0 | 0 | 0 | 0 | 0
LFG | 0 | 0 | 0 | 0 | 0 | 0
Nuc | 0 | 0 | 0 | 0 | 0 | 0
PS | 0 | 0 | 0 | 0 | 0 | 0
PV | 0 | 0 | 0 | 0 | 0 | 0
PeakG | 0 | 0 | 0 | 0 | 0 | 0
PeakO | 0 | 0 | 0 | 0 | 0 | 0
ST | 0 | 0 | 0 | 0 | 0 | 0
STOG | 0 | 0 | 0 | 0 | 0 | 0
STWD | 0 | 0 | 0 | 0 | 0 | 0
WT | 0 | 0 | 0 | 0 | 0 | 0
IGCC | 0 | 0 | 0 | 0 | 0 | 0
DemandResponse | 0 | 0 | 0 | 0 | 0 | 0
IGCC-CCS | 0 | 0 | 0 | 0 | 0 | 0
WT_off | 0 | 0 | 0 | 0 | 0 | 0
PseudoUnit | 0 | 0 | 0 | 0 | 0 | 0
FixedInterchange | 0 | 0 | 0 | 0 | 0 | 0
Emission Cost by Reporting Type: NonRTO_Midwest
ReportingType | 2015 | 2020 | 2025 | 2030 | 2035 | 2040
BM | 0 | 0 | 0 | 0 | 0 | 0
CC | 0 | 0 | 0 | 0 | 0 | 0
CSP | 0 | 0 | 0 | 0 | 0 | 0
CT | 0 | 0 | 0 | 0 | 0 | 0
Coal | 15.02 | 0 | 0 | 0 | 0 | 0
Geo | 0 | 0 | 0 | 0 | 0 | 0
H | 0 | 0 | 0 | 0 | 0 | 0
LFG | 0 | 0 | 0 | 0 | 0 | 0
Nuc | 0 | 0 | 0 | 0 | 0 | 0
PS | 0 | 0 | 0 | 0 | 0 | 0
PV | 0 | 0 | 0 | 0 | 0 | 0
PeakG | 0 | 0 | 0 | 0 | 0 | 0
PeakO | 0 | 0 | 0 | 0 | 0 | 0
ST | 0 | 0 | 0 | 0 | 0 | 0
STOG | 0 | 0 | 0 | 0 | 0 | 0
STWD | 0 | 0 | 0 | 0 | 0 | 0
WT | 0 | 0 | 0 | 0 | 0 | 0
IGCC | 0 | 0 | 0 | 0 | 0 | 0
DemandResponse | 0 | 0 | 0 | 0 | 0 | 0
IGCC-CCS | 0 | 0 | 0 | 0 | 0 | 0
WT_off | 0 | 0 | 0 | 0 | 0 | 0
PseudoUnit | 0 | 0 | 0 | 0 | 0 | 0
FixedInterchange | 0 | 0 | 0 | 0 | 0 | 0
Emission Cost by Reporting Type: NYISO_A-F
ReportingType | 2015 | 2020 | 2025 | 2030 | 2035 | 2040
BM | 0 | 0 | 0 | 0 | 0 | 0
CC | 0 | 0 | 0 | 0 | 0 | 0
CSP | 0 | 0 | 0 | 0 | 0 | 0
CT | 0 | 0 | 0 | 0 | 0 | 0
Coal | 0 | 0 | 0 | 0 | 0 | 0
Geo | 0 | 0 | 0 | 0 | 0 | 0
H | 0 | 0 | 0 | 0 | 0 | 0
LFG | 0 | 0 | 0 | 0 | 0 | 0
Nuc | 0 | 0 | 0 | 0 | 0 | 0
PS | 0 | 0 | 0 | 0 | 0 | 0
PV | 0 | 0 | 0 | 0 | 0 | 0
PeakG | 0 | 0 | 0 | 0 | 0 | 0
PeakO | 0 | 0 | 0 | 0 | 0 | 0
ST | 0 | 0 | 0 | 0 | 0 | 0
STOG | 0 | 0 | 0 | 0 | 0 | 0
STWD | 0 | 0 | 0 | 0 | 0 | 0
WT | 0 | 0 | 0 | 0 | 0 | 0
IGCC | 0 | 0 | 0 | 0 | 0 | 0
DemandResponse | 0 | 0 | 0 | 0 | 0 | 0
IGCC-CCS | 0 | 0 | 0 | 0 | 0 | 0
WT_off | 0 | 0 | 0 | 0 | 0 | 0
PseudoUnit | 0 | 0 | 0 | 0 | 0 | 0
FixedInterchange | 0 | 0 | 0 | 0 | 0 | 0
Emission Cost by Reporting Type: NYISO_G-I
ReportingType | 2015 | 2020 | 2025 | 2030 | 2035 | 2040
BM | 0 | 0 | 0 | 0 | 0 | 0
CC | 0 | 0 | 0 | 0 | 0 | 0
CSP | 0 | 0 | 0 | 0 | 0 | 0
CT | 0 | 0 | 0 | 0 | 0 | 0
Coal | 0 | 0 | 0 | 0 | 0 | 0
Geo | 0 | 0 | 0 | 0 | 0 | 0
H | 0 | 0 | 0 | 0 | 0 | 0
LFG | 0 | 0 | 0 | 0 | 0 | 0
Nuc | 0 | 0 | 0 | 0 | 0 | 0
PS | 0 | 0 | 0 | 0 | 0 | 0
PV | 0 | 0 | 0 | 0 | 0 | 0
PeakG | 0 | 0 | 0 | 0 | 0 | 0
PeakO | 0 | 0 | 0 | 0 | 0 | 0
ST | 0 | 0 | 0 | 0 | 0 | 0
STOG | 0 | 0 | 0 | 0 | 0 | 0
STWD | 0 | 0 | 0 | 0 | 0 | 0
WT | 0 | 0 | 0 | 0 | 0 | 0
IGCC | 0 | 0 | 0 | 0 | 0 | 0
DemandResponse | 0 | 0 | 0 | 0 | 0 | 0
IGCC-CCS | 0 | 0 | 0 | 0 | 0 | 0
WT_off | 0 | 0 | 0 | 0 | 0 | 0
PseudoUnit | 0 | 0 | 0 | 0 | 0 | 0
FixedInterchange | 0 | 0 | 0 | 0 | 0 | 0
Emission Cost by Reporting Type: NYISO_J-K
ReportingType | 2015 | 2020 | 2025 | 2030 | 2035 | 2040
BM | 0 | 0 | 0 | 0 | 0 | 0
CC | 0 | 0 | 0 | 0 | 0 | 0
CSP | 0 | 0 | 0 | 0 | 0 | 0
CT | 0 | 0 | 0 | 0 | 0 | 0
Coal | 0 | 0 | 0 | 0 | 0 | 0
Geo | 0 | 0 | 0 | 0 | 0 | 0
H | 0 | 0 | 0 | 0 | 0 | 0
LFG | 0 | 0 | 0 | 0 | 0 | 0
Nuc | 0 | 0 | 0 | 0 | 0 | 0
PS | 0 | 0 | 0 | 0 | 0 | 0
PV | 0 | 0 | 0 | 0 | 0 | 0
PeakG | 0 | 0 | 0 | 0 | 0 | 0
PeakO | 0 | 0 | 0 | 0 | 0 | 0
ST | 0 | 0 | 0 | 0 | 0 | 0
STOG | 0 | 0 | 0 | 0 | 0 | 0
STWD | 0 | 0 | 0 | 0 | 0 | 0
WT | 0 | 0 | 0 | 0 | 0 | 0
IGCC | 0 | 0 | 0 | 0 | 0 | 0
DemandResponse | 0 | 0 | 0 | 0 | 0 | 0
IGCC-CCS | 0 | 0 | 0 | 0 | 0 | 0
WT_off | 0 | 0 | 0 | 0 | 0 | 0
PseudoUnit | 0 | 0 | 0 | 0 | 0 | 0
FixedInterchange | 0 | 0 | 0 | 0 | 0 | 0
Emission Cost by Reporting Type: PJM_E
ReportingType | 2015 | 2020 | 2025 | 2030 | 2035 | 2040
BM | 0 | 0 | 0 | 0 | 0 | 0
CC | 0 | 0 | 0 | 0 | 0 | 0
CSP | 0 | 0 | 0 | 0 | 0 | 0
CT | 0 | 0 | 0 | 0 | 0 | 0
Coal | 0.04 | 0 | 0 | 0 | 0 | 0
Geo | 0 | 0 | 0 | 0 | 0 | 0
H | 0 | 0 | 0 | 0 | 0 | 0
LFG | 0 | 0 | 0 | 0 | 0 | 0
Nuc | 0 | 0 | 0 | 0 | 0 | 0
PS | 0 | 0 | 0 | 0 | 0 | 0
PV | 0 | 0 | 0 | 0 | 0 | 0
PeakG | 0 | 0 | 0 | 0 | 0 | 0
PeakO | 0 | 0 | 0 | 0 | 0 | 0
ST | 0 | 0 | 0 | 0 | 0 | 0
STOG | 0 | 0 | 0 | 0 | 0 | 0
STWD | 0 | 0 | 0 | 0 | 0 | 0
WT | 0 | 0 | 0 | 0 | 0 | 0
IGCC | 0 | 0 | 0 | 0 | 0 | 0
DemandResponse | 0 | 0 | 0 | 0 | 0 | 0
IGCC-CCS | 0 | 0 | 0 | 0 | 0 | 0
WT_off | 0 | 0 | 0 | 0 | 0 | 0
PseudoUnit | 0 | 0 | 0 | 0 | 0 | 0
FixedInterchange | 0 | 0 | 0 | 0 | 0 | 0
Emission Cost by Reporting Type: PJM_ROM
ReportingType | 2015 | 2020 | 2025 | 2030 | 2035 | 2040
BM | 0 | 0 | 0 | 0 | 0 | 0
CC | 0 | 0 | 0 | 0 | 0 | 0
CSP | 0 | 0 | 0 | 0 | 0 | 0
CT | 0 | 0 | 0 | 0 | 0 | 0
Coal | 15.4 | 0 | 0 | 0 | 0 | 0
Geo | 0 | 0 | 0 | 0 | 0 | 0
H | 0 | 0 | 0 | 0 | 0 | 0
LFG | 0 | 0 | 0 | 0 | 0 | 0
Nuc | 0 | 0 | 0 | 0 | 0 | 0
PS | 0 | 0 | 0 | 0 | 0 | 0
PV | 0 | 0 | 0 | 0 | 0 | 0
PeakG | 0 | 0 | 0 | 0 | 0 | 0
PeakO | 0 | 0 | 0 | 0 | 0 | 0
ST | 0 | 0 | 0 | 0 | 0 | 0
STOG | 0 | 0 | 0 | 0 | 0 | 0
STWD | 0 | 0 | 0 | 0 | 0 | 0
WT | 0 | 0 | 0 | 0 | 0 | 0
IGCC | 0 | 0 | 0 | 0 | 0 | 0
DemandResponse | 0 | 0 | 0 | 0 | 0 | 0
IGCC-CCS | 0 | 0 | 0 | 0 | 0 | 0
WT_off | 0 | 0 | 0 | 0 | 0 | 0
PseudoUnit | 0 | 0 | 0 | 0 | 0 | 0
FixedInterchange | 0 | 0 | 0 | 0 | 0 | 0
Emission Cost by Reporting Type: PJM_ROR
ReportingType | 2015 | 2020 | 2025 | 2030 | 2035 | 2040
BM | 0 | 0 | 0 | 0 | 0 | 0
CC | 0 | 0 | 0 | 0 | 0 | 0
CSP | 0 | 0 | 0 | 0 | 0 | 0
CT | 0 | 0 | 0 | 0 | 0 | 0
Coal | 119.36 | 0 | 0 | 0 | 0 | 0
Geo | 0 | 0 | 0 | 0 | 0 | 0
H | 0 | 0 | 0 | 0 | 0 | 0
LFG | 0 | 0 | 0 | 0 | 0 | 0
Nuc | 0 | 0 | 0 | 0 | 0 | 0
PS | 0 | 0 | 0 | 0 | 0 | 0
PV | 0 | 0 | 0 | 0 | 0 | 0
PeakG | 0 | 0 | 0 | 0 | 0 | 0
PeakO | 0 | 0 | 0 | 0 | 0 | 0
ST | 0 | 0 | 0 | 0 | 0 | 0
STOG | 0 | 0 | 0 | 0 | 0 | 0
STWD | 0 | 0 | 0 | 0 | 0 | 0
WT | 0 | 0 | 0 | 0 | 0 | 0
IGCC | 0 | 0 | 0 | 0 | 0 | 0
DemandResponse | 0 | 0 | 0 | 0 | 0 | 0
IGCC-CCS | 0 | 0 | 0 | 0 | 0 | 0
WT_off | 0 | 0 | 0 | 0 | 0 | 0
PseudoUnit | 0 | 0 | 0 | 0 | 0 | 0
FixedInterchange | 0 | 0 | 0 | 0 | 0 | 0
Emission Cost by Reporting Type: SOCO
ReportingType | 2015 | 2020 | 2025 | 2030 | 2035 | 2040
BM | 0 | 0 | 0 | 0 | 0 | 0
CC | 0 | 0 | 0 | 0 | 0 | 0
CSP | 0 | 0 | 0 | 0 | 0 | 0
CT | 0 | 0 | 0 | 0 | 0 | 0
Coal | 34.56 | 0 | 0 | 0 | 0 | 0
Geo | 0 | 0 | 0 | 0 | 0 | 0
H | 0 | 0 | 0 | 0 | 0 | 0
LFG | 0 | 0 | 0 | 0 | 0 | 0
Nuc | 0 | 0 | 0 | 0 | 0 | 0
PS | 0 | 0 | 0 | 0 | 0 | 0
PV | 0 | 0 | 0 | 0 | 0 | 0
PeakG | 0 | 0 | 0 | 0 | 0 | 0
PeakO | 0 | 0 | 0 | 0 | 0 | 0
ST | 0 | 0 | 0 | 0 | 0 | 0
STOG | 0 | 0 | 0 | 0 | 0 | 0
STWD | 0 | 0 | 0 | 0 | 0 | 0
WT | 0 | 0 | 0 | 0 | 0 | 0
IGCC | 0 | 0 | 0 | 0 | 0 | 0
DemandResponse | 0 | 0 | 0 | 0 | 0 | 0
IGCC-CCS | 0 | 0 | 0 | 0 | 0 | 0
WT_off | 0 | 0 | 0 | 0 | 0 | 0
PseudoUnit | 0 | 0 | 0 | 0 | 0 | 0
FixedInterchange | 0 | 0 | 0 | 0 | 0 | 0
Emission Cost by Reporting Type: SPP_N
ReportingType | 2015 | 2020 | 2025 | 2030 | 2035 | 2040
BM | 0 | 0 | 0 | 0 | 0 | 0
CC | 0 | 0 | 0 | 0 | 0 | 0
CSP | 0 | 0 | 0 | 0 | 0 | 0
CT | 0 | 0 | 0 | 0 | 0 | 0
Coal | 4.98 | 0 | 0 | 0 | 0 | 0
Geo | 0 | 0 | 0 | 0 | 0 | 0
H | 0 | 0 | 0 | 0 | 0 | 0
LFG | 0 | 0 | 0 | 0 | 0 | 0
Nuc | 0 | 0 | 0 | 0 | 0 | 0
PS | 0 | 0 | 0 | 0 | 0 | 0
PV | 0 | 0 | 0 | 0 | 0 | 0
PeakG | 0 | 0 | 0 | 0 | 0 | 0
PeakO | 0 | 0 | 0 | 0 | 0 | 0
ST | 0 | 0 | 0 | 0 | 0 | 0
STOG | 0 | 0 | 0 | 0 | 0 | 0
STWD | 0 | 0 | 0 | 0 | 0 | 0
WT | 0 | 0 | 0 | 0 | 0 | 0
IGCC | 0 | 0 | 0 | 0 | 0 | 0
DemandResponse | 0 | 0 | 0 | 0 | 0 | 0
IGCC-CCS | 0 | 0 | 0 | 0 | 0 | 0
WT_off | 0 | 0 | 0 | 0 | 0 | 0
PseudoUnit | 0 | 0 | 0 | 0 | 0 | 0
FixedInterchange | 0 | 0 | 0 | 0 | 0 | 0
Emission Cost by Reporting Type: SPP_S
ReportingType | 2015 | 2020 | 2025 | 2030 | 2035 | 2040
BM | 0 | 0 | 0 | 0 | 0 | 0
CC | 0 | 0 | 0 | 0 | 0 | 0
CSP | 0 | 0 | 0 | 0 | 0 | 0
CT | 0 | 0 | 0 | 0 | 0 | 0
Coal | 13.42 | 0 | 0 | 0 | 0 | 0
Geo | 0 | 0 | 0 | 0 | 0 | 0
H | 0 | 0 | 0 | 0 | 0 | 0
LFG | 0 | 0 | 0 | 0 | 0 | 0
Nuc | 0 | 0 | 0 | 0 | 0 | 0
PS | 0 | 0 | 0 | 0 | 0 | 0
PV | 0 | 0 | 0 | 0 | 0 | 0
PeakG | 0 | 0 | 0 | 0 | 0 | 0
PeakO | 0 | 0 | 0 | 0 | 0 | 0
ST | 0 | 0 | 0 | 0 | 0 | 0
STOG | 0 | 0 | 0 | 0 | 0 | 0
STWD | 0 | 0 | 0 | 0 | 0 | 0
WT | 0 | 0 | 0 | 0 | 0 | 0
IGCC | 0 | 0 | 0 | 0 | 0 | 0
DemandResponse | 0 | 0 | 0 | 0 | 0 | 0
IGCC-CCS | 0 | 0 | 0 | 0 | 0 | 0
WT_off | 0 | 0 | 0 | 0 | 0 | 0
PseudoUnit | 0 | 0 | 0 | 0 | 0 | 0
FixedInterchange | 0 | 0 | 0 | 0 | 0 | 0
Emission Cost by Reporting Type: TVA
ReportingType | 2015 | 2020 | 2025 | 2030 | 2035 | 2040
BM | 0 | 0 | 0 | 0 | 0 | 0
CC | 0 | 0 | 0 | 0 | 0 | 0
CSP | 0 | 0 | 0 | 0 | 0 | 0
CT | 0 | 0 | 0 | 0 | 0 | 0
Coal | 22.35 | 0 | 0 | 0 | 0 | 0
Geo | 0 | 0 | 0 | 0 | 0 | 0
H | 0 | 0 | 0 | 0 | 0 | 0
LFG | 0 | 0 | 0 | 0 | 0 | 0
Nuc | 0 | 0 | 0 | 0 | 0 | 0
PS | 0 | 0 | 0 | 0 | 0 | 0
PV | 0 | 0 | 0 | 0 | 0 | 0
PeakG | 0 | 0 | 0 | 0 | 0 | 0
PeakO | 0 | 0 | 0 | 0 | 0 | 0
ST | 0 | 0 | 0 | 0 | 0 | 0
STOG | 0 | 0 | 0 | 0 | 0 | 0
STWD | 0 | 0 | 0 | 0 | 0 | 0
WT | 0 | 0 | 0 | 0 | 0 | 0
IGCC | 0 | 0 | 0 | 0 | 0 | 0
DemandResponse | 0 | 0 | 0 | 0 | 0 | 0
IGCC-CCS | 0 | 0 | 0 | 0 | 0 | 0
WT_off | 0 | 0 | 0 | 0 | 0 | 0
PseudoUnit | 0 | 0 | 0 | 0 | 0 | 0
FixedInterchange | 0 | 0 | 0 | 0 | 0 | 0
Emission Cost by Reporting Type: TVA_Transmission
ReportingType | 2015 | 2020 | 2025 | 2030 | 2035 | 2040
BM | 0 | 0 | 0 | 0 | 0 | 0
CC | 0 | 0 | 0 | 0 | 0 | 0
CSP | 0 | 0 | 0 | 0 | 0 | 0
CT | 0 | 0 | 0 | 0 | 0 | 0
Coal | 0 | 0 | 0 | 0 | 0 | 0
Geo | 0 | 0 | 0 | 0 | 0 | 0
H | 0 | 0 | 0 | 0 | 0 | 0
LFG | 0 | 0 | 0 | 0 | 0 | 0
Nuc | 0 | 0 | 0 | 0 | 0 | 0
PS | 0 | 0 | 0 | 0 | 0 | 0
PV | 0 | 0 | 0 | 0 | 0 | 0
PeakG | 0 | 0 | 0 | 0 | 0 | 0
PeakO | 0 | 0 | 0 | 0 | 0 | 0
ST | 0 | 0 | 0 | 0 | 0 | 0
STOG | 0 | 0 | 0 | 0 | 0 | 0
STWD | 0 | 0 | 0 | 0 | 0 | 0
WT | 0 | 0 | 0 | 0 | 0 | 0
IGCC | 0 | 0 | 0 | 0 | 0 | 0
DemandResponse | 0 | 0 | 0 | 0 | 0 | 0
IGCC-CCS | 0 | 0 | 0 | 0 | 0 | 0
WT_off | 0 | 0 | 0 | 0 | 0 | 0
PseudoUnit | 0 | 0 | 0 | 0 | 0 | 0
FixedInterchange | 0 | 0 | 0 | 0 | 0 | 0
Emission Cost by Reporting Type: VACAR
ReportingType | 2015 | 2020 | 2025 | 2030 | 2035 | 2040
BM | 0 | 0 | 0 | 0 | 0 | 0
CC | 0 | 0 | 0 | 0 | 0 | 0
CSP | 0 | 0 | 0 | 0 | 0 | 0
CT | 0 | 0 | 0 | 0 | 0 | 0
Coal | 13.38 | 0 | 0 | 0 | 0 | 0
Geo | 0 | 0 | 0 | 0 | 0 | 0
H | 0 | 0 | 0 | 0 | 0 | 0
LFG | 0 | 0 | 0 | 0 | 0 | 0
Nuc | 0 | 0 | 0 | 0 | 0 | 0
PS | 0 | 0 | 0 | 0 | 0 | 0
PV | 0 | 0 | 0 | 0 | 0 | 0
PeakG | 0 | 0 | 0 | 0 | 0 | 0
PeakO | 0 | 0 | 0 | 0 | 0 | 0
ST | 0 | 0 | 0 | 0 | 0 | 0
STOG | 0 | 0 | 0 | 0 | 0 | 0
STWD | 0 | 0 | 0 | 0 | 0 | 0
WT | 0 | 0 | 0 | 0 | 0 | 0
IGCC | 0 | 0 | 0 | 0 | 0 | 0
DemandResponse | 0 | 0 | 0 | 0 | 0 | 0
IGCC-CCS | 0 | 0 | 0 | 0 | 0 | 0
WT_off | 0 | 0 | 0 | 0 | 0 | 0
PseudoUnit | 0 | 0 | 0 | 0 | 0 | 0
FixedInterchange | 0 | 0 | 0 | 0 | 0 | 0
Emission Cost by Reporting Type: IESO
ReportingType | 2015 | 2020 | 2025 | 2030 | 2035 | 2040
BM | 0 | 0 | 0 | 0 | 0 | 0
CC | 0 | 0 | 0 | 0 | 0 | 0
CSP | 0 | 0 | 0 | 0 | 0 | 0
CT | 0 | 0 | 0 | 0 | 0 | 0
Coal | 0 | 0 | 0 | 0 | 0 | 0
Geo | 0 | 0 | 0 | 0 | 0 | 0
H | 0 | 0 | 0 | 0 | 0 | 0
LFG | 0 | 0 | 0 | 0 | 0 | 0
Nuc | 0 | 0 | 0 | 0 | 0 | 0
PS | 0 | 0 | 0 | 0 | 0 | 0
PV | 0 | 0 | 0 | 0 | 0 | 0
PeakG | 0 | 0 | 0 | 0 | 0 | 0
PeakO | 0 | 0 | 0 | 0 | 0 | 0
ST | 0 | 0 | 0 | 0 | 0 | 0
STOG | 0 | 0 | 0 | 0 | 0 | 0
STWD | 0 | 0 | 0 | 0 | 0 | 0
WT | 0 | 0 | 0 | 0 | 0 | 0
IGCC | 0 | 0 | 0 | 0 | 0 | 0
DemandResponse | 0 | 0 | 0 | 0 | 0 | 0
IGCC-CCS | 0 | 0 | 0 | 0 | 0 | 0
WT_off | 0 | 0 | 0 | 0 | 0 | 0
PseudoUnit | 0 | 0 | 0 | 0 | 0 | 0
FixedInterchange | 0 | 0 | 0 | 0 | 0 | 0
Emission Cost by Reporting Type: MAPP_CA
ReportingType | 2015 | 2020 | 2025 | 2030 | 2035 | 2040
BM | 0 | 0 | 0 | 0 | 0 | 0
CC | 0 | 0 | 0 | 0 | 0 | 0
CSP | 0 | 0 | 0 | 0 | 0 | 0
CT | 0 | 0 | 0 | 0 | 0 | 0
Coal | 0 | 0 | 0 | 0 | 0 | 0
Geo | 0 | 0 | 0 | 0 | 0 | 0
H | 0 | 0 | 0 | 0 | 0 | 0
LFG | 0 | 0 | 0 | 0 | 0 | 0
Nuc | 0 | 0 | 0 | 0 | 0 | 0
PS | 0 | 0 | 0 | 0 | 0 | 0
PV | 0 | 0 | 0 | 0 | 0 | 0
PeakG | 0 | 0 | 0 | 0 | 0 | 0
PeakO | 0 | 0 | 0 | 0 | 0 | 0
ST | 0 | 0 | 0 | 0 | 0 | 0
STOG | 0 | 0 | 0 | 0 | 0 | 0
STWD | 0 | 0 | 0 | 0 | 0 | 0
WT | 0 | 0 | 0 | 0 | 0 | 0
IGCC | 0 | 0 | 0 | 0 | 0 | 0
DemandResponse | 0 | 0 | 0 | 0 | 0 | 0
IGCC-CCS | 0 | 0 | 0 | 0 | 0 | 0
WT_off | 0 | 0 | 0 | 0 | 0 | 0
PseudoUnit | 0 | 0 | 0 | 0 | 0 | 0
FixedInterchange | 0 | 0 | 0 | 0 | 0 | 0
Emission Cost by Reporting Type: AZ_NM_SNV_Coal
ReportingType | 2015 | 2020 | 2025 | 2030 | 2035 | 2040
BM | 0 | 0 | 0 | 0 | 0 | 0
CC | 0 | 0 | 0 | 0 | 0 | 0
CSP | 0 | 0 | 0 | 0 | 0 | 0
CT | 0 | 0 | 0 | 0 | 0 | 0
Coal | 0.9 | 0 | 0 | 0 | 0 | 0
Geo | 0 | 0 | 0 | 0 | 0 | 0
H | 0 | 0 | 0 | 0 | 0 | 0
LFG | 0 | 0 | 0 | 0 | 0 | 0
Nuc | 0 | 0 | 0 | 0 | 0 | 0
PS | 0 | 0 | 0 | 0 | 0 | 0
PV | 0 | 0 | 0 | 0 | 0 | 0
PeakG | 0 | 0 | 0 | 0 | 0 | 0
PeakO | 0 | 0 | 0 | 0 | 0 | 0
ST | 0 | 0 | 0 | 0 | 0 | 0
STOG | 0 | 0 | 0 | 0 | 0 | 0
STWD | 0 | 0 | 0 | 0 | 0 | 0
WT | 0 | 0 | 0 | 0 | 0 | 0
IGCC | 0 | 0 | 0 | 0 | 0 | 0
DemandResponse | 0 | 0 | 0 | 0 | 0 | 0
IGCC-CCS | 0 | 0 | 0 | 0 | 0 | 0
WT_off | 0 | 0 | 0 | 0 | 0 | 0
PseudoUnit | 0 | 0 | 0 | 0 | 0 | 0
FixedInterchange | 0 | 0 | 0 | 0 | 0 | 0
Emission Cost by Reporting Type: AZ_NM_SNV_Gas
ReportingType | 2015 | 2020 | 2025 | 2030 | 2035 | 2040
BM | 0 | 0 | 0 | 0 | 0 | 0
CC | 0 | 0 | 0 | 0 | 0 | 0
CSP | 0 | 0 | 0 | 0 | 0 | 0
CT | 0 | 0 | 0 | 0 | 0 | 0
Coal | 0 | 0 | 0 | 0 | 0 | 0
Geo | 0 | 0 | 0 | 0 | 0 | 0
H | 0 | 0 | 0 | 0 | 0 | 0
LFG | 0 | 0 | 0 | 0 | 0 | 0
Nuc | 0 | 0 | 0 | 0 | 0 | 0
PS | 0 | 0 | 0 | 0 | 0 | 0
PV | 0 | 0 | 0 | 0 | 0 | 0
PeakG | 0 | 0 | 0 | 0 | 0 | 0
PeakO | 0 | 0 | 0 | 0 | 0 | 0
ST | 0 | 0 | 0 | 0 | 0 | 0
STOG | 0 | 0 | 0 | 0 | 0 | 0
STWD | 0 | 0 | 0 | 0 | 0 | 0
WT | 0 | 0 | 0 | 0 | 0 | 0
IGCC | 0 | 0 | 0 | 0 | 0 | 0
DemandResponse | 0 | 0 | 0 | 0 | 0 | 0
IGCC-CCS | 0 | 0 | 0 | 0 | 0 | 0
WT_off | 0 | 0 | 0 | 0 | 0 | 0
PseudoUnit | 0 | 0 | 0 | 0 | 0 | 0
FixedInterchange | 0 | 0 | 0 | 0 | 0 | 0
Emission Cost by Reporting Type: AZ_NM_SNV_NucRenew
ReportingType | 2015 | 2020 | 2025 | 2030 | 2035 | 2040
BM | 0 | 0 | 0 | 0 | 0 | 0
CC | 0 | 0 | 0 | 0 | 0 | 0
CSP | 0 | 0 | 0 | 0 | 0 | 0
CT | 0 | 0 | 0 | 0 | 0 | 0
Coal | 0 | 0 | 0 | 0 | 0 | 0
Geo | 0 | 0 | 0 | 0 | 0 | 0
H | 0 | 0 | 0 | 0 | 0 | 0
LFG | 0 | 0 | 0 | 0 | 0 | 0
Nuc | 0 | 0 | 0 | 0 | 0 | 0
PS | 0 | 0 | 0 | 0 | 0 | 0
PV | 0 | 0 | 0 | 0 | 0 | 0
PeakG | 0 | 0 | 0 | 0 | 0 | 0
PeakO | 0 | 0 | 0 | 0 | 0 | 0
ST | 0 | 0 | 0 | 0 | 0 | 0
STOG | 0 | 0 | 0 | 0 | 0 | 0
STWD | 0 | 0 | 0 | 0 | 0 | 0
WT | 0 | 0 | 0 | 0 | 0 | 0
IGCC | 0 | 0 | 0 | 0 | 0 | 0
DemandResponse | 0 | 0 | 0 | 0 | 0 | 0
IGCC-CCS | 0 | 0 | 0 | 0 | 0 | 0
WT_off | 0 | 0 | 0 | 0 | 0 | 0
PseudoUnit | 0 | 0 | 0 | 0 | 0 | 0
FixedInterchange | 0 | 0 | 0 | 0 | 0 | 0
Emission Cost by Reporting Type: ERCOT
ReportingType | 2015 | 2020 | 2025 | 2030 | 2035 | 2040
BM | 0 | 0 | 0 | 0 | 0 | 0
CC | 0 | 0 | 0 | 0 | 0 | 0
CSP | 0 | 0 | 0 | 0 | 0 | 0
CT | 0 | 0 | 0 | 0 | 0 | 0
Coal | 18.67 | 0 | 0 | 0 | 0 | 0
Geo | 0 | 0 | 0 | 0 | 0 | 0
H | 0 | 0 | 0 | 0 | 0 | 0
LFG | 0 | 0 | 0 | 0 | 0 | 0
Nuc | 0 | 0 | 0 | 0 | 0 | 0
PS | 0 | 0 | 0 | 0 | 0 | 0
PV | 0 | 0 | 0 | 0 | 0 | 0
PeakG | 0 | 0 | 0 | 0 | 0 | 0
PeakO | 0 | 0 | 0 | 0 | 0 | 0
ST | 0 | 0 | 0 | 0 | 0 | 0
STOG | 0 | 0 | 0 | 0 | 0 | 0
STWD | 0 | 0 | 0 | 0 | 0 | 0
WT | 0 | 0 | 0 | 0 | 0 | 0
IGCC | 0 | 0 | 0 | 0 | 0 | 0
DemandResponse | 0 | 0 | 0 | 0 | 0 | 0
IGCC-CCS | 0 | 0 | 0 | 0 | 0 | 0
WT_off | 0 | 0 | 0 | 0 | 0 | 0
PseudoUnit | 0 | 0 | 0 | 0 | 0 | 0
FixedInterchange | 0 | 0 | 0 | 0 | 0 | 0
Emission Cost by Reporting Type: NP15
ReportingType | 2015 | 2020 | 2025 | 2030 | 2035 | 2040
BM | 0 | 0 | 0 | 0 | 0 | 0
CC | 0 | 0 | 0 | 0 | 0 | 0
CSP | 0 | 0 | 0 | 0 | 0 | 0
CT | 0 | 0 | 0 | 0 | 0 | 0
Coal | 0 | 0 | 0 | 0 | 0 | 0
Geo | 0 | 0 | 0 | 0 | 0 | 0
H | 0 | 0 | 0 | 0 | 0 | 0
LFG | 0 | 0 | 0 | 0 | 0 | 0
Nuc | 0 | 0 | 0 | 0 | 0 | 0
PS | 0 | 0 | 0 | 0 | 0 | 0
PV | 0 | 0 | 0 | 0 | 0 | 0
PeakG | 0 | 0 | 0 | 0 | 0 | 0
PeakO | 0 | 0 | 0 | 0 | 0 | 0
ST | 0 | 0 | 0 | 0 | 0 | 0
STOG | 0 | 0 | 0 | 0 | 0 | 0
STWD | 0 | 0 | 0 | 0 | 0 | 0
WT | 0 | 0 | 0 | 0 | 0 | 0
IGCC | 0 | 0 | 0 | 0 | 0 | 0
DemandResponse | 0 | 0 | 0 | 0 | 0 | 0
IGCC-CCS | 0 | 0 | 0 | 0 | 0 | 0
WT_off | 0 | 0 | 0 | 0 | 0 | 0
PseudoUnit | 0 | 0 | 0 | 0 | 0 | 0
FixedInterchange | 0 | 0 | 0 | 0 | 0 | 0
Emission Cost by Reporting Type: NWPP_Coal
ReportingType | 2015 | 2020 | 2025 | 2030 | 2035 | 2040
BM | 0 | 0 | 0 | 0 | 0 | 0
CC | 0 | 0 | 0 | 0 | 0 | 0
CSP | 0 | 0 | 0 | 0 | 0 | 0
CT | 0 | 0 | 0 | 0 | 0 | 0
Coal | 2.92 | 0 | 0 | 0 | 0 | 0
Geo | 0 | 0 | 0 | 0 | 0 | 0
H | 0 | 0 | 0 | 0 | 0 | 0
LFG | 0 | 0 | 0 | 0 | 0 | 0
Nuc | 0 | 0 | 0 | 0 | 0 | 0
PS | 0 | 0 | 0 | 0 | 0 | 0
PV | 0 | 0 | 0 | 0 | 0 | 0
PeakG | 0 | 0 | 0 | 0 | 0 | 0
PeakO | 0 | 0 | 0 | 0 | 0 | 0
ST | 0 | 0 | 0 | 0 | 0 | 0
STOG | 0 | 0 | 0 | 0 | 0 | 0
STWD | 0 | 0 | 0 | 0 | 0 | 0
WT | 0 | 0 | 0 | 0 | 0 | 0
IGCC | 0 | 0 | 0 | 0 | 0 | 0
DemandResponse | 0 | 0 | 0 | 0 | 0 | 0
IGCC-CCS | 0 | 0 | 0 | 0 | 0 | 0
WT_off | 0 | 0 | 0 | 0 | 0 | 0
PseudoUnit | 0 | 0 | 0 | 0 | 0 | 0
FixedInterchange | 0 | 0 | 0 | 0 | 0 | 0
Emission Cost by Reporting Type: NWPP_Gas
ReportingType | 2015 | 2020 | 2025 | 2030 | 2035 | 2040
BM | 0 | 0 | 0 | 0 | 0 | 0
CC | 0 | 0 | 0 | 0 | 0 | 0
CSP | 0 | 0 | 0 | 0 | 0 | 0
CT | 0 | 0 | 0 | 0 | 0 | 0
Coal | 0 | 0 | 0 | 0 | 0 | 0
Geo | 0 | 0 | 0 | 0 | 0 | 0
H | 0 | 0 | 0 | 0 | 0 | 0
LFG | 0 | 0 | 0 | 0 | 0 | 0
Nuc | 0 | 0 | 0 | 0 | 0 | 0
PS | 0 | 0 | 0 | 0 | 0 | 0
PV | 0 | 0 | 0 | 0 | 0 | 0
PeakG | 0 | 0 | 0 | 0 | 0 | 0
PeakO | 0 | 0 | 0 | 0 | 0 | 0
ST | 0 | 0 | 0 | 0 | 0 | 0
STOG | 0 | 0 | 0 | 0 | 0 | 0
STWD | 0 | 0 | 0 | 0 | 0 | 0
WT | 0 | 0 | 0 | 0 | 0 | 0
IGCC | 0 | 0 | 0 | 0 | 0 | 0
DemandResponse | 0 | 0 | 0 | 0 | 0 | 0
IGCC-CCS | 0 | 0 | 0 | 0 | 0 | 0
WT_off | 0 | 0 | 0 | 0 | 0 | 0
PseudoUnit | 0 | 0 | 0 | 0 | 0 | 0
FixedInterchange | 0 | 0 | 0 | 0 | 0 | 0
Emission Cost by Reporting Type: NWPP_NucRenew
ReportingType | 2015 | 2020 | 2025 | 2030 | 2035 | 2040
BM | 0 | 0 | 0 | 0 | 0 | 0
CC | 0 | 0 | 0 | 0 | 0 | 0
CSP | 0 | 0 | 0 | 0 | 0 | 0
CT | 0 | 0 | 0 | 0 | 0 | 0
Coal | 0 | 0 | 0 | 0 | 0 | 0
Geo | 0 | 0 | 0 | 0 | 0 | 0
H | 0 | 0 | 0 | 0 | 0 | 0
LFG | 0 | 0 | 0 | 0 | 0 | 0
Nuc | 0 | 0 | 0 | 0 | 0 | 0
PS | 0 | 0 | 0 | 0 | 0 | 0
PV | 0 | 0 | 0 | 0 | 0 | 0
PeakG | 0 | 0 | 0 | 0 | 0 | 0
PeakO | 0 | 0 | 0 | 0 | 0 | 0
ST | 0 | 0 | 0 | 0 | 0 | 0
STOG | 0 | 0 | 0 | 0 | 0 | 0
STWD | 0 | 0 | 0 | 0 | 0 | 0
WT | 0 | 0 | 0 | 0 | 0 | 0
IGCC | 0 | 0 | 0 | 0 | 0 | 0
DemandResponse | 0 | 0 | 0 | 0 | 0 | 0
IGCC-CCS | 0 | 0 | 0 | 0 | 0 | 0
WT_off | 0 | 0 | 0 | 0 | 0 | 0
PseudoUnit | 0 | 0 | 0 | 0 | 0 | 0
FixedInterchange | 0 | 0 | 0 | 0 | 0 | 0
Emission Cost by Reporting Type: RMPA
ReportingType | 2015 | 2020 | 2025 | 2030 | 2035 | 2040
BM | 0 | 0 | 0 | 0 | 0 | 0
CC | 0 | 0 | 0 | 0 | 0 | 0
CSP | 0 | 0 | 0 | 0 | 0 | 0
CT | 0 | 0 | 0 | 0 | 0 | 0
Coal | 1.92 | 0 | 0 | 0 | 0 | 0
Geo | 0 | 0 | 0 | 0 | 0 | 0
H | 0 | 0 | 0 | 0 | 0 | 0
LFG | 0 | 0 | 0 | 0 | 0 | 0
Nuc | 0 | 0 | 0 | 0 | 0 | 0
PS | 0 | 0 | 0 | 0 | 0 | 0
PV | 0 | 0 | 0 | 0 | 0 | 0
PeakG | 0 | 0 | 0 | 0 | 0 | 0
PeakO | 0 | 0 | 0 | 0 | 0 | 0
ST | 0 | 0 | 0 | 0 | 0 | 0
STOG | 0 | 0 | 0 | 0 | 0 | 0
STWD | 0 | 0 | 0 | 0 | 0 | 0
WT | 0 | 0 | 0 | 0 | 0 | 0
IGCC | 0 | 0 | 0 | 0 | 0 | 0
DemandResponse | 0 | 0 | 0 | 0 | 0 | 0
IGCC-CCS | 0 | 0 | 0 | 0 | 0 | 0
WT_off | 0 | 0 | 0 | 0 | 0 | 0
PseudoUnit | 0 | 0 | 0 | 0 | 0 | 0
FixedInterchange | 0 | 0 | 0 | 0 | 0 | 0
Emission Cost by Reporting Type: SP15
ReportingType | 2015 | 2020 | 2025 | 2030 | 2035 | 2040
BM | 0 | 0 | 0 | 0 | 0 | 0
CC | 0 | 0 | 0 | 0 | 0 | 0
CSP | 0 | 0 | 0 | 0 | 0 | 0
CT | 0 | 0 | 0 | 0 | 0 | 0
Coal | 0.01 | 0 | 0 | 0 | 0 | 0
Geo | 0 | 0 | 0 | 0 | 0 | 0
H | 0 | 0 | 0 | 0 | 0 | 0
LFG | 0 | 0 | 0 | 0 | 0 | 0
Nuc | 0 | 0 | 0 | 0 | 0 | 0
PS | 0 | 0 | 0 | 0 | 0 | 0
PV | 0 | 0 | 0 | 0 | 0 | 0
PeakG | 0 | 0 | 0 | 0 | 0 | 0
PeakO | 0 | 0 | 0 | 0 | 0 | 0
ST | 0 | 0 | 0 | 0 | 0 | 0
STOG | 0 | 0 | 0 | 0 | 0 | 0
STWD | 0 | 0 | 0 | 0 | 0 | 0
WT | 0 | 0 | 0 | 0 | 0 | 0
IGCC | 0 | 0 | 0 | 0 | 0 | 0
DemandResponse | 0 | 0 | 0 | 0 | 0 | 0
IGCC-CCS | 0 | 0 | 0 | 0 | 0 | 0
WT_off | 0 | 0 | 0 | 0 | 0 | 0
PseudoUnit | 0 | 0 | 0 | 0 | 0 | 0
FixedInterchange | 0 | 0 | 0 | 0 | 0 | 0
Emission Cost by Reporting Type: ALB
ReportingType | 2015 | 2020 | 2025 | 2030 | 2035 | 2040
BM | 0 | 0 | 0 | 0 | 0 | 0
CC | 0 | 0 | 0 | 0 | 0 | 0
CSP | 0 | 0 | 0 | 0 | 0 | 0
CT | 0 | 0 | 0 | 0 | 0 | 0
Coal | 0 | 0 | 0 | 0 | 0 | 0
Geo | 0 | 0 | 0 | 0 | 0 | 0
H | 0 | 0 | 0 | 0 | 0 | 0
LFG | 0 | 0 | 0 | 0 | 0 | 0
Nuc | 0 | 0 | 0 | 0 | 0 | 0
PS | 0 | 0 | 0 | 0 | 0 | 0
PV | 0 | 0 | 0 | 0 | 0 | 0
PeakG | 0 | 0 | 0 | 0 | 0 | 0
PeakO | 0 | 0 | 0 | 0 | 0 | 0
ST | 0 | 0 | 0 | 0 | 0 | 0
STOG | 0 | 0 | 0 | 0 | 0 | 0
STWD | 0 | 0 | 0 | 0 | 0 | 0
WT | 0 | 0 | 0 | 0 | 0 | 0
IGCC | 0 | 0 | 0 | 0 | 0 | 0
DemandResponse | 0 | 0 | 0 | 0 | 0 | 0
IGCC-CCS | 0 | 0 | 0 | 0 | 0 | 0
WT_off | 0 | 0 | 0 | 0 | 0 | 0
PseudoUnit | 0 | 0 | 0 | 0 | 0 | 0
FixedInterchange | 0 | 0 | 0 | 0 | 0 | 0
Emission Cost by Reporting Type: BC
ReportingType | 2015 | 2020 | 2025 | 2030 | 2035 | 2040
BM | 0 | 0 | 0 | 0 | 0 | 0
CC | 0 | 0 | 0 | 0 | 0 | 0
CSP | 0 | 0 | 0 | 0 | 0 | 0
CT | 0 | 0 | 0 | 0 | 0 | 0
Coal | 0 | 0 | 0 | 0 | 0 | 0
Geo | 0 | 0 | 0 | 0 | 0 | 0
H | 0 | 0 | 0 | 0 | 0 | 0
LFG | 0 | 0 | 0 | 0 | 0 | 0
Nuc | 0 | 0 | 0 | 0 | 0 | 0
PS | 0 | 0 | 0 | 0 | 0 | 0
PV | 0 | 0 | 0 | 0 | 0 | 0
PeakG | 0 | 0 | 0 | 0 | 0 | 0
PeakO | 0 | 0 | 0 | 0 | 0 | 0
ST | 0 | 0 | 0 | 0 | 0 | 0
STOG | 0 | 0 | 0 | 0 | 0 | 0
STWD | 0 | 0 | 0 | 0 | 0 | 0
WT | 0 | 0 | 0 | 0 | 0 | 0
IGCC | 0 | 0 | 0 | 0 | 0 | 0
DemandResponse | 0 | 0 | 0 | 0 | 0 | 0
IGCC-CCS | 0 | 0 | 0 | 0 | 0 | 0
WT_off | 0 | 0 | 0 | 0 | 0 | 0
PseudoUnit | 0 | 0 | 0 | 0 | 0 | 0
FixedInterchange | 0 | 0 | 0 | 0 | 0 | 0
Emission Cost by Reporting Type: HQ_IESO
ReportingType | 2015 | 2020 | 2025 | 2030 | 2035 | 2040
BM | 0 | 0 | 0 | 0 | 0 | 0
CC | 0 | 0 | 0 | 0 | 0 | 0
CSP | 0 | 0 | 0 | 0 | 0 | 0
CT | 0 | 0 | 0 | 0 | 0 | 0
Coal | 0 | 0 | 0 | 0 | 0 | 0
Geo | 0 | 0 | 0 | 0 | 0 | 0
H | 0 | 0 | 0 | 0 | 0 | 0
LFG | 0 | 0 | 0 | 0 | 0 | 0
Nuc | 0 | 0 | 0 | 0 | 0 | 0
PS | 0 | 0 | 0 | 0 | 0 | 0
PV | 0 | 0 | 0 | 0 | 0 | 0
PeakG | 0 | 0 | 0 | 0 | 0 | 0
PeakO | 0 | 0 | 0 | 0 | 0 | 0
ST | 0 | 0 | 0 | 0 | 0 | 0
STOG | 0 | 0 | 0 | 0 | 0 | 0
STWD | 0 | 0 | 0 | 0 | 0 | 0
WT | 0 | 0 | 0 | 0 | 0 | 0
IGCC | 0 | 0 | 0 | 0 | 0 | 0
DemandResponse | 0 | 0 | 0 | 0 | 0 | 0
IGCC-CCS | 0 | 0 | 0 | 0 | 0 | 0
WT_off | 0 | 0 | 0 | 0 | 0 | 0
PseudoUnit | 0 | 0 | 0 | 0 | 0 | 0
FixedInterchange | 0 | 0 | 0 | 0 | 0 | 0
Emission Cost by Reporting Type: HQ_NEISO
ReportingType | 2015 | 2020 | 2025 | 2030 | 2035 | 2040
BM | 0 | 0 | 0 | 0 | 0 | 0
CC | 0 | 0 | 0 | 0 | 0 | 0
CSP | 0 | 0 | 0 | 0 | 0 | 0
CT | 0 | 0 | 0 | 0 | 0 | 0
Coal | 0 | 0 | 0 | 0 | 0 | 0
Geo | 0 | 0 | 0 | 0 | 0 | 0
H | 0 | 0 | 0 | 0 | 0 | 0
LFG | 0 | 0 | 0 | 0 | 0 | 0
Nuc | 0 | 0 | 0 | 0 | 0 | 0
PS | 0 | 0 | 0 | 0 | 0 | 0
PV | 0 | 0 | 0 | 0 | 0 | 0
PeakG | 0 | 0 | 0 | 0 | 0 | 0
PeakO | 0 | 0 | 0 | 0 | 0 | 0
ST | 0 | 0 | 0 | 0 | 0 | 0
STOG | 0 | 0 | 0 | 0 | 0 | 0
STWD | 0 | 0 | 0 | 0 | 0 | 0
WT | 0 | 0 | 0 | 0 | 0 | 0
IGCC | 0 | 0 | 0 | 0 | 0 | 0
DemandResponse | 0 | 0 | 0 | 0 | 0 | 0
IGCC-CCS | 0 | 0 | 0 | 0 | 0 | 0
WT_off | 0 | 0 | 0 | 0 | 0 | 0
PseudoUnit | 0 | 0 | 0 | 0 | 0 | 0
FixedInterchange | 0 | 0 | 0 | 0 | 0 | 0
Emission Cost by Reporting Type: HQ_NY
ReportingType | 2015 | 2020 | 2025 | 2030 | 2035 | 2040
BM | 0 | 0 | 0 | 0 | 0 | 0
CC | 0 | 0 | 0 | 0 | 0 | 0
CSP | 0 | 0 | 0 | 0 | 0 | 0
CT | 0 | 0 | 0 | 0 | 0 | 0
Coal | 0 | 0 | 0 | 0 | 0 | 0
Geo | 0 | 0 | 0 | 0 | 0 | 0
H | 0 | 0 | 0 | 0 | 0 | 0
LFG | 0 | 0 | 0 | 0 | 0 | 0
Nuc | 0 | 0 | 0 | 0 | 0 | 0
PS | 0 | 0 | 0 | 0 | 0 | 0
PV | 0 | 0 | 0 | 0 | 0 | 0
PeakG | 0 | 0 | 0 | 0 | 0 | 0
PeakO | 0 | 0 | 0 | 0 | 0 | 0
ST | 0 | 0 | 0 | 0 | 0 | 0
STOG | 0 | 0 | 0 | 0 | 0 | 0
STWD | 0 | 0 | 0 | 0 | 0 | 0
WT | 0 | 0 | 0 | 0 | 0 | 0
IGCC | 0 | 0 | 0 | 0 | 0 | 0
DemandResponse | 0 | 0 | 0 | 0 | 0 | 0
IGCC-CCS | 0 | 0 | 0 | 0 | 0 | 0
WT_off | 0 | 0 | 0 | 0 | 0 | 0
PseudoUnit | 0 | 0 | 0 | 0 | 0 | 0
FixedInterchange | 0 | 0 | 0 | 0 | 0 | 0
Emission Cost by Reporting Type: MARITIMES
ReportingType | 2015 | 2020 | 2025 | 2030 | 2035 | 2040
BM | 0 | 0 | 0 | 0 | 0 | 0
CC | 0 | 0 | 0 | 0 | 0 | 0
CSP | 0 | 0 | 0 | 0 | 0 | 0
CT | 0 | 0 | 0 | 0 | 0 | 0
Coal | 0 | 0 | 0 | 0 | 0 | 0
Geo | 0 | 0 | 0 | 0 | 0 | 0
H | 0 | 0 | 0 | 0 | 0 | 0
LFG | 0 | 0 | 0 | 0 | 0 | 0
Nuc | 0 | 0 | 0 | 0 | 0 | 0
PS | 0 | 0 | 0 | 0 | 0 | 0
PV | 0 | 0 | 0 | 0 | 0 | 0
PeakG | 0 | 0 | 0 | 0 | 0 | 0
PeakO | 0 | 0 | 0 | 0 | 0 | 0
ST | 0 | 0 | 0 | 0 | 0 | 0
STOG | 0 | 0 | 0 | 0 | 0 | 0
STWD | 0 | 0 | 0 | 0 | 0 | 0
WT | 0 | 0 | 0 | 0 | 0 | 0
IGCC | 0 | 0 | 0 | 0 | 0 | 0
DemandResponse | 0 | 0 | 0 | 0 | 0 | 0
IGCC-CCS | 0 | 0 | 0 | 0 | 0 | 0
WT_off | 0 | 0 | 0 | 0 | 0 | 0
PseudoUnit | 0 | 0 | 0 | 0 | 0 | 0
FixedInterchange | 0 | 0 | 0 | 0 | 0 | 0
Emission Cost by Reporting Type: All
ReportingType | 2015 | 2020 | 2025 | 2030 | 2035 | 2040
BM | 0 | 0 | 0 | 0 | 0 | 0
CC | 0 | 0 | 0 | 0 | 0 | 0
CSP | 0 | 0 | 0 | 0 | 0 | 0
CT | 0 | 0 | 0 | 0 | 0 | 0
Coal | 423 | 0 | 0 | 0 | 0 | 0
Geo | 0 | 0 | 0 | 0 | 0 | 0
H | 0 | 0 | 0 | 0 | 0 | 0
LFG | 0 | 0 | 0 | 0 | 0 | 0
Nuc | 0 | 0 | 0 | 0 | 0 | 0
PS | 0 | 0 | 0 | 0 | 0 | 0
PV | 0 | 0 | 0 | 0 | 0 | 0
PeakG | 0 | 0 | 0 | 0 | 0 | 0
PeakO | 0 | 0 | 0 | 0 | 0 | 0
ST | 0 | 0 | 0 | 0 | 0 | 0
STOG | 0 | 0 | 0 | 0 | 0 | 0
STWD | 0 | 0 | 0 | 0 | 0 | 0
WT | 0 | 0 | 0 | 0 | 0 | 0
IGCC | 0.19 | 0 | 0 | 0 | 0 | 0
DemandResponse | 0 | 0 | 0 | 0 | 0 | 0
IGCC-CCS | 0 | 0 | 0 | 0 | 0 | 0
WT_off | 0 | 0 | 0 | 0 | 0 | 0
PseudoUnit | 0 | 0 | 0 | 0 | 0 | 0
FixedInterchange | 0 | 0 | 0 | 0 | 0 | 0
Emission Cost by Reporting Type: EI_US
ReportingType | 2015 | 2020 | 2025 | 2030 | 2035 | 2040
BM | 0 | 0 | 0 | 0 | 0 | 0
CC | 0 | 0 | 0 | 0 | 0 | 0
CSP | 0 | 0 | 0 | 0 | 0 | 0
CT | 0 | 0 | 0 | 0 | 0 | 0
Coal | 398.57 | 0 | 0 | 0 | 0 | 0
Geo | 0 | 0 | 0 | 0 | 0 | 0
H | 0 | 0 | 0 | 0 | 0 | 0
LFG | 0 | 0 | 0 | 0 | 0 | 0
Nuc | 0 | 0 | 0 | 0 | 0 | 0
PS | 0 | 0 | 0 | 0 | 0 | 0
PV | 0 | 0 | 0 | 0 | 0 | 0
PeakG | 0 | 0 | 0 | 0 | 0 | 0
PeakO | 0 | 0 | 0 | 0 | 0 | 0
ST | 0 | 0 | 0 | 0 | 0 | 0
STOG | 0 | 0 | 0 | 0 | 0 | 0
STWD | 0 | 0 | 0 | 0 | 0 | 0
WT | 0 | 0 | 0 | 0 | 0 | 0
IGCC | 0.19 | 0 | 0 | 0 | 0 | 0
DemandResponse | 0 | 0 | 0 | 0 | 0 | 0
IGCC-CCS | 0 | 0 | 0 | 0 | 0 | 0
WT_off | 0 | 0 | 0 | 0 | 0 | 0
PseudoUnit | 0 | 0 | 0 | 0 | 0 | 0
FixedInterchange | 0 | 0 | 0 | 0 | 0 | 0
Emission Cost by Reporting Type: EI_Canada
ReportingType | 2015 | 2020 | 2025 | 2030 | 2035 | 2040
BM | 0 | 0 | 0 | 0 | 0 | 0
CC | 0 | 0 | 0 | 0 | 0 | 0
CSP | 0 | 0 | 0 | 0 | 0 | 0
CT | 0 | 0 | 0 | 0 | 0 | 0
Coal | 0 | 0 | 0 | 0 | 0 | 0
Geo | 0 | 0 | 0 | 0 | 0 | 0
H | 0 | 0 | 0 | 0 | 0 | 0
LFG | 0 | 0 | 0 | 0 | 0 | 0
Nuc | 0 | 0 | 0 | 0 | 0 | 0
PS | 0 | 0 | 0 | 0 | 0 | 0
PV | 0 | 0 | 0 | 0 | 0 | 0
PeakG | 0 | 0 | 0 | 0 | 0 | 0
PeakO | 0 | 0 | 0 | 0 | 0 | 0
ST | 0 | 0 | 0 | 0 | 0 | 0
STOG | 0 | 0 | 0 | 0 | 0 | 0
STWD | 0 | 0 | 0 | 0 | 0 | 0
WT | 0 | 0 | 0 | 0 | 0 | 0
IGCC | 0 | 0 | 0 | 0 | 0 | 0
DemandResponse | 0 | 0 | 0 | 0 | 0 | 0
IGCC-CCS | 0 | 0 | 0 | 0 | 0 | 0
WT_off | 0 | 0 | 0 | 0 | 0 | 0
PseudoUnit | 0 | 0 | 0 | 0 | 0 | 0
FixedInterchange | 0 | 0 | 0 | 0 | 0 | 0
Emission Cost by Reporting Type: EI
ReportingType | 2015 | 2020 | 2025 | 2030 | 2035 | 2040
BM | 0 | 0 | 0 | 0 | 0 | 0
CC | 0 | 0 | 0 | 0 | 0 | 0
CSP | 0 | 0 | 0 | 0 | 0 | 0
CT | 0 | 0 | 0 | 0 | 0 | 0
Coal | 398.57 | 0 | 0 | 0 | 0 | 0
Geo | 0 | 0 | 0 | 0 | 0 | 0
H | 0 | 0 | 0 | 0 | 0 | 0
LFG | 0 | 0 | 0 | 0 | 0 | 0
Nuc | 0 | 0 | 0 | 0 | 0 | 0
PS | 0 | 0 | 0 | 0 | 0 | 0
PV | 0 | 0 | 0 | 0 | 0 | 0
PeakG | 0 | 0 | 0 | 0 | 0 | 0
PeakO | 0 | 0 | 0 | 0 | 0 | 0
ST | 0 | 0 | 0 | 0 | 0 | 0
STOG | 0 | 0 | 0 | 0 | 0 | 0
STWD | 0 | 0 | 0 | 0 | 0 | 0
WT | 0 | 0 | 0 | 0 | 0 | 0
IGCC | 0.19 | 0 | 0 | 0 | 0 | 0
DemandResponse | 0 | 0 | 0 | 0 | 0 | 0
IGCC-CCS | 0 | 0 | 0 | 0 | 0 | 0
WT_off | 0 | 0 | 0 | 0 | 0 | 0
PseudoUnit | 0 | 0 | 0 | 0 | 0 | 0
FixedInterchange | 0 | 0 | 0 | 0 | 0 | 0
Emission Cost by Reporting Type: Outside_EI
ReportingType | 2015 | 2020 | 2025 | 2030 | 2035 | 2040
BM | 0 | 0 | 0 | 0 | 0 | 0
CC | 0 | 0 | 0 | 0 | 0 | 0
CSP | 0 | 0 | 0 | 0 | 0 | 0
CT | 0 | 0 | 0 | 0 | 0 | 0
Coal | 24.42 | 0 | 0 | 0 | 0 | 0
Geo | 0 | 0 | 0 | 0 | 0 | 0
H | 0 | 0 | 0 | 0 | 0 | 0
LFG | 0 | 0 | 0 | 0 | 0 | 0
Nuc | 0 | 0 | 0 | 0 | 0 | 0
PS | 0 | 0 | 0 | 0 | 0 | 0
PV | 0 | 0 | 0 | 0 | 0 | 0
PeakG | 0 | 0 | 0 | 0 | 0 | 0
PeakO | 0 | 0 | 0 | 0 | 0 | 0
ST | 0 | 0 | 0 | 0 | 0 | 0
STOG | 0 | 0 | 0 | 0 | 0 | 0
STWD | 0 | 0 | 0 | 0 | 0 | 0
WT | 0 | 0 | 0 | 0 | 0 | 0
IGCC | 0 | 0 | 0 | 0 | 0 | 0
DemandResponse | 0 | 0 | 0 | 0 | 0 | 0
IGCC-CCS | 0 | 0 | 0 | 0 | 0 | 0
WT_off | 0 | 0 | 0 | 0 | 0 | 0
PseudoUnit | 0 | 0 | 0 | 0 | 0 | 0
FixedInterchange | 0 | 0 | 0 | 0 | 0 | 0
==== Emission Program: CAIRNoxSeasonal : (NOx) ====
Emission Cost by Reporting Type: Entergy
ReportingType | 2015 | 2020 | 2025 | 2030 | 2035 | 2040
BM | 0 | 0 | 0 | 0 | 0 | 0
CC | 0 | 0 | 0 | 0 | 0 | 0
CSP | 0 | 0 | 0 | 0 | 0 | 0
CT | 0 | 0 | 0 | 0 | 0 | 0
Coal | 0 | 0 | 0 | 0 | 0 | 0
Geo | 0 | 0 | 0 | 0 | 0 | 0
H | 0 | 0 | 0 | 0 | 0 | 0
LFG | 0 | 0 | 0 | 0 | 0 | 0
Nuc | 0 | 0 | 0 | 0 | 0 | 0
PS | 0 | 0 | 0 | 0 | 0 | 0
PV | 0 | 0 | 0 | 0 | 0 | 0
PeakG | 0 | 0 | 0 | 0 | 0 | 0
PeakO | 0 | 0 | 0 | 0 | 0 | 0
ST | 0 | 0 | 0 | 0 | 0 | 0
STOG | 0 | 0 | 0 | 0 | 0 | 0
STWD | 0 | 0 | 0 | 0 | 0 | 0
WT | 0 | 0 | 0 | 0 | 0 | 0
IGCC | 0 | 0 | 0 | 0 | 0 | 0
DemandResponse | 0 | 0 | 0 | 0 | 0 | 0
IGCC-CCS | 0 | 0 | 0 | 0 | 0 | 0
WT_off | 0 | 0 | 0 | 0 | 0 | 0
PseudoUnit | 0 | 0 | 0 | 0 | 0 | 0
FixedInterchange | 0 | 0 | 0 | 0 | 0 | 0
Emission Cost by Reporting Type: FRCC
ReportingType | 2015 | 2020 | 2025 | 2030 | 2035 | 2040
BM | 0 | 0 | 0 | 0 | 0 | 0
CC | 0 | 0 | 0 | 0 | 0 | 0
CSP | 0 | 0 | 0 | 0 | 0 | 0
CT | 0 | 0 | 0 | 0 | 0 | 0
Coal | 0 | 0 | 0 | 0 | 0 | 0
Geo | 0 | 0 | 0 | 0 | 0 | 0
H | 0 | 0 | 0 | 0 | 0 | 0
LFG | 0 | 0 | 0 | 0 | 0 | 0
Nuc | 0 | 0 | 0 | 0 | 0 | 0
PS | 0 | 0 | 0 | 0 | 0 | 0
PV | 0 | 0 | 0 | 0 | 0 | 0
PeakG | 0 | 0 | 0 | 0 | 0 | 0
PeakO | 0 | 0 | 0 | 0 | 0 | 0
ST | 0 | 0 | 0 | 0 | 0 | 0
STOG | 0 | 0 | 0 | 0 | 0 | 0
STWD | 0 | 0 | 0 | 0 | 0 | 0
WT | 0 | 0 | 0 | 0 | 0 | 0
IGCC | 0 | 0 | 0 | 0 | 0 | 0
DemandResponse | 0 | 0 | 0 | 0 | 0 | 0
IGCC-CCS | 0 | 0 | 0 | 0 | 0 | 0
WT_off | 0 | 0 | 0 | 0 | 0 | 0
PseudoUnit | 0 | 0 | 0 | 0 | 0 | 0
FixedInterchange | 0 | 0 | 0 | 0 | 0 | 0
Emission Cost by Reporting Type: MAPP_US
ReportingType | 2015 | 2020 | 2025 | 2030 | 2035 | 2040
BM | 0 | 0 | 0 | 0 | 0 | 0
CC | 0 | 0 | 0 | 0 | 0 | 0
CSP | 0 | 0 | 0 | 0 | 0 | 0
CT | 0 | 0 | 0 | 0 | 0 | 0
Coal | 0 | 0 | 0 | 0 | 0 | 0
Geo | 0 | 0 | 0 | 0 | 0 | 0
H | 0 | 0 | 0 | 0 | 0 | 0
LFG | 0 | 0 | 0 | 0 | 0 | 0
Nuc | 0 | 0 | 0 | 0 | 0 | 0
PS | 0 | 0 | 0 | 0 | 0 | 0
PV | 0 | 0 | 0 | 0 | 0 | 0
PeakG | 0 | 0 | 0 | 0 | 0 | 0
PeakO | 0 | 0 | 0 | 0 | 0 | 0
ST | 0 | 0 | 0 | 0 | 0 | 0
STOG | 0 | 0 | 0 | 0 | 0 | 0
STWD | 0 | 0 | 0 | 0 | 0 | 0
WT | 0 | 0 | 0 | 0 | 0 | 0
IGCC | 0 | 0 | 0 | 0 | 0 | 0
DemandResponse | 0 | 0 | 0 | 0 | 0 | 0
IGCC-CCS | 0 | 0 | 0 | 0 | 0 | 0
WT_off | 0 | 0 | 0 | 0 | 0 | 0
PseudoUnit | 0 | 0 | 0 | 0 | 0 | 0
FixedInterchange | 0 | 0 | 0 | 0 | 0 | 0
Emission Cost by Reporting Type: MISO_IN
ReportingType | 2015 | 2020 | 2025 | 2030 | 2035 | 2040
BM | 0 | 0 | 0 | 0 | 0 | 0
CC | 0 | 0 | 0 | 0 | 0 | 0
CSP | 0 | 0 | 0 | 0 | 0 | 0
CT | 0 | 0 | 0 | 0 | 0 | 0
Coal | 0 | 0 | 0 | 0 | 0 | 0
Geo | 0 | 0 | 0 | 0 | 0 | 0
H | 0 | 0 | 0 | 0 | 0 | 0
LFG | 0 | 0 | 0 | 0 | 0 | 0
Nuc | 0 | 0 | 0 | 0 | 0 | 0
PS | 0 | 0 | 0 | 0 | 0 | 0
PV | 0 | 0 | 0 | 0 | 0 | 0
PeakG | 0 | 0 | 0 | 0 | 0 | 0
PeakO | 0 | 0 | 0 | 0 | 0 | 0
ST | 0 | 0 | 0 | 0 | 0 | 0
STOG | 0 | 0 | 0 | 0 | 0 | 0
STWD | 0 | 0 | 0 | 0 | 0 | 0
WT | 0 | 0 | 0 | 0 | 0 | 0
IGCC | 0 | 0 | 0 | 0 | 0 | 0
DemandResponse | 0 | 0 | 0 | 0 | 0 | 0
IGCC-CCS | 0 | 0 | 0 | 0 | 0 | 0
WT_off | 0 | 0 | 0 | 0 | 0 | 0
PseudoUnit | 0 | 0 | 0 | 0 | 0 | 0
FixedInterchange | 0 | 0 | 0 | 0 | 0 | 0
Emission Cost by Reporting Type: MISO_MI
ReportingType | 2015 | 2020 | 2025 | 2030 | 2035 | 2040
BM | 0 | 0 | 0 | 0 | 0 | 0
CC | 0 | 0 | 0 | 0 | 0 | 0
CSP | 0 | 0 | 0 | 0 | 0 | 0
CT | 0 | 0 | 0 | 0 | 0 | 0
Coal | 0 | 0 | 0 | 0 | 0 | 0
Geo | 0 | 0 | 0 | 0 | 0 | 0
H | 0 | 0 | 0 | 0 | 0 | 0
LFG | 0 | 0 | 0 | 0 | 0 | 0
Nuc | 0 | 0 | 0 | 0 | 0 | 0
PS | 0 | 0 | 0 | 0 | 0 | 0
PV | 0 | 0 | 0 | 0 | 0 | 0
PeakG | 0 | 0 | 0 | 0 | 0 | 0
PeakO | 0 | 0 | 0 | 0 | 0 | 0
ST | 0 | 0 | 0 | 0 | 0 | 0
STOG | 0 | 0 | 0 | 0 | 0 | 0
STWD | 0 | 0 | 0 | 0 | 0 | 0
WT | 0 | 0 | 0 | 0 | 0 | 0
IGCC | 0 | 0 | 0 | 0 | 0 | 0
DemandResponse | 0 | 0 | 0 | 0 | 0 | 0
IGCC-CCS | 0 | 0 | 0 | 0 | 0 | 0
WT_off | 0 | 0 | 0 | 0 | 0 | 0
PseudoUnit | 0 | 0 | 0 | 0 | 0 | 0
FixedInterchange | 0 | 0 | 0 | 0 | 0 | 0
Emission Cost by Reporting Type: MISO_MO-IL
ReportingType | 2015 | 2020 | 2025 | 2030 | 2035 | 2040
BM | 0 | 0 | 0 | 0 | 0 | 0
CC | 0 | 0 | 0 | 0 | 0 | 0
CSP | 0 | 0 | 0 | 0 | 0 | 0
CT | 0 | 0 | 0 | 0 | 0 | 0
Coal | 0 | 0 | 0 | 0 | 0 | 0
Geo | 0 | 0 | 0 | 0 | 0 | 0
H | 0 | 0 | 0 | 0 | 0 | 0
LFG | 0 | 0 | 0 | 0 | 0 | 0
Nuc | 0 | 0 | 0 | 0 | 0 | 0
PS | 0 | 0 | 0 | 0 | 0 | 0
PV | 0 | 0 | 0 | 0 | 0 | 0
PeakG | 0 | 0 | 0 | 0 | 0 | 0
PeakO | 0 | 0 | 0 | 0 | 0 | 0
ST | 0 | 0 | 0 | 0 | 0 | 0
STOG | 0 | 0 | 0 | 0 | 0 | 0
STWD | 0 | 0 | 0 | 0 | 0 | 0
WT | 0 | 0 | 0 | 0 | 0 | 0
IGCC | 0 | 0 | 0 | 0 | 0 | 0
DemandResponse | 0 | 0 | 0 | 0 | 0 | 0
IGCC-CCS | 0 | 0 | 0 | 0 | 0 | 0
WT_off | 0 | 0 | 0 | 0 | 0 | 0
PseudoUnit | 0 | 0 | 0 | 0 | 0 | 0
FixedInterchange | 0 | 0 | 0 | 0 | 0 | 0
Emission Cost by Reporting Type: MISO_W
ReportingType | 2015 | 2020 | 2025 | 2030 | 2035 | 2040
BM | 0 | 0 | 0 | 0 | 0 | 0
CC | 0 | 0 | 0 | 0 | 0 | 0
CSP | 0 | 0 | 0 | 0 | 0 | 0
CT | 0 | 0 | 0 | 0 | 0 | 0
Coal | 0 | 0 | 0 | 0 | 0 | 0
Geo | 0 | 0 | 0 | 0 | 0 | 0
H | 0 | 0 | 0 | 0 | 0 | 0
LFG | 0 | 0 | 0 | 0 | 0 | 0
Nuc | 0 | 0 | 0 | 0 | 0 | 0
PS | 0 | 0 | 0 | 0 | 0 | 0
PV | 0 | 0 | 0 | 0 | 0 | 0
PeakG | 0 | 0 | 0 | 0 | 0 | 0
PeakO | 0 | 0 | 0 | 0 | 0 | 0
ST | 0 | 0 | 0 | 0 | 0 | 0
STOG | 0 | 0 | 0 | 0 | 0 | 0
STWD | 0 | 0 | 0 | 0 | 0 | 0
WT | 0 | 0 | 0 | 0 | 0 | 0
IGCC | 0 | 0 | 0 | 0 | 0 | 0
DemandResponse | 0 | 0 | 0 | 0 | 0 | 0
IGCC-CCS | 0 | 0 | 0 | 0 | 0 | 0
WT_off | 0 | 0 | 0 | 0 | 0 | 0
PseudoUnit | 0 | 0 | 0 | 0 | 0 | 0
FixedInterchange | 0 | 0 | 0 | 0 | 0 | 0
Emission Cost by Reporting Type: MISO_WUMS
ReportingType | 2015 | 2020 | 2025 | 2030 | 2035 | 2040
BM | 0 | 0 | 0 | 0 | 0 | 0
CC | 0 | 0 | 0 | 0 | 0 | 0
CSP | 0 | 0 | 0 | 0 | 0 | 0
CT | 0 | 0 | 0 | 0 | 0 | 0
Coal | 0 | 0 | 0 | 0 | 0 | 0
Geo | 0 | 0 | 0 | 0 | 0 | 0
H | 0 | 0 | 0 | 0 | 0 | 0
LFG | 0 | 0 | 0 | 0 | 0 | 0
Nuc | 0 | 0 | 0 | 0 | 0 | 0
PS | 0 | 0 | 0 | 0 | 0 | 0
PV | 0 | 0 | 0 | 0 | 0 | 0
PeakG | 0 | 0 | 0 | 0 | 0 | 0
PeakO | 0 | 0 | 0 | 0 | 0 | 0
ST | 0 | 0 | 0 | 0 | 0 | 0
STOG | 0 | 0 | 0 | 0 | 0 | 0
STWD | 0 | 0 | 0 | 0 | 0 | 0
WT | 0 | 0 | 0 | 0 | 0 | 0
IGCC | 0 | 0 | 0 | 0 | 0 | 0
DemandResponse | 0 | 0 | 0 | 0 | 0 | 0
IGCC-CCS | 0 | 0 | 0 | 0 | 0 | 0
WT_off | 0 | 0 | 0 | 0 | 0 | 0
PseudoUnit | 0 | 0 | 0 | 0 | 0 | 0
FixedInterchange | 0 | 0 | 0 | 0 | 0 | 0
Emission Cost by Reporting Type: Nebraska
ReportingType | 2015 | 2020 | 2025 | 2030 | 2035 | 2040
BM | 0 | 0 | 0 | 0 | 0 | 0
CC | 0 | 0 | 0 | 0 | 0 | 0
CSP | 0 | 0 | 0 | 0 | 0 | 0
CT | 0 | 0 | 0 | 0 | 0 | 0
Coal | 0 | 0 | 0 | 0 | 0 | 0
Geo | 0 | 0 | 0 | 0 | 0 | 0
H | 0 | 0 | 0 | 0 | 0 | 0
LFG | 0 | 0 | 0 | 0 | 0 | 0
Nuc | 0 | 0 | 0 | 0 | 0 | 0
PS | 0 | 0 | 0 | 0 | 0 | 0
PV | 0 | 0 | 0 | 0 | 0 | 0
PeakG | 0 | 0 | 0 | 0 | 0 | 0
PeakO | 0 | 0 | 0 | 0 | 0 | 0
ST | 0 | 0 | 0 | 0 | 0 | 0
STOG | 0 | 0 | 0 | 0 | 0 | 0
STWD | 0 | 0 | 0 | 0 | 0 | 0
WT | 0 | 0 | 0 | 0 | 0 | 0
IGCC | 0 | 0 | 0 | 0 | 0 | 0
DemandResponse | 0 | 0 | 0 | 0 | 0 | 0
IGCC-CCS | 0 | 0 | 0 | 0 | 0 | 0
WT_off | 0 | 0 | 0 | 0 | 0 | 0
PseudoUnit | 0 | 0 | 0 | 0 | 0 | 0
FixedInterchange | 0 | 0 | 0 | 0 | 0 | 0
Emission Cost by Reporting Type: NEISO
ReportingType | 2015 | 2020 | 2025 | 2030 | 2035 | 2040
BM | 0 | 0 | 0 | 0 | 0 | 0
CC | 0 | 0 | 0 | 0 | 0 | 0
CSP | 0 | 0 | 0 | 0 | 0 | 0
CT | 0 | 0 | 0 | 0 | 0 | 0
Coal | 0 | 0 | 0 | 0 | 0 | 0
Geo | 0 | 0 | 0 | 0 | 0 | 0
H | 0 | 0 | 0 | 0 | 0 | 0
LFG | 0 | 0 | 0 | 0 | 0 | 0
Nuc | 0 | 0 | 0 | 0 | 0 | 0
PS | 0 | 0 | 0 | 0 | 0 | 0
PV | 0 | 0 | 0 | 0 | 0 | 0
PeakG | 0 | 0 | 0 | 0 | 0 | 0
PeakO | 0 | 0 | 0 | 0 | 0 | 0
ST | 0 | 0 | 0 | 0 | 0 | 0
STOG | 0 | 0 | 0 | 0 | 0 | 0
STWD | 0 | 0 | 0 | 0 | 0 | 0
WT | 0 | 0 | 0 | 0 | 0 | 0
IGCC | 0 | 0 | 0 | 0 | 0 | 0
DemandResponse | 0 | 0 | 0 | 0 | 0 | 0
IGCC-CCS | 0 | 0 | 0 | 0 | 0 | 0
WT_off | 0 | 0 | 0 | 0 | 0 | 0
PseudoUnit | 0 | 0 | 0 | 0 | 0 | 0
FixedInterchange | 0 | 0 | 0 | 0 | 0 | 0
Emission Cost by Reporting Type: NonRTO_Midwest
ReportingType | 2015 | 2020 | 2025 | 2030 | 2035 | 2040
BM | 0 | 0 | 0 | 0 | 0 | 0
CC | 0 | 0 | 0 | 0 | 0 | 0
CSP | 0 | 0 | 0 | 0 | 0 | 0
CT | 0 | 0 | 0 | 0 | 0 | 0
Coal | 0 | 0 | 0 | 0 | 0 | 0
Geo | 0 | 0 | 0 | 0 | 0 | 0
H | 0 | 0 | 0 | 0 | 0 | 0
LFG | 0 | 0 | 0 | 0 | 0 | 0
Nuc | 0 | 0 | 0 | 0 | 0 | 0
PS | 0 | 0 | 0 | 0 | 0 | 0
PV | 0 | 0 | 0 | 0 | 0 | 0
PeakG | 0 | 0 | 0 | 0 | 0 | 0
PeakO | 0 | 0 | 0 | 0 | 0 | 0
ST | 0 | 0 | 0 | 0 | 0 | 0
STOG | 0 | 0 | 0 | 0 | 0 | 0
STWD | 0 | 0 | 0 | 0 | 0 | 0
WT | 0 | 0 | 0 | 0 | 0 | 0
IGCC | 0 | 0 | 0 | 0 | 0 | 0
DemandResponse | 0 | 0 | 0 | 0 | 0 | 0
IGCC-CCS | 0 | 0 | 0 | 0 | 0 | 0
WT_off | 0 | 0 | 0 | 0 | 0 | 0
PseudoUnit | 0 | 0 | 0 | 0 | 0 | 0
FixedInterchange | 0 | 0 | 0 | 0 | 0 | 0
Emission Cost by Reporting Type: NYISO_A-F
ReportingType | 2015 | 2020 | 2025 | 2030 | 2035 | 2040
BM | 0 | 0 | 0 | 0 | 0 | 0
CC | 0 | 0 | 0 | 0 | 0 | 0
CSP | 0 | 0 | 0 | 0 | 0 | 0
CT | 0 | 0 | 0 | 0 | 0 | 0
Coal | 0 | 0 | 0 | 0 | 0 | 0
Geo | 0 | 0 | 0 | 0 | 0 | 0
H | 0 | 0 | 0 | 0 | 0 | 0
LFG | 0 | 0 | 0 | 0 | 0 | 0
Nuc | 0 | 0 | 0 | 0 | 0 | 0
PS | 0 | 0 | 0 | 0 | 0 | 0
PV | 0 | 0 | 0 | 0 | 0 | 0
PeakG | 0 | 0 | 0 | 0 | 0 | 0
PeakO | 0 | 0 | 0 | 0 | 0 | 0
ST | 0 | 0 | 0 | 0 | 0 | 0
STOG | 0 | 0 | 0 | 0 | 0 | 0
STWD | 0 | 0 | 0 | 0 | 0 | 0
WT | 0 | 0 | 0 | 0 | 0 | 0
IGCC | 0 | 0 | 0 | 0 | 0 | 0
DemandResponse | 0 | 0 | 0 | 0 | 0 | 0
IGCC-CCS | 0 | 0 | 0 | 0 | 0 | 0
WT_off | 0 | 0 | 0 | 0 | 0 | 0
PseudoUnit | 0 | 0 | 0 | 0 | 0 | 0
FixedInterchange | 0 | 0 | 0 | 0 | 0 | 0
Emission Cost by Reporting Type: NYISO_G-I
ReportingType | 2015 | 2020 | 2025 | 2030 | 2035 | 2040
BM | 0 | 0 | 0 | 0 | 0 | 0
CC | 0 | 0 | 0 | 0 | 0 | 0
CSP | 0 | 0 | 0 | 0 | 0 | 0
CT | 0 | 0 | 0 | 0 | 0 | 0
Coal | 0 | 0 | 0 | 0 | 0 | 0
Geo | 0 | 0 | 0 | 0 | 0 | 0
H | 0 | 0 | 0 | 0 | 0 | 0
LFG | 0 | 0 | 0 | 0 | 0 | 0
Nuc | 0 | 0 | 0 | 0 | 0 | 0
PS | 0 | 0 | 0 | 0 | 0 | 0
PV | 0 | 0 | 0 | 0 | 0 | 0
PeakG | 0 | 0 | 0 | 0 | 0 | 0
PeakO | 0 | 0 | 0 | 0 | 0 | 0
ST | 0 | 0 | 0 | 0 | 0 | 0
STOG | 0 | 0 | 0 | 0 | 0 | 0
STWD | 0 | 0 | 0 | 0 | 0 | 0
WT | 0 | 0 | 0 | 0 | 0 | 0
IGCC | 0 | 0 | 0 | 0 | 0 | 0
DemandResponse | 0 | 0 | 0 | 0 | 0 | 0
IGCC-CCS | 0 | 0 | 0 | 0 | 0 | 0
WT_off | 0 | 0 | 0 | 0 | 0 | 0
PseudoUnit | 0 | 0 | 0 | 0 | 0 | 0
FixedInterchange | 0 | 0 | 0 | 0 | 0 | 0
Emission Cost by Reporting Type: NYISO_J-K
ReportingType | 2015 | 2020 | 2025 | 2030 | 2035 | 2040
BM | 0 | 0 | 0 | 0 | 0 | 0
CC | 0 | 0 | 0 | 0 | 0 | 0
CSP | 0 | 0 | 0 | 0 | 0 | 0
CT | 0 | 0 | 0 | 0 | 0 | 0
Coal | 0 | 0 | 0 | 0 | 0 | 0
Geo | 0 | 0 | 0 | 0 | 0 | 0
H | 0 | 0 | 0 | 0 | 0 | 0
LFG | 0 | 0 | 0 | 0 | 0 | 0
Nuc | 0 | 0 | 0 | 0 | 0 | 0
PS | 0 | 0 | 0 | 0 | 0 | 0
PV | 0 | 0 | 0 | 0 | 0 | 0
PeakG | 0 | 0 | 0 | 0 | 0 | 0
PeakO | 0 | 0 | 0 | 0 | 0 | 0
ST | 0 | 0 | 0 | 0 | 0 | 0
STOG | 0 | 0 | 0 | 0 | 0 | 0
STWD | 0 | 0 | 0 | 0 | 0 | 0
WT | 0 | 0 | 0 | 0 | 0 | 0
IGCC | 0 | 0 | 0 | 0 | 0 | 0
DemandResponse | 0 | 0 | 0 | 0 | 0 | 0
IGCC-CCS | 0 | 0 | 0 | 0 | 0 | 0
WT_off | 0 | 0 | 0 | 0 | 0 | 0
PseudoUnit | 0 | 0 | 0 | 0 | 0 | 0
FixedInterchange | 0 | 0 | 0 | 0 | 0 | 0
Emission Cost by Reporting Type: PJM_E
ReportingType | 2015 | 2020 | 2025 | 2030 | 2035 | 2040
BM | 0 | 0 | 0 | 0 | 0 | 0
CC | 0 | 0 | 0 | 0 | 0 | 0
CSP | 0 | 0 | 0 | 0 | 0 | 0
CT | 0 | 0 | 0 | 0 | 0 | 0
Coal | 0 | 0 | 0 | 0 | 0 | 0
Geo | 0 | 0 | 0 | 0 | 0 | 0
H | 0 | 0 | 0 | 0 | 0 | 0
LFG | 0 | 0 | 0 | 0 | 0 | 0
Nuc | 0 | 0 | 0 | 0 | 0 | 0
PS | 0 | 0 | 0 | 0 | 0 | 0
PV | 0 | 0 | 0 | 0 | 0 | 0
PeakG | 0 | 0 | 0 | 0 | 0 | 0
PeakO | 0 | 0 | 0 | 0 | 0 | 0
ST | 0 | 0 | 0 | 0 | 0 | 0
STOG | 0 | 0 | 0 | 0 | 0 | 0
STWD | 0 | 0 | 0 | 0 | 0 | 0
WT | 0 | 0 | 0 | 0 | 0 | 0
IGCC | 0 | 0 | 0 | 0 | 0 | 0
DemandResponse | 0 | 0 | 0 | 0 | 0 | 0
IGCC-CCS | 0 | 0 | 0 | 0 | 0 | 0
WT_off | 0 | 0 | 0 | 0 | 0 | 0
PseudoUnit | 0 | 0 | 0 | 0 | 0 | 0
FixedInterchange | 0 | 0 | 0 | 0 | 0 | 0
Emission Cost by Reporting Type: PJM_ROM
ReportingType | 2015 | 2020 | 2025 | 2030 | 2035 | 2040
BM | 0 | 0 | 0 | 0 | 0 | 0
CC | 0 | 0 | 0 | 0 | 0 | 0
CSP | 0 | 0 | 0 | 0 | 0 | 0
CT | 0 | 0 | 0 | 0 | 0 | 0
Coal | 0 | 0 | 0 | 0 | 0 | 0
Geo | 0 | 0 | 0 | 0 | 0 | 0
H | 0 | 0 | 0 | 0 | 0 | 0
LFG | 0 | 0 | 0 | 0 | 0 | 0
Nuc | 0 | 0 | 0 | 0 | 0 | 0
PS | 0 | 0 | 0 | 0 | 0 | 0
PV | 0 | 0 | 0 | 0 | 0 | 0
PeakG | 0 | 0 | 0 | 0 | 0 | 0
PeakO | 0 | 0 | 0 | 0 | 0 | 0
ST | 0 | 0 | 0 | 0 | 0 | 0
STOG | 0 | 0 | 0 | 0 | 0 | 0
STWD | 0 | 0 | 0 | 0 | 0 | 0
WT | 0 | 0 | 0 | 0 | 0 | 0
IGCC | 0 | 0 | 0 | 0 | 0 | 0
DemandResponse | 0 | 0 | 0 | 0 | 0 | 0
IGCC-CCS | 0 | 0 | 0 | 0 | 0 | 0
WT_off | 0 | 0 | 0 | 0 | 0 | 0
PseudoUnit | 0 | 0 | 0 | 0 | 0 | 0
FixedInterchange | 0 | 0 | 0 | 0 | 0 | 0
Emission Cost by Reporting Type: PJM_ROR
ReportingType | 2015 | 2020 | 2025 | 2030 | 2035 | 2040
BM | 0 | 0 | 0 | 0 | 0 | 0
CC | 0 | 0 | 0 | 0 | 0 | 0
CSP | 0 | 0 | 0 | 0 | 0 | 0
CT | 0 | 0 | 0 | 0 | 0 | 0
Coal | 0 | 0 | 0 | 0 | 0 | 0
Geo | 0 | 0 | 0 | 0 | 0 | 0
H | 0 | 0 | 0 | 0 | 0 | 0
LFG | 0 | 0 | 0 | 0 | 0 | 0
Nuc | 0 | 0 | 0 | 0 | 0 | 0
PS | 0 | 0 | 0 | 0 | 0 | 0
PV | 0 | 0 | 0 | 0 | 0 | 0
PeakG | 0 | 0 | 0 | 0 | 0 | 0
PeakO | 0 | 0 | 0 | 0 | 0 | 0
ST | 0 | 0 | 0 | 0 | 0 | 0
STOG | 0 | 0 | 0 | 0 | 0 | 0
STWD | 0 | 0 | 0 | 0 | 0 | 0
WT | 0 | 0 | 0 | 0 | 0 | 0
IGCC | 0 | 0 | 0 | 0 | 0 | 0
DemandResponse | 0 | 0 | 0 | 0 | 0 | 0
IGCC-CCS | 0 | 0 | 0 | 0 | 0 | 0
WT_off | 0 | 0 | 0 | 0 | 0 | 0
PseudoUnit | 0 | 0 | 0 | 0 | 0 | 0
FixedInterchange | 0 | 0 | 0 | 0 | 0 | 0
Emission Cost by Reporting Type: SOCO
ReportingType | 2015 | 2020 | 2025 | 2030 | 2035 | 2040
BM | 0 | 0 | 0 | 0 | 0 | 0
CC | 0 | 0 | 0 | 0 | 0 | 0
CSP | 0 | 0 | 0 | 0 | 0 | 0
CT | 0 | 0 | 0 | 0 | 0 | 0
Coal | 0 | 0 | 0 | 0 | 0 | 0
Geo | 0 | 0 | 0 | 0 | 0 | 0
H | 0 | 0 | 0 | 0 | 0 | 0
LFG | 0 | 0 | 0 | 0 | 0 | 0
Nuc | 0 | 0 | 0 | 0 | 0 | 0
PS | 0 | 0 | 0 | 0 | 0 | 0
PV | 0 | 0 | 0 | 0 | 0 | 0
PeakG | 0 | 0 | 0 | 0 | 0 | 0
PeakO | 0 | 0 | 0 | 0 | 0 | 0
ST | 0 | 0 | 0 | 0 | 0 | 0
STOG | 0 | 0 | 0 | 0 | 0 | 0
STWD | 0 | 0 | 0 | 0 | 0 | 0
WT | 0 | 0 | 0 | 0 | 0 | 0
IGCC | 0 | 0 | 0 | 0 | 0 | 0
DemandResponse | 0 | 0 | 0 | 0 | 0 | 0
IGCC-CCS | 0 | 0 | 0 | 0 | 0 | 0
WT_off | 0 | 0 | 0 | 0 | 0 | 0
PseudoUnit | 0 | 0 | 0 | 0 | 0 | 0
FixedInterchange | 0 | 0 | 0 | 0 | 0 | 0
Emission Cost by Reporting Type: SPP_N
ReportingType | 2015 | 2020 | 2025 | 2030 | 2035 | 2040
BM | 0 | 0 | 0 | 0 | 0 | 0
CC | 0 | 0 | 0 | 0 | 0 | 0
CSP | 0 | 0 | 0 | 0 | 0 | 0
CT | 0 | 0 | 0 | 0 | 0 | 0
Coal | 0 | 0 | 0 | 0 | 0 | 0
Geo | 0 | 0 | 0 | 0 | 0 | 0
H | 0 | 0 | 0 | 0 | 0 | 0
LFG | 0 | 0 | 0 | 0 | 0 | 0
Nuc | 0 | 0 | 0 | 0 | 0 | 0
PS | 0 | 0 | 0 | 0 | 0 | 0
PV | 0 | 0 | 0 | 0 | 0 | 0
PeakG | 0 | 0 | 0 | 0 | 0 | 0
PeakO | 0 | 0 | 0 | 0 | 0 | 0
ST | 0 | 0 | 0 | 0 | 0 | 0
STOG | 0 | 0 | 0 | 0 | 0 | 0
STWD | 0 | 0 | 0 | 0 | 0 | 0
WT | 0 | 0 | 0 | 0 | 0 | 0
IGCC | 0 | 0 | 0 | 0 | 0 | 0
DemandResponse | 0 | 0 | 0 | 0 | 0 | 0
IGCC-CCS | 0 | 0 | 0 | 0 | 0 | 0
WT_off | 0 | 0 | 0 | 0 | 0 | 0
PseudoUnit | 0 | 0 | 0 | 0 | 0 | 0
FixedInterchange | 0 | 0 | 0 | 0 | 0 | 0
Emission Cost by Reporting Type: SPP_S
ReportingType | 2015 | 2020 | 2025 | 2030 | 2035 | 2040
BM | 0 | 0 | 0 | 0 | 0 | 0
CC | 0 | 0 | 0 | 0 | 0 | 0
CSP | 0 | 0 | 0 | 0 | 0 | 0
CT | 0 | 0 | 0 | 0 | 0 | 0
Coal | 0 | 0 | 0 | 0 | 0 | 0
Geo | 0 | 0 | 0 | 0 | 0 | 0
H | 0 | 0 | 0 | 0 | 0 | 0
LFG | 0 | 0 | 0 | 0 | 0 | 0
Nuc | 0 | 0 | 0 | 0 | 0 | 0
PS | 0 | 0 | 0 | 0 | 0 | 0
PV | 0 | 0 | 0 | 0 | 0 | 0
PeakG | 0 | 0 | 0 | 0 | 0 | 0
PeakO | 0 | 0 | 0 | 0 | 0 | 0
ST | 0 | 0 | 0 | 0 | 0 | 0
STOG | 0 | 0 | 0 | 0 | 0 | 0
STWD | 0 | 0 | 0 | 0 | 0 | 0
WT | 0 | 0 | 0 | 0 | 0 | 0
IGCC | 0 | 0 | 0 | 0 | 0 | 0
DemandResponse | 0 | 0 | 0 | 0 | 0 | 0
IGCC-CCS | 0 | 0 | 0 | 0 | 0 | 0
WT_off | 0 | 0 | 0 | 0 | 0 | 0
PseudoUnit | 0 | 0 | 0 | 0 | 0 | 0
FixedInterchange | 0 | 0 | 0 | 0 | 0 | 0
Emission Cost by Reporting Type: TVA
ReportingType | 2015 | 2020 | 2025 | 2030 | 2035 | 2040
BM | 0 | 0 | 0 | 0 | 0 | 0
CC | 0 | 0 | 0 | 0 | 0 | 0
CSP | 0 | 0 | 0 | 0 | 0 | 0
CT | 0 | 0 | 0 | 0 | 0 | 0
Coal | 0 | 0 | 0 | 0 | 0 | 0
Geo | 0 | 0 | 0 | 0 | 0 | 0
H | 0 | 0 | 0 | 0 | 0 | 0
LFG | 0 | 0 | 0 | 0 | 0 | 0
Nuc | 0 | 0 | 0 | 0 | 0 | 0
PS | 0 | 0 | 0 | 0 | 0 | 0
PV | 0 | 0 | 0 | 0 | 0 | 0
PeakG | 0 | 0 | 0 | 0 | 0 | 0
PeakO | 0 | 0 | 0 | 0 | 0 | 0
ST | 0 | 0 | 0 | 0 | 0 | 0
STOG | 0 | 0 | 0 | 0 | 0 | 0
STWD | 0 | 0 | 0 | 0 | 0 | 0
WT | 0 | 0 | 0 | 0 | 0 | 0
IGCC | 0 | 0 | 0 | 0 | 0 | 0
DemandResponse | 0 | 0 | 0 | 0 | 0 | 0
IGCC-CCS | 0 | 0 | 0 | 0 | 0 | 0
WT_off | 0 | 0 | 0 | 0 | 0 | 0
PseudoUnit | 0 | 0 | 0 | 0 | 0 | 0
FixedInterchange | 0 | 0 | 0 | 0 | 0 | 0
Emission Cost by Reporting Type: TVA_Transmission
ReportingType | 2015 | 2020 | 2025 | 2030 | 2035 | 2040
BM | 0 | 0 | 0 | 0 | 0 | 0
CC | 0 | 0 | 0 | 0 | 0 | 0
CSP | 0 | 0 | 0 | 0 | 0 | 0
CT | 0 | 0 | 0 | 0 | 0 | 0
Coal | 0 | 0 | 0 | 0 | 0 | 0
Geo | 0 | 0 | 0 | 0 | 0 | 0
H | 0 | 0 | 0 | 0 | 0 | 0
LFG | 0 | 0 | 0 | 0 | 0 | 0
Nuc | 0 | 0 | 0 | 0 | 0 | 0
PS | 0 | 0 | 0 | 0 | 0 | 0
PV | 0 | 0 | 0 | 0 | 0 | 0
PeakG | 0 | 0 | 0 | 0 | 0 | 0
PeakO | 0 | 0 | 0 | 0 | 0 | 0
ST | 0 | 0 | 0 | 0 | 0 | 0
STOG | 0 | 0 | 0 | 0 | 0 | 0
STWD | 0 | 0 | 0 | 0 | 0 | 0
WT | 0 | 0 | 0 | 0 | 0 | 0
IGCC | 0 | 0 | 0 | 0 | 0 | 0
DemandResponse | 0 | 0 | 0 | 0 | 0 | 0
IGCC-CCS | 0 | 0 | 0 | 0 | 0 | 0
WT_off | 0 | 0 | 0 | 0 | 0 | 0
PseudoUnit | 0 | 0 | 0 | 0 | 0 | 0
FixedInterchange | 0 | 0 | 0 | 0 | 0 | 0
Emission Cost by Reporting Type: VACAR
ReportingType | 2015 | 2020 | 2025 | 2030 | 2035 | 2040
BM | 0 | 0 | 0 | 0 | 0 | 0
CC | 0 | 0 | 0 | 0 | 0 | 0
CSP | 0 | 0 | 0 | 0 | 0 | 0
CT | 0 | 0 | 0 | 0 | 0 | 0
Coal | 0 | 0 | 0 | 0 | 0 | 0
Geo | 0 | 0 | 0 | 0 | 0 | 0
H | 0 | 0 | 0 | 0 | 0 | 0
LFG | 0 | 0 | 0 | 0 | 0 | 0
Nuc | 0 | 0 | 0 | 0 | 0 | 0
PS | 0 | 0 | 0 | 0 | 0 | 0
PV | 0 | 0 | 0 | 0 | 0 | 0
PeakG | 0 | 0 | 0 | 0 | 0 | 0
PeakO | 0 | 0 | 0 | 0 | 0 | 0
ST | 0 | 0 | 0 | 0 | 0 | 0
STOG | 0 | 0 | 0 | 0 | 0 | 0
STWD | 0 | 0 | 0 | 0 | 0 | 0
WT | 0 | 0 | 0 | 0 | 0 | 0
IGCC | 0 | 0 | 0 | 0 | 0 | 0
DemandResponse | 0 | 0 | 0 | 0 | 0 | 0
IGCC-CCS | 0 | 0 | 0 | 0 | 0 | 0
WT_off | 0 | 0 | 0 | 0 | 0 | 0
PseudoUnit | 0 | 0 | 0 | 0 | 0 | 0
FixedInterchange | 0 | 0 | 0 | 0 | 0 | 0
Emission Cost by Reporting Type: IESO
ReportingType | 2015 | 2020 | 2025 | 2030 | 2035 | 2040
BM | 0 | 0 | 0 | 0 | 0 | 0
CC | 0 | 0 | 0 | 0 | 0 | 0
CSP | 0 | 0 | 0 | 0 | 0 | 0
CT | 0 | 0 | 0 | 0 | 0 | 0
Coal | 0 | 0 | 0 | 0 | 0 | 0
Geo | 0 | 0 | 0 | 0 | 0 | 0
H | 0 | 0 | 0 | 0 | 0 | 0
LFG | 0 | 0 | 0 | 0 | 0 | 0
Nuc | 0 | 0 | 0 | 0 | 0 | 0
PS | 0 | 0 | 0 | 0 | 0 | 0
PV | 0 | 0 | 0 | 0 | 0 | 0
PeakG | 0 | 0 | 0 | 0 | 0 | 0
PeakO | 0 | 0 | 0 | 0 | 0 | 0
ST | 0 | 0 | 0 | 0 | 0 | 0
STOG | 0 | 0 | 0 | 0 | 0 | 0
STWD | 0 | 0 | 0 | 0 | 0 | 0
WT | 0 | 0 | 0 | 0 | 0 | 0
IGCC | 0 | 0 | 0 | 0 | 0 | 0
DemandResponse | 0 | 0 | 0 | 0 | 0 | 0
IGCC-CCS | 0 | 0 | 0 | 0 | 0 | 0
WT_off | 0 | 0 | 0 | 0 | 0 | 0
PseudoUnit | 0 | 0 | 0 | 0 | 0 | 0
FixedInterchange | 0 | 0 | 0 | 0 | 0 | 0
Emission Cost by Reporting Type: MAPP_CA
ReportingType | 2015 | 2020 | 2025 | 2030 | 2035 | 2040
BM | 0 | 0 | 0 | 0 | 0 | 0
CC | 0 | 0 | 0 | 0 | 0 | 0
CSP | 0 | 0 | 0 | 0 | 0 | 0
CT | 0 | 0 | 0 | 0 | 0 | 0
Coal | 0 | 0 | 0 | 0 | 0 | 0
Geo | 0 | 0 | 0 | 0 | 0 | 0
H | 0 | 0 | 0 | 0 | 0 | 0
LFG | 0 | 0 | 0 | 0 | 0 | 0
Nuc | 0 | 0 | 0 | 0 | 0 | 0
PS | 0 | 0 | 0 | 0 | 0 | 0
PV | 0 | 0 | 0 | 0 | 0 | 0
PeakG | 0 | 0 | 0 | 0 | 0 | 0
PeakO | 0 | 0 | 0 | 0 | 0 | 0
ST | 0 | 0 | 0 | 0 | 0 | 0
STOG | 0 | 0 | 0 | 0 | 0 | 0
STWD | 0 | 0 | 0 | 0 | 0 | 0
WT | 0 | 0 | 0 | 0 | 0 | 0
IGCC | 0 | 0 | 0 | 0 | 0 | 0
DemandResponse | 0 | 0 | 0 | 0 | 0 | 0
IGCC-CCS | 0 | 0 | 0 | 0 | 0 | 0
WT_off | 0 | 0 | 0 | 0 | 0 | 0
PseudoUnit | 0 | 0 | 0 | 0 | 0 | 0
FixedInterchange | 0 | 0 | 0 | 0 | 0 | 0
Emission Cost by Reporting Type: AZ_NM_SNV_Coal
ReportingType | 2015 | 2020 | 2025 | 2030 | 2035 | 2040
BM | 0 | 0 | 0 | 0 | 0 | 0
CC | 0 | 0 | 0 | 0 | 0 | 0
CSP | 0 | 0 | 0 | 0 | 0 | 0
CT | 0 | 0 | 0 | 0 | 0 | 0
Coal | 0 | 0 | 0 | 0 | 0 | 0
Geo | 0 | 0 | 0 | 0 | 0 | 0
H | 0 | 0 | 0 | 0 | 0 | 0
LFG | 0 | 0 | 0 | 0 | 0 | 0
Nuc | 0 | 0 | 0 | 0 | 0 | 0
PS | 0 | 0 | 0 | 0 | 0 | 0
PV | 0 | 0 | 0 | 0 | 0 | 0
PeakG | 0 | 0 | 0 | 0 | 0 | 0
PeakO | 0 | 0 | 0 | 0 | 0 | 0
ST | 0 | 0 | 0 | 0 | 0 | 0
STOG | 0 | 0 | 0 | 0 | 0 | 0
STWD | 0 | 0 | 0 | 0 | 0 | 0
WT | 0 | 0 | 0 | 0 | 0 | 0
IGCC | 0 | 0 | 0 | 0 | 0 | 0
DemandResponse | 0 | 0 | 0 | 0 | 0 | 0
IGCC-CCS | 0 | 0 | 0 | 0 | 0 | 0
WT_off | 0 | 0 | 0 | 0 | 0 | 0
PseudoUnit | 0 | 0 | 0 | 0 | 0 | 0
FixedInterchange | 0 | 0 | 0 | 0 | 0 | 0
Emission Cost by Reporting Type: AZ_NM_SNV_Gas
ReportingType | 2015 | 2020 | 2025 | 2030 | 2035 | 2040
BM | 0 | 0 | 0 | 0 | 0 | 0
CC | 0 | 0 | 0 | 0 | 0 | 0
CSP | 0 | 0 | 0 | 0 | 0 | 0
CT | 0 | 0 | 0 | 0 | 0 | 0
Coal | 0 | 0 | 0 | 0 | 0 | 0
Geo | 0 | 0 | 0 | 0 | 0 | 0
H | 0 | 0 | 0 | 0 | 0 | 0
LFG | 0 | 0 | 0 | 0 | 0 | 0
Nuc | 0 | 0 | 0 | 0 | 0 | 0
PS | 0 | 0 | 0 | 0 | 0 | 0
PV | 0 | 0 | 0 | 0 | 0 | 0
PeakG | 0 | 0 | 0 | 0 | 0 | 0
PeakO | 0 | 0 | 0 | 0 | 0 | 0
ST | 0 | 0 | 0 | 0 | 0 | 0
STOG | 0 | 0 | 0 | 0 | 0 | 0
STWD | 0 | 0 | 0 | 0 | 0 | 0
WT | 0 | 0 | 0 | 0 | 0 | 0
IGCC | 0 | 0 | 0 | 0 | 0 | 0
DemandResponse | 0 | 0 | 0 | 0 | 0 | 0
IGCC-CCS | 0 | 0 | 0 | 0 | 0 | 0
WT_off | 0 | 0 | 0 | 0 | 0 | 0
PseudoUnit | 0 | 0 | 0 | 0 | 0 | 0
FixedInterchange | 0 | 0 | 0 | 0 | 0 | 0
Emission Cost by Reporting Type: AZ_NM_SNV_NucRenew
ReportingType | 2015 | 2020 | 2025 | 2030 | 2035 | 2040
BM | 0 | 0 | 0 | 0 | 0 | 0
CC | 0 | 0 | 0 | 0 | 0 | 0
CSP | 0 | 0 | 0 | 0 | 0 | 0
CT | 0 | 0 | 0 | 0 | 0 | 0
Coal | 0 | 0 | 0 | 0 | 0 | 0
Geo | 0 | 0 | 0 | 0 | 0 | 0
H | 0 | 0 | 0 | 0 | 0 | 0
LFG | 0 | 0 | 0 | 0 | 0 | 0
Nuc | 0 | 0 | 0 | 0 | 0 | 0
PS | 0 | 0 | 0 | 0 | 0 | 0
PV | 0 | 0 | 0 | 0 | 0 | 0
PeakG | 0 | 0 | 0 | 0 | 0 | 0
PeakO | 0 | 0 | 0 | 0 | 0 | 0
ST | 0 | 0 | 0 | 0 | 0 | 0
STOG | 0 | 0 | 0 | 0 | 0 | 0
STWD | 0 | 0 | 0 | 0 | 0 | 0
WT | 0 | 0 | 0 | 0 | 0 | 0
IGCC | 0 | 0 | 0 | 0 | 0 | 0
DemandResponse | 0 | 0 | 0 | 0 | 0 | 0
IGCC-CCS | 0 | 0 | 0 | 0 | 0 | 0
WT_off | 0 | 0 | 0 | 0 | 0 | 0
PseudoUnit | 0 | 0 | 0 | 0 | 0 | 0
FixedInterchange | 0 | 0 | 0 | 0 | 0 | 0
Emission Cost by Reporting Type: ERCOT
ReportingType | 2015 | 2020 | 2025 | 2030 | 2035 | 2040
BM | 0 | 0 | 0 | 0 | 0 | 0
CC | 0 | 0 | 0 | 0 | 0 | 0
CSP | 0 | 0 | 0 | 0 | 0 | 0
CT | 0 | 0 | 0 | 0 | 0 | 0
Coal | 0 | 0 | 0 | 0 | 0 | 0
Geo | 0 | 0 | 0 | 0 | 0 | 0
H | 0 | 0 | 0 | 0 | 0 | 0
LFG | 0 | 0 | 0 | 0 | 0 | 0
Nuc | 0 | 0 | 0 | 0 | 0 | 0
PS | 0 | 0 | 0 | 0 | 0 | 0
PV | 0 | 0 | 0 | 0 | 0 | 0
PeakG | 0 | 0 | 0 | 0 | 0 | 0
PeakO | 0 | 0 | 0 | 0 | 0 | 0
ST | 0 | 0 | 0 | 0 | 0 | 0
STOG | 0 | 0 | 0 | 0 | 0 | 0
STWD | 0 | 0 | 0 | 0 | 0 | 0
WT | 0 | 0 | 0 | 0 | 0 | 0
IGCC | 0 | 0 | 0 | 0 | 0 | 0
DemandResponse | 0 | 0 | 0 | 0 | 0 | 0
IGCC-CCS | 0 | 0 | 0 | 0 | 0 | 0
WT_off | 0 | 0 | 0 | 0 | 0 | 0
PseudoUnit | 0 | 0 | 0 | 0 | 0 | 0
FixedInterchange | 0 | 0 | 0 | 0 | 0 | 0
Emission Cost by Reporting Type: NP15
ReportingType | 2015 | 2020 | 2025 | 2030 | 2035 | 2040
BM | 0 | 0 | 0 | 0 | 0 | 0
CC | 0 | 0 | 0 | 0 | 0 | 0
CSP | 0 | 0 | 0 | 0 | 0 | 0
CT | 0 | 0 | 0 | 0 | 0 | 0
Coal | 0 | 0 | 0 | 0 | 0 | 0
Geo | 0 | 0 | 0 | 0 | 0 | 0
H | 0 | 0 | 0 | 0 | 0 | 0
LFG | 0 | 0 | 0 | 0 | 0 | 0
Nuc | 0 | 0 | 0 | 0 | 0 | 0
PS | 0 | 0 | 0 | 0 | 0 | 0
PV | 0 | 0 | 0 | 0 | 0 | 0
PeakG | 0 | 0 | 0 | 0 | 0 | 0
PeakO | 0 | 0 | 0 | 0 | 0 | 0
ST | 0 | 0 | 0 | 0 | 0 | 0
STOG | 0 | 0 | 0 | 0 | 0 | 0
STWD | 0 | 0 | 0 | 0 | 0 | 0
WT | 0 | 0 | 0 | 0 | 0 | 0
IGCC | 0 | 0 | 0 | 0 | 0 | 0
DemandResponse | 0 | 0 | 0 | 0 | 0 | 0
IGCC-CCS | 0 | 0 | 0 | 0 | 0 | 0
WT_off | 0 | 0 | 0 | 0 | 0 | 0
PseudoUnit | 0 | 0 | 0 | 0 | 0 | 0
FixedInterchange | 0 | 0 | 0 | 0 | 0 | 0
Emission Cost by Reporting Type: NWPP_Coal
ReportingType | 2015 | 2020 | 2025 | 2030 | 2035 | 2040
BM | 0 | 0 | 0 | 0 | 0 | 0
CC | 0 | 0 | 0 | 0 | 0 | 0
CSP | 0 | 0 | 0 | 0 | 0 | 0
CT | 0 | 0 | 0 | 0 | 0 | 0
Coal | 0 | 0 | 0 | 0 | 0 | 0
Geo | 0 | 0 | 0 | 0 | 0 | 0
H | 0 | 0 | 0 | 0 | 0 | 0
LFG | 0 | 0 | 0 | 0 | 0 | 0
Nuc | 0 | 0 | 0 | 0 | 0 | 0
PS | 0 | 0 | 0 | 0 | 0 | 0
PV | 0 | 0 | 0 | 0 | 0 | 0
PeakG | 0 | 0 | 0 | 0 | 0 | 0
PeakO | 0 | 0 | 0 | 0 | 0 | 0
ST | 0 | 0 | 0 | 0 | 0 | 0
STOG | 0 | 0 | 0 | 0 | 0 | 0
STWD | 0 | 0 | 0 | 0 | 0 | 0
WT | 0 | 0 | 0 | 0 | 0 | 0
IGCC | 0 | 0 | 0 | 0 | 0 | 0
DemandResponse | 0 | 0 | 0 | 0 | 0 | 0
IGCC-CCS | 0 | 0 | 0 | 0 | 0 | 0
WT_off | 0 | 0 | 0 | 0 | 0 | 0
PseudoUnit | 0 | 0 | 0 | 0 | 0 | 0
FixedInterchange | 0 | 0 | 0 | 0 | 0 | 0
Emission Cost by Reporting Type: NWPP_Gas
ReportingType | 2015 | 2020 | 2025 | 2030 | 2035 | 2040
BM | 0 | 0 | 0 | 0 | 0 | 0
CC | 0 | 0 | 0 | 0 | 0 | 0
CSP | 0 | 0 | 0 | 0 | 0 | 0
CT | 0 | 0 | 0 | 0 | 0 | 0
Coal | 0 | 0 | 0 | 0 | 0 | 0
Geo | 0 | 0 | 0 | 0 | 0 | 0
H | 0 | 0 | 0 | 0 | 0 | 0
LFG | 0 | 0 | 0 | 0 | 0 | 0
Nuc | 0 | 0 | 0 | 0 | 0 | 0
PS | 0 | 0 | 0 | 0 | 0 | 0
PV | 0 | 0 | 0 | 0 | 0 | 0
PeakG | 0 | 0 | 0 | 0 | 0 | 0
PeakO | 0 | 0 | 0 | 0 | 0 | 0
ST | 0 | 0 | 0 | 0 | 0 | 0
STOG | 0 | 0 | 0 | 0 | 0 | 0
STWD | 0 | 0 | 0 | 0 | 0 | 0
WT | 0 | 0 | 0 | 0 | 0 | 0
IGCC | 0 | 0 | 0 | 0 | 0 | 0
DemandResponse | 0 | 0 | 0 | 0 | 0 | 0
IGCC-CCS | 0 | 0 | 0 | 0 | 0 | 0
WT_off | 0 | 0 | 0 | 0 | 0 | 0
PseudoUnit | 0 | 0 | 0 | 0 | 0 | 0
FixedInterchange | 0 | 0 | 0 | 0 | 0 | 0
Emission Cost by Reporting Type: NWPP_NucRenew
ReportingType | 2015 | 2020 | 2025 | 2030 | 2035 | 2040
BM | 0 | 0 | 0 | 0 | 0 | 0
CC | 0 | 0 | 0 | 0 | 0 | 0
CSP | 0 | 0 | 0 | 0 | 0 | 0
CT | 0 | 0 | 0 | 0 | 0 | 0
Coal | 0 | 0 | 0 | 0 | 0 | 0
Geo | 0 | 0 | 0 | 0 | 0 | 0
H | 0 | 0 | 0 | 0 | 0 | 0
LFG | 0 | 0 | 0 | 0 | 0 | 0
Nuc | 0 | 0 | 0 | 0 | 0 | 0
PS | 0 | 0 | 0 | 0 | 0 | 0
PV | 0 | 0 | 0 | 0 | 0 | 0
PeakG | 0 | 0 | 0 | 0 | 0 | 0
PeakO | 0 | 0 | 0 | 0 | 0 | 0
ST | 0 | 0 | 0 | 0 | 0 | 0
STOG | 0 | 0 | 0 | 0 | 0 | 0
STWD | 0 | 0 | 0 | 0 | 0 | 0
WT | 0 | 0 | 0 | 0 | 0 | 0
IGCC | 0 | 0 | 0 | 0 | 0 | 0
DemandResponse | 0 | 0 | 0 | 0 | 0 | 0
IGCC-CCS | 0 | 0 | 0 | 0 | 0 | 0
WT_off | 0 | 0 | 0 | 0 | 0 | 0
PseudoUnit | 0 | 0 | 0 | 0 | 0 | 0
FixedInterchange | 0 | 0 | 0 | 0 | 0 | 0
Emission Cost by Reporting Type: RMPA
ReportingType | 2015 | 2020 | 2025 | 2030 | 2035 | 2040
BM | 0 | 0 | 0 | 0 | 0 | 0
CC | 0 | 0 | 0 | 0 | 0 | 0
CSP | 0 | 0 | 0 | 0 | 0 | 0
CT | 0 | 0 | 0 | 0 | 0 | 0
Coal | 0 | 0 | 0 | 0 | 0 | 0
Geo | 0 | 0 | 0 | 0 | 0 | 0
H | 0 | 0 | 0 | 0 | 0 | 0
LFG | 0 | 0 | 0 | 0 | 0 | 0
Nuc | 0 | 0 | 0 | 0 | 0 | 0
PS | 0 | 0 | 0 | 0 | 0 | 0
PV | 0 | 0 | 0 | 0 | 0 | 0
PeakG | 0 | 0 | 0 | 0 | 0 | 0
PeakO | 0 | 0 | 0 | 0 | 0 | 0
ST | 0 | 0 | 0 | 0 | 0 | 0
STOG | 0 | 0 | 0 | 0 | 0 | 0
STWD | 0 | 0 | 0 | 0 | 0 | 0
WT | 0 | 0 | 0 | 0 | 0 | 0
IGCC | 0 | 0 | 0 | 0 | 0 | 0
DemandResponse | 0 | 0 | 0 | 0 | 0 | 0
IGCC-CCS | 0 | 0 | 0 | 0 | 0 | 0
WT_off | 0 | 0 | 0 | 0 | 0 | 0
PseudoUnit | 0 | 0 | 0 | 0 | 0 | 0
FixedInterchange | 0 | 0 | 0 | 0 | 0 | 0
Emission Cost by Reporting Type: SP15
ReportingType | 2015 | 2020 | 2025 | 2030 | 2035 | 2040
BM | 0 | 0 | 0 | 0 | 0 | 0
CC | 0 | 0 | 0 | 0 | 0 | 0
CSP | 0 | 0 | 0 | 0 | 0 | 0
CT | 0 | 0 | 0 | 0 | 0 | 0
Coal | 0 | 0 | 0 | 0 | 0 | 0
Geo | 0 | 0 | 0 | 0 | 0 | 0
H | 0 | 0 | 0 | 0 | 0 | 0
LFG | 0 | 0 | 0 | 0 | 0 | 0
Nuc | 0 | 0 | 0 | 0 | 0 | 0
PS | 0 | 0 | 0 | 0 | 0 | 0
PV | 0 | 0 | 0 | 0 | 0 | 0
PeakG | 0 | 0 | 0 | 0 | 0 | 0
PeakO | 0 | 0 | 0 | 0 | 0 | 0
ST | 0 | 0 | 0 | 0 | 0 | 0
STOG | 0 | 0 | 0 | 0 | 0 | 0
STWD | 0 | 0 | 0 | 0 | 0 | 0
WT | 0 | 0 | 0 | 0 | 0 | 0
IGCC | 0 | 0 | 0 | 0 | 0 | 0
DemandResponse | 0 | 0 | 0 | 0 | 0 | 0
IGCC-CCS | 0 | 0 | 0 | 0 | 0 | 0
WT_off | 0 | 0 | 0 | 0 | 0 | 0
PseudoUnit | 0 | 0 | 0 | 0 | 0 | 0
FixedInterchange | 0 | 0 | 0 | 0 | 0 | 0
Emission Cost by Reporting Type: ALB
ReportingType | 2015 | 2020 | 2025 | 2030 | 2035 | 2040
BM | 0 | 0 | 0 | 0 | 0 | 0
CC | 0 | 0 | 0 | 0 | 0 | 0
CSP | 0 | 0 | 0 | 0 | 0 | 0
CT | 0 | 0 | 0 | 0 | 0 | 0
Coal | 0 | 0 | 0 | 0 | 0 | 0
Geo | 0 | 0 | 0 | 0 | 0 | 0
H | 0 | 0 | 0 | 0 | 0 | 0
LFG | 0 | 0 | 0 | 0 | 0 | 0
Nuc | 0 | 0 | 0 | 0 | 0 | 0
PS | 0 | 0 | 0 | 0 | 0 | 0
PV | 0 | 0 | 0 | 0 | 0 | 0
PeakG | 0 | 0 | 0 | 0 | 0 | 0
PeakO | 0 | 0 | 0 | 0 | 0 | 0
ST | 0 | 0 | 0 | 0 | 0 | 0
STOG | 0 | 0 | 0 | 0 | 0 | 0
STWD | 0 | 0 | 0 | 0 | 0 | 0
WT | 0 | 0 | 0 | 0 | 0 | 0
IGCC | 0 | 0 | 0 | 0 | 0 | 0
DemandResponse | 0 | 0 | 0 | 0 | 0 | 0
IGCC-CCS | 0 | 0 | 0 | 0 | 0 | 0
WT_off | 0 | 0 | 0 | 0 | 0 | 0
PseudoUnit | 0 | 0 | 0 | 0 | 0 | 0
FixedInterchange | 0 | 0 | 0 | 0 | 0 | 0
Emission Cost by Reporting Type: BC
ReportingType | 2015 | 2020 | 2025 | 2030 | 2035 | 2040
BM | 0 | 0 | 0 | 0 | 0 | 0
CC | 0 | 0 | 0 | 0 | 0 | 0
CSP | 0 | 0 | 0 | 0 | 0 | 0
CT | 0 | 0 | 0 | 0 | 0 | 0
Coal | 0 | 0 | 0 | 0 | 0 | 0
Geo | 0 | 0 | 0 | 0 | 0 | 0
H | 0 | 0 | 0 | 0 | 0 | 0
LFG | 0 | 0 | 0 | 0 | 0 | 0
Nuc | 0 | 0 | 0 | 0 | 0 | 0
PS | 0 | 0 | 0 | 0 | 0 | 0
PV | 0 | 0 | 0 | 0 | 0 | 0
PeakG | 0 | 0 | 0 | 0 | 0 | 0
PeakO | 0 | 0 | 0 | 0 | 0 | 0
ST | 0 | 0 | 0 | 0 | 0 | 0
STOG | 0 | 0 | 0 | 0 | 0 | 0
STWD | 0 | 0 | 0 | 0 | 0 | 0
WT | 0 | 0 | 0 | 0 | 0 | 0
IGCC | 0 | 0 | 0 | 0 | 0 | 0
DemandResponse | 0 | 0 | 0 | 0 | 0 | 0
IGCC-CCS | 0 | 0 | 0 | 0 | 0 | 0
WT_off | 0 | 0 | 0 | 0 | 0 | 0
PseudoUnit | 0 | 0 | 0 | 0 | 0 | 0
FixedInterchange | 0 | 0 | 0 | 0 | 0 | 0
Emission Cost by Reporting Type: HQ_IESO
ReportingType | 2015 | 2020 | 2025 | 2030 | 2035 | 2040
BM | 0 | 0 | 0 | 0 | 0 | 0
CC | 0 | 0 | 0 | 0 | 0 | 0
CSP | 0 | 0 | 0 | 0 | 0 | 0
CT | 0 | 0 | 0 | 0 | 0 | 0
Coal | 0 | 0 | 0 | 0 | 0 | 0
Geo | 0 | 0 | 0 | 0 | 0 | 0
H | 0 | 0 | 0 | 0 | 0 | 0
LFG | 0 | 0 | 0 | 0 | 0 | 0
Nuc | 0 | 0 | 0 | 0 | 0 | 0
PS | 0 | 0 | 0 | 0 | 0 | 0
PV | 0 | 0 | 0 | 0 | 0 | 0
PeakG | 0 | 0 | 0 | 0 | 0 | 0
PeakO | 0 | 0 | 0 | 0 | 0 | 0
ST | 0 | 0 | 0 | 0 | 0 | 0
STOG | 0 | 0 | 0 | 0 | 0 | 0
STWD | 0 | 0 | 0 | 0 | 0 | 0
WT | 0 | 0 | 0 | 0 | 0 | 0
IGCC | 0 | 0 | 0 | 0 | 0 | 0
DemandResponse | 0 | 0 | 0 | 0 | 0 | 0
IGCC-CCS | 0 | 0 | 0 | 0 | 0 | 0
WT_off | 0 | 0 | 0 | 0 | 0 | 0
PseudoUnit | 0 | 0 | 0 | 0 | 0 | 0
FixedInterchange | 0 | 0 | 0 | 0 | 0 | 0
Emission Cost by Reporting Type: HQ_NEISO
ReportingType | 2015 | 2020 | 2025 | 2030 | 2035 | 2040
BM | 0 | 0 | 0 | 0 | 0 | 0
CC | 0 | 0 | 0 | 0 | 0 | 0
CSP | 0 | 0 | 0 | 0 | 0 | 0
CT | 0 | 0 | 0 | 0 | 0 | 0
Coal | 0 | 0 | 0 | 0 | 0 | 0
Geo | 0 | 0 | 0 | 0 | 0 | 0
H | 0 | 0 | 0 | 0 | 0 | 0
LFG | 0 | 0 | 0 | 0 | 0 | 0
Nuc | 0 | 0 | 0 | 0 | 0 | 0
PS | 0 | 0 | 0 | 0 | 0 | 0
PV | 0 | 0 | 0 | 0 | 0 | 0
PeakG | 0 | 0 | 0 | 0 | 0 | 0
PeakO | 0 | 0 | 0 | 0 | 0 | 0
ST | 0 | 0 | 0 | 0 | 0 | 0
STOG | 0 | 0 | 0 | 0 | 0 | 0
STWD | 0 | 0 | 0 | 0 | 0 | 0
WT | 0 | 0 | 0 | 0 | 0 | 0
IGCC | 0 | 0 | 0 | 0 | 0 | 0
DemandResponse | 0 | 0 | 0 | 0 | 0 | 0
IGCC-CCS | 0 | 0 | 0 | 0 | 0 | 0
WT_off | 0 | 0 | 0 | 0 | 0 | 0
PseudoUnit | 0 | 0 | 0 | 0 | 0 | 0
FixedInterchange | 0 | 0 | 0 | 0 | 0 | 0
Emission Cost by Reporting Type: HQ_NY
ReportingType | 2015 | 2020 | 2025 | 2030 | 2035 | 2040
BM | 0 | 0 | 0 | 0 | 0 | 0
CC | 0 | 0 | 0 | 0 | 0 | 0
CSP | 0 | 0 | 0 | 0 | 0 | 0
CT | 0 | 0 | 0 | 0 | 0 | 0
Coal | 0 | 0 | 0 | 0 | 0 | 0
Geo | 0 | 0 | 0 | 0 | 0 | 0
H | 0 | 0 | 0 | 0 | 0 | 0
LFG | 0 | 0 | 0 | 0 | 0 | 0
Nuc | 0 | 0 | 0 | 0 | 0 | 0
PS | 0 | 0 | 0 | 0 | 0 | 0
PV | 0 | 0 | 0 | 0 | 0 | 0
PeakG | 0 | 0 | 0 | 0 | 0 | 0
PeakO | 0 | 0 | 0 | 0 | 0 | 0
ST | 0 | 0 | 0 | 0 | 0 | 0
STOG | 0 | 0 | 0 | 0 | 0 | 0
STWD | 0 | 0 | 0 | 0 | 0 | 0
WT | 0 | 0 | 0 | 0 | 0 | 0
IGCC | 0 | 0 | 0 | 0 | 0 | 0
DemandResponse | 0 | 0 | 0 | 0 | 0 | 0
IGCC-CCS | 0 | 0 | 0 | 0 | 0 | 0
WT_off | 0 | 0 | 0 | 0 | 0 | 0
PseudoUnit | 0 | 0 | 0 | 0 | 0 | 0
FixedInterchange | 0 | 0 | 0 | 0 | 0 | 0
Emission Cost by Reporting Type: MARITIMES
ReportingType | 2015 | 2020 | 2025 | 2030 | 2035 | 2040
BM | 0 | 0 | 0 | 0 | 0 | 0
CC | 0 | 0 | 0 | 0 | 0 | 0
CSP | 0 | 0 | 0 | 0 | 0 | 0
CT | 0 | 0 | 0 | 0 | 0 | 0
Coal | 0 | 0 | 0 | 0 | 0 | 0
Geo | 0 | 0 | 0 | 0 | 0 | 0
H | 0 | 0 | 0 | 0 | 0 | 0
LFG | 0 | 0 | 0 | 0 | 0 | 0
Nuc | 0 | 0 | 0 | 0 | 0 | 0
PS | 0 | 0 | 0 | 0 | 0 | 0
PV | 0 | 0 | 0 | 0 | 0 | 0
PeakG | 0 | 0 | 0 | 0 | 0 | 0
PeakO | 0 | 0 | 0 | 0 | 0 | 0
ST | 0 | 0 | 0 | 0 | 0 | 0
STOG | 0 | 0 | 0 | 0 | 0 | 0
STWD | 0 | 0 | 0 | 0 | 0 | 0
WT | 0 | 0 | 0 | 0 | 0 | 0
IGCC | 0 | 0 | 0 | 0 | 0 | 0
DemandResponse | 0 | 0 | 0 | 0 | 0 | 0
IGCC-CCS | 0 | 0 | 0 | 0 | 0 | 0
WT_off | 0 | 0 | 0 | 0 | 0 | 0
PseudoUnit | 0 | 0 | 0 | 0 | 0 | 0
FixedInterchange | 0 | 0 | 0 | 0 | 0 | 0
Emission Cost by Reporting Type: All
ReportingType | 2015 | 2020 | 2025 | 2030 | 2035 | 2040
BM | 0 | 0 | 0 | 0 | 0 | 0
CC | 0 | 0 | 0 | 0 | 0 | 0
CSP | 0 | 0 | 0 | 0 | 0 | 0
CT | 0 | 0 | 0 | 0 | 0 | 0
Coal | 0 | 0 | 0 | 0 | 0 | 0
Geo | 0 | 0 | 0 | 0 | 0 | 0
H | 0 | 0 | 0 | 0 | 0 | 0
LFG | 0 | 0 | 0 | 0 | 0 | 0
Nuc | 0 | 0 | 0 | 0 | 0 | 0
PS | 0 | 0 | 0 | 0 | 0 | 0
PV | 0 | 0 | 0 | 0 | 0 | 0
PeakG | 0 | 0 | 0 | 0 | 0 | 0
PeakO | 0 | 0 | 0 | 0 | 0 | 0
ST | 0 | 0 | 0 | 0 | 0 | 0
STOG | 0 | 0 | 0 | 0 | 0 | 0
STWD | 0 | 0 | 0 | 0 | 0 | 0
WT | 0 | 0 | 0 | 0 | 0 | 0
IGCC | 0 | 0 | 0 | 0 | 0 | 0
DemandResponse | 0 | 0 | 0 | 0 | 0 | 0
IGCC-CCS | 0 | 0 | 0 | 0 | 0 | 0
WT_off | 0 | 0 | 0 | 0 | 0 | 0
PseudoUnit | 0 | 0 | 0 | 0 | 0 | 0
FixedInterchange | 0 | 0 | 0 | 0 | 0 | 0
Emission Cost by Reporting Type: EI_US
ReportingType | 2015 | 2020 | 2025 | 2030 | 2035 | 2040
BM | 0 | 0 | 0 | 0 | 0 | 0
CC | 0 | 0 | 0 | 0 | 0 | 0
CSP | 0 | 0 | 0 | 0 | 0 | 0
CT | 0 | 0 | 0 | 0 | 0 | 0
Coal | 0 | 0 | 0 | 0 | 0 | 0
Geo | 0 | 0 | 0 | 0 | 0 | 0
H | 0 | 0 | 0 | 0 | 0 | 0
LFG | 0 | 0 | 0 | 0 | 0 | 0
Nuc | 0 | 0 | 0 | 0 | 0 | 0
PS | 0 | 0 | 0 | 0 | 0 | 0
PV | 0 | 0 | 0 | 0 | 0 | 0
PeakG | 0 | 0 | 0 | 0 | 0 | 0
PeakO | 0 | 0 | 0 | 0 | 0 | 0
ST | 0 | 0 | 0 | 0 | 0 | 0
STOG | 0 | 0 | 0 | 0 | 0 | 0
STWD | 0 | 0 | 0 | 0 | 0 | 0
WT | 0 | 0 | 0 | 0 | 0 | 0
IGCC | 0 | 0 | 0 | 0 | 0 | 0
DemandResponse | 0 | 0 | 0 | 0 | 0 | 0
IGCC-CCS | 0 | 0 | 0 | 0 | 0 | 0
WT_off | 0 | 0 | 0 | 0 | 0 | 0
PseudoUnit | 0 | 0 | 0 | 0 | 0 | 0
FixedInterchange | 0 | 0 | 0 | 0 | 0 | 0
Emission Cost by Reporting Type: EI_Canada
ReportingType | 2015 | 2020 | 2025 | 2030 | 2035 | 2040
BM | 0 | 0 | 0 | 0 | 0 | 0
CC | 0 | 0 | 0 | 0 | 0 | 0
CSP | 0 | 0 | 0 | 0 | 0 | 0
CT | 0 | 0 | 0 | 0 | 0 | 0
Coal | 0 | 0 | 0 | 0 | 0 | 0
Geo | 0 | 0 | 0 | 0 | 0 | 0
H | 0 | 0 | 0 | 0 | 0 | 0
LFG | 0 | 0 | 0 | 0 | 0 | 0
Nuc | 0 | 0 | 0 | 0 | 0 | 0
PS | 0 | 0 | 0 | 0 | 0 | 0
PV | 0 | 0 | 0 | 0 | 0 | 0
PeakG | 0 | 0 | 0 | 0 | 0 | 0
PeakO | 0 | 0 | 0 | 0 | 0 | 0
ST | 0 | 0 | 0 | 0 | 0 | 0
STOG | 0 | 0 | 0 | 0 | 0 | 0
STWD | 0 | 0 | 0 | 0 | 0 | 0
WT | 0 | 0 | 0 | 0 | 0 | 0
IGCC | 0 | 0 | 0 | 0 | 0 | 0
DemandResponse | 0 | 0 | 0 | 0 | 0 | 0
IGCC-CCS | 0 | 0 | 0 | 0 | 0 | 0
WT_off | 0 | 0 | 0 | 0 | 0 | 0
PseudoUnit | 0 | 0 | 0 | 0 | 0 | 0
FixedInterchange | 0 | 0 | 0 | 0 | 0 | 0
Emission Cost by Reporting Type: EI
ReportingType | 2015 | 2020 | 2025 | 2030 | 2035 | 2040
BM | 0 | 0 | 0 | 0 | 0 | 0
CC | 0 | 0 | 0 | 0 | 0 | 0
CSP | 0 | 0 | 0 | 0 | 0 | 0
CT | 0 | 0 | 0 | 0 | 0 | 0
Coal | 0 | 0 | 0 | 0 | 0 | 0
Geo | 0 | 0 | 0 | 0 | 0 | 0
H | 0 | 0 | 0 | 0 | 0 | 0
LFG | 0 | 0 | 0 | 0 | 0 | 0
Nuc | 0 | 0 | 0 | 0 | 0 | 0
PS | 0 | 0 | 0 | 0 | 0 | 0
PV | 0 | 0 | 0 | 0 | 0 | 0
PeakG | 0 | 0 | 0 | 0 | 0 | 0
PeakO | 0 | 0 | 0 | 0 | 0 | 0
ST | 0 | 0 | 0 | 0 | 0 | 0
STOG | 0 | 0 | 0 | 0 | 0 | 0
STWD | 0 | 0 | 0 | 0 | 0 | 0
WT | 0 | 0 | 0 | 0 | 0 | 0
IGCC | 0 | 0 | 0 | 0 | 0 | 0
DemandResponse | 0 | 0 | 0 | 0 | 0 | 0
IGCC-CCS | 0 | 0 | 0 | 0 | 0 | 0
WT_off | 0 | 0 | 0 | 0 | 0 | 0
PseudoUnit | 0 | 0 | 0 | 0 | 0 | 0
FixedInterchange | 0 | 0 | 0 | 0 | 0 | 0
Emission Cost by Reporting Type: Outside_EI
ReportingType | 2015 | 2020 | 2025 | 2030 | 2035 | 2040
BM | 0 | 0 | 0 | 0 | 0 | 0
CC | 0 | 0 | 0 | 0 | 0 | 0
CSP | 0 | 0 | 0 | 0 | 0 | 0
CT | 0 | 0 | 0 | 0 | 0 | 0
Coal | 0 | 0 | 0 | 0 | 0 | 0
Geo | 0 | 0 | 0 | 0 | 0 | 0
H | 0 | 0 | 0 | 0 | 0 | 0
LFG | 0 | 0 | 0 | 0 | 0 | 0
Nuc | 0 | 0 | 0 | 0 | 0 | 0
PS | 0 | 0 | 0 | 0 | 0 | 0
PV | 0 | 0 | 0 | 0 | 0 | 0
PeakG | 0 | 0 | 0 | 0 | 0 | 0
PeakO | 0 | 0 | 0 | 0 | 0 | 0
ST | 0 | 0 | 0 | 0 | 0 | 0
STOG | 0 | 0 | 0 | 0 | 0 | 0
STWD | 0 | 0 | 0 | 0 | 0 | 0
WT | 0 | 0 | 0 | 0 | 0 | 0
IGCC | 0 | 0 | 0 | 0 | 0 | 0
DemandResponse | 0 | 0 | 0 | 0 | 0 | 0
IGCC-CCS | 0 | 0 | 0 | 0 | 0 | 0
WT_off | 0 | 0 | 0 | 0 | 0 | 0
PseudoUnit | 0 | 0 | 0 | 0 | 0 | 0
FixedInterchange | 0 | 0 | 0 | 0 | 0 | 0
==== Emission Program: CAMR : (Hg) ====
Emission Cost by Reporting Type: Entergy
ReportingType | 2015 | 2020 | 2025 | 2030 | 2035 | 2040
BM | 0 | 0 | 0 | 0 | 0 | 0
CC | 0 | 0 | 0 | 0 | 0 | 0
CSP | 0 | 0 | 0 | 0 | 0 | 0
CT | 0 | 0 | 0 | 0 | 0 | 0
Coal | 0 | 0 | 0 | 0 | 0 | 0
Geo | 0 | 0 | 0 | 0 | 0 | 0
H | 0 | 0 | 0 | 0 | 0 | 0
LFG | 0 | 0 | 0 | 0 | 0 | 0
Nuc | 0 | 0 | 0 | 0 | 0 | 0
PS | 0 | 0 | 0 | 0 | 0 | 0
PV | 0 | 0 | 0 | 0 | 0 | 0
PeakG | 0 | 0 | 0 | 0 | 0 | 0
PeakO | 0 | 0 | 0 | 0 | 0 | 0
ST | 0 | 0 | 0 | 0 | 0 | 0
STOG | 0 | 0 | 0 | 0 | 0 | 0
STWD | 0 | 0 | 0 | 0 | 0 | 0
WT | 0 | 0 | 0 | 0 | 0 | 0
IGCC | 0 | 0 | 0 | 0 | 0 | 0
DemandResponse | 0 | 0 | 0 | 0 | 0 | 0
IGCC-CCS | 0 | 0 | 0 | 0 | 0 | 0
WT_off | 0 | 0 | 0 | 0 | 0 | 0
PseudoUnit | 0 | 0 | 0 | 0 | 0 | 0
FixedInterchange | 0 | 0 | 0 | 0 | 0 | 0
Emission Cost by Reporting Type: FRCC
ReportingType | 2015 | 2020 | 2025 | 2030 | 2035 | 2040
BM | 0 | 0 | 0 | 0 | 0 | 0
CC | 0 | 0 | 0 | 0 | 0 | 0
CSP | 0 | 0 | 0 | 0 | 0 | 0
CT | 0 | 0 | 0 | 0 | 0 | 0
Coal | 0 | 0 | 0 | 0 | 0 | 0
Geo | 0 | 0 | 0 | 0 | 0 | 0
H | 0 | 0 | 0 | 0 | 0 | 0
LFG | 0 | 0 | 0 | 0 | 0 | 0
Nuc | 0 | 0 | 0 | 0 | 0 | 0
PS | 0 | 0 | 0 | 0 | 0 | 0
PV | 0 | 0 | 0 | 0 | 0 | 0
PeakG | 0 | 0 | 0 | 0 | 0 | 0
PeakO | 0 | 0 | 0 | 0 | 0 | 0
ST | 0 | 0 | 0 | 0 | 0 | 0
STOG | 0 | 0 | 0 | 0 | 0 | 0
STWD | 0 | 0 | 0 | 0 | 0 | 0
WT | 0 | 0 | 0 | 0 | 0 | 0
IGCC | 0 | 0 | 0 | 0 | 0 | 0
DemandResponse | 0 | 0 | 0 | 0 | 0 | 0
IGCC-CCS | 0 | 0 | 0 | 0 | 0 | 0
WT_off | 0 | 0 | 0 | 0 | 0 | 0
PseudoUnit | 0 | 0 | 0 | 0 | 0 | 0
FixedInterchange | 0 | 0 | 0 | 0 | 0 | 0
Emission Cost by Reporting Type: MAPP_US
ReportingType | 2015 | 2020 | 2025 | 2030 | 2035 | 2040
BM | 0 | 0 | 0 | 0 | 0 | 0
CC | 0 | 0 | 0 | 0 | 0 | 0
CSP | 0 | 0 | 0 | 0 | 0 | 0
CT | 0 | 0 | 0 | 0 | 0 | 0
Coal | 0 | 0 | 0 | 0 | 0 | 0
Geo | 0 | 0 | 0 | 0 | 0 | 0
H | 0 | 0 | 0 | 0 | 0 | 0
LFG | 0 | 0 | 0 | 0 | 0 | 0
Nuc | 0 | 0 | 0 | 0 | 0 | 0
PS | 0 | 0 | 0 | 0 | 0 | 0
PV | 0 | 0 | 0 | 0 | 0 | 0
PeakG | 0 | 0 | 0 | 0 | 0 | 0
PeakO | 0 | 0 | 0 | 0 | 0 | 0
ST | 0 | 0 | 0 | 0 | 0 | 0
STOG | 0 | 0 | 0 | 0 | 0 | 0
STWD | 0 | 0 | 0 | 0 | 0 | 0
WT | 0 | 0 | 0 | 0 | 0 | 0
IGCC | 0 | 0 | 0 | 0 | 0 | 0
DemandResponse | 0 | 0 | 0 | 0 | 0 | 0
IGCC-CCS | 0 | 0 | 0 | 0 | 0 | 0
WT_off | 0 | 0 | 0 | 0 | 0 | 0
PseudoUnit | 0 | 0 | 0 | 0 | 0 | 0
FixedInterchange | 0 | 0 | 0 | 0 | 0 | 0
Emission Cost by Reporting Type: MISO_IN
ReportingType | 2015 | 2020 | 2025 | 2030 | 2035 | 2040
BM | 0 | 0 | 0 | 0 | 0 | 0
CC | 0 | 0 | 0 | 0 | 0 | 0
CSP | 0 | 0 | 0 | 0 | 0 | 0
CT | 0 | 0 | 0 | 0 | 0 | 0
Coal | 0 | 0 | 0 | 0 | 0 | 0
Geo | 0 | 0 | 0 | 0 | 0 | 0
H | 0 | 0 | 0 | 0 | 0 | 0
LFG | 0 | 0 | 0 | 0 | 0 | 0
Nuc | 0 | 0 | 0 | 0 | 0 | 0
PS | 0 | 0 | 0 | 0 | 0 | 0
PV | 0 | 0 | 0 | 0 | 0 | 0
PeakG | 0 | 0 | 0 | 0 | 0 | 0
PeakO | 0 | 0 | 0 | 0 | 0 | 0
ST | 0 | 0 | 0 | 0 | 0 | 0
STOG | 0 | 0 | 0 | 0 | 0 | 0
STWD | 0 | 0 | 0 | 0 | 0 | 0
WT | 0 | 0 | 0 | 0 | 0 | 0
IGCC | 0 | 0 | 0 | 0 | 0 | 0
DemandResponse | 0 | 0 | 0 | 0 | 0 | 0
IGCC-CCS | 0 | 0 | 0 | 0 | 0 | 0
WT_off | 0 | 0 | 0 | 0 | 0 | 0
PseudoUnit | 0 | 0 | 0 | 0 | 0 | 0
FixedInterchange | 0 | 0 | 0 | 0 | 0 | 0
Emission Cost by Reporting Type: MISO_MI
ReportingType | 2015 | 2020 | 2025 | 2030 | 2035 | 2040
BM | 0 | 0 | 0 | 0 | 0 | 0
CC | 0 | 0 | 0 | 0 | 0 | 0
CSP | 0 | 0 | 0 | 0 | 0 | 0
CT | 0 | 0 | 0 | 0 | 0 | 0
Coal | 0 | 0 | 0 | 0 | 0 | 0
Geo | 0 | 0 | 0 | 0 | 0 | 0
H | 0 | 0 | 0 | 0 | 0 | 0
LFG | 0 | 0 | 0 | 0 | 0 | 0
Nuc | 0 | 0 | 0 | 0 | 0 | 0
PS | 0 | 0 | 0 | 0 | 0 | 0
PV | 0 | 0 | 0 | 0 | 0 | 0
PeakG | 0 | 0 | 0 | 0 | 0 | 0
PeakO | 0 | 0 | 0 | 0 | 0 | 0
ST | 0 | 0 | 0 | 0 | 0 | 0
STOG | 0 | 0 | 0 | 0 | 0 | 0
STWD | 0 | 0 | 0 | 0 | 0 | 0
WT | 0 | 0 | 0 | 0 | 0 | 0
IGCC | 0 | 0 | 0 | 0 | 0 | 0
DemandResponse | 0 | 0 | 0 | 0 | 0 | 0
IGCC-CCS | 0 | 0 | 0 | 0 | 0 | 0
WT_off | 0 | 0 | 0 | 0 | 0 | 0
PseudoUnit | 0 | 0 | 0 | 0 | 0 | 0
FixedInterchange | 0 | 0 | 0 | 0 | 0 | 0
Emission Cost by Reporting Type: MISO_MO-IL
ReportingType | 2015 | 2020 | 2025 | 2030 | 2035 | 2040
BM | 0 | 0 | 0 | 0 | 0 | 0
CC | 0 | 0 | 0 | 0 | 0 | 0
CSP | 0 | 0 | 0 | 0 | 0 | 0
CT | 0 | 0 | 0 | 0 | 0 | 0
Coal | 0 | 0 | 0 | 0 | 0 | 0
Geo | 0 | 0 | 0 | 0 | 0 | 0
H | 0 | 0 | 0 | 0 | 0 | 0
LFG | 0 | 0 | 0 | 0 | 0 | 0
Nuc | 0 | 0 | 0 | 0 | 0 | 0
PS | 0 | 0 | 0 | 0 | 0 | 0
PV | 0 | 0 | 0 | 0 | 0 | 0
PeakG | 0 | 0 | 0 | 0 | 0 | 0
PeakO | 0 | 0 | 0 | 0 | 0 | 0
ST | 0 | 0 | 0 | 0 | 0 | 0
STOG | 0 | 0 | 0 | 0 | 0 | 0
STWD | 0 | 0 | 0 | 0 | 0 | 0
WT | 0 | 0 | 0 | 0 | 0 | 0
IGCC | 0 | 0 | 0 | 0 | 0 | 0
DemandResponse | 0 | 0 | 0 | 0 | 0 | 0
IGCC-CCS | 0 | 0 | 0 | 0 | 0 | 0
WT_off | 0 | 0 | 0 | 0 | 0 | 0
PseudoUnit | 0 | 0 | 0 | 0 | 0 | 0
FixedInterchange | 0 | 0 | 0 | 0 | 0 | 0
Emission Cost by Reporting Type: MISO_W
ReportingType | 2015 | 2020 | 2025 | 2030 | 2035 | 2040
BM | 0 | 0 | 0 | 0 | 0 | 0
CC | 0 | 0 | 0 | 0 | 0 | 0
CSP | 0 | 0 | 0 | 0 | 0 | 0
CT | 0 | 0 | 0 | 0 | 0 | 0
Coal | 0 | 0 | 0 | 0 | 0 | 0
Geo | 0 | 0 | 0 | 0 | 0 | 0
H | 0 | 0 | 0 | 0 | 0 | 0
LFG | 0 | 0 | 0 | 0 | 0 | 0
Nuc | 0 | 0 | 0 | 0 | 0 | 0
PS | 0 | 0 | 0 | 0 | 0 | 0
PV | 0 | 0 | 0 | 0 | 0 | 0
PeakG | 0 | 0 | 0 | 0 | 0 | 0
PeakO | 0 | 0 | 0 | 0 | 0 | 0
ST | 0 | 0 | 0 | 0 | 0 | 0
STOG | 0 | 0 | 0 | 0 | 0 | 0
STWD | 0 | 0 | 0 | 0 | 0 | 0
WT | 0 | 0 | 0 | 0 | 0 | 0
IGCC | 0 | 0 | 0 | 0 | 0 | 0
DemandResponse | 0 | 0 | 0 | 0 | 0 | 0
IGCC-CCS | 0 | 0 | 0 | 0 | 0 | 0
WT_off | 0 | 0 | 0 | 0 | 0 | 0
PseudoUnit | 0 | 0 | 0 | 0 | 0 | 0
FixedInterchange | 0 | 0 | 0 | 0 | 0 | 0
Emission Cost by Reporting Type: MISO_WUMS
ReportingType | 2015 | 2020 | 2025 | 2030 | 2035 | 2040
BM | 0 | 0 | 0 | 0 | 0 | 0
CC | 0 | 0 | 0 | 0 | 0 | 0
CSP | 0 | 0 | 0 | 0 | 0 | 0
CT | 0 | 0 | 0 | 0 | 0 | 0
Coal | 0 | 0 | 0 | 0 | 0 | 0
Geo | 0 | 0 | 0 | 0 | 0 | 0
H | 0 | 0 | 0 | 0 | 0 | 0
LFG | 0 | 0 | 0 | 0 | 0 | 0
Nuc | 0 | 0 | 0 | 0 | 0 | 0
PS | 0 | 0 | 0 | 0 | 0 | 0
PV | 0 | 0 | 0 | 0 | 0 | 0
PeakG | 0 | 0 | 0 | 0 | 0 | 0
PeakO | 0 | 0 | 0 | 0 | 0 | 0
ST | 0 | 0 | 0 | 0 | 0 | 0
STOG | 0 | 0 | 0 | 0 | 0 | 0
STWD | 0 | 0 | 0 | 0 | 0 | 0
WT | 0 | 0 | 0 | 0 | 0 | 0
IGCC | 0 | 0 | 0 | 0 | 0 | 0
DemandResponse | 0 | 0 | 0 | 0 | 0 | 0
IGCC-CCS | 0 | 0 | 0 | 0 | 0 | 0
WT_off | 0 | 0 | 0 | 0 | 0 | 0
PseudoUnit | 0 | 0 | 0 | 0 | 0 | 0
FixedInterchange | 0 | 0 | 0 | 0 | 0 | 0
Emission Cost by Reporting Type: Nebraska
ReportingType | 2015 | 2020 | 2025 | 2030 | 2035 | 2040
BM | 0 | 0 | 0 | 0 | 0 | 0
CC | 0 | 0 | 0 | 0 | 0 | 0
CSP | 0 | 0 | 0 | 0 | 0 | 0
CT | 0 | 0 | 0 | 0 | 0 | 0
Coal | 0 | 0 | 0 | 0 | 0 | 0
Geo | 0 | 0 | 0 | 0 | 0 | 0
H | 0 | 0 | 0 | 0 | 0 | 0
LFG | 0 | 0 | 0 | 0 | 0 | 0
Nuc | 0 | 0 | 0 | 0 | 0 | 0
PS | 0 | 0 | 0 | 0 | 0 | 0
PV | 0 | 0 | 0 | 0 | 0 | 0
PeakG | 0 | 0 | 0 | 0 | 0 | 0
PeakO | 0 | 0 | 0 | 0 | 0 | 0
ST | 0 | 0 | 0 | 0 | 0 | 0
STOG | 0 | 0 | 0 | 0 | 0 | 0
STWD | 0 | 0 | 0 | 0 | 0 | 0
WT | 0 | 0 | 0 | 0 | 0 | 0
IGCC | 0 | 0 | 0 | 0 | 0 | 0
DemandResponse | 0 | 0 | 0 | 0 | 0 | 0
IGCC-CCS | 0 | 0 | 0 | 0 | 0 | 0
WT_off | 0 | 0 | 0 | 0 | 0 | 0
PseudoUnit | 0 | 0 | 0 | 0 | 0 | 0
FixedInterchange | 0 | 0 | 0 | 0 | 0 | 0
Emission Cost by Reporting Type: NEISO
ReportingType | 2015 | 2020 | 2025 | 2030 | 2035 | 2040
BM | 0 | 0 | 0 | 0 | 0 | 0
CC | 0 | 0 | 0 | 0 | 0 | 0
CSP | 0 | 0 | 0 | 0 | 0 | 0
CT | 0 | 0 | 0 | 0 | 0 | 0
Coal | 0 | 0 | 0 | 0 | 0 | 0
Geo | 0 | 0 | 0 | 0 | 0 | 0
H | 0 | 0 | 0 | 0 | 0 | 0
LFG | 0 | 0 | 0 | 0 | 0 | 0
Nuc | 0 | 0 | 0 | 0 | 0 | 0
PS | 0 | 0 | 0 | 0 | 0 | 0
PV | 0 | 0 | 0 | 0 | 0 | 0
PeakG | 0 | 0 | 0 | 0 | 0 | 0
PeakO | 0 | 0 | 0 | 0 | 0 | 0
ST | 0 | 0 | 0 | 0 | 0 | 0
STOG | 0 | 0 | 0 | 0 | 0 | 0
STWD | 0 | 0 | 0 | 0 | 0 | 0
WT | 0 | 0 | 0 | 0 | 0 | 0
IGCC | 0 | 0 | 0 | 0 | 0 | 0
DemandResponse | 0 | 0 | 0 | 0 | 0 | 0
IGCC-CCS | 0 | 0 | 0 | 0 | 0 | 0
WT_off | 0 | 0 | 0 | 0 | 0 | 0
PseudoUnit | 0 | 0 | 0 | 0 | 0 | 0
FixedInterchange | 0 | 0 | 0 | 0 | 0 | 0
Emission Cost by Reporting Type: NonRTO_Midwest
ReportingType | 2015 | 2020 | 2025 | 2030 | 2035 | 2040
BM | 0 | 0 | 0 | 0 | 0 | 0
CC | 0 | 0 | 0 | 0 | 0 | 0
CSP | 0 | 0 | 0 | 0 | 0 | 0
CT | 0 | 0 | 0 | 0 | 0 | 0
Coal | 0 | 0 | 0 | 0 | 0 | 0
Geo | 0 | 0 | 0 | 0 | 0 | 0
H | 0 | 0 | 0 | 0 | 0 | 0
LFG | 0 | 0 | 0 | 0 | 0 | 0
Nuc | 0 | 0 | 0 | 0 | 0 | 0
PS | 0 | 0 | 0 | 0 | 0 | 0
PV | 0 | 0 | 0 | 0 | 0 | 0
PeakG | 0 | 0 | 0 | 0 | 0 | 0
PeakO | 0 | 0 | 0 | 0 | 0 | 0
ST | 0 | 0 | 0 | 0 | 0 | 0
STOG | 0 | 0 | 0 | 0 | 0 | 0
STWD | 0 | 0 | 0 | 0 | 0 | 0
WT | 0 | 0 | 0 | 0 | 0 | 0
IGCC | 0 | 0 | 0 | 0 | 0 | 0
DemandResponse | 0 | 0 | 0 | 0 | 0 | 0
IGCC-CCS | 0 | 0 | 0 | 0 | 0 | 0
WT_off | 0 | 0 | 0 | 0 | 0 | 0
PseudoUnit | 0 | 0 | 0 | 0 | 0 | 0
FixedInterchange | 0 | 0 | 0 | 0 | 0 | 0
Emission Cost by Reporting Type: NYISO_A-F
ReportingType | 2015 | 2020 | 2025 | 2030 | 2035 | 2040
BM | 0 | 0 | 0 | 0 | 0 | 0
CC | 0 | 0 | 0 | 0 | 0 | 0
CSP | 0 | 0 | 0 | 0 | 0 | 0
CT | 0 | 0 | 0 | 0 | 0 | 0
Coal | 0 | 0 | 0 | 0 | 0 | 0
Geo | 0 | 0 | 0 | 0 | 0 | 0
H | 0 | 0 | 0 | 0 | 0 | 0
LFG | 0 | 0 | 0 | 0 | 0 | 0
Nuc | 0 | 0 | 0 | 0 | 0 | 0
PS | 0 | 0 | 0 | 0 | 0 | 0
PV | 0 | 0 | 0 | 0 | 0 | 0
PeakG | 0 | 0 | 0 | 0 | 0 | 0
PeakO | 0 | 0 | 0 | 0 | 0 | 0
ST | 0 | 0 | 0 | 0 | 0 | 0
STOG | 0 | 0 | 0 | 0 | 0 | 0
STWD | 0 | 0 | 0 | 0 | 0 | 0
WT | 0 | 0 | 0 | 0 | 0 | 0
IGCC | 0 | 0 | 0 | 0 | 0 | 0
DemandResponse | 0 | 0 | 0 | 0 | 0 | 0
IGCC-CCS | 0 | 0 | 0 | 0 | 0 | 0
WT_off | 0 | 0 | 0 | 0 | 0 | 0
PseudoUnit | 0 | 0 | 0 | 0 | 0 | 0
FixedInterchange | 0 | 0 | 0 | 0 | 0 | 0
Emission Cost by Reporting Type: NYISO_G-I
ReportingType | 2015 | 2020 | 2025 | 2030 | 2035 | 2040
BM | 0 | 0 | 0 | 0 | 0 | 0
CC | 0 | 0 | 0 | 0 | 0 | 0
CSP | 0 | 0 | 0 | 0 | 0 | 0
CT | 0 | 0 | 0 | 0 | 0 | 0
Coal | 0 | 0 | 0 | 0 | 0 | 0
Geo | 0 | 0 | 0 | 0 | 0 | 0
H | 0 | 0 | 0 | 0 | 0 | 0
LFG | 0 | 0 | 0 | 0 | 0 | 0
Nuc | 0 | 0 | 0 | 0 | 0 | 0
PS | 0 | 0 | 0 | 0 | 0 | 0
PV | 0 | 0 | 0 | 0 | 0 | 0
PeakG | 0 | 0 | 0 | 0 | 0 | 0
PeakO | 0 | 0 | 0 | 0 | 0 | 0
ST | 0 | 0 | 0 | 0 | 0 | 0
STOG | 0 | 0 | 0 | 0 | 0 | 0
STWD | 0 | 0 | 0 | 0 | 0 | 0
WT | 0 | 0 | 0 | 0 | 0 | 0
IGCC | 0 | 0 | 0 | 0 | 0 | 0
DemandResponse | 0 | 0 | 0 | 0 | 0 | 0
IGCC-CCS | 0 | 0 | 0 | 0 | 0 | 0
WT_off | 0 | 0 | 0 | 0 | 0 | 0
PseudoUnit | 0 | 0 | 0 | 0 | 0 | 0
FixedInterchange | 0 | 0 | 0 | 0 | 0 | 0
Emission Cost by Reporting Type: NYISO_J-K
ReportingType | 2015 | 2020 | 2025 | 2030 | 2035 | 2040
BM | 0 | 0 | 0 | 0 | 0 | 0
CC | 0 | 0 | 0 | 0 | 0 | 0
CSP | 0 | 0 | 0 | 0 | 0 | 0
CT | 0 | 0 | 0 | 0 | 0 | 0
Coal | 0 | 0 | 0 | 0 | 0 | 0
Geo | 0 | 0 | 0 | 0 | 0 | 0
H | 0 | 0 | 0 | 0 | 0 | 0
LFG | 0 | 0 | 0 | 0 | 0 | 0
Nuc | 0 | 0 | 0 | 0 | 0 | 0
PS | 0 | 0 | 0 | 0 | 0 | 0
PV | 0 | 0 | 0 | 0 | 0 | 0
PeakG | 0 | 0 | 0 | 0 | 0 | 0
PeakO | 0 | 0 | 0 | 0 | 0 | 0
ST | 0 | 0 | 0 | 0 | 0 | 0
STOG | 0 | 0 | 0 | 0 | 0 | 0
STWD | 0 | 0 | 0 | 0 | 0 | 0
WT | 0 | 0 | 0 | 0 | 0 | 0
IGCC | 0 | 0 | 0 | 0 | 0 | 0
DemandResponse | 0 | 0 | 0 | 0 | 0 | 0
IGCC-CCS | 0 | 0 | 0 | 0 | 0 | 0
WT_off | 0 | 0 | 0 | 0 | 0 | 0
PseudoUnit | 0 | 0 | 0 | 0 | 0 | 0
FixedInterchange | 0 | 0 | 0 | 0 | 0 | 0
Emission Cost by Reporting Type: PJM_E
ReportingType | 2015 | 2020 | 2025 | 2030 | 2035 | 2040
BM | 0 | 0 | 0 | 0 | 0 | 0
CC | 0 | 0 | 0 | 0 | 0 | 0
CSP | 0 | 0 | 0 | 0 | 0 | 0
CT | 0 | 0 | 0 | 0 | 0 | 0
Coal | 0 | 0 | 0 | 0 | 0 | 0
Geo | 0 | 0 | 0 | 0 | 0 | 0
H | 0 | 0 | 0 | 0 | 0 | 0
LFG | 0 | 0 | 0 | 0 | 0 | 0
Nuc | 0 | 0 | 0 | 0 | 0 | 0
PS | 0 | 0 | 0 | 0 | 0 | 0
PV | 0 | 0 | 0 | 0 | 0 | 0
PeakG | 0 | 0 | 0 | 0 | 0 | 0
PeakO | 0 | 0 | 0 | 0 | 0 | 0
ST | 0 | 0 | 0 | 0 | 0 | 0
STOG | 0 | 0 | 0 | 0 | 0 | 0
STWD | 0 | 0 | 0 | 0 | 0 | 0
WT | 0 | 0 | 0 | 0 | 0 | 0
IGCC | 0 | 0 | 0 | 0 | 0 | 0
DemandResponse | 0 | 0 | 0 | 0 | 0 | 0
IGCC-CCS | 0 | 0 | 0 | 0 | 0 | 0
WT_off | 0 | 0 | 0 | 0 | 0 | 0
PseudoUnit | 0 | 0 | 0 | 0 | 0 | 0
FixedInterchange | 0 | 0 | 0 | 0 | 0 | 0
Emission Cost by Reporting Type: PJM_ROM
ReportingType | 2015 | 2020 | 2025 | 2030 | 2035 | 2040
BM | 0 | 0 | 0 | 0 | 0 | 0
CC | 0 | 0 | 0 | 0 | 0 | 0
CSP | 0 | 0 | 0 | 0 | 0 | 0
CT | 0 | 0 | 0 | 0 | 0 | 0
Coal | 0 | 0 | 0 | 0 | 0 | 0
Geo | 0 | 0 | 0 | 0 | 0 | 0
H | 0 | 0 | 0 | 0 | 0 | 0
LFG | 0 | 0 | 0 | 0 | 0 | 0
Nuc | 0 | 0 | 0 | 0 | 0 | 0
PS | 0 | 0 | 0 | 0 | 0 | 0
PV | 0 | 0 | 0 | 0 | 0 | 0
PeakG | 0 | 0 | 0 | 0 | 0 | 0
PeakO | 0 | 0 | 0 | 0 | 0 | 0
ST | 0 | 0 | 0 | 0 | 0 | 0
STOG | 0 | 0 | 0 | 0 | 0 | 0
STWD | 0 | 0 | 0 | 0 | 0 | 0
WT | 0 | 0 | 0 | 0 | 0 | 0
IGCC | 0 | 0 | 0 | 0 | 0 | 0
DemandResponse | 0 | 0 | 0 | 0 | 0 | 0
IGCC-CCS | 0 | 0 | 0 | 0 | 0 | 0
WT_off | 0 | 0 | 0 | 0 | 0 | 0
PseudoUnit | 0 | 0 | 0 | 0 | 0 | 0
FixedInterchange | 0 | 0 | 0 | 0 | 0 | 0
Emission Cost by Reporting Type: PJM_ROR
ReportingType | 2015 | 2020 | 2025 | 2030 | 2035 | 2040
BM | 0 | 0 | 0 | 0 | 0 | 0
CC | 0 | 0 | 0 | 0 | 0 | 0
CSP | 0 | 0 | 0 | 0 | 0 | 0
CT | 0 | 0 | 0 | 0 | 0 | 0
Coal | 0 | 0 | 0 | 0 | 0 | 0
Geo | 0 | 0 | 0 | 0 | 0 | 0
H | 0 | 0 | 0 | 0 | 0 | 0
LFG | 0 | 0 | 0 | 0 | 0 | 0
Nuc | 0 | 0 | 0 | 0 | 0 | 0
PS | 0 | 0 | 0 | 0 | 0 | 0
PV | 0 | 0 | 0 | 0 | 0 | 0
PeakG | 0 | 0 | 0 | 0 | 0 | 0
PeakO | 0 | 0 | 0 | 0 | 0 | 0
ST | 0 | 0 | 0 | 0 | 0 | 0
STOG | 0 | 0 | 0 | 0 | 0 | 0
STWD | 0 | 0 | 0 | 0 | 0 | 0
WT | 0 | 0 | 0 | 0 | 0 | 0
IGCC | 0 | 0 | 0 | 0 | 0 | 0
DemandResponse | 0 | 0 | 0 | 0 | 0 | 0
IGCC-CCS | 0 | 0 | 0 | 0 | 0 | 0
WT_off | 0 | 0 | 0 | 0 | 0 | 0
PseudoUnit | 0 | 0 | 0 | 0 | 0 | 0
FixedInterchange | 0 | 0 | 0 | 0 | 0 | 0
Emission Cost by Reporting Type: SOCO
ReportingType | 2015 | 2020 | 2025 | 2030 | 2035 | 2040
BM | 0 | 0 | 0 | 0 | 0 | 0
CC | 0 | 0 | 0 | 0 | 0 | 0
CSP | 0 | 0 | 0 | 0 | 0 | 0
CT | 0 | 0 | 0 | 0 | 0 | 0
Coal | 0 | 0 | 0 | 0 | 0 | 0
Geo | 0 | 0 | 0 | 0 | 0 | 0
H | 0 | 0 | 0 | 0 | 0 | 0
LFG | 0 | 0 | 0 | 0 | 0 | 0
Nuc | 0 | 0 | 0 | 0 | 0 | 0
PS | 0 | 0 | 0 | 0 | 0 | 0
PV | 0 | 0 | 0 | 0 | 0 | 0
PeakG | 0 | 0 | 0 | 0 | 0 | 0
PeakO | 0 | 0 | 0 | 0 | 0 | 0
ST | 0 | 0 | 0 | 0 | 0 | 0
STOG | 0 | 0 | 0 | 0 | 0 | 0
STWD | 0 | 0 | 0 | 0 | 0 | 0
WT | 0 | 0 | 0 | 0 | 0 | 0
IGCC | 0 | 0 | 0 | 0 | 0 | 0
DemandResponse | 0 | 0 | 0 | 0 | 0 | 0
IGCC-CCS | 0 | 0 | 0 | 0 | 0 | 0
WT_off | 0 | 0 | 0 | 0 | 0 | 0
PseudoUnit | 0 | 0 | 0 | 0 | 0 | 0
FixedInterchange | 0 | 0 | 0 | 0 | 0 | 0
Emission Cost by Reporting Type: SPP_N
ReportingType | 2015 | 2020 | 2025 | 2030 | 2035 | 2040
BM | 0 | 0 | 0 | 0 | 0 | 0
CC | 0 | 0 | 0 | 0 | 0 | 0
CSP | 0 | 0 | 0 | 0 | 0 | 0
CT | 0 | 0 | 0 | 0 | 0 | 0
Coal | 0 | 0 | 0 | 0 | 0 | 0
Geo | 0 | 0 | 0 | 0 | 0 | 0
H | 0 | 0 | 0 | 0 | 0 | 0
LFG | 0 | 0 | 0 | 0 | 0 | 0
Nuc | 0 | 0 | 0 | 0 | 0 | 0
PS | 0 | 0 | 0 | 0 | 0 | 0
PV | 0 | 0 | 0 | 0 | 0 | 0
PeakG | 0 | 0 | 0 | 0 | 0 | 0
PeakO | 0 | 0 | 0 | 0 | 0 | 0
ST | 0 | 0 | 0 | 0 | 0 | 0
STOG | 0 | 0 | 0 | 0 | 0 | 0
STWD | 0 | 0 | 0 | 0 | 0 | 0
WT | 0 | 0 | 0 | 0 | 0 | 0
IGCC | 0 | 0 | 0 | 0 | 0 | 0
DemandResponse | 0 | 0 | 0 | 0 | 0 | 0
IGCC-CCS | 0 | 0 | 0 | 0 | 0 | 0
WT_off | 0 | 0 | 0 | 0 | 0 | 0
PseudoUnit | 0 | 0 | 0 | 0 | 0 | 0
FixedInterchange | 0 | 0 | 0 | 0 | 0 | 0
Emission Cost by Reporting Type: SPP_S
ReportingType | 2015 | 2020 | 2025 | 2030 | 2035 | 2040
BM | 0 | 0 | 0 | 0 | 0 | 0
CC | 0 | 0 | 0 | 0 | 0 | 0
CSP | 0 | 0 | 0 | 0 | 0 | 0
CT | 0 | 0 | 0 | 0 | 0 | 0
Coal | 0 | 0 | 0 | 0 | 0 | 0
Geo | 0 | 0 | 0 | 0 | 0 | 0
H | 0 | 0 | 0 | 0 | 0 | 0
LFG | 0 | 0 | 0 | 0 | 0 | 0
Nuc | 0 | 0 | 0 | 0 | 0 | 0
PS | 0 | 0 | 0 | 0 | 0 | 0
PV | 0 | 0 | 0 | 0 | 0 | 0
PeakG | 0 | 0 | 0 | 0 | 0 | 0
PeakO | 0 | 0 | 0 | 0 | 0 | 0
ST | 0 | 0 | 0 | 0 | 0 | 0
STOG | 0 | 0 | 0 | 0 | 0 | 0
STWD | 0 | 0 | 0 | 0 | 0 | 0
WT | 0 | 0 | 0 | 0 | 0 | 0
IGCC | 0 | 0 | 0 | 0 | 0 | 0
DemandResponse | 0 | 0 | 0 | 0 | 0 | 0
IGCC-CCS | 0 | 0 | 0 | 0 | 0 | 0
WT_off | 0 | 0 | 0 | 0 | 0 | 0
PseudoUnit | 0 | 0 | 0 | 0 | 0 | 0
FixedInterchange | 0 | 0 | 0 | 0 | 0 | 0
Emission Cost by Reporting Type: TVA
ReportingType | 2015 | 2020 | 2025 | 2030 | 2035 | 2040
BM | 0 | 0 | 0 | 0 | 0 | 0
CC | 0 | 0 | 0 | 0 | 0 | 0
CSP | 0 | 0 | 0 | 0 | 0 | 0
CT | 0 | 0 | 0 | 0 | 0 | 0
Coal | 0 | 0 | 0 | 0 | 0 | 0
Geo | 0 | 0 | 0 | 0 | 0 | 0
H | 0 | 0 | 0 | 0 | 0 | 0
LFG | 0 | 0 | 0 | 0 | 0 | 0
Nuc | 0 | 0 | 0 | 0 | 0 | 0
PS | 0 | 0 | 0 | 0 | 0 | 0
PV | 0 | 0 | 0 | 0 | 0 | 0
PeakG | 0 | 0 | 0 | 0 | 0 | 0
PeakO | 0 | 0 | 0 | 0 | 0 | 0
ST | 0 | 0 | 0 | 0 | 0 | 0
STOG | 0 | 0 | 0 | 0 | 0 | 0
STWD | 0 | 0 | 0 | 0 | 0 | 0
WT | 0 | 0 | 0 | 0 | 0 | 0
IGCC | 0 | 0 | 0 | 0 | 0 | 0
DemandResponse | 0 | 0 | 0 | 0 | 0 | 0
IGCC-CCS | 0 | 0 | 0 | 0 | 0 | 0
WT_off | 0 | 0 | 0 | 0 | 0 | 0
PseudoUnit | 0 | 0 | 0 | 0 | 0 | 0
FixedInterchange | 0 | 0 | 0 | 0 | 0 | 0
Emission Cost by Reporting Type: TVA_Transmission
ReportingType | 2015 | 2020 | 2025 | 2030 | 2035 | 2040
BM | 0 | 0 | 0 | 0 | 0 | 0
CC | 0 | 0 | 0 | 0 | 0 | 0
CSP | 0 | 0 | 0 | 0 | 0 | 0
CT | 0 | 0 | 0 | 0 | 0 | 0
Coal | 0 | 0 | 0 | 0 | 0 | 0
Geo | 0 | 0 | 0 | 0 | 0 | 0
H | 0 | 0 | 0 | 0 | 0 | 0
LFG | 0 | 0 | 0 | 0 | 0 | 0
Nuc | 0 | 0 | 0 | 0 | 0 | 0
PS | 0 | 0 | 0 | 0 | 0 | 0
PV | 0 | 0 | 0 | 0 | 0 | 0
PeakG | 0 | 0 | 0 | 0 | 0 | 0
PeakO | 0 | 0 | 0 | 0 | 0 | 0
ST | 0 | 0 | 0 | 0 | 0 | 0
STOG | 0 | 0 | 0 | 0 | 0 | 0
STWD | 0 | 0 | 0 | 0 | 0 | 0
WT | 0 | 0 | 0 | 0 | 0 | 0
IGCC | 0 | 0 | 0 | 0 | 0 | 0
DemandResponse | 0 | 0 | 0 | 0 | 0 | 0
IGCC-CCS | 0 | 0 | 0 | 0 | 0 | 0
WT_off | 0 | 0 | 0 | 0 | 0 | 0
PseudoUnit | 0 | 0 | 0 | 0 | 0 | 0
FixedInterchange | 0 | 0 | 0 | 0 | 0 | 0
Emission Cost by Reporting Type: VACAR
ReportingType | 2015 | 2020 | 2025 | 2030 | 2035 | 2040
BM | 0 | 0 | 0 | 0 | 0 | 0
CC | 0 | 0 | 0 | 0 | 0 | 0
CSP | 0 | 0 | 0 | 0 | 0 | 0
CT | 0 | 0 | 0 | 0 | 0 | 0
Coal | 0 | 0 | 0 | 0 | 0 | 0
Geo | 0 | 0 | 0 | 0 | 0 | 0
H | 0 | 0 | 0 | 0 | 0 | 0
LFG | 0 | 0 | 0 | 0 | 0 | 0
Nuc | 0 | 0 | 0 | 0 | 0 | 0
PS | 0 | 0 | 0 | 0 | 0 | 0
PV | 0 | 0 | 0 | 0 | 0 | 0
PeakG | 0 | 0 | 0 | 0 | 0 | 0
PeakO | 0 | 0 | 0 | 0 | 0 | 0
ST | 0 | 0 | 0 | 0 | 0 | 0
STOG | 0 | 0 | 0 | 0 | 0 | 0
STWD | 0 | 0 | 0 | 0 | 0 | 0
WT | 0 | 0 | 0 | 0 | 0 | 0
IGCC | 0 | 0 | 0 | 0 | 0 | 0
DemandResponse | 0 | 0 | 0 | 0 | 0 | 0
IGCC-CCS | 0 | 0 | 0 | 0 | 0 | 0
WT_off | 0 | 0 | 0 | 0 | 0 | 0
PseudoUnit | 0 | 0 | 0 | 0 | 0 | 0
FixedInterchange | 0 | 0 | 0 | 0 | 0 | 0
Emission Cost by Reporting Type: IESO
ReportingType | 2015 | 2020 | 2025 | 2030 | 2035 | 2040
BM | 0 | 0 | 0 | 0 | 0 | 0
CC | 0 | 0 | 0 | 0 | 0 | 0
CSP | 0 | 0 | 0 | 0 | 0 | 0
CT | 0 | 0 | 0 | 0 | 0 | 0
Coal | 0 | 0 | 0 | 0 | 0 | 0
Geo | 0 | 0 | 0 | 0 | 0 | 0
H | 0 | 0 | 0 | 0 | 0 | 0
LFG | 0 | 0 | 0 | 0 | 0 | 0
Nuc | 0 | 0 | 0 | 0 | 0 | 0
PS | 0 | 0 | 0 | 0 | 0 | 0
PV | 0 | 0 | 0 | 0 | 0 | 0
PeakG | 0 | 0 | 0 | 0 | 0 | 0
PeakO | 0 | 0 | 0 | 0 | 0 | 0
ST | 0 | 0 | 0 | 0 | 0 | 0
STOG | 0 | 0 | 0 | 0 | 0 | 0
STWD | 0 | 0 | 0 | 0 | 0 | 0
WT | 0 | 0 | 0 | 0 | 0 | 0
IGCC | 0 | 0 | 0 | 0 | 0 | 0
DemandResponse | 0 | 0 | 0 | 0 | 0 | 0
IGCC-CCS | 0 | 0 | 0 | 0 | 0 | 0
WT_off | 0 | 0 | 0 | 0 | 0 | 0
PseudoUnit | 0 | 0 | 0 | 0 | 0 | 0
FixedInterchange | 0 | 0 | 0 | 0 | 0 | 0
Emission Cost by Reporting Type: MAPP_CA
ReportingType | 2015 | 2020 | 2025 | 2030 | 2035 | 2040
BM | 0 | 0 | 0 | 0 | 0 | 0
CC | 0 | 0 | 0 | 0 | 0 | 0
CSP | 0 | 0 | 0 | 0 | 0 | 0
CT | 0 | 0 | 0 | 0 | 0 | 0
Coal | 0 | 0 | 0 | 0 | 0 | 0
Geo | 0 | 0 | 0 | 0 | 0 | 0
H | 0 | 0 | 0 | 0 | 0 | 0
LFG | 0 | 0 | 0 | 0 | 0 | 0
Nuc | 0 | 0 | 0 | 0 | 0 | 0
PS | 0 | 0 | 0 | 0 | 0 | 0
PV | 0 | 0 | 0 | 0 | 0 | 0
PeakG | 0 | 0 | 0 | 0 | 0 | 0
PeakO | 0 | 0 | 0 | 0 | 0 | 0
ST | 0 | 0 | 0 | 0 | 0 | 0
STOG | 0 | 0 | 0 | 0 | 0 | 0
STWD | 0 | 0 | 0 | 0 | 0 | 0
WT | 0 | 0 | 0 | 0 | 0 | 0
IGCC | 0 | 0 | 0 | 0 | 0 | 0
DemandResponse | 0 | 0 | 0 | 0 | 0 | 0
IGCC-CCS | 0 | 0 | 0 | 0 | 0 | 0
WT_off | 0 | 0 | 0 | 0 | 0 | 0
PseudoUnit | 0 | 0 | 0 | 0 | 0 | 0
FixedInterchange | 0 | 0 | 0 | 0 | 0 | 0
Emission Cost by Reporting Type: AZ_NM_SNV_Coal
ReportingType | 2015 | 2020 | 2025 | 2030 | 2035 | 2040
BM | 0 | 0 | 0 | 0 | 0 | 0
CC | 0 | 0 | 0 | 0 | 0 | 0
CSP | 0 | 0 | 0 | 0 | 0 | 0
CT | 0 | 0 | 0 | 0 | 0 | 0
Coal | 0 | 0 | 0 | 0 | 0 | 0
Geo | 0 | 0 | 0 | 0 | 0 | 0
H | 0 | 0 | 0 | 0 | 0 | 0
LFG | 0 | 0 | 0 | 0 | 0 | 0
Nuc | 0 | 0 | 0 | 0 | 0 | 0
PS | 0 | 0 | 0 | 0 | 0 | 0
PV | 0 | 0 | 0 | 0 | 0 | 0
PeakG | 0 | 0 | 0 | 0 | 0 | 0
PeakO | 0 | 0 | 0 | 0 | 0 | 0
ST | 0 | 0 | 0 | 0 | 0 | 0
STOG | 0 | 0 | 0 | 0 | 0 | 0
STWD | 0 | 0 | 0 | 0 | 0 | 0
WT | 0 | 0 | 0 | 0 | 0 | 0
IGCC | 0 | 0 | 0 | 0 | 0 | 0
DemandResponse | 0 | 0 | 0 | 0 | 0 | 0
IGCC-CCS | 0 | 0 | 0 | 0 | 0 | 0
WT_off | 0 | 0 | 0 | 0 | 0 | 0
PseudoUnit | 0 | 0 | 0 | 0 | 0 | 0
FixedInterchange | 0 | 0 | 0 | 0 | 0 | 0
Emission Cost by Reporting Type: AZ_NM_SNV_Gas
ReportingType | 2015 | 2020 | 2025 | 2030 | 2035 | 2040
BM | 0 | 0 | 0 | 0 | 0 | 0
CC | 0 | 0 | 0 | 0 | 0 | 0
CSP | 0 | 0 | 0 | 0 | 0 | 0
CT | 0 | 0 | 0 | 0 | 0 | 0
Coal | 0 | 0 | 0 | 0 | 0 | 0
Geo | 0 | 0 | 0 | 0 | 0 | 0
H | 0 | 0 | 0 | 0 | 0 | 0
LFG | 0 | 0 | 0 | 0 | 0 | 0
Nuc | 0 | 0 | 0 | 0 | 0 | 0
PS | 0 | 0 | 0 | 0 | 0 | 0
PV | 0 | 0 | 0 | 0 | 0 | 0
PeakG | 0 | 0 | 0 | 0 | 0 | 0
PeakO | 0 | 0 | 0 | 0 | 0 | 0
ST | 0 | 0 | 0 | 0 | 0 | 0
STOG | 0 | 0 | 0 | 0 | 0 | 0
STWD | 0 | 0 | 0 | 0 | 0 | 0
WT | 0 | 0 | 0 | 0 | 0 | 0
IGCC | 0 | 0 | 0 | 0 | 0 | 0
DemandResponse | 0 | 0 | 0 | 0 | 0 | 0
IGCC-CCS | 0 | 0 | 0 | 0 | 0 | 0
WT_off | 0 | 0 | 0 | 0 | 0 | 0
PseudoUnit | 0 | 0 | 0 | 0 | 0 | 0
FixedInterchange | 0 | 0 | 0 | 0 | 0 | 0
Emission Cost by Reporting Type: AZ_NM_SNV_NucRenew
ReportingType | 2015 | 2020 | 2025 | 2030 | 2035 | 2040
BM | 0 | 0 | 0 | 0 | 0 | 0
CC | 0 | 0 | 0 | 0 | 0 | 0
CSP | 0 | 0 | 0 | 0 | 0 | 0
CT | 0 | 0 | 0 | 0 | 0 | 0
Coal | 0 | 0 | 0 | 0 | 0 | 0
Geo | 0 | 0 | 0 | 0 | 0 | 0
H | 0 | 0 | 0 | 0 | 0 | 0
LFG | 0 | 0 | 0 | 0 | 0 | 0
Nuc | 0 | 0 | 0 | 0 | 0 | 0
PS | 0 | 0 | 0 | 0 | 0 | 0
PV | 0 | 0 | 0 | 0 | 0 | 0
PeakG | 0 | 0 | 0 | 0 | 0 | 0
PeakO | 0 | 0 | 0 | 0 | 0 | 0
ST | 0 | 0 | 0 | 0 | 0 | 0
STOG | 0 | 0 | 0 | 0 | 0 | 0
STWD | 0 | 0 | 0 | 0 | 0 | 0
WT | 0 | 0 | 0 | 0 | 0 | 0
IGCC | 0 | 0 | 0 | 0 | 0 | 0
DemandResponse | 0 | 0 | 0 | 0 | 0 | 0
IGCC-CCS | 0 | 0 | 0 | 0 | 0 | 0
WT_off | 0 | 0 | 0 | 0 | 0 | 0
PseudoUnit | 0 | 0 | 0 | 0 | 0 | 0
FixedInterchange | 0 | 0 | 0 | 0 | 0 | 0
Emission Cost by Reporting Type: ERCOT
ReportingType | 2015 | 2020 | 2025 | 2030 | 2035 | 2040
BM | 0 | 0 | 0 | 0 | 0 | 0
CC | 0 | 0 | 0 | 0 | 0 | 0
CSP | 0 | 0 | 0 | 0 | 0 | 0
CT | 0 | 0 | 0 | 0 | 0 | 0
Coal | 0 | 0 | 0 | 0 | 0 | 0
Geo | 0 | 0 | 0 | 0 | 0 | 0
H | 0 | 0 | 0 | 0 | 0 | 0
LFG | 0 | 0 | 0 | 0 | 0 | 0
Nuc | 0 | 0 | 0 | 0 | 0 | 0
PS | 0 | 0 | 0 | 0 | 0 | 0
PV | 0 | 0 | 0 | 0 | 0 | 0
PeakG | 0 | 0 | 0 | 0 | 0 | 0
PeakO | 0 | 0 | 0 | 0 | 0 | 0
ST | 0 | 0 | 0 | 0 | 0 | 0
STOG | 0 | 0 | 0 | 0 | 0 | 0
STWD | 0 | 0 | 0 | 0 | 0 | 0
WT | 0 | 0 | 0 | 0 | 0 | 0
IGCC | 0 | 0 | 0 | 0 | 0 | 0
DemandResponse | 0 | 0 | 0 | 0 | 0 | 0
IGCC-CCS | 0 | 0 | 0 | 0 | 0 | 0
WT_off | 0 | 0 | 0 | 0 | 0 | 0
PseudoUnit | 0 | 0 | 0 | 0 | 0 | 0
FixedInterchange | 0 | 0 | 0 | 0 | 0 | 0
Emission Cost by Reporting Type: NP15
ReportingType | 2015 | 2020 | 2025 | 2030 | 2035 | 2040
BM | 0 | 0 | 0 | 0 | 0 | 0
CC | 0 | 0 | 0 | 0 | 0 | 0
CSP | 0 | 0 | 0 | 0 | 0 | 0
CT | 0 | 0 | 0 | 0 | 0 | 0
Coal | 0 | 0 | 0 | 0 | 0 | 0
Geo | 0 | 0 | 0 | 0 | 0 | 0
H | 0 | 0 | 0 | 0 | 0 | 0
LFG | 0 | 0 | 0 | 0 | 0 | 0
Nuc | 0 | 0 | 0 | 0 | 0 | 0
PS | 0 | 0 | 0 | 0 | 0 | 0
PV | 0 | 0 | 0 | 0 | 0 | 0
PeakG | 0 | 0 | 0 | 0 | 0 | 0
PeakO | 0 | 0 | 0 | 0 | 0 | 0
ST | 0 | 0 | 0 | 0 | 0 | 0
STOG | 0 | 0 | 0 | 0 | 0 | 0
STWD | 0 | 0 | 0 | 0 | 0 | 0
WT | 0 | 0 | 0 | 0 | 0 | 0
IGCC | 0 | 0 | 0 | 0 | 0 | 0
DemandResponse | 0 | 0 | 0 | 0 | 0 | 0
IGCC-CCS | 0 | 0 | 0 | 0 | 0 | 0
WT_off | 0 | 0 | 0 | 0 | 0 | 0
PseudoUnit | 0 | 0 | 0 | 0 | 0 | 0
FixedInterchange | 0 | 0 | 0 | 0 | 0 | 0
Emission Cost by Reporting Type: NWPP_Coal
ReportingType | 2015 | 2020 | 2025 | 2030 | 2035 | 2040
BM | 0 | 0 | 0 | 0 | 0 | 0
CC | 0 | 0 | 0 | 0 | 0 | 0
CSP | 0 | 0 | 0 | 0 | 0 | 0
CT | 0 | 0 | 0 | 0 | 0 | 0
Coal | 0 | 0 | 0 | 0 | 0 | 0
Geo | 0 | 0 | 0 | 0 | 0 | 0
H | 0 | 0 | 0 | 0 | 0 | 0
LFG | 0 | 0 | 0 | 0 | 0 | 0
Nuc | 0 | 0 | 0 | 0 | 0 | 0
PS | 0 | 0 | 0 | 0 | 0 | 0
PV | 0 | 0 | 0 | 0 | 0 | 0
PeakG | 0 | 0 | 0 | 0 | 0 | 0
PeakO | 0 | 0 | 0 | 0 | 0 | 0
ST | 0 | 0 | 0 | 0 | 0 | 0
STOG | 0 | 0 | 0 | 0 | 0 | 0
STWD | 0 | 0 | 0 | 0 | 0 | 0
WT | 0 | 0 | 0 | 0 | 0 | 0
IGCC | 0 | 0 | 0 | 0 | 0 | 0
DemandResponse | 0 | 0 | 0 | 0 | 0 | 0
IGCC-CCS | 0 | 0 | 0 | 0 | 0 | 0
WT_off | 0 | 0 | 0 | 0 | 0 | 0
PseudoUnit | 0 | 0 | 0 | 0 | 0 | 0
FixedInterchange | 0 | 0 | 0 | 0 | 0 | 0
Emission Cost by Reporting Type: NWPP_Gas
ReportingType | 2015 | 2020 | 2025 | 2030 | 2035 | 2040
BM | 0 | 0 | 0 | 0 | 0 | 0
CC | 0 | 0 | 0 | 0 | 0 | 0
CSP | 0 | 0 | 0 | 0 | 0 | 0
CT | 0 | 0 | 0 | 0 | 0 | 0
Coal | 0 | 0 | 0 | 0 | 0 | 0
Geo | 0 | 0 | 0 | 0 | 0 | 0
H | 0 | 0 | 0 | 0 | 0 | 0
LFG | 0 | 0 | 0 | 0 | 0 | 0
Nuc | 0 | 0 | 0 | 0 | 0 | 0
PS | 0 | 0 | 0 | 0 | 0 | 0
PV | 0 | 0 | 0 | 0 | 0 | 0
PeakG | 0 | 0 | 0 | 0 | 0 | 0
PeakO | 0 | 0 | 0 | 0 | 0 | 0
ST | 0 | 0 | 0 | 0 | 0 | 0
STOG | 0 | 0 | 0 | 0 | 0 | 0
STWD | 0 | 0 | 0 | 0 | 0 | 0
WT | 0 | 0 | 0 | 0 | 0 | 0
IGCC | 0 | 0 | 0 | 0 | 0 | 0
DemandResponse | 0 | 0 | 0 | 0 | 0 | 0
IGCC-CCS | 0 | 0 | 0 | 0 | 0 | 0
WT_off | 0 | 0 | 0 | 0 | 0 | 0
PseudoUnit | 0 | 0 | 0 | 0 | 0 | 0
FixedInterchange | 0 | 0 | 0 | 0 | 0 | 0
Emission Cost by Reporting Type: NWPP_NucRenew
ReportingType | 2015 | 2020 | 2025 | 2030 | 2035 | 2040
BM | 0 | 0 | 0 | 0 | 0 | 0
CC | 0 | 0 | 0 | 0 | 0 | 0
CSP | 0 | 0 | 0 | 0 | 0 | 0
CT | 0 | 0 | 0 | 0 | 0 | 0
Coal | 0 | 0 | 0 | 0 | 0 | 0
Geo | 0 | 0 | 0 | 0 | 0 | 0
H | 0 | 0 | 0 | 0 | 0 | 0
LFG | 0 | 0 | 0 | 0 | 0 | 0
Nuc | 0 | 0 | 0 | 0 | 0 | 0
PS | 0 | 0 | 0 | 0 | 0 | 0
PV | 0 | 0 | 0 | 0 | 0 | 0
PeakG | 0 | 0 | 0 | 0 | 0 | 0
PeakO | 0 | 0 | 0 | 0 | 0 | 0
ST | 0 | 0 | 0 | 0 | 0 | 0
STOG | 0 | 0 | 0 | 0 | 0 | 0
STWD | 0 | 0 | 0 | 0 | 0 | 0
WT | 0 | 0 | 0 | 0 | 0 | 0
IGCC | 0 | 0 | 0 | 0 | 0 | 0
DemandResponse | 0 | 0 | 0 | 0 | 0 | 0
IGCC-CCS | 0 | 0 | 0 | 0 | 0 | 0
WT_off | 0 | 0 | 0 | 0 | 0 | 0
PseudoUnit | 0 | 0 | 0 | 0 | 0 | 0
FixedInterchange | 0 | 0 | 0 | 0 | 0 | 0
Emission Cost by Reporting Type: RMPA
ReportingType | 2015 | 2020 | 2025 | 2030 | 2035 | 2040
BM | 0 | 0 | 0 | 0 | 0 | 0
CC | 0 | 0 | 0 | 0 | 0 | 0
CSP | 0 | 0 | 0 | 0 | 0 | 0
CT | 0 | 0 | 0 | 0 | 0 | 0
Coal | 0 | 0 | 0 | 0 | 0 | 0
Geo | 0 | 0 | 0 | 0 | 0 | 0
H | 0 | 0 | 0 | 0 | 0 | 0
LFG | 0 | 0 | 0 | 0 | 0 | 0
Nuc | 0 | 0 | 0 | 0 | 0 | 0
PS | 0 | 0 | 0 | 0 | 0 | 0
PV | 0 | 0 | 0 | 0 | 0 | 0
PeakG | 0 | 0 | 0 | 0 | 0 | 0
PeakO | 0 | 0 | 0 | 0 | 0 | 0
ST | 0 | 0 | 0 | 0 | 0 | 0
STOG | 0 | 0 | 0 | 0 | 0 | 0
STWD | 0 | 0 | 0 | 0 | 0 | 0
WT | 0 | 0 | 0 | 0 | 0 | 0
IGCC | 0 | 0 | 0 | 0 | 0 | 0
DemandResponse | 0 | 0 | 0 | 0 | 0 | 0
IGCC-CCS | 0 | 0 | 0 | 0 | 0 | 0
WT_off | 0 | 0 | 0 | 0 | 0 | 0
PseudoUnit | 0 | 0 | 0 | 0 | 0 | 0
FixedInterchange | 0 | 0 | 0 | 0 | 0 | 0
Emission Cost by Reporting Type: SP15
ReportingType | 2015 | 2020 | 2025 | 2030 | 2035 | 2040
BM | 0 | 0 | 0 | 0 | 0 | 0
CC | 0 | 0 | 0 | 0 | 0 | 0
CSP | 0 | 0 | 0 | 0 | 0 | 0
CT | 0 | 0 | 0 | 0 | 0 | 0
Coal | 0 | 0 | 0 | 0 | 0 | 0
Geo | 0 | 0 | 0 | 0 | 0 | 0
H | 0 | 0 | 0 | 0 | 0 | 0
LFG | 0 | 0 | 0 | 0 | 0 | 0
Nuc | 0 | 0 | 0 | 0 | 0 | 0
PS | 0 | 0 | 0 | 0 | 0 | 0
PV | 0 | 0 | 0 | 0 | 0 | 0
PeakG | 0 | 0 | 0 | 0 | 0 | 0
PeakO | 0 | 0 | 0 | 0 | 0 | 0
ST | 0 | 0 | 0 | 0 | 0 | 0
STOG | 0 | 0 | 0 | 0 | 0 | 0
STWD | 0 | 0 | 0 | 0 | 0 | 0
WT | 0 | 0 | 0 | 0 | 0 | 0
IGCC | 0 | 0 | 0 | 0 | 0 | 0
DemandResponse | 0 | 0 | 0 | 0 | 0 | 0
IGCC-CCS | 0 | 0 | 0 | 0 | 0 | 0
WT_off | 0 | 0 | 0 | 0 | 0 | 0
PseudoUnit | 0 | 0 | 0 | 0 | 0 | 0
FixedInterchange | 0 | 0 | 0 | 0 | 0 | 0
Emission Cost by Reporting Type: ALB
ReportingType | 2015 | 2020 | 2025 | 2030 | 2035 | 2040
BM | 0 | 0 | 0 | 0 | 0 | 0
CC | 0 | 0 | 0 | 0 | 0 | 0
CSP | 0 | 0 | 0 | 0 | 0 | 0
CT | 0 | 0 | 0 | 0 | 0 | 0
Coal | 0 | 0 | 0 | 0 | 0 | 0
Geo | 0 | 0 | 0 | 0 | 0 | 0
H | 0 | 0 | 0 | 0 | 0 | 0
LFG | 0 | 0 | 0 | 0 | 0 | 0
Nuc | 0 | 0 | 0 | 0 | 0 | 0
PS | 0 | 0 | 0 | 0 | 0 | 0
PV | 0 | 0 | 0 | 0 | 0 | 0
PeakG | 0 | 0 | 0 | 0 | 0 | 0
PeakO | 0 | 0 | 0 | 0 | 0 | 0
ST | 0 | 0 | 0 | 0 | 0 | 0
STOG | 0 | 0 | 0 | 0 | 0 | 0
STWD | 0 | 0 | 0 | 0 | 0 | 0
WT | 0 | 0 | 0 | 0 | 0 | 0
IGCC | 0 | 0 | 0 | 0 | 0 | 0
DemandResponse | 0 | 0 | 0 | 0 | 0 | 0
IGCC-CCS | 0 | 0 | 0 | 0 | 0 | 0
WT_off | 0 | 0 | 0 | 0 | 0 | 0
PseudoUnit | 0 | 0 | 0 | 0 | 0 | 0
FixedInterchange | 0 | 0 | 0 | 0 | 0 | 0
Emission Cost by Reporting Type: BC
ReportingType | 2015 | 2020 | 2025 | 2030 | 2035 | 2040
BM | 0 | 0 | 0 | 0 | 0 | 0
CC | 0 | 0 | 0 | 0 | 0 | 0
CSP | 0 | 0 | 0 | 0 | 0 | 0
CT | 0 | 0 | 0 | 0 | 0 | 0
Coal | 0 | 0 | 0 | 0 | 0 | 0
Geo | 0 | 0 | 0 | 0 | 0 | 0
H | 0 | 0 | 0 | 0 | 0 | 0
LFG | 0 | 0 | 0 | 0 | 0 | 0
Nuc | 0 | 0 | 0 | 0 | 0 | 0
PS | 0 | 0 | 0 | 0 | 0 | 0
PV | 0 | 0 | 0 | 0 | 0 | 0
PeakG | 0 | 0 | 0 | 0 | 0 | 0
PeakO | 0 | 0 | 0 | 0 | 0 | 0
ST | 0 | 0 | 0 | 0 | 0 | 0
STOG | 0 | 0 | 0 | 0 | 0 | 0
STWD | 0 | 0 | 0 | 0 | 0 | 0
WT | 0 | 0 | 0 | 0 | 0 | 0
IGCC | 0 | 0 | 0 | 0 | 0 | 0
DemandResponse | 0 | 0 | 0 | 0 | 0 | 0
IGCC-CCS | 0 | 0 | 0 | 0 | 0 | 0
WT_off | 0 | 0 | 0 | 0 | 0 | 0
PseudoUnit | 0 | 0 | 0 | 0 | 0 | 0
FixedInterchange | 0 | 0 | 0 | 0 | 0 | 0
Emission Cost by Reporting Type: HQ_IESO
ReportingType | 2015 | 2020 | 2025 | 2030 | 2035 | 2040
BM | 0 | 0 | 0 | 0 | 0 | 0
CC | 0 | 0 | 0 | 0 | 0 | 0
CSP | 0 | 0 | 0 | 0 | 0 | 0
CT | 0 | 0 | 0 | 0 | 0 | 0
Coal | 0 | 0 | 0 | 0 | 0 | 0
Geo | 0 | 0 | 0 | 0 | 0 | 0
H | 0 | 0 | 0 | 0 | 0 | 0
LFG | 0 | 0 | 0 | 0 | 0 | 0
Nuc | 0 | 0 | 0 | 0 | 0 | 0
PS | 0 | 0 | 0 | 0 | 0 | 0
PV | 0 | 0 | 0 | 0 | 0 | 0
PeakG | 0 | 0 | 0 | 0 | 0 | 0
PeakO | 0 | 0 | 0 | 0 | 0 | 0
ST | 0 | 0 | 0 | 0 | 0 | 0
STOG | 0 | 0 | 0 | 0 | 0 | 0
STWD | 0 | 0 | 0 | 0 | 0 | 0
WT | 0 | 0 | 0 | 0 | 0 | 0
IGCC | 0 | 0 | 0 | 0 | 0 | 0
DemandResponse | 0 | 0 | 0 | 0 | 0 | 0
IGCC-CCS | 0 | 0 | 0 | 0 | 0 | 0
WT_off | 0 | 0 | 0 | 0 | 0 | 0
PseudoUnit | 0 | 0 | 0 | 0 | 0 | 0
FixedInterchange | 0 | 0 | 0 | 0 | 0 | 0
Emission Cost by Reporting Type: HQ_NEISO
ReportingType | 2015 | 2020 | 2025 | 2030 | 2035 | 2040
BM | 0 | 0 | 0 | 0 | 0 | 0
CC | 0 | 0 | 0 | 0 | 0 | 0
CSP | 0 | 0 | 0 | 0 | 0 | 0
CT | 0 | 0 | 0 | 0 | 0 | 0
Coal | 0 | 0 | 0 | 0 | 0 | 0
Geo | 0 | 0 | 0 | 0 | 0 | 0
H | 0 | 0 | 0 | 0 | 0 | 0
LFG | 0 | 0 | 0 | 0 | 0 | 0
Nuc | 0 | 0 | 0 | 0 | 0 | 0
PS | 0 | 0 | 0 | 0 | 0 | 0
PV | 0 | 0 | 0 | 0 | 0 | 0
PeakG | 0 | 0 | 0 | 0 | 0 | 0
PeakO | 0 | 0 | 0 | 0 | 0 | 0
ST | 0 | 0 | 0 | 0 | 0 | 0
STOG | 0 | 0 | 0 | 0 | 0 | 0
STWD | 0 | 0 | 0 | 0 | 0 | 0
WT | 0 | 0 | 0 | 0 | 0 | 0
IGCC | 0 | 0 | 0 | 0 | 0 | 0
DemandResponse | 0 | 0 | 0 | 0 | 0 | 0
IGCC-CCS | 0 | 0 | 0 | 0 | 0 | 0
WT_off | 0 | 0 | 0 | 0 | 0 | 0
PseudoUnit | 0 | 0 | 0 | 0 | 0 | 0
FixedInterchange | 0 | 0 | 0 | 0 | 0 | 0
Emission Cost by Reporting Type: HQ_NY
ReportingType | 2015 | 2020 | 2025 | 2030 | 2035 | 2040
BM | 0 | 0 | 0 | 0 | 0 | 0
CC | 0 | 0 | 0 | 0 | 0 | 0
CSP | 0 | 0 | 0 | 0 | 0 | 0
CT | 0 | 0 | 0 | 0 | 0 | 0
Coal | 0 | 0 | 0 | 0 | 0 | 0
Geo | 0 | 0 | 0 | 0 | 0 | 0
H | 0 | 0 | 0 | 0 | 0 | 0
LFG | 0 | 0 | 0 | 0 | 0 | 0
Nuc | 0 | 0 | 0 | 0 | 0 | 0
PS | 0 | 0 | 0 | 0 | 0 | 0
PV | 0 | 0 | 0 | 0 | 0 | 0
PeakG | 0 | 0 | 0 | 0 | 0 | 0
PeakO | 0 | 0 | 0 | 0 | 0 | 0
ST | 0 | 0 | 0 | 0 | 0 | 0
STOG | 0 | 0 | 0 | 0 | 0 | 0
STWD | 0 | 0 | 0 | 0 | 0 | 0
WT | 0 | 0 | 0 | 0 | 0 | 0
IGCC | 0 | 0 | 0 | 0 | 0 | 0
DemandResponse | 0 | 0 | 0 | 0 | 0 | 0
IGCC-CCS | 0 | 0 | 0 | 0 | 0 | 0
WT_off | 0 | 0 | 0 | 0 | 0 | 0
PseudoUnit | 0 | 0 | 0 | 0 | 0 | 0
FixedInterchange | 0 | 0 | 0 | 0 | 0 | 0
Emission Cost by Reporting Type: MARITIMES
ReportingType | 2015 | 2020 | 2025 | 2030 | 2035 | 2040
BM | 0 | 0 | 0 | 0 | 0 | 0
CC | 0 | 0 | 0 | 0 | 0 | 0
CSP | 0 | 0 | 0 | 0 | 0 | 0
CT | 0 | 0 | 0 | 0 | 0 | 0
Coal | 0 | 0 | 0 | 0 | 0 | 0
Geo | 0 | 0 | 0 | 0 | 0 | 0
H | 0 | 0 | 0 | 0 | 0 | 0
LFG | 0 | 0 | 0 | 0 | 0 | 0
Nuc | 0 | 0 | 0 | 0 | 0 | 0
PS | 0 | 0 | 0 | 0 | 0 | 0
PV | 0 | 0 | 0 | 0 | 0 | 0
PeakG | 0 | 0 | 0 | 0 | 0 | 0
PeakO | 0 | 0 | 0 | 0 | 0 | 0
ST | 0 | 0 | 0 | 0 | 0 | 0
STOG | 0 | 0 | 0 | 0 | 0 | 0
STWD | 0 | 0 | 0 | 0 | 0 | 0
WT | 0 | 0 | 0 | 0 | 0 | 0
IGCC | 0 | 0 | 0 | 0 | 0 | 0
DemandResponse | 0 | 0 | 0 | 0 | 0 | 0
IGCC-CCS | 0 | 0 | 0 | 0 | 0 | 0
WT_off | 0 | 0 | 0 | 0 | 0 | 0
PseudoUnit | 0 | 0 | 0 | 0 | 0 | 0
FixedInterchange | 0 | 0 | 0 | 0 | 0 | 0
Emission Cost by Reporting Type: All
ReportingType | 2015 | 2020 | 2025 | 2030 | 2035 | 2040
BM | 0 | 0 | 0 | 0 | 0 | 0
CC | 0 | 0 | 0 | 0 | 0 | 0
CSP | 0 | 0 | 0 | 0 | 0 | 0
CT | 0 | 0 | 0 | 0 | 0 | 0
Coal | 0 | 0 | 0 | 0 | 0 | 0
Geo | 0 | 0 | 0 | 0 | 0 | 0
H | 0 | 0 | 0 | 0 | 0 | 0
LFG | 0 | 0 | 0 | 0 | 0 | 0
Nuc | 0 | 0 | 0 | 0 | 0 | 0
PS | 0 | 0 | 0 | 0 | 0 | 0
PV | 0 | 0 | 0 | 0 | 0 | 0
PeakG | 0 | 0 | 0 | 0 | 0 | 0
PeakO | 0 | 0 | 0 | 0 | 0 | 0
ST | 0 | 0 | 0 | 0 | 0 | 0
STOG | 0 | 0 | 0 | 0 | 0 | 0
STWD | 0 | 0 | 0 | 0 | 0 | 0
WT | 0 | 0 | 0 | 0 | 0 | 0
IGCC | 0 | 0 | 0 | 0 | 0 | 0
DemandResponse | 0 | 0 | 0 | 0 | 0 | 0
IGCC-CCS | 0 | 0 | 0 | 0 | 0 | 0
WT_off | 0 | 0 | 0 | 0 | 0 | 0
PseudoUnit | 0 | 0 | 0 | 0 | 0 | 0
FixedInterchange | 0 | 0 | 0 | 0 | 0 | 0
Emission Cost by Reporting Type: EI_US
ReportingType | 2015 | 2020 | 2025 | 2030 | 2035 | 2040
BM | 0 | 0 | 0 | 0 | 0 | 0
CC | 0 | 0 | 0 | 0 | 0 | 0
CSP | 0 | 0 | 0 | 0 | 0 | 0
CT | 0 | 0 | 0 | 0 | 0 | 0
Coal | 0 | 0 | 0 | 0 | 0 | 0
Geo | 0 | 0 | 0 | 0 | 0 | 0
H | 0 | 0 | 0 | 0 | 0 | 0
LFG | 0 | 0 | 0 | 0 | 0 | 0
Nuc | 0 | 0 | 0 | 0 | 0 | 0
PS | 0 | 0 | 0 | 0 | 0 | 0
PV | 0 | 0 | 0 | 0 | 0 | 0
PeakG | 0 | 0 | 0 | 0 | 0 | 0
PeakO | 0 | 0 | 0 | 0 | 0 | 0
ST | 0 | 0 | 0 | 0 | 0 | 0
STOG | 0 | 0 | 0 | 0 | 0 | 0
STWD | 0 | 0 | 0 | 0 | 0 | 0
WT | 0 | 0 | 0 | 0 | 0 | 0
IGCC | 0 | 0 | 0 | 0 | 0 | 0
DemandResponse | 0 | 0 | 0 | 0 | 0 | 0
IGCC-CCS | 0 | 0 | 0 | 0 | 0 | 0
WT_off | 0 | 0 | 0 | 0 | 0 | 0
PseudoUnit | 0 | 0 | 0 | 0 | 0 | 0
FixedInterchange | 0 | 0 | 0 | 0 | 0 | 0
Emission Cost by Reporting Type: EI_Canada
ReportingType | 2015 | 2020 | 2025 | 2030 | 2035 | 2040
BM | 0 | 0 | 0 | 0 | 0 | 0
CC | 0 | 0 | 0 | 0 | 0 | 0
CSP | 0 | 0 | 0 | 0 | 0 | 0
CT | 0 | 0 | 0 | 0 | 0 | 0
Coal | 0 | 0 | 0 | 0 | 0 | 0
Geo | 0 | 0 | 0 | 0 | 0 | 0
H | 0 | 0 | 0 | 0 | 0 | 0
LFG | 0 | 0 | 0 | 0 | 0 | 0
Nuc | 0 | 0 | 0 | 0 | 0 | 0
PS | 0 | 0 | 0 | 0 | 0 | 0
PV | 0 | 0 | 0 | 0 | 0 | 0
PeakG | 0 | 0 | 0 | 0 | 0 | 0
PeakO | 0 | 0 | 0 | 0 | 0 | 0
ST | 0 | 0 | 0 | 0 | 0 | 0
STOG | 0 | 0 | 0 | 0 | 0 | 0
STWD | 0 | 0 | 0 | 0 | 0 | 0
WT | 0 | 0 | 0 | 0 | 0 | 0
IGCC | 0 | 0 | 0 | 0 | 0 | 0
DemandResponse | 0 | 0 | 0 | 0 | 0 | 0
IGCC-CCS | 0 | 0 | 0 | 0 | 0 | 0
WT_off | 0 | 0 | 0 | 0 | 0 | 0
PseudoUnit | 0 | 0 | 0 | 0 | 0 | 0
FixedInterchange | 0 | 0 | 0 | 0 | 0 | 0
Emission Cost by Reporting Type: EI
ReportingType | 2015 | 2020 | 2025 | 2030 | 2035 | 2040
BM | 0 | 0 | 0 | 0 | 0 | 0
CC | 0 | 0 | 0 | 0 | 0 | 0
CSP | 0 | 0 | 0 | 0 | 0 | 0
CT | 0 | 0 | 0 | 0 | 0 | 0
Coal | 0 | 0 | 0 | 0 | 0 | 0
Geo | 0 | 0 | 0 | 0 | 0 | 0
H | 0 | 0 | 0 | 0 | 0 | 0
LFG | 0 | 0 | 0 | 0 | 0 | 0
Nuc | 0 | 0 | 0 | 0 | 0 | 0
PS | 0 | 0 | 0 | 0 | 0 | 0
PV | 0 | 0 | 0 | 0 | 0 | 0
PeakG | 0 | 0 | 0 | 0 | 0 | 0
PeakO | 0 | 0 | 0 | 0 | 0 | 0
ST | 0 | 0 | 0 | 0 | 0 | 0
STOG | 0 | 0 | 0 | 0 | 0 | 0
STWD | 0 | 0 | 0 | 0 | 0 | 0
WT | 0 | 0 | 0 | 0 | 0 | 0
IGCC | 0 | 0 | 0 | 0 | 0 | 0
DemandResponse | 0 | 0 | 0 | 0 | 0 | 0
IGCC-CCS | 0 | 0 | 0 | 0 | 0 | 0
WT_off | 0 | 0 | 0 | 0 | 0 | 0
PseudoUnit | 0 | 0 | 0 | 0 | 0 | 0
FixedInterchange | 0 | 0 | 0 | 0 | 0 | 0
Emission Cost by Reporting Type: Outside_EI
ReportingType | 2015 | 2020 | 2025 | 2030 | 2035 | 2040
BM | 0 | 0 | 0 | 0 | 0 | 0
CC | 0 | 0 | 0 | 0 | 0 | 0
CSP | 0 | 0 | 0 | 0 | 0 | 0
CT | 0 | 0 | 0 | 0 | 0 | 0
Coal | 0 | 0 | 0 | 0 | 0 | 0
Geo | 0 | 0 | 0 | 0 | 0 | 0
H | 0 | 0 | 0 | 0 | 0 | 0
LFG | 0 | 0 | 0 | 0 | 0 | 0
Nuc | 0 | 0 | 0 | 0 | 0 | 0
PS | 0 | 0 | 0 | 0 | 0 | 0
PV | 0 | 0 | 0 | 0 | 0 | 0
PeakG | 0 | 0 | 0 | 0 | 0 | 0
PeakO | 0 | 0 | 0 | 0 | 0 | 0
ST | 0 | 0 | 0 | 0 | 0 | 0
STOG | 0 | 0 | 0 | 0 | 0 | 0
STWD | 0 | 0 | 0 | 0 | 0 | 0
WT | 0 | 0 | 0 | 0 | 0 | 0
IGCC | 0 | 0 | 0 | 0 | 0 | 0
DemandResponse | 0 | 0 | 0 | 0 | 0 | 0
IGCC-CCS | 0 | 0 | 0 | 0 | 0 | 0
WT_off | 0 | 0 | 0 | 0 | 0 | 0
PseudoUnit | 0 | 0 | 0 | 0 | 0 | 0
FixedInterchange | 0 | 0 | 0 | 0 | 0 | 0
==== Emission Program: CAIRNOxAnnual : (NOx) ====
Emission Cost by Reporting Type: Entergy
ReportingType | 2015 | 2020 | 2025 | 2030 | 2035 | 2040
BM | 0 | 0 | 0 | 0 | 0 | 0
CC | 0 | 0 | 0 | 0 | 0 | 0
CSP | 0 | 0 | 0 | 0 | 0 | 0
CT | 0 | 0 | 0 | 0 | 0 | 0
Coal | 0 | 0 | 0 | 0 | 0 | 0
Geo | 0 | 0 | 0 | 0 | 0 | 0
H | 0 | 0 | 0 | 0 | 0 | 0
LFG | 0 | 0 | 0 | 0 | 0 | 0
Nuc | 0 | 0 | 0 | 0 | 0 | 0
PS | 0 | 0 | 0 | 0 | 0 | 0
PV | 0 | 0 | 0 | 0 | 0 | 0
PeakG | 0 | 0 | 0 | 0 | 0 | 0
PeakO | 0 | 0 | 0 | 0 | 0 | 0
ST | 0 | 0 | 0 | 0 | 0 | 0
STOG | 0 | 0 | 0 | 0 | 0 | 0
STWD | 0 | 0 | 0 | 0 | 0 | 0
WT | 0 | 0 | 0 | 0 | 0 | 0
IGCC | 0 | 0 | 0 | 0 | 0 | 0
DemandResponse | 0 | 0 | 0 | 0 | 0 | 0
IGCC-CCS | 0 | 0 | 0 | 0 | 0 | 0
WT_off | 0 | 0 | 0 | 0 | 0 | 0
PseudoUnit | 0 | 0 | 0 | 0 | 0 | 0
FixedInterchange | 0 | 0 | 0 | 0 | 0 | 0
Emission Cost by Reporting Type: FRCC
ReportingType | 2015 | 2020 | 2025 | 2030 | 2035 | 2040
BM | 0 | 0 | 0 | 0 | 0 | 0
CC | 0 | 0 | 0 | 0 | 0 | 0
CSP | 0 | 0 | 0 | 0 | 0 | 0
CT | 0 | 0 | 0 | 0 | 0 | 0
Coal | 0 | 0 | 0 | 0 | 0 | 0
Geo | 0 | 0 | 0 | 0 | 0 | 0
H | 0 | 0 | 0 | 0 | 0 | 0
LFG | 0 | 0 | 0 | 0 | 0 | 0
Nuc | 0 | 0 | 0 | 0 | 0 | 0
PS | 0 | 0 | 0 | 0 | 0 | 0
PV | 0 | 0 | 0 | 0 | 0 | 0
PeakG | 0 | 0 | 0 | 0 | 0 | 0
PeakO | 0 | 0 | 0 | 0 | 0 | 0
ST | 0 | 0 | 0 | 0 | 0 | 0
STOG | 0 | 0 | 0 | 0 | 0 | 0
STWD | 0 | 0 | 0 | 0 | 0 | 0
WT | 0 | 0 | 0 | 0 | 0 | 0
IGCC | 0 | 0 | 0 | 0 | 0 | 0
DemandResponse | 0 | 0 | 0 | 0 | 0 | 0
IGCC-CCS | 0 | 0 | 0 | 0 | 0 | 0
WT_off | 0 | 0 | 0 | 0 | 0 | 0
PseudoUnit | 0 | 0 | 0 | 0 | 0 | 0
FixedInterchange | 0 | 0 | 0 | 0 | 0 | 0
Emission Cost by Reporting Type: MAPP_US
ReportingType | 2015 | 2020 | 2025 | 2030 | 2035 | 2040
BM | 0 | 0 | 0 | 0 | 0 | 0
CC | 0 | 0 | 0 | 0 | 0 | 0
CSP | 0 | 0 | 0 | 0 | 0 | 0
CT | 0 | 0 | 0 | 0 | 0 | 0
Coal | 0 | 0 | 0 | 0 | 0 | 0
Geo | 0 | 0 | 0 | 0 | 0 | 0
H | 0 | 0 | 0 | 0 | 0 | 0
LFG | 0 | 0 | 0 | 0 | 0 | 0
Nuc | 0 | 0 | 0 | 0 | 0 | 0
PS | 0 | 0 | 0 | 0 | 0 | 0
PV | 0 | 0 | 0 | 0 | 0 | 0
PeakG | 0 | 0 | 0 | 0 | 0 | 0
PeakO | 0 | 0 | 0 | 0 | 0 | 0
ST | 0 | 0 | 0 | 0 | 0 | 0
STOG | 0 | 0 | 0 | 0 | 0 | 0
STWD | 0 | 0 | 0 | 0 | 0 | 0
WT | 0 | 0 | 0 | 0 | 0 | 0
IGCC | 0 | 0 | 0 | 0 | 0 | 0
DemandResponse | 0 | 0 | 0 | 0 | 0 | 0
IGCC-CCS | 0 | 0 | 0 | 0 | 0 | 0
WT_off | 0 | 0 | 0 | 0 | 0 | 0
PseudoUnit | 0 | 0 | 0 | 0 | 0 | 0
FixedInterchange | 0 | 0 | 0 | 0 | 0 | 0
Emission Cost by Reporting Type: MISO_IN
ReportingType | 2015 | 2020 | 2025 | 2030 | 2035 | 2040
BM | 0 | 0 | 0 | 0 | 0 | 0
CC | 0 | 0 | 0 | 0 | 0 | 0
CSP | 0 | 0 | 0 | 0 | 0 | 0
CT | 0 | 0 | 0 | 0 | 0 | 0
Coal | 0 | 0 | 0 | 0 | 0 | 0
Geo | 0 | 0 | 0 | 0 | 0 | 0
H | 0 | 0 | 0 | 0 | 0 | 0
LFG | 0 | 0 | 0 | 0 | 0 | 0
Nuc | 0 | 0 | 0 | 0 | 0 | 0
PS | 0 | 0 | 0 | 0 | 0 | 0
PV | 0 | 0 | 0 | 0 | 0 | 0
PeakG | 0 | 0 | 0 | 0 | 0 | 0
PeakO | 0 | 0 | 0 | 0 | 0 | 0
ST | 0 | 0 | 0 | 0 | 0 | 0
STOG | 0 | 0 | 0 | 0 | 0 | 0
STWD | 0 | 0 | 0 | 0 | 0 | 0
WT | 0 | 0 | 0 | 0 | 0 | 0
IGCC | 0 | 0 | 0 | 0 | 0 | 0
DemandResponse | 0 | 0 | 0 | 0 | 0 | 0
IGCC-CCS | 0 | 0 | 0 | 0 | 0 | 0
WT_off | 0 | 0 | 0 | 0 | 0 | 0
PseudoUnit | 0 | 0 | 0 | 0 | 0 | 0
FixedInterchange | 0 | 0 | 0 | 0 | 0 | 0
Emission Cost by Reporting Type: MISO_MI
ReportingType | 2015 | 2020 | 2025 | 2030 | 2035 | 2040
BM | 0 | 0 | 0 | 0 | 0 | 0
CC | 0 | 0 | 0 | 0 | 0 | 0
CSP | 0 | 0 | 0 | 0 | 0 | 0
CT | 0 | 0 | 0 | 0 | 0 | 0
Coal | 0 | 0 | 0 | 0 | 0 | 0
Geo | 0 | 0 | 0 | 0 | 0 | 0
H | 0 | 0 | 0 | 0 | 0 | 0
LFG | 0 | 0 | 0 | 0 | 0 | 0
Nuc | 0 | 0 | 0 | 0 | 0 | 0
PS | 0 | 0 | 0 | 0 | 0 | 0
PV | 0 | 0 | 0 | 0 | 0 | 0
PeakG | 0 | 0 | 0 | 0 | 0 | 0
PeakO | 0 | 0 | 0 | 0 | 0 | 0
ST | 0 | 0 | 0 | 0 | 0 | 0
STOG | 0 | 0 | 0 | 0 | 0 | 0
STWD | 0 | 0 | 0 | 0 | 0 | 0
WT | 0 | 0 | 0 | 0 | 0 | 0
IGCC | 0 | 0 | 0 | 0 | 0 | 0
DemandResponse | 0 | 0 | 0 | 0 | 0 | 0
IGCC-CCS | 0 | 0 | 0 | 0 | 0 | 0
WT_off | 0 | 0 | 0 | 0 | 0 | 0
PseudoUnit | 0 | 0 | 0 | 0 | 0 | 0
FixedInterchange | 0 | 0 | 0 | 0 | 0 | 0
Emission Cost by Reporting Type: MISO_MO-IL
ReportingType | 2015 | 2020 | 2025 | 2030 | 2035 | 2040
BM | 0 | 0 | 0 | 0 | 0 | 0
CC | 0 | 0 | 0 | 0 | 0 | 0
CSP | 0 | 0 | 0 | 0 | 0 | 0
CT | 0 | 0 | 0 | 0 | 0 | 0
Coal | 0 | 0 | 0 | 0 | 0 | 0
Geo | 0 | 0 | 0 | 0 | 0 | 0
H | 0 | 0 | 0 | 0 | 0 | 0
LFG | 0 | 0 | 0 | 0 | 0 | 0
Nuc | 0 | 0 | 0 | 0 | 0 | 0
PS | 0 | 0 | 0 | 0 | 0 | 0
PV | 0 | 0 | 0 | 0 | 0 | 0
PeakG | 0 | 0 | 0 | 0 | 0 | 0
PeakO | 0 | 0 | 0 | 0 | 0 | 0
ST | 0 | 0 | 0 | 0 | 0 | 0
STOG | 0 | 0 | 0 | 0 | 0 | 0
STWD | 0 | 0 | 0 | 0 | 0 | 0
WT | 0 | 0 | 0 | 0 | 0 | 0
IGCC | 0 | 0 | 0 | 0 | 0 | 0
DemandResponse | 0 | 0 | 0 | 0 | 0 | 0
IGCC-CCS | 0 | 0 | 0 | 0 | 0 | 0
WT_off | 0 | 0 | 0 | 0 | 0 | 0
PseudoUnit | 0 | 0 | 0 | 0 | 0 | 0
FixedInterchange | 0 | 0 | 0 | 0 | 0 | 0
Emission Cost by Reporting Type: MISO_W
ReportingType | 2015 | 2020 | 2025 | 2030 | 2035 | 2040
BM | 0 | 0 | 0 | 0 | 0 | 0
CC | 0 | 0 | 0 | 0 | 0 | 0
CSP | 0 | 0 | 0 | 0 | 0 | 0
CT | 0 | 0 | 0 | 0 | 0 | 0
Coal | 0 | 0 | 0 | 0 | 0 | 0
Geo | 0 | 0 | 0 | 0 | 0 | 0
H | 0 | 0 | 0 | 0 | 0 | 0
LFG | 0 | 0 | 0 | 0 | 0 | 0
Nuc | 0 | 0 | 0 | 0 | 0 | 0
PS | 0 | 0 | 0 | 0 | 0 | 0
PV | 0 | 0 | 0 | 0 | 0 | 0
PeakG | 0 | 0 | 0 | 0 | 0 | 0
PeakO | 0 | 0 | 0 | 0 | 0 | 0
ST | 0 | 0 | 0 | 0 | 0 | 0
STOG | 0 | 0 | 0 | 0 | 0 | 0
STWD | 0 | 0 | 0 | 0 | 0 | 0
WT | 0 | 0 | 0 | 0 | 0 | 0
IGCC | 0 | 0 | 0 | 0 | 0 | 0
DemandResponse | 0 | 0 | 0 | 0 | 0 | 0
IGCC-CCS | 0 | 0 | 0 | 0 | 0 | 0
WT_off | 0 | 0 | 0 | 0 | 0 | 0
PseudoUnit | 0 | 0 | 0 | 0 | 0 | 0
FixedInterchange | 0 | 0 | 0 | 0 | 0 | 0
Emission Cost by Reporting Type: MISO_WUMS
ReportingType | 2015 | 2020 | 2025 | 2030 | 2035 | 2040
BM | 0 | 0 | 0 | 0 | 0 | 0
CC | 0 | 0 | 0 | 0 | 0 | 0
CSP | 0 | 0 | 0 | 0 | 0 | 0
CT | 0 | 0 | 0 | 0 | 0 | 0
Coal | 0 | 0 | 0 | 0 | 0 | 0
Geo | 0 | 0 | 0 | 0 | 0 | 0
H | 0 | 0 | 0 | 0 | 0 | 0
LFG | 0 | 0 | 0 | 0 | 0 | 0
Nuc | 0 | 0 | 0 | 0 | 0 | 0
PS | 0 | 0 | 0 | 0 | 0 | 0
PV | 0 | 0 | 0 | 0 | 0 | 0
PeakG | 0 | 0 | 0 | 0 | 0 | 0
PeakO | 0 | 0 | 0 | 0 | 0 | 0
ST | 0 | 0 | 0 | 0 | 0 | 0
STOG | 0 | 0 | 0 | 0 | 0 | 0
STWD | 0 | 0 | 0 | 0 | 0 | 0
WT | 0 | 0 | 0 | 0 | 0 | 0
IGCC | 0 | 0 | 0 | 0 | 0 | 0
DemandResponse | 0 | 0 | 0 | 0 | 0 | 0
IGCC-CCS | 0 | 0 | 0 | 0 | 0 | 0
WT_off | 0 | 0 | 0 | 0 | 0 | 0
PseudoUnit | 0 | 0 | 0 | 0 | 0 | 0
FixedInterchange | 0 | 0 | 0 | 0 | 0 | 0
Emission Cost by Reporting Type: Nebraska
ReportingType | 2015 | 2020 | 2025 | 2030 | 2035 | 2040
BM | 0 | 0 | 0 | 0 | 0 | 0
CC | 0 | 0 | 0 | 0 | 0 | 0
CSP | 0 | 0 | 0 | 0 | 0 | 0
CT | 0 | 0 | 0 | 0 | 0 | 0
Coal | 0 | 0 | 0 | 0 | 0 | 0
Geo | 0 | 0 | 0 | 0 | 0 | 0
H | 0 | 0 | 0 | 0 | 0 | 0
LFG | 0 | 0 | 0 | 0 | 0 | 0
Nuc | 0 | 0 | 0 | 0 | 0 | 0
PS | 0 | 0 | 0 | 0 | 0 | 0
PV | 0 | 0 | 0 | 0 | 0 | 0
PeakG | 0 | 0 | 0 | 0 | 0 | 0
PeakO | 0 | 0 | 0 | 0 | 0 | 0
ST | 0 | 0 | 0 | 0 | 0 | 0
STOG | 0 | 0 | 0 | 0 | 0 | 0
STWD | 0 | 0 | 0 | 0 | 0 | 0
WT | 0 | 0 | 0 | 0 | 0 | 0
IGCC | 0 | 0 | 0 | 0 | 0 | 0
DemandResponse | 0 | 0 | 0 | 0 | 0 | 0
IGCC-CCS | 0 | 0 | 0 | 0 | 0 | 0
WT_off | 0 | 0 | 0 | 0 | 0 | 0
PseudoUnit | 0 | 0 | 0 | 0 | 0 | 0
FixedInterchange | 0 | 0 | 0 | 0 | 0 | 0
Emission Cost by Reporting Type: NEISO
ReportingType | 2015 | 2020 | 2025 | 2030 | 2035 | 2040
BM | 0 | 0 | 0 | 0 | 0 | 0
CC | 0 | 0 | 0 | 0 | 0 | 0
CSP | 0 | 0 | 0 | 0 | 0 | 0
CT | 0 | 0 | 0 | 0 | 0 | 0
Coal | 0 | 0 | 0 | 0 | 0 | 0
Geo | 0 | 0 | 0 | 0 | 0 | 0
H | 0 | 0 | 0 | 0 | 0 | 0
LFG | 0 | 0 | 0 | 0 | 0 | 0
Nuc | 0 | 0 | 0 | 0 | 0 | 0
PS | 0 | 0 | 0 | 0 | 0 | 0
PV | 0 | 0 | 0 | 0 | 0 | 0
PeakG | 0 | 0 | 0 | 0 | 0 | 0
PeakO | 0 | 0 | 0 | 0 | 0 | 0
ST | 0 | 0 | 0 | 0 | 0 | 0
STOG | 0 | 0 | 0 | 0 | 0 | 0
STWD | 0 | 0 | 0 | 0 | 0 | 0
WT | 0 | 0 | 0 | 0 | 0 | 0
IGCC | 0 | 0 | 0 | 0 | 0 | 0
DemandResponse | 0 | 0 | 0 | 0 | 0 | 0
IGCC-CCS | 0 | 0 | 0 | 0 | 0 | 0
WT_off | 0 | 0 | 0 | 0 | 0 | 0
PseudoUnit | 0 | 0 | 0 | 0 | 0 | 0
FixedInterchange | 0 | 0 | 0 | 0 | 0 | 0
Emission Cost by Reporting Type: NonRTO_Midwest
ReportingType | 2015 | 2020 | 2025 | 2030 | 2035 | 2040
BM | 0 | 0 | 0 | 0 | 0 | 0
CC | 0 | 0 | 0 | 0 | 0 | 0
CSP | 0 | 0 | 0 | 0 | 0 | 0
CT | 0 | 0 | 0 | 0 | 0 | 0
Coal | 0 | 0 | 0 | 0 | 0 | 0
Geo | 0 | 0 | 0 | 0 | 0 | 0
H | 0 | 0 | 0 | 0 | 0 | 0
LFG | 0 | 0 | 0 | 0 | 0 | 0
Nuc | 0 | 0 | 0 | 0 | 0 | 0
PS | 0 | 0 | 0 | 0 | 0 | 0
PV | 0 | 0 | 0 | 0 | 0 | 0
PeakG | 0 | 0 | 0 | 0 | 0 | 0
PeakO | 0 | 0 | 0 | 0 | 0 | 0
ST | 0 | 0 | 0 | 0 | 0 | 0
STOG | 0 | 0 | 0 | 0 | 0 | 0
STWD | 0 | 0 | 0 | 0 | 0 | 0
WT | 0 | 0 | 0 | 0 | 0 | 0
IGCC | 0 | 0 | 0 | 0 | 0 | 0
DemandResponse | 0 | 0 | 0 | 0 | 0 | 0
IGCC-CCS | 0 | 0 | 0 | 0 | 0 | 0
WT_off | 0 | 0 | 0 | 0 | 0 | 0
PseudoUnit | 0 | 0 | 0 | 0 | 0 | 0
FixedInterchange | 0 | 0 | 0 | 0 | 0 | 0
Emission Cost by Reporting Type: NYISO_A-F
ReportingType | 2015 | 2020 | 2025 | 2030 | 2035 | 2040
BM | 0 | 0 | 0 | 0 | 0 | 0
CC | 0 | 0 | 0 | 0 | 0 | 0
CSP | 0 | 0 | 0 | 0 | 0 | 0
CT | 0 | 0 | 0 | 0 | 0 | 0
Coal | 0 | 0 | 0 | 0 | 0 | 0
Geo | 0 | 0 | 0 | 0 | 0 | 0
H | 0 | 0 | 0 | 0 | 0 | 0
LFG | 0 | 0 | 0 | 0 | 0 | 0
Nuc | 0 | 0 | 0 | 0 | 0 | 0
PS | 0 | 0 | 0 | 0 | 0 | 0
PV | 0 | 0 | 0 | 0 | 0 | 0
PeakG | 0 | 0 | 0 | 0 | 0 | 0
PeakO | 0 | 0 | 0 | 0 | 0 | 0
ST | 0 | 0 | 0 | 0 | 0 | 0
STOG | 0 | 0 | 0 | 0 | 0 | 0
STWD | 0 | 0 | 0 | 0 | 0 | 0
WT | 0 | 0 | 0 | 0 | 0 | 0
IGCC | 0 | 0 | 0 | 0 | 0 | 0
DemandResponse | 0 | 0 | 0 | 0 | 0 | 0
IGCC-CCS | 0 | 0 | 0 | 0 | 0 | 0
WT_off | 0 | 0 | 0 | 0 | 0 | 0
PseudoUnit | 0 | 0 | 0 | 0 | 0 | 0
FixedInterchange | 0 | 0 | 0 | 0 | 0 | 0
Emission Cost by Reporting Type: NYISO_G-I
ReportingType | 2015 | 2020 | 2025 | 2030 | 2035 | 2040
BM | 0 | 0 | 0 | 0 | 0 | 0
CC | 0 | 0 | 0 | 0 | 0 | 0
CSP | 0 | 0 | 0 | 0 | 0 | 0
CT | 0 | 0 | 0 | 0 | 0 | 0
Coal | 0 | 0 | 0 | 0 | 0 | 0
Geo | 0 | 0 | 0 | 0 | 0 | 0
H | 0 | 0 | 0 | 0 | 0 | 0
LFG | 0 | 0 | 0 | 0 | 0 | 0
Nuc | 0 | 0 | 0 | 0 | 0 | 0
PS | 0 | 0 | 0 | 0 | 0 | 0
PV | 0 | 0 | 0 | 0 | 0 | 0
PeakG | 0 | 0 | 0 | 0 | 0 | 0
PeakO | 0 | 0 | 0 | 0 | 0 | 0
ST | 0 | 0 | 0 | 0 | 0 | 0
STOG | 0 | 0 | 0 | 0 | 0 | 0
STWD | 0 | 0 | 0 | 0 | 0 | 0
WT | 0 | 0 | 0 | 0 | 0 | 0
IGCC | 0 | 0 | 0 | 0 | 0 | 0
DemandResponse | 0 | 0 | 0 | 0 | 0 | 0
IGCC-CCS | 0 | 0 | 0 | 0 | 0 | 0
WT_off | 0 | 0 | 0 | 0 | 0 | 0
PseudoUnit | 0 | 0 | 0 | 0 | 0 | 0
FixedInterchange | 0 | 0 | 0 | 0 | 0 | 0
Emission Cost by Reporting Type: NYISO_J-K
ReportingType | 2015 | 2020 | 2025 | 2030 | 2035 | 2040
BM | 0 | 0 | 0 | 0 | 0 | 0
CC | 0 | 0 | 0 | 0 | 0 | 0
CSP | 0 | 0 | 0 | 0 | 0 | 0
CT | 0 | 0 | 0 | 0 | 0 | 0
Coal | 0 | 0 | 0 | 0 | 0 | 0
Geo | 0 | 0 | 0 | 0 | 0 | 0
H | 0 | 0 | 0 | 0 | 0 | 0
LFG | 0 | 0 | 0 | 0 | 0 | 0
Nuc | 0 | 0 | 0 | 0 | 0 | 0
PS | 0 | 0 | 0 | 0 | 0 | 0
PV | 0 | 0 | 0 | 0 | 0 | 0
PeakG | 0 | 0 | 0 | 0 | 0 | 0
PeakO | 0 | 0 | 0 | 0 | 0 | 0
ST | 0 | 0 | 0 | 0 | 0 | 0
STOG | 0 | 0 | 0 | 0 | 0 | 0
STWD | 0 | 0 | 0 | 0 | 0 | 0
WT | 0 | 0 | 0 | 0 | 0 | 0
IGCC | 0 | 0 | 0 | 0 | 0 | 0
DemandResponse | 0 | 0 | 0 | 0 | 0 | 0
IGCC-CCS | 0 | 0 | 0 | 0 | 0 | 0
WT_off | 0 | 0 | 0 | 0 | 0 | 0
PseudoUnit | 0 | 0 | 0 | 0 | 0 | 0
FixedInterchange | 0 | 0 | 0 | 0 | 0 | 0
Emission Cost by Reporting Type: PJM_E
ReportingType | 2015 | 2020 | 2025 | 2030 | 2035 | 2040
BM | 0 | 0 | 0 | 0 | 0 | 0
CC | 0 | 0 | 0 | 0 | 0 | 0
CSP | 0 | 0 | 0 | 0 | 0 | 0
CT | 0 | 0 | 0 | 0 | 0 | 0
Coal | 0 | 0 | 0 | 0 | 0 | 0
Geo | 0 | 0 | 0 | 0 | 0 | 0
H | 0 | 0 | 0 | 0 | 0 | 0
LFG | 0 | 0 | 0 | 0 | 0 | 0
Nuc | 0 | 0 | 0 | 0 | 0 | 0
PS | 0 | 0 | 0 | 0 | 0 | 0
PV | 0 | 0 | 0 | 0 | 0 | 0
PeakG | 0 | 0 | 0 | 0 | 0 | 0
PeakO | 0 | 0 | 0 | 0 | 0 | 0
ST | 0 | 0 | 0 | 0 | 0 | 0
STOG | 0 | 0 | 0 | 0 | 0 | 0
STWD | 0 | 0 | 0 | 0 | 0 | 0
WT | 0 | 0 | 0 | 0 | 0 | 0
IGCC | 0 | 0 | 0 | 0 | 0 | 0
DemandResponse | 0 | 0 | 0 | 0 | 0 | 0
IGCC-CCS | 0 | 0 | 0 | 0 | 0 | 0
WT_off | 0 | 0 | 0 | 0 | 0 | 0
PseudoUnit | 0 | 0 | 0 | 0 | 0 | 0
FixedInterchange | 0 | 0 | 0 | 0 | 0 | 0
Emission Cost by Reporting Type: PJM_ROM
ReportingType | 2015 | 2020 | 2025 | 2030 | 2035 | 2040
BM | 0 | 0 | 0 | 0 | 0 | 0
CC | 0 | 0 | 0 | 0 | 0 | 0
CSP | 0 | 0 | 0 | 0 | 0 | 0
CT | 0 | 0 | 0 | 0 | 0 | 0
Coal | 0 | 0 | 0 | 0 | 0 | 0
Geo | 0 | 0 | 0 | 0 | 0 | 0
H | 0 | 0 | 0 | 0 | 0 | 0
LFG | 0 | 0 | 0 | 0 | 0 | 0
Nuc | 0 | 0 | 0 | 0 | 0 | 0
PS | 0 | 0 | 0 | 0 | 0 | 0
PV | 0 | 0 | 0 | 0 | 0 | 0
PeakG | 0 | 0 | 0 | 0 | 0 | 0
PeakO | 0 | 0 | 0 | 0 | 0 | 0
ST | 0 | 0 | 0 | 0 | 0 | 0
STOG | 0 | 0 | 0 | 0 | 0 | 0
STWD | 0 | 0 | 0 | 0 | 0 | 0
WT | 0 | 0 | 0 | 0 | 0 | 0
IGCC | 0 | 0 | 0 | 0 | 0 | 0
DemandResponse | 0 | 0 | 0 | 0 | 0 | 0
IGCC-CCS | 0 | 0 | 0 | 0 | 0 | 0
WT_off | 0 | 0 | 0 | 0 | 0 | 0
PseudoUnit | 0 | 0 | 0 | 0 | 0 | 0
FixedInterchange | 0 | 0 | 0 | 0 | 0 | 0
Emission Cost by Reporting Type: PJM_ROR
ReportingType | 2015 | 2020 | 2025 | 2030 | 2035 | 2040
BM | 0 | 0 | 0 | 0 | 0 | 0
CC | 0 | 0 | 0 | 0 | 0 | 0
CSP | 0 | 0 | 0 | 0 | 0 | 0
CT | 0 | 0 | 0 | 0 | 0 | 0
Coal | 0 | 0 | 0 | 0 | 0 | 0
Geo | 0 | 0 | 0 | 0 | 0 | 0
H | 0 | 0 | 0 | 0 | 0 | 0
LFG | 0 | 0 | 0 | 0 | 0 | 0
Nuc | 0 | 0 | 0 | 0 | 0 | 0
PS | 0 | 0 | 0 | 0 | 0 | 0
PV | 0 | 0 | 0 | 0 | 0 | 0
PeakG | 0 | 0 | 0 | 0 | 0 | 0
PeakO | 0 | 0 | 0 | 0 | 0 | 0
ST | 0 | 0 | 0 | 0 | 0 | 0
STOG | 0 | 0 | 0 | 0 | 0 | 0
STWD | 0 | 0 | 0 | 0 | 0 | 0
WT | 0 | 0 | 0 | 0 | 0 | 0
IGCC | 0 | 0 | 0 | 0 | 0 | 0
DemandResponse | 0 | 0 | 0 | 0 | 0 | 0
IGCC-CCS | 0 | 0 | 0 | 0 | 0 | 0
WT_off | 0 | 0 | 0 | 0 | 0 | 0
PseudoUnit | 0 | 0 | 0 | 0 | 0 | 0
FixedInterchange | 0 | 0 | 0 | 0 | 0 | 0
Emission Cost by Reporting Type: SOCO
ReportingType | 2015 | 2020 | 2025 | 2030 | 2035 | 2040
BM | 0 | 0 | 0 | 0 | 0 | 0
CC | 0 | 0 | 0 | 0 | 0 | 0
CSP | 0 | 0 | 0 | 0 | 0 | 0
CT | 0 | 0 | 0 | 0 | 0 | 0
Coal | 0 | 0 | 0 | 0 | 0 | 0
Geo | 0 | 0 | 0 | 0 | 0 | 0
H | 0 | 0 | 0 | 0 | 0 | 0
LFG | 0 | 0 | 0 | 0 | 0 | 0
Nuc | 0 | 0 | 0 | 0 | 0 | 0
PS | 0 | 0 | 0 | 0 | 0 | 0
PV | 0 | 0 | 0 | 0 | 0 | 0
PeakG | 0 | 0 | 0 | 0 | 0 | 0
PeakO | 0 | 0 | 0 | 0 | 0 | 0
ST | 0 | 0 | 0 | 0 | 0 | 0
STOG | 0 | 0 | 0 | 0 | 0 | 0
STWD | 0 | 0 | 0 | 0 | 0 | 0
WT | 0 | 0 | 0 | 0 | 0 | 0
IGCC | 0 | 0 | 0 | 0 | 0 | 0
DemandResponse | 0 | 0 | 0 | 0 | 0 | 0
IGCC-CCS | 0 | 0 | 0 | 0 | 0 | 0
WT_off | 0 | 0 | 0 | 0 | 0 | 0
PseudoUnit | 0 | 0 | 0 | 0 | 0 | 0
FixedInterchange | 0 | 0 | 0 | 0 | 0 | 0
Emission Cost by Reporting Type: SPP_N
ReportingType | 2015 | 2020 | 2025 | 2030 | 2035 | 2040
BM | 0 | 0 | 0 | 0 | 0 | 0
CC | 0 | 0 | 0 | 0 | 0 | 0
CSP | 0 | 0 | 0 | 0 | 0 | 0
CT | 0 | 0 | 0 | 0 | 0 | 0
Coal | 0 | 0 | 0 | 0 | 0 | 0
Geo | 0 | 0 | 0 | 0 | 0 | 0
H | 0 | 0 | 0 | 0 | 0 | 0
LFG | 0 | 0 | 0 | 0 | 0 | 0
Nuc | 0 | 0 | 0 | 0 | 0 | 0
PS | 0 | 0 | 0 | 0 | 0 | 0
PV | 0 | 0 | 0 | 0 | 0 | 0
PeakG | 0 | 0 | 0 | 0 | 0 | 0
PeakO | 0 | 0 | 0 | 0 | 0 | 0
ST | 0 | 0 | 0 | 0 | 0 | 0
STOG | 0 | 0 | 0 | 0 | 0 | 0
STWD | 0 | 0 | 0 | 0 | 0 | 0
WT | 0 | 0 | 0 | 0 | 0 | 0
IGCC | 0 | 0 | 0 | 0 | 0 | 0
DemandResponse | 0 | 0 | 0 | 0 | 0 | 0
IGCC-CCS | 0 | 0 | 0 | 0 | 0 | 0
WT_off | 0 | 0 | 0 | 0 | 0 | 0
PseudoUnit | 0 | 0 | 0 | 0 | 0 | 0
FixedInterchange | 0 | 0 | 0 | 0 | 0 | 0
Emission Cost by Reporting Type: SPP_S
ReportingType | 2015 | 2020 | 2025 | 2030 | 2035 | 2040
BM | 0 | 0 | 0 | 0 | 0 | 0
CC | 0 | 0 | 0 | 0 | 0 | 0
CSP | 0 | 0 | 0 | 0 | 0 | 0
CT | 0 | 0 | 0 | 0 | 0 | 0
Coal | 0 | 0 | 0 | 0 | 0 | 0
Geo | 0 | 0 | 0 | 0 | 0 | 0
H | 0 | 0 | 0 | 0 | 0 | 0
LFG | 0 | 0 | 0 | 0 | 0 | 0
Nuc | 0 | 0 | 0 | 0 | 0 | 0
PS | 0 | 0 | 0 | 0 | 0 | 0
PV | 0 | 0 | 0 | 0 | 0 | 0
PeakG | 0 | 0 | 0 | 0 | 0 | 0
PeakO | 0 | 0 | 0 | 0 | 0 | 0
ST | 0 | 0 | 0 | 0 | 0 | 0
STOG | 0 | 0 | 0 | 0 | 0 | 0
STWD | 0 | 0 | 0 | 0 | 0 | 0
WT | 0 | 0 | 0 | 0 | 0 | 0
IGCC | 0 | 0 | 0 | 0 | 0 | 0
DemandResponse | 0 | 0 | 0 | 0 | 0 | 0
IGCC-CCS | 0 | 0 | 0 | 0 | 0 | 0
WT_off | 0 | 0 | 0 | 0 | 0 | 0
PseudoUnit | 0 | 0 | 0 | 0 | 0 | 0
FixedInterchange | 0 | 0 | 0 | 0 | 0 | 0
Emission Cost by Reporting Type: TVA
ReportingType | 2015 | 2020 | 2025 | 2030 | 2035 | 2040
BM | 0 | 0 | 0 | 0 | 0 | 0
CC | 0 | 0 | 0 | 0 | 0 | 0
CSP | 0 | 0 | 0 | 0 | 0 | 0
CT | 0 | 0 | 0 | 0 | 0 | 0
Coal | 0 | 0 | 0 | 0 | 0 | 0
Geo | 0 | 0 | 0 | 0 | 0 | 0
H | 0 | 0 | 0 | 0 | 0 | 0
LFG | 0 | 0 | 0 | 0 | 0 | 0
Nuc | 0 | 0 | 0 | 0 | 0 | 0
PS | 0 | 0 | 0 | 0 | 0 | 0
PV | 0 | 0 | 0 | 0 | 0 | 0
PeakG | 0 | 0 | 0 | 0 | 0 | 0
PeakO | 0 | 0 | 0 | 0 | 0 | 0
ST | 0 | 0 | 0 | 0 | 0 | 0
STOG | 0 | 0 | 0 | 0 | 0 | 0
STWD | 0 | 0 | 0 | 0 | 0 | 0
WT | 0 | 0 | 0 | 0 | 0 | 0
IGCC | 0 | 0 | 0 | 0 | 0 | 0
DemandResponse | 0 | 0 | 0 | 0 | 0 | 0
IGCC-CCS | 0 | 0 | 0 | 0 | 0 | 0
WT_off | 0 | 0 | 0 | 0 | 0 | 0
PseudoUnit | 0 | 0 | 0 | 0 | 0 | 0
FixedInterchange | 0 | 0 | 0 | 0 | 0 | 0
Emission Cost by Reporting Type: TVA_Transmission
ReportingType | 2015 | 2020 | 2025 | 2030 | 2035 | 2040
BM | 0 | 0 | 0 | 0 | 0 | 0
CC | 0 | 0 | 0 | 0 | 0 | 0
CSP | 0 | 0 | 0 | 0 | 0 | 0
CT | 0 | 0 | 0 | 0 | 0 | 0
Coal | 0 | 0 | 0 | 0 | 0 | 0
Geo | 0 | 0 | 0 | 0 | 0 | 0
H | 0 | 0 | 0 | 0 | 0 | 0
LFG | 0 | 0 | 0 | 0 | 0 | 0
Nuc | 0 | 0 | 0 | 0 | 0 | 0
PS | 0 | 0 | 0 | 0 | 0 | 0
PV | 0 | 0 | 0 | 0 | 0 | 0
PeakG | 0 | 0 | 0 | 0 | 0 | 0
PeakO | 0 | 0 | 0 | 0 | 0 | 0
ST | 0 | 0 | 0 | 0 | 0 | 0
STOG | 0 | 0 | 0 | 0 | 0 | 0
STWD | 0 | 0 | 0 | 0 | 0 | 0
WT | 0 | 0 | 0 | 0 | 0 | 0
IGCC | 0 | 0 | 0 | 0 | 0 | 0
DemandResponse | 0 | 0 | 0 | 0 | 0 | 0
IGCC-CCS | 0 | 0 | 0 | 0 | 0 | 0
WT_off | 0 | 0 | 0 | 0 | 0 | 0
PseudoUnit | 0 | 0 | 0 | 0 | 0 | 0
FixedInterchange | 0 | 0 | 0 | 0 | 0 | 0
Emission Cost by Reporting Type: VACAR
ReportingType | 2015 | 2020 | 2025 | 2030 | 2035 | 2040
BM | 0 | 0 | 0 | 0 | 0 | 0
CC | 0 | 0 | 0 | 0 | 0 | 0
CSP | 0 | 0 | 0 | 0 | 0 | 0
CT | 0 | 0 | 0 | 0 | 0 | 0
Coal | 0 | 0 | 0 | 0 | 0 | 0
Geo | 0 | 0 | 0 | 0 | 0 | 0
H | 0 | 0 | 0 | 0 | 0 | 0
LFG | 0 | 0 | 0 | 0 | 0 | 0
Nuc | 0 | 0 | 0 | 0 | 0 | 0
PS | 0 | 0 | 0 | 0 | 0 | 0
PV | 0 | 0 | 0 | 0 | 0 | 0
PeakG | 0 | 0 | 0 | 0 | 0 | 0
PeakO | 0 | 0 | 0 | 0 | 0 | 0
ST | 0 | 0 | 0 | 0 | 0 | 0
STOG | 0 | 0 | 0 | 0 | 0 | 0
STWD | 0 | 0 | 0 | 0 | 0 | 0
WT | 0 | 0 | 0 | 0 | 0 | 0
IGCC | 0 | 0 | 0 | 0 | 0 | 0
DemandResponse | 0 | 0 | 0 | 0 | 0 | 0
IGCC-CCS | 0 | 0 | 0 | 0 | 0 | 0
WT_off | 0 | 0 | 0 | 0 | 0 | 0
PseudoUnit | 0 | 0 | 0 | 0 | 0 | 0
FixedInterchange | 0 | 0 | 0 | 0 | 0 | 0
Emission Cost by Reporting Type: IESO
ReportingType | 2015 | 2020 | 2025 | 2030 | 2035 | 2040
BM | 0 | 0 | 0 | 0 | 0 | 0
CC | 0 | 0 | 0 | 0 | 0 | 0
CSP | 0 | 0 | 0 | 0 | 0 | 0
CT | 0 | 0 | 0 | 0 | 0 | 0
Coal | 0 | 0 | 0 | 0 | 0 | 0
Geo | 0 | 0 | 0 | 0 | 0 | 0
H | 0 | 0 | 0 | 0 | 0 | 0
LFG | 0 | 0 | 0 | 0 | 0 | 0
Nuc | 0 | 0 | 0 | 0 | 0 | 0
PS | 0 | 0 | 0 | 0 | 0 | 0
PV | 0 | 0 | 0 | 0 | 0 | 0
PeakG | 0 | 0 | 0 | 0 | 0 | 0
PeakO | 0 | 0 | 0 | 0 | 0 | 0
ST | 0 | 0 | 0 | 0 | 0 | 0
STOG | 0 | 0 | 0 | 0 | 0 | 0
STWD | 0 | 0 | 0 | 0 | 0 | 0
WT | 0 | 0 | 0 | 0 | 0 | 0
IGCC | 0 | 0 | 0 | 0 | 0 | 0
DemandResponse | 0 | 0 | 0 | 0 | 0 | 0
IGCC-CCS | 0 | 0 | 0 | 0 | 0 | 0
WT_off | 0 | 0 | 0 | 0 | 0 | 0
PseudoUnit | 0 | 0 | 0 | 0 | 0 | 0
FixedInterchange | 0 | 0 | 0 | 0 | 0 | 0
Emission Cost by Reporting Type: MAPP_CA
ReportingType | 2015 | 2020 | 2025 | 2030 | 2035 | 2040
BM | 0 | 0 | 0 | 0 | 0 | 0
CC | 0 | 0 | 0 | 0 | 0 | 0
CSP | 0 | 0 | 0 | 0 | 0 | 0
CT | 0 | 0 | 0 | 0 | 0 | 0
Coal | 0 | 0 | 0 | 0 | 0 | 0
Geo | 0 | 0 | 0 | 0 | 0 | 0
H | 0 | 0 | 0 | 0 | 0 | 0
LFG | 0 | 0 | 0 | 0 | 0 | 0
Nuc | 0 | 0 | 0 | 0 | 0 | 0
PS | 0 | 0 | 0 | 0 | 0 | 0
PV | 0 | 0 | 0 | 0 | 0 | 0
PeakG | 0 | 0 | 0 | 0 | 0 | 0
PeakO | 0 | 0 | 0 | 0 | 0 | 0
ST | 0 | 0 | 0 | 0 | 0 | 0
STOG | 0 | 0 | 0 | 0 | 0 | 0
STWD | 0 | 0 | 0 | 0 | 0 | 0
WT | 0 | 0 | 0 | 0 | 0 | 0
IGCC | 0 | 0 | 0 | 0 | 0 | 0
DemandResponse | 0 | 0 | 0 | 0 | 0 | 0
IGCC-CCS | 0 | 0 | 0 | 0 | 0 | 0
WT_off | 0 | 0 | 0 | 0 | 0 | 0
PseudoUnit | 0 | 0 | 0 | 0 | 0 | 0
FixedInterchange | 0 | 0 | 0 | 0 | 0 | 0
Emission Cost by Reporting Type: AZ_NM_SNV_Coal
ReportingType | 2015 | 2020 | 2025 | 2030 | 2035 | 2040
BM | 0 | 0 | 0 | 0 | 0 | 0
CC | 0 | 0 | 0 | 0 | 0 | 0
CSP | 0 | 0 | 0 | 0 | 0 | 0
CT | 0 | 0 | 0 | 0 | 0 | 0
Coal | 0 | 0 | 0 | 0 | 0 | 0
Geo | 0 | 0 | 0 | 0 | 0 | 0
H | 0 | 0 | 0 | 0 | 0 | 0
LFG | 0 | 0 | 0 | 0 | 0 | 0
Nuc | 0 | 0 | 0 | 0 | 0 | 0
PS | 0 | 0 | 0 | 0 | 0 | 0
PV | 0 | 0 | 0 | 0 | 0 | 0
PeakG | 0 | 0 | 0 | 0 | 0 | 0
PeakO | 0 | 0 | 0 | 0 | 0 | 0
ST | 0 | 0 | 0 | 0 | 0 | 0
STOG | 0 | 0 | 0 | 0 | 0 | 0
STWD | 0 | 0 | 0 | 0 | 0 | 0
WT | 0 | 0 | 0 | 0 | 0 | 0
IGCC | 0 | 0 | 0 | 0 | 0 | 0
DemandResponse | 0 | 0 | 0 | 0 | 0 | 0
IGCC-CCS | 0 | 0 | 0 | 0 | 0 | 0
WT_off | 0 | 0 | 0 | 0 | 0 | 0
PseudoUnit | 0 | 0 | 0 | 0 | 0 | 0
FixedInterchange | 0 | 0 | 0 | 0 | 0 | 0
Emission Cost by Reporting Type: AZ_NM_SNV_Gas
ReportingType | 2015 | 2020 | 2025 | 2030 | 2035 | 2040
BM | 0 | 0 | 0 | 0 | 0 | 0
CC | 0 | 0 | 0 | 0 | 0 | 0
CSP | 0 | 0 | 0 | 0 | 0 | 0
CT | 0 | 0 | 0 | 0 | 0 | 0
Coal | 0 | 0 | 0 | 0 | 0 | 0
Geo | 0 | 0 | 0 | 0 | 0 | 0
H | 0 | 0 | 0 | 0 | 0 | 0
LFG | 0 | 0 | 0 | 0 | 0 | 0
Nuc | 0 | 0 | 0 | 0 | 0 | 0
PS | 0 | 0 | 0 | 0 | 0 | 0
PV | 0 | 0 | 0 | 0 | 0 | 0
PeakG | 0 | 0 | 0 | 0 | 0 | 0
PeakO | 0 | 0 | 0 | 0 | 0 | 0
ST | 0 | 0 | 0 | 0 | 0 | 0
STOG | 0 | 0 | 0 | 0 | 0 | 0
STWD | 0 | 0 | 0 | 0 | 0 | 0
WT | 0 | 0 | 0 | 0 | 0 | 0
IGCC | 0 | 0 | 0 | 0 | 0 | 0
DemandResponse | 0 | 0 | 0 | 0 | 0 | 0
IGCC-CCS | 0 | 0 | 0 | 0 | 0 | 0
WT_off | 0 | 0 | 0 | 0 | 0 | 0
PseudoUnit | 0 | 0 | 0 | 0 | 0 | 0
FixedInterchange | 0 | 0 | 0 | 0 | 0 | 0
Emission Cost by Reporting Type: AZ_NM_SNV_NucRenew
ReportingType | 2015 | 2020 | 2025 | 2030 | 2035 | 2040
BM | 0 | 0 | 0 | 0 | 0 | 0
CC | 0 | 0 | 0 | 0 | 0 | 0
CSP | 0 | 0 | 0 | 0 | 0 | 0
CT | 0 | 0 | 0 | 0 | 0 | 0
Coal | 0 | 0 | 0 | 0 | 0 | 0
Geo | 0 | 0 | 0 | 0 | 0 | 0
H | 0 | 0 | 0 | 0 | 0 | 0
LFG | 0 | 0 | 0 | 0 | 0 | 0
Nuc | 0 | 0 | 0 | 0 | 0 | 0
PS | 0 | 0 | 0 | 0 | 0 | 0
PV | 0 | 0 | 0 | 0 | 0 | 0
PeakG | 0 | 0 | 0 | 0 | 0 | 0
PeakO | 0 | 0 | 0 | 0 | 0 | 0
ST | 0 | 0 | 0 | 0 | 0 | 0
STOG | 0 | 0 | 0 | 0 | 0 | 0
STWD | 0 | 0 | 0 | 0 | 0 | 0
WT | 0 | 0 | 0 | 0 | 0 | 0
IGCC | 0 | 0 | 0 | 0 | 0 | 0
DemandResponse | 0 | 0 | 0 | 0 | 0 | 0
IGCC-CCS | 0 | 0 | 0 | 0 | 0 | 0
WT_off | 0 | 0 | 0 | 0 | 0 | 0
PseudoUnit | 0 | 0 | 0 | 0 | 0 | 0
FixedInterchange | 0 | 0 | 0 | 0 | 0 | 0
Emission Cost by Reporting Type: ERCOT
ReportingType | 2015 | 2020 | 2025 | 2030 | 2035 | 2040
BM | 0 | 0 | 0 | 0 | 0 | 0
CC | 0 | 0 | 0 | 0 | 0 | 0
CSP | 0 | 0 | 0 | 0 | 0 | 0
CT | 0 | 0 | 0 | 0 | 0 | 0
Coal | 0 | 0 | 0 | 0 | 0 | 0
Geo | 0 | 0 | 0 | 0 | 0 | 0
H | 0 | 0 | 0 | 0 | 0 | 0
LFG | 0 | 0 | 0 | 0 | 0 | 0
Nuc | 0 | 0 | 0 | 0 | 0 | 0
PS | 0 | 0 | 0 | 0 | 0 | 0
PV | 0 | 0 | 0 | 0 | 0 | 0
PeakG | 0 | 0 | 0 | 0 | 0 | 0
PeakO | 0 | 0 | 0 | 0 | 0 | 0
ST | 0 | 0 | 0 | 0 | 0 | 0
STOG | 0 | 0 | 0 | 0 | 0 | 0
STWD | 0 | 0 | 0 | 0 | 0 | 0
WT | 0 | 0 | 0 | 0 | 0 | 0
IGCC | 0 | 0 | 0 | 0 | 0 | 0
DemandResponse | 0 | 0 | 0 | 0 | 0 | 0
IGCC-CCS | 0 | 0 | 0 | 0 | 0 | 0
WT_off | 0 | 0 | 0 | 0 | 0 | 0
PseudoUnit | 0 | 0 | 0 | 0 | 0 | 0
FixedInterchange | 0 | 0 | 0 | 0 | 0 | 0
Emission Cost by Reporting Type: NP15
ReportingType | 2015 | 2020 | 2025 | 2030 | 2035 | 2040
BM | 0 | 0 | 0 | 0 | 0 | 0
CC | 0 | 0 | 0 | 0 | 0 | 0
CSP | 0 | 0 | 0 | 0 | 0 | 0
CT | 0 | 0 | 0 | 0 | 0 | 0
Coal | 0 | 0 | 0 | 0 | 0 | 0
Geo | 0 | 0 | 0 | 0 | 0 | 0
H | 0 | 0 | 0 | 0 | 0 | 0
LFG | 0 | 0 | 0 | 0 | 0 | 0
Nuc | 0 | 0 | 0 | 0 | 0 | 0
PS | 0 | 0 | 0 | 0 | 0 | 0
PV | 0 | 0 | 0 | 0 | 0 | 0
PeakG | 0 | 0 | 0 | 0 | 0 | 0
PeakO | 0 | 0 | 0 | 0 | 0 | 0
ST | 0 | 0 | 0 | 0 | 0 | 0
STOG | 0 | 0 | 0 | 0 | 0 | 0
STWD | 0 | 0 | 0 | 0 | 0 | 0
WT | 0 | 0 | 0 | 0 | 0 | 0
IGCC | 0 | 0 | 0 | 0 | 0 | 0
DemandResponse | 0 | 0 | 0 | 0 | 0 | 0
IGCC-CCS | 0 | 0 | 0 | 0 | 0 | 0
WT_off | 0 | 0 | 0 | 0 | 0 | 0
PseudoUnit | 0 | 0 | 0 | 0 | 0 | 0
FixedInterchange | 0 | 0 | 0 | 0 | 0 | 0
Emission Cost by Reporting Type: NWPP_Coal
ReportingType | 2015 | 2020 | 2025 | 2030 | 2035 | 2040
BM | 0 | 0 | 0 | 0 | 0 | 0
CC | 0 | 0 | 0 | 0 | 0 | 0
CSP | 0 | 0 | 0 | 0 | 0 | 0
CT | 0 | 0 | 0 | 0 | 0 | 0
Coal | 0 | 0 | 0 | 0 | 0 | 0
Geo | 0 | 0 | 0 | 0 | 0 | 0
H | 0 | 0 | 0 | 0 | 0 | 0
LFG | 0 | 0 | 0 | 0 | 0 | 0
Nuc | 0 | 0 | 0 | 0 | 0 | 0
PS | 0 | 0 | 0 | 0 | 0 | 0
PV | 0 | 0 | 0 | 0 | 0 | 0
PeakG | 0 | 0 | 0 | 0 | 0 | 0
PeakO | 0 | 0 | 0 | 0 | 0 | 0
ST | 0 | 0 | 0 | 0 | 0 | 0
STOG | 0 | 0 | 0 | 0 | 0 | 0
STWD | 0 | 0 | 0 | 0 | 0 | 0
WT | 0 | 0 | 0 | 0 | 0 | 0
IGCC | 0 | 0 | 0 | 0 | 0 | 0
DemandResponse | 0 | 0 | 0 | 0 | 0 | 0
IGCC-CCS | 0 | 0 | 0 | 0 | 0 | 0
WT_off | 0 | 0 | 0 | 0 | 0 | 0
PseudoUnit | 0 | 0 | 0 | 0 | 0 | 0
FixedInterchange | 0 | 0 | 0 | 0 | 0 | 0
Emission Cost by Reporting Type: NWPP_Gas
ReportingType | 2015 | 2020 | 2025 | 2030 | 2035 | 2040
BM | 0 | 0 | 0 | 0 | 0 | 0
CC | 0 | 0 | 0 | 0 | 0 | 0
CSP | 0 | 0 | 0 | 0 | 0 | 0
CT | 0 | 0 | 0 | 0 | 0 | 0
Coal | 0 | 0 | 0 | 0 | 0 | 0
Geo | 0 | 0 | 0 | 0 | 0 | 0
H | 0 | 0 | 0 | 0 | 0 | 0
LFG | 0 | 0 | 0 | 0 | 0 | 0
Nuc | 0 | 0 | 0 | 0 | 0 | 0
PS | 0 | 0 | 0 | 0 | 0 | 0
PV | 0 | 0 | 0 | 0 | 0 | 0
PeakG | 0 | 0 | 0 | 0 | 0 | 0
PeakO | 0 | 0 | 0 | 0 | 0 | 0
ST | 0 | 0 | 0 | 0 | 0 | 0
STOG | 0 | 0 | 0 | 0 | 0 | 0
STWD | 0 | 0 | 0 | 0 | 0 | 0
WT | 0 | 0 | 0 | 0 | 0 | 0
IGCC | 0 | 0 | 0 | 0 | 0 | 0
DemandResponse | 0 | 0 | 0 | 0 | 0 | 0
IGCC-CCS | 0 | 0 | 0 | 0 | 0 | 0
WT_off | 0 | 0 | 0 | 0 | 0 | 0
PseudoUnit | 0 | 0 | 0 | 0 | 0 | 0
FixedInterchange | 0 | 0 | 0 | 0 | 0 | 0
Emission Cost by Reporting Type: NWPP_NucRenew
ReportingType | 2015 | 2020 | 2025 | 2030 | 2035 | 2040
BM | 0 | 0 | 0 | 0 | 0 | 0
CC | 0 | 0 | 0 | 0 | 0 | 0
CSP | 0 | 0 | 0 | 0 | 0 | 0
CT | 0 | 0 | 0 | 0 | 0 | 0
Coal | 0 | 0 | 0 | 0 | 0 | 0
Geo | 0 | 0 | 0 | 0 | 0 | 0
H | 0 | 0 | 0 | 0 | 0 | 0
LFG | 0 | 0 | 0 | 0 | 0 | 0
Nuc | 0 | 0 | 0 | 0 | 0 | 0
PS | 0 | 0 | 0 | 0 | 0 | 0
PV | 0 | 0 | 0 | 0 | 0 | 0
PeakG | 0 | 0 | 0 | 0 | 0 | 0
PeakO | 0 | 0 | 0 | 0 | 0 | 0
ST | 0 | 0 | 0 | 0 | 0 | 0
STOG | 0 | 0 | 0 | 0 | 0 | 0
STWD | 0 | 0 | 0 | 0 | 0 | 0
WT | 0 | 0 | 0 | 0 | 0 | 0
IGCC | 0 | 0 | 0 | 0 | 0 | 0
DemandResponse | 0 | 0 | 0 | 0 | 0 | 0
IGCC-CCS | 0 | 0 | 0 | 0 | 0 | 0
WT_off | 0 | 0 | 0 | 0 | 0 | 0
PseudoUnit | 0 | 0 | 0 | 0 | 0 | 0
FixedInterchange | 0 | 0 | 0 | 0 | 0 | 0
Emission Cost by Reporting Type: RMPA
ReportingType | 2015 | 2020 | 2025 | 2030 | 2035 | 2040
BM | 0 | 0 | 0 | 0 | 0 | 0
CC | 0 | 0 | 0 | 0 | 0 | 0
CSP | 0 | 0 | 0 | 0 | 0 | 0
CT | 0 | 0 | 0 | 0 | 0 | 0
Coal | 0 | 0 | 0 | 0 | 0 | 0
Geo | 0 | 0 | 0 | 0 | 0 | 0
H | 0 | 0 | 0 | 0 | 0 | 0
LFG | 0 | 0 | 0 | 0 | 0 | 0
Nuc | 0 | 0 | 0 | 0 | 0 | 0
PS | 0 | 0 | 0 | 0 | 0 | 0
PV | 0 | 0 | 0 | 0 | 0 | 0
PeakG | 0 | 0 | 0 | 0 | 0 | 0
PeakO | 0 | 0 | 0 | 0 | 0 | 0
ST | 0 | 0 | 0 | 0 | 0 | 0
STOG | 0 | 0 | 0 | 0 | 0 | 0
STWD | 0 | 0 | 0 | 0 | 0 | 0
WT | 0 | 0 | 0 | 0 | 0 | 0
IGCC | 0 | 0 | 0 | 0 | 0 | 0
DemandResponse | 0 | 0 | 0 | 0 | 0 | 0
IGCC-CCS | 0 | 0 | 0 | 0 | 0 | 0
WT_off | 0 | 0 | 0 | 0 | 0 | 0
PseudoUnit | 0 | 0 | 0 | 0 | 0 | 0
FixedInterchange | 0 | 0 | 0 | 0 | 0 | 0
Emission Cost by Reporting Type: SP15
ReportingType | 2015 | 2020 | 2025 | 2030 | 2035 | 2040
BM | 0 | 0 | 0 | 0 | 0 | 0
CC | 0 | 0 | 0 | 0 | 0 | 0
CSP | 0 | 0 | 0 | 0 | 0 | 0
CT | 0 | 0 | 0 | 0 | 0 | 0
Coal | 0 | 0 | 0 | 0 | 0 | 0
Geo | 0 | 0 | 0 | 0 | 0 | 0
H | 0 | 0 | 0 | 0 | 0 | 0
LFG | 0 | 0 | 0 | 0 | 0 | 0
Nuc | 0 | 0 | 0 | 0 | 0 | 0
PS | 0 | 0 | 0 | 0 | 0 | 0
PV | 0 | 0 | 0 | 0 | 0 | 0
PeakG | 0 | 0 | 0 | 0 | 0 | 0
PeakO | 0 | 0 | 0 | 0 | 0 | 0
ST | 0 | 0 | 0 | 0 | 0 | 0
STOG | 0 | 0 | 0 | 0 | 0 | 0
STWD | 0 | 0 | 0 | 0 | 0 | 0
WT | 0 | 0 | 0 | 0 | 0 | 0
IGCC | 0 | 0 | 0 | 0 | 0 | 0
DemandResponse | 0 | 0 | 0 | 0 | 0 | 0
IGCC-CCS | 0 | 0 | 0 | 0 | 0 | 0
WT_off | 0 | 0 | 0 | 0 | 0 | 0
PseudoUnit | 0 | 0 | 0 | 0 | 0 | 0
FixedInterchange | 0 | 0 | 0 | 0 | 0 | 0
Emission Cost by Reporting Type: ALB
ReportingType | 2015 | 2020 | 2025 | 2030 | 2035 | 2040
BM | 0 | 0 | 0 | 0 | 0 | 0
CC | 0 | 0 | 0 | 0 | 0 | 0
CSP | 0 | 0 | 0 | 0 | 0 | 0
CT | 0 | 0 | 0 | 0 | 0 | 0
Coal | 0 | 0 | 0 | 0 | 0 | 0
Geo | 0 | 0 | 0 | 0 | 0 | 0
H | 0 | 0 | 0 | 0 | 0 | 0
LFG | 0 | 0 | 0 | 0 | 0 | 0
Nuc | 0 | 0 | 0 | 0 | 0 | 0
PS | 0 | 0 | 0 | 0 | 0 | 0
PV | 0 | 0 | 0 | 0 | 0 | 0
PeakG | 0 | 0 | 0 | 0 | 0 | 0
PeakO | 0 | 0 | 0 | 0 | 0 | 0
ST | 0 | 0 | 0 | 0 | 0 | 0
STOG | 0 | 0 | 0 | 0 | 0 | 0
STWD | 0 | 0 | 0 | 0 | 0 | 0
WT | 0 | 0 | 0 | 0 | 0 | 0
IGCC | 0 | 0 | 0 | 0 | 0 | 0
DemandResponse | 0 | 0 | 0 | 0 | 0 | 0
IGCC-CCS | 0 | 0 | 0 | 0 | 0 | 0
WT_off | 0 | 0 | 0 | 0 | 0 | 0
PseudoUnit | 0 | 0 | 0 | 0 | 0 | 0
FixedInterchange | 0 | 0 | 0 | 0 | 0 | 0
Emission Cost by Reporting Type: BC
ReportingType | 2015 | 2020 | 2025 | 2030 | 2035 | 2040
BM | 0 | 0 | 0 | 0 | 0 | 0
CC | 0 | 0 | 0 | 0 | 0 | 0
CSP | 0 | 0 | 0 | 0 | 0 | 0
CT | 0 | 0 | 0 | 0 | 0 | 0
Coal | 0 | 0 | 0 | 0 | 0 | 0
Geo | 0 | 0 | 0 | 0 | 0 | 0
H | 0 | 0 | 0 | 0 | 0 | 0
LFG | 0 | 0 | 0 | 0 | 0 | 0
Nuc | 0 | 0 | 0 | 0 | 0 | 0
PS | 0 | 0 | 0 | 0 | 0 | 0
PV | 0 | 0 | 0 | 0 | 0 | 0
PeakG | 0 | 0 | 0 | 0 | 0 | 0
PeakO | 0 | 0 | 0 | 0 | 0 | 0
ST | 0 | 0 | 0 | 0 | 0 | 0
STOG | 0 | 0 | 0 | 0 | 0 | 0
STWD | 0 | 0 | 0 | 0 | 0 | 0
WT | 0 | 0 | 0 | 0 | 0 | 0
IGCC | 0 | 0 | 0 | 0 | 0 | 0
DemandResponse | 0 | 0 | 0 | 0 | 0 | 0
IGCC-CCS | 0 | 0 | 0 | 0 | 0 | 0
WT_off | 0 | 0 | 0 | 0 | 0 | 0
PseudoUnit | 0 | 0 | 0 | 0 | 0 | 0
FixedInterchange | 0 | 0 | 0 | 0 | 0 | 0
Emission Cost by Reporting Type: HQ_IESO
ReportingType | 2015 | 2020 | 2025 | 2030 | 2035 | 2040
BM | 0 | 0 | 0 | 0 | 0 | 0
CC | 0 | 0 | 0 | 0 | 0 | 0
CSP | 0 | 0 | 0 | 0 | 0 | 0
CT | 0 | 0 | 0 | 0 | 0 | 0
Coal | 0 | 0 | 0 | 0 | 0 | 0
Geo | 0 | 0 | 0 | 0 | 0 | 0
H | 0 | 0 | 0 | 0 | 0 | 0
LFG | 0 | 0 | 0 | 0 | 0 | 0
Nuc | 0 | 0 | 0 | 0 | 0 | 0
PS | 0 | 0 | 0 | 0 | 0 | 0
PV | 0 | 0 | 0 | 0 | 0 | 0
PeakG | 0 | 0 | 0 | 0 | 0 | 0
PeakO | 0 | 0 | 0 | 0 | 0 | 0
ST | 0 | 0 | 0 | 0 | 0 | 0
STOG | 0 | 0 | 0 | 0 | 0 | 0
STWD | 0 | 0 | 0 | 0 | 0 | 0
WT | 0 | 0 | 0 | 0 | 0 | 0
IGCC | 0 | 0 | 0 | 0 | 0 | 0
DemandResponse | 0 | 0 | 0 | 0 | 0 | 0
IGCC-CCS | 0 | 0 | 0 | 0 | 0 | 0
WT_off | 0 | 0 | 0 | 0 | 0 | 0
PseudoUnit | 0 | 0 | 0 | 0 | 0 | 0
FixedInterchange | 0 | 0 | 0 | 0 | 0 | 0
Emission Cost by Reporting Type: HQ_NEISO
ReportingType | 2015 | 2020 | 2025 | 2030 | 2035 | 2040
BM | 0 | 0 | 0 | 0 | 0 | 0
CC | 0 | 0 | 0 | 0 | 0 | 0
CSP | 0 | 0 | 0 | 0 | 0 | 0
CT | 0 | 0 | 0 | 0 | 0 | 0
Coal | 0 | 0 | 0 | 0 | 0 | 0
Geo | 0 | 0 | 0 | 0 | 0 | 0
H | 0 | 0 | 0 | 0 | 0 | 0
LFG | 0 | 0 | 0 | 0 | 0 | 0
Nuc | 0 | 0 | 0 | 0 | 0 | 0
PS | 0 | 0 | 0 | 0 | 0 | 0
PV | 0 | 0 | 0 | 0 | 0 | 0
PeakG | 0 | 0 | 0 | 0 | 0 | 0
PeakO | 0 | 0 | 0 | 0 | 0 | 0
ST | 0 | 0 | 0 | 0 | 0 | 0
STOG | 0 | 0 | 0 | 0 | 0 | 0
STWD | 0 | 0 | 0 | 0 | 0 | 0
WT | 0 | 0 | 0 | 0 | 0 | 0
IGCC | 0 | 0 | 0 | 0 | 0 | 0
DemandResponse | 0 | 0 | 0 | 0 | 0 | 0
IGCC-CCS | 0 | 0 | 0 | 0 | 0 | 0
WT_off | 0 | 0 | 0 | 0 | 0 | 0
PseudoUnit | 0 | 0 | 0 | 0 | 0 | 0
FixedInterchange | 0 | 0 | 0 | 0 | 0 | 0
Emission Cost by Reporting Type: HQ_NY
ReportingType | 2015 | 2020 | 2025 | 2030 | 2035 | 2040
BM | 0 | 0 | 0 | 0 | 0 | 0
CC | 0 | 0 | 0 | 0 | 0 | 0
CSP | 0 | 0 | 0 | 0 | 0 | 0
CT | 0 | 0 | 0 | 0 | 0 | 0
Coal | 0 | 0 | 0 | 0 | 0 | 0
Geo | 0 | 0 | 0 | 0 | 0 | 0
H | 0 | 0 | 0 | 0 | 0 | 0
LFG | 0 | 0 | 0 | 0 | 0 | 0
Nuc | 0 | 0 | 0 | 0 | 0 | 0
PS | 0 | 0 | 0 | 0 | 0 | 0
PV | 0 | 0 | 0 | 0 | 0 | 0
PeakG | 0 | 0 | 0 | 0 | 0 | 0
PeakO | 0 | 0 | 0 | 0 | 0 | 0
ST | 0 | 0 | 0 | 0 | 0 | 0
STOG | 0 | 0 | 0 | 0 | 0 | 0
STWD | 0 | 0 | 0 | 0 | 0 | 0
WT | 0 | 0 | 0 | 0 | 0 | 0
IGCC | 0 | 0 | 0 | 0 | 0 | 0
DemandResponse | 0 | 0 | 0 | 0 | 0 | 0
IGCC-CCS | 0 | 0 | 0 | 0 | 0 | 0
WT_off | 0 | 0 | 0 | 0 | 0 | 0
PseudoUnit | 0 | 0 | 0 | 0 | 0 | 0
FixedInterchange | 0 | 0 | 0 | 0 | 0 | 0
Emission Cost by Reporting Type: MARITIMES
ReportingType | 2015 | 2020 | 2025 | 2030 | 2035 | 2040
BM | 0 | 0 | 0 | 0 | 0 | 0
CC | 0 | 0 | 0 | 0 | 0 | 0
CSP | 0 | 0 | 0 | 0 | 0 | 0
CT | 0 | 0 | 0 | 0 | 0 | 0
Coal | 0 | 0 | 0 | 0 | 0 | 0
Geo | 0 | 0 | 0 | 0 | 0 | 0
H | 0 | 0 | 0 | 0 | 0 | 0
LFG | 0 | 0 | 0 | 0 | 0 | 0
Nuc | 0 | 0 | 0 | 0 | 0 | 0
PS | 0 | 0 | 0 | 0 | 0 | 0
PV | 0 | 0 | 0 | 0 | 0 | 0
PeakG | 0 | 0 | 0 | 0 | 0 | 0
PeakO | 0 | 0 | 0 | 0 | 0 | 0
ST | 0 | 0 | 0 | 0 | 0 | 0
STOG | 0 | 0 | 0 | 0 | 0 | 0
STWD | 0 | 0 | 0 | 0 | 0 | 0
WT | 0 | 0 | 0 | 0 | 0 | 0
IGCC | 0 | 0 | 0 | 0 | 0 | 0
DemandResponse | 0 | 0 | 0 | 0 | 0 | 0
IGCC-CCS | 0 | 0 | 0 | 0 | 0 | 0
WT_off | 0 | 0 | 0 | 0 | 0 | 0
PseudoUnit | 0 | 0 | 0 | 0 | 0 | 0
FixedInterchange | 0 | 0 | 0 | 0 | 0 | 0
Emission Cost by Reporting Type: All
ReportingType | 2015 | 2020 | 2025 | 2030 | 2035 | 2040
BM | 0 | 0 | 0 | 0 | 0 | 0
CC | 0 | 0 | 0 | 0 | 0 | 0
CSP | 0 | 0 | 0 | 0 | 0 | 0
CT | 0 | 0 | 0 | 0 | 0 | 0
Coal | 0 | 0 | 0 | 0 | 0 | 0
Geo | 0 | 0 | 0 | 0 | 0 | 0
H | 0 | 0 | 0 | 0 | 0 | 0
LFG | 0 | 0 | 0 | 0 | 0 | 0
Nuc | 0 | 0 | 0 | 0 | 0 | 0
PS | 0 | 0 | 0 | 0 | 0 | 0
PV | 0 | 0 | 0 | 0 | 0 | 0
PeakG | 0 | 0 | 0 | 0 | 0 | 0
PeakO | 0 | 0 | 0 | 0 | 0 | 0
ST | 0 | 0 | 0 | 0 | 0 | 0
STOG | 0 | 0 | 0 | 0 | 0 | 0
STWD | 0 | 0 | 0 | 0 | 0 | 0
WT | 0 | 0 | 0 | 0 | 0 | 0
IGCC | 0 | 0 | 0 | 0 | 0 | 0
DemandResponse | 0 | 0 | 0 | 0 | 0 | 0
IGCC-CCS | 0 | 0 | 0 | 0 | 0 | 0
WT_off | 0 | 0 | 0 | 0 | 0 | 0
PseudoUnit | 0 | 0 | 0 | 0 | 0 | 0
FixedInterchange | 0 | 0 | 0 | 0 | 0 | 0
Emission Cost by Reporting Type: EI_US
ReportingType | 2015 | 2020 | 2025 | 2030 | 2035 | 2040
BM | 0 | 0 | 0 | 0 | 0 | 0
CC | 0 | 0 | 0 | 0 | 0 | 0
CSP | 0 | 0 | 0 | 0 | 0 | 0
CT | 0 | 0 | 0 | 0 | 0 | 0
Coal | 0 | 0 | 0 | 0 | 0 | 0
Geo | 0 | 0 | 0 | 0 | 0 | 0
H | 0 | 0 | 0 | 0 | 0 | 0
LFG | 0 | 0 | 0 | 0 | 0 | 0
Nuc | 0 | 0 | 0 | 0 | 0 | 0
PS | 0 | 0 | 0 | 0 | 0 | 0
PV | 0 | 0 | 0 | 0 | 0 | 0
PeakG | 0 | 0 | 0 | 0 | 0 | 0
PeakO | 0 | 0 | 0 | 0 | 0 | 0
ST | 0 | 0 | 0 | 0 | 0 | 0
STOG | 0 | 0 | 0 | 0 | 0 | 0
STWD | 0 | 0 | 0 | 0 | 0 | 0
WT | 0 | 0 | 0 | 0 | 0 | 0
IGCC | 0 | 0 | 0 | 0 | 0 | 0
DemandResponse | 0 | 0 | 0 | 0 | 0 | 0
IGCC-CCS | 0 | 0 | 0 | 0 | 0 | 0
WT_off | 0 | 0 | 0 | 0 | 0 | 0
PseudoUnit | 0 | 0 | 0 | 0 | 0 | 0
FixedInterchange | 0 | 0 | 0 | 0 | 0 | 0
Emission Cost by Reporting Type: EI_Canada
ReportingType | 2015 | 2020 | 2025 | 2030 | 2035 | 2040
BM | 0 | 0 | 0 | 0 | 0 | 0
CC | 0 | 0 | 0 | 0 | 0 | 0
CSP | 0 | 0 | 0 | 0 | 0 | 0
CT | 0 | 0 | 0 | 0 | 0 | 0
Coal | 0 | 0 | 0 | 0 | 0 | 0
Geo | 0 | 0 | 0 | 0 | 0 | 0
H | 0 | 0 | 0 | 0 | 0 | 0
LFG | 0 | 0 | 0 | 0 | 0 | 0
Nuc | 0 | 0 | 0 | 0 | 0 | 0
PS | 0 | 0 | 0 | 0 | 0 | 0
PV | 0 | 0 | 0 | 0 | 0 | 0
PeakG | 0 | 0 | 0 | 0 | 0 | 0
PeakO | 0 | 0 | 0 | 0 | 0 | 0
ST | 0 | 0 | 0 | 0 | 0 | 0
STOG | 0 | 0 | 0 | 0 | 0 | 0
STWD | 0 | 0 | 0 | 0 | 0 | 0
WT | 0 | 0 | 0 | 0 | 0 | 0
IGCC | 0 | 0 | 0 | 0 | 0 | 0
DemandResponse | 0 | 0 | 0 | 0 | 0 | 0
IGCC-CCS | 0 | 0 | 0 | 0 | 0 | 0
WT_off | 0 | 0 | 0 | 0 | 0 | 0
PseudoUnit | 0 | 0 | 0 | 0 | 0 | 0
FixedInterchange | 0 | 0 | 0 | 0 | 0 | 0
Emission Cost by Reporting Type: EI
ReportingType | 2015 | 2020 | 2025 | 2030 | 2035 | 2040
BM | 0 | 0 | 0 | 0 | 0 | 0
CC | 0 | 0 | 0 | 0 | 0 | 0
CSP | 0 | 0 | 0 | 0 | 0 | 0
CT | 0 | 0 | 0 | 0 | 0 | 0
Coal | 0 | 0 | 0 | 0 | 0 | 0
Geo | 0 | 0 | 0 | 0 | 0 | 0
H | 0 | 0 | 0 | 0 | 0 | 0
LFG | 0 | 0 | 0 | 0 | 0 | 0
Nuc | 0 | 0 | 0 | 0 | 0 | 0
PS | 0 | 0 | 0 | 0 | 0 | 0
PV | 0 | 0 | 0 | 0 | 0 | 0
PeakG | 0 | 0 | 0 | 0 | 0 | 0
PeakO | 0 | 0 | 0 | 0 | 0 | 0
ST | 0 | 0 | 0 | 0 | 0 | 0
STOG | 0 | 0 | 0 | 0 | 0 | 0
STWD | 0 | 0 | 0 | 0 | 0 | 0
WT | 0 | 0 | 0 | 0 | 0 | 0
IGCC | 0 | 0 | 0 | 0 | 0 | 0
DemandResponse | 0 | 0 | 0 | 0 | 0 | 0
IGCC-CCS | 0 | 0 | 0 | 0 | 0 | 0
WT_off | 0 | 0 | 0 | 0 | 0 | 0
PseudoUnit | 0 | 0 | 0 | 0 | 0 | 0
FixedInterchange | 0 | 0 | 0 | 0 | 0 | 0
Emission Cost by Reporting Type: Outside_EI
ReportingType | 2015 | 2020 | 2025 | 2030 | 2035 | 2040
BM | 0 | 0 | 0 | 0 | 0 | 0
CC | 0 | 0 | 0 | 0 | 0 | 0
CSP | 0 | 0 | 0 | 0 | 0 | 0
CT | 0 | 0 | 0 | 0 | 0 | 0
Coal | 0 | 0 | 0 | 0 | 0 | 0
Geo | 0 | 0 | 0 | 0 | 0 | 0
H | 0 | 0 | 0 | 0 | 0 | 0
LFG | 0 | 0 | 0 | 0 | 0 | 0
Nuc | 0 | 0 | 0 | 0 | 0 | 0
PS | 0 | 0 | 0 | 0 | 0 | 0
PV | 0 | 0 | 0 | 0 | 0 | 0
PeakG | 0 | 0 | 0 | 0 | 0 | 0
PeakO | 0 | 0 | 0 | 0 | 0 | 0
ST | 0 | 0 | 0 | 0 | 0 | 0
STOG | 0 | 0 | 0 | 0 | 0 | 0
STWD | 0 | 0 | 0 | 0 | 0 | 0
WT | 0 | 0 | 0 | 0 | 0 | 0
IGCC | 0 | 0 | 0 | 0 | 0 | 0
DemandResponse | 0 | 0 | 0 | 0 | 0 | 0
IGCC-CCS | 0 | 0 | 0 | 0 | 0 | 0
WT_off | 0 | 0 | 0 | 0 | 0 | 0
PseudoUnit | 0 | 0 | 0 | 0 | 0 | 0
FixedInterchange | 0 | 0 | 0 | 0 | 0 | 0
==== Emission Program: Carbon_CA : (CO2) ====
Emission Cost by Reporting Type: Entergy
ReportingType | 2015 | 2020 | 2025 | 2030 | 2035 | 2040
BM | 0 | 0 | 0 | 0 | 0 | 0
CC | 0 | 0 | 0 | 0 | 0 | 0
CSP | 0 | 0 | 0 | 0 | 0 | 0
CT | 0 | 0 | 0 | 0 | 0 | 0
Coal | 0 | 0 | 0 | 0 | 0 | 0
Geo | 0 | 0 | 0 | 0 | 0 | 0
H | 0 | 0 | 0 | 0 | 0 | 0
LFG | 0 | 0 | 0 | 0 | 0 | 0
Nuc | 0 | 0 | 0 | 0 | 0 | 0
PS | 0 | 0 | 0 | 0 | 0 | 0
PV | 0 | 0 | 0 | 0 | 0 | 0
PeakG | 0 | 0 | 0 | 0 | 0 | 0
PeakO | 0 | 0 | 0 | 0 | 0 | 0
ST | 0 | 0 | 0 | 0 | 0 | 0
STOG | 0 | 0 | 0 | 0 | 0 | 0
STWD | 0 | 0 | 0 | 0 | 0 | 0
WT | 0 | 0 | 0 | 0 | 0 | 0
IGCC | 0 | 0 | 0 | 0 | 0 | 0
DemandResponse | 0 | 0 | 0 | 0 | 0 | 0
IGCC-CCS | 0 | 0 | 0 | 0 | 0 | 0
WT_off | 0 | 0 | 0 | 0 | 0 | 0
PseudoUnit | 0 | 0 | 0 | 0 | 0 | 0
FixedInterchange | 0 | 0 | 0 | 0 | 0 | 0
Emission Cost by Reporting Type: FRCC
ReportingType | 2015 | 2020 | 2025 | 2030 | 2035 | 2040
BM | 0 | 0 | 0 | 0 | 0 | 0
CC | 0 | 0 | 0 | 0 | 0 | 0
CSP | 0 | 0 | 0 | 0 | 0 | 0
CT | 0 | 0 | 0 | 0 | 0 | 0
Coal | 0 | 0 | 0 | 0 | 0 | 0
Geo | 0 | 0 | 0 | 0 | 0 | 0
H | 0 | 0 | 0 | 0 | 0 | 0
LFG | 0 | 0 | 0 | 0 | 0 | 0
Nuc | 0 | 0 | 0 | 0 | 0 | 0
PS | 0 | 0 | 0 | 0 | 0 | 0
PV | 0 | 0 | 0 | 0 | 0 | 0
PeakG | 0 | 0 | 0 | 0 | 0 | 0
PeakO | 0 | 0 | 0 | 0 | 0 | 0
ST | 0 | 0 | 0 | 0 | 0 | 0
STOG | 0 | 0 | 0 | 0 | 0 | 0
STWD | 0 | 0 | 0 | 0 | 0 | 0
WT | 0 | 0 | 0 | 0 | 0 | 0
IGCC | 0 | 0 | 0 | 0 | 0 | 0
DemandResponse | 0 | 0 | 0 | 0 | 0 | 0
IGCC-CCS | 0 | 0 | 0 | 0 | 0 | 0
WT_off | 0 | 0 | 0 | 0 | 0 | 0
PseudoUnit | 0 | 0 | 0 | 0 | 0 | 0
FixedInterchange | 0 | 0 | 0 | 0 | 0 | 0
Emission Cost by Reporting Type: MAPP_US
ReportingType | 2015 | 2020 | 2025 | 2030 | 2035 | 2040
BM | 0 | 0 | 0 | 0 | 0 | 0
CC | 0 | 0 | 0 | 0 | 0 | 0
CSP | 0 | 0 | 0 | 0 | 0 | 0
CT | 0 | 0 | 0 | 0 | 0 | 0
Coal | 0 | 0 | 0 | 0 | 0 | 0
Geo | 0 | 0 | 0 | 0 | 0 | 0
H | 0 | 0 | 0 | 0 | 0 | 0
LFG | 0 | 0 | 0 | 0 | 0 | 0
Nuc | 0 | 0 | 0 | 0 | 0 | 0
PS | 0 | 0 | 0 | 0 | 0 | 0
PV | 0 | 0 | 0 | 0 | 0 | 0
PeakG | 0 | 0 | 0 | 0 | 0 | 0
PeakO | 0 | 0 | 0 | 0 | 0 | 0
ST | 0 | 0 | 0 | 0 | 0 | 0
STOG | 0 | 0 | 0 | 0 | 0 | 0
STWD | 0 | 0 | 0 | 0 | 0 | 0
WT | 0 | 0 | 0 | 0 | 0 | 0
IGCC | 0 | 0 | 0 | 0 | 0 | 0
DemandResponse | 0 | 0 | 0 | 0 | 0 | 0
IGCC-CCS | 0 | 0 | 0 | 0 | 0 | 0
WT_off | 0 | 0 | 0 | 0 | 0 | 0
PseudoUnit | 0 | 0 | 0 | 0 | 0 | 0
FixedInterchange | 0 | 0 | 0 | 0 | 0 | 0
Emission Cost by Reporting Type: MISO_IN
ReportingType | 2015 | 2020 | 2025 | 2030 | 2035 | 2040
BM | 0 | 0 | 0 | 0 | 0 | 0
CC | 0 | 0 | 0 | 0 | 0 | 0
CSP | 0 | 0 | 0 | 0 | 0 | 0
CT | 0 | 0 | 0 | 0 | 0 | 0
Coal | 0 | 0 | 0 | 0 | 0 | 0
Geo | 0 | 0 | 0 | 0 | 0 | 0
H | 0 | 0 | 0 | 0 | 0 | 0
LFG | 0 | 0 | 0 | 0 | 0 | 0
Nuc | 0 | 0 | 0 | 0 | 0 | 0
PS | 0 | 0 | 0 | 0 | 0 | 0
PV | 0 | 0 | 0 | 0 | 0 | 0
PeakG | 0 | 0 | 0 | 0 | 0 | 0
PeakO | 0 | 0 | 0 | 0 | 0 | 0
ST | 0 | 0 | 0 | 0 | 0 | 0
STOG | 0 | 0 | 0 | 0 | 0 | 0
STWD | 0 | 0 | 0 | 0 | 0 | 0
WT | 0 | 0 | 0 | 0 | 0 | 0
IGCC | 0 | 0 | 0 | 0 | 0 | 0
DemandResponse | 0 | 0 | 0 | 0 | 0 | 0
IGCC-CCS | 0 | 0 | 0 | 0 | 0 | 0
WT_off | 0 | 0 | 0 | 0 | 0 | 0
PseudoUnit | 0 | 0 | 0 | 0 | 0 | 0
FixedInterchange | 0 | 0 | 0 | 0 | 0 | 0
Emission Cost by Reporting Type: MISO_MI
ReportingType | 2015 | 2020 | 2025 | 2030 | 2035 | 2040
BM | 0 | 0 | 0 | 0 | 0 | 0
CC | 0 | 0 | 0 | 0 | 0 | 0
CSP | 0 | 0 | 0 | 0 | 0 | 0
CT | 0 | 0 | 0 | 0 | 0 | 0
Coal | 0 | 0 | 0 | 0 | 0 | 0
Geo | 0 | 0 | 0 | 0 | 0 | 0
H | 0 | 0 | 0 | 0 | 0 | 0
LFG | 0 | 0 | 0 | 0 | 0 | 0
Nuc | 0 | 0 | 0 | 0 | 0 | 0
PS | 0 | 0 | 0 | 0 | 0 | 0
PV | 0 | 0 | 0 | 0 | 0 | 0
PeakG | 0 | 0 | 0 | 0 | 0 | 0
PeakO | 0 | 0 | 0 | 0 | 0 | 0
ST | 0 | 0 | 0 | 0 | 0 | 0
STOG | 0 | 0 | 0 | 0 | 0 | 0
STWD | 0 | 0 | 0 | 0 | 0 | 0
WT | 0 | 0 | 0 | 0 | 0 | 0
IGCC | 0 | 0 | 0 | 0 | 0 | 0
DemandResponse | 0 | 0 | 0 | 0 | 0 | 0
IGCC-CCS | 0 | 0 | 0 | 0 | 0 | 0
WT_off | 0 | 0 | 0 | 0 | 0 | 0
PseudoUnit | 0 | 0 | 0 | 0 | 0 | 0
FixedInterchange | 0 | 0 | 0 | 0 | 0 | 0
Emission Cost by Reporting Type: MISO_MO-IL
ReportingType | 2015 | 2020 | 2025 | 2030 | 2035 | 2040
BM | 0 | 0 | 0 | 0 | 0 | 0
CC | 0 | 0 | 0 | 0 | 0 | 0
CSP | 0 | 0 | 0 | 0 | 0 | 0
CT | 0 | 0 | 0 | 0 | 0 | 0
Coal | 0 | 0 | 0 | 0 | 0 | 0
Geo | 0 | 0 | 0 | 0 | 0 | 0
H | 0 | 0 | 0 | 0 | 0 | 0
LFG | 0 | 0 | 0 | 0 | 0 | 0
Nuc | 0 | 0 | 0 | 0 | 0 | 0
PS | 0 | 0 | 0 | 0 | 0 | 0
PV | 0 | 0 | 0 | 0 | 0 | 0
PeakG | 0 | 0 | 0 | 0 | 0 | 0
PeakO | 0 | 0 | 0 | 0 | 0 | 0
ST | 0 | 0 | 0 | 0 | 0 | 0
STOG | 0 | 0 | 0 | 0 | 0 | 0
STWD | 0 | 0 | 0 | 0 | 0 | 0
WT | 0 | 0 | 0 | 0 | 0 | 0
IGCC | 0 | 0 | 0 | 0 | 0 | 0
DemandResponse | 0 | 0 | 0 | 0 | 0 | 0
IGCC-CCS | 0 | 0 | 0 | 0 | 0 | 0
WT_off | 0 | 0 | 0 | 0 | 0 | 0
PseudoUnit | 0 | 0 | 0 | 0 | 0 | 0
FixedInterchange | 0 | 0 | 0 | 0 | 0 | 0
Emission Cost by Reporting Type: MISO_W
ReportingType | 2015 | 2020 | 2025 | 2030 | 2035 | 2040
BM | 0 | 0 | 0 | 0 | 0 | 0
CC | 0 | 0 | 0 | 0 | 0 | 0
CSP | 0 | 0 | 0 | 0 | 0 | 0
CT | 0 | 0 | 0 | 0 | 0 | 0
Coal | 0 | 0 | 0 | 0 | 0 | 0
Geo | 0 | 0 | 0 | 0 | 0 | 0
H | 0 | 0 | 0 | 0 | 0 | 0
LFG | 0 | 0 | 0 | 0 | 0 | 0
Nuc | 0 | 0 | 0 | 0 | 0 | 0
PS | 0 | 0 | 0 | 0 | 0 | 0
PV | 0 | 0 | 0 | 0 | 0 | 0
PeakG | 0 | 0 | 0 | 0 | 0 | 0
PeakO | 0 | 0 | 0 | 0 | 0 | 0
ST | 0 | 0 | 0 | 0 | 0 | 0
STOG | 0 | 0 | 0 | 0 | 0 | 0
STWD | 0 | 0 | 0 | 0 | 0 | 0
WT | 0 | 0 | 0 | 0 | 0 | 0
IGCC | 0 | 0 | 0 | 0 | 0 | 0
DemandResponse | 0 | 0 | 0 | 0 | 0 | 0
IGCC-CCS | 0 | 0 | 0 | 0 | 0 | 0
WT_off | 0 | 0 | 0 | 0 | 0 | 0
PseudoUnit | 0 | 0 | 0 | 0 | 0 | 0
FixedInterchange | 0 | 0 | 0 | 0 | 0 | 0
Emission Cost by Reporting Type: MISO_WUMS
ReportingType | 2015 | 2020 | 2025 | 2030 | 2035 | 2040
BM | 0 | 0 | 0 | 0 | 0 | 0
CC | 0 | 0 | 0 | 0 | 0 | 0
CSP | 0 | 0 | 0 | 0 | 0 | 0
CT | 0 | 0 | 0 | 0 | 0 | 0
Coal | 0 | 0 | 0 | 0 | 0 | 0
Geo | 0 | 0 | 0 | 0 | 0 | 0
H | 0 | 0 | 0 | 0 | 0 | 0
LFG | 0 | 0 | 0 | 0 | 0 | 0
Nuc | 0 | 0 | 0 | 0 | 0 | 0
PS | 0 | 0 | 0 | 0 | 0 | 0
PV | 0 | 0 | 0 | 0 | 0 | 0
PeakG | 0 | 0 | 0 | 0 | 0 | 0
PeakO | 0 | 0 | 0 | 0 | 0 | 0
ST | 0 | 0 | 0 | 0 | 0 | 0
STOG | 0 | 0 | 0 | 0 | 0 | 0
STWD | 0 | 0 | 0 | 0 | 0 | 0
WT | 0 | 0 | 0 | 0 | 0 | 0
IGCC | 0 | 0 | 0 | 0 | 0 | 0
DemandResponse | 0 | 0 | 0 | 0 | 0 | 0
IGCC-CCS | 0 | 0 | 0 | 0 | 0 | 0
WT_off | 0 | 0 | 0 | 0 | 0 | 0
PseudoUnit | 0 | 0 | 0 | 0 | 0 | 0
FixedInterchange | 0 | 0 | 0 | 0 | 0 | 0
Emission Cost by Reporting Type: Nebraska
ReportingType | 2015 | 2020 | 2025 | 2030 | 2035 | 2040
BM | 0 | 0 | 0 | 0 | 0 | 0
CC | 0 | 0 | 0 | 0 | 0 | 0
CSP | 0 | 0 | 0 | 0 | 0 | 0
CT | 0 | 0 | 0 | 0 | 0 | 0
Coal | 0 | 0 | 0 | 0 | 0 | 0
Geo | 0 | 0 | 0 | 0 | 0 | 0
H | 0 | 0 | 0 | 0 | 0 | 0
LFG | 0 | 0 | 0 | 0 | 0 | 0
Nuc | 0 | 0 | 0 | 0 | 0 | 0
PS | 0 | 0 | 0 | 0 | 0 | 0
PV | 0 | 0 | 0 | 0 | 0 | 0
PeakG | 0 | 0 | 0 | 0 | 0 | 0
PeakO | 0 | 0 | 0 | 0 | 0 | 0
ST | 0 | 0 | 0 | 0 | 0 | 0
STOG | 0 | 0 | 0 | 0 | 0 | 0
STWD | 0 | 0 | 0 | 0 | 0 | 0
WT | 0 | 0 | 0 | 0 | 0 | 0
IGCC | 0 | 0 | 0 | 0 | 0 | 0
DemandResponse | 0 | 0 | 0 | 0 | 0 | 0
IGCC-CCS | 0 | 0 | 0 | 0 | 0 | 0
WT_off | 0 | 0 | 0 | 0 | 0 | 0
PseudoUnit | 0 | 0 | 0 | 0 | 0 | 0
FixedInterchange | 0 | 0 | 0 | 0 | 0 | 0
Emission Cost by Reporting Type: NEISO
ReportingType | 2015 | 2020 | 2025 | 2030 | 2035 | 2040
BM | 0 | 0 | 0 | 0 | 0 | 0
CC | 0 | 0 | 0 | 0 | 0 | 0
CSP | 0 | 0 | 0 | 0 | 0 | 0
CT | 0 | 0 | 0 | 0 | 0 | 0
Coal | 0 | 0 | 0 | 0 | 0 | 0
Geo | 0 | 0 | 0 | 0 | 0 | 0
H | 0 | 0 | 0 | 0 | 0 | 0
LFG | 0 | 0 | 0 | 0 | 0 | 0
Nuc | 0 | 0 | 0 | 0 | 0 | 0
PS | 0 | 0 | 0 | 0 | 0 | 0
PV | 0 | 0 | 0 | 0 | 0 | 0
PeakG | 0 | 0 | 0 | 0 | 0 | 0
PeakO | 0 | 0 | 0 | 0 | 0 | 0
ST | 0 | 0 | 0 | 0 | 0 | 0
STOG | 0 | 0 | 0 | 0 | 0 | 0
STWD | 0 | 0 | 0 | 0 | 0 | 0
WT | 0 | 0 | 0 | 0 | 0 | 0
IGCC | 0 | 0 | 0 | 0 | 0 | 0
DemandResponse | 0 | 0 | 0 | 0 | 0 | 0
IGCC-CCS | 0 | 0 | 0 | 0 | 0 | 0
WT_off | 0 | 0 | 0 | 0 | 0 | 0
PseudoUnit | 0 | 0 | 0 | 0 | 0 | 0
FixedInterchange | 0 | 0 | 0 | 0 | 0 | 0
Emission Cost by Reporting Type: NonRTO_Midwest
ReportingType | 2015 | 2020 | 2025 | 2030 | 2035 | 2040
BM | 0 | 0 | 0 | 0 | 0 | 0
CC | 0 | 0 | 0 | 0 | 0 | 0
CSP | 0 | 0 | 0 | 0 | 0 | 0
CT | 0 | 0 | 0 | 0 | 0 | 0
Coal | 0 | 0 | 0 | 0 | 0 | 0
Geo | 0 | 0 | 0 | 0 | 0 | 0
H | 0 | 0 | 0 | 0 | 0 | 0
LFG | 0 | 0 | 0 | 0 | 0 | 0
Nuc | 0 | 0 | 0 | 0 | 0 | 0
PS | 0 | 0 | 0 | 0 | 0 | 0
PV | 0 | 0 | 0 | 0 | 0 | 0
PeakG | 0 | 0 | 0 | 0 | 0 | 0
PeakO | 0 | 0 | 0 | 0 | 0 | 0
ST | 0 | 0 | 0 | 0 | 0 | 0
STOG | 0 | 0 | 0 | 0 | 0 | 0
STWD | 0 | 0 | 0 | 0 | 0 | 0
WT | 0 | 0 | 0 | 0 | 0 | 0
IGCC | 0 | 0 | 0 | 0 | 0 | 0
DemandResponse | 0 | 0 | 0 | 0 | 0 | 0
IGCC-CCS | 0 | 0 | 0 | 0 | 0 | 0
WT_off | 0 | 0 | 0 | 0 | 0 | 0
PseudoUnit | 0 | 0 | 0 | 0 | 0 | 0
FixedInterchange | 0 | 0 | 0 | 0 | 0 | 0
Emission Cost by Reporting Type: NYISO_A-F
ReportingType | 2015 | 2020 | 2025 | 2030 | 2035 | 2040
BM | 0 | 0 | 0 | 0 | 0 | 0
CC | 0 | 0 | 0 | 0 | 0 | 0
CSP | 0 | 0 | 0 | 0 | 0 | 0
CT | 0 | 0 | 0 | 0 | 0 | 0
Coal | 0 | 0 | 0 | 0 | 0 | 0
Geo | 0 | 0 | 0 | 0 | 0 | 0
H | 0 | 0 | 0 | 0 | 0 | 0
LFG | 0 | 0 | 0 | 0 | 0 | 0
Nuc | 0 | 0 | 0 | 0 | 0 | 0
PS | 0 | 0 | 0 | 0 | 0 | 0
PV | 0 | 0 | 0 | 0 | 0 | 0
PeakG | 0 | 0 | 0 | 0 | 0 | 0
PeakO | 0 | 0 | 0 | 0 | 0 | 0
ST | 0 | 0 | 0 | 0 | 0 | 0
STOG | 0 | 0 | 0 | 0 | 0 | 0
STWD | 0 | 0 | 0 | 0 | 0 | 0
WT | 0 | 0 | 0 | 0 | 0 | 0
IGCC | 0 | 0 | 0 | 0 | 0 | 0
DemandResponse | 0 | 0 | 0 | 0 | 0 | 0
IGCC-CCS | 0 | 0 | 0 | 0 | 0 | 0
WT_off | 0 | 0 | 0 | 0 | 0 | 0
PseudoUnit | 0 | 0 | 0 | 0 | 0 | 0
FixedInterchange | 0 | 0 | 0 | 0 | 0 | 0
Emission Cost by Reporting Type: NYISO_G-I
ReportingType | 2015 | 2020 | 2025 | 2030 | 2035 | 2040
BM | 0 | 0 | 0 | 0 | 0 | 0
CC | 0 | 0 | 0 | 0 | 0 | 0
CSP | 0 | 0 | 0 | 0 | 0 | 0
CT | 0 | 0 | 0 | 0 | 0 | 0
Coal | 0 | 0 | 0 | 0 | 0 | 0
Geo | 0 | 0 | 0 | 0 | 0 | 0
H | 0 | 0 | 0 | 0 | 0 | 0
LFG | 0 | 0 | 0 | 0 | 0 | 0
Nuc | 0 | 0 | 0 | 0 | 0 | 0
PS | 0 | 0 | 0 | 0 | 0 | 0
PV | 0 | 0 | 0 | 0 | 0 | 0
PeakG | 0 | 0 | 0 | 0 | 0 | 0
PeakO | 0 | 0 | 0 | 0 | 0 | 0
ST | 0 | 0 | 0 | 0 | 0 | 0
STOG | 0 | 0 | 0 | 0 | 0 | 0
STWD | 0 | 0 | 0 | 0 | 0 | 0
WT | 0 | 0 | 0 | 0 | 0 | 0
IGCC | 0 | 0 | 0 | 0 | 0 | 0
DemandResponse | 0 | 0 | 0 | 0 | 0 | 0
IGCC-CCS | 0 | 0 | 0 | 0 | 0 | 0
WT_off | 0 | 0 | 0 | 0 | 0 | 0
PseudoUnit | 0 | 0 | 0 | 0 | 0 | 0
FixedInterchange | 0 | 0 | 0 | 0 | 0 | 0
Emission Cost by Reporting Type: NYISO_J-K
ReportingType | 2015 | 2020 | 2025 | 2030 | 2035 | 2040
BM | 0 | 0 | 0 | 0 | 0 | 0
CC | 0 | 0 | 0 | 0 | 0 | 0
CSP | 0 | 0 | 0 | 0 | 0 | 0
CT | 0 | 0 | 0 | 0 | 0 | 0
Coal | 0 | 0 | 0 | 0 | 0 | 0
Geo | 0 | 0 | 0 | 0 | 0 | 0
H | 0 | 0 | 0 | 0 | 0 | 0
LFG | 0 | 0 | 0 | 0 | 0 | 0
Nuc | 0 | 0 | 0 | 0 | 0 | 0
PS | 0 | 0 | 0 | 0 | 0 | 0
PV | 0 | 0 | 0 | 0 | 0 | 0
PeakG | 0 | 0 | 0 | 0 | 0 | 0
PeakO | 0 | 0 | 0 | 0 | 0 | 0
ST | 0 | 0 | 0 | 0 | 0 | 0
STOG | 0 | 0 | 0 | 0 | 0 | 0
STWD | 0 | 0 | 0 | 0 | 0 | 0
WT | 0 | 0 | 0 | 0 | 0 | 0
IGCC | 0 | 0 | 0 | 0 | 0 | 0
DemandResponse | 0 | 0 | 0 | 0 | 0 | 0
IGCC-CCS | 0 | 0 | 0 | 0 | 0 | 0
WT_off | 0 | 0 | 0 | 0 | 0 | 0
PseudoUnit | 0 | 0 | 0 | 0 | 0 | 0
FixedInterchange | 0 | 0 | 0 | 0 | 0 | 0
Emission Cost by Reporting Type: PJM_E
ReportingType | 2015 | 2020 | 2025 | 2030 | 2035 | 2040
BM | 0 | 0 | 0 | 0 | 0 | 0
CC | 0 | 0 | 0 | 0 | 0 | 0
CSP | 0 | 0 | 0 | 0 | 0 | 0
CT | 0 | 0 | 0 | 0 | 0 | 0
Coal | 0 | 0 | 0 | 0 | 0 | 0
Geo | 0 | 0 | 0 | 0 | 0 | 0
H | 0 | 0 | 0 | 0 | 0 | 0
LFG | 0 | 0 | 0 | 0 | 0 | 0
Nuc | 0 | 0 | 0 | 0 | 0 | 0
PS | 0 | 0 | 0 | 0 | 0 | 0
PV | 0 | 0 | 0 | 0 | 0 | 0
PeakG | 0 | 0 | 0 | 0 | 0 | 0
PeakO | 0 | 0 | 0 | 0 | 0 | 0
ST | 0 | 0 | 0 | 0 | 0 | 0
STOG | 0 | 0 | 0 | 0 | 0 | 0
STWD | 0 | 0 | 0 | 0 | 0 | 0
WT | 0 | 0 | 0 | 0 | 0 | 0
IGCC | 0 | 0 | 0 | 0 | 0 | 0
DemandResponse | 0 | 0 | 0 | 0 | 0 | 0
IGCC-CCS | 0 | 0 | 0 | 0 | 0 | 0
WT_off | 0 | 0 | 0 | 0 | 0 | 0
PseudoUnit | 0 | 0 | 0 | 0 | 0 | 0
FixedInterchange | 0 | 0 | 0 | 0 | 0 | 0
Emission Cost by Reporting Type: PJM_ROM
ReportingType | 2015 | 2020 | 2025 | 2030 | 2035 | 2040
BM | 0 | 0 | 0 | 0 | 0 | 0
CC | 0 | 0 | 0 | 0 | 0 | 0
CSP | 0 | 0 | 0 | 0 | 0 | 0
CT | 0 | 0 | 0 | 0 | 0 | 0
Coal | 0 | 0 | 0 | 0 | 0 | 0
Geo | 0 | 0 | 0 | 0 | 0 | 0
H | 0 | 0 | 0 | 0 | 0 | 0
LFG | 0 | 0 | 0 | 0 | 0 | 0
Nuc | 0 | 0 | 0 | 0 | 0 | 0
PS | 0 | 0 | 0 | 0 | 0 | 0
PV | 0 | 0 | 0 | 0 | 0 | 0
PeakG | 0 | 0 | 0 | 0 | 0 | 0
PeakO | 0 | 0 | 0 | 0 | 0 | 0
ST | 0 | 0 | 0 | 0 | 0 | 0
STOG | 0 | 0 | 0 | 0 | 0 | 0
STWD | 0 | 0 | 0 | 0 | 0 | 0
WT | 0 | 0 | 0 | 0 | 0 | 0
IGCC | 0 | 0 | 0 | 0 | 0 | 0
DemandResponse | 0 | 0 | 0 | 0 | 0 | 0
IGCC-CCS | 0 | 0 | 0 | 0 | 0 | 0
WT_off | 0 | 0 | 0 | 0 | 0 | 0
PseudoUnit | 0 | 0 | 0 | 0 | 0 | 0
FixedInterchange | 0 | 0 | 0 | 0 | 0 | 0
Emission Cost by Reporting Type: PJM_ROR
ReportingType | 2015 | 2020 | 2025 | 2030 | 2035 | 2040
BM | 0 | 0 | 0 | 0 | 0 | 0
CC | 0 | 0 | 0 | 0 | 0 | 0
CSP | 0 | 0 | 0 | 0 | 0 | 0
CT | 0 | 0 | 0 | 0 | 0 | 0
Coal | 0 | 0 | 0 | 0 | 0 | 0
Geo | 0 | 0 | 0 | 0 | 0 | 0
H | 0 | 0 | 0 | 0 | 0 | 0
LFG | 0 | 0 | 0 | 0 | 0 | 0
Nuc | 0 | 0 | 0 | 0 | 0 | 0
PS | 0 | 0 | 0 | 0 | 0 | 0
PV | 0 | 0 | 0 | 0 | 0 | 0
PeakG | 0 | 0 | 0 | 0 | 0 | 0
PeakO | 0 | 0 | 0 | 0 | 0 | 0
ST | 0 | 0 | 0 | 0 | 0 | 0
STOG | 0 | 0 | 0 | 0 | 0 | 0
STWD | 0 | 0 | 0 | 0 | 0 | 0
WT | 0 | 0 | 0 | 0 | 0 | 0
IGCC | 0 | 0 | 0 | 0 | 0 | 0
DemandResponse | 0 | 0 | 0 | 0 | 0 | 0
IGCC-CCS | 0 | 0 | 0 | 0 | 0 | 0
WT_off | 0 | 0 | 0 | 0 | 0 | 0
PseudoUnit | 0 | 0 | 0 | 0 | 0 | 0
FixedInterchange | 0 | 0 | 0 | 0 | 0 | 0
Emission Cost by Reporting Type: SOCO
ReportingType | 2015 | 2020 | 2025 | 2030 | 2035 | 2040
BM | 0 | 0 | 0 | 0 | 0 | 0
CC | 0 | 0 | 0 | 0 | 0 | 0
CSP | 0 | 0 | 0 | 0 | 0 | 0
CT | 0 | 0 | 0 | 0 | 0 | 0
Coal | 0 | 0 | 0 | 0 | 0 | 0
Geo | 0 | 0 | 0 | 0 | 0 | 0
H | 0 | 0 | 0 | 0 | 0 | 0
LFG | 0 | 0 | 0 | 0 | 0 | 0
Nuc | 0 | 0 | 0 | 0 | 0 | 0
PS | 0 | 0 | 0 | 0 | 0 | 0
PV | 0 | 0 | 0 | 0 | 0 | 0
PeakG | 0 | 0 | 0 | 0 | 0 | 0
PeakO | 0 | 0 | 0 | 0 | 0 | 0
ST | 0 | 0 | 0 | 0 | 0 | 0
STOG | 0 | 0 | 0 | 0 | 0 | 0
STWD | 0 | 0 | 0 | 0 | 0 | 0
WT | 0 | 0 | 0 | 0 | 0 | 0
IGCC | 0 | 0 | 0 | 0 | 0 | 0
DemandResponse | 0 | 0 | 0 | 0 | 0 | 0
IGCC-CCS | 0 | 0 | 0 | 0 | 0 | 0
WT_off | 0 | 0 | 0 | 0 | 0 | 0
PseudoUnit | 0 | 0 | 0 | 0 | 0 | 0
FixedInterchange | 0 | 0 | 0 | 0 | 0 | 0
Emission Cost by Reporting Type: SPP_N
ReportingType | 2015 | 2020 | 2025 | 2030 | 2035 | 2040
BM | 0 | 0 | 0 | 0 | 0 | 0
CC | 0 | 0 | 0 | 0 | 0 | 0
CSP | 0 | 0 | 0 | 0 | 0 | 0
CT | 0 | 0 | 0 | 0 | 0 | 0
Coal | 0 | 0 | 0 | 0 | 0 | 0
Geo | 0 | 0 | 0 | 0 | 0 | 0
H | 0 | 0 | 0 | 0 | 0 | 0
LFG | 0 | 0 | 0 | 0 | 0 | 0
Nuc | 0 | 0 | 0 | 0 | 0 | 0
PS | 0 | 0 | 0 | 0 | 0 | 0
PV | 0 | 0 | 0 | 0 | 0 | 0
PeakG | 0 | 0 | 0 | 0 | 0 | 0
PeakO | 0 | 0 | 0 | 0 | 0 | 0
ST | 0 | 0 | 0 | 0 | 0 | 0
STOG | 0 | 0 | 0 | 0 | 0 | 0
STWD | 0 | 0 | 0 | 0 | 0 | 0
WT | 0 | 0 | 0 | 0 | 0 | 0
IGCC | 0 | 0 | 0 | 0 | 0 | 0
DemandResponse | 0 | 0 | 0 | 0 | 0 | 0
IGCC-CCS | 0 | 0 | 0 | 0 | 0 | 0
WT_off | 0 | 0 | 0 | 0 | 0 | 0
PseudoUnit | 0 | 0 | 0 | 0 | 0 | 0
FixedInterchange | 0 | 0 | 0 | 0 | 0 | 0
Emission Cost by Reporting Type: SPP_S
ReportingType | 2015 | 2020 | 2025 | 2030 | 2035 | 2040
BM | 0 | 0 | 0 | 0 | 0 | 0
CC | 0 | 0 | 0 | 0 | 0 | 0
CSP | 0 | 0 | 0 | 0 | 0 | 0
CT | 0 | 0 | 0 | 0 | 0 | 0
Coal | 0 | 0 | 0 | 0 | 0 | 0
Geo | 0 | 0 | 0 | 0 | 0 | 0
H | 0 | 0 | 0 | 0 | 0 | 0
LFG | 0 | 0 | 0 | 0 | 0 | 0
Nuc | 0 | 0 | 0 | 0 | 0 | 0
PS | 0 | 0 | 0 | 0 | 0 | 0
PV | 0 | 0 | 0 | 0 | 0 | 0
PeakG | 0 | 0 | 0 | 0 | 0 | 0
PeakO | 0 | 0 | 0 | 0 | 0 | 0
ST | 0 | 0 | 0 | 0 | 0 | 0
STOG | 0 | 0 | 0 | 0 | 0 | 0
STWD | 0 | 0 | 0 | 0 | 0 | 0
WT | 0 | 0 | 0 | 0 | 0 | 0
IGCC | 0 | 0 | 0 | 0 | 0 | 0
DemandResponse | 0 | 0 | 0 | 0 | 0 | 0
IGCC-CCS | 0 | 0 | 0 | 0 | 0 | 0
WT_off | 0 | 0 | 0 | 0 | 0 | 0
PseudoUnit | 0 | 0 | 0 | 0 | 0 | 0
FixedInterchange | 0 | 0 | 0 | 0 | 0 | 0
Emission Cost by Reporting Type: TVA
ReportingType | 2015 | 2020 | 2025 | 2030 | 2035 | 2040
BM | 0 | 0 | 0 | 0 | 0 | 0
CC | 0 | 0 | 0 | 0 | 0 | 0
CSP | 0 | 0 | 0 | 0 | 0 | 0
CT | 0 | 0 | 0 | 0 | 0 | 0
Coal | 0 | 0 | 0 | 0 | 0 | 0
Geo | 0 | 0 | 0 | 0 | 0 | 0
H | 0 | 0 | 0 | 0 | 0 | 0
LFG | 0 | 0 | 0 | 0 | 0 | 0
Nuc | 0 | 0 | 0 | 0 | 0 | 0
PS | 0 | 0 | 0 | 0 | 0 | 0
PV | 0 | 0 | 0 | 0 | 0 | 0
PeakG | 0 | 0 | 0 | 0 | 0 | 0
PeakO | 0 | 0 | 0 | 0 | 0 | 0
ST | 0 | 0 | 0 | 0 | 0 | 0
STOG | 0 | 0 | 0 | 0 | 0 | 0
STWD | 0 | 0 | 0 | 0 | 0 | 0
WT | 0 | 0 | 0 | 0 | 0 | 0
IGCC | 0 | 0 | 0 | 0 | 0 | 0
DemandResponse | 0 | 0 | 0 | 0 | 0 | 0
IGCC-CCS | 0 | 0 | 0 | 0 | 0 | 0
WT_off | 0 | 0 | 0 | 0 | 0 | 0
PseudoUnit | 0 | 0 | 0 | 0 | 0 | 0
FixedInterchange | 0 | 0 | 0 | 0 | 0 | 0
Emission Cost by Reporting Type: TVA_Transmission
ReportingType | 2015 | 2020 | 2025 | 2030 | 2035 | 2040
BM | 0 | 0 | 0 | 0 | 0 | 0
CC | 0 | 0 | 0 | 0 | 0 | 0
CSP | 0 | 0 | 0 | 0 | 0 | 0
CT | 0 | 0 | 0 | 0 | 0 | 0
Coal | 0 | 0 | 0 | 0 | 0 | 0
Geo | 0 | 0 | 0 | 0 | 0 | 0
H | 0 | 0 | 0 | 0 | 0 | 0
LFG | 0 | 0 | 0 | 0 | 0 | 0
Nuc | 0 | 0 | 0 | 0 | 0 | 0
PS | 0 | 0 | 0 | 0 | 0 | 0
PV | 0 | 0 | 0 | 0 | 0 | 0
PeakG | 0 | 0 | 0 | 0 | 0 | 0
PeakO | 0 | 0 | 0 | 0 | 0 | 0
ST | 0 | 0 | 0 | 0 | 0 | 0
STOG | 0 | 0 | 0 | 0 | 0 | 0
STWD | 0 | 0 | 0 | 0 | 0 | 0
WT | 0 | 0 | 0 | 0 | 0 | 0
IGCC | 0 | 0 | 0 | 0 | 0 | 0
DemandResponse | 0 | 0 | 0 | 0 | 0 | 0
IGCC-CCS | 0 | 0 | 0 | 0 | 0 | 0
WT_off | 0 | 0 | 0 | 0 | 0 | 0
PseudoUnit | 0 | 0 | 0 | 0 | 0 | 0
FixedInterchange | 0 | 0 | 0 | 0 | 0 | 0
Emission Cost by Reporting Type: VACAR
ReportingType | 2015 | 2020 | 2025 | 2030 | 2035 | 2040
BM | 0 | 0 | 0 | 0 | 0 | 0
CC | 0 | 0 | 0 | 0 | 0 | 0
CSP | 0 | 0 | 0 | 0 | 0 | 0
CT | 0 | 0 | 0 | 0 | 0 | 0
Coal | 0 | 0 | 0 | 0 | 0 | 0
Geo | 0 | 0 | 0 | 0 | 0 | 0
H | 0 | 0 | 0 | 0 | 0 | 0
LFG | 0 | 0 | 0 | 0 | 0 | 0
Nuc | 0 | 0 | 0 | 0 | 0 | 0
PS | 0 | 0 | 0 | 0 | 0 | 0
PV | 0 | 0 | 0 | 0 | 0 | 0
PeakG | 0 | 0 | 0 | 0 | 0 | 0
PeakO | 0 | 0 | 0 | 0 | 0 | 0
ST | 0 | 0 | 0 | 0 | 0 | 0
STOG | 0 | 0 | 0 | 0 | 0 | 0
STWD | 0 | 0 | 0 | 0 | 0 | 0
WT | 0 | 0 | 0 | 0 | 0 | 0
IGCC | 0 | 0 | 0 | 0 | 0 | 0
DemandResponse | 0 | 0 | 0 | 0 | 0 | 0
IGCC-CCS | 0 | 0 | 0 | 0 | 0 | 0
WT_off | 0 | 0 | 0 | 0 | 0 | 0
PseudoUnit | 0 | 0 | 0 | 0 | 0 | 0
FixedInterchange | 0 | 0 | 0 | 0 | 0 | 0
Emission Cost by Reporting Type: IESO
ReportingType | 2015 | 2020 | 2025 | 2030 | 2035 | 2040
BM | 0 | 0 | 0 | 0 | 0 | 0
CC | 0 | 0 | 0 | 0 | 0 | 0
CSP | 0 | 0 | 0 | 0 | 0 | 0
CT | 0 | 0 | 0 | 0 | 0 | 0
Coal | 0 | 0 | 0 | 0 | 0 | 0
Geo | 0 | 0 | 0 | 0 | 0 | 0
H | 0 | 0 | 0 | 0 | 0 | 0
LFG | 0 | 0 | 0 | 0 | 0 | 0
Nuc | 0 | 0 | 0 | 0 | 0 | 0
PS | 0 | 0 | 0 | 0 | 0 | 0
PV | 0 | 0 | 0 | 0 | 0 | 0
PeakG | 0 | 0 | 0 | 0 | 0 | 0
PeakO | 0 | 0 | 0 | 0 | 0 | 0
ST | 0 | 0 | 0 | 0 | 0 | 0
STOG | 0 | 0 | 0 | 0 | 0 | 0
STWD | 0 | 0 | 0 | 0 | 0 | 0
WT | 0 | 0 | 0 | 0 | 0 | 0
IGCC | 0 | 0 | 0 | 0 | 0 | 0
DemandResponse | 0 | 0 | 0 | 0 | 0 | 0
IGCC-CCS | 0 | 0 | 0 | 0 | 0 | 0
WT_off | 0 | 0 | 0 | 0 | 0 | 0
PseudoUnit | 0 | 0 | 0 | 0 | 0 | 0
FixedInterchange | 0 | 0 | 0 | 0 | 0 | 0
Emission Cost by Reporting Type: MAPP_CA
ReportingType | 2015 | 2020 | 2025 | 2030 | 2035 | 2040
BM | 0 | 0 | 0 | 0 | 0 | 0
CC | 0 | 0 | 0 | 0 | 0 | 0
CSP | 0 | 0 | 0 | 0 | 0 | 0
CT | 0 | 0 | 0 | 0 | 0 | 0
Coal | 0 | 0 | 0 | 0 | 0 | 0
Geo | 0 | 0 | 0 | 0 | 0 | 0
H | 0 | 0 | 0 | 0 | 0 | 0
LFG | 0 | 0 | 0 | 0 | 0 | 0
Nuc | 0 | 0 | 0 | 0 | 0 | 0
PS | 0 | 0 | 0 | 0 | 0 | 0
PV | 0 | 0 | 0 | 0 | 0 | 0
PeakG | 0 | 0 | 0 | 0 | 0 | 0
PeakO | 0 | 0 | 0 | 0 | 0 | 0
ST | 0 | 0 | 0 | 0 | 0 | 0
STOG | 0 | 0 | 0 | 0 | 0 | 0
STWD | 0 | 0 | 0 | 0 | 0 | 0
WT | 0 | 0 | 0 | 0 | 0 | 0
IGCC | 0 | 0 | 0 | 0 | 0 | 0
DemandResponse | 0 | 0 | 0 | 0 | 0 | 0
IGCC-CCS | 0 | 0 | 0 | 0 | 0 | 0
WT_off | 0 | 0 | 0 | 0 | 0 | 0
PseudoUnit | 0 | 0 | 0 | 0 | 0 | 0
FixedInterchange | 0 | 0 | 0 | 0 | 0 | 0
Emission Cost by Reporting Type: AZ_NM_SNV_Coal
ReportingType | 2015 | 2020 | 2025 | 2030 | 2035 | 2040
BM | 0 | 0 | 0 | 0 | 0 | 0
CC | 0 | 0 | 0 | 0 | 0 | 0
CSP | 0 | 0 | 0 | 0 | 0 | 0
CT | 0 | 0 | 0 | 0 | 0 | 0
Coal | 0 | 0 | 0 | 0 | 0 | 0
Geo | 0 | 0 | 0 | 0 | 0 | 0
H | 0 | 0 | 0 | 0 | 0 | 0
LFG | 0 | 0 | 0 | 0 | 0 | 0
Nuc | 0 | 0 | 0 | 0 | 0 | 0
PS | 0 | 0 | 0 | 0 | 0 | 0
PV | 0 | 0 | 0 | 0 | 0 | 0
PeakG | 0 | 0 | 0 | 0 | 0 | 0
PeakO | 0 | 0 | 0 | 0 | 0 | 0
ST | 0 | 0 | 0 | 0 | 0 | 0
STOG | 0 | 0 | 0 | 0 | 0 | 0
STWD | 0 | 0 | 0 | 0 | 0 | 0
WT | 0 | 0 | 0 | 0 | 0 | 0
IGCC | 0 | 0 | 0 | 0 | 0 | 0
DemandResponse | 0 | 0 | 0 | 0 | 0 | 0
IGCC-CCS | 0 | 0 | 0 | 0 | 0 | 0
WT_off | 0 | 0 | 0 | 0 | 0 | 0
PseudoUnit | 0 | 0 | 0 | 0 | 0 | 0
FixedInterchange | 0 | 0 | 0 | 0 | 0 | 0
Emission Cost by Reporting Type: AZ_NM_SNV_Gas
ReportingType | 2015 | 2020 | 2025 | 2030 | 2035 | 2040
BM | 0 | 0 | 0 | 0 | 0 | 0
CC | 0 | 0 | 0 | 0 | 0 | 0
CSP | 0 | 0 | 0 | 0 | 0 | 0
CT | 0 | 0 | 0 | 0 | 0 | 0
Coal | 0 | 0 | 0 | 0 | 0 | 0
Geo | 0 | 0 | 0 | 0 | 0 | 0
H | 0 | 0 | 0 | 0 | 0 | 0
LFG | 0 | 0 | 0 | 0 | 0 | 0
Nuc | 0 | 0 | 0 | 0 | 0 | 0
PS | 0 | 0 | 0 | 0 | 0 | 0
PV | 0 | 0 | 0 | 0 | 0 | 0
PeakG | 0 | 0 | 0 | 0 | 0 | 0
PeakO | 0 | 0 | 0 | 0 | 0 | 0
ST | 0 | 0 | 0 | 0 | 0 | 0
STOG | 0 | 0 | 0 | 0 | 0 | 0
STWD | 0 | 0 | 0 | 0 | 0 | 0
WT | 0 | 0 | 0 | 0 | 0 | 0
IGCC | 0 | 0 | 0 | 0 | 0 | 0
DemandResponse | 0 | 0 | 0 | 0 | 0 | 0
IGCC-CCS | 0 | 0 | 0 | 0 | 0 | 0
WT_off | 0 | 0 | 0 | 0 | 0 | 0
PseudoUnit | 0 | 0 | 0 | 0 | 0 | 0
FixedInterchange | 0 | 0 | 0 | 0 | 0 | 0
Emission Cost by Reporting Type: AZ_NM_SNV_NucRenew
ReportingType | 2015 | 2020 | 2025 | 2030 | 2035 | 2040
BM | 0 | 0 | 0 | 0 | 0 | 0
CC | 0 | 0 | 0 | 0 | 0 | 0
CSP | 0 | 0 | 0 | 0 | 0 | 0
CT | 0 | 0 | 0 | 0 | 0 | 0
Coal | 0 | 0 | 0 | 0 | 0 | 0
Geo | 0 | 0 | 0 | 0 | 0 | 0
H | 0 | 0 | 0 | 0 | 0 | 0
LFG | 0 | 0 | 0 | 0 | 0 | 0
Nuc | 0 | 0 | 0 | 0 | 0 | 0
PS | 0 | 0 | 0 | 0 | 0 | 0
PV | 0 | 0 | 0 | 0 | 0 | 0
PeakG | 0 | 0 | 0 | 0 | 0 | 0
PeakO | 0 | 0 | 0 | 0 | 0 | 0
ST | 0 | 0 | 0 | 0 | 0 | 0
STOG | 0 | 0 | 0 | 0 | 0 | 0
STWD | 0 | 0 | 0 | 0 | 0 | 0
WT | 0 | 0 | 0 | 0 | 0 | 0
IGCC | 0 | 0 | 0 | 0 | 0 | 0
DemandResponse | 0 | 0 | 0 | 0 | 0 | 0
IGCC-CCS | 0 | 0 | 0 | 0 | 0 | 0
WT_off | 0 | 0 | 0 | 0 | 0 | 0
PseudoUnit | 0 | 0 | 0 | 0 | 0 | 0
FixedInterchange | 0 | 0 | 0 | 0 | 0 | 0
Emission Cost by Reporting Type: ERCOT
ReportingType | 2015 | 2020 | 2025 | 2030 | 2035 | 2040
BM | 0 | 0 | 0 | 0 | 0 | 0
CC | 0 | 0 | 0 | 0 | 0 | 0
CSP | 0 | 0 | 0 | 0 | 0 | 0
CT | 0 | 0 | 0 | 0 | 0 | 0
Coal | 0 | 0 | 0 | 0 | 0 | 0
Geo | 0 | 0 | 0 | 0 | 0 | 0
H | 0 | 0 | 0 | 0 | 0 | 0
LFG | 0 | 0 | 0 | 0 | 0 | 0
Nuc | 0 | 0 | 0 | 0 | 0 | 0
PS | 0 | 0 | 0 | 0 | 0 | 0
PV | 0 | 0 | 0 | 0 | 0 | 0
PeakG | 0 | 0 | 0 | 0 | 0 | 0
PeakO | 0 | 0 | 0 | 0 | 0 | 0
ST | 0 | 0 | 0 | 0 | 0 | 0
STOG | 0 | 0 | 0 | 0 | 0 | 0
STWD | 0 | 0 | 0 | 0 | 0 | 0
WT | 0 | 0 | 0 | 0 | 0 | 0
IGCC | 0 | 0 | 0 | 0 | 0 | 0
DemandResponse | 0 | 0 | 0 | 0 | 0 | 0
IGCC-CCS | 0 | 0 | 0 | 0 | 0 | 0
WT_off | 0 | 0 | 0 | 0 | 0 | 0
PseudoUnit | 0 | 0 | 0 | 0 | 0 | 0
FixedInterchange | 0 | 0 | 0 | 0 | 0 | 0
Emission Cost by Reporting Type: NP15
ReportingType | 2015 | 2020 | 2025 | 2030 | 2035 | 2040
BM | 0 | 0 | 0 | 0 | 0 | 0
CC | 279.07 | 249.4 | 406.05 | 316.61 | 269.61 | 205.25
CSP | 0 | 0 | 0 | 0 | 0 | 0
CT | 0 | 0 | 0 | 0 | 0 | 0
Coal | 4.6 | 0 | 0 | 0 | 0 | 0
Geo | 0 | 0 | 0 | 0 | 0 | 0
H | 0 | 0 | 0 | 0 | 0 | 0
LFG | 0 | 0 | 0 | 0 | 0 | 0
Nuc | 0 | 0 | 0 | 0 | 0 | 0
PS | 0 | 0 | 0 | 0 | 0 | 0
PV | 0 | 0 | 0 | 0 | 0 | 0
PeakG | 0 | 0 | 0 | 0 | 0 | 0.84
PeakO | 0 | 0 | 0 | 0 | 0 | 0
ST | 0 | 0 | 0 | 0 | 0 | 0
STOG | 1.34 | 1.25 | 3.25 | 5.67 | 5.23 | 11.77
STWD | 0 | 0 | 0 | 0 | 0 | 0
WT | 0 | 0 | 0 | 0 | 0 | 0
IGCC | 0 | 0 | 0 | 0 | 0 | 0
DemandResponse | 0 | 0 | 0 | 0 | 0 | 0
IGCC-CCS | 0 | 0 | 0 | 0 | 0 | 0
WT_off | 0 | 0 | 0 | 0 | 0 | 0
PseudoUnit | 0 | 0 | 0 | 0 | 0 | 0
FixedInterchange | 0 | 0 | 0 | 0 | 0 | 0
Emission Cost by Reporting Type: NWPP_Coal
ReportingType | 2015 | 2020 | 2025 | 2030 | 2035 | 2040
BM | 0 | 0 | 0 | 0 | 0 | 0
CC | 0 | 0 | 0 | 0 | 0 | 0
CSP | 0 | 0 | 0 | 0 | 0 | 0
CT | 0 | 0 | 0 | 0 | 0 | 0
Coal | 0 | 0 | 0 | 0 | 0 | 0
Geo | 0 | 0 | 0 | 0 | 0 | 0
H | 0 | 0 | 0 | 0 | 0 | 0
LFG | 0 | 0 | 0 | 0 | 0 | 0
Nuc | 0 | 0 | 0 | 0 | 0 | 0
PS | 0 | 0 | 0 | 0 | 0 | 0
PV | 0 | 0 | 0 | 0 | 0 | 0
PeakG | 0 | 0 | 0 | 0 | 0 | 0
PeakO | 0 | 0 | 0 | 0 | 0 | 0
ST | 0 | 0 | 0 | 0 | 0 | 0
STOG | 0 | 0 | 0 | 0 | 0 | 0
STWD | 0 | 0 | 0 | 0 | 0 | 0
WT | 0 | 0 | 0 | 0 | 0 | 0
IGCC | 0 | 0 | 0 | 0 | 0 | 0
DemandResponse | 0 | 0 | 0 | 0 | 0 | 0
IGCC-CCS | 0 | 0 | 0 | 0 | 0 | 0
WT_off | 0 | 0 | 0 | 0 | 0 | 0
PseudoUnit | 0 | 0 | 0 | 0 | 0 | 0
FixedInterchange | 0 | 0 | 0 | 0 | 0 | 0
Emission Cost by Reporting Type: NWPP_Gas
ReportingType | 2015 | 2020 | 2025 | 2030 | 2035 | 2040
BM | 0 | 0 | 0 | 0 | 0 | 0
CC | 0 | 0 | 0 | 0 | 0 | 0
CSP | 0 | 0 | 0 | 0 | 0 | 0
CT | 0 | 0 | 0 | 0 | 0 | 0
Coal | 0 | 0 | 0 | 0 | 0 | 0
Geo | 0 | 0 | 0 | 0 | 0 | 0
H | 0 | 0 | 0 | 0 | 0 | 0
LFG | 0 | 0 | 0 | 0 | 0 | 0
Nuc | 0 | 0 | 0 | 0 | 0 | 0
PS | 0 | 0 | 0 | 0 | 0 | 0
PV | 0 | 0 | 0 | 0 | 0 | 0
PeakG | 0 | 0 | 0 | 0 | 0 | 0
PeakO | 0 | 0 | 0 | 0 | 0 | 0
ST | 0 | 0 | 0 | 0 | 0 | 0
STOG | 0 | 0 | 0 | 0 | 0 | 0
STWD | 0 | 0 | 0 | 0 | 0 | 0
WT | 0 | 0 | 0 | 0 | 0 | 0
IGCC | 0 | 0 | 0 | 0 | 0 | 0
DemandResponse | 0 | 0 | 0 | 0 | 0 | 0
IGCC-CCS | 0 | 0 | 0 | 0 | 0 | 0
WT_off | 0 | 0 | 0 | 0 | 0 | 0
PseudoUnit | 0 | 0 | 0 | 0 | 0 | 0
FixedInterchange | 0 | 0 | 0 | 0 | 0 | 0
Emission Cost by Reporting Type: NWPP_NucRenew
ReportingType | 2015 | 2020 | 2025 | 2030 | 2035 | 2040
BM | 0 | 0 | 0 | 0 | 0 | 0
CC | 0 | 0 | 0 | 0 | 0 | 0
CSP | 0 | 0 | 0 | 0 | 0 | 0
CT | 0 | 0 | 0 | 0 | 0 | 0
Coal | 0 | 0 | 0 | 0 | 0 | 0
Geo | 0 | 0 | 0 | 0 | 0 | 0
H | 0 | 0 | 0 | 0 | 0 | 0
LFG | 0 | 0 | 0 | 0 | 0 | 0
Nuc | 0 | 0 | 0 | 0 | 0 | 0
PS | 0 | 0 | 0 | 0 | 0 | 0
PV | 0 | 0 | 0 | 0 | 0 | 0
PeakG | 0 | 0 | 0 | 0 | 0 | 0
PeakO | 0 | 0 | 0 | 0 | 0 | 0
ST | 0 | 0 | 0 | 0 | 0 | 0
STOG | 0 | 0 | 0 | 0 | 0 | 0
STWD | 0 | 0 | 0 | 0 | 0 | 0
WT | 0 | 0 | 0 | 0 | 0 | 0
IGCC | 0 | 0 | 0 | 0 | 0 | 0
DemandResponse | 0 | 0 | 0 | 0 | 0 | 0
IGCC-CCS | 0 | 0 | 0 | 0 | 0 | 0
WT_off | 0 | 0 | 0 | 0 | 0 | 0
PseudoUnit | 0 | 0 | 0 | 0 | 0 | 0
FixedInterchange | 0 | 0 | 0 | 0 | 0 | 0
Emission Cost by Reporting Type: RMPA
ReportingType | 2015 | 2020 | 2025 | 2030 | 2035 | 2040
BM | 0 | 0 | 0 | 0 | 0 | 0
CC | 0 | 0 | 0 | 0 | 0 | 0
CSP | 0 | 0 | 0 | 0 | 0 | 0
CT | 0 | 0 | 0 | 0 | 0 | 0
Coal | 0 | 0 | 0 | 0 | 0 | 0
Geo | 0 | 0 | 0 | 0 | 0 | 0
H | 0 | 0 | 0 | 0 | 0 | 0
LFG | 0 | 0 | 0 | 0 | 0 | 0
Nuc | 0 | 0 | 0 | 0 | 0 | 0
PS | 0 | 0 | 0 | 0 | 0 | 0
PV | 0 | 0 | 0 | 0 | 0 | 0
PeakG | 0 | 0 | 0 | 0 | 0 | 0
PeakO | 0 | 0 | 0 | 0 | 0 | 0
ST | 0 | 0 | 0 | 0 | 0 | 0
STOG | 0 | 0 | 0 | 0 | 0 | 0
STWD | 0 | 0 | 0 | 0 | 0 | 0
WT | 0 | 0 | 0 | 0 | 0 | 0
IGCC | 0 | 0 | 0 | 0 | 0 | 0
DemandResponse | 0 | 0 | 0 | 0 | 0 | 0
IGCC-CCS | 0 | 0 | 0 | 0 | 0 | 0
WT_off | 0 | 0 | 0 | 0 | 0 | 0
PseudoUnit | 0 | 0 | 0 | 0 | 0 | 0
FixedInterchange | 0 | 0 | 0 | 0 | 0 | 0
Emission Cost by Reporting Type: SP15
ReportingType | 2015 | 2020 | 2025 | 2030 | 2035 | 2040
BM | 0 | 0 | 0 | 0 | 0 | 0
CC | 280.37 | 171.68 | 238.7 | 277.62 | 303.51 | 266.39
CSP | 0 | 0 | 0 | 0 | 0 | 0
CT | 0 | 0 | 0 | 0 | 0 | 0
Coal | 15.51 | 19.79 | 25.26 | 19.79 | 0 | 0
Geo | 0 | 0 | 0 | 0 | 0 | 0
H | 0 | 0 | 0 | 0 | 0 | 0
LFG | 0 | 0 | 0 | 0 | 0 | 0
Nuc | 0 | 0 | 0 | 0 | 0 | 0
PS | 0 | 0 | 0 | 0 | 0 | 0
PV | 0 | 0 | 0 | 0 | 0 | 0
PeakG | 0 | 0 | 0 | 0 | 0 | 0
PeakO | 0 | 0 | 0 | 0 | 0 | 0
ST | 0 | 0 | 0 | 0 | 0 | 0
STOG | 2.31 | 3.08 | 1.16 | 3.98 | 11.11 | 19.65
STWD | 0 | 0 | 0 | 0 | 0 | 0
WT | 0 | 0 | 0 | 0 | 0 | 0
IGCC | 0 | 0 | 0 | 0 | 0 | 0
DemandResponse | 0 | 0 | 0 | 0 | 0 | 0
IGCC-CCS | 0 | 0 | 0 | 0 | 0 | 0
WT_off | 0 | 0 | 0 | 0 | 0 | 0
PseudoUnit | 0 | 0 | 0 | 0 | 0 | 0
FixedInterchange | 0 | 0 | 0 | 0 | 0 | 0
Emission Cost by Reporting Type: ALB
ReportingType | 2015 | 2020 | 2025 | 2030 | 2035 | 2040
BM | 0 | 0 | 0 | 0 | 0 | 0
CC | 0 | 0 | 0 | 0 | 0 | 0
CSP | 0 | 0 | 0 | 0 | 0 | 0
CT | 0 | 0 | 0 | 0 | 0 | 0
Coal | 0 | 0 | 0 | 0 | 0 | 0
Geo | 0 | 0 | 0 | 0 | 0 | 0
H | 0 | 0 | 0 | 0 | 0 | 0
LFG | 0 | 0 | 0 | 0 | 0 | 0
Nuc | 0 | 0 | 0 | 0 | 0 | 0
PS | 0 | 0 | 0 | 0 | 0 | 0
PV | 0 | 0 | 0 | 0 | 0 | 0
PeakG | 0 | 0 | 0 | 0 | 0 | 0
PeakO | 0 | 0 | 0 | 0 | 0 | 0
ST | 0 | 0 | 0 | 0 | 0 | 0
STOG | 0 | 0 | 0 | 0 | 0 | 0
STWD | 0 | 0 | 0 | 0 | 0 | 0
WT | 0 | 0 | 0 | 0 | 0 | 0
IGCC | 0 | 0 | 0 | 0 | 0 | 0
DemandResponse | 0 | 0 | 0 | 0 | 0 | 0
IGCC-CCS | 0 | 0 | 0 | 0 | 0 | 0
WT_off | 0 | 0 | 0 | 0 | 0 | 0
PseudoUnit | 0 | 0 | 0 | 0 | 0 | 0
FixedInterchange | 0 | 0 | 0 | 0 | 0 | 0
Emission Cost by Reporting Type: BC
ReportingType | 2015 | 2020 | 2025 | 2030 | 2035 | 2040
BM | 0 | 0 | 0 | 0 | 0 | 0
CC | 0 | 0 | 0 | 0 | 0 | 0
CSP | 0 | 0 | 0 | 0 | 0 | 0
CT | 0 | 0 | 0 | 0 | 0 | 0
Coal | 0 | 0 | 0 | 0 | 0 | 0
Geo | 0 | 0 | 0 | 0 | 0 | 0
H | 0 | 0 | 0 | 0 | 0 | 0
LFG | 0 | 0 | 0 | 0 | 0 | 0
Nuc | 0 | 0 | 0 | 0 | 0 | 0
PS | 0 | 0 | 0 | 0 | 0 | 0
PV | 0 | 0 | 0 | 0 | 0 | 0
PeakG | 0 | 0 | 0 | 0 | 0 | 0
PeakO | 0 | 0 | 0 | 0 | 0 | 0
ST | 0 | 0 | 0 | 0 | 0 | 0
STOG | 0 | 0 | 0 | 0 | 0 | 0
STWD | 0 | 0 | 0 | 0 | 0 | 0
WT | 0 | 0 | 0 | 0 | 0 | 0
IGCC | 0 | 0 | 0 | 0 | 0 | 0
DemandResponse | 0 | 0 | 0 | 0 | 0 | 0
IGCC-CCS | 0 | 0 | 0 | 0 | 0 | 0
WT_off | 0 | 0 | 0 | 0 | 0 | 0
PseudoUnit | 0 | 0 | 0 | 0 | 0 | 0
FixedInterchange | 0 | 0 | 0 | 0 | 0 | 0
Emission Cost by Reporting Type: HQ_IESO
ReportingType | 2015 | 2020 | 2025 | 2030 | 2035 | 2040
BM | 0 | 0 | 0 | 0 | 0 | 0
CC | 0 | 0 | 0 | 0 | 0 | 0
CSP | 0 | 0 | 0 | 0 | 0 | 0
CT | 0 | 0 | 0 | 0 | 0 | 0
Coal | 0 | 0 | 0 | 0 | 0 | 0
Geo | 0 | 0 | 0 | 0 | 0 | 0
H | 0 | 0 | 0 | 0 | 0 | 0
LFG | 0 | 0 | 0 | 0 | 0 | 0
Nuc | 0 | 0 | 0 | 0 | 0 | 0
PS | 0 | 0 | 0 | 0 | 0 | 0
PV | 0 | 0 | 0 | 0 | 0 | 0
PeakG | 0 | 0 | 0 | 0 | 0 | 0
PeakO | 0 | 0 | 0 | 0 | 0 | 0
ST | 0 | 0 | 0 | 0 | 0 | 0
STOG | 0 | 0 | 0 | 0 | 0 | 0
STWD | 0 | 0 | 0 | 0 | 0 | 0
WT | 0 | 0 | 0 | 0 | 0 | 0
IGCC | 0 | 0 | 0 | 0 | 0 | 0
DemandResponse | 0 | 0 | 0 | 0 | 0 | 0
IGCC-CCS | 0 | 0 | 0 | 0 | 0 | 0
WT_off | 0 | 0 | 0 | 0 | 0 | 0
PseudoUnit | 0 | 0 | 0 | 0 | 0 | 0
FixedInterchange | 0 | 0 | 0 | 0 | 0 | 0
Emission Cost by Reporting Type: HQ_NEISO
ReportingType | 2015 | 2020 | 2025 | 2030 | 2035 | 2040
BM | 0 | 0 | 0 | 0 | 0 | 0
CC | 0 | 0 | 0 | 0 | 0 | 0
CSP | 0 | 0 | 0 | 0 | 0 | 0
CT | 0 | 0 | 0 | 0 | 0 | 0
Coal | 0 | 0 | 0 | 0 | 0 | 0
Geo | 0 | 0 | 0 | 0 | 0 | 0
H | 0 | 0 | 0 | 0 | 0 | 0
LFG | 0 | 0 | 0 | 0 | 0 | 0
Nuc | 0 | 0 | 0 | 0 | 0 | 0
PS | 0 | 0 | 0 | 0 | 0 | 0
PV | 0 | 0 | 0 | 0 | 0 | 0
PeakG | 0 | 0 | 0 | 0 | 0 | 0
PeakO | 0 | 0 | 0 | 0 | 0 | 0
ST | 0 | 0 | 0 | 0 | 0 | 0
STOG | 0 | 0 | 0 | 0 | 0 | 0
STWD | 0 | 0 | 0 | 0 | 0 | 0
WT | 0 | 0 | 0 | 0 | 0 | 0
IGCC | 0 | 0 | 0 | 0 | 0 | 0
DemandResponse | 0 | 0 | 0 | 0 | 0 | 0
IGCC-CCS | 0 | 0 | 0 | 0 | 0 | 0
WT_off | 0 | 0 | 0 | 0 | 0 | 0
PseudoUnit | 0 | 0 | 0 | 0 | 0 | 0
FixedInterchange | 0 | 0 | 0 | 0 | 0 | 0
Emission Cost by Reporting Type: HQ_NY
ReportingType | 2015 | 2020 | 2025 | 2030 | 2035 | 2040
BM | 0 | 0 | 0 | 0 | 0 | 0
CC | 0 | 0 | 0 | 0 | 0 | 0
CSP | 0 | 0 | 0 | 0 | 0 | 0
CT | 0 | 0 | 0 | 0 | 0 | 0
Coal | 0 | 0 | 0 | 0 | 0 | 0
Geo | 0 | 0 | 0 | 0 | 0 | 0
H | 0 | 0 | 0 | 0 | 0 | 0
LFG | 0 | 0 | 0 | 0 | 0 | 0
Nuc | 0 | 0 | 0 | 0 | 0 | 0
PS | 0 | 0 | 0 | 0 | 0 | 0
PV | 0 | 0 | 0 | 0 | 0 | 0
PeakG | 0 | 0 | 0 | 0 | 0 | 0
PeakO | 0 | 0 | 0 | 0 | 0 | 0
ST | 0 | 0 | 0 | 0 | 0 | 0
STOG | 0 | 0 | 0 | 0 | 0 | 0
STWD | 0 | 0 | 0 | 0 | 0 | 0
WT | 0 | 0 | 0 | 0 | 0 | 0
IGCC | 0 | 0 | 0 | 0 | 0 | 0
DemandResponse | 0 | 0 | 0 | 0 | 0 | 0
IGCC-CCS | 0 | 0 | 0 | 0 | 0 | 0
WT_off | 0 | 0 | 0 | 0 | 0 | 0
PseudoUnit | 0 | 0 | 0 | 0 | 0 | 0
FixedInterchange | 0 | 0 | 0 | 0 | 0 | 0
Emission Cost by Reporting Type: MARITIMES
ReportingType | 2015 | 2020 | 2025 | 2030 | 2035 | 2040
BM | 0 | 0 | 0 | 0 | 0 | 0
CC | 0 | 0 | 0 | 0 | 0 | 0
CSP | 0 | 0 | 0 | 0 | 0 | 0
CT | 0 | 0 | 0 | 0 | 0 | 0
Coal | 0 | 0 | 0 | 0 | 0 | 0
Geo | 0 | 0 | 0 | 0 | 0 | 0
H | 0 | 0 | 0 | 0 | 0 | 0
LFG | 0 | 0 | 0 | 0 | 0 | 0
Nuc | 0 | 0 | 0 | 0 | 0 | 0
PS | 0 | 0 | 0 | 0 | 0 | 0
PV | 0 | 0 | 0 | 0 | 0 | 0
PeakG | 0 | 0 | 0 | 0 | 0 | 0
PeakO | 0 | 0 | 0 | 0 | 0 | 0
ST | 0 | 0 | 0 | 0 | 0 | 0
STOG | 0 | 0 | 0 | 0 | 0 | 0
STWD | 0 | 0 | 0 | 0 | 0 | 0
WT | 0 | 0 | 0 | 0 | 0 | 0
IGCC | 0 | 0 | 0 | 0 | 0 | 0
DemandResponse | 0 | 0 | 0 | 0 | 0 | 0
IGCC-CCS | 0 | 0 | 0 | 0 | 0 | 0
WT_off | 0 | 0 | 0 | 0 | 0 | 0
PseudoUnit | 0 | 0 | 0 | 0 | 0 | 0
FixedInterchange | 0 | 0 | 0 | 0 | 0 | 0
Emission Cost by Reporting Type: All
ReportingType | 2015 | 2020 | 2025 | 2030 | 2035 | 2040
BM | 0 | 0 | 0 | 0 | 0 | 0
CC | 559.44 | 421.08 | 644.75 | 594.23 | 573.12 | 471.64
CSP | 0 | 0 | 0 | 0 | 0 | 0
CT | 0 | 0 | 0 | 0 | 0 | 0
Coal | 20.1 | 19.79 | 25.26 | 19.79 | 0 | 0
Geo | 0 | 0 | 0 | 0 | 0 | 0
H | 0 | 0 | 0 | 0 | 0 | 0
LFG | 0 | 0 | 0 | 0 | 0 | 0
Nuc | 0 | 0 | 0 | 0 | 0 | 0
PS | 0 | 0 | 0 | 0 | 0 | 0
PV | 0 | 0 | 0 | 0 | 0 | 0
PeakG | 0 | 0 | 0 | 0 | 0 | 0.84
PeakO | 0 | 0 | 0 | 0 | 0 | 0
ST | 0 | 0 | 0 | 0 | 0 | 0
STOG | 3.65 | 4.33 | 4.41 | 9.65 | 16.34 | 31.42
STWD | 0 | 0 | 0 | 0 | 0 | 0
WT | 0 | 0 | 0 | 0 | 0 | 0
IGCC | 0 | 0 | 0 | 0 | 0 | 0
DemandResponse | 0 | 0 | 0 | 0 | 0 | 0
IGCC-CCS | 0 | 0 | 0 | 0 | 0 | 0
WT_off | 0 | 0 | 0 | 0 | 0 | 0
PseudoUnit | 0 | 0 | 0 | 0 | 0 | 0
FixedInterchange | 0 | 0 | 0 | 0 | 0 | 0
Emission Cost by Reporting Type: EI_US
ReportingType | 2015 | 2020 | 2025 | 2030 | 2035 | 2040
BM | 0 | 0 | 0 | 0 | 0 | 0
CC | 0 | 0 | 0 | 0 | 0 | 0
CSP | 0 | 0 | 0 | 0 | 0 | 0
CT | 0 | 0 | 0 | 0 | 0 | 0
Coal | 0 | 0 | 0 | 0 | 0 | 0
Geo | 0 | 0 | 0 | 0 | 0 | 0
H | 0 | 0 | 0 | 0 | 0 | 0
LFG | 0 | 0 | 0 | 0 | 0 | 0
Nuc | 0 | 0 | 0 | 0 | 0 | 0
PS | 0 | 0 | 0 | 0 | 0 | 0
PV | 0 | 0 | 0 | 0 | 0 | 0
PeakG | 0 | 0 | 0 | 0 | 0 | 0
PeakO | 0 | 0 | 0 | 0 | 0 | 0
ST | 0 | 0 | 0 | 0 | 0 | 0
STOG | 0 | 0 | 0 | 0 | 0 | 0
STWD | 0 | 0 | 0 | 0 | 0 | 0
WT | 0 | 0 | 0 | 0 | 0 | 0
IGCC | 0 | 0 | 0 | 0 | 0 | 0
DemandResponse | 0 | 0 | 0 | 0 | 0 | 0
IGCC-CCS | 0 | 0 | 0 | 0 | 0 | 0
WT_off | 0 | 0 | 0 | 0 | 0 | 0
PseudoUnit | 0 | 0 | 0 | 0 | 0 | 0
FixedInterchange | 0 | 0 | 0 | 0 | 0 | 0
Emission Cost by Reporting Type: EI_Canada
ReportingType | 2015 | 2020 | 2025 | 2030 | 2035 | 2040
BM | 0 | 0 | 0 | 0 | 0 | 0
CC | 0 | 0 | 0 | 0 | 0 | 0
CSP | 0 | 0 | 0 | 0 | 0 | 0
CT | 0 | 0 | 0 | 0 | 0 | 0
Coal | 0 | 0 | 0 | 0 | 0 | 0
Geo | 0 | 0 | 0 | 0 | 0 | 0
H | 0 | 0 | 0 | 0 | 0 | 0
LFG | 0 | 0 | 0 | 0 | 0 | 0
Nuc | 0 | 0 | 0 | 0 | 0 | 0
PS | 0 | 0 | 0 | 0 | 0 | 0
PV | 0 | 0 | 0 | 0 | 0 | 0
PeakG | 0 | 0 | 0 | 0 | 0 | 0
PeakO | 0 | 0 | 0 | 0 | 0 | 0
ST | 0 | 0 | 0 | 0 | 0 | 0
STOG | 0 | 0 | 0 | 0 | 0 | 0
STWD | 0 | 0 | 0 | 0 | 0 | 0
WT | 0 | 0 | 0 | 0 | 0 | 0
IGCC | 0 | 0 | 0 | 0 | 0 | 0
DemandResponse | 0 | 0 | 0 | 0 | 0 | 0
IGCC-CCS | 0 | 0 | 0 | 0 | 0 | 0
WT_off | 0 | 0 | 0 | 0 | 0 | 0
PseudoUnit | 0 | 0 | 0 | 0 | 0 | 0
FixedInterchange | 0 | 0 | 0 | 0 | 0 | 0
Emission Cost by Reporting Type: EI
ReportingType | 2015 | 2020 | 2025 | 2030 | 2035 | 2040
BM | 0 | 0 | 0 | 0 | 0 | 0
CC | 0 | 0 | 0 | 0 | 0 | 0
CSP | 0 | 0 | 0 | 0 | 0 | 0
CT | 0 | 0 | 0 | 0 | 0 | 0
Coal | 0 | 0 | 0 | 0 | 0 | 0
Geo | 0 | 0 | 0 | 0 | 0 | 0
H | 0 | 0 | 0 | 0 | 0 | 0
LFG | 0 | 0 | 0 | 0 | 0 | 0
Nuc | 0 | 0 | 0 | 0 | 0 | 0
PS | 0 | 0 | 0 | 0 | 0 | 0
PV | 0 | 0 | 0 | 0 | 0 | 0
PeakG | 0 | 0 | 0 | 0 | 0 | 0
PeakO | 0 | 0 | 0 | 0 | 0 | 0
ST | 0 | 0 | 0 | 0 | 0 | 0
STOG | 0 | 0 | 0 | 0 | 0 | 0
STWD | 0 | 0 | 0 | 0 | 0 | 0
WT | 0 | 0 | 0 | 0 | 0 | 0
IGCC | 0 | 0 | 0 | 0 | 0 | 0
DemandResponse | 0 | 0 | 0 | 0 | 0 | 0
IGCC-CCS | 0 | 0 | 0 | 0 | 0 | 0
WT_off | 0 | 0 | 0 | 0 | 0 | 0
PseudoUnit | 0 | 0 | 0 | 0 | 0 | 0
FixedInterchange | 0 | 0 | 0 | 0 | 0 | 0
Emission Cost by Reporting Type: Outside_EI
ReportingType | 2015 | 2020 | 2025 | 2030 | 2035 | 2040
BM | 0 | 0 | 0 | 0 | 0 | 0
CC | 559.44 | 421.08 | 644.75 | 594.23 | 573.12 | 471.64
CSP | 0 | 0 | 0 | 0 | 0 | 0
CT | 0 | 0 | 0 | 0 | 0 | 0
Coal | 20.1 | 19.79 | 25.26 | 19.79 | 0 | 0
Geo | 0 | 0 | 0 | 0 | 0 | 0
H | 0 | 0 | 0 | 0 | 0 | 0
LFG | 0 | 0 | 0 | 0 | 0 | 0
Nuc | 0 | 0 | 0 | 0 | 0 | 0
PS | 0 | 0 | 0 | 0 | 0 | 0
PV | 0 | 0 | 0 | 0 | 0 | 0
PeakG | 0 | 0 | 0 | 0 | 0 | 0.84
PeakO | 0 | 0 | 0 | 0 | 0 | 0
ST | 0 | 0 | 0 | 0 | 0 | 0
STOG | 3.65 | 4.33 | 4.41 | 9.65 | 16.34 | 31.42
STWD | 0 | 0 | 0 | 0 | 0 | 0
WT | 0 | 0 | 0 | 0 | 0 | 0
IGCC | 0 | 0 | 0 | 0 | 0 | 0
DemandResponse | 0 | 0 | 0 | 0 | 0 | 0
IGCC-CCS | 0 | 0 | 0 | 0 | 0 | 0
WT_off | 0 | 0 | 0 | 0 | 0 | 0
PseudoUnit | 0 | 0 | 0 | 0 | 0 | 0
FixedInterchange | 0 | 0 | 0 | 0 | 0 | 0
==== Emission Program: RGGI : (CO2) ====
Emission Cost by Reporting Type: Entergy
ReportingType | 2015 | 2020 | 2025 | 2030 | 2035 | 2040
BM | 0 | 0 | 0 | 0 | 0 | 0
CC | 0 | 0 | 0 | 0 | 0 | 0
CSP | 0 | 0 | 0 | 0 | 0 | 0
CT | 0 | 0 | 0 | 0 | 0 | 0
Coal | 0 | 0 | 0 | 0 | 0 | 0
Geo | 0 | 0 | 0 | 0 | 0 | 0
H | 0 | 0 | 0 | 0 | 0 | 0
LFG | 0 | 0 | 0 | 0 | 0 | 0
Nuc | 0 | 0 | 0 | 0 | 0 | 0
PS | 0 | 0 | 0 | 0 | 0 | 0
PV | 0 | 0 | 0 | 0 | 0 | 0
PeakG | 0 | 0 | 0 | 0 | 0 | 0
PeakO | 0 | 0 | 0 | 0 | 0 | 0
ST | 0 | 0 | 0 | 0 | 0 | 0
STOG | 0 | 0 | 0 | 0 | 0 | 0
STWD | 0 | 0 | 0 | 0 | 0 | 0
WT | 0 | 0 | 0 | 0 | 0 | 0
IGCC | 0 | 0 | 0 | 0 | 0 | 0
DemandResponse | 0 | 0 | 0 | 0 | 0 | 0
IGCC-CCS | 0 | 0 | 0 | 0 | 0 | 0
WT_off | 0 | 0 | 0 | 0 | 0 | 0
PseudoUnit | 0 | 0 | 0 | 0 | 0 | 0
FixedInterchange | 0 | 0 | 0 | 0 | 0 | 0
Emission Cost by Reporting Type: FRCC
ReportingType | 2015 | 2020 | 2025 | 2030 | 2035 | 2040
BM | 0 | 0 | 0 | 0 | 0 | 0
CC | 0 | 0 | 0 | 0 | 0 | 0
CSP | 0 | 0 | 0 | 0 | 0 | 0
CT | 0 | 0 | 0 | 0 | 0 | 0
Coal | 0 | 0 | 0 | 0 | 0 | 0
Geo | 0 | 0 | 0 | 0 | 0 | 0
H | 0 | 0 | 0 | 0 | 0 | 0
LFG | 0 | 0 | 0 | 0 | 0 | 0
Nuc | 0 | 0 | 0 | 0 | 0 | 0
PS | 0 | 0 | 0 | 0 | 0 | 0
PV | 0 | 0 | 0 | 0 | 0 | 0
PeakG | 0 | 0 | 0 | 0 | 0 | 0
PeakO | 0 | 0 | 0 | 0 | 0 | 0
ST | 0 | 0 | 0 | 0 | 0 | 0
STOG | 0 | 0 | 0 | 0 | 0 | 0
STWD | 0 | 0 | 0 | 0 | 0 | 0
WT | 0 | 0 | 0 | 0 | 0 | 0
IGCC | 0 | 0 | 0 | 0 | 0 | 0
DemandResponse | 0 | 0 | 0 | 0 | 0 | 0
IGCC-CCS | 0 | 0 | 0 | 0 | 0 | 0
WT_off | 0 | 0 | 0 | 0 | 0 | 0
PseudoUnit | 0 | 0 | 0 | 0 | 0 | 0
FixedInterchange | 0 | 0 | 0 | 0 | 0 | 0
Emission Cost by Reporting Type: MAPP_US
ReportingType | 2015 | 2020 | 2025 | 2030 | 2035 | 2040
BM | 0 | 0 | 0 | 0 | 0 | 0
CC | 0 | 0 | 0 | 0 | 0 | 0
CSP | 0 | 0 | 0 | 0 | 0 | 0
CT | 0 | 0 | 0 | 0 | 0 | 0
Coal | 0 | 0 | 0 | 0 | 0 | 0
Geo | 0 | 0 | 0 | 0 | 0 | 0
H | 0 | 0 | 0 | 0 | 0 | 0
LFG | 0 | 0 | 0 | 0 | 0 | 0
Nuc | 0 | 0 | 0 | 0 | 0 | 0
PS | 0 | 0 | 0 | 0 | 0 | 0
PV | 0 | 0 | 0 | 0 | 0 | 0
PeakG | 0 | 0 | 0 | 0 | 0 | 0
PeakO | 0 | 0 | 0 | 0 | 0 | 0
ST | 0 | 0 | 0 | 0 | 0 | 0
STOG | 0 | 0 | 0 | 0 | 0 | 0
STWD | 0 | 0 | 0 | 0 | 0 | 0
WT | 0 | 0 | 0 | 0 | 0 | 0
IGCC | 0 | 0 | 0 | 0 | 0 | 0
DemandResponse | 0 | 0 | 0 | 0 | 0 | 0
IGCC-CCS | 0 | 0 | 0 | 0 | 0 | 0
WT_off | 0 | 0 | 0 | 0 | 0 | 0
PseudoUnit | 0 | 0 | 0 | 0 | 0 | 0
FixedInterchange | 0 | 0 | 0 | 0 | 0 | 0
Emission Cost by Reporting Type: MISO_IN
ReportingType | 2015 | 2020 | 2025 | 2030 | 2035 | 2040
BM | 0 | 0 | 0 | 0 | 0 | 0
CC | 0 | 0 | 0 | 0 | 0 | 0
CSP | 0 | 0 | 0 | 0 | 0 | 0
CT | 0 | 0 | 0 | 0 | 0 | 0
Coal | 0 | 0 | 0 | 0 | 0 | 0
Geo | 0 | 0 | 0 | 0 | 0 | 0
H | 0 | 0 | 0 | 0 | 0 | 0
LFG | 0 | 0 | 0 | 0 | 0 | 0
Nuc | 0 | 0 | 0 | 0 | 0 | 0
PS | 0 | 0 | 0 | 0 | 0 | 0
PV | 0 | 0 | 0 | 0 | 0 | 0
PeakG | 0 | 0 | 0 | 0 | 0 | 0
PeakO | 0 | 0 | 0 | 0 | 0 | 0
ST | 0 | 0 | 0 | 0 | 0 | 0
STOG | 0 | 0 | 0 | 0 | 0 | 0
STWD | 0 | 0 | 0 | 0 | 0 | 0
WT | 0 | 0 | 0 | 0 | 0 | 0
IGCC | 0 | 0 | 0 | 0 | 0 | 0
DemandResponse | 0 | 0 | 0 | 0 | 0 | 0
IGCC-CCS | 0 | 0 | 0 | 0 | 0 | 0
WT_off | 0 | 0 | 0 | 0 | 0 | 0
PseudoUnit | 0 | 0 | 0 | 0 | 0 | 0
FixedInterchange | 0 | 0 | 0 | 0 | 0 | 0
Emission Cost by Reporting Type: MISO_MI
ReportingType | 2015 | 2020 | 2025 | 2030 | 2035 | 2040
BM | 0 | 0 | 0 | 0 | 0 | 0
CC | 0 | 0 | 0 | 0 | 0 | 0
CSP | 0 | 0 | 0 | 0 | 0 | 0
CT | 0 | 0 | 0 | 0 | 0 | 0
Coal | 0 | 0 | 0 | 0 | 0 | 0
Geo | 0 | 0 | 0 | 0 | 0 | 0
H | 0 | 0 | 0 | 0 | 0 | 0
LFG | 0 | 0 | 0 | 0 | 0 | 0
Nuc | 0 | 0 | 0 | 0 | 0 | 0
PS | 0 | 0 | 0 | 0 | 0 | 0
PV | 0 | 0 | 0 | 0 | 0 | 0
PeakG | 0 | 0 | 0 | 0 | 0 | 0
PeakO | 0 | 0 | 0 | 0 | 0 | 0
ST | 0 | 0 | 0 | 0 | 0 | 0
STOG | 0 | 0 | 0 | 0 | 0 | 0
STWD | 0 | 0 | 0 | 0 | 0 | 0
WT | 0 | 0 | 0 | 0 | 0 | 0
IGCC | 0 | 0 | 0 | 0 | 0 | 0
DemandResponse | 0 | 0 | 0 | 0 | 0 | 0
IGCC-CCS | 0 | 0 | 0 | 0 | 0 | 0
WT_off | 0 | 0 | 0 | 0 | 0 | 0
PseudoUnit | 0 | 0 | 0 | 0 | 0 | 0
FixedInterchange | 0 | 0 | 0 | 0 | 0 | 0
Emission Cost by Reporting Type: MISO_MO-IL
ReportingType | 2015 | 2020 | 2025 | 2030 | 2035 | 2040
BM | 0 | 0 | 0 | 0 | 0 | 0
CC | 0 | 0 | 0 | 0 | 0 | 0
CSP | 0 | 0 | 0 | 0 | 0 | 0
CT | 0 | 0 | 0 | 0 | 0 | 0
Coal | 0 | 0 | 0 | 0 | 0 | 0
Geo | 0 | 0 | 0 | 0 | 0 | 0
H | 0 | 0 | 0 | 0 | 0 | 0
LFG | 0 | 0 | 0 | 0 | 0 | 0
Nuc | 0 | 0 | 0 | 0 | 0 | 0
PS | 0 | 0 | 0 | 0 | 0 | 0
PV | 0 | 0 | 0 | 0 | 0 | 0
PeakG | 0 | 0 | 0 | 0 | 0 | 0
PeakO | 0 | 0 | 0 | 0 | 0 | 0
ST | 0 | 0 | 0 | 0 | 0 | 0
STOG | 0 | 0 | 0 | 0 | 0 | 0
STWD | 0 | 0 | 0 | 0 | 0 | 0
WT | 0 | 0 | 0 | 0 | 0 | 0
IGCC | 0 | 0 | 0 | 0 | 0 | 0
DemandResponse | 0 | 0 | 0 | 0 | 0 | 0
IGCC-CCS | 0 | 0 | 0 | 0 | 0 | 0
WT_off | 0 | 0 | 0 | 0 | 0 | 0
PseudoUnit | 0 | 0 | 0 | 0 | 0 | 0
FixedInterchange | 0 | 0 | 0 | 0 | 0 | 0
Emission Cost by Reporting Type: MISO_W
ReportingType | 2015 | 2020 | 2025 | 2030 | 2035 | 2040
BM | 0 | 0 | 0 | 0 | 0 | 0
CC | 0 | 0 | 0 | 0 | 0 | 0
CSP | 0 | 0 | 0 | 0 | 0 | 0
CT | 0 | 0 | 0 | 0 | 0 | 0
Coal | 0 | 0 | 0 | 0 | 0 | 0
Geo | 0 | 0 | 0 | 0 | 0 | 0
H | 0 | 0 | 0 | 0 | 0 | 0
LFG | 0 | 0 | 0 | 0 | 0 | 0
Nuc | 0 | 0 | 0 | 0 | 0 | 0
PS | 0 | 0 | 0 | 0 | 0 | 0
PV | 0 | 0 | 0 | 0 | 0 | 0
PeakG | 0 | 0 | 0 | 0 | 0 | 0
PeakO | 0 | 0 | 0 | 0 | 0 | 0
ST | 0 | 0 | 0 | 0 | 0 | 0
STOG | 0 | 0 | 0 | 0 | 0 | 0
STWD | 0 | 0 | 0 | 0 | 0 | 0
WT | 0 | 0 | 0 | 0 | 0 | 0
IGCC | 0 | 0 | 0 | 0 | 0 | 0
DemandResponse | 0 | 0 | 0 | 0 | 0 | 0
IGCC-CCS | 0 | 0 | 0 | 0 | 0 | 0
WT_off | 0 | 0 | 0 | 0 | 0 | 0
PseudoUnit | 0 | 0 | 0 | 0 | 0 | 0
FixedInterchange | 0 | 0 | 0 | 0 | 0 | 0
Emission Cost by Reporting Type: MISO_WUMS
ReportingType | 2015 | 2020 | 2025 | 2030 | 2035 | 2040
BM | 0 | 0 | 0 | 0 | 0 | 0
CC | 0 | 0 | 0 | 0 | 0 | 0
CSP | 0 | 0 | 0 | 0 | 0 | 0
CT | 0 | 0 | 0 | 0 | 0 | 0
Coal | 0 | 0 | 0 | 0 | 0 | 0
Geo | 0 | 0 | 0 | 0 | 0 | 0
H | 0 | 0 | 0 | 0 | 0 | 0
LFG | 0 | 0 | 0 | 0 | 0 | 0
Nuc | 0 | 0 | 0 | 0 | 0 | 0
PS | 0 | 0 | 0 | 0 | 0 | 0
PV | 0 | 0 | 0 | 0 | 0 | 0
PeakG | 0 | 0 | 0 | 0 | 0 | 0
PeakO | 0 | 0 | 0 | 0 | 0 | 0
ST | 0 | 0 | 0 | 0 | 0 | 0
STOG | 0 | 0 | 0 | 0 | 0 | 0
STWD | 0 | 0 | 0 | 0 | 0 | 0
WT | 0 | 0 | 0 | 0 | 0 | 0
IGCC | 0 | 0 | 0 | 0 | 0 | 0
DemandResponse | 0 | 0 | 0 | 0 | 0 | 0
IGCC-CCS | 0 | 0 | 0 | 0 | 0 | 0
WT_off | 0 | 0 | 0 | 0 | 0 | 0
PseudoUnit | 0 | 0 | 0 | 0 | 0 | 0
FixedInterchange | 0 | 0 | 0 | 0 | 0 | 0
Emission Cost by Reporting Type: Nebraska
ReportingType | 2015 | 2020 | 2025 | 2030 | 2035 | 2040
BM | 0 | 0 | 0 | 0 | 0 | 0
CC | 0 | 0 | 0 | 0 | 0 | 0
CSP | 0 | 0 | 0 | 0 | 0 | 0
CT | 0 | 0 | 0 | 0 | 0 | 0
Coal | 0 | 0 | 0 | 0 | 0 | 0
Geo | 0 | 0 | 0 | 0 | 0 | 0
H | 0 | 0 | 0 | 0 | 0 | 0
LFG | 0 | 0 | 0 | 0 | 0 | 0
Nuc | 0 | 0 | 0 | 0 | 0 | 0
PS | 0 | 0 | 0 | 0 | 0 | 0
PV | 0 | 0 | 0 | 0 | 0 | 0
PeakG | 0 | 0 | 0 | 0 | 0 | 0
PeakO | 0 | 0 | 0 | 0 | 0 | 0
ST | 0 | 0 | 0 | 0 | 0 | 0
STOG | 0 | 0 | 0 | 0 | 0 | 0
STWD | 0 | 0 | 0 | 0 | 0 | 0
WT | 0 | 0 | 0 | 0 | 0 | 0
IGCC | 0 | 0 | 0 | 0 | 0 | 0
DemandResponse | 0 | 0 | 0 | 0 | 0 | 0
IGCC-CCS | 0 | 0 | 0 | 0 | 0 | 0
WT_off | 0 | 0 | 0 | 0 | 0 | 0
PseudoUnit | 0 | 0 | 0 | 0 | 0 | 0
FixedInterchange | 0 | 0 | 0 | 0 | 0 | 0
Emission Cost by Reporting Type: NEISO
ReportingType | 2015 | 2020 | 2025 | 2030 | 2035 | 2040
BM | 0 | 0 | 0 | 0 | 0 | 0
CC | 34.78 | 27.68 | 28.27 | 29.96 | 39.01 | 44.2
CSP | 0 | 0 | 0 | 0 | 0 | 0
CT | 0 | 0.01 | 0.01 | 0.01 | 0.04 | 0.08
Coal | 0.07 | 0 | 0 | 0 | 0 | 0
Geo | 0 | 0 | 0 | 0 | 0 | 0
H | 0 | 0 | 0 | 0 | 0 | 0
LFG | 0 | 0 | 0 | 0 | 0 | 0
Nuc | 0 | 0 | 0 | 0 | 0 | 0
PS | 0 | 0 | 0 | 0 | 0 | 0
PV | 0 | 0 | 0 | 0 | 0 | 0
PeakG | 0.03 | 0.04 | 0.04 | 0.04 | 0.12 | 0.12
PeakO | 0 | 0 | 0 | 0 | 0 | 0
ST | 0 | 0 | 0 | 0 | 0 | 0
STOG | 0 | 0 | 0 | 0 | 0 | 0
STWD | 0 | 0 | 0 | 0 | 0 | 0
WT | 0 | 0 | 0 | 0 | 0 | 0
IGCC | 0 | 0 | 0 | 0 | 0 | 0
DemandResponse | 0 | 0 | 0 | 0 | 0 | 0
IGCC-CCS | 0 | 0 | 0 | 0 | 0 | 0
WT_off | 0 | 0 | 0 | 0 | 0 | 0
PseudoUnit | 0 | 0 | 0 | 0 | 0 | 0
FixedInterchange | 0 | 0 | 0 | 0 | 0 | 0
Emission Cost by Reporting Type: NonRTO_Midwest
ReportingType | 2015 | 2020 | 2025 | 2030 | 2035 | 2040
BM | 0 | 0 | 0 | 0 | 0 | 0
CC | 0 | 0 | 0 | 0 | 0 | 0
CSP | 0 | 0 | 0 | 0 | 0 | 0
CT | 0 | 0 | 0 | 0 | 0 | 0
Coal | 0 | 0 | 0 | 0 | 0 | 0
Geo | 0 | 0 | 0 | 0 | 0 | 0
H | 0 | 0 | 0 | 0 | 0 | 0
LFG | 0 | 0 | 0 | 0 | 0 | 0
Nuc | 0 | 0 | 0 | 0 | 0 | 0
PS | 0 | 0 | 0 | 0 | 0 | 0
PV | 0 | 0 | 0 | 0 | 0 | 0
PeakG | 0 | 0 | 0 | 0 | 0 | 0
PeakO | 0 | 0 | 0 | 0 | 0 | 0
ST | 0 | 0 | 0 | 0 | 0 | 0
STOG | 0 | 0 | 0 | 0 | 0 | 0
STWD | 0 | 0 | 0 | 0 | 0 | 0
WT | 0 | 0 | 0 | 0 | 0 | 0
IGCC | 0 | 0 | 0 | 0 | 0 | 0
DemandResponse | 0 | 0 | 0 | 0 | 0 | 0
IGCC-CCS | 0 | 0 | 0 | 0 | 0 | 0
WT_off | 0 | 0 | 0 | 0 | 0 | 0
PseudoUnit | 0 | 0 | 0 | 0 | 0 | 0
FixedInterchange | 0 | 0 | 0 | 0 | 0 | 0
Emission Cost by Reporting Type: NYISO_A-F
ReportingType | 2015 | 2020 | 2025 | 2030 | 2035 | 2040
BM | 0 | 0 | 0 | 0 | 0 | 0
CC | 5.19 | 7.87 | 8.83 | 9.63 | 11.14 | 11.35
CSP | 0 | 0 | 0 | 0 | 0 | 0
CT | 0 | 0 | 0 | 0 | 0 | 0
Coal | 0 | 0 | 0 | 0 | 0 | 0
Geo | 0 | 0 | 0 | 0 | 0 | 0
H | 0 | 0 | 0 | 0 | 0 | 0
LFG | 0 | 0 | 0 | 0 | 0 | 0
Nuc | 0 | 0 | 0 | 0 | 0 | 0
PS | 0 | 0 | 0 | 0 | 0 | 0
PV | 0 | 0 | 0 | 0 | 0 | 0
PeakG | 0 | 0 | 0.01 | 0.01 | 0.01 | 0.01
PeakO | 0 | 0 | 0 | 0 | 0 | 0
ST | 0 | 0 | 0 | 0 | 0 | 0
STOG | 0 | 0 | 0 | 0 | 0 | 0
STWD | 0 | 0 | 0 | 0 | 0 | 0
WT | 0 | 0 | 0 | 0 | 0 | 0
IGCC | 0 | 0 | 0 | 0 | 0 | 0
DemandResponse | 0 | 0 | 0 | 0 | 0 | 0
IGCC-CCS | 0 | 0 | 0 | 0 | 0 | 0
WT_off | 0 | 0 | 0 | 0 | 0 | 0
PseudoUnit | 0 | 0 | 0 | 0 | 0 | 0
FixedInterchange | 0 | 0 | 0 | 0 | 0 | 0
Emission Cost by Reporting Type: NYISO_G-I
ReportingType | 2015 | 2020 | 2025 | 2030 | 2035 | 2040
BM | 0 | 0 | 0 | 0 | 0 | 0
CC | 5.37 | 6.79 | 8.96 | 13.49 | 28.99 | 44.4
CSP | 0 | 0 | 0 | 0 | 0 | 0
CT | 0 | 0 | 0 | 0 | 0 | 0
Coal | 0 | 0 | 0 | 0 | 0 | 0
Geo | 0 | 0 | 0 | 0 | 0 | 0
H | 0 | 0 | 0 | 0 | 0 | 0
LFG | 0 | 0 | 0 | 0 | 0 | 0
Nuc | 0 | 0 | 0 | 0 | 0 | 0
PS | 0 | 0 | 0 | 0 | 0 | 0
PV | 0 | 0 | 0 | 0 | 0 | 0
PeakG | 0 | 0 | 0 | 0 | 0 | 0
PeakO | 0 | 0 | 0 | 0 | 0 | 0
ST | 0 | 0 | 0 | 0 | 0 | 0
STOG | 0 | 0 | 0 | 0 | 0 | 0
STWD | 0 | 0 | 0 | 0 | 0 | 0
WT | 0 | 0 | 0 | 0 | 0 | 0
IGCC | 0 | 0 | 0 | 0 | 0 | 0
DemandResponse | 0 | 0 | 0 | 0 | 0 | 0
IGCC-CCS | 0 | 0 | 0 | 0 | 0 | 0
WT_off | 0 | 0 | 0 | 0 | 0 | 0
PseudoUnit | 0 | 0 | 0 | 0 | 0 | 0
FixedInterchange | 0 | 0 | 0 | 0 | 0 | 0
Emission Cost by Reporting Type: NYISO_J-K
ReportingType | 2015 | 2020 | 2025 | 2030 | 2035 | 2040
BM | 0 | 0 | 0 | 0 | 0 | 0
CC | 19.01 | 24.32 | 24.45 | 23.62 | 24.28 | 24.87
CSP | 0 | 0 | 0 | 0 | 0 | 0
CT | 0 | 0 | 0.02 | 0.06 | 0.11 | 0.26
Coal | 0 | 0 | 0 | 0 | 0 | 0
Geo | 0 | 0 | 0 | 0 | 0 | 0
H | 0 | 0 | 0 | 0 | 0 | 0
LFG | 0 | 0 | 0 | 0 | 0 | 0
Nuc | 0 | 0 | 0 | 0 | 0 | 0
PS | 0 | 0 | 0 | 0 | 0 | 0
PV | 0 | 0 | 0 | 0 | 0 | 0
PeakG | 0.05 | 0.16 | 0.19 | 0.18 | 0.22 | 0.37
PeakO | 0 | 0 | 0 | 0 | 0 | 0
ST | 0 | 0 | 0 | 0 | 0 | 0
STOG | 1.32 | 2.48 | 2.99 | 3 | 3.68 | 4.59
STWD | 0 | 0 | 0 | 0 | 0 | 0
WT | 0 | 0 | 0 | 0 | 0 | 0
IGCC | 0 | 0 | 0 | 0 | 0 | 0
DemandResponse | 0 | 0 | 0 | 0 | 0 | 0
IGCC-CCS | 0 | 0 | 0 | 0 | 0 | 0
WT_off | 0 | 0 | 0 | 0 | 0 | 0
PseudoUnit | 0 | 0 | 0 | 0 | 0 | 0
FixedInterchange | 0 | 0 | 0 | 0 | 0 | 0
Emission Cost by Reporting Type: PJM_E
ReportingType | 2015 | 2020 | 2025 | 2030 | 2035 | 2040
BM | 0 | 0 | 0 | 0 | 0 | 0
CC | 18.42 | 35.83 | 36.22 | 31.61 | 37.32 | 42.13
CSP | 0 | 0 | 0 | 0 | 0 | 0
CT | 0 | 0 | 0 | 0.01 | 0.01 | 0.13
Coal | 0.92 | 1.05 | 1.6 | 2.61 | 4.37 | 5.6
Geo | 0 | 0 | 0 | 0 | 0 | 0
H | 0 | 0 | 0 | 0 | 0 | 0
LFG | 0 | 0 | 0 | 0 | 0 | 0
Nuc | 0 | 0 | 0 | 0 | 0 | 0
PS | 0 | 0 | 0 | 0 | 0 | 0
PV | 0 | 0 | 0 | 0 | 0 | 0
PeakG | 0 | 0.1 | 0.58 | 0.58 | 0.82 | 0.43
PeakO | 0 | 0 | 0 | 0 | 0 | 0
ST | 0 | 0 | 0 | 0 | 0 | 0
STOG | 0.11 | 0.63 | 1 | 1.1 | 1.24 | 1.01
STWD | 0 | 0 | 0 | 0 | 0 | 0
WT | 0 | 0 | 0 | 0 | 0 | 0
IGCC | 0 | 0 | 0 | 0 | 0 | 0
DemandResponse | 0 | 0 | 0 | 0 | 0 | 0
IGCC-CCS | 0 | 0 | 0 | 0 | 0 | 0
WT_off | 0 | 0 | 0 | 0 | 0 | 0
PseudoUnit | 0 | 0 | 0 | 0 | 0 | 0
FixedInterchange | 0 | 0 | 0 | 0 | 0 | 0
Emission Cost by Reporting Type: PJM_ROM
ReportingType | 2015 | 2020 | 2025 | 2030 | 2035 | 2040
BM | 0 | 0 | 0 | 0 | 0 | 0
CC | 0.14 | 0.18 | 0.18 | 0.18 | 0.2 | 0.2
CSP | 0 | 0 | 0 | 0 | 0 | 0
CT | 0 | 0 | 0 | 0 | 0 | 0
Coal | 16.37 | 29.81 | 31.19 | 35.48 | 35.48 | 35.48
Geo | 0 | 0 | 0 | 0 | 0 | 0
H | 0 | 0 | 0 | 0 | 0 | 0
LFG | 0 | 0 | 0 | 0 | 0 | 0
Nuc | 0 | 0 | 0 | 0 | 0 | 0
PS | 0 | 0 | 0 | 0 | 0 | 0
PV | 0 | 0 | 0 | 0 | 0 | 0
PeakG | 0 | 0.06 | 0.06 | 0.06 | 0.37 | 0.18
PeakO | 0 | 0 | 0 | 0 | 0 | 0
ST | 0 | 0 | 0 | 0 | 0 | 0
STOG | 0 | 0 | 0 | 0 | 0 | 0
STWD | 0 | 0 | 0 | 0 | 0 | 0
WT | 0 | 0 | 0 | 0 | 0 | 0
IGCC | 0 | 0 | 0 | 0 | 0 | 0
DemandResponse | 0 | 0 | 0 | 0 | 0 | 0
IGCC-CCS | 0 | 0 | 0 | 0 | 0 | 0
WT_off | 0 | 0 | 0 | 0 | 0 | 0
PseudoUnit | 0 | 0 | 0 | 0 | 0 | 0
FixedInterchange | 0 | 0 | 0 | 0 | 0 | 0
Emission Cost by Reporting Type: PJM_ROR
ReportingType | 2015 | 2020 | 2025 | 2030 | 2035 | 2040
BM | 0 | 0 | 0 | 0 | 0 | 0
CC | 0 | 0 | 0 | 0 | 0 | 0
CSP | 0 | 0 | 0 | 0 | 0 | 0
CT | 0 | 0 | 0 | 0 | 0 | 0
Coal | 0 | 0 | 0 | 0 | 0 | 0
Geo | 0 | 0 | 0 | 0 | 0 | 0
H | 0 | 0 | 0 | 0 | 0 | 0
LFG | 0 | 0 | 0 | 0 | 0 | 0
Nuc | 0 | 0 | 0 | 0 | 0 | 0
PS | 0 | 0 | 0 | 0 | 0 | 0
PV | 0 | 0 | 0 | 0 | 0 | 0
PeakG | 0 | 0 | 0 | 0 | 0 | 0
PeakO | 0 | 0 | 0 | 0 | 0 | 0
ST | 0 | 0 | 0 | 0 | 0 | 0
STOG | 0 | 0 | 0 | 0 | 0 | 0
STWD | 0 | 0 | 0 | 0 | 0 | 0
WT | 0 | 0 | 0 | 0 | 0 | 0
IGCC | 0 | 0 | 0 | 0 | 0 | 0
DemandResponse | 0 | 0 | 0 | 0 | 0 | 0
IGCC-CCS | 0 | 0 | 0 | 0 | 0 | 0
WT_off | 0 | 0 | 0 | 0 | 0 | 0
PseudoUnit | 0 | 0 | 0 | 0 | 0 | 0
FixedInterchange | 0 | 0 | 0 | 0 | 0 | 0
Emission Cost by Reporting Type: SOCO
ReportingType | 2015 | 2020 | 2025 | 2030 | 2035 | 2040
BM | 0 | 0 | 0 | 0 | 0 | 0
CC | 0 | 0 | 0 | 0 | 0 | 0
CSP | 0 | 0 | 0 | 0 | 0 | 0
CT | 0 | 0 | 0 | 0 | 0 | 0
Coal | 0 | 0 | 0 | 0 | 0 | 0
Geo | 0 | 0 | 0 | 0 | 0 | 0
H | 0 | 0 | 0 | 0 | 0 | 0
LFG | 0 | 0 | 0 | 0 | 0 | 0
Nuc | 0 | 0 | 0 | 0 | 0 | 0
PS | 0 | 0 | 0 | 0 | 0 | 0
PV | 0 | 0 | 0 | 0 | 0 | 0
PeakG | 0 | 0 | 0 | 0 | 0 | 0
PeakO | 0 | 0 | 0 | 0 | 0 | 0
ST | 0 | 0 | 0 | 0 | 0 | 0
STOG | 0 | 0 | 0 | 0 | 0 | 0
STWD | 0 | 0 | 0 | 0 | 0 | 0
WT | 0 | 0 | 0 | 0 | 0 | 0
IGCC | 0 | 0 | 0 | 0 | 0 | 0
DemandResponse | 0 | 0 | 0 | 0 | 0 | 0
IGCC-CCS | 0 | 0 | 0 | 0 | 0 | 0
WT_off | 0 | 0 | 0 | 0 | 0 | 0
PseudoUnit | 0 | 0 | 0 | 0 | 0 | 0
FixedInterchange | 0 | 0 | 0 | 0 | 0 | 0
Emission Cost by Reporting Type: SPP_N
ReportingType | 2015 | 2020 | 2025 | 2030 | 2035 | 2040
BM | 0 | 0 | 0 | 0 | 0 | 0
CC | 0 | 0 | 0 | 0 | 0 | 0
CSP | 0 | 0 | 0 | 0 | 0 | 0
CT | 0 | 0 | 0 | 0 | 0 | 0
Coal | 0 | 0 | 0 | 0 | 0 | 0
Geo | 0 | 0 | 0 | 0 | 0 | 0
H | 0 | 0 | 0 | 0 | 0 | 0
LFG | 0 | 0 | 0 | 0 | 0 | 0
Nuc | 0 | 0 | 0 | 0 | 0 | 0
PS | 0 | 0 | 0 | 0 | 0 | 0
PV | 0 | 0 | 0 | 0 | 0 | 0
PeakG | 0 | 0 | 0 | 0 | 0 | 0
PeakO | 0 | 0 | 0 | 0 | 0 | 0
ST | 0 | 0 | 0 | 0 | 0 | 0
STOG | 0 | 0 | 0 | 0 | 0 | 0
STWD | 0 | 0 | 0 | 0 | 0 | 0
WT | 0 | 0 | 0 | 0 | 0 | 0
IGCC | 0 | 0 | 0 | 0 | 0 | 0
DemandResponse | 0 | 0 | 0 | 0 | 0 | 0
IGCC-CCS | 0 | 0 | 0 | 0 | 0 | 0
WT_off | 0 | 0 | 0 | 0 | 0 | 0
PseudoUnit | 0 | 0 | 0 | 0 | 0 | 0
FixedInterchange | 0 | 0 | 0 | 0 | 0 | 0
Emission Cost by Reporting Type: SPP_S
ReportingType | 2015 | 2020 | 2025 | 2030 | 2035 | 2040
BM | 0 | 0 | 0 | 0 | 0 | 0
CC | 0 | 0 | 0 | 0 | 0 | 0
CSP | 0 | 0 | 0 | 0 | 0 | 0
CT | 0 | 0 | 0 | 0 | 0 | 0
Coal | 0 | 0 | 0 | 0 | 0 | 0
Geo | 0 | 0 | 0 | 0 | 0 | 0
H | 0 | 0 | 0 | 0 | 0 | 0
LFG | 0 | 0 | 0 | 0 | 0 | 0
Nuc | 0 | 0 | 0 | 0 | 0 | 0
PS | 0 | 0 | 0 | 0 | 0 | 0
PV | 0 | 0 | 0 | 0 | 0 | 0
PeakG | 0 | 0 | 0 | 0 | 0 | 0
PeakO | 0 | 0 | 0 | 0 | 0 | 0
ST | 0 | 0 | 0 | 0 | 0 | 0
STOG | 0 | 0 | 0 | 0 | 0 | 0
STWD | 0 | 0 | 0 | 0 | 0 | 0
WT | 0 | 0 | 0 | 0 | 0 | 0
IGCC | 0 | 0 | 0 | 0 | 0 | 0
DemandResponse | 0 | 0 | 0 | 0 | 0 | 0
IGCC-CCS | 0 | 0 | 0 | 0 | 0 | 0
WT_off | 0 | 0 | 0 | 0 | 0 | 0
PseudoUnit | 0 | 0 | 0 | 0 | 0 | 0
FixedInterchange | 0 | 0 | 0 | 0 | 0 | 0
Emission Cost by Reporting Type: TVA
ReportingType | 2015 | 2020 | 2025 | 2030 | 2035 | 2040
BM | 0 | 0 | 0 | 0 | 0 | 0
CC | 0 | 0 | 0 | 0 | 0 | 0
CSP | 0 | 0 | 0 | 0 | 0 | 0
CT | 0 | 0 | 0 | 0 | 0 | 0
Coal | 0 | 0 | 0 | 0 | 0 | 0
Geo | 0 | 0 | 0 | 0 | 0 | 0
H | 0 | 0 | 0 | 0 | 0 | 0
LFG | 0 | 0 | 0 | 0 | 0 | 0
Nuc | 0 | 0 | 0 | 0 | 0 | 0
PS | 0 | 0 | 0 | 0 | 0 | 0
PV | 0 | 0 | 0 | 0 | 0 | 0
PeakG | 0 | 0 | 0 | 0 | 0 | 0
PeakO | 0 | 0 | 0 | 0 | 0 | 0
ST | 0 | 0 | 0 | 0 | 0 | 0
STOG | 0 | 0 | 0 | 0 | 0 | 0
STWD | 0 | 0 | 0 | 0 | 0 | 0
WT | 0 | 0 | 0 | 0 | 0 | 0
IGCC | 0 | 0 | 0 | 0 | 0 | 0
DemandResponse | 0 | 0 | 0 | 0 | 0 | 0
IGCC-CCS | 0 | 0 | 0 | 0 | 0 | 0
WT_off | 0 | 0 | 0 | 0 | 0 | 0
PseudoUnit | 0 | 0 | 0 | 0 | 0 | 0
FixedInterchange | 0 | 0 | 0 | 0 | 0 | 0
Emission Cost by Reporting Type: TVA_Transmission
ReportingType | 2015 | 2020 | 2025 | 2030 | 2035 | 2040
BM | 0 | 0 | 0 | 0 | 0 | 0
CC | 0 | 0 | 0 | 0 | 0 | 0
CSP | 0 | 0 | 0 | 0 | 0 | 0
CT | 0 | 0 | 0 | 0 | 0 | 0
Coal | 0 | 0 | 0 | 0 | 0 | 0
Geo | 0 | 0 | 0 | 0 | 0 | 0
H | 0 | 0 | 0 | 0 | 0 | 0
LFG | 0 | 0 | 0 | 0 | 0 | 0
Nuc | 0 | 0 | 0 | 0 | 0 | 0
PS | 0 | 0 | 0 | 0 | 0 | 0
PV | 0 | 0 | 0 | 0 | 0 | 0
PeakG | 0 | 0 | 0 | 0 | 0 | 0
PeakO | 0 | 0 | 0 | 0 | 0 | 0
ST | 0 | 0 | 0 | 0 | 0 | 0
STOG | 0 | 0 | 0 | 0 | 0 | 0
STWD | 0 | 0 | 0 | 0 | 0 | 0
WT | 0 | 0 | 0 | 0 | 0 | 0
IGCC | 0 | 0 | 0 | 0 | 0 | 0
DemandResponse | 0 | 0 | 0 | 0 | 0 | 0
IGCC-CCS | 0 | 0 | 0 | 0 | 0 | 0
WT_off | 0 | 0 | 0 | 0 | 0 | 0
PseudoUnit | 0 | 0 | 0 | 0 | 0 | 0
FixedInterchange | 0 | 0 | 0 | 0 | 0 | 0
Emission Cost by Reporting Type: VACAR
ReportingType | 2015 | 2020 | 2025 | 2030 | 2035 | 2040
BM | 0 | 0 | 0 | 0 | 0 | 0
CC | 0 | 0 | 0 | 0 | 0 | 0
CSP | 0 | 0 | 0 | 0 | 0 | 0
CT | 0 | 0 | 0 | 0 | 0 | 0
Coal | 0 | 0 | 0 | 0 | 0 | 0
Geo | 0 | 0 | 0 | 0 | 0 | 0
H | 0 | 0 | 0 | 0 | 0 | 0
LFG | 0 | 0 | 0 | 0 | 0 | 0
Nuc | 0 | 0 | 0 | 0 | 0 | 0
PS | 0 | 0 | 0 | 0 | 0 | 0
PV | 0 | 0 | 0 | 0 | 0 | 0
PeakG | 0 | 0 | 0 | 0 | 0 | 0
PeakO | 0 | 0 | 0 | 0 | 0 | 0
ST | 0 | 0 | 0 | 0 | 0 | 0
STOG | 0 | 0 | 0 | 0 | 0 | 0
STWD | 0 | 0 | 0 | 0 | 0 | 0
WT | 0 | 0 | 0 | 0 | 0 | 0
IGCC | 0 | 0 | 0 | 0 | 0 | 0
DemandResponse | 0 | 0 | 0 | 0 | 0 | 0
IGCC-CCS | 0 | 0 | 0 | 0 | 0 | 0
WT_off | 0 | 0 | 0 | 0 | 0 | 0
PseudoUnit | 0 | 0 | 0 | 0 | 0 | 0
FixedInterchange | 0 | 0 | 0 | 0 | 0 | 0
Emission Cost by Reporting Type: IESO
ReportingType | 2015 | 2020 | 2025 | 2030 | 2035 | 2040
BM | 0 | 0 | 0 | 0 | 0 | 0
CC | 0 | 0 | 0 | 0 | 0 | 0
CSP | 0 | 0 | 0 | 0 | 0 | 0
CT | 0 | 0 | 0 | 0 | 0 | 0
Coal | 0 | 0 | 0 | 0 | 0 | 0
Geo | 0 | 0 | 0 | 0 | 0 | 0
H | 0 | 0 | 0 | 0 | 0 | 0
LFG | 0 | 0 | 0 | 0 | 0 | 0
Nuc | 0 | 0 | 0 | 0 | 0 | 0
PS | 0 | 0 | 0 | 0 | 0 | 0
PV | 0 | 0 | 0 | 0 | 0 | 0
PeakG | 0 | 0 | 0 | 0 | 0 | 0
PeakO | 0 | 0 | 0 | 0 | 0 | 0
ST | 0 | 0 | 0 | 0 | 0 | 0
STOG | 0 | 0 | 0 | 0 | 0 | 0
STWD | 0 | 0 | 0 | 0 | 0 | 0
WT | 0 | 0 | 0 | 0 | 0 | 0
IGCC | 0 | 0 | 0 | 0 | 0 | 0
DemandResponse | 0 | 0 | 0 | 0 | 0 | 0
IGCC-CCS | 0 | 0 | 0 | 0 | 0 | 0
WT_off | 0 | 0 | 0 | 0 | 0 | 0
PseudoUnit | 0 | 0 | 0 | 0 | 0 | 0
FixedInterchange | 0 | 0 | 0 | 0 | 0 | 0
Emission Cost by Reporting Type: MAPP_CA
ReportingType | 2015 | 2020 | 2025 | 2030 | 2035 | 2040
BM | 0 | 0 | 0 | 0 | 0 | 0
CC | 0 | 0 | 0 | 0 | 0 | 0
CSP | 0 | 0 | 0 | 0 | 0 | 0
CT | 0 | 0 | 0 | 0 | 0 | 0
Coal | 0 | 0 | 0 | 0 | 0 | 0
Geo | 0 | 0 | 0 | 0 | 0 | 0
H | 0 | 0 | 0 | 0 | 0 | 0
LFG | 0 | 0 | 0 | 0 | 0 | 0
Nuc | 0 | 0 | 0 | 0 | 0 | 0
PS | 0 | 0 | 0 | 0 | 0 | 0
PV | 0 | 0 | 0 | 0 | 0 | 0
PeakG | 0 | 0 | 0 | 0 | 0 | 0
PeakO | 0 | 0 | 0 | 0 | 0 | 0
ST | 0 | 0 | 0 | 0 | 0 | 0
STOG | 0 | 0 | 0 | 0 | 0 | 0
STWD | 0 | 0 | 0 | 0 | 0 | 0
WT | 0 | 0 | 0 | 0 | 0 | 0
IGCC | 0 | 0 | 0 | 0 | 0 | 0
DemandResponse | 0 | 0 | 0 | 0 | 0 | 0
IGCC-CCS | 0 | 0 | 0 | 0 | 0 | 0
WT_off | 0 | 0 | 0 | 0 | 0 | 0
PseudoUnit | 0 | 0 | 0 | 0 | 0 | 0
FixedInterchange | 0 | 0 | 0 | 0 | 0 | 0
Emission Cost by Reporting Type: AZ_NM_SNV_Coal
ReportingType | 2015 | 2020 | 2025 | 2030 | 2035 | 2040
BM | 0 | 0 | 0 | 0 | 0 | 0
CC | 0 | 0 | 0 | 0 | 0 | 0
CSP | 0 | 0 | 0 | 0 | 0 | 0
CT | 0 | 0 | 0 | 0 | 0 | 0
Coal | 0 | 0 | 0 | 0 | 0 | 0
Geo | 0 | 0 | 0 | 0 | 0 | 0
H | 0 | 0 | 0 | 0 | 0 | 0
LFG | 0 | 0 | 0 | 0 | 0 | 0
Nuc | 0 | 0 | 0 | 0 | 0 | 0
PS | 0 | 0 | 0 | 0 | 0 | 0
PV | 0 | 0 | 0 | 0 | 0 | 0
PeakG | 0 | 0 | 0 | 0 | 0 | 0
PeakO | 0 | 0 | 0 | 0 | 0 | 0
ST | 0 | 0 | 0 | 0 | 0 | 0
STOG | 0 | 0 | 0 | 0 | 0 | 0
STWD | 0 | 0 | 0 | 0 | 0 | 0
WT | 0 | 0 | 0 | 0 | 0 | 0
IGCC | 0 | 0 | 0 | 0 | 0 | 0
DemandResponse | 0 | 0 | 0 | 0 | 0 | 0
IGCC-CCS | 0 | 0 | 0 | 0 | 0 | 0
WT_off | 0 | 0 | 0 | 0 | 0 | 0
PseudoUnit | 0 | 0 | 0 | 0 | 0 | 0
FixedInterchange | 0 | 0 | 0 | 0 | 0 | 0
Emission Cost by Reporting Type: AZ_NM_SNV_Gas
ReportingType | 2015 | 2020 | 2025 | 2030 | 2035 | 2040
BM | 0 | 0 | 0 | 0 | 0 | 0
CC | 0 | 0 | 0 | 0 | 0 | 0
CSP | 0 | 0 | 0 | 0 | 0 | 0
CT | 0 | 0 | 0 | 0 | 0 | 0
Coal | 0 | 0 | 0 | 0 | 0 | 0
Geo | 0 | 0 | 0 | 0 | 0 | 0
H | 0 | 0 | 0 | 0 | 0 | 0
LFG | 0 | 0 | 0 | 0 | 0 | 0
Nuc | 0 | 0 | 0 | 0 | 0 | 0
PS | 0 | 0 | 0 | 0 | 0 | 0
PV | 0 | 0 | 0 | 0 | 0 | 0
PeakG | 0 | 0 | 0 | 0 | 0 | 0
PeakO | 0 | 0 | 0 | 0 | 0 | 0
ST | 0 | 0 | 0 | 0 | 0 | 0
STOG | 0 | 0 | 0 | 0 | 0 | 0
STWD | 0 | 0 | 0 | 0 | 0 | 0
WT | 0 | 0 | 0 | 0 | 0 | 0
IGCC | 0 | 0 | 0 | 0 | 0 | 0
DemandResponse | 0 | 0 | 0 | 0 | 0 | 0
IGCC-CCS | 0 | 0 | 0 | 0 | 0 | 0
WT_off | 0 | 0 | 0 | 0 | 0 | 0
PseudoUnit | 0 | 0 | 0 | 0 | 0 | 0
FixedInterchange | 0 | 0 | 0 | 0 | 0 | 0
Emission Cost by Reporting Type: AZ_NM_SNV_NucRenew
ReportingType | 2015 | 2020 | 2025 | 2030 | 2035 | 2040
BM | 0 | 0 | 0 | 0 | 0 | 0
CC | 0 | 0 | 0 | 0 | 0 | 0
CSP | 0 | 0 | 0 | 0 | 0 | 0
CT | 0 | 0 | 0 | 0 | 0 | 0
Coal | 0 | 0 | 0 | 0 | 0 | 0
Geo | 0 | 0 | 0 | 0 | 0 | 0
H | 0 | 0 | 0 | 0 | 0 | 0
LFG | 0 | 0 | 0 | 0 | 0 | 0
Nuc | 0 | 0 | 0 | 0 | 0 | 0
PS | 0 | 0 | 0 | 0 | 0 | 0
PV | 0 | 0 | 0 | 0 | 0 | 0
PeakG | 0 | 0 | 0 | 0 | 0 | 0
PeakO | 0 | 0 | 0 | 0 | 0 | 0
ST | 0 | 0 | 0 | 0 | 0 | 0
STOG | 0 | 0 | 0 | 0 | 0 | 0
STWD | 0 | 0 | 0 | 0 | 0 | 0
WT | 0 | 0 | 0 | 0 | 0 | 0
IGCC | 0 | 0 | 0 | 0 | 0 | 0
DemandResponse | 0 | 0 | 0 | 0 | 0 | 0
IGCC-CCS | 0 | 0 | 0 | 0 | 0 | 0
WT_off | 0 | 0 | 0 | 0 | 0 | 0
PseudoUnit | 0 | 0 | 0 | 0 | 0 | 0
FixedInterchange | 0 | 0 | 0 | 0 | 0 | 0
Emission Cost by Reporting Type: ERCOT
ReportingType | 2015 | 2020 | 2025 | 2030 | 2035 | 2040
BM | 0 | 0 | 0 | 0 | 0 | 0
CC | 0 | 0 | 0 | 0 | 0 | 0
CSP | 0 | 0 | 0 | 0 | 0 | 0
CT | 0 | 0 | 0 | 0 | 0 | 0
Coal | 0 | 0 | 0 | 0 | 0 | 0
Geo | 0 | 0 | 0 | 0 | 0 | 0
H | 0 | 0 | 0 | 0 | 0 | 0
LFG | 0 | 0 | 0 | 0 | 0 | 0
Nuc | 0 | 0 | 0 | 0 | 0 | 0
PS | 0 | 0 | 0 | 0 | 0 | 0
PV | 0 | 0 | 0 | 0 | 0 | 0
PeakG | 0 | 0 | 0 | 0 | 0 | 0
PeakO | 0 | 0 | 0 | 0 | 0 | 0
ST | 0 | 0 | 0 | 0 | 0 | 0
STOG | 0 | 0 | 0 | 0 | 0 | 0
STWD | 0 | 0 | 0 | 0 | 0 | 0
WT | 0 | 0 | 0 | 0 | 0 | 0
IGCC | 0 | 0 | 0 | 0 | 0 | 0
DemandResponse | 0 | 0 | 0 | 0 | 0 | 0
IGCC-CCS | 0 | 0 | 0 | 0 | 0 | 0
WT_off | 0 | 0 | 0 | 0 | 0 | 0
PseudoUnit | 0 | 0 | 0 | 0 | 0 | 0
FixedInterchange | 0 | 0 | 0 | 0 | 0 | 0
Emission Cost by Reporting Type: NP15
ReportingType | 2015 | 2020 | 2025 | 2030 | 2035 | 2040
BM | 0 | 0 | 0 | 0 | 0 | 0
CC | 0 | 0 | 0 | 0 | 0 | 0
CSP | 0 | 0 | 0 | 0 | 0 | 0
CT | 0 | 0 | 0 | 0 | 0 | 0
Coal | 0 | 0 | 0 | 0 | 0 | 0
Geo | 0 | 0 | 0 | 0 | 0 | 0
H | 0 | 0 | 0 | 0 | 0 | 0
LFG | 0 | 0 | 0 | 0 | 0 | 0
Nuc | 0 | 0 | 0 | 0 | 0 | 0
PS | 0 | 0 | 0 | 0 | 0 | 0
PV | 0 | 0 | 0 | 0 | 0 | 0
PeakG | 0 | 0 | 0 | 0 | 0 | 0
PeakO | 0 | 0 | 0 | 0 | 0 | 0
ST | 0 | 0 | 0 | 0 | 0 | 0
STOG | 0 | 0 | 0 | 0 | 0 | 0
STWD | 0 | 0 | 0 | 0 | 0 | 0
WT | 0 | 0 | 0 | 0 | 0 | 0
IGCC | 0 | 0 | 0 | 0 | 0 | 0
DemandResponse | 0 | 0 | 0 | 0 | 0 | 0
IGCC-CCS | 0 | 0 | 0 | 0 | 0 | 0
WT_off | 0 | 0 | 0 | 0 | 0 | 0
PseudoUnit | 0 | 0 | 0 | 0 | 0 | 0
FixedInterchange | 0 | 0 | 0 | 0 | 0 | 0
Emission Cost by Reporting Type: NWPP_Coal
ReportingType | 2015 | 2020 | 2025 | 2030 | 2035 | 2040
BM | 0 | 0 | 0 | 0 | 0 | 0
CC | 0 | 0 | 0 | 0 | 0 | 0
CSP | 0 | 0 | 0 | 0 | 0 | 0
CT | 0 | 0 | 0 | 0 | 0 | 0
Coal | 0 | 0 | 0 | 0 | 0 | 0
Geo | 0 | 0 | 0 | 0 | 0 | 0
H | 0 | 0 | 0 | 0 | 0 | 0
LFG | 0 | 0 | 0 | 0 | 0 | 0
Nuc | 0 | 0 | 0 | 0 | 0 | 0
PS | 0 | 0 | 0 | 0 | 0 | 0
PV | 0 | 0 | 0 | 0 | 0 | 0
PeakG | 0 | 0 | 0 | 0 | 0 | 0
PeakO | 0 | 0 | 0 | 0 | 0 | 0
ST | 0 | 0 | 0 | 0 | 0 | 0
STOG | 0 | 0 | 0 | 0 | 0 | 0
STWD | 0 | 0 | 0 | 0 | 0 | 0
WT | 0 | 0 | 0 | 0 | 0 | 0
IGCC | 0 | 0 | 0 | 0 | 0 | 0
DemandResponse | 0 | 0 | 0 | 0 | 0 | 0
IGCC-CCS | 0 | 0 | 0 | 0 | 0 | 0
WT_off | 0 | 0 | 0 | 0 | 0 | 0
PseudoUnit | 0 | 0 | 0 | 0 | 0 | 0
FixedInterchange | 0 | 0 | 0 | 0 | 0 | 0
Emission Cost by Reporting Type: NWPP_Gas
ReportingType | 2015 | 2020 | 2025 | 2030 | 2035 | 2040
BM | 0 | 0 | 0 | 0 | 0 | 0
CC | 0 | 0 | 0 | 0 | 0 | 0
CSP | 0 | 0 | 0 | 0 | 0 | 0
CT | 0 | 0 | 0 | 0 | 0 | 0
Coal | 0 | 0 | 0 | 0 | 0 | 0
Geo | 0 | 0 | 0 | 0 | 0 | 0
H | 0 | 0 | 0 | 0 | 0 | 0
LFG | 0 | 0 | 0 | 0 | 0 | 0
Nuc | 0 | 0 | 0 | 0 | 0 | 0
PS | 0 | 0 | 0 | 0 | 0 | 0
PV | 0 | 0 | 0 | 0 | 0 | 0
PeakG | 0 | 0 | 0 | 0 | 0 | 0
PeakO | 0 | 0 | 0 | 0 | 0 | 0
ST | 0 | 0 | 0 | 0 | 0 | 0
STOG | 0 | 0 | 0 | 0 | 0 | 0
STWD | 0 | 0 | 0 | 0 | 0 | 0
WT | 0 | 0 | 0 | 0 | 0 | 0
IGCC | 0 | 0 | 0 | 0 | 0 | 0
DemandResponse | 0 | 0 | 0 | 0 | 0 | 0
IGCC-CCS | 0 | 0 | 0 | 0 | 0 | 0
WT_off | 0 | 0 | 0 | 0 | 0 | 0
PseudoUnit | 0 | 0 | 0 | 0 | 0 | 0
FixedInterchange | 0 | 0 | 0 | 0 | 0 | 0
Emission Cost by Reporting Type: NWPP_NucRenew
ReportingType | 2015 | 2020 | 2025 | 2030 | 2035 | 2040
BM | 0 | 0 | 0 | 0 | 0 | 0
CC | 0 | 0 | 0 | 0 | 0 | 0
CSP | 0 | 0 | 0 | 0 | 0 | 0
CT | 0 | 0 | 0 | 0 | 0 | 0
Coal | 0 | 0 | 0 | 0 | 0 | 0
Geo | 0 | 0 | 0 | 0 | 0 | 0
H | 0 | 0 | 0 | 0 | 0 | 0
LFG | 0 | 0 | 0 | 0 | 0 | 0
Nuc | 0 | 0 | 0 | 0 | 0 | 0
PS | 0 | 0 | 0 | 0 | 0 | 0
PV | 0 | 0 | 0 | 0 | 0 | 0
PeakG | 0 | 0 | 0 | 0 | 0 | 0
PeakO | 0 | 0 | 0 | 0 | 0 | 0
ST | 0 | 0 | 0 | 0 | 0 | 0
STOG | 0 | 0 | 0 | 0 | 0 | 0
STWD | 0 | 0 | 0 | 0 | 0 | 0
WT | 0 | 0 | 0 | 0 | 0 | 0
IGCC | 0 | 0 | 0 | 0 | 0 | 0
DemandResponse | 0 | 0 | 0 | 0 | 0 | 0
IGCC-CCS | 0 | 0 | 0 | 0 | 0 | 0
WT_off | 0 | 0 | 0 | 0 | 0 | 0
PseudoUnit | 0 | 0 | 0 | 0 | 0 | 0
FixedInterchange | 0 | 0 | 0 | 0 | 0 | 0
Emission Cost by Reporting Type: RMPA
ReportingType | 2015 | 2020 | 2025 | 2030 | 2035 | 2040
BM | 0 | 0 | 0 | 0 | 0 | 0
CC | 0 | 0 | 0 | 0 | 0 | 0
CSP | 0 | 0 | 0 | 0 | 0 | 0
CT | 0 | 0 | 0 | 0 | 0 | 0
Coal | 0 | 0 | 0 | 0 | 0 | 0
Geo | 0 | 0 | 0 | 0 | 0 | 0
H | 0 | 0 | 0 | 0 | 0 | 0
LFG | 0 | 0 | 0 | 0 | 0 | 0
Nuc | 0 | 0 | 0 | 0 | 0 | 0
PS | 0 | 0 | 0 | 0 | 0 | 0
PV | 0 | 0 | 0 | 0 | 0 | 0
PeakG | 0 | 0 | 0 | 0 | 0 | 0
PeakO | 0 | 0 | 0 | 0 | 0 | 0
ST | 0 | 0 | 0 | 0 | 0 | 0
STOG | 0 | 0 | 0 | 0 | 0 | 0
STWD | 0 | 0 | 0 | 0 | 0 | 0
WT | 0 | 0 | 0 | 0 | 0 | 0
IGCC | 0 | 0 | 0 | 0 | 0 | 0
DemandResponse | 0 | 0 | 0 | 0 | 0 | 0
IGCC-CCS | 0 | 0 | 0 | 0 | 0 | 0
WT_off | 0 | 0 | 0 | 0 | 0 | 0
PseudoUnit | 0 | 0 | 0 | 0 | 0 | 0
FixedInterchange | 0 | 0 | 0 | 0 | 0 | 0
Emission Cost by Reporting Type: SP15
ReportingType | 2015 | 2020 | 2025 | 2030 | 2035 | 2040
BM | 0 | 0 | 0 | 0 | 0 | 0
CC | 0 | 0 | 0 | 0 | 0 | 0
CSP | 0 | 0 | 0 | 0 | 0 | 0
CT | 0 | 0 | 0 | 0 | 0 | 0
Coal | 0 | 0 | 0 | 0 | 0 | 0
Geo | 0 | 0 | 0 | 0 | 0 | 0
H | 0 | 0 | 0 | 0 | 0 | 0
LFG | 0 | 0 | 0 | 0 | 0 | 0
Nuc | 0 | 0 | 0 | 0 | 0 | 0
PS | 0 | 0 | 0 | 0 | 0 | 0
PV | 0 | 0 | 0 | 0 | 0 | 0
PeakG | 0 | 0 | 0 | 0 | 0 | 0
PeakO | 0 | 0 | 0 | 0 | 0 | 0
ST | 0 | 0 | 0 | 0 | 0 | 0
STOG | 0 | 0 | 0 | 0 | 0 | 0
STWD | 0 | 0 | 0 | 0 | 0 | 0
WT | 0 | 0 | 0 | 0 | 0 | 0
IGCC | 0 | 0 | 0 | 0 | 0 | 0
DemandResponse | 0 | 0 | 0 | 0 | 0 | 0
IGCC-CCS | 0 | 0 | 0 | 0 | 0 | 0
WT_off | 0 | 0 | 0 | 0 | 0 | 0
PseudoUnit | 0 | 0 | 0 | 0 | 0 | 0
FixedInterchange | 0 | 0 | 0 | 0 | 0 | 0
Emission Cost by Reporting Type: ALB
ReportingType | 2015 | 2020 | 2025 | 2030 | 2035 | 2040
BM | 0 | 0 | 0 | 0 | 0 | 0
CC | 0 | 0 | 0 | 0 | 0 | 0
CSP | 0 | 0 | 0 | 0 | 0 | 0
CT | 0 | 0 | 0 | 0 | 0 | 0
Coal | 0 | 0 | 0 | 0 | 0 | 0
Geo | 0 | 0 | 0 | 0 | 0 | 0
H | 0 | 0 | 0 | 0 | 0 | 0
LFG | 0 | 0 | 0 | 0 | 0 | 0
Nuc | 0 | 0 | 0 | 0 | 0 | 0
PS | 0 | 0 | 0 | 0 | 0 | 0
PV | 0 | 0 | 0 | 0 | 0 | 0
PeakG | 0 | 0 | 0 | 0 | 0 | 0
PeakO | 0 | 0 | 0 | 0 | 0 | 0
ST | 0 | 0 | 0 | 0 | 0 | 0
STOG | 0 | 0 | 0 | 0 | 0 | 0
STWD | 0 | 0 | 0 | 0 | 0 | 0
WT | 0 | 0 | 0 | 0 | 0 | 0
IGCC | 0 | 0 | 0 | 0 | 0 | 0
DemandResponse | 0 | 0 | 0 | 0 | 0 | 0
IGCC-CCS | 0 | 0 | 0 | 0 | 0 | 0
WT_off | 0 | 0 | 0 | 0 | 0 | 0
PseudoUnit | 0 | 0 | 0 | 0 | 0 | 0
FixedInterchange | 0 | 0 | 0 | 0 | 0 | 0
Emission Cost by Reporting Type: BC
ReportingType | 2015 | 2020 | 2025 | 2030 | 2035 | 2040
BM | 0 | 0 | 0 | 0 | 0 | 0
CC | 0 | 0 | 0 | 0 | 0 | 0
CSP | 0 | 0 | 0 | 0 | 0 | 0
CT | 0 | 0 | 0 | 0 | 0 | 0
Coal | 0 | 0 | 0 | 0 | 0 | 0
Geo | 0 | 0 | 0 | 0 | 0 | 0
H | 0 | 0 | 0 | 0 | 0 | 0
LFG | 0 | 0 | 0 | 0 | 0 | 0
Nuc | 0 | 0 | 0 | 0 | 0 | 0
PS | 0 | 0 | 0 | 0 | 0 | 0
PV | 0 | 0 | 0 | 0 | 0 | 0
PeakG | 0 | 0 | 0 | 0 | 0 | 0
PeakO | 0 | 0 | 0 | 0 | 0 | 0
ST | 0 | 0 | 0 | 0 | 0 | 0
STOG | 0 | 0 | 0 | 0 | 0 | 0
STWD | 0 | 0 | 0 | 0 | 0 | 0
WT | 0 | 0 | 0 | 0 | 0 | 0
IGCC | 0 | 0 | 0 | 0 | 0 | 0
DemandResponse | 0 | 0 | 0 | 0 | 0 | 0
IGCC-CCS | 0 | 0 | 0 | 0 | 0 | 0
WT_off | 0 | 0 | 0 | 0 | 0 | 0
PseudoUnit | 0 | 0 | 0 | 0 | 0 | 0
FixedInterchange | 0 | 0 | 0 | 0 | 0 | 0
Emission Cost by Reporting Type: HQ_IESO
ReportingType | 2015 | 2020 | 2025 | 2030 | 2035 | 2040
BM | 0 | 0 | 0 | 0 | 0 | 0
CC | 0 | 0 | 0 | 0 | 0 | 0
CSP | 0 | 0 | 0 | 0 | 0 | 0
CT | 0 | 0 | 0 | 0 | 0 | 0
Coal | 0 | 0 | 0 | 0 | 0 | 0
Geo | 0 | 0 | 0 | 0 | 0 | 0
H | 0 | 0 | 0 | 0 | 0 | 0
LFG | 0 | 0 | 0 | 0 | 0 | 0
Nuc | 0 | 0 | 0 | 0 | 0 | 0
PS | 0 | 0 | 0 | 0 | 0 | 0
PV | 0 | 0 | 0 | 0 | 0 | 0
PeakG | 0 | 0 | 0 | 0 | 0 | 0
PeakO | 0 | 0 | 0 | 0 | 0 | 0
ST | 0 | 0 | 0 | 0 | 0 | 0
STOG | 0 | 0 | 0 | 0 | 0 | 0
STWD | 0 | 0 | 0 | 0 | 0 | 0
WT | 0 | 0 | 0 | 0 | 0 | 0
IGCC | 0 | 0 | 0 | 0 | 0 | 0
DemandResponse | 0 | 0 | 0 | 0 | 0 | 0
IGCC-CCS | 0 | 0 | 0 | 0 | 0 | 0
WT_off | 0 | 0 | 0 | 0 | 0 | 0
PseudoUnit | 0 | 0 | 0 | 0 | 0 | 0
FixedInterchange | 0 | 0 | 0 | 0 | 0 | 0
Emission Cost by Reporting Type: HQ_NEISO
ReportingType | 2015 | 2020 | 2025 | 2030 | 2035 | 2040
BM | 0 | 0 | 0 | 0 | 0 | 0
CC | 0 | 0 | 0 | 0 | 0 | 0
CSP | 0 | 0 | 0 | 0 | 0 | 0
CT | 0 | 0 | 0 | 0 | 0 | 0
Coal | 0 | 0 | 0 | 0 | 0 | 0
Geo | 0 | 0 | 0 | 0 | 0 | 0
H | 0 | 0 | 0 | 0 | 0 | 0
LFG | 0 | 0 | 0 | 0 | 0 | 0
Nuc | 0 | 0 | 0 | 0 | 0 | 0
PS | 0 | 0 | 0 | 0 | 0 | 0
PV | 0 | 0 | 0 | 0 | 0 | 0
PeakG | 0 | 0 | 0 | 0 | 0 | 0
PeakO | 0 | 0 | 0 | 0 | 0 | 0
ST | 0 | 0 | 0 | 0 | 0 | 0
STOG | 0 | 0 | 0 | 0 | 0 | 0
STWD | 0 | 0 | 0 | 0 | 0 | 0
WT | 0 | 0 | 0 | 0 | 0 | 0
IGCC | 0 | 0 | 0 | 0 | 0 | 0
DemandResponse | 0 | 0 | 0 | 0 | 0 | 0
IGCC-CCS | 0 | 0 | 0 | 0 | 0 | 0
WT_off | 0 | 0 | 0 | 0 | 0 | 0
PseudoUnit | 0 | 0 | 0 | 0 | 0 | 0
FixedInterchange | 0 | 0 | 0 | 0 | 0 | 0
Emission Cost by Reporting Type: HQ_NY
ReportingType | 2015 | 2020 | 2025 | 2030 | 2035 | 2040
BM | 0 | 0 | 0 | 0 | 0 | 0
CC | 0 | 0 | 0 | 0 | 0 | 0
CSP | 0 | 0 | 0 | 0 | 0 | 0
CT | 0 | 0 | 0 | 0 | 0 | 0
Coal | 0 | 0 | 0 | 0 | 0 | 0
Geo | 0 | 0 | 0 | 0 | 0 | 0
H | 0 | 0 | 0 | 0 | 0 | 0
LFG | 0 | 0 | 0 | 0 | 0 | 0
Nuc | 0 | 0 | 0 | 0 | 0 | 0
PS | 0 | 0 | 0 | 0 | 0 | 0
PV | 0 | 0 | 0 | 0 | 0 | 0
PeakG | 0 | 0 | 0 | 0 | 0 | 0
PeakO | 0 | 0 | 0 | 0 | 0 | 0
ST | 0 | 0 | 0 | 0 | 0 | 0
STOG | 0 | 0 | 0 | 0 | 0 | 0
STWD | 0 | 0 | 0 | 0 | 0 | 0
WT | 0 | 0 | 0 | 0 | 0 | 0
IGCC | 0 | 0 | 0 | 0 | 0 | 0
DemandResponse | 0 | 0 | 0 | 0 | 0 | 0
IGCC-CCS | 0 | 0 | 0 | 0 | 0 | 0
WT_off | 0 | 0 | 0 | 0 | 0 | 0
PseudoUnit | 0 | 0 | 0 | 0 | 0 | 0
FixedInterchange | 0 | 0 | 0 | 0 | 0 | 0
Emission Cost by Reporting Type: MARITIMES
ReportingType | 2015 | 2020 | 2025 | 2030 | 2035 | 2040
BM | 0 | 0 | 0 | 0 | 0 | 0
CC | 0 | 0 | 0 | 0 | 0 | 0
CSP | 0 | 0 | 0 | 0 | 0 | 0
CT | 0 | 0 | 0 | 0 | 0 | 0
Coal | 0 | 0 | 0 | 0 | 0 | 0
Geo | 0 | 0 | 0 | 0 | 0 | 0
H | 0 | 0 | 0 | 0 | 0 | 0
LFG | 0 | 0 | 0 | 0 | 0 | 0
Nuc | 0 | 0 | 0 | 0 | 0 | 0
PS | 0 | 0 | 0 | 0 | 0 | 0
PV | 0 | 0 | 0 | 0 | 0 | 0
PeakG | 0 | 0 | 0 | 0 | 0 | 0
PeakO | 0 | 0 | 0 | 0 | 0 | 0
ST | 0 | 0 | 0 | 0 | 0 | 0
STOG | 0 | 0 | 0 | 0 | 0 | 0
STWD | 0 | 0 | 0 | 0 | 0 | 0
WT | 0 | 0 | 0 | 0 | 0 | 0
IGCC | 0 | 0 | 0 | 0 | 0 | 0
DemandResponse | 0 | 0 | 0 | 0 | 0 | 0
IGCC-CCS | 0 | 0 | 0 | 0 | 0 | 0
WT_off | 0 | 0 | 0 | 0 | 0 | 0
PseudoUnit | 0 | 0 | 0 | 0 | 0 | 0
FixedInterchange | 0 | 0 | 0 | 0 | 0 | 0
Emission Cost by Reporting Type: All
ReportingType | 2015 | 2020 | 2025 | 2030 | 2035 | 2040
BM | 0 | 0 | 0 | 0 | 0 | 0
CC | 82.92 | 102.67 | 106.92 | 108.5 | 140.93 | 167.16
CSP | 0 | 0 | 0 | 0 | 0 | 0
CT | 0 | 0.01 | 0.03 | 0.08 | 0.15 | 0.47
Coal | 17.36 | 30.86 | 32.79 | 38.09 | 39.85 | 41.08
Geo | 0 | 0 | 0 | 0 | 0 | 0
H | 0 | 0 | 0 | 0 | 0 | 0
LFG | 0 | 0 | 0 | 0 | 0 | 0
Nuc | 0 | 0 | 0 | 0 | 0 | 0
PS | 0 | 0 | 0 | 0 | 0 | 0
PV | 0 | 0 | 0 | 0 | 0 | 0
PeakG | 0.09 | 0.37 | 0.88 | 0.87 | 1.53 | 1.1
PeakO | 0 | 0 | 0 | 0 | 0 | 0
ST | 0 | 0 | 0 | 0 | 0 | 0
STOG | 1.43 | 3.12 | 3.99 | 4.1 | 4.92 | 5.61
STWD | 0 | 0 | 0 | 0 | 0 | 0
WT | 0 | 0 | 0 | 0 | 0 | 0
IGCC | 0 | 0 | 0 | 0 | 0 | 0
DemandResponse | 0 | 0 | 0 | 0 | 0 | 0
IGCC-CCS | 0 | 0 | 0 | 0 | 0 | 0
WT_off | 0 | 0 | 0 | 0 | 0 | 0
PseudoUnit | 0 | 0 | 0 | 0 | 0 | 0
FixedInterchange | 0 | 0 | 0 | 0 | 0 | 0
Emission Cost by Reporting Type: EI_US
ReportingType | 2015 | 2020 | 2025 | 2030 | 2035 | 2040
BM | 0 | 0 | 0 | 0 | 0 | 0
CC | 82.92 | 102.67 | 106.92 | 108.5 | 140.93 | 167.16
CSP | 0 | 0 | 0 | 0 | 0 | 0
CT | 0 | 0.01 | 0.03 | 0.08 | 0.15 | 0.47
Coal | 17.36 | 30.86 | 32.79 | 38.09 | 39.85 | 41.08
Geo | 0 | 0 | 0 | 0 | 0 | 0
H | 0 | 0 | 0 | 0 | 0 | 0
LFG | 0 | 0 | 0 | 0 | 0 | 0
Nuc | 0 | 0 | 0 | 0 | 0 | 0
PS | 0 | 0 | 0 | 0 | 0 | 0
PV | 0 | 0 | 0 | 0 | 0 | 0
PeakG | 0.09 | 0.37 | 0.88 | 0.87 | 1.53 | 1.1
PeakO | 0 | 0 | 0 | 0 | 0 | 0
ST | 0 | 0 | 0 | 0 | 0 | 0
STOG | 1.43 | 3.12 | 3.99 | 4.1 | 4.92 | 5.61
STWD | 0 | 0 | 0 | 0 | 0 | 0
WT | 0 | 0 | 0 | 0 | 0 | 0
IGCC | 0 | 0 | 0 | 0 | 0 | 0
DemandResponse | 0 | 0 | 0 | 0 | 0 | 0
IGCC-CCS | 0 | 0 | 0 | 0 | 0 | 0
WT_off | 0 | 0 | 0 | 0 | 0 | 0
PseudoUnit | 0 | 0 | 0 | 0 | 0 | 0
FixedInterchange | 0 | 0 | 0 | 0 | 0 | 0
Emission Cost by Reporting Type: EI_Canada
ReportingType | 2015 | 2020 | 2025 | 2030 | 2035 | 2040
BM | 0 | 0 | 0 | 0 | 0 | 0
CC | 0 | 0 | 0 | 0 | 0 | 0
CSP | 0 | 0 | 0 | 0 | 0 | 0
CT | 0 | 0 | 0 | 0 | 0 | 0
Coal | 0 | 0 | 0 | 0 | 0 | 0
Geo | 0 | 0 | 0 | 0 | 0 | 0
H | 0 | 0 | 0 | 0 | 0 | 0
LFG | 0 | 0 | 0 | 0 | 0 | 0
Nuc | 0 | 0 | 0 | 0 | 0 | 0
PS | 0 | 0 | 0 | 0 | 0 | 0
PV | 0 | 0 | 0 | 0 | 0 | 0
PeakG | 0 | 0 | 0 | 0 | 0 | 0
PeakO | 0 | 0 | 0 | 0 | 0 | 0
ST | 0 | 0 | 0 | 0 | 0 | 0
STOG | 0 | 0 | 0 | 0 | 0 | 0
STWD | 0 | 0 | 0 | 0 | 0 | 0
WT | 0 | 0 | 0 | 0 | 0 | 0
IGCC | 0 | 0 | 0 | 0 | 0 | 0
DemandResponse | 0 | 0 | 0 | 0 | 0 | 0
IGCC-CCS | 0 | 0 | 0 | 0 | 0 | 0
WT_off | 0 | 0 | 0 | 0 | 0 | 0
PseudoUnit | 0 | 0 | 0 | 0 | 0 | 0
FixedInterchange | 0 | 0 | 0 | 0 | 0 | 0
Emission Cost by Reporting Type: EI
ReportingType | 2015 | 2020 | 2025 | 2030 | 2035 | 2040
BM | 0 | 0 | 0 | 0 | 0 | 0
CC | 82.92 | 102.67 | 106.92 | 108.5 | 140.93 | 167.16
CSP | 0 | 0 | 0 | 0 | 0 | 0
CT | 0 | 0.01 | 0.03 | 0.08 | 0.15 | 0.47
Coal | 17.36 | 30.86 | 32.79 | 38.09 | 39.85 | 41.08
Geo | 0 | 0 | 0 | 0 | 0 | 0
H | 0 | 0 | 0 | 0 | 0 | 0
LFG | 0 | 0 | 0 | 0 | 0 | 0
Nuc | 0 | 0 | 0 | 0 | 0 | 0
PS | 0 | 0 | 0 | 0 | 0 | 0
PV | 0 | 0 | 0 | 0 | 0 | 0
PeakG | 0.09 | 0.37 | 0.88 | 0.87 | 1.53 | 1.1
PeakO | 0 | 0 | 0 | 0 | 0 | 0
ST | 0 | 0 | 0 | 0 | 0 | 0
STOG | 1.43 | 3.12 | 3.99 | 4.1 | 4.92 | 5.61
STWD | 0 | 0 | 0 | 0 | 0 | 0
WT | 0 | 0 | 0 | 0 | 0 | 0
IGCC | 0 | 0 | 0 | 0 | 0 | 0
DemandResponse | 0 | 0 | 0 | 0 | 0 | 0
IGCC-CCS | 0 | 0 | 0 | 0 | 0 | 0
WT_off | 0 | 0 | 0 | 0 | 0 | 0
PseudoUnit | 0 | 0 | 0 | 0 | 0 | 0
FixedInterchange | 0 | 0 | 0 | 0 | 0 | 0
Emission Cost by Reporting Type: Outside_EI
ReportingType | 2015 | 2020 | 2025 | 2030 | 2035 | 2040
BM | 0 | 0 | 0 | 0 | 0 | 0
CC | 0 | 0 | 0 | 0 | 0 | 0
CSP | 0 | 0 | 0 | 0 | 0 | 0
CT | 0 | 0 | 0 | 0 | 0 | 0
Coal | 0 | 0 | 0 | 0 | 0 | 0
Geo | 0 | 0 | 0 | 0 | 0 | 0
H | 0 | 0 | 0 | 0 | 0 | 0
LFG | 0 | 0 | 0 | 0 | 0 | 0
Nuc | 0 | 0 | 0 | 0 | 0 | 0
PS | 0 | 0 | 0 | 0 | 0 | 0
PV | 0 | 0 | 0 | 0 | 0 | 0
PeakG | 0 | 0 | 0 | 0 | 0 | 0
PeakO | 0 | 0 | 0 | 0 | 0 | 0
ST | 0 | 0 | 0 | 0 | 0 | 0
STOG | 0 | 0 | 0 | 0 | 0 | 0
STWD | 0 | 0 | 0 | 0 | 0 | 0
WT | 0 | 0 | 0 | 0 | 0 | 0
IGCC | 0 | 0 | 0 | 0 | 0 | 0
DemandResponse | 0 | 0 | 0 | 0 | 0 | 0
IGCC-CCS | 0 | 0 | 0 | 0 | 0 | 0
WT_off | 0 | 0 | 0 | 0 | 0 | 0
PseudoUnit | 0 | 0 | 0 | 0 | 0 | 0
FixedInterchange | 0 | 0 | 0 | 0 | 0 | 0
#8 | Base VOM Costs ($million)
Base VOM Costs by Reporting Type: Entergy
ReportingType | 2015 | 2020 | 2025 | 2030 | 2035 | 2040
BM | 0 | 0 | 0 | 0 | 0 | 0
CC | 167.88 | 226.87 | 209.89 | 219.74 | 252.39 | 242.09
CSP | 0 | 0 | 0 | 0 | 0 | 0
CT | 0 | 0 | 0 | 0 | 0 | 0
Coal | 232.94 | 201.63 | 245.4 | 252.94 | 252.94 | 304.82
Geo | 0 | 0 | 0 | 0 | 0 | 0
H | 0 | 0 | 0 | 0 | 0 | 0
LFG | 0 | 0 | 0.01 | 0.01 | 0.01 | 0.01
Nuc | 100.26 | 100.26 | 100.26 | 100.26 | 84.69 | 66.26
PS | 0 | 0 | 0 | 0 | 0 | 0
PV | 0 | 0 | 0 | 0 | 0 | 0
PeakG | 0 | 0.04 | 0.8 | 0.48 | 0.16 | 0.15
PeakO | 0 | 0 | 0 | 0 | 0 | 0
ST | 0 | 0 | 0 | 0 | 0 | 0
STOG | 2.63 | 2.98 | 2.63 | 2.62 | 2.62 | 2.5
STWD | 0 | 0 | 0 | 0 | 0.01 | 0.18
WT | 0 | 0 | 0 | 0 | 0 | 0
IGCC | 0 | 0 | 0 | 0 | 0 | 0
DemandResponse | 0 | 0 | 0 | 0 | 0 | 0
IGCC-CCS | 0 | 0 | 0 | 0 | 0 | 0
WT_off | 0 | 0 | 0 | 0 | 0 | 0
PseudoUnit | 0 | 0 | 0 | 0 | 0 | 0
FixedInterchange | 0 | 0 | 0 | 0 | 0 | 0
Base VOM Costs by Reporting Type: FRCC
ReportingType | 2015 | 2020 | 2025 | 2030 | 2035 | 2040
BM | 0 | 0 | 0 | 0 | 0 | 0
CC | 371.01 | 465.64 | 503.97 | 579.08 | 699.96 | 826.68
CSP | 0 | 0 | 0 | 0 | 0 | 0
CT | 8.32 | 9.95 | 10.01 | 9.95 | 8.33 | 7.09
Coal | 206.66 | 218.07 | 243.66 | 247.15 | 252.59 | 252.59
Geo | 0 | 0 | 0 | 0 | 0 | 0
H | 0 | 0 | 0 | 0 | 0 | 0
LFG | 0.04 | 0.04 | 0.06 | 0.06 | 0.06 | 0.06
Nuc | 76.4 | 76.4 | 76.4 | 76.4 | 46.53 | 15.51
PS | 0 | 0 | 0 | 0 | 0 | 0
PV | 0 | 0 | 0 | 0 | 0 | 0
PeakG | 3.68 | 3.79 | 6.16 | 4.19 | 3.33 | 2.52
PeakO | 0 | 0 | 0 | 0 | 0 | 0
ST | 0 | 0 | 0 | 0 | 0 | 0
STOG | 7.65 | 6.63 | 6.65 | 6.49 | 5.96 | 3.95
STWD | 0 | 0.19 | 0.31 | 0.31 | 0.31 | 0.48
WT | 0 | 0 | 0 | 0 | 0 | 0
IGCC | 0 | 0 | 0 | 0 | 0 | 0
DemandResponse | 0 | 0 | 0 | 0 | 0 | 0
IGCC-CCS | 0 | 0 | 0 | 0 | 0 | 0
WT_off | 0 | 0 | 0 | 0 | 0 | 0
PseudoUnit | 0 | 0 | 0 | 0 | 0 | 0
FixedInterchange | 0 | 0 | 0 | 0 | 0 | 0
Base VOM Costs by Reporting Type: MAPP_US
ReportingType | 2015 | 2020 | 2025 | 2030 | 2035 | 2040
BM | 0 | 0 | 0 | 0 | 0 | 0
CC | 0.48 | 0.61 | 0.64 | 0.86 | 0.61 | 0.48
CSP | 0 | 0 | 0 | 0 | 0 | 0
CT | 0 | 0 | 0 | 0 | 0.06 | 0
Coal | 77.02 | 82.29 | 82.94 | 83.31 | 87.76 | 95.9
Geo | 0 | 0 | 0 | 0 | 0 | 0
H | 0 | 0 | 0 | 0 | 0 | 0
LFG | 0 | 0 | 0.01 | 0.01 | 0.01 | 0.01
Nuc | 0 | 0 | 0 | 0 | 0 | 0
PS | 0 | 0 | 0 | 0 | 0 | 0
PV | 0 | 0 | 0 | 0 | 0 | 0
PeakG | 0.35 | 0.66 | 0.75 | 1.11 | 1.52 | 0.75
PeakO | 0 | 0 | 0 | 0 | 0 | 0
ST | 0 | 0 | 0 | 0 | 0 | 0
STOG | 0 | 0 | 0 | 0 | 0 | 0
STWD | 0 | 0 | 0 | 0 | 0 | 0
WT | 0.07 | 0.09 | 0.09 | 0.1 | 0.1 | 0.11
IGCC | 0 | 0 | 0 | 0 | 0 | 0
DemandResponse | 0 | 0 | 0 | 0 | 0 | 0
IGCC-CCS | 0 | 0 | 0 | 0 | 0 | 0
WT_off | 0 | 0 | 0 | 0 | 0 | 0
PseudoUnit | 0 | 0 | 0 | 0 | 0 | 0
FixedInterchange | 0 | 0 | 0 | 0 | 0 | 0
Base VOM Costs by Reporting Type: MISO_IN
ReportingType | 2015 | 2020 | 2025 | 2030 | 2035 | 2040
BM | 0 | 0 | 0 | 0 | 0 | 0
CC | 10.3 | 51.46 | 56.18 | 78.03 | 131.51 | 127.57
CSP | 0 | 0 | 0 | 0 | 0 | 0
CT | 0 | 0.76 | 0.76 | 1.67 | 3.09 | 3.33
Coal | 321.36 | 364.1 | 387 | 391.83 | 409.03 | 413.51
Geo | 0 | 0 | 0 | 0 | 0 | 0
H | 0 | 0 | 0 | 0 | 0 | 0
LFG | 0 | 0 | 0 | 0.01 | 0.01 | 0.01
Nuc | 0 | 0 | 0 | 0 | 0 | 0
PS | 0 | 0 | 0 | 0 | 0 | 0
PV | 0 | 0 | 0.01 | 0.01 | 0.01 | 0.01
PeakG | 0.11 | 0.17 | 0.5 | 0.38 | 0.21 | 0.21
PeakO | 0 | 0 | 0 | 0 | 0 | 0
ST | 0 | 0 | 0 | 0 | 0 | 0
STOG | 0.13 | 0.13 | 0.25 | 0.13 | 0.13 | 0.25
STWD | 0 | 0 | 0 | 0 | 0 | 0
WT | 0.02 | 0.02 | 0.02 | 0.02 | 0.02 | 0.02
IGCC | 30.43 | 30.43 | 30.43 | 30.43 | 30.43 | 30.43
DemandResponse | 0 | 0 | 0 | 0 | 0 | 0
IGCC-CCS | 0 | 0 | 0 | 0 | 0 | 0
WT_off | 0 | 0 | 0 | 0 | 0 | 0
PseudoUnit | 0 | 0 | 0 | 0 | 0 | 0
FixedInterchange | 0 | 0 | 0 | 0 | 0 | 0
Base VOM Costs by Reporting Type: MISO_MI
ReportingType | 2015 | 2020 | 2025 | 2030 | 2035 | 2040
BM | 0 | 0 | 0 | 0 | 0 | 0
CC | 35.35 | 36.72 | 27.29 | 22.37 | 21.96 | 17.06
CSP | 0 | 0 | 0 | 0 | 0 | 0
CT | 0 | 0.14 | 0.14 | 0.78 | 2.57 | 3.46
Coal | 206.47 | 191.3 | 209.91 | 220.14 | 225.18 | 225.18
Geo | 0 | 0 | 0 | 0 | 0 | 0
H | 0 | 0 | 0 | 0 | 0 | 0
LFG | 0.01 | 0.03 | 0.03 | 0.03 | 0.03 | 0.03
Nuc | 34.93 | 34.93 | 34.93 | 34.93 | 20.54 | 20.54
PS | 0 | 0 | 0 | 0 | 0 | 0
PV | 0 | 0 | 0 | 0 | 0 | 0
PeakG | 0.16 | 0.25 | 0.83 | 0.87 | 0.4 | 0.25
PeakO | 0 | 0 | 0 | 0 | 0 | 0
ST | 0 | 0 | 0 | 0 | 0 | 0
STOG | 0.73 | 1.27 | 1.28 | 1.28 | 1.28 | 1.28
STWD | 0.34 | 1.21 | 0.8 | 1.78 | 1.71 | 1.71
WT | 0.06 | 0.06 | 0.07 | 0.07 | 0.08 | 0.08
IGCC | 0 | 0 | 0 | 0 | 0 | 0
DemandResponse | 0 | 0 | 0 | 0 | 0 | 0
IGCC-CCS | 0 | 0 | 0 | 0 | 0 | 0
WT_off | 0 | 0 | 0 | 0 | 0 | 0
PseudoUnit | 0 | 0 | 0 | 0 | 0 | 0
FixedInterchange | 0 | 0 | 0 | 0 | 0 | 0
Base VOM Costs by Reporting Type: MISO_MO-IL
ReportingType | 2015 | 2020 | 2025 | 2030 | 2035 | 2040
BM | 0 | 0 | 0 | 0 | 0 | 0
CC | 7.54 | 11.27 | 6.13 | 5.81 | 5.81 | 3.97
CSP | 0 | 0 | 0 | 0 | 0 | 0
CT | 0 | 0.42 | 0.42 | 0.92 | 1.7 | 1.72
Coal | 388.35 | 342.82 | 380.05 | 407.39 | 422.94 | 422.94
Geo | 0 | 0 | 0 | 0 | 0 | 0
H | 0 | 0 | 0 | 0 | 0 | 0
LFG | 0 | 0 | 0.02 | 0.02 | 0.02 | 0.02
Nuc | 41.29 | 41.29 | 41.29 | 41.29 | 41.29 | 41.29
PS | 0 | 0 | 0 | 0 | 0 | 0
PV | 0 | 0 | 0 | 0 | 0 | 0
PeakG | 1.37 | 1.46 | 1.71 | 1.17 | 1.92 | 2.34
PeakO | 0 | 0 | 0 | 0 | 0 | 0
ST | 0 | 0 | 0 | 0 | 0 | 0
STOG | 0.18 | 0.26 | 0.26 | 0.12 | 0.04 | 0.04
STWD | 0 | 0 | 0 | 0 | 0 | 0
WT | 0.02 | 0.02 | 0.02 | 0.02 | 0.02 | 0.02
IGCC | 0 | 0 | 0 | 0 | 0 | 0
DemandResponse | 0 | 0 | 0 | 0 | 0 | 0
IGCC-CCS | 0 | 0 | 0 | 0 | 0 | 0
WT_off | 0 | 0 | 0 | 0 | 0 | 0
PseudoUnit | 0 | 0 | 0 | 0 | 0 | 0
FixedInterchange | 0 | 0 | 0 | 0 | 0 | 0
Base VOM Costs by Reporting Type: MISO_W
ReportingType | 2015 | 2020 | 2025 | 2030 | 2035 | 2040
BM | 0 | 0 | 0 | 0 | 0 | 0
CC | 25.5 | 22.97 | 15.96 | 14.2 | 14.93 | 8.51
CSP | 0 | 0 | 0 | 0 | 0 | 0
CT | 0 | 0.64 | 0.92 | 2.32 | 5.46 | 2.03
Coal | 331.36 | 334.26 | 340.53 | 341.54 | 406.22 | 555.25
Geo | 0 | 0 | 0 | 0 | 0 | 0
H | 0 | 0 | 0 | 0 | 0 | 0
LFG | 0.02 | 0.02 | 0.02 | 0.02 | 0.02 | 0.02
Nuc | 43.67 | 43.67 | 43.67 | 43.67 | 0 | 0
PS | 0 | 0 | 0 | 0 | 0 | 0
PV | 0 | 0 | 0 | 0 | 0 | 0
PeakG | 2.9 | 1.35 | 1.49 | 1.07 | 1.27 | 0.76
PeakO | 0 | 0 | 0 | 0 | 0 | 0
ST | 0 | 0 | 0 | 0 | 0 | 0
STOG | 0.06 | 0.02 | 0.01 | 0 | 0 | 0
STWD | 0 | 0.3 | 0.3 | 0.3 | 0.3 | 0.3
WT | 0.32 | 0.39 | 0.49 | 0.53 | 0.54 | 0.56
IGCC | 0 | 0 | 0 | 0 | 0 | 0
DemandResponse | 0 | 0 | 0 | 0 | 0 | 0
IGCC-CCS | 0 | 0 | 0 | 0 | 0 | 0
WT_off | 0 | 0 | 0 | 0 | 0 | 0
PseudoUnit | 0 | 0 | 0 | 0 | 0 | 0
FixedInterchange | 0 | 0 | 0 | 0 | 0 | 0
Base VOM Costs by Reporting Type: MISO_WUMS
ReportingType | 2015 | 2020 | 2025 | 2030 | 2035 | 2040
BM | 0 | 0 | 0 | 0 | 0 | 0
CC | 40.19 | 122.37 | 107.02 | 96.08 | 110.47 | 98.53
CSP | 0 | 0 | 0 | 0 | 0 | 0
CT | 0 | 0.09 | 0.24 | 0.51 | 2.93 | 5.2
Coal | 103.09 | 103.51 | 127.57 | 144.2 | 165.28 | 167.07
Geo | 0 | 0 | 0 | 0 | 0 | 0
H | 0 | 0 | 0 | 0 | 0 | 0
LFG | 0.01 | 0.01 | 0.03 | 0.03 | 0.03 | 0.03
Nuc | 33.6 | 33.6 | 33.6 | 33.6 | 0 | 0
PS | 0 | 0 | 0 | 0 | 0 | 0
PV | 0 | 0 | 0 | 0 | 0 | 0
PeakG | 0.22 | 0.25 | 0.68 | 0.57 | 0.78 | 0.72
PeakO | 0 | 0 | 0 | 0 | 0 | 0
ST | 0 | 0 | 0 | 0 | 0 | 0
STOG | 0.01 | 0 | 0 | 0 | 0.01 | 0
STWD | 0 | 0.05 | 0.05 | 0.1 | 0.1 | 0.1
WT | 0.05 | 0.05 | 0.05 | 0.05 | 0.05 | 0.05
IGCC | 0 | 0 | 0 | 0 | 0 | 0
DemandResponse | 0 | 0 | 0 | 0 | 0 | 0
IGCC-CCS | 0 | 0 | 0 | 0 | 0 | 0
WT_off | 0 | 0 | 0 | 0 | 0 | 0
PseudoUnit | 0 | 0 | 0 | 0 | 0 | 0
FixedInterchange | 0 | 0 | 0 | 0 | 0 | 0
Base VOM Costs by Reporting Type: Nebraska
ReportingType | 2015 | 2020 | 2025 | 2030 | 2035 | 2040
BM | 0 | 0 | 0 | 0 | 0 | 0
CC | 1.61 | 1.08 | 1.08 | 1.08 | 0.95 | 0.6
CSP | 0 | 0 | 0 | 0 | 0 | 0
CT | 0 | 0 | 0 | 0 | 0 | 0
Coal | 117.38 | 127.61 | 127.61 | 127.61 | 169.52 | 217.15
Geo | 0 | 0 | 0 | 0 | 0 | 0
H | 0 | 0 | 0 | 0 | 0 | 0
LFG | 0 | 0 | 0.01 | 0.01 | 0.01 | 0.01
Nuc | 23.15 | 23.15 | 23.15 | 23.15 | 0 | 0
PS | 0 | 0 | 0 | 0 | 0 | 0
PV | 0 | 0 | 0 | 0 | 0 | 0
PeakG | 0.73 | 0.76 | 1.17 | 1.72 | 2.06 | 0.86
PeakO | 0 | 0 | 0 | 0 | 0 | 0
ST | 0 | 0 | 0 | 0 | 0 | 0
STOG | 0 | 0 | 0 | 0 | 0 | 0
STWD | 0 | 0 | 0 | 0 | 0 | 0
WT | 0.01 | 0.01 | 0.01 | 0.01 | 0.01 | 0.01
IGCC | 0 | 0 | 0 | 0 | 0 | 0
DemandResponse | 0 | 0 | 0 | 0 | 0 | 0
IGCC-CCS | 0 | 0 | 0 | 0 | 0 | 0
WT_off | 0 | 0 | 0 | 0 | 0 | 0
PseudoUnit | 0 | 0 | 0 | 0 | 0 | 0
FixedInterchange | 0 | 0 | 0 | 0 | 0 | 0
Base VOM Costs by Reporting Type: NEISO
ReportingType | 2015 | 2020 | 2025 | 2030 | 2035 | 2040
BM | 9.41 | 9.41 | 2.68 | 2.75 | 3.19 | 2.99
CC | 124.52 | 103.28 | 105.05 | 110.1 | 137.16 | 152.69
CSP | 0 | 0 | 0 | 0 | 0 | 0
CT | 0.03 | 0.11 | 0.11 | 0.11 | 0.32 | 0.66
Coal | 0.12 | 0 | 0 | 0 | 0 | 0
Geo | 0 | 0 | 0 | 0 | 0 | 0
H | 0 | 0 | 0 | 0 | 0 | 0
LFG | 0.05 | 0.06 | 0.06 | 0.06 | 0.06 | 0.06
Nuc | 85.9 | 85.9 | 85.9 | 85.9 | 62.06 | 45.84
PS | 0 | 0 | 0 | 0 | 0 | 0
PV | 0 | 0.01 | 0.01 | 0.01 | 0.01 | 0.01
PeakG | 0.24 | 0.32 | 0.32 | 0.32 | 0.85 | 0.85
PeakO | 0 | 0 | 0 | 0 | 0 | 0
ST | 0 | 0 | 0 | 0 | 0 | 0
STOG | 0 | 0 | 0 | 0 | 0 | 0
STWD | 9.57 | 2.96 | 0.2 | 2.61 | 2.85 | 2.96
WT | 0.01 | 0.1 | 0.16 | 0.17 | 0.17 | 0.17
IGCC | 0 | 0 | 0 | 0 | 0 | 0
DemandResponse | 0 | 0 | 0 | 0 | 0 | 0
IGCC-CCS | 0 | 0 | 0 | 0 | 0 | 0
WT_off | 0.02 | 0.02 | 0.02 | 0.02 | 0 | 0
PseudoUnit | 0 | 0 | 0 | 0 | 0 | 0
FixedInterchange | 0 | 0 | 0 | 0 | 0 | 0
Base VOM Costs by Reporting Type: NonRTO_Midwest
ReportingType | 2015 | 2020 | 2025 | 2030 | 2035 | 2040
BM | 0 | 0 | 0 | 0 | 0 | 0
CC | 0 | 8.5 | 6.63 | 9.13 | 10.15 | 13.72
CSP | 0 | 0 | 0 | 0 | 0 | 0
CT | 0 | 0.37 | 0.37 | 0.77 | 0.58 | 1.32
Coal | 232.2 | 264.86 | 270.17 | 274.96 | 283.21 | 290.63
Geo | 0 | 0 | 0 | 0 | 0 | 0
H | 0 | 0 | 0 | 0 | 0 | 0
LFG | 0 | 0 | 0.01 | 0.01 | 0.01 | 0.01
Nuc | 0 | 0 | 0 | 0 | 0 | 0
PS | 0 | 0 | 0 | 0 | 0 | 0
PV | 0 | 0 | 0 | 0 | 0 | 0
PeakG | 1.29 | 1.69 | 2.22 | 2.43 | 1.82 | 2.8
PeakO | 0 | 0 | 0 | 0 | 0 | 0
ST | 0 | 0 | 0 | 0 | 0 | 0
STOG | 0 | 0 | 0 | 0 | 0 | 0
STWD | 0 | 0 | 0 | 0 | 0 | 0
WT | 0 | 0 | 0 | 0 | 0 | 0
IGCC | 0 | 0 | 0 | 0 | 0 | 0
DemandResponse | 0 | 0 | 0 | 0 | 0 | 0
IGCC-CCS | 0 | 0 | 0 | 0 | 0 | 0
WT_off | 0 | 0 | 0 | 0 | 0 | 0
PseudoUnit | 0 | 0 | 0 | 0 | 0 | 0
FixedInterchange | 0 | 0 | 0 | 0 | 0 | 0
Base VOM Costs by Reporting Type: NYISO_A-F
ReportingType | 2015 | 2020 | 2025 | 2030 | 2035 | 2040
BM | 0 | 0 | 0 | 0 | 0 | 0
CC | 21.76 | 29.7 | 32.45 | 34.79 | 38.95 | 39.29
CSP | 0 | 0 | 0 | 0 | 0 | 0
CT | 0 | 0 | 0 | 0 | 0 | 0
Coal | 0 | 0 | 0 | 0 | 0 | 0
Geo | 0 | 0 | 0 | 0 | 0 | 0
H | 0 | 0 | 0 | 0 | 0 | 0
LFG | 0.02 | 0.02 | 0.02 | 0.02 | 0.02 | 0.02
Nuc | 62.23 | 62.23 | 62.23 | 50.74 | 40 | 24.24
PS | 0 | 0 | 0 | 0 | 0 | 0
PV | 0 | 0 | 0 | 0 | 0 | 0
PeakG | 0 | 0 | 0.05 | 0.05 | 0.05 | 0.05
PeakO | 0 | 0 | 0 | 0 | 0 | 0
ST | 0 | 0 | 0 | 0 | 0 | 0
STOG | 0 | 0 | 0 | 0 | 0 | 0
STWD | 0 | 0 | 0 | 0 | 0 | 0.01
WT | 0.11 | 0.13 | 0.13 | 0.14 | 0.16 | 0.16
IGCC | 0 | 0 | 0 | 0 | 0 | 0
DemandResponse | 0 | 0 | 0 | 0 | 0 | 0
IGCC-CCS | 0 | 0 | 0 | 0 | 0 | 0
WT_off | 0 | 0 | 0 | 0 | 0 | 0
PseudoUnit | 0 | 0 | 0 | 0 | 0 | 0
FixedInterchange | 0 | 0 | 0 | 0 | 0 | 0
Base VOM Costs by Reporting Type: NYISO_G-I
ReportingType | 2015 | 2020 | 2025 | 2030 | 2035 | 2040
BM | 0 | 0 | 0 | 0 | 0 | 0
CC | 16.07 | 20.31 | 30.86 | 53.39 | 127.49 | 202.05
CSP | 0 | 0 | 0 | 0 | 0 | 0
CT | 0 | 0 | 0 | 0 | 0 | 0
Coal | 0 | 0 | 0 | 0 | 0 | 0
Geo | 0 | 0 | 0 | 0 | 0 | 0
H | 0 | 0 | 0 | 0 | 0 | 0
LFG | 0.01 | 0.01 | 0.01 | 0.01 | 0.01 | 0.01
Nuc | 37.82 | 37.82 | 37.82 | 37.82 | 18.96 | 0.01
PS | 0 | 0 | 0 | 0 | 0 | 0
PV | 0 | 0 | 0 | 0 | 0 | 0
PeakG | 0 | 0 | 0 | 0 | 0 | 0
PeakO | 0 | 0 | 0 | 0 | 0 | 0
ST | 0 | 0 | 0 | 0 | 0 | 0
STOG | 0 | 0 | 0 | 0 | 0 | 0
STWD | 0 | 0 | 0 | 0 | 0 | 0
WT | 0 | 0 | 0 | 0 | 0 | 0
IGCC | 0 | 0 | 0 | 0 | 0 | 0
DemandResponse | 0 | 0 | 0 | 0 | 0 | 0
IGCC-CCS | 0 | 0 | 0 | 0 | 0 | 0
WT_off | 0 | 0 | 0 | 0 | 0 | 0
PseudoUnit | 0 | 0 | 0 | 0 | 0 | 0
FixedInterchange | 0 | 0 | 0 | 0 | 0 | 0
Base VOM Costs by Reporting Type: NYISO_J-K
ReportingType | 2015 | 2020 | 2025 | 2030 | 2035 | 2040
BM | 0 | 0 | 0 | 0 | 0 | 0
CC | 68.36 | 83.43 | 83.81 | 81.49 | 83.35 | 85.08
CSP | 0 | 0 | 0 | 0 | 0 | 0
CT | 0 | 0 | 0.17 | 0.47 | 0.91 | 2.12
Coal | 0 | 0 | 0 | 0 | 0 | 0
Geo | 0 | 0 | 0 | 0 | 0 | 0
H | 0 | 0 | 0 | 0 | 0 | 0
LFG | 0.01 | 0.01 | 0.01 | 0.02 | 0.02 | 0.02
Nuc | 0 | 0 | 0 | 0 | 0 | 0
PS | 0 | 0 | 0 | 0 | 0 | 0
PV | 0 | 0 | 0 | 0 | 0 | 0
PeakG | 0.41 | 1.22 | 1.44 | 1.39 | 1.62 | 2.77
PeakO | 0 | 0 | 0 | 0 | 0 | 0
ST | 0 | 0 | 0 | 0 | 0 | 0
STOG | 2.75 | 5.16 | 6.22 | 6.22 | 7.65 | 9.54
STWD | 0 | 0 | 0 | 0 | 0 | 0
WT | 0 | 0 | 0 | 0 | 0 | 0
IGCC | 0 | 0 | 0 | 0 | 0 | 0
DemandResponse | 0 | 0 | 0 | 0 | 0 | 0
IGCC-CCS | 0 | 0 | 0 | 0 | 0 | 0
WT_off | 0 | 0 | 0 | 0 | 0 | 0
PseudoUnit | 0 | 0 | 0 | 0 | 0 | 0
FixedInterchange | 0 | 0 | 0 | 0 | 0 | 0
Base VOM Costs by Reporting Type: PJM_E
ReportingType | 2015 | 2020 | 2025 | 2030 | 2035 | 2040
BM | 0.71 | 1.12 | 1.12 | 1.12 | 1.12 | 1.12
CC | 78.69 | 144.55 | 145.79 | 125.22 | 149.37 | 166.96
CSP | 0 | 0 | 0 | 0 | 0 | 0
CT | 0 | 0.01 | 0.01 | 0.05 | 0.05 | 1.11
Coal | 1.86 | 2.33 | 3.54 | 5.73 | 9.54 | 12.21
Geo | 0 | 0 | 0 | 0 | 0 | 0
H | 0 | 0 | 0 | 0 | 0 | 0
LFG | 0.04 | 0.05 | 0.05 | 0.05 | 0.05 | 0.05
Nuc | 157.37 | 146 | 146 | 146 | 104.88 | 83.17
PS | 0 | 0 | 0 | 0 | 0 | 0
PV | 0 | 0 | 0 | 0 | 0 | 0
PeakG | 0 | 0.67 | 4 | 4 | 5.65 | 3
PeakO | 0 | 0 | 0 | 0 | 0 | 0
ST | 0 | 0 | 0 | 0 | 0 | 0
STOG | 0.2 | 1.22 | 1.91 | 2.11 | 2.38 | 1.94
STWD | 0 | 0 | 0 | 0 | 0 | 0
WT | 0.02 | 0.02 | 0.02 | 0.02 | 0.02 | 0.02
IGCC | 0 | 0 | 0 | 0 | 0 | 0
DemandResponse | 0 | 0 | 0 | 0 | 0 | 0
IGCC-CCS | 0 | 0 | 0 | 0 | 0 | 0
WT_off | 0 | 0 | 0.04 | 0.04 | 0.04 | 0.04
PseudoUnit | 0 | 0 | 0 | 0 | 0 | 0
FixedInterchange | 0 | 0 | 0 | 0 | 0 | 0
Base VOM Costs by Reporting Type: PJM_ROM
ReportingType | 2015 | 2020 | 2025 | 2030 | 2035 | 2040
BM | 0.36 | 0.67 | 0.67 | 0.67 | 0.67 | 0.67
CC | 48.04 | 71.31 | 70.86 | 63.51 | 129.1 | 446.01
CSP | 0 | 0 | 0 | 0 | 0 | 0
CT | 0 | 0.01 | 0.03 | 0.03 | 0.03 | 0.02
Coal | 196.31 | 244.41 | 250.78 | 262.79 | 262.79 | 262.79
Geo | 0 | 0 | 0 | 0 | 0 | 0
H | 0 | 0 | 0 | 0 | 0 | 0
LFG | 0.03 | 0.05 | 0.05 | 0.05 | 0.05 | 0.05
Nuc | 93.13 | 93.13 | 93.13 | 93.13 | 61.1 | 44.47
PS | 0 | 0 | 0 | 0 | 0 | 0
PV | 0 | 0.03 | 0.04 | 0.05 | 0.05 | 0.05
PeakG | 0 | 0.4 | 0.4 | 0.4 | 2.44 | 1.17
PeakO | 0 | 0 | 0 | 0 | 0 | 0
ST | 0 | 0 | 0 | 0 | 0 | 0
STOG | 1.64 | 2.35 | 3.28 | 3.21 | 3.5 | 3.37
STWD | 0.52 | 1.16 | 1.16 | 1.16 | 1.16 | 1.16
WT | 0.03 | 0.03 | 0.05 | 0.19 | 0.19 | 0.19
IGCC | 0 | 0 | 0 | 0 | 0 | 0
DemandResponse | 0 | 0 | 0 | 0 | 0 | 0
IGCC-CCS | 0 | 0 | 0 | 0 | 0 | 0
WT_off | 0 | 0 | 0 | 0 | 0 | 0
PseudoUnit | 0 | 0 | 0 | 0 | 0 | 0
FixedInterchange | 0 | 0 | 0 | 0 | 0 | 0
Base VOM Costs by Reporting Type: PJM_ROR
ReportingType | 2015 | 2020 | 2025 | 2030 | 2035 | 2040
BM | 0.37 | 1.34 | 1.79 | 4.56 | 8.17 | 6.08
CC | 195.54 | 193.84 | 187.97 | 303.15 | 548.56 | 449.85
CSP | 0 | 0 | 0 | 0 | 0 | 0
CT | 0.06 | 0.06 | 0.06 | 0.06 | 0.06 | 0.06
Coal | 1315.64 | 1241.4 | 1273.85 | 1283.45 | 1294.66 | 1301.93
Geo | 0 | 0 | 0 | 0 | 0 | 0
H | 0 | 0 | 0 | 0 | 0 | 0
LFG | 0.05 | 0.05 | 0.09 | 0.09 | 0.09 | 0.09
Nuc | 370.54 | 370.54 | 370.54 | 354.51 | 275.46 | 185.16
PS | 0 | 0 | 0 | 0 | 0 | 0
PV | 0 | 0 | 0 | 0 | 0 | 0
PeakG | 10.72 | 10.28 | 12.35 | 12.71 | 9.68 | 9.82
PeakO | 0 | 0 | 0 | 0 | 0 | 0
ST | 0 | 0 | 0 | 0 | 0 | 0
STOG | 1.9 | 2.01 | 2.09 | 2.09 | 2.02 | 2.01
STWD | 0.09 | 1.45 | 2.7 | 3.23 | 3.23 | 3.23
WT | 0.31 | 0.31 | 0.31 | 0.31 | 0.31 | 0.34
IGCC | 0 | 0 | 0 | 0 | 0 | 0
DemandResponse | 0 | 0 | 0 | 0 | 0 | 0
IGCC-CCS | 0 | 0 | 0 | 0 | 0 | 0
WT_off | 0 | 0 | 0 | 0 | 0 | 0
PseudoUnit | 0 | 0 | 0 | 0 | 0 | 0
FixedInterchange | 0 | 0 | 0 | 0 | 0 | 0
Base VOM Costs by Reporting Type: SOCO
ReportingType | 2015 | 2020 | 2025 | 2030 | 2035 | 2040
BM | 0 | 0 | 0.12 | 0.12 | 0.19 | 0.19
CC | 320.15 | 325.83 | 297.6 | 342.6 | 326.59 | 312.16
CSP | 0 | 0 | 0 | 0 | 0 | 0
CT | 0 | 0 | 0 | 0 | 0 | 0
Coal | 372.06 | 424.12 | 516.74 | 526.77 | 613.78 | 790.79
Geo | 0 | 0 | 0 | 0 | 0 | 0
H | 0 | 0 | 0 | 0 | 0 | 0
LFG | 0 | 0 | 0.01 | 0.01 | 0.01 | 0.01
Nuc | 108.01 | 143 | 143 | 143 | 143 | 94.09
PS | 0 | 0 | 0 | 0 | 0 | 0
PV | 0 | 0 | 0 | 0 | 0 | 0
PeakG | 4.02 | 9.41 | 17.78 | 16.27 | 15.96 | 14.13
PeakO | 0 | 0 | 0 | 0 | 0 | 0
ST | 0 | 0 | 0 | 0 | 0 | 0
STOG | 0 | 0 | 0 | 0 | 0 | 0
STWD | 0 | 0 | 0 | 0 | 0 | 0
WT | 0 | 0 | 0 | 0 | 0 | 0
IGCC | 0 | 0 | 0 | 0 | 0 | 0
DemandResponse | 0 | 0 | 0 | 0 | 0 | 0
IGCC-CCS | 0 | 0 | 0 | 0 | 0 | 0
WT_off | 0 | 0 | 0 | 0 | 0 | 0
PseudoUnit | 0 | 0 | 0 | 0 | 0 | 0
FixedInterchange | 0 | 0 | 0 | 0 | 0 | 0
Base VOM Costs by Reporting Type: SPP_N
ReportingType | 2015 | 2020 | 2025 | 2030 | 2035 | 2040
BM | 0 | 0 | 0 | 0 | 0 | 0
CC | 21.25 | 60.39 | 58.47 | 64.34 | 38.79 | 28.89
CSP | 0 | 0 | 0 | 0 | 0 | 0
CT | 0 | 0 | 0 | 0 | 0 | 0
Coal | 236.28 | 245.26 | 247.05 | 247.05 | 247.05 | 282.19
Geo | 0 | 0 | 0 | 0 | 0 | 0
H | 0 | 0 | 0 | 0 | 0 | 0
LFG | 0 | 0 | 0.01 | 0.01 | 0.01 | 0.01
Nuc | 21.45 | 21.45 | 21.45 | 21.45 | 21.45 | 21.45
PS | 0 | 0 | 0 | 0 | 0 | 0
PV | 0 | 0 | 0 | 0 | 0 | 0
PeakG | 0.54 | 0.56 | 1.31 | 2.34 | 3.11 | 1.84
PeakO | 0 | 0 | 0 | 0 | 0 | 0
ST | 0 | 0 | 0 | 0 | 0 | 0
STOG | 1.14 | 1.08 | 1.42 | 1.57 | 1.54 | 1.42
STWD | 0 | 0 | 0 | 0 | 0 | 0
WT | 0.05 | 0.05 | 0.05 | 0.06 | 0.11 | 0.11
IGCC | 0 | 0 | 0 | 0 | 0 | 0
DemandResponse | 0 | 0 | 0 | 0 | 0 | 0
IGCC-CCS | 0 | 0 | 0 | 0 | 0 | 0
WT_off | 0 | 0 | 0 | 0 | 0 | 0
PseudoUnit | 0 | 0 | 0 | 0 | 0 | 0
FixedInterchange | 0 | 0 | 0 | 0 | 0 | 0
Base VOM Costs by Reporting Type: SPP_S
ReportingType | 2015 | 2020 | 2025 | 2030 | 2035 | 2040
BM | 0 | 0 | 0 | 0 | 0 | 0
CC | 100.54 | 132.84 | 115.53 | 151.63 | 74.87 | 76.41
CSP | 0 | 0 | 0 | 0 | 0 | 0
CT | 0 | 0.68 | 1.38 | 0.74 | 0 | 0
Coal | 329.68 | 317.94 | 377 | 386.2 | 386.36 | 386.61
Geo | 0 | 0 | 0 | 0 | 0 | 0
H | 0 | 0 | 0 | 0 | 0 | 0
LFG | 0 | 0 | 0 | 0.01 | 0.01 | 0.01
Nuc | 0 | 0 | 0 | 0 | 0 | 0
PS | 0 | 0 | 0 | 0 | 0 | 0
PV | 0 | 0 | 0 | 0 | 0 | 0
PeakG | 0 | 0.07 | 1.03 | 0.29 | 0 | 0
PeakO | 0 | 0 | 0 | 0 | 0 | 0
ST | 0 | 0 | 0 | 0 | 0 | 0
STOG | 5.57 | 6.23 | 6.88 | 6.36 | 2.83 | 3.56
STWD | 0 | 0 | 0 | 0 | 0 | 0
WT | 0.11 | 0.21 | 0.21 | 0.21 | 0.79 | 0.82
IGCC | 0 | 0 | 0 | 0 | 0 | 0
DemandResponse | 0 | 0 | 0 | 0 | 0 | 0
IGCC-CCS | 0 | 0 | 0 | 0 | 0 | 0
WT_off | 0 | 0 | 0 | 0 | 0 | 0
PseudoUnit | 0 | 0 | 0 | 0 | 0 | 0
FixedInterchange | 0 | 0 | 0 | 0 | 0 | 0
Base VOM Costs by Reporting Type: TVA
ReportingType | 2015 | 2020 | 2025 | 2030 | 2035 | 2040
BM | 0 | 0 | 0 | 0 | 0 | 0
CC | 57.37 | 99.43 | 100.35 | 115.32 | 103.42 | 90.42
CSP | 0 | 0 | 0 | 0 | 0 | 0
CT | 0 | 1.85 | 3.53 | 3.67 | 2.3 | 3.67
Coal | 315.76 | 311.85 | 326.72 | 328.99 | 445.61 | 522.76
Geo | 0 | 0 | 0 | 0 | 0 | 0
H | 0 | 0 | 0 | 0 | 0 | 0
LFG | 0 | 0 | 0.01 | 0.01 | 0.01 | 0.01
Nuc | 152.12 | 152.12 | 152.12 | 152.12 | 105.66 | 82.02
PS | 0 | 0 | 0 | 0 | 0 | 0
PV | 0 | 0 | 0 | 0 | 0 | 0
PeakG | 0 | 0 | 0.3 | 0.3 | 0.28 | 0.28
PeakO | 0 | 0 | 0 | 0 | 0 | 0
ST | 0 | 0 | 0 | 0 | 0 | 0
STOG | 0 | 0 | 0 | 0 | 0 | 0
STWD | 0 | 0 | 0 | 0 | 0 | 0
WT | 0 | 0 | 0 | 0 | 0 | 0
IGCC | 0 | 0 | 0 | 0 | 0 | 0
DemandResponse | 0 | 0 | 0 | 0 | 0 | 0
IGCC-CCS | 0 | 0 | 0 | 0 | 0 | 0
WT_off | 0 | 0 | 0 | 0 | 0 | 0
PseudoUnit | 0 | 0 | 0 | 0 | 0 | 0
FixedInterchange | 0 | 0 | 0 | 0 | 0 | 0
Base VOM Costs by Reporting Type: TVA_Transmission
ReportingType | 2015 | 2020 | 2025 | 2030 | 2035 | 2040
BM | 0 | 0 | 0 | 0 | 0 | 0
CC | 0 | 0 | 0 | 0 | 0 | 0
CSP | 0 | 0 | 0 | 0 | 0 | 0
CT | 0 | 0 | 0 | 0 | 0 | 0
Coal | 0 | 0 | 0 | 0 | 0 | 0
Geo | 0 | 0 | 0 | 0 | 0 | 0
H | 0 | 0 | 0 | 0 | 0 | 0
LFG | 0 | 0 | 0 | 0 | 0 | 0
Nuc | 0 | 0 | 0 | 0 | 0 | 0
PS | 0 | 0 | 0 | 0 | 0 | 0
PV | 0 | 0 | 0 | 0 | 0 | 0
PeakG | 0 | 0 | 0 | 0 | 0 | 0
PeakO | 0 | 0 | 0 | 0 | 0 | 0
ST | 0 | 0 | 0 | 0 | 0 | 0
STOG | 0 | 0 | 0 | 0 | 0 | 0
STWD | 0 | 0 | 0 | 0 | 0 | 0
WT | 0 | 0 | 0 | 0 | 0 | 0
IGCC | 0 | 0 | 0 | 0 | 0 | 0
DemandResponse | 0 | 0 | 0 | 0 | 0 | 0
IGCC-CCS | 0 | 0 | 0 | 0 | 0 | 0
WT_off | 0 | 0 | 0 | 0 | 0 | 0
PseudoUnit | 0 | 0 | 0 | 0 | 0 | 0
FixedInterchange | 0 | 0 | 0 | 0 | 0 | 0
Base VOM Costs by Reporting Type: VACAR
ReportingType | 2015 | 2020 | 2025 | 2030 | 2035 | 2040
BM | 0.03 | 12.99 | 38.04 | 42.35 | 45.88 | 51.14
CC | 189.48 | 215.2 | 191.54 | 205.25 | 292.08 | 398.11
CSP | 0 | 0 | 0 | 0 | 0 | 0
CT | 0.73 | 0.73 | 1.28 | 1.02 | 3.91 | 3.68
Coal | 305.8 | 318.18 | 396.21 | 428.51 | 460.94 | 466.18
Geo | 0 | 0 | 0 | 0 | 0 | 0
H | 0 | 0 | 0 | 0 | 0 | 0
LFG | 0.01 | 0.01 | 0.01 | 0.01 | 0.01 | 0.01
Nuc | 211.36 | 248.42 | 248.42 | 248.42 | 188.36 | 154
PS | 0 | 0 | 0 | 0 | 0 | 0
PV | 0 | 0 | 0 | 0 | 0 | 0
PeakG | 0.94 | 1.58 | 2.9 | 2.8 | 3.29 | 3.22
PeakO | 0 | 0 | 0 | 0 | 0 | 0
ST | 0 | 0 | 0 | 0 | 0 | 0
STOG | 0 | 0 | 0 | 0 | 0 | 0
STWD | 4.67 | 4.67 | 2.95 | 3.44 | 4.67 | 4.67
WT | 0 | 0.08 | 0.08 | 0.08 | 0.08 | 0.08
IGCC | 0 | 0 | 0 | 0 | 0 | 0
DemandResponse | 0 | 0 | 0 | 0 | 0 | 0
IGCC-CCS | 0 | 0 | 0 | 0 | 0 | 0
WT_off | 0 | 0 | 0 | 0 | 0 | 0
PseudoUnit | 0 | 0 | 0 | 0 | 0 | 0
FixedInterchange | 0 | 0 | 0 | 0 | 0 | 0
Base VOM Costs by Reporting Type: IESO
ReportingType | 2015 | 2020 | 2025 | 2030 | 2035 | 2040
BM | 0 | 0 | 0 | 0 | 0 | 0.02
CC | 2.78 | 4.51 | 7.07 | 7.06 | 37.27 | 100.55
CSP | 0 | 0 | 0 | 0 | 0 | 0
CT | 0 | 0 | 0 | 0.03 | 0.39 | 1.45
Coal | 0 | 0 | 0 | 0 | 0 | 0
Geo | 0 | 0 | 0 | 0 | 0 | 0
H | 0 | 0 | 0 | 0 | 0 | 0
LFG | 0.01 | 0.01 | 0.01 | 0.01 | 0.01 | 0.01
Nuc | 240.73 | 240.73 | 240.73 | 240.73 | 221.68 | 193.2
PS | 0 | 0 | 0 | 0 | 0 | 0
PV | 0 | 0 | 0 | 0 | 0 | 0
PeakG | 0 | 0 | 0 | 0 | 0.04 | 0.13
PeakO | 0 | 0 | 0 | 0 | 0 | 0
ST | 0 | 0 | 0 | 0 | 0 | 0
STOG | 0 | 0 | 0 | 0 | 0 | 0
STWD | 0 | 0 | 0 | 0 | 0 | 0
WT | 0.09 | 0.09 | 0.09 | 0.09 | 0.04 | 0.04
IGCC | 0 | 0 | 0 | 0 | 0 | 0
DemandResponse | 0 | 0 | 0 | 0 | 0 | 0
IGCC-CCS | 0 | 0 | 0 | 0 | 0 | 0
WT_off | 0 | 0 | 0 | 0 | 0 | 0
PseudoUnit | 0 | 0 | 0 | 0 | 0 | 0
FixedInterchange | 0 | 0 | 0 | 0 | 0 | 0
Base VOM Costs by Reporting Type: MAPP_CA
ReportingType | 2015 | 2020 | 2025 | 2030 | 2035 | 2040
BM | 0 | 0 | 0 | 0 | 0 | 0
CC | 31.24 | 43.66 | 46.52 | 56.07 | 67.25 | 64.37
CSP | 0 | 0 | 0 | 0 | 0 | 0
CT | 0 | 0 | 0 | 0 | 0 | 0.13
Coal | 0.39 | 0.83 | 2.01 | 7.45 | 13.76 | 15.65
Geo | 0 | 0 | 0 | 0 | 0 | 0
H | 0 | 0 | 0 | 0 | 0 | 0
LFG | 0 | 0 | 0 | 0 | 0 | 0
Nuc | 0 | 0 | 0 | 0 | 0 | 0
PS | 0 | 0 | 0 | 0 | 0 | 0
PV | 0 | 0 | 0 | 0 | 0 | 0
PeakG | 0 | 0 | 0 | 0 | 0 | 0
PeakO | 0 | 0 | 0 | 0 | 0 | 0
ST | 0 | 0 | 0 | 0 | 0 | 0
STOG | 0 | 0 | 0 | 0 | 0 | 0
STWD | 0 | 0 | 0 | 0 | 0 | 0
WT | 0.02 | 0.02 | 0.02 | 0.02 | 0.02 | 0.02
IGCC | 0 | 0 | 0 | 0 | 0 | 0
DemandResponse | 0 | 0 | 0 | 0 | 0 | 0
IGCC-CCS | 0 | 0 | 0 | 0 | 0 | 0
WT_off | 0 | 0 | 0 | 0 | 0 | 0
PseudoUnit | 0 | 0 | 0 | 0 | 0 | 0
FixedInterchange | 0 | 0 | 0 | 0 | 0 | 0
Base VOM Costs by Reporting Type: AZ_NM_SNV_Coal
ReportingType | 2015 | 2020 | 2025 | 2030 | 2035 | 2040
BM | 0 | 0 | 0 | 0 | 0 | 0
CC | 0 | 0 | 0 | 0 | 0 | 0
CSP | 0 | 0 | 0 | 0 | 0 | 0
CT | 0 | 0 | 0 | 0 | 0 | 0
Coal | 274.49 | 324.69 | 324.69 | 324.69 | 345.86 | 564.19
Geo | 0 | 0 | 0 | 0 | 0 | 0
H | 0 | 0 | 0 | 0 | 0 | 0
LFG | 0 | 0 | 0 | 0 | 0 | 0
Nuc | 0 | 0 | 0 | 0 | 0 | 0
PS | 0 | 0 | 0 | 0 | 0 | 0
PV | 0 | 0 | 0 | 0 | 0 | 0
PeakG | 0 | 0 | 0 | 0 | 0 | 0
PeakO | 0 | 0 | 0 | 0 | 0 | 0
ST | 0 | 0 | 0 | 0 | 0 | 0
STOG | 0 | 0 | 0 | 0 | 0 | 0
STWD | 0 | 0 | 0 | 0 | 0 | 0
WT | 0 | 0 | 0 | 0 | 0 | 0
IGCC | 0 | 0 | 0 | 0 | 0 | 0
DemandResponse | 0 | 0 | 0 | 0 | 0 | 0
IGCC-CCS | 0 | 0 | 0 | 0 | 0 | 0
WT_off | 0 | 0 | 0 | 0 | 0 | 0
PseudoUnit | 0 | 0 | 0 | 0 | 0 | 0
FixedInterchange | 0 | 0 | 0 | 0 | 0 | 0
Base VOM Costs by Reporting Type: AZ_NM_SNV_Gas
ReportingType | 2015 | 2020 | 2025 | 2030 | 2035 | 2040
BM | 0 | 0 | 0 | 0 | 0 | 0
CC | 254.3 | 288.86 | 297.2 | 366.8 | 435.75 | 409.22
CSP | 0 | 0 | 0 | 0 | 0 | 0
CT | 0 | 0 | 0.75 | 1.43 | 0 | 0
Coal | 0 | 0 | 0 | 0 | 0 | 0
Geo | 0 | 0 | 0 | 0 | 0 | 0
H | 0 | 0 | 0 | 0 | 0 | 0
LFG | 0 | 0 | 0 | 0 | 0 | 0
Nuc | 0 | 0 | 0 | 0 | 0 | 0
PS | 0 | 0 | 0 | 0 | 0 | 0
PV | 0 | 0 | 0 | 0 | 0 | 0
PeakG | 0 | 0 | 2.21 | 3.65 | 5.11 | 0
PeakO | 0 | 0 | 0 | 0 | 0 | 0
ST | 0 | 0 | 0 | 0 | 0 | 0
STOG | 0 | 0 | 0 | 0 | 0 | 0
STWD | 0 | 0 | 0 | 0 | 0 | 0
WT | 0 | 0 | 0 | 0 | 0 | 0
IGCC | 0 | 0 | 0 | 0 | 0 | 0
DemandResponse | 0 | 0 | 0 | 0 | 0 | 0
IGCC-CCS | 0 | 0 | 0 | 0 | 0 | 0
WT_off | 0 | 0 | 0 | 0 | 0 | 0
PseudoUnit | 0 | 0 | 0 | 0 | 0 | 0
FixedInterchange | 0 | 0 | 0 | 0 | 0 | 0
Base VOM Costs by Reporting Type: AZ_NM_SNV_NucRenew
ReportingType | 2015 | 2020 | 2025 | 2030 | 2035 | 2040
BM | 0 | 0 | 0 | 0 | 0 | 0
CC | 0 | 0 | 0 | 0 | 0 | 0
CSP | 0 | 0 | 0 | 0 | 0 | 0
CT | 0 | 0 | 0 | 0 | 0 | 0
Coal | 0 | 0 | 0 | 0 | 0 | 0
Geo | 0 | 0 | 116.31 | 116.31 | 116.31 | 116.31
H | 0 | 0 | 0 | 0 | 0 | 0
LFG | 0 | 0.01 | 0.01 | 0.01 | 0.01 | 0.01
Nuc | 71.66 | 71.66 | 71.66 | 71.66 | 71.66 | 71.66
PS | 0 | 0 | 0 | 0 | 0 | 0
PV | 0 | 0 | 0 | 0 | 0 | 0
PeakG | 0 | 0 | 0 | 0 | 0 | 0
PeakO | 0 | 0 | 0 | 0 | 0 | 0
ST | 0.01 | 0.03 | 0.04 | 0.04 | 0.04 | 0.04
STOG | 0 | 0 | 0 | 0 | 0 | 0
STWD | 0.43 | 0.43 | 0.04 | 0.39 | 0.39 | 0.39
WT | 0.02 | 0.3 | 0.3 | 0.3 | 0.3 | 0.3
IGCC | 0 | 0 | 0 | 0 | 0 | 0
DemandResponse | 0 | 0 | 0 | 0 | 0 | 0
IGCC-CCS | 0 | 0 | 0 | 0 | 0 | 0
WT_off | 0 | 0 | 0 | 0 | 0 | 0
PseudoUnit | 0 | 0 | 0 | 0 | 0 | 0
FixedInterchange | 0 | 0 | 0 | 0 | 0 | 0
Base VOM Costs by Reporting Type: ERCOT
ReportingType | 2015 | 2020 | 2025 | 2030 | 2035 | 2040
BM | 0 | 0 | 0.02 | 0.08 | 0.49 | 0.49
CC | 418.85 | 465.24 | 439.78 | 478.96 | 531.26 | 552.91
CSP | 0 | 0 | 0 | 0 | 0 | 0
CT | 0 | 0.05 | 0.24 | 0.08 | 0.08 | 0.08
Coal | 401.98 | 502.53 | 591.86 | 591.86 | 591.86 | 591.86
Geo | 0 | 0 | 0 | 0 | 0 | 0
H | 0 | 0 | 0 | 0 | 0 | 0
LFG | 0.01 | 0.01 | 0.01 | 0.04 | 0.04 | 0.04
Nuc | 94.14 | 94.14 | 94.14 | 94.14 | 94.14 | 94.14
PS | 0 | 0 | 0 | 0 | 0 | 0
PV | 0 | 0 | 0 | 0 | 0 | 0
PeakG | 0 | 0.1 | 0.82 | 0.82 | 0.59 | 0.36
PeakO | 0 | 0 | 0 | 0 | 0 | 0
ST | 0 | 0 | 0 | 0 | 0 | 0
STOG | 8.8 | 11.72 | 16.15 | 15.11 | 13.93 | 11.81
STWD | 0 | 0 | 0 | 0 | 0 | 0
WT | 0.32 | 0.32 | 0.32 | 0.32 | 0.32 | 0.45
IGCC | 0 | 0 | 0 | 0 | 0 | 0
DemandResponse | 0 | 0 | 0 | 0 | 0 | 0
IGCC-CCS | 0 | 0 | 0 | 0 | 0 | 0
WT_off | 0 | 0 | 0 | 0 | 0 | 0
PseudoUnit | 0 | 0 | 0 | 0 | 0 | 0
FixedInterchange | 0 | 0 | 0 | 0 | 0 | 0
Base VOM Costs by Reporting Type: NP15
ReportingType | 2015 | 2020 | 2025 | 2030 | 2035 | 2040
BM | 0 | 0 | 0 | 0 | 0 | 0
CC | 100.38 | 73.09 | 90.64 | 58.94 | 42.32 | 23.82
CSP | 0 | 0 | 0 | 0 | 0 | 0
CT | 0 | 0 | 0 | 0 | 0 | 0
Coal | 0.81 | 0 | 0 | 0 | 0 | 0
Geo | 0.11 | 16.58 | 48.23 | 48.23 | 48.23 | 48.23
H | 0 | 0 | 0 | 0 | 0 | 0
LFG | 0.01 | 0.06 | 0.06 | 0.06 | 0.06 | 0.06
Nuc | 42.53 | 42.53 | 42.53 | 42.53 | 42.53 | 42.53
PS | 0 | 0 | 0 | 0 | 0 | 0
PV | 0 | 0 | 0 | 0 | 0 | 0
PeakG | 0 | 0 | 0 | 0 | 0 | 0.19
PeakO | 0 | 0 | 0 | 0 | 0 | 0
ST | 0 | 0 | 0 | 0 | 0 | 0
STOG | 0.32 | 0.23 | 0.47 | 0.65 | 0.47 | 0.83
STWD | 7.35 | 7.35 | 0.01 | 4.3 | 4.33 | 4.48
WT | 0.04 | 0.13 | 0.13 | 0.13 | 0.13 | 0.13
IGCC | 0 | 0 | 0 | 0 | 0 | 0
DemandResponse | 0 | 0 | 0 | 0 | 0 | 0
IGCC-CCS | 0 | 0 | 0 | 0 | 0 | 0
WT_off | 0 | 0 | 0 | 0 | 0 | 0
PseudoUnit | 0 | 0 | 0 | 0 | 0 | 0
FixedInterchange | 0 | 0 | 0 | 0 | 0 | 0
Base VOM Costs by Reporting Type: NWPP_Coal
ReportingType | 2015 | 2020 | 2025 | 2030 | 2035 | 2040
BM | 0 | 0 | 0 | 0 | 0 | 0
CC | 0 | 0 | 0 | 0 | 0 | 0
CSP | 0 | 0 | 0 | 0 | 0 | 0
CT | 0 | 0 | 0 | 0 | 0 | 0
Coal | 349.5 | 385.5 | 385.5 | 385.5 | 385.5 | 385.5
Geo | 0 | 0 | 0 | 0 | 0 | 0
H | 0 | 0 | 0 | 0 | 0 | 0
LFG | 0 | 0 | 0 | 0 | 0 | 0
Nuc | 0 | 0 | 0 | 0 | 0 | 0
PS | 0 | 0 | 0 | 0 | 0 | 0
PV | 0 | 0 | 0 | 0 | 0 | 0
PeakG | 0 | 0 | 0 | 0 | 0 | 0
PeakO | 0 | 0 | 0 | 0 | 0 | 0
ST | 0 | 0 | 0 | 0 | 0 | 0
STOG | 0 | 0 | 0 | 0 | 0 | 0
STWD | 0 | 0 | 0 | 0 | 0 | 0
WT | 0 | 0 | 0 | 0 | 0 | 0
IGCC | 0 | 0 | 0 | 0 | 0 | 0
DemandResponse | 0 | 0 | 0 | 0 | 0 | 0
IGCC-CCS | 0 | 0 | 0 | 0 | 0 | 0
WT_off | 0 | 0 | 0 | 0 | 0 | 0
PseudoUnit | 0 | 0 | 0 | 0 | 0 | 0
FixedInterchange | 0 | 0 | 0 | 0 | 0 | 0
Base VOM Costs by Reporting Type: NWPP_Gas
ReportingType | 2015 | 2020 | 2025 | 2030 | 2035 | 2040
BM | 0 | 0 | 0 | 0 | 0 | 0
CC | 122.48 | 122.48 | 126.46 | 253.83 | 340.01 | 358.42
CSP | 0 | 0 | 0 | 0 | 0 | 0
CT | 0 | 0 | 0 | 0 | 0 | 0
Coal | 0 | 0 | 0 | 0 | 0.01 | 30.89
Geo | 0 | 0 | 0 | 0 | 0 | 0
H | 0 | 0 | 0 | 0 | 0 | 0
LFG | 0 | 0 | 0 | 0 | 0 | 0
Nuc | 0 | 0 | 0 | 0 | 0 | 0
PS | 0 | 0 | 0 | 0 | 0 | 0
PV | 0 | 0 | 0 | 0 | 0 | 0
PeakG | 0 | 0 | 0 | 0 | 0 | 0
PeakO | 0 | 0 | 0 | 0 | 0 | 0
ST | 0 | 0 | 0 | 0 | 0 | 0
STOG | 0 | 0 | 0 | 0 | 0 | 0
STWD | 0 | 0 | 0 | 0 | 0 | 0
WT | 0 | 0 | 0 | 0 | 0 | 0
IGCC | 0 | 0 | 0 | 0 | 0 | 0
DemandResponse | 0 | 0 | 0 | 0 | 0 | 0
IGCC-CCS | 0 | 0 | 0 | 0 | 0 | 0
WT_off | 0 | 0 | 0 | 0 | 0 | 0
PseudoUnit | 0 | 0 | 0 | 0 | 0 | 0
FixedInterchange | 0 | 0 | 0 | 0 | 0 | 0
Base VOM Costs by Reporting Type: NWPP_NucRenew
ReportingType | 2015 | 2020 | 2025 | 2030 | 2035 | 2040
BM | 0 | 1.21 | 0 | 1.21 | 1.21 | 1.21
CC | 0 | 0 | 0 | 0 | 0 | 0
CSP | 0 | 0 | 0 | 0 | 0 | 0
CT | 0 | 0 | 0 | 0 | 0 | 0
Coal | 0 | 0 | 0 | 0 | 0 | 0
Geo | 6.93 | 6.93 | 41.74 | 41.74 | 41.74 | 41.74
H | 0 | 0 | 0 | 0 | 0 | 0
LFG | 0.01 | 0.01 | 0.03 | 0.03 | 0.03 | 0.03
Nuc | 20.91 | 20.91 | 20.91 | 20.91 | 20.91 | 20.91
PS | 0 | 0 | 0 | 0 | 0 | 0
PV | 0 | 0 | 0 | 0 | 0 | 0
PeakG | 0 | 0 | 0 | 0 | 0 | 0
PeakO | 0 | 0 | 0 | 0 | 0 | 0
ST | 0 | 0 | 0 | 0 | 0 | 0
STOG | 0 | 0 | 0 | 0 | 0 | 0
STWD | 0 | 0 | 0 | 0.45 | 0.45 | 0.45
WT | 0.19 | 0.19 | 0.19 | 0.19 | 0.19 | 0.19
IGCC | 0 | 0 | 0 | 0 | 0 | 0
DemandResponse | 0 | 0 | 0 | 0 | 0 | 0
IGCC-CCS | 0 | 0 | 0 | 0 | 0 | 0
WT_off | 0 | 0 | 0 | 0 | 0 | 0
PseudoUnit | 0 | 0 | 0 | 0 | 0 | 0
FixedInterchange | 0 | 0 | 0 | 0 | 0 | 0
Base VOM Costs by Reporting Type: RMPA
ReportingType | 2015 | 2020 | 2025 | 2030 | 2035 | 2040
BM | 0 | 0 | 0 | 0 | 0 | 0
CC | 17.05 | 21.52 | 10.07 | 10.12 | 7.33 | 5.92
CSP | 0 | 0 | 0 | 0 | 0 | 0
CT | 0 | 0 | 0 | 0 | 0 | 0
Coal | 211.3 | 226.34 | 215.3 | 219.15 | 261.15 | 300.84
Geo | 0 | 33.66 | 206.14 | 206.14 | 206.14 | 206.14
H | 0 | 0 | 0 | 0 | 0 | 0
LFG | 0 | 0 | 0 | 0 | 0 | 0
Nuc | 0 | 0 | 0 | 0 | 0 | 0
PS | 0 | 0 | 0 | 0 | 0 | 0
PV | 0 | 0 | 0 | 0 | 0 | 0
PeakG | 0.09 | 0.2 | 0.03 | 0.8 | 0.59 | 0.56
PeakO | 0 | 0 | 0 | 0 | 0 | 0
ST | 0 | 0.01 | 0.01 | 0.02 | 0.02 | 0.02
STOG | 0 | 0 | 0 | 0 | 0 | 0
STWD | 0 | 0 | 0 | 0 | 0 | 0
WT | 0.07 | 0.07 | 0.07 | 0.07 | 0.07 | 0.07
IGCC | 0 | 0 | 0 | 0 | 0 | 0
DemandResponse | 0 | 0 | 0 | 0 | 0 | 0
IGCC-CCS | 0 | 0 | 0 | 0 | 0 | 0
WT_off | 0 | 0 | 0 | 0 | 0 | 0
PseudoUnit | 0 | 0 | 0 | 0 | 0 | 0
FixedInterchange | 0 | 0 | 0 | 0 | 0 | 0
Base VOM Costs by Reporting Type: SP15
ReportingType | 2015 | 2020 | 2025 | 2030 | 2035 | 2040
BM | 0.22 | 0.22 | 0.01 | 0.2 | 0.16 | 0.16
CC | 95.2 | 47.7 | 50.65 | 45.58 | 39.47 | 26.65
CSP | 0 | 0 | 0 | 0 | 0 | 0
CT | 0 | 0 | 0 | 0 | 0 | 0
Coal | 2.89 | 3.19 | 3.19 | 1.96 | 0 | 0
Geo | 4.1 | 120.4 | 120.4 | 120.4 | 120.4 | 120.4
H | 0 | 0 | 0 | 0 | 0 | 0
LFG | 0.02 | 0.07 | 0.07 | 0.07 | 0.07 | 0.07
Nuc | 41.61 | 41.61 | 41.61 | 41.61 | 41.61 | 41.61
PS | 0 | 0 | 0 | 0 | 0 | 0
PV | 0 | 0 | 0 | 0 | 0 | 0
PeakG | 0 | 0 | 0 | 0 | 0 | 0
PeakO | 0 | 0 | 0 | 0 | 0 | 0
ST | 0.02 | 0.02 | 0.02 | 0.02 | 0.02 | 0.02
STOG | 0.52 | 0.54 | 0.16 | 0.43 | 0.94 | 1.3
STWD | 1.98 | 1.98 | 0.05 | 1.22 | 1.22 | 1.06
WT | 0.07 | 0.07 | 0.07 | 0.07 | 0.07 | 0.07
IGCC | 0 | 0 | 0 | 0 | 0 | 0
DemandResponse | 0 | 0 | 0 | 0 | 0 | 0
IGCC-CCS | 0 | 0 | 0 | 0 | 0 | 0
WT_off | 0 | 0 | 0 | 0 | 0 | 0
PseudoUnit | 0 | 0 | 0 | 0 | 0 | 0
FixedInterchange | 0 | 0 | 0 | 0 | 0 | 0
Base VOM Costs by Reporting Type: ALB
ReportingType | 2015 | 2020 | 2025 | 2030 | 2035 | 2040
BM | 0 | 0 | 0 | 0 | 0 | 0
CC | 47.15 | 66.83 | 82.04 | 104.8 | 128.61 | 152.79
CSP | 0 | 0 | 0 | 0 | 0 | 0
CT | 0 | 0 | 0 | 0 | 0 | 0
Coal | 167.67 | 167.67 | 167.67 | 167.67 | 167.67 | 167.67
Geo | 0 | 0 | 0 | 0 | 0 | 0
H | 0 | 0 | 0 | 0 | 0 | 0
LFG | 0 | 0 | 0 | 0 | 0 | 0
Nuc | 0 | 0 | 0 | 0 | 0 | 0
PS | 0 | 0 | 0 | 0 | 0 | 0
PV | 0 | 0 | 0 | 0 | 0 | 0
PeakG | 0 | 0 | 0 | 0 | 0 | 0
PeakO | 0 | 0 | 0 | 0 | 0 | 0
ST | 0 | 0 | 0 | 0 | 0 | 0
STOG | 0 | 0 | 0 | 0 | 0 | 0
STWD | 0 | 0 | 0 | 0 | 0 | 0
WT | 0.02 | 0.02 | 0.02 | 0.02 | 0.02 | 0.02
IGCC | 0 | 0 | 0 | 0 | 0 | 0
DemandResponse | 0 | 0 | 0 | 0 | 0 | 0
IGCC-CCS | 0 | 0 | 0 | 0 | 0 | 0
WT_off | 0 | 0 | 0 | 0 | 0 | 0
PseudoUnit | 0 | 0 | 0 | 0 | 0 | 0
FixedInterchange | 0 | 0 | 0 | 0 | 0 | 0
Base VOM Costs by Reporting Type: BC
ReportingType | 2015 | 2020 | 2025 | 2030 | 2035 | 2040
BM | 0 | 0 | 0 | 0 | 0 | 0
CC | 33.57 | 44.95 | 62.07 | 75.98 | 96.36 | 117.75
CSP | 0 | 0 | 0 | 0 | 0 | 0
CT | 0 | 0 | 0 | 0 | 0 | 0
Coal | 0 | 0 | 0 | 0 | 0 | 0
Geo | 0 | 0 | 0 | 0 | 0 | 0
H | 0 | 0 | 0 | 0 | 0 | 0
LFG | 0 | 0 | 0 | 0 | 0 | 0
Nuc | 0 | 0 | 0 | 0 | 0 | 0
PS | 0 | 0 | 0 | 0 | 0 | 0
PV | 0 | 0 | 0 | 0 | 0 | 0
PeakG | 0 | 0 | 0 | 0 | 0 | 0
PeakO | 0 | 0 | 0 | 0 | 0 | 0
ST | 0 | 0 | 0 | 0 | 0 | 0
STOG | 0 | 0 | 0 | 0 | 0 | 0
STWD | 0 | 0 | 0 | 0 | 0 | 0
WT | 0.01 | 0.01 | 0.01 | 0.01 | 0.01 | 0.01
IGCC | 0 | 0 | 0 | 0 | 0 | 0
DemandResponse | 0 | 0 | 0 | 0 | 0 | 0
IGCC-CCS | 0 | 0 | 0 | 0 | 0 | 0
WT_off | 0 | 0 | 0 | 0 | 0 | 0
PseudoUnit | 0 | 0 | 0 | 0 | 0 | 0
FixedInterchange | 0 | 0 | 0 | 0 | 0 | 0
Base VOM Costs by Reporting Type: HQ_IESO
ReportingType | 2015 | 2020 | 2025 | 2030 | 2035 | 2040
BM | 0 | 0 | 0 | 0 | 0 | 0
CC | 0 | 0 | 0 | 0 | 0 | 0
CSP | 0 | 0 | 0 | 0 | 0 | 0
CT | 0 | 0 | 0 | 0 | 0 | 0
Coal | 0 | 0 | 0 | 0 | 0 | 0
Geo | 0 | 0 | 0 | 0 | 0 | 0
H | 0 | 0 | 0 | 0 | 0 | 0
LFG | 0 | 0 | 0 | 0 | 0 | 0
Nuc | 0 | 0 | 0 | 0 | 0 | 0
PS | 0 | 0 | 0 | 0 | 0 | 0
PV | 0 | 0 | 0 | 0 | 0 | 0
PeakG | 0 | 0 | 0 | 0 | 0 | 0
PeakO | 0 | 0 | 0 | 0 | 0 | 0
ST | 0 | 0 | 0 | 0 | 0 | 0
STOG | 0 | 0 | 0 | 0 | 0 | 0
STWD | 0 | 0 | 0 | 0 | 0 | 0
WT | 0 | 0 | 0 | 0 | 0 | 0
IGCC | 0 | 0 | 0 | 0 | 0 | 0
DemandResponse | 0 | 0 | 0 | 0 | 0 | 0
IGCC-CCS | 0 | 0 | 0 | 0 | 0 | 0
WT_off | 0 | 0 | 0 | 0 | 0 | 0
PseudoUnit | 0 | 0 | 0 | 0 | 0 | 0
FixedInterchange | 0 | 0 | 0 | 0 | 0 | 0
Base VOM Costs by Reporting Type: HQ_NEISO
ReportingType | 2015 | 2020 | 2025 | 2030 | 2035 | 2040
BM | 0 | 0 | 0 | 0 | 0 | 0
CC | 0 | 0 | 0 | 0 | 0 | 0
CSP | 0 | 0 | 0 | 0 | 0 | 0
CT | 0 | 0 | 0 | 0 | 0 | 0
Coal | 0 | 0 | 0 | 0 | 0 | 0
Geo | 0 | 0 | 0 | 0 | 0 | 0
H | 0 | 0 | 0 | 0 | 0 | 0
LFG | 0 | 0 | 0 | 0 | 0 | 0
Nuc | 0 | 0 | 0 | 0 | 0 | 0
PS | 0 | 0 | 0 | 0 | 0 | 0
PV | 0 | 0 | 0 | 0 | 0 | 0
PeakG | 0 | 0 | 0 | 0 | 0 | 0
PeakO | 0 | 0 | 0 | 0 | 0 | 0
ST | 0 | 0 | 0 | 0 | 0 | 0
STOG | 0 | 0 | 0 | 0 | 0 | 0
STWD | 0 | 0 | 0 | 0 | 0 | 0
WT | 0 | 0 | 0 | 0 | 0 | 0
IGCC | 0 | 0 | 0 | 0 | 0 | 0
DemandResponse | 0 | 0 | 0 | 0 | 0 | 0
IGCC-CCS | 0 | 0 | 0 | 0 | 0 | 0
WT_off | 0 | 0 | 0 | 0 | 0 | 0
PseudoUnit | 0 | 0 | 0 | 0 | 0 | 0
FixedInterchange | 0 | 0 | 0 | 0 | 0 | 0
Base VOM Costs by Reporting Type: HQ_NY
ReportingType | 2015 | 2020 | 2025 | 2030 | 2035 | 2040
BM | 0 | 0 | 0 | 0 | 0 | 0
CC | 0 | 0 | 0 | 0 | 0 | 0
CSP | 0 | 0 | 0 | 0 | 0 | 0
CT | 0 | 0 | 0 | 0 | 0 | 0
Coal | 0 | 0 | 0 | 0 | 0 | 0
Geo | 0 | 0 | 0 | 0 | 0 | 0
H | 0 | 0 | 0 | 0 | 0 | 0
LFG | 0 | 0 | 0 | 0 | 0 | 0
Nuc | 0 | 0 | 0 | 0 | 0 | 0
PS | 0 | 0 | 0 | 0 | 0 | 0
PV | 0 | 0 | 0 | 0 | 0 | 0
PeakG | 0 | 0 | 0 | 0 | 0 | 0
PeakO | 0 | 0 | 0 | 0 | 0 | 0
ST | 0 | 0 | 0 | 0 | 0 | 0
STOG | 0 | 0 | 0 | 0 | 0 | 0
STWD | 0 | 0 | 0 | 0 | 0 | 0
WT | 0 | 0 | 0 | 0 | 0 | 0
IGCC | 0 | 0 | 0 | 0 | 0 | 0
DemandResponse | 0 | 0 | 0 | 0 | 0 | 0
IGCC-CCS | 0 | 0 | 0 | 0 | 0 | 0
WT_off | 0 | 0 | 0 | 0 | 0 | 0
PseudoUnit | 0 | 0 | 0 | 0 | 0 | 0
FixedInterchange | 0 | 0 | 0 | 0 | 0 | 0
Base VOM Costs by Reporting Type: MARITIMES
ReportingType | 2015 | 2020 | 2025 | 2030 | 2035 | 2040
BM | 0 | 0 | 0 | 0 | 0 | 0
CC | 0 | 0 | 0 | 0 | 0 | 0
CSP | 0 | 0 | 0 | 0 | 0 | 0
CT | 0 | 0 | 0 | 0 | 0 | 0
Coal | 0 | 0 | 0 | 0 | 0 | 0
Geo | 0 | 0 | 0 | 0 | 0 | 0
H | 0 | 0 | 0 | 0 | 0 | 0
LFG | 0 | 0 | 0 | 0 | 0 | 0
Nuc | 0 | 0 | 0 | 0 | 0 | 0
PS | 0 | 0 | 0 | 0 | 0 | 0
PV | 0 | 0 | 0 | 0 | 0 | 0
PeakG | 0 | 0 | 0 | 0 | 0 | 0
PeakO | 0 | 0 | 0 | 0 | 0 | 0
ST | 0 | 0 | 0 | 0 | 0 | 0
STOG | 0 | 0 | 0 | 0 | 0 | 0
STWD | 0 | 0 | 0 | 0 | 0 | 0
WT | 0 | 0 | 0 | 0 | 0 | 0
IGCC | 0 | 0 | 0 | 0 | 0 | 0
DemandResponse | 0 | 0 | 0 | 0 | 0 | 0
IGCC-CCS | 0 | 0 | 0 | 0 | 0 | 0
WT_off | 0 | 0 | 0 | 0 | 0 | 0
PseudoUnit | 0 | 0 | 0 | 0 | 0 | 0
FixedInterchange | 0 | 0 | 0 | 0 | 0 | 0
Base VOM Costs by Reporting Type: All
ReportingType | 2015 | 2020 | 2025 | 2030 | 2035 | 2040
BM | 11.11 | 26.97 | 44.45 | 53.07 | 61.09 | 64.07
CC | 3024.64 | 3606.47 | 3567.56 | 4135.31 | 5024.11 | 5599.53
CSP | 0 | 0 | 0 | 0 | 0 | 0
CT | 9.14 | 15.86 | 20.41 | 24.61 | 32.76 | 37.14
Coal | 6699.38 | 6946.68 | 7496.97 | 7658.85 | 8161.22 | 9027.13
Geo | 11.14 | 177.58 | 532.83 | 532.83 | 532.83 | 532.83
H | 0 | 0 | 0 | 0 | 0 | 0
LFG | 0.38 | 0.54 | 0.73 | 0.79 | 0.79 | 0.79
Nuc | 2164.81 | 2225.48 | 2225.48 | 2197.96 | 1706.52 | 1342.12
PS | 0 | 0 | 0 | 0 | 0 | 0
PV | 0.02 | 0.06 | 0.08 | 0.08 | 0.08 | 0.09
PeakG | 27.78 | 35.23 | 61.27 | 60.14 | 62.74 | 49.73
PeakO | 0 | 0 | 0 | 0 | 0 | 0
ST | 0.03 | 0.06 | 0.07 | 0.07 | 0.07 | 0.07
STOG | 34.23 | 41.84 | 49.67 | 48.4 | 45.3 | 43.82
STWD | 24.96 | 21.76 | 8.59 | 19.29 | 20.76 | 21.21
WT | 2.03 | 2.78 | 3 | 3.21 | 3.82 | 4.04
IGCC | 30.43 | 30.43 | 30.43 | 30.43 | 30.43 | 30.43
DemandResponse | 0 | 0 | 0 | 0 | 0 | 0
IGCC-CCS | 0 | 0 | 0 | 0 | 0 | 0
WT_off | 0.02 | 0.02 | 0.06 | 0.06 | 0.04 | 0.04
PseudoUnit | 0 | 0 | 0 | 0 | 0 | 0
FixedInterchange | 0 | 0 | 0 | 0 | 0 | 0
Base VOM Costs by Reporting Type: EI_US
ReportingType | 2015 | 2020 | 2025 | 2030 | 2035 | 2040
BM | 10.89 | 25.53 | 44.43 | 51.57 | 59.22 | 62.19
CC | 1901.63 | 2427.6 | 2355.06 | 2677.18 | 3298.47 | 3787.14
CSP | 0 | 0 | 0 | 0 | 0 | 0
CT | 9.14 | 15.81 | 19.42 | 23.07 | 32.29 | 35.48
Coal | 5290.35 | 5335.93 | 5806.74 | 5960.57 | 6395.41 | 6970.52
Geo | 0 | 0 | 0 | 0 | 0 | 0
H | 0 | 0 | 0 | 0 | 0 | 0
LFG | 0.32 | 0.38 | 0.54 | 0.57 | 0.57 | 0.57
Nuc | 1653.22 | 1713.9 | 1713.9 | 1686.38 | 1213.99 | 878.06
PS | 0 | 0 | 0 | 0 | 0 | 0
PV | 0 | 0.05 | 0.07 | 0.07 | 0.07 | 0.07
PeakG | 27.69 | 34.93 | 58.21 | 54.87 | 56.42 | 48.49
PeakO | 0 | 0 | 0 | 0 | 0 | 0
ST | 0 | 0 | 0 | 0 | 0 | 0
STOG | 24.58 | 29.34 | 32.89 | 32.22 | 29.96 | 29.88
STWD | 15.19 | 11.99 | 8.49 | 12.93 | 14.37 | 14.82
WT | 1.2 | 1.58 | 1.8 | 2 | 2.66 | 2.75
IGCC | 30.43 | 30.43 | 30.43 | 30.43 | 30.43 | 30.43
DemandResponse | 0 | 0 | 0 | 0 | 0 | 0
IGCC-CCS | 0 | 0 | 0 | 0 | 0 | 0
WT_off | 0.02 | 0.02 | 0.06 | 0.06 | 0.04 | 0.04
PseudoUnit | 0 | 0 | 0 | 0 | 0 | 0
FixedInterchange | 0 | 0 | 0 | 0 | 0 | 0
Base VOM Costs by Reporting Type: EI_Canada
ReportingType | 2015 | 2020 | 2025 | 2030 | 2035 | 2040
BM | 0 | 0 | 0 | 0 | 0 | 0.02
CC | 34.02 | 48.18 | 53.59 | 63.14 | 104.52 | 164.92
CSP | 0 | 0 | 0 | 0 | 0 | 0
CT | 0 | 0 | 0 | 0.03 | 0.39 | 1.58
Coal | 0.39 | 0.83 | 2.01 | 7.45 | 13.76 | 15.65
Geo | 0 | 0 | 0 | 0 | 0 | 0
H | 0 | 0 | 0 | 0 | 0 | 0
LFG | 0.01 | 0.01 | 0.01 | 0.01 | 0.01 | 0.01
Nuc | 240.73 | 240.73 | 240.73 | 240.73 | 221.68 | 193.2
PS | 0 | 0 | 0 | 0 | 0 | 0
PV | 0 | 0 | 0 | 0 | 0 | 0
PeakG | 0 | 0 | 0 | 0 | 0.04 | 0.13
PeakO | 0 | 0 | 0 | 0 | 0 | 0
ST | 0 | 0 | 0 | 0 | 0 | 0
STOG | 0 | 0 | 0 | 0 | 0 | 0
STWD | 0 | 0 | 0 | 0 | 0 | 0
WT | 0.11 | 0.11 | 0.11 | 0.11 | 0.05 | 0.05
IGCC | 0 | 0 | 0 | 0 | 0 | 0
DemandResponse | 0 | 0 | 0 | 0 | 0 | 0
IGCC-CCS | 0 | 0 | 0 | 0 | 0 | 0
WT_off | 0 | 0 | 0 | 0 | 0 | 0
PseudoUnit | 0 | 0 | 0 | 0 | 0 | 0
FixedInterchange | 0 | 0 | 0 | 0 | 0 | 0
Base VOM Costs by Reporting Type: EI
ReportingType | 2015 | 2020 | 2025 | 2030 | 2035 | 2040
BM | 10.89 | 25.53 | 44.43 | 51.57 | 59.22 | 62.2
CC | 1935.65 | 2475.78 | 2408.65 | 2740.31 | 3402.99 | 3952.05
CSP | 0 | 0 | 0 | 0 | 0 | 0
CT | 9.14 | 15.81 | 19.42 | 23.1 | 32.68 | 37.06
Coal | 5290.74 | 5336.76 | 5808.76 | 5968.02 | 6409.17 | 6986.18
Geo | 0 | 0 | 0 | 0 | 0 | 0
H | 0 | 0 | 0 | 0 | 0 | 0
LFG | 0.33 | 0.39 | 0.55 | 0.58 | 0.58 | 0.58
Nuc | 1893.95 | 1954.63 | 1954.63 | 1927.11 | 1435.67 | 1071.27
PS | 0 | 0 | 0 | 0 | 0 | 0
PV | 0.01 | 0.05 | 0.07 | 0.07 | 0.07 | 0.08
PeakG | 27.69 | 34.93 | 58.21 | 54.87 | 56.45 | 48.61
PeakO | 0 | 0 | 0 | 0 | 0 | 0
ST | 0 | 0 | 0 | 0 | 0 | 0
STOG | 24.58 | 29.34 | 32.89 | 32.22 | 29.96 | 29.88
STWD | 15.19 | 11.99 | 8.49 | 12.93 | 14.37 | 14.82
WT | 1.31 | 1.69 | 1.91 | 2.11 | 2.72 | 2.81
IGCC | 30.43 | 30.43 | 30.43 | 30.43 | 30.43 | 30.43
DemandResponse | 0 | 0 | 0 | 0 | 0 | 0
IGCC-CCS | 0 | 0 | 0 | 0 | 0 | 0
WT_off | 0.02 | 0.02 | 0.06 | 0.06 | 0.04 | 0.04
PseudoUnit | 0 | 0 | 0 | 0 | 0 | 0
FixedInterchange | 0 | 0 | 0 | 0 | 0 | 0
Base VOM Costs by Reporting Type: Outside_EI
ReportingType | 2015 | 2020 | 2025 | 2030 | 2035 | 2040
BM | 0.22 | 1.44 | 0.03 | 1.5 | 1.87 | 1.87
CC | 1088.99 | 1130.69 | 1158.91 | 1395 | 1621.12 | 1647.48
CSP | 0 | 0 | 0 | 0 | 0 | 0
CT | 0 | 0.05 | 0.99 | 1.51 | 0.08 | 0.08
Coal | 1408.64 | 1609.92 | 1688.21 | 1690.83 | 1752.05 | 2040.96
Geo | 11.13 | 177.57 | 532.83 | 532.83 | 532.83 | 532.83
H | 0 | 0 | 0 | 0 | 0 | 0
LFG | 0.05 | 0.15 | 0.17 | 0.2 | 0.2 | 0.2
Nuc | 270.85 | 270.85 | 270.85 | 270.85 | 270.85 | 270.85
PS | 0 | 0 | 0 | 0 | 0 | 0
PV | 0.01 | 0.01 | 0.01 | 0.01 | 0.01 | 0.01
PeakG | 0.09 | 0.3 | 3.06 | 5.27 | 6.29 | 1.11
PeakO | 0 | 0 | 0 | 0 | 0 | 0
ST | 0.03 | 0.06 | 0.07 | 0.07 | 0.07 | 0.07
STOG | 9.64 | 12.5 | 16.79 | 16.19 | 15.34 | 13.94
STWD | 9.77 | 9.77 | 0.1 | 6.35 | 6.39 | 6.39
WT | 0.72 | 1.09 | 1.09 | 1.1 | 1.1 | 1.23
IGCC | 0 | 0 | 0 | 0 | 0 | 0
DemandResponse | 0 | 0 | 0 | 0 | 0 | 0
IGCC-CCS | 0 | 0 | 0 | 0 | 0 | 0
WT_off | 0 | 0 | 0 | 0 | 0 | 0
PseudoUnit | 0 | 0 | 0 | 0 | 0 | 0
FixedInterchange | 0 | 0 | 0 | 0 | 0 | 0
#9 | Retrofit VOM Costs ($million)
Retrofit VOM Costs by Reporting Type: Entergy
ReportingType | 2015 | 2020 | 2025 | 2030 | 2035 | 2040
BM | 0 | 0 | 0 | 0 | 0 | 0
CC | 0 | 0 | 0 | 0 | 0 | 0
CSP | 0 | 0 | 0 | 0 | 0 | 0
CT | 0 | 0 | 0 | 0 | 0 | 0
Coal | 13.97 | 255.39 | 396.13 | 420 | 420 | 420
Geo | 0 | 0 | 0 | 0 | 0 | 0
H | 0 | 0 | 0 | 0 | 0 | 0
LFG | 0 | 0 | 0 | 0 | 0 | 0
Nuc | 0 | 0 | 0 | 0 | 0 | 0
PS | 0 | 0 | 0 | 0 | 0 | 0
PV | 0 | 0 | 0 | 0 | 0 | 0
PeakG | 0 | 0 | 0 | 0 | 0 | 0
PeakO | 0 | 0 | 0 | 0 | 0 | 0
ST | 0 | 0 | 0 | 0 | 0 | 0
STOG | 0 | 0 | 0 | 0 | 0 | 0
STWD | 0 | 0 | 0 | 0 | 0 | 0
WT | 0 | 0 | 0 | 0 | 0 | 0
IGCC | 0 | 0 | 0 | 0 | 0 | 0
DemandResponse | 0 | 0 | 0 | 0 | 0 | 0
IGCC-CCS | 0 | 0 | 0 | 0 | 0 | 0
WT_off | 0 | 0 | 0 | 0 | 0 | 0
PseudoUnit | 0 | 0 | 0 | 0 | 0 | 0
FixedInterchange | 0 | 0 | 0 | 0 | 0 | 0
Retrofit VOM Costs by Reporting Type: FRCC
ReportingType | 2015 | 2020 | 2025 | 2030 | 2035 | 2040
BM | 0 | 0 | 0 | 0 | 0 | 0
CC | 0 | 0 | 0 | 0 | 0 | 0
CSP | 0 | 0 | 0 | 0 | 0 | 0
CT | 0 | 0 | 0 | 0 | 0 | 0
Coal | 220.18 | 262.06 | 291.73 | 298.52 | 309.24 | 309.24
Geo | 0 | 0 | 0 | 0 | 0 | 0
H | 0 | 0 | 0 | 0 | 0 | 0
LFG | 0 | 0 | 0 | 0 | 0 | 0
Nuc | 0 | 0 | 0 | 0 | 0 | 0
PS | 0 | 0 | 0 | 0 | 0 | 0
PV | 0 | 0 | 0 | 0 | 0 | 0
PeakG | 0 | 0 | 0 | 0 | 0 | 0
PeakO | 0 | 0 | 0 | 0 | 0 | 0
ST | 0 | 0 | 0 | 0 | 0 | 0
STOG | 0 | 0 | 0 | 0 | 0 | 0
STWD | 0 | 0 | 0 | 0 | 0 | 0
WT | 0 | 0 | 0 | 0 | 0 | 0
IGCC | 0 | 0 | 0 | 0 | 0 | 0
DemandResponse | 0 | 0 | 0 | 0 | 0 | 0
IGCC-CCS | 0 | 0 | 0 | 0 | 0 | 0
WT_off | 0 | 0 | 0 | 0 | 0 | 0
PseudoUnit | 0 | 0 | 0 | 0 | 0 | 0
FixedInterchange | 0 | 0 | 0 | 0 | 0 | 0
Retrofit VOM Costs by Reporting Type: MAPP_US
ReportingType | 2015 | 2020 | 2025 | 2030 | 2035 | 2040
BM | 0 | 0 | 0 | 0 | 0 | 0
CC | 0 | 0 | 0 | 0 | 0 | 0
CSP | 0 | 0 | 0 | 0 | 0 | 0
CT | 0 | 0 | 0 | 0 | 0 | 0
Coal | 89.69 | 110.68 | 112.76 | 113.93 | 113.93 | 113.93
Geo | 0 | 0 | 0 | 0 | 0 | 0
H | 0 | 0 | 0 | 0 | 0 | 0
LFG | 0 | 0 | 0 | 0 | 0 | 0
Nuc | 0 | 0 | 0 | 0 | 0 | 0
PS | 0 | 0 | 0 | 0 | 0 | 0
PV | 0 | 0 | 0 | 0 | 0 | 0
PeakG | 0 | 0 | 0 | 0 | 0 | 0
PeakO | 0 | 0 | 0 | 0 | 0 | 0
ST | 0 | 0 | 0 | 0 | 0 | 0
STOG | 0 | 0 | 0 | 0 | 0 | 0
STWD | 0 | 0 | 0 | 0 | 0 | 0
WT | 0 | 0 | 0 | 0 | 0 | 0
IGCC | 0 | 0 | 0 | 0 | 0 | 0
DemandResponse | 0 | 0 | 0 | 0 | 0 | 0
IGCC-CCS | 0 | 0 | 0 | 0 | 0 | 0
WT_off | 0 | 0 | 0 | 0 | 0 | 0
PseudoUnit | 0 | 0 | 0 | 0 | 0 | 0
FixedInterchange | 0 | 0 | 0 | 0 | 0 | 0
Retrofit VOM Costs by Reporting Type: MISO_IN
ReportingType | 2015 | 2020 | 2025 | 2030 | 2035 | 2040
BM | 0 | 0 | 0 | 0 | 0 | 0
CC | 0 | 0 | 0 | 0 | 0 | 0
CSP | 0 | 0 | 0 | 0 | 0 | 0
CT | 0 | 0 | 0 | 0 | 0 | 0
Coal | 308.6 | 456.73 | 511.72 | 524.63 | 577.29 | 588.83
Geo | 0 | 0 | 0 | 0 | 0 | 0
H | 0 | 0 | 0 | 0 | 0 | 0
LFG | 0 | 0 | 0 | 0 | 0 | 0
Nuc | 0 | 0 | 0 | 0 | 0 | 0
PS | 0 | 0 | 0 | 0 | 0 | 0
PV | 0 | 0 | 0 | 0 | 0 | 0
PeakG | 0 | 0 | 0 | 0 | 0 | 0
PeakO | 0 | 0 | 0 | 0 | 0 | 0
ST | 0 | 0 | 0 | 0 | 0 | 0
STOG | 0 | 0 | 0 | 0 | 0 | 0
STWD | 0 | 0 | 0 | 0 | 0 | 0
WT | 0 | 0 | 0 | 0 | 0 | 0
IGCC | 0 | 0 | 0 | 0 | 0 | 0
DemandResponse | 0 | 0 | 0 | 0 | 0 | 0
IGCC-CCS | 0 | 0 | 0 | 0 | 0 | 0
WT_off | 0 | 0 | 0 | 0 | 0 | 0
PseudoUnit | 0 | 0 | 0 | 0 | 0 | 0
FixedInterchange | 0 | 0 | 0 | 0 | 0 | 0
Retrofit VOM Costs by Reporting Type: MISO_MI
ReportingType | 2015 | 2020 | 2025 | 2030 | 2035 | 2040
BM | 0 | 0 | 0 | 0 | 0 | 0
CC | 0 | 0 | 0 | 0 | 0 | 0
CSP | 0 | 0 | 0 | 0 | 0 | 0
CT | 0 | 0 | 0 | 0 | 0 | 0
Coal | 37.81 | 197.02 | 235.93 | 257.21 | 273.17 | 273.17
Geo | 0 | 0 | 0 | 0 | 0 | 0
H | 0 | 0 | 0 | 0 | 0 | 0
LFG | 0 | 0 | 0 | 0 | 0 | 0
Nuc | 0 | 0 | 0 | 0 | 0 | 0
PS | 0 | 0 | 0 | 0 | 0 | 0
PV | 0 | 0 | 0 | 0 | 0 | 0
PeakG | 0 | 0 | 0 | 0 | 0 | 0
PeakO | 0 | 0 | 0 | 0 | 0 | 0
ST | 0 | 0 | 0 | 0 | 0 | 0
STOG | 0 | 0 | 0 | 0 | 0 | 0
STWD | 0 | 0 | 0 | 0 | 0 | 0
WT | 0 | 0 | 0 | 0 | 0 | 0
IGCC | 0 | 0 | 0 | 0 | 0 | 0
DemandResponse | 0 | 0 | 0 | 0 | 0 | 0
IGCC-CCS | 0 | 0 | 0 | 0 | 0 | 0
WT_off | 0 | 0 | 0 | 0 | 0 | 0
PseudoUnit | 0 | 0 | 0 | 0 | 0 | 0
FixedInterchange | 0 | 0 | 0 | 0 | 0 | 0
Retrofit VOM Costs by Reporting Type: MISO_MO-IL
ReportingType | 2015 | 2020 | 2025 | 2030 | 2035 | 2040
BM | 0 | 0 | 0 | 0 | 0 | 0
CC | 0 | 0 | 0 | 0 | 0 | 0
CSP | 0 | 0 | 0 | 0 | 0 | 0
CT | 0 | 0 | 0 | 0 | 0 | 0
Coal | 103.39 | 399.6 | 503.18 | 584.57 | 633.33 | 633.33
Geo | 0 | 0 | 0 | 0 | 0 | 0
H | 0 | 0 | 0 | 0 | 0 | 0
LFG | 0 | 0 | 0 | 0 | 0 | 0
Nuc | 0 | 0 | 0 | 0 | 0 | 0
PS | 0 | 0 | 0 | 0 | 0 | 0
PV | 0 | 0 | 0 | 0 | 0 | 0
PeakG | 0 | 0 | 0 | 0 | 0 | 0
PeakO | 0 | 0 | 0 | 0 | 0 | 0
ST | 0 | 0 | 0 | 0 | 0 | 0
STOG | 0 | 0 | 0 | 0 | 0 | 0
STWD | 0 | 0 | 0 | 0 | 0 | 0
WT | 0 | 0 | 0 | 0 | 0 | 0
IGCC | 0 | 0 | 0 | 0 | 0 | 0
DemandResponse | 0 | 0 | 0 | 0 | 0 | 0
IGCC-CCS | 0 | 0 | 0 | 0 | 0 | 0
WT_off | 0 | 0 | 0 | 0 | 0 | 0
PseudoUnit | 0 | 0 | 0 | 0 | 0 | 0
FixedInterchange | 0 | 0 | 0 | 0 | 0 | 0
Retrofit VOM Costs by Reporting Type: MISO_W
ReportingType | 2015 | 2020 | 2025 | 2030 | 2035 | 2040
BM | 0 | 0 | 0 | 0 | 0 | 0
CC | 0 | 0 | 0 | 0 | 0 | 0
CSP | 0 | 0 | 0 | 0 | 0 | 0
CT | 0 | 0 | 0 | 0 | 0 | 0
Coal | 144.36 | 395.27 | 410.29 | 412.25 | 414.79 | 414.79
Geo | 0 | 0 | 0 | 0 | 0 | 0
H | 0 | 0 | 0 | 0 | 0 | 0
LFG | 0 | 0 | 0 | 0 | 0 | 0
Nuc | 0 | 0 | 0 | 0 | 0 | 0
PS | 0 | 0 | 0 | 0 | 0 | 0
PV | 0 | 0 | 0 | 0 | 0 | 0
PeakG | 0 | 0 | 0 | 0 | 0 | 0
PeakO | 0 | 0 | 0 | 0 | 0 | 0
ST | 0 | 0 | 0 | 0 | 0 | 0
STOG | 0 | 0 | 0 | 0 | 0 | 0
STWD | 0 | 0 | 0 | 0 | 0 | 0
WT | 0 | 0 | 0 | 0 | 0 | 0
IGCC | 0 | 0 | 0 | 0 | 0 | 0
DemandResponse | 0 | 0 | 0 | 0 | 0 | 0
IGCC-CCS | 0 | 0 | 0 | 0 | 0 | 0
WT_off | 0 | 0 | 0 | 0 | 0 | 0
PseudoUnit | 0 | 0 | 0 | 0 | 0 | 0
FixedInterchange | 0 | 0 | 0 | 0 | 0 | 0
Retrofit VOM Costs by Reporting Type: MISO_WUMS
ReportingType | 2015 | 2020 | 2025 | 2030 | 2035 | 2040
BM | 0 | 0 | 0 | 0 | 0 | 0
CC | 0 | 0 | 0 | 0 | 0 | 0
CSP | 0 | 0 | 0 | 0 | 0 | 0
CT | 0 | 0 | 0 | 0 | 0 | 0
Coal | 78.63 | 133.67 | 173.36 | 197.69 | 252.17 | 257.58
Geo | 0 | 0 | 0 | 0 | 0 | 0
H | 0 | 0 | 0 | 0 | 0 | 0
LFG | 0 | 0 | 0 | 0 | 0 | 0
Nuc | 0 | 0 | 0 | 0 | 0 | 0
PS | 0 | 0 | 0 | 0 | 0 | 0
PV | 0 | 0 | 0 | 0 | 0 | 0
PeakG | 0 | 0 | 0 | 0 | 0 | 0
PeakO | 0 | 0 | 0 | 0 | 0 | 0
ST | 0 | 0 | 0 | 0 | 0 | 0
STOG | 0 | 0 | 0 | 0 | 0 | 0
STWD | 0 | 0 | 0 | 0 | 0 | 0
WT | 0 | 0 | 0 | 0 | 0 | 0
IGCC | 0 | 0 | 0 | 0 | 0 | 0
DemandResponse | 0 | 0 | 0 | 0 | 0 | 0
IGCC-CCS | 0 | 0 | 0 | 0 | 0 | 0
WT_off | 0 | 0 | 0 | 0 | 0 | 0
PseudoUnit | 0 | 0 | 0 | 0 | 0 | 0
FixedInterchange | 0 | 0 | 0 | 0 | 0 | 0
Retrofit VOM Costs by Reporting Type: Nebraska
ReportingType | 2015 | 2020 | 2025 | 2030 | 2035 | 2040
BM | 0 | 0 | 0 | 0 | 0 | 0
CC | 0 | 0 | 0 | 0 | 0 | 0
CSP | 0 | 0 | 0 | 0 | 0 | 0
CT | 0 | 0 | 0 | 0 | 0 | 0
Coal | 16.57 | 135.66 | 135.66 | 135.66 | 135.66 | 135.66
Geo | 0 | 0 | 0 | 0 | 0 | 0
H | 0 | 0 | 0 | 0 | 0 | 0
LFG | 0 | 0 | 0 | 0 | 0 | 0
Nuc | 0 | 0 | 0 | 0 | 0 | 0
PS | 0 | 0 | 0 | 0 | 0 | 0
PV | 0 | 0 | 0 | 0 | 0 | 0
PeakG | 0 | 0 | 0 | 0 | 0 | 0
PeakO | 0 | 0 | 0 | 0 | 0 | 0
ST | 0 | 0 | 0 | 0 | 0 | 0
STOG | 0 | 0 | 0 | 0 | 0 | 0
STWD | 0 | 0 | 0 | 0 | 0 | 0
WT | 0 | 0 | 0 | 0 | 0 | 0
IGCC | 0 | 0 | 0 | 0 | 0 | 0
DemandResponse | 0 | 0 | 0 | 0 | 0 | 0
IGCC-CCS | 0 | 0 | 0 | 0 | 0 | 0
WT_off | 0 | 0 | 0 | 0 | 0 | 0
PseudoUnit | 0 | 0 | 0 | 0 | 0 | 0
FixedInterchange | 0 | 0 | 0 | 0 | 0 | 0
Retrofit VOM Costs by Reporting Type: NEISO
ReportingType | 2015 | 2020 | 2025 | 2030 | 2035 | 2040
BM | 0 | 0 | 0 | 0 | 0 | 0
CC | 0 | 0 | 0 | 0 | 0 | 0
CSP | 0 | 0 | 0 | 0 | 0 | 0
CT | 0 | 0 | 0 | 0 | 0 | 0
Coal | 0.16 | 0 | 0 | 0 | 0 | 0
Geo | 0 | 0 | 0 | 0 | 0 | 0
H | 0 | 0 | 0 | 0 | 0 | 0
LFG | 0 | 0 | 0 | 0 | 0 | 0
Nuc | 0 | 0 | 0 | 0 | 0 | 0
PS | 0 | 0 | 0 | 0 | 0 | 0
PV | 0 | 0 | 0 | 0 | 0 | 0
PeakG | 0 | 0 | 0 | 0 | 0 | 0
PeakO | 0 | 0 | 0 | 0 | 0 | 0
ST | 0 | 0 | 0 | 0 | 0 | 0
STOG | 0 | 0 | 0 | 0 | 0 | 0
STWD | 0 | 0 | 0 | 0 | 0 | 0
WT | 0 | 0 | 0 | 0 | 0 | 0
IGCC | 0 | 0 | 0 | 0 | 0 | 0
DemandResponse | 0 | 0 | 0 | 0 | 0 | 0
IGCC-CCS | 0 | 0 | 0 | 0 | 0 | 0
WT_off | 0 | 0 | 0 | 0 | 0 | 0
PseudoUnit | 0 | 0 | 0 | 0 | 0 | 0
FixedInterchange | 0 | 0 | 0 | 0 | 0 | 0
Retrofit VOM Costs by Reporting Type: NonRTO_Midwest
ReportingType | 2015 | 2020 | 2025 | 2030 | 2035 | 2040
BM | 0 | 0 | 0 | 0 | 0 | 0
CC | 0 | 0 | 0 | 0 | 0 | 0
CSP | 0 | 0 | 0 | 0 | 0 | 0
CT | 0 | 0 | 0 | 0 | 0 | 0
Coal | 244.45 | 329.14 | 340.14 | 347.78 | 367.86 | 388.74
Geo | 0 | 0 | 0 | 0 | 0 | 0
H | 0 | 0 | 0 | 0 | 0 | 0
LFG | 0 | 0 | 0 | 0 | 0 | 0
Nuc | 0 | 0 | 0 | 0 | 0 | 0
PS | 0 | 0 | 0 | 0 | 0 | 0
PV | 0 | 0 | 0 | 0 | 0 | 0
PeakG | 0 | 0 | 0 | 0 | 0 | 0
PeakO | 0 | 0 | 0 | 0 | 0 | 0
ST | 0 | 0 | 0 | 0 | 0 | 0
STOG | 0 | 0 | 0 | 0 | 0 | 0
STWD | 0 | 0 | 0 | 0 | 0 | 0
WT | 0 | 0 | 0 | 0 | 0 | 0
IGCC | 0 | 0 | 0 | 0 | 0 | 0
DemandResponse | 0 | 0 | 0 | 0 | 0 | 0
IGCC-CCS | 0 | 0 | 0 | 0 | 0 | 0
WT_off | 0 | 0 | 0 | 0 | 0 | 0
PseudoUnit | 0 | 0 | 0 | 0 | 0 | 0
FixedInterchange | 0 | 0 | 0 | 0 | 0 | 0
Retrofit VOM Costs by Reporting Type: NYISO_A-F
ReportingType | 2015 | 2020 | 2025 | 2030 | 2035 | 2040
BM | 0 | 0 | 0 | 0 | 0 | 0
CC | 0 | 0 | 0 | 0 | 0 | 0
CSP | 0 | 0 | 0 | 0 | 0 | 0
CT | 0 | 0 | 0 | 0 | 0 | 0
Coal | 0 | 0 | 0 | 0 | 0 | 0
Geo | 0 | 0 | 0 | 0 | 0 | 0
H | 0 | 0 | 0 | 0 | 0 | 0
LFG | 0 | 0 | 0 | 0 | 0 | 0
Nuc | 0 | 0 | 0 | 0 | 0 | 0
PS | 0 | 0 | 0 | 0 | 0 | 0
PV | 0 | 0 | 0 | 0 | 0 | 0
PeakG | 0 | 0 | 0 | 0 | 0 | 0
PeakO | 0 | 0 | 0 | 0 | 0 | 0
ST | 0 | 0 | 0 | 0 | 0 | 0
STOG | 0 | 0 | 0 | 0 | 0 | 0
STWD | 0 | 0 | 0 | 0 | 0 | 0
WT | 0 | 0 | 0 | 0 | 0 | 0
IGCC | 0 | 0 | 0 | 0 | 0 | 0
DemandResponse | 0 | 0 | 0 | 0 | 0 | 0
IGCC-CCS | 0 | 0 | 0 | 0 | 0 | 0
WT_off | 0 | 0 | 0 | 0 | 0 | 0
PseudoUnit | 0 | 0 | 0 | 0 | 0 | 0
FixedInterchange | 0 | 0 | 0 | 0 | 0 | 0
Retrofit VOM Costs by Reporting Type: NYISO_G-I
ReportingType | 2015 | 2020 | 2025 | 2030 | 2035 | 2040
BM | 0 | 0 | 0 | 0 | 0 | 0
CC | 0 | 0 | 0 | 0 | 0 | 0
CSP | 0 | 0 | 0 | 0 | 0 | 0
CT | 0 | 0 | 0 | 0 | 0 | 0
Coal | 0 | 0 | 0 | 0 | 0 | 0
Geo | 0 | 0 | 0 | 0 | 0 | 0
H | 0 | 0 | 0 | 0 | 0 | 0
LFG | 0 | 0 | 0 | 0 | 0 | 0
Nuc | 0 | 0 | 0 | 0 | 0 | 0
PS | 0 | 0 | 0 | 0 | 0 | 0
PV | 0 | 0 | 0 | 0 | 0 | 0
PeakG | 0 | 0 | 0 | 0 | 0 | 0
PeakO | 0 | 0 | 0 | 0 | 0 | 0
ST | 0 | 0 | 0 | 0 | 0 | 0
STOG | 0 | 0 | 0 | 0 | 0 | 0
STWD | 0 | 0 | 0 | 0 | 0 | 0
WT | 0 | 0 | 0 | 0 | 0 | 0
IGCC | 0 | 0 | 0 | 0 | 0 | 0
DemandResponse | 0 | 0 | 0 | 0 | 0 | 0
IGCC-CCS | 0 | 0 | 0 | 0 | 0 | 0
WT_off | 0 | 0 | 0 | 0 | 0 | 0
PseudoUnit | 0 | 0 | 0 | 0 | 0 | 0
FixedInterchange | 0 | 0 | 0 | 0 | 0 | 0
Retrofit VOM Costs by Reporting Type: NYISO_J-K
ReportingType | 2015 | 2020 | 2025 | 2030 | 2035 | 2040
BM | 0 | 0 | 0 | 0 | 0 | 0
CC | 0 | 0 | 0 | 0 | 0 | 0
CSP | 0 | 0 | 0 | 0 | 0 | 0
CT | 0 | 0 | 0 | 0 | 0 | 0
Coal | 0 | 0 | 0 | 0 | 0 | 0
Geo | 0 | 0 | 0 | 0 | 0 | 0
H | 0 | 0 | 0 | 0 | 0 | 0
LFG | 0 | 0 | 0 | 0 | 0 | 0
Nuc | 0 | 0 | 0 | 0 | 0 | 0
PS | 0 | 0 | 0 | 0 | 0 | 0
PV | 0 | 0 | 0 | 0 | 0 | 0
PeakG | 0 | 0 | 0 | 0 | 0 | 0
PeakO | 0 | 0 | 0 | 0 | 0 | 0
ST | 0 | 0 | 0 | 0 | 0 | 0
STOG | 0 | 0 | 0 | 0 | 0 | 0
STWD | 0 | 0 | 0 | 0 | 0 | 0
WT | 0 | 0 | 0 | 0 | 0 | 0
IGCC | 0 | 0 | 0 | 0 | 0 | 0
DemandResponse | 0 | 0 | 0 | 0 | 0 | 0
IGCC-CCS | 0 | 0 | 0 | 0 | 0 | 0
WT_off | 0 | 0 | 0 | 0 | 0 | 0
PseudoUnit | 0 | 0 | 0 | 0 | 0 | 0
FixedInterchange | 0 | 0 | 0 | 0 | 0 | 0
Retrofit VOM Costs by Reporting Type: PJM_E
ReportingType | 2015 | 2020 | 2025 | 2030 | 2035 | 2040
BM | 0 | 0 | 0 | 0 | 0 | 0
CC | 0 | 0 | 0 | 0 | 0 | 0
CSP | 0 | 0 | 0 | 0 | 0 | 0
CT | 0 | 0 | 0 | 0 | 0 | 0
Coal | 2.41 | 3.22 | 4.83 | 8.78 | 15.7 | 20.53
Geo | 0 | 0 | 0 | 0 | 0 | 0
H | 0 | 0 | 0 | 0 | 0 | 0
LFG | 0 | 0 | 0 | 0 | 0 | 0
Nuc | 0 | 0 | 0 | 0 | 0 | 0
PS | 0 | 0 | 0 | 0 | 0 | 0
PV | 0 | 0 | 0 | 0 | 0 | 0
PeakG | 0 | 0 | 0 | 0 | 0 | 0
PeakO | 0 | 0 | 0 | 0 | 0 | 0
ST | 0 | 0 | 0 | 0 | 0 | 0
STOG | 0 | 0 | 0 | 0 | 0 | 0
STWD | 0 | 0 | 0 | 0 | 0 | 0
WT | 0 | 0 | 0 | 0 | 0 | 0
IGCC | 0 | 0 | 0 | 0 | 0 | 0
DemandResponse | 0 | 0 | 0 | 0 | 0 | 0
IGCC-CCS | 0 | 0 | 0 | 0 | 0 | 0
WT_off | 0 | 0 | 0 | 0 | 0 | 0
PseudoUnit | 0 | 0 | 0 | 0 | 0 | 0
FixedInterchange | 0 | 0 | 0 | 0 | 0 | 0
Retrofit VOM Costs by Reporting Type: PJM_ROM
ReportingType | 2015 | 2020 | 2025 | 2030 | 2035 | 2040
BM | 0 | 0 | 0 | 0 | 0 | 0
CC | 0 | 0 | 0 | 0 | 0 | 0
CSP | 0 | 0 | 0 | 0 | 0 | 0
CT | 0 | 0 | 0 | 0 | 0 | 0
Coal | 192.84 | 257.63 | 267.61 | 282.84 | 282.84 | 282.84
Geo | 0 | 0 | 0 | 0 | 0 | 0
H | 0 | 0 | 0 | 0 | 0 | 0
LFG | 0 | 0 | 0 | 0 | 0 | 0
Nuc | 0 | 0 | 0 | 0 | 0 | 0
PS | 0 | 0 | 0 | 0 | 0 | 0
PV | 0 | 0 | 0 | 0 | 0 | 0
PeakG | 0 | 0 | 0 | 0 | 0 | 0
PeakO | 0 | 0 | 0 | 0 | 0 | 0
ST | 0 | 0 | 0 | 0 | 0 | 0
STOG | 0 | 0 | 0 | 0 | 0 | 0
STWD | 0 | 0 | 0 | 0 | 0 | 0
WT | 0 | 0 | 0 | 0 | 0 | 0
IGCC | 0 | 0 | 0 | 0 | 0 | 0
DemandResponse | 0 | 0 | 0 | 0 | 0 | 0
IGCC-CCS | 0 | 0 | 0 | 0 | 0 | 0
WT_off | 0 | 0 | 0 | 0 | 0 | 0
PseudoUnit | 0 | 0 | 0 | 0 | 0 | 0
FixedInterchange | 0 | 0 | 0 | 0 | 0 | 0
Retrofit VOM Costs by Reporting Type: PJM_ROR
ReportingType | 2015 | 2020 | 2025 | 2030 | 2035 | 2040
BM | 0 | 0 | 0 | 0 | 0 | 0
CC | 0 | 0 | 0 | 0 | 0 | 0
CSP | 0 | 0 | 0 | 0 | 0 | 0
CT | 0 | 0 | 0 | 0 | 0 | 0
Coal | 967.99 | 1272.2 | 1328.97 | 1349.88 | 1367.56 | 1381.05
Geo | 0 | 0 | 0 | 0 | 0 | 0
H | 0 | 0 | 0 | 0 | 0 | 0
LFG | 0 | 0 | 0 | 0 | 0 | 0
Nuc | 0 | 0 | 0 | 0 | 0 | 0
PS | 0 | 0 | 0 | 0 | 0 | 0
PV | 0 | 0 | 0 | 0 | 0 | 0
PeakG | 0 | 0 | 0 | 0 | 0 | 0
PeakO | 0 | 0 | 0 | 0 | 0 | 0
ST | 0 | 0 | 0 | 0 | 0 | 0
STOG | 0 | 0 | 0 | 0 | 0 | 0
STWD | 0 | 0 | 0 | 0 | 0 | 0
WT | 0 | 0 | 0 | 0 | 0 | 0
IGCC | 0 | 0 | 0 | 0 | 0 | 0
DemandResponse | 0 | 0 | 0 | 0 | 0 | 0
IGCC-CCS | 0 | 0 | 0 | 0 | 0 | 0
WT_off | 0 | 0 | 0 | 0 | 0 | 0
PseudoUnit | 0 | 0 | 0 | 0 | 0 | 0
FixedInterchange | 0 | 0 | 0 | 0 | 0 | 0
Retrofit VOM Costs by Reporting Type: SOCO
ReportingType | 2015 | 2020 | 2025 | 2030 | 2035 | 2040
BM | 0 | 0 | 0 | 0 | 0 | 0
CC | 0 | 0 | 0 | 0 | 0 | 0
CSP | 0 | 0 | 0 | 0 | 0 | 0
CT | 0 | 0 | 0 | 0 | 0 | 0
Coal | 370.01 | 520.3 | 658.86 | 676.57 | 676.57 | 676.57
Geo | 0 | 0 | 0 | 0 | 0 | 0
H | 0 | 0 | 0 | 0 | 0 | 0
LFG | 0 | 0 | 0 | 0 | 0 | 0
Nuc | 0 | 0 | 0 | 0 | 0 | 0
PS | 0 | 0 | 0 | 0 | 0 | 0
PV | 0 | 0 | 0 | 0 | 0 | 0
PeakG | 0 | 0 | 0 | 0 | 0 | 0
PeakO | 0 | 0 | 0 | 0 | 0 | 0
ST | 0 | 0 | 0 | 0 | 0 | 0
STOG | 0 | 0 | 0 | 0 | 0 | 0
STWD | 0 | 0 | 0 | 0 | 0 | 0
WT | 0 | 0 | 0 | 0 | 0 | 0
IGCC | 0 | 0 | 0 | 0 | 0 | 0
DemandResponse | 0 | 0 | 0 | 0 | 0 | 0
IGCC-CCS | 0 | 0 | 0 | 0 | 0 | 0
WT_off | 0 | 0 | 0 | 0 | 0 | 0
PseudoUnit | 0 | 0 | 0 | 0 | 0 | 0
FixedInterchange | 0 | 0 | 0 | 0 | 0 | 0
Retrofit VOM Costs by Reporting Type: SPP_N
ReportingType | 2015 | 2020 | 2025 | 2030 | 2035 | 2040
BM | 0 | 0 | 0 | 0 | 0 | 0
CC | 0 | 0 | 0 | 0 | 0 | 0
CSP | 0 | 0 | 0 | 0 | 0 | 0
CT | 0 | 0 | 0 | 0 | 0 | 0
Coal | 190.31 | 335.06 | 341.08 | 341.08 | 341.08 | 341.08
Geo | 0 | 0 | 0 | 0 | 0 | 0
H | 0 | 0 | 0 | 0 | 0 | 0
LFG | 0 | 0 | 0 | 0 | 0 | 0
Nuc | 0 | 0 | 0 | 0 | 0 | 0
PS | 0 | 0 | 0 | 0 | 0 | 0
PV | 0 | 0 | 0 | 0 | 0 | 0
PeakG | 0 | 0 | 0 | 0 | 0 | 0
PeakO | 0 | 0 | 0 | 0 | 0 | 0
ST | 0 | 0 | 0 | 0 | 0 | 0
STOG | 0 | 0 | 0 | 0 | 0 | 0
STWD | 0 | 0 | 0 | 0 | 0 | 0
WT | 0 | 0 | 0 | 0 | 0 | 0
IGCC | 0 | 0 | 0 | 0 | 0 | 0
DemandResponse | 0 | 0 | 0 | 0 | 0 | 0
IGCC-CCS | 0 | 0 | 0 | 0 | 0 | 0
WT_off | 0 | 0 | 0 | 0 | 0 | 0
PseudoUnit | 0 | 0 | 0 | 0 | 0 | 0
FixedInterchange | 0 | 0 | 0 | 0 | 0 | 0
Retrofit VOM Costs by Reporting Type: SPP_S
ReportingType | 2015 | 2020 | 2025 | 2030 | 2035 | 2040
BM | 0 | 0 | 0 | 0 | 0 | 0
CC | 0 | 0 | 0 | 0 | 0 | 0
CSP | 0 | 0 | 0 | 0 | 0 | 0
CT | 0 | 0 | 0 | 0 | 0 | 0
Coal | 84.34 | 639.61 | 811.95 | 835.8 | 836.3 | 837.1
Geo | 0 | 0 | 0 | 0 | 0 | 0
H | 0 | 0 | 0 | 0 | 0 | 0
LFG | 0 | 0 | 0 | 0 | 0 | 0
Nuc | 0 | 0 | 0 | 0 | 0 | 0
PS | 0 | 0 | 0 | 0 | 0 | 0
PV | 0 | 0 | 0 | 0 | 0 | 0
PeakG | 0 | 0 | 0 | 0 | 0 | 0
PeakO | 0 | 0 | 0 | 0 | 0 | 0
ST | 0 | 0 | 0 | 0 | 0 | 0
STOG | 0 | 0 | 0 | 0 | 0 | 0
STWD | 0 | 0 | 0 | 0 | 0 | 0
WT | 0 | 0 | 0 | 0 | 0 | 0
IGCC | 0 | 0 | 0 | 0 | 0 | 0
DemandResponse | 0 | 0 | 0 | 0 | 0 | 0
IGCC-CCS | 0 | 0 | 0 | 0 | 0 | 0
WT_off | 0 | 0 | 0 | 0 | 0 | 0
PseudoUnit | 0 | 0 | 0 | 0 | 0 | 0
FixedInterchange | 0 | 0 | 0 | 0 | 0 | 0
Retrofit VOM Costs by Reporting Type: TVA
ReportingType | 2015 | 2020 | 2025 | 2030 | 2035 | 2040
BM | 0 | 0 | 0 | 0 | 0 | 0
CC | 0 | 0 | 0 | 0 | 0 | 0
CSP | 0 | 0 | 0 | 0 | 0 | 0
CT | 0 | 0 | 0 | 0 | 0 | 0
Coal | 226.21 | 424.8 | 464.42 | 472.05 | 472.05 | 472.05
Geo | 0 | 0 | 0 | 0 | 0 | 0
H | 0 | 0 | 0 | 0 | 0 | 0
LFG | 0 | 0 | 0 | 0 | 0 | 0
Nuc | 0 | 0 | 0 | 0 | 0 | 0
PS | 0 | 0 | 0 | 0 | 0 | 0
PV | 0 | 0 | 0 | 0 | 0 | 0
PeakG | 0 | 0 | 0 | 0 | 0 | 0
PeakO | 0 | 0 | 0 | 0 | 0 | 0
ST | 0 | 0 | 0 | 0 | 0 | 0
STOG | 0 | 0 | 0 | 0 | 0 | 0
STWD | 0 | 0 | 0 | 0 | 0 | 0
WT | 0 | 0 | 0 | 0 | 0 | 0
IGCC | 0 | 0 | 0 | 0 | 0 | 0
DemandResponse | 0 | 0 | 0 | 0 | 0 | 0
IGCC-CCS | 0 | 0 | 0 | 0 | 0 | 0
WT_off | 0 | 0 | 0 | 0 | 0 | 0
PseudoUnit | 0 | 0 | 0 | 0 | 0 | 0
FixedInterchange | 0 | 0 | 0 | 0 | 0 | 0
Retrofit VOM Costs by Reporting Type: TVA_Transmission
ReportingType | 2015 | 2020 | 2025 | 2030 | 2035 | 2040
BM | 0 | 0 | 0 | 0 | 0 | 0
CC | 0 | 0 | 0 | 0 | 0 | 0
CSP | 0 | 0 | 0 | 0 | 0 | 0
CT | 0 | 0 | 0 | 0 | 0 | 0
Coal | 0 | 0 | 0 | 0 | 0 | 0
Geo | 0 | 0 | 0 | 0 | 0 | 0
H | 0 | 0 | 0 | 0 | 0 | 0
LFG | 0 | 0 | 0 | 0 | 0 | 0
Nuc | 0 | 0 | 0 | 0 | 0 | 0
PS | 0 | 0 | 0 | 0 | 0 | 0
PV | 0 | 0 | 0 | 0 | 0 | 0
PeakG | 0 | 0 | 0 | 0 | 0 | 0
PeakO | 0 | 0 | 0 | 0 | 0 | 0
ST | 0 | 0 | 0 | 0 | 0 | 0
STOG | 0 | 0 | 0 | 0 | 0 | 0
STWD | 0 | 0 | 0 | 0 | 0 | 0
WT | 0 | 0 | 0 | 0 | 0 | 0
IGCC | 0 | 0 | 0 | 0 | 0 | 0
DemandResponse | 0 | 0 | 0 | 0 | 0 | 0
IGCC-CCS | 0 | 0 | 0 | 0 | 0 | 0
WT_off | 0 | 0 | 0 | 0 | 0 | 0
PseudoUnit | 0 | 0 | 0 | 0 | 0 | 0
FixedInterchange | 0 | 0 | 0 | 0 | 0 | 0
Retrofit VOM Costs by Reporting Type: VACAR
ReportingType | 2015 | 2020 | 2025 | 2030 | 2035 | 2040
BM | 0 | 0 | 0 | 0 | 0 | 0
CC | 0 | 0 | 0 | 0 | 0 | 0
CSP | 0 | 0 | 0 | 0 | 0 | 0
CT | 0 | 0 | 0 | 0 | 0 | 0
Coal | 280.05 | 325.51 | 418.65 | 460.29 | 497.71 | 503.79
Geo | 0 | 0 | 0 | 0 | 0 | 0
H | 0 | 0 | 0 | 0 | 0 | 0
LFG | 0 | 0 | 0 | 0 | 0 | 0
Nuc | 0 | 0 | 0 | 0 | 0 | 0
PS | 0 | 0 | 0 | 0 | 0 | 0
PV | 0 | 0 | 0 | 0 | 0 | 0
PeakG | 0 | 0 | 0 | 0 | 0 | 0
PeakO | 0 | 0 | 0 | 0 | 0 | 0
ST | 0 | 0 | 0 | 0 | 0 | 0
STOG | 0 | 0 | 0 | 0 | 0 | 0
STWD | 0 | 0 | 0 | 0 | 0 | 0
WT | 0 | 0 | 0 | 0 | 0 | 0
IGCC | 0 | 0 | 0 | 0 | 0 | 0
DemandResponse | 0 | 0 | 0 | 0 | 0 | 0
IGCC-CCS | 0 | 0 | 0 | 0 | 0 | 0
WT_off | 0 | 0 | 0 | 0 | 0 | 0
PseudoUnit | 0 | 0 | 0 | 0 | 0 | 0
FixedInterchange | 0 | 0 | 0 | 0 | 0 | 0
Retrofit VOM Costs by Reporting Type: IESO
ReportingType | 2015 | 2020 | 2025 | 2030 | 2035 | 2040
BM | 0 | 0 | 0 | 0 | 0 | 0
CC | 0 | 0 | 0 | 0 | 0 | 0
CSP | 0 | 0 | 0 | 0 | 0 | 0
CT | 0 | 0 | 0 | 0 | 0 | 0
Coal | 0 | 0 | 0 | 0 | 0 | 0
Geo | 0 | 0 | 0 | 0 | 0 | 0
H | 0 | 0 | 0 | 0 | 0 | 0
LFG | 0 | 0 | 0 | 0 | 0 | 0
Nuc | 0 | 0 | 0 | 0 | 0 | 0
PS | 0 | 0 | 0 | 0 | 0 | 0
PV | 0 | 0 | 0 | 0 | 0 | 0
PeakG | 0 | 0 | 0 | 0 | 0 | 0
PeakO | 0 | 0 | 0 | 0 | 0 | 0
ST | 0 | 0 | 0 | 0 | 0 | 0
STOG | 0 | 0 | 0 | 0 | 0 | 0
STWD | 0 | 0 | 0 | 0 | 0 | 0
WT | 0 | 0 | 0 | 0 | 0 | 0
IGCC | 0 | 0 | 0 | 0 | 0 | 0
DemandResponse | 0 | 0 | 0 | 0 | 0 | 0
IGCC-CCS | 0 | 0 | 0 | 0 | 0 | 0
WT_off | 0 | 0 | 0 | 0 | 0 | 0
PseudoUnit | 0 | 0 | 0 | 0 | 0 | 0
FixedInterchange | 0 | 0 | 0 | 0 | 0 | 0
Retrofit VOM Costs by Reporting Type: MAPP_CA
ReportingType | 2015 | 2020 | 2025 | 2030 | 2035 | 2040
BM | 0 | 0 | 0 | 0 | 0 | 0
CC | 0 | 0 | 0 | 0 | 0 | 0
CSP | 0 | 0 | 0 | 0 | 0 | 0
CT | 0 | 0 | 0 | 0 | 0 | 0
Coal | 0 | 0 | 0 | 0 | 0 | 0
Geo | 0 | 0 | 0 | 0 | 0 | 0
H | 0 | 0 | 0 | 0 | 0 | 0
LFG | 0 | 0 | 0 | 0 | 0 | 0
Nuc | 0 | 0 | 0 | 0 | 0 | 0
PS | 0 | 0 | 0 | 0 | 0 | 0
PV | 0 | 0 | 0 | 0 | 0 | 0
PeakG | 0 | 0 | 0 | 0 | 0 | 0
PeakO | 0 | 0 | 0 | 0 | 0 | 0
ST | 0 | 0 | 0 | 0 | 0 | 0
STOG | 0 | 0 | 0 | 0 | 0 | 0
STWD | 0 | 0 | 0 | 0 | 0 | 0
WT | 0 | 0 | 0 | 0 | 0 | 0
IGCC | 0 | 0 | 0 | 0 | 0 | 0
DemandResponse | 0 | 0 | 0 | 0 | 0 | 0
IGCC-CCS | 0 | 0 | 0 | 0 | 0 | 0
WT_off | 0 | 0 | 0 | 0 | 0 | 0
PseudoUnit | 0 | 0 | 0 | 0 | 0 | 0
FixedInterchange | 0 | 0 | 0 | 0 | 0 | 0
Retrofit VOM Costs by Reporting Type: AZ_NM_SNV_Coal
ReportingType | 2015 | 2020 | 2025 | 2030 | 2035 | 2040
BM | 0 | 0 | 0 | 0 | 0 | 0
CC | 0 | 0 | 0 | 0 | 0 | 0
CSP | 0 | 0 | 0 | 0 | 0 | 0
CT | 0 | 0 | 0 | 0 | 0 | 0
Coal | 321.26 | 404.7 | 404.7 | 404.7 | 404.7 | 404.7
Geo | 0 | 0 | 0 | 0 | 0 | 0
H | 0 | 0 | 0 | 0 | 0 | 0
LFG | 0 | 0 | 0 | 0 | 0 | 0
Nuc | 0 | 0 | 0 | 0 | 0 | 0
PS | 0 | 0 | 0 | 0 | 0 | 0
PV | 0 | 0 | 0 | 0 | 0 | 0
PeakG | 0 | 0 | 0 | 0 | 0 | 0
PeakO | 0 | 0 | 0 | 0 | 0 | 0
ST | 0 | 0 | 0 | 0 | 0 | 0
STOG | 0 | 0 | 0 | 0 | 0 | 0
STWD | 0 | 0 | 0 | 0 | 0 | 0
WT | 0 | 0 | 0 | 0 | 0 | 0
IGCC | 0 | 0 | 0 | 0 | 0 | 0
DemandResponse | 0 | 0 | 0 | 0 | 0 | 0
IGCC-CCS | 0 | 0 | 0 | 0 | 0 | 0
WT_off | 0 | 0 | 0 | 0 | 0 | 0
PseudoUnit | 0 | 0 | 0 | 0 | 0 | 0
FixedInterchange | 0 | 0 | 0 | 0 | 0 | 0
Retrofit VOM Costs by Reporting Type: AZ_NM_SNV_Gas
ReportingType | 2015 | 2020 | 2025 | 2030 | 2035 | 2040
BM | 0 | 0 | 0 | 0 | 0 | 0
CC | 0 | 0 | 0 | 0 | 0 | 0
CSP | 0 | 0 | 0 | 0 | 0 | 0
CT | 0 | 0 | 0 | 0 | 0 | 0
Coal | 0 | 0 | 0 | 0 | 0 | 0
Geo | 0 | 0 | 0 | 0 | 0 | 0
H | 0 | 0 | 0 | 0 | 0 | 0
LFG | 0 | 0 | 0 | 0 | 0 | 0
Nuc | 0 | 0 | 0 | 0 | 0 | 0
PS | 0 | 0 | 0 | 0 | 0 | 0
PV | 0 | 0 | 0 | 0 | 0 | 0
PeakG | 0 | 0 | 0 | 0 | 0 | 0
PeakO | 0 | 0 | 0 | 0 | 0 | 0
ST | 0 | 0 | 0 | 0 | 0 | 0
STOG | 0 | 0 | 0 | 0 | 0 | 0
STWD | 0 | 0 | 0 | 0 | 0 | 0
WT | 0 | 0 | 0 | 0 | 0 | 0
IGCC | 0 | 0 | 0 | 0 | 0 | 0
DemandResponse | 0 | 0 | 0 | 0 | 0 | 0
IGCC-CCS | 0 | 0 | 0 | 0 | 0 | 0
WT_off | 0 | 0 | 0 | 0 | 0 | 0
PseudoUnit | 0 | 0 | 0 | 0 | 0 | 0
FixedInterchange | 0 | 0 | 0 | 0 | 0 | 0
Retrofit VOM Costs by Reporting Type: AZ_NM_SNV_NucRenew
ReportingType | 2015 | 2020 | 2025 | 2030 | 2035 | 2040
BM | 0 | 0 | 0 | 0 | 0 | 0
CC | 0 | 0 | 0 | 0 | 0 | 0
CSP | 0 | 0 | 0 | 0 | 0 | 0
CT | 0 | 0 | 0 | 0 | 0 | 0
Coal | 0 | 0 | 0 | 0 | 0 | 0
Geo | 0 | 0 | 0 | 0 | 0 | 0
H | 0 | 0 | 0 | 0 | 0 | 0
LFG | 0 | 0 | 0 | 0 | 0 | 0
Nuc | 0 | 0 | 0 | 0 | 0 | 0
PS | 0 | 0 | 0 | 0 | 0 | 0
PV | 0 | 0 | 0 | 0 | 0 | 0
PeakG | 0 | 0 | 0 | 0 | 0 | 0
PeakO | 0 | 0 | 0 | 0 | 0 | 0
ST | 0 | 0 | 0 | 0 | 0 | 0
STOG | 0 | 0 | 0 | 0 | 0 | 0
STWD | 0 | 0 | 0 | 0 | 0 | 0
WT | 0 | 0 | 0 | 0 | 0 | 0
IGCC | 0 | 0 | 0 | 0 | 0 | 0
DemandResponse | 0 | 0 | 0 | 0 | 0 | 0
IGCC-CCS | 0 | 0 | 0 | 0 | 0 | 0
WT_off | 0 | 0 | 0 | 0 | 0 | 0
PseudoUnit | 0 | 0 | 0 | 0 | 0 | 0
FixedInterchange | 0 | 0 | 0 | 0 | 0 | 0
Retrofit VOM Costs by Reporting Type: ERCOT
ReportingType | 2015 | 2020 | 2025 | 2030 | 2035 | 2040
BM | 0 | 0 | 0 | 0 | 0 | 0
CC | 0 | 0 | 0 | 0 | 0 | 0
CSP | 0 | 0 | 0 | 0 | 0 | 0
CT | 0 | 0 | 0 | 0 | 0 | 0
Coal | 267.52 | 504.87 | 639.14 | 639.14 | 639.14 | 639.14
Geo | 0 | 0 | 0 | 0 | 0 | 0
H | 0 | 0 | 0 | 0 | 0 | 0
LFG | 0 | 0 | 0 | 0 | 0 | 0
Nuc | 0 | 0 | 0 | 0 | 0 | 0
PS | 0 | 0 | 0 | 0 | 0 | 0
PV | 0 | 0 | 0 | 0 | 0 | 0
PeakG | 0 | 0 | 0 | 0 | 0 | 0
PeakO | 0 | 0 | 0 | 0 | 0 | 0
ST | 0 | 0 | 0 | 0 | 0 | 0
STOG | 0 | 0 | 0 | 0 | 0 | 0
STWD | 0 | 0 | 0 | 0 | 0 | 0
WT | 0 | 0 | 0 | 0 | 0 | 0
IGCC | 0 | 0 | 0 | 0 | 0 | 0
DemandResponse | 0 | 0 | 0 | 0 | 0 | 0
IGCC-CCS | 0 | 0 | 0 | 0 | 0 | 0
WT_off | 0 | 0 | 0 | 0 | 0 | 0
PseudoUnit | 0 | 0 | 0 | 0 | 0 | 0
FixedInterchange | 0 | 0 | 0 | 0 | 0 | 0
Retrofit VOM Costs by Reporting Type: NP15
ReportingType | 2015 | 2020 | 2025 | 2030 | 2035 | 2040
BM | 0 | 0 | 0 | 0 | 0 | 0
CC | 0 | 0 | 0 | 0 | 0 | 0
CSP | 0 | 0 | 0 | 0 | 0 | 0
CT | 0 | 0 | 0 | 0 | 0 | 0
Coal | 1.46 | 0 | 0 | 0 | 0 | 0
Geo | 0 | 0 | 0 | 0 | 0 | 0
H | 0 | 0 | 0 | 0 | 0 | 0
LFG | 0 | 0 | 0 | 0 | 0 | 0
Nuc | 0 | 0 | 0 | 0 | 0 | 0
PS | 0 | 0 | 0 | 0 | 0 | 0
PV | 0 | 0 | 0 | 0 | 0 | 0
PeakG | 0 | 0 | 0 | 0 | 0 | 0
PeakO | 0 | 0 | 0 | 0 | 0 | 0
ST | 0 | 0 | 0 | 0 | 0 | 0
STOG | 0 | 0 | 0 | 0 | 0 | 0
STWD | 0 | 0 | 0 | 0 | 0 | 0
WT | 0 | 0 | 0 | 0 | 0 | 0
IGCC | 0 | 0 | 0 | 0 | 0 | 0
DemandResponse | 0 | 0 | 0 | 0 | 0 | 0
IGCC-CCS | 0 | 0 | 0 | 0 | 0 | 0
WT_off | 0 | 0 | 0 | 0 | 0 | 0
PseudoUnit | 0 | 0 | 0 | 0 | 0 | 0
FixedInterchange | 0 | 0 | 0 | 0 | 0 | 0
Retrofit VOM Costs by Reporting Type: NWPP_Coal
ReportingType | 2015 | 2020 | 2025 | 2030 | 2035 | 2040
BM | 0 | 0 | 0 | 0 | 0 | 0
CC | 0 | 0 | 0 | 0 | 0 | 0
CSP | 0 | 0 | 0 | 0 | 0 | 0
CT | 0 | 0 | 0 | 0 | 0 | 0
Coal | 514.07 | 667.89 | 667.89 | 667.89 | 667.89 | 667.89
Geo | 0 | 0 | 0 | 0 | 0 | 0
H | 0 | 0 | 0 | 0 | 0 | 0
LFG | 0 | 0 | 0 | 0 | 0 | 0
Nuc | 0 | 0 | 0 | 0 | 0 | 0
PS | 0 | 0 | 0 | 0 | 0 | 0
PV | 0 | 0 | 0 | 0 | 0 | 0
PeakG | 0 | 0 | 0 | 0 | 0 | 0
PeakO | 0 | 0 | 0 | 0 | 0 | 0
ST | 0 | 0 | 0 | 0 | 0 | 0
STOG | 0 | 0 | 0 | 0 | 0 | 0
STWD | 0 | 0 | 0 | 0 | 0 | 0
WT | 0 | 0 | 0 | 0 | 0 | 0
IGCC | 0 | 0 | 0 | 0 | 0 | 0
DemandResponse | 0 | 0 | 0 | 0 | 0 | 0
IGCC-CCS | 0 | 0 | 0 | 0 | 0 | 0
WT_off | 0 | 0 | 0 | 0 | 0 | 0
PseudoUnit | 0 | 0 | 0 | 0 | 0 | 0
FixedInterchange | 0 | 0 | 0 | 0 | 0 | 0
Retrofit VOM Costs by Reporting Type: NWPP_Gas
ReportingType | 2015 | 2020 | 2025 | 2030 | 2035 | 2040
BM | 0 | 0 | 0 | 0 | 0 | 0
CC | 0 | 0 | 0 | 0 | 0 | 0
CSP | 0 | 0 | 0 | 0 | 0 | 0
CT | 0 | 0 | 0 | 0 | 0 | 0
Coal | 0 | 0 | 0 | 0 | 0 | 0
Geo | 0 | 0 | 0 | 0 | 0 | 0
H | 0 | 0 | 0 | 0 | 0 | 0
LFG | 0 | 0 | 0 | 0 | 0 | 0
Nuc | 0 | 0 | 0 | 0 | 0 | 0
PS | 0 | 0 | 0 | 0 | 0 | 0
PV | 0 | 0 | 0 | 0 | 0 | 0
PeakG | 0 | 0 | 0 | 0 | 0 | 0
PeakO | 0 | 0 | 0 | 0 | 0 | 0
ST | 0 | 0 | 0 | 0 | 0 | 0
STOG | 0 | 0 | 0 | 0 | 0 | 0
STWD | 0 | 0 | 0 | 0 | 0 | 0
WT | 0 | 0 | 0 | 0 | 0 | 0
IGCC | 0 | 0 | 0 | 0 | 0 | 0
DemandResponse | 0 | 0 | 0 | 0 | 0 | 0
IGCC-CCS | 0 | 0 | 0 | 0 | 0 | 0
WT_off | 0 | 0 | 0 | 0 | 0 | 0
PseudoUnit | 0 | 0 | 0 | 0 | 0 | 0
FixedInterchange | 0 | 0 | 0 | 0 | 0 | 0
Retrofit VOM Costs by Reporting Type: NWPP_NucRenew
ReportingType | 2015 | 2020 | 2025 | 2030 | 2035 | 2040
BM | 0 | 0 | 0 | 0 | 0 | 0
CC | 0 | 0 | 0 | 0 | 0 | 0
CSP | 0 | 0 | 0 | 0 | 0 | 0
CT | 0 | 0 | 0 | 0 | 0 | 0
Coal | 0 | 0 | 0 | 0 | 0 | 0
Geo | 0 | 0 | 0 | 0 | 0 | 0
H | 0 | 0 | 0 | 0 | 0 | 0
LFG | 0 | 0 | 0 | 0 | 0 | 0
Nuc | 0 | 0 | 0 | 0 | 0 | 0
PS | 0 | 0 | 0 | 0 | 0 | 0
PV | 0 | 0 | 0 | 0 | 0 | 0
PeakG | 0 | 0 | 0 | 0 | 0 | 0
PeakO | 0 | 0 | 0 | 0 | 0 | 0
ST | 0 | 0 | 0 | 0 | 0 | 0
STOG | 0 | 0 | 0 | 0 | 0 | 0
STWD | 0 | 0 | 0 | 0 | 0 | 0
WT | 0 | 0 | 0 | 0 | 0 | 0
IGCC | 0 | 0 | 0 | 0 | 0 | 0
DemandResponse | 0 | 0 | 0 | 0 | 0 | 0
IGCC-CCS | 0 | 0 | 0 | 0 | 0 | 0
WT_off | 0 | 0 | 0 | 0 | 0 | 0
PseudoUnit | 0 | 0 | 0 | 0 | 0 | 0
FixedInterchange | 0 | 0 | 0 | 0 | 0 | 0
Retrofit VOM Costs by Reporting Type: RMPA
ReportingType | 2015 | 2020 | 2025 | 2030 | 2035 | 2040
BM | 0 | 0 | 0 | 0 | 0 | 0
CC | 0 | 0 | 0 | 0 | 0 | 0
CSP | 0 | 0 | 0 | 0 | 0 | 0
CT | 0 | 0 | 0 | 0 | 0 | 0
Coal | 259.05 | 339.59 | 319.99 | 319.99 | 319.99 | 311.8
Geo | 0 | 0 | 0 | 0 | 0 | 0
H | 0 | 0 | 0 | 0 | 0 | 0
LFG | 0 | 0 | 0 | 0 | 0 | 0
Nuc | 0 | 0 | 0 | 0 | 0 | 0
PS | 0 | 0 | 0 | 0 | 0 | 0
PV | 0 | 0 | 0 | 0 | 0 | 0
PeakG | 0 | 0 | 0 | 0 | 0 | 0
PeakO | 0 | 0 | 0 | 0 | 0 | 0
ST | 0 | 0 | 0 | 0 | 0 | 0
STOG | 0 | 0 | 0 | 0 | 0 | 0
STWD | 0 | 0 | 0 | 0 | 0 | 0
WT | 0 | 0 | 0 | 0 | 0 | 0
IGCC | 0 | 0 | 0 | 0 | 0 | 0
DemandResponse | 0 | 0 | 0 | 0 | 0 | 0
IGCC-CCS | 0 | 0 | 0 | 0 | 0 | 0
WT_off | 0 | 0 | 0 | 0 | 0 | 0
PseudoUnit | 0 | 0 | 0 | 0 | 0 | 0
FixedInterchange | 0 | 0 | 0 | 0 | 0 | 0
Retrofit VOM Costs by Reporting Type: SP15
ReportingType | 2015 | 2020 | 2025 | 2030 | 2035 | 2040
BM | 0 | 0 | 0 | 0 | 0 | 0
CC | 0 | 0 | 0 | 0 | 0 | 0
CSP | 0 | 0 | 0 | 0 | 0 | 0
CT | 0 | 0 | 0 | 0 | 0 | 0
Coal | 5.19 | 5.66 | 5.66 | 3.48 | 0 | 0
Geo | 0 | 0 | 0 | 0 | 0 | 0
H | 0 | 0 | 0 | 0 | 0 | 0
LFG | 0 | 0 | 0 | 0 | 0 | 0
Nuc | 0 | 0 | 0 | 0 | 0 | 0
PS | 0 | 0 | 0 | 0 | 0 | 0
PV | 0 | 0 | 0 | 0 | 0 | 0
PeakG | 0 | 0 | 0 | 0 | 0 | 0
PeakO | 0 | 0 | 0 | 0 | 0 | 0
ST | 0 | 0 | 0 | 0 | 0 | 0
STOG | 0 | 0 | 0 | 0 | 0 | 0
STWD | 0 | 0 | 0 | 0 | 0 | 0
WT | 0 | 0 | 0 | 0 | 0 | 0
IGCC | 0 | 0 | 0 | 0 | 0 | 0
DemandResponse | 0 | 0 | 0 | 0 | 0 | 0
IGCC-CCS | 0 | 0 | 0 | 0 | 0 | 0
WT_off | 0 | 0 | 0 | 0 | 0 | 0
PseudoUnit | 0 | 0 | 0 | 0 | 0 | 0
FixedInterchange | 0 | 0 | 0 | 0 | 0 | 0
Retrofit VOM Costs by Reporting Type: ALB
ReportingType | 2015 | 2020 | 2025 | 2030 | 2035 | 2040
BM | 0 | 0 | 0 | 0 | 0 | 0
CC | 0 | 0 | 0 | 0 | 0 | 0
CSP | 0 | 0 | 0 | 0 | 0 | 0
CT | 0 | 0 | 0 | 0 | 0 | 0
Coal | 21.2 | 21.2 | 21.2 | 21.2 | 21.2 | 21.2
Geo | 0 | 0 | 0 | 0 | 0 | 0
H | 0 | 0 | 0 | 0 | 0 | 0
LFG | 0 | 0 | 0 | 0 | 0 | 0
Nuc | 0 | 0 | 0 | 0 | 0 | 0
PS | 0 | 0 | 0 | 0 | 0 | 0
PV | 0 | 0 | 0 | 0 | 0 | 0
PeakG | 0 | 0 | 0 | 0 | 0 | 0
PeakO | 0 | 0 | 0 | 0 | 0 | 0
ST | 0 | 0 | 0 | 0 | 0 | 0
STOG | 0 | 0 | 0 | 0 | 0 | 0
STWD | 0 | 0 | 0 | 0 | 0 | 0
WT | 0 | 0 | 0 | 0 | 0 | 0
IGCC | 0 | 0 | 0 | 0 | 0 | 0
DemandResponse | 0 | 0 | 0 | 0 | 0 | 0
IGCC-CCS | 0 | 0 | 0 | 0 | 0 | 0
WT_off | 0 | 0 | 0 | 0 | 0 | 0
PseudoUnit | 0 | 0 | 0 | 0 | 0 | 0
FixedInterchange | 0 | 0 | 0 | 0 | 0 | 0
Retrofit VOM Costs by Reporting Type: BC
ReportingType | 2015 | 2020 | 2025 | 2030 | 2035 | 2040
BM | 0 | 0 | 0 | 0 | 0 | 0
CC | 0 | 0 | 0 | 0 | 0 | 0
CSP | 0 | 0 | 0 | 0 | 0 | 0
CT | 0 | 0 | 0 | 0 | 0 | 0
Coal | 0 | 0 | 0 | 0 | 0 | 0
Geo | 0 | 0 | 0 | 0 | 0 | 0
H | 0 | 0 | 0 | 0 | 0 | 0
LFG | 0 | 0 | 0 | 0 | 0 | 0
Nuc | 0 | 0 | 0 | 0 | 0 | 0
PS | 0 | 0 | 0 | 0 | 0 | 0
PV | 0 | 0 | 0 | 0 | 0 | 0
PeakG | 0 | 0 | 0 | 0 | 0 | 0
PeakO | 0 | 0 | 0 | 0 | 0 | 0
ST | 0 | 0 | 0 | 0 | 0 | 0
STOG | 0 | 0 | 0 | 0 | 0 | 0
STWD | 0 | 0 | 0 | 0 | 0 | 0
WT | 0 | 0 | 0 | 0 | 0 | 0
IGCC | 0 | 0 | 0 | 0 | 0 | 0
DemandResponse | 0 | 0 | 0 | 0 | 0 | 0
IGCC-CCS | 0 | 0 | 0 | 0 | 0 | 0
WT_off | 0 | 0 | 0 | 0 | 0 | 0
PseudoUnit | 0 | 0 | 0 | 0 | 0 | 0
FixedInterchange | 0 | 0 | 0 | 0 | 0 | 0
Retrofit VOM Costs by Reporting Type: HQ_IESO
ReportingType | 2015 | 2020 | 2025 | 2030 | 2035 | 2040
BM | 0 | 0 | 0 | 0 | 0 | 0
CC | 0 | 0 | 0 | 0 | 0 | 0
CSP | 0 | 0 | 0 | 0 | 0 | 0
CT | 0 | 0 | 0 | 0 | 0 | 0
Coal | 0 | 0 | 0 | 0 | 0 | 0
Geo | 0 | 0 | 0 | 0 | 0 | 0
H | 0 | 0 | 0 | 0 | 0 | 0
LFG | 0 | 0 | 0 | 0 | 0 | 0
Nuc | 0 | 0 | 0 | 0 | 0 | 0
PS | 0 | 0 | 0 | 0 | 0 | 0
PV | 0 | 0 | 0 | 0 | 0 | 0
PeakG | 0 | 0 | 0 | 0 | 0 | 0
PeakO | 0 | 0 | 0 | 0 | 0 | 0
ST | 0 | 0 | 0 | 0 | 0 | 0
STOG | 0 | 0 | 0 | 0 | 0 | 0
STWD | 0 | 0 | 0 | 0 | 0 | 0
WT | 0 | 0 | 0 | 0 | 0 | 0
IGCC | 0 | 0 | 0 | 0 | 0 | 0
DemandResponse | 0 | 0 | 0 | 0 | 0 | 0
IGCC-CCS | 0 | 0 | 0 | 0 | 0 | 0
WT_off | 0 | 0 | 0 | 0 | 0 | 0
PseudoUnit | 0 | 0 | 0 | 0 | 0 | 0
FixedInterchange | 0 | 0 | 0 | 0 | 0 | 0
Retrofit VOM Costs by Reporting Type: HQ_NEISO
ReportingType | 2015 | 2020 | 2025 | 2030 | 2035 | 2040
BM | 0 | 0 | 0 | 0 | 0 | 0
CC | 0 | 0 | 0 | 0 | 0 | 0
CSP | 0 | 0 | 0 | 0 | 0 | 0
CT | 0 | 0 | 0 | 0 | 0 | 0
Coal | 0 | 0 | 0 | 0 | 0 | 0
Geo | 0 | 0 | 0 | 0 | 0 | 0
H | 0 | 0 | 0 | 0 | 0 | 0
LFG | 0 | 0 | 0 | 0 | 0 | 0
Nuc | 0 | 0 | 0 | 0 | 0 | 0
PS | 0 | 0 | 0 | 0 | 0 | 0
PV | 0 | 0 | 0 | 0 | 0 | 0
PeakG | 0 | 0 | 0 | 0 | 0 | 0
PeakO | 0 | 0 | 0 | 0 | 0 | 0
ST | 0 | 0 | 0 | 0 | 0 | 0
STOG | 0 | 0 | 0 | 0 | 0 | 0
STWD | 0 | 0 | 0 | 0 | 0 | 0
WT | 0 | 0 | 0 | 0 | 0 | 0
IGCC | 0 | 0 | 0 | 0 | 0 | 0
DemandResponse | 0 | 0 | 0 | 0 | 0 | 0
IGCC-CCS | 0 | 0 | 0 | 0 | 0 | 0
WT_off | 0 | 0 | 0 | 0 | 0 | 0
PseudoUnit | 0 | 0 | 0 | 0 | 0 | 0
FixedInterchange | 0 | 0 | 0 | 0 | 0 | 0
Retrofit VOM Costs by Reporting Type: HQ_NY
ReportingType | 2015 | 2020 | 2025 | 2030 | 2035 | 2040
BM | 0 | 0 | 0 | 0 | 0 | 0
CC | 0 | 0 | 0 | 0 | 0 | 0
CSP | 0 | 0 | 0 | 0 | 0 | 0
CT | 0 | 0 | 0 | 0 | 0 | 0
Coal | 0 | 0 | 0 | 0 | 0 | 0
Geo | 0 | 0 | 0 | 0 | 0 | 0
H | 0 | 0 | 0 | 0 | 0 | 0
LFG | 0 | 0 | 0 | 0 | 0 | 0
Nuc | 0 | 0 | 0 | 0 | 0 | 0
PS | 0 | 0 | 0 | 0 | 0 | 0
PV | 0 | 0 | 0 | 0 | 0 | 0
PeakG | 0 | 0 | 0 | 0 | 0 | 0
PeakO | 0 | 0 | 0 | 0 | 0 | 0
ST | 0 | 0 | 0 | 0 | 0 | 0
STOG | 0 | 0 | 0 | 0 | 0 | 0
STWD | 0 | 0 | 0 | 0 | 0 | 0
WT | 0 | 0 | 0 | 0 | 0 | 0
IGCC | 0 | 0 | 0 | 0 | 0 | 0
DemandResponse | 0 | 0 | 0 | 0 | 0 | 0
IGCC-CCS | 0 | 0 | 0 | 0 | 0 | 0
WT_off | 0 | 0 | 0 | 0 | 0 | 0
PseudoUnit | 0 | 0 | 0 | 0 | 0 | 0
FixedInterchange | 0 | 0 | 0 | 0 | 0 | 0
Retrofit VOM Costs by Reporting Type: MARITIMES
ReportingType | 2015 | 2020 | 2025 | 2030 | 2035 | 2040
BM | 0 | 0 | 0 | 0 | 0 | 0
CC | 0 | 0 | 0 | 0 | 0 | 0
CSP | 0 | 0 | 0 | 0 | 0 | 0
CT | 0 | 0 | 0 | 0 | 0 | 0
Coal | 0 | 0 | 0 | 0 | 0 | 0
Geo | 0 | 0 | 0 | 0 | 0 | 0
H | 0 | 0 | 0 | 0 | 0 | 0
LFG | 0 | 0 | 0 | 0 | 0 | 0
Nuc | 0 | 0 | 0 | 0 | 0 | 0
PS | 0 | 0 | 0 | 0 | 0 | 0
PV | 0 | 0 | 0 | 0 | 0 | 0
PeakG | 0 | 0 | 0 | 0 | 0 | 0
PeakO | 0 | 0 | 0 | 0 | 0 | 0
ST | 0 | 0 | 0 | 0 | 0 | 0
STOG | 0 | 0 | 0 | 0 | 0 | 0
STWD | 0 | 0 | 0 | 0 | 0 | 0
WT | 0 | 0 | 0 | 0 | 0 | 0
IGCC | 0 | 0 | 0 | 0 | 0 | 0
DemandResponse | 0 | 0 | 0 | 0 | 0 | 0
IGCC-CCS | 0 | 0 | 0 | 0 | 0 | 0
WT_off | 0 | 0 | 0 | 0 | 0 | 0
PseudoUnit | 0 | 0 | 0 | 0 | 0 | 0
FixedInterchange | 0 | 0 | 0 | 0 | 0 | 0
retrofit VOM Costs by Reporting Type: All
ReportingType | 2015 | 2020 | 2025 | 2030 | 2035 | 2040
BM | 0 | 0 | 0 | 0 | 0 | 0
CC | 0 | 0 | 0 | 0 | 0 | 0
CSP | 0 | 0 | 0 | 0 | 0 | 0
CT | 0 | 0 | 0 | 0 | 0 | 0
Coal | 4961.72 | 8397.45 | 9465.83 | 9775.93 | 10040.17 | 10095
Geo | 0 | 0 | 0 | 0 | 0 | 0
H | 0 | 0 | 0 | 0 | 0 | 0
LFG | 0 | 0 | 0 | 0 | 0 | 0
Nuc | 0 | 0 | 0 | 0 | 0 | 0
PS | 0 | 0 | 0 | 0 | 0 | 0
PV | 0 | 0 | 0 | 0 | 0 | 0
PeakG | 0 | 0 | 0 | 0 | 0 | 0
PeakO | 0 | 0 | 0 | 0 | 0 | 0
ST | 0 | 0 | 0 | 0 | 0 | 0
STOG | 0 | 0 | 0 | 0 | 0 | 0
STWD | 0 | 0 | 0 | 0 | 0 | 0
WT | 0 | 0 | 0 | 0 | 0 | 0
IGCC | 0 | 0 | 0 | 0 | 0 | 0
DemandResponse | 0 | 0 | 0 | 0 | 0 | 0
IGCC-CCS | 0 | 0 | 0 | 0 | 0 | 0
WT_off | 0 | 0 | 0 | 0 | 0 | 0
PseudoUnit | 0 | 0 | 0 | 0 | 0 | 0
FixedInterchange | 0 | 0 | 0 | 0 | 0 | 0
retrofit VOM Costs by Reporting Type: EI_US
ReportingType | 2015 | 2020 | 2025 | 2030 | 2035 | 2040
BM | 0 | 0 | 0 | 0 | 0 | 0
CC | 0 | 0 | 0 | 0 | 0 | 0
CSP | 0 | 0 | 0 | 0 | 0 | 0
CT | 0 | 0 | 0 | 0 | 0 | 0
Coal | 3571.96 | 6453.54 | 7407.25 | 7719.54 | 7987.26 | 8050.27
Geo | 0 | 0 | 0 | 0 | 0 | 0
H | 0 | 0 | 0 | 0 | 0 | 0
LFG | 0 | 0 | 0 | 0 | 0 | 0
Nuc | 0 | 0 | 0 | 0 | 0 | 0
PS | 0 | 0 | 0 | 0 | 0 | 0
PV | 0 | 0 | 0 | 0 | 0 | 0
PeakG | 0 | 0 | 0 | 0 | 0 | 0
PeakO | 0 | 0 | 0 | 0 | 0 | 0
ST | 0 | 0 | 0 | 0 | 0 | 0
STOG | 0 | 0 | 0 | 0 | 0 | 0
STWD | 0 | 0 | 0 | 0 | 0 | 0
WT | 0 | 0 | 0 | 0 | 0 | 0
IGCC | 0 | 0 | 0 | 0 | 0 | 0
DemandResponse | 0 | 0 | 0 | 0 | 0 | 0
IGCC-CCS | 0 | 0 | 0 | 0 | 0 | 0
WT_off | 0 | 0 | 0 | 0 | 0 | 0
PseudoUnit | 0 | 0 | 0 | 0 | 0 | 0
FixedInterchange | 0 | 0 | 0 | 0 | 0 | 0
retrofit VOM Costs by Reporting Type: EI_Canada
ReportingType | 2015 | 2020 | 2025 | 2030 | 2035 | 2040
BM | 0 | 0 | 0 | 0 | 0 | 0
CC | 0 | 0 | 0 | 0 | 0 | 0
CSP | 0 | 0 | 0 | 0 | 0 | 0
CT | 0 | 0 | 0 | 0 | 0 | 0
Coal | 0 | 0 | 0 | 0 | 0 | 0
Geo | 0 | 0 | 0 | 0 | 0 | 0
H | 0 | 0 | 0 | 0 | 0 | 0
LFG | 0 | 0 | 0 | 0 | 0 | 0
Nuc | 0 | 0 | 0 | 0 | 0 | 0
PS | 0 | 0 | 0 | 0 | 0 | 0
PV | 0 | 0 | 0 | 0 | 0 | 0
PeakG | 0 | 0 | 0 | 0 | 0 | 0
PeakO | 0 | 0 | 0 | 0 | 0 | 0
ST | 0 | 0 | 0 | 0 | 0 | 0
STOG | 0 | 0 | 0 | 0 | 0 | 0
STWD | 0 | 0 | 0 | 0 | 0 | 0
WT | 0 | 0 | 0 | 0 | 0 | 0
IGCC | 0 | 0 | 0 | 0 | 0 | 0
DemandResponse | 0 | 0 | 0 | 0 | 0 | 0
IGCC-CCS | 0 | 0 | 0 | 0 | 0 | 0
WT_off | 0 | 0 | 0 | 0 | 0 | 0
PseudoUnit | 0 | 0 | 0 | 0 | 0 | 0
FixedInterchange | 0 | 0 | 0 | 0 | 0 | 0
retrofit VOM Costs by Reporting Type: EI
ReportingType | 2015 | 2020 | 2025 | 2030 | 2035 | 2040
BM | 0 | 0 | 0 | 0 | 0 | 0
CC | 0 | 0 | 0 | 0 | 0 | 0
CSP | 0 | 0 | 0 | 0 | 0 | 0
CT | 0 | 0 | 0 | 0 | 0 | 0
Coal | 3571.96 | 6453.54 | 7407.25 | 7719.54 | 7987.26 | 8050.27
Geo | 0 | 0 | 0 | 0 | 0 | 0
H | 0 | 0 | 0 | 0 | 0 | 0
LFG | 0 | 0 | 0 | 0 | 0 | 0
Nuc | 0 | 0 | 0 | 0 | 0 | 0
PS | 0 | 0 | 0 | 0 | 0 | 0
PV | 0 | 0 | 0 | 0 | 0 | 0
PeakG | 0 | 0 | 0 | 0 | 0 | 0
PeakO | 0 | 0 | 0 | 0 | 0 | 0
ST | 0 | 0 | 0 | 0 | 0 | 0
STOG | 0 | 0 | 0 | 0 | 0 | 0
STWD | 0 | 0 | 0 | 0 | 0 | 0
WT | 0 | 0 | 0 | 0 | 0 | 0
IGCC | 0 | 0 | 0 | 0 | 0 | 0
DemandResponse | 0 | 0 | 0 | 0 | 0 | 0
IGCC-CCS | 0 | 0 | 0 | 0 | 0 | 0
WT_off | 0 | 0 | 0 | 0 | 0 | 0
PseudoUnit | 0 | 0 | 0 | 0 | 0 | 0
FixedInterchange | 0 | 0 | 0 | 0 | 0 | 0
retrofit VOM Costs by Reporting Type: Outside_EI
ReportingType | 2015 | 2020 | 2025 | 2030 | 2035 | 2040
BM | 0 | 0 | 0 | 0 | 0 | 0
CC | 0 | 0 | 0 | 0 | 0 | 0
CSP | 0 | 0 | 0 | 0 | 0 | 0
CT | 0 | 0 | 0 | 0 | 0 | 0
Coal | 1389.76 | 1943.92 | 2058.58 | 2056.39 | 2052.92 | 2044.73
Geo | 0 | 0 | 0 | 0 | 0 | 0
H | 0 | 0 | 0 | 0 | 0 | 0
LFG | 0 | 0 | 0 | 0 | 0 | 0
Nuc | 0 | 0 | 0 | 0 | 0 | 0
PS | 0 | 0 | 0 | 0 | 0 | 0
PV | 0 | 0 | 0 | 0 | 0 | 0
PeakG | 0 | 0 | 0 | 0 | 0 | 0
PeakO | 0 | 0 | 0 | 0 | 0 | 0
ST | 0 | 0 | 0 | 0 | 0 | 0
STOG | 0 | 0 | 0 | 0 | 0 | 0
STWD | 0 | 0 | 0 | 0 | 0 | 0
WT | 0 | 0 | 0 | 0 | 0 | 0
IGCC | 0 | 0 | 0 | 0 | 0 | 0
DemandResponse | 0 | 0 | 0 | 0 | 0 | 0
IGCC-CCS | 0 | 0 | 0 | 0 | 0 | 0
WT_off | 0 | 0 | 0 | 0 | 0 | 0
PseudoUnit | 0 | 0 | 0 | 0 | 0 | 0
FixedInterchange | 0 | 0 | 0 | 0 | 0 | 0
#10 | Base FOM Costs ($million)
Base FOM Costs by Reporting Type: Entergy
ReportingType | 2015 | 2020 | 2025 | 2030 | 2035 | 2040
BM | 0 | 0 | 0 | 0 | 0 | 0
CC | 426.03 | 551.5 | 448.42 | 490.3 | 581.53 | 587.65
CSP | 0 | 0 | 0 | 0 | 0 | 0
CT | 0 | 0 | 0 | 0 | 0 | 0
Coal | 517.35 | 557.26 | 562.84 | 589.52 | 615.72 | 822.64
Geo | 0 | 0 | 0 | 0 | 0 | 0
H | 10.6 | 10.6 | 10.6 | 10.6 | 10.6 | 10.6
LFG | 0.97 | 0.97 | 13.89 | 13.89 | 13.89 | 13.89
Nuc | 789.41 | 804.93 | 789.41 | 789.41 | 666.82 | 1125.48
PS | 1.4 | 1.4 | 1.4 | 1.4 | 1.4 | 1.4
PV | 0 | 1.08 | 1.67 | 1.72 | 1.78 | 1.84
PeakG | 47.54 | 69.98 | 49.29 | 63.1 | 67 | 67
PeakO | 4.42 | 5.87 | 5.08 | 5.22 | 5.22 | 5.22
ST | 0 | 0 | 0 | 0 | 0 | 0
STOG | 138.04 | 163.34 | 121.34 | 121.34 | 121.34 | 121.34
STWD | 6.6 | 8.26 | 6.73 | 6.73 | 6.73 | 6.73
WT | 3.66 | 3.66 | 3.66 | 3.66 | 3.66 | 3.66
IGCC | 0 | 0 | 0 | 0 | 0 | 0
DemandResponse | 0 | 0 | 0 | 0 | 0 | 0
IGCC-CCS | 0 | 0 | 0 | 0 | 0 | 0
WT_off | 0 | 0 | 0 | 0 | 0 | 0
PseudoUnit | 0 | 0 | 0 | 0 | 0 | 0
FixedInterchange | 0 | 0 | 0 | 0 | 0 | 0
Base FOM Costs by Reporting Type: FRCC
ReportingType | 2015 | 2020 | 2025 | 2030 | 2035 | 2040
BM | 0 | 0 | 0 | 0 | 0 | 0
CC | 674.93 | 924.15 | 794.29 | 877.82 | 1048.99 | 1161.23
CSP | 0 | 0 | 0 | 0 | 0 | 0
CT | 16.6 | 16.6 | 16.6 | 16.6 | 16.6 | 16.6
Coal | 581.48 | 559.11 | 579.81 | 624.95 | 657.59 | 710.17
Geo | 0 | 0 | 0 | 0 | 0 | 0
H | 0.78 | 0.78 | 0.78 | 0.78 | 0.78 | 0.78
LFG | 58.63 | 58.63 | 82.46 | 82.46 | 82.46 | 82.46
Nuc | 601.49 | 635.55 | 601.49 | 601.49 | 946.02 | 369.98
PS | 0 | 0 | 0 | 0 | 0 | 0
PV | 0.75 | 0.75 | 0.75 | 0.75 | 0.75 | 0.75
PeakG | 149.81 | 217.71 | 155.12 | 202.68 | 202.68 | 202.68
PeakO | 64.61 | 83.43 | 68.43 | 68.43 | 68.43 | 68.43
ST | 0 | 0 | 0 | 0 | 0 | 0
STOG | 191.29 | 207.33 | 177.73 | 177.73 | 177.73 | 177.73
STWD | 6.25 | 7.82 | 6.37 | 6.37 | 6.37 | 6.37
WT | 0 | 0 | 0 | 0 | 0 | 0
IGCC | 0 | 0 | 0 | 0 | 0 | 0
DemandResponse | 0 | 0 | 0 | 0 | 0 | 0
IGCC-CCS | 0 | 0 | 0 | 0 | 0 | 0
WT_off | 0 | 0 | 0 | 0 | 0 | 0
PseudoUnit | 0 | 0 | 0 | 0 | 0 | 0
FixedInterchange | 0 | 0 | 0 | 0 | 0 | 0
Base FOM Costs by Reporting Type: MAPP_US
ReportingType | 2015 | 2020 | 2025 | 2030 | 2035 | 2040
BM | 0 | 0 | 0 | 0 | 0 | 0
CC | 8.58 | 10.9 | 8.79 | 8.81 | 9.52 | 10.72
CSP | 0 | 0 | 0 | 0 | 0 | 0
CT | 2.06 | 2.06 | 2.06 | 3.75 | 4.59 | 4.75
Coal | 193.31 | 196.8 | 201.4 | 208.1 | 243.58 | 282.92
Geo | 3.95 | 3.95 | 3.95 | 3.95 | 3.95 | 3.95
H | 31.14 | 31.14 | 31.14 | 31.14 | 31.14 | 31.14
LFG | 0.24 | 0.24 | 8.86 | 8.86 | 8.86 | 8.86
Nuc | 0.01 | 0.01 | 0.01 | 0.01 | 0.01 | 0.01
PS | 0 | 0 | 0 | 0 | 0 | 0
PV | 0 | 0 | 0 | 0 | 0 | 0
PeakG | 12.29 | 19.13 | 14.16 | 16.07 | 17.04 | 17.04
PeakO | 2.27 | 3.74 | 3 | 3 | 3 | 3
ST | 0 | 0 | 0 | 0 | 0 | 0
STOG | 0 | 0 | 0 | 0 | 0 | 0
STWD | 0 | 0 | 0 | 0 | 0 | 0
WT | 55.22 | 69.74 | 75.08 | 77.75 | 80.52 | 83.4
IGCC | 0 | 0 | 0 | 0 | 0 | 0
DemandResponse | 0 | 0 | 0 | 0 | 0 | 0
IGCC-CCS | 0 | 0 | 0 | 0 | 0 | 0
WT_off | 0 | 0 | 0 | 0 | 0 | 0
PseudoUnit | 0 | 0 | 0 | 0 | 0 | 0
FixedInterchange | 0 | 0 | 0 | 0 | 0 | 0
Base FOM Costs by Reporting Type: MISO_IN
ReportingType | 2015 | 2020 | 2025 | 2030 | 2035 | 2040
BM | 0 | 0 | 0 | 0 | 0 | 0
CC | 41.43 | 71.55 | 70.69 | 94.56 | 139.33 | 139.33
CSP | 0 | 0 | 0 | 0 | 0 | 0
CT | 0 | 2.61 | 2.61 | 5.75 | 10.67 | 10.67
Coal | 935.23 | 1050.46 | 1043.15 | 1172.34 | 1310.67 | 1455.93
Geo | 0 | 0 | 0 | 0 | 0 | 0
H | 1.07 | 1.07 | 1.07 | 1.07 | 1.07 | 1.07
LFG | 4.46 | 4.46 | 4.46 | 14.11 | 14.11 | 14.11
Nuc | 0.01 | 0.01 | 0.01 | 0.01 | 0.01 | 0.01
PS | 0 | 0 | 0 | 0 | 0 | 0
PV | 0 | 4.03 | 6.57 | 6.79 | 7.01 | 7.24
PeakG | 52.35 | 76.94 | 54.27 | 73.39 | 73.39 | 73.39
PeakO | 10.59 | 13.5 | 10.82 | 10.82 | 10.82 | 10.82
ST | 0 | 0 | 0 | 0 | 0 | 0
STOG | 12.26 | 14.51 | 12.44 | 12.44 | 12.44 | 12.44
STWD | 0 | 0 | 0 | 0 | 0 | 0
WT | 18.31 | 18.31 | 18.31 | 18.31 | 18.31 | 18.31
IGCC | 30.22 | 30.22 | 30.22 | 30.22 | 30.22 | 30.22
DemandResponse | 0 | 0 | 0 | 0 | 0 | 0
IGCC-CCS | 0 | 0 | 0 | 0 | 0 | 0
WT_off | 0 | 0 | 0 | 0 | 0 | 0
PseudoUnit | 0 | 0 | 0 | 0 | 0 | 0
FixedInterchange | 0 | 0 | 0 | 0 | 0 | 0
Base FOM Costs by Reporting Type: MISO_MI
ReportingType | 2015 | 2020 | 2025 | 2030 | 2035 | 2040
BM | 0 | 0 | 0 | 0 | 0 | 0
CC | 128.88 | 172.17 | 142.32 | 148.71 | 160.93 | 160.93
CSP | 0 | 0 | 0 | 0 | 0 | 0
CT | 0 | 2.92 | 2.92 | 6.45 | 11.95 | 11.95
Coal | 635.18 | 651.46 | 596.18 | 672.33 | 752.48 | 800.7
Geo | 0 | 0 | 0 | 0 | 0 | 0
H | 2.01 | 2.01 | 2.01 | 2.01 | 2.01 | 2.01
LFG | 19.67 | 38.95 | 38.95 | 38.95 | 38.95 | 38.95
Nuc | 275.03 | 275.03 | 275.03 | 275.03 | 161.75 | 417.74
PS | 44.44 | 44.44 | 44.44 | 44.44 | 44.44 | 44.44
PV | 0 | 0 | 0 | 0 | 0 | 0
PeakG | 61.2 | 89.88 | 71.67 | 85.63 | 85.63 | 85.63
PeakO | 15.67 | 19.97 | 16.01 | 16.01 | 16.01 | 16.01
ST | 0 | 0 | 0 | 0 | 0 | 0
STOG | 125.33 | 148.3 | 127.13 | 127.13 | 127.13 | 127.13
STWD | 5.22 | 6.54 | 5.33 | 5.33 | 5.33 | 5.33
WT | 61.65 | 61.65 | 78.5 | 78.5 | 84.07 | 89.52
IGCC | 0 | 0 | 0 | 0 | 0 | 0
DemandResponse | 0 | 0 | 0 | 0 | 0 | 0
IGCC-CCS | 0 | 0 | 0 | 0 | 0 | 0
WT_off | 0 | 0 | 0 | 0 | 0 | 0
PseudoUnit | 0 | 0 | 0 | 0 | 0 | 0
FixedInterchange | 0 | 0 | 0 | 0 | 0 | 0
Base FOM Costs by Reporting Type: MISO_MO-IL
ReportingType | 2015 | 2020 | 2025 | 2030 | 2035 | 2040
BM | 0 | 0 | 0 | 0 | 0 | 0
CC | 31.4 | 39.92 | 32.06 | 35.22 | 39.25 | 39.25
CSP | 0 | 0 | 0 | 0 | 0 | 0
CT | 0 | 2.74 | 2.74 | 6.05 | 11.22 | 11.22
Coal | 1032.33 | 1106.83 | 1037.49 | 1192.27 | 1357.47 | 1429.88
Geo | 0 | 0 | 0 | 0 | 0 | 0
H | 5.01 | 5.01 | 5.01 | 5.01 | 5.01 | 5.01
LFG | 2.17 | 2.17 | 29.04 | 29.04 | 29.04 | 29.04
Nuc | 308.98 | 325.11 | 325.11 | 325.11 | 325.11 | 325.11
PS | 10.45 | 10.45 | 10.45 | 10.45 | 10.45 | 10.45
PV | 0 | 0 | 0 | 0 | 0 | 0
PeakG | 77.83 | 114.84 | 80.73 | 103.92 | 110.46 | 110.46
PeakO | 21.48 | 28.65 | 22.96 | 22.96 | 22.96 | 22.96
ST | 0 | 0 | 0 | 0 | 0 | 0
STOG | 26.02 | 30.78 | 26.39 | 26.39 | 26.39 | 26.39
STWD | 0 | 0 | 0 | 0 | 0 | 0
WT | 21.36 | 21.36 | 21.36 | 21.36 | 21.36 | 21.36
IGCC | 0 | 0 | 0 | 0 | 0 | 0
DemandResponse | 0 | 0 | 0 | 0 | 0 | 0
IGCC-CCS | 0 | 0 | 0 | 0 | 0 | 0
WT_off | 0 | 0 | 0 | 0 | 0 | 0
PseudoUnit | 0 | 0 | 0 | 0 | 0 | 0
FixedInterchange | 0 | 0 | 0 | 0 | 0 | 0
Base FOM Costs by Reporting Type: MISO_W
ReportingType | 2015 | 2020 | 2025 | 2030 | 2035 | 2040
BM | 0 | 0 | 0 | 0 | 0 | 0
CC | 90.43 | 114.8 | 92.68 | 92.68 | 109.48 | 112.22
CSP | 0 | 0 | 0 | 0 | 0 | 0
CT | 0 | 3.8 | 3.8 | 8.39 | 15.54 | 15.54
Coal | 786.1 | 804.95 | 807.47 | 838.08 | 1031.92 | 1361.83
Geo | 0 | 0 | 0 | 0 | 0 | 0
H | 7.08 | 7.08 | 7.08 | 7.08 | 7.08 | 7.08
LFG | 24.73 | 24.73 | 33.36 | 33.36 | 33.36 | 33.36
Nuc | 343.79 | 343.79 | 343.79 | 602.57 | 0.04 | 0.04
PS | 0 | 0 | 0 | 0 | 0 | 0
PV | 0 | 0 | 0 | 0 | 0 | 0
PeakG | 87.12 | 123.54 | 89.97 | 105.17 | 108.71 | 108.71
PeakO | 56.38 | 79.08 | 64.57 | 64.57 | 64.57 | 64.57
ST | 0 | 0 | 0 | 0 | 0 | 0
STOG | 7.56 | 8.94 | 7.67 | 7.67 | 7.67 | 7.67
STWD | 10.03 | 12.55 | 10.23 | 10.23 | 10.23 | 10.23
WT | 268.82 | 324.7 | 409.69 | 436.4 | 451.8 | 467.73
IGCC | 0 | 0 | 0 | 0 | 0 | 0
DemandResponse | 0 | 0 | 0 | 0 | 0 | 0
IGCC-CCS | 0 | 0 | 0 | 0 | 0 | 0
WT_off | 0 | 0 | 0 | 0 | 0 | 0
PseudoUnit | 0 | 0 | 0 | 0 | 0 | 0
FixedInterchange | 0 | 0 | 0 | 0 | 0 | 0
Base FOM Costs by Reporting Type: MISO_WUMS
ReportingType | 2015 | 2020 | 2025 | 2030 | 2035 | 2040
BM | 0 | 0 | 0 | 0 | 0 | 0
CC | 80.83 | 150.99 | 134.49 | 135.09 | 156 | 159.81
CSP | 0 | 0 | 0 | 0 | 0 | 0
CT | 0 | 1.88 | 1.88 | 5.12 | 11.03 | 11.03
Coal | 354.27 | 371.7 | 386.04 | 407.06 | 417.81 | 482.78
Geo | 0 | 0 | 0 | 0 | 0 | 0
H | 4.79 | 4.79 | 4.79 | 4.79 | 4.79 | 4.79
LFG | 8.57 | 8.57 | 35.44 | 35.44 | 35.44 | 35.44
Nuc | 264.54 | 287.77 | 264.54 | 570.75 | 0.04 | 0.04
PS | 0 | 0 | 0 | 0 | 0 | 0
PV | 0 | 0 | 0 | 0 | 0 | 0
PeakG | 55.64 | 81.65 | 65.08 | 77.65 | 77.65 | 77.65
PeakO | 13.52 | 17.78 | 14.69 | 14.69 | 14.69 | 14.69
ST | 0 | 0 | 0 | 0 | 0 | 0
STOG | 13.21 | 15.63 | 13.39 | 13.39 | 13.39 | 13.39
STWD | 3.37 | 4.21 | 3.43 | 3.43 | 3.43 | 3.43
WT | 46.36 | 46.36 | 46.36 | 46.36 | 46.36 | 46.36
IGCC | 0 | 0 | 0 | 0 | 0 | 0
DemandResponse | 0 | 0 | 0 | 0 | 0 | 0
IGCC-CCS | 0 | 0 | 0 | 0 | 0 | 0
WT_off | 0 | 0 | 0 | 0 | 0 | 0
PseudoUnit | 0 | 0 | 0 | 0 | 0 | 0
FixedInterchange | 0 | 0 | 0 | 0 | 0 | 0
Base FOM Costs by Reporting Type: Nebraska
ReportingType | 2015 | 2020 | 2025 | 2030 | 2035 | 2040
BM | 0 | 0 | 0 | 0 | 0 | 0
CC | 10.62 | 13.51 | 10.85 | 10.85 | 12.75 | 13.28
CSP | 0 | 0 | 0 | 0 | 0 | 0
CT | 0 | 0 | 0 | 0 | 0 | 0
Coal | 257.61 | 296.53 | 307.03 | 324.87 | 373.54 | 490.45
Geo | 0 | 0 | 0 | 0 | 0 | 0
H | 2.38 | 2.38 | 2.38 | 2.38 | 2.38 | 2.38
LFG | 0.72 | 0.72 | 9.35 | 9.35 | 9.35 | 9.35
Nuc | 182.28 | 198.29 | 182.28 | 249.21 | 0.09 | 0.09
PS | 0 | 0 | 0 | 0 | 0 | 0
PV | 0 | 0 | 0 | 0 | 0 | 0
PeakG | 21.82 | 37.31 | 31.37 | 31.37 | 31.37 | 31.37
PeakO | 9.57 | 12.19 | 9.77 | 9.77 | 9.77 | 9.77
ST | 0 | 0 | 0 | 0 | 0 | 0
STOG | 0 | 0 | 0 | 0 | 0 | 0
STWD | 0 | 0 | 0 | 0 | 0 | 0
WT | 10.53 | 10.53 | 10.53 | 10.53 | 10.53 | 10.53
IGCC | 0 | 0 | 0 | 0 | 0 | 0
DemandResponse | 0 | 0 | 0 | 0 | 0 | 0
IGCC-CCS | 0 | 0 | 0 | 0 | 0 | 0
WT_off | 0 | 0 | 0 | 0 | 0 | 0
PseudoUnit | 0 | 0 | 0 | 0 | 0 | 0
FixedInterchange | 0 | 0 | 0 | 0 | 0 | 0
Base FOM Costs by Reporting Type: NEISO
ReportingType | 2015 | 2020 | 2025 | 2030 | 2035 | 2040
BM | 25.35 | 25.35 | 25.35 | 25.35 | 25.35 | 25.35
CC | 299.13 | 372.32 | 306.26 | 333.15 | 366.57 | 366.57
CSP | 0 | 0 | 0 | 0 | 0 | 0
CT | 2.24 | 2.24 | 2.24 | 2.24 | 6.6 | 13.61
Coal | 22.84 | 0 | 0 | 0 | 0 | 0
Geo | 0 | 0 | 0 | 0 | 0 | 0
H | 46.4 | 46.4 | 46.4 | 46.4 | 46.4 | 46.4
LFG | 70.11 | 77.69 | 78.5 | 78.5 | 78.5 | 78.5
Nuc | 676.28 | 735.67 | 676.28 | 676.28 | 488.61 | 932.14
PS | 39.74 | 39.74 | 39.74 | 39.74 | 39.74 | 39.74
PV | 0.03 | 5.29 | 5.29 | 5.29 | 5.29 | 5.29
PeakG | 19.94 | 29.61 | 20.7 | 22.52 | 28.85 | 28.85
PeakO | 25.58 | 32.59 | 26.12 | 26.12 | 26.12 | 26.12
ST | 0 | 0 | 0 | 0 | 0 | 0
STOG | 0 | 0 | 0 | 0 | 0 | 0
STWD | 19.55 | 24.46 | 19.93 | 19.93 | 19.93 | 19.93
WT | 13.44 | 90.17 | 145.42 | 155.17 | 155.17 | 155.17
IGCC | 0 | 0 | 0 | 0 | 0 | 0
DemandResponse | 0 | 0 | 0 | 0 | 0 | 0
IGCC-CCS | 0 | 0 | 0 | 0 | 0 | 0
WT_off | 24.96 | 24.96 | 24.96 | 24.96 | 0 | 0
PseudoUnit | 0 | 0 | 0 | 0 | 0 | 0
FixedInterchange | 0 | 0 | 0 | 0 | 0 | 0
Base FOM Costs by Reporting Type: NonRTO_Midwest
ReportingType | 2015 | 2020 | 2025 | 2030 | 2035 | 2040
BM | 0 | 0 | 0 | 0 | 0 | 0
CC | 0 | 7.99 | 7.99 | 11.72 | 15.25 | 19.68
CSP | 0 | 0 | 0 | 0 | 0 | 0
CT | 0 | 1.29 | 1.29 | 1.29 | 2 | 2.34
Coal | 713.95 | 778.7 | 780.1 | 832.54 | 911.12 | 998.62
Geo | 0 | 0 | 0 | 0 | 0 | 0
H | 2.04 | 2.04 | 2.04 | 2.04 | 2.04 | 2.04
LFG | 1.69 | 1.69 | 11 | 20.97 | 20.97 | 20.97
Nuc | 0.01 | 0.01 | 0.01 | 0.01 | 0.01 | 0.01
PS | 0 | 0 | 0 | 0 | 0 | 0
PV | 0 | 0 | 0 | 0 | 0 | 0
PeakG | 56.39 | 83.4 | 58.5 | 71.11 | 80.61 | 80.61
PeakO | 0.35 | 0.45 | 0.36 | 0.36 | 0.36 | 0.36
ST | 0 | 0 | 0 | 0 | 0 | 0
STOG | 0 | 0 | 0 | 0 | 0 | 0
STWD | 0 | 0 | 0 | 0 | 0 | 0
WT | 2.26 | 2.26 | 2.26 | 2.26 | 2.26 | 2.26
IGCC | 0 | 0 | 0 | 0 | 0 | 0
DemandResponse | 0 | 0 | 0 | 0 | 0 | 0
IGCC-CCS | 0 | 0 | 0 | 0 | 0 | 0
WT_off | 0 | 0 | 0 | 0 | 0 | 0
PseudoUnit | 0 | 0 | 0 | 0 | 0 | 0
FixedInterchange | 0 | 0 | 0 | 0 | 0 | 0
Base FOM Costs by Reporting Type: NYISO_A-F
ReportingType | 2015 | 2020 | 2025 | 2030 | 2035 | 2040
BM | 0 | 0 | 0 | 0 | 0 | 0
CC | 115.84 | 148.08 | 131.11 | 142.52 | 142.52 | 142.52
CSP | 0 | 0 | 0 | 0 | 0 | 0
CT | 0 | 0 | 0 | 0 | 0 | 0
Coal | 0 | 0 | 0 | 0 | 0 | 0
Geo | 0 | 0 | 0 | 0 | 0 | 0
H | 62.6 | 62.6 | 62.6 | 62.6 | 62.6 | 62.6
LFG | 20.8 | 20.8 | 24.5 | 28.97 | 28.97 | 28.97
Nuc | 489.92 | 509.2 | 489.92 | 399.48 | 552.03 | 578.17
PS | 33.52 | 33.52 | 33.52 | 33.52 | 33.52 | 33.52
PV | 0 | 0 | 0 | 0 | 0 | 0
PeakG | 3.78 | 5.56 | 5.31 | 5.31 | 5.31 | 5.31
PeakO | 1.14 | 1.46 | 1.17 | 1.17 | 1.17 | 1.17
ST | 0 | 0 | 0 | 0 | 0 | 0
STOG | 0 | 0 | 0 | 0 | 0 | 0
STWD | 2.76 | 3.45 | 2.81 | 2.81 | 2.81 | 2.81
WT | 113.42 | 133.35 | 133.35 | 143.58 | 162.81 | 162.81
IGCC | 0 | 0 | 0 | 0 | 0 | 0
DemandResponse | 0 | 0 | 0 | 0 | 0 | 0
IGCC-CCS | 0 | 0 | 0 | 0 | 0 | 0
WT_off | 0 | 0 | 0 | 0 | 0 | 0
PseudoUnit | 0 | 0 | 0 | 0 | 0 | 0
FixedInterchange | 0 | 0 | 0 | 0 | 0 | 0
Base FOM Costs by Reporting Type: NYISO_G-I
ReportingType | 2015 | 2020 | 2025 | 2030 | 2035 | 2040
BM | 0 | 0 | 0 | 0 | 0 | 0
CC | 34.33 | 43.65 | 40.95 | 53.96 | 101.62 | 142.6
CSP | 0 | 0 | 0 | 0 | 0 | 0
CT | 0 | 0 | 0 | 0 | 0 | 0
Coal | 0 | 0 | 0 | 0 | 0 | 0
Geo | 0 | 0 | 0 | 0 | 0 | 0
H | 0.46 | 0.46 | 0.46 | 0.46 | 0.46 | 0.46
LFG | 7.72 | 7.72 | 16.67 | 16.67 | 16.67 | 16.67
Nuc | 297.74 | 323.88 | 297.74 | 297.74 | 452.18 | 0.18
PS | 0 | 0 | 0 | 0 | 0 | 0
PV | 0 | 0 | 0 | 0 | 0 | 0
PeakG | 1.51 | 2.04 | 1.56 | 1.56 | 1.56 | 1.56
PeakO | 2.55 | 3.25 | 2.61 | 2.61 | 2.61 | 2.61
ST | 0 | 0 | 0 | 0 | 0 | 0
STOG | 0 | 0 | 0 | 0 | 0 | 0
STWD | 0 | 0 | 0 | 0 | 0 | 0
WT | 0 | 1.68 | 1.68 | 1.68 | 1.68 | 1.68
IGCC | 0 | 0 | 0 | 0 | 0 | 0
DemandResponse | 0 | 0 | 0 | 0 | 0 | 0
IGCC-CCS | 0 | 0 | 0 | 0 | 0 | 0
WT_off | 0 | 0 | 0 | 0 | 0 | 0
PseudoUnit | 0 | 0 | 0 | 0 | 0 | 0
FixedInterchange | 0 | 0 | 0 | 0 | 0 | 0
Base FOM Costs by Reporting Type: NYISO_J-K
ReportingType | 2015 | 2020 | 2025 | 2030 | 2035 | 2040
BM | 0 | 0 | 0 | 0 | 0 | 0
CC | 125.46 | 154.92 | 127.77 | 138.94 | 152.61 | 152.61
CSP | 0 | 0 | 0 | 0 | 0 | 0
CT | 0 | 0 | 3.5 | 9.66 | 10.65 | 14.02
Coal | 0 | 0 | 0 | 0 | 0 | 0
Geo | 0 | 0 | 0 | 0 | 0 | 0
H | 0 | 0 | 0 | 0 | 0 | 0
LFG | 14.96 | 14.96 | 14.96 | 23.9 | 23.9 | 23.9
Nuc | 0.01 | 0.01 | 0.01 | 0.01 | 0.01 | 0.01
PS | 0 | 0 | 0 | 0 | 0 | 0
PV | 0.53 | 0.53 | 0.53 | 0.53 | 0 | 0
PeakG | 54.7 | 77.08 | 56.45 | 62.35 | 66.78 | 66.78
PeakO | 61.69 | 79.16 | 63.78 | 65.02 | 65.02 | 65.02
ST | 0 | 0 | 0 | 0 | 0 | 0
STOG | 249.19 | 294.86 | 252.76 | 252.76 | 252.76 | 252.76
STWD | 0 | 0 | 0 | 0 | 0 | 0
WT | 0 | 0 | 0 | 0 | 0 | 0
IGCC | 0 | 0 | 0 | 0 | 0 | 0
DemandResponse | 0 | 0 | 0 | 0 | 0 | 0
IGCC-CCS | 0 | 0 | 0 | 0 | 0 | 0
WT_off | 0 | 0 | 0 | 0 | 0 | 0
PseudoUnit | 0 | 0 | 0 | 0 | 0 | 0
FixedInterchange | 0 | 0 | 0 | 0 | 0 | 0
Base FOM Costs by Reporting Type: PJM_E
ReportingType | 2015 | 2020 | 2025 | 2030 | 2035 | 2040
BM | 3.02 | 3.02 | 3.02 | 3.02 | 3.02 | 3.02
CC | 297.21 | 359.4 | 312.87 | 330.19 | 350.43 | 350.43
CSP | 0 | 0 | 0 | 0 | 0 | 0
CT | 0.18 | 0.18 | 0.18 | 0.18 | 0.18 | 7.31
Coal | 67.42 | 27.04 | 31.97 | 32.26 | 34.91 | 34.91
Geo | 0 | 0 | 0 | 0 | 0 | 0
H | 3.85 | 3.85 | 3.85 | 3.85 | 3.85 | 3.85
LFG | 56.83 | 72.83 | 72.83 | 72.83 | 72.83 | 72.83
Nuc | 1239 | 1184.31 | 1149.53 | 1149.53 | 825.73 | 1983.3
PS | 9.5 | 9.5 | 9.5 | 9.5 | 9.5 | 9.5
PV | 0.75 | 0.75 | 0.75 | 0.75 | 0.75 | 0.75
PeakG | 75.2 | 106.43 | 77.64 | 89.79 | 93.22 | 93.22
PeakO | 75.92 | 100.78 | 82.41 | 82.41 | 82.41 | 82.41
ST | 0 | 0 | 0 | 0 | 0 | 0
STOG | 115.25 | 136.37 | 116.9 | 116.9 | 116.9 | 116.9
STWD | 0 | 0 | 0 | 0 | 0 | 0
WT | 32.63 | 32.63 | 32.63 | 32.63 | 32.63 | 32.63
IGCC | 0 | 0 | 0 | 0 | 0 | 0
DemandResponse | 0 | 0 | 0 | 0 | 0 | 0
IGCC-CCS | 0 | 0 | 0 | 0 | 0 | 0
WT_off | 0 | 0 | 58.67 | 58.67 | 58.67 | 58.67
PseudoUnit | 0 | 0 | 0 | 0 | 0 | 0
FixedInterchange | 0 | 0 | 0 | 0 | 0 | 0
Base FOM Costs by Reporting Type: PJM_ROM
ReportingType | 2015 | 2020 | 2025 | 2030 | 2035 | 2040
BM | 1.81 | 1.81 | 1.81 | 1.81 | 1.81 | 1.81
CC | 142.43 | 174.53 | 145.82 | 151.1 | 202.95 | 370.81
CSP | 0 | 0 | 0 | 0 | 0 | 0
CT | 0.11 | 0.11 | 0.11 | 0.11 | 0.11 | 0.11
Coal | 592.25 | 612.74 | 652.83 | 866.09 | 896.42 | 914.11
Geo | 0 | 0 | 0 | 0 | 0 | 0
H | 19.83 | 19.83 | 19.83 | 19.83 | 19.83 | 19.83
LFG | 43.05 | 74.95 | 74.95 | 74.95 | 74.95 | 74.95
Nuc | 733.21 | 756.8 | 733.21 | 733.21 | 657.66 | 1060.55
PS | 35.92 | 35.92 | 35.92 | 35.92 | 35.92 | 35.92
PV | 0.06 | 24.21 | 39.25 | 43.04 | 44.54 | 46.09
PeakG | 30.83 | 44.67 | 41.32 | 41.32 | 41.32 | 41.32
PeakO | 45.95 | 58.57 | 46.94 | 46.94 | 46.94 | 46.94
ST | 0 | 0 | 0 | 0 | 0 | 0
STOG | 155.08 | 183.5 | 157.31 | 157.31 | 157.31 | 157.31
STWD | 2.24 | 2.81 | 2.29 | 2.29 | 2.29 | 2.29
WT | 38.48 | 38.48 | 59.54 | 222.65 | 222.65 | 222.65
IGCC | 0 | 0 | 0 | 0 | 0 | 0
DemandResponse | 0 | 0 | 0 | 0 | 0 | 0
IGCC-CCS | 0 | 0 | 0 | 0 | 0 | 0
WT_off | 0 | 0 | 0 | 0 | 0 | 0
PseudoUnit | 0 | 0 | 0 | 0 | 0 | 0
FixedInterchange | 0 | 0 | 0 | 0 | 0 | 0
Base FOM Costs by Reporting Type: PJM_ROR
ReportingType | 2015 | 2020 | 2025 | 2030 | 2035 | 2040
BM | 38.69 | 38.69 | 38.69 | 38.69 | 38.69 | 19.4
CC | 357.07 | 446.97 | 374.27 | 475.1 | 679.04 | 679.04
CSP | 0 | 0 | 0 | 0 | 0 | 0
CT | 0.19 | 0.19 | 0.19 | 0.19 | 0.19 | 0.19
Coal | 3422.8 | 3211.91 | 3280.22 | 3795.5 | 4308.89 | 4565.76
Geo | 0 | 0 | 0 | 0 | 0 | 0
H | 26.17 | 26.17 | 26.17 | 26.17 | 26.17 | 26.17
LFG | 65.06 | 65.06 | 126.87 | 126.87 | 126.87 | 126.87
Nuc | 2917.4 | 3014.07 | 2917.4 | 2791.17 | 2168.76 | 4415.45
PS | 73.14 | 73.14 | 73.14 | 73.14 | 73.14 | 73.14
PV | 0.35 | 0.35 | 0.35 | 0.35 | 0.35 | 0.35
PeakG | 325.76 | 481.29 | 337.93 | 436.45 | 464.24 | 464.24
PeakO | 48.69 | 65.15 | 52.22 | 52.22 | 52.22 | 52.22
ST | 0 | 0 | 0 | 0 | 0 | 0
STOG | 91.71 | 108.52 | 93.03 | 93.03 | 93.03 | 93.03
STWD | 6.22 | 7.78 | 6.34 | 6.34 | 6.34 | 6.34
WT | 322.6 | 322.6 | 327.98 | 327.98 | 327.98 | 358.69
IGCC | 0 | 0 | 0 | 0 | 0 | 0
DemandResponse | 0 | 0 | 0 | 0 | 0 | 0
IGCC-CCS | 0 | 0 | 0 | 0 | 0 | 0
WT_off | 0 | 0 | 0 | 0 | 0 | 0
PseudoUnit | 0 | 0 | 0 | 0 | 0 | 0
FixedInterchange | 0 | 0 | 0 | 0 | 0 | 0
Base FOM Costs by Reporting Type: SOCO
ReportingType | 2015 | 2020 | 2025 | 2030 | 2035 | 2040
BM | 5.53 | 5.53 | 5.53 | 5.53 | 5.53 | 5.53
CC | 511.87 | 633.85 | 527.38 | 585.14 | 664.05 | 664.05
CSP | 0 | 0 | 0 | 0 | 0 | 0
CT | 0 | 0 | 0 | 0 | 0 | 0
Coal | 1176.52 | 1249.94 | 1270.53 | 1433.44 | 1751.05 | 2009.68
Geo | 0 | 0 | 0 | 0 | 0 | 0
H | 59.74 | 59.74 | 59.74 | 59.74 | 59.74 | 59.74
LFG | 4.46 | 4.46 | 17.39 | 17.39 | 17.39 | 17.39
Nuc | 850.41 | 1045.67 | 1045.67 | 1045.67 | 1045.67 | 1199.16
PS | 39.76 | 39.76 | 39.76 | 39.76 | 39.76 | 39.76
PV | 0 | 0 | 0 | 0 | 0 | 0
PeakG | 182.94 | 270.92 | 189.83 | 246.58 | 262.59 | 262.59
PeakO | 4.69 | 6.49 | 5.7 | 6.23 | 6.23 | 6.23
ST | 0 | 0 | 0 | 0 | 0 | 0
STOG | 0 | 0 | 0 | 0 | 0 | 0
STWD | 0 | 0 | 0 | 0 | 0 | 0
WT | 0 | 0 | 0 | 0 | 0 | 0
IGCC | 0 | 0 | 0 | 0 | 0 | 0
DemandResponse | 0 | 0 | 0 | 0 | 0 | 0
IGCC-CCS | 0 | 0 | 0 | 0 | 0 | 0
WT_off | 0 | 0 | 0 | 0 | 0 | 0
PseudoUnit | 0 | 0 | 0 | 0 | 0 | 0
FixedInterchange | 0 | 0 | 0 | 0 | 0 | 0
Base FOM Costs by Reporting Type: SPP_N
ReportingType | 2015 | 2020 | 2025 | 2030 | 2035 | 2040
BM | 0 | 0 | 0 | 0 | 0 | 0
CC | 41.13 | 78.99 | 68.7 | 77.79 | 82.68 | 82.68
CSP | 0 | 0 | 0 | 0 | 0 | 0
CT | 0 | 0 | 0 | 0 | 0 | 0
Coal | 578.25 | 623.61 | 625.61 | 693.24 | 746.97 | 899.97
Geo | 0 | 0 | 0 | 0 | 0 | 0
H | 0.3 | 0.3 | 0.3 | 0.3 | 0.3 | 0.3
LFG | 0.84 | 0.84 | 12.28 | 12.28 | 12.28 | 12.28
Nuc | 160.51 | 168.89 | 168.89 | 168.89 | 168.89 | 168.89
PS | 0 | 0 | 0 | 0 | 0 | 0
PV | 0 | 0 | 0 | 0 | 0 | 0
PeakG | 74.97 | 117.69 | 105.7 | 105.7 | 105.7 | 105.7
PeakO | 34.89 | 44.84 | 35.94 | 35.94 | 35.94 | 35.94
ST | 0 | 0 | 0 | 0 | 0 | 0
STOG | 73.04 | 86.42 | 74.08 | 74.08 | 74.08 | 74.08
STWD | 0 | 0 | 0 | 0 | 0 | 0
WT | 41.99 | 41.99 | 41.99 | 49.61 | 85.32 | 85.32
IGCC | 0 | 0 | 0 | 0 | 0 | 0
DemandResponse | 0 | 0 | 0 | 0 | 0 | 0
IGCC-CCS | 0 | 0 | 0 | 0 | 0 | 0
WT_off | 0 | 0 | 0 | 0 | 0 | 0
PseudoUnit | 0 | 0 | 0 | 0 | 0 | 0
FixedInterchange | 0 | 0 | 0 | 0 | 0 | 0
Base FOM Costs by Reporting Type: SPP_S
ReportingType | 2015 | 2020 | 2025 | 2030 | 2035 | 2040
BM | 0 | 0 | 0 | 0 | 0 | 0
CC | 327.42 | 418.33 | 339.75 | 396.11 | 432.17 | 435.81
CSP | 0 | 0 | 0 | 0 | 0 | 0
CT | 2.76 | 4.77 | 4.77 | 4.77 | 4.77 | 4.77
Coal | 786.55 | 873.47 | 864.57 | 872.52 | 935.63 | 1160.33
Geo | 0 | 0 | 0 | 0 | 0 | 0
H | 30.03 | 30.03 | 30.03 | 30.03 | 30.03 | 30.03
LFG | 2.29 | 2.29 | 2.29 | 13.72 | 13.72 | 13.72
Nuc | 0.01 | 0.01 | 0.01 | 0.01 | 0.01 | 0.01
PS | 10.59 | 10.59 | 10.59 | 10.59 | 10.59 | 10.59
PV | 0 | 0 | 0 | 0 | 0 | 0
PeakG | 60.2 | 87.93 | 62.37 | 76.78 | 82.77 | 82.77
PeakO | 3.36 | 4.54 | 3.63 | 3.63 | 3.64 | 3.66
ST | 0 | 0 | 0 | 0 | 0 | 0
STOG | 313.07 | 370.44 | 317.56 | 317.56 | 317.56 | 317.56
STWD | 2.69 | 3.37 | 2.75 | 2.75 | 2.75 | 2.75
WT | 90.68 | 164.74 | 170.84 | 170.84 | 610.28 | 635.75
IGCC | 0 | 0 | 0 | 0 | 0 | 0
DemandResponse | 0 | 0 | 0 | 0 | 0 | 0
IGCC-CCS | 0 | 0 | 0 | 0 | 0 | 0
WT_off | 0 | 0 | 0 | 0 | 0 | 0
PseudoUnit | 0 | 0 | 0 | 0 | 0 | 0
FixedInterchange | 0 | 0 | 0 | 0 | 0 | 0
Base FOM Costs by Reporting Type: TVA
ReportingType | 2015 | 2020 | 2025 | 2030 | 2035 | 2040
BM | 0 | 0 | 0 | 0 | 0 | 0
CC | 152.84 | 215.75 | 185.17 | 204.82 | 229.27 | 229.27
CSP | 0 | 0 | 0 | 0 | 0 | 0
CT | 0 | 12.21 | 12.21 | 12.7 | 12.7 | 12.7
Coal | 997.71 | 1026.09 | 1065.03 | 1168.18 | 1346.99 | 1418.03
Geo | 0 | 0 | 0 | 0 | 0 | 0
H | 72.8 | 72.8 | 72.8 | 72.8 | 72.8 | 72.8
LFG | 1.57 | 1.57 | 14.49 | 14.49 | 14.49 | 14.49
Nuc | 1153.81 | 1199.07 | 1153.81 | 1153.81 | 788.03 | 1385.25
PS | 41.38 | 41.38 | 41.38 | 41.38 | 41.38 | 41.38
PV | 0 | 0 | 0 | 0 | 0 | 0
PeakG | 99.24 | 153.37 | 140.99 | 140.99 | 140.99 | 140.99
PeakO | 1.87 | 2.54 | 1.92 | 2.49 | 2.49 | 2.49
ST | 0 | 0 | 0 | 0 | 0 | 0
STOG | 0 | 0 | 0 | 0 | 0 | 0
STWD | 0.16 | 0.2 | 0.16 | 0.16 | 0.16 | 0.16
WT | 0.99 | 0.99 | 0.99 | 0.99 | 0.99 | 0.99
IGCC | 0 | 0 | 0 | 0 | 0 | 0
DemandResponse | 0 | 0 | 0 | 0 | 0 | 0
IGCC-CCS | 0 | 0 | 0 | 0 | 0 | 0
WT_off | 0 | 0 | 0 | 0 | 0 | 0
PseudoUnit | 0 | 0 | 0 | 0 | 0 | 0
FixedInterchange | 0 | 0 | 0 | 0 | 0 | 0
Base FOM Costs by Reporting Type: TVA_Transmission
ReportingType | 2015 | 2020 | 2025 | 2030 | 2035 | 2040
BM | 0 | 0 | 0 | 0 | 0 | 0
CC | 0 | 0 | 0 | 0 | 0 | 0
CSP | 0 | 0 | 0 | 0 | 0 | 0
CT | 0 | 0 | 0 | 0 | 0 | 0
Coal | 0 | 0 | 0 | 0 | 0 | 0
Geo | 0 | 0 | 0 | 0 | 0 | 0
H | 0 | 0 | 0 | 0 | 0 | 0
LFG | 0 | 0 | 0 | 0 | 0 | 0
Nuc | 0 | 0 | 0 | 0 | 0 | 0
PS | 0 | 0 | 0 | 0 | 0 | 0
PV | 0 | 0 | 0 | 0 | 0 | 0
PeakG | 0 | 0 | 0 | 0 | 0 | 0
PeakO | 0 | 0 | 0 | 0 | 0 | 0
ST | 0 | 0 | 0 | 0 | 0 | 0
STOG | 0 | 0 | 0 | 0 | 0 | 0
STWD | 0 | 0 | 0 | 0 | 0 | 0
WT | 0 | 0 | 0 | 0 | 0 | 0
IGCC | 0 | 0 | 0 | 0 | 0 | 0
DemandResponse | 0 | 0 | 0 | 0 | 0 | 0
IGCC-CCS | 0 | 0 | 0 | 0 | 0 | 0
WT_off | 0 | 0 | 0 | 0 | 0 | 0
PseudoUnit | 0 | 0 | 0 | 0 | 0 | 0
FixedInterchange | 0 | 0 | 0 | 0 | 0 | 0
Base FOM Costs by Reporting Type: VACAR
ReportingType | 2015 | 2020 | 2025 | 2030 | 2035 | 2040
BM | 0.09 | 35 | 102.48 | 114.07 | 123.58 | 137.76
CC | 197.73 | 251.37 | 232.67 | 280.55 | 360.16 | 429.85
CSP | 0 | 0 | 0 | 0 | 0 | 0
CT | 4.8 | 4.8 | 4.8 | 4.8 | 15.35 | 15.35
Coal | 1193.74 | 1106.82 | 1136.37 | 1297.85 | 1470.08 | 1557.84
Geo | 0 | 0 | 0 | 0 | 0 | 0
H | 30.23 | 30.23 | 30.23 | 30.23 | 30.23 | 30.23
LFG | 7.64 | 20.52 | 20.52 | 20.52 | 20.52 | 20.52
Nuc | 1664.13 | 1955.26 | 1870.92 | 1870.92 | 1398.04 | 2995.54
PS | 62.1 | 62.1 | 62.1 | 62.1 | 62.1 | 62.1
PV | 0.23 | 2.51 | 2.62 | 2.76 | 2.9 | 3.05
PeakG | 142.93 | 209.84 | 148.17 | 188.38 | 199.72 | 199.72
PeakO | 36.13 | 46.34 | 37.33 | 38.01 | 38.01 | 38.01
ST | 0 | 0 | 0 | 0 | 0 | 0
STOG | 4.04 | 4.78 | 4.1 | 4.1 | 4.1 | 4.1
STWD | 9.01 | 11.27 | 9.18 | 9.18 | 9.18 | 9.18
WT | 0.03 | 98.25 | 98.25 | 98.25 | 98.25 | 98.25
IGCC | 0 | 0 | 0 | 0 | 0 | 0
DemandResponse | 0 | 0 | 0 | 0 | 0 | 0
IGCC-CCS | 0 | 0 | 0 | 0 | 0 | 0
WT_off | 0.05 | 0.05 | 0.05 | 0.05 | 0.05 | 0.05
PseudoUnit | 0 | 0 | 0 | 0 | 0 | 0
FixedInterchange | 0 | 0 | 0 | 0 | 0 | 0
Base FOM Costs by Reporting Type: IESO
ReportingType | 2015 | 2020 | 2025 | 2030 | 2035 | 2040
BM | 32.8 | 32.8 | 32.8 | 32.8 | 32.8 | 32.8
CC | 102.34 | 102.34 | 102.34 | 102.34 | 109.49 | 154.13
CSP | 0 | 0 | 0 | 0 | 0 | 0
CT | 2.46 | 2.46 | 2.46 | 2.46 | 8.07 | 9.55
Coal | 0 | 0 | 0 | 0 | 0 | 0
Geo | 0 | 0 | 0 | 0 | 0 | 0
H | 123.83 | 123.83 | 123.83 | 123.83 | 123.83 | 123.83
LFG | 14.17 | 14.17 | 14.17 | 14.17 | 14.23 | 14.23
Nuc | 1895.33 | 1895.33 | 1895.33 | 1895.33 | 1745.37 | 2079.68
PS | 2.92 | 2.92 | 2.92 | 2.92 | 2.92 | 2.92
PV | 18.26 | 18.26 | 18.26 | 18.26 | 0.44 | 0.44
PeakG | 11.67 | 13.67 | 13.67 | 13.67 | 13.67 | 13.67
PeakO | 0.66 | 0.66 | 0.78 | 0.86 | 0.86 | 0.86
ST | 0 | 0 | 0 | 0 | 0 | 0
STOG | 0 | 0 | 0 | 0 | 0 | 0
STWD | 0 | 0 | 0 | 0 | 0 | 0
WT | 102.92 | 102.92 | 102.92 | 102.92 | 43.8 | 43.8
IGCC | 0 | 0 | 0 | 0 | 0 | 0
DemandResponse | 0 | 0 | 0 | 0 | 0 | 0
IGCC-CCS | 0 | 0 | 0 | 0 | 0 | 0
WT_off | 0 | 0 | 0 | 0 | 0 | 0
PseudoUnit | 0 | 0 | 0 | 0 | 0 | 0
FixedInterchange | 0 | 0 | 0 | 0 | 0 | 0
Base FOM Costs by Reporting Type: MAPP_CA
ReportingType | 2015 | 2020 | 2025 | 2030 | 2035 | 2040
BM | 0 | 0 | 0 | 0 | 0 | 0
CC | 34.83 | 42.19 | 44.7 | 52.99 | 61.63 | 61.63
CSP | 0 | 0 | 0 | 0 | 0 | 0
CT | 0 | 0 | 0 | 0 | 0 | 2.95
Coal | 48.71 | 49.51 | 53.13 | 53.13 | 53.13 | 65.36
Geo | 0 | 0 | 0 | 0 | 0 | 0
H | 92.24 | 92.24 | 92.24 | 92.24 | 92.24 | 92.24
LFG | 0 | 0 | 0 | 0 | 0 | 0
Nuc | 0.01 | 0.01 | 0.01 | 0.01 | 0.01 | 0.01
PS | 0 | 0 | 0 | 0 | 0 | 0
PV | 0 | 0 | 0 | 0 | 0 | 0
PeakG | 9.88 | 9.88 | 9.88 | 9.88 | 13.09 | 13.09
PeakO | 0.09 | 0.09 | 0.09 | 0.12 | 0.12 | 0.12
ST | 0 | 0 | 0 | 0 | 0 | 0
STOG | 5.54 | 5.54 | 5.54 | 5.54 | 5.54 | 5.54
STWD | 0 | 0 | 0 | 0 | 0 | 0
WT | 17.9 | 17.9 | 17.9 | 17.9 | 17.9 | 17.9
IGCC | 0 | 0 | 0 | 0 | 0 | 0
DemandResponse | 0 | 0 | 0 | 0 | 0 | 0
IGCC-CCS | 0 | 0 | 0 | 0 | 0 | 0
WT_off | 0 | 0 | 0 | 0 | 0 | 0
PseudoUnit | 0 | 0 | 0 | 0 | 0 | 0
FixedInterchange | 0 | 0 | 0 | 0 | 0 | 0
Base FOM Costs by Reporting Type: AZ_NM_SNV_Coal
ReportingType | 2015 | 2020 | 2025 | 2030 | 2035 | 2040
BM | 0 | 0 | 0 | 0 | 0 | 0
CC | 0 | 0 | 0 | 0 | 0 | 0
CSP | 0 | 0 | 0 | 0 | 0 | 0
CT | 0 | 0 | 0 | 0 | 0 | 0
Coal | 731.78 | 781.65 | 789.38 | 904.87 | 1052.99 | 1368.08
Geo | 0 | 0 | 0 | 0 | 0 | 0
H | 0 | 0 | 0 | 0 | 0 | 0
LFG | 0 | 0 | 0 | 0 | 0 | 0
Nuc | 0 | 0 | 0 | 0 | 0 | 0
PS | 0 | 0 | 0 | 0 | 0 | 0
PV | 0 | 0 | 0 | 0 | 0 | 0
PeakG | 0 | 0 | 0 | 0 | 0 | 0
PeakO | 5.77 | 7.38 | 6 | 6 | 6 | 0
ST | 0 | 0 | 0 | 0 | 0 | 0
STOG | 0 | 0 | 0 | 0 | 0 | 0
STWD | 0 | 0 | 0 | 0 | 0 | 0
WT | 0 | 0 | 0 | 0 | 0 | 0
IGCC | 0 | 0 | 0 | 0 | 0 | 0
DemandResponse | 0 | 0 | 0 | 0 | 0 | 0
IGCC-CCS | 0 | 0 | 0 | 0 | 0 | 0
WT_off | 0 | 0 | 0 | 0 | 0 | 0
PseudoUnit | 0 | 0 | 0 | 0 | 0 | 0
FixedInterchange | 0 | 0 | 0 | 0 | 0 | 0
Base FOM Costs by Reporting Type: AZ_NM_SNV_Gas
ReportingType | 2015 | 2020 | 2025 | 2030 | 2035 | 2040
BM | 0 | 0 | 0 | 0 | 0 | 0
CC | 447.72 | 582.1 | 474.44 | 537.26 | 649.5 | 649.5
CSP | 0 | 0 | 0 | 0 | 0 | 0
CT | 4.93 | 4.93 | 4.93 | 4.93 | 0 | 0
Coal | 0 | 0 | 0 | 0 | 0 | 0
Geo | 0 | 0 | 0 | 0 | 0 | 0
H | 0 | 0 | 0 | 0 | 0 | 0
LFG | 0 | 0 | 0 | 0 | 0 | 0
Nuc | 0 | 0 | 0 | 0 | 0 | 0
PS | 0 | 0 | 0 | 0 | 0 | 0
PV | 0 | 0 | 0 | 0 | 0 | 0
PeakG | 63.97 | 93.45 | 74.33 | 87.99 | 87.99 | 0
PeakO | 0 | 0 | 0 | 0 | 0 | 0
ST | 0 | 0 | 0 | 0 | 0 | 0
STOG | 0 | 0 | 0 | 0 | 0 | 0
STWD | 0 | 0 | 0 | 0 | 0 | 0
WT | 0 | 0 | 0 | 0 | 0 | 0
IGCC | 0 | 0 | 0 | 0 | 0 | 0
DemandResponse | 0 | 0 | 0 | 0 | 0 | 0
IGCC-CCS | 0 | 0 | 0 | 0 | 0 | 0
WT_off | 0 | 0 | 0 | 0 | 0 | 0
PseudoUnit | 0 | 0 | 0 | 0 | 0 | 0
FixedInterchange | 0 | 0 | 0 | 0 | 0 | 0
Base FOM Costs by Reporting Type: AZ_NM_SNV_NucRenew
ReportingType | 2015 | 2020 | 2025 | 2030 | 2035 | 2040
BM | 0 | 0 | 0 | 0 | 0 | 0
CC | 0 | 0 | 0 | 0 | 0 | 0
CSP | 0 | 0 | 0 | 0 | 0 | 0
CT | 0 | 0 | 0 | 0 | 0 | 0
Coal | 0 | 0 | 0 | 0 | 0 | 0
Geo | 0 | 0 | 122.18 | 122.18 | 122.18 | 122.18
H | 44.6 | 44.6 | 44.6 | 44.6 | 44.6 | 44.6
LFG | 0.84 | 8.14 | 8.14 | 8.14 | 8.14 | 8.14
Nuc | 484.16 | 564.17 | 564.17 | 564.17 | 564.17 | 564.17
PS | 5.13 | 5.13 | 5.13 | 5.13 | 5.13 | 5.13
PV | 2.38 | 2.38 | 2.38 | 2.38 | 2.38 | 2.38
PeakG | 0 | 0 | 0 | 0 | 0 | 0
PeakO | 0 | 0 | 0 | 0 | 0 | 0
ST | 17.92 | 47.63 | 65.45 | 70.25 | 70.25 | 70.25
STOG | 0 | 0 | 0 | 0 | 0 | 0
STWD | 0.83 | 1.04 | 0.85 | 0.85 | 0.85 | 0.85
WT | 17.57 | 292.85 | 292.85 | 301.52 | 301.52 | 301.52
IGCC | 0 | 0 | 0 | 0 | 0 | 0
DemandResponse | 0 | 0 | 0 | 0 | 0 | 0
IGCC-CCS | 0 | 0 | 0 | 0 | 0 | 0
WT_off | 0 | 0 | 0 | 0 | 0 | 0
PseudoUnit | 0 | 0 | 0 | 0 | 0 | 0
FixedInterchange | 0 | 0 | 0 | 0 | 0 | 0
Base FOM Costs by Reporting Type: ERCOT
ReportingType | 2015 | 2020 | 2025 | 2030 | 2035 | 2040
BM | 14.57 | 14.57 | 14.57 | 14.57 | 14.57 | 14.57
CC | 901.97 | 1186.35 | 996.65 | 1056.99 | 1230.06 | 1265.61
CSP | 0 | 0 | 0 | 0 | 0 | 0
CT | 1.67 | 1.67 | 1.67 | 1.67 | 1.67 | 1.67
Coal | 1175.78 | 1362.67 | 1256.35 | 1310.78 | 1466.71 | 1773.28
Geo | 0 | 0 | 0 | 0 | 0 | 0
H | 8.05 | 8.05 | 8.05 | 8.05 | 8.05 | 8.05
LFG | 9.05 | 9.05 | 9.05 | 51.64 | 51.64 | 51.64
Nuc | 574.09 | 734.71 | 741.22 | 741.22 | 741.22 | 741.22
PS | 0 | 0 | 0 | 0 | 0 | 0
PV | 0.25 | 0.25 | 0.25 | 0.25 | 0.01 | 0.01
PeakG | 80.63 | 119.03 | 114.62 | 114.62 | 114.62 | 114.62
PeakO | 1.29 | 1.86 | 1.53 | 1.53 | 1.53 | 1.53
ST | 0 | 0 | 0 | 0 | 0 | 0
STOG | 693.82 | 820.97 | 698.3 | 698.3 | 698.3 | 698.3
STWD | 0 | 0 | 0 | 0 | 0 | 0
WT | 315.42 | 315.42 | 315.42 | 315.42 | 315.42 | 433.72
IGCC | 0 | 0 | 0 | 0 | 0 | 0
DemandResponse | 0 | 0 | 0 | 0 | 0 | 0
IGCC-CCS | 0 | 0 | 0 | 0 | 0 | 0
WT_off | 0 | 0 | 0 | 0 | 0 | 0
PseudoUnit | 0 | 0 | 0 | 0 | 0 | 0
FixedInterchange | 0 | 0 | 0 | 0 | 0 | 0
Base FOM Costs by Reporting Type: NP15
ReportingType | 2015 | 2020 | 2025 | 2030 | 2035 | 2040
BM | 0 | 0 | 0 | 0 | 0 | 0
CC | 205.4 | 258.04 | 212.25 | 226.85 | 253.32 | 253.32
CSP | 0 | 0 | 0 | 0 | 0 | 0
CT | 1.87 | 8.08 | 25.74 | 54.69 | 83.33 | 112.7
Coal | 1.65 | 0 | 0 | 0 | 0 | 0
Geo | 100.8 | 118.11 | 151.36 | 151.36 | 151.36 | 151.36
H | 125.7 | 125.7 | 125.7 | 125.7 | 125.7 | 125.7
LFG | 10.26 | 78.24 | 78.24 | 78.24 | 78.24 | 78.24
Nuc | 302.44 | 364.27 | 334.86 | 334.86 | 334.86 | 334.86
PS | 53.58 | 53.58 | 53.58 | 53.58 | 53.58 | 53.58
PV | 0.89 | 0.89 | 0.89 | 0.89 | 0.89 | 0.89
PeakG | 56.04 | 82.34 | 58.1 | 74.01 | 78.49 | 78.49
PeakO | 10.26 | 13.08 | 10.48 | 10.49 | 10.49 | 10.49
ST | 1.86 | 1.86 | 1.86 | 1.86 | 1.86 | 1.86
STOG | 167.55 | 198.25 | 169.95 | 169.95 | 169.95 | 169.95
STWD | 14.17 | 17.73 | 14.44 | 14.44 | 14.44 | 14.44
WT | 40.21 | 132.82 | 132.82 | 132.82 | 132.82 | 132.82
IGCC | 0 | 0 | 0 | 0 | 0 | 0
DemandResponse | 0 | 0 | 0 | 0 | 0 | 0
IGCC-CCS | 0 | 0 | 0 | 0 | 0 | 0
WT_off | 0 | 0 | 0 | 0 | 0 | 0
PseudoUnit | 0 | 0 | 0 | 0 | 0 | 0
FixedInterchange | 0 | 0 | 0 | 0 | 0 | 0
Base FOM Costs by Reporting Type: NWPP_Coal
ReportingType | 2015 | 2020 | 2025 | 2030 | 2035 | 2040
BM | 0 | 0 | 0 | 0 | 0 | 0
CC | 0 | 0 | 0 | 0 | 0 | 0
CSP | 0 | 0 | 0 | 0 | 0 | 0
CT | 0 | 0 | 0 | 0 | 0 | 0
Coal | 849.1 | 903.27 | 941.97 | 996.32 | 1154.37 | 1256.46
Geo | 0 | 0 | 0 | 0 | 0 | 0
H | 0 | 0 | 0 | 0 | 0 | 0
LFG | 0 | 0 | 0 | 0 | 0 | 0
Nuc | 0 | 0 | 0 | 0 | 0 | 0
PS | 0 | 0 | 0 | 0 | 0 | 0
PV | 0 | 0 | 0 | 0 | 0 | 0
PeakG | 0 | 0 | 0 | 0 | 0 | 0
PeakO | 0 | 0 | 0 | 0 | 0 | 0
ST | 0 | 0 | 0 | 0 | 0 | 0
STOG | 0 | 0 | 0 | 0 | 0 | 0
STWD | 0 | 0 | 0 | 0 | 0 | 0
WT | 0 | 0 | 0 | 0 | 0 | 0
IGCC | 0 | 0 | 0 | 0 | 0 | 0
DemandResponse | 0 | 0 | 0 | 0 | 0 | 0
IGCC-CCS | 0 | 0 | 0 | 0 | 0 | 0
WT_off | 0 | 0 | 0 | 0 | 0 | 0
PseudoUnit | 0 | 0 | 0 | 0 | 0 | 0
FixedInterchange | 0 | 0 | 0 | 0 | 0 | 0
Base FOM Costs by Reporting Type: NWPP_Gas
ReportingType | 2015 | 2020 | 2025 | 2030 | 2035 | 2040
BM | 0 | 0 | 0 | 0 | 0 | 0
CC | 192.07 | 243.03 | 198.24 | 268.23 | 358.56 | 368.68
CSP | 0 | 0 | 0 | 0 | 0 | 0
CT | 1 | 1 | 1 | 1 | 0 | 0
Coal | 0 | 0 | 0 | 0 | 0.01 | 28.06
Geo | 0 | 0 | 0 | 0 | 0 | 0
H | 0 | 0 | 0 | 0 | 0 | 0
LFG | 0 | 0 | 0 | 0 | 0 | 0
Nuc | 0 | 0 | 0 | 0 | 0 | 0
PS | 0 | 0 | 0 | 0 | 0 | 0
PV | 0 | 0 | 0 | 0 | 0 | 0
PeakG | 0 | 0 | 0 | 0 | 0 | 0
PeakO | 0 | 0 | 0 | 0 | 0 | 0
ST | 0 | 0 | 0 | 0 | 0 | 0
STOG | 0 | 0 | 0 | 0 | 0 | 0
STWD | 0 | 0 | 0 | 0 | 0 | 0
WT | 0 | 0 | 0 | 0 | 0 | 0
IGCC | 0 | 0 | 0 | 0 | 0 | 0
DemandResponse | 0 | 0 | 0 | 0 | 0 | 0
IGCC-CCS | 0 | 0 | 0 | 0 | 0 | 0
WT_off | 0 | 0 | 0 | 0 | 0 | 0
PseudoUnit | 0 | 0 | 0 | 0 | 0 | 0
FixedInterchange | 0 | 0 | 0 | 0 | 0 | 0
Base FOM Costs by Reporting Type: NWPP_NucRenew
ReportingType | 2015 | 2020 | 2025 | 2030 | 2035 | 2040
BM | 3.27 | 3.27 | 3.27 | 3.27 | 3.27 | 3.27
CC | 0 | 0 | 0 | 0 | 0 | 0
CSP | 0 | 0 | 0 | 0 | 0 | 0
CT | 0 | 0 | 0 | 0 | 0 | 0
Coal | 0 | 0 | 0 | 0 | 0 | 0
Geo | 35.81 | 35.81 | 72.38 | 72.38 | 72.38 | 72.38
H | 480.54 | 480.54 | 480.54 | 480.54 | 480.54 | 480.54
LFG | 15.5 | 17.22 | 44.91 | 44.91 | 44.91 | 44.91
Nuc | 164.67 | 164.67 | 164.67 | 164.67 | 164.67 | 225.13
PS | 6.12 | 6.12 | 6.12 | 6.12 | 6.12 | 6.12
PV | 0.04 | 0.04 | 0.04 | 0.04 | 0.04 | 0.04
PeakG | 0 | 0 | 0 | 0 | 0 | 0
PeakO | 0 | 0 | 0 | 0 | 0 | 0
ST | 0 | 0 | 0 | 0 | 0 | 0
STOG | 0 | 0 | 0 | 0 | 0 | 0
STWD | 0.87 | 1.09 | 0.89 | 0.89 | 0.89 | 0.89
WT | 228.93 | 228.93 | 228.93 | 228.93 | 228.93 | 228.93
IGCC | 0 | 0 | 0 | 0 | 0 | 0
DemandResponse | 0 | 0 | 0 | 0 | 0 | 0
IGCC-CCS | 0 | 0 | 0 | 0 | 0 | 0
WT_off | 0 | 0 | 0 | 0 | 0 | 0
PseudoUnit | 0 | 0 | 0 | 0 | 0 | 0
FixedInterchange | 0 | 0 | 0 | 0 | 0 | 0
Base FOM Costs by Reporting Type: RMPA
ReportingType | 2015 | 2020 | 2025 | 2030 | 2035 | 2040
BM | 0 | 0 | 0 | 0 | 0 | 0
CC | 79.71 | 101.34 | 81.4 | 99.64 | 99.64 | 99.64
CSP | 0 | 0 | 0 | 0 | 0 | 0
CT | 1.02 | 1.02 | 1.02 | 1.02 | 0 | 0
Coal | 482.05 | 499.82 | 504.85 | 516.17 | 593.6 | 731.93
Geo | 0 | 35.36 | 216.56 | 216.56 | 216.56 | 216.56
H | 13.99 | 13.99 | 13.99 | 13.99 | 13.99 | 13.99
LFG | 0.89 | 4.37 | 4.37 | 4.37 | 4.37 | 4.37
Nuc | 0.01 | 0.01 | 0.01 | 0.01 | 0.01 | 0.01
PS | 13.37 | 13.37 | 13.37 | 13.37 | 13.37 | 13.37
PV | 0.31 | 0.31 | 0.31 | 0.31 | 0.31 | 0.31
PeakG | 48.87 | 72.26 | 50.7 | 61.6 | 69.81 | 69.81
PeakO | 1.3 | 1.66 | 1.33 | 1.33 | 1.33 | 1.33
ST | 0.19 | 24.26 | 25.91 | 27.67 | 27.67 | 27.67
STOG | 0 | 0 | 0 | 0 | 0 | 0
STWD | 0 | 0 | 0 | 0 | 0 | 0
WT | 67.62 | 67.62 | 67.62 | 67.62 | 67.62 | 67.62
IGCC | 0 | 0 | 0 | 0 | 0 | 0
DemandResponse | 0 | 0 | 0 | 0 | 0 | 0
IGCC-CCS | 0 | 0 | 0 | 0 | 0 | 0
WT_off | 0 | 0 | 0 | 0 | 0 | 0
PseudoUnit | 0 | 0 | 0 | 0 | 0 | 0
FixedInterchange | 0 | 0 | 0 | 0 | 0 | 0
Base FOM Costs by Reporting Type: SP15
ReportingType | 2015 | 2020 | 2025 | 2030 | 2035 | 2040
BM | 0.6 | 0.6 | 0.6 | 0.6 | 0.6 | 0.6
CC | 299.75 | 377.64 | 311.5 | 321.09 | 355.07 | 364.66
CSP | 0 | 0 | 0 | 0 | 0 | 0
CT | 0 | 0 | 0 | 0 | 0 | 0
Coal | 6.4 | 8.11 | 7.61 | 8.09 | 0 | 0
Geo | 86.16 | 208.35 | 208.35 | 208.35 | 208.35 | 208.35
H | 16.57 | 16.57 | 16.57 | 16.57 | 16.57 | 16.57
LFG | 26.93 | 93.8 | 93.8 | 93.8 | 93.8 | 93.8
Nuc | 327.58 | 356.35 | 327.58 | 327.58 | 327.58 | 447.86
PS | 34.19 | 34.19 | 34.19 | 34.19 | 34.19 | 34.19
PV | 1.87 | 1.87 | 1.87 | 1.87 | 1.8 | 1.8
PeakG | 76.73 | 111.44 | 93.22 | 103.59 | 103.59 | 103.59
PeakO | 1.47 | 1.91 | 1.53 | 1.53 | 1.53 | 1.53
ST | 28.67 | 28.67 | 28.67 | 28.67 | 28.67 | 28.67
STOG | 450.09 | 532.57 | 456.54 | 456.54 | 456.54 | 456.54
STWD | 3.81 | 4.77 | 3.89 | 3.89 | 3.89 | 3.89
WT | 71.03 | 71.03 | 71.03 | 71.03 | 71.03 | 71.03
IGCC | 0 | 0 | 0 | 0 | 0 | 0
DemandResponse | 0 | 0 | 0 | 0 | 0 | 0
IGCC-CCS | 0 | 0 | 0 | 0 | 0 | 0
WT_off | 0 | 0 | 0 | 0 | 0 | 0
PseudoUnit | 0 | 0 | 0 | 0 | 0 | 0
FixedInterchange | 0 | 0 | 0 | 0 | 0 | 0
Base FOM Costs by Reporting Type: ALB
ReportingType | 2015 | 2020 | 2025 | 2030 | 2035 | 2040
BM | 0 | 0 | 0 | 0 | 0 | 0
CC | 71 | 80.85 | 92.11 | 116.41 | 134.95 | 149.69
CSP | 0 | 0 | 0 | 0 | 0 | 0
CT | 1.35 | 1.35 | 1.35 | 1.35 | 0 | 0
Coal | 380.9 | 399.22 | 412.86 | 439.17 | 499.16 | 562.47
Geo | 0 | 0 | 0 | 0 | 0 | 0
H | 12.99 | 12.99 | 12.99 | 12.99 | 12.99 | 12.99
LFG | 1.21 | 1.21 | 1.21 | 1.21 | 1.21 | 1.21
Nuc | 0.01 | 0.01 | 0.01 | 0.01 | 0.01 | 0.01
PS | 0 | 0 | 0 | 0 | 0 | 0
PV | 0 | 0 | 0 | 0 | 0 | 0
PeakG | 24.53 | 22.94 | 22.94 | 22.94 | 32.32 | 32.32
PeakO | 0 | 0 | 0 | 0 | 0 | 0
ST | 0 | 0 | 0 | 0 | 0 | 0
STOG | 0 | 0 | 0 | 0 | 0 | 0
STWD | 0 | 0 | 0 | 0 | 0 | 0
WT | 22.94 | 22.94 | 22.94 | 22.94 | 22.94 | 22.94
IGCC | 0 | 0 | 0 | 0 | 0 | 0
DemandResponse | 0 | 0 | 0 | 0 | 0 | 0
IGCC-CCS | 0 | 0 | 0 | 0 | 0 | 0
WT_off | 0 | 0 | 0 | 0 | 0 | 0
PseudoUnit | 0 | 0 | 0 | 0 | 0 | 0
FixedInterchange | 0 | 0 | 0 | 0 | 0 | 0
Base FOM Costs by Reporting Type: BC
ReportingType | 2015 | 2020 | 2025 | 2030 | 2035 | 2040
BM | 0 | 0 | 0 | 0 | 0 | 0
CC | 22.49 | 28.74 | 38.15 | 46.31 | 58.39 | 70.14
CSP | 0 | 0 | 0 | 0 | 0 | 0
CT | 0 | 0 | 0 | 0 | 0 | 0
Coal | 0 | 0 | 0 | 0 | 0 | 0
Geo | 0 | 0 | 0 | 0 | 0 | 0
H | 173.22 | 173.22 | 173.22 | 173.22 | 173.22 | 173.22
LFG | 2.9 | 2.9 | 2.9 | 2.9 | 2.9 | 2.9
Nuc | 0.01 | 0.01 | 0.01 | 0.01 | 0.01 | 0.01
PS | 0 | 0 | 0 | 0 | 0 | 0
PV | 0 | 0 | 0 | 0 | 0 | 0
PeakG | 2.66 | 2.77 | 3.3 | 3.3 | 3.3 | 3.3
PeakO | 1.16 | 1.29 | 1.29 | 1.29 | 1.29 | 1.29
ST | 0 | 0 | 0 | 0 | 0 | 0
STOG | 0 | 0 | 0 | 0 | 0 | 0
STWD | 16.34 | 16.34 | 16.34 | 16.34 | 16.34 | 16.34
WT | 7.53 | 7.53 | 7.53 | 7.53 | 7.53 | 7.53
IGCC | 0 | 0 | 0 | 0 | 0 | 0
DemandResponse | 0 | 0 | 0 | 0 | 0 | 0
IGCC-CCS | 0 | 0 | 0 | 0 | 0 | 0
WT_off | 0 | 0 | 0 | 0 | 0 | 0
PseudoUnit | 0 | 0 | 0 | 0 | 0 | 0
FixedInterchange | 0 | 0 | 0 | 0 | 0 | 0
Base FOM Costs by Reporting Type: HQ_IESO
ReportingType | 2015 | 2020 | 2025 | 2030 | 2035 | 2040
BM | 0 | 0 | 0 | 0 | 0 | 0
CC | 0 | 0 | 0 | 0 | 0 | 0
CSP | 0 | 0 | 0 | 0 | 0 | 0
CT | 0 | 0 | 0 | 0 | 0 | 0
Coal | 0 | 0 | 0 | 0 | 0 | 0
Geo | 0 | 0 | 0 | 0 | 0 | 0
H | 0 | 0 | 0 | 0 | 0 | 0
LFG | 0 | 0 | 0 | 0 | 0 | 0
Nuc | 0.01 | 0.01 | 0.01 | 0.01 | 0.01 | 0.01
PS | 0 | 0 | 0 | 0 | 0 | 0
PV | 0 | 0 | 0 | 0 | 0 | 0
PeakG | 0 | 0 | 0 | 0 | 0 | 0
PeakO | 0 | 0 | 0 | 0 | 0 | 0
ST | 0 | 0 | 0 | 0 | 0 | 0
STOG | 0 | 0 | 0 | 0 | 0 | 0
STWD | 0 | 0 | 0 | 0 | 0 | 0
WT | 0 | 0 | 0 | 0 | 0 | 0
IGCC | 0 | 0 | 0 | 0 | 0 | 0
DemandResponse | 0 | 0 | 0 | 0 | 0 | 0
IGCC-CCS | 0 | 0 | 0 | 0 | 0 | 0
WT_off | 0 | 0 | 0 | 0 | 0 | 0
PseudoUnit | 0 | 0 | 0 | 0 | 0 | 0
FixedInterchange | 0 | 0 | 0 | 0 | 0 | 0
Base FOM Costs by Reporting Type: HQ_NEISO
ReportingType | 2015 | 2020 | 2025 | 2030 | 2035 | 2040
BM | 0 | 0 | 0 | 0 | 0 | 0
CC | 0 | 0 | 0 | 0 | 0 | 0
CSP | 0 | 0 | 0 | 0 | 0 | 0
CT | 0 | 0 | 0 | 0 | 0 | 0
Coal | 0 | 0 | 0 | 0 | 0 | 0
Geo | 0 | 0 | 0 | 0 | 0 | 0
H | 0 | 0 | 0 | 0 | 0 | 0
LFG | 0 | 0 | 0 | 0 | 0 | 0
Nuc | 0.01 | 0.01 | 0.01 | 0.01 | 0.01 | 0.01
PS | 0 | 0 | 0 | 0 | 0 | 0
PV | 0 | 0 | 0 | 0 | 0 | 0
PeakG | 0 | 0 | 0 | 0 | 0 | 0
PeakO | 0 | 0 | 0 | 0 | 0 | 0
ST | 0 | 0 | 0 | 0 | 0 | 0
STOG | 0 | 0 | 0 | 0 | 0 | 0
STWD | 0 | 0 | 0 | 0 | 0 | 0
WT | 0 | 0 | 0 | 0 | 0 | 0
IGCC | 0 | 0 | 0 | 0 | 0 | 0
DemandResponse | 0 | 0 | 0 | 0 | 0 | 0
IGCC-CCS | 0 | 0 | 0 | 0 | 0 | 0
WT_off | 0 | 0 | 0 | 0 | 0 | 0
PseudoUnit | 0 | 0 | 0 | 0 | 0 | 0
FixedInterchange | 0 | 0 | 0 | 0 | 0 | 0
Base FOM Costs by Reporting Type: HQ_NY
ReportingType | 2015 | 2020 | 2025 | 2030 | 2035 | 2040
BM | 0 | 0 | 0 | 0 | 0 | 0
CC | 0 | 0 | 0 | 0 | 0 | 0
CSP | 0 | 0 | 0 | 0 | 0 | 0
CT | 0 | 0 | 0 | 0 | 0 | 0
Coal | 0 | 0 | 0 | 0 | 0 | 0
Geo | 0 | 0 | 0 | 0 | 0 | 0
H | 0 | 0 | 0 | 0 | 0 | 0
LFG | 0 | 0 | 0 | 0 | 0 | 0
Nuc | 0.01 | 0.01 | 0.01 | 0.01 | 0.01 | 0.01
PS | 0 | 0 | 0 | 0 | 0 | 0
PV | 0 | 0 | 0 | 0 | 0 | 0
PeakG | 0 | 0 | 0 | 0 | 0 | 0
PeakO | 0 | 0 | 0 | 0 | 0 | 0
ST | 0 | 0 | 0 | 0 | 0 | 0
STOG | 0 | 0 | 0 | 0 | 0 | 0
STWD | 0 | 0 | 0 | 0 | 0 | 0
WT | 0 | 0 | 0 | 0 | 0 | 0
IGCC | 0 | 0 | 0 | 0 | 0 | 0
DemandResponse | 0 | 0 | 0 | 0 | 0 | 0
IGCC-CCS | 0 | 0 | 0 | 0 | 0 | 0
WT_off | 0 | 0 | 0 | 0 | 0 | 0
PseudoUnit | 0 | 0 | 0 | 0 | 0 | 0
FixedInterchange | 0 | 0 | 0 | 0 | 0 | 0
Base FOM Costs by Reporting Type: MARITIMES
ReportingType | 2015 | 2020 | 2025 | 2030 | 2035 | 2040
BM | 0 | 0 | 0 | 0 | 0 | 0
CC | 0 | 0 | 0 | 0 | 0 | 0
CSP | 0 | 0 | 0 | 0 | 0 | 0
CT | 0 | 0 | 0 | 0 | 0 | 0
Coal | 0 | 0 | 0 | 0 | 0 | 0
Geo | 0 | 0 | 0 | 0 | 0 | 0
H | 0 | 0 | 0 | 0 | 0 | 0
LFG | 0 | 0 | 0 | 0 | 0 | 0
Nuc | 0.01 | 0.01 | 0.01 | 0.01 | 0.01 | 0.01
PS | 0 | 0 | 0 | 0 | 0 | 0
PV | 0 | 0 | 0 | 0 | 0 | 0
PeakG | 0 | 0 | 0 | 0 | 0 | 0
PeakO | 0 | 0 | 0 | 0 | 0 | 0
ST | 0 | 0 | 0 | 0 | 0 | 0
STOG | 0 | 0 | 0 | 0 | 0 | 0
STWD | 0 | 0 | 0 | 0 | 0 | 0
WT | 0 | 0 | 0 | 0 | 0 | 0
IGCC | 0 | 0 | 0 | 0 | 0 | 0
DemandResponse | 0 | 0 | 0 | 0 | 0 | 0
IGCC-CCS | 0 | 0 | 0 | 0 | 0 | 0
WT_off | 0 | 0 | 0 | 0 | 0 | 0
PseudoUnit | 0 | 0 | 0 | 0 | 0 | 0
FixedInterchange | 0 | 0 | 0 | 0 | 0 | 0
Base FOM Costs by Reporting Type: All
ReportingType | 2015 | 2020 | 2025 | 2030 | 2035 | 2040
BM | 125.73 | 160.64 | 228.12 | 239.71 | 249.22 | 244.1
CC | 6452.89 | 8358.25 | 7087.08 | 7903.27 | 9347.71 | 9887.34
CSP | 0 | 0 | 0 | 0 | 0 | 0
CT | 43.25 | 78.93 | 100.09 | 155.18 | 227.24 | 279.04
Coal | 18521.26 | 19109.7 | 19194.79 | 21249.69 | 23982.8 | 27182.21
Geo | 226.72 | 401.57 | 774.79 | 774.79 | 774.79 | 774.79
H | 1511 | 1511 | 1511 | 1511 | 1511 | 1511
LFG | 498.94 | 733.94 | 999.86 | 1086.91 | 1086.97 | 1086.97
Nuc | 16696.36 | 17842.96 | 17313.01 | 17728.25 | 14523.5 | 21350.19
PS | 517.25 | 517.25 | 517.25 | 517.25 | 517.25 | 517.25
PV | 26.7 | 63.5 | 81.77 | 85.98 | 69.24 | 71.23
PeakG | 2068.99 | 3028.6 | 2298.93 | 2739.46 | 2864.5 | 2776.51
PeakO | 563.32 | 738.29 | 598.47 | 601.75 | 601.76 | 595.78
ST | 48.64 | 102.42 | 121.88 | 128.44 | 128.44 | 128.44
STOG | 2832.07 | 3331.08 | 2832.15 | 2832.15 | 2832.15 | 2832.15
STWD | 110.13 | 133.69 | 111.97 | 111.97 | 111.97 | 111.97
WT | 2034.5 | 2743.43 | 2938.39 | 3167.14 | 3626.14 | 3824.88
IGCC | 30.22 | 30.22 | 30.22 | 30.22 | 30.22 | 30.22
DemandResponse | 0 | 0 | 0 | 0 | 0 | 0
IGCC-CCS | 0 | 0 | 0 | 0 | 0 | 0
WT_off | 25.01 | 25.01 | 83.68 | 83.68 | 58.72 | 58.72
PseudoUnit | 0 | 0 | 0 | 0 | 0 | 0
FixedInterchange | 0 | 0 | 0 | 0 | 0 | 0
Base FOM Costs by Reporting Type: EI_US
ReportingType | 2015 | 2020 | 2025 | 2030 | 2035 | 2040
BM | 74.48 | 109.39 | 176.87 | 188.46 | 197.98 | 192.85
CC | 4095.6 | 5355.65 | 4535.3 | 5075.14 | 6037.09 | 6450.34
CSP | 0 | 0 | 0 | 0 | 0 | 0
CT | 28.95 | 58.41 | 61.91 | 88.05 | 134.16 | 152.17
Coal | 14844.89 | 15105.45 | 15228.63 | 17021.15 | 19162.84 | 21396.57
Geo | 3.95 | 3.95 | 3.95 | 3.95 | 3.95 | 3.95
H | 419.29 | 419.29 | 419.29 | 419.29 | 419.29 | 419.29
LFG | 417.2 | 504.83 | 743.06 | 787.52 | 787.52 | 787.52
Nuc | 12948.03 | 13763.39 | 13285.11 | 13700.35 | 10645.57 | 16957.2
PS | 401.94 | 401.94 | 401.94 | 401.94 | 401.94 | 401.94
PV | 2.71 | 39.51 | 57.78 | 61.98 | 63.37 | 65.35
PeakG | 1694.01 | 2500.81 | 1858.16 | 2247.85 | 2347.62 | 2347.62
PeakO | 541.32 | 710.36 | 575.45 | 578.61 | 578.62 | 578.63
ST | 0 | 0 | 0 | 0 | 0 | 0
STOG | 1515.08 | 1773.74 | 1501.82 | 1501.82 | 1501.82 | 1501.82
STWD | 74.1 | 92.72 | 75.55 | 75.55 | 75.55 | 75.55
WT | 1142.42 | 1483.46 | 1678.42 | 1898.5 | 2416.62 | 2497.07
IGCC | 30.22 | 30.22 | 30.22 | 30.22 | 30.22 | 30.22
DemandResponse | 0 | 0 | 0 | 0 | 0 | 0
IGCC-CCS | 0 | 0 | 0 | 0 | 0 | 0
WT_off | 25.01 | 25.01 | 83.68 | 83.68 | 58.72 | 58.72
PseudoUnit | 0 | 0 | 0 | 0 | 0 | 0
FixedInterchange | 0 | 0 | 0 | 0 | 0 | 0
Base FOM Costs by Reporting Type: EI_Canada
ReportingType | 2015 | 2020 | 2025 | 2030 | 2035 | 2040
BM | 32.8 | 32.8 | 32.8 | 32.8 | 32.8 | 32.8
CC | 137.17 | 144.53 | 147.04 | 155.33 | 171.11 | 215.76
CSP | 0 | 0 | 0 | 0 | 0 | 0
CT | 2.46 | 2.46 | 2.46 | 2.46 | 8.07 | 12.5
Coal | 48.71 | 49.51 | 53.13 | 53.13 | 53.13 | 65.36
Geo | 0 | 0 | 0 | 0 | 0 | 0
H | 216.06 | 216.06 | 216.06 | 216.06 | 216.06 | 216.06
LFG | 14.17 | 14.17 | 14.17 | 14.17 | 14.23 | 14.23
Nuc | 1895.36 | 1895.36 | 1895.36 | 1895.36 | 1745.4 | 2079.7
PS | 2.92 | 2.92 | 2.92 | 2.92 | 2.92 | 2.92
PV | 18.26 | 18.26 | 18.26 | 18.26 | 0.44 | 0.44
PeakG | 21.55 | 23.55 | 23.55 | 23.55 | 26.76 | 26.76
PeakO | 0.75 | 0.75 | 0.87 | 0.98 | 0.98 | 0.98
ST | 0 | 0 | 0 | 0 | 0 | 0
STOG | 5.54 | 5.54 | 5.54 | 5.54 | 5.54 | 5.54
STWD | 0 | 0 | 0 | 0 | 0 | 0
WT | 120.82 | 120.82 | 120.82 | 120.82 | 61.7 | 61.7
IGCC | 0 | 0 | 0 | 0 | 0 | 0
DemandResponse | 0 | 0 | 0 | 0 | 0 | 0
IGCC-CCS | 0 | 0 | 0 | 0 | 0 | 0
WT_off | 0 | 0 | 0 | 0 | 0 | 0
PseudoUnit | 0 | 0 | 0 | 0 | 0 | 0
FixedInterchange | 0 | 0 | 0 | 0 | 0 | 0
Base FOM Costs by Reporting Type: EI
ReportingType | 2015 | 2020 | 2025 | 2030 | 2035 | 2040
BM | 107.28 | 142.19 | 209.67 | 221.26 | 230.77 | 225.65
CC | 4232.77 | 5500.18 | 4682.34 | 5230.48 | 6208.21 | 6666.1
CSP | 0 | 0 | 0 | 0 | 0 | 0
CT | 31.41 | 60.88 | 64.38 | 90.51 | 142.23 | 164.66
Coal | 14893.6 | 15154.96 | 15281.76 | 17074.29 | 19215.97 | 21461.92
Geo | 3.95 | 3.95 | 3.95 | 3.95 | 3.95 | 3.95
H | 635.35 | 635.35 | 635.35 | 635.35 | 635.35 | 635.35
LFG | 431.38 | 519 | 757.23 | 801.69 | 801.75 | 801.75
Nuc | 14843.39 | 15658.74 | 15180.47 | 15595.71 | 12390.96 | 19036.91
PS | 404.86 | 404.86 | 404.86 | 404.86 | 404.86 | 404.86
PV | 20.97 | 57.77 | 76.04 | 80.25 | 63.81 | 65.79
PeakG | 1715.56 | 2524.37 | 1881.71 | 2271.41 | 2374.38 | 2374.38
PeakO | 542.07 | 711.11 | 576.32 | 579.59 | 579.6 | 579.61
ST | 0 | 0 | 0 | 0 | 0 | 0
STOG | 1520.62 | 1779.28 | 1507.36 | 1507.36 | 1507.36 | 1507.36
STWD | 74.1 | 92.72 | 75.55 | 75.55 | 75.55 | 75.55
WT | 1263.24 | 1604.28 | 1799.24 | 2019.32 | 2478.32 | 2558.78
IGCC | 30.22 | 30.22 | 30.22 | 30.22 | 30.22 | 30.22
DemandResponse | 0 | 0 | 0 | 0 | 0 | 0
IGCC-CCS | 0 | 0 | 0 | 0 | 0 | 0
WT_off | 25.01 | 25.01 | 83.68 | 83.68 | 58.72 | 58.72
PseudoUnit | 0 | 0 | 0 | 0 | 0 | 0
FixedInterchange | 0 | 0 | 0 | 0 | 0 | 0
Base FOM Costs by Reporting Type: Outside_EI
ReportingType | 2015 | 2020 | 2025 | 2030 | 2035 | 2040
BM | 18.45 | 18.45 | 18.45 | 18.45 | 18.45 | 18.45
CC | 2220.12 | 2858.08 | 2404.75 | 2672.8 | 3139.5 | 3221.24
CSP | 0 | 0 | 0 | 0 | 0 | 0
CT | 11.84 | 18.05 | 35.71 | 64.66 | 85.01 | 114.37
Coal | 3627.66 | 3954.74 | 3913.03 | 4175.4 | 4766.83 | 5720.29
Geo | 222.78 | 397.63 | 770.84 | 770.84 | 770.84 | 770.84
H | 875.65 | 875.65 | 875.65 | 875.65 | 875.65 | 875.65
LFG | 67.56 | 214.93 | 242.63 | 285.22 | 285.22 | 285.22
Nuc | 1852.97 | 2184.21 | 2132.54 | 2132.54 | 2132.54 | 2313.28
PS | 112.39 | 112.39 | 112.39 | 112.39 | 112.39 | 112.39
PV | 5.73 | 5.73 | 5.73 | 5.73 | 5.43 | 5.43
PeakG | 353.43 | 504.23 | 417.22 | 468.05 | 490.12 | 402.13
PeakO | 21.25 | 27.18 | 22.16 | 22.16 | 22.16 | 16.17
ST | 48.64 | 102.42 | 121.88 | 128.44 | 128.44 | 128.44
STOG | 1311.45 | 1551.8 | 1324.79 | 1324.79 | 1324.79 | 1324.79
STWD | 36.03 | 40.98 | 36.42 | 36.42 | 36.42 | 36.42
WT | 771.26 | 1139.15 | 1139.15 | 1147.81 | 1147.81 | 1266.11
IGCC | 0 | 0 | 0 | 0 | 0 | 0
DemandResponse | 0 | 0 | 0 | 0 | 0 | 0
IGCC-CCS | 0 | 0 | 0 | 0 | 0 | 0
WT_off | 0 | 0 | 0 | 0 | 0 | 0
PseudoUnit | 0 | 0 | 0 | 0 | 0 | 0
FixedInterchange | 0 | 0 | 0 | 0 | 0 | 0
#11 | Retrofit FOM Costs ($million)
Retrofit FOM Costs by Reporting Type: Entergy
ReportingType | 2015 | 2020 | 2025 | 2030 | 2035 | 2040
BM | 0 | 0 | 0 | 0 | 0 | 0
CC | 0 | 0 | 0 | 0 | 0 | 0
CSP | 0 | 0 | 0 | 0 | 0 | 0
CT | 0 | 0 | 0 | 0 | 0 | 0
Coal | 3.38 | 31.29 | 31.29 | 31.29 | 31.29 | 31.29
Geo | 0 | 0 | 0 | 0 | 0 | 0
H | 0 | 0 | 0 | 0 | 0 | 0
LFG | 0 | 0 | 0 | 0 | 0 | 0
Nuc | 0 | 0 | 0 | 0 | 0 | 0
PS | 0 | 0 | 0 | 0 | 0 | 0
PV | 0 | 0 | 0 | 0 | 0 | 0
PeakG | 0 | 0 | 0 | 0 | 0 | 0
PeakO | 0 | 0 | 0 | 0 | 0 | 0
ST | 0 | 0 | 0 | 0 | 0 | 0
STOG | 0 | 0 | 0 | 0 | 0 | 0
STWD | 0 | 0 | 0 | 0 | 0 | 0
WT | 0 | 0 | 0 | 0 | 0 | 0
IGCC | 0 | 0 | 0 | 0 | 0 | 0
DemandResponse | 0 | 0 | 0 | 0 | 0 | 0
IGCC-CCS | 0 | 0 | 0 | 0 | 0 | 0
WT_off | 0 | 0 | 0 | 0 | 0 | 0
PseudoUnit | 0 | 0 | 0 | 0 | 0 | 0
FixedInterchange | 0 | 0 | 0 | 0 | 0 | 0
Retrofit FOM Costs by Reporting Type: FRCC
ReportingType | 2015 | 2020 | 2025 | 2030 | 2035 | 2040
BM | 0 | 0 | 0 | 0 | 0 | 0
CC | 0 | 0 | 0 | 0 | 0 | 0
CSP | 0 | 0 | 0 | 0 | 0 | 0
CT | 0 | 0 | 0 | 0 | 0 | 0
Coal | 67.35 | 70.41 | 70.41 | 70.41 | 70.41 | 70.41
Geo | 0 | 0 | 0 | 0 | 0 | 0
H | 0 | 0 | 0 | 0 | 0 | 0
LFG | 0 | 0 | 0 | 0 | 0 | 0
Nuc | 0 | 0 | 0 | 0 | 0 | 0
PS | 0 | 0 | 0 | 0 | 0 | 0
PV | 0 | 0 | 0 | 0 | 0 | 0
PeakG | 0 | 0 | 0 | 0 | 0 | 0
PeakO | 0 | 0 | 0 | 0 | 0 | 0
ST | 0 | 0 | 0 | 0 | 0 | 0
STOG | 0 | 0 | 0 | 0 | 0 | 0
STWD | 0 | 0 | 0 | 0 | 0 | 0
WT | 0 | 0 | 0 | 0 | 0 | 0
IGCC | 0 | 0 | 0 | 0 | 0 | 0
DemandResponse | 0 | 0 | 0 | 0 | 0 | 0
IGCC-CCS | 0 | 0 | 0 | 0 | 0 | 0
WT_off | 0 | 0 | 0 | 0 | 0 | 0
PseudoUnit | 0 | 0 | 0 | 0 | 0 | 0
FixedInterchange | 0 | 0 | 0 | 0 | 0 | 0
Retrofit FOM Costs by Reporting Type: MAPP_US
ReportingType | 2015 | 2020 | 2025 | 2030 | 2035 | 2040
BM | 0 | 0 | 0 | 0 | 0 | 0
CC | 0 | 0 | 0 | 0 | 0 | 0
CSP | 0 | 0 | 0 | 0 | 0 | 0
CT | 0 | 0 | 0 | 0 | 0 | 0
Coal | 16.92 | 18.36 | 18.36 | 18.36 | 18.36 | 18.36
Geo | 0 | 0 | 0 | 0 | 0 | 0
H | 0 | 0 | 0 | 0 | 0 | 0
LFG | 0 | 0 | 0 | 0 | 0 | 0
Nuc | 0 | 0 | 0 | 0 | 0 | 0
PS | 0 | 0 | 0 | 0 | 0 | 0
PV | 0 | 0 | 0 | 0 | 0 | 0
PeakG | 0 | 0 | 0 | 0 | 0 | 0
PeakO | 0 | 0 | 0 | 0 | 0 | 0
ST | 0 | 0 | 0 | 0 | 0 | 0
STOG | 0 | 0 | 0 | 0 | 0 | 0
STWD | 0 | 0 | 0 | 0 | 0 | 0
WT | 0 | 0 | 0 | 0 | 0 | 0
IGCC | 0 | 0 | 0 | 0 | 0 | 0
DemandResponse | 0 | 0 | 0 | 0 | 0 | 0
IGCC-CCS | 0 | 0 | 0 | 0 | 0 | 0
WT_off | 0 | 0 | 0 | 0 | 0 | 0
PseudoUnit | 0 | 0 | 0 | 0 | 0 | 0
FixedInterchange | 0 | 0 | 0 | 0 | 0 | 0
Retrofit FOM Costs by Reporting Type: MISO_IN
ReportingType | 2015 | 2020 | 2025 | 2030 | 2035 | 2040
BM | 0 | 0 | 0 | 0 | 0 | 0
CC | 0 | 0 | 0 | 0 | 0 | 0
CSP | 0 | 0 | 0 | 0 | 0 | 0
CT | 0 | 0 | 0 | 0 | 0 | 0
Coal | 103.22 | 113.14 | 113.14 | 113.14 | 113.14 | 113.14
Geo | 0 | 0 | 0 | 0 | 0 | 0
H | 0 | 0 | 0 | 0 | 0 | 0
LFG | 0 | 0 | 0 | 0 | 0 | 0
Nuc | 0 | 0 | 0 | 0 | 0 | 0
PS | 0 | 0 | 0 | 0 | 0 | 0
PV | 0 | 0 | 0 | 0 | 0 | 0
PeakG | 0 | 0 | 0 | 0 | 0 | 0
PeakO | 0 | 0 | 0 | 0 | 0 | 0
ST | 0 | 0 | 0 | 0 | 0 | 0
STOG | 0 | 0 | 0 | 0 | 0 | 0
STWD | 0 | 0 | 0 | 0 | 0 | 0
WT | 0 | 0 | 0 | 0 | 0 | 0
IGCC | 0 | 0 | 0 | 0 | 0 | 0
DemandResponse | 0 | 0 | 0 | 0 | 0 | 0
IGCC-CCS | 0 | 0 | 0 | 0 | 0 | 0
WT_off | 0 | 0 | 0 | 0 | 0 | 0
PseudoUnit | 0 | 0 | 0 | 0 | 0 | 0
FixedInterchange | 0 | 0 | 0 | 0 | 0 | 0
Retrofit FOM Costs by Reporting Type: MISO_MI
ReportingType | 2015 | 2020 | 2025 | 2030 | 2035 | 2040
BM | 0 | 0 | 0 | 0 | 0 | 0
CC | 0 | 0 | 0 | 0 | 0 | 0
CSP | 0 | 0 | 0 | 0 | 0 | 0
CT | 0 | 0 | 0 | 0 | 0 | 0
Coal | 17.66 | 44.76 | 44.76 | 44.76 | 44.76 | 44.76
Geo | 0 | 0 | 0 | 0 | 0 | 0
H | 0 | 0 | 0 | 0 | 0 | 0
LFG | 0 | 0 | 0 | 0 | 0 | 0
Nuc | 0 | 0 | 0 | 0 | 0 | 0
PS | 0 | 0 | 0 | 0 | 0 | 0
PV | 0 | 0 | 0 | 0 | 0 | 0
PeakG | 0 | 0 | 0 | 0 | 0 | 0
PeakO | 0 | 0 | 0 | 0 | 0 | 0
ST | 0 | 0 | 0 | 0 | 0 | 0
STOG | 0 | 0 | 0 | 0 | 0 | 0
STWD | 0 | 0 | 0 | 0 | 0 | 0
WT | 0 | 0 | 0 | 0 | 0 | 0
IGCC | 0 | 0 | 0 | 0 | 0 | 0
DemandResponse | 0 | 0 | 0 | 0 | 0 | 0
IGCC-CCS | 0 | 0 | 0 | 0 | 0 | 0
WT_off | 0 | 0 | 0 | 0 | 0 | 0
PseudoUnit | 0 | 0 | 0 | 0 | 0 | 0
FixedInterchange | 0 | 0 | 0 | 0 | 0 | 0
Retrofit FOM Costs by Reporting Type: MISO_MO-IL
ReportingType | 2015 | 2020 | 2025 | 2030 | 2035 | 2040
BM | 0 | 0 | 0 | 0 | 0 | 0
CC | 0 | 0 | 0 | 0 | 0 | 0
CSP | 0 | 0 | 0 | 0 | 0 | 0
CT | 0 | 0 | 0 | 0 | 0 | 0
Coal | 30.23 | 58.38 | 58.38 | 58.38 | 58.38 | 58.38
Geo | 0 | 0 | 0 | 0 | 0 | 0
H | 0 | 0 | 0 | 0 | 0 | 0
LFG | 0 | 0 | 0 | 0 | 0 | 0
Nuc | 0 | 0 | 0 | 0 | 0 | 0
PS | 0 | 0 | 0 | 0 | 0 | 0
PV | 0 | 0 | 0 | 0 | 0 | 0
PeakG | 0 | 0 | 0 | 0 | 0 | 0
PeakO | 0 | 0 | 0 | 0 | 0 | 0
ST | 0 | 0 | 0 | 0 | 0 | 0
STOG | 0 | 0 | 0 | 0 | 0 | 0
STWD | 0 | 0 | 0 | 0 | 0 | 0
WT | 0 | 0 | 0 | 0 | 0 | 0
IGCC | 0 | 0 | 0 | 0 | 0 | 0
DemandResponse | 0 | 0 | 0 | 0 | 0 | 0
IGCC-CCS | 0 | 0 | 0 | 0 | 0 | 0
WT_off | 0 | 0 | 0 | 0 | 0 | 0
PseudoUnit | 0 | 0 | 0 | 0 | 0 | 0
FixedInterchange | 0 | 0 | 0 | 0 | 0 | 0
Retrofit FOM Costs by Reporting Type: MISO_W
ReportingType | 2015 | 2020 | 2025 | 2030 | 2035 | 2040
BM | 0 | 0 | 0 | 0 | 0 | 0
CC | 0 | 0 | 0 | 0 | 0 | 0
CSP | 0 | 0 | 0 | 0 | 0 | 0
CT | 0 | 0 | 0 | 0 | 0 | 0
Coal | 38.37 | 61.95 | 61.95 | 61.95 | 61.95 | 61.95
Geo | 0 | 0 | 0 | 0 | 0 | 0
H | 0 | 0 | 0 | 0 | 0 | 0
LFG | 0 | 0 | 0 | 0 | 0 | 0
Nuc | 0 | 0 | 0 | 0 | 0 | 0
PS | 0 | 0 | 0 | 0 | 0 | 0
PV | 0 | 0 | 0 | 0 | 0 | 0
PeakG | 0 | 0 | 0 | 0 | 0 | 0
PeakO | 0 | 0 | 0 | 0 | 0 | 0
ST | 0 | 0 | 0 | 0 | 0 | 0
STOG | 0 | 0 | 0 | 0 | 0 | 0
STWD | 0 | 0 | 0 | 0 | 0 | 0
WT | 0 | 0 | 0 | 0 | 0 | 0
IGCC | 0 | 0 | 0 | 0 | 0 | 0
DemandResponse | 0 | 0 | 0 | 0 | 0 | 0
IGCC-CCS | 0 | 0 | 0 | 0 | 0 | 0
WT_off | 0 | 0 | 0 | 0 | 0 | 0
PseudoUnit | 0 | 0 | 0 | 0 | 0 | 0
FixedInterchange | 0 | 0 | 0 | 0 | 0 | 0
Retrofit FOM Costs by Reporting Type: MISO_WUMS
ReportingType | 2015 | 2020 | 2025 | 2030 | 2035 | 2040
BM | 0 | 0 | 0 | 0 | 0 | 0
CC | 0 | 0 | 0 | 0 | 0 | 0
CSP | 0 | 0 | 0 | 0 | 0 | 0
CT | 0 | 0 | 0 | 0 | 0 | 0
Coal | 35.36 | 33.88 | 33.88 | 33.88 | 33.88 | 33.88
Geo | 0 | 0 | 0 | 0 | 0 | 0
H | 0 | 0 | 0 | 0 | 0 | 0
LFG | 0 | 0 | 0 | 0 | 0 | 0
Nuc | 0 | 0 | 0 | 0 | 0 | 0
PS | 0 | 0 | 0 | 0 | 0 | 0
PV | 0 | 0 | 0 | 0 | 0 | 0
PeakG | 0 | 0 | 0 | 0 | 0 | 0
PeakO | 0 | 0 | 0 | 0 | 0 | 0
ST | 0 | 0 | 0 | 0 | 0 | 0
STOG | 0 | 0 | 0 | 0 | 0 | 0
STWD | 0 | 0 | 0 | 0 | 0 | 0
WT | 0 | 0 | 0 | 0 | 0 | 0
IGCC | 0 | 0 | 0 | 0 | 0 | 0
DemandResponse | 0 | 0 | 0 | 0 | 0 | 0
IGCC-CCS | 0 | 0 | 0 | 0 | 0 | 0
WT_off | 0 | 0 | 0 | 0 | 0 | 0
PseudoUnit | 0 | 0 | 0 | 0 | 0 | 0
FixedInterchange | 0 | 0 | 0 | 0 | 0 | 0
Retrofit FOM Costs by Reporting Type: Nebraska
ReportingType | 2015 | 2020 | 2025 | 2030 | 2035 | 2040
BM | 0 | 0 | 0 | 0 | 0 | 0
CC | 0 | 0 | 0 | 0 | 0 | 0
CSP | 0 | 0 | 0 | 0 | 0 | 0
CT | 0 | 0 | 0 | 0 | 0 | 0
Coal | 4.88 | 22.22 | 22.22 | 22.22 | 22.22 | 22.22
Geo | 0 | 0 | 0 | 0 | 0 | 0
H | 0 | 0 | 0 | 0 | 0 | 0
LFG | 0 | 0 | 0 | 0 | 0 | 0
Nuc | 0 | 0 | 0 | 0 | 0 | 0
PS | 0 | 0 | 0 | 0 | 0 | 0
PV | 0 | 0 | 0 | 0 | 0 | 0
PeakG | 0 | 0 | 0 | 0 | 0 | 0
PeakO | 0 | 0 | 0 | 0 | 0 | 0
ST | 0 | 0 | 0 | 0 | 0 | 0
STOG | 0 | 0 | 0 | 0 | 0 | 0
STWD | 0 | 0 | 0 | 0 | 0 | 0
WT | 0 | 0 | 0 | 0 | 0 | 0
IGCC | 0 | 0 | 0 | 0 | 0 | 0
DemandResponse | 0 | 0 | 0 | 0 | 0 | 0
IGCC-CCS | 0 | 0 | 0 | 0 | 0 | 0
WT_off | 0 | 0 | 0 | 0 | 0 | 0
PseudoUnit | 0 | 0 | 0 | 0 | 0 | 0
FixedInterchange | 0 | 0 | 0 | 0 | 0 | 0
Retrofit FOM Costs by Reporting Type: NEISO
ReportingType | 2015 | 2020 | 2025 | 2030 | 2035 | 2040
BM | 0 | 0 | 0 | 0 | 0 | 0
CC | 0 | 0 | 0 | 0 | 0 | 0
CSP | 0 | 0 | 0 | 0 | 0 | 0
CT | 0 | 0 | 0 | 0 | 0 | 0
Coal | 4.08 | 0 | 0 | 0 | 0 | 0
Geo | 0 | 0 | 0 | 0 | 0 | 0
H | 0 | 0 | 0 | 0 | 0 | 0
LFG | 0 | 0 | 0 | 0 | 0 | 0
Nuc | 0 | 0 | 0 | 0 | 0 | 0
PS | 0 | 0 | 0 | 0 | 0 | 0
PV | 0 | 0 | 0 | 0 | 0 | 0
PeakG | 0 | 0 | 0 | 0 | 0 | 0
PeakO | 0 | 0 | 0 | 0 | 0 | 0
ST | 0 | 0 | 0 | 0 | 0 | 0
STOG | 0 | 0 | 0 | 0 | 0 | 0
STWD | 0 | 0 | 0 | 0 | 0 | 0
WT | 0 | 0 | 0 | 0 | 0 | 0
IGCC | 0 | 0 | 0 | 0 | 0 | 0
DemandResponse | 0 | 0 | 0 | 0 | 0 | 0
IGCC-CCS | 0 | 0 | 0 | 0 | 0 | 0
WT_off | 0 | 0 | 0 | 0 | 0 | 0
PseudoUnit | 0 | 0 | 0 | 0 | 0 | 0
FixedInterchange | 0 | 0 | 0 | 0 | 0 | 0
Retrofit FOM Costs by Reporting Type: NonRTO_Midwest
ReportingType | 2015 | 2020 | 2025 | 2030 | 2035 | 2040
BM | 0 | 0 | 0 | 0 | 0 | 0
CC | 0 | 0 | 0 | 0 | 0 | 0
CSP | 0 | 0 | 0 | 0 | 0 | 0
CT | 0 | 0 | 0 | 0 | 0 | 0
Coal | 87.31 | 93.39 | 93.39 | 93.39 | 93.39 | 93.39
Geo | 0 | 0 | 0 | 0 | 0 | 0
H | 0 | 0 | 0 | 0 | 0 | 0
LFG | 0 | 0 | 0 | 0 | 0 | 0
Nuc | 0 | 0 | 0 | 0 | 0 | 0
PS | 0 | 0 | 0 | 0 | 0 | 0
PV | 0 | 0 | 0 | 0 | 0 | 0
PeakG | 0 | 0 | 0 | 0 | 0 | 0
PeakO | 0 | 0 | 0 | 0 | 0 | 0
ST | 0 | 0 | 0 | 0 | 0 | 0
STOG | 0 | 0 | 0 | 0 | 0 | 0
STWD | 0 | 0 | 0 | 0 | 0 | 0
WT | 0 | 0 | 0 | 0 | 0 | 0
IGCC | 0 | 0 | 0 | 0 | 0 | 0
DemandResponse | 0 | 0 | 0 | 0 | 0 | 0
IGCC-CCS | 0 | 0 | 0 | 0 | 0 | 0
WT_off | 0 | 0 | 0 | 0 | 0 | 0
PseudoUnit | 0 | 0 | 0 | 0 | 0 | 0
FixedInterchange | 0 | 0 | 0 | 0 | 0 | 0
Retrofit FOM Costs by Reporting Type: NYISO_A-F
ReportingType | 2015 | 2020 | 2025 | 2030 | 2035 | 2040
BM | 0 | 0 | 0 | 0 | 0 | 0
CC | 0 | 0 | 0 | 0 | 0 | 0
CSP | 0 | 0 | 0 | 0 | 0 | 0
CT | 0 | 0 | 0 | 0 | 0 | 0
Coal | 0 | 0 | 0 | 0 | 0 | 0
Geo | 0 | 0 | 0 | 0 | 0 | 0
H | 0 | 0 | 0 | 0 | 0 | 0
LFG | 0 | 0 | 0 | 0 | 0 | 0
Nuc | 0 | 0 | 0 | 0 | 0 | 0
PS | 0 | 0 | 0 | 0 | 0 | 0
PV | 0 | 0 | 0 | 0 | 0 | 0
PeakG | 0 | 0 | 0 | 0 | 0 | 0
PeakO | 0 | 0 | 0 | 0 | 0 | 0
ST | 0 | 0 | 0 | 0 | 0 | 0
STOG | 0 | 0 | 0 | 0 | 0 | 0
STWD | 0 | 0 | 0 | 0 | 0 | 0
WT | 0 | 0 | 0 | 0 | 0 | 0
IGCC | 0 | 0 | 0 | 0 | 0 | 0
DemandResponse | 0 | 0 | 0 | 0 | 0 | 0
IGCC-CCS | 0 | 0 | 0 | 0 | 0 | 0
WT_off | 0 | 0 | 0 | 0 | 0 | 0
PseudoUnit | 0 | 0 | 0 | 0 | 0 | 0
FixedInterchange | 0 | 0 | 0 | 0 | 0 | 0
Retrofit FOM Costs by Reporting Type: NYISO_G-I
ReportingType | 2015 | 2020 | 2025 | 2030 | 2035 | 2040
BM | 0 | 0 | 0 | 0 | 0 | 0
CC | 0 | 0 | 0 | 0 | 0 | 0
CSP | 0 | 0 | 0 | 0 | 0 | 0
CT | 0 | 0 | 0 | 0 | 0 | 0
Coal | 0 | 0 | 0 | 0 | 0 | 0
Geo | 0 | 0 | 0 | 0 | 0 | 0
H | 0 | 0 | 0 | 0 | 0 | 0
LFG | 0 | 0 | 0 | 0 | 0 | 0
Nuc | 0 | 0 | 0 | 0 | 0 | 0
PS | 0 | 0 | 0 | 0 | 0 | 0
PV | 0 | 0 | 0 | 0 | 0 | 0
PeakG | 0 | 0 | 0 | 0 | 0 | 0
PeakO | 0 | 0 | 0 | 0 | 0 | 0
ST | 0 | 0 | 0 | 0 | 0 | 0
STOG | 0 | 0 | 0 | 0 | 0 | 0
STWD | 0 | 0 | 0 | 0 | 0 | 0
WT | 0 | 0 | 0 | 0 | 0 | 0
IGCC | 0 | 0 | 0 | 0 | 0 | 0
DemandResponse | 0 | 0 | 0 | 0 | 0 | 0
IGCC-CCS | 0 | 0 | 0 | 0 | 0 | 0
WT_off | 0 | 0 | 0 | 0 | 0 | 0
PseudoUnit | 0 | 0 | 0 | 0 | 0 | 0
FixedInterchange | 0 | 0 | 0 | 0 | 0 | 0
Retrofit FOM Costs by Reporting Type: NYISO_J-K
ReportingType | 2015 | 2020 | 2025 | 2030 | 2035 | 2040
BM | 0 | 0 | 0 | 0 | 0 | 0
CC | 0 | 0 | 0 | 0 | 0 | 0
CSP | 0 | 0 | 0 | 0 | 0 | 0
CT | 0 | 0 | 0 | 0 | 0 | 0
Coal | 0 | 0 | 0 | 0 | 0 | 0
Geo | 0 | 0 | 0 | 0 | 0 | 0
H | 0 | 0 | 0 | 0 | 0 | 0
LFG | 0 | 0 | 0 | 0 | 0 | 0
Nuc | 0 | 0 | 0 | 0 | 0 | 0
PS | 0 | 0 | 0 | 0 | 0 | 0
PV | 0 | 0 | 0 | 0 | 0 | 0
PeakG | 0 | 0 | 0 | 0 | 0 | 0
PeakO | 0 | 0 | 0 | 0 | 0 | 0
ST | 0 | 0 | 0 | 0 | 0 | 0
STOG | 0 | 0 | 0 | 0 | 0 | 0
STWD | 0 | 0 | 0 | 0 | 0 | 0
WT | 0 | 0 | 0 | 0 | 0 | 0
IGCC | 0 | 0 | 0 | 0 | 0 | 0
DemandResponse | 0 | 0 | 0 | 0 | 0 | 0
IGCC-CCS | 0 | 0 | 0 | 0 | 0 | 0
WT_off | 0 | 0 | 0 | 0 | 0 | 0
PseudoUnit | 0 | 0 | 0 | 0 | 0 | 0
FixedInterchange | 0 | 0 | 0 | 0 | 0 | 0
Retrofit FOM Costs by Reporting Type: PJM_E
ReportingType | 2015 | 2020 | 2025 | 2030 | 2035 | 2040
BM | 0 | 0 | 0 | 0 | 0 | 0
CC | 0 | 0 | 0 | 0 | 0 | 0
CSP | 0 | 0 | 0 | 0 | 0 | 0
CT | 0 | 0 | 0 | 0 | 0 | 0
Coal | 2.35 | 1.28 | 1.28 | 1.28 | 1.28 | 1.28
Geo | 0 | 0 | 0 | 0 | 0 | 0
H | 0 | 0 | 0 | 0 | 0 | 0
LFG | 0 | 0 | 0 | 0 | 0 | 0
Nuc | 0 | 0 | 0 | 0 | 0 | 0
PS | 0 | 0 | 0 | 0 | 0 | 0
PV | 0 | 0 | 0 | 0 | 0 | 0
PeakG | 0 | 0 | 0 | 0 | 0 | 0
PeakO | 0 | 0 | 0 | 0 | 0 | 0
ST | 0 | 0 | 0 | 0 | 0 | 0
STOG | 0 | 0 | 0 | 0 | 0 | 0
STWD | 0 | 0 | 0 | 0 | 0 | 0
WT | 0 | 0 | 0 | 0 | 0 | 0
IGCC | 0 | 0 | 0 | 0 | 0 | 0
DemandResponse | 0 | 0 | 0 | 0 | 0 | 0
IGCC-CCS | 0 | 0 | 0 | 0 | 0 | 0
WT_off | 0 | 0 | 0 | 0 | 0 | 0
PseudoUnit | 0 | 0 | 0 | 0 | 0 | 0
FixedInterchange | 0 | 0 | 0 | 0 | 0 | 0
Retrofit FOM Costs by Reporting Type: PJM_ROM
ReportingType | 2015 | 2020 | 2025 | 2030 | 2035 | 2040
BM | 0 | 0 | 0 | 0 | 0 | 0
CC | 0 | 0 | 0 | 0 | 0 | 0
CSP | 0 | 0 | 0 | 0 | 0 | 0
CT | 0 | 0 | 0 | 0 | 0 | 0
Coal | 58.52 | 68.08 | 68.08 | 68.08 | 68.08 | 68.08
Geo | 0 | 0 | 0 | 0 | 0 | 0
H | 0 | 0 | 0 | 0 | 0 | 0
LFG | 0 | 0 | 0 | 0 | 0 | 0
Nuc | 0 | 0 | 0 | 0 | 0 | 0
PS | 0 | 0 | 0 | 0 | 0 | 0
PV | 0 | 0 | 0 | 0 | 0 | 0
PeakG | 0 | 0 | 0 | 0 | 0 | 0
PeakO | 0 | 0 | 0 | 0 | 0 | 0
ST | 0 | 0 | 0 | 0 | 0 | 0
STOG | 0 | 0 | 0 | 0 | 0 | 0
STWD | 0 | 0 | 0 | 0 | 0 | 0
WT | 0 | 0 | 0 | 0 | 0 | 0
IGCC | 0 | 0 | 0 | 0 | 0 | 0
DemandResponse | 0 | 0 | 0 | 0 | 0 | 0
IGCC-CCS | 0 | 0 | 0 | 0 | 0 | 0
WT_off | 0 | 0 | 0 | 0 | 0 | 0
PseudoUnit | 0 | 0 | 0 | 0 | 0 | 0
FixedInterchange | 0 | 0 | 0 | 0 | 0 | 0
Retrofit FOM Costs by Reporting Type: PJM_ROR
ReportingType | 2015 | 2020 | 2025 | 2030 | 2035 | 2040
BM | 0 | 0 | 0 | 0 | 0 | 0
CC | 0 | 0 | 0 | 0 | 0 | 0
CSP | 0 | 0 | 0 | 0 | 0 | 0
CT | 0 | 0 | 0 | 0 | 0 | 0
Coal | 268.69 | 315.43 | 315.43 | 315.43 | 315.43 | 315.43
Geo | 0 | 0 | 0 | 0 | 0 | 0
H | 0 | 0 | 0 | 0 | 0 | 0
LFG | 0 | 0 | 0 | 0 | 0 | 0
Nuc | 0 | 0 | 0 | 0 | 0 | 0
PS | 0 | 0 | 0 | 0 | 0 | 0
PV | 0 | 0 | 0 | 0 | 0 | 0
PeakG | 0 | 0 | 0 | 0 | 0 | 0
PeakO | 0 | 0 | 0 | 0 | 0 | 0
ST | 0 | 0 | 0 | 0 | 0 | 0
STOG | 0 | 0 | 0 | 0 | 0 | 0
STWD | 0 | 0 | 0 | 0 | 0 | 0
WT | 0 | 0 | 0 | 0 | 0 | 0
IGCC | 0 | 0 | 0 | 0 | 0 | 0
DemandResponse | 0 | 0 | 0 | 0 | 0 | 0
IGCC-CCS | 0 | 0 | 0 | 0 | 0 | 0
WT_off | 0 | 0 | 0 | 0 | 0 | 0
PseudoUnit | 0 | 0 | 0 | 0 | 0 | 0
FixedInterchange | 0 | 0 | 0 | 0 | 0 | 0
Retrofit FOM Costs by Reporting Type: SOCO
ReportingType | 2015 | 2020 | 2025 | 2030 | 2035 | 2040
BM | 0 | 0 | 0 | 0 | 0 | 0
CC | 0 | 0 | 0 | 0 | 0 | 0
CSP | 0 | 0 | 0 | 0 | 0 | 0
CT | 0 | 0 | 0 | 0 | 0 | 0
Coal | 128.69 | 136.32 | 136.32 | 136.32 | 136.32 | 136.32
Geo | 0 | 0 | 0 | 0 | 0 | 0
H | 0 | 0 | 0 | 0 | 0 | 0
LFG | 0 | 0 | 0 | 0 | 0 | 0
Nuc | 0 | 0 | 0 | 0 | 0 | 0
PS | 0 | 0 | 0 | 0 | 0 | 0
PV | 0 | 0 | 0 | 0 | 0 | 0
PeakG | 0 | 0 | 0 | 0 | 0 | 0
PeakO | 0 | 0 | 0 | 0 | 0 | 0
ST | 0 | 0 | 0 | 0 | 0 | 0
STOG | 0 | 0 | 0 | 0 | 0 | 0
STWD | 0 | 0 | 0 | 0 | 0 | 0
WT | 0 | 0 | 0 | 0 | 0 | 0
IGCC | 0 | 0 | 0 | 0 | 0 | 0
DemandResponse | 0 | 0 | 0 | 0 | 0 | 0
IGCC-CCS | 0 | 0 | 0 | 0 | 0 | 0
WT_off | 0 | 0 | 0 | 0 | 0 | 0
PseudoUnit | 0 | 0 | 0 | 0 | 0 | 0
FixedInterchange | 0 | 0 | 0 | 0 | 0 | 0
Retrofit FOM Costs by Reporting Type: SPP_N
ReportingType | 2015 | 2020 | 2025 | 2030 | 2035 | 2040
BM | 0 | 0 | 0 | 0 | 0 | 0
CC | 0 | 0 | 0 | 0 | 0 | 0
CSP | 0 | 0 | 0 | 0 | 0 | 0
CT | 0 | 0 | 0 | 0 | 0 | 0
Coal | 36.22 | 44.06 | 44.06 | 44.06 | 44.06 | 44.06
Geo | 0 | 0 | 0 | 0 | 0 | 0
H | 0 | 0 | 0 | 0 | 0 | 0
LFG | 0 | 0 | 0 | 0 | 0 | 0
Nuc | 0 | 0 | 0 | 0 | 0 | 0
PS | 0 | 0 | 0 | 0 | 0 | 0
PV | 0 | 0 | 0 | 0 | 0 | 0
PeakG | 0 | 0 | 0 | 0 | 0 | 0
PeakO | 0 | 0 | 0 | 0 | 0 | 0
ST | 0 | 0 | 0 | 0 | 0 | 0
STOG | 0 | 0 | 0 | 0 | 0 | 0
STWD | 0 | 0 | 0 | 0 | 0 | 0
WT | 0 | 0 | 0 | 0 | 0 | 0
IGCC | 0 | 0 | 0 | 0 | 0 | 0
DemandResponse | 0 | 0 | 0 | 0 | 0 | 0
IGCC-CCS | 0 | 0 | 0 | 0 | 0 | 0
WT_off | 0 | 0 | 0 | 0 | 0 | 0
PseudoUnit | 0 | 0 | 0 | 0 | 0 | 0
FixedInterchange | 0 | 0 | 0 | 0 | 0 | 0
Retrofit FOM Costs by Reporting Type: SPP_S
ReportingType | 2015 | 2020 | 2025 | 2030 | 2035 | 2040
BM | 0 | 0 | 0 | 0 | 0 | 0
CC | 0 | 0 | 0 | 0 | 0 | 0
CSP | 0 | 0 | 0 | 0 | 0 | 0
CT | 0 | 0 | 0 | 0 | 0 | 0
Coal | 20.12 | 33.77 | 33.77 | 33.77 | 33.77 | 33.77
Geo | 0 | 0 | 0 | 0 | 0 | 0
H | 0 | 0 | 0 | 0 | 0 | 0
LFG | 0 | 0 | 0 | 0 | 0 | 0
Nuc | 0 | 0 | 0 | 0 | 0 | 0
PS | 0 | 0 | 0 | 0 | 0 | 0
PV | 0 | 0 | 0 | 0 | 0 | 0
PeakG | 0 | 0 | 0 | 0 | 0 | 0
PeakO | 0 | 0 | 0 | 0 | 0 | 0
ST | 0 | 0 | 0 | 0 | 0 | 0
STOG | 0 | 0 | 0 | 0 | 0 | 0
STWD | 0 | 0 | 0 | 0 | 0 | 0
WT | 0 | 0 | 0 | 0 | 0 | 0
IGCC | 0 | 0 | 0 | 0 | 0 | 0
DemandResponse | 0 | 0 | 0 | 0 | 0 | 0
IGCC-CCS | 0 | 0 | 0 | 0 | 0 | 0
WT_off | 0 | 0 | 0 | 0 | 0 | 0
PseudoUnit | 0 | 0 | 0 | 0 | 0 | 0
FixedInterchange | 0 | 0 | 0 | 0 | 0 | 0
Retrofit FOM Costs by Reporting Type: TVA
ReportingType | 2015 | 2020 | 2025 | 2030 | 2035 | 2040
BM | 0 | 0 | 0 | 0 | 0 | 0
CC | 0 | 0 | 0 | 0 | 0 | 0
CSP | 0 | 0 | 0 | 0 | 0 | 0
CT | 0 | 0 | 0 | 0 | 0 | 0
Coal | 51.74 | 65.14 | 65.14 | 65.14 | 65.14 | 65.14
Geo | 0 | 0 | 0 | 0 | 0 | 0
H | 0 | 0 | 0 | 0 | 0 | 0
LFG | 0 | 0 | 0 | 0 | 0 | 0
Nuc | 0 | 0 | 0 | 0 | 0 | 0
PS | 0 | 0 | 0 | 0 | 0 | 0
PV | 0 | 0 | 0 | 0 | 0 | 0
PeakG | 0 | 0 | 0 | 0 | 0 | 0
PeakO | 0 | 0 | 0 | 0 | 0 | 0
ST | 0 | 0 | 0 | 0 | 0 | 0
STOG | 0 | 0 | 0 | 0 | 0 | 0
STWD | 0 | 0 | 0 | 0 | 0 | 0
WT | 0 | 0 | 0 | 0 | 0 | 0
IGCC | 0 | 0 | 0 | 0 | 0 | 0
DemandResponse | 0 | 0 | 0 | 0 | 0 | 0
IGCC-CCS | 0 | 0 | 0 | 0 | 0 | 0
WT_off | 0 | 0 | 0 | 0 | 0 | 0
PseudoUnit | 0 | 0 | 0 | 0 | 0 | 0
FixedInterchange | 0 | 0 | 0 | 0 | 0 | 0
Retrofit FOM Costs by Reporting Type: TVA_Transmission
ReportingType | 2015 | 2020 | 2025 | 2030 | 2035 | 2040
BM | 0 | 0 | 0 | 0 | 0 | 0
CC | 0 | 0 | 0 | 0 | 0 | 0
CSP | 0 | 0 | 0 | 0 | 0 | 0
CT | 0 | 0 | 0 | 0 | 0 | 0
Coal | 0 | 0 | 0 | 0 | 0 | 0
Geo | 0 | 0 | 0 | 0 | 0 | 0
H | 0 | 0 | 0 | 0 | 0 | 0
LFG | 0 | 0 | 0 | 0 | 0 | 0
Nuc | 0 | 0 | 0 | 0 | 0 | 0
PS | 0 | 0 | 0 | 0 | 0 | 0
PV | 0 | 0 | 0 | 0 | 0 | 0
PeakG | 0 | 0 | 0 | 0 | 0 | 0
PeakO | 0 | 0 | 0 | 0 | 0 | 0
ST | 0 | 0 | 0 | 0 | 0 | 0
STOG | 0 | 0 | 0 | 0 | 0 | 0
STWD | 0 | 0 | 0 | 0 | 0 | 0
WT | 0 | 0 | 0 | 0 | 0 | 0
IGCC | 0 | 0 | 0 | 0 | 0 | 0
DemandResponse | 0 | 0 | 0 | 0 | 0 | 0
IGCC-CCS | 0 | 0 | 0 | 0 | 0 | 0
WT_off | 0 | 0 | 0 | 0 | 0 | 0
PseudoUnit | 0 | 0 | 0 | 0 | 0 | 0
FixedInterchange | 0 | 0 | 0 | 0 | 0 | 0
Retrofit FOM Costs by Reporting Type: VACAR
ReportingType | 2015 | 2020 | 2025 | 2030 | 2035 | 2040
BM | 0 | 0 | 0 | 0 | 0 | 0
CC | 0 | 0 | 0 | 0 | 0 | 0
CSP | 0 | 0 | 0 | 0 | 0 | 0
CT | 0 | 0 | 0 | 0 | 0 | 0
Coal | 136.95 | 140.15 | 140.15 | 140.15 | 140.15 | 140.15
Geo | 0 | 0 | 0 | 0 | 0 | 0
H | 0 | 0 | 0 | 0 | 0 | 0
LFG | 0 | 0 | 0 | 0 | 0 | 0
Nuc | 0 | 0 | 0 | 0 | 0 | 0
PS | 0 | 0 | 0 | 0 | 0 | 0
PV | 0 | 0 | 0 | 0 | 0 | 0
PeakG | 0 | 0 | 0 | 0 | 0 | 0
PeakO | 0 | 0 | 0 | 0 | 0 | 0
ST | 0 | 0 | 0 | 0 | 0 | 0
STOG | 0 | 0 | 0 | 0 | 0 | 0
STWD | 0 | 0 | 0 | 0 | 0 | 0
WT | 0 | 0 | 0 | 0 | 0 | 0
IGCC | 0 | 0 | 0 | 0 | 0 | 0
DemandResponse | 0 | 0 | 0 | 0 | 0 | 0
IGCC-CCS | 0 | 0 | 0 | 0 | 0 | 0
WT_off | 0 | 0 | 0 | 0 | 0 | 0
PseudoUnit | 0 | 0 | 0 | 0 | 0 | 0
FixedInterchange | 0 | 0 | 0 | 0 | 0 | 0
Retrofit FOM Costs by Reporting Type: IESO
ReportingType | 2015 | 2020 | 2025 | 2030 | 2035 | 2040
BM | 0 | 0 | 0 | 0 | 0 | 0
CC | 0 | 0 | 0 | 0 | 0 | 0
CSP | 0 | 0 | 0 | 0 | 0 | 0
CT | 0 | 0 | 0 | 0 | 0 | 0
Coal | 0 | 0 | 0 | 0 | 0 | 0
Geo | 0 | 0 | 0 | 0 | 0 | 0
H | 0 | 0 | 0 | 0 | 0 | 0
LFG | 0 | 0 | 0 | 0 | 0 | 0
Nuc | 0 | 0 | 0 | 0 | 0 | 0
PS | 0 | 0 | 0 | 0 | 0 | 0
PV | 0 | 0 | 0 | 0 | 0 | 0
PeakG | 0 | 0 | 0 | 0 | 0 | 0
PeakO | 0 | 0 | 0 | 0 | 0 | 0
ST | 0 | 0 | 0 | 0 | 0 | 0
STOG | 0 | 0 | 0 | 0 | 0 | 0
STWD | 0 | 0 | 0 | 0 | 0 | 0
WT | 0 | 0 | 0 | 0 | 0 | 0
IGCC | 0 | 0 | 0 | 0 | 0 | 0
DemandResponse | 0 | 0 | 0 | 0 | 0 | 0
IGCC-CCS | 0 | 0 | 0 | 0 | 0 | 0
WT_off | 0 | 0 | 0 | 0 | 0 | 0
PseudoUnit | 0 | 0 | 0 | 0 | 0 | 0
FixedInterchange | 0 | 0 | 0 | 0 | 0 | 0
Retrofit FOM Costs by Reporting Type: MAPP_CA
ReportingType | 2015 | 2020 | 2025 | 2030 | 2035 | 2040
BM | 0 | 0 | 0 | 0 | 0 | 0
CC | 0 | 0 | 0 | 0 | 0 | 0
CSP | 0 | 0 | 0 | 0 | 0 | 0
CT | 0 | 0 | 0 | 0 | 0 | 0
Coal | 0 | 0 | 0 | 0 | 0 | 0
Geo | 0 | 0 | 0 | 0 | 0 | 0
H | 0 | 0 | 0 | 0 | 0 | 0
LFG | 0 | 0 | 0 | 0 | 0 | 0
Nuc | 0 | 0 | 0 | 0 | 0 | 0
PS | 0 | 0 | 0 | 0 | 0 | 0
PV | 0 | 0 | 0 | 0 | 0 | 0
PeakG | 0 | 0 | 0 | 0 | 0 | 0
PeakO | 0 | 0 | 0 | 0 | 0 | 0
ST | 0 | 0 | 0 | 0 | 0 | 0
STOG | 0 | 0 | 0 | 0 | 0 | 0
STWD | 0 | 0 | 0 | 0 | 0 | 0
WT | 0 | 0 | 0 | 0 | 0 | 0
IGCC | 0 | 0 | 0 | 0 | 0 | 0
DemandResponse | 0 | 0 | 0 | 0 | 0 | 0
IGCC-CCS | 0 | 0 | 0 | 0 | 0 | 0
WT_off | 0 | 0 | 0 | 0 | 0 | 0
PseudoUnit | 0 | 0 | 0 | 0 | 0 | 0
FixedInterchange | 0 | 0 | 0 | 0 | 0 | 0
Retrofit FOM Costs by Reporting Type: AZ_NM_SNV_Coal
ReportingType | 2015 | 2020 | 2025 | 2030 | 2035 | 2040
BM | 0 | 0 | 0 | 0 | 0 | 0
CC | 0 | 0 | 0 | 0 | 0 | 0
CSP | 0 | 0 | 0 | 0 | 0 | 0
CT | 0 | 0 | 0 | 0 | 0 | 0
Coal | 70.07 | 75.36 | 75.36 | 75.36 | 75.36 | 75.36
Geo | 0 | 0 | 0 | 0 | 0 | 0
H | 0 | 0 | 0 | 0 | 0 | 0
LFG | 0 | 0 | 0 | 0 | 0 | 0
Nuc | 0 | 0 | 0 | 0 | 0 | 0
PS | 0 | 0 | 0 | 0 | 0 | 0
PV | 0 | 0 | 0 | 0 | 0 | 0
PeakG | 0 | 0 | 0 | 0 | 0 | 0
PeakO | 0 | 0 | 0 | 0 | 0 | 0
ST | 0 | 0 | 0 | 0 | 0 | 0
STOG | 0 | 0 | 0 | 0 | 0 | 0
STWD | 0 | 0 | 0 | 0 | 0 | 0
WT | 0 | 0 | 0 | 0 | 0 | 0
IGCC | 0 | 0 | 0 | 0 | 0 | 0
DemandResponse | 0 | 0 | 0 | 0 | 0 | 0
IGCC-CCS | 0 | 0 | 0 | 0 | 0 | 0
WT_off | 0 | 0 | 0 | 0 | 0 | 0
PseudoUnit | 0 | 0 | 0 | 0 | 0 | 0
FixedInterchange | 0 | 0 | 0 | 0 | 0 | 0
Retrofit FOM Costs by Reporting Type: AZ_NM_SNV_Gas
ReportingType | 2015 | 2020 | 2025 | 2030 | 2035 | 2040
BM | 0 | 0 | 0 | 0 | 0 | 0
CC | 0 | 0 | 0 | 0 | 0 | 0
CSP | 0 | 0 | 0 | 0 | 0 | 0
CT | 0 | 0 | 0 | 0 | 0 | 0
Coal | 0 | 0 | 0 | 0 | 0 | 0
Geo | 0 | 0 | 0 | 0 | 0 | 0
H | 0 | 0 | 0 | 0 | 0 | 0
LFG | 0 | 0 | 0 | 0 | 0 | 0
Nuc | 0 | 0 | 0 | 0 | 0 | 0
PS | 0 | 0 | 0 | 0 | 0 | 0
PV | 0 | 0 | 0 | 0 | 0 | 0
PeakG | 0 | 0 | 0 | 0 | 0 | 0
PeakO | 0 | 0 | 0 | 0 | 0 | 0
ST | 0 | 0 | 0 | 0 | 0 | 0
STOG | 0 | 0 | 0 | 0 | 0 | 0
STWD | 0 | 0 | 0 | 0 | 0 | 0
WT | 0 | 0 | 0 | 0 | 0 | 0
IGCC | 0 | 0 | 0 | 0 | 0 | 0
DemandResponse | 0 | 0 | 0 | 0 | 0 | 0
IGCC-CCS | 0 | 0 | 0 | 0 | 0 | 0
WT_off | 0 | 0 | 0 | 0 | 0 | 0
PseudoUnit | 0 | 0 | 0 | 0 | 0 | 0
FixedInterchange | 0 | 0 | 0 | 0 | 0 | 0
Retrofit FOM Costs by Reporting Type: AZ_NM_SNV_NucRenew
ReportingType | 2015 | 2020 | 2025 | 2030 | 2035 | 2040
BM | 0 | 0 | 0 | 0 | 0 | 0
CC | 0 | 0 | 0 | 0 | 0 | 0
CSP | 0 | 0 | 0 | 0 | 0 | 0
CT | 0 | 0 | 0 | 0 | 0 | 0
Coal | 0 | 0 | 0 | 0 | 0 | 0
Geo | 0 | 0 | 0 | 0 | 0 | 0
H | 0 | 0 | 0 | 0 | 0 | 0
LFG | 0 | 0 | 0 | 0 | 0 | 0
Nuc | 0 | 0 | 0 | 0 | 0 | 0
PS | 0 | 0 | 0 | 0 | 0 | 0
PV | 0 | 0 | 0 | 0 | 0 | 0
PeakG | 0 | 0 | 0 | 0 | 0 | 0
PeakO | 0 | 0 | 0 | 0 | 0 | 0
ST | 0 | 0 | 0 | 0 | 0 | 0
STOG | 0 | 0 | 0 | 0 | 0 | 0
STWD | 0 | 0 | 0 | 0 | 0 | 0
WT | 0 | 0 | 0 | 0 | 0 | 0
IGCC | 0 | 0 | 0 | 0 | 0 | 0
DemandResponse | 0 | 0 | 0 | 0 | 0 | 0
IGCC-CCS | 0 | 0 | 0 | 0 | 0 | 0
WT_off | 0 | 0 | 0 | 0 | 0 | 0
PseudoUnit | 0 | 0 | 0 | 0 | 0 | 0
FixedInterchange | 0 | 0 | 0 | 0 | 0 | 0
Retrofit FOM Costs by Reporting Type: ERCOT
ReportingType | 2015 | 2020 | 2025 | 2030 | 2035 | 2040
BM | 0 | 0 | 0 | 0 | 0 | 0
CC | 0 | 0 | 0 | 0 | 0 | 0
CSP | 0 | 0 | 0 | 0 | 0 | 0
CT | 0 | 0 | 0 | 0 | 0 | 0
Coal | 95.78 | 116.56 | 116.56 | 116.56 | 116.56 | 116.56
Geo | 0 | 0 | 0 | 0 | 0 | 0
H | 0 | 0 | 0 | 0 | 0 | 0
LFG | 0 | 0 | 0 | 0 | 0 | 0
Nuc | 0 | 0 | 0 | 0 | 0 | 0
PS | 0 | 0 | 0 | 0 | 0 | 0
PV | 0 | 0 | 0 | 0 | 0 | 0
PeakG | 0 | 0 | 0 | 0 | 0 | 0
PeakO | 0 | 0 | 0 | 0 | 0 | 0
ST | 0 | 0 | 0 | 0 | 0 | 0
STOG | 0 | 0 | 0 | 0 | 0 | 0
STWD | 0 | 0 | 0 | 0 | 0 | 0
WT | 0 | 0 | 0 | 0 | 0 | 0
IGCC | 0 | 0 | 0 | 0 | 0 | 0
DemandResponse | 0 | 0 | 0 | 0 | 0 | 0
IGCC-CCS | 0 | 0 | 0 | 0 | 0 | 0
WT_off | 0 | 0 | 0 | 0 | 0 | 0
PseudoUnit | 0 | 0 | 0 | 0 | 0 | 0
FixedInterchange | 0 | 0 | 0 | 0 | 0 | 0
Retrofit FOM Costs by Reporting Type: NP15
ReportingType | 2015 | 2020 | 2025 | 2030 | 2035 | 2040
BM | 0 | 0 | 0 | 0 | 0 | 0
CC | 0 | 0 | 0 | 0 | 0 | 0
CSP | 0 | 0 | 0 | 0 | 0 | 0
CT | 0 | 0 | 0 | 0 | 0 | 0
Coal | 0.19 | 0 | 0 | 0 | 0 | 0
Geo | 0 | 0 | 0 | 0 | 0 | 0
H | 0 | 0 | 0 | 0 | 0 | 0
LFG | 0 | 0 | 0 | 0 | 0 | 0
Nuc | 0 | 0 | 0 | 0 | 0 | 0
PS | 0 | 0 | 0 | 0 | 0 | 0
PV | 0 | 0 | 0 | 0 | 0 | 0
PeakG | 0 | 0 | 0 | 0 | 0 | 0
PeakO | 0 | 0 | 0 | 0 | 0 | 0
ST | 0 | 0 | 0 | 0 | 0 | 0
STOG | 0 | 0 | 0 | 0 | 0 | 0
STWD | 0 | 0 | 0 | 0 | 0 | 0
WT | 0 | 0 | 0 | 0 | 0 | 0
IGCC | 0 | 0 | 0 | 0 | 0 | 0
DemandResponse | 0 | 0 | 0 | 0 | 0 | 0
IGCC-CCS | 0 | 0 | 0 | 0 | 0 | 0
WT_off | 0 | 0 | 0 | 0 | 0 | 0
PseudoUnit | 0 | 0 | 0 | 0 | 0 | 0
FixedInterchange | 0 | 0 | 0 | 0 | 0 | 0
Retrofit FOM Costs by Reporting Type: NWPP_Coal
ReportingType | 2015 | 2020 | 2025 | 2030 | 2035 | 2040
BM | 0 | 0 | 0 | 0 | 0 | 0
CC | 0 | 0 | 0 | 0 | 0 | 0
CSP | 0 | 0 | 0 | 0 | 0 | 0
CT | 0 | 0 | 0 | 0 | 0 | 0
Coal | 61.35 | 70.84 | 70.84 | 70.84 | 70.84 | 70.84
Geo | 0 | 0 | 0 | 0 | 0 | 0
H | 0 | 0 | 0 | 0 | 0 | 0
LFG | 0 | 0 | 0 | 0 | 0 | 0
Nuc | 0 | 0 | 0 | 0 | 0 | 0
PS | 0 | 0 | 0 | 0 | 0 | 0
PV | 0 | 0 | 0 | 0 | 0 | 0
PeakG | 0 | 0 | 0 | 0 | 0 | 0
PeakO | 0 | 0 | 0 | 0 | 0 | 0
ST | 0 | 0 | 0 | 0 | 0 | 0
STOG | 0 | 0 | 0 | 0 | 0 | 0
STWD | 0 | 0 | 0 | 0 | 0 | 0
WT | 0 | 0 | 0 | 0 | 0 | 0
IGCC | 0 | 0 | 0 | 0 | 0 | 0
DemandResponse | 0 | 0 | 0 | 0 | 0 | 0
IGCC-CCS | 0 | 0 | 0 | 0 | 0 | 0
WT_off | 0 | 0 | 0 | 0 | 0 | 0
PseudoUnit | 0 | 0 | 0 | 0 | 0 | 0
FixedInterchange | 0 | 0 | 0 | 0 | 0 | 0
Retrofit FOM Costs by Reporting Type: NWPP_Gas
ReportingType | 2015 | 2020 | 2025 | 2030 | 2035 | 2040
BM | 0 | 0 | 0 | 0 | 0 | 0
CC | 0 | 0 | 0 | 0 | 0 | 0
CSP | 0 | 0 | 0 | 0 | 0 | 0
CT | 0 | 0 | 0 | 0 | 0 | 0
Coal | 0 | 0 | 0 | 0 | 0 | 0
Geo | 0 | 0 | 0 | 0 | 0 | 0
H | 0 | 0 | 0 | 0 | 0 | 0
LFG | 0 | 0 | 0 | 0 | 0 | 0
Nuc | 0 | 0 | 0 | 0 | 0 | 0
PS | 0 | 0 | 0 | 0 | 0 | 0
PV | 0 | 0 | 0 | 0 | 0 | 0
PeakG | 0 | 0 | 0 | 0 | 0 | 0
PeakO | 0 | 0 | 0 | 0 | 0 | 0
ST | 0 | 0 | 0 | 0 | 0 | 0
STOG | 0 | 0 | 0 | 0 | 0 | 0
STWD | 0 | 0 | 0 | 0 | 0 | 0
WT | 0 | 0 | 0 | 0 | 0 | 0
IGCC | 0 | 0 | 0 | 0 | 0 | 0
DemandResponse | 0 | 0 | 0 | 0 | 0 | 0
IGCC-CCS | 0 | 0 | 0 | 0 | 0 | 0
WT_off | 0 | 0 | 0 | 0 | 0 | 0
PseudoUnit | 0 | 0 | 0 | 0 | 0 | 0
FixedInterchange | 0 | 0 | 0 | 0 | 0 | 0
Retrofit FOM Costs by Reporting Type: NWPP_NucRenew
ReportingType | 2015 | 2020 | 2025 | 2030 | 2035 | 2040
BM | 0 | 0 | 0 | 0 | 0 | 0
CC | 0 | 0 | 0 | 0 | 0 | 0
CSP | 0 | 0 | 0 | 0 | 0 | 0
CT | 0 | 0 | 0 | 0 | 0 | 0
Coal | 0 | 0 | 0 | 0 | 0 | 0
Geo | 0 | 0 | 0 | 0 | 0 | 0
H | 0 | 0 | 0 | 0 | 0 | 0
LFG | 0 | 0 | 0 | 0 | 0 | 0
Nuc | 0 | 0 | 0 | 0 | 0 | 0
PS | 0 | 0 | 0 | 0 | 0 | 0
PV | 0 | 0 | 0 | 0 | 0 | 0
PeakG | 0 | 0 | 0 | 0 | 0 | 0
PeakO | 0 | 0 | 0 | 0 | 0 | 0
ST | 0 | 0 | 0 | 0 | 0 | 0
STOG | 0 | 0 | 0 | 0 | 0 | 0
STWD | 0 | 0 | 0 | 0 | 0 | 0
WT | 0 | 0 | 0 | 0 | 0 | 0
IGCC | 0 | 0 | 0 | 0 | 0 | 0
DemandResponse | 0 | 0 | 0 | 0 | 0 | 0
IGCC-CCS | 0 | 0 | 0 | 0 | 0 | 0
WT_off | 0 | 0 | 0 | 0 | 0 | 0
PseudoUnit | 0 | 0 | 0 | 0 | 0 | 0
FixedInterchange | 0 | 0 | 0 | 0 | 0 | 0
Retrofit FOM Costs by Reporting Type: RMPA
ReportingType | 2015 | 2020 | 2025 | 2030 | 2035 | 2040
BM | 0 | 0 | 0 | 0 | 0 | 0
CC | 0 | 0 | 0 | 0 | 0 | 0
CSP | 0 | 0 | 0 | 0 | 0 | 0
CT | 0 | 0 | 0 | 0 | 0 | 0
Coal | 26.01 | 34.81 | 34.39 | 34.39 | 34.39 | 31.21
Geo | 0 | 0 | 0 | 0 | 0 | 0
H | 0 | 0 | 0 | 0 | 0 | 0
LFG | 0 | 0 | 0 | 0 | 0 | 0
Nuc | 0 | 0 | 0 | 0 | 0 | 0
PS | 0 | 0 | 0 | 0 | 0 | 0
PV | 0 | 0 | 0 | 0 | 0 | 0
PeakG | 0 | 0 | 0 | 0 | 0 | 0
PeakO | 0 | 0 | 0 | 0 | 0 | 0
ST | 0 | 0 | 0 | 0 | 0 | 0
STOG | 0 | 0 | 0 | 0 | 0 | 0
STWD | 0 | 0 | 0 | 0 | 0 | 0
WT | 0 | 0 | 0 | 0 | 0 | 0
IGCC | 0 | 0 | 0 | 0 | 0 | 0
DemandResponse | 0 | 0 | 0 | 0 | 0 | 0
IGCC-CCS | 0 | 0 | 0 | 0 | 0 | 0
WT_off | 0 | 0 | 0 | 0 | 0 | 0
PseudoUnit | 0 | 0 | 0 | 0 | 0 | 0
FixedInterchange | 0 | 0 | 0 | 0 | 0 | 0
Retrofit FOM Costs by Reporting Type: SP15
ReportingType | 2015 | 2020 | 2025 | 2030 | 2035 | 2040
BM | 0 | 0 | 0 | 0 | 0 | 0
CC | 0 | 0 | 0 | 0 | 0 | 0
CSP | 0 | 0 | 0 | 0 | 0 | 0
CT | 0 | 0 | 0 | 0 | 0 | 0
Coal | 0.23 | 0.41 | 0.41 | 0.41 | 0 | 0
Geo | 0 | 0 | 0 | 0 | 0 | 0
H | 0 | 0 | 0 | 0 | 0 | 0
LFG | 0 | 0 | 0 | 0 | 0 | 0
Nuc | 0 | 0 | 0 | 0 | 0 | 0
PS | 0 | 0 | 0 | 0 | 0 | 0
PV | 0 | 0 | 0 | 0 | 0 | 0
PeakG | 0 | 0 | 0 | 0 | 0 | 0
PeakO | 0 | 0 | 0 | 0 | 0 | 0
ST | 0 | 0 | 0 | 0 | 0 | 0
STOG | 0 | 0 | 0 | 0 | 0 | 0
STWD | 0 | 0 | 0 | 0 | 0 | 0
WT | 0 | 0 | 0 | 0 | 0 | 0
IGCC | 0 | 0 | 0 | 0 | 0 | 0
DemandResponse | 0 | 0 | 0 | 0 | 0 | 0
IGCC-CCS | 0 | 0 | 0 | 0 | 0 | 0
WT_off | 0 | 0 | 0 | 0 | 0 | 0
PseudoUnit | 0 | 0 | 0 | 0 | 0 | 0
FixedInterchange | 0 | 0 | 0 | 0 | 0 | 0
Retrofit FOM Costs by Reporting Type: ALB
ReportingType | 2015 | 2020 | 2025 | 2030 | 2035 | 2040
BM | 0 | 0 | 0 | 0 | 0 | 0
CC | 0 | 0 | 0 | 0 | 0 | 0
CSP | 0 | 0 | 0 | 0 | 0 | 0
CT | 0 | 0 | 0 | 0 | 0 | 0
Coal | 0.29 | 0.29 | 0.29 | 0.29 | 0.29 | 0.29
Geo | 0 | 0 | 0 | 0 | 0 | 0
H | 0 | 0 | 0 | 0 | 0 | 0
LFG | 0 | 0 | 0 | 0 | 0 | 0
Nuc | 0 | 0 | 0 | 0 | 0 | 0
PS | 0 | 0 | 0 | 0 | 0 | 0
PV | 0 | 0 | 0 | 0 | 0 | 0
PeakG | 0 | 0 | 0 | 0 | 0 | 0
PeakO | 0 | 0 | 0 | 0 | 0 | 0
ST | 0 | 0 | 0 | 0 | 0 | 0
STOG | 0 | 0 | 0 | 0 | 0 | 0
STWD | 0 | 0 | 0 | 0 | 0 | 0
WT | 0 | 0 | 0 | 0 | 0 | 0
IGCC | 0 | 0 | 0 | 0 | 0 | 0
DemandResponse | 0 | 0 | 0 | 0 | 0 | 0
IGCC-CCS | 0 | 0 | 0 | 0 | 0 | 0
WT_off | 0 | 0 | 0 | 0 | 0 | 0
PseudoUnit | 0 | 0 | 0 | 0 | 0 | 0
FixedInterchange | 0 | 0 | 0 | 0 | 0 | 0
Retrofit FOM Costs by Reporting Type: BC
ReportingType | 2015 | 2020 | 2025 | 2030 | 2035 | 2040
BM | 0 | 0 | 0 | 0 | 0 | 0
CC | 0 | 0 | 0 | 0 | 0 | 0
CSP | 0 | 0 | 0 | 0 | 0 | 0
CT | 0 | 0 | 0 | 0 | 0 | 0
Coal | 0 | 0 | 0 | 0 | 0 | 0
Geo | 0 | 0 | 0 | 0 | 0 | 0
H | 0 | 0 | 0 | 0 | 0 | 0
LFG | 0 | 0 | 0 | 0 | 0 | 0
Nuc | 0 | 0 | 0 | 0 | 0 | 0
PS | 0 | 0 | 0 | 0 | 0 | 0
PV | 0 | 0 | 0 | 0 | 0 | 0
PeakG | 0 | 0 | 0 | 0 | 0 | 0
PeakO | 0 | 0 | 0 | 0 | 0 | 0
ST | 0 | 0 | 0 | 0 | 0 | 0
STOG | 0 | 0 | 0 | 0 | 0 | 0
STWD | 0 | 0 | 0 | 0 | 0 | 0
WT | 0 | 0 | 0 | 0 | 0 | 0
IGCC | 0 | 0 | 0 | 0 | 0 | 0
DemandResponse | 0 | 0 | 0 | 0 | 0 | 0
IGCC-CCS | 0 | 0 | 0 | 0 | 0 | 0
WT_off | 0 | 0 | 0 | 0 | 0 | 0
PseudoUnit | 0 | 0 | 0 | 0 | 0 | 0
FixedInterchange | 0 | 0 | 0 | 0 | 0 | 0
Retrofit FOM Costs by Reporting Type: HQ_IESO
ReportingType | 2015 | 2020 | 2025 | 2030 | 2035 | 2040
BM | 0 | 0 | 0 | 0 | 0 | 0
CC | 0 | 0 | 0 | 0 | 0 | 0
CSP | 0 | 0 | 0 | 0 | 0 | 0
CT | 0 | 0 | 0 | 0 | 0 | 0
Coal | 0 | 0 | 0 | 0 | 0 | 0
Geo | 0 | 0 | 0 | 0 | 0 | 0
H | 0 | 0 | 0 | 0 | 0 | 0
LFG | 0 | 0 | 0 | 0 | 0 | 0
Nuc | 0 | 0 | 0 | 0 | 0 | 0
PS | 0 | 0 | 0 | 0 | 0 | 0
PV | 0 | 0 | 0 | 0 | 0 | 0
PeakG | 0 | 0 | 0 | 0 | 0 | 0
PeakO | 0 | 0 | 0 | 0 | 0 | 0
ST | 0 | 0 | 0 | 0 | 0 | 0
STOG | 0 | 0 | 0 | 0 | 0 | 0
STWD | 0 | 0 | 0 | 0 | 0 | 0
WT | 0 | 0 | 0 | 0 | 0 | 0
IGCC | 0 | 0 | 0 | 0 | 0 | 0
DemandResponse | 0 | 0 | 0 | 0 | 0 | 0
IGCC-CCS | 0 | 0 | 0 | 0 | 0 | 0
WT_off | 0 | 0 | 0 | 0 | 0 | 0
PseudoUnit | 0 | 0 | 0 | 0 | 0 | 0
FixedInterchange | 0 | 0 | 0 | 0 | 0 | 0
Retrofit FOM Costs by Reporting Type: HQ_NEISO
ReportingType | 2015 | 2020 | 2025 | 2030 | 2035 | 2040
BM | 0 | 0 | 0 | 0 | 0 | 0
CC | 0 | 0 | 0 | 0 | 0 | 0
CSP | 0 | 0 | 0 | 0 | 0 | 0
CT | 0 | 0 | 0 | 0 | 0 | 0
Coal | 0 | 0 | 0 | 0 | 0 | 0
Geo | 0 | 0 | 0 | 0 | 0 | 0
H | 0 | 0 | 0 | 0 | 0 | 0
LFG | 0 | 0 | 0 | 0 | 0 | 0
Nuc | 0 | 0 | 0 | 0 | 0 | 0
PS | 0 | 0 | 0 | 0 | 0 | 0
PV | 0 | 0 | 0 | 0 | 0 | 0
PeakG | 0 | 0 | 0 | 0 | 0 | 0
PeakO | 0 | 0 | 0 | 0 | 0 | 0
ST | 0 | 0 | 0 | 0 | 0 | 0
STOG | 0 | 0 | 0 | 0 | 0 | 0
STWD | 0 | 0 | 0 | 0 | 0 | 0
WT | 0 | 0 | 0 | 0 | 0 | 0
IGCC | 0 | 0 | 0 | 0 | 0 | 0
DemandResponse | 0 | 0 | 0 | 0 | 0 | 0
IGCC-CCS | 0 | 0 | 0 | 0 | 0 | 0
WT_off | 0 | 0 | 0 | 0 | 0 | 0
PseudoUnit | 0 | 0 | 0 | 0 | 0 | 0
FixedInterchange | 0 | 0 | 0 | 0 | 0 | 0
Retrofit FOM Costs by Reporting Type: HQ_NY
ReportingType | 2015 | 2020 | 2025 | 2030 | 2035 | 2040
BM | 0 | 0 | 0 | 0 | 0 | 0
CC | 0 | 0 | 0 | 0 | 0 | 0
CSP | 0 | 0 | 0 | 0 | 0 | 0
CT | 0 | 0 | 0 | 0 | 0 | 0
Coal | 0 | 0 | 0 | 0 | 0 | 0
Geo | 0 | 0 | 0 | 0 | 0 | 0
H | 0 | 0 | 0 | 0 | 0 | 0
LFG | 0 | 0 | 0 | 0 | 0 | 0
Nuc | 0 | 0 | 0 | 0 | 0 | 0
PS | 0 | 0 | 0 | 0 | 0 | 0
PV | 0 | 0 | 0 | 0 | 0 | 0
PeakG | 0 | 0 | 0 | 0 | 0 | 0
PeakO | 0 | 0 | 0 | 0 | 0 | 0
ST | 0 | 0 | 0 | 0 | 0 | 0
STOG | 0 | 0 | 0 | 0 | 0 | 0
STWD | 0 | 0 | 0 | 0 | 0 | 0
WT | 0 | 0 | 0 | 0 | 0 | 0
IGCC | 0 | 0 | 0 | 0 | 0 | 0
DemandResponse | 0 | 0 | 0 | 0 | 0 | 0
IGCC-CCS | 0 | 0 | 0 | 0 | 0 | 0
WT_off | 0 | 0 | 0 | 0 | 0 | 0
PseudoUnit | 0 | 0 | 0 | 0 | 0 | 0
FixedInterchange | 0 | 0 | 0 | 0 | 0 | 0
Retrofit FOM Costs by Reporting Type: MARITIMES
ReportingType | 2015 | 2020 | 2025 | 2030 | 2035 | 2040
BM | 0 | 0 | 0 | 0 | 0 | 0
CC | 0 | 0 | 0 | 0 | 0 | 0
CSP | 0 | 0 | 0 | 0 | 0 | 0
CT | 0 | 0 | 0 | 0 | 0 | 0
Coal | 0 | 0 | 0 | 0 | 0 | 0
Geo | 0 | 0 | 0 | 0 | 0 | 0
H | 0 | 0 | 0 | 0 | 0 | 0
LFG | 0 | 0 | 0 | 0 | 0 | 0
Nuc | 0 | 0 | 0 | 0 | 0 | 0
PS | 0 | 0 | 0 | 0 | 0 | 0
PV | 0 | 0 | 0 | 0 | 0 | 0
PeakG | 0 | 0 | 0 | 0 | 0 | 0
PeakO | 0 | 0 | 0 | 0 | 0 | 0
ST | 0 | 0 | 0 | 0 | 0 | 0
STOG | 0 | 0 | 0 | 0 | 0 | 0
STWD | 0 | 0 | 0 | 0 | 0 | 0
WT | 0 | 0 | 0 | 0 | 0 | 0
IGCC | 0 | 0 | 0 | 0 | 0 | 0
DemandResponse | 0 | 0 | 0 | 0 | 0 | 0
IGCC-CCS | 0 | 0 | 0 | 0 | 0 | 0
WT_off | 0 | 0 | 0 | 0 | 0 | 0
PseudoUnit | 0 | 0 | 0 | 0 | 0 | 0
FixedInterchange | 0 | 0 | 0 | 0 | 0 | 0
Retrofit FOM Costs by Reporting Type: All
ReportingType | 2015 | 2020 | 2025 | 2030 | 2035 | 2040
BM | 0 | 0 | 0 | 0 | 0 | 0
CC | 0 | 0 | 0 | 0 | 0 | 0
CSP | 0 | 0 | 0 | 0 | 0 | 0
CT | 0 | 0 | 0 | 0 | 0 | 0
Coal | 1365.95 | 1650.26 | 1649.84 | 1649.84 | 1649.43 | 1646.25
Geo | 0 | 0 | 0 | 0 | 0 | 0
H | 0 | 0 | 0 | 0 | 0 | 0
LFG | 0 | 0 | 0 | 0 | 0 | 0
Nuc | 0 | 0 | 0 | 0 | 0 | 0
PS | 0 | 0 | 0 | 0 | 0 | 0
PV | 0 | 0 | 0 | 0 | 0 | 0
PeakG | 0 | 0 | 0 | 0 | 0 | 0
PeakO | 0 | 0 | 0 | 0 | 0 | 0
ST | 0 | 0 | 0 | 0 | 0 | 0
STOG | 0 | 0 | 0 | 0 | 0 | 0
STWD | 0 | 0 | 0 | 0 | 0 | 0
WT | 0 | 0 | 0 | 0 | 0 | 0
IGCC | 0 | 0 | 0 | 0 | 0 | 0
DemandResponse | 0 | 0 | 0 | 0 | 0 | 0
IGCC-CCS | 0 | 0 | 0 | 0 | 0 | 0
WT_off | 0 | 0 | 0 | 0 | 0 | 0
PseudoUnit | 0 | 0 | 0 | 0 | 0 | 0
FixedInterchange | 0 | 0 | 0 | 0 | 0 | 0
Retrofit FOM Costs by Reporting Type: EI_US
ReportingType | 2015 | 2020 | 2025 | 2030 | 2035 | 2040
BM | 0 | 0 | 0 | 0 | 0 | 0
CC | 0 | 0 | 0 | 0 | 0 | 0
CSP | 0 | 0 | 0 | 0 | 0 | 0
CT | 0 | 0 | 0 | 0 | 0 | 0
Coal | 1112.03 | 1352 | 1352 | 1352 | 1352 | 1352
Geo | 0 | 0 | 0 | 0 | 0 | 0
H | 0 | 0 | 0 | 0 | 0 | 0
LFG | 0 | 0 | 0 | 0 | 0 | 0
Nuc | 0 | 0 | 0 | 0 | 0 | 0
PS | 0 | 0 | 0 | 0 | 0 | 0
PV | 0 | 0 | 0 | 0 | 0 | 0
PeakG | 0 | 0 | 0 | 0 | 0 | 0
PeakO | 0 | 0 | 0 | 0 | 0 | 0
ST | 0 | 0 | 0 | 0 | 0 | 0
STOG | 0 | 0 | 0 | 0 | 0 | 0
STWD | 0 | 0 | 0 | 0 | 0 | 0
WT | 0 | 0 | 0 | 0 | 0 | 0
IGCC | 0 | 0 | 0 | 0 | 0 | 0
DemandResponse | 0 | 0 | 0 | 0 | 0 | 0
IGCC-CCS | 0 | 0 | 0 | 0 | 0 | 0
WT_off | 0 | 0 | 0 | 0 | 0 | 0
PseudoUnit | 0 | 0 | 0 | 0 | 0 | 0
FixedInterchange | 0 | 0 | 0 | 0 | 0 | 0
Retrofit FOM Costs by Reporting Type: EI_Canada
ReportingType | 2015 | 2020 | 2025 | 2030 | 2035 | 2040
BM | 0 | 0 | 0 | 0 | 0 | 0
CC | 0 | 0 | 0 | 0 | 0 | 0
CSP | 0 | 0 | 0 | 0 | 0 | 0
CT | 0 | 0 | 0 | 0 | 0 | 0
Coal | 0 | 0 | 0 | 0 | 0 | 0
Geo | 0 | 0 | 0 | 0 | 0 | 0
H | 0 | 0 | 0 | 0 | 0 | 0
LFG | 0 | 0 | 0 | 0 | 0 | 0
Nuc | 0 | 0 | 0 | 0 | 0 | 0
PS | 0 | 0 | 0 | 0 | 0 | 0
PV | 0 | 0 | 0 | 0 | 0 | 0
PeakG | 0 | 0 | 0 | 0 | 0 | 0
PeakO | 0 | 0 | 0 | 0 | 0 | 0
ST | 0 | 0 | 0 | 0 | 0 | 0
STOG | 0 | 0 | 0 | 0 | 0 | 0
STWD | 0 | 0 | 0 | 0 | 0 | 0
WT | 0 | 0 | 0 | 0 | 0 | 0
IGCC | 0 | 0 | 0 | 0 | 0 | 0
DemandResponse | 0 | 0 | 0 | 0 | 0 | 0
IGCC-CCS | 0 | 0 | 0 | 0 | 0 | 0
WT_off | 0 | 0 | 0 | 0 | 0 | 0
PseudoUnit | 0 | 0 | 0 | 0 | 0 | 0
FixedInterchange | 0 | 0 | 0 | 0 | 0 | 0
Retrofit FOM Costs by Reporting Type: EI
ReportingType | 2015 | 2020 | 2025 | 2030 | 2035 | 2040
BM | 0 | 0 | 0 | 0 | 0 | 0
CC | 0 | 0 | 0 | 0 | 0 | 0
CSP | 0 | 0 | 0 | 0 | 0 | 0
CT | 0 | 0 | 0 | 0 | 0 | 0
Coal | 1112.03 | 1352 | 1352 | 1352 | 1352 | 1352
Geo | 0 | 0 | 0 | 0 | 0 | 0
H | 0 | 0 | 0 | 0 | 0 | 0
LFG | 0 | 0 | 0 | 0 | 0 | 0
Nuc | 0 | 0 | 0 | 0 | 0 | 0
PS | 0 | 0 | 0 | 0 | 0 | 0
PV | 0 | 0 | 0 | 0 | 0 | 0
PeakG | 0 | 0 | 0 | 0 | 0 | 0
PeakO | 0 | 0 | 0 | 0 | 0 | 0
ST | 0 | 0 | 0 | 0 | 0 | 0
STOG | 0 | 0 | 0 | 0 | 0 | 0
STWD | 0 | 0 | 0 | 0 | 0 | 0
WT | 0 | 0 | 0 | 0 | 0 | 0
IGCC | 0 | 0 | 0 | 0 | 0 | 0
DemandResponse | 0 | 0 | 0 | 0 | 0 | 0
IGCC-CCS | 0 | 0 | 0 | 0 | 0 | 0
WT_off | 0 | 0 | 0 | 0 | 0 | 0
PseudoUnit | 0 | 0 | 0 | 0 | 0 | 0
FixedInterchange | 0 | 0 | 0 | 0 | 0 | 0
Retrofit FOM Costs by Reporting Type: Outside_EI
ReportingType | 2015 | 2020 | 2025 | 2030 | 2035 | 2040
BM | 0 | 0 | 0 | 0 | 0 | 0
CC | 0 | 0 | 0 | 0 | 0 | 0
CSP | 0 | 0 | 0 | 0 | 0 | 0
CT | 0 | 0 | 0 | 0 | 0 | 0
Coal | 253.92 | 298.26 | 297.84 | 297.84 | 297.43 | 294.25
Geo | 0 | 0 | 0 | 0 | 0 | 0
H | 0 | 0 | 0 | 0 | 0 | 0
LFG | 0 | 0 | 0 | 0 | 0 | 0
Nuc | 0 | 0 | 0 | 0 | 0 | 0
PS | 0 | 0 | 0 | 0 | 0 | 0
PV | 0 | 0 | 0 | 0 | 0 | 0
PeakG | 0 | 0 | 0 | 0 | 0 | 0
PeakO | 0 | 0 | 0 | 0 | 0 | 0
ST | 0 | 0 | 0 | 0 | 0 | 0
STOG | 0 | 0 | 0 | 0 | 0 | 0
STWD | 0 | 0 | 0 | 0 | 0 | 0
WT | 0 | 0 | 0 | 0 | 0 | 0
IGCC | 0 | 0 | 0 | 0 | 0 | 0
DemandResponse | 0 | 0 | 0 | 0 | 0 | 0
IGCC-CCS | 0 | 0 | 0 | 0 | 0 | 0
WT_off | 0 | 0 | 0 | 0 | 0 | 0
PseudoUnit | 0 | 0 | 0 | 0 | 0 | 0
FixedInterchange | 0 | 0 | 0 | 0 | 0 | 0
#12 | Levelized Capital Costs ($million)
Levelized Capital Costs by Reporting Type: Entergy
ReportingType | 2015 | 2020 | 2025 | 2030 | 2035 | 2040
BM | 0 | 0 | 0 | 0 | 0 | 0
CC | 94.39 | 195.01 | 195.01 | 295.42 | 486.21 | 436.14
CSP | 0 | 0 | 0 | 0 | 0 | 0
CT | 0 | 0 | 0 | 0 | 0 | 0
Coal | 202.06 | 202.06 | 202.06 | 202.06 | 202.06 | 631.74
Geo | 0 | 0 | 0 | 0 | 0 | 0
H | 0 | 0 | 0 | 0 | 0 | 0
LFG | 0 | 0 | 20.14 | 20.14 | 20.14 | 20.14
Nuc | 0 | 0 | 0 | 0 | 0 | 0
PS | 0 | 0 | 0 | 0 | 0 | 0
PV | 0.11 | 21.79 | 32.6 | 33.58 | 34.58 | 14.04
PeakG | 0 | 0 | 0 | 0 | 0 | 0
PeakO | 0 | 0 | 0 | 0 | 0 | 0
ST | 0 | 0 | 0 | 0 | 0 | 0
STOG | 0 | 0 | 0 | 0 | 0 | 0
STWD | 0 | 0 | 0 | 0 | 0 | 0
WT | 0 | 0 | 0 | 0 | 0 | 0
IGCC | 0 | 0 | 0 | 0 | 0 | 0
DemandResponse | 0 | 0 | 0 | 0 | 0 | 0
IGCC-CCS | 0 | 0 | 0 | 0 | 0 | 0
WT_off | 0 | 0 | 0 | 0 | 0 | 0
PseudoUnit | 0 | 0 | 0 | 0 | 0 | 0
FixedInterchange | 0 | 0 | 0 | 0 | 0 | 0
Levelized Capital Costs by Reporting Type: FRCC
ReportingType | 2015 | 2020 | 2025 | 2030 | 2035 | 2040
BM | 0 | 0 | 0 | 0 | 0 | 0
CC | 165.38 | 714.7 | 947.63 | 1355.59 | 1959.37 | 2431.83
CSP | 0 | 0 | 0 | 0 | 0 | 0
CT | 196.14 | 196.14 | 196.14 | 196.14 | 0 | 0
Coal | 0 | 0 | 0 | 0 | 0 | 0
Geo | 0 | 0 | 0 | 0 | 0 | 0
H | 0 | 0 | 0 | 0 | 0 | 0
LFG | 0 | 0 | 37.91 | 37.91 | 37.91 | 37.91
Nuc | 0 | 0 | 0 | 0 | 0 | 0
PS | 0 | 0 | 0 | 0 | 0 | 0
PV | 0 | 0 | 0 | 0 | 0 | 0
PeakG | 0 | 0 | 0 | 0 | 0 | 0
PeakO | 0 | 0 | 0 | 0 | 0 | 0
ST | 0 | 0 | 0 | 0 | 0 | 0
STOG | 0 | 0 | 0 | 0 | 0 | 0
STWD | 0 | 0 | 0 | 0 | 0 | 0
WT | 0 | 0 | 0 | 0 | 0 | 0
IGCC | 0 | 0 | 0 | 0 | 0 | 0
DemandResponse | 0 | 0 | 0 | 0 | 0 | 0
IGCC-CCS | 0 | 0 | 0 | 0 | 0 | 0
WT_off | 0 | 0 | 0 | 0 | 0 | 0
PseudoUnit | 0 | 0 | 0 | 0 | 0 | 0
FixedInterchange | 0 | 0 | 0 | 0 | 0 | 0
Levelized Capital Costs by Reporting Type: MAPP_US
ReportingType | 2015 | 2020 | 2025 | 2030 | 2035 | 2040
BM | 0 | 0 | 0 | 0 | 0 | 0
CC | 0 | 0 | 0 | 0 | 0 | 0
CSP | 0 | 0 | 0 | 0 | 0 | 0
CT | 25.9 | 25.9 | 25.9 | 45.64 | 30.66 | 32.55
Coal | 0 | 0 | 0 | 0 | 35.73 | 101.13
Geo | 0 | 0 | 0 | 0 | 0 | 0
H | 0 | 0 | 0 | 0 | 0 | 0
LFG | 0 | 0 | 13.26 | 13.26 | 13.26 | 13.26
Nuc | 0 | 0 | 0 | 0 | 0 | 0
PS | 0 | 0 | 0 | 0 | 0 | 0
PV | 0 | 0 | 0 | 0 | 0 | 0
PeakG | 0 | 0 | 0 | 0 | 0 | 0
PeakO | 0 | 0 | 0 | 0 | 0 | 0
ST | 0 | 0 | 0 | 0 | 0 | 0
STOG | 0 | 0 | 0 | 0 | 0 | 0
STWD | 0 | 0 | 0 | 0 | 0 | 0
WT | 91.97 | 197.71 | 234.58 | 215.62 | 180.18 | 94.33
IGCC | 0 | 0 | 0 | 0 | 0 | 0
DemandResponse | 0 | 0 | 0 | 0 | 0 | 0
IGCC-CCS | 0 | 0 | 0 | 0 | 0 | 0
WT_off | 0 | 0 | 0 | 0 | 0 | 0
PseudoUnit | 0 | 0 | 0 | 0 | 0 | 0
FixedInterchange | 0 | 0 | 0 | 0 | 0 | 0
Levelized Capital Costs by Reporting Type: MISO_IN
ReportingType | 2015 | 2020 | 2025 | 2030 | 2035 | 2040
BM | 0 | 0 | 0 | 0 | 0 | 0
CC | 0 | 150.55 | 224.97 | 384.4 | 688.22 | 688.22
CSP | 0 | 0 | 0 | 0 | 0 | 0
CT | 0 | 32.31 | 32.31 | 70.58 | 130.33 | 98.02
Coal | 0 | 0 | 0 | 0 | 0 | 0
Geo | 0 | 0 | 0 | 0 | 0 | 0
H | 0 | 0 | 0 | 0 | 0 | 0
LFG | 0 | 0 | 0 | 15.89 | 15.89 | 15.89
Nuc | 0 | 0 | 0 | 0 | 0 | 0
PS | 0 | 0 | 0 | 0 | 0 | 0
PV | 0 | 85.77 | 135.33 | 139.51 | 143.82 | 62.49
PeakG | 0 | 0 | 0 | 0 | 0 | 0
PeakO | 0 | 0 | 0 | 0 | 0 | 0
ST | 0 | 0 | 0 | 0 | 0 | 0
STOG | 0 | 0 | 0 | 0 | 0 | 0
STWD | 0 | 0 | 0 | 0 | 0 | 0
WT | 0 | 0 | 0 | 0 | 0 | 0
IGCC | 215.26 | 215.26 | 215.26 | 215.26 | 215.26 | 215.26
DemandResponse | 0 | 0 | 0 | 0 | 0 | 0
IGCC-CCS | 0 | 0 | 0 | 0 | 0 | 0
WT_off | 0 | 0 | 0 | 0 | 0 | 0
PseudoUnit | 0 | 0 | 0 | 0 | 0 | 0
FixedInterchange | 0 | 0 | 0 | 0 | 0 | 0
Levelized Capital Costs by Reporting Type: MISO_MI
ReportingType | 2015 | 2020 | 2025 | 2030 | 2035 | 2040
BM | 0 | 0 | 0 | 0 | 0 | 0
CC | 0 | 0 | 0 | 0 | 0 | 0
CSP | 0 | 0 | 0 | 0 | 0 | 0
CT | 0 | 34.52 | 34.52 | 75.41 | 139.25 | 104.73
Coal | 0 | 0 | 0 | 0 | 0 | 0
Geo | 0 | 0 | 0 | 0 | 0 | 0
H | 0 | 0 | 0 | 0 | 0 | 0
LFG | 0 | 34.29 | 34.29 | 34.29 | 34.29 | 0
Nuc | 0 | 0 | 0 | 0 | 0 | 0
PS | 0 | 0 | 0 | 0 | 0 | 0
PV | 0 | 0 | 0 | 0 | 0 | 0
PeakG | 0 | 0 | 0 | 0 | 0 | 0
PeakO | 0 | 0 | 0 | 0 | 0 | 0
ST | 0 | 0 | 0 | 0 | 0 | 0
STOG | 0 | 0 | 0 | 0 | 0 | 0
STWD | 0 | 0 | 0 | 0 | 0 | 0
WT | 480.98 | 480.98 | 608.5 | 608.5 | 171.03 | 213.64
IGCC | 0 | 0 | 0 | 0 | 0 | 0
DemandResponse | 0 | 0 | 0 | 0 | 0 | 0
IGCC-CCS | 0 | 0 | 0 | 0 | 0 | 0
WT_off | 0 | 0 | 0 | 0 | 0 | 0
PseudoUnit | 0 | 0 | 0 | 0 | 0 | 0
FixedInterchange | 0 | 0 | 0 | 0 | 0 | 0
Levelized Capital Costs by Reporting Type: MISO_MO-IL
ReportingType | 2015 | 2020 | 2025 | 2030 | 2035 | 2040
BM | 0 | 0 | 0 | 0 | 0 | 0
CC | 0 | 0 | 0 | 0 | 0 | 0
CSP | 0 | 0 | 0 | 0 | 0 | 0
CT | 0 | 33.75 | 33.75 | 73.72 | 136.14 | 102.39
Coal | 574.94 | 574.94 | 574.94 | 574.94 | 574.94 | 574.94
Geo | 0 | 0 | 0 | 0 | 0 | 0
H | 0 | 0 | 0 | 0 | 0 | 0
LFG | 0 | 0 | 46.76 | 46.76 | 46.76 | 46.76
Nuc | 0 | 0 | 0 | 0 | 0 | 0
PS | 0 | 0 | 0 | 0 | 0 | 0
PV | 0 | 0 | 0 | 0 | 0 | 0
PeakG | 0 | 0 | 0 | 0 | 0 | 0
PeakO | 0 | 0 | 0 | 0 | 0 | 0
ST | 0 | 0 | 0 | 0 | 0 | 0
STOG | 0 | 0 | 0 | 0 | 0 | 0
STWD | 0 | 0 | 0 | 0 | 0 | 0
WT | 68.52 | 68.52 | 68.52 | 68.52 | 0 | 0
IGCC | 0 | 0 | 0 | 0 | 0 | 0
DemandResponse | 0 | 0 | 0 | 0 | 0 | 0
IGCC-CCS | 0 | 0 | 0 | 0 | 0 | 0
WT_off | 0 | 0 | 0 | 0 | 0 | 0
PseudoUnit | 0 | 0 | 0 | 0 | 0 | 0
FixedInterchange | 0 | 0 | 0 | 0 | 0 | 0
Levelized Capital Costs by Reporting Type: MISO_W
ReportingType | 2015 | 2020 | 2025 | 2030 | 2035 | 2040
BM | 0 | 0 | 0 | 0 | 0 | 0
CC | 0 | 0 | 0 | 0 | 0 | 0
CSP | 0 | 0 | 0 | 0 | 0 | 0
CT | 0 | 46.02 | 46.02 | 100.53 | 185.65 | 139.62
Coal | 0 | 0 | 0 | 0 | 580.79 | 1946.32
Geo | 0 | 0 | 0 | 0 | 0 | 0
H | 0 | 0 | 0 | 0 | 0 | 0
LFG | 0 | 0 | 14.86 | 14.86 | 14.86 | 14.86
Nuc | 0 | 0 | 0 | 0 | 0 | 0
PS | 0 | 0 | 0 | 0 | 0 | 0
PV | 0 | 0 | 0 | 0 | 0 | 0
PeakG | 0 | 0 | 0 | 0 | 0 | 0
PeakO | 0 | 0 | 0 | 0 | 0 | 0
ST | 0 | 0 | 0 | 0 | 0 | 0
STOG | 0 | 0 | 0 | 0 | 0 | 0
STWD | 0 | 0 | 0 | 0 | 0 | 0
WT | 658.73 | 1103.08 | 1745.57 | 1882.13 | 1405.17 | 1081.24
IGCC | 0 | 0 | 0 | 0 | 0 | 0
DemandResponse | 0 | 0 | 0 | 0 | 0 | 0
IGCC-CCS | 0 | 0 | 0 | 0 | 0 | 0
WT_off | 0 | 0 | 0 | 0 | 0 | 0
PseudoUnit | 0 | 0 | 0 | 0 | 0 | 0
FixedInterchange | 0 | 0 | 0 | 0 | 0 | 0
Levelized Capital Costs by Reporting Type: MISO_WUMS
ReportingType | 2015 | 2020 | 2025 | 2030 | 2035 | 2040
BM | 0 | 0 | 0 | 0 | 0 | 0
CC | 0 | 376.16 | 404.67 | 409.3 | 456.89 | 456.89
CSP | 0 | 0 | 0 | 0 | 0 | 0
CT | 0 | 21.65 | 21.65 | 58.4 | 125.48 | 103.83
Coal | 184.51 | 184.51 | 184.51 | 184.51 | 184.51 | 184.51
Geo | 0 | 0 | 0 | 0 | 0 | 0
H | 0 | 0 | 0 | 0 | 0 | 0
LFG | 0 | 0 | 43.4 | 43.4 | 43.4 | 43.4
Nuc | 0 | 0 | 0 | 0 | 0 | 0
PS | 0 | 0 | 0 | 0 | 0 | 0
PV | 0 | 0 | 0 | 0 | 0 | 0
PeakG | 0 | 0 | 0 | 0 | 0 | 0
PeakO | 0 | 0 | 0 | 0 | 0 | 0
ST | 0 | 0 | 0 | 0 | 0 | 0
STOG | 0 | 0 | 0 | 0 | 0 | 0
STWD | 0 | 0 | 0 | 0 | 0 | 0
WT | 218.37 | 218.37 | 218.37 | 218.37 | 0 | 0
IGCC | 0 | 0 | 0 | 0 | 0 | 0
DemandResponse | 0 | 0 | 0 | 0 | 0 | 0
IGCC-CCS | 0 | 0 | 0 | 0 | 0 | 0
WT_off | 0 | 0 | 0 | 0 | 0 | 0
PseudoUnit | 0 | 0 | 0 | 0 | 0 | 0
FixedInterchange | 0 | 0 | 0 | 0 | 0 | 0
Levelized Capital Costs by Reporting Type: Nebraska
ReportingType | 2015 | 2020 | 2025 | 2030 | 2035 | 2040
BM | 0 | 0 | 0 | 0 | 0 | 0
CC | 0 | 0 | 0 | 0 | 0 | 0
CSP | 0 | 0 | 0 | 0 | 0 | 0
CT | 0 | 0 | 0 | 0 | 0 | 0
Coal | 66.52 | 66.52 | 66.52 | 66.52 | 421.01 | 823.82
Geo | 0 | 0 | 0 | 0 | 0 | 0
H | 0 | 0 | 0 | 0 | 0 | 0
LFG | 0 | 0 | 13.78 | 13.78 | 13.78 | 13.78
Nuc | 0 | 0 | 0 | 0 | 0 | 0
PS | 0 | 0 | 0 | 0 | 0 | 0
PV | 0 | 0 | 0 | 0 | 0 | 0
PeakG | 0 | 0 | 0 | 0 | 0 | 0
PeakO | 0 | 0 | 0 | 0 | 0 | 0
ST | 0 | 0 | 0 | 0 | 0 | 0
STOG | 0 | 0 | 0 | 0 | 0 | 0
STWD | 0 | 0 | 0 | 0 | 0 | 0
WT | 44.36 | 44.36 | 44.36 | 34.86 | 0 | 0
IGCC | 0 | 0 | 0 | 0 | 0 | 0
DemandResponse | 0 | 0 | 0 | 0 | 0 | 0
IGCC-CCS | 0 | 0 | 0 | 0 | 0 | 0
WT_off | 0 | 0 | 0 | 0 | 0 | 0
PseudoUnit | 0 | 0 | 0 | 0 | 0 | 0
FixedInterchange | 0 | 0 | 0 | 0 | 0 | 0
Levelized Capital Costs by Reporting Type: NEISO
ReportingType | 2015 | 2020 | 2025 | 2030 | 2035 | 2040
BM | 115.57 | 115.57 | 115.57 | 115.57 | 115.57 | 115.57
CC | 273.49 | 273.49 | 273.49 | 273.49 | 273.49 | 0
CSP | 0 | 0 | 0 | 0 | 0 | 0
CT | 30 | 30 | 30 | 29.13 | 56.57 | 147.35
Coal | 0 | 0 | 0 | 0 | 0 | 0
Geo | 0 | 0 | 0 | 0 | 0 | 0
H | 0 | 0 | 0 | 0 | 0 | 0
LFG | 10.64 | 23.91 | 25.31 | 25.31 | 14.66 | 1.4
Nuc | 0 | 0 | 0 | 0 | 0 | 0
PS | 0 | 0 | 0 | 0 | 0 | 0
PV | 0 | 116.73 | 116.73 | 116.76 | 116.77 | 0.06
PeakG | 0 | 0 | 0 | 0 | 0 | 0
PeakO | 0 | 0 | 0 | 0 | 0 | 0
ST | 0 | 0 | 0 | 0 | 0 | 0
STOG | 0 | 0 | 0 | 0 | 0 | 0
STWD | 0 | 0 | 0 | 0 | 0 | 0
WT | 54.49 | 665.83 | 1084.89 | 1151.56 | 1104.37 | 493.02
IGCC | 0 | 0 | 0 | 0 | 0 | 0
DemandResponse | 0 | 0 | 0 | 0 | 0 | 0
IGCC-CCS | 0 | 0 | 0 | 0 | 0 | 0
WT_off | 283.24 | 283.24 | 283.24 | 283.24 | 0 | 0
PseudoUnit | 0 | 0 | 0 | 0 | 0 | 0
FixedInterchange | 0 | 0 | 0 | 0 | 0 | 0
Levelized Capital Costs by Reporting Type: NonRTO_Midwest
ReportingType | 2015 | 2020 | 2025 | 2030 | 2035 | 2040
BM | 0 | 0 | 0 | 0 | 0 | 0
CC | 0 | 59.89 | 59.89 | 87.33 | 113.29 | 145.91
CSP | 0 | 0 | 0 | 0 | 0 | 0
CT | 0 | 14.97 | 14.97 | 15 | 23.09 | 12.05
Coal | 0 | 0 | 0 | 0 | 0 | 0
Geo | 0 | 0 | 0 | 0 | 0 | 0
H | 0 | 0 | 0 | 0 | 0 | 0
LFG | 0 | 0 | 14.49 | 30 | 30 | 30
Nuc | 0 | 0 | 0 | 0 | 0 | 0
PS | 0 | 0 | 0 | 0 | 0 | 0
PV | 0 | 0 | 0 | 0 | 0 | 0
PeakG | 0 | 0 | 0 | 0 | 0 | 0
PeakO | 0 | 0 | 0 | 0 | 0 | 0
ST | 0 | 0 | 0 | 0 | 0 | 0
STOG | 0 | 0 | 0 | 0 | 0 | 0
STWD | 0 | 0 | 0 | 0 | 0 | 0
WT | 0 | 0 | 0 | 0 | 0 | 0
IGCC | 0 | 0 | 0 | 0 | 0 | 0
DemandResponse | 0 | 0 | 0 | 0 | 0 | 0
IGCC-CCS | 0 | 0 | 0 | 0 | 0 | 0
WT_off | 0 | 0 | 0 | 0 | 0 | 0
PseudoUnit | 0 | 0 | 0 | 0 | 0 | 0
FixedInterchange | 0 | 0 | 0 | 0 | 0 | 0
Levelized Capital Costs by Reporting Type: NYISO_A-F
ReportingType | 2015 | 2020 | 2025 | 2030 | 2035 | 2040
BM | 0 | 0 | 0 | 0 | 0 | 0
CC | 85.71 | 85.71 | 85.71 | 85.71 | 85.71 | 0
CSP | 0 | 0 | 0 | 0 | 0 | 0
CT | 0 | 0 | 0 | 0 | 0 | 0
Coal | 0 | 0 | 0 | 0 | 0 | 0
Geo | 0 | 0 | 0 | 0 | 0 | 0
H | 0 | 0 | 0 | 0 | 0 | 0
LFG | 1.35 | 1.35 | 7.49 | 14.91 | 13.57 | 13.57
Nuc | 0 | 0 | 0 | 0 | 0 | 0
PS | 0 | 0 | 0 | 0 | 0 | 0
PV | 0 | 0 | 0 | 0 | 0 | 0
PeakG | 0 | 0 | 0 | 0 | 0 | 0
PeakO | 0 | 0 | 0 | 0 | 0 | 0
ST | 0 | 0 | 0 | 0 | 0 | 0
STOG | 0 | 0 | 0 | 0 | 0 | 0
STWD | 0 | 0 | 0 | 0 | 0 | 0
WT | 571.17 | 727.41 | 727.41 | 804.75 | 379.01 | 222.77
IGCC | 0 | 0 | 0 | 0 | 0 | 0
DemandResponse | 0 | 0 | 0 | 0 | 0 | 0
IGCC-CCS | 0 | 0 | 0 | 0 | 0 | 0
WT_off | 0 | 0 | 0 | 0 | 0 | 0
PseudoUnit | 0 | 0 | 0 | 0 | 0 | 0
FixedInterchange | 0 | 0 | 0 | 0 | 0 | 0
Levelized Capital Costs by Reporting Type: NYISO_G-I
ReportingType | 2015 | 2020 | 2025 | 2030 | 2035 | 2040
BM | 0 | 0 | 0 | 0 | 0 | 0
CC | 0 | 0 | 52.72 | 168.77 | 527.96 | 896.58
CSP | 0 | 0 | 0 | 0 | 0 | 0
CT | 0 | 0 | 0 | 0 | 0 | 0
Coal | 0 | 0 | 0 | 0 | 0 | 0
Geo | 0 | 0 | 0 | 0 | 0 | 0
H | 0 | 0 | 0 | 0 | 0 | 0
LFG | 0 | 0 | 14.85 | 14.85 | 14.85 | 14.85
Nuc | 0 | 0 | 0 | 0 | 0 | 0
PS | 0 | 0 | 0 | 0 | 0 | 0
PV | 0 | 0 | 0 | 0 | 0 | 0
PeakG | 0 | 0 | 0 | 0 | 0 | 0
PeakO | 0 | 0 | 0 | 0 | 0 | 0
ST | 0 | 0 | 0 | 0 | 0 | 0
STOG | 0 | 0 | 0 | 0 | 0 | 0
STWD | 0 | 0 | 0 | 0 | 0 | 0
WT | 0 | 12.72 | 12.72 | 12.72 | 12.72 | 0
IGCC | 0 | 0 | 0 | 0 | 0 | 0
DemandResponse | 0 | 0 | 0 | 0 | 0 | 0
IGCC-CCS | 0 | 0 | 0 | 0 | 0 | 0
WT_off | 0 | 0 | 0 | 0 | 0 | 0
PseudoUnit | 0 | 0 | 0 | 0 | 0 | 0
FixedInterchange | 0 | 0 | 0 | 0 | 0 | 0
Levelized Capital Costs by Reporting Type: NYISO_J-K
ReportingType | 2015 | 2020 | 2025 | 2030 | 2035 | 2040
BM | 0 | 0 | 0 | 0 | 0 | 0
CC | 226.37 | 226.37 | 226.37 | 226.37 | 226.37 | 0
CSP | 0 | 0 | 0 | 0 | 0 | 0
CT | 0 | 0 | 40.45 | 111.68 | 123.15 | 162.02
Coal | 0 | 0 | 0 | 0 | 0 | 0
Geo | 0 | 0 | 0 | 0 | 0 | 0
H | 0 | 0 | 0 | 0 | 0 | 0
LFG | 0 | 0 | 0 | 20.47 | 20.47 | 20.47
Nuc | 0 | 0 | 0 | 0 | 0 | 0
PS | 0 | 0 | 0 | 0 | 0 | 0
PV | 16.99 | 16.99 | 16.99 | 16.99 | 0 | 0
PeakG | 0 | 0 | 0 | 0 | 0 | 0
PeakO | 0 | 0 | 0 | 0 | 0 | 0
ST | 0 | 0 | 0 | 0 | 0 | 0
STOG | 0 | 0 | 0 | 0 | 0 | 0
STWD | 0 | 0 | 0 | 0 | 0 | 0
WT | 0 | 0 | 0 | 0 | 0 | 0
IGCC | 0 | 0 | 0 | 0 | 0 | 0
DemandResponse | 0 | 0 | 0 | 0 | 0 | 0
IGCC-CCS | 0 | 0 | 0 | 0 | 0 | 0
WT_off | 0 | 0 | 0 | 0 | 0 | 0
PseudoUnit | 0 | 0 | 0 | 0 | 0 | 0
FixedInterchange | 0 | 0 | 0 | 0 | 0 | 0
Levelized Capital Costs by Reporting Type: PJM_E
ReportingType | 2015 | 2020 | 2025 | 2030 | 2035 | 2040
BM | 14.48 | 14.48 | 14.48 | 14.48 | 14.48 | 14.48
CC | 673.31 | 673.31 | 673.31 | 673.31 | 582.39 | 0
CSP | 0 | 0 | 0 | 0 | 0 | 0
CT | 2.28 | 2.28 | 2.28 | 0 | 0 | 88.56
Coal | 9.09 | 9.09 | 9.09 | 9.09 | 9.09 | 9.09
Geo | 0 | 0 | 0 | 0 | 0 | 0
H | 0 | 0 | 0 | 0 | 0 | 0
LFG | 2.19 | 32.86 | 32.86 | 30.67 | 30.67 | 0
Nuc | 0 | 0 | 0 | 0 | 0 | 0
PS | 0 | 0 | 0 | 0 | 0 | 0
PV | 11.04 | 11.04 | 11.04 | 11.04 | 0 | 0
PeakG | 0 | 0 | 0 | 0 | 0 | 0
PeakO | 0 | 0 | 0 | 0 | 0 | 0
ST | 0 | 0 | 0 | 0 | 0 | 0
STOG | 0 | 0 | 0 | 0 | 0 | 0
STWD | 0 | 0 | 0 | 0 | 0 | 0
WT | 300.12 | 300.12 | 300.12 | 300.12 | 0 | 0
IGCC | 0 | 0 | 0 | 0 | 0 | 0
DemandResponse | 0 | 0 | 0 | 0 | 0 | 0
IGCC-CCS | 0 | 0 | 0 | 0 | 0 | 0
WT_off | 0 | 0 | 540.35 | 540.35 | 540.35 | 540.35
PseudoUnit | 0 | 0 | 0 | 0 | 0 | 0
FixedInterchange | 0 | 0 | 0 | 0 | 0 | 0
Levelized Capital Costs by Reporting Type: PJM_ROM
ReportingType | 2015 | 2020 | 2025 | 2030 | 2035 | 2040
BM | 7.8 | 7.8 | 7.8 | 7.8 | 7.8 | 7.8
CC | 232.92 | 232.92 | 232.92 | 232.92 | 520.73 | 1849.8
CSP | 0 | 0 | 0 | 0 | 0 | 0
CT | 1.4 | 1.4 | 1.4 | 1.4 | 0 | 0
Coal | 10.21 | 10.21 | 10.21 | 10.21 | 10.21 | 10.21
Geo | 0 | 0 | 0 | 0 | 0 | 0
H | 0 | 0 | 0 | 0 | 0 | 0
LFG | 3.93 | 57.29 | 57.29 | 55.71 | 53.36 | 0
Nuc | 0 | 0 | 0 | 0 | 0 | 0
PS | 0 | 0 | 0 | 0 | 0 | 0
PV | 0 | 506.14 | 795.52 | 868.62 | 897.43 | 421.06
PeakG | 0 | 0 | 0 | 0 | 0 | 0
PeakO | 0 | 0 | 0 | 0 | 0 | 0
ST | 0 | 0 | 0 | 0 | 0 | 0
STOG | 0 | 0 | 0 | 0 | 0 | 0
STWD | 0 | 0 | 0 | 0 | 0 | 0
WT | 113.55 | 113.55 | 273.91 | 1535.33 | 1449.19 | 1449.19
IGCC | 0 | 0 | 0 | 0 | 0 | 0
DemandResponse | 0 | 0 | 0 | 0 | 0 | 0
IGCC-CCS | 0 | 0 | 0 | 0 | 0 | 0
WT_off | 0 | 0 | 0 | 0 | 0 | 0
PseudoUnit | 0 | 0 | 0 | 0 | 0 | 0
FixedInterchange | 0 | 0 | 0 | 0 | 0 | 0
Levelized Capital Costs by Reporting Type: PJM_ROR
ReportingType | 2015 | 2020 | 2025 | 2030 | 2035 | 2040
BM | 165.77 | 165.77 | 165.77 | 165.77 | 165.77 | 80.7
CC | 350.7 | 364.13 | 364.13 | 934.31 | 2192.1 | 1861.49
CSP | 0 | 0 | 0 | 0 | 0 | 0
CT | 2.4 | 2.4 | 2.4 | 2.4 | 0 | 0
Coal | 648.6 | 648.6 | 648.6 | 648.6 | 648.6 | 648.6
Geo | 0 | 0 | 0 | 0 | 0 | 0
H | 0 | 0 | 0 | 0 | 0 | 0
LFG | 11.72 | 11.72 | 110.38 | 104.73 | 98.66 | 98.66
Nuc | 0 | 0 | 0 | 0 | 0 | 0
PS | 0 | 0 | 0 | 0 | 0 | 0
PV | 0 | 0 | 0 | 0 | 0 | 0
PeakG | 0 | 0 | 0 | 0 | 0 | 0
PeakO | 0 | 0 | 0 | 0 | 0 | 0
ST | 0 | 0 | 0 | 0 | 0 | 0
STOG | 0 | 0 | 0 | 0 | 0 | 0
STWD | 0 | 0 | 0 | 0 | 0 | 0
WT | 1894.89 | 1894.89 | 1932.93 | 1146.08 | 38.03 | 264.97
IGCC | 0 | 0 | 0 | 0 | 0 | 0
DemandResponse | 0 | 0 | 0 | 0 | 0 | 0
IGCC-CCS | 0 | 0 | 0 | 0 | 0 | 0
WT_off | 0 | 0 | 0 | 0 | 0 | 0
PseudoUnit | 0 | 0 | 0 | 0 | 0 | 0
FixedInterchange | 0 | 0 | 0 | 0 | 0 | 0
Levelized Capital Costs by Reporting Type: SOCO
ReportingType | 2015 | 2020 | 2025 | 2030 | 2035 | 2040
BM | 21 | 21 | 21 | 21 | 21 | 21
CC | 545.14 | 565.07 | 585.22 | 852.75 | 852.75 | 307.61
CSP | 0 | 0 | 0 | 0 | 0 | 0
CT | 0 | 0 | 0 | 0 | 0 | 0
Coal | 0 | 0 | 0 | 0 | 697.62 | 2116.98
Geo | 0 | 0 | 0 | 0 | 0 | 0
H | 0 | 0 | 0 | 0 | 0 | 0
LFG | 0 | 0 | 19.65 | 19.65 | 19.65 | 19.65
Nuc | 0 | 1254.21 | 1254.21 | 1254.21 | 1254.21 | 1254.21
PS | 0 | 0 | 0 | 0 | 0 | 0
PV | 0 | 0 | 0 | 0 | 0 | 0
PeakG | 0 | 0 | 0 | 0 | 0 | 0
PeakO | 0 | 0 | 0 | 0 | 0 | 0
ST | 0 | 0 | 0 | 0 | 0 | 0
STOG | 0 | 0 | 0 | 0 | 0 | 0
STWD | 0 | 0 | 0 | 0 | 0 | 0
WT | 0 | 0 | 0 | 0 | 0 | 0
IGCC | 0 | 0 | 0 | 0 | 0 | 0
DemandResponse | 0 | 0 | 0 | 0 | 0 | 0
IGCC-CCS | 0 | 0 | 0 | 0 | 0 | 0
WT_off | 0 | 0 | 0 | 0 | 0 | 0
PseudoUnit | 0 | 0 | 0 | 0 | 0 | 0
FixedInterchange | 0 | 0 | 0 | 0 | 0 | 0
Levelized Capital Costs by Reporting Type: SPP_N
ReportingType | 2015 | 2020 | 2025 | 2030 | 2035 | 2040
BM | 0 | 0 | 0 | 0 | 0 | 0
CC | 0 | 201.97 | 201.97 | 235.83 | 235.83 | 235.83
CSP | 0 | 0 | 0 | 0 | 0 | 0
CT | 0 | 0 | 0 | 0 | 0 | 0
Coal | 128.56 | 128.56 | 128.56 | 128.56 | 128.56 | 415.25
Geo | 0 | 0 | 0 | 0 | 0 | 0
H | 0 | 0 | 0 | 0 | 0 | 0
LFG | 0 | 0 | 17.63 | 17.63 | 17.63 | 17.63
Nuc | 0 | 0 | 0 | 0 | 0 | 0
PS | 0 | 0 | 0 | 0 | 0 | 0
PV | 0 | 0 | 0 | 0 | 0 | 0
PeakG | 0 | 0 | 0 | 0 | 0 | 0
PeakO | 0 | 0 | 0 | 0 | 0 | 0
ST | 0 | 0 | 0 | 0 | 0 | 0
STOG | 0 | 0 | 0 | 0 | 0 | 0
STWD | 0 | 0 | 0 | 0 | 0 | 0
WT | 0 | 0 | 0 | 52.89 | 300.57 | 300.57
IGCC | 0 | 0 | 0 | 0 | 0 | 0
DemandResponse | 0 | 0 | 0 | 0 | 0 | 0
IGCC-CCS | 0 | 0 | 0 | 0 | 0 | 0
WT_off | 0 | 0 | 0 | 0 | 0 | 0
PseudoUnit | 0 | 0 | 0 | 0 | 0 | 0
FixedInterchange | 0 | 0 | 0 | 0 | 0 | 0
Levelized Capital Costs by Reporting Type: SPP_S
ReportingType | 2015 | 2020 | 2025 | 2030 | 2035 | 2040
BM | 0 | 0 | 0 | 0 | 0 | 0
CC | 0 | 22.61 | 22.61 | 229.31 | 229.31 | 229.31
CSP | 0 | 0 | 0 | 0 | 0 | 0
CT | 33.21 | 56.93 | 56.93 | 56.93 | 23.72 | 0
Coal | 273.14 | 273.14 | 273.14 | 273.14 | 273.14 | 273.14
Geo | 0 | 0 | 0 | 0 | 0 | 0
H | 0 | 0 | 0 | 0 | 0 | 0
LFG | 0 | 0 | 0 | 17.63 | 17.63 | 17.63
Nuc | 0 | 0 | 0 | 0 | 0 | 0
PS | 0 | 0 | 0 | 0 | 0 | 0
PV | 0 | 0 | 0 | 0 | 0 | 0
PeakG | 0 | 0 | 0 | 0 | 0 | 0
PeakO | 0 | 0 | 0 | 0 | 0 | 0
ST | 0 | 0 | 0 | 0 | 0 | 0
STOG | 0 | 0 | 0 | 0 | 0 | 0
STWD | 0 | 0 | 0 | 0 | 0 | 0
WT | 92.65 | 633.16 | 675.4 | 675.4 | 3626.51 | 3262.44
IGCC | 0 | 0 | 0 | 0 | 0 | 0
DemandResponse | 0 | 0 | 0 | 0 | 0 | 0
IGCC-CCS | 0 | 0 | 0 | 0 | 0 | 0
WT_off | 0 | 0 | 0 | 0 | 0 | 0
PseudoUnit | 0 | 0 | 0 | 0 | 0 | 0
FixedInterchange | 0 | 0 | 0 | 0 | 0 | 0
Levelized Capital Costs by Reporting Type: TVA
ReportingType | 2015 | 2020 | 2025 | 2030 | 2035 | 2040
BM | 0 | 0 | 0 | 0 | 0 | 0
CC | 151.13 | 346.79 | 365.01 | 463.24 | 428.77 | 312.11
CSP | 0 | 0 | 0 | 0 | 0 | 0
CT | 0 | 146.46 | 146.46 | 152.18 | 152.18 | 5.71
Coal | 0 | 0 | 0 | 0 | 926.82 | 1540.04
Geo | 0 | 0 | 0 | 0 | 0 | 0
H | 0 | 0 | 0 | 0 | 0 | 0
LFG | 0 | 0 | 19.35 | 19.35 | 19.35 | 19.35
Nuc | 684.91 | 684.91 | 684.91 | 684.91 | 684.91 | 684.91
PS | 0 | 0 | 0 | 0 | 0 | 0
PV | 0 | 0 | 0 | 0 | 0 | 0
PeakG | 0 | 0 | 0 | 0 | 0 | 0
PeakO | 0 | 0 | 0 | 0 | 0 | 0
ST | 0 | 0 | 0 | 0 | 0 | 0
STOG | 0 | 0 | 0 | 0 | 0 | 0
STWD | 0 | 0 | 0 | 0 | 0 | 0
WT | 0 | 0 | 0 | 0 | 0 | 0
IGCC | 0 | 0 | 0 | 0 | 0 | 0
DemandResponse | 0 | 0 | 0 | 0 | 0 | 0
IGCC-CCS | 0 | 0 | 0 | 0 | 0 | 0
WT_off | 0 | 0 | 0 | 0 | 0 | 0
PseudoUnit | 0 | 0 | 0 | 0 | 0 | 0
FixedInterchange | 0 | 0 | 0 | 0 | 0 | 0
Levelized Capital Costs by Reporting Type: TVA_Transmission
ReportingType | 2015 | 2020 | 2025 | 2030 | 2035 | 2040
BM | 0 | 0 | 0 | 0 | 0 | 0
CC | 0 | 0 | 0 | 0 | 0 | 0
CSP | 0 | 0 | 0 | 0 | 0 | 0
CT | 0 | 0 | 0 | 0 | 0 | 0
Coal | 0 | 0 | 0 | 0 | 0 | 0
Geo | 0 | 0 | 0 | 0 | 0 | 0
H | 0 | 0 | 0 | 0 | 0 | 0
LFG | 0 | 0 | 0 | 0 | 0 | 0
Nuc | 0 | 0 | 0 | 0 | 0 | 0
PS | 0 | 0 | 0 | 0 | 0 | 0
PV | 0 | 0 | 0 | 0 | 0 | 0
PeakG | 0 | 0 | 0 | 0 | 0 | 0
PeakO | 0 | 0 | 0 | 0 | 0 | 0
ST | 0 | 0 | 0 | 0 | 0 | 0
STOG | 0 | 0 | 0 | 0 | 0 | 0
STWD | 0 | 0 | 0 | 0 | 0 | 0
WT | 0 | 0 | 0 | 0 | 0 | 0
IGCC | 0 | 0 | 0 | 0 | 0 | 0
DemandResponse | 0 | 0 | 0 | 0 | 0 | 0
IGCC-CCS | 0 | 0 | 0 | 0 | 0 | 0
WT_off | 0 | 0 | 0 | 0 | 0 | 0
PseudoUnit | 0 | 0 | 0 | 0 | 0 | 0
FixedInterchange | 0 | 0 | 0 | 0 | 0 | 0
Levelized Capital Costs by Reporting Type: VACAR
ReportingType | 2015 | 2020 | 2025 | 2030 | 2035 | 2040
BM | 0.34 | 119.03 | 329.91 | 366.14 | 395.87 | 440.16
CC | 679.37 | 853.39 | 906.04 | 1182.78 | 1645.42 | 1457.66
CSP | 0 | 0 | 0 | 0 | 0 | 0
CT | 60.79 | 60.79 | 60.79 | 14.65 | 127.75 | 127.75
Coal | 220.45 | 220.45 | 220.45 | 220.45 | 220.45 | 220.45
Geo | 0 | 0 | 0 | 0 | 0 | 0
H | 0 | 0 | 0 | 0 | 0 | 0
LFG | 0.06 | 19.57 | 19.57 | 19.57 | 19.51 | 0
Nuc | 0 | 1320.06 | 1320.06 | 1320.06 | 1320.06 | 1320.06
PS | 0 | 0 | 0 | 0 | 0 | 0
PV | 0 | 43.33 | 45.27 | 47.67 | 50.14 | 9.41
PeakG | 0 | 0 | 0 | 0 | 0 | 0
PeakO | 0 | 0 | 0 | 0 | 0 | 0
ST | 0 | 0 | 0 | 0 | 0 | 0
STOG | 0 | 0 | 0 | 0 | 0 | 0
STWD | 0 | 0 | 0 | 0 | 0 | 0
WT | 0.19 | 740.59 | 740.59 | 740.59 | 740.4 | 0
IGCC | 0 | 0 | 0 | 0 | 0 | 0
DemandResponse | 0 | 0 | 0 | 0 | 0 | 0
IGCC-CCS | 0 | 0 | 0 | 0 | 0 | 0
WT_off | 0.53 | 0.53 | 0.53 | 0.53 | 0 | 0
PseudoUnit | 0 | 0 | 0 | 0 | 0 | 0
FixedInterchange | 0 | 0 | 0 | 0 | 0 | 0
Levelized Capital Costs by Reporting Type: IESO
ReportingType | 2015 | 2020 | 2025 | 2030 | 2035 | 2040
BM | 144.8 | 144.8 | 144.8 | 144.8 | 144.8 | 144.8
CC | 175.41 | 175.41 | 175.41 | 175.41 | 175.41 | 302.93
CSP | 0 | 0 | 0 | 0 | 0 | 0
CT | 41.8 | 41.8 | 41.8 | 41.8 | 91.91 | 116.1
Coal | 0 | 0 | 0 | 0 | 0 | 0
Geo | 0 | 0 | 0 | 0 | 0 | 0
H | 0 | 0 | 0 | 0 | 0 | 0
LFG | 5.12 | 5.12 | 5.12 | 5.12 | 0.17 | 0.17
Nuc | 0 | 0 | 0 | 0 | 0 | 0
PS | 0 | 0 | 0 | 0 | 0 | 0
PV | 539.74 | 539.74 | 539.74 | 539.74 | 0 | 0
PeakG | 0 | 0 | 0 | 0 | 0 | 0
PeakO | 0 | 0 | 0 | 0 | 0 | 0
ST | 0 | 0 | 0 | 0 | 0 | 0
STOG | 0 | 0 | 0 | 0 | 0 | 0
STWD | 0 | 0 | 0 | 0 | 0 | 0
WT | 660.4 | 660.4 | 660.4 | 660.4 | 0 | 0
IGCC | 0 | 0 | 0 | 0 | 0 | 0
DemandResponse | 0 | 0 | 0 | 0 | 0 | 0
IGCC-CCS | 0 | 0 | 0 | 0 | 0 | 0
WT_off | 0 | 0 | 0 | 0 | 0 | 0
PseudoUnit | 0 | 0 | 0 | 0 | 0 | 0
FixedInterchange | 0 | 0 | 0 | 0 | 0 | 0
Levelized Capital Costs by Reporting Type: MAPP_CA
ReportingType | 2015 | 2020 | 2025 | 2030 | 2035 | 2040
BM | 0 | 0 | 0 | 0 | 0 | 0
CC | 100.18 | 155.31 | 173.78 | 216.95 | 261.82 | 161.64
CSP | 0 | 0 | 0 | 0 | 0 | 0
CT | 0 | 0 | 0 | 0 | 0 | 35.76
Coal | 0 | 0 | 0 | 0 | 0 | 0
Geo | 0 | 0 | 0 | 0 | 0 | 0
H | 0 | 0 | 0 | 0 | 0 | 0
LFG | 0 | 0 | 0 | 0 | 0 | 0
Nuc | 0 | 0 | 0 | 0 | 0 | 0
PS | 0 | 0 | 0 | 0 | 0 | 0
PV | 0 | 0 | 0 | 0 | 0 | 0
PeakG | 0 | 0 | 0 | 0 | 0 | 0
PeakO | 0 | 0 | 0 | 0 | 0 | 0
ST | 0 | 0 | 0 | 0 | 0 | 0
STOG | 0 | 0 | 0 | 0 | 0 | 0
STWD | 0 | 0 | 0 | 0 | 0 | 0
WT | 87.23 | 87.23 | 87.23 | 87.23 | 0 | 0
IGCC | 0 | 0 | 0 | 0 | 0 | 0
DemandResponse | 0 | 0 | 0 | 0 | 0 | 0
IGCC-CCS | 0 | 0 | 0 | 0 | 0 | 0
WT_off | 0 | 0 | 0 | 0 | 0 | 0
PseudoUnit | 0 | 0 | 0 | 0 | 0 | 0
FixedInterchange | 0 | 0 | 0 | 0 | 0 | 0
Levelized Capital Costs by Reporting Type: AZ_NM_SNV_Coal
ReportingType | 2015 | 2020 | 2025 | 2030 | 2035 | 2040
BM | 0 | 0 | 0 | 0 | 0 | 0
CC | 0 | 0 | 0 | 0 | 0 | 0
CSP | 0 | 0 | 0 | 0 | 0 | 0
CT | 0 | 0 | 0 | 0 | 0 | 0
Coal | 0 | 0 | 0 | 0 | 175.75 | 1987.85
Geo | 0 | 0 | 0 | 0 | 0 | 0
H | 0 | 0 | 0 | 0 | 0 | 0
LFG | 0 | 0 | 0 | 0 | 0 | 0
Nuc | 0 | 0 | 0 | 0 | 0 | 0
PS | 0 | 0 | 0 | 0 | 0 | 0
PV | 0 | 0 | 0 | 0 | 0 | 0
PeakG | 0 | 0 | 0 | 0 | 0 | 0
PeakO | 0 | 0 | 0 | 0 | 0 | 0
ST | 0 | 0 | 0 | 0 | 0 | 0
STOG | 0 | 0 | 0 | 0 | 0 | 0
STWD | 0 | 0 | 0 | 0 | 0 | 0
WT | 0 | 0 | 0 | 0 | 0 | 0
IGCC | 0 | 0 | 0 | 0 | 0 | 0
DemandResponse | 0 | 0 | 0 | 0 | 0 | 0
IGCC-CCS | 0 | 0 | 0 | 0 | 0 | 0
WT_off | 0 | 0 | 0 | 0 | 0 | 0
PseudoUnit | 0 | 0 | 0 | 0 | 0 | 0
FixedInterchange | 0 | 0 | 0 | 0 | 0 | 0
Levelized Capital Costs by Reporting Type: AZ_NM_SNV_Gas
ReportingType | 2015 | 2020 | 2025 | 2030 | 2035 | 2040
BM | 0 | 0 | 0 | 0 | 0 | 0
CC | 79.32 | 207.04 | 220.49 | 508.33 | 826.04 | 746.72
CSP | 0 | 0 | 0 | 0 | 0 | 0
CT | 63.7 | 63.7 | 63.7 | 63.7 | 0 | 0
Coal | 0 | 0 | 0 | 0 | 0 | 0
Geo | 0 | 0 | 0 | 0 | 0 | 0
H | 0 | 0 | 0 | 0 | 0 | 0
LFG | 0 | 0 | 0 | 0 | 0 | 0
Nuc | 0 | 0 | 0 | 0 | 0 | 0
PS | 0 | 0 | 0 | 0 | 0 | 0
PV | 0 | 0 | 0 | 0 | 0 | 0
PeakG | 0 | 0 | 0 | 0 | 0 | 0
PeakO | 0 | 0 | 0 | 0 | 0 | 0
ST | 0 | 0 | 0 | 0 | 0 | 0
STOG | 0 | 0 | 0 | 0 | 0 | 0
STWD | 0 | 0 | 0 | 0 | 0 | 0
WT | 0 | 0 | 0 | 0 | 0 | 0
IGCC | 0 | 0 | 0 | 0 | 0 | 0
DemandResponse | 0 | 0 | 0 | 0 | 0 | 0
IGCC-CCS | 0 | 0 | 0 | 0 | 0 | 0
WT_off | 0 | 0 | 0 | 0 | 0 | 0
PseudoUnit | 0 | 0 | 0 | 0 | 0 | 0
FixedInterchange | 0 | 0 | 0 | 0 | 0 | 0
Levelized Capital Costs by Reporting Type: AZ_NM_SNV_NucRenew
ReportingType | 2015 | 2020 | 2025 | 2030 | 2035 | 2040
BM | 0 | 0 | 0 | 0 | 0 | 0
CC | 0 | 0 | 0 | 0 | 0 | 0
CSP | 0 | 0 | 0 | 0 | 0 | 0
CT | 0 | 0 | 0 | 0 | 0 | 0
Coal | 0 | 0 | 0 | 0 | 0 | 0
Geo | 0 | 0 | 369.64 | 369.64 | 369.64 | 369.64
H | 0 | 0 | 0 | 0 | 0 | 0
LFG | 0 | 11.72 | 11.72 | 11.72 | 11.72 | 0
Nuc | 0 | 0 | 0 | 0 | 0 | 0
PS | 0 | 0 | 0 | 0 | 0 | 0
PV | 34.88 | 34.88 | 34.88 | 34.88 | 0 | 0
PeakG | 0 | 0 | 0 | 0 | 0 | 0
PeakO | 0 | 0 | 0 | 0 | 0 | 0
ST | 101.54 | 251.51 | 334.1 | 291 | 254.82 | 104.86
STOG | 0 | 0 | 0 | 0 | 0 | 0
STWD | 0 | 0 | 0 | 0 | 0 | 0
WT | 14.28 | 2066.71 | 2066.71 | 2128.23 | 2113.95 | 61.52
IGCC | 0 | 0 | 0 | 0 | 0 | 0
DemandResponse | 0 | 0 | 0 | 0 | 0 | 0
IGCC-CCS | 0 | 0 | 0 | 0 | 0 | 0
WT_off | 0 | 0 | 0 | 0 | 0 | 0
PseudoUnit | 0 | 0 | 0 | 0 | 0 | 0
FixedInterchange | 0 | 0 | 0 | 0 | 0 | 0
Levelized Capital Costs by Reporting Type: ERCOT
ReportingType | 2015 | 2020 | 2025 | 2030 | 2035 | 2040
BM | 54.69 | 54.69 | 54.69 | 54.69 | 54.69 | 54.69
CC | 317.99 | 643.33 | 643.33 | 861.6 | 1145.38 | 1079.82
CSP | 0 | 0 | 0 | 0 | 0 | 0
CT | 20.97 | 20.97 | 20.97 | 20.97 | 0 | 0
Coal | 540.38 | 540.38 | 540.38 | 540.38 | 540.38 | 540.38
Geo | 0 | 0 | 0 | 0 | 0 | 0
H | 0 | 0 | 0 | 0 | 0 | 0
LFG | 0 | 0 | 0 | 63.77 | 63.77 | 63.77
Nuc | 0 | 0 | 0 | 0 | 0 | 0
PS | 0 | 0 | 0 | 0 | 0 | 0
PV | 4.89 | 4.89 | 4.89 | 4.89 | 0 | 0
PeakG | 0 | 0 | 0 | 0 | 0 | 0
PeakO | 0 | 0 | 0 | 0 | 0 | 0
ST | 0 | 0 | 0 | 0 | 0 | 0
STOG | 0 | 0 | 0 | 0 | 0 | 0
STWD | 0 | 0 | 0 | 0 | 0 | 0
WT | 72.7 | 72.7 | 72.7 | 72.7 | 0 | 792.37
IGCC | 0 | 0 | 0 | 0 | 0 | 0
DemandResponse | 0 | 0 | 0 | 0 | 0 | 0
IGCC-CCS | 0 | 0 | 0 | 0 | 0 | 0
WT_off | 0 | 0 | 0 | 0 | 0 | 0
PseudoUnit | 0 | 0 | 0 | 0 | 0 | 0
FixedInterchange | 0 | 0 | 0 | 0 | 0 | 0
Levelized Capital Costs by Reporting Type: NP15
ReportingType | 2015 | 2020 | 2025 | 2030 | 2035 | 2040
BM | 0 | 0 | 0 | 0 | 0 | 0
CC | 130.44 | 130.44 | 130.44 | 130.44 | 130.44 | 0
CSP | 0 | 0 | 0 | 0 | 0 | 0
CT | 23.49 | 100.06 | 314.11 | 664.99 | 988.6 | 1267.98
Coal | 0 | 0 | 0 | 0 | 0 | 0
Geo | 0 | 63.79 | 179.08 | 179.08 | 179.08 | 115.29
H | 0 | 0 | 0 | 0 | 0 | 0
LFG | 0 | 125.8 | 125.8 | 125.8 | 125.8 | 0
Nuc | 0 | 0 | 0 | 0 | 0 | 0
PS | 0 | 0 | 0 | 0 | 0 | 0
PV | 2.79 | 2.79 | 2.79 | 2.79 | 0 | 0
PeakG | 0 | 0 | 0 | 0 | 0 | 0
PeakO | 0 | 0 | 0 | 0 | 0 | 0
ST | 12.6 | 12.6 | 12.6 | 12.6 | 0 | 0
STOG | 0 | 0 | 0 | 0 | 0 | 0
STWD | 0 | 0 | 0 | 0 | 0 | 0
WT | 26.07 | 837.92 | 837.92 | 837.92 | 811.85 | 0
IGCC | 0 | 0 | 0 | 0 | 0 | 0
DemandResponse | 0 | 0 | 0 | 0 | 0 | 0
IGCC-CCS | 0 | 0 | 0 | 0 | 0 | 0
WT_off | 0 | 0 | 0 | 0 | 0 | 0
PseudoUnit | 0 | 0 | 0 | 0 | 0 | 0
FixedInterchange | 0 | 0 | 0 | 0 | 0 | 0
Levelized Capital Costs by Reporting Type: NWPP_Coal
ReportingType | 2015 | 2020 | 2025 | 2030 | 2035 | 2040
BM | 0 | 0 | 0 | 0 | 0 | 0
CC | 0 | 0 | 0 | 0 | 0 | 0
CSP | 0 | 0 | 0 | 0 | 0 | 0
CT | 0 | 0 | 0 | 0 | 0 | 0
Coal | 0 | 0 | 0 | 0 | 0 | 0
Geo | 0 | 0 | 0 | 0 | 0 | 0
H | 0 | 0 | 0 | 0 | 0 | 0
LFG | 0 | 0 | 0 | 0 | 0 | 0
Nuc | 0 | 0 | 0 | 0 | 0 | 0
PS | 0 | 0 | 0 | 0 | 0 | 0
PV | 0 | 0 | 0 | 0 | 0 | 0
PeakG | 0 | 0 | 0 | 0 | 0 | 0
PeakO | 0 | 0 | 0 | 0 | 0 | 0
ST | 0 | 0 | 0 | 0 | 0 | 0
STOG | 0 | 0 | 0 | 0 | 0 | 0
STWD | 0 | 0 | 0 | 0 | 0 | 0
WT | 0 | 0 | 0 | 0 | 0 | 0
IGCC | 0 | 0 | 0 | 0 | 0 | 0
DemandResponse | 0 | 0 | 0 | 0 | 0 | 0
IGCC-CCS | 0 | 0 | 0 | 0 | 0 | 0
WT_off | 0 | 0 | 0 | 0 | 0 | 0
PseudoUnit | 0 | 0 | 0 | 0 | 0 | 0
FixedInterchange | 0 | 0 | 0 | 0 | 0 | 0
Levelized Capital Costs by Reporting Type: NWPP_Gas
ReportingType | 2015 | 2020 | 2025 | 2030 | 2035 | 2040
BM | 0 | 0 | 0 | 0 | 0 | 0
CC | 33.4 | 33.4 | 49.73 | 572.26 | 925.81 | 967.94
CSP | 0 | 0 | 0 | 0 | 0 | 0
CT | 13.02 | 13.02 | 13.02 | 13.02 | 0 | 0
Coal | 0 | 0 | 0 | 0 | 0.07 | 262.93
Geo | 0 | 0 | 0 | 0 | 0 | 0
H | 0 | 0 | 0 | 0 | 0 | 0
LFG | 0 | 0 | 0 | 0 | 0 | 0
Nuc | 0 | 0 | 0 | 0 | 0 | 0
PS | 0 | 0 | 0 | 0 | 0 | 0
PV | 0 | 0 | 0 | 0 | 0 | 0
PeakG | 0 | 0 | 0 | 0 | 0 | 0
PeakO | 0 | 0 | 0 | 0 | 0 | 0
ST | 0 | 0 | 0 | 0 | 0 | 0
STOG | 0 | 0 | 0 | 0 | 0 | 0
STWD | 0 | 0 | 0 | 0 | 0 | 0
WT | 0 | 0 | 0 | 0 | 0 | 0
IGCC | 0 | 0 | 0 | 0 | 0 | 0
DemandResponse | 0 | 0 | 0 | 0 | 0 | 0
IGCC-CCS | 0 | 0 | 0 | 0 | 0 | 0
WT_off | 0 | 0 | 0 | 0 | 0 | 0
PseudoUnit | 0 | 0 | 0 | 0 | 0 | 0
FixedInterchange | 0 | 0 | 0 | 0 | 0 | 0
Levelized Capital Costs by Reporting Type: NWPP_NucRenew
ReportingType | 2015 | 2020 | 2025 | 2030 | 2035 | 2040
BM | 13.89 | 13.89 | 13.89 | 13.89 | 13.89 | 13.89
CC | 0 | 0 | 0 | 0 | 0 | 0
CSP | 0 | 0 | 0 | 0 | 0 | 0
CT | 0 | 0 | 0 | 0 | 0 | 0
Coal | 0 | 0 | 0 | 0 | 0 | 0
Geo | 24.88 | 24.88 | 135.71 | 135.71 | 110.83 | 110.83
H | 0 | 0 | 0 | 0 | 0 | 0
LFG | 5.02 | 7.78 | 50.8 | 50.8 | 45.78 | 43.03
Nuc | 0 | 0 | 0 | 0 | 0 | 0
PS | 0 | 0 | 0 | 0 | 0 | 0
PV | 0 | 0 | 0 | 0 | 0 | 0
PeakG | 0 | 0 | 0 | 0 | 0 | 0
PeakO | 0 | 0 | 0 | 0 | 0 | 0
ST | 0 | 0 | 0 | 0 | 0 | 0
STOG | 0 | 0 | 0 | 0 | 0 | 0
STWD | 0 | 0 | 0 | 0 | 0 | 0
WT | 238.86 | 238.86 | 238.86 | 238.86 | 0 | 0
IGCC | 0 | 0 | 0 | 0 | 0 | 0
DemandResponse | 0 | 0 | 0 | 0 | 0 | 0
IGCC-CCS | 0 | 0 | 0 | 0 | 0 | 0
WT_off | 0 | 0 | 0 | 0 | 0 | 0
PseudoUnit | 0 | 0 | 0 | 0 | 0 | 0
FixedInterchange | 0 | 0 | 0 | 0 | 0 | 0
Levelized Capital Costs by Reporting Type: RMPA
ReportingType | 2015 | 2020 | 2025 | 2030 | 2035 | 2040
BM | 0 | 0 | 0 | 0 | 0 | 0
CC | 0 | 0 | 0 | 0 | 0 | 0
CSP | 0 | 0 | 0 | 0 | 0 | 0
CT | 15.2 | 15.2 | 15.2 | 15.2 | 0 | 0
Coal | 108.63 | 108.63 | 108.63 | 140.32 | 485.55 | 872.27
Geo | 0 | 114.69 | 665.73 | 665.73 | 665.73 | 551.03
H | 0 | 0 | 0 | 0 | 0 | 0
LFG | 0.28 | 5.85 | 5.85 | 5.85 | 5.57 | 0
Nuc | 0 | 0 | 0 | 0 | 0 | 0
PS | 0 | 0 | 0 | 0 | 0 | 0
PV | 0.37 | 0.37 | 0.37 | 0.37 | 0 | 0
PeakG | 0 | 0 | 0 | 0 | 0 | 0
PeakO | 0 | 0 | 0 | 0 | 0 | 0
ST | 1.07 | 124.7 | 132.47 | 140.76 | 139.69 | 16.06
STOG | 0 | 0 | 0 | 0 | 0 | 0
STWD | 0 | 0 | 0 | 0 | 0 | 0
WT | 172.66 | 172.66 | 172.66 | 172.66 | 0 | 0
IGCC | 0 | 0 | 0 | 0 | 0 | 0
DemandResponse | 0 | 0 | 0 | 0 | 0 | 0
IGCC-CCS | 0 | 0 | 0 | 0 | 0 | 0
WT_off | 0 | 0 | 0 | 0 | 0 | 0
PseudoUnit | 0 | 0 | 0 | 0 | 0 | 0
FixedInterchange | 0 | 0 | 0 | 0 | 0 | 0
Levelized Capital Costs by Reporting Type: SP15
ReportingType | 2015 | 2020 | 2025 | 2030 | 2035 | 2040
BM | 2.9 | 2.9 | 2.9 | 2.9 | 2.9 | 2.9
CC | 60.76 | 60.76 | 60.76 | 60.76 | 60.76 | 0
CSP | 0 | 0 | 0 | 0 | 0 | 0
CT | 0 | 0 | 0 | 0 | 0 | 0
Coal | 0 | 0 | 0 | 0 | 0 | 0
Geo | 14.26 | 385.19 | 385.19 | 370.93 | 370.93 | 0
H | 0 | 0 | 0 | 0 | 0 | 0
LFG | 2.09 | 125.04 | 125.04 | 124.8 | 122.95 | 0
Nuc | 0 | 0 | 0 | 0 | 0 | 0
PS | 0 | 0 | 0 | 0 | 0 | 0
PV | 1.62 | 1.62 | 1.62 | 1.62 | 0 | 0
PeakG | 0 | 0 | 0 | 0 | 0 | 0
PeakO | 0 | 0 | 0 | 0 | 0 | 0
ST | 191.39 | 191.39 | 191.39 | 191.39 | 0 | 0
STOG | 0 | 0 | 0 | 0 | 0 | 0
STWD | 0 | 0 | 0 | 0 | 0 | 0
WT | 193.26 | 193.26 | 193.26 | 193.26 | 0 | 0
IGCC | 0 | 0 | 0 | 0 | 0 | 0
DemandResponse | 0 | 0 | 0 | 0 | 0 | 0
IGCC-CCS | 0 | 0 | 0 | 0 | 0 | 0
WT_off | 0 | 0 | 0 | 0 | 0 | 0
PseudoUnit | 0 | 0 | 0 | 0 | 0 | 0
FixedInterchange | 0 | 0 | 0 | 0 | 0 | 0
Levelized Capital Costs by Reporting Type: ALB
ReportingType | 2015 | 2020 | 2025 | 2030 | 2035 | 2040
BM | 0 | 0 | 0 | 0 | 0 | 0
CC | 45.53 | 123.32 | 192.13 | 294.09 | 427.15 | 502.91
CSP | 0 | 0 | 0 | 0 | 0 | 0
CT | 16.7 | 16.7 | 16.7 | 16.7 | 0 | 0
Coal | 147.62 | 147.62 | 147.62 | 147.62 | 147.62 | 147.62
Geo | 0 | 0 | 0 | 0 | 0 | 0
H | 0 | 0 | 0 | 0 | 0 | 0
LFG | 0 | 0 | 0 | 0 | 0 | 0
Nuc | 0 | 0 | 0 | 0 | 0 | 0
PS | 0 | 0 | 0 | 0 | 0 | 0
PV | 0 | 0 | 0 | 0 | 0 | 0
PeakG | 0 | 0 | 0 | 0 | 0 | 0
PeakO | 0 | 0 | 0 | 0 | 0 | 0
ST | 0 | 0 | 0 | 0 | 0 | 0
STOG | 0 | 0 | 0 | 0 | 0 | 0
STWD | 0 | 0 | 0 | 0 | 0 | 0
WT | 2.54 | 2.54 | 2.54 | 2.54 | 0 | 0
IGCC | 0 | 0 | 0 | 0 | 0 | 0
DemandResponse | 0 | 0 | 0 | 0 | 0 | 0
IGCC-CCS | 0 | 0 | 0 | 0 | 0 | 0
WT_off | 0 | 0 | 0 | 0 | 0 | 0
PseudoUnit | 0 | 0 | 0 | 0 | 0 | 0
FixedInterchange | 0 | 0 | 0 | 0 | 0 | 0
Levelized Capital Costs by Reporting Type: BC
ReportingType | 2015 | 2020 | 2025 | 2030 | 2035 | 2040
BM | 0 | 0 | 0 | 0 | 0 | 0
CC | 131.98 | 181.41 | 254.45 | 313.74 | 400.68 | 359.9
CSP | 0 | 0 | 0 | 0 | 0 | 0
CT | 0 | 0 | 0 | 0 | 0 | 0
Coal | 0 | 0 | 0 | 0 | 0 | 0
Geo | 0 | 0 | 0 | 0 | 0 | 0
H | 0 | 0 | 0 | 0 | 0 | 0
LFG | 0 | 0 | 0 | 0 | 0 | 0
Nuc | 0 | 0 | 0 | 0 | 0 | 0
PS | 0 | 0 | 0 | 0 | 0 | 0
PV | 0 | 0 | 0 | 0 | 0 | 0
PeakG | 0 | 0 | 0 | 0 | 0 | 0
PeakO | 0 | 0 | 0 | 0 | 0 | 0
ST | 0 | 0 | 0 | 0 | 0 | 0
STOG | 0 | 0 | 0 | 0 | 0 | 0
STWD | 0 | 0 | 0 | 0 | 0 | 0
WT | 40.68 | 40.68 | 40.68 | 40.68 | 0 | 0
IGCC | 0 | 0 | 0 | 0 | 0 | 0
DemandResponse | 0 | 0 | 0 | 0 | 0 | 0
IGCC-CCS | 0 | 0 | 0 | 0 | 0 | 0
WT_off | 0 | 0 | 0 | 0 | 0 | 0
PseudoUnit | 0 | 0 | 0 | 0 | 0 | 0
FixedInterchange | 0 | 0 | 0 | 0 | 0 | 0
Levelized Capital Costs by Reporting Type: HQ_IESO
ReportingType | 2015 | 2020 | 2025 | 2030 | 2035 | 2040
BM | 0 | 0 | 0 | 0 | 0 | 0
CC | 0 | 0 | 0 | 0 | 0 | 0
CSP | 0 | 0 | 0 | 0 | 0 | 0
CT | 0 | 0 | 0 | 0 | 0 | 0
Coal | 0 | 0 | 0 | 0 | 0 | 0
Geo | 0 | 0 | 0 | 0 | 0 | 0
H | 0 | 0 | 0 | 0 | 0 | 0
LFG | 0 | 0 | 0 | 0 | 0 | 0
Nuc | 0 | 0 | 0 | 0 | 0 | 0
PS | 0 | 0 | 0 | 0 | 0 | 0
PV | 0 | 0 | 0 | 0 | 0 | 0
PeakG | 0 | 0 | 0 | 0 | 0 | 0
PeakO | 0 | 0 | 0 | 0 | 0 | 0
ST | 0 | 0 | 0 | 0 | 0 | 0
STOG | 0 | 0 | 0 | 0 | 0 | 0
STWD | 0 | 0 | 0 | 0 | 0 | 0
WT | 0 | 0 | 0 | 0 | 0 | 0
IGCC | 0 | 0 | 0 | 0 | 0 | 0
DemandResponse | 0 | 0 | 0 | 0 | 0 | 0
IGCC-CCS | 0 | 0 | 0 | 0 | 0 | 0
WT_off | 0 | 0 | 0 | 0 | 0 | 0
PseudoUnit | 0 | 0 | 0 | 0 | 0 | 0
FixedInterchange | 0 | 0 | 0 | 0 | 0 | 0
Levelized Capital Costs by Reporting Type: HQ_NEISO
ReportingType | 2015 | 2020 | 2025 | 2030 | 2035 | 2040
BM | 0 | 0 | 0 | 0 | 0 | 0
CC | 0 | 0 | 0 | 0 | 0 | 0
CSP | 0 | 0 | 0 | 0 | 0 | 0
CT | 0 | 0 | 0 | 0 | 0 | 0
Coal | 0 | 0 | 0 | 0 | 0 | 0
Geo | 0 | 0 | 0 | 0 | 0 | 0
H | 0 | 0 | 0 | 0 | 0 | 0
LFG | 0 | 0 | 0 | 0 | 0 | 0
Nuc | 0 | 0 | 0 | 0 | 0 | 0
PS | 0 | 0 | 0 | 0 | 0 | 0
PV | 0 | 0 | 0 | 0 | 0 | 0
PeakG | 0 | 0 | 0 | 0 | 0 | 0
PeakO | 0 | 0 | 0 | 0 | 0 | 0
ST | 0 | 0 | 0 | 0 | 0 | 0
STOG | 0 | 0 | 0 | 0 | 0 | 0
STWD | 0 | 0 | 0 | 0 | 0 | 0
WT | 0 | 0 | 0 | 0 | 0 | 0
IGCC | 0 | 0 | 0 | 0 | 0 | 0
DemandResponse | 0 | 0 | 0 | 0 | 0 | 0
IGCC-CCS | 0 | 0 | 0 | 0 | 0 | 0
WT_off | 0 | 0 | 0 | 0 | 0 | 0
PseudoUnit | 0 | 0 | 0 | 0 | 0 | 0
FixedInterchange | 0 | 0 | 0 | 0 | 0 | 0
Levelized Capital Costs by Reporting Type: HQ_NY
ReportingType | 2015 | 2020 | 2025 | 2030 | 2035 | 2040
BM | 0 | 0 | 0 | 0 | 0 | 0
CC | 0 | 0 | 0 | 0 | 0 | 0
CSP | 0 | 0 | 0 | 0 | 0 | 0
CT | 0 | 0 | 0 | 0 | 0 | 0
Coal | 0 | 0 | 0 | 0 | 0 | 0
Geo | 0 | 0 | 0 | 0 | 0 | 0
H | 0 | 0 | 0 | 0 | 0 | 0
LFG | 0 | 0 | 0 | 0 | 0 | 0
Nuc | 0 | 0 | 0 | 0 | 0 | 0
PS | 0 | 0 | 0 | 0 | 0 | 0
PV | 0 | 0 | 0 | 0 | 0 | 0
PeakG | 0 | 0 | 0 | 0 | 0 | 0
PeakO | 0 | 0 | 0 | 0 | 0 | 0
ST | 0 | 0 | 0 | 0 | 0 | 0
STOG | 0 | 0 | 0 | 0 | 0 | 0
STWD | 0 | 0 | 0 | 0 | 0 | 0
WT | 0 | 0 | 0 | 0 | 0 | 0
IGCC | 0 | 0 | 0 | 0 | 0 | 0
DemandResponse | 0 | 0 | 0 | 0 | 0 | 0
IGCC-CCS | 0 | 0 | 0 | 0 | 0 | 0
WT_off | 0 | 0 | 0 | 0 | 0 | 0
PseudoUnit | 0 | 0 | 0 | 0 | 0 | 0
FixedInterchange | 0 | 0 | 0 | 0 | 0 | 0
Levelized Capital Costs by Reporting Type: MARITIMES
ReportingType | 2015 | 2020 | 2025 | 2030 | 2035 | 2040
BM | 0 | 0 | 0 | 0 | 0 | 0
CC | 0 | 0 | 0 | 0 | 0 | 0
CSP | 0 | 0 | 0 | 0 | 0 | 0
CT | 0 | 0 | 0 | 0 | 0 | 0
Coal | 0 | 0 | 0 | 0 | 0 | 0
Geo | 0 | 0 | 0 | 0 | 0 | 0
H | 0 | 0 | 0 | 0 | 0 | 0
LFG | 0 | 0 | 0 | 0 | 0 | 0
Nuc | 0 | 0 | 0 | 0 | 0 | 0
PS | 0 | 0 | 0 | 0 | 0 | 0
PV | 0 | 0 | 0 | 0 | 0 | 0
PeakG | 0 | 0 | 0 | 0 | 0 | 0
PeakO | 0 | 0 | 0 | 0 | 0 | 0
ST | 0 | 0 | 0 | 0 | 0 | 0
STOG | 0 | 0 | 0 | 0 | 0 | 0
STWD | 0 | 0 | 0 | 0 | 0 | 0
WT | 0 | 0 | 0 | 0 | 0 | 0
IGCC | 0 | 0 | 0 | 0 | 0 | 0
DemandResponse | 0 | 0 | 0 | 0 | 0 | 0
IGCC-CCS | 0 | 0 | 0 | 0 | 0 | 0
WT_off | 0 | 0 | 0 | 0 | 0 | 0
PseudoUnit | 0 | 0 | 0 | 0 | 0 | 0
FixedInterchange | 0 | 0 | 0 | 0 | 0 | 0
Levelized Capital Costs by Reporting Type: All
ReportingType | 2015 | 2020 | 2025 | 2030 | 2035 | 2040
BM | 541.24 | 659.93 | 870.82 | 907.04 | 936.77 | 896
CC | 4552.92 | 7052.49 | 7722.19 | 11224.42 | 15858.31 | 15431.25
CSP | 0 | 0 | 0 | 0 | 0 | 0
CT | 547.01 | 976.97 | 1231.48 | 1840.17 | 2334.45 | 2544.43
Coal | 3114.71 | 3114.71 | 3114.71 | 3146.4 | 6262.91 | 13307.25
Geo | 39.14 | 588.55 | 1735.33 | 1721.07 | 1696.2 | 1146.79
H | 0 | 0 | 0 | 0 | 0 | 0
LFG | 42.41 | 462.28 | 887.58 | 1018.62 | 986.04 | 566.17
Nuc | 684.91 | 3259.17 | 3259.17 | 3259.17 | 3259.17 | 3259.17
PS | 0 | 0 | 0 | 0 | 0 | 0
PV | 612.43 | 1386.08 | 1737.77 | 1818.47 | 1242.74 | 507.06
PeakG | 0 | 0 | 0 | 0 | 0 | 0
PeakO | 0 | 0 | 0 | 0 | 0 | 0
ST | 306.6 | 580.2 | 670.56 | 635.74 | 394.51 | 120.92
STOG | 0 | 0 | 0 | 0 | 0 | 0
STWD | 0 | 0 | 0 | 0 | 0 | 0
WT | 6098.68 | 11574.26 | 13040.83 | 13881.93 | 12332.95 | 8236.04
IGCC | 215.26 | 215.26 | 215.26 | 215.26 | 215.26 | 215.26
DemandResponse | 0 | 0 | 0 | 0 | 0 | 0
IGCC-CCS | 0 | 0 | 0 | 0 | 0 | 0
WT_off | 283.77 | 283.77 | 824.12 | 824.12 | 540.35 | 540.35
PseudoUnit | 0 | 0 | 0 | 0 | 0 | 0
FixedInterchange | 0 | 0 | 0 | 0 | 0 | 0
Levelized Capital Costs by Reporting Type: EI_US
ReportingType | 2015 | 2020 | 2025 | 2030 | 2035 | 2040
BM | 324.96 | 443.65 | 654.53 | 690.76 | 720.49 | 679.71
CC | 3477.92 | 5342.07 | 5821.66 | 8090.85 | 11504.82 | 11309.39
CSP | 0 | 0 | 0 | 0 | 0 | 0
CT | 352.12 | 705.52 | 745.97 | 1003.79 | 1253.94 | 1124.59
Coal | 2318.08 | 2318.08 | 2318.08 | 2318.08 | 4913.54 | 9496.21
Geo | 0 | 0 | 0 | 0 | 0 | 0
H | 0 | 0 | 0 | 0 | 0 | 0
LFG | 29.9 | 180.99 | 563.26 | 630.76 | 610.28 | 459.2
Nuc | 684.91 | 3259.17 | 3259.17 | 3259.17 | 3259.17 | 3259.17
PS | 0 | 0 | 0 | 0 | 0 | 0
PV | 28.13 | 801.78 | 1153.47 | 1234.17 | 1242.74 | 507.06
PeakG | 0 | 0 | 0 | 0 | 0 | 0
PeakO | 0 | 0 | 0 | 0 | 0 | 0
ST | 0 | 0 | 0 | 0 | 0 | 0
STOG | 0 | 0 | 0 | 0 | 0 | 0
STWD | 0 | 0 | 0 | 0 | 0 | 0
WT | 4589.99 | 7201.3 | 8667.86 | 9447.44 | 9407.16 | 7382.16
IGCC | 215.26 | 215.26 | 215.26 | 215.26 | 215.26 | 215.26
DemandResponse | 0 | 0 | 0 | 0 | 0 | 0
IGCC-CCS | 0 | 0 | 0 | 0 | 0 | 0
WT_off | 283.77 | 283.77 | 824.12 | 824.12 | 540.35 | 540.35
PseudoUnit | 0 | 0 | 0 | 0 | 0 | 0
FixedInterchange | 0 | 0 | 0 | 0 | 0 | 0
Levelized Capital Costs by Reporting Type: EI_Canada
ReportingType | 2015 | 2020 | 2025 | 2030 | 2035 | 2040
BM | 144.8 | 144.8 | 144.8 | 144.8 | 144.8 | 144.8
CC | 275.59 | 330.73 | 349.19 | 392.36 | 437.23 | 464.56
CSP | 0 | 0 | 0 | 0 | 0 | 0
CT | 41.8 | 41.8 | 41.8 | 41.8 | 91.91 | 151.86
Coal | 0 | 0 | 0 | 0 | 0 | 0
Geo | 0 | 0 | 0 | 0 | 0 | 0
H | 0 | 0 | 0 | 0 | 0 | 0
LFG | 5.12 | 5.12 | 5.12 | 5.12 | 0.17 | 0.17
Nuc | 0 | 0 | 0 | 0 | 0 | 0
PS | 0 | 0 | 0 | 0 | 0 | 0
PV | 539.74 | 539.74 | 539.74 | 539.74 | 0 | 0
PeakG | 0 | 0 | 0 | 0 | 0 | 0
PeakO | 0 | 0 | 0 | 0 | 0 | 0
ST | 0 | 0 | 0 | 0 | 0 | 0
STOG | 0 | 0 | 0 | 0 | 0 | 0
STWD | 0 | 0 | 0 | 0 | 0 | 0
WT | 747.62 | 747.62 | 747.62 | 747.62 | 0 | 0
IGCC | 0 | 0 | 0 | 0 | 0 | 0
DemandResponse | 0 | 0 | 0 | 0 | 0 | 0
IGCC-CCS | 0 | 0 | 0 | 0 | 0 | 0
WT_off | 0 | 0 | 0 | 0 | 0 | 0
PseudoUnit | 0 | 0 | 0 | 0 | 0 | 0
FixedInterchange | 0 | 0 | 0 | 0 | 0 | 0
Levelized Capital Costs by Reporting Type: EI
ReportingType | 2015 | 2020 | 2025 | 2030 | 2035 | 2040
BM | 469.76 | 588.45 | 799.33 | 835.56 | 865.29 | 824.52
CC | 3753.51 | 5672.79 | 6170.86 | 8483.2 | 11942.04 | 11773.95
CSP | 0 | 0 | 0 | 0 | 0 | 0
CT | 393.92 | 747.32 | 787.77 | 1045.58 | 1345.85 | 1276.45
Coal | 2318.08 | 2318.08 | 2318.08 | 2318.08 | 4913.54 | 9496.21
Geo | 0 | 0 | 0 | 0 | 0 | 0
H | 0 | 0 | 0 | 0 | 0 | 0
LFG | 35.02 | 186.11 | 568.37 | 635.87 | 610.45 | 459.37
Nuc | 684.91 | 3259.17 | 3259.17 | 3259.17 | 3259.17 | 3259.17
PS | 0 | 0 | 0 | 0 | 0 | 0
PV | 567.88 | 1341.52 | 1693.21 | 1773.91 | 1242.74 | 507.06
PeakG | 0 | 0 | 0 | 0 | 0 | 0
PeakO | 0 | 0 | 0 | 0 | 0 | 0
ST | 0 | 0 | 0 | 0 | 0 | 0
STOG | 0 | 0 | 0 | 0 | 0 | 0
STWD | 0 | 0 | 0 | 0 | 0 | 0
WT | 5337.61 | 7948.92 | 9415.49 | 10195.06 | 9407.16 | 7382.16
IGCC | 215.26 | 215.26 | 215.26 | 215.26 | 215.26 | 215.26
DemandResponse | 0 | 0 | 0 | 0 | 0 | 0
IGCC-CCS | 0 | 0 | 0 | 0 | 0 | 0
WT_off | 283.77 | 283.77 | 824.12 | 824.12 | 540.35 | 540.35
PseudoUnit | 0 | 0 | 0 | 0 | 0 | 0
FixedInterchange | 0 | 0 | 0 | 0 | 0 | 0
Levelized Capital Costs by Reporting Type: Outside_EI
ReportingType | 2015 | 2020 | 2025 | 2030 | 2035 | 2040
BM | 71.48 | 71.48 | 71.48 | 71.48 | 71.48 | 71.48
CC | 799.42 | 1379.7 | 1551.33 | 2741.21 | 3916.27 | 3657.3
CSP | 0 | 0 | 0 | 0 | 0 | 0
CT | 153.09 | 229.65 | 443.71 | 794.59 | 988.6 | 1267.98
Coal | 796.63 | 796.63 | 796.63 | 828.32 | 1349.37 | 3811.04
Geo | 39.14 | 588.55 | 1735.33 | 1721.07 | 1696.2 | 1146.79
H | 0 | 0 | 0 | 0 | 0 | 0
LFG | 7.39 | 276.18 | 319.21 | 382.74 | 375.59 | 106.8
Nuc | 0 | 0 | 0 | 0 | 0 | 0
PS | 0 | 0 | 0 | 0 | 0 | 0
PV | 44.56 | 44.56 | 44.56 | 44.56 | 0 | 0
PeakG | 0 | 0 | 0 | 0 | 0 | 0
PeakO | 0 | 0 | 0 | 0 | 0 | 0
ST | 306.6 | 580.2 | 670.56 | 635.74 | 394.51 | 120.92
STOG | 0 | 0 | 0 | 0 | 0 | 0
STWD | 0 | 0 | 0 | 0 | 0 | 0
WT | 761.07 | 3625.35 | 3625.35 | 3686.86 | 2925.8 | 853.88
IGCC | 0 | 0 | 0 | 0 | 0 | 0
DemandResponse | 0 | 0 | 0 | 0 | 0 | 0
IGCC-CCS | 0 | 0 | 0 | 0 | 0 | 0
WT_off | 0 | 0 | 0 | 0 | 0 | 0
PseudoUnit | 0 | 0 | 0 | 0 | 0 | 0
FixedInterchange | 0 | 0 | 0 | 0 | 0 | 0
#13 | Levelized Retrofit Capital Costs ($million)
Levelized Retrofit Capital Costs by Reporting Type: Entergy
ReportingType | 2015 | 2020 | 2025 | 2030 | 2035 | 2040
BM | 0 | 0 | 0 | 0 | 0 | 0
CC | 0 | 0 | 0 | 0 | 0 | 0
CSP | 0 | 0 | 0 | 0 | 0 | 0
CT | 0 | 0 | 0 | 0 | 0 | 0
Coal | 0 | 353.26 | 353.26 | 0 | 0 | 0
Geo | 0 | 0 | 0 | 0 | 0 | 0
H | 0 | 0 | 0 | 0 | 0 | 0
LFG | 0 | 0 | 0 | 0 | 0 | 0
Nuc | 0 | 0 | 0 | 0 | 0 | 0
PS | 0 | 0 | 0 | 0 | 0 | 0
PV | 0 | 0 | 0 | 0 | 0 | 0
PeakG | 0 | 0 | 0 | 0 | 0 | 0
PeakO | 0 | 0 | 0 | 0 | 0 | 0
ST | 0 | 0 | 0 | 0 | 0 | 0
STOG | 0 | 0 | 0 | 0 | 0 | 0
STWD | 0 | 0 | 0 | 0 | 0 | 0
WT | 0 | 0 | 0 | 0 | 0 | 0
IGCC | 0 | 0 | 0 | 0 | 0 | 0
DemandResponse | 0 | 0 | 0 | 0 | 0 | 0
IGCC-CCS | 0 | 0 | 0 | 0 | 0 | 0
WT_off | 0 | 0 | 0 | 0 | 0 | 0
PseudoUnit | 0 | 0 | 0 | 0 | 0 | 0
FixedInterchange | 0 | 0 | 0 | 0 | 0 | 0
Levelized Retrofit Capital Costs by Reporting Type: FRCC
ReportingType | 2015 | 2020 | 2025 | 2030 | 2035 | 2040
BM | 0 | 0 | 0 | 0 | 0 | 0
CC | 0 | 0 | 0 | 0 | 0 | 0
CSP | 0 | 0 | 0 | 0 | 0 | 0
CT | 0 | 0 | 0 | 0 | 0 | 0
Coal | 73.1 | 90.37 | 90.37 | 0 | 0 | 0
Geo | 0 | 0 | 0 | 0 | 0 | 0
H | 0 | 0 | 0 | 0 | 0 | 0
LFG | 0 | 0 | 0 | 0 | 0 | 0
Nuc | 0 | 0 | 0 | 0 | 0 | 0
PS | 0 | 0 | 0 | 0 | 0 | 0
PV | 0 | 0 | 0 | 0 | 0 | 0
PeakG | 0 | 0 | 0 | 0 | 0 | 0
PeakO | 0 | 0 | 0 | 0 | 0 | 0
ST | 0 | 0 | 0 | 0 | 0 | 0
STOG | 0 | 0 | 0 | 0 | 0 | 0
STWD | 0 | 0 | 0 | 0 | 0 | 0
WT | 0 | 0 | 0 | 0 | 0 | 0
IGCC | 0 | 0 | 0 | 0 | 0 | 0
DemandResponse | 0 | 0 | 0 | 0 | 0 | 0
IGCC-CCS | 0 | 0 | 0 | 0 | 0 | 0
WT_off | 0 | 0 | 0 | 0 | 0 | 0
PseudoUnit | 0 | 0 | 0 | 0 | 0 | 0
FixedInterchange | 0 | 0 | 0 | 0 | 0 | 0
Levelized Retrofit Capital Costs by Reporting Type: MAPP_US
ReportingType | 2015 | 2020 | 2025 | 2030 | 2035 | 2040
BM | 0 | 0 | 0 | 0 | 0 | 0
CC | 0 | 0 | 0 | 0 | 0 | 0
CSP | 0 | 0 | 0 | 0 | 0 | 0
CT | 0 | 0 | 0 | 0 | 0 | 0
Coal | 22.36 | 47.84 | 25.47 | 0 | 0 | 0
Geo | 0 | 0 | 0 | 0 | 0 | 0
H | 0 | 0 | 0 | 0 | 0 | 0
LFG | 0 | 0 | 0 | 0 | 0 | 0
Nuc | 0 | 0 | 0 | 0 | 0 | 0
PS | 0 | 0 | 0 | 0 | 0 | 0
PV | 0 | 0 | 0 | 0 | 0 | 0
PeakG | 0 | 0 | 0 | 0 | 0 | 0
PeakO | 0 | 0 | 0 | 0 | 0 | 0
ST | 0 | 0 | 0 | 0 | 0 | 0
STOG | 0 | 0 | 0 | 0 | 0 | 0
STWD | 0 | 0 | 0 | 0 | 0 | 0
WT | 0 | 0 | 0 | 0 | 0 | 0
IGCC | 0 | 0 | 0 | 0 | 0 | 0
DemandResponse | 0 | 0 | 0 | 0 | 0 | 0
IGCC-CCS | 0 | 0 | 0 | 0 | 0 | 0
WT_off | 0 | 0 | 0 | 0 | 0 | 0
PseudoUnit | 0 | 0 | 0 | 0 | 0 | 0
FixedInterchange | 0 | 0 | 0 | 0 | 0 | 0
Levelized Retrofit Capital Costs by Reporting Type: MISO_IN
ReportingType | 2015 | 2020 | 2025 | 2030 | 2035 | 2040
BM | 0 | 0 | 0 | 0 | 0 | 0
CC | 0 | 0 | 0 | 0 | 0 | 0
CSP | 0 | 0 | 0 | 0 | 0 | 0
CT | 0 | 0 | 0 | 0 | 0 | 0
Coal | 0 | 223.79 | 223.79 | 0 | 0 | 0
Geo | 0 | 0 | 0 | 0 | 0 | 0
H | 0 | 0 | 0 | 0 | 0 | 0
LFG | 0 | 0 | 0 | 0 | 0 | 0
Nuc | 0 | 0 | 0 | 0 | 0 | 0
PS | 0 | 0 | 0 | 0 | 0 | 0
PV | 0 | 0 | 0 | 0 | 0 | 0
PeakG | 0 | 0 | 0 | 0 | 0 | 0
PeakO | 0 | 0 | 0 | 0 | 0 | 0
ST | 0 | 0 | 0 | 0 | 0 | 0
STOG | 0 | 0 | 0 | 0 | 0 | 0
STWD | 0 | 0 | 0 | 0 | 0 | 0
WT | 0 | 0 | 0 | 0 | 0 | 0
IGCC | 0 | 0 | 0 | 0 | 0 | 0
DemandResponse | 0 | 0 | 0 | 0 | 0 | 0
IGCC-CCS | 0 | 0 | 0 | 0 | 0 | 0
WT_off | 0 | 0 | 0 | 0 | 0 | 0
PseudoUnit | 0 | 0 | 0 | 0 | 0 | 0
FixedInterchange | 0 | 0 | 0 | 0 | 0 | 0
Levelized Retrofit Capital Costs by Reporting Type: MISO_MI
ReportingType | 2015 | 2020 | 2025 | 2030 | 2035 | 2040
BM | 0 | 0 | 0 | 0 | 0 | 0
CC | 0 | 0 | 0 | 0 | 0 | 0
CSP | 0 | 0 | 0 | 0 | 0 | 0
CT | 0 | 0 | 0 | 0 | 0 | 0
Coal | 15.14 | 363.91 | 348.77 | 0 | 0 | 0
Geo | 0 | 0 | 0 | 0 | 0 | 0
H | 0 | 0 | 0 | 0 | 0 | 0
LFG | 0 | 0 | 0 | 0 | 0 | 0
Nuc | 0 | 0 | 0 | 0 | 0 | 0
PS | 0 | 0 | 0 | 0 | 0 | 0
PV | 0 | 0 | 0 | 0 | 0 | 0
PeakG | 0 | 0 | 0 | 0 | 0 | 0
PeakO | 0 | 0 | 0 | 0 | 0 | 0
ST | 0 | 0 | 0 | 0 | 0 | 0
STOG | 0 | 0 | 0 | 0 | 0 | 0
STWD | 0 | 0 | 0 | 0 | 0 | 0
WT | 0 | 0 | 0 | 0 | 0 | 0
IGCC | 0 | 0 | 0 | 0 | 0 | 0
DemandResponse | 0 | 0 | 0 | 0 | 0 | 0
IGCC-CCS | 0 | 0 | 0 | 0 | 0 | 0
WT_off | 0 | 0 | 0 | 0 | 0 | 0
PseudoUnit | 0 | 0 | 0 | 0 | 0 | 0
FixedInterchange | 0 | 0 | 0 | 0 | 0 | 0
Levelized Retrofit Capital Costs by Reporting Type: MISO_MO-IL
ReportingType | 2015 | 2020 | 2025 | 2030 | 2035 | 2040
BM | 0 | 0 | 0 | 0 | 0 | 0
CC | 0 | 0 | 0 | 0 | 0 | 0
CSP | 0 | 0 | 0 | 0 | 0 | 0
CT | 0 | 0 | 0 | 0 | 0 | 0
Coal | 9.29 | 375.75 | 375.75 | 0 | 0 | 0
Geo | 0 | 0 | 0 | 0 | 0 | 0
H | 0 | 0 | 0 | 0 | 0 | 0
LFG | 0 | 0 | 0 | 0 | 0 | 0
Nuc | 0 | 0 | 0 | 0 | 0 | 0
PS | 0 | 0 | 0 | 0 | 0 | 0
PV | 0 | 0 | 0 | 0 | 0 | 0
PeakG | 0 | 0 | 0 | 0 | 0 | 0
PeakO | 0 | 0 | 0 | 0 | 0 | 0
ST | 0 | 0 | 0 | 0 | 0 | 0
STOG | 0 | 0 | 0 | 0 | 0 | 0
STWD | 0 | 0 | 0 | 0 | 0 | 0
WT | 0 | 0 | 0 | 0 | 0 | 0
IGCC | 0 | 0 | 0 | 0 | 0 | 0
DemandResponse | 0 | 0 | 0 | 0 | 0 | 0
IGCC-CCS | 0 | 0 | 0 | 0 | 0 | 0
WT_off | 0 | 0 | 0 | 0 | 0 | 0
PseudoUnit | 0 | 0 | 0 | 0 | 0 | 0
FixedInterchange | 0 | 0 | 0 | 0 | 0 | 0
Levelized Retrofit Capital Costs by Reporting Type: MISO_W
ReportingType | 2015 | 2020 | 2025 | 2030 | 2035 | 2040
BM | 0 | 0 | 0 | 0 | 0 | 0
CC | 0 | 0 | 0 | 0 | 0 | 0
CSP | 0 | 0 | 0 | 0 | 0 | 0
CT | 0 | 0 | 0 | 0 | 0 | 0
Coal | 26.68 | 279.74 | 279.74 | 0 | 0 | 0
Geo | 0 | 0 | 0 | 0 | 0 | 0
H | 0 | 0 | 0 | 0 | 0 | 0
LFG | 0 | 0 | 0 | 0 | 0 | 0
Nuc | 0 | 0 | 0 | 0 | 0 | 0
PS | 0 | 0 | 0 | 0 | 0 | 0
PV | 0 | 0 | 0 | 0 | 0 | 0
PeakG | 0 | 0 | 0 | 0 | 0 | 0
PeakO | 0 | 0 | 0 | 0 | 0 | 0
ST | 0 | 0 | 0 | 0 | 0 | 0
STOG | 0 | 0 | 0 | 0 | 0 | 0
STWD | 0 | 0 | 0 | 0 | 0 | 0
WT | 0 | 0 | 0 | 0 | 0 | 0
IGCC | 0 | 0 | 0 | 0 | 0 | 0
DemandResponse | 0 | 0 | 0 | 0 | 0 | 0
IGCC-CCS | 0 | 0 | 0 | 0 | 0 | 0
WT_off | 0 | 0 | 0 | 0 | 0 | 0
PseudoUnit | 0 | 0 | 0 | 0 | 0 | 0
FixedInterchange | 0 | 0 | 0 | 0 | 0 | 0
Levelized Retrofit Capital Costs by Reporting Type: MISO_WUMS
ReportingType | 2015 | 2020 | 2025 | 2030 | 2035 | 2040
BM | 0 | 0 | 0 | 0 | 0 | 0
CC | 0 | 0 | 0 | 0 | 0 | 0
CSP | 0 | 0 | 0 | 0 | 0 | 0
CT | 0 | 0 | 0 | 0 | 0 | 0
Coal | 197.26 | 228.4 | 55.13 | 0 | 0 | 0
Geo | 0 | 0 | 0 | 0 | 0 | 0
H | 0 | 0 | 0 | 0 | 0 | 0
LFG | 0 | 0 | 0 | 0 | 0 | 0
Nuc | 0 | 0 | 0 | 0 | 0 | 0
PS | 0 | 0 | 0 | 0 | 0 | 0
PV | 0 | 0 | 0 | 0 | 0 | 0
PeakG | 0 | 0 | 0 | 0 | 0 | 0
PeakO | 0 | 0 | 0 | 0 | 0 | 0
ST | 0 | 0 | 0 | 0 | 0 | 0
STOG | 0 | 0 | 0 | 0 | 0 | 0
STWD | 0 | 0 | 0 | 0 | 0 | 0
WT | 0 | 0 | 0 | 0 | 0 | 0
IGCC | 0 | 0 | 0 | 0 | 0 | 0
DemandResponse | 0 | 0 | 0 | 0 | 0 | 0
IGCC-CCS | 0 | 0 | 0 | 0 | 0 | 0
WT_off | 0 | 0 | 0 | 0 | 0 | 0
PseudoUnit | 0 | 0 | 0 | 0 | 0 | 0
FixedInterchange | 0 | 0 | 0 | 0 | 0 | 0
Levelized Retrofit Capital Costs by Reporting Type: Nebraska
ReportingType | 2015 | 2020 | 2025 | 2030 | 2035 | 2040
BM | 0 | 0 | 0 | 0 | 0 | 0
CC | 0 | 0 | 0 | 0 | 0 | 0
CSP | 0 | 0 | 0 | 0 | 0 | 0
CT | 0 | 0 | 0 | 0 | 0 | 0
Coal | 0 | 187.72 | 187.72 | 0 | 0 | 0
Geo | 0 | 0 | 0 | 0 | 0 | 0
H | 0 | 0 | 0 | 0 | 0 | 0
LFG | 0 | 0 | 0 | 0 | 0 | 0
Nuc | 0 | 0 | 0 | 0 | 0 | 0
PS | 0 | 0 | 0 | 0 | 0 | 0
PV | 0 | 0 | 0 | 0 | 0 | 0
PeakG | 0 | 0 | 0 | 0 | 0 | 0
PeakO | 0 | 0 | 0 | 0 | 0 | 0
ST | 0 | 0 | 0 | 0 | 0 | 0
STOG | 0 | 0 | 0 | 0 | 0 | 0
STWD | 0 | 0 | 0 | 0 | 0 | 0
WT | 0 | 0 | 0 | 0 | 0 | 0
IGCC | 0 | 0 | 0 | 0 | 0 | 0
DemandResponse | 0 | 0 | 0 | 0 | 0 | 0
IGCC-CCS | 0 | 0 | 0 | 0 | 0 | 0
WT_off | 0 | 0 | 0 | 0 | 0 | 0
PseudoUnit | 0 | 0 | 0 | 0 | 0 | 0
FixedInterchange | 0 | 0 | 0 | 0 | 0 | 0
Levelized Retrofit Capital Costs by Reporting Type: NEISO
ReportingType | 2015 | 2020 | 2025 | 2030 | 2035 | 2040
BM | 0 | 0 | 0 | 0 | 0 | 0
CC | 0 | 0 | 0 | 0 | 0 | 0
CSP | 0 | 0 | 0 | 0 | 0 | 0
CT | 0 | 0 | 0 | 0 | 0 | 0
Coal | 29.15 | 29.15 | 0 | 0 | 0 | 0
Geo | 0 | 0 | 0 | 0 | 0 | 0
H | 0 | 0 | 0 | 0 | 0 | 0
LFG | 0 | 0 | 0 | 0 | 0 | 0
Nuc | 0 | 0 | 0 | 0 | 0 | 0
PS | 0 | 0 | 0 | 0 | 0 | 0
PV | 0 | 0 | 0 | 0 | 0 | 0
PeakG | 0 | 0 | 0 | 0 | 0 | 0
PeakO | 0 | 0 | 0 | 0 | 0 | 0
ST | 0 | 0 | 0 | 0 | 0 | 0
STOG | 0 | 0 | 0 | 0 | 0 | 0
STWD | 0 | 0 | 0 | 0 | 0 | 0
WT | 0 | 0 | 0 | 0 | 0 | 0
IGCC | 0 | 0 | 0 | 0 | 0 | 0
DemandResponse | 0 | 0 | 0 | 0 | 0 | 0
IGCC-CCS | 0 | 0 | 0 | 0 | 0 | 0
WT_off | 0 | 0 | 0 | 0 | 0 | 0
PseudoUnit | 0 | 0 | 0 | 0 | 0 | 0
FixedInterchange | 0 | 0 | 0 | 0 | 0 | 0
Levelized Retrofit Capital Costs by Reporting Type: NonRTO_Midwest
ReportingType | 2015 | 2020 | 2025 | 2030 | 2035 | 2040
BM | 0 | 0 | 0 | 0 | 0 | 0
CC | 0 | 0 | 0 | 0 | 0 | 0
CSP | 0 | 0 | 0 | 0 | 0 | 0
CT | 0 | 0 | 0 | 0 | 0 | 0
Coal | 165.72 | 276.01 | 137.99 | 0 | 0 | 0
Geo | 0 | 0 | 0 | 0 | 0 | 0
H | 0 | 0 | 0 | 0 | 0 | 0
LFG | 0 | 0 | 0 | 0 | 0 | 0
Nuc | 0 | 0 | 0 | 0 | 0 | 0
PS | 0 | 0 | 0 | 0 | 0 | 0
PV | 0 | 0 | 0 | 0 | 0 | 0
PeakG | 0 | 0 | 0 | 0 | 0 | 0
PeakO | 0 | 0 | 0 | 0 | 0 | 0
ST | 0 | 0 | 0 | 0 | 0 | 0
STOG | 0 | 0 | 0 | 0 | 0 | 0
STWD | 0 | 0 | 0 | 0 | 0 | 0
WT | 0 | 0 | 0 | 0 | 0 | 0
IGCC | 0 | 0 | 0 | 0 | 0 | 0
DemandResponse | 0 | 0 | 0 | 0 | 0 | 0
IGCC-CCS | 0 | 0 | 0 | 0 | 0 | 0
WT_off | 0 | 0 | 0 | 0 | 0 | 0
PseudoUnit | 0 | 0 | 0 | 0 | 0 | 0
FixedInterchange | 0 | 0 | 0 | 0 | 0 | 0
Levelized Retrofit Capital Costs by Reporting Type: NYISO_A-F
ReportingType | 2015 | 2020 | 2025 | 2030 | 2035 | 2040
BM | 0 | 0 | 0 | 0 | 0 | 0
CC | 0 | 0 | 0 | 0 | 0 | 0
CSP | 0 | 0 | 0 | 0 | 0 | 0
CT | 0 | 0 | 0 | 0 | 0 | 0
Coal | 0 | 0 | 0 | 0 | 0 | 0
Geo | 0 | 0 | 0 | 0 | 0 | 0
H | 0 | 0 | 0 | 0 | 0 | 0
LFG | 0 | 0 | 0 | 0 | 0 | 0
Nuc | 0 | 0 | 0 | 0 | 0 | 0
PS | 0 | 0 | 0 | 0 | 0 | 0
PV | 0 | 0 | 0 | 0 | 0 | 0
PeakG | 0 | 0 | 0 | 0 | 0 | 0
PeakO | 0 | 0 | 0 | 0 | 0 | 0
ST | 0 | 0 | 0 | 0 | 0 | 0
STOG | 0 | 0 | 0 | 0 | 0 | 0
STWD | 0 | 0 | 0 | 0 | 0 | 0
WT | 0 | 0 | 0 | 0 | 0 | 0
IGCC | 0 | 0 | 0 | 0 | 0 | 0
DemandResponse | 0 | 0 | 0 | 0 | 0 | 0
IGCC-CCS | 0 | 0 | 0 | 0 | 0 | 0
WT_off | 0 | 0 | 0 | 0 | 0 | 0
PseudoUnit | 0 | 0 | 0 | 0 | 0 | 0
FixedInterchange | 0 | 0 | 0 | 0 | 0 | 0
Levelized Retrofit Capital Costs by Reporting Type: NYISO_G-I
ReportingType | 2015 | 2020 | 2025 | 2030 | 2035 | 2040
BM | 0 | 0 | 0 | 0 | 0 | 0
CC | 0 | 0 | 0 | 0 | 0 | 0
CSP | 0 | 0 | 0 | 0 | 0 | 0
CT | 0 | 0 | 0 | 0 | 0 | 0
Coal | 0 | 0 | 0 | 0 | 0 | 0
Geo | 0 | 0 | 0 | 0 | 0 | 0
H | 0 | 0 | 0 | 0 | 0 | 0
LFG | 0 | 0 | 0 | 0 | 0 | 0
Nuc | 0 | 0 | 0 | 0 | 0 | 0
PS | 0 | 0 | 0 | 0 | 0 | 0
PV | 0 | 0 | 0 | 0 | 0 | 0
PeakG | 0 | 0 | 0 | 0 | 0 | 0
PeakO | 0 | 0 | 0 | 0 | 0 | 0
ST | 0 | 0 | 0 | 0 | 0 | 0
STOG | 0 | 0 | 0 | 0 | 0 | 0
STWD | 0 | 0 | 0 | 0 | 0 | 0
WT | 0 | 0 | 0 | 0 | 0 | 0
IGCC | 0 | 0 | 0 | 0 | 0 | 0
DemandResponse | 0 | 0 | 0 | 0 | 0 | 0
IGCC-CCS | 0 | 0 | 0 | 0 | 0 | 0
WT_off | 0 | 0 | 0 | 0 | 0 | 0
PseudoUnit | 0 | 0 | 0 | 0 | 0 | 0
FixedInterchange | 0 | 0 | 0 | 0 | 0 | 0
Levelized Retrofit Capital Costs by Reporting Type: NYISO_J-K
ReportingType | 2015 | 2020 | 2025 | 2030 | 2035 | 2040
BM | 0 | 0 | 0 | 0 | 0 | 0
CC | 0 | 0 | 0 | 0 | 0 | 0
CSP | 0 | 0 | 0 | 0 | 0 | 0
CT | 0 | 0 | 0 | 0 | 0 | 0
Coal | 0 | 0 | 0 | 0 | 0 | 0
Geo | 0 | 0 | 0 | 0 | 0 | 0
H | 0 | 0 | 0 | 0 | 0 | 0
LFG | 0 | 0 | 0 | 0 | 0 | 0
Nuc | 0 | 0 | 0 | 0 | 0 | 0
PS | 0 | 0 | 0 | 0 | 0 | 0
PV | 0 | 0 | 0 | 0 | 0 | 0
PeakG | 0 | 0 | 0 | 0 | 0 | 0
PeakO | 0 | 0 | 0 | 0 | 0 | 0
ST | 0 | 0 | 0 | 0 | 0 | 0
STOG | 0 | 0 | 0 | 0 | 0 | 0
STWD | 0 | 0 | 0 | 0 | 0 | 0
WT | 0 | 0 | 0 | 0 | 0 | 0
IGCC | 0 | 0 | 0 | 0 | 0 | 0
DemandResponse | 0 | 0 | 0 | 0 | 0 | 0
IGCC-CCS | 0 | 0 | 0 | 0 | 0 | 0
WT_off | 0 | 0 | 0 | 0 | 0 | 0
PseudoUnit | 0 | 0 | 0 | 0 | 0 | 0
FixedInterchange | 0 | 0 | 0 | 0 | 0 | 0
Levelized Retrofit Capital Costs by Reporting Type: PJM_E
ReportingType | 2015 | 2020 | 2025 | 2030 | 2035 | 2040
BM | 0 | 0 | 0 | 0 | 0 | 0
CC | 0 | 0 | 0 | 0 | 0 | 0
CSP | 0 | 0 | 0 | 0 | 0 | 0
CT | 0 | 0 | 0 | 0 | 0 | 0
Coal | 22.45 | 22.45 | 0 | 0 | 0 | 0
Geo | 0 | 0 | 0 | 0 | 0 | 0
H | 0 | 0 | 0 | 0 | 0 | 0
LFG | 0 | 0 | 0 | 0 | 0 | 0
Nuc | 0 | 0 | 0 | 0 | 0 | 0
PS | 0 | 0 | 0 | 0 | 0 | 0
PV | 0 | 0 | 0 | 0 | 0 | 0
PeakG | 0 | 0 | 0 | 0 | 0 | 0
PeakO | 0 | 0 | 0 | 0 | 0 | 0
ST | 0 | 0 | 0 | 0 | 0 | 0
STOG | 0 | 0 | 0 | 0 | 0 | 0
STWD | 0 | 0 | 0 | 0 | 0 | 0
WT | 0 | 0 | 0 | 0 | 0 | 0
IGCC | 0 | 0 | 0 | 0 | 0 | 0
DemandResponse | 0 | 0 | 0 | 0 | 0 | 0
IGCC-CCS | 0 | 0 | 0 | 0 | 0 | 0
WT_off | 0 | 0 | 0 | 0 | 0 | 0
PseudoUnit | 0 | 0 | 0 | 0 | 0 | 0
FixedInterchange | 0 | 0 | 0 | 0 | 0 | 0
Levelized Retrofit Capital Costs by Reporting Type: PJM_ROM
ReportingType | 2015 | 2020 | 2025 | 2030 | 2035 | 2040
BM | 0 | 0 | 0 | 0 | 0 | 0
CC | 0 | 0 | 0 | 0 | 0 | 0
CSP | 0 | 0 | 0 | 0 | 0 | 0
CT | 0 | 0 | 0 | 0 | 0 | 0
Coal | 14.63 | 146.45 | 146.45 | 0 | 0 | 0
Geo | 0 | 0 | 0 | 0 | 0 | 0
H | 0 | 0 | 0 | 0 | 0 | 0
LFG | 0 | 0 | 0 | 0 | 0 | 0
Nuc | 0 | 0 | 0 | 0 | 0 | 0
PS | 0 | 0 | 0 | 0 | 0 | 0
PV | 0 | 0 | 0 | 0 | 0 | 0
PeakG | 0 | 0 | 0 | 0 | 0 | 0
PeakO | 0 | 0 | 0 | 0 | 0 | 0
ST | 0 | 0 | 0 | 0 | 0 | 0
STOG | 0 | 0 | 0 | 0 | 0 | 0
STWD | 0 | 0 | 0 | 0 | 0 | 0
WT | 0 | 0 | 0 | 0 | 0 | 0
IGCC | 0 | 0 | 0 | 0 | 0 | 0
DemandResponse | 0 | 0 | 0 | 0 | 0 | 0
IGCC-CCS | 0 | 0 | 0 | 0 | 0 | 0
WT_off | 0 | 0 | 0 | 0 | 0 | 0
PseudoUnit | 0 | 0 | 0 | 0 | 0 | 0
FixedInterchange | 0 | 0 | 0 | 0 | 0 | 0
Levelized Retrofit Capital Costs by Reporting Type: PJM_ROR
ReportingType | 2015 | 2020 | 2025 | 2030 | 2035 | 2040
BM | 0 | 0 | 0 | 0 | 0 | 0
CC | 0 | 0 | 0 | 0 | 0 | 0
CSP | 0 | 0 | 0 | 0 | 0 | 0
CT | 0 | 0 | 0 | 0 | 0 | 0
Coal | 46.99 | 857.42 | 857.42 | 0 | 0 | 0
Geo | 0 | 0 | 0 | 0 | 0 | 0
H | 0 | 0 | 0 | 0 | 0 | 0
LFG | 0 | 0 | 0 | 0 | 0 | 0
Nuc | 0 | 0 | 0 | 0 | 0 | 0
PS | 0 | 0 | 0 | 0 | 0 | 0
PV | 0 | 0 | 0 | 0 | 0 | 0
PeakG | 0 | 0 | 0 | 0 | 0 | 0
PeakO | 0 | 0 | 0 | 0 | 0 | 0
ST | 0 | 0 | 0 | 0 | 0 | 0
STOG | 0 | 0 | 0 | 0 | 0 | 0
STWD | 0 | 0 | 0 | 0 | 0 | 0
WT | 0 | 0 | 0 | 0 | 0 | 0
IGCC | 0 | 0 | 0 | 0 | 0 | 0
DemandResponse | 0 | 0 | 0 | 0 | 0 | 0
IGCC-CCS | 0 | 0 | 0 | 0 | 0 | 0
WT_off | 0 | 0 | 0 | 0 | 0 | 0
PseudoUnit | 0 | 0 | 0 | 0 | 0 | 0
FixedInterchange | 0 | 0 | 0 | 0 | 0 | 0
Levelized Retrofit Capital Costs by Reporting Type: SOCO
ReportingType | 2015 | 2020 | 2025 | 2030 | 2035 | 2040
BM | 0 | 0 | 0 | 0 | 0 | 0
CC | 0 | 0 | 0 | 0 | 0 | 0
CSP | 0 | 0 | 0 | 0 | 0 | 0
CT | 0 | 0 | 0 | 0 | 0 | 0
Coal | 400.34 | 587.16 | 186.82 | 0 | 0 | 0
Geo | 0 | 0 | 0 | 0 | 0 | 0
H | 0 | 0 | 0 | 0 | 0 | 0
LFG | 0 | 0 | 0 | 0 | 0 | 0
Nuc | 0 | 0 | 0 | 0 | 0 | 0
PS | 0 | 0 | 0 | 0 | 0 | 0
PV | 0 | 0 | 0 | 0 | 0 | 0
PeakG | 0 | 0 | 0 | 0 | 0 | 0
PeakO | 0 | 0 | 0 | 0 | 0 | 0
ST | 0 | 0 | 0 | 0 | 0 | 0
STOG | 0 | 0 | 0 | 0 | 0 | 0
STWD | 0 | 0 | 0 | 0 | 0 | 0
WT | 0 | 0 | 0 | 0 | 0 | 0
IGCC | 0 | 0 | 0 | 0 | 0 | 0
DemandResponse | 0 | 0 | 0 | 0 | 0 | 0
IGCC-CCS | 0 | 0 | 0 | 0 | 0 | 0
WT_off | 0 | 0 | 0 | 0 | 0 | 0
PseudoUnit | 0 | 0 | 0 | 0 | 0 | 0
FixedInterchange | 0 | 0 | 0 | 0 | 0 | 0
Levelized Retrofit Capital Costs by Reporting Type: SPP_N
ReportingType | 2015 | 2020 | 2025 | 2030 | 2035 | 2040
BM | 0 | 0 | 0 | 0 | 0 | 0
CC | 0 | 0 | 0 | 0 | 0 | 0
CSP | 0 | 0 | 0 | 0 | 0 | 0
CT | 0 | 0 | 0 | 0 | 0 | 0
Coal | 0 | 129.92 | 129.92 | 0 | 0 | 0
Geo | 0 | 0 | 0 | 0 | 0 | 0
H | 0 | 0 | 0 | 0 | 0 | 0
LFG | 0 | 0 | 0 | 0 | 0 | 0
Nuc | 0 | 0 | 0 | 0 | 0 | 0
PS | 0 | 0 | 0 | 0 | 0 | 0
PV | 0 | 0 | 0 | 0 | 0 | 0
PeakG | 0 | 0 | 0 | 0 | 0 | 0
PeakO | 0 | 0 | 0 | 0 | 0 | 0
ST | 0 | 0 | 0 | 0 | 0 | 0
STOG | 0 | 0 | 0 | 0 | 0 | 0
STWD | 0 | 0 | 0 | 0 | 0 | 0
WT | 0 | 0 | 0 | 0 | 0 | 0
IGCC | 0 | 0 | 0 | 0 | 0 | 0
DemandResponse | 0 | 0 | 0 | 0 | 0 | 0
IGCC-CCS | 0 | 0 | 0 | 0 | 0 | 0
WT_off | 0 | 0 | 0 | 0 | 0 | 0
PseudoUnit | 0 | 0 | 0 | 0 | 0 | 0
FixedInterchange | 0 | 0 | 0 | 0 | 0 | 0
Levelized Retrofit Capital Costs by Reporting Type: SPP_S
ReportingType | 2015 | 2020 | 2025 | 2030 | 2035 | 2040
BM | 0 | 0 | 0 | 0 | 0 | 0
CC | 0 | 0 | 0 | 0 | 0 | 0
CSP | 0 | 0 | 0 | 0 | 0 | 0
CT | 0 | 0 | 0 | 0 | 0 | 0
Coal | 0 | 204.1 | 204.1 | 0 | 0 | 0
Geo | 0 | 0 | 0 | 0 | 0 | 0
H | 0 | 0 | 0 | 0 | 0 | 0
LFG | 0 | 0 | 0 | 0 | 0 | 0
Nuc | 0 | 0 | 0 | 0 | 0 | 0
PS | 0 | 0 | 0 | 0 | 0 | 0
PV | 0 | 0 | 0 | 0 | 0 | 0
PeakG | 0 | 0 | 0 | 0 | 0 | 0
PeakO | 0 | 0 | 0 | 0 | 0 | 0
ST | 0 | 0 | 0 | 0 | 0 | 0
STOG | 0 | 0 | 0 | 0 | 0 | 0
STWD | 0 | 0 | 0 | 0 | 0 | 0
WT | 0 | 0 | 0 | 0 | 0 | 0
IGCC | 0 | 0 | 0 | 0 | 0 | 0
DemandResponse | 0 | 0 | 0 | 0 | 0 | 0
IGCC-CCS | 0 | 0 | 0 | 0 | 0 | 0
WT_off | 0 | 0 | 0 | 0 | 0 | 0
PseudoUnit | 0 | 0 | 0 | 0 | 0 | 0
FixedInterchange | 0 | 0 | 0 | 0 | 0 | 0
Levelized Retrofit Capital Costs by Reporting Type: TVA
ReportingType | 2015 | 2020 | 2025 | 2030 | 2035 | 2040
BM | 0 | 0 | 0 | 0 | 0 | 0
CC | 0 | 0 | 0 | 0 | 0 | 0
CSP | 0 | 0 | 0 | 0 | 0 | 0
CT | 0 | 0 | 0 | 0 | 0 | 0
Coal | 0 | 240.91 | 240.91 | 0 | 0 | 0
Geo | 0 | 0 | 0 | 0 | 0 | 0
H | 0 | 0 | 0 | 0 | 0 | 0
LFG | 0 | 0 | 0 | 0 | 0 | 0
Nuc | 0 | 0 | 0 | 0 | 0 | 0
PS | 0 | 0 | 0 | 0 | 0 | 0
PV | 0 | 0 | 0 | 0 | 0 | 0
PeakG | 0 | 0 | 0 | 0 | 0 | 0
PeakO | 0 | 0 | 0 | 0 | 0 | 0
ST | 0 | 0 | 0 | 0 | 0 | 0
STOG | 0 | 0 | 0 | 0 | 0 | 0
STWD | 0 | 0 | 0 | 0 | 0 | 0
WT | 0 | 0 | 0 | 0 | 0 | 0
IGCC | 0 | 0 | 0 | 0 | 0 | 0
DemandResponse | 0 | 0 | 0 | 0 | 0 | 0
IGCC-CCS | 0 | 0 | 0 | 0 | 0 | 0
WT_off | 0 | 0 | 0 | 0 | 0 | 0
PseudoUnit | 0 | 0 | 0 | 0 | 0 | 0
FixedInterchange | 0 | 0 | 0 | 0 | 0 | 0
Levelized Retrofit Capital Costs by Reporting Type: TVA_Transmission
ReportingType | 2015 | 2020 | 2025 | 2030 | 2035 | 2040
BM | 0 | 0 | 0 | 0 | 0 | 0
CC | 0 | 0 | 0 | 0 | 0 | 0
CSP | 0 | 0 | 0 | 0 | 0 | 0
CT | 0 | 0 | 0 | 0 | 0 | 0
Coal | 0 | 0 | 0 | 0 | 0 | 0
Geo | 0 | 0 | 0 | 0 | 0 | 0
H | 0 | 0 | 0 | 0 | 0 | 0
LFG | 0 | 0 | 0 | 0 | 0 | 0
Nuc | 0 | 0 | 0 | 0 | 0 | 0
PS | 0 | 0 | 0 | 0 | 0 | 0
PV | 0 | 0 | 0 | 0 | 0 | 0
PeakG | 0 | 0 | 0 | 0 | 0 | 0
PeakO | 0 | 0 | 0 | 0 | 0 | 0
ST | 0 | 0 | 0 | 0 | 0 | 0
STOG | 0 | 0 | 0 | 0 | 0 | 0
STWD | 0 | 0 | 0 | 0 | 0 | 0
WT | 0 | 0 | 0 | 0 | 0 | 0
IGCC | 0 | 0 | 0 | 0 | 0 | 0
DemandResponse | 0 | 0 | 0 | 0 | 0 | 0
IGCC-CCS | 0 | 0 | 0 | 0 | 0 | 0
WT_off | 0 | 0 | 0 | 0 | 0 | 0
PseudoUnit | 0 | 0 | 0 | 0 | 0 | 0
FixedInterchange | 0 | 0 | 0 | 0 | 0 | 0
Levelized Retrofit Capital Costs by Reporting Type: VACAR
ReportingType | 2015 | 2020 | 2025 | 2030 | 2035 | 2040
BM | 0 | 0 | 0 | 0 | 0 | 0
CC | 0 | 0 | 0 | 0 | 0 | 0
CSP | 0 | 0 | 0 | 0 | 0 | 0
CT | 0 | 0 | 0 | 0 | 0 | 0
Coal | 0 | 149.66 | 149.66 | 0 | 0 | 0
Geo | 0 | 0 | 0 | 0 | 0 | 0
H | 0 | 0 | 0 | 0 | 0 | 0
LFG | 0 | 0 | 0 | 0 | 0 | 0
Nuc | 0 | 0 | 0 | 0 | 0 | 0
PS | 0 | 0 | 0 | 0 | 0 | 0
PV | 0 | 0 | 0 | 0 | 0 | 0
PeakG | 0 | 0 | 0 | 0 | 0 | 0
PeakO | 0 | 0 | 0 | 0 | 0 | 0
ST | 0 | 0 | 0 | 0 | 0 | 0
STOG | 0 | 0 | 0 | 0 | 0 | 0
STWD | 0 | 0 | 0 | 0 | 0 | 0
WT | 0 | 0 | 0 | 0 | 0 | 0
IGCC | 0 | 0 | 0 | 0 | 0 | 0
DemandResponse | 0 | 0 | 0 | 0 | 0 | 0
IGCC-CCS | 0 | 0 | 0 | 0 | 0 | 0
WT_off | 0 | 0 | 0 | 0 | 0 | 0
PseudoUnit | 0 | 0 | 0 | 0 | 0 | 0
FixedInterchange | 0 | 0 | 0 | 0 | 0 | 0
Levelized Retrofit Capital Costs by Reporting Type: IESO
ReportingType | 2015 | 2020 | 2025 | 2030 | 2035 | 2040
BM | 0 | 0 | 0 | 0 | 0 | 0
CC | 0 | 0 | 0 | 0 | 0 | 0
CSP | 0 | 0 | 0 | 0 | 0 | 0
CT | 0 | 0 | 0 | 0 | 0 | 0
Coal | 0 | 0 | 0 | 0 | 0 | 0
Geo | 0 | 0 | 0 | 0 | 0 | 0
H | 0 | 0 | 0 | 0 | 0 | 0
LFG | 0 | 0 | 0 | 0 | 0 | 0
Nuc | 0 | 0 | 0 | 0 | 0 | 0
PS | 0 | 0 | 0 | 0 | 0 | 0
PV | 0 | 0 | 0 | 0 | 0 | 0
PeakG | 0 | 0 | 0 | 0 | 0 | 0
PeakO | 0 | 0 | 0 | 0 | 0 | 0
ST | 0 | 0 | 0 | 0 | 0 | 0
STOG | 0 | 0 | 0 | 0 | 0 | 0
STWD | 0 | 0 | 0 | 0 | 0 | 0
WT | 0 | 0 | 0 | 0 | 0 | 0
IGCC | 0 | 0 | 0 | 0 | 0 | 0
DemandResponse | 0 | 0 | 0 | 0 | 0 | 0
IGCC-CCS | 0 | 0 | 0 | 0 | 0 | 0
WT_off | 0 | 0 | 0 | 0 | 0 | 0
PseudoUnit | 0 | 0 | 0 | 0 | 0 | 0
FixedInterchange | 0 | 0 | 0 | 0 | 0 | 0
Levelized Retrofit Capital Costs by Reporting Type: MAPP_CA
ReportingType | 2015 | 2020 | 2025 | 2030 | 2035 | 2040
BM | 0 | 0 | 0 | 0 | 0 | 0
CC | 0 | 0 | 0 | 0 | 0 | 0
CSP | 0 | 0 | 0 | 0 | 0 | 0
CT | 0 | 0 | 0 | 0 | 0 | 0
Coal | 0 | 0 | 0 | 0 | 0 | 0
Geo | 0 | 0 | 0 | 0 | 0 | 0
H | 0 | 0 | 0 | 0 | 0 | 0
LFG | 0 | 0 | 0 | 0 | 0 | 0
Nuc | 0 | 0 | 0 | 0 | 0 | 0
PS | 0 | 0 | 0 | 0 | 0 | 0
PV | 0 | 0 | 0 | 0 | 0 | 0
PeakG | 0 | 0 | 0 | 0 | 0 | 0
PeakO | 0 | 0 | 0 | 0 | 0 | 0
ST | 0 | 0 | 0 | 0 | 0 | 0
STOG | 0 | 0 | 0 | 0 | 0 | 0
STWD | 0 | 0 | 0 | 0 | 0 | 0
WT | 0 | 0 | 0 | 0 | 0 | 0
IGCC | 0 | 0 | 0 | 0 | 0 | 0
DemandResponse | 0 | 0 | 0 | 0 | 0 | 0
IGCC-CCS | 0 | 0 | 0 | 0 | 0 | 0
WT_off | 0 | 0 | 0 | 0 | 0 | 0
PseudoUnit | 0 | 0 | 0 | 0 | 0 | 0
FixedInterchange | 0 | 0 | 0 | 0 | 0 | 0
Levelized Retrofit Capital Costs by Reporting Type: AZ_NM_SNV_Coal
ReportingType | 2015 | 2020 | 2025 | 2030 | 2035 | 2040
BM | 0 | 0 | 0 | 0 | 0 | 0
CC | 0 | 0 | 0 | 0 | 0 | 0
CSP | 0 | 0 | 0 | 0 | 0 | 0
CT | 0 | 0 | 0 | 0 | 0 | 0
Coal | 49.67 | 122 | 89.07 | 0 | 0 | 0
Geo | 0 | 0 | 0 | 0 | 0 | 0
H | 0 | 0 | 0 | 0 | 0 | 0
LFG | 0 | 0 | 0 | 0 | 0 | 0
Nuc | 0 | 0 | 0 | 0 | 0 | 0
PS | 0 | 0 | 0 | 0 | 0 | 0
PV | 0 | 0 | 0 | 0 | 0 | 0
PeakG | 0 | 0 | 0 | 0 | 0 | 0
PeakO | 0 | 0 | 0 | 0 | 0 | 0
ST | 0 | 0 | 0 | 0 | 0 | 0
STOG | 0 | 0 | 0 | 0 | 0 | 0
STWD | 0 | 0 | 0 | 0 | 0 | 0
WT | 0 | 0 | 0 | 0 | 0 | 0
IGCC | 0 | 0 | 0 | 0 | 0 | 0
DemandResponse | 0 | 0 | 0 | 0 | 0 | 0
IGCC-CCS | 0 | 0 | 0 | 0 | 0 | 0
WT_off | 0 | 0 | 0 | 0 | 0 | 0
PseudoUnit | 0 | 0 | 0 | 0 | 0 | 0
FixedInterchange | 0 | 0 | 0 | 0 | 0 | 0
Levelized Retrofit Capital Costs by Reporting Type: AZ_NM_SNV_Gas
ReportingType | 2015 | 2020 | 2025 | 2030 | 2035 | 2040
BM | 0 | 0 | 0 | 0 | 0 | 0
CC | 0 | 0 | 0 | 0 | 0 | 0
CSP | 0 | 0 | 0 | 0 | 0 | 0
CT | 0 | 0 | 0 | 0 | 0 | 0
Coal | 0 | 0 | 0 | 0 | 0 | 0
Geo | 0 | 0 | 0 | 0 | 0 | 0
H | 0 | 0 | 0 | 0 | 0 | 0
LFG | 0 | 0 | 0 | 0 | 0 | 0
Nuc | 0 | 0 | 0 | 0 | 0 | 0
PS | 0 | 0 | 0 | 0 | 0 | 0
PV | 0 | 0 | 0 | 0 | 0 | 0
PeakG | 0 | 0 | 0 | 0 | 0 | 0
PeakO | 0 | 0 | 0 | 0 | 0 | 0
ST | 0 | 0 | 0 | 0 | 0 | 0
STOG | 0 | 0 | 0 | 0 | 0 | 0
STWD | 0 | 0 | 0 | 0 | 0 | 0
WT | 0 | 0 | 0 | 0 | 0 | 0
IGCC | 0 | 0 | 0 | 0 | 0 | 0
DemandResponse | 0 | 0 | 0 | 0 | 0 | 0
IGCC-CCS | 0 | 0 | 0 | 0 | 0 | 0
WT_off | 0 | 0 | 0 | 0 | 0 | 0
PseudoUnit | 0 | 0 | 0 | 0 | 0 | 0
FixedInterchange | 0 | 0 | 0 | 0 | 0 | 0
Levelized Retrofit Capital Costs by Reporting Type: AZ_NM_SNV_NucRenew
ReportingType | 2015 | 2020 | 2025 | 2030 | 2035 | 2040
BM | 0 | 0 | 0 | 0 | 0 | 0
CC | 0 | 0 | 0 | 0 | 0 | 0
CSP | 0 | 0 | 0 | 0 | 0 | 0
CT | 0 | 0 | 0 | 0 | 0 | 0
Coal | 0 | 0 | 0 | 0 | 0 | 0
Geo | 0 | 0 | 0 | 0 | 0 | 0
H | 0 | 0 | 0 | 0 | 0 | 0
LFG | 0 | 0 | 0 | 0 | 0 | 0
Nuc | 0 | 0 | 0 | 0 | 0 | 0
PS | 0 | 0 | 0 | 0 | 0 | 0
PV | 0 | 0 | 0 | 0 | 0 | 0
PeakG | 0 | 0 | 0 | 0 | 0 | 0
PeakO | 0 | 0 | 0 | 0 | 0 | 0
ST | 0 | 0 | 0 | 0 | 0 | 0
STOG | 0 | 0 | 0 | 0 | 0 | 0
STWD | 0 | 0 | 0 | 0 | 0 | 0
WT | 0 | 0 | 0 | 0 | 0 | 0
IGCC | 0 | 0 | 0 | 0 | 0 | 0
DemandResponse | 0 | 0 | 0 | 0 | 0 | 0
IGCC-CCS | 0 | 0 | 0 | 0 | 0 | 0
WT_off | 0 | 0 | 0 | 0 | 0 | 0
PseudoUnit | 0 | 0 | 0 | 0 | 0 | 0
FixedInterchange | 0 | 0 | 0 | 0 | 0 | 0
Levelized Retrofit Capital Costs by Reporting Type: ERCOT
ReportingType | 2015 | 2020 | 2025 | 2030 | 2035 | 2040
BM | 0 | 0 | 0 | 0 | 0 | 0
CC | 0 | 0 | 0 | 0 | 0 | 0
CSP | 0 | 0 | 0 | 0 | 0 | 0
CT | 0 | 0 | 0 | 0 | 0 | 0
Coal | 82.51 | 271.76 | 271.76 | 0 | 0 | 0
Geo | 0 | 0 | 0 | 0 | 0 | 0
H | 0 | 0 | 0 | 0 | 0 | 0
LFG | 0 | 0 | 0 | 0 | 0 | 0
Nuc | 0 | 0 | 0 | 0 | 0 | 0
PS | 0 | 0 | 0 | 0 | 0 | 0
PV | 0 | 0 | 0 | 0 | 0 | 0
PeakG | 0 | 0 | 0 | 0 | 0 | 0
PeakO | 0 | 0 | 0 | 0 | 0 | 0
ST | 0 | 0 | 0 | 0 | 0 | 0
STOG | 0 | 0 | 0 | 0 | 0 | 0
STWD | 0 | 0 | 0 | 0 | 0 | 0
WT | 0 | 0 | 0 | 0 | 0 | 0
IGCC | 0 | 0 | 0 | 0 | 0 | 0
DemandResponse | 0 | 0 | 0 | 0 | 0 | 0
IGCC-CCS | 0 | 0 | 0 | 0 | 0 | 0
WT_off | 0 | 0 | 0 | 0 | 0 | 0
PseudoUnit | 0 | 0 | 0 | 0 | 0 | 0
FixedInterchange | 0 | 0 | 0 | 0 | 0 | 0
Levelized Retrofit Capital Costs by Reporting Type: NP15
ReportingType | 2015 | 2020 | 2025 | 2030 | 2035 | 2040
BM | 0 | 0 | 0 | 0 | 0 | 0
CC | 0 | 0 | 0 | 0 | 0 | 0
CSP | 0 | 0 | 0 | 0 | 0 | 0
CT | 0 | 0 | 0 | 0 | 0 | 0
Coal | 0 | 0 | 0 | 0 | 0 | 0
Geo | 0 | 0 | 0 | 0 | 0 | 0
H | 0 | 0 | 0 | 0 | 0 | 0
LFG | 0 | 0 | 0 | 0 | 0 | 0
Nuc | 0 | 0 | 0 | 0 | 0 | 0
PS | 0 | 0 | 0 | 0 | 0 | 0
PV | 0 | 0 | 0 | 0 | 0 | 0
PeakG | 0 | 0 | 0 | 0 | 0 | 0
PeakO | 0 | 0 | 0 | 0 | 0 | 0
ST | 0 | 0 | 0 | 0 | 0 | 0
STOG | 0 | 0 | 0 | 0 | 0 | 0
STWD | 0 | 0 | 0 | 0 | 0 | 0
WT | 0 | 0 | 0 | 0 | 0 | 0
IGCC | 0 | 0 | 0 | 0 | 0 | 0
DemandResponse | 0 | 0 | 0 | 0 | 0 | 0
IGCC-CCS | 0 | 0 | 0 | 0 | 0 | 0
WT_off | 0 | 0 | 0 | 0 | 0 | 0
PseudoUnit | 0 | 0 | 0 | 0 | 0 | 0
FixedInterchange | 0 | 0 | 0 | 0 | 0 | 0
Levelized Retrofit Capital Costs by Reporting Type: NWPP_Coal
ReportingType | 2015 | 2020 | 2025 | 2030 | 2035 | 2040
BM | 0 | 0 | 0 | 0 | 0 | 0
CC | 0 | 0 | 0 | 0 | 0 | 0
CSP | 0 | 0 | 0 | 0 | 0 | 0
CT | 0 | 0 | 0 | 0 | 0 | 0
Coal | 0 | 166.25 | 166.25 | 0 | 0 | 0
Geo | 0 | 0 | 0 | 0 | 0 | 0
H | 0 | 0 | 0 | 0 | 0 | 0
LFG | 0 | 0 | 0 | 0 | 0 | 0
Nuc | 0 | 0 | 0 | 0 | 0 | 0
PS | 0 | 0 | 0 | 0 | 0 | 0
PV | 0 | 0 | 0 | 0 | 0 | 0
PeakG | 0 | 0 | 0 | 0 | 0 | 0
PeakO | 0 | 0 | 0 | 0 | 0 | 0
ST | 0 | 0 | 0 | 0 | 0 | 0
STOG | 0 | 0 | 0 | 0 | 0 | 0
STWD | 0 | 0 | 0 | 0 | 0 | 0
WT | 0 | 0 | 0 | 0 | 0 | 0
IGCC | 0 | 0 | 0 | 0 | 0 | 0
DemandResponse | 0 | 0 | 0 | 0 | 0 | 0
IGCC-CCS | 0 | 0 | 0 | 0 | 0 | 0
WT_off | 0 | 0 | 0 | 0 | 0 | 0
PseudoUnit | 0 | 0 | 0 | 0 | 0 | 0
FixedInterchange | 0 | 0 | 0 | 0 | 0 | 0
Levelized Retrofit Capital Costs by Reporting Type: NWPP_Gas
ReportingType | 2015 | 2020 | 2025 | 2030 | 2035 | 2040
BM | 0 | 0 | 0 | 0 | 0 | 0
CC | 0 | 0 | 0 | 0 | 0 | 0
CSP | 0 | 0 | 0 | 0 | 0 | 0
CT | 0 | 0 | 0 | 0 | 0 | 0
Coal | 0 | 0 | 0 | 0 | 0 | 0
Geo | 0 | 0 | 0 | 0 | 0 | 0
H | 0 | 0 | 0 | 0 | 0 | 0
LFG | 0 | 0 | 0 | 0 | 0 | 0
Nuc | 0 | 0 | 0 | 0 | 0 | 0
PS | 0 | 0 | 0 | 0 | 0 | 0
PV | 0 | 0 | 0 | 0 | 0 | 0
PeakG | 0 | 0 | 0 | 0 | 0 | 0
PeakO | 0 | 0 | 0 | 0 | 0 | 0
ST | 0 | 0 | 0 | 0 | 0 | 0
STOG | 0 | 0 | 0 | 0 | 0 | 0
STWD | 0 | 0 | 0 | 0 | 0 | 0
WT | 0 | 0 | 0 | 0 | 0 | 0
IGCC | 0 | 0 | 0 | 0 | 0 | 0
DemandResponse | 0 | 0 | 0 | 0 | 0 | 0
IGCC-CCS | 0 | 0 | 0 | 0 | 0 | 0
WT_off | 0 | 0 | 0 | 0 | 0 | 0
PseudoUnit | 0 | 0 | 0 | 0 | 0 | 0
FixedInterchange | 0 | 0 | 0 | 0 | 0 | 0
Levelized Retrofit Capital Costs by Reporting Type: NWPP_NucRenew
ReportingType | 2015 | 2020 | 2025 | 2030 | 2035 | 2040
BM | 0 | 0 | 0 | 0 | 0 | 0
CC | 0 | 0 | 0 | 0 | 0 | 0
CSP | 0 | 0 | 0 | 0 | 0 | 0
CT | 0 | 0 | 0 | 0 | 0 | 0
Coal | 0 | 0 | 0 | 0 | 0 | 0
Geo | 0 | 0 | 0 | 0 | 0 | 0
H | 0 | 0 | 0 | 0 | 0 | 0
LFG | 0 | 0 | 0 | 0 | 0 | 0
Nuc | 0 | 0 | 0 | 0 | 0 | 0
PS | 0 | 0 | 0 | 0 | 0 | 0
PV | 0 | 0 | 0 | 0 | 0 | 0
PeakG | 0 | 0 | 0 | 0 | 0 | 0
PeakO | 0 | 0 | 0 | 0 | 0 | 0
ST | 0 | 0 | 0 | 0 | 0 | 0
STOG | 0 | 0 | 0 | 0 | 0 | 0
STWD | 0 | 0 | 0 | 0 | 0 | 0
WT | 0 | 0 | 0 | 0 | 0 | 0
IGCC | 0 | 0 | 0 | 0 | 0 | 0
DemandResponse | 0 | 0 | 0 | 0 | 0 | 0
IGCC-CCS | 0 | 0 | 0 | 0 | 0 | 0
WT_off | 0 | 0 | 0 | 0 | 0 | 0
PseudoUnit | 0 | 0 | 0 | 0 | 0 | 0
FixedInterchange | 0 | 0 | 0 | 0 | 0 | 0
Levelized Retrofit Capital Costs by Reporting Type: RMPA
ReportingType | 2015 | 2020 | 2025 | 2030 | 2035 | 2040
BM | 0 | 0 | 0 | 0 | 0 | 0
CC | 0 | 0 | 0 | 0 | 0 | 0
CSP | 0 | 0 | 0 | 0 | 0 | 0
CT | 0 | 0 | 0 | 0 | 0 | 0
Coal | 29.1 | 91.51 | 91.51 | 0 | 0 | 0
Geo | 0 | 0 | 0 | 0 | 0 | 0
H | 0 | 0 | 0 | 0 | 0 | 0
LFG | 0 | 0 | 0 | 0 | 0 | 0
Nuc | 0 | 0 | 0 | 0 | 0 | 0
PS | 0 | 0 | 0 | 0 | 0 | 0
PV | 0 | 0 | 0 | 0 | 0 | 0
PeakG | 0 | 0 | 0 | 0 | 0 | 0
PeakO | 0 | 0 | 0 | 0 | 0 | 0
ST | 0 | 0 | 0 | 0 | 0 | 0
STOG | 0 | 0 | 0 | 0 | 0 | 0
STWD | 0 | 0 | 0 | 0 | 0 | 0
WT | 0 | 0 | 0 | 0 | 0 | 0
IGCC | 0 | 0 | 0 | 0 | 0 | 0
DemandResponse | 0 | 0 | 0 | 0 | 0 | 0
IGCC-CCS | 0 | 0 | 0 | 0 | 0 | 0
WT_off | 0 | 0 | 0 | 0 | 0 | 0
PseudoUnit | 0 | 0 | 0 | 0 | 0 | 0
FixedInterchange | 0 | 0 | 0 | 0 | 0 | 0
Levelized Retrofit Capital Costs by Reporting Type: SP15
ReportingType | 2015 | 2020 | 2025 | 2030 | 2035 | 2040
BM | 0 | 0 | 0 | 0 | 0 | 0
CC | 0 | 0 | 0 | 0 | 0 | 0
CSP | 0 | 0 | 0 | 0 | 0 | 0
CT | 0 | 0 | 0 | 0 | 0 | 0
Coal | 0 | 2.92 | 2.92 | 0 | 0 | 0
Geo | 0 | 0 | 0 | 0 | 0 | 0
H | 0 | 0 | 0 | 0 | 0 | 0
LFG | 0 | 0 | 0 | 0 | 0 | 0
Nuc | 0 | 0 | 0 | 0 | 0 | 0
PS | 0 | 0 | 0 | 0 | 0 | 0
PV | 0 | 0 | 0 | 0 | 0 | 0
PeakG | 0 | 0 | 0 | 0 | 0 | 0
PeakO | 0 | 0 | 0 | 0 | 0 | 0
ST | 0 | 0 | 0 | 0 | 0 | 0
STOG | 0 | 0 | 0 | 0 | 0 | 0
STWD | 0 | 0 | 0 | 0 | 0 | 0
WT | 0 | 0 | 0 | 0 | 0 | 0
IGCC | 0 | 0 | 0 | 0 | 0 | 0
DemandResponse | 0 | 0 | 0 | 0 | 0 | 0
IGCC-CCS | 0 | 0 | 0 | 0 | 0 | 0
WT_off | 0 | 0 | 0 | 0 | 0 | 0
PseudoUnit | 0 | 0 | 0 | 0 | 0 | 0
FixedInterchange | 0 | 0 | 0 | 0 | 0 | 0
Levelized Retrofit Capital Costs by Reporting Type: ALB
ReportingType | 2015 | 2020 | 2025 | 2030 | 2035 | 2040
BM | 0 | 0 | 0 | 0 | 0 | 0
CC | 0 | 0 | 0 | 0 | 0 | 0
CSP | 0 | 0 | 0 | 0 | 0 | 0
CT | 0 | 0 | 0 | 0 | 0 | 0
Coal | 0 | 0 | 0 | 0 | 0 | 0
Geo | 0 | 0 | 0 | 0 | 0 | 0
H | 0 | 0 | 0 | 0 | 0 | 0
LFG | 0 | 0 | 0 | 0 | 0 | 0
Nuc | 0 | 0 | 0 | 0 | 0 | 0
PS | 0 | 0 | 0 | 0 | 0 | 0
PV | 0 | 0 | 0 | 0 | 0 | 0
PeakG | 0 | 0 | 0 | 0 | 0 | 0
PeakO | 0 | 0 | 0 | 0 | 0 | 0
ST | 0 | 0 | 0 | 0 | 0 | 0
STOG | 0 | 0 | 0 | 0 | 0 | 0
STWD | 0 | 0 | 0 | 0 | 0 | 0
WT | 0 | 0 | 0 | 0 | 0 | 0
IGCC | 0 | 0 | 0 | 0 | 0 | 0
DemandResponse | 0 | 0 | 0 | 0 | 0 | 0
IGCC-CCS | 0 | 0 | 0 | 0 | 0 | 0
WT_off | 0 | 0 | 0 | 0 | 0 | 0
PseudoUnit | 0 | 0 | 0 | 0 | 0 | 0
FixedInterchange | 0 | 0 | 0 | 0 | 0 | 0
Levelized Retrofit Capital Costs by Reporting Type: BC
ReportingType | 2015 | 2020 | 2025 | 2030 | 2035 | 2040
BM | 0 | 0 | 0 | 0 | 0 | 0
CC | 0 | 0 | 0 | 0 | 0 | 0
CSP | 0 | 0 | 0 | 0 | 0 | 0
CT | 0 | 0 | 0 | 0 | 0 | 0
Coal | 0 | 0 | 0 | 0 | 0 | 0
Geo | 0 | 0 | 0 | 0 | 0 | 0
H | 0 | 0 | 0 | 0 | 0 | 0
LFG | 0 | 0 | 0 | 0 | 0 | 0
Nuc | 0 | 0 | 0 | 0 | 0 | 0
PS | 0 | 0 | 0 | 0 | 0 | 0
PV | 0 | 0 | 0 | 0 | 0 | 0
PeakG | 0 | 0 | 0 | 0 | 0 | 0
PeakO | 0 | 0 | 0 | 0 | 0 | 0
ST | 0 | 0 | 0 | 0 | 0 | 0
STOG | 0 | 0 | 0 | 0 | 0 | 0
STWD | 0 | 0 | 0 | 0 | 0 | 0
WT | 0 | 0 | 0 | 0 | 0 | 0
IGCC | 0 | 0 | 0 | 0 | 0 | 0
DemandResponse | 0 | 0 | 0 | 0 | 0 | 0
IGCC-CCS | 0 | 0 | 0 | 0 | 0 | 0
WT_off | 0 | 0 | 0 | 0 | 0 | 0
PseudoUnit | 0 | 0 | 0 | 0 | 0 | 0
FixedInterchange | 0 | 0 | 0 | 0 | 0 | 0
Levelized Retrofit Capital Costs by Reporting Type: HQ_IESO
ReportingType | 2015 | 2020 | 2025 | 2030 | 2035 | 2040
BM | 0 | 0 | 0 | 0 | 0 | 0
CC | 0 | 0 | 0 | 0 | 0 | 0
CSP | 0 | 0 | 0 | 0 | 0 | 0
CT | 0 | 0 | 0 | 0 | 0 | 0
Coal | 0 | 0 | 0 | 0 | 0 | 0
Geo | 0 | 0 | 0 | 0 | 0 | 0
H | 0 | 0 | 0 | 0 | 0 | 0
LFG | 0 | 0 | 0 | 0 | 0 | 0
Nuc | 0 | 0 | 0 | 0 | 0 | 0
PS | 0 | 0 | 0 | 0 | 0 | 0
PV | 0 | 0 | 0 | 0 | 0 | 0
PeakG | 0 | 0 | 0 | 0 | 0 | 0
PeakO | 0 | 0 | 0 | 0 | 0 | 0
ST | 0 | 0 | 0 | 0 | 0 | 0
STOG | 0 | 0 | 0 | 0 | 0 | 0
STWD | 0 | 0 | 0 | 0 | 0 | 0
WT | 0 | 0 | 0 | 0 | 0 | 0
IGCC | 0 | 0 | 0 | 0 | 0 | 0
DemandResponse | 0 | 0 | 0 | 0 | 0 | 0
IGCC-CCS | 0 | 0 | 0 | 0 | 0 | 0
WT_off | 0 | 0 | 0 | 0 | 0 | 0
PseudoUnit | 0 | 0 | 0 | 0 | 0 | 0
FixedInterchange | 0 | 0 | 0 | 0 | 0 | 0
Levelized Retrofit Capital Costs by Reporting Type: HQ_NEISO
ReportingType | 2015 | 2020 | 2025 | 2030 | 2035 | 2040
BM | 0 | 0 | 0 | 0 | 0 | 0
CC | 0 | 0 | 0 | 0 | 0 | 0
CSP | 0 | 0 | 0 | 0 | 0 | 0
CT | 0 | 0 | 0 | 0 | 0 | 0
Coal | 0 | 0 | 0 | 0 | 0 | 0
Geo | 0 | 0 | 0 | 0 | 0 | 0
H | 0 | 0 | 0 | 0 | 0 | 0
LFG | 0 | 0 | 0 | 0 | 0 | 0
Nuc | 0 | 0 | 0 | 0 | 0 | 0
PS | 0 | 0 | 0 | 0 | 0 | 0
PV | 0 | 0 | 0 | 0 | 0 | 0
PeakG | 0 | 0 | 0 | 0 | 0 | 0
PeakO | 0 | 0 | 0 | 0 | 0 | 0
ST | 0 | 0 | 0 | 0 | 0 | 0
STOG | 0 | 0 | 0 | 0 | 0 | 0
STWD | 0 | 0 | 0 | 0 | 0 | 0
WT | 0 | 0 | 0 | 0 | 0 | 0
IGCC | 0 | 0 | 0 | 0 | 0 | 0
DemandResponse | 0 | 0 | 0 | 0 | 0 | 0
IGCC-CCS | 0 | 0 | 0 | 0 | 0 | 0
WT_off | 0 | 0 | 0 | 0 | 0 | 0
PseudoUnit | 0 | 0 | 0 | 0 | 0 | 0
FixedInterchange | 0 | 0 | 0 | 0 | 0 | 0
Levelized Retrofit Capital Costs by Reporting Type: HQ_NY
ReportingType | 2015 | 2020 | 2025 | 2030 | 2035 | 2040
BM | 0 | 0 | 0 | 0 | 0 | 0
CC | 0 | 0 | 0 | 0 | 0 | 0
CSP | 0 | 0 | 0 | 0 | 0 | 0
CT | 0 | 0 | 0 | 0 | 0 | 0
Coal | 0 | 0 | 0 | 0 | 0 | 0
Geo | 0 | 0 | 0 | 0 | 0 | 0
H | 0 | 0 | 0 | 0 | 0 | 0
LFG | 0 | 0 | 0 | 0 | 0 | 0
Nuc | 0 | 0 | 0 | 0 | 0 | 0
PS | 0 | 0 | 0 | 0 | 0 | 0
PV | 0 | 0 | 0 | 0 | 0 | 0
PeakG | 0 | 0 | 0 | 0 | 0 | 0
PeakO | 0 | 0 | 0 | 0 | 0 | 0
ST | 0 | 0 | 0 | 0 | 0 | 0
STOG | 0 | 0 | 0 | 0 | 0 | 0
STWD | 0 | 0 | 0 | 0 | 0 | 0
WT | 0 | 0 | 0 | 0 | 0 | 0
IGCC | 0 | 0 | 0 | 0 | 0 | 0
DemandResponse | 0 | 0 | 0 | 0 | 0 | 0
IGCC-CCS | 0 | 0 | 0 | 0 | 0 | 0
WT_off | 0 | 0 | 0 | 0 | 0 | 0
PseudoUnit | 0 | 0 | 0 | 0 | 0 | 0
FixedInterchange | 0 | 0 | 0 | 0 | 0 | 0
Levelized Retrofit Capital Costs by Reporting Type: MARITIMES
ReportingType | 2015 | 2020 | 2025 | 2030 | 2035 | 2040
BM | 0 | 0 | 0 | 0 | 0 | 0
CC | 0 | 0 | 0 | 0 | 0 | 0
CSP | 0 | 0 | 0 | 0 | 0 | 0
CT | 0 | 0 | 0 | 0 | 0 | 0
Coal | 0 | 0 | 0 | 0 | 0 | 0
Geo | 0 | 0 | 0 | 0 | 0 | 0
H | 0 | 0 | 0 | 0 | 0 | 0
LFG | 0 | 0 | 0 | 0 | 0 | 0
Nuc | 0 | 0 | 0 | 0 | 0 | 0
PS | 0 | 0 | 0 | 0 | 0 | 0
PV | 0 | 0 | 0 | 0 | 0 | 0
PeakG | 0 | 0 | 0 | 0 | 0 | 0
PeakO | 0 | 0 | 0 | 0 | 0 | 0
ST | 0 | 0 | 0 | 0 | 0 | 0
STOG | 0 | 0 | 0 | 0 | 0 | 0
STWD | 0 | 0 | 0 | 0 | 0 | 0
WT | 0 | 0 | 0 | 0 | 0 | 0
IGCC | 0 | 0 | 0 | 0 | 0 | 0
DemandResponse | 0 | 0 | 0 | 0 | 0 | 0
IGCC-CCS | 0 | 0 | 0 | 0 | 0 | 0
WT_off | 0 | 0 | 0 | 0 | 0 | 0
PseudoUnit | 0 | 0 | 0 | 0 | 0 | 0
FixedInterchange | 0 | 0 | 0 | 0 | 0 | 0
Levelized Retrofit Capital Costs by Reporting Type: All
ReportingType | 2015 | 2020 | 2025 | 2030 | 2035 | 2040
BM | 0 | 0 | 0 | 0 | 0 | 0
CC | 0 | 0 | 0 | 0 | 0 | 0
CSP | 0 | 0 | 0 | 0 | 0 | 0
CT | 0 | 0 | 0 | 0 | 0 | 0
Coal | 1184.41 | 5448.45 | 4614.77 | 0 | 0 | 0
Geo | 0 | 0 | 0 | 0 | 0 | 0
H | 0 | 0 | 0 | 0 | 0 | 0
LFG | 0 | 0 | 0 | 0 | 0 | 0
Nuc | 0 | 0 | 0 | 0 | 0 | 0
PS | 0 | 0 | 0 | 0 | 0 | 0
PV | 0 | 0 | 0 | 0 | 0 | 0
PeakG | 0 | 0 | 0 | 0 | 0 | 0
PeakO | 0 | 0 | 0 | 0 | 0 | 0
ST | 0 | 0 | 0 | 0 | 0 | 0
STOG | 0 | 0 | 0 | 0 | 0 | 0
STWD | 0 | 0 | 0 | 0 | 0 | 0
WT | 0 | 0 | 0 | 0 | 0 | 0
IGCC | 0 | 0 | 0 | 0 | 0 | 0
DemandResponse | 0 | 0 | 0 | 0 | 0 | 0
IGCC-CCS | 0 | 0 | 0 | 0 | 0 | 0
WT_off | 0 | 0 | 0 | 0 | 0 | 0
PseudoUnit | 0 | 0 | 0 | 0 | 0 | 0
FixedInterchange | 0 | 0 | 0 | 0 | 0 | 0
Levelized Retrofit Capital Costs by Reporting Type: EI_US
ReportingType | 2015 | 2020 | 2025 | 2030 | 2035 | 2040
BM | 0 | 0 | 0 | 0 | 0 | 0
CC | 0 | 0 | 0 | 0 | 0 | 0
CSP | 0 | 0 | 0 | 0 | 0 | 0
CT | 0 | 0 | 0 | 0 | 0 | 0
Coal | 1023.13 | 4794.02 | 3993.27 | 0 | 0 | 0
Geo | 0 | 0 | 0 | 0 | 0 | 0
H | 0 | 0 | 0 | 0 | 0 | 0
LFG | 0 | 0 | 0 | 0 | 0 | 0
Nuc | 0 | 0 | 0 | 0 | 0 | 0
PS | 0 | 0 | 0 | 0 | 0 | 0
PV | 0 | 0 | 0 | 0 | 0 | 0
PeakG | 0 | 0 | 0 | 0 | 0 | 0
PeakO | 0 | 0 | 0 | 0 | 0 | 0
ST | 0 | 0 | 0 | 0 | 0 | 0
STOG | 0 | 0 | 0 | 0 | 0 | 0
STWD | 0 | 0 | 0 | 0 | 0 | 0
WT | 0 | 0 | 0 | 0 | 0 | 0
IGCC | 0 | 0 | 0 | 0 | 0 | 0
DemandResponse | 0 | 0 | 0 | 0 | 0 | 0
IGCC-CCS | 0 | 0 | 0 | 0 | 0 | 0
WT_off | 0 | 0 | 0 | 0 | 0 | 0
PseudoUnit | 0 | 0 | 0 | 0 | 0 | 0
FixedInterchange | 0 | 0 | 0 | 0 | 0 | 0
Levelized Retrofit Capital Costs by Reporting Type: EI_Canada
ReportingType | 2015 | 2020 | 2025 | 2030 | 2035 | 2040
BM | 0 | 0 | 0 | 0 | 0 | 0
CC | 0 | 0 | 0 | 0 | 0 | 0
CSP | 0 | 0 | 0 | 0 | 0 | 0
CT | 0 | 0 | 0 | 0 | 0 | 0
Coal | 0 | 0 | 0 | 0 | 0 | 0
Geo | 0 | 0 | 0 | 0 | 0 | 0
H | 0 | 0 | 0 | 0 | 0 | 0
LFG | 0 | 0 | 0 | 0 | 0 | 0
Nuc | 0 | 0 | 0 | 0 | 0 | 0
PS | 0 | 0 | 0 | 0 | 0 | 0
PV | 0 | 0 | 0 | 0 | 0 | 0
PeakG | 0 | 0 | 0 | 0 | 0 | 0
PeakO | 0 | 0 | 0 | 0 | 0 | 0
ST | 0 | 0 | 0 | 0 | 0 | 0
STOG | 0 | 0 | 0 | 0 | 0 | 0
STWD | 0 | 0 | 0 | 0 | 0 | 0
WT | 0 | 0 | 0 | 0 | 0 | 0
IGCC | 0 | 0 | 0 | 0 | 0 | 0
DemandResponse | 0 | 0 | 0 | 0 | 0 | 0
IGCC-CCS | 0 | 0 | 0 | 0 | 0 | 0
WT_off | 0 | 0 | 0 | 0 | 0 | 0
PseudoUnit | 0 | 0 | 0 | 0 | 0 | 0
FixedInterchange | 0 | 0 | 0 | 0 | 0 | 0
Levelized Retrofit Capital Costs by Reporting Type: EI
ReportingType | 2015 | 2020 | 2025 | 2030 | 2035 | 2040
BM | 0 | 0 | 0 | 0 | 0 | 0
CC | 0 | 0 | 0 | 0 | 0 | 0
CSP | 0 | 0 | 0 | 0 | 0 | 0
CT | 0 | 0 | 0 | 0 | 0 | 0
Coal | 1023.13 | 4794.02 | 3993.27 | 0 | 0 | 0
Geo | 0 | 0 | 0 | 0 | 0 | 0
H | 0 | 0 | 0 | 0 | 0 | 0
LFG | 0 | 0 | 0 | 0 | 0 | 0
Nuc | 0 | 0 | 0 | 0 | 0 | 0
PS | 0 | 0 | 0 | 0 | 0 | 0
PV | 0 | 0 | 0 | 0 | 0 | 0
PeakG | 0 | 0 | 0 | 0 | 0 | 0
PeakO | 0 | 0 | 0 | 0 | 0 | 0
ST | 0 | 0 | 0 | 0 | 0 | 0
STOG | 0 | 0 | 0 | 0 | 0 | 0
STWD | 0 | 0 | 0 | 0 | 0 | 0
WT | 0 | 0 | 0 | 0 | 0 | 0
IGCC | 0 | 0 | 0 | 0 | 0 | 0
DemandResponse | 0 | 0 | 0 | 0 | 0 | 0
IGCC-CCS | 0 | 0 | 0 | 0 | 0 | 0
WT_off | 0 | 0 | 0 | 0 | 0 | 0
PseudoUnit | 0 | 0 | 0 | 0 | 0 | 0
FixedInterchange | 0 | 0 | 0 | 0 | 0 | 0
Levelized Retrofit Capital Costs by Reporting Type: Outside_EI
ReportingType | 2015 | 2020 | 2025 | 2030 | 2035 | 2040
BM | 0 | 0 | 0 | 0 | 0 | 0
CC | 0 | 0 | 0 | 0 | 0 | 0
CSP | 0 | 0 | 0 | 0 | 0 | 0
CT | 0 | 0 | 0 | 0 | 0 | 0
Coal | 161.28 | 654.43 | 621.5 | 0 | 0 | 0
Geo | 0 | 0 | 0 | 0 | 0 | 0
H | 0 | 0 | 0 | 0 | 0 | 0
LFG | 0 | 0 | 0 | 0 | 0 | 0
Nuc | 0 | 0 | 0 | 0 | 0 | 0
PS | 0 | 0 | 0 | 0 | 0 | 0
PV | 0 | 0 | 0 | 0 | 0 | 0
PeakG | 0 | 0 | 0 | 0 | 0 | 0
PeakO | 0 | 0 | 0 | 0 | 0 | 0
ST | 0 | 0 | 0 | 0 | 0 | 0
STOG | 0 | 0 | 0 | 0 | 0 | 0
STWD | 0 | 0 | 0 | 0 | 0 | 0
WT | 0 | 0 | 0 | 0 | 0 | 0
IGCC | 0 | 0 | 0 | 0 | 0 | 0
DemandResponse | 0 | 0 | 0 | 0 | 0 | 0
IGCC-CCS | 0 | 0 | 0 | 0 | 0 | 0
WT_off | 0 | 0 | 0 | 0 | 0 | 0
PseudoUnit | 0 | 0 | 0 | 0 | 0 | 0
FixedInterchange | 0 | 0 | 0 | 0 | 0 | 0
#14 | Total Costs ($million)
Total Costs by Reporting Type: Entergy
ReportingType | 2015 | 2020 | 2025 | 2030 | 2035 | 2040
BM | 0 | 0 | 0 | 0 | 0 | 0
CC | 2985.11 | 4320.57 | 4304.96 | 4712.26 | 5767.86 | 5888.32
CSP | 0 | 0 | 0 | 0 | 0 | 0
CT | 0 | 0 | 0 | 0 | 0 | 0
Coal | 2359.85 | 2644.63 | 3083.09 | 2930.02 | 3080.58 | 4121.78
Geo | 0 | 0 | 0 | 0 | 0 | 0
H | 10.6 | 10.6 | 10.6 | 10.6 | 10.6 | 10.6
LFG | 0.97 | 0.97 | 34.17 | 34.17 | 34.17 | 34.17
Nuc | 1262.64 | 1285.77 | 1294.03 | 1301.93 | 1099.75 | 1464.17
PS | 1.4 | 1.4 | 1.4 | 1.4 | 1.4 | 1.4
PV | 0.11 | 22.87 | 34.27 | 35.3 | 36.36 | 15.89
PeakG | 47.54 | 70.27 | 56.56 | 67.78 | 68.76 | 68.73
PeakO | 4.42 | 5.87 | 5.08 | 5.22 | 5.22 | 5.22
ST | 0 | 0 | 0 | 0 | 0 | 0
STOG | 195.43 | 235.2 | 192.35 | 197.29 | 205.98 | 210.98
STWD | 6.6 | 8.26 | 6.73 | 6.73 | 7.28 | 13.42
WT | 3.67 | 3.67 | 3.67 | 3.67 | 3.67 | 3.67
IGCC | 0 | 0 | 0 | 0 | 0 | 0
DemandResponse | 0 | 0 | 0 | 0 | 0 | 0
IGCC-CCS | 0 | 0 | 0 | 0 | 0 | 0
WT_off | 0 | 0 | 0 | 0 | 0 | 0
PseudoUnit | 0 | 0 | 0 | 0 | 0 | 0
FixedInterchange | 0 | 0 | 0 | 0 | 0 | 0
Total Costs by Reporting Type: FRCC
ReportingType | 2015 | 2020 | 2025 | 2030 | 2035 | 2040
BM | 0 | 0 | 0 | 0 | 0 | 0
CC | 7391.84 | 9625.05 | 10999.92 | 12935.11 | 16477.28 | 20265.73
CSP | 0 | 0 | 0 | 0 | 0 | 0
CT | 272.02 | 288.99 | 297.42 | 301.63 | 97.98 | 92.08
Coal | 2881.03 | 2814.84 | 3254.38 | 3198.15 | 3309.76 | 3435.42
Geo | 0 | 0 | 0 | 0 | 0 | 0
H | 0.78 | 0.78 | 0.78 | 0.78 | 0.78 | 0.78
LFG | 58.68 | 58.68 | 120.69 | 120.69 | 120.69 | 120.69
Nuc | 960.37 | 1000.19 | 984.15 | 990.13 | 1182.7 | 448.91
PS | 0 | 0 | 0 | 0 | 0 | 0
PV | 0.75 | 0.75 | 0.75 | 0.75 | 0.75 | 0.75
PeakG | 181.36 | 252.71 | 218.16 | 247.94 | 242.15 | 235.32
PeakO | 64.61 | 83.43 | 68.43 | 68.43 | 68.43 | 68.43
ST | 0 | 0 | 0 | 0 | 0 | 0
STOG | 385.16 | 389.63 | 381.72 | 389.04 | 391.55 | 333.52
STWD | 6.25 | 13.86 | 16.42 | 16.42 | 16.38 | 21.77
WT | 0 | 0 | 0 | 0 | 0 | 0
IGCC | 0 | 0 | 0 | 0 | 0 | 0
DemandResponse | 0 | 0 | 0 | 0 | 0 | 0
IGCC-CCS | 0 | 0 | 0 | 0 | 0 | 0
WT_off | 0 | 0 | 0 | 0 | 0 | 0
PseudoUnit | 0 | 0 | 0 | 0 | 0 | 0
FixedInterchange | 0 | 0 | 0 | 0 | 0 | 0
Total Costs by Reporting Type: MAPP_US
ReportingType | 2015 | 2020 | 2025 | 2030 | 2035 | 2040
BM | 0 | 0 | 0 | 0 | 0 | 0
CC | 15.25 | 20.62 | 20.36 | 25.63 | 22.94 | 22.39
CSP | 0 | 0 | 0 | 0 | 0 | 0
CT | 27.96 | 27.96 | 27.96 | 49.39 | 35.77 | 37.3
Coal | 669.38 | 712.06 | 699.23 | 683.24 | 827.46 | 1035.59
Geo | 3.95 | 3.95 | 3.95 | 3.95 | 3.95 | 3.95
H | 31.14 | 31.14 | 31.14 | 31.14 | 31.14 | 31.14
LFG | 0.24 | 0.24 | 22.22 | 22.22 | 22.22 | 22.22
Nuc | 0.01 | 0.01 | 0.01 | 0.01 | 0.01 | 0.01
PS | 0 | 0 | 0 | 0 | 0 | 0
PV | 0 | 0 | 0 | 0 | 0 | 0
PeakG | 14.38 | 23.6 | 19.91 | 25.22 | 30.99 | 24.65
PeakO | 2.27 | 3.74 | 3 | 3 | 3 | 3
ST | 0 | 0 | 0 | 0 | 0 | 0
STOG | 0 | 0 | 0 | 0 | 0 | 0
STWD | 0 | 0 | 0 | 0 | 0 | 0
WT | 147.25 | 267.54 | 309.76 | 293.46 | 260.79 | 177.84
IGCC | 0 | 0 | 0 | 0 | 0 | 0
DemandResponse | 0 | 0 | 0 | 0 | 0 | 0
IGCC-CCS | 0 | 0 | 0 | 0 | 0 | 0
WT_off | 0 | 0 | 0 | 0 | 0 | 0
PseudoUnit | 0 | 0 | 0 | 0 | 0 | 0
FixedInterchange | 0 | 0 | 0 | 0 | 0 | 0
Total Costs by Reporting Type: MISO_IN
ReportingType | 2015 | 2020 | 2025 | 2030 | 2035 | 2040
BM | 0 | 0 | 0 | 0 | 0 | 0
CC | 190.71 | 837.55 | 1002.12 | 1498.18 | 2690.99 | 2820.13
CSP | 0 | 0 | 0 | 0 | 0 | 0
CT | 0 | 39.54 | 40.06 | 88.54 | 166.01 | 138.45
Coal | 3420.47 | 4003.12 | 4212.82 | 4362.76 | 4752.5 | 5072.37
Geo | 0 | 0 | 0 | 0 | 0 | 0
H | 1.07 | 1.07 | 1.07 | 1.07 | 1.07 | 1.07
LFG | 4.47 | 4.47 | 4.47 | 30.11 | 30.11 | 30.11
Nuc | 0.01 | 0.01 | 0.01 | 0.01 | 0.01 | 0.01
PS | 0 | 0 | 0 | 0 | 0 | 0
PV | 0 | 89.81 | 141.91 | 146.31 | 150.83 | 69.73
PeakG | 53.11 | 78.27 | 58.6 | 76.94 | 75.6 | 75.83
PeakO | 10.59 | 13.5 | 10.82 | 10.82 | 10.82 | 10.82
ST | 0 | 0 | 0 | 0 | 0 | 0
STOG | 15.17 | 17.66 | 19.39 | 16.35 | 16.76 | 21.84
STWD | 0 | 0 | 0 | 0 | 0 | 0
WT | 18.33 | 18.33 | 18.33 | 18.33 | 18.33 | 18.33
IGCC | 366.67 | 367.23 | 368.45 | 376.06 | 379.78 | 386.56
DemandResponse | 0 | 0 | 0 | 0 | 0 | 0
IGCC-CCS | 0 | 0 | 0 | 0 | 0 | 0
WT_off | 0 | 0 | 0 | 0 | 0 | 0
PseudoUnit | 0 | 0 | 0 | 0 | 0 | 0
FixedInterchange | 0 | 0 | 0 | 0 | 0 | 0
Total Costs by Reporting Type: MISO_MI
ReportingType | 2015 | 2020 | 2025 | 2030 | 2035 | 2040
BM | 0 | 0 | 0 | 0 | 0 | 0
CC | 635.79 | 760.25 | 637.96 | 596.24 | 650.54 | 582.25
CSP | 0 | 0 | 0 | 0 | 0 | 0
CT | 0 | 38.31 | 38.4 | 87.6 | 172.09 | 147.81
Coal | 2215.57 | 2542.44 | 2636.53 | 2531.25 | 2746.21 | 2858.55
Geo | 0 | 0 | 0 | 0 | 0 | 0
H | 2.01 | 2.01 | 2.01 | 2.01 | 2.01 | 2.01
LFG | 19.68 | 73.47 | 73.47 | 73.47 | 73.47 | 39.18
Nuc | 449.71 | 452.56 | 461.47 | 464.43 | 273.15 | 529.13
PS | 44.44 | 44.44 | 44.44 | 44.44 | 44.44 | 44.44
PV | 0 | 0 | 0 | 0 | 0 | 0
PeakG | 62.32 | 91.79 | 78.71 | 93.68 | 89.71 | 88.47
PeakO | 15.67 | 19.97 | 16.01 | 16.01 | 16.01 | 16.01
ST | 0 | 0 | 0 | 0 | 0 | 0
STOG | 141.33 | 179.46 | 162.59 | 165.81 | 170.5 | 175.55
STWD | 16.63 | 46.9 | 31.81 | 64.46 | 62.3 | 62.3
WT | 542.69 | 542.69 | 687.07 | 687.07 | 255.17 | 303.24
IGCC | 0 | 0 | 0 | 0 | 0 | 0
DemandResponse | 0 | 0 | 0 | 0 | 0 | 0
IGCC-CCS | 0 | 0 | 0 | 0 | 0 | 0
WT_off | 0 | 0 | 0 | 0 | 0 | 0
PseudoUnit | 0 | 0 | 0 | 0 | 0 | 0
FixedInterchange | 0 | 0 | 0 | 0 | 0 | 0
Total Costs by Reporting Type: MISO_MO-IL
ReportingType | 2015 | 2020 | 2025 | 2030 | 2035 | 2040
BM | 0 | 0 | 0 | 0 | 0 | 0
CC | 141.25 | 218.81 | 142.84 | 149.95 | 167.57 | 136.31
CSP | 0 | 0 | 0 | 0 | 0 | 0
CT | 0 | 39.05 | 39.36 | 86.64 | 161.45 | 129.36
Coal | 4209.5 | 4455.9 | 4723.8 | 4955.83 | 5346.4 | 5511.59
Geo | 0 | 0 | 0 | 0 | 0 | 0
H | 5.01 | 5.01 | 5.01 | 5.01 | 5.01 | 5.01
LFG | 2.17 | 2.17 | 76.11 | 76.11 | 76.11 | 76.11
Nuc | 493.74 | 512.79 | 521.93 | 524.97 | 524.97 | 524.97
PS | 10.45 | 10.45 | 10.45 | 10.45 | 10.45 | 10.45
PV | 0 | 0 | 0 | 0 | 0 | 0
PeakG | 87.12 | 125.55 | 94.93 | 114.46 | 129.71 | 136.43
PeakO | 21.48 | 28.65 | 22.96 | 22.96 | 22.96 | 22.96
ST | 0 | 0 | 0 | 0 | 0 | 0
STOG | 30.09 | 37.35 | 33.88 | 30.2 | 27.92 | 28.1
STWD | 0 | 0 | 0 | 0 | 0 | 0
WT | 89.9 | 89.9 | 89.9 | 89.9 | 21.38 | 21.38
IGCC | 0 | 0 | 0 | 0 | 0 | 0
DemandResponse | 0 | 0 | 0 | 0 | 0 | 0
IGCC-CCS | 0 | 0 | 0 | 0 | 0 | 0
WT_off | 0 | 0 | 0 | 0 | 0 | 0
PseudoUnit | 0 | 0 | 0 | 0 | 0 | 0
FixedInterchange | 0 | 0 | 0 | 0 | 0 | 0
Total Costs by Reporting Type: MISO_W
ReportingType | 2015 | 2020 | 2025 | 2030 | 2035 | 2040
BM | 0 | 0 | 0 | 0 | 0 | 0
CC | 455.41 | 488.43 | 386.45 | 375.4 | 443.47 | 322.96
CSP | 0 | 0 | 0 | 0 | 0 | 0
CT | 0 | 53.84 | 56.33 | 126.66 | 247.45 | 174.19
Coal | 2894.91 | 3241.03 | 3294.86 | 3092.13 | 4398.37 | 6883.02
Geo | 0 | 0 | 0 | 0 | 0 | 0
H | 7.08 | 7.08 | 7.08 | 7.08 | 7.08 | 7.08
LFG | 24.75 | 24.75 | 48.33 | 48.33 | 48.33 | 48.33
Nuc | 539.99 | 543.1 | 552.83 | 814.83 | 0.05 | 0.05
PS | 0 | 0 | 0 | 0 | 0 | 0
PV | 0 | 0 | 0 | 0 | 0 | 0
PeakG | 106.6 | 133.76 | 102.59 | 114.93 | 121.68 | 117.27
PeakO | 56.38 | 79.08 | 64.57 | 64.57 | 64.57 | 64.57
ST | 0 | 0 | 0 | 0 | 0 | 0
STOG | 9.06 | 9.42 | 7.88 | 7.8 | 7.78 | 7.68
STWD | 10.03 | 22.24 | 19.98 | 19.91 | 19.98 | 19.98
WT | 927.86 | 1428.17 | 2155.75 | 2319.06 | 1857.52 | 1549.54
IGCC | 0 | 0 | 0 | 0 | 0 | 0
DemandResponse | 0 | 0 | 0 | 0 | 0 | 0
IGCC-CCS | 0 | 0 | 0 | 0 | 0 | 0
WT_off | 0 | 0 | 0 | 0 | 0 | 0
PseudoUnit | 0 | 0 | 0 | 0 | 0 | 0
FixedInterchange | 0 | 0 | 0 | 0 | 0 | 0
Total Costs by Reporting Type: MISO_WUMS
ReportingType | 2015 | 2020 | 2025 | 2030 | 2035 | 2040
BM | 0 | 0 | 0 | 0 | 0 | 0
CC | 638.15 | 1936.75 | 1900.71 | 1849.94 | 2287.93 | 2254.91
CSP | 0 | 0 | 0 | 0 | 0 | 0
CT | 0 | 24.08 | 25.14 | 67.25 | 160.1 | 161.2
Coal | 1580.54 | 1605.67 | 1659.57 | 1847.31 | 2106.73 | 2214.53
Geo | 0 | 0 | 0 | 0 | 0 | 0
H | 4.79 | 4.79 | 4.79 | 4.79 | 4.79 | 4.79
LFG | 8.57 | 8.57 | 79.15 | 79.15 | 79.15 | 79.15
Nuc | 419.03 | 444.73 | 429.21 | 737.97 | 0.05 | 0.05
PS | 0 | 0 | 0 | 0 | 0 | 0
PV | 0 | 0 | 0 | 0 | 0 | 0
PeakG | 57.18 | 83.59 | 70.83 | 82.94 | 85.69 | 85.78
PeakO | 13.52 | 17.78 | 14.69 | 14.69 | 14.69 | 14.69
ST | 0 | 0 | 0 | 0 | 0 | 0
STOG | 13.34 | 15.63 | 13.39 | 13.39 | 13.6 | 13.39
STWD | 3.37 | 5.97 | 5.4 | 7.21 | 7.21 | 7.21
WT | 264.78 | 264.78 | 264.78 | 264.78 | 46.41 | 46.41
IGCC | 0 | 0 | 0 | 0 | 0 | 0
DemandResponse | 0 | 0 | 0 | 0 | 0 | 0
IGCC-CCS | 0 | 0 | 0 | 0 | 0 | 0
WT_off | 0 | 0 | 0 | 0 | 0 | 0
PseudoUnit | 0 | 0 | 0 | 0 | 0 | 0
FixedInterchange | 0 | 0 | 0 | 0 | 0 | 0
Total Costs by Reporting Type: Nebraska
ReportingType | 2015 | 2020 | 2025 | 2030 | 2035 | 2040
BM | 0 | 0 | 0 | 0 | 0 | 0
CC | 35.33 | 32.03 | 31.85 | 33.72 | 35.37 | 29.17
CSP | 0 | 0 | 0 | 0 | 0 | 0
CT | 0 | 0 | 0 | 0 | 0 | 0
Coal | 901.34 | 1250.79 | 1261.29 | 1113.82 | 1868.18 | 2703.56
Geo | 0 | 0 | 0 | 0 | 0 | 0
H | 2.38 | 2.38 | 2.38 | 2.38 | 2.38 | 2.38
LFG | 0.72 | 0.72 | 23.23 | 23.23 | 23.23 | 23.23
Nuc | 289.1 | 306.81 | 296.14 | 364.84 | 0.11 | 0.11
PS | 0 | 0 | 0 | 0 | 0 | 0
PV | 0 | 0 | 0 | 0 | 0 | 0
PeakG | 26.88 | 43.17 | 41.56 | 47.62 | 53.05 | 41.47
PeakO | 9.57 | 12.19 | 9.77 | 9.77 | 9.77 | 9.77
ST | 0 | 0 | 0 | 0 | 0 | 0
STOG | 0 | 0 | 0 | 0 | 0 | 0
STWD | 0 | 0 | 0 | 0 | 0 | 0
WT | 54.91 | 54.91 | 54.91 | 45.4 | 10.54 | 10.54
IGCC | 0 | 0 | 0 | 0 | 0 | 0
DemandResponse | 0 | 0 | 0 | 0 | 0 | 0
IGCC-CCS | 0 | 0 | 0 | 0 | 0 | 0
WT_off | 0 | 0 | 0 | 0 | 0 | 0
PseudoUnit | 0 | 0 | 0 | 0 | 0 | 0
FixedInterchange | 0 | 0 | 0 | 0 | 0 | 0
Total Costs by Reporting Type: NEISO
ReportingType | 2015 | 2020 | 2025 | 2030 | 2035 | 2040
BM | 279.31 | 279.31 | 180.4 | 181.42 | 187.83 | 184.84
CC | 2216.75 | 1966.74 | 2030.82 | 2252.55 | 2913.96 | 3102.57
CSP | 0 | 0 | 0 | 0 | 0 | 0
CT | 32.41 | 32.88 | 32.92 | 32.11 | 65.44 | 165.89
Coal | 57.58 | 29.15 | 0 | 0 | 0 | 0
Geo | 0 | 0 | 0 | 0 | 0 | 0
H | 46.4 | 46.4 | 46.4 | 46.4 | 46.4 | 46.4
LFG | 80.87 | 101.8 | 104.02 | 104.02 | 93.38 | 80.11
Nuc | 1055.43 | 1120.79 | 1080.11 | 1086.32 | 784.86 | 1150.98
PS | 39.74 | 39.74 | 39.74 | 39.74 | 39.74 | 39.74
PV | 0.03 | 122.02 | 122.02 | 122.05 | 122.07 | 5.36
PeakG | 21.51 | 31.75 | 23 | 25 | 35.66 | 36.01
PeakO | 25.58 | 32.59 | 26.12 | 26.12 | 26.12 | 26.12
ST | 0 | 0 | 0 | 0 | 0 | 0
STOG | 0 | 0 | 0 | 0 | 0 | 0
STWD | 346.44 | 124.03 | 26.28 | 108.63 | 116.47 | 120.57
WT | 67.94 | 756.1 | 1230.46 | 1306.91 | 1259.71 | 648.37
IGCC | 0 | 0 | 0 | 0 | 0 | 0
DemandResponse | 0 | 0 | 0 | 0 | 0 | 0
IGCC-CCS | 0 | 0 | 0 | 0 | 0 | 0
WT_off | 308.22 | 308.22 | 308.22 | 308.22 | 0 | 0
PseudoUnit | 0 | 0 | 0 | 0 | 0 | 0
FixedInterchange | 0 | 0 | 0 | 0 | 0 | 0
Total Costs by Reporting Type: NonRTO_Midwest
ReportingType | 2015 | 2020 | 2025 | 2030 | 2035 | 2040
BM | 0 | 0 | 0 | 0 | 0 | 0
CC | 0 | 163.19 | 150.16 | 219.53 | 277.07 | 386.85
CSP | 0 | 0 | 0 | 0 | 0 | 0
CT | 0 | 18.79 | 19.05 | 22.44 | 30.14 | 27.12
Coal | 2836.22 | 3156.77 | 3092.85 | 3186.16 | 3415.06 | 3695.95
Geo | 0 | 0 | 0 | 0 | 0 | 0
H | 2.04 | 2.04 | 2.04 | 2.04 | 2.04 | 2.04
LFG | 1.69 | 1.69 | 25.59 | 51.19 | 51.19 | 51.19
Nuc | 0.01 | 0.01 | 0.01 | 0.01 | 0.01 | 0.02
PS | 0 | 0 | 0 | 0 | 0 | 0
PV | 0 | 0 | 0 | 0 | 0 | 0
PeakG | 66.23 | 97.33 | 78.79 | 94.61 | 100.04 | 113.54
PeakO | 0.35 | 0.45 | 0.36 | 0.36 | 0.36 | 0.36
ST | 0 | 0 | 0 | 0 | 0 | 0
STOG | 0 | 0 | 0 | 0 | 0 | 0
STWD | 0 | 0 | 0 | 0 | 0 | 0
WT | 2.26 | 2.26 | 2.26 | 2.26 | 2.26 | 2.26
IGCC | 0 | 0 | 0 | 0 | 0 | 0
DemandResponse | 0 | 0 | 0 | 0 | 0 | 0
IGCC-CCS | 0 | 0 | 0 | 0 | 0 | 0
WT_off | 0 | 0 | 0 | 0 | 0 | 0
PseudoUnit | 0 | 0 | 0 | 0 | 0 | 0
FixedInterchange | 0 | 0 | 0 | 0 | 0 | 0
Total Costs by Reporting Type: NYISO_A-F
ReportingType | 2015 | 2020 | 2025 | 2030 | 2035 | 2040
BM | 0 | 0 | 0 | 0 | 0 | 0
CC | 471.25 | 636.82 | 709 | 810.12 | 935.32 | 909.49
CSP | 0 | 0 | 0 | 0 | 0 | 0
CT | 0 | 0 | 0 | 0 | 0 | 0
Coal | 0 | 0 | 0 | 0 | 0 | 0
Geo | 0 | 0 | 0 | 0 | 0 | 0
H | 62.6 | 62.6 | 62.6 | 62.6 | 62.6 | 62.6
LFG | 22.17 | 22.17 | 32.06 | 44 | 42.66 | 42.66
Nuc | 769.17 | 792.88 | 787.44 | 645.82 | 746.25 | 695.88
PS | 33.52 | 33.52 | 33.52 | 33.52 | 33.52 | 33.52
PV | 0 | 0 | 0 | 0 | 0 | 0
PeakG | 3.78 | 5.56 | 5.73 | 5.77 | 5.79 | 5.82
PeakO | 1.14 | 1.46 | 1.17 | 1.17 | 1.17 | 1.17
ST | 0 | 0 | 0 | 0 | 0 | 0
STOG | 0 | 0 | 0 | 0 | 0 | 0
STWD | 2.76 | 3.45 | 2.81 | 2.81 | 2.88 | 3.04
WT | 684.71 | 860.89 | 860.89 | 948.47 | 541.97 | 385.74
IGCC | 0 | 0 | 0 | 0 | 0 | 0
DemandResponse | 0 | 0 | 0 | 0 | 0 | 0
IGCC-CCS | 0 | 0 | 0 | 0 | 0 | 0
WT_off | 0 | 0 | 0 | 0 | 0 | 0
PseudoUnit | 0 | 0 | 0 | 0 | 0 | 0
FixedInterchange | 0 | 0 | 0 | 0 | 0 | 0
Total Costs by Reporting Type: NYISO_G-I
ReportingType | 2015 | 2020 | 2025 | 2030 | 2035 | 2040
BM | 0 | 0 | 0 | 0 | 0 | 0
CC | 301.62 | 379.27 | 580.77 | 1018.57 | 2439.51 | 3990.5
CSP | 0 | 0 | 0 | 0 | 0 | 0
CT | 0 | 0 | 0 | 0 | 0 | 0
Coal | 0 | 0 | 0 | 0 | 0 | 0
Geo | 0 | 0 | 0 | 0 | 0 | 0
H | 0.46 | 0.46 | 0.46 | 0.46 | 0.46 | 0.46
LFG | 7.73 | 7.73 | 31.62 | 31.62 | 31.62 | 31.62
Nuc | 466.19 | 495 | 477.19 | 479.96 | 543.55 | 0.21
PS | 0 | 0 | 0 | 0 | 0 | 0
PV | 0 | 0 | 0 | 0 | 0 | 0
PeakG | 1.52 | 2.04 | 1.56 | 1.57 | 1.57 | 1.57
PeakO | 2.55 | 3.25 | 2.61 | 2.61 | 2.61 | 2.61
ST | 0 | 0 | 0 | 0 | 0 | 0
STOG | 0 | 0 | 0 | 0 | 0 | 0
STWD | 0 | 0 | 0 | 0 | 0 | 0
WT | 0 | 14.4 | 14.4 | 14.4 | 14.4 | 1.69
IGCC | 0 | 0 | 0 | 0 | 0 | 0
DemandResponse | 0 | 0 | 0 | 0 | 0 | 0
IGCC-CCS | 0 | 0 | 0 | 0 | 0 | 0
WT_off | 0 | 0 | 0 | 0 | 0 | 0
PseudoUnit | 0 | 0 | 0 | 0 | 0 | 0
FixedInterchange | 0 | 0 | 0 | 0 | 0 | 0
Total Costs by Reporting Type: NYISO_J-K
ReportingType | 2015 | 2020 | 2025 | 2030 | 2035 | 2040
BM | 0 | 0 | 0 | 0 | 0 | 0
CC | 1272.86 | 1536.12 | 1621.02 | 1699.36 | 1834.1 | 1743.87
CSP | 0 | 0 | 0 | 0 | 0 | 0
CT | 0 | 0 | 45.03 | 124.57 | 140.41 | 192.24
Coal | 0 | 0 | 0 | 0 | 0 | 0
Geo | 0 | 0 | 0 | 0 | 0 | 0
H | 0 | 0 | 0 | 0 | 0 | 0
LFG | 14.97 | 14.97 | 14.97 | 44.49 | 44.49 | 44.49
Nuc | 0.01 | 0.01 | 0.01 | 0.01 | 0.01 | 0.01
PS | 0 | 0 | 0 | 0 | 0 | 0
PV | 17.52 | 17.52 | 17.52 | 17.52 | 0 | 0
PeakG | 57.39 | 85.04 | 66.61 | 72.71 | 79.58 | 89.6
PeakO | 61.69 | 79.16 | 63.78 | 65.02 | 65.02 | 65.02
ST | 0 | 0 | 0 | 0 | 0 | 0
STOG | 307.28 | 401.73 | 393.56 | 405.79 | 450.88 | 515.85
STWD | 0 | 0 | 0 | 0 | 0 | 0
WT | 0 | 0 | 0 | 0 | 0 | 0
IGCC | 0 | 0 | 0 | 0 | 0 | 0
DemandResponse | 0 | 0 | 0 | 0 | 0 | 0
IGCC-CCS | 0 | 0 | 0 | 0 | 0 | 0
WT_off | 0 | 0 | 0 | 0 | 0 | 0
PseudoUnit | 0 | 0 | 0 | 0 | 0 | 0
FixedInterchange | 0 | 0 | 0 | 0 | 0 | 0
Total Costs by Reporting Type: PJM_E
ReportingType | 2015 | 2020 | 2025 | 2030 | 2035 | 2040
BM | 27.87 | 33.95 | 33.95 | 33.95 | 33.95 | 33.95
CC | 1909.91 | 2846.89 | 2990.52 | 2898.22 | 3283.71 | 3191.67
CSP | 0 | 0 | 0 | 0 | 0 | 0
CT | 2.46 | 2.51 | 2.52 | 0.55 | 0.57 | 105.01
Coal | 121.61 | 83.54 | 78.1 | 106.7 | 156.96 | 192.59
Geo | 0 | 0 | 0 | 0 | 0 | 0
H | 3.85 | 3.85 | 3.85 | 3.85 | 3.85 | 3.85
LFG | 59.08 | 105.92 | 105.92 | 103.73 | 103.73 | 73.06
Nuc | 1960.16 | 1864.06 | 1862.64 | 1873.72 | 1345.93 | 2395.82
PS | 9.5 | 9.5 | 9.5 | 9.5 | 9.5 | 9.5
PV | 11.79 | 11.79 | 11.79 | 11.79 | 0.75 | 0.75
PeakG | 75.2 | 111.39 | 110.05 | 124.68 | 144.88 | 122.14
PeakO | 75.92 | 100.78 | 82.41 | 82.41 | 82.41 | 82.41
ST | 0 | 0 | 0 | 0 | 0 | 0
STOG | 120.19 | 165.97 | 167.81 | 177.9 | 189.24 | 179.67
STWD | 0 | 0 | 0 | 0 | 0 | 0
WT | 332.76 | 332.76 | 332.76 | 332.76 | 32.65 | 32.65
IGCC | 0 | 0 | 0 | 0 | 0 | 0
DemandResponse | 0 | 0 | 0 | 0 | 0 | 0
IGCC-CCS | 0 | 0 | 0 | 0 | 0 | 0
WT_off | 0 | 0 | 599.06 | 599.06 | 599.06 | 599.06
PseudoUnit | 0 | 0 | 0 | 0 | 0 | 0
FixedInterchange | 0 | 0 | 0 | 0 | 0 | 0
Total Costs by Reporting Type: PJM_ROM
ReportingType | 2015 | 2020 | 2025 | 2030 | 2035 | 2040
BM | 14.97 | 19.49 | 19.49 | 19.49 | 19.49 | 19.49
CC | 964.82 | 1344.65 | 1397.18 | 1361.39 | 2650.59 | 8764.93
CSP | 0 | 0 | 0 | 0 | 0 | 0
CT | 1.51 | 1.54 | 1.72 | 1.74 | 0.35 | 0.24
Coal | 2334.82 | 2769.82 | 2905.78 | 3183.72 | 3251.01 | 3343.26
Geo | 0 | 0 | 0 | 0 | 0 | 0
H | 19.83 | 19.83 | 19.83 | 19.83 | 19.83 | 19.83
LFG | 47.04 | 132.66 | 132.66 | 131.08 | 128.72 | 75.37
Nuc | 1163.94 | 1194.41 | 1192.35 | 1199.5 | 963.59 | 1283.24
PS | 35.92 | 35.92 | 35.92 | 35.92 | 35.92 | 35.92
PV | 0.06 | 530.38 | 834.81 | 911.72 | 942.02 | 467.2
PeakG | 30.83 | 47.83 | 44.76 | 45.03 | 64.9 | 53.18
PeakO | 45.95 | 58.57 | 46.94 | 46.94 | 46.94 | 46.94
ST | 0 | 0 | 0 | 0 | 0 | 0
STOG | 192.41 | 236.83 | 239.25 | 243.98 | 257.64 | 259.78
STWD | 18.48 | 39.07 | 38.55 | 38.55 | 38.55 | 38.55
WT | 152.07 | 152.07 | 333.51 | 1758.17 | 1672.02 | 1672.02
IGCC | 0 | 0 | 0 | 0 | 0 | 0
DemandResponse | 0 | 0 | 0 | 0 | 0 | 0
IGCC-CCS | 0 | 0 | 0 | 0 | 0 | 0
WT_off | 0 | 0 | 0 | 0 | 0 | 0
PseudoUnit | 0 | 0 | 0 | 0 | 0 | 0
FixedInterchange | 0 | 0 | 0 | 0 | 0 | 0
Total Costs by Reporting Type: PJM_ROR
ReportingType | 2015 | 2020 | 2025 | 2030 | 2035 | 2040
BM | 209.94 | 224.15 | 230.79 | 271.6 | 324.6 | 189.5
CC | 3153.63 | 3422.38 | 3565.45 | 5732.83 | 10881.95 | 9821.66
CSP | 0 | 0 | 0 | 0 | 0 | 0
CT | 2.91 | 2.94 | 2.97 | 3 | 0.65 | 0.69
Coal | 14166.58 | 13818.25 | 14213.3 | 14827.91 | 15890.58 | 16604.86
Geo | 0 | 0 | 0 | 0 | 0 | 0
H | 26.17 | 26.17 | 26.17 | 26.17 | 26.17 | 26.17
LFG | 76.9 | 76.9 | 238.08 | 232.42 | 226.35 | 226.35
Nuc | 4607.58 | 4731.16 | 4718.65 | 4541.22 | 3528.56 | 5329.49
PS | 73.14 | 73.14 | 73.14 | 73.14 | 73.14 | 73.14
PV | 0.35 | 0.35 | 0.35 | 0.35 | 0.35 | 0.35
PeakG | 399.25 | 557.13 | 439.6 | 549.38 | 559.51 | 571.13
PeakO | 48.69 | 65.15 | 52.22 | 52.22 | 52.22 | 52.22
ST | 0 | 0 | 0 | 0 | 0 | 0
STOG | 129.3 | 151.88 | 144.02 | 148.61 | 153.03 | 159.14
STWD | 9.11 | 55.73 | 96.08 | 113.43 | 113.43 | 113.43
WT | 2217.8 | 2217.8 | 2261.22 | 1474.37 | 366.33 | 624
IGCC | 0 | 0 | 0 | 0 | 0 | 0
DemandResponse | 0 | 0 | 0 | 0 | 0 | 0
IGCC-CCS | 0 | 0 | 0 | 0 | 0 | 0
WT_off | 0 | 0 | 0 | 0 | 0 | 0
PseudoUnit | 0 | 0 | 0 | 0 | 0 | 0
FixedInterchange | 0 | 0 | 0 | 0 | 0 | 0
Total Costs by Reporting Type: SOCO
ReportingType | 2015 | 2020 | 2025 | 2030 | 2035 | 2040
BM | 26.53 | 26.53 | 28.22 | 28.22 | 29.34 | 29.34
CC | 5533.64 | 6085.48 | 5960.14 | 7053.41 | 7375.8 | 7120.85
CSP | 0 | 0 | 0 | 0 | 0 | 0
CT | 0 | 0 | 0 | 0 | 0 | 0
Coal | 5084.79 | 5678.17 | 6270.31 | 6591.18 | 8269.27 | 11360.01
Geo | 0 | 0 | 0 | 0 | 0 | 0
H | 59.74 | 59.74 | 59.74 | 59.74 | 59.74 | 59.74
LFG | 4.47 | 4.47 | 37.19 | 37.19 | 37.19 | 37.19
Nuc | 1355.07 | 2993.98 | 3028.43 | 3039.86 | 3039.86 | 2945.91
PS | 39.76 | 39.76 | 39.76 | 39.76 | 39.76 | 39.76
PV | 0 | 0 | 0 | 0 | 0 | 0
PeakG | 214.32 | 349.88 | 355.1 | 407.56 | 437.37 | 433.64
PeakO | 4.69 | 6.49 | 5.7 | 6.23 | 6.23 | 6.23
ST | 0 | 0 | 0 | 0 | 0 | 0
STOG | 0 | 0 | 0 | 0 | 0 | 0
STWD | 0 | 0 | 0 | 0 | 0 | 0
WT | 0 | 0 | 0 | 0 | 0 | 0
IGCC | 0 | 0 | 0 | 0 | 0 | 0
DemandResponse | 0 | 0 | 0 | 0 | 0 | 0
IGCC-CCS | 0 | 0 | 0 | 0 | 0 | 0
WT_off | 0 | 0 | 0 | 0 | 0 | 0
PseudoUnit | 0 | 0 | 0 | 0 | 0 | 0
FixedInterchange | 0 | 0 | 0 | 0 | 0 | 0
Total Costs by Reporting Type: SPP_N
ReportingType | 2015 | 2020 | 2025 | 2030 | 2035 | 2040
BM | 0 | 0 | 0 | 0 | 0 | 0
CC | 361.39 | 1003.42 | 1043.27 | 1209.1 | 924.45 | 805.99
CSP | 0 | 0 | 0 | 0 | 0 | 0
CT | 0 | 0 | 0 | 0 | 0 | 0
Coal | 2235.65 | 2461.31 | 2478.63 | 2475.35 | 2733.17 | 3438.86
Geo | 0 | 0 | 0 | 0 | 0 | 0
H | 0.3 | 0.3 | 0.3 | 0.3 | 0.3 | 0.3
LFG | 0.85 | 0.85 | 30.03 | 30.03 | 30.03 | 30.03
Nuc | 256.73 | 266.63 | 271.39 | 272.98 | 272.98 | 272.98
PS | 0 | 0 | 0 | 0 | 0 | 0
PV | 0 | 0 | 0 | 0 | 0 | 0
PeakG | 78.81 | 122.1 | 117.32 | 128.07 | 138.77 | 127.32
PeakO | 34.89 | 44.84 | 35.94 | 35.94 | 35.94 | 35.94
ST | 0 | 0 | 0 | 0 | 0 | 0
STOG | 98.41 | 113.73 | 114.57 | 122.6 | 127.71 | 128.88
STWD | 0 | 0 | 0 | 0 | 0 | 0
WT | 42.04 | 42.04 | 42.04 | 102.56 | 385.99 | 385.99
IGCC | 0 | 0 | 0 | 0 | 0 | 0
DemandResponse | 0 | 0 | 0 | 0 | 0 | 0
IGCC-CCS | 0 | 0 | 0 | 0 | 0 | 0
WT_off | 0 | 0 | 0 | 0 | 0 | 0
PseudoUnit | 0 | 0 | 0 | 0 | 0 | 0
FixedInterchange | 0 | 0 | 0 | 0 | 0 | 0
Total Costs by Reporting Type: SPP_S
ReportingType | 2015 | 2020 | 2025 | 2030 | 2035 | 2040
BM | 0 | 0 | 0 | 0 | 0 | 0
CC | 1859.54 | 2643.63 | 2498.91 | 3277.14 | 2052.25 | 2194.37
CSP | 0 | 0 | 0 | 0 | 0 | 0
CT | 35.98 | 66.18 | 71.68 | 67.42 | 28.49 | 4.77
Coal | 3260.04 | 3853.78 | 4427.31 | 4439.81 | 4690.89 | 4988.62
Geo | 0 | 0 | 0 | 0 | 0 | 0
H | 30.03 | 30.03 | 30.03 | 30.03 | 30.03 | 30.03
LFG | 2.29 | 2.29 | 2.29 | 31.48 | 31.48 | 31.48
Nuc | 0.01 | 0.01 | 0.01 | 0.01 | 0.01 | 0.01
PS | 10.59 | 10.59 | 10.59 | 10.59 | 10.59 | 10.59
PV | 0 | 0 | 0 | 0 | 0 | 0
PeakG | 60.2 | 88.49 | 71.31 | 79.49 | 82.77 | 82.77
PeakO | 3.36 | 4.54 | 3.63 | 3.63 | 3.64 | 3.66
ST | 0 | 0 | 0 | 0 | 0 | 0
STOG | 431.51 | 517.49 | 499.21 | 497.67 | 406.54 | 442.31
STWD | 2.69 | 3.37 | 2.75 | 2.75 | 2.75 | 2.75
WT | 183.43 | 798.11 | 846.46 | 846.46 | 4237.57 | 3899.01
IGCC | 0 | 0 | 0 | 0 | 0 | 0
DemandResponse | 0 | 0 | 0 | 0 | 0 | 0
IGCC-CCS | 0 | 0 | 0 | 0 | 0 | 0
WT_off | 0 | 0 | 0 | 0 | 0 | 0
PseudoUnit | 0 | 0 | 0 | 0 | 0 | 0
FixedInterchange | 0 | 0 | 0 | 0 | 0 | 0
Total Costs by Reporting Type: TVA
ReportingType | 2015 | 2020 | 2025 | 2030 | 2035 | 2040
BM | 0 | 0 | 0 | 0 | 0 | 0
CC | 1055.75 | 1839.71 | 1980.62 | 2347.98 | 2303.76 | 2114.22
CSP | 0 | 0 | 0 | 0 | 0 | 0
CT | 0 | 171.25 | 185.21 | 194.07 | 185.08 | 53.92
Coal | 3520.81 | 3784.87 | 3998.66 | 4025.38 | 6008.49 | 7418.45
Geo | 0 | 0 | 0 | 0 | 0 | 0
H | 72.8 | 72.8 | 72.8 | 72.8 | 72.8 | 72.8
LFG | 1.57 | 1.57 | 33.99 | 33.99 | 33.99 | 33.99
Nuc | 2533.71 | 2590.04 | 2579.4 | 2590.89 | 1999.33 | 2481.64
PS | 41.38 | 41.38 | 41.38 | 41.38 | 41.38 | 41.38
PV | 0 | 0 | 0 | 0 | 0 | 0
PeakG | 99.24 | 153.37 | 143.94 | 144.09 | 144.21 | 144.54
PeakO | 1.87 | 2.54 | 1.92 | 2.49 | 2.49 | 2.49
ST | 0 | 0 | 0 | 0 | 0 | 0
STOG | 0 | 0 | 0 | 0 | 0 | 0
STWD | 0.16 | 0.2 | 0.17 | 0.18 | 0.31 | 0.31
WT | 0.99 | 0.99 | 0.99 | 0.99 | 0.99 | 0.99
IGCC | 0 | 0 | 0 | 0 | 0 | 0
DemandResponse | 0 | 0 | 0 | 0 | 0 | 0
IGCC-CCS | 0 | 0 | 0 | 0 | 0 | 0
WT_off | 0 | 0 | 0 | 0 | 0 | 0
PseudoUnit | 0 | 0 | 0 | 0 | 0 | 0
FixedInterchange | 0 | 0 | 0 | 0 | 0 | 0
Total Costs by Reporting Type: TVA_Transmission
ReportingType | 2015 | 2020 | 2025 | 2030 | 2035 | 2040
BM | 0 | 0 | 0 | 0 | 0 | 0
CC | 0 | 0 | 0 | 0 | 0 | 0
CSP | 0 | 0 | 0 | 0 | 0 | 0
CT | 0 | 0 | 0 | 0 | 0 | 0
Coal | 0 | 0 | 0 | 0 | 0 | 0
Geo | 0 | 0 | 0 | 0 | 0 | 0
H | 0 | 0 | 0 | 0 | 0 | 0
LFG | 0 | 0 | 0 | 0 | 0 | 0
Nuc | 0 | 0 | 0 | 0 | 0 | 0
PS | 0 | 0 | 0 | 0 | 0 | 0
PV | 0 | 0 | 0 | 0 | 0 | 0
PeakG | 0 | 0 | 0 | 0 | 0 | 0
PeakO | 0 | 0 | 0 | 0 | 0 | 0
ST | 0 | 0 | 0 | 0 | 0 | 0
STOG | 0 | 0 | 0 | 0 | 0 | 0
STWD | 0 | 0 | 0 | 0 | 0 | 0
WT | 0 | 0 | 0 | 0 | 0 | 0
IGCC | 0 | 0 | 0 | 0 | 0 | 0
DemandResponse | 0 | 0 | 0 | 0 | 0 | 0
IGCC-CCS | 0 | 0 | 0 | 0 | 0 | 0
WT_off | 0 | 0 | 0 | 0 | 0 | 0
PseudoUnit | 0 | 0 | 0 | 0 | 0 | 0
FixedInterchange | 0 | 0 | 0 | 0 | 0 | 0
Total Costs by Reporting Type: VACAR
ReportingType | 2015 | 2020 | 2025 | 2030 | 2035 | 2040
BM | 0.93 | 345.13 | 991.92 | 1103.03 | 1194.21 | 1330.07
CC | 3192.68 | 3849.16 | 3824.22 | 4484.62 | 6636.02 | 8666.38
CSP | 0 | 0 | 0 | 0 | 0 | 0
CT | 70.53 | 70.88 | 75.82 | 28.12 | 178.85 | 179.26
Coal | 4566.41 | 4521.88 | 5510.09 | 5994.4 | 6795.24 | 7069.23
Geo | 0 | 0 | 0 | 0 | 0 | 0
H | 30.23 | 30.23 | 30.23 | 30.23 | 30.23 | 30.23
LFG | 7.71 | 40.25 | 40.25 | 40.25 | 40.18 | 20.68
Nuc | 2606.17 | 4424.34 | 4396.29 | 4414.98 | 3652.53 | 5084.39
PS | 62.1 | 62.1 | 62.1 | 62.1 | 62.1 | 62.1
PV | 0.24 | 45.84 | 47.89 | 50.44 | 53.05 | 12.46
PeakG | 150.65 | 223.75 | 176.32 | 217.24 | 236.35 | 238.32
PeakO | 36.13 | 46.34 | 37.33 | 38.01 | 38.01 | 38.01
ST | 0 | 0 | 0 | 0 | 0 | 0
STOG | 4.04 | 4.78 | 4.18 | 4.18 | 4.1 | 4.2
STWD | 173.41 | 175.67 | 113.09 | 130.05 | 173.58 | 173.58
WT | 0.22 | 838.93 | 838.93 | 838.93 | 838.73 | 98.34
IGCC | 0 | 0 | 0 | 0 | 0 | 0
DemandResponse | 0 | 0 | 0 | 0 | 0 | 0
IGCC-CCS | 0 | 0 | 0 | 0 | 0 | 0
WT_off | 0.59 | 0.59 | 0.59 | 0.59 | 0.05 | 0.05
PseudoUnit | 0 | 0 | 0 | 0 | 0 | 0
FixedInterchange | 0 | 0 | 0 | 0 | 0 | 0
Total Costs by Reporting Type: IESO
ReportingType | 2015 | 2020 | 2025 | 2030 | 2035 | 2040
BM | 177.6 | 177.6 | 177.6 | 177.6 | 177.6 | 177.87
CC | 312.75 | 332.57 | 372.91 | 386.95 | 829.16 | 1933.9
CSP | 0 | 0 | 0 | 0 | 0 | 0
CT | 44.26 | 44.26 | 44.26 | 44.52 | 103.05 | 137.74
Coal | 0 | 0 | 0 | 0 | 0 | 0
Geo | 0 | 0 | 0 | 0 | 0 | 0
H | 123.83 | 123.83 | 123.83 | 123.83 | 123.83 | 123.83
LFG | 19.32 | 19.32 | 19.32 | 19.32 | 14.43 | 14.43
Nuc | 2990.3 | 3007.72 | 3062.19 | 3080.28 | 2836.57 | 3030.7
PS | 2.92 | 2.92 | 2.92 | 2.92 | 2.92 | 2.92
PV | 558.01 | 558.01 | 558.01 | 558.01 | 0.44 | 0.44
PeakG | 11.67 | 13.67 | 13.67 | 13.67 | 14.02 | 14.95
PeakO | 0.66 | 0.66 | 0.78 | 0.86 | 0.86 | 0.86
ST | 0 | 0 | 0 | 0 | 0 | 0
STOG | 0 | 0 | 0 | 0 | 0 | 0
STWD | 0 | 0 | 0 | 0 | 0 | 0
WT | 763.41 | 763.41 | 763.41 | 763.41 | 43.84 | 43.84
IGCC | 0 | 0 | 0 | 0 | 0 | 0
DemandResponse | 0 | 0 | 0 | 0 | 0 | 0
IGCC-CCS | 0 | 0 | 0 | 0 | 0 | 0
WT_off | 0 | 0 | 0 | 0 | 0 | 0
PseudoUnit | 0 | 0 | 0 | 0 | 0 | 0
FixedInterchange | 0 | 0 | 0 | 0 | 0 | 0
Total Costs by Reporting Type: MAPP_CA
ReportingType | 2015 | 2020 | 2025 | 2030 | 2035 | 2040
BM | 0 | 0 | 0 | 0 | 0 | 0
CC | 464.13 | 692.27 | 801.11 | 1013.57 | 1319.39 | 1262.44
CSP | 0 | 0 | 0 | 0 | 0 | 0
CT | 0 | 0 | 0 | 0 | 0 | 39.96
Coal | 53.91 | 60.5 | 79.71 | 157.29 | 252.12 | 296.96
Geo | 0 | 0 | 0 | 0 | 0 | 0
H | 92.24 | 92.24 | 92.24 | 92.24 | 92.24 | 92.24
LFG | 0 | 0 | 0 | 0 | 0 | 0
Nuc | 0.01 | 0.01 | 0.01 | 0.01 | 0.01 | 0.01
PS | 0 | 0 | 0 | 0 | 0 | 0
PV | 0 | 0 | 0 | 0 | 0 | 0
PeakG | 9.88 | 9.88 | 9.92 | 9.88 | 13.09 | 13.09
PeakO | 0.09 | 0.09 | 0.09 | 0.12 | 0.12 | 0.12
ST | 0 | 0 | 0 | 0 | 0 | 0
STOG | 5.54 | 5.54 | 5.54 | 5.54 | 5.54 | 5.54
STWD | 0 | 0 | 0 | 0 | 0 | 0
WT | 105.14 | 105.14 | 105.14 | 105.14 | 17.92 | 17.92
IGCC | 0 | 0 | 0 | 0 | 0 | 0
DemandResponse | 0 | 0 | 0 | 0 | 0 | 0
IGCC-CCS | 0 | 0 | 0 | 0 | 0 | 0
WT_off | 0 | 0 | 0 | 0 | 0 | 0
PseudoUnit | 0 | 0 | 0 | 0 | 0 | 0
FixedInterchange | 0 | 0 | 0 | 0 | 0 | 0
Total Costs by Reporting Type: AZ_NM_SNV_Coal
ReportingType | 2015 | 2020 | 2025 | 2030 | 2035 | 2040
BM | 0 | 0 | 0 | 0 | 0 | 0
CC | 0 | 0 | 0 | 0 | 0 | 0
CSP | 0 | 0 | 0 | 0 | 0 | 0
CT | 0 | 0 | 0 | 0 | 0 | 0
Coal | 2657.55 | 3028.63 | 3003.44 | 3079.98 | 3634.82 | 7283.85
Geo | 0 | 0 | 0 | 0 | 0 | 0
H | 0 | 0 | 0 | 0 | 0 | 0
LFG | 0 | 0 | 0 | 0 | 0 | 0
Nuc | 0 | 0 | 0 | 0 | 0 | 0
PS | 0 | 0 | 0 | 0 | 0 | 0
PV | 0 | 0 | 0 | 0 | 0 | 0
PeakG | 0 | 0 | 0 | 0 | 0 | 0
PeakO | 5.77 | 7.38 | 6 | 6 | 6 | 0
ST | 0 | 0 | 0 | 0 | 0 | 0
STOG | 0 | 0 | 0 | 0 | 0 | 0
STWD | 0 | 0 | 0 | 0 | 0 | 0
WT | 0 | 0 | 0 | 0 | 0 | 0
IGCC | 0 | 0 | 0 | 0 | 0 | 0
DemandResponse | 0 | 0 | 0 | 0 | 0 | 0
IGCC-CCS | 0 | 0 | 0 | 0 | 0 | 0
WT_off | 0 | 0 | 0 | 0 | 0 | 0
PseudoUnit | 0 | 0 | 0 | 0 | 0 | 0
FixedInterchange | 0 | 0 | 0 | 0 | 0 | 0
Total Costs by Reporting Type: AZ_NM_SNV_Gas
ReportingType | 2015 | 2020 | 2025 | 2030 | 2035 | 2040
BM | 0 | 0 | 0 | 0 | 0 | 0
CC | 4293.6 | 5556.81 | 6162.15 | 7988.49 | 10127.96 | 10195.02
CSP | 0 | 0 | 0 | 0 | 0 | 0
CT | 68.63 | 68.63 | 74.18 | 80.09 | 0 | 0
Coal | 0 | 0 | 0 | 0 | 0 | 0
Geo | 0 | 0 | 0 | 0 | 0 | 0
H | 0 | 0 | 0 | 0 | 0 | 0
LFG | 0 | 0 | 0 | 0 | 0 | 0
Nuc | 0 | 0 | 0 | 0 | 0 | 0
PS | 0 | 0 | 0 | 0 | 0 | 0
PV | 0 | 0 | 0 | 0 | 0 | 0
PeakG | 63.97 | 93.45 | 94.05 | 123.28 | 142.28 | 0
PeakO | 0 | 0 | 0 | 0 | 0 | 0
ST | 0 | 0 | 0 | 0 | 0 | 0
STOG | 0 | 0 | 0 | 0 | 0 | 0
STWD | 0 | 0 | 0 | 0 | 0 | 0
WT | 0 | 0 | 0 | 0 | 0 | 0
IGCC | 0 | 0 | 0 | 0 | 0 | 0
DemandResponse | 0 | 0 | 0 | 0 | 0 | 0
IGCC-CCS | 0 | 0 | 0 | 0 | 0 | 0
WT_off | 0 | 0 | 0 | 0 | 0 | 0
PseudoUnit | 0 | 0 | 0 | 0 | 0 | 0
FixedInterchange | 0 | 0 | 0 | 0 | 0 | 0
Total Costs by Reporting Type: AZ_NM_SNV_NucRenew
ReportingType | 2015 | 2020 | 2025 | 2030 | 2035 | 2040
BM | 0 | 0 | 0 | 0 | 0 | 0
CC | 0 | 0 | 0 | 0 | 0 | 0
CSP | 0 | 0 | 0 | 0 | 0 | 0
CT | 0 | 0 | 0 | 0 | 0 | 0
Coal | 0 | 0 | 0 | 0 | 0 | 0
Geo | 0 | 0 | 608.13 | 608.13 | 608.13 | 608.13
H | 44.6 | 44.6 | 44.6 | 44.6 | 44.6 | 44.6
LFG | 0.85 | 19.95 | 19.95 | 19.95 | 19.95 | 8.23
Nuc | 810.72 | 895.93 | 912.19 | 917.59 | 917.59 | 917.59
PS | 5.13 | 5.13 | 5.13 | 5.13 | 5.13 | 5.13
PV | 37.26 | 37.26 | 37.26 | 37.26 | 2.38 | 2.38
PeakG | 0 | 0 | 0 | 0 | 0 | 0
PeakO | 0 | 0 | 0 | 0 | 0 | 0
ST | 119.47 | 299.16 | 399.58 | 361.28 | 325.11 | 175.15
STOG | 0 | 0 | 0 | 0 | 0 | 0
STWD | 12.81 | 13.02 | 1.98 | 11.59 | 11.59 | 11.59
WT | 31.87 | 2359.86 | 2359.86 | 2430.05 | 2415.77 | 363.34
IGCC | 0 | 0 | 0 | 0 | 0 | 0
DemandResponse | 0 | 0 | 0 | 0 | 0 | 0
IGCC-CCS | 0 | 0 | 0 | 0 | 0 | 0
WT_off | 0 | 0 | 0 | 0 | 0 | 0
PseudoUnit | 0 | 0 | 0 | 0 | 0 | 0
FixedInterchange | 0 | 0 | 0 | 0 | 0 | 0
Total Costs by Reporting Type: ERCOT
ReportingType | 2015 | 2020 | 2025 | 2030 | 2035 | 2040
BM | 69.26 | 69.26 | 69.61 | 70.51 | 76.49 | 76.49
CC | 7182.62 | 8680.59 | 8827.33 | 9986.96 | 11921.34 | 12890.82
CSP | 0 | 0 | 0 | 0 | 0 | 0
CT | 22.65 | 22.98 | 24.39 | 23.27 | 2.36 | 2.43
Coal | 5093.9 | 6255.45 | 7039.42 | 6831.85 | 7646.99 | 8136.32
Geo | 0 | 0 | 0 | 0 | 0 | 0
H | 8.05 | 8.05 | 8.05 | 8.05 | 8.05 | 8.05
LFG | 9.06 | 9.06 | 9.06 | 115.9 | 115.9 | 115.9
Nuc | 1007.36 | 1174.9 | 1203.03 | 1210.21 | 1210.21 | 1210.21
PS | 0 | 0 | 0 | 0 | 0 | 0
PV | 5.14 | 5.14 | 5.14 | 5.14 | 0.01 | 0.01
PeakG | 80.63 | 119.84 | 122.01 | 122.5 | 120.88 | 118.89
PeakO | 1.29 | 1.86 | 1.53 | 1.53 | 1.53 | 1.53
ST | 0 | 0 | 0 | 0 | 0 | 0
STOG | 884.29 | 1101.6 | 1131.25 | 1132.2 | 1144.34 | 1118.5
STWD | 0 | 0 | 0 | 0 | 0 | 0
WT | 388.45 | 388.45 | 388.45 | 388.45 | 315.74 | 1226.53
IGCC | 0 | 0 | 0 | 0 | 0 | 0
DemandResponse | 0 | 0 | 0 | 0 | 0 | 0
IGCC-CCS | 0 | 0 | 0 | 0 | 0 | 0
WT_off | 0 | 0 | 0 | 0 | 0 | 0
PseudoUnit | 0 | 0 | 0 | 0 | 0 | 0
FixedInterchange | 0 | 0 | 0 | 0 | 0 | 0
Total Costs by Reporting Type: NP15
ReportingType | 2015 | 2020 | 2025 | 2030 | 2035 | 2040
BM | 0 | 0 | 0 | 0 | 0 | 0
CC | 2082.94 | 1816.02 | 2436.36 | 1772.96 | 1472.86 | 987.57
CSP | 0 | 0 | 0 | 0 | 0 | 0
CT | 25.37 | 108.14 | 339.85 | 719.68 | 1071.93 | 1380.68
Coal | 10.05 | 0 | 0 | 0 | 0 | 0
Geo | 100.91 | 198.47 | 378.67 | 378.67 | 378.67 | 314.88
H | 125.7 | 125.7 | 125.7 | 125.7 | 125.7 | 125.7
LFG | 10.26 | 204.81 | 204.81 | 204.81 | 204.81 | 79.02
Nuc | 495.59 | 560.5 | 540.7 | 543.89 | 543.89 | 543.89
PS | 53.58 | 53.58 | 53.58 | 53.58 | 53.58 | 53.58
PV | 3.68 | 3.68 | 3.68 | 3.68 | 0.89 | 0.89
PeakG | 56.04 | 82.34 | 58.1 | 74.01 | 78.49 | 81.59
PeakO | 10.26 | 13.08 | 10.48 | 10.49 | 10.49 | 10.49
ST | 14.46 | 14.46 | 14.46 | 14.46 | 1.86 | 1.86
STOG | 175.56 | 205.14 | 186.09 | 194.7 | 190.49 | 211.49
STWD | 265.97 | 269.53 | 14.77 | 161.52 | 162.77 | 168
WT | 66.31 | 970.86 | 970.86 | 970.86 | 944.79 | 132.94
IGCC | 0 | 0 | 0 | 0 | 0 | 0
DemandResponse | 0 | 0 | 0 | 0 | 0 | 0
IGCC-CCS | 0 | 0 | 0 | 0 | 0 | 0
WT_off | 0 | 0 | 0 | 0 | 0 | 0
PseudoUnit | 0 | 0 | 0 | 0 | 0 | 0
FixedInterchange | 0 | 0 | 0 | 0 | 0 | 0
Total Costs by Reporting Type: NWPP_Coal
ReportingType | 2015 | 2020 | 2025 | 2030 | 2035 | 2040
BM | 0 | 0 | 0 | 0 | 0 | 0
CC | 0 | 0 | 0 | 0 | 0 | 0
CSP | 0 | 0 | 0 | 0 | 0 | 0
CT | 0 | 0 | 0 | 0 | 0 | 0
Coal | 3076.6 | 3426.28 | 3464.98 | 3411.25 | 3665.22 | 4173.45
Geo | 0 | 0 | 0 | 0 | 0 | 0
H | 0 | 0 | 0 | 0 | 0 | 0
LFG | 0 | 0 | 0 | 0 | 0 | 0
Nuc | 0 | 0 | 0 | 0 | 0 | 0
PS | 0 | 0 | 0 | 0 | 0 | 0
PV | 0 | 0 | 0 | 0 | 0 | 0
PeakG | 0 | 0 | 0 | 0 | 0 | 0
PeakO | 0 | 0 | 0 | 0 | 0 | 0
ST | 0 | 0 | 0 | 0 | 0 | 0
STOG | 0 | 0 | 0 | 0 | 0 | 0
STWD | 0 | 0 | 0 | 0 | 0 | 0
WT | 0 | 0 | 0 | 0 | 0 | 0
IGCC | 0 | 0 | 0 | 0 | 0 | 0
DemandResponse | 0 | 0 | 0 | 0 | 0 | 0
IGCC-CCS | 0 | 0 | 0 | 0 | 0 | 0
WT_off | 0 | 0 | 0 | 0 | 0 | 0
PseudoUnit | 0 | 0 | 0 | 0 | 0 | 0
FixedInterchange | 0 | 0 | 0 | 0 | 0 | 0
Total Costs by Reporting Type: NWPP_Gas
ReportingType | 2015 | 2020 | 2025 | 2030 | 2035 | 2040
BM | 0 | 0 | 0 | 0 | 0 | 0
CC | 1979.58 | 2315.82 | 2587.35 | 5103.16 | 7385.94 | 8483.4
CSP | 0 | 0 | 0 | 0 | 0 | 0
CT | 14.02 | 14.02 | 14.02 | 14.02 | 0 | 0
Coal | 0 | 0 | 0 | 0 | 0.1 | 507.05
Geo | 0 | 0 | 0 | 0 | 0 | 0
H | 0 | 0 | 0 | 0 | 0 | 0
LFG | 0 | 0 | 0 | 0 | 0 | 0
Nuc | 0 | 0 | 0 | 0 | 0 | 0
PS | 0 | 0 | 0 | 0 | 0 | 0
PV | 0 | 0 | 0 | 0 | 0 | 0
PeakG | 0 | 0 | 0 | 0 | 0 | 0
PeakO | 0 | 0 | 0 | 0 | 0 | 0
ST | 0 | 0 | 0 | 0 | 0 | 0
STOG | 0 | 0 | 0 | 0 | 0 | 0
STWD | 0 | 0 | 0 | 0 | 0 | 0
WT | 0 | 0 | 0 | 0 | 0 | 0
IGCC | 0 | 0 | 0 | 0 | 0 | 0
DemandResponse | 0 | 0 | 0 | 0 | 0 | 0
IGCC-CCS | 0 | 0 | 0 | 0 | 0 | 0
WT_off | 0 | 0 | 0 | 0 | 0 | 0
PseudoUnit | 0 | 0 | 0 | 0 | 0 | 0
FixedInterchange | 0 | 0 | 0 | 0 | 0 | 0
Total Costs by Reporting Type: NWPP_NucRenew
ReportingType | 2015 | 2020 | 2025 | 2030 | 2035 | 2040
BM | 17.16 | 35.02 | 17.16 | 35.02 | 35.02 | 35.02
CC | 0 | 0 | 0 | 0 | 0 | 0
CSP | 0 | 0 | 0 | 0 | 0 | 0
CT | 0 | 0 | 0 | 0 | 0 | 0
Coal | 0 | 0 | 0 | 0 | 0 | 0
Geo | 67.62 | 67.62 | 249.83 | 249.83 | 224.95 | 224.95
H | 480.54 | 480.54 | 480.54 | 480.54 | 480.54 | 480.54
LFG | 20.56 | 25.06 | 96.1 | 96.1 | 91.07 | 88.32
Nuc | 256.71 | 258.17 | 262.7 | 264.21 | 264.21 | 324.67
PS | 6.12 | 6.12 | 6.12 | 6.12 | 6.12 | 6.12
PV | 0.04 | 0.04 | 0.04 | 0.04 | 0.04 | 0.04
PeakG | 0 | 0 | 0 | 0 | 0 | 0
PeakO | 0 | 0 | 0 | 0 | 0 | 0
ST | 0 | 0 | 0 | 0 | 0 | 0
STOG | 0 | 0 | 0 | 0 | 0 | 0
STWD | 0.87 | 1.16 | 0.89 | 15.97 | 15.97 | 15.97
WT | 467.97 | 467.97 | 467.97 | 467.97 | 229.12 | 229.12
IGCC | 0 | 0 | 0 | 0 | 0 | 0
DemandResponse | 0 | 0 | 0 | 0 | 0 | 0
IGCC-CCS | 0 | 0 | 0 | 0 | 0 | 0
WT_off | 0 | 0 | 0 | 0 | 0 | 0
PseudoUnit | 0 | 0 | 0 | 0 | 0 | 0
FixedInterchange | 0 | 0 | 0 | 0 | 0 | 0
Total Costs by Reporting Type: RMPA
ReportingType | 2015 | 2020 | 2025 | 2030 | 2035 | 2040
BM | 0 | 0 | 0 | 0 | 0 | 0
CC | 351.34 | 495.7 | 281.98 | 323.17 | 277.21 | 256.8
CSP | 0 | 0 | 0 | 0 | 0 | 0
CT | 16.21 | 16.21 | 16.21 | 16.21 | 0 | 0
Coal | 1791.35 | 1923.84 | 1872.27 | 1886.32 | 2652.25 | 3369.34
Geo | 0 | 183.71 | 1088.43 | 1088.43 | 1088.43 | 973.74
H | 13.99 | 13.99 | 13.99 | 13.99 | 13.99 | 13.99
LFG | 1.17 | 10.26 | 10.26 | 10.26 | 9.99 | 4.42
Nuc | 0.01 | 0.01 | 0.01 | 0.01 | 0.01 | 0.01
PS | 13.37 | 13.37 | 13.37 | 13.37 | 13.37 | 13.37
PV | 0.68 | 0.68 | 0.68 | 0.68 | 0.31 | 0.31
PeakG | 49.51 | 73.84 | 50.92 | 69.13 | 75.97 | 76.22
PeakO | 1.3 | 1.66 | 1.33 | 1.33 | 1.33 | 1.33
ST | 1.26 | 148.98 | 158.39 | 168.44 | 167.37 | 43.74
STOG | 0 | 0 | 0 | 0 | 0 | 0
STWD | 0 | 0 | 0 | 0 | 0 | 0
WT | 240.35 | 240.35 | 240.35 | 240.35 | 67.69 | 67.69
IGCC | 0 | 0 | 0 | 0 | 0 | 0
DemandResponse | 0 | 0 | 0 | 0 | 0 | 0
IGCC-CCS | 0 | 0 | 0 | 0 | 0 | 0
WT_off | 0 | 0 | 0 | 0 | 0 | 0
PseudoUnit | 0 | 0 | 0 | 0 | 0 | 0
FixedInterchange | 0 | 0 | 0 | 0 | 0 | 0
Total Costs by Reporting Type: SP15
ReportingType | 2015 | 2020 | 2025 | 2030 | 2035 | 2040
BM | 6.8 | 6.8 | 3.59 | 6.42 | 5.91 | 5.91
CC | 2086.72 | 1401.58 | 1575.46 | 1607.02 | 1620.68 | 1310.89
CSP | 0 | 0 | 0 | 0 | 0 | 0
CT | 0 | 0 | 0 | 0 | 0 | 0
Coal | 34.74 | 43.99 | 48.96 | 37.17 | 0 | 0
Geo | 104.52 | 713.94 | 713.94 | 699.68 | 699.68 | 328.75
H | 16.57 | 16.57 | 16.57 | 16.57 | 16.57 | 16.57
LFG | 29.05 | 219.63 | 219.63 | 219.4 | 217.54 | 94.59
Nuc | 508.22 | 539.82 | 519.92 | 522.86 | 522.86 | 643.14
PS | 34.19 | 34.19 | 34.19 | 34.19 | 34.19 | 34.19
PV | 3.49 | 3.49 | 3.49 | 3.49 | 1.81 | 1.81
PeakG | 76.73 | 111.44 | 93.22 | 103.59 | 103.59 | 103.59
PeakO | 1.47 | 1.91 | 1.53 | 1.53 | 1.53 | 1.53
ST | 220.08 | 220.08 | 220.08 | 220.08 | 28.69 | 28.69
STOG | 463.86 | 549.48 | 462.28 | 473.84 | 500.04 | 525.67
STWD | 68.43 | 69.39 | 5.63 | 43.61 | 43.61 | 38.62
WT | 264.36 | 264.36 | 264.36 | 264.36 | 71.1 | 71.1
IGCC | 0 | 0 | 0 | 0 | 0 | 0
DemandResponse | 0 | 0 | 0 | 0 | 0 | 0
IGCC-CCS | 0 | 0 | 0 | 0 | 0 | 0
WT_off | 0 | 0 | 0 | 0 | 0 | 0
PseudoUnit | 0 | 0 | 0 | 0 | 0 | 0
FixedInterchange | 0 | 0 | 0 | 0 | 0 | 0
Total Costs by Reporting Type: ALB
ReportingType | 2015 | 2020 | 2025 | 2030 | 2035 | 2040
BM | 0 | 0 | 0 | 0 | 0 | 0
CC | 791.82 | 1220.76 | 1604.78 | 2150.72 | 2801.99 | 3517.21
CSP | 0 | 0 | 0 | 0 | 0 | 0
CT | 18.05 | 18.05 | 18.05 | 18.05 | 0 | 0
Coal | 969.99 | 953.71 | 967.34 | 1088.86 | 1175.16 | 1251.85
Geo | 0 | 0 | 0 | 0 | 0 | 0
H | 12.99 | 12.99 | 12.99 | 12.99 | 12.99 | 12.99
LFG | 1.21 | 1.21 | 1.21 | 1.21 | 1.21 | 1.21
Nuc | 0.01 | 0.01 | 0.01 | 0.01 | 0.01 | 0.01
PS | 0 | 0 | 0 | 0 | 0 | 0
PV | 0 | 0 | 0 | 0 | 0 | 0
PeakG | 24.53 | 22.94 | 22.94 | 22.94 | 32.32 | 32.32
PeakO | 0 | 0 | 0 | 0 | 0 | 0
ST | 0 | 0 | 0 | 0 | 0 | 0
STOG | 0 | 0 | 0 | 0 | 0 | 0
STWD | 0 | 0 | 0 | 0 | 0 | 0
WT | 25.5 | 25.5 | 25.5 | 25.5 | 22.96 | 22.96
IGCC | 0 | 0 | 0 | 0 | 0 | 0
DemandResponse | 0 | 0 | 0 | 0 | 0 | 0
IGCC-CCS | 0 | 0 | 0 | 0 | 0 | 0
WT_off | 0 | 0 | 0 | 0 | 0 | 0
PseudoUnit | 0 | 0 | 0 | 0 | 0 | 0
FixedInterchange | 0 | 0 | 0 | 0 | 0 | 0
Total Costs by Reporting Type: BC
ReportingType | 2015 | 2020 | 2025 | 2030 | 2035 | 2040
BM | 0 | 0 | 0 | 0 | 0 | 0
CC | 494.19 | 729.17 | 1085.08 | 1412.63 | 1949.8 | 2450.99
CSP | 0 | 0 | 0 | 0 | 0 | 0
CT | 0 | 0 | 0 | 0 | 0 | 0
Coal | 0 | 0 | 0 | 0 | 0 | 0
Geo | 0 | 0 | 0 | 0 | 0 | 0
H | 173.22 | 173.22 | 173.22 | 173.22 | 173.22 | 173.22
LFG | 2.9 | 2.9 | 2.9 | 2.9 | 2.9 | 2.9
Nuc | 0.01 | 0.01 | 0.01 | 0.01 | 0.01 | 0.01
PS | 0 | 0 | 0 | 0 | 0 | 0
PV | 0 | 0 | 0 | 0 | 0 | 0
PeakG | 2.66 | 2.77 | 3.3 | 3.3 | 3.3 | 3.3
PeakO | 1.16 | 1.29 | 1.29 | 1.29 | 1.29 | 1.29
ST | 0 | 0 | 0 | 0 | 0 | 0
STOG | 0 | 0 | 0 | 0 | 0 | 0
STWD | 16.34 | 16.34 | 16.34 | 16.34 | 16.34 | 16.34
WT | 48.22 | 48.22 | 48.22 | 48.22 | 7.54 | 7.54
IGCC | 0 | 0 | 0 | 0 | 0 | 0
DemandResponse | 0 | 0 | 0 | 0 | 0 | 0
IGCC-CCS | 0 | 0 | 0 | 0 | 0 | 0
WT_off | 0 | 0 | 0 | 0 | 0 | 0
PseudoUnit | 0 | 0 | 0 | 0 | 0 | 0
FixedInterchange | 0 | 0 | 0 | 0 | 0 | 0
Total Costs by Reporting Type: HQ_IESO
ReportingType | 2015 | 2020 | 2025 | 2030 | 2035 | 2040
BM | 0 | 0 | 0 | 0 | 0 | 0
CC | 0 | 0 | 0 | 0 | 0 | 0
CSP | 0 | 0 | 0 | 0 | 0 | 0
CT | 0 | 0 | 0 | 0 | 0 | 0
Coal | 0 | 0 | 0 | 0 | 0 | 0
Geo | 0 | 0 | 0 | 0 | 0 | 0
H | 0 | 0 | 0 | 0 | 0 | 0
LFG | 0 | 0 | 0 | 0 | 0 | 0
Nuc | 0.01 | 0.01 | 0.01 | 0.01 | 0.01 | 0.01
PS | 0 | 0 | 0 | 0 | 0 | 0
PV | 0 | 0 | 0 | 0 | 0 | 0
PeakG | 0 | 0 | 0 | 0 | 0 | 0
PeakO | 0 | 0 | 0 | 0 | 0 | 0
ST | 0 | 0 | 0 | 0 | 0 | 0
STOG | 0 | 0 | 0 | 0 | 0 | 0
STWD | 0 | 0 | 0 | 0 | 0 | 0
WT | 0 | 0 | 0 | 0 | 0 | 0
IGCC | 0 | 0 | 0 | 0 | 0 | 0
DemandResponse | 0 | 0 | 0 | 0 | 0 | 0
IGCC-CCS | 0 | 0 | 0 | 0 | 0 | 0
WT_off | 0 | 0 | 0 | 0 | 0 | 0
PseudoUnit | 0 | 0 | 0 | 0 | 0 | 0
FixedInterchange | 0 | 0 | 0 | 0 | 0 | 0
Total Costs by Reporting Type: HQ_NEISO
ReportingType | 2015 | 2020 | 2025 | 2030 | 2035 | 2040
BM | 0 | 0 | 0 | 0 | 0 | 0
CC | 0 | 0 | 0 | 0 | 0 | 0
CSP | 0 | 0 | 0 | 0 | 0 | 0
CT | 0 | 0 | 0 | 0 | 0 | 0
Coal | 0 | 0 | 0 | 0 | 0 | 0
Geo | 0 | 0 | 0 | 0 | 0 | 0
H | 0 | 0 | 0 | 0 | 0 | 0
LFG | 0 | 0 | 0 | 0 | 0 | 0
Nuc | 0.01 | 0.01 | 0.01 | 0.01 | 0.01 | 0.01
PS | 0 | 0 | 0 | 0 | 0 | 0
PV | 0 | 0 | 0 | 0 | 0 | 0
PeakG | 0 | 0 | 0 | 0 | 0 | 0
PeakO | 0 | 0 | 0 | 0 | 0 | 0
ST | 0 | 0 | 0 | 0 | 0 | 0
STOG | 0 | 0 | 0 | 0 | 0 | 0
STWD | 0 | 0 | 0 | 0 | 0 | 0
WT | 0 | 0 | 0 | 0 | 0 | 0
IGCC | 0 | 0 | 0 | 0 | 0 | 0
DemandResponse | 0 | 0 | 0 | 0 | 0 | 0
IGCC-CCS | 0 | 0 | 0 | 0 | 0 | 0
WT_off | 0 | 0 | 0 | 0 | 0 | 0
PseudoUnit | 0 | 0 | 0 | 0 | 0 | 0
FixedInterchange | 0 | 0 | 0 | 0 | 0 | 0
Total Costs by Reporting Type: HQ_NY
ReportingType | 2015 | 2020 | 2025 | 2030 | 2035 | 2040
BM | 0 | 0 | 0 | 0 | 0 | 0
CC | 0 | 0 | 0 | 0 | 0 | 0
CSP | 0 | 0 | 0 | 0 | 0 | 0
CT | 0 | 0 | 0 | 0 | 0 | 0
Coal | 0 | 0 | 0 | 0 | 0 | 0
Geo | 0 | 0 | 0 | 0 | 0 | 0
H | 0 | 0 | 0 | 0 | 0 | 0
LFG | 0 | 0 | 0 | 0 | 0 | 0
Nuc | 0.01 | 0.01 | 0.01 | 0.01 | 0.01 | 0.01
PS | 0 | 0 | 0 | 0 | 0 | 0
PV | 0 | 0 | 0 | 0 | 0 | 0
PeakG | 0 | 0 | 0 | 0 | 0 | 0
PeakO | 0 | 0 | 0 | 0 | 0 | 0
ST | 0 | 0 | 0 | 0 | 0 | 0
STOG | 0 | 0 | 0 | 0 | 0 | 0
STWD | 0 | 0 | 0 | 0 | 0 | 0
WT | 0 | 0 | 0 | 0 | 0 | 0
IGCC | 0 | 0 | 0 | 0 | 0 | 0
DemandResponse | 0 | 0 | 0 | 0 | 0 | 0
IGCC-CCS | 0 | 0 | 0 | 0 | 0 | 0
WT_off | 0 | 0 | 0 | 0 | 0 | 0
PseudoUnit | 0 | 0 | 0 | 0 | 0 | 0
FixedInterchange | 0 | 0 | 0 | 0 | 0 | 0
Total Costs by Reporting Type: MARITIMES
ReportingType | 2015 | 2020 | 2025 | 2030 | 2035 | 2040
BM | 0 | 0 | 0 | 0 | 0 | 0
CC | 0 | 0 | 0 | 0 | 0 | 0
CSP | 0 | 0 | 0 | 0 | 0 | 0
CT | 0 | 0 | 0 | 0 | 0 | 0
Coal | 0 | 0 | 0 | 0 | 0 | 0
Geo | 0 | 0 | 0 | 0 | 0 | 0
H | 0 | 0 | 0 | 0 | 0 | 0
LFG | 0 | 0 | 0 | 0 | 0 | 0
Nuc | 0.01 | 0.01 | 0.01 | 0.01 | 0.01 | 0.01
PS | 0 | 0 | 0 | 0 | 0 | 0
PV | 0 | 0 | 0 | 0 | 0 | 0
PeakG | 0 | 0 | 0 | 0 | 0 | 0
PeakO | 0 | 0 | 0 | 0 | 0 | 0
ST | 0 | 0 | 0 | 0 | 0 | 0
STOG | 0 | 0 | 0 | 0 | 0 | 0
STWD | 0 | 0 | 0 | 0 | 0 | 0
WT | 0 | 0 | 0 | 0 | 0 | 0
IGCC | 0 | 0 | 0 | 0 | 0 | 0
DemandResponse | 0 | 0 | 0 | 0 | 0 | 0
IGCC-CCS | 0 | 0 | 0 | 0 | 0 | 0
WT_off | 0 | 0 | 0 | 0 | 0 | 0
PseudoUnit | 0 | 0 | 0 | 0 | 0 | 0
FixedInterchange | 0 | 0 | 0 | 0 | 0 | 0
Total Costs by Reporting Type: All
ReportingType | 2015 | 2020 | 2025 | 2030 | 2035 | 2040
BM | 830.37 | 1217.23 | 1752.74 | 1927.27 | 2084.44 | 2082.48
CC | 54822.38 | 69198.83 | 73513.76 | 88286.9 | 112758.78 | 128424.57
CSP | 0 | 0 | 0 | 0 | 0 | 0
CT | 654.99 | 1171.03 | 1492.58 | 2197.6 | 2848.18 | 3170.35
Coal | 73005.17 | 79120.41 | 84276.7 | 86037.83 | 98673.51 | 116967.06
Geo | 277 | 1167.7 | 3042.95 | 3028.69 | 3003.81 | 2454.4
H | 1511 | 1511 | 1511 | 1511 | 1511 | 1511
LFG | 541.97 | 1199.5 | 1893.72 | 2112.8 | 2080.29 | 1660.41
Nuc | 27257.76 | 31456.43 | 31434.52 | 31883.54 | 26253.69 | 31278.26
PS | 517.25 | 517.25 | 517.25 | 517.25 | 517.25 | 517.25
PV | 639.15 | 1449.64 | 1819.62 | 1904.53 | 1312.06 | 578.37
PeakG | 2271.04 | 3308.57 | 2844.07 | 3308.99 | 3512.65 | 3337.47
PeakO | 563.32 | 738.29 | 598.47 | 601.75 | 601.76 | 595.78
ST | 355.27 | 682.68 | 792.51 | 764.26 | 523.03 | 249.43
STOG | 3601.97 | 4338.51 | 4158.95 | 4226.89 | 4263.64 | 4342.1
STWD | 960.33 | 868.18 | 399.67 | 760.17 | 811.39 | 827.43
WT | 8135.21 | 14320.47 | 15982.23 | 17052.28 | 15962.92 | 12064.97
IGCC | 366.67 | 367.23 | 368.45 | 376.06 | 379.78 | 386.56
DemandResponse | 0 | 0 | 0 | 0 | 0 | 0
IGCC-CCS | 0 | 0 | 0 | 0 | 0 | 0
WT_off | 308.81 | 308.81 | 907.86 | 907.86 | 599.11 | 599.11
PseudoUnit | 0 | 0 | 0 | 0 | 0 | 0
FixedInterchange | 0 | 0 | 0 | 0 | 0 | 0
Total Costs by Reporting Type: EI_US
ReportingType | 2015 | 2020 | 2025 | 2030 | 2035 | 2040
BM | 559.55 | 928.55 | 1484.78 | 1637.72 | 1789.42 | 1787.19
CC | 34782.67 | 45957.55 | 47779.25 | 56541.26 | 73052.45 | 85135.54
CSP | 0 | 0 | 0 | 0 | 0 | 0
CT | 445.79 | 878.74 | 961.61 | 1281.75 | 1670.84 | 1609.52
Coal | 59317.07 | 63428.01 | 67800.58 | 69545.11 | 79646.86 | 91948.25
Geo | 3.95 | 3.95 | 3.95 | 3.95 | 3.95 | 3.95
H | 419.29 | 419.29 | 419.29 | 419.29 | 419.29 | 419.29
LFG | 447.6 | 687.31 | 1310.5 | 1422.96 | 1402.49 | 1251.4
Nuc | 21188.8 | 25019.34 | 24933.73 | 25344.45 | 19958.32 | 24608.01
PS | 401.94 | 401.94 | 401.94 | 401.94 | 401.94 | 401.94
PV | 30.85 | 841.33 | 1211.31 | 1296.22 | 1306.18 | 572.49
PeakG | 1895.42 | 2778.4 | 2375.94 | 2766.68 | 2928.72 | 2893.52
PeakO | 541.32 | 710.36 | 575.45 | 578.61 | 578.62 | 578.63
ST | 0 | 0 | 0 | 0 | 0 | 0
STOG | 2072.72 | 2476.75 | 2373.8 | 2420.61 | 2423.24 | 2480.9
STWD | 595.91 | 498.75 | 360.06 | 511.13 | 561.12 | 576.91
WT | 5733.61 | 8686.33 | 10348.09 | 11347.95 | 11826.45 | 9881.99
IGCC | 366.67 | 367.23 | 368.45 | 376.06 | 379.78 | 386.56
DemandResponse | 0 | 0 | 0 | 0 | 0 | 0
IGCC-CCS | 0 | 0 | 0 | 0 | 0 | 0
WT_off | 308.81 | 308.81 | 907.86 | 907.86 | 599.11 | 599.11
PseudoUnit | 0 | 0 | 0 | 0 | 0 | 0
FixedInterchange | 0 | 0 | 0 | 0 | 0 | 0
Total Costs by Reporting Type: EI_Canada
ReportingType | 2015 | 2020 | 2025 | 2030 | 2035 | 2040
BM | 177.6 | 177.6 | 177.6 | 177.6 | 177.6 | 177.87
CC | 776.88 | 1024.84 | 1174.02 | 1400.52 | 2148.54 | 3196.33
CSP | 0 | 0 | 0 | 0 | 0 | 0
CT | 44.26 | 44.26 | 44.26 | 44.52 | 103.05 | 177.71
Coal | 53.91 | 60.5 | 79.71 | 157.29 | 252.12 | 296.96
Geo | 0 | 0 | 0 | 0 | 0 | 0
H | 216.06 | 216.06 | 216.06 | 216.06 | 216.06 | 216.06
LFG | 19.32 | 19.32 | 19.32 | 19.32 | 14.43 | 14.43
Nuc | 2990.32 | 3007.74 | 3062.22 | 3080.31 | 2836.59 | 3030.72
PS | 2.92 | 2.92 | 2.92 | 2.92 | 2.92 | 2.92
PV | 558.01 | 558.01 | 558.01 | 558.01 | 0.44 | 0.44
PeakG | 21.55 | 23.55 | 23.59 | 23.55 | 27.1 | 28.04
PeakO | 0.75 | 0.75 | 0.87 | 0.98 | 0.98 | 0.98
ST | 0 | 0 | 0 | 0 | 0 | 0
STOG | 5.54 | 5.54 | 5.54 | 5.54 | 5.54 | 5.54
STWD | 0 | 0 | 0 | 0 | 0 | 0
WT | 868.55 | 868.55 | 868.55 | 868.55 | 61.76 | 61.76
IGCC | 0 | 0 | 0 | 0 | 0 | 0
DemandResponse | 0 | 0 | 0 | 0 | 0 | 0
IGCC-CCS | 0 | 0 | 0 | 0 | 0 | 0
WT_off | 0 | 0 | 0 | 0 | 0 | 0
PseudoUnit | 0 | 0 | 0 | 0 | 0 | 0
FixedInterchange | 0 | 0 | 0 | 0 | 0 | 0
Total Costs by Reporting Type: EI
ReportingType | 2015 | 2020 | 2025 | 2030 | 2035 | 2040
BM | 737.15 | 1106.15 | 1662.38 | 1815.32 | 1967.03 | 1965.07
CC | 35559.55 | 46982.39 | 48953.27 | 57941.78 | 75200.99 | 88331.88
CSP | 0 | 0 | 0 | 0 | 0 | 0
CT | 490.05 | 923 | 1005.87 | 1326.26 | 1773.89 | 1787.23
Coal | 59370.99 | 63488.51 | 67880.29 | 69702.4 | 79898.98 | 92245.21
Geo | 3.95 | 3.95 | 3.95 | 3.95 | 3.95 | 3.95
H | 635.35 | 635.35 | 635.35 | 635.35 | 635.35 | 635.35
LFG | 466.92 | 706.63 | 1329.82 | 1442.28 | 1416.92 | 1265.83
Nuc | 24179.13 | 28027.08 | 27995.95 | 28424.75 | 22794.91 | 27638.74
PS | 404.86 | 404.86 | 404.86 | 404.86 | 404.86 | 404.86
PV | 588.85 | 1399.34 | 1769.32 | 1854.23 | 1306.62 | 572.93
PeakG | 1916.97 | 2801.95 | 2399.53 | 2790.23 | 2955.83 | 2921.56
PeakO | 542.07 | 711.11 | 576.32 | 579.59 | 579.6 | 579.61
ST | 0 | 0 | 0 | 0 | 0 | 0
STOG | 2078.26 | 2482.29 | 2379.33 | 2426.14 | 2428.77 | 2486.44
STWD | 595.91 | 498.75 | 360.06 | 511.13 | 561.12 | 576.91
WT | 6602.17 | 9554.89 | 11216.64 | 12216.5 | 11888.2 | 9943.75
IGCC | 366.67 | 367.23 | 368.45 | 376.06 | 379.78 | 386.56
DemandResponse | 0 | 0 | 0 | 0 | 0 | 0
IGCC-CCS | 0 | 0 | 0 | 0 | 0 | 0
WT_off | 308.81 | 308.81 | 907.86 | 907.86 | 599.11 | 599.11
PseudoUnit | 0 | 0 | 0 | 0 | 0 | 0
FixedInterchange | 0 | 0 | 0 | 0 | 0 | 0
Total Costs by Reporting Type: Outside_EI
ReportingType | 2015 | 2020 | 2025 | 2030 | 2035 | 2040
BM | 93.22 | 111.08 | 90.36 | 111.95 | 117.41 | 117.41
CC | 19262.83 | 22216.44 | 24560.5 | 30345.12 | 37557.79 | 40092.69
CSP | 0 | 0 | 0 | 0 | 0 | 0
CT | 164.93 | 248.03 | 486.72 | 871.34 | 1074.29 | 1383.12
Coal | 13634.19 | 15631.9 | 16396.41 | 16335.44 | 18774.54 | 24721.85
Geo | 273.05 | 1163.74 | 3039 | 3024.74 | 2999.86 | 2450.45
H | 875.65 | 875.65 | 875.65 | 875.65 | 875.65 | 875.65
LFG | 75.05 | 492.87 | 563.91 | 670.52 | 663.37 | 394.58
Nuc | 3078.63 | 3429.35 | 3438.57 | 3458.79 | 3458.79 | 3639.53
PS | 112.39 | 112.39 | 112.39 | 112.39 | 112.39 | 112.39
PV | 50.3 | 50.3 | 50.3 | 50.3 | 5.44 | 5.44
PeakG | 354.07 | 506.62 | 444.54 | 518.75 | 556.83 | 415.91
PeakO | 21.25 | 27.18 | 22.16 | 22.16 | 22.16 | 16.17
ST | 355.27 | 682.68 | 792.51 | 764.26 | 523.03 | 249.43
STOG | 1523.7 | 1856.22 | 1779.62 | 1800.74 | 1834.87 | 1855.66
STWD | 364.42 | 369.43 | 39.61 | 249.03 | 250.28 | 250.52
WT | 1533.05 | 4765.59 | 4765.59 | 4835.78 | 4074.71 | 2121.22
IGCC | 0 | 0 | 0 | 0 | 0 | 0
DemandResponse | 0 | 0 | 0 | 0 | 0 | 0
IGCC-CCS | 0 | 0 | 0 | 0 | 0 | 0
WT_off | 0 | 0 | 0 | 0 | 0 | 0
PseudoUnit | 0 | 0 | 0 | 0 | 0 | 0
FixedInterchange | 0 | 0 | 0 | 0 | 0 | 0
#15 A | RPS Generation Compliance Payments ($)
RPS Program | 2015 | 2020 | 2025 | 2030 | 2035 | 2040
NEISO | 0 | 0 | 0 | 0 | 0 | 0
CA | 1665.3 | 324.69 | 0 | 0 | 0 | 0
NWPP | 0 | 0 | 0 | 0 | 0 | 0
PJM | 0 | 583.08 | 611.7 | 169.09 | 233.47 | 271.7
US | 0 | 0 | 0 | 0 | 0 | 0
PJM_Solar | 377.76 | 0 | 0 | 0 | 0 | 0
MA_Solar | 158.16 | 0 | 0 | 0 | 0 | 0
NH_Solar | 10.65 | 0 | 0 | 0 | 0 | 0
MRETS_Solar | 0 | 0 | 0 | 0 | 0 | 0
AZNMSNV | 221.16 | 307.41 | 0 | 0 | 0 | 0
AZNMSNV_Solar | 63.66 | 0 | 0 | 0 | 0 | 0
MRETS | 0 | 0 | 0 | 0 | 0 | 0
MI | 76.6 | 34.69 | 0 | 0 | 0 | 0
Ohio | 0 | 0 | 0 | 0 | 0 | 0
Ohio_Solar | 57.73 | 0 | 0 | 0 | 0 | 0
MOKSOKNE | 207.22 | 0 | 0 | 0 | 0 | 0
MO_Solar | 29.51 | 0 | 0 | 0 | 0 | 0
NC | 774.25 | 0 | 0 | 0 | 0 | 0
NC_Solar | 26.06 | 0 | 0 | 0 | 0 | 0
CO | 34.64 | 0 | 0 | 0 | 0 | 0
CO_Solar | 191.18 | 0 | 0 | 0 | 0 | 0
NY | 11.54 | 4.41 | 0 | 0 | 0 | 7.53
TX | 0 | 0 | 0 | 0 | 0 | 0
#15 B | RPS Capacity Compliance Payments ($)
RPS Program | 2015 | 2020 | 2025 | 2030 | 2035 | 2040
NEISO | 0 | 0 | 0 | 0 | 0 | 0
CA | 0 | 0 | 0 | 0 | 0 | 0
NWPP | 0 | 0 | 0 | 0 | 0 | 0
PJM | 0 | 0 | 0 | 0 | 0 | 0
US | 0 | 0 | 0 | 0 | 0 | 0
PJM_Solar | 0 | 0 | 0 | 0 | 0 | 0
MA_Solar | 0 | 0 | 0 | 0 | 0 | 0
NH_Solar | 0 | 0 | 0 | 0 | 0 | 0
MRETS_Solar | 0 | 0 | 0 | 0 | 0 | 0
AZNMSNV | 0 | 0 | 0 | 0 | 0 | 0
AZNMSNV_Solar | 0 | 0 | 0 | 0 | 0 | 0
MRETS | 0 | 0 | 0 | 0 | 0 | 0
MI | 0 | 0 | 0 | 0 | 0 | 0
Ohio | 0 | 0 | 0 | 0 | 0 | 0
Ohio_Solar | 0 | 0 | 0 | 0 | 0 | 0
MOKSOKNE | 0 | 0 | 0 | 0 | 0 | 0
MO_Solar | 0 | 0 | 0 | 0 | 0 | 0
NC | 0 | 0 | 0 | 0 | 0 | 0
NC_Solar | 0 | 0 | 0 | 0 | 0 | 0
CO | 0 | 0 | 0 | 0 | 0 | 0
CO_Solar | 0 | 0 | 0 | 0 | 0 | 0
NY | 0 | 0 | 0 | 0 | 0 | 0
TX | 0 | 0 | 0 | 0 | 0 | 0
#16a | Transmission Costs ($million) [excludes shadow cost]
Transmission Costs: Entergy
Cost | 2015 | 2020 | 2025 | 2030 | 2035 | 2040
a. Wheel Share | 2.76 | 1.82 | 2.49 | 7.54 | 11.67 | 23.32
b. Friction Share | 4.59 | 3.02 | 3.34 | 6.1 | 13.78 | 24.11
Transmission Costs: FRCC
Cost | 2015 | 2020 | 2025 | 2030 | 2035 | 2040
a. Wheel Share | 6.84 | 3.1 | 3.96 | 1.68 | 0.62 | 4.91
b. Friction Share | 6.84 | 3.1 | 3.96 | 1.68 | 0.62 | 4.91
Transmission Costs: MAPP_US
Cost | 2015 | 2020 | 2025 | 2030 | 2035 | 2040
a. Wheel Share | 13.48 | 12.93 | 13.05 | 12.34 | 12.13 | 12.76
b. Friction Share | 9.76 | 9.29 | 9.47 | 8.86 | 8.79 | 9.26
Transmission Costs: MISO_IN
Cost | 2015 | 2020 | 2025 | 2030 | 2035 | 2040
a. Wheel Share | 1.44 | 1.79 | 2.43 | 1.91 | 2.08 | 2.36
b. Friction Share | 3.92 | 1.7 | 3.26 | 1.94 | 2.34 | 3.45
Transmission Costs: MISO_MI
Cost | 2015 | 2020 | 2025 | 2030 | 2035 | 2040
a. Wheel Share | 4.06 | 6.73 | 6.27 | 5.03 | 3.53 | 5.03
b. Friction Share | 13.27 | 17.65 | 16.55 | 12.93 | 9.3 | 13.29
Transmission Costs: MISO_MO-IL
Cost | 2015 | 2020 | 2025 | 2030 | 2035 | 2040
a. Wheel Share | 0.17 | 0.1 | 2.31 | 7.58 | 5.25 | 14.98
b. Friction Share | 7.15 | 1.22 | 3.2 | 5.85 | 5.19 | 12.28
Transmission Costs: MISO_W
Cost | 2015 | 2020 | 2025 | 2030 | 2035 | 2040
a. Wheel Share | 4.36 | 2.93 | 5.37 | 3.11 | 0.8 | 8.44
b. Friction Share | 6.08 | 3.47 | 5.73 | 3.57 | 1.76 | 9.58
Transmission Costs: MISO_WUMS
Cost | 2015 | 2020 | 2025 | 2030 | 2035 | 2040
a. Wheel Share | 0 | 0 | 0 | 0 | 0 | 0
b. Friction Share | 2.09 | 4.65 | 6.41 | 5.09 | 0.57 | 0.32
Transmission Costs: Nebraska
Cost | 2015 | 2020 | 2025 | 2030 | 2035 | 2040
a. Wheel Share | 7.72 | 8.02 | 8.85 | 8.68 | 8.62 | 4.96
b. Friction Share | 5.89 | 6.31 | 6.98 | 7.29 | 7.29 | 5.25
Transmission Costs: NEISO
Cost | 2015 | 2020 | 2025 | 2030 | 2035 | 2040
a. Wheel Share | 0 | 0 | 0 | 0 | 0 | 0
b. Friction Share | 9.01 | 8.46 | 11.9 | 18.02 | 16.52 | 16.07
Transmission Costs: NonRTO_Midwest
Cost | 2015 | 2020 | 2025 | 2030 | 2035 | 2040
a. Wheel Share | 1.45 | 1.89 | 2.55 | 3 | 4.09 | 5.05
b. Friction Share | 0.88 | 1.2 | 1.61 | 2.93 | 4.51 | 6.62
Transmission Costs: NYISO_A-F
Cost | 2015 | 2020 | 2025 | 2030 | 2035 | 2040
a. Wheel Share | 14.94 | 14.71 | 11.68 | 11 | 4.74 | 2.19
b. Friction Share | 38.26 | 37.83 | 29.81 | 27.36 | 11.01 | 7.82
Transmission Costs: NYISO_G-I
Cost | 2015 | 2020 | 2025 | 2030 | 2035 | 2040
a. Wheel Share | 1.42 | 1.83 | 2.67 | 2.41 | 2.48 | 2.44
b. Friction Share | 5.51 | 4.61 | 7.12 | 8.64 | 7.45 | 6.82
Transmission Costs: NYISO_J-K
Cost | 2015 | 2020 | 2025 | 2030 | 2035 | 2040
a. Wheel Share | 1.13 | 1.23 | 1.22 | 1.22 | 1.25 | 1.61
b. Friction Share | 4.99 | 4.03 | 5.15 | 6.53 | 6.56 | 6.93
Transmission Costs: PJM_E
Cost | 2015 | 2020 | 2025 | 2030 | 2035 | 2040
a. Wheel Share | 2.55 | 3.05 | 3.89 | 3.63 | 3.73 | 4.05
b. Friction Share | 2.75 | 2.88 | 3.39 | 3.2 | 3.09 | 3.27
Transmission Costs: PJM_ROM
Cost | 2015 | 2020 | 2025 | 2030 | 2035 | 2040
a. Wheel Share | 0.46 | 1.18 | 1.59 | 4.15 | 4.04 | 1.72
b. Friction Share | 0.86 | 0.96 | 1.21 | 3.92 | 3.73 | 1.46
Transmission Costs: PJM_ROR
Cost | 2015 | 2020 | 2025 | 2030 | 2035 | 2040
a. Wheel Share | 26.62 | 10.83 | 9.71 | 11.54 | 19.2 | 13.38
b. Friction Share | 44.24 | 18.25 | 21.12 | 19.16 | 23.63 | 20.6
Transmission Costs: SOCO
Cost | 2015 | 2020 | 2025 | 2030 | 2035 | 2040
a. Wheel Share | 10.42 | 6.56 | 8.41 | 5.34 | 4.37 | 8.36
b. Friction Share | 12.43 | 9.17 | 12.88 | 8.83 | 6.63 | 10.97
Transmission Costs: SPP_N
Cost | 2015 | 2020 | 2025 | 2030 | 2035 | 2040
a. Wheel Share | 1.82 | 1.56 | 5.47 | 3.98 | 4.05 | 8.36
b. Friction Share | 1.69 | 1.45 | 4.29 | 3.17 | 5.45 | 10.87
Transmission Costs: SPP_S
Cost | 2015 | 2020 | 2025 | 2030 | 2035 | 2040
a. Wheel Share | 0.24 | 0.21 | 0.58 | 0.6 | 3.81 | 5.43
b. Friction Share | 0.53 | 0.47 | 0.99 | 0.99 | 5.75 | 8.19
Transmission Costs: TVA
Cost | 2015 | 2020 | 2025 | 2030 | 2035 | 2040
a. Wheel Share | 1 | 1.06 | 1.06 | 1.11 | 1.48 | 0.95
b. Friction Share | 1.25 | 1.32 | 1.33 | 1.39 | 1.87 | 1.2
Transmission Costs: TVA_Transmission
Cost | 2015 | 2020 | 2025 | 2030 | 2035 | 2040
a. Wheel Share | 0.5 | 0.41 | 0.32 | 1.22 | 3.59 | 5.42
b. Friction Share | 0.46 | 0.37 | 0.27 | 1.86 | 4.85 | 6.13
Transmission Costs: VACAR
Cost | 2015 | 2020 | 2025 | 2030 | 2035 | 2040
a. Wheel Share | 26.42 | 11.4 | 11.87 | 13.16 | 18.87 | 14.41
b. Friction Share | 26.44 | 12.62 | 15.18 | 15.65 | 19.81 | 15.64
Transmission Costs: IESO
Cost | 2015 | 2020 | 2025 | 2030 | 2035 | 2040
a. Wheel Share | 19.24 | 22.28 | 18.45 | 13.68 | 4.84 | 6.75
b. Friction Share | 48.11 | 55.7 | 46.13 | 34.21 | 12 | 16.5
Transmission Costs: MAPP_CA
Cost | 2015 | 2020 | 2025 | 2030 | 2035 | 2040
a. Wheel Share | 0.83 | 2.36 | 2.48 | 2.07 | 1.52 | 2.73
b. Friction Share | 1.49 | 4.54 | 4.74 | 3.98 | 1.87 | 3.77
Transmission Costs: AZ_NM_SNV_Coal
Cost | 2015 | 2020 | 2025 | 2030 | 2035 | 2040
a. Wheel Share | 20.67 | 20.71 | 24.44 | 23.58 | 30.03 | 38.15
b. Friction Share | 34.9 | 35 | 41.27 | 39.92 | 50.69 | 63.99
Transmission Costs: AZ_NM_SNV_Gas
Cost | 2015 | 2020 | 2025 | 2030 | 2035 | 2040
a. Wheel Share | 72.96 | 91.62 | 92.88 | 104.33 | 118.63 | 137.93
b. Friction Share | 121.94 | 153.04 | 155.14 | 174.32 | 198.21 | 230.22
Transmission Costs: AZ_NM_SNV_NucRenew
Cost | 2015 | 2020 | 2025 | 2030 | 2035 | 2040
a. Wheel Share | 38.15 | 67.54 | 78.49 | 80.91 | 88.55 | 111.58
b. Friction Share | 63.68 | 112.72 | 131.01 | 135.03 | 147.75 | 186.04
Transmission Costs: ERCOT
Cost | 2015 | 2020 | 2025 | 2030 | 2035 | 2040
a. Wheel Share | 0 | 0 | 0.37 | 0.4 | 1.26 | 2.2
b. Friction Share | 0 | 0 | 0.56 | 0.6 | 1.89 | 3.31
Transmission Costs: NP15
Cost | 2015 | 2020 | 2025 | 2030 | 2035 | 2040
a. Wheel Share | 25.98 | 11.48 | 9.46 | 39.85 | 57.44 | 64.02
b. Friction Share | 43.35 | 19.24 | 15.87 | 66.52 | 95.84 | 106.85
Transmission Costs: NWPP_Coal
Cost | 2015 | 2020 | 2025 | 2030 | 2035 | 2040
a. Wheel Share | 64.45 | 42.88 | 44.7 | 80.54 | 109.8 | 124.44
b. Friction Share | 108.69 | 72.73 | 75.8 | 135.76 | 184.68 | 209.16
Transmission Costs: NWPP_Gas
Cost | 2015 | 2020 | 2025 | 2030 | 2035 | 2040
a. Wheel Share | 0 | 0 | 0 | 0 | 0 | 0
b. Friction Share | 0.3 | 0.3 | 0.31 | 0.53 | 0.68 | 0.75
Transmission Costs: NWPP_NucRenew
Cost | 2015 | 2020 | 2025 | 2030 | 2035 | 2040
a. Wheel Share | 0 | 0 | 0 | 0 | 0 | 0
b. Friction Share | 0.96 | 0.97 | 1 | 1 | 1 | 1
Transmission Costs: RMPA
Cost | 2015 | 2020 | 2025 | 2030 | 2035 | 2040
a. Wheel Share | 3.19 | 3.86 | 9.97 | 6.87 | 10.78 | 15.09
b. Friction Share | 2.24 | 2.89 | 14.05 | 7.85 | 14.87 | 22
Transmission Costs: SP15
Cost | 2015 | 2020 | 2025 | 2030 | 2035 | 2040
a. Wheel Share | 166.04 | 208.48 | 219.73 | 238.65 | 264.78 | 303.79
b. Friction Share | 276.78 | 347.57 | 366.32 | 397.87 | 441.42 | 506.46
Transmission Costs: ALB
Cost | 2015 | 2020 | 2025 | 2030 | 2035 | 2040
a. Wheel Share | 0.7 | 2.13 | 2.27 | 1.59 | 0.17 | 0.04
b. Friction Share | 1.16 | 3.55 | 3.79 | 2.66 | 0.28 | 0.07
Transmission Costs: BC
Cost | 2015 | 2020 | 2025 | 2030 | 2035 | 2040
a. Wheel Share | 3.38 | 3.33 | 2.69 | 3.13 | 4.77 | 7.97
b. Friction Share | 5.64 | 5.55 | 4.48 | 5.22 | 7.95 | 13.29
Transmission Costs: HQ_IESO
Cost | 2015 | 2020 | 2025 | 2030 | 2035 | 2040
a. Wheel Share | 0 | 0 | 0 | 0 | 0 | 0
b. Friction Share | 0.01 | 0.01 | 0.01 | 0.01 | 0.01 | 0.01
Transmission Costs: HQ_NEISO
Cost | 2015 | 2020 | 2025 | 2030 | 2035 | 2040
a. Wheel Share | 0 | 0 | 0 | 0 | 0 | 0
b. Friction Share | 0.11 | 0.11 | 0.11 | 0.11 | 0.11 | 0.11
Transmission Costs: HQ_NY
Cost | 2015 | 2020 | 2025 | 2030 | 2035 | 2040
a. Wheel Share | 0 | 0 | 0 | 0 | 0 | 0
b. Friction Share | 0.03 | 0.03 | 0.03 | 0.03 | 0.03 | 0.03
Transmission Costs: MARITIMES
Cost | 2015 | 2020 | 2025 | 2030 | 2035 | 2040
a. Wheel Share | 0 | 0 | 0 | 0 | 0 | 0
b. Friction Share | 0.05 | 0.05 | 0.05 | 0.05 | 0.05 | 0.05
Transmission Costs: All
Cost | 2015 | 2020 | 2025 | 2030 | 2035 | 2040
a. Wheel Share | 545.39 | 569.97 | 611.68 | 705.83 | 812.98 | 964.81
b. Friction Share | 918.33 | 968.05 | 1035.84 | 1180.6 | 1329.79 | 1568.65
Transmission Costs: EI_US
Cost | 2015 | 2020 | 2025 | 2030 | 2035 | 2040
a. Wheel Share | 129.8 | 93.31 | 105.74 | 110.22 | 120.4 | 150.11
b. Friction Share | 209.07 | 154.23 | 175.36 | 175.14 | 170.66 | 205.24
Transmission Costs: EI_Canada
Cost | 2015 | 2020 | 2025 | 2030 | 2035 | 2040
a. Wheel Share | 20.06 | 24.64 | 20.93 | 15.75 | 6.37 | 9.48
b. Friction Share | 49.61 | 60.26 | 50.88 | 38.2 | 13.88 | 20.29
Transmission Costs: EI
Cost | 2015 | 2020 | 2025 | 2030 | 2035 | 2040
a. Wheel Share | 149.87 | 117.94 | 126.67 | 125.97 | 126.77 | 159.59
b. Friction Share | 258.68 | 214.49 | 226.24 | 213.34 | 184.54 | 225.53
Transmission Costs: Outside_EI
Cost | 2015 | 2020 | 2025 | 2030 | 2035 | 2040
a. Wheel Share | 395.52 | 452.03 | 485.01 | 579.86 | 686.21 | 805.22
b. Friction Share | 659.64 | 753.56 | 809.6 | 967.27 | 1145.25 | 1343.12

## Capacity
#1 | New Build Capacity (MW)
New Build Capacity by Reporting Type: Entergy
ReportingType | 2015 | 2020 | 2025 | 2030 | 2035 | 2040
BM | 0 | 0 | 0 | 0 | 0 | 0
CC | 874.12 | 948.35 | 0 | 963.93 | 1831.65 | 425.46
CSP | 0 | 0 | 0 | 0 | 0 | 0
CT | 0 | 0 | 0 | 0 | 0 | 0
Coal | 720 | 0 | 0 | 0 | 0 | 1587.69
Geo | 0 | 0 | 0 | 0 | 0 | 0
H | 0 | 0 | 0 | 0 | 0 | 0
LFG | 0 | 0 | 107.4 | 0 | 0 | 0
Nuc | 170 | 0 | 0 | 0 | 0 | 0
PS | 0 | 0 | 0 | 0 | 0 | 0
PV | 0.29 | 64.54 | 35.02 | 3.17 | 3.59 | 3.72
PeakG | 0 | 0 | 0 | 0 | 0 | 0
PeakO | 0 | 0 | 0 | 0 | 0 | 0
ST | 0 | 0 | 0 | 0 | 0 | 0
STOG | 0 | 0 | 0 | 0 | 0 | 0
STWD | 0 | 0 | 0 | 0 | 0 | 0
WT | 0 | 0 | 0 | 0 | 0 | 0
IGCC | 0 | 0 | 0 | 0 | 0 | 0
DemandResponse | 0 | 0 | 0 | 0 | 0 | 0
IGCC-CCS | 0 | 0 | 0 | 0 | 0 | 0
WT_off | 0 | 0 | 0 | 0 | 0 | 0
PseudoUnit | 0 | 0 | 0 | 0 | 0 | 0
FixedInterchange | 0 | 0 | 0 | 0 | 0 | 0
New Build Capacity by Reporting Type: FRCC
ReportingType | 2015 | 2020 | 2025 | 2030 | 2035 | 2040
BM | 0 | 0 | 0 | 0 | 0 | 0
CC | 1516.9 | 5127.94 | 2214.76 | 3879.01 | 5740.88 | 6064.75
CSP | 0 | 0 | 0 | 0 | 0 | 0
CT | 2480 | 0 | 0 | 0 | 0 | 0
Coal | 0 | 0 | 0 | 0 | 0 | 0
Geo | 0 | 0 | 0 | 0 | 0 | 0
H | 0 | 0 | 0 | 0 | 0 | 0
LFG | 0 | 0 | 198 | 0 | 0 | 0
Nuc | 229.33 | 0 | 0 | 0 | 0 | 0
PS | 0 | 0 | 0 | 0 | 0 | 0
PV | 0 | 0 | 0 | 0 | 0 | 0
PeakG | 0 | 0 | 0 | 0 | 0 | 0
PeakO | 0 | 0 | 0 | 0 | 0 | 0
ST | 0 | 0 | 0 | 0 | 0 | 0
STOG | 0 | 0 | 0 | 0 | 0 | 0
STWD | 0 | 0 | 0 | 0 | 0 | 0
WT | 0 | 0 | 0 | 0 | 0 | 0
IGCC | 0 | 0 | 0 | 0 | 0 | 0
DemandResponse | 0 | 0 | 0 | 0 | 0 | 0
IGCC-CCS | 0 | 0 | 0 | 0 | 0 | 0
WT_off | 0 | 0 | 0 | 0 | 0 | 0
PseudoUnit | 0 | 0 | 0 | 0 | 0 | 0
FixedInterchange | 0 | 0 | 0 | 0 | 0 | 0
New Build Capacity by Reporting Type: MAPP_US
ReportingType | 2015 | 2020 | 2025 | 2030 | 2035 | 2040
BM | 0 | 0 | 0 | 0 | 0 | 0
CC | 0 | 0 | 0 | 0 | 0 | 0
CSP | 0 | 0 | 0 | 0 | 0 | 0
CT | 308.3 | 0 | 0 | 251.97 | 125.86 | 23.29
Coal | 0 | 0 | 0 | 0 | 136.09 | 249.03
Geo | 0 | 0 | 0 | 0 | 0 | 0
H | 0 | 0 | 0 | 0 | 0 | 0
LFG | 0 | 0 | 71.67 | 0 | 0 | 0
Nuc | 0 | 0 | 0 | 0 | 0 | 0
PS | 0 | 0 | 0 | 0 | 0 | 0
PV | 0 | 0 | 0 | 0 | 0 | 0
PeakG | 0 | 0 | 0 | 0 | 0 | 0
PeakO | 0 | 0 | 0 | 0 | 0 | 0
ST | 0 | 0 | 0 | 0 | 0 | 0
STOG | 0 | 0 | 0 | 0 | 0 | 0
STWD | 0 | 0 | 0 | 0 | 0 | 0
WT | 421.3 | 517.36 | 190.15 | 94.95 | 98.71 | 102.62
IGCC | 0 | 0 | 0 | 0 | 0 | 0
DemandResponse | 0 | 0 | 0 | 0 | 0 | 0
IGCC-CCS | 0 | 0 | 0 | 0 | 0 | 0
WT_off | 0 | 0 | 0 | 0 | 0 | 0
PseudoUnit | 0 | 0 | 0 | 0 | 0 | 0
FixedInterchange | 0 | 0 | 0 | 0 | 0 | 0
New Build Capacity by Reporting Type: MISO_IN
ReportingType | 2015 | 2020 | 2025 | 2030 | 2035 | 2040
BM | 0 | 0 | 0 | 0 | 0 | 0
CC | 0 | 1312.05 | 660.62 | 1415.28 | 2696.95 | 0
CSP | 0 | 0 | 0 | 0 | 0 | 0
CT | 0 | 389.8 | 0 | 469.79 | 733.57 | 0
Coal | 0 | 0 | 0 | 0 | 0 | 0
Geo | 0 | 0 | 0 | 0 | 0 | 0
H | 0 | 0 | 0 | 0 | 0 | 0
LFG | 0 | 0 | 0 | 80.12 | 0 | 0
Nuc | 0 | 0 | 0 | 0 | 0 | 0
PS | 0 | 0 | 0 | 0 | 0 | 0
PV | 0 | 241.58 | 152 | 12.82 | 13.2 | 13.61
PeakG | 0 | 0 | 0 | 0 | 0 | 0
PeakO | 0 | 0 | 0 | 0 | 0 | 0
ST | 0 | 0 | 0 | 0 | 0 | 0
STOG | 0 | 0 | 0 | 0 | 0 | 0
STWD | 0 | 0 | 0 | 0 | 0 | 0
WT | 0 | 0 | 0 | 0 | 0 | 0
IGCC | 618 | 0 | 0 | 0 | 0 | 0
DemandResponse | 0 | 0 | 0 | 0 | 0 | 0
IGCC-CCS | 0 | 0 | 0 | 0 | 0 | 0
WT_off | 0 | 0 | 0 | 0 | 0 | 0
PseudoUnit | 0 | 0 | 0 | 0 | 0 | 0
FixedInterchange | 0 | 0 | 0 | 0 | 0 | 0
New Build Capacity by Reporting Type: MISO_MI
ReportingType | 2015 | 2020 | 2025 | 2030 | 2035 | 2040
BM | 0 | 0 | 0 | 0 | 0 | 0
CC | 0 | 0 | 0 | 0 | 0 | 0
CSP | 0 | 0 | 0 | 0 | 0 | 0
CT | 0 | 436.64 | 0 | 526.24 | 821.72 | 0
Coal | 0 | 0 | 0 | 0 | 0 | 0
Geo | 0 | 0 | 0 | 0 | 0 | 0
H | 0 | 0 | 0 | 0 | 0 | 0
LFG | 0 | 160.25 | 0 | 0 | 0 | 0
Nuc | 0 | 0 | 0 | 0 | 0 | 0
PS | 0 | 0 | 0 | 0 | 0 | 0
PV | 0 | 0 | 0 | 0 | 0 | 0
PeakG | 0 | 0 | 0 | 0 | 0 | 0
PeakO | 0 | 0 | 0 | 0 | 0 | 0
ST | 0 | 0 | 0 | 0 | 0 | 0
STOG | 0 | 0 | 0 | 0 | 0 | 0
STWD | 0 | 0 | 0 | 0 | 0 | 0
WT | 2000 | 0 | 600 | 0 | 198.39 | 194.28
IGCC | 0 | 0 | 0 | 0 | 0 | 0
DemandResponse | 0 | 0 | 0 | 0 | 0 | 0
IGCC-CCS | 0 | 0 | 0 | 0 | 0 | 0
WT_off | 0 | 0 | 0 | 0 | 0 | 0
PseudoUnit | 0 | 0 | 0 | 0 | 0 | 0
FixedInterchange | 0 | 0 | 0 | 0 | 0 | 0
New Build Capacity by Reporting Type: MISO_MO-IL
ReportingType | 2015 | 2020 | 2025 | 2030 | 2035 | 2040
BM | 0 | 0 | 0 | 0 | 0 | 0
CC | 0 | 0 | 0 | 0 | 0 | 0
CSP | 0 | 0 | 0 | 0 | 0 | 0
CT | 0 | 409.98 | 0 | 494.1 | 771.54 | 0
Coal | 1790 | 0 | 0 | 0 | 0 | 0
Geo | 0 | 0 | 0 | 0 | 0 | 0
H | 0 | 0 | 0 | 0 | 0 | 0
LFG | 0 | 0 | 223.33 | 0 | 0 | 0
Nuc | 0 | 0 | 0 | 0 | 0 | 0
PS | 0 | 0 | 0 | 0 | 0 | 0
PV | 0 | 0 | 0 | 0 | 0 | 0
PeakG | 0 | 0 | 0 | 0 | 0 | 0
PeakO | 0 | 0 | 0 | 0 | 0 | 0
ST | 0 | 0 | 0 | 0 | 0 | 0
STOG | 0 | 0 | 0 | 0 | 0 | 0
STWD | 0 | 0 | 0 | 0 | 0 | 0
WT | 300 | 0 | 0 | 0 | 0 | 0
IGCC | 0 | 0 | 0 | 0 | 0 | 0
DemandResponse | 0 | 0 | 0 | 0 | 0 | 0
IGCC-CCS | 0 | 0 | 0 | 0 | 0 | 0
WT_off | 0 | 0 | 0 | 0 | 0 | 0
PseudoUnit | 0 | 0 | 0 | 0 | 0 | 0
FixedInterchange | 0 | 0 | 0 | 0 | 0 | 0
New Build Capacity by Reporting Type: MISO_W
ReportingType | 2015 | 2020 | 2025 | 2030 | 2035 | 2040
BM | 0 | 0 | 0 | 0 | 0 | 0
CC | 0 | 0 | 0 | 0 | 0 | 0
CSP | 0 | 0 | 0 | 0 | 0 | 0
CT | 0 | 568.08 | 0 | 684.64 | 1069.06 | 0
Coal | 0 | 0 | 0 | 0 | 1939.89 | 4560.95
Geo | 0 | 0 | 0 | 0 | 0 | 0
H | 0 | 0 | 0 | 0 | 0 | 0
LFG | 0 | 0 | 71.67 | 0 | 0 | 0
Nuc | 94.33 | 0 | 0 | 0 | 0 | 0
PS | 0 | 0 | 0 | 0 | 0 | 0
PV | 0 | 0 | 0 | 0 | 0 | 0
PeakG | 0 | 0 | 0 | 0 | 0 | 0
PeakO | 0 | 0 | 0 | 0 | 0 | 0
ST | 0 | 0 | 0 | 0 | 0 | 0
STOG | 0 | 0 | 0 | 0 | 0 | 0
STWD | 0 | 0 | 0 | 0 | 0 | 0
WT | 2800.5 | 1990.64 | 3027.59 | 951.38 | 548.67 | 567.45
IGCC | 0 | 0 | 0 | 0 | 0 | 0
DemandResponse | 0 | 0 | 0 | 0 | 0 | 0
IGCC-CCS | 0 | 0 | 0 | 0 | 0 | 0
WT_off | 0 | 0 | 0 | 0 | 0 | 0
PseudoUnit | 0 | 0 | 0 | 0 | 0 | 0
FixedInterchange | 0 | 0 | 0 | 0 | 0 | 0
New Build Capacity by Reporting Type: MISO_WUMS
ReportingType | 2015 | 2020 | 2025 | 2030 | 2035 | 2040
BM | 0 | 0 | 0 | 0 | 0 | 0
CC | 0 | 3351.38 | 258.75 | 42.04 | 431.82 | 0
CSP | 0 | 0 | 0 | 0 | 0 | 0
CT | 0 | 280.21 | 0 | 484 | 883.4 | 0
Coal | 615 | 0 | 0 | 0 | 0 | 0
Geo | 0 | 0 | 0 | 0 | 0 | 0
H | 0 | 0 | 0 | 0 | 0 | 0
LFG | 0 | 0 | 223.33 | 0 | 0 | 0
Nuc | 235 | 0 | 0 | 0 | 0 | 0
PS | 0 | 0 | 0 | 0 | 0 | 0
PV | 0 | 0 | 0 | 0 | 0 | 0
PeakG | 0 | 0 | 0 | 0 | 0 | 0
PeakO | 0 | 0 | 0 | 0 | 0 | 0
ST | 0 | 0 | 0 | 0 | 0 | 0
STOG | 0 | 0 | 0 | 0 | 0 | 0
STWD | 0 | 0 | 0 | 0 | 0 | 0
WT | 968.9 | 0 | 0 | 0 | 0 | 0
IGCC | 0 | 0 | 0 | 0 | 0 | 0
DemandResponse | 0 | 0 | 0 | 0 | 0 | 0
IGCC-CCS | 0 | 0 | 0 | 0 | 0 | 0
WT_off | 0 | 0 | 0 | 0 | 0 | 0
PseudoUnit | 0 | 0 | 0 | 0 | 0 | 0
FixedInterchange | 0 | 0 | 0 | 0 | 0 | 0
New Build Capacity by Reporting Type: Nebraska
ReportingType | 2015 | 2020 | 2025 | 2030 | 2035 | 2040
BM | 0 | 0 | 0 | 0 | 0 | 0
CC | 0 | 0 | 0 | 0 | 0 | 0
CSP | 0 | 0 | 0 | 0 | 0 | 0
CT | 0 | 0 | 0 | 0 | 0 | 0
Coal | 232.1 | 0 | 0 | 0 | 1282.6 | 1457.4
Geo | 0 | 0 | 0 | 0 | 0 | 0
H | 0 | 0 | 0 | 0 | 0 | 0
LFG | 0 | 0 | 71.67 | 0 | 0 | 0
Nuc | 0 | 0 | 0 | 0 | 0 | 0
PS | 0 | 0 | 0 | 0 | 0 | 0
PV | 0 | 0 | 0 | 0 | 0 | 0
PeakG | 0 | 0 | 0 | 0 | 0 | 0
PeakO | 0 | 0 | 0 | 0 | 0 | 0
ST | 0 | 0 | 0 | 0 | 0 | 0
STOG | 0 | 0 | 0 | 0 | 0 | 0
STWD | 0 | 0 | 0 | 0 | 0 | 0
WT | 202 | 0 | 0 | 0 | 0 | 0
IGCC | 0 | 0 | 0 | 0 | 0 | 0
DemandResponse | 0 | 0 | 0 | 0 | 0 | 0
IGCC-CCS | 0 | 0 | 0 | 0 | 0 | 0
WT_off | 0 | 0 | 0 | 0 | 0 | 0
PseudoUnit | 0 | 0 | 0 | 0 | 0 | 0
FixedInterchange | 0 | 0 | 0 | 0 | 0 | 0
New Build Capacity by Reporting Type: NEISO
ReportingType | 2015 | 2020 | 2025 | 2030 | 2035 | 2040
BM | 252.2 | 0 | 0 | 0 | 0 | 0
CC | 2049.5 | 0 | 0 | 0 | 0 | 0
CSP | 0 | 0 | 0 | 0 | 0 | 0
CT | 334 | 0 | 0 | 0 | 652.11 | 1046.57
Coal | 0 | 0 | 0 | 0 | 0 | 0
Geo | 0 | 0 | 0 | 0 | 0 | 0
H | 0 | 0 | 0 | 0 | 0 | 0
LFG | 49.26 | 62.95 | 6.79 | 0 | 0 | 0
Nuc | 0 | 0 | 0 | 0 | 0 | 0
PS | 0 | 0 | 0 | 0 | 0 | 0
PV | 0 | 314.78 | 0 | 0.08 | 0.05 | 0.05
PeakG | 0 | 0 | 0 | 0 | 0 | 0
PeakO | 0 | 0 | 0 | 0 | 0 | 0
ST | 0 | 0 | 0 | 0 | 0 | 0
STOG | 0 | 0 | 0 | 0 | 0 | 0
STWD | 0 | 0 | 0 | 0 | 0 | 0
WT | 231.2 | 2733.25 | 1968.14 | 347.41 | 0 | 0
IGCC | 0 | 0 | 0 | 0 | 0 | 0
DemandResponse | 0 | 0 | 0 | 0 | 0 | 0
IGCC-CCS | 0 | 0 | 0 | 0 | 0 | 0
WT_off | 468 | 0 | 0 | 0 | 0 | 0
PseudoUnit | 0 | 0 | 0 | 0 | 0 | 0
FixedInterchange | 0 | 0 | 0 | 0 | 0 | 0
New Build Capacity by Reporting Type: NonRTO_Midwest
ReportingType | 2015 | 2020 | 2025 | 2030 | 2035 | 2040
BM | 0 | 0 | 0 | 0 | 0 | 0
CC | 0 | 555.54 | 0 | 259.29 | 245.24 | 308.23
CSP | 0 | 0 | 0 | 0 | 0 | 0
CT | 0 | 192.55 | 0 | 0.4 | 105.81 | 51.51
Coal | 0 | 0 | 0 | 0 | 0 | 0
Geo | 0 | 0 | 0 | 0 | 0 | 0
H | 0 | 0 | 0 | 0 | 0 | 0
LFG | 0 | 0 | 77.37 | 82.88 | 0 | 0
Nuc | 0 | 0 | 0 | 0 | 0 | 0
PS | 0 | 0 | 0 | 0 | 0 | 0
PV | 0 | 0 | 0 | 0 | 0 | 0
PeakG | 0 | 0 | 0 | 0 | 0 | 0
PeakO | 0 | 0 | 0 | 0 | 0 | 0
ST | 0 | 0 | 0 | 0 | 0 | 0
STOG | 0 | 0 | 0 | 0 | 0 | 0
STWD | 0 | 0 | 0 | 0 | 0 | 0
WT | 0 | 0 | 0 | 0 | 0 | 0
IGCC | 0 | 0 | 0 | 0 | 0 | 0
DemandResponse | 0 | 0 | 0 | 0 | 0 | 0
IGCC-CCS | 0 | 0 | 0 | 0 | 0 | 0
WT_off | 0 | 0 | 0 | 0 | 0 | 0
PseudoUnit | 0 | 0 | 0 | 0 | 0 | 0
FixedInterchange | 0 | 0 | 0 | 0 | 0 | 0
New Build Capacity by Reporting Type: NYISO_A-F
ReportingType | 2015 | 2020 | 2025 | 2030 | 2035 | 2040
BM | 0 | 0 | 0 | 0 | 0 | 0
CC | 639 | 0 | 0 | 0 | 0 | 0
CSP | 0 | 0 | 0 | 0 | 0 | 0
CT | 0 | 0 | 0 | 0 | 0 | 0
Coal | 0 | 0 | 0 | 0 | 0 | 0
Geo | 0 | 0 | 0 | 0 | 0 | 0
H | 0 | 0 | 0 | 0 | 0 | 0
LFG | 6.4 | 0 | 30.78 | 37.16 | 0 | 0
Nuc | 168 | 0 | 0 | 0 | 0 | 0
PS | 0 | 0 | 0 | 0 | 0 | 0
PV | 0 | 0 | 0 | 0 | 0 | 0
PeakG | 0 | 0 | 0 | 0 | 0 | 0
PeakO | 0 | 0 | 0 | 0 | 0 | 0
ST | 0 | 0 | 0 | 0 | 0 | 0
STOG | 0 | 0 | 0 | 0 | 0 | 0
STWD | 0 | 0 | 0 | 0 | 0 | 0
WT | 2476.3 | 709.8 | 0 | 364.36 | 685.08 | 0
IGCC | 0 | 0 | 0 | 0 | 0 | 0
DemandResponse | 0 | 0 | 0 | 0 | 0 | 0
IGCC-CCS | 0 | 0 | 0 | 0 | 0 | 0
WT_off | 0 | 0 | 0 | 0 | 0 | 0
PseudoUnit | 0 | 0 | 0 | 0 | 0 | 0
FixedInterchange | 0 | 0 | 0 | 0 | 0 | 0
New Build Capacity by Reporting Type: NYISO_G-I
ReportingType | 2015 | 2020 | 2025 | 2030 | 2035 | 2040
BM | 0 | 0 | 0 | 0 | 0 | 0
CC | 0 | 0 | 407.39 | 896.89 | 2775.8 | 2848.72
CSP | 0 | 0 | 0 | 0 | 0 | 0
CT | 0 | 0 | 0 | 0 | 0 | 0
Coal | 0 | 0 | 0 | 0 | 0 | 0
Geo | 0 | 0 | 0 | 0 | 0 | 0
H | 0 | 0 | 0 | 0 | 0 | 0
LFG | 0 | 0 | 74.33 | 0 | 0 | 0
Nuc | 0 | 0 | 0 | 0 | 0 | 0
PS | 0 | 0 | 0 | 0 | 0 | 0
PV | 0 | 0 | 0 | 0 | 0 | 0
PeakG | 0 | 0 | 0 | 0 | 0 | 0
PeakO | 0 | 0 | 0 | 0 | 0 | 0
ST | 0 | 0 | 0 | 0 | 0 | 0
STOG | 0 | 0 | 0 | 0 | 0 | 0
STWD | 0 | 0 | 0 | 0 | 0 | 0
WT | 0 | 60 | 0 | 0 | 0 | 0
IGCC | 0 | 0 | 0 | 0 | 0 | 0
DemandResponse | 0 | 0 | 0 | 0 | 0 | 0
IGCC-CCS | 0 | 0 | 0 | 0 | 0 | 0
WT_off | 0 | 0 | 0 | 0 | 0 | 0
PseudoUnit | 0 | 0 | 0 | 0 | 0 | 0
FixedInterchange | 0 | 0 | 0 | 0 | 0 | 0
New Build Capacity by Reporting Type: NYISO_J-K
ReportingType | 2015 | 2020 | 2025 | 2030 | 2035 | 2040
BM | 0 | 0 | 0 | 0 | 0 | 0
CC | 1175.4 | 0 | 0 | 0 | 0 | 0
CSP | 0 | 0 | 0 | 0 | 0 | 0
CT | 0 | 0 | 522.79 | 920.6 | 148.17 | 502.39
Coal | 0 | 0 | 0 | 0 | 0 | 0
Geo | 0 | 0 | 0 | 0 | 0 | 0
H | 0 | 0 | 0 | 0 | 0 | 0
LFG | 0 | 0 | 0 | 74.33 | 0 | 0
Nuc | 0 | 0 | 0 | 0 | 0 | 0
PS | 0 | 0 | 0 | 0 | 0 | 0
PV | 32 | 0 | 0 | 0 | 0 | 0
PeakG | 0 | 0 | 0 | 0 | 0 | 0
PeakO | 0 | 0 | 0 | 0 | 0 | 0
ST | 0 | 0 | 0 | 0 | 0 | 0
STOG | 0 | 0 | 0 | 0 | 0 | 0
STWD | 0 | 0 | 0 | 0 | 0 | 0
WT | 0 | 0 | 0 | 0 | 0 | 0
IGCC | 0 | 0 | 0 | 0 | 0 | 0
DemandResponse | 0 | 0 | 0 | 0 | 0 | 0
IGCC-CCS | 0 | 0 | 0 | 0 | 0 | 0
WT_off | 0 | 0 | 0 | 0 | 0 | 0
PseudoUnit | 0 | 0 | 0 | 0 | 0 | 0
FixedInterchange | 0 | 0 | 0 | 0 | 0 | 0
New Build Capacity by Reporting Type: PJM_E
ReportingType | 2015 | 2020 | 2025 | 2030 | 2035 | 2040
BM | 30 | 0 | 0 | 0 | 0 | 0
CC | 4634.3 | 0 | 0 | 0 | 0 | 0
CSP | 0 | 0 | 0 | 0 | 0 | 0
CT | 26.2 | 0 | 0 | 0 | 0 | 1066.23
Coal | 27 | 0 | 0 | 0 | 0 | 0
Geo | 0 | 0 | 0 | 0 | 0 | 0
H | 0 | 0 | 0 | 0 | 0 | 0
LFG | 9.1 | 132.9 | 0 | 0 | 0 | 0
Nuc | 38 | 0 | 0 | 0 | 0 | 0
PS | 0 | 0 | 0 | 0 | 0 | 0
PV | 25.45 | 0 | 0 | 0 | 0 | 0
PeakG | 0 | 0 | 0 | 0 | 0 | 0
PeakO | 0 | 0 | 0 | 0 | 0 | 0
ST | 0 | 0 | 0 | 0 | 0 | 0
STOG | 0 | 0 | 0 | 0 | 0 | 0
STWD | 0 | 0 | 0 | 0 | 0 | 0
WT | 1150 | 0 | 0 | 0 | 0 | 0
IGCC | 0 | 0 | 0 | 0 | 0 | 0
DemandResponse | 0 | 0 | 0 | 0 | 0 | 0
IGCC-CCS | 0 | 0 | 0 | 0 | 0 | 0
WT_off | 0 | 0 | 1100 | 0 | 0 | 0
PseudoUnit | 0 | 0 | 0 | 0 | 0 | 0
FixedInterchange | 0 | 0 | 0 | 0 | 0 | 0
New Build Capacity by Reporting Type: PJM_ROM
ReportingType | 2015 | 2020 | 2025 | 2030 | 2035 | 2040
BM | 18 | 0 | 0 | 0 | 0 | 0
CC | 1678.5 | 0 | 0 | 0 | 2149.98 | 11668.43
CSP | 0 | 0 | 0 | 0 | 0 | 0
CT | 16 | 0 | 0 | 0 | 0 | 0
Coal | 32.5 | 0 | 0 | 0 | 0 | 0
Geo | 0 | 0 | 0 | 0 | 0 | 0
H | 0 | 0 | 0 | 0 | 0 | 0
LFG | 18.9 | 265.1 | 0 | 0 | 0 | 0
Nuc | 0 | 0 | 0 | 0 | 0 | 0
PS | 0 | 0 | 0 | 0 | 0 | 0
PV | 0 | 1446.19 | 900.18 | 227.42 | 89.6 | 92.64
PeakG | 0 | 0 | 0 | 0 | 0 | 0
PeakO | 0 | 0 | 0 | 0 | 0 | 0
ST | 0 | 0 | 0 | 0 | 0 | 0
STOG | 0 | 0 | 0 | 0 | 0 | 0
STWD | 0 | 0 | 0 | 0 | 0 | 0
WT | 479.8 | 0 | 750.2 | 5810 | 0 | 0
IGCC | 0 | 0 | 0 | 0 | 0 | 0
DemandResponse | 0 | 0 | 0 | 0 | 0 | 0
IGCC-CCS | 0 | 0 | 0 | 0 | 0 | 0
WT_off | 0 | 0 | 0 | 0 | 0 | 0
PseudoUnit | 0 | 0 | 0 | 0 | 0 | 0
FixedInterchange | 0 | 0 | 0 | 0 | 0 | 0
New Build Capacity by Reporting Type: PJM_ROR
ReportingType | 2015 | 2020 | 2025 | 2030 | 2035 | 2040
BM | 385 | 0 | 0 | 0 | 0 | 0
CC | 3077 | 120 | 0 | 5189.99 | 11631.83 | 0
CSP | 0 | 0 | 0 | 0 | 0 | 0
CT | 29 | 0 | 0 | 0 | 0 | 0
Coal | 2164 | 0 | 0 | 0 | 0 | 0
Geo | 0 | 0 | 0 | 0 | 0 | 0
H | 0 | 0 | 0 | 0 | 0 | 0
LFG | 57.4 | 0 | 513.71 | 0 | 0 | 0
Nuc | 38 | 0 | 0 | 0 | 0 | 0
PS | 0 | 0 | 0 | 0 | 0 | 0
PV | 0 | 0 | 0 | 0 | 0 | 0
PeakG | 0 | 0 | 0 | 0 | 0 | 0
PeakO | 0 | 0 | 0 | 0 | 0 | 0
ST | 0 | 0 | 0 | 0 | 0 | 0
STOG | 0 | 0 | 0 | 0 | 0 | 0
STWD | 0 | 0 | 0 | 0 | 0 | 0
WT | 8325.7 | 0 | 191.7 | 0 | 0 | 1094.05
IGCC | 0 | 0 | 0 | 0 | 0 | 0
DemandResponse | 0 | 0 | 0 | 0 | 0 | 0
IGCC-CCS | 0 | 0 | 0 | 0 | 0 | 0
WT_off | 0 | 0 | 0 | 0 | 0 | 0
PseudoUnit | 0 | 0 | 0 | 0 | 0 | 0
FixedInterchange | 0 | 0 | 0 | 0 | 0 | 0
New Build Capacity by Reporting Type: SOCO
ReportingType | 2015 | 2020 | 2025 | 2030 | 2035 | 2040
BM | 55 | 0 | 0 | 0 | 0 | 0
CC | 5026.9 | 187 | 192.61 | 2557.34 | 0 | 0
CSP | 0 | 0 | 0 | 0 | 0 | 0
CT | 0 | 0 | 0 | 0 | 0 | 0
Coal | 0 | 0 | 0 | 0 | 2662.61 | 5417.26
Geo | 0 | 0 | 0 | 0 | 0 | 0
H | 0 | 0 | 0 | 0 | 0 | 0
LFG | 0 | 0 | 107.4 | 0 | 0 | 0
Nuc | 70 | 2200 | 0 | 0 | 0 | 0
PS | 0 | 0 | 0 | 0 | 0 | 0
PV | 0 | 0 | 0 | 0 | 0 | 0
PeakG | 0 | 0 | 0 | 0 | 0 | 0
PeakO | 0 | 0 | 0 | 0 | 0 | 0
ST | 0 | 0 | 0 | 0 | 0 | 0
STOG | 0 | 0 | 0 | 0 | 0 | 0
STWD | 0 | 0 | 0 | 0 | 0 | 0
WT | 0 | 0 | 0 | 0 | 0 | 0
IGCC | 0 | 0 | 0 | 0 | 0 | 0
DemandResponse | 0 | 0 | 0 | 0 | 0 | 0
IGCC-CCS | 0 | 0 | 0 | 0 | 0 | 0
WT_off | 0 | 0 | 0 | 0 | 0 | 0
PseudoUnit | 0 | 0 | 0 | 0 | 0 | 0
FixedInterchange | 0 | 0 | 0 | 0 | 0 | 0
New Build Capacity by Reporting Type: SPP_N
ReportingType | 2015 | 2020 | 2025 | 2030 | 2035 | 2040
BM | 0 | 0 | 0 | 0 | 0 | 0
CC | 0 | 1855.89 | 0 | 316.91 | 0 | 0
CSP | 0 | 0 | 0 | 0 | 0 | 0
CT | 0 | 0 | 0 | 0 | 0 | 0
Coal | 465.04 | 0 | 0 | 0 | 0 | 1075.33
Geo | 0 | 0 | 0 | 0 | 0 | 0
H | 0 | 0 | 0 | 0 | 0 | 0
LFG | 0 | 0 | 95 | 0 | 0 | 0
Nuc | 0 | 0 | 0 | 0 | 0 | 0
PS | 0 | 0 | 0 | 0 | 0 | 0
PV | 0 | 0 | 0 | 0 | 0 | 0
PeakG | 0 | 0 | 0 | 0 | 0 | 0
PeakO | 0 | 0 | 0 | 0 | 0 | 0
ST | 0 | 0 | 0 | 0 | 0 | 0
STOG | 0 | 0 | 0 | 0 | 0 | 0
STWD | 0 | 0 | 0 | 0 | 0 | 0
WT | 0 | 0 | 0 | 271.56 | 1271.8 | 0
IGCC | 0 | 0 | 0 | 0 | 0 | 0
DemandResponse | 0 | 0 | 0 | 0 | 0 | 0
IGCC-CCS | 0 | 0 | 0 | 0 | 0 | 0
WT_off | 0 | 0 | 0 | 0 | 0 | 0
PseudoUnit | 0 | 0 | 0 | 0 | 0 | 0
FixedInterchange | 0 | 0 | 0 | 0 | 0 | 0
New Build Capacity by Reporting Type: SPP_S
ReportingType | 2015 | 2020 | 2025 | 2030 | 2035 | 2040
BM | 0 | 0 | 0 | 0 | 0 | 0
CC | 0 | 207.77 | 0 | 1934.56 | 0 | 0
CSP | 0 | 0 | 0 | 0 | 0 | 0
CT | 412.99 | 300 | 0 | 0 | 0 | 0
Coal | 988 | 0 | 0 | 0 | 0 | 0
Geo | 0 | 0 | 0 | 0 | 0 | 0
H | 0 | 0 | 0 | 0 | 0 | 0
LFG | 0 | 0 | 0 | 95 | 0 | 0
Nuc | 0 | 0 | 0 | 0 | 0 | 0
PS | 0 | 0 | 0 | 0 | 0 | 0
PV | 0 | 0 | 0 | 0 | 0 | 0
PeakG | 0 | 0 | 0 | 0 | 0 | 0
PeakO | 0 | 0 | 0 | 0 | 0 | 0
ST | 0 | 0 | 0 | 0 | 0 | 0
STOG | 0 | 0 | 0 | 0 | 0 | 0
STWD | 0 | 0 | 0 | 0 | 0 | 0
WT | 430 | 2638.26 | 217.23 | 0.01 | 15653.76 | 907.46
IGCC | 0 | 0 | 0 | 0 | 0 | 0
DemandResponse | 0 | 0 | 0 | 0 | 0 | 0
IGCC-CCS | 0 | 0 | 0 | 0 | 0 | 0
WT_off | 0 | 0 | 0 | 0 | 0 | 0
PseudoUnit | 0 | 0 | 0 | 0 | 0 | 0
FixedInterchange | 0 | 0 | 0 | 0 | 0 | 0
New Build Capacity by Reporting Type: TVA
ReportingType | 2015 | 2020 | 2025 | 2030 | 2035 | 2040
BM | 0 | 0 | 0 | 0 | 0 | 0
CC | 1418 | 1874.25 | 177.73 | 958.49 | 0 | 0
CSP | 0 | 0 | 0 | 0 | 0 | 0
CT | 0 | 1824.47 | 0 | 72.4 | 0 | 0
Coal | 0 | 0 | 0 | 0 | 3568.74 | 2361.21
Geo | 0 | 0 | 0 | 0 | 0 | 0
H | 0 | 0 | 0 | 0 | 0 | 0
LFG | 0 | 0 | 107.4 | 0 | 0 | 0
Nuc | 1697.89 | 0 | 0 | 0 | 0 | 0
PS | 0 | 0 | 0 | 0 | 0 | 0
PV | 0 | 0 | 0 | 0 | 0 | 0
PeakG | 0 | 0 | 0 | 0 | 0 | 0
PeakO | 0 | 0 | 0 | 0 | 0 | 0
ST | 0 | 0 | 0 | 0 | 0 | 0
STOG | 0 | 0 | 0 | 0 | 0 | 0
STWD | 0 | 0 | 0 | 0 | 0 | 0
WT | 0 | 0 | 0 | 0 | 0 | 0
IGCC | 0 | 0 | 0 | 0 | 0 | 0
DemandResponse | 0 | 0 | 0 | 0 | 0 | 0
IGCC-CCS | 0 | 0 | 0 | 0 | 0 | 0
WT_off | 0 | 0 | 0 | 0 | 0 | 0
PseudoUnit | 0 | 0 | 0 | 0 | 0 | 0
FixedInterchange | 0 | 0 | 0 | 0 | 0 | 0
New Build Capacity by Reporting Type: TVA_Transmission
ReportingType | 2015 | 2020 | 2025 | 2030 | 2035 | 2040
BM | 0 | 0 | 0 | 0 | 0 | 0
CC | 0 | 0 | 0 | 0 | 0 | 0
CSP | 0 | 0 | 0 | 0 | 0 | 0
CT | 0 | 0 | 0 | 0 | 0 | 0
Coal | 0 | 0 | 0 | 0 | 0 | 0
Geo | 0 | 0 | 0 | 0 | 0 | 0
H | 0 | 0 | 0 | 0 | 0 | 0
LFG | 0 | 0 | 0 | 0 | 0 | 0
Nuc | 0 | 0 | 0 | 0 | 0 | 0
PS | 0 | 0 | 0 | 0 | 0 | 0
PV | 0 | 0 | 0 | 0 | 0 | 0
PeakG | 0 | 0 | 0 | 0 | 0 | 0
PeakO | 0 | 0 | 0 | 0 | 0 | 0
ST | 0 | 0 | 0 | 0 | 0 | 0
STOG | 0 | 0 | 0 | 0 | 0 | 0
STWD | 0 | 0 | 0 | 0 | 0 | 0
WT | 0 | 0 | 0 | 0 | 0 | 0
IGCC | 0 | 0 | 0 | 0 | 0 | 0
DemandResponse | 0 | 0 | 0 | 0 | 0 | 0
IGCC-CCS | 0 | 0 | 0 | 0 | 0 | 0
WT_off | 0 | 0 | 0 | 0 | 0 | 0
PseudoUnit | 0 | 0 | 0 | 0 | 0 | 0
FixedInterchange | 0 | 0 | 0 | 0 | 0 | 0
New Build Capacity by Reporting Type: VACAR
ReportingType | 2015 | 2020 | 2025 | 2030 | 2035 | 2040
BM | 0.92 | 347.33 | 671.42 | 115.34 | 94.65 | 141.04
CC | 6457.57 | 1683.54 | 518.8 | 2726.77 | 4558.61 | 4844.07
CSP | 0 | 0 | 0 | 0 | 0 | 0
CT | 717.2 | 0 | 0 | 0 | 1575.97 | 0
Coal | 825 | 0 | 0 | 0 | 0 | 0
Geo | 0 | 0 | 0 | 0 | 0 | 0
H | 0 | 0 | 0 | 0 | 0 | 0
LFG | 0.34 | 107.06 | 0 | 0 | 0 | 0
Nuc | 0 | 2330 | 0 | 0 | 0 | 0
PS | 0 | 0 | 0 | 0 | 0 | 0
PV | 0 | 136.4 | 6.66 | 8.24 | 8.47 | 8.88
PeakG | 0 | 0 | 0 | 0 | 0 | 0
PeakO | 0 | 0 | 0 | 0 | 0 | 0
ST | 0 | 0 | 0 | 0 | 0 | 0
STOG | 0 | 0 | 0 | 0 | 0 | 0
STWD | 0 | 0 | 0 | 0 | 0 | 0
WT | 0.9 | 3499.1 | 0 | 0 | 0 | 0
IGCC | 0 | 0 | 0 | 0 | 0 | 0
DemandResponse | 0 | 0 | 0 | 0 | 0 | 0
IGCC-CCS | 0 | 0 | 0 | 0 | 0 | 0
WT_off | 1 | 0 | 0 | 0 | 0 | 0
PseudoUnit | 0 | 0 | 0 | 0 | 0 | 0
FixedInterchange | 0 | 0 | 0 | 0 | 0 | 0
New Build Capacity by Reporting Type: IESO
ReportingType | 2015 | 2020 | 2025 | 2030 | 2035 | 2040
BM | 326.33 | 0 | 0 | 0 | 0 | 0
CC | 1263 | 0 | 0 | 0 | 0 | 2261.04
CSP | 0 | 0 | 0 | 0 | 0 | 0
CT | 368 | 0 | 0 | 0 | 837.57 | 220.45
Coal | 0 | 0 | 0 | 0 | 0 | 0
Geo | 0 | 0 | 0 | 0 | 0 | 0
H | 0 | 0 | 0 | 0 | 0 | 0
LFG | 14.5 | 0 | 0 | 0 | 0.5 | 0
Nuc | 0 | 0 | 0 | 0 | 0 | 0
PS | 0 | 0 | 0 | 0 | 0 | 0
PV | 1067.26 | 0 | 0 | 0 | 0 | 0
PeakG | 0 | 0 | 0 | 0 | 0 | 0
PeakO | 0 | 0 | 0 | 0 | 0 | 0
ST | 0 | 0 | 0 | 0 | 0 | 0
STOG | 0 | 0 | 0 | 0 | 0 | 0
STWD | 0 | 0 | 0 | 0 | 0 | 0
WT | 2105.9 | 0 | 0 | 0 | 0 | 0
IGCC | 0 | 0 | 0 | 0 | 0 | 0
DemandResponse | 0 | 0 | 0 | 0 | 0 | 0
IGCC-CCS | 0 | 0 | 0 | 0 | 0 | 0
WT_off | 0 | 0 | 0 | 0 | 0 | 0
PseudoUnit | 0 | 0 | 0 | 0 | 0 | 0
FixedInterchange | 0 | 0 | 0 | 0 | 0 | 0
New Build Capacity by Reporting Type: MAPP_CA
ReportingType | 2015 | 2020 | 2025 | 2030 | 2035 | 2040
BM | 0 | 0 | 0 | 0 | 0 | 0
CC | 913.07 | 511.42 | 174.5 | 407.8 | 423.95 | 0
CSP | 0 | 0 | 0 | 0 | 0 | 0
CT | 0 | 0 | 0 | 0 | 0 | 440.75
Coal | 0 | 0 | 0 | 0 | 0 | 0
Geo | 0 | 0 | 0 | 0 | 0 | 0
H | 0 | 0 | 0 | 0 | 0 | 0
LFG | 0 | 0 | 0 | 0 | 0 | 0
Nuc | 0 | 0 | 0 | 0 | 0 | 0
PS | 0 | 0 | 0 | 0 | 0 | 0
PV | 0 | 0 | 0 | 0 | 0 | 0
PeakG | 0 | 0 | 0 | 0 | 0 | 0
PeakO | 0 | 0 | 0 | 0 | 0 | 0
ST | 0 | 0 | 0 | 0 | 0 | 0
STOG | 0 | 0 | 0 | 0 | 0 | 0
STWD | 0 | 0 | 0 | 0 | 0 | 0
WT | 302.4 | 0 | 0 | 0 | 0 | 0
IGCC | 0 | 0 | 0 | 0 | 0 | 0
DemandResponse | 0 | 0 | 0 | 0 | 0 | 0
IGCC-CCS | 0 | 0 | 0 | 0 | 0 | 0
WT_off | 0 | 0 | 0 | 0 | 0 | 0
PseudoUnit | 0 | 0 | 0 | 0 | 0 | 0
FixedInterchange | 0 | 0 | 0 | 0 | 0 | 0
New Build Capacity by Reporting Type: AZ_NM_SNV_Coal
ReportingType | 2015 | 2020 | 2025 | 2030 | 2035 | 2040
BM | 0 | 0 | 0 | 0 | 0 | 0
CC | 0 | 0 | 0 | 0 | 0 | 0
CSP | 0 | 0 | 0 | 0 | 0 | 0
CT | 0 | 0 | 0 | 0 | 0 | 0
Coal | 0 | 0 | 0 | 0 | 648.02 | 6681.53
Geo | 0 | 0 | 0 | 0 | 0 | 0
H | 0 | 0 | 0 | 0 | 0 | 0
LFG | 0 | 0 | 0 | 0 | 0 | 0
Nuc | 0 | 0 | 0 | 0 | 0 | 0
PS | 0 | 0 | 0 | 0 | 0 | 0
PV | 0 | 0 | 0 | 0 | 0 | 0
PeakG | 0 | 0 | 0 | 0 | 0 | 0
PeakO | 0 | 0 | 0 | 0 | 0 | 0
ST | 0 | 0 | 0 | 0 | 0 | 0
STOG | 0 | 0 | 0 | 0 | 0 | 0
STWD | 0 | 0 | 0 | 0 | 0 | 0
WT | 0 | 0 | 0 | 0 | 0 | 0
IGCC | 0 | 0 | 0 | 0 | 0 | 0
DemandResponse | 0 | 0 | 0 | 0 | 0 | 0
IGCC-CCS | 0 | 0 | 0 | 0 | 0 | 0
WT_off | 0 | 0 | 0 | 0 | 0 | 0
PseudoUnit | 0 | 0 | 0 | 0 | 0 | 0
FixedInterchange | 0 | 0 | 0 | 0 | 0 | 0
New Build Capacity by Reporting Type: AZ_NM_SNV_Gas
ReportingType | 2015 | 2020 | 2025 | 2030 | 2035 | 2040
BM | 0 | 0 | 0 | 0 | 0 | 0
CC | 668 | 1094.64 | 117.46 | 2512.75 | 2773.55 | 0
CSP | 0 | 0 | 0 | 0 | 0 | 0
CT | 736 | 0 | 0 | 0 | 0 | 0
Coal | 0 | 0 | 0 | 0 | 0 | 0
Geo | 0 | 0 | 0 | 0 | 0 | 0
H | 0 | 0 | 0 | 0 | 0 | 0
LFG | 0 | 0 | 0 | 0 | 0 | 0
Nuc | 0 | 0 | 0 | 0 | 0 | 0
PS | 0 | 0 | 0 | 0 | 0 | 0
PV | 0 | 0 | 0 | 0 | 0 | 0
PeakG | 0 | 0 | 0 | 0 | 0 | 0
PeakO | 0 | 0 | 0 | 0 | 0 | 0
ST | 0 | 0 | 0 | 0 | 0 | 0
STOG | 0 | 0 | 0 | 0 | 0 | 0
STWD | 0 | 0 | 0 | 0 | 0 | 0
WT | 0 | 0 | 0 | 0 | 0 | 0
IGCC | 0 | 0 | 0 | 0 | 0 | 0
DemandResponse | 0 | 0 | 0 | 0 | 0 | 0
IGCC-CCS | 0 | 0 | 0 | 0 | 0 | 0
WT_off | 0 | 0 | 0 | 0 | 0 | 0
PseudoUnit | 0 | 0 | 0 | 0 | 0 | 0
FixedInterchange | 0 | 0 | 0 | 0 | 0 | 0
New Build Capacity by Reporting Type: AZ_NM_SNV_NucRenew
ReportingType | 2015 | 2020 | 2025 | 2030 | 2035 | 2040
BM | 0 | 0 | 0 | 0 | 0 | 0
CC | 0 | 0 | 0 | 0 | 0 | 0
CSP | 0 | 0 | 0 | 0 | 0 | 0
CT | 0 | 0 | 0 | 0 | 0 | 0
Coal | 0 | 0 | 0 | 0 | 0 | 0
Geo | 0 | 0 | 1450 | 0 | 0 | 0
H | 0 | 0 | 0 | 0 | 0 | 0
LFG | 0 | 60.67 | 0 | 0 | 0 | 0
Nuc | 0 | 0 | 0 | 0 | 0 | 0
PS | 0 | 0 | 0 | 0 | 0 | 0
PV | 95.7 | 0 | 0 | 0 | 0 | 0
PeakG | 0 | 0 | 0 | 0 | 0 | 0
PeakO | 0 | 0 | 0 | 0 | 0 | 0
ST | 280 | 464.2 | 278.33 | 75.03 | 0 | 0
STOG | 0 | 0 | 0 | 0 | 0 | 0
STWD | 0 | 0 | 0 | 0 | 0 | 0
WT | 65.1 | 9806.15 | 0 | 308.65 | 0 | 0
IGCC | 0 | 0 | 0 | 0 | 0 | 0
DemandResponse | 0 | 0 | 0 | 0 | 0 | 0
IGCC-CCS | 0 | 0 | 0 | 0 | 0 | 0
WT_off | 0 | 0 | 0 | 0 | 0 | 0
PseudoUnit | 0 | 0 | 0 | 0 | 0 | 0
FixedInterchange | 0 | 0 | 0 | 0 | 0 | 0
New Build Capacity by Reporting Type: ERCOT
ReportingType | 2015 | 2020 | 2025 | 2030 | 2035 | 2040
BM | 145 | 0 | 0 | 0 | 0 | 0
CC | 3002.73 | 3126.72 | 0 | 2136.59 | 2777.96 | 2470.95
CSP | 0 | 0 | 0 | 0 | 0 | 0
CT | 250 | 0 | 0 | 0 | 0 | 0
Coal | 2020 | 0 | 0 | 0 | 0 | 0
Geo | 0 | 0 | 0 | 0 | 0 | 0
H | 0 | 0 | 0 | 0 | 0 | 0
LFG | 0 | 0 | 0 | 354 | 0 | 0
Nuc | 0 | 0 | 0 | 0 | 0 | 0
PS | 0 | 0 | 0 | 0 | 0 | 0
PV | 14 | 0 | 0 | 0 | 0 | 0
PeakG | 0 | 0 | 0 | 0 | 0 | 0
PeakO | 0 | 0 | 0 | 0 | 0 | 0
ST | 0 | 0 | 0 | 0 | 0 | 0
STOG | 0 | 0 | 0 | 0 | 0 | 0
STWD | 0 | 0 | 0 | 0 | 0 | 0
WT | 350.1 | 0 | 0 | 0 | 0 | 4213.86
IGCC | 0 | 0 | 0 | 0 | 0 | 0
DemandResponse | 0 | 0 | 0 | 0 | 0 | 0
IGCC-CCS | 0 | 0 | 0 | 0 | 0 | 0
WT_off | 0 | 0 | 0 | 0 | 0 | 0
PseudoUnit | 0 | 0 | 0 | 0 | 0 | 0
FixedInterchange | 0 | 0 | 0 | 0 | 0 | 0
New Build Capacity by Reporting Type: NP15
ReportingType | 2015 | 2020 | 2025 | 2030 | 2035 | 2040
BM | 0 | 0 | 0 | 0 | 0 | 0
CC | 940 | 0 | 0 | 0 | 0 | 0
CSP | 0 | 0 | 0 | 0 | 0 | 0
CT | 279.73 | 927.37 | 2638.14 | 4324.38 | 4277.88 | 4386.92
Coal | 0 | 0 | 0 | 0 | 0 | 0
Geo | 0 | 205.36 | 394.64 | 0 | 0 | 0
H | 0 | 0 | 0 | 0 | 0 | 0
LFG | 0 | 565 | 0 | 0 | 0 | 0
Nuc | 0 | 0 | 0 | 0 | 0 | 0
PS | 0 | 0 | 0 | 0 | 0 | 0
PV | 6.5 | 0 | 0 | 0 | 0 | 0
PeakG | 0 | 0 | 0 | 0 | 0 | 0
PeakO | 0 | 0 | 0 | 0 | 0 | 0
ST | 29 | 0 | 0 | 0 | 0 | 0
STOG | 0 | 0 | 0 | 0 | 0 | 0
STWD | 0 | 0 | 0 | 0 | 0 | 0
WT | 101.2 | 3298.8 | 0 | 0 | 0 | 0
IGCC | 0 | 0 | 0 | 0 | 0 | 0
DemandResponse | 0 | 0 | 0 | 0 | 0 | 0
IGCC-CCS | 0 | 0 | 0 | 0 | 0 | 0
WT_off | 0 | 0 | 0 | 0 | 0 | 0
PseudoUnit | 0 | 0 | 0 | 0 | 0 | 0
FixedInterchange | 0 | 0 | 0 | 0 | 0 | 0
New Build Capacity by Reporting Type: NWPP_Coal
ReportingType | 2015 | 2020 | 2025 | 2030 | 2035 | 2040
BM | 0 | 0 | 0 | 0 | 0 | 0
CC | 0 | 0 | 0 | 0 | 0 | 0
CSP | 0 | 0 | 0 | 0 | 0 | 0
CT | 0 | 0 | 0 | 0 | 0 | 0
Coal | 0 | 0 | 0 | 0 | 0 | 0
Geo | 0 | 0 | 0 | 0 | 0 | 0
H | 0 | 0 | 0 | 0 | 0 | 0
LFG | 0 | 0 | 0 | 0 | 0 | 0
Nuc | 0 | 0 | 0 | 0 | 0 | 0
PS | 0 | 0 | 0 | 0 | 0 | 0
PV | 0 | 0 | 0 | 0 | 0 | 0
PeakG | 0 | 0 | 0 | 0 | 0 | 0
PeakO | 0 | 0 | 0 | 0 | 0 | 0
ST | 0 | 0 | 0 | 0 | 0 | 0
STOG | 0 | 0 | 0 | 0 | 0 | 0
STWD | 0 | 0 | 0 | 0 | 0 | 0
WT | 0 | 0 | 0 | 0 | 0 | 0
IGCC | 0 | 0 | 0 | 0 | 0 | 0
DemandResponse | 0 | 0 | 0 | 0 | 0 | 0
IGCC-CCS | 0 | 0 | 0 | 0 | 0 | 0
WT_off | 0 | 0 | 0 | 0 | 0 | 0
PseudoUnit | 0 | 0 | 0 | 0 | 0 | 0
FixedInterchange | 0 | 0 | 0 | 0 | 0 | 0
New Build Capacity by Reporting Type: NWPP_Gas
ReportingType | 2015 | 2020 | 2025 | 2030 | 2035 | 2040
BM | 0 | 0 | 0 | 0 | 0 | 0
CC | 300 | 0 | 152.02 | 4865.05 | 3291.79 | 703.24
CSP | 0 | 0 | 0 | 0 | 0 | 0
CT | 150 | 0 | 0 | 0 | 0 | 0
Coal | 0 | 0 | 0 | 0 | 0.25 | 945.17
Geo | 0 | 0 | 0 | 0 | 0 | 0
H | 0 | 0 | 0 | 0 | 0 | 0
LFG | 0 | 0 | 0 | 0 | 0 | 0
Nuc | 0 | 0 | 0 | 0 | 0 | 0
PS | 0 | 0 | 0 | 0 | 0 | 0
PV | 0 | 0 | 0 | 0 | 0 | 0
PeakG | 0 | 0 | 0 | 0 | 0 | 0
PeakO | 0 | 0 | 0 | 0 | 0 | 0
ST | 0 | 0 | 0 | 0 | 0 | 0
STOG | 0 | 0 | 0 | 0 | 0 | 0
STWD | 0 | 0 | 0 | 0 | 0 | 0
WT | 0 | 0 | 0 | 0 | 0 | 0
IGCC | 0 | 0 | 0 | 0 | 0 | 0
DemandResponse | 0 | 0 | 0 | 0 | 0 | 0
IGCC-CCS | 0 | 0 | 0 | 0 | 0 | 0
WT_off | 0 | 0 | 0 | 0 | 0 | 0
PseudoUnit | 0 | 0 | 0 | 0 | 0 | 0
FixedInterchange | 0 | 0 | 0 | 0 | 0 | 0
New Build Capacity by Reporting Type: NWPP_NucRenew
ReportingType | 2015 | 2020 | 2025 | 2030 | 2035 | 2040
BM | 32.55 | 0 | 0 | 0 | 0 | 0
CC | 0 | 0 | 0 | 0 | 0 | 0
CSP | 0 | 0 | 0 | 0 | 0 | 0
CT | 0 | 0 | 0 | 0 | 0 | 0
Coal | 0 | 0 | 0 | 0 | 0 | 0
Geo | 86 | 0 | 434 | 0 | 0 | 0
H | 0 | 0 | 0 | 0 | 0 | 0
LFG | 25.5 | 14.34 | 230.16 | 0 | 0 | 0
Nuc | 0 | 0 | 0 | 0 | 0 | 0
PS | 0 | 0 | 0 | 0 | 0 | 0
PV | 0 | 0 | 0 | 0 | 0 | 0
PeakG | 0 | 0 | 0 | 0 | 0 | 0
PeakO | 0 | 0 | 0 | 0 | 0 | 0
ST | 0 | 0 | 0 | 0 | 0 | 0
STOG | 0 | 0 | 0 | 0 | 0 | 0
STWD | 0 | 0 | 0 | 0 | 0 | 0
WT | 977.3 | 0 | 0 | 0 | 0 | 0
IGCC | 0 | 0 | 0 | 0 | 0 | 0
DemandResponse | 0 | 0 | 0 | 0 | 0 | 0
IGCC-CCS | 0 | 0 | 0 | 0 | 0 | 0
WT_off | 0 | 0 | 0 | 0 | 0 | 0
PseudoUnit | 0 | 0 | 0 | 0 | 0 | 0
FixedInterchange | 0 | 0 | 0 | 0 | 0 | 0
New Build Capacity by Reporting Type: RMPA
ReportingType | 2015 | 2020 | 2025 | 2030 | 2035 | 2040
BM | 0 | 0 | 0 | 0 | 0 | 0
CC | 0 | 0 | 0 | 0 | 0 | 0
CSP | 0 | 0 | 0 | 0 | 0 | 0
CT | 152 | 0 | 0 | 0 | 0 | 0
Coal | 390 | 0 | 0 | 117.97 | 1285.19 | 1439.62
Geo | 0 | 419.64 | 2150.36 | 0 | 0 | 0
H | 0 | 0 | 0 | 0 | 0 | 0
LFG | 1.4 | 28.93 | 0 | 0 | 0 | 0
Nuc | 0 | 0 | 0 | 0 | 0 | 0
PS | 0 | 0 | 0 | 0 | 0 | 0
PV | 1 | 0 | 0 | 0 | 0 | 0
PeakG | 0 | 0 | 0 | 0 | 0 | 0
PeakO | 0 | 0 | 0 | 0 | 0 | 0
ST | 3 | 376.1 | 25.72 | 27.45 | 0 | 0
STOG | 0 | 0 | 0 | 0 | 0 | 0
STWD | 0 | 0 | 0 | 0 | 0 | 0
WT | 765.4 | 0 | 0 | 0 | 0 | 0
IGCC | 0 | 0 | 0 | 0 | 0 | 0
DemandResponse | 0 | 0 | 0 | 0 | 0 | 0
IGCC-CCS | 0 | 0 | 0 | 0 | 0 | 0
WT_off | 0 | 0 | 0 | 0 | 0 | 0
PseudoUnit | 0 | 0 | 0 | 0 | 0 | 0
FixedInterchange | 0 | 0 | 0 | 0 | 0 | 0
New Build Capacity by Reporting Type: SP15
ReportingType | 2015 | 2020 | 2025 | 2030 | 2035 | 2040
BM | 6 | 0 | 0 | 0 | 0 | 0
CC | 409.5 | 0 | 0 | 0 | 0 | 0
CSP | 0 | 0 | 0 | 0 | 0 | 0
CT | 0 | 0 | 0 | 0 | 0 | 0
Coal | 0 | 0 | 0 | 0 | 0 | 0
Geo | 50 | 1450 | 0 | 0 | 0 | 0
H | 0 | 0 | 0 | 0 | 0 | 0
LFG | 9.2 | 555.8 | 0 | 0 | 0 | 0
Nuc | 0 | 0 | 0 | 0 | 0 | 0
PS | 0 | 0 | 0 | 0 | 0 | 0
PV | 3.8 | 0 | 0 | 0 | 0 | 0
PeakG | 0 | 0 | 0 | 0 | 0 | 0
PeakO | 0 | 0 | 0 | 0 | 0 | 0
ST | 448 | 0 | 0 | 0 | 0 | 0
STOG | 0 | 0 | 0 | 0 | 0 | 0
STWD | 0 | 0 | 0 | 0 | 0 | 0
WT | 735 | 0 | 0 | 0 | 0 | 0
IGCC | 0 | 0 | 0 | 0 | 0 | 0
DemandResponse | 0 | 0 | 0 | 0 | 0 | 0
IGCC-CCS | 0 | 0 | 0 | 0 | 0 | 0
WT_off | 0 | 0 | 0 | 0 | 0 | 0
PseudoUnit | 0 | 0 | 0 | 0 | 0 | 0
FixedInterchange | 0 | 0 | 0 | 0 | 0 | 0
New Build Capacity by Reporting Type: ALB
ReportingType | 2015 | 2020 | 2025 | 2030 | 2035 | 2040
BM | 0 | 0 | 0 | 0 | 0 | 0
CC | 393.36 | 684.11 | 616.32 | 913.19 | 1191.8 | 1086.38
CSP | 0 | 0 | 0 | 0 | 0 | 0
CT | 201.5 | 0 | 0 | 0 | 0 | 0
Coal | 495 | 0 | 0 | 0 | 0 | 0
Geo | 0 | 0 | 0 | 0 | 0 | 0
H | 0 | 0 | 0 | 0 | 0 | 0
LFG | 0 | 0 | 0 | 0 | 0 | 0
Nuc | 0 | 0 | 0 | 0 | 0 | 0
PS | 0 | 0 | 0 | 0 | 0 | 0
PV | 0 | 0 | 0 | 0 | 0 | 0
PeakG | 0 | 0 | 0 | 0 | 0 | 0
PeakO | 0 | 0 | 0 | 0 | 0 | 0
ST | 0 | 0 | 0 | 0 | 0 | 0
STOG | 0 | 0 | 0 | 0 | 0 | 0
STWD | 0 | 0 | 0 | 0 | 0 | 0
WT | 9 | 0 | 0 | 0 | 0 | 0
IGCC | 0 | 0 | 0 | 0 | 0 | 0
DemandResponse | 0 | 0 | 0 | 0 | 0 | 0
IGCC-CCS | 0 | 0 | 0 | 0 | 0 | 0
WT_off | 0 | 0 | 0 | 0 | 0 | 0
PseudoUnit | 0 | 0 | 0 | 0 | 0 | 0
FixedInterchange | 0 | 0 | 0 | 0 | 0 | 0
New Build Capacity by Reporting Type: BC
ReportingType | 2015 | 2020 | 2025 | 2030 | 2035 | 2040
BM | 0 | 0 | 0 | 0 | 0 | 0
CC | 1140.35 | 434.65 | 654.21 | 531.08 | 778.69 | 816.84
CSP | 0 | 0 | 0 | 0 | 0 | 0
CT | 0 | 0 | 0 | 0 | 0 | 0
Coal | 0 | 0 | 0 | 0 | 0 | 0
Geo | 0 | 0 | 0 | 0 | 0 | 0
H | 0 | 0 | 0 | 0 | 0 | 0
LFG | 0 | 0 | 0 | 0 | 0 | 0
Nuc | 0 | 0 | 0 | 0 | 0 | 0
PS | 0 | 0 | 0 | 0 | 0 | 0
PV | 0 | 0 | 0 | 0 | 0 | 0
PeakG | 0 | 0 | 0 | 0 | 0 | 0
PeakO | 0 | 0 | 0 | 0 | 0 | 0
ST | 0 | 0 | 0 | 0 | 0 | 0
STOG | 0 | 0 | 0 | 0 | 0 | 0
STWD | 0 | 0 | 0 | 0 | 0 | 0
WT | 144 | 0 | 0 | 0 | 0 | 0
IGCC | 0 | 0 | 0 | 0 | 0 | 0
DemandResponse | 0 | 0 | 0 | 0 | 0 | 0
IGCC-CCS | 0 | 0 | 0 | 0 | 0 | 0
WT_off | 0 | 0 | 0 | 0 | 0 | 0
PseudoUnit | 0 | 0 | 0 | 0 | 0 | 0
FixedInterchange | 0 | 0 | 0 | 0 | 0 | 0
New Build Capacity by Reporting Type: HQ_IESO
ReportingType | 2015 | 2020 | 2025 | 2030 | 2035 | 2040
BM | 0 | 0 | 0 | 0 | 0 | 0
CC | 0 | 0 | 0 | 0 | 0 | 0
CSP | 0 | 0 | 0 | 0 | 0 | 0
CT | 0 | 0 | 0 | 0 | 0 | 0
Coal | 0 | 0 | 0 | 0 | 0 | 0
Geo | 0 | 0 | 0 | 0 | 0 | 0
H | 0 | 0 | 0 | 0 | 0 | 0
LFG | 0 | 0 | 0 | 0 | 0 | 0
Nuc | 0 | 0 | 0 | 0 | 0 | 0
PS | 0 | 0 | 0 | 0 | 0 | 0
PV | 0 | 0 | 0 | 0 | 0 | 0
PeakG | 0 | 0 | 0 | 0 | 0 | 0
PeakO | 0 | 0 | 0 | 0 | 0 | 0
ST | 0 | 0 | 0 | 0 | 0 | 0
STOG | 0 | 0 | 0 | 0 | 0 | 0
STWD | 0 | 0 | 0 | 0 | 0 | 0
WT | 0 | 0 | 0 | 0 | 0 | 0
IGCC | 0 | 0 | 0 | 0 | 0 | 0
DemandResponse | 0 | 0 | 0 | 0 | 0 | 0
IGCC-CCS | 0 | 0 | 0 | 0 | 0 | 0
WT_off | 0 | 0 | 0 | 0 | 0 | 0
PseudoUnit | 0 | 0 | 0 | 0 | 0 | 0
FixedInterchange | 0 | 0 | 0 | 0 | 0 | 0
New Build Capacity by Reporting Type: HQ_NEISO
ReportingType | 2015 | 2020 | 2025 | 2030 | 2035 | 2040
BM | 0 | 0 | 0 | 0 | 0 | 0
CC | 0 | 0 | 0 | 0 | 0 | 0
CSP | 0 | 0 | 0 | 0 | 0 | 0
CT | 0 | 0 | 0 | 0 | 0 | 0
Coal | 0 | 0 | 0 | 0 | 0 | 0
Geo | 0 | 0 | 0 | 0 | 0 | 0
H | 0 | 0 | 0 | 0 | 0 | 0
LFG | 0 | 0 | 0 | 0 | 0 | 0
Nuc | 0 | 0 | 0 | 0 | 0 | 0
PS | 0 | 0 | 0 | 0 | 0 | 0
PV | 0 | 0 | 0 | 0 | 0 | 0
PeakG | 0 | 0 | 0 | 0 | 0 | 0
PeakO | 0 | 0 | 0 | 0 | 0 | 0
ST | 0 | 0 | 0 | 0 | 0 | 0
STOG | 0 | 0 | 0 | 0 | 0 | 0
STWD | 0 | 0 | 0 | 0 | 0 | 0
WT | 0 | 0 | 0 | 0 | 0 | 0
IGCC | 0 | 0 | 0 | 0 | 0 | 0
DemandResponse | 0 | 0 | 0 | 0 | 0 | 0
IGCC-CCS | 0 | 0 | 0 | 0 | 0 | 0
WT_off | 0 | 0 | 0 | 0 | 0 | 0
PseudoUnit | 0 | 0 | 0 | 0 | 0 | 0
FixedInterchange | 0 | 0 | 0 | 0 | 0 | 0
New Build Capacity by Reporting Type: HQ_NY
ReportingType | 2015 | 2020 | 2025 | 2030 | 2035 | 2040
BM | 0 | 0 | 0 | 0 | 0 | 0
CC | 0 | 0 | 0 | 0 | 0 | 0
CSP | 0 | 0 | 0 | 0 | 0 | 0
CT | 0 | 0 | 0 | 0 | 0 | 0
Coal | 0 | 0 | 0 | 0 | 0 | 0
Geo | 0 | 0 | 0 | 0 | 0 | 0
H | 0 | 0 | 0 | 0 | 0 | 0
LFG | 0 | 0 | 0 | 0 | 0 | 0
Nuc | 0 | 0 | 0 | 0 | 0 | 0
PS | 0 | 0 | 0 | 0 | 0 | 0
PV | 0 | 0 | 0 | 0 | 0 | 0
PeakG | 0 | 0 | 0 | 0 | 0 | 0
PeakO | 0 | 0 | 0 | 0 | 0 | 0
ST | 0 | 0 | 0 | 0 | 0 | 0
STOG | 0 | 0 | 0 | 0 | 0 | 0
STWD | 0 | 0 | 0 | 0 | 0 | 0
WT | 0 | 0 | 0 | 0 | 0 | 0
IGCC | 0 | 0 | 0 | 0 | 0 | 0
DemandResponse | 0 | 0 | 0 | 0 | 0 | 0
IGCC-CCS | 0 | 0 | 0 | 0 | 0 | 0
WT_off | 0 | 0 | 0 | 0 | 0 | 0
PseudoUnit | 0 | 0 | 0 | 0 | 0 | 0
FixedInterchange | 0 | 0 | 0 | 0 | 0 | 0
New Build Capacity by Reporting Type: MARITIMES
ReportingType | 2015 | 2020 | 2025 | 2030 | 2035 | 2040
BM | 0 | 0 | 0 | 0 | 0 | 0
CC | 0 | 0 | 0 | 0 | 0 | 0
CSP | 0 | 0 | 0 | 0 | 0 | 0
CT | 0 | 0 | 0 | 0 | 0 | 0
Coal | 0 | 0 | 0 | 0 | 0 | 0
Geo | 0 | 0 | 0 | 0 | 0 | 0
H | 0 | 0 | 0 | 0 | 0 | 0
LFG | 0 | 0 | 0 | 0 | 0 | 0
Nuc | 0 | 0 | 0 | 0 | 0 | 0
PS | 0 | 0 | 0 | 0 | 0 | 0
PV | 0 | 0 | 0 | 0 | 0 | 0
PeakG | 0 | 0 | 0 | 0 | 0 | 0
PeakO | 0 | 0 | 0 | 0 | 0 | 0
ST | 0 | 0 | 0 | 0 | 0 | 0
STOG | 0 | 0 | 0 | 0 | 0 | 0
STWD | 0 | 0 | 0 | 0 | 0 | 0
WT | 0 | 0 | 0 | 0 | 0 | 0
IGCC | 0 | 0 | 0 | 0 | 0 | 0
DemandResponse | 0 | 0 | 0 | 0 | 0 | 0
IGCC-CCS | 0 | 0 | 0 | 0 | 0 | 0
WT_off | 0 | 0 | 0 | 0 | 0 | 0
PseudoUnit | 0 | 0 | 0 | 0 | 0 | 0
FixedInterchange | 0 | 0 | 0 | 0 | 0 | 0
New Build Capacity by Reporting Type: All
ReportingType | 2015 | 2020 | 2025 | 2030 | 2035 | 2040
BM | 1251 | 347.33 | 671.42 | 115.34 | 94.65 | 141.04
CC | 37577.19 | 23075.25 | 6145.17 | 32506.97 | 43300.51 | 33498.1
CSP | 0 | 0 | 0 | 0 | 0 | 0
CT | 6460.93 | 5329.12 | 3160.93 | 8228.51 | 12002.67 | 7738.1
Coal | 10763.64 | 0 | 0 | 117.97 | 11523.39 | 25775.18
Geo | 136 | 2075 | 4429 | 0 | 0 | 0
H | 0 | 0 | 0 | 0 | 0 | 0
LFG | 192 | 1953 | 2210 | 723.5 | 0.5 | 0
Nuc | 2740.56 | 4530 | 0 | 0 | 0 | 0
PS | 0 | 0 | 0 | 0 | 0 | 0
PV | 1246 | 2203.49 | 1093.86 | 251.74 | 114.91 | 118.9
PeakG | 0 | 0 | 0 | 0 | 0 | 0
PeakO | 0 | 0 | 0 | 0 | 0 | 0
ST | 760 | 840.3 | 304.05 | 102.49 | 0 | 0
STOG | 0 | 0 | 0 | 0 | 0 | 0
STWD | 0 | 0 | 0 | 0 | 0 | 0
WT | 25342 | 25253.37 | 6945.01 | 8148.33 | 18456.4 | 7079.71
IGCC | 618 | 0 | 0 | 0 | 0 | 0
DemandResponse | 0 | 0 | 0 | 0 | 0 | 0
IGCC-CCS | 0 | 0 | 0 | 0 | 0 | 0
WT_off | 469 | 0 | 1100 | 0 | 0 | 0
PseudoUnit | 0 | 0 | 0 | 0 | 0 | 0
FixedInterchange | 0 | 0 | 0 | 0 | 0 | 0
New Build Capacity by Reporting Type: EI_US
ReportingType | 2015 | 2020 | 2025 | 2030 | 2035 | 2040
BM | 741.12 | 347.33 | 671.42 | 115.34 | 94.65 | 141.04
CC | 28547.18 | 17223.7 | 4430.66 | 21140.52 | 32062.76 | 26159.65
CSP | 0 | 0 | 0 | 0 | 0 | 0
CT | 4323.69 | 4401.74 | 522.79 | 3904.13 | 6887.23 | 2689.98
Coal | 7858.64 | 0 | 0 | 0 | 9589.93 | 16708.86
Geo | 0 | 0 | 0 | 0 | 0 | 0
H | 0 | 0 | 0 | 0 | 0 | 0
LFG | 141.4 | 728.26 | 1979.84 | 369.5 | 0 | 0
Nuc | 2740.56 | 4530 | 0 | 0 | 0 | 0
PS | 0 | 0 | 0 | 0 | 0 | 0
PV | 57.74 | 2203.49 | 1093.86 | 251.74 | 114.91 | 118.9
PeakG | 0 | 0 | 0 | 0 | 0 | 0
PeakO | 0 | 0 | 0 | 0 | 0 | 0
ST | 0 | 0 | 0 | 0 | 0 | 0
STOG | 0 | 0 | 0 | 0 | 0 | 0
STWD | 0 | 0 | 0 | 0 | 0 | 0
WT | 19786.6 | 12148.41 | 6945.01 | 7839.67 | 18456.4 | 2865.86
IGCC | 618 | 0 | 0 | 0 | 0 | 0
DemandResponse | 0 | 0 | 0 | 0 | 0 | 0
IGCC-CCS | 0 | 0 | 0 | 0 | 0 | 0
WT_off | 469 | 0 | 1100 | 0 | 0 | 0
PseudoUnit | 0 | 0 | 0 | 0 | 0 | 0
FixedInterchange | 0 | 0 | 0 | 0 | 0 | 0
New Build Capacity by Reporting Type: EI_Canada
ReportingType | 2015 | 2020 | 2025 | 2030 | 2035 | 2040
BM | 326.33 | 0 | 0 | 0 | 0 | 0
CC | 2176.07 | 511.42 | 174.5 | 407.8 | 423.95 | 2261.04
CSP | 0 | 0 | 0 | 0 | 0 | 0
CT | 368 | 0 | 0 | 0 | 837.57 | 661.2
Coal | 0 | 0 | 0 | 0 | 0 | 0
Geo | 0 | 0 | 0 | 0 | 0 | 0
H | 0 | 0 | 0 | 0 | 0 | 0
LFG | 14.5 | 0 | 0 | 0 | 0.5 | 0
Nuc | 0 | 0 | 0 | 0 | 0 | 0
PS | 0 | 0 | 0 | 0 | 0 | 0
PV | 1067.26 | 0 | 0 | 0 | 0 | 0
PeakG | 0 | 0 | 0 | 0 | 0 | 0
PeakO | 0 | 0 | 0 | 0 | 0 | 0
ST | 0 | 0 | 0 | 0 | 0 | 0
STOG | 0 | 0 | 0 | 0 | 0 | 0
STWD | 0 | 0 | 0 | 0 | 0 | 0
WT | 2408.3 | 0 | 0 | 0 | 0 | 0
IGCC | 0 | 0 | 0 | 0 | 0 | 0
DemandResponse | 0 | 0 | 0 | 0 | 0 | 0
IGCC-CCS | 0 | 0 | 0 | 0 | 0 | 0
WT_off | 0 | 0 | 0 | 0 | 0 | 0
PseudoUnit | 0 | 0 | 0 | 0 | 0 | 0
FixedInterchange | 0 | 0 | 0 | 0 | 0 | 0
New Build Capacity by Reporting Type: EI
ReportingType | 2015 | 2020 | 2025 | 2030 | 2035 | 2040
BM | 1067.45 | 347.33 | 671.42 | 115.34 | 94.65 | 141.04
CC | 30723.26 | 17735.12 | 4605.16 | 21548.32 | 32486.71 | 28420.69
CSP | 0 | 0 | 0 | 0 | 0 | 0
CT | 4691.69 | 4401.74 | 522.79 | 3904.13 | 7724.8 | 3351.18
Coal | 7858.64 | 0 | 0 | 0 | 9589.93 | 16708.86
Geo | 0 | 0 | 0 | 0 | 0 | 0
H | 0 | 0 | 0 | 0 | 0 | 0
LFG | 155.9 | 728.26 | 1979.84 | 369.5 | 0.5 | 0
Nuc | 2740.56 | 4530 | 0 | 0 | 0 | 0
PS | 0 | 0 | 0 | 0 | 0 | 0
PV | 1125 | 2203.49 | 1093.86 | 251.74 | 114.91 | 118.9
PeakG | 0 | 0 | 0 | 0 | 0 | 0
PeakO | 0 | 0 | 0 | 0 | 0 | 0
ST | 0 | 0 | 0 | 0 | 0 | 0
STOG | 0 | 0 | 0 | 0 | 0 | 0
STWD | 0 | 0 | 0 | 0 | 0 | 0
WT | 22194.9 | 12148.41 | 6945.01 | 7839.67 | 18456.4 | 2865.86
IGCC | 618 | 0 | 0 | 0 | 0 | 0
DemandResponse | 0 | 0 | 0 | 0 | 0 | 0
IGCC-CCS | 0 | 0 | 0 | 0 | 0 | 0
WT_off | 469 | 0 | 1100 | 0 | 0 | 0
PseudoUnit | 0 | 0 | 0 | 0 | 0 | 0
FixedInterchange | 0 | 0 | 0 | 0 | 0 | 0
New Build Capacity by Reporting Type: Outside_EI
ReportingType | 2015 | 2020 | 2025 | 2030 | 2035 | 2040
BM | 183.55 | 0 | 0 | 0 | 0 | 0
CC | 6853.93 | 5340.13 | 1540.01 | 10958.66 | 10813.79 | 5077.41
CSP | 0 | 0 | 0 | 0 | 0 | 0
CT | 1769.23 | 927.37 | 2638.14 | 4324.38 | 4277.88 | 4386.92
Coal | 2905 | 0 | 0 | 117.97 | 1933.46 | 9066.32
Geo | 136 | 2075 | 4429 | 0 | 0 | 0
H | 0 | 0 | 0 | 0 | 0 | 0
LFG | 36.1 | 1224.74 | 230.16 | 354 | 0 | 0
Nuc | 0 | 0 | 0 | 0 | 0 | 0
PS | 0 | 0 | 0 | 0 | 0 | 0
PV | 121 | 0 | 0 | 0 | 0 | 0
PeakG | 0 | 0 | 0 | 0 | 0 | 0
PeakO | 0 | 0 | 0 | 0 | 0 | 0
ST | 760 | 840.3 | 304.05 | 102.49 | 0 | 0
STOG | 0 | 0 | 0 | 0 | 0 | 0
STWD | 0 | 0 | 0 | 0 | 0 | 0
WT | 3147.1 | 13104.96 | 0 | 308.65 | 0 | 4213.86
IGCC | 0 | 0 | 0 | 0 | 0 | 0
DemandResponse | 0 | 0 | 0 | 0 | 0 | 0
IGCC-CCS | 0 | 0 | 0 | 0 | 0 | 0
WT_off | 0 | 0 | 0 | 0 | 0 | 0
PseudoUnit | 0 | 0 | 0 | 0 | 0 | 0
FixedInterchange | 0 | 0 | 0 | 0 | 0 | 0
#2 | Cumulative New Build Capacity (MW)
Cumulative New Build Capacity by Reporting Type: Entergy
ReportingType | 2015 | 2020 | 2025 | 2030 | 2035 | 2040
BM | 0 | 0 | 0 | 0 | 0 | 0
CC | 874.12 | 1822.46 | 1822.46 | 2786.4 | 4618.04 | 5043.5
CSP | 0 | 0 | 0 | 0 | 0 | 0
CT | 0 | 0 | 0 | 0 | 0 | 0
Coal | 720 | 720 | 720 | 720 | 720 | 2307.69
Geo | 0 | 0 | 0 | 0 | 0 | 0
H | 0 | 0 | 0 | 0 | 0 | 0
LFG | 0 | 0 | 107.4 | 107.4 | 107.4 | 107.4
Nuc | 170 | 170 | 170 | 170 | 170 | 170
PS | 0 | 0 | 0 | 0 | 0 | 0
PV | 0.29 | 64.83 | 99.85 | 103.02 | 106.62 | 110.34
PeakG | 0 | 0 | 0 | 0 | 0 | 0
PeakO | 0 | 0 | 0 | 0 | 0 | 0
ST | 0 | 0 | 0 | 0 | 0 | 0
STOG | 0 | 0 | 0 | 0 | 0 | 0
STWD | 0 | 0 | 0 | 0 | 0 | 0
WT | 0 | 0 | 0 | 0 | 0 | 0
IGCC | 0 | 0 | 0 | 0 | 0 | 0
DemandResponse | 0 | 0 | 0 | 0 | 0 | 0
IGCC-CCS | 0 | 0 | 0 | 0 | 0 | 0
WT_off | 0 | 0 | 0 | 0 | 0 | 0
PseudoUnit | 0 | 0 | 0 | 0 | 0 | 0
FixedInterchange | 0 | 0 | 0 | 0 | 0 | 0
Cumulative New Build Capacity by Reporting Type: FRCC
ReportingType | 2015 | 2020 | 2025 | 2030 | 2035 | 2040
BM | 0 | 0 | 0 | 0 | 0 | 0
CC | 1516.9 | 6644.84 | 8859.6 | 12738.61 | 18479.49 | 24544.24
CSP | 0 | 0 | 0 | 0 | 0 | 0
CT | 2480 | 2480 | 2480 | 2480 | 2480 | 2480
Coal | 0 | 0 | 0 | 0 | 0 | 0
Geo | 0 | 0 | 0 | 0 | 0 | 0
H | 0 | 0 | 0 | 0 | 0 | 0
LFG | 0 | 0 | 198 | 198 | 198 | 198
Nuc | 229.33 | 229.33 | 229.33 | 229.33 | 229.33 | 229.33
PS | 0 | 0 | 0 | 0 | 0 | 0
PV | 0 | 0 | 0 | 0 | 0 | 0
PeakG | 0 | 0 | 0 | 0 | 0 | 0
PeakO | 0 | 0 | 0 | 0 | 0 | 0
ST | 0 | 0 | 0 | 0 | 0 | 0
STOG | 0 | 0 | 0 | 0 | 0 | 0
STWD | 0 | 0 | 0 | 0 | 0 | 0
WT | 0 | 0 | 0 | 0 | 0 | 0
IGCC | 0 | 0 | 0 | 0 | 0 | 0
DemandResponse | 0 | 0 | 0 | 0 | 0 | 0
IGCC-CCS | 0 | 0 | 0 | 0 | 0 | 0
WT_off | 0 | 0 | 0 | 0 | 0 | 0
PseudoUnit | 0 | 0 | 0 | 0 | 0 | 0
FixedInterchange | 0 | 0 | 0 | 0 | 0 | 0
Cumulative New Build Capacity by Reporting Type: MAPP_US
ReportingType | 2015 | 2020 | 2025 | 2030 | 2035 | 2040
BM | 0 | 0 | 0 | 0 | 0 | 0
CC | 0 | 0 | 0 | 0 | 0 | 0
CSP | 0 | 0 | 0 | 0 | 0 | 0
CT | 308.3 | 308.3 | 308.3 | 560.27 | 686.13 | 709.42
Coal | 0 | 0 | 0 | 0 | 136.09 | 385.12
Geo | 0 | 0 | 0 | 0 | 0 | 0
H | 0 | 0 | 0 | 0 | 0 | 0
LFG | 0 | 0 | 71.67 | 71.67 | 71.67 | 71.67
Nuc | 0 | 0 | 0 | 0 | 0 | 0
PS | 0 | 0 | 0 | 0 | 0 | 0
PV | 0 | 0 | 0 | 0 | 0 | 0
PeakG | 0 | 0 | 0 | 0 | 0 | 0
PeakO | 0 | 0 | 0 | 0 | 0 | 0
ST | 0 | 0 | 0 | 0 | 0 | 0
STOG | 0 | 0 | 0 | 0 | 0 | 0
STWD | 0 | 0 | 0 | 0 | 0 | 0
WT | 421.3 | 938.66 | 1128.81 | 1223.75 | 1322.46 | 1425.08
IGCC | 0 | 0 | 0 | 0 | 0 | 0
DemandResponse | 0 | 0 | 0 | 0 | 0 | 0
IGCC-CCS | 0 | 0 | 0 | 0 | 0 | 0
WT_off | 0 | 0 | 0 | 0 | 0 | 0
PseudoUnit | 0 | 0 | 0 | 0 | 0 | 0
FixedInterchange | 0 | 0 | 0 | 0 | 0 | 0
Cumulative New Build Capacity by Reporting Type: MISO_IN
ReportingType | 2015 | 2020 | 2025 | 2030 | 2035 | 2040
BM | 0 | 0 | 0 | 0 | 0 | 0
CC | 0 | 1312.05 | 1972.67 | 3387.94 | 6084.9 | 6084.9
CSP | 0 | 0 | 0 | 0 | 0 | 0
CT | 0 | 389.8 | 389.8 | 859.59 | 1593.16 | 1593.16
Coal | 0 | 0 | 0 | 0 | 0 | 0
Geo | 0 | 0 | 0 | 0 | 0 | 0
H | 0 | 0 | 0 | 0 | 0 | 0
LFG | 0 | 0 | 0 | 80.12 | 80.12 | 80.12
Nuc | 0 | 0 | 0 | 0 | 0 | 0
PS | 0 | 0 | 0 | 0 | 0 | 0
PV | 0 | 241.58 | 393.59 | 406.41 | 419.61 | 433.21
PeakG | 0 | 0 | 0 | 0 | 0 | 0
PeakO | 0 | 0 | 0 | 0 | 0 | 0
ST | 0 | 0 | 0 | 0 | 0 | 0
STOG | 0 | 0 | 0 | 0 | 0 | 0
STWD | 0 | 0 | 0 | 0 | 0 | 0
WT | 0 | 0 | 0 | 0 | 0 | 0
IGCC | 618 | 618 | 618 | 618 | 618 | 618
DemandResponse | 0 | 0 | 0 | 0 | 0 | 0
IGCC-CCS | 0 | 0 | 0 | 0 | 0 | 0
WT_off | 0 | 0 | 0 | 0 | 0 | 0
PseudoUnit | 0 | 0 | 0 | 0 | 0 | 0
FixedInterchange | 0 | 0 | 0 | 0 | 0 | 0
Cumulative New Build Capacity by Reporting Type: MISO_MI
ReportingType | 2015 | 2020 | 2025 | 2030 | 2035 | 2040
BM | 0 | 0 | 0 | 0 | 0 | 0
CC | 0 | 0 | 0 | 0 | 0 | 0
CSP | 0 | 0 | 0 | 0 | 0 | 0
CT | 0 | 436.64 | 436.64 | 962.88 | 1784.61 | 1784.61
Coal | 0 | 0 | 0 | 0 | 0 | 0
Geo | 0 | 0 | 0 | 0 | 0 | 0
H | 0 | 0 | 0 | 0 | 0 | 0
LFG | 0 | 160.25 | 160.25 | 160.25 | 160.25 | 160.25
Nuc | 0 | 0 | 0 | 0 | 0 | 0
PS | 0 | 0 | 0 | 0 | 0 | 0
PV | 0 | 0 | 0 | 0 | 0 | 0
PeakG | 0 | 0 | 0 | 0 | 0 | 0
PeakO | 0 | 0 | 0 | 0 | 0 | 0
ST | 0 | 0 | 0 | 0 | 0 | 0
STOG | 0 | 0 | 0 | 0 | 0 | 0
STWD | 0 | 0 | 0 | 0 | 0 | 0
WT | 2000 | 2000 | 2600 | 2600 | 2798.39 | 2992.67
IGCC | 0 | 0 | 0 | 0 | 0 | 0
DemandResponse | 0 | 0 | 0 | 0 | 0 | 0
IGCC-CCS | 0 | 0 | 0 | 0 | 0 | 0
WT_off | 0 | 0 | 0 | 0 | 0 | 0
PseudoUnit | 0 | 0 | 0 | 0 | 0 | 0
FixedInterchange | 0 | 0 | 0 | 0 | 0 | 0
Cumulative New Build Capacity by Reporting Type: MISO_MO-IL
ReportingType | 2015 | 2020 | 2025 | 2030 | 2035 | 2040
BM | 0 | 0 | 0 | 0 | 0 | 0
CC | 0 | 0 | 0 | 0 | 0 | 0
CSP | 0 | 0 | 0 | 0 | 0 | 0
CT | 0 | 409.98 | 409.98 | 904.09 | 1675.63 | 1675.63
Coal | 1790 | 1790 | 1790 | 1790 | 1790 | 1790
Geo | 0 | 0 | 0 | 0 | 0 | 0
H | 0 | 0 | 0 | 0 | 0 | 0
LFG | 0 | 0 | 223.33 | 223.33 | 223.33 | 223.33
Nuc | 0 | 0 | 0 | 0 | 0 | 0
PS | 0 | 0 | 0 | 0 | 0 | 0
PV | 0 | 0 | 0 | 0 | 0 | 0
PeakG | 0 | 0 | 0 | 0 | 0 | 0
PeakO | 0 | 0 | 0 | 0 | 0 | 0
ST | 0 | 0 | 0 | 0 | 0 | 0
STOG | 0 | 0 | 0 | 0 | 0 | 0
STWD | 0 | 0 | 0 | 0 | 0 | 0
WT | 300 | 300 | 300 | 300 | 300 | 300
IGCC | 0 | 0 | 0 | 0 | 0 | 0
DemandResponse | 0 | 0 | 0 | 0 | 0 | 0
IGCC-CCS | 0 | 0 | 0 | 0 | 0 | 0
WT_off | 0 | 0 | 0 | 0 | 0 | 0
PseudoUnit | 0 | 0 | 0 | 0 | 0 | 0
FixedInterchange | 0 | 0 | 0 | 0 | 0 | 0
Cumulative New Build Capacity by Reporting Type: MISO_W
ReportingType | 2015 | 2020 | 2025 | 2030 | 2035 | 2040
BM | 0 | 0 | 0 | 0 | 0 | 0
CC | 0 | 0 | 0 | 0 | 0 | 0
CSP | 0 | 0 | 0 | 0 | 0 | 0
CT | 0 | 568.08 | 568.08 | 1252.71 | 2321.78 | 2321.78
Coal | 0 | 0 | 0 | 0 | 1939.89 | 6500.84
Geo | 0 | 0 | 0 | 0 | 0 | 0
H | 0 | 0 | 0 | 0 | 0 | 0
LFG | 0 | 0 | 71.67 | 71.67 | 71.67 | 71.67
Nuc | 94.33 | 94.33 | 94.33 | 94.33 | 94.33 | 94.33
PS | 0 | 0 | 0 | 0 | 0 | 0
PV | 0 | 0 | 0 | 0 | 0 | 0
PeakG | 0 | 0 | 0 | 0 | 0 | 0
PeakO | 0 | 0 | 0 | 0 | 0 | 0
ST | 0 | 0 | 0 | 0 | 0 | 0
STOG | 0 | 0 | 0 | 0 | 0 | 0
STWD | 0 | 0 | 0 | 0 | 0 | 0
WT | 2800.5 | 4791.14 | 7818.73 | 8770.11 | 9318.78 | 9886.23
IGCC | 0 | 0 | 0 | 0 | 0 | 0
DemandResponse | 0 | 0 | 0 | 0 | 0 | 0
IGCC-CCS | 0 | 0 | 0 | 0 | 0 | 0
WT_off | 0 | 0 | 0 | 0 | 0 | 0
PseudoUnit | 0 | 0 | 0 | 0 | 0 | 0
FixedInterchange | 0 | 0 | 0 | 0 | 0 | 0
Cumulative New Build Capacity by Reporting Type: MISO_WUMS
ReportingType | 2015 | 2020 | 2025 | 2030 | 2035 | 2040
BM | 0 | 0 | 0 | 0 | 0 | 0
CC | 0 | 3351.38 | 3610.13 | 3652.17 | 4083.99 | 4083.99
CSP | 0 | 0 | 0 | 0 | 0 | 0
CT | 0 | 280.21 | 280.21 | 764.21 | 1647.62 | 1647.62
Coal | 615 | 615 | 615 | 615 | 615 | 615
Geo | 0 | 0 | 0 | 0 | 0 | 0
H | 0 | 0 | 0 | 0 | 0 | 0
LFG | 0 | 0 | 223.33 | 223.33 | 223.33 | 223.33
Nuc | 235 | 235 | 235 | 235 | 235 | 235
PS | 0 | 0 | 0 | 0 | 0 | 0
PV | 0 | 0 | 0 | 0 | 0 | 0
PeakG | 0 | 0 | 0 | 0 | 0 | 0
PeakO | 0 | 0 | 0 | 0 | 0 | 0
ST | 0 | 0 | 0 | 0 | 0 | 0
STOG | 0 | 0 | 0 | 0 | 0 | 0
STWD | 0 | 0 | 0 | 0 | 0 | 0
WT | 968.9 | 968.9 | 968.9 | 968.9 | 968.9 | 968.9
IGCC | 0 | 0 | 0 | 0 | 0 | 0
DemandResponse | 0 | 0 | 0 | 0 | 0 | 0
IGCC-CCS | 0 | 0 | 0 | 0 | 0 | 0
WT_off | 0 | 0 | 0 | 0 | 0 | 0
PseudoUnit | 0 | 0 | 0 | 0 | 0 | 0
FixedInterchange | 0 | 0 | 0 | 0 | 0 | 0
Cumulative New Build Capacity by Reporting Type: Nebraska
ReportingType | 2015 | 2020 | 2025 | 2030 | 2035 | 2040
BM | 0 | 0 | 0 | 0 | 0 | 0
CC | 0 | 0 | 0 | 0 | 0 | 0
CSP | 0 | 0 | 0 | 0 | 0 | 0
CT | 0 | 0 | 0 | 0 | 0 | 0
Coal | 232.1 | 232.1 | 232.1 | 232.1 | 1514.7 | 2972.11
Geo | 0 | 0 | 0 | 0 | 0 | 0
H | 0 | 0 | 0 | 0 | 0 | 0
LFG | 0 | 0 | 71.67 | 71.67 | 71.67 | 71.67
Nuc | 0 | 0 | 0 | 0 | 0 | 0
PS | 0 | 0 | 0 | 0 | 0 | 0
PV | 0 | 0 | 0 | 0 | 0 | 0
PeakG | 0 | 0 | 0 | 0 | 0 | 0
PeakO | 0 | 0 | 0 | 0 | 0 | 0
ST | 0 | 0 | 0 | 0 | 0 | 0
STOG | 0 | 0 | 0 | 0 | 0 | 0
STWD | 0 | 0 | 0 | 0 | 0 | 0
WT | 202 | 202 | 202 | 202 | 202 | 202
IGCC | 0 | 0 | 0 | 0 | 0 | 0
DemandResponse | 0 | 0 | 0 | 0 | 0 | 0
IGCC-CCS | 0 | 0 | 0 | 0 | 0 | 0
WT_off | 0 | 0 | 0 | 0 | 0 | 0
PseudoUnit | 0 | 0 | 0 | 0 | 0 | 0
FixedInterchange | 0 | 0 | 0 | 0 | 0 | 0
Cumulative New Build Capacity by Reporting Type: NEISO
ReportingType | 2015 | 2020 | 2025 | 2030 | 2035 | 2040
BM | 252.2 | 252.2 | 252.2 | 252.2 | 252.2 | 252.2
CC | 2049.5 | 2049.5 | 2049.5 | 2049.5 | 2049.5 | 2049.5
CSP | 0 | 0 | 0 | 0 | 0 | 0
CT | 334 | 334 | 334 | 334 | 986.11 | 2032.67
Coal | 0 | 0 | 0 | 0 | 0 | 0
Geo | 0 | 0 | 0 | 0 | 0 | 0
H | 0 | 0 | 0 | 0 | 0 | 0
LFG | 49.26 | 112.21 | 119 | 119 | 119 | 119
Nuc | 0 | 0 | 0 | 0 | 0 | 0
PS | 0 | 0 | 0 | 0 | 0 | 0
PV | 0 | 314.78 | 314.78 | 314.86 | 314.91 | 314.96
PeakG | 0 | 0 | 0 | 0 | 0 | 0
PeakO | 0 | 0 | 0 | 0 | 0 | 0
ST | 0 | 0 | 0 | 0 | 0 | 0
STOG | 0 | 0 | 0 | 0 | 0 | 0
STWD | 0 | 0 | 0 | 0 | 0 | 0
WT | 231.2 | 2964.45 | 4932.59 | 5280 | 5280 | 5280
IGCC | 0 | 0 | 0 | 0 | 0 | 0
DemandResponse | 0 | 0 | 0 | 0 | 0 | 0
IGCC-CCS | 0 | 0 | 0 | 0 | 0 | 0
WT_off | 468 | 468 | 468 | 468 | 468 | 468
PseudoUnit | 0 | 0 | 0 | 0 | 0 | 0
FixedInterchange | 0 | 0 | 0 | 0 | 0 | 0
Cumulative New Build Capacity by Reporting Type: NonRTO_Midwest
ReportingType | 2015 | 2020 | 2025 | 2030 | 2035 | 2040
BM | 0 | 0 | 0 | 0 | 0 | 0
CC | 0 | 555.54 | 555.54 | 814.83 | 1060.07 | 1368.3
CSP | 0 | 0 | 0 | 0 | 0 | 0
CT | 0 | 192.55 | 192.55 | 192.95 | 298.75 | 350.26
Coal | 0 | 0 | 0 | 0 | 0 | 0
Geo | 0 | 0 | 0 | 0 | 0 | 0
H | 0 | 0 | 0 | 0 | 0 | 0
LFG | 0 | 0 | 77.37 | 160.25 | 160.25 | 160.25
Nuc | 0 | 0 | 0 | 0 | 0 | 0
PS | 0 | 0 | 0 | 0 | 0 | 0
PV | 0 | 0 | 0 | 0 | 0 | 0
PeakG | 0 | 0 | 0 | 0 | 0 | 0
PeakO | 0 | 0 | 0 | 0 | 0 | 0
ST | 0 | 0 | 0 | 0 | 0 | 0
STOG | 0 | 0 | 0 | 0 | 0 | 0
STWD | 0 | 0 | 0 | 0 | 0 | 0
WT | 0 | 0 | 0 | 0 | 0 | 0
IGCC | 0 | 0 | 0 | 0 | 0 | 0
DemandResponse | 0 | 0 | 0 | 0 | 0 | 0
IGCC-CCS | 0 | 0 | 0 | 0 | 0 | 0
WT_off | 0 | 0 | 0 | 0 | 0 | 0
PseudoUnit | 0 | 0 | 0 | 0 | 0 | 0
FixedInterchange | 0 | 0 | 0 | 0 | 0 | 0
Cumulative New Build Capacity by Reporting Type: NYISO_A-F
ReportingType | 2015 | 2020 | 2025 | 2030 | 2035 | 2040
BM | 0 | 0 | 0 | 0 | 0 | 0
CC | 639 | 639 | 639 | 639 | 639 | 639
CSP | 0 | 0 | 0 | 0 | 0 | 0
CT | 0 | 0 | 0 | 0 | 0 | 0
Coal | 0 | 0 | 0 | 0 | 0 | 0
Geo | 0 | 0 | 0 | 0 | 0 | 0
H | 0 | 0 | 0 | 0 | 0 | 0
LFG | 6.4 | 6.4 | 37.18 | 74.33 | 74.33 | 74.33
Nuc | 168 | 168 | 168 | 168 | 168 | 168
PS | 0 | 0 | 0 | 0 | 0 | 0
PV | 0 | 0 | 0 | 0 | 0 | 0
PeakG | 0 | 0 | 0 | 0 | 0 | 0
PeakO | 0 | 0 | 0 | 0 | 0 | 0
ST | 0 | 0 | 0 | 0 | 0 | 0
STOG | 0 | 0 | 0 | 0 | 0 | 0
STWD | 0 | 0 | 0 | 0 | 0 | 0
WT | 2476.3 | 3186.1 | 3186.1 | 3550.46 | 4235.55 | 4235.55
IGCC | 0 | 0 | 0 | 0 | 0 | 0
DemandResponse | 0 | 0 | 0 | 0 | 0 | 0
IGCC-CCS | 0 | 0 | 0 | 0 | 0 | 0
WT_off | 0 | 0 | 0 | 0 | 0 | 0
PseudoUnit | 0 | 0 | 0 | 0 | 0 | 0
FixedInterchange | 0 | 0 | 0 | 0 | 0 | 0
Cumulative New Build Capacity by Reporting Type: NYISO_G-I
ReportingType | 2015 | 2020 | 2025 | 2030 | 2035 | 2040
BM | 0 | 0 | 0 | 0 | 0 | 0
CC | 0 | 0 | 407.39 | 1304.28 | 4080.08 | 6928.8
CSP | 0 | 0 | 0 | 0 | 0 | 0
CT | 0 | 0 | 0 | 0 | 0 | 0
Coal | 0 | 0 | 0 | 0 | 0 | 0
Geo | 0 | 0 | 0 | 0 | 0 | 0
H | 0 | 0 | 0 | 0 | 0 | 0
LFG | 0 | 0 | 74.33 | 74.33 | 74.33 | 74.33
Nuc | 0 | 0 | 0 | 0 | 0 | 0
PS | 0 | 0 | 0 | 0 | 0 | 0
PV | 0 | 0 | 0 | 0 | 0 | 0
PeakG | 0 | 0 | 0 | 0 | 0 | 0
PeakO | 0 | 0 | 0 | 0 | 0 | 0
ST | 0 | 0 | 0 | 0 | 0 | 0
STOG | 0 | 0 | 0 | 0 | 0 | 0
STWD | 0 | 0 | 0 | 0 | 0 | 0
WT | 0 | 60 | 60 | 60 | 60 | 60
IGCC | 0 | 0 | 0 | 0 | 0 | 0
DemandResponse | 0 | 0 | 0 | 0 | 0 | 0
IGCC-CCS | 0 | 0 | 0 | 0 | 0 | 0
WT_off | 0 | 0 | 0 | 0 | 0 | 0
PseudoUnit | 0 | 0 | 0 | 0 | 0 | 0
FixedInterchange | 0 | 0 | 0 | 0 | 0 | 0
Cumulative New Build Capacity by Reporting Type: NYISO_J-K
ReportingType | 2015 | 2020 | 2025 | 2030 | 2035 | 2040
BM | 0 | 0 | 0 | 0 | 0 | 0
CC | 1175.4 | 1175.4 | 1175.4 | 1175.4 | 1175.4 | 1175.4
CSP | 0 | 0 | 0 | 0 | 0 | 0
CT | 0 | 0 | 522.79 | 1443.39 | 1591.56 | 2093.95
Coal | 0 | 0 | 0 | 0 | 0 | 0
Geo | 0 | 0 | 0 | 0 | 0 | 0
H | 0 | 0 | 0 | 0 | 0 | 0
LFG | 0 | 0 | 0 | 74.33 | 74.33 | 74.33
Nuc | 0 | 0 | 0 | 0 | 0 | 0
PS | 0 | 0 | 0 | 0 | 0 | 0
PV | 32 | 32 | 32 | 32 | 32 | 32
PeakG | 0 | 0 | 0 | 0 | 0 | 0
PeakO | 0 | 0 | 0 | 0 | 0 | 0
ST | 0 | 0 | 0 | 0 | 0 | 0
STOG | 0 | 0 | 0 | 0 | 0 | 0
STWD | 0 | 0 | 0 | 0 | 0 | 0
WT | 0 | 0 | 0 | 0 | 0 | 0
IGCC | 0 | 0 | 0 | 0 | 0 | 0
DemandResponse | 0 | 0 | 0 | 0 | 0 | 0
IGCC-CCS | 0 | 0 | 0 | 0 | 0 | 0
WT_off | 0 | 0 | 0 | 0 | 0 | 0
PseudoUnit | 0 | 0 | 0 | 0 | 0 | 0
FixedInterchange | 0 | 0 | 0 | 0 | 0 | 0
Cumulative New Build Capacity by Reporting Type: PJM_E
ReportingType | 2015 | 2020 | 2025 | 2030 | 2035 | 2040
BM | 30 | 30 | 30 | 30 | 30 | 30
CC | 4634.3 | 4634.3 | 4634.3 | 4634.3 | 4634.3 | 4634.3
CSP | 0 | 0 | 0 | 0 | 0 | 0
CT | 26.2 | 26.2 | 26.2 | 26.2 | 26.2 | 1092.43
Coal | 27 | 27 | 27 | 27 | 27 | 27
Geo | 0 | 0 | 0 | 0 | 0 | 0
H | 0 | 0 | 0 | 0 | 0 | 0
LFG | 9.1 | 142 | 142 | 142 | 142 | 142
Nuc | 38 | 38 | 38 | 38 | 38 | 38
PS | 0 | 0 | 0 | 0 | 0 | 0
PV | 25.45 | 25.45 | 25.45 | 25.45 | 25.45 | 25.45
PeakG | 0 | 0 | 0 | 0 | 0 | 0
PeakO | 0 | 0 | 0 | 0 | 0 | 0
ST | 0 | 0 | 0 | 0 | 0 | 0
STOG | 0 | 0 | 0 | 0 | 0 | 0
STWD | 0 | 0 | 0 | 0 | 0 | 0
WT | 1150 | 1150 | 1150 | 1150 | 1150 | 1150
IGCC | 0 | 0 | 0 | 0 | 0 | 0
DemandResponse | 0 | 0 | 0 | 0 | 0 | 0
IGCC-CCS | 0 | 0 | 0 | 0 | 0 | 0
WT_off | 0 | 0 | 1100 | 1100 | 1100 | 1100
PseudoUnit | 0 | 0 | 0 | 0 | 0 | 0
FixedInterchange | 0 | 0 | 0 | 0 | 0 | 0
Cumulative New Build Capacity by Reporting Type: PJM_ROM
ReportingType | 2015 | 2020 | 2025 | 2030 | 2035 | 2040
BM | 18 | 18 | 18 | 18 | 18 | 18
CC | 1678.5 | 1678.5 | 1678.5 | 1678.5 | 3828.48 | 15496.91
CSP | 0 | 0 | 0 | 0 | 0 | 0
CT | 16 | 16 | 16 | 16 | 16 | 16
Coal | 32.5 | 32.5 | 32.5 | 32.5 | 32.5 | 32.5
Geo | 0 | 0 | 0 | 0 | 0 | 0
H | 0 | 0 | 0 | 0 | 0 | 0
LFG | 18.9 | 284 | 284 | 284 | 284 | 284
Nuc | 0 | 0 | 0 | 0 | 0 | 0
PS | 0 | 0 | 0 | 0 | 0 | 0
PV | 0 | 1446.19 | 2346.38 | 2573.8 | 2663.39 | 2756.03
PeakG | 0 | 0 | 0 | 0 | 0 | 0
PeakO | 0 | 0 | 0 | 0 | 0 | 0
ST | 0 | 0 | 0 | 0 | 0 | 0
STOG | 0 | 0 | 0 | 0 | 0 | 0
STWD | 0 | 0 | 0 | 0 | 0 | 0
WT | 479.8 | 479.8 | 1230 | 7040 | 7040 | 7040
IGCC | 0 | 0 | 0 | 0 | 0 | 0
DemandResponse | 0 | 0 | 0 | 0 | 0 | 0
IGCC-CCS | 0 | 0 | 0 | 0 | 0 | 0
WT_off | 0 | 0 | 0 | 0 | 0 | 0
PseudoUnit | 0 | 0 | 0 | 0 | 0 | 0
FixedInterchange | 0 | 0 | 0 | 0 | 0 | 0
Cumulative New Build Capacity by Reporting Type: PJM_ROR
ReportingType | 2015 | 2020 | 2025 | 2030 | 2035 | 2040
BM | 385 | 385 | 385 | 385 | 385 | 385
CC | 3077 | 3197 | 3197 | 8386.99 | 20018.83 | 20018.83
CSP | 0 | 0 | 0 | 0 | 0 | 0
CT | 29 | 29 | 29 | 29 | 29 | 29
Coal | 2164 | 2164 | 2164 | 2164 | 2164 | 2164
Geo | 0 | 0 | 0 | 0 | 0 | 0
H | 0 | 0 | 0 | 0 | 0 | 0
LFG | 57.4 | 57.4 | 571.11 | 571.11 | 571.11 | 571.11
Nuc | 38 | 38 | 38 | 38 | 38 | 38
PS | 0 | 0 | 0 | 0 | 0 | 0
PV | 0 | 0 | 0 | 0 | 0 | 0
PeakG | 0 | 0 | 0 | 0 | 0 | 0
PeakO | 0 | 0 | 0 | 0 | 0 | 0
ST | 0 | 0 | 0 | 0 | 0 | 0
STOG | 0 | 0 | 0 | 0 | 0 | 0
STWD | 0 | 0 | 0 | 0 | 0 | 0
WT | 8325.7 | 8325.7 | 8517.4 | 8517.4 | 8517.4 | 9611.45
IGCC | 0 | 0 | 0 | 0 | 0 | 0
DemandResponse | 0 | 0 | 0 | 0 | 0 | 0
IGCC-CCS | 0 | 0 | 0 | 0 | 0 | 0
WT_off | 0 | 0 | 0 | 0 | 0 | 0
PseudoUnit | 0 | 0 | 0 | 0 | 0 | 0
FixedInterchange | 0 | 0 | 0 | 0 | 0 | 0
Cumulative New Build Capacity by Reporting Type: SOCO
ReportingType | 2015 | 2020 | 2025 | 2030 | 2035 | 2040
BM | 55 | 55 | 55 | 55 | 55 | 55
CC | 5026.9 | 5213.9 | 5406.51 | 7963.85 | 7963.85 | 7963.85
CSP | 0 | 0 | 0 | 0 | 0 | 0
CT | 0 | 0 | 0 | 0 | 0 | 0
Coal | 0 | 0 | 0 | 0 | 2662.61 | 8079.86
Geo | 0 | 0 | 0 | 0 | 0 | 0
H | 0 | 0 | 0 | 0 | 0 | 0
LFG | 0 | 0 | 107.4 | 107.4 | 107.4 | 107.4
Nuc | 70 | 2270 | 2270 | 2270 | 2270 | 2270
PS | 0 | 0 | 0 | 0 | 0 | 0
PV | 0 | 0 | 0 | 0 | 0 | 0
PeakG | 0 | 0 | 0 | 0 | 0 | 0
PeakO | 0 | 0 | 0 | 0 | 0 | 0
ST | 0 | 0 | 0 | 0 | 0 | 0
STOG | 0 | 0 | 0 | 0 | 0 | 0
STWD | 0 | 0 | 0 | 0 | 0 | 0
WT | 0 | 0 | 0 | 0 | 0 | 0
IGCC | 0 | 0 | 0 | 0 | 0 | 0
DemandResponse | 0 | 0 | 0 | 0 | 0 | 0
IGCC-CCS | 0 | 0 | 0 | 0 | 0 | 0
WT_off | 0 | 0 | 0 | 0 | 0 | 0
PseudoUnit | 0 | 0 | 0 | 0 | 0 | 0
FixedInterchange | 0 | 0 | 0 | 0 | 0 | 0
Cumulative New Build Capacity by Reporting Type: SPP_N
ReportingType | 2015 | 2020 | 2025 | 2030 | 2035 | 2040
BM | 0 | 0 | 0 | 0 | 0 | 0
CC | 0 | 1855.89 | 1855.89 | 2172.79 | 2172.79 | 2172.79
CSP | 0 | 0 | 0 | 0 | 0 | 0
CT | 0 | 0 | 0 | 0 | 0 | 0
Coal | 465.04 | 465.04 | 465.04 | 465.04 | 465.04 | 1540.36
Geo | 0 | 0 | 0 | 0 | 0 | 0
H | 0 | 0 | 0 | 0 | 0 | 0
LFG | 0 | 0 | 95 | 95 | 95 | 95
Nuc | 0 | 0 | 0 | 0 | 0 | 0
PS | 0 | 0 | 0 | 0 | 0 | 0
PV | 0 | 0 | 0 | 0 | 0 | 0
PeakG | 0 | 0 | 0 | 0 | 0 | 0
PeakO | 0 | 0 | 0 | 0 | 0 | 0
ST | 0 | 0 | 0 | 0 | 0 | 0
STOG | 0 | 0 | 0 | 0 | 0 | 0
STWD | 0 | 0 | 0 | 0 | 0 | 0
WT | 0 | 0 | 0 | 271.56 | 1543.36 | 1543.36
IGCC | 0 | 0 | 0 | 0 | 0 | 0
DemandResponse | 0 | 0 | 0 | 0 | 0 | 0
IGCC-CCS | 0 | 0 | 0 | 0 | 0 | 0
WT_off | 0 | 0 | 0 | 0 | 0 | 0
PseudoUnit | 0 | 0 | 0 | 0 | 0 | 0
FixedInterchange | 0 | 0 | 0 | 0 | 0 | 0
Cumulative New Build Capacity by Reporting Type: SPP_S
ReportingType | 2015 | 2020 | 2025 | 2030 | 2035 | 2040
BM | 0 | 0 | 0 | 0 | 0 | 0
CC | 0 | 207.77 | 207.77 | 2142.33 | 2142.33 | 2142.33
CSP | 0 | 0 | 0 | 0 | 0 | 0
CT | 412.99 | 712.99 | 712.99 | 712.99 | 712.99 | 712.99
Coal | 988 | 988 | 988 | 988 | 988 | 988
Geo | 0 | 0 | 0 | 0 | 0 | 0
H | 0 | 0 | 0 | 0 | 0 | 0
LFG | 0 | 0 | 0 | 95 | 95 | 95
Nuc | 0 | 0 | 0 | 0 | 0 | 0
PS | 0 | 0 | 0 | 0 | 0 | 0
PV | 0 | 0 | 0 | 0 | 0 | 0
PeakG | 0 | 0 | 0 | 0 | 0 | 0
PeakO | 0 | 0 | 0 | 0 | 0 | 0
ST | 0 | 0 | 0 | 0 | 0 | 0
STOG | 0 | 0 | 0 | 0 | 0 | 0
STWD | 0 | 0 | 0 | 0 | 0 | 0
WT | 430 | 3068.26 | 3285.49 | 3285.5 | 18939.26 | 19846.72
IGCC | 0 | 0 | 0 | 0 | 0 | 0
DemandResponse | 0 | 0 | 0 | 0 | 0 | 0
IGCC-CCS | 0 | 0 | 0 | 0 | 0 | 0
WT_off | 0 | 0 | 0 | 0 | 0 | 0
PseudoUnit | 0 | 0 | 0 | 0 | 0 | 0
FixedInterchange | 0 | 0 | 0 | 0 | 0 | 0
Cumulative New Build Capacity by Reporting Type: TVA
ReportingType | 2015 | 2020 | 2025 | 2030 | 2035 | 2040
BM | 0 | 0 | 0 | 0 | 0 | 0
CC | 1418 | 3292.25 | 3469.98 | 4428.48 | 4428.48 | 4428.48
CSP | 0 | 0 | 0 | 0 | 0 | 0
CT | 0 | 1824.47 | 1824.47 | 1896.87 | 1896.87 | 1896.87
Coal | 0 | 0 | 0 | 0 | 3568.74 | 5929.94
Geo | 0 | 0 | 0 | 0 | 0 | 0
H | 0 | 0 | 0 | 0 | 0 | 0
LFG | 0 | 0 | 107.4 | 107.4 | 107.4 | 107.4
Nuc | 1697.89 | 1697.89 | 1697.89 | 1697.89 | 1697.89 | 1697.89
PS | 0 | 0 | 0 | 0 | 0 | 0
PV | 0 | 0 | 0 | 0 | 0 | 0
PeakG | 0 | 0 | 0 | 0 | 0 | 0
PeakO | 0 | 0 | 0 | 0 | 0 | 0
ST | 0 | 0 | 0 | 0 | 0 | 0
STOG | 0 | 0 | 0 | 0 | 0 | 0
STWD | 0 | 0 | 0 | 0 | 0 | 0
WT | 0 | 0 | 0 | 0 | 0 | 0
IGCC | 0 | 0 | 0 | 0 | 0 | 0
DemandResponse | 0 | 0 | 0 | 0 | 0 | 0
IGCC-CCS | 0 | 0 | 0 | 0 | 0 | 0
WT_off | 0 | 0 | 0 | 0 | 0 | 0
PseudoUnit | 0 | 0 | 0 | 0 | 0 | 0
FixedInterchange | 0 | 0 | 0 | 0 | 0 | 0
Cumulative New Build Capacity by Reporting Type: TVA_Transmission
ReportingType | 2015 | 2020 | 2025 | 2030 | 2035 | 2040
BM | 0 | 0 | 0 | 0 | 0 | 0
CC | 0 | 0 | 0 | 0 | 0 | 0
CSP | 0 | 0 | 0 | 0 | 0 | 0
CT | 0 | 0 | 0 | 0 | 0 | 0
Coal | 0 | 0 | 0 | 0 | 0 | 0
Geo | 0 | 0 | 0 | 0 | 0 | 0
H | 0 | 0 | 0 | 0 | 0 | 0
LFG | 0 | 0 | 0 | 0 | 0 | 0
Nuc | 0 | 0 | 0 | 0 | 0 | 0
PS | 0 | 0 | 0 | 0 | 0 | 0
PV | 0 | 0 | 0 | 0 | 0 | 0
PeakG | 0 | 0 | 0 | 0 | 0 | 0
PeakO | 0 | 0 | 0 | 0 | 0 | 0
ST | 0 | 0 | 0 | 0 | 0 | 0
STOG | 0 | 0 | 0 | 0 | 0 | 0
STWD | 0 | 0 | 0 | 0 | 0 | 0
WT | 0 | 0 | 0 | 0 | 0 | 0
IGCC | 0 | 0 | 0 | 0 | 0 | 0
DemandResponse | 0 | 0 | 0 | 0 | 0 | 0
IGCC-CCS | 0 | 0 | 0 | 0 | 0 | 0
WT_off | 0 | 0 | 0 | 0 | 0 | 0
PseudoUnit | 0 | 0 | 0 | 0 | 0 | 0
FixedInterchange | 0 | 0 | 0 | 0 | 0 | 0
Cumulative New Build Capacity by Reporting Type: VACAR
ReportingType | 2015 | 2020 | 2025 | 2030 | 2035 | 2040
BM | 0.92 | 348.24 | 1019.66 | 1135 | 1229.65 | 1370.69
CC | 6457.57 | 8141.11 | 8659.91 | 11386.68 | 15945.29 | 20789.36
CSP | 0 | 0 | 0 | 0 | 0 | 0
CT | 717.2 | 717.2 | 717.2 | 717.2 | 2293.17 | 2293.17
Coal | 825 | 825 | 825 | 825 | 825 | 825
Geo | 0 | 0 | 0 | 0 | 0 | 0
H | 0 | 0 | 0 | 0 | 0 | 0
LFG | 0.34 | 107.4 | 107.4 | 107.4 | 107.4 | 107.4
Nuc | 0 | 2330 | 2330 | 2330 | 2330 | 2330
PS | 0 | 0 | 0 | 0 | 0 | 0
PV | 0 | 136.4 | 143.05 | 151.3 | 159.77 | 168.65
PeakG | 0 | 0 | 0 | 0 | 0 | 0
PeakO | 0 | 0 | 0 | 0 | 0 | 0
ST | 0 | 0 | 0 | 0 | 0 | 0
STOG | 0 | 0 | 0 | 0 | 0 | 0
STWD | 0 | 0 | 0 | 0 | 0 | 0
WT | 0.9 | 3500 | 3500 | 3500 | 3500 | 3500
IGCC | 0 | 0 | 0 | 0 | 0 | 0
DemandResponse | 0 | 0 | 0 | 0 | 0 | 0
IGCC-CCS | 0 | 0 | 0 | 0 | 0 | 0
WT_off | 1 | 1 | 1 | 1 | 1 | 1
PseudoUnit | 0 | 0 | 0 | 0 | 0 | 0
FixedInterchange | 0 | 0 | 0 | 0 | 0 | 0
Cumulative New Build Capacity by Reporting Type: IESO
ReportingType | 2015 | 2020 | 2025 | 2030 | 2035 | 2040
BM | 326.33 | 326.33 | 326.33 | 326.33 | 326.33 | 326.33
CC | 1263 | 1263 | 1263 | 1263 | 1263 | 3524.04
CSP | 0 | 0 | 0 | 0 | 0 | 0
CT | 368 | 368 | 368 | 368 | 1205.57 | 1426.03
Coal | 0 | 0 | 0 | 0 | 0 | 0
Geo | 0 | 0 | 0 | 0 | 0 | 0
H | 0 | 0 | 0 | 0 | 0 | 0
LFG | 14.5 | 14.5 | 14.5 | 14.5 | 15 | 15
Nuc | 0 | 0 | 0 | 0 | 0 | 0
PS | 0 | 0 | 0 | 0 | 0 | 0
PV | 1067.26 | 1067.26 | 1067.26 | 1067.26 | 1067.26 | 1067.26
PeakG | 0 | 0 | 0 | 0 | 0 | 0
PeakO | 0 | 0 | 0 | 0 | 0 | 0
ST | 0 | 0 | 0 | 0 | 0 | 0
STOG | 0 | 0 | 0 | 0 | 0 | 0
STWD | 0 | 0 | 0 | 0 | 0 | 0
WT | 2105.9 | 2105.9 | 2105.9 | 2105.9 | 2105.9 | 2105.9
IGCC | 0 | 0 | 0 | 0 | 0 | 0
DemandResponse | 0 | 0 | 0 | 0 | 0 | 0
IGCC-CCS | 0 | 0 | 0 | 0 | 0 | 0
WT_off | 0 | 0 | 0 | 0 | 0 | 0
PseudoUnit | 0 | 0 | 0 | 0 | 0 | 0
FixedInterchange | 0 | 0 | 0 | 0 | 0 | 0
Cumulative New Build Capacity by Reporting Type: MAPP_CA
ReportingType | 2015 | 2020 | 2025 | 2030 | 2035 | 2040
BM | 0 | 0 | 0 | 0 | 0 | 0
CC | 913.07 | 1424.49 | 1598.99 | 2006.79 | 2430.74 | 2430.74
CSP | 0 | 0 | 0 | 0 | 0 | 0
CT | 0 | 0 | 0 | 0 | 0 | 440.75
Coal | 0 | 0 | 0 | 0 | 0 | 0
Geo | 0 | 0 | 0 | 0 | 0 | 0
H | 0 | 0 | 0 | 0 | 0 | 0
LFG | 0 | 0 | 0 | 0 | 0 | 0
Nuc | 0 | 0 | 0 | 0 | 0 | 0
PS | 0 | 0 | 0 | 0 | 0 | 0
PV | 0 | 0 | 0 | 0 | 0 | 0
PeakG | 0 | 0 | 0 | 0 | 0 | 0
PeakO | 0 | 0 | 0 | 0 | 0 | 0
ST | 0 | 0 | 0 | 0 | 0 | 0
STOG | 0 | 0 | 0 | 0 | 0 | 0
STWD | 0 | 0 | 0 | 0 | 0 | 0
WT | 302.4 | 302.4 | 302.4 | 302.4 | 302.4 | 302.4
IGCC | 0 | 0 | 0 | 0 | 0 | 0
DemandResponse | 0 | 0 | 0 | 0 | 0 | 0
IGCC-CCS | 0 | 0 | 0 | 0 | 0 | 0
WT_off | 0 | 0 | 0 | 0 | 0 | 0
PseudoUnit | 0 | 0 | 0 | 0 | 0 | 0
FixedInterchange | 0 | 0 | 0 | 0 | 0 | 0
Cumulative New Build Capacity by Reporting Type: AZ_NM_SNV_Coal
ReportingType | 2015 | 2020 | 2025 | 2030 | 2035 | 2040
BM | 0 | 0 | 0 | 0 | 0 | 0
CC | 0 | 0 | 0 | 0 | 0 | 0
CSP | 0 | 0 | 0 | 0 | 0 | 0
CT | 0 | 0 | 0 | 0 | 0 | 0
Coal | 0 | 0 | 0 | 0 | 648.02 | 7329.56
Geo | 0 | 0 | 0 | 0 | 0 | 0
H | 0 | 0 | 0 | 0 | 0 | 0
LFG | 0 | 0 | 0 | 0 | 0 | 0
Nuc | 0 | 0 | 0 | 0 | 0 | 0
PS | 0 | 0 | 0 | 0 | 0 | 0
PV | 0 | 0 | 0 | 0 | 0 | 0
PeakG | 0 | 0 | 0 | 0 | 0 | 0
PeakO | 0 | 0 | 0 | 0 | 0 | 0
ST | 0 | 0 | 0 | 0 | 0 | 0
STOG | 0 | 0 | 0 | 0 | 0 | 0
STWD | 0 | 0 | 0 | 0 | 0 | 0
WT | 0 | 0 | 0 | 0 | 0 | 0
IGCC | 0 | 0 | 0 | 0 | 0 | 0
DemandResponse | 0 | 0 | 0 | 0 | 0 | 0
IGCC-CCS | 0 | 0 | 0 | 0 | 0 | 0
WT_off | 0 | 0 | 0 | 0 | 0 | 0
PseudoUnit | 0 | 0 | 0 | 0 | 0 | 0
FixedInterchange | 0 | 0 | 0 | 0 | 0 | 0
Cumulative New Build Capacity by Reporting Type: AZ_NM_SNV_Gas
ReportingType | 2015 | 2020 | 2025 | 2030 | 2035 | 2040
BM | 0 | 0 | 0 | 0 | 0 | 0
CC | 668 | 1762.64 | 1880.1 | 4392.85 | 7166.4 | 7166.4
CSP | 0 | 0 | 0 | 0 | 0 | 0
CT | 736 | 736 | 736 | 736 | 736 | 736
Coal | 0 | 0 | 0 | 0 | 0 | 0
Geo | 0 | 0 | 0 | 0 | 0 | 0
H | 0 | 0 | 0 | 0 | 0 | 0
LFG | 0 | 0 | 0 | 0 | 0 | 0
Nuc | 0 | 0 | 0 | 0 | 0 | 0
PS | 0 | 0 | 0 | 0 | 0 | 0
PV | 0 | 0 | 0 | 0 | 0 | 0
PeakG | 0 | 0 | 0 | 0 | 0 | 0
PeakO | 0 | 0 | 0 | 0 | 0 | 0
ST | 0 | 0 | 0 | 0 | 0 | 0
STOG | 0 | 0 | 0 | 0 | 0 | 0
STWD | 0 | 0 | 0 | 0 | 0 | 0
WT | 0 | 0 | 0 | 0 | 0 | 0
IGCC | 0 | 0 | 0 | 0 | 0 | 0
DemandResponse | 0 | 0 | 0 | 0 | 0 | 0
IGCC-CCS | 0 | 0 | 0 | 0 | 0 | 0
WT_off | 0 | 0 | 0 | 0 | 0 | 0
PseudoUnit | 0 | 0 | 0 | 0 | 0 | 0
FixedInterchange | 0 | 0 | 0 | 0 | 0 | 0
Cumulative New Build Capacity by Reporting Type: AZ_NM_SNV_NucRenew
ReportingType | 2015 | 2020 | 2025 | 2030 | 2035 | 2040
BM | 0 | 0 | 0 | 0 | 0 | 0
CC | 0 | 0 | 0 | 0 | 0 | 0
CSP | 0 | 0 | 0 | 0 | 0 | 0
CT | 0 | 0 | 0 | 0 | 0 | 0
Coal | 0 | 0 | 0 | 0 | 0 | 0
Geo | 0 | 0 | 1450 | 1450 | 1450 | 1450
H | 0 | 0 | 0 | 0 | 0 | 0
LFG | 0 | 60.67 | 60.67 | 60.67 | 60.67 | 60.67
Nuc | 0 | 0 | 0 | 0 | 0 | 0
PS | 0 | 0 | 0 | 0 | 0 | 0
PV | 95.7 | 95.7 | 95.7 | 95.7 | 95.7 | 95.7
PeakG | 0 | 0 | 0 | 0 | 0 | 0
PeakO | 0 | 0 | 0 | 0 | 0 | 0
ST | 280 | 744.2 | 1022.53 | 1097.57 | 1097.57 | 1097.57
STOG | 0 | 0 | 0 | 0 | 0 | 0
STWD | 0 | 0 | 0 | 0 | 0 | 0
WT | 65.1 | 9871.25 | 9871.25 | 10179.91 | 10179.91 | 10179.91
IGCC | 0 | 0 | 0 | 0 | 0 | 0
DemandResponse | 0 | 0 | 0 | 0 | 0 | 0
IGCC-CCS | 0 | 0 | 0 | 0 | 0 | 0
WT_off | 0 | 0 | 0 | 0 | 0 | 0
PseudoUnit | 0 | 0 | 0 | 0 | 0 | 0
FixedInterchange | 0 | 0 | 0 | 0 | 0 | 0
Cumulative New Build Capacity by Reporting Type: ERCOT
ReportingType | 2015 | 2020 | 2025 | 2030 | 2035 | 2040
BM | 145 | 145 | 145 | 145 | 145 | 145
CC | 3002.73 | 6129.45 | 6129.45 | 8266.04 | 11044 | 13514.95
CSP | 0 | 0 | 0 | 0 | 0 | 0
CT | 250 | 250 | 250 | 250 | 250 | 250
Coal | 2020 | 2020 | 2020 | 2020 | 2020 | 2020
Geo | 0 | 0 | 0 | 0 | 0 | 0
H | 0 | 0 | 0 | 0 | 0 | 0
LFG | 0 | 0 | 0 | 354 | 354 | 354
Nuc | 0 | 0 | 0 | 0 | 0 | 0
PS | 0 | 0 | 0 | 0 | 0 | 0
PV | 14 | 14 | 14 | 14 | 14 | 14
PeakG | 0 | 0 | 0 | 0 | 0 | 0
PeakO | 0 | 0 | 0 | 0 | 0 | 0
ST | 0 | 0 | 0 | 0 | 0 | 0
STOG | 0 | 0 | 0 | 0 | 0 | 0
STWD | 0 | 0 | 0 | 0 | 0 | 0
WT | 350.1 | 350.1 | 350.1 | 350.1 | 350.1 | 4563.96
IGCC | 0 | 0 | 0 | 0 | 0 | 0
DemandResponse | 0 | 0 | 0 | 0 | 0 | 0
IGCC-CCS | 0 | 0 | 0 | 0 | 0 | 0
WT_off | 0 | 0 | 0 | 0 | 0 | 0
PseudoUnit | 0 | 0 | 0 | 0 | 0 | 0
FixedInterchange | 0 | 0 | 0 | 0 | 0 | 0
Cumulative New Build Capacity by Reporting Type: NP15
ReportingType | 2015 | 2020 | 2025 | 2030 | 2035 | 2040
BM | 0 | 0 | 0 | 0 | 0 | 0
CC | 940 | 940 | 940 | 940 | 940 | 940
CSP | 0 | 0 | 0 | 0 | 0 | 0
CT | 279.73 | 1207.11 | 3845.24 | 8169.62 | 12447.5 | 16834.42
Coal | 0 | 0 | 0 | 0 | 0 | 0
Geo | 0 | 205.36 | 600 | 600 | 600 | 600
H | 0 | 0 | 0 | 0 | 0 | 0
LFG | 0 | 565 | 565 | 565 | 565 | 565
Nuc | 0 | 0 | 0 | 0 | 0 | 0
PS | 0 | 0 | 0 | 0 | 0 | 0
PV | 6.5 | 6.5 | 6.5 | 6.5 | 6.5 | 6.5
PeakG | 0 | 0 | 0 | 0 | 0 | 0
PeakO | 0 | 0 | 0 | 0 | 0 | 0
ST | 29 | 29 | 29 | 29 | 29 | 29
STOG | 0 | 0 | 0 | 0 | 0 | 0
STWD | 0 | 0 | 0 | 0 | 0 | 0
WT | 101.2 | 3400 | 3400 | 3400 | 3400 | 3400
IGCC | 0 | 0 | 0 | 0 | 0 | 0
DemandResponse | 0 | 0 | 0 | 0 | 0 | 0
IGCC-CCS | 0 | 0 | 0 | 0 | 0 | 0
WT_off | 0 | 0 | 0 | 0 | 0 | 0
PseudoUnit | 0 | 0 | 0 | 0 | 0 | 0
FixedInterchange | 0 | 0 | 0 | 0 | 0 | 0
Cumulative New Build Capacity by Reporting Type: NWPP_Coal
ReportingType | 2015 | 2020 | 2025 | 2030 | 2035 | 2040
BM | 0 | 0 | 0 | 0 | 0 | 0
CC | 0 | 0 | 0 | 0 | 0 | 0
CSP | 0 | 0 | 0 | 0 | 0 | 0
CT | 0 | 0 | 0 | 0 | 0 | 0
Coal | 0 | 0 | 0 | 0 | 0 | 0
Geo | 0 | 0 | 0 | 0 | 0 | 0
H | 0 | 0 | 0 | 0 | 0 | 0
LFG | 0 | 0 | 0 | 0 | 0 | 0
Nuc | 0 | 0 | 0 | 0 | 0 | 0
PS | 0 | 0 | 0 | 0 | 0 | 0
PV | 0 | 0 | 0 | 0 | 0 | 0
PeakG | 0 | 0 | 0 | 0 | 0 | 0
PeakO | 0 | 0 | 0 | 0 | 0 | 0
ST | 0 | 0 | 0 | 0 | 0 | 0
STOG | 0 | 0 | 0 | 0 | 0 | 0
STWD | 0 | 0 | 0 | 0 | 0 | 0
WT | 0 | 0 | 0 | 0 | 0 | 0
IGCC | 0 | 0 | 0 | 0 | 0 | 0
DemandResponse | 0 | 0 | 0 | 0 | 0 | 0
IGCC-CCS | 0 | 0 | 0 | 0 | 0 | 0
WT_off | 0 | 0 | 0 | 0 | 0 | 0
PseudoUnit | 0 | 0 | 0 | 0 | 0 | 0
FixedInterchange | 0 | 0 | 0 | 0 | 0 | 0
Cumulative New Build Capacity by Reporting Type: NWPP_Gas
ReportingType | 2015 | 2020 | 2025 | 2030 | 2035 | 2040
BM | 0 | 0 | 0 | 0 | 0 | 0
CC | 300 | 300 | 452.02 | 5317.07 | 8608.86 | 9312.11
CSP | 0 | 0 | 0 | 0 | 0 | 0
CT | 150 | 150 | 150 | 150 | 150 | 150
Coal | 0 | 0 | 0 | 0 | 0.25 | 945.41
Geo | 0 | 0 | 0 | 0 | 0 | 0
H | 0 | 0 | 0 | 0 | 0 | 0
LFG | 0 | 0 | 0 | 0 | 0 | 0
Nuc | 0 | 0 | 0 | 0 | 0 | 0
PS | 0 | 0 | 0 | 0 | 0 | 0
PV | 0 | 0 | 0 | 0 | 0 | 0
PeakG | 0 | 0 | 0 | 0 | 0 | 0
PeakO | 0 | 0 | 0 | 0 | 0 | 0
ST | 0 | 0 | 0 | 0 | 0 | 0
STOG | 0 | 0 | 0 | 0 | 0 | 0
STWD | 0 | 0 | 0 | 0 | 0 | 0
WT | 0 | 0 | 0 | 0 | 0 | 0
IGCC | 0 | 0 | 0 | 0 | 0 | 0
DemandResponse | 0 | 0 | 0 | 0 | 0 | 0
IGCC-CCS | 0 | 0 | 0 | 0 | 0 | 0
WT_off | 0 | 0 | 0 | 0 | 0 | 0
PseudoUnit | 0 | 0 | 0 | 0 | 0 | 0
FixedInterchange | 0 | 0 | 0 | 0 | 0 | 0
Cumulative New Build Capacity by Reporting Type: NWPP_NucRenew
ReportingType | 2015 | 2020 | 2025 | 2030 | 2035 | 2040
BM | 32.55 | 32.55 | 32.55 | 32.55 | 32.55 | 32.55
CC | 0 | 0 | 0 | 0 | 0 | 0
CSP | 0 | 0 | 0 | 0 | 0 | 0
CT | 0 | 0 | 0 | 0 | 0 | 0
Coal | 0 | 0 | 0 | 0 | 0 | 0
Geo | 86 | 86 | 520 | 520 | 520 | 520
H | 0 | 0 | 0 | 0 | 0 | 0
LFG | 25.5 | 39.84 | 270 | 270 | 270 | 270
Nuc | 0 | 0 | 0 | 0 | 0 | 0
PS | 0 | 0 | 0 | 0 | 0 | 0
PV | 0 | 0 | 0 | 0 | 0 | 0
PeakG | 0 | 0 | 0 | 0 | 0 | 0
PeakO | 0 | 0 | 0 | 0 | 0 | 0
ST | 0 | 0 | 0 | 0 | 0 | 0
STOG | 0 | 0 | 0 | 0 | 0 | 0
STWD | 0 | 0 | 0 | 0 | 0 | 0
WT | 977.3 | 977.3 | 977.3 | 977.3 | 977.3 | 977.3
IGCC | 0 | 0 | 0 | 0 | 0 | 0
DemandResponse | 0 | 0 | 0 | 0 | 0 | 0
IGCC-CCS | 0 | 0 | 0 | 0 | 0 | 0
WT_off | 0 | 0 | 0 | 0 | 0 | 0
PseudoUnit | 0 | 0 | 0 | 0 | 0 | 0
FixedInterchange | 0 | 0 | 0 | 0 | 0 | 0
Cumulative New Build Capacity by Reporting Type: RMPA
ReportingType | 2015 | 2020 | 2025 | 2030 | 2035 | 2040
BM | 0 | 0 | 0 | 0 | 0 | 0
CC | 0 | 0 | 0 | 0 | 0 | 0
CSP | 0 | 0 | 0 | 0 | 0 | 0
CT | 152 | 152 | 152 | 152 | 152 | 152
Coal | 390 | 390 | 390 | 507.97 | 1793.17 | 3232.79
Geo | 0 | 419.64 | 2570 | 2570 | 2570 | 2570
H | 0 | 0 | 0 | 0 | 0 | 0
LFG | 1.4 | 30.33 | 30.33 | 30.33 | 30.33 | 30.33
Nuc | 0 | 0 | 0 | 0 | 0 | 0
PS | 0 | 0 | 0 | 0 | 0 | 0
PV | 1 | 1 | 1 | 1 | 1 | 1
PeakG | 0 | 0 | 0 | 0 | 0 | 0
PeakO | 0 | 0 | 0 | 0 | 0 | 0
ST | 3 | 379.1 | 404.82 | 432.27 | 432.27 | 432.27
STOG | 0 | 0 | 0 | 0 | 0 | 0
STWD | 0 | 0 | 0 | 0 | 0 | 0
WT | 765.4 | 765.4 | 765.4 | 765.4 | 765.4 | 765.4
IGCC | 0 | 0 | 0 | 0 | 0 | 0
DemandResponse | 0 | 0 | 0 | 0 | 0 | 0
IGCC-CCS | 0 | 0 | 0 | 0 | 0 | 0
WT_off | 0 | 0 | 0 | 0 | 0 | 0
PseudoUnit | 0 | 0 | 0 | 0 | 0 | 0
FixedInterchange | 0 | 0 | 0 | 0 | 0 | 0
Cumulative New Build Capacity by Reporting Type: SP15
ReportingType | 2015 | 2020 | 2025 | 2030 | 2035 | 2040
BM | 6 | 6 | 6 | 6 | 6 | 6
CC | 409.5 | 409.5 | 409.5 | 409.5 | 409.5 | 409.5
CSP | 0 | 0 | 0 | 0 | 0 | 0
CT | 0 | 0 | 0 | 0 | 0 | 0
Coal | 0 | 0 | 0 | 0 | 0 | 0
Geo | 50 | 1500 | 1500 | 1500 | 1500 | 1500
H | 0 | 0 | 0 | 0 | 0 | 0
LFG | 9.2 | 565 | 565 | 565 | 565 | 565
Nuc | 0 | 0 | 0 | 0 | 0 | 0
PS | 0 | 0 | 0 | 0 | 0 | 0
PV | 3.8 | 3.8 | 3.8 | 3.8 | 3.8 | 3.8
PeakG | 0 | 0 | 0 | 0 | 0 | 0
PeakO | 0 | 0 | 0 | 0 | 0 | 0
ST | 448 | 448 | 448 | 448 | 448 | 448
STOG | 0 | 0 | 0 | 0 | 0 | 0
STWD | 0 | 0 | 0 | 0 | 0 | 0
WT | 735 | 735 | 735 | 735 | 735 | 735
IGCC | 0 | 0 | 0 | 0 | 0 | 0
DemandResponse | 0 | 0 | 0 | 0 | 0 | 0
IGCC-CCS | 0 | 0 | 0 | 0 | 0 | 0
WT_off | 0 | 0 | 0 | 0 | 0 | 0
PseudoUnit | 0 | 0 | 0 | 0 | 0 | 0
FixedInterchange | 0 | 0 | 0 | 0 | 0 | 0
Cumulative New Build Capacity by Reporting Type: ALB
ReportingType | 2015 | 2020 | 2025 | 2030 | 2035 | 2040
BM | 0 | 0 | 0 | 0 | 0 | 0
CC | 393.36 | 1077.47 | 1693.79 | 2606.98 | 3798.79 | 4885.16
CSP | 0 | 0 | 0 | 0 | 0 | 0
CT | 201.5 | 201.5 | 201.5 | 201.5 | 201.5 | 201.5
Coal | 495 | 495 | 495 | 495 | 495 | 495
Geo | 0 | 0 | 0 | 0 | 0 | 0
H | 0 | 0 | 0 | 0 | 0 | 0
LFG | 0 | 0 | 0 | 0 | 0 | 0
Nuc | 0 | 0 | 0 | 0 | 0 | 0
PS | 0 | 0 | 0 | 0 | 0 | 0
PV | 0 | 0 | 0 | 0 | 0 | 0
PeakG | 0 | 0 | 0 | 0 | 0 | 0
PeakO | 0 | 0 | 0 | 0 | 0 | 0
ST | 0 | 0 | 0 | 0 | 0 | 0
STOG | 0 | 0 | 0 | 0 | 0 | 0
STWD | 0 | 0 | 0 | 0 | 0 | 0
WT | 9 | 9 | 9 | 9 | 9 | 9
IGCC | 0 | 0 | 0 | 0 | 0 | 0
DemandResponse | 0 | 0 | 0 | 0 | 0 | 0
IGCC-CCS | 0 | 0 | 0 | 0 | 0 | 0
WT_off | 0 | 0 | 0 | 0 | 0 | 0
PseudoUnit | 0 | 0 | 0 | 0 | 0 | 0
FixedInterchange | 0 | 0 | 0 | 0 | 0 | 0
Cumulative New Build Capacity by Reporting Type: BC
ReportingType | 2015 | 2020 | 2025 | 2030 | 2035 | 2040
BM | 0 | 0 | 0 | 0 | 0 | 0
CC | 1140.35 | 1575 | 2229.21 | 2760.28 | 3538.97 | 4355.81
CSP | 0 | 0 | 0 | 0 | 0 | 0
CT | 0 | 0 | 0 | 0 | 0 | 0
Coal | 0 | 0 | 0 | 0 | 0 | 0
Geo | 0 | 0 | 0 | 0 | 0 | 0
H | 0 | 0 | 0 | 0 | 0 | 0
LFG | 0 | 0 | 0 | 0 | 0 | 0
Nuc | 0 | 0 | 0 | 0 | 0 | 0
PS | 0 | 0 | 0 | 0 | 0 | 0
PV | 0 | 0 | 0 | 0 | 0 | 0
PeakG | 0 | 0 | 0 | 0 | 0 | 0
PeakO | 0 | 0 | 0 | 0 | 0 | 0
ST | 0 | 0 | 0 | 0 | 0 | 0
STOG | 0 | 0 | 0 | 0 | 0 | 0
STWD | 0 | 0 | 0 | 0 | 0 | 0
WT | 144 | 144 | 144 | 144 | 144 | 144
IGCC | 0 | 0 | 0 | 0 | 0 | 0
DemandResponse | 0 | 0 | 0 | 0 | 0 | 0
IGCC-CCS | 0 | 0 | 0 | 0 | 0 | 0
WT_off | 0 | 0 | 0 | 0 | 0 | 0
PseudoUnit | 0 | 0 | 0 | 0 | 0 | 0
FixedInterchange | 0 | 0 | 0 | 0 | 0 | 0
Cumulative New Build Capacity by Reporting Type: HQ_IESO
ReportingType | 2015 | 2020 | 2025 | 2030 | 2035 | 2040
BM | 0 | 0 | 0 | 0 | 0 | 0
CC | 0 | 0 | 0 | 0 | 0 | 0
CSP | 0 | 0 | 0 | 0 | 0 | 0
CT | 0 | 0 | 0 | 0 | 0 | 0
Coal | 0 | 0 | 0 | 0 | 0 | 0
Geo | 0 | 0 | 0 | 0 | 0 | 0
H | 0 | 0 | 0 | 0 | 0 | 0
LFG | 0 | 0 | 0 | 0 | 0 | 0
Nuc | 0 | 0 | 0 | 0 | 0 | 0
PS | 0 | 0 | 0 | 0 | 0 | 0
PV | 0 | 0 | 0 | 0 | 0 | 0
PeakG | 0 | 0 | 0 | 0 | 0 | 0
PeakO | 0 | 0 | 0 | 0 | 0 | 0
ST | 0 | 0 | 0 | 0 | 0 | 0
STOG | 0 | 0 | 0 | 0 | 0 | 0
STWD | 0 | 0 | 0 | 0 | 0 | 0
WT | 0 | 0 | 0 | 0 | 0 | 0
IGCC | 0 | 0 | 0 | 0 | 0 | 0
DemandResponse | 0 | 0 | 0 | 0 | 0 | 0
IGCC-CCS | 0 | 0 | 0 | 0 | 0 | 0
WT_off | 0 | 0 | 0 | 0 | 0 | 0
PseudoUnit | 0 | 0 | 0 | 0 | 0 | 0
FixedInterchange | 0 | 0 | 0 | 0 | 0 | 0
Cumulative New Build Capacity by Reporting Type: HQ_NEISO
ReportingType | 2015 | 2020 | 2025 | 2030 | 2035 | 2040
BM | 0 | 0 | 0 | 0 | 0 | 0
CC | 0 | 0 | 0 | 0 | 0 | 0
CSP | 0 | 0 | 0 | 0 | 0 | 0
CT | 0 | 0 | 0 | 0 | 0 | 0
Coal | 0 | 0 | 0 | 0 | 0 | 0
Geo | 0 | 0 | 0 | 0 | 0 | 0
H | 0 | 0 | 0 | 0 | 0 | 0
LFG | 0 | 0 | 0 | 0 | 0 | 0
Nuc | 0 | 0 | 0 | 0 | 0 | 0
PS | 0 | 0 | 0 | 0 | 0 | 0
PV | 0 | 0 | 0 | 0 | 0 | 0
PeakG | 0 | 0 | 0 | 0 | 0 | 0
PeakO | 0 | 0 | 0 | 0 | 0 | 0
ST | 0 | 0 | 0 | 0 | 0 | 0
STOG | 0 | 0 | 0 | 0 | 0 | 0
STWD | 0 | 0 | 0 | 0 | 0 | 0
WT | 0 | 0 | 0 | 0 | 0 | 0
IGCC | 0 | 0 | 0 | 0 | 0 | 0
DemandResponse | 0 | 0 | 0 | 0 | 0 | 0
IGCC-CCS | 0 | 0 | 0 | 0 | 0 | 0
WT_off | 0 | 0 | 0 | 0 | 0 | 0
PseudoUnit | 0 | 0 | 0 | 0 | 0 | 0
FixedInterchange | 0 | 0 | 0 | 0 | 0 | 0
Cumulative New Build Capacity by Reporting Type: HQ_NY
ReportingType | 2015 | 2020 | 2025 | 2030 | 2035 | 2040
BM | 0 | 0 | 0 | 0 | 0 | 0
CC | 0 | 0 | 0 | 0 | 0 | 0
CSP | 0 | 0 | 0 | 0 | 0 | 0
CT | 0 | 0 | 0 | 0 | 0 | 0
Coal | 0 | 0 | 0 | 0 | 0 | 0
Geo | 0 | 0 | 0 | 0 | 0 | 0
H | 0 | 0 | 0 | 0 | 0 | 0
LFG | 0 | 0 | 0 | 0 | 0 | 0
Nuc | 0 | 0 | 0 | 0 | 0 | 0
PS | 0 | 0 | 0 | 0 | 0 | 0
PV | 0 | 0 | 0 | 0 | 0 | 0
PeakG | 0 | 0 | 0 | 0 | 0 | 0
PeakO | 0 | 0 | 0 | 0 | 0 | 0
ST | 0 | 0 | 0 | 0 | 0 | 0
STOG | 0 | 0 | 0 | 0 | 0 | 0
STWD | 0 | 0 | 0 | 0 | 0 | 0
WT | 0 | 0 | 0 | 0 | 0 | 0
IGCC | 0 | 0 | 0 | 0 | 0 | 0
DemandResponse | 0 | 0 | 0 | 0 | 0 | 0
IGCC-CCS | 0 | 0 | 0 | 0 | 0 | 0
WT_off | 0 | 0 | 0 | 0 | 0 | 0
PseudoUnit | 0 | 0 | 0 | 0 | 0 | 0
FixedInterchange | 0 | 0 | 0 | 0 | 0 | 0
Cumulative New Build Capacity by Reporting Type: MARITIMES
ReportingType | 2015 | 2020 | 2025 | 2030 | 2035 | 2040
BM | 0 | 0 | 0 | 0 | 0 | 0
CC | 0 | 0 | 0 | 0 | 0 | 0
CSP | 0 | 0 | 0 | 0 | 0 | 0
CT | 0 | 0 | 0 | 0 | 0 | 0
Coal | 0 | 0 | 0 | 0 | 0 | 0
Geo | 0 | 0 | 0 | 0 | 0 | 0
H | 0 | 0 | 0 | 0 | 0 | 0
LFG | 0 | 0 | 0 | 0 | 0 | 0
Nuc | 0 | 0 | 0 | 0 | 0 | 0
PS | 0 | 0 | 0 | 0 | 0 | 0
PV | 0 | 0 | 0 | 0 | 0 | 0
PeakG | 0 | 0 | 0 | 0 | 0 | 0
PeakO | 0 | 0 | 0 | 0 | 0 | 0
ST | 0 | 0 | 0 | 0 | 0 | 0
STOG | 0 | 0 | 0 | 0 | 0 | 0
STWD | 0 | 0 | 0 | 0 | 0 | 0
WT | 0 | 0 | 0 | 0 | 0 | 0
IGCC | 0 | 0 | 0 | 0 | 0 | 0
DemandResponse | 0 | 0 | 0 | 0 | 0 | 0
IGCC-CCS | 0 | 0 | 0 | 0 | 0 | 0
WT_off | 0 | 0 | 0 | 0 | 0 | 0
PseudoUnit | 0 | 0 | 0 | 0 | 0 | 0
FixedInterchange | 0 | 0 | 0 | 0 | 0 | 0
Cumulative New Build Capacity by Reporting Type: All
ReportingType | 2015 | 2020 | 2025 | 2030 | 2035 | 2040
BM | 1251 | 1598.33 | 2269.75 | 2385.09 | 2479.74 | 2620.77
CC | 37577.19 | 60652.44 | 66797.6 | 99304.58 | 142605.08 | 176103.18
CSP | 0 | 0 | 0 | 0 | 0 | 0
CT | 6460.93 | 11790.04 | 14950.97 | 23179.48 | 35182.15 | 42920.26
Coal | 10763.64 | 10763.64 | 10763.64 | 10881.61 | 22405 | 48180.18
Geo | 136 | 2211 | 6640 | 6640 | 6640 | 6640
H | 0 | 0 | 0 | 0 | 0 | 0
LFG | 192 | 2145 | 4355 | 5078.5 | 5079 | 5079
Nuc | 2740.56 | 7270.56 | 7270.56 | 7270.56 | 7270.56 | 7270.56
PS | 0 | 0 | 0 | 0 | 0 | 0
PV | 1246 | 3449.49 | 4543.35 | 4795.09 | 4910 | 5028.9
PeakG | 0 | 0 | 0 | 0 | 0 | 0
PeakO | 0 | 0 | 0 | 0 | 0 | 0
ST | 760 | 1600.3 | 1904.35 | 2006.84 | 2006.84 | 2006.84
STOG | 0 | 0 | 0 | 0 | 0 | 0
STWD | 0 | 0 | 0 | 0 | 0 | 0
WT | 25342 | 50595.37 | 57540.37 | 65688.7 | 84145.11 | 91224.82
IGCC | 618 | 618 | 618 | 618 | 618 | 618
DemandResponse | 0 | 0 | 0 | 0 | 0 | 0
IGCC-CCS | 0 | 0 | 0 | 0 | 0 | 0
WT_off | 469 | 469 | 1569 | 1569 | 1569 | 1569
PseudoUnit | 0 | 0 | 0 | 0 | 0 | 0
FixedInterchange | 0 | 0 | 0 | 0 | 0 | 0
Cumulative New Build Capacity by Reporting Type: EI_US
ReportingType | 2015 | 2020 | 2025 | 2030 | 2035 | 2040
BM | 741.12 | 1088.44 | 1759.86 | 1875.2 | 1969.85 | 2110.89
CC | 28547.18 | 45770.88 | 50201.54 | 71342.06 | 103404.82 | 129564.47
CSP | 0 | 0 | 0 | 0 | 0 | 0
CT | 4323.69 | 8725.43 | 9248.23 | 13152.36 | 20039.59 | 22729.57
Coal | 7858.64 | 7858.64 | 7858.64 | 7858.64 | 17448.56 | 34157.42
Geo | 0 | 0 | 0 | 0 | 0 | 0
H | 0 | 0 | 0 | 0 | 0 | 0
LFG | 141.4 | 869.66 | 2849.5 | 3219 | 3219 | 3219
Nuc | 2740.56 | 7270.56 | 7270.56 | 7270.56 | 7270.56 | 7270.56
PS | 0 | 0 | 0 | 0 | 0 | 0
PV | 57.74 | 2261.23 | 3355.1 | 3606.84 | 3721.75 | 3840.65
PeakG | 0 | 0 | 0 | 0 | 0 | 0
PeakO | 0 | 0 | 0 | 0 | 0 | 0
ST | 0 | 0 | 0 | 0 | 0 | 0
STOG | 0 | 0 | 0 | 0 | 0 | 0
STWD | 0 | 0 | 0 | 0 | 0 | 0
WT | 19786.6 | 31935.01 | 38880.02 | 46719.69 | 65176.1 | 68041.95
IGCC | 618 | 618 | 618 | 618 | 618 | 618
DemandResponse | 0 | 0 | 0 | 0 | 0 | 0
IGCC-CCS | 0 | 0 | 0 | 0 | 0 | 0
WT_off | 469 | 469 | 1569 | 1569 | 1569 | 1569
PseudoUnit | 0 | 0 | 0 | 0 | 0 | 0
FixedInterchange | 0 | 0 | 0 | 0 | 0 | 0
Cumulative New Build Capacity by Reporting Type: EI_Canada
ReportingType | 2015 | 2020 | 2025 | 2030 | 2035 | 2040
BM | 326.33 | 326.33 | 326.33 | 326.33 | 326.33 | 326.33
CC | 2176.07 | 2687.49 | 2861.99 | 3269.79 | 3693.74 | 5954.78
CSP | 0 | 0 | 0 | 0 | 0 | 0
CT | 368 | 368 | 368 | 368 | 1205.57 | 1866.77
Coal | 0 | 0 | 0 | 0 | 0 | 0
Geo | 0 | 0 | 0 | 0 | 0 | 0
H | 0 | 0 | 0 | 0 | 0 | 0
LFG | 14.5 | 14.5 | 14.5 | 14.5 | 15 | 15
Nuc | 0 | 0 | 0 | 0 | 0 | 0
PS | 0 | 0 | 0 | 0 | 0 | 0
PV | 1067.26 | 1067.26 | 1067.26 | 1067.26 | 1067.26 | 1067.26
PeakG | 0 | 0 | 0 | 0 | 0 | 0
PeakO | 0 | 0 | 0 | 0 | 0 | 0
ST | 0 | 0 | 0 | 0 | 0 | 0
STOG | 0 | 0 | 0 | 0 | 0 | 0
STWD | 0 | 0 | 0 | 0 | 0 | 0
WT | 2408.3 | 2408.3 | 2408.3 | 2408.3 | 2408.3 | 2408.3
IGCC | 0 | 0 | 0 | 0 | 0 | 0
DemandResponse | 0 | 0 | 0 | 0 | 0 | 0
IGCC-CCS | 0 | 0 | 0 | 0 | 0 | 0
WT_off | 0 | 0 | 0 | 0 | 0 | 0
PseudoUnit | 0 | 0 | 0 | 0 | 0 | 0
FixedInterchange | 0 | 0 | 0 | 0 | 0 | 0
Cumulative New Build Capacity by Reporting Type: EI
ReportingType | 2015 | 2020 | 2025 | 2030 | 2035 | 2040
BM | 1067.45 | 1414.78 | 2086.2 | 2201.54 | 2296.19 | 2437.22
CC | 30723.26 | 48458.38 | 53063.53 | 74611.85 | 107098.56 | 135519.25
CSP | 0 | 0 | 0 | 0 | 0 | 0
CT | 4691.69 | 9093.43 | 9616.23 | 13520.36 | 21245.16 | 24596.34
Coal | 7858.64 | 7858.64 | 7858.64 | 7858.64 | 17448.56 | 34157.42
Geo | 0 | 0 | 0 | 0 | 0 | 0
H | 0 | 0 | 0 | 0 | 0 | 0
LFG | 155.9 | 884.16 | 2864 | 3233.5 | 3234 | 3234
Nuc | 2740.56 | 7270.56 | 7270.56 | 7270.56 | 7270.56 | 7270.56
PS | 0 | 0 | 0 | 0 | 0 | 0
PV | 1125 | 3328.49 | 4422.35 | 4674.09 | 4789 | 4907.9
PeakG | 0 | 0 | 0 | 0 | 0 | 0
PeakO | 0 | 0 | 0 | 0 | 0 | 0
ST | 0 | 0 | 0 | 0 | 0 | 0
STOG | 0 | 0 | 0 | 0 | 0 | 0
STWD | 0 | 0 | 0 | 0 | 0 | 0
WT | 22194.9 | 34343.31 | 41288.32 | 49127.99 | 67584.4 | 70450.25
IGCC | 618 | 618 | 618 | 618 | 618 | 618
DemandResponse | 0 | 0 | 0 | 0 | 0 | 0
IGCC-CCS | 0 | 0 | 0 | 0 | 0 | 0
WT_off | 469 | 469 | 1569 | 1569 | 1569 | 1569
PseudoUnit | 0 | 0 | 0 | 0 | 0 | 0
FixedInterchange | 0 | 0 | 0 | 0 | 0 | 0
Cumulative New Build Capacity by Reporting Type: Outside_EI
ReportingType | 2015 | 2020 | 2025 | 2030 | 2035 | 2040
BM | 183.55 | 183.55 | 183.55 | 183.55 | 183.55 | 183.55
CC | 6853.93 | 12194.06 | 13734.07 | 24692.73 | 35506.52 | 40583.93
CSP | 0 | 0 | 0 | 0 | 0 | 0
CT | 1769.23 | 2696.61 | 5334.74 | 9659.12 | 13937 | 18323.92
Coal | 2905 | 2905 | 2905 | 3022.97 | 4956.43 | 14022.76
Geo | 136 | 2211 | 6640 | 6640 | 6640 | 6640
H | 0 | 0 | 0 | 0 | 0 | 0
LFG | 36.1 | 1260.84 | 1491 | 1845 | 1845 | 1845
Nuc | 0 | 0 | 0 | 0 | 0 | 0
PS | 0 | 0 | 0 | 0 | 0 | 0
PV | 121 | 121 | 121 | 121 | 121 | 121
PeakG | 0 | 0 | 0 | 0 | 0 | 0
PeakO | 0 | 0 | 0 | 0 | 0 | 0
ST | 760 | 1600.3 | 1904.35 | 2006.84 | 2006.84 | 2006.84
STOG | 0 | 0 | 0 | 0 | 0 | 0
STWD | 0 | 0 | 0 | 0 | 0 | 0
WT | 3147.1 | 16252.06 | 16252.06 | 16560.71 | 16560.71 | 20774.56
IGCC | 0 | 0 | 0 | 0 | 0 | 0
DemandResponse | 0 | 0 | 0 | 0 | 0 | 0
IGCC-CCS | 0 | 0 | 0 | 0 | 0 | 0
WT_off | 0 | 0 | 0 | 0 | 0 | 0
PseudoUnit | 0 | 0 | 0 | 0 | 0 | 0
FixedInterchange | 0 | 0 | 0 | 0 | 0 | 0
#3 | Retirements of Capacity (MW)
Retirements of Capacity by Reporting Type: Entergy
ReportingType | 2015 | 2020 | 2025 | 2030 | 2035 | 2040
BM | 0 | 0 | 0 | 0 | 0 | 0
CC | 0 | 0 | 0 | 0 | 0 | 0
CSP | 0 | 0 | 0 | 0 | 0 | 0
CT | 0 | 0 | 0 | 0 | 0 | 0
Coal | 892.9 | 0 | 0 | 0 | 0 | 0
Geo | 0 | 0 | 0 | 0 | 0 | 0
H | 0 | 0 | 0 | 0 | 0 | 0
LFG | 0 | 0 | 0 | 0 | 0 | 0
Nuc | 0 | 0 | 0 | 0 | 842 | 997
PS | 0 | 0 | 0 | 0 | 0 | 0
PV | 0 | 0 | 0 | 0 | 0 | 0
PeakG | 0 | 0 | 0 | 0 | 0 | 0
PeakO | 0 | 0 | 0 | 0 | 0 | 0
ST | 0 | 0 | 0 | 0 | 0 | 0
STOG | 11723.75 | 0 | 419.12 | 0 | 0 | 0
STWD | 0 | 0 | 0 | 0 | 0 | 0
WT | 0 | 0 | 0 | 0 | 0 | 0
IGCC | 0 | 0 | 0 | 0 | 0 | 0
DemandResponse | 0 | 0 | 0 | 0 | 0 | 0
IGCC-CCS | 0 | 0 | 0 | 0 | 0 | 0
WT_off | 0 | 0 | 0 | 0 | 0 | 0
PseudoUnit | 0 | 0 | 0 | 0 | 0 | 0
FixedInterchange | 0 | 0 | 0 | 0 | 0 | 0
Retirements of Capacity by Reporting Type: FRCC
ReportingType | 2015 | 2020 | 2025 | 2030 | 2035 | 2040
BM | 0 | 0 | 0 | 0 | 0 | 0
CC | 0 | 0 | 0 | 0 | 0 | 0
CSP | 0 | 0 | 0 | 0 | 0 | 0
CT | 0 | 0 | 0 | 0 | 0 | 0
Coal | 466 | 869 | 0 | 0 | 0 | 0
Geo | 0 | 0 | 0 | 0 | 0 | 0
H | 0 | 0 | 0 | 0 | 0 | 0
LFG | 0 | 0 | 0 | 0 | 0 | 0
Nuc | 0 | 0 | 0 | 0 | 1615.33 | 1677
PS | 0 | 0 | 0 | 0 | 0 | 0
PV | 0 | 0 | 0 | 0 | 0 | 0
PeakG | 0 | 0 | 0 | 0 | 0 | 0
PeakO | 0 | 0 | 0 | 0 | 0 | 0
ST | 0 | 0 | 0 | 0 | 0 | 0
STOG | 5480.16 | 365.61 | 0 | 0 | 0 | 0
STWD | 0 | 0 | 0 | 0 | 0 | 0
WT | 0 | 0 | 0 | 0 | 0 | 0
IGCC | 0 | 0 | 0 | 0 | 0 | 0
DemandResponse | 0 | 0 | 0 | 0 | 0 | 0
IGCC-CCS | 0 | 0 | 0 | 0 | 0 | 0
WT_off | 0 | 0 | 0 | 0 | 0 | 0
PseudoUnit | 0 | 0 | 0 | 0 | 0 | 0
FixedInterchange | 0 | 0 | 0 | 0 | 0 | 0
Retirements of Capacity by Reporting Type: MAPP_US
ReportingType | 2015 | 2020 | 2025 | 2030 | 2035 | 2040
BM | 0 | 0 | 0 | 0 | 0 | 0
CC | 0 | 0 | 0 | 0 | 0 | 0
CSP | 0 | 0 | 0 | 0 | 0 | 0
CT | 0 | 0 | 0 | 0 | 0 | 0
Coal | 715.5 | 174.81 | 0 | 0 | 0 | 0
Geo | 0 | 0 | 0 | 0 | 0 | 0
H | 0 | 0 | 0 | 0 | 0 | 0
LFG | 0 | 0 | 0 | 0 | 0 | 0
Nuc | 0 | 0 | 0 | 0 | 0 | 0
PS | 0 | 0 | 0 | 0 | 0 | 0
PV | 0 | 0 | 0 | 0 | 0 | 0
PeakG | 0 | 0 | 0 | 0 | 0 | 0
PeakO | 246 | 0 | 0 | 0 | 0 | 0
ST | 0 | 0 | 0 | 0 | 0 | 0
STOG | 36 | 0 | 0 | 0 | 0 | 0
STWD | 0 | 0 | 0 | 0 | 0 | 0
WT | 0 | 0 | 0 | 0 | 0 | 0
IGCC | 0 | 0 | 0 | 0 | 0 | 0
DemandResponse | 0 | 0 | 0 | 0 | 0 | 0
IGCC-CCS | 0 | 0 | 0 | 0 | 0 | 0
WT_off | 0 | 0 | 0 | 0 | 0 | 0
PseudoUnit | 0 | 0 | 0 | 0 | 0 | 0
FixedInterchange | 0 | 0 | 0 | 0 | 0 | 0
Retirements of Capacity by Reporting Type: MISO_IN
ReportingType | 2015 | 2020 | 2025 | 2030 | 2035 | 2040
BM | 0 | 0 | 0 | 0 | 0 | 0
CC | 0 | 0 | 0 | 0 | 0 | 0
CSP | 0 | 0 | 0 | 0 | 0 | 0
CT | 0 | 0 | 0 | 0 | 0 | 0
Coal | 1288.81 | 72.09 | 0 | 0 | 0 | 0
Geo | 0 | 0 | 0 | 0 | 0 | 0
H | 0 | 0 | 0 | 0 | 0 | 0
LFG | 0 | 0 | 0 | 0 | 0 | 0
Nuc | 0 | 0 | 0 | 0 | 0 | 0
PS | 0 | 0 | 0 | 0 | 0 | 0
PV | 0 | 0 | 0 | 0 | 0 | 0
PeakG | 0 | 0 | 0 | 0 | 0 | 0
PeakO | 0 | 0 | 0 | 0 | 0 | 0
ST | 0 | 0 | 0 | 0 | 0 | 0
STOG | 0 | 0 | 0 | 0 | 0 | 0
STWD | 0 | 0 | 0 | 0 | 0 | 0
WT | 0 | 0 | 0 | 0 | 0 | 0
IGCC | 0 | 0 | 0 | 0 | 0 | 0
DemandResponse | 0 | 0 | 0 | 0 | 0 | 0
IGCC-CCS | 0 | 0 | 0 | 0 | 0 | 0
WT_off | 0 | 0 | 0 | 0 | 0 | 0
PseudoUnit | 0 | 0 | 0 | 0 | 0 | 0
FixedInterchange | 0 | 0 | 0 | 0 | 0 | 0
Retirements of Capacity by Reporting Type: MISO_MI
ReportingType | 2015 | 2020 | 2025 | 2030 | 2035 | 2040
BM | 0 | 0 | 0 | 0 | 0 | 0
CC | 0 | 0 | 0 | 0 | 0 | 0
CSP | 0 | 0 | 0 | 0 | 0 | 0
CT | 0 | 0 | 0 | 0 | 0 | 0
Coal | 2326 | 1187 | 0 | 0 | 0 | 0
Geo | 0 | 0 | 0 | 0 | 0 | 0
H | 0 | 0 | 0 | 0 | 0 | 0
LFG | 0 | 0 | 0 | 0 | 0 | 0
Nuc | 0 | 0 | 0 | 0 | 778 | 0
PS | 0 | 0 | 0 | 0 | 0 | 0
PV | 0 | 0 | 0 | 0 | 0 | 0
PeakG | 0 | 0 | 0 | 0 | 0 | 0
PeakO | 0 | 0 | 0 | 0 | 0 | 0
ST | 0 | 0 | 0 | 0 | 0 | 0
STOG | 0 | 0 | 0 | 0 | 0 | 0
STWD | 0 | 0 | 0 | 0 | 0 | 0
WT | 0 | 0 | 0 | 0 | 0 | 0
IGCC | 0 | 0 | 0 | 0 | 0 | 0
DemandResponse | 0 | 0 | 0 | 0 | 0 | 0
IGCC-CCS | 0 | 0 | 0 | 0 | 0 | 0
WT_off | 0 | 0 | 0 | 0 | 0 | 0
PseudoUnit | 0 | 0 | 0 | 0 | 0 | 0
FixedInterchange | 0 | 0 | 0 | 0 | 0 | 0
Retirements of Capacity by Reporting Type: MISO_MO-IL
ReportingType | 2015 | 2020 | 2025 | 2030 | 2035 | 2040
BM | 0 | 0 | 0 | 0 | 0 | 0
CC | 0 | 0 | 0 | 0 | 0 | 0
CSP | 0 | 0 | 0 | 0 | 0 | 0
CT | 0 | 0 | 0 | 0 | 0 | 0
Coal | 1024.7 | 1032 | 0 | 0 | 0 | 0
Geo | 0 | 0 | 0 | 0 | 0 | 0
H | 0 | 0 | 0 | 0 | 0 | 0
LFG | 0 | 0 | 0 | 0 | 0 | 0
Nuc | 0 | 0 | 0 | 0 | 0 | 0
PS | 0 | 0 | 0 | 0 | 0 | 0
PV | 0 | 0 | 0 | 0 | 0 | 0
PeakG | 0 | 0 | 0 | 0 | 0 | 0
PeakO | 0 | 0 | 0 | 0 | 0 | 0
ST | 0 | 0 | 0 | 0 | 0 | 0
STOG | 0 | 0 | 0 | 0 | 0 | 0
STWD | 0 | 0 | 0 | 0 | 0 | 0
WT | 0 | 0 | 0 | 0 | 0 | 0
IGCC | 0 | 0 | 0 | 0 | 0 | 0
DemandResponse | 0 | 0 | 0 | 0 | 0 | 0
IGCC-CCS | 0 | 0 | 0 | 0 | 0 | 0
WT_off | 0 | 0 | 0 | 0 | 0 | 0
PseudoUnit | 0 | 0 | 0 | 0 | 0 | 0
FixedInterchange | 0 | 0 | 0 | 0 | 0 | 0
Retirements of Capacity by Reporting Type: MISO_W
ReportingType | 2015 | 2020 | 2025 | 2030 | 2035 | 2040
BM | 0 | 0 | 0 | 0 | 0 | 0
CC | 0 | 0 | 0 | 0 | 0 | 0
CSP | 0 | 0 | 0 | 0 | 0 | 0
CT | 0 | 0 | 0 | 0 | 0 | 0
Coal | 1997.95 | 921.41 | 0 | 0 | 0 | 0
Geo | 0 | 0 | 0 | 0 | 0 | 0
H | 0 | 0 | 0 | 0 | 0 | 0
LFG | 0 | 0 | 0 | 0 | 0 | 0
Nuc | 0 | 0 | 0 | 0 | 2361.23 | 0
PS | 0 | 0 | 0 | 0 | 0 | 0
PV | 0 | 0 | 0 | 0 | 0 | 0
PeakG | 0 | 0 | 0 | 0 | 0 | 0
PeakO | 0 | 0 | 0 | 0 | 0 | 0
ST | 0 | 0 | 0 | 0 | 0 | 0
STOG | 0 | 0 | 0 | 0 | 0 | 0
STWD | 0 | 0 | 0 | 0 | 0 | 0
WT | 0 | 0 | 0 | 0 | 0 | 0
IGCC | 0 | 0 | 0 | 0 | 0 | 0
DemandResponse | 0 | 0 | 0 | 0 | 0 | 0
IGCC-CCS | 0 | 0 | 0 | 0 | 0 | 0
WT_off | 0 | 0 | 0 | 0 | 0 | 0
PseudoUnit | 0 | 0 | 0 | 0 | 0 | 0
FixedInterchange | 0 | 0 | 0 | 0 | 0 | 0
Retirements of Capacity by Reporting Type: MISO_WUMS
ReportingType | 2015 | 2020 | 2025 | 2030 | 2035 | 2040
BM | 0 | 0 | 0 | 0 | 0 | 0
CC | 0 | 0 | 0 | 0 | 0 | 0
CSP | 0 | 0 | 0 | 0 | 0 | 0
CT | 0 | 0 | 0 | 0 | 0 | 0
Coal | 2411.1 | 261 | 0 | 0 | 0 | 0
Geo | 0 | 0 | 0 | 0 | 0 | 0
H | 0 | 0 | 0 | 0 | 0 | 0
LFG | 0 | 0 | 0 | 0 | 0 | 0
Nuc | 0 | 0 | 0 | 0 | 1816.9 | 0
PS | 0 | 0 | 0 | 0 | 0 | 0
PV | 0 | 0 | 0 | 0 | 0 | 0
PeakG | 0 | 0 | 0 | 0 | 0 | 0
PeakO | 0 | 0 | 0 | 0 | 0 | 0
ST | 0 | 0 | 0 | 0 | 0 | 0
STOG | 59.5 | 0 | 0 | 0 | 0 | 0
STWD | 0 | 0 | 0 | 0 | 0 | 0
WT | 0 | 0 | 0 | 0 | 0 | 0
IGCC | 0 | 0 | 0 | 0 | 0 | 0
DemandResponse | 0 | 0 | 0 | 0 | 0 | 0
IGCC-CCS | 0 | 0 | 0 | 0 | 0 | 0
WT_off | 0 | 0 | 0 | 0 | 0 | 0
PseudoUnit | 0 | 0 | 0 | 0 | 0 | 0
FixedInterchange | 0 | 0 | 0 | 0 | 0 | 0
Retirements of Capacity by Reporting Type: Nebraska
ReportingType | 2015 | 2020 | 2025 | 2030 | 2035 | 2040
BM | 0 | 0 | 0 | 0 | 0 | 0
CC | 0 | 0 | 0 | 0 | 0 | 0
CSP | 0 | 0 | 0 | 0 | 0 | 0
CT | 0 | 0 | 0 | 0 | 0 | 0
Coal | 0 | 0 | 0 | 0 | 0 | 0
Geo | 0 | 0 | 0 | 0 | 0 | 0
H | 0 | 0 | 0 | 0 | 0 | 0
LFG | 0 | 0 | 0 | 0 | 0 | 0
Nuc | 0 | 0 | 0 | 0 | 1251.8 | 0
PS | 0 | 0 | 0 | 0 | 0 | 0
PV | 0 | 0 | 0 | 0 | 0 | 0
PeakG | 0 | 0 | 0 | 0 | 0 | 0
PeakO | 0 | 0 | 0 | 0 | 0 | 0
ST | 0 | 0 | 0 | 0 | 0 | 0
STOG | 270 | 0 | 0 | 0 | 0 | 0
STWD | 0 | 0 | 0 | 0 | 0 | 0
WT | 0 | 0 | 0 | 0 | 0 | 0
IGCC | 0 | 0 | 0 | 0 | 0 | 0
DemandResponse | 0 | 0 | 0 | 0 | 0 | 0
IGCC-CCS | 0 | 0 | 0 | 0 | 0 | 0
WT_off | 0 | 0 | 0 | 0 | 0 | 0
PseudoUnit | 0 | 0 | 0 | 0 | 0 | 0
FixedInterchange | 0 | 0 | 0 | 0 | 0 | 0
Retirements of Capacity by Reporting Type: NEISO
ReportingType | 2015 | 2020 | 2025 | 2030 | 2035 | 2040
BM | 0 | 0 | 0 | 0 | 0 | 0
CC | 2376.3 | 0 | 0 | 0 | 0 | 0
CSP | 0 | 0 | 0 | 0 | 0 | 0
CT | 0 | 0 | 0 | 0 | 0 | 0
Coal | 2250.13 | 320 | 0 | 0 | 0 | 0
Geo | 0 | 0 | 0 | 0 | 0 | 0
H | 0 | 0 | 0 | 0 | 0 | 0
LFG | 0 | 0 | 0 | 0 | 0 | 0
Nuc | 0 | 0 | 0 | 0 | 1289 | 876.92
PS | 0 | 0 | 0 | 0 | 0 | 0
PV | 0 | 0 | 0 | 0 | 0 | 0
PeakG | 0 | 0 | 0 | 0 | 0 | 0
PeakO | 311.45 | 0 | 0 | 0 | 0 | 0
ST | 0 | 0 | 0 | 0 | 0 | 0
STOG | 6237 | 0 | 0 | 0 | 0 | 0
STWD | 0 | 0 | 0 | 0 | 0 | 0
WT | 0 | 0 | 0 | 0 | 0 | 0
IGCC | 0 | 0 | 0 | 0 | 0 | 0
DemandResponse | 0 | 0 | 0 | 0 | 0 | 0
IGCC-CCS | 0 | 0 | 0 | 0 | 0 | 0
WT_off | 0 | 0 | 0 | 0 | 468 | 0
PseudoUnit | 0 | 0 | 0 | 0 | 0 | 0
FixedInterchange | 0 | 0 | 0 | 0 | 0 | 0
Retirements of Capacity by Reporting Type: NonRTO_Midwest
ReportingType | 2015 | 2020 | 2025 | 2030 | 2035 | 2040
BM | 0 | 0 | 0 | 0 | 0 | 0
CC | 0 | 0 | 0 | 0 | 0 | 0
CSP | 0 | 0 | 0 | 0 | 0 | 0
CT | 0 | 0 | 0 | 0 | 0 | 0
Coal | 1100.9 | 0 | 0 | 0 | 0 | 0
Geo | 0 | 0 | 0 | 0 | 0 | 0
H | 0 | 0 | 0 | 0 | 0 | 0
LFG | 0 | 0 | 0 | 0 | 0 | 0
Nuc | 0 | 0 | 0 | 0 | 0 | 0
PS | 0 | 0 | 0 | 0 | 0 | 0
PV | 0 | 0 | 0 | 0 | 0 | 0
PeakG | 0 | 0 | 0 | 0 | 0 | 0
PeakO | 0 | 0 | 0 | 0 | 0 | 0
ST | 0 | 0 | 0 | 0 | 0 | 0
STOG | 0 | 0 | 0 | 0 | 0 | 0
STWD | 0 | 0 | 0 | 0 | 0 | 0
WT | 0 | 0 | 0 | 0 | 0 | 0
IGCC | 0 | 0 | 0 | 0 | 0 | 0
DemandResponse | 0 | 0 | 0 | 0 | 0 | 0
IGCC-CCS | 0 | 0 | 0 | 0 | 0 | 0
WT_off | 0 | 0 | 0 | 0 | 0 | 0
PseudoUnit | 0 | 0 | 0 | 0 | 0 | 0
FixedInterchange | 0 | 0 | 0 | 0 | 0 | 0
Retirements of Capacity by Reporting Type: NYISO_A-F
ReportingType | 2015 | 2020 | 2025 | 2030 | 2035 | 2040
BM | 0 | 0 | 0 | 0 | 0 | 0
CC | 0 | 0 | 0 | 0 | 0 | 0
CSP | 0 | 0 | 0 | 0 | 0 | 0
CT | 0 | 0 | 0 | 0 | 0 | 0
Coal | 2251.9 | 0 | 0 | 0 | 0 | 0
Geo | 0 | 0 | 0 | 0 | 0 | 0
H | 0 | 0 | 0 | 0 | 0 | 0
LFG | 0 | 0 | 0 | 0 | 0 | 0
Nuc | 0 | 0 | 0 | 621.2 | 580.5 | 852.2
PS | 0 | 0 | 0 | 0 | 0 | 0
PV | 0 | 0 | 0 | 0 | 0 | 0
PeakG | 0 | 0 | 0 | 0 | 0 | 0
PeakO | 0 | 0 | 0 | 0 | 0 | 0
ST | 0 | 0 | 0 | 0 | 0 | 0
STOG | 1701 | 0 | 0 | 0 | 0 | 0
STWD | 0 | 0 | 0 | 0 | 0 | 0
WT | 0 | 0 | 0 | 0 | 0 | 0
IGCC | 0 | 0 | 0 | 0 | 0 | 0
DemandResponse | 0 | 0 | 0 | 0 | 0 | 0
IGCC-CCS | 0 | 0 | 0 | 0 | 0 | 0
WT_off | 0 | 0 | 0 | 0 | 0 | 0
PseudoUnit | 0 | 0 | 0 | 0 | 0 | 0
FixedInterchange | 0 | 0 | 0 | 0 | 0 | 0
Retirements of Capacity by Reporting Type: NYISO_G-I
ReportingType | 2015 | 2020 | 2025 | 2030 | 2035 | 2040
BM | 0 | 0 | 0 | 0 | 0 | 0
CC | 0 | 0 | 0 | 0 | 0 | 0
CSP | 0 | 0 | 0 | 0 | 0 | 0
CT | 0 | 0 | 0 | 0 | 0 | 0
Coal | 368.2 | 0 | 0 | 0 | 0 | 0
Geo | 0 | 0 | 0 | 0 | 0 | 0
H | 0 | 0 | 0 | 0 | 0 | 0
LFG | 0 | 0 | 0 | 0 | 0 | 0
Nuc | 0 | 0 | 0 | 0 | 1019.6 | 1025
PS | 0 | 0 | 0 | 0 | 0 | 0
PV | 0 | 0 | 0 | 0 | 0 | 0
PeakG | 0 | 0 | 0 | 0 | 0 | 0
PeakO | 0 | 0 | 0 | 0 | 0 | 0
ST | 0 | 0 | 0 | 0 | 0 | 0
STOG | 2431 | 0 | 0 | 0 | 0 | 0
STWD | 0 | 0 | 0 | 0 | 0 | 0
WT | 0 | 0 | 0 | 0 | 0 | 0
IGCC | 0 | 0 | 0 | 0 | 0 | 0
DemandResponse | 0 | 0 | 0 | 0 | 0 | 0
IGCC-CCS | 0 | 0 | 0 | 0 | 0 | 0
WT_off | 0 | 0 | 0 | 0 | 0 | 0
PseudoUnit | 0 | 0 | 0 | 0 | 0 | 0
FixedInterchange | 0 | 0 | 0 | 0 | 0 | 0
Retirements of Capacity by Reporting Type: NYISO_J-K
ReportingType | 2015 | 2020 | 2025 | 2030 | 2035 | 2040
BM | 0 | 0 | 0 | 0 | 0 | 0
CC | 0 | 0 | 0 | 0 | 0 | 0
CSP | 0 | 0 | 0 | 0 | 0 | 0
CT | 0 | 0 | 0 | 0 | 0 | 0
Coal | 0 | 0 | 0 | 0 | 0 | 0
Geo | 0 | 0 | 0 | 0 | 0 | 0
H | 0 | 0 | 0 | 0 | 0 | 0
LFG | 0 | 0 | 0 | 0 | 0 | 0
Nuc | 0 | 0 | 0 | 0 | 0 | 0
PS | 0 | 0 | 0 | 0 | 0 | 0
PV | 0 | 0 | 0 | 0 | 32 | 0
PeakG | 0 | 0 | 0 | 0 | 0 | 0
PeakO | 0 | 0 | 0 | 0 | 0 | 0
ST | 0 | 0 | 0 | 0 | 0 | 0
STOG | 1128.55 | 0 | 0 | 0 | 0 | 0
STWD | 0 | 0 | 0 | 0 | 0 | 0
WT | 0 | 0 | 0 | 0 | 0 | 0
IGCC | 0 | 0 | 0 | 0 | 0 | 0
DemandResponse | 0 | 0 | 0 | 0 | 0 | 0
IGCC-CCS | 0 | 0 | 0 | 0 | 0 | 0
WT_off | 0 | 0 | 0 | 0 | 0 | 0
PseudoUnit | 0 | 0 | 0 | 0 | 0 | 0
FixedInterchange | 0 | 0 | 0 | 0 | 0 | 0
Retirements of Capacity by Reporting Type: PJM_E
ReportingType | 2015 | 2020 | 2025 | 2030 | 2035 | 2040
BM | 0 | 0 | 0 | 0 | 0 | 0
CC | 0 | 0 | 0 | 0 | 0 | 0
CSP | 0 | 0 | 0 | 0 | 0 | 0
CT | 0 | 0 | 0 | 0 | 0 | 0
Coal | 2804 | 568 | 0 | 0 | 0 | 0
Geo | 0 | 0 | 0 | 0 | 0 | 0
H | 0 | 0 | 0 | 0 | 0 | 0
LFG | 0 | 0 | 0 | 0 | 0 | 0
Nuc | 0 | 614.5 | 0 | 0 | 2224 | 1174
PS | 0 | 0 | 0 | 0 | 0 | 0
PV | 0 | 0 | 0 | 0 | 0 | 0
PeakG | 268.5 | 0 | 0 | 0 | 0 | 0
PeakO | 2.7 | 0 | 0 | 0 | 0 | 0
ST | 0 | 0 | 0 | 0 | 0 | 0
STOG | 629.5 | 0 | 0 | 0 | 0 | 0
STWD | 0 | 0 | 0 | 0 | 0 | 0
WT | 0 | 0 | 0 | 0 | 0 | 0
IGCC | 0 | 0 | 0 | 0 | 0 | 0
DemandResponse | 0 | 0 | 0 | 0 | 0 | 0
IGCC-CCS | 0 | 0 | 0 | 0 | 0 | 0
WT_off | 0 | 0 | 0 | 0 | 0 | 0
PseudoUnit | 0 | 0 | 0 | 0 | 0 | 0
FixedInterchange | 0 | 0 | 0 | 0 | 0 | 0
Retirements of Capacity by Reporting Type: PJM_ROM
ReportingType | 2015 | 2020 | 2025 | 2030 | 2035 | 2040
BM | 0 | 0 | 0 | 0 | 0 | 0
CC | 0 | 0 | 0 | 0 | 0 | 0
CSP | 0 | 0 | 0 | 0 | 0 | 0
CT | 0 | 0 | 0 | 0 | 0 | 0
Coal | 8045.5 | 0 | 0 | 0 | 0 | 0
Geo | 0 | 0 | 0 | 0 | 0 | 0
H | 0 | 0 | 0 | 0 | 0 | 0
LFG | 0 | 0 | 0 | 0 | 0 | 0
Nuc | 0 | 0 | 0 | 0 | 1732 | 899
PS | 0 | 0 | 0 | 0 | 0 | 0
PV | 0 | 0 | 0 | 0 | 0 | 0
PeakG | 0 | 0 | 0 | 0 | 0 | 0
PeakO | 270 | 0 | 0 | 0 | 0 | 0
ST | 0 | 0 | 0 | 0 | 0 | 0
STOG | 580 | 0 | 0 | 0 | 0 | 0
STWD | 0 | 0 | 0 | 0 | 0 | 0
WT | 0 | 0 | 0 | 0 | 0 | 0
IGCC | 0 | 0 | 0 | 0 | 0 | 0
DemandResponse | 0 | 0 | 0 | 0 | 0 | 0
IGCC-CCS | 0 | 0 | 0 | 0 | 0 | 0
WT_off | 0 | 0 | 0 | 0 | 0 | 0
PseudoUnit | 0 | 0 | 0 | 0 | 0 | 0
FixedInterchange | 0 | 0 | 0 | 0 | 0 | 0
Retirements of Capacity by Reporting Type: PJM_ROR
ReportingType | 2015 | 2020 | 2025 | 2030 | 2035 | 2040
BM | 0 | 0 | 0 | 0 | 0 | 192
CC | 0 | 0 | 0 | 0 | 0 | 0
CSP | 0 | 0 | 0 | 0 | 0 | 0
CT | 0 | 0 | 0 | 0 | 0 | 0
Coal | 13758.3 | 6135.7 | 0 | 0 | 0 | 0
Geo | 0 | 0 | 0 | 0 | 0 | 0
H | 0 | 0 | 0 | 0 | 0 | 0
LFG | 0 | 0 | 0 | 0 | 0 | 0
Nuc | 0 | 0 | 0 | 867 | 4275 | 4883.16
PS | 0 | 0 | 0 | 0 | 0 | 0
PV | 0 | 0 | 0 | 0 | 0 | 0
PeakG | 0 | 0 | 0 | 0 | 0 | 0
PeakO | 19 | 0 | 0 | 0 | 0 | 0
ST | 0 | 0 | 0 | 0 | 0 | 0
STOG | 35 | 0 | 0 | 0 | 0 | 0
STWD | 0 | 0 | 0 | 0 | 0 | 0
WT | 0 | 0 | 0 | 0 | 0 | 0
IGCC | 0 | 0 | 0 | 0 | 0 | 0
DemandResponse | 0 | 0 | 0 | 0 | 0 | 0
IGCC-CCS | 0 | 0 | 0 | 0 | 0 | 0
WT_off | 0 | 0 | 0 | 0 | 0 | 0
PseudoUnit | 0 | 0 | 0 | 0 | 0 | 0
FixedInterchange | 0 | 0 | 0 | 0 | 0 | 0
Retirements of Capacity by Reporting Type: SOCO
ReportingType | 2015 | 2020 | 2025 | 2030 | 2035 | 2040
BM | 0 | 0 | 0 | 0 | 0 | 0
CC | 0 | 0 | 0 | 0 | 0 | 0
CSP | 0 | 0 | 0 | 0 | 0 | 0
CT | 0 | 0 | 0 | 0 | 0 | 0
Coal | 8555.61 | 0 | 0 | 0 | 0 | 0
Geo | 0 | 0 | 0 | 0 | 0 | 0
H | 0 | 0 | 0 | 0 | 0 | 0
LFG | 0 | 0 | 0 | 0 | 0 | 0
Nuc | 0 | 0 | 0 | 0 | 0 | 2645.05
PS | 0 | 0 | 0 | 0 | 0 | 0
PV | 0 | 0 | 0 | 0 | 0 | 0
PeakG | 0 | 0 | 0 | 0 | 0 | 0
PeakO | 931 | 0 | 0 | 0 | 0 | 0
ST | 0 | 0 | 0 | 0 | 0 | 0
STOG | 854 | 0 | 0 | 0 | 0 | 0
STWD | 668 | 0 | 0 | 0 | 0 | 0
WT | 0 | 0 | 0 | 0 | 0 | 0
IGCC | 0 | 0 | 0 | 0 | 0 | 0
DemandResponse | 0 | 0 | 0 | 0 | 0 | 0
IGCC-CCS | 0 | 0 | 0 | 0 | 0 | 0
WT_off | 0 | 0 | 0 | 0 | 0 | 0
PseudoUnit | 0 | 0 | 0 | 0 | 0 | 0
FixedInterchange | 0 | 0 | 0 | 0 | 0 | 0
Retirements of Capacity by Reporting Type: SPP_N
ReportingType | 2015 | 2020 | 2025 | 2030 | 2035 | 2040
BM | 0 | 0 | 0 | 0 | 0 | 0
CC | 0 | 0 | 0 | 0 | 0 | 0
CSP | 0 | 0 | 0 | 0 | 0 | 0
CT | 0 | 0 | 0 | 0 | 0 | 0
Coal | 0 | 374.9 | 0 | 0 | 0 | 0
Geo | 0 | 0 | 0 | 0 | 0 | 0
H | 0 | 0 | 0 | 0 | 0 | 0
LFG | 0 | 0 | 0 | 0 | 0 | 0
Nuc | 0 | 0 | 0 | 0 | 0 | 0
PS | 0 | 0 | 0 | 0 | 0 | 0
PV | 0 | 0 | 0 | 0 | 0 | 0
PeakG | 0 | 0 | 0 | 0 | 0 | 0
PeakO | 0 | 0 | 0 | 0 | 0 | 0
ST | 0 | 0 | 0 | 0 | 0 | 0
STOG | 87 | 0 | 0 | 0 | 0 | 0
STWD | 0 | 0 | 0 | 0 | 0 | 0
WT | 0 | 0 | 0 | 0 | 0 | 0
IGCC | 0 | 0 | 0 | 0 | 0 | 0
DemandResponse | 0 | 0 | 0 | 0 | 0 | 0
IGCC-CCS | 0 | 0 | 0 | 0 | 0 | 0
WT_off | 0 | 0 | 0 | 0 | 0 | 0
PseudoUnit | 0 | 0 | 0 | 0 | 0 | 0
FixedInterchange | 0 | 0 | 0 | 0 | 0 | 0
Retirements of Capacity by Reporting Type: SPP_S
ReportingType | 2015 | 2020 | 2025 | 2030 | 2035 | 2040
BM | 0 | 0 | 0 | 0 | 0 | 0
CC | 0 | 0 | 0 | 0 | 0 | 0
CSP | 0 | 0 | 0 | 0 | 0 | 0
CT | 0 | 0 | 0 | 0 | 0 | 0
Coal | 1533.95 | 0 | 0 | 0 | 0 | 0
Geo | 0 | 0 | 0 | 0 | 0 | 0
H | 0 | 0 | 0 | 0 | 0 | 0
LFG | 0 | 0 | 0 | 0 | 0 | 0
Nuc | 0 | 0 | 0 | 0 | 0 | 0
PS | 0 | 0 | 0 | 0 | 0 | 0
PV | 0 | 0 | 0 | 0 | 0 | 0
PeakG | 0 | 0 | 0 | 0 | 0 | 0
PeakO | 0 | 0 | 0 | 0 | 0 | 0
ST | 0 | 0 | 0 | 0 | 0 | 0
STOG | 3446.93 | 0 | 0 | 0 | 0 | 0
STWD | 0 | 0 | 0 | 0 | 0 | 0
WT | 0 | 0 | 0 | 0 | 0 | 0
IGCC | 0 | 0 | 0 | 0 | 0 | 0
DemandResponse | 0 | 0 | 0 | 0 | 0 | 0
IGCC-CCS | 0 | 0 | 0 | 0 | 0 | 0
WT_off | 0 | 0 | 0 | 0 | 0 | 0
PseudoUnit | 0 | 0 | 0 | 0 | 0 | 0
FixedInterchange | 0 | 0 | 0 | 0 | 0 | 0
Retirements of Capacity by Reporting Type: TVA
ReportingType | 2015 | 2020 | 2025 | 2030 | 2035 | 2040
BM | 0 | 0 | 0 | 0 | 0 | 0
CC | 0 | 0 | 0 | 0 | 0 | 0
CSP | 0 | 0 | 0 | 0 | 0 | 0
CT | 0 | 0 | 0 | 0 | 0 | 0
Coal | 3802.79 | 741 | 0 | 0 | 0 | 0
Geo | 0 | 0 | 0 | 0 | 0 | 0
H | 0 | 0 | 0 | 0 | 0 | 0
LFG | 0 | 0 | 0 | 0 | 0 | 0
Nuc | 0 | 0 | 0 | 0 | 2512.33 | 1278.67
PS | 0 | 0 | 0 | 0 | 0 | 0
PV | 0 | 0 | 0 | 0 | 0 | 0
PeakG | 0 | 0 | 0 | 0 | 0 | 0
PeakO | 0 | 0 | 0 | 0 | 0 | 0
ST | 0 | 0 | 0 | 0 | 0 | 0
STOG | 0 | 0 | 0 | 0 | 0 | 0
STWD | 0 | 0 | 0 | 0 | 0 | 0
WT | 0 | 0 | 0 | 0 | 0 | 0
IGCC | 0 | 0 | 0 | 0 | 0 | 0
DemandResponse | 0 | 0 | 0 | 0 | 0 | 0
IGCC-CCS | 0 | 0 | 0 | 0 | 0 | 0
WT_off | 0 | 0 | 0 | 0 | 0 | 0
PseudoUnit | 0 | 0 | 0 | 0 | 0 | 0
FixedInterchange | 0 | 0 | 0 | 0 | 0 | 0
Retirements of Capacity by Reporting Type: TVA_Transmission
ReportingType | 2015 | 2020 | 2025 | 2030 | 2035 | 2040
BM | 0 | 0 | 0 | 0 | 0 | 0
CC | 0 | 0 | 0 | 0 | 0 | 0
CSP | 0 | 0 | 0 | 0 | 0 | 0
CT | 0 | 0 | 0 | 0 | 0 | 0
Coal | 0 | 0 | 0 | 0 | 0 | 0
Geo | 0 | 0 | 0 | 0 | 0 | 0
H | 0 | 0 | 0 | 0 | 0 | 0
LFG | 0 | 0 | 0 | 0 | 0 | 0
Nuc | 0 | 0 | 0 | 0 | 0 | 0
PS | 0 | 0 | 0 | 0 | 0 | 0
PV | 0 | 0 | 0 | 0 | 0 | 0
PeakG | 0 | 0 | 0 | 0 | 0 | 0
PeakO | 0 | 0 | 0 | 0 | 0 | 0
ST | 0 | 0 | 0 | 0 | 0 | 0
STOG | 0 | 0 | 0 | 0 | 0 | 0
STWD | 0 | 0 | 0 | 0 | 0 | 0
WT | 0 | 0 | 0 | 0 | 0 | 0
IGCC | 0 | 0 | 0 | 0 | 0 | 0
DemandResponse | 0 | 0 | 0 | 0 | 0 | 0
IGCC-CCS | 0 | 0 | 0 | 0 | 0 | 0
WT_off | 0 | 0 | 0 | 0 | 0 | 0
PseudoUnit | 0 | 0 | 0 | 0 | 0 | 0
FixedInterchange | 0 | 0 | 0 | 0 | 0 | 0
Retirements of Capacity by Reporting Type: VACAR
ReportingType | 2015 | 2020 | 2025 | 2030 | 2035 | 2040
BM | 0 | 0 | 0 | 0 | 0 | 0
CC | 0 | 0 | 0 | 0 | 0 | 0
CSP | 0 | 0 | 0 | 0 | 0 | 0
CT | 0 | 0 | 0 | 0 | 0 | 0
Coal | 3759.96 | 2178 | 0 | 0 | 0 | 0
Geo | 0 | 0 | 0 | 0 | 0 | 0
H | 0 | 0 | 0 | 0 | 0 | 0
LFG | 0 | 0 | 0 | 0 | 0 | 0
Nuc | 0 | 0 | 0 | 0 | 3248 | 1858
PS | 0 | 0 | 0 | 0 | 0 | 0
PV | 0 | 0 | 0 | 0 | 0 | 0
PeakG | 0 | 0 | 0 | 0 | 0 | 0
PeakO | 0 | 0 | 0 | 0 | 0 | 0
ST | 0 | 0 | 0 | 0 | 0 | 0
STOG | 0 | 0 | 0 | 0 | 0 | 0
STWD | 0 | 0 | 0 | 0 | 0 | 0
WT | 0 | 0 | 0 | 0 | 0 | 0
IGCC | 0 | 0 | 0 | 0 | 0 | 0
DemandResponse | 0 | 0 | 0 | 0 | 0 | 0
IGCC-CCS | 0 | 0 | 0 | 0 | 0 | 0
WT_off | 0 | 0 | 0 | 0 | 0 | 0
PseudoUnit | 0 | 0 | 0 | 0 | 0 | 0
FixedInterchange | 0 | 0 | 0 | 0 | 0 | 0
Retirements of Capacity by Reporting Type: IESO
ReportingType | 2015 | 2020 | 2025 | 2030 | 2035 | 2040
BM | 0 | 0 | 0 | 0 | 0 | 0
CC | 3106.61 | 0 | 0 | 0 | 0 | 0
CSP | 0 | 0 | 0 | 0 | 0 | 0
CT | 0 | 0 | 0 | 0 | 0 | 0
Coal | 6416 | 0 | 0 | 0 | 0 | 0
Geo | 0 | 0 | 0 | 0 | 0 | 0
H | 0 | 0 | 0 | 0 | 0 | 0
LFG | 0 | 0 | 0 | 0 | 0 | 0
Nuc | 0 | 0 | 0 | 0 | 1030 | 1540
PS | 0 | 0 | 0 | 0 | 0 | 0
PV | 0 | 0 | 0 | 0 | 1067.26 | 0
PeakG | 0 | 0 | 0 | 0 | 0 | 0
PeakO | 145.65 | 0 | 0 | 0 | 0 | 0
ST | 0 | 0 | 0 | 0 | 0 | 0
STOG | 2126 | 0 | 0 | 0 | 0 | 0
STWD | 139 | 0 | 0 | 0 | 0 | 0
WT | 0 | 0 | 0 | 0 | 2105.9 | 0
IGCC | 0 | 0 | 0 | 0 | 0 | 0
DemandResponse | 0 | 0 | 0 | 0 | 0 | 0
IGCC-CCS | 0 | 0 | 0 | 0 | 0 | 0
WT_off | 0 | 0 | 0 | 0 | 0 | 0
PseudoUnit | 0 | 0 | 0 | 0 | 0 | 0
FixedInterchange | 0 | 0 | 0 | 0 | 0 | 0
Retirements of Capacity by Reporting Type: MAPP_CA
ReportingType | 2015 | 2020 | 2025 | 2030 | 2035 | 2040
BM | 0 | 0 | 0 | 0 | 0 | 0
CC | 0 | 0 | 0 | 0 | 0 | 0
CSP | 0 | 0 | 0 | 0 | 0 | 0
CT | 0 | 0 | 0 | 0 | 0 | 0
Coal | 1009.4 | 0 | 0 | 0 | 0 | 0
Geo | 0 | 0 | 0 | 0 | 0 | 0
H | 0 | 0 | 0 | 0 | 0 | 0
LFG | 0 | 0 | 0 | 0 | 0 | 0
Nuc | 0 | 0 | 0 | 0 | 0 | 0
PS | 0 | 0 | 0 | 0 | 0 | 0
PV | 0 | 0 | 0 | 0 | 0 | 0
PeakG | 0 | 0 | 0 | 0 | 0 | 0
PeakO | 0 | 0 | 0 | 0 | 0 | 0
ST | 0 | 0 | 0 | 0 | 0 | 0
STOG | 0 | 0 | 0 | 0 | 0 | 0
STWD | 0 | 0 | 0 | 0 | 0 | 0
WT | 0 | 0 | 0 | 0 | 0 | 0
IGCC | 0 | 0 | 0 | 0 | 0 | 0
DemandResponse | 0 | 0 | 0 | 0 | 0 | 0
IGCC-CCS | 0 | 0 | 0 | 0 | 0 | 0
WT_off | 0 | 0 | 0 | 0 | 0 | 0
PseudoUnit | 0 | 0 | 0 | 0 | 0 | 0
FixedInterchange | 0 | 0 | 0 | 0 | 0 | 0
Retirements of Capacity by Reporting Type: AZ_NM_SNV_Coal
ReportingType | 2015 | 2020 | 2025 | 2030 | 2035 | 2040
BM | 0 | 0 | 0 | 0 | 0 | 0
CC | 0 | 0 | 0 | 0 | 0 | 0
CSP | 0 | 0 | 0 | 0 | 0 | 0
CT | 0 | 0 | 0 | 0 | 0 | 0
Coal | 0 | 0 | 0 | 0 | 0 | 0
Geo | 0 | 0 | 0 | 0 | 0 | 0
H | 0 | 0 | 0 | 0 | 0 | 0
LFG | 0 | 0 | 0 | 0 | 0 | 0
Nuc | 0 | 0 | 0 | 0 | 0 | 0
PS | 0 | 0 | 0 | 0 | 0 | 0
PV | 0 | 0 | 0 | 0 | 0 | 0
PeakG | 0 | 0 | 0 | 0 | 0 | 0
PeakO | 0 | 0 | 0 | 0 | 0 | 200
ST | 0 | 0 | 0 | 0 | 0 | 0
STOG | 0 | 0 | 0 | 0 | 0 | 0
STWD | 0 | 0 | 0 | 0 | 0 | 0
WT | 0 | 0 | 0 | 0 | 0 | 0
IGCC | 0 | 0 | 0 | 0 | 0 | 0
DemandResponse | 0 | 0 | 0 | 0 | 0 | 0
IGCC-CCS | 0 | 0 | 0 | 0 | 0 | 0
WT_off | 0 | 0 | 0 | 0 | 0 | 0
PseudoUnit | 0 | 0 | 0 | 0 | 0 | 0
FixedInterchange | 0 | 0 | 0 | 0 | 0 | 0
Retirements of Capacity by Reporting Type: AZ_NM_SNV_Gas
ReportingType | 2015 | 2020 | 2025 | 2030 | 2035 | 2040
BM | 0 | 0 | 0 | 0 | 0 | 0
CC | 943.07 | 0 | 0 | 0 | 0 | 0
CSP | 0 | 0 | 0 | 0 | 0 | 0
CT | 0 | 0 | 0 | 0 | 736 | 0
Coal | 0 | 0 | 0 | 0 | 0 | 0
Geo | 0 | 0 | 0 | 0 | 0 | 0
H | 0 | 0 | 0 | 0 | 0 | 0
LFG | 0 | 0 | 0 | 0 | 0 | 0
Nuc | 0 | 0 | 0 | 0 | 0 | 0
PS | 0 | 0 | 0 | 0 | 0 | 0
PV | 0 | 0 | 0 | 0 | 0 | 0
PeakG | 0 | 0 | 0 | 0 | 0 | 3660
PeakO | 0 | 0 | 0 | 0 | 0 | 0
ST | 0 | 0 | 0 | 0 | 0 | 0
STOG | 2064 | 0 | 0 | 0 | 0 | 0
STWD | 0 | 0 | 0 | 0 | 0 | 0
WT | 0 | 0 | 0 | 0 | 0 | 0
IGCC | 0 | 0 | 0 | 0 | 0 | 0
DemandResponse | 0 | 0 | 0 | 0 | 0 | 0
IGCC-CCS | 0 | 0 | 0 | 0 | 0 | 0
WT_off | 0 | 0 | 0 | 0 | 0 | 0
PseudoUnit | 0 | 0 | 0 | 0 | 0 | 0
FixedInterchange | 0 | 0 | 0 | 0 | 0 | 0
Retirements of Capacity by Reporting Type: AZ_NM_SNV_NucRenew
ReportingType | 2015 | 2020 | 2025 | 2030 | 2035 | 2040
BM | 0 | 0 | 0 | 0 | 0 | 0
CC | 0 | 0 | 0 | 0 | 0 | 0
CSP | 65 | 0 | 0 | 0 | 0 | 0
CT | 0 | 0 | 0 | 0 | 0 | 0
Coal | 0 | 0 | 0 | 0 | 0 | 0
Geo | 0 | 0 | 0 | 0 | 0 | 0
H | 0 | 0 | 0 | 0 | 0 | 0
LFG | 0 | 0 | 0 | 0 | 0 | 0
Nuc | 0 | 0 | 0 | 0 | 0 | 0
PS | 0 | 0 | 0 | 0 | 0 | 0
PV | 0 | 0 | 0 | 0 | 0 | 0
PeakG | 0 | 0 | 0 | 0 | 0 | 0
PeakO | 0 | 0 | 0 | 0 | 0 | 0
ST | 0 | 0 | 0 | 0 | 0 | 0
STOG | 0 | 0 | 0 | 0 | 0 | 0
STWD | 0 | 0 | 0 | 0 | 0 | 0
WT | 0 | 0 | 0 | 0 | 0 | 0
IGCC | 0 | 0 | 0 | 0 | 0 | 0
DemandResponse | 0 | 0 | 0 | 0 | 0 | 0
IGCC-CCS | 0 | 0 | 0 | 0 | 0 | 0
WT_off | 0 | 0 | 0 | 0 | 0 | 0
PseudoUnit | 0 | 0 | 0 | 0 | 0 | 0
FixedInterchange | 0 | 0 | 0 | 0 | 0 | 0
Retirements of Capacity by Reporting Type: ERCOT
ReportingType | 2015 | 2020 | 2025 | 2030 | 2035 | 2040
BM | 0 | 0 | 0 | 0 | 0 | 0
CC | 0 | 0 | 0 | 0 | 0 | 0
CSP | 0 | 0 | 0 | 0 | 0 | 0
CT | 0 | 0 | 0 | 0 | 0 | 0
Coal | 1144 | 0 | 0 | 0 | 0 | 0
Geo | 0 | 0 | 0 | 0 | 0 | 0
H | 0 | 0 | 0 | 0 | 0 | 0
LFG | 0 | 0 | 0 | 0 | 0 | 0
Nuc | 0 | 0 | 0 | 0 | 0 | 0
PS | 0 | 0 | 0 | 0 | 0 | 0
PV | 0 | 0 | 0 | 0 | 14 | 0
PeakG | 0 | 0 | 0 | 0 | 0 | 0
PeakO | 0 | 0 | 0 | 0 | 0 | 0
ST | 0 | 0 | 0 | 0 | 0 | 0
STOG | 3144.75 | 0 | 122.51 | 0 | 0 | 0
STWD | 0 | 0 | 0 | 0 | 0 | 0
WT | 0 | 0 | 0 | 0 | 0 | 0
IGCC | 0 | 0 | 0 | 0 | 0 | 0
DemandResponse | 0 | 0 | 0 | 0 | 0 | 0
IGCC-CCS | 0 | 0 | 0 | 0 | 0 | 0
WT_off | 0 | 0 | 0 | 0 | 0 | 0
PseudoUnit | 0 | 0 | 0 | 0 | 0 | 0
FixedInterchange | 0 | 0 | 0 | 0 | 0 | 0
Retirements of Capacity by Reporting Type: NP15
ReportingType | 2015 | 2020 | 2025 | 2030 | 2035 | 2040
BM | 0 | 0 | 0 | 0 | 0 | 0
CC | 0 | 0 | 0 | 0 | 0 | 0
CSP | 0 | 0 | 0 | 0 | 0 | 0
CT | 0 | 0 | 0 | 0 | 0 | 0
Coal | 163.7 | 28.2 | 0 | 0 | 0 | 0
Geo | 0 | 0 | 0 | 0 | 0 | 0
H | 0 | 0 | 0 | 0 | 0 | 0
LFG | 0 | 0 | 0 | 0 | 0 | 0
Nuc | 0 | 0 | 0 | 0 | 0 | 0
PS | 0 | 0 | 0 | 0 | 0 | 0
PV | 0 | 0 | 0 | 0 | 0 | 0
PeakG | 0 | 0 | 0 | 0 | 0 | 0
PeakO | 156 | 0 | 0 | 0 | 0 | 0
ST | 0 | 0 | 0 | 0 | 0 | 0
STOG | 1046.4 | 0 | 0 | 0 | 0 | 0
STWD | 0 | 0 | 0 | 0 | 0 | 0
WT | 0 | 0 | 0 | 0 | 0 | 0
IGCC | 0 | 0 | 0 | 0 | 0 | 0
DemandResponse | 0 | 0 | 0 | 0 | 0 | 0
IGCC-CCS | 0 | 0 | 0 | 0 | 0 | 0
WT_off | 0 | 0 | 0 | 0 | 0 | 0
PseudoUnit | 0 | 0 | 0 | 0 | 0 | 0
FixedInterchange | 0 | 0 | 0 | 0 | 0 | 0
Retirements of Capacity by Reporting Type: NWPP_Coal
ReportingType | 2015 | 2020 | 2025 | 2030 | 2035 | 2040
BM | 0 | 0 | 0 | 0 | 0 | 0
CC | 0 | 0 | 0 | 0 | 0 | 0
CSP | 0 | 0 | 0 | 0 | 0 | 0
CT | 0 | 0 | 0 | 0 | 0 | 0
Coal | 1373.88 | 0 | 0 | 0 | 0 | 0
Geo | 0 | 0 | 0 | 0 | 0 | 0
H | 0 | 0 | 0 | 0 | 0 | 0
LFG | 0 | 0 | 0 | 0 | 0 | 0
Nuc | 0 | 0 | 0 | 0 | 0 | 0
PS | 0 | 0 | 0 | 0 | 0 | 0
PV | 0 | 0 | 0 | 0 | 0 | 0
PeakG | 0 | 0 | 0 | 0 | 0 | 0
PeakO | 183 | 0 | 0 | 0 | 0 | 0
ST | 0 | 0 | 0 | 0 | 0 | 0
STOG | 0 | 0 | 0 | 0 | 0 | 0
STWD | 0 | 0 | 0 | 0 | 0 | 0
WT | 0 | 0 | 0 | 0 | 0 | 0
IGCC | 0 | 0 | 0 | 0 | 0 | 0
DemandResponse | 0 | 0 | 0 | 0 | 0 | 0
IGCC-CCS | 0 | 0 | 0 | 0 | 0 | 0
WT_off | 0 | 0 | 0 | 0 | 0 | 0
PseudoUnit | 0 | 0 | 0 | 0 | 0 | 0
FixedInterchange | 0 | 0 | 0 | 0 | 0 | 0
Retirements of Capacity by Reporting Type: NWPP_Gas
ReportingType | 2015 | 2020 | 2025 | 2030 | 2035 | 2040
BM | 0 | 0 | 0 | 0 | 0 | 0
CC | 1678 | 0 | 0 | 0 | 0 | 0
CSP | 0 | 0 | 0 | 0 | 0 | 0
CT | 0 | 0 | 0 | 0 | 150 | 0
Coal | 0 | 0 | 0 | 0 | 0 | 0
Geo | 0 | 0 | 0 | 0 | 0 | 0
H | 0 | 0 | 0 | 0 | 0 | 0
LFG | 0 | 0 | 0 | 0 | 0 | 0
Nuc | 0 | 0 | 0 | 0 | 0 | 0
PS | 0 | 0 | 0 | 0 | 0 | 0
PV | 0 | 0 | 0 | 0 | 0 | 0
PeakG | 2623 | 0 | 0 | 0 | 0 | 0
PeakO | 0 | 0 | 0 | 0 | 0 | 0
ST | 0 | 0 | 0 | 0 | 0 | 0
STOG | 786 | 0 | 0 | 0 | 0 | 0
STWD | 0 | 0 | 0 | 0 | 0 | 0
WT | 0 | 0 | 0 | 0 | 0 | 0
IGCC | 0 | 0 | 0 | 0 | 0 | 0
DemandResponse | 0 | 0 | 0 | 0 | 0 | 0
IGCC-CCS | 0 | 0 | 0 | 0 | 0 | 0
WT_off | 0 | 0 | 0 | 0 | 0 | 0
PseudoUnit | 0 | 0 | 0 | 0 | 0 | 0
FixedInterchange | 0 | 0 | 0 | 0 | 0 | 0
Retirements of Capacity by Reporting Type: NWPP_NucRenew
ReportingType | 2015 | 2020 | 2025 | 2030 | 2035 | 2040
BM | 0 | 0 | 0 | 0 | 0 | 0
CC | 0 | 0 | 0 | 0 | 0 | 0
CSP | 0 | 0 | 0 | 0 | 0 | 0
CT | 0 | 0 | 0 | 0 | 0 | 0
Coal | 0 | 0 | 0 | 0 | 0 | 0
Geo | 4.8 | 0 | 0 | 0 | 0 | 0
H | 0 | 0 | 0 | 0 | 0 | 0
LFG | 0 | 0 | 0 | 0 | 0 | 0
Nuc | 0 | 0 | 0 | 0 | 0 | 0
PS | 0 | 0 | 0 | 0 | 0 | 0
PV | 0 | 0 | 0 | 0 | 0 | 0
PeakG | 0 | 0 | 0 | 0 | 0 | 0
PeakO | 0 | 0 | 0 | 0 | 0 | 0
ST | 0 | 0 | 0 | 0 | 0 | 0
STOG | 0 | 0 | 0 | 0 | 0 | 0
STWD | 533.78 | 0 | 0 | 0 | 0 | 0
WT | 0 | 0 | 0 | 0 | 0 | 0
IGCC | 0 | 0 | 0 | 0 | 0 | 0
DemandResponse | 0 | 0 | 0 | 0 | 0 | 0
IGCC-CCS | 0 | 0 | 0 | 0 | 0 | 0
WT_off | 0 | 0 | 0 | 0 | 0 | 0
PseudoUnit | 0 | 0 | 0 | 0 | 0 | 0
FixedInterchange | 0 | 0 | 0 | 0 | 0 | 0
Retirements of Capacity by Reporting Type: RMPA
ReportingType | 2015 | 2020 | 2025 | 2030 | 2035 | 2040
BM | 0 | 0 | 0 | 0 | 0 | 0
CC | 0 | 0 | 0 | 0 | 0 | 0
CSP | 1 | 0 | 0 | 0 | 0 | 0
CT | 0 | 0 | 0 | 0 | 152 | 0
Coal | 494.92 | 170.5 | 352 | 0 | 0 | 232.08
Geo | 0 | 0 | 0 | 0 | 0 | 0
H | 0 | 0 | 0 | 0 | 0 | 0
LFG | 0 | 0 | 0 | 0 | 0 | 0
Nuc | 0 | 0 | 0 | 0 | 0 | 0
PS | 0 | 0 | 0 | 0 | 0 | 0
PV | 0 | 0 | 0 | 0 | 0 | 0
PeakG | 0 | 0 | 0 | 0 | 0 | 0
PeakO | 142.7 | 0 | 0 | 0 | 0 | 0
ST | 0 | 0 | 0 | 0 | 0 | 0
STOG | 217 | 0 | 0 | 0 | 0 | 0
STWD | 0 | 0 | 0 | 0 | 0 | 0
WT | 0 | 0 | 0 | 0 | 0 | 0
IGCC | 0 | 0 | 0 | 0 | 0 | 0
DemandResponse | 0 | 0 | 0 | 0 | 0 | 0
IGCC-CCS | 0 | 0 | 0 | 0 | 0 | 0
WT_off | 0 | 0 | 0 | 0 | 0 | 0
PseudoUnit | 0 | 0 | 0 | 0 | 0 | 0
FixedInterchange | 0 | 0 | 0 | 0 | 0 | 0
Retirements of Capacity by Reporting Type: SP15
ReportingType | 2015 | 2020 | 2025 | 2030 | 2035 | 2040
BM | 0 | 0 | 0 | 0 | 0 | 0
CC | 0 | 0 | 0 | 0 | 0 | 0
CSP | 409 | 0 | 0 | 0 | 0 | 0
CT | 0 | 0 | 0 | 0 | 0 | 0
Coal | 141.5 | 0 | 0 | 0 | 101.2 | 0
Geo | 0 | 0 | 0 | 0 | 0 | 0
H | 0 | 0 | 0 | 0 | 0 | 0
LFG | 0 | 0 | 0 | 0 | 0 | 0
Nuc | 0 | 0 | 0 | 0 | 0 | 0
PS | 0 | 0 | 0 | 0 | 0 | 0
PV | 0 | 0 | 0 | 0 | 3.8 | 0
PeakG | 44 | 0 | 0 | 0 | 0 | 0
PeakO | 15 | 0 | 0 | 0 | 0 | 0
ST | 0 | 0 | 0 | 0 | 0 | 0
STOG | 958 | 0 | 0 | 0 | 0 | 0
STWD | 0 | 0 | 0 | 0 | 0 | 0
WT | 126.2 | 0 | 0 | 0 | 0 | 0
IGCC | 0 | 0 | 0 | 0 | 0 | 0
DemandResponse | 0 | 0 | 0 | 0 | 0 | 0
IGCC-CCS | 0 | 0 | 0 | 0 | 0 | 0
WT_off | 0 | 0 | 0 | 0 | 0 | 0
PseudoUnit | 0 | 0 | 0 | 0 | 0 | 0
FixedInterchange | 0 | 0 | 0 | 0 | 0 | 0
Retirements of Capacity by Reporting Type: ALB
ReportingType | 2015 | 2020 | 2025 | 2030 | 2035 | 2040
BM | 0 | 0 | 0 | 0 | 0 | 0
CC | 0 | 0 | 0 | 0 | 0 | 24.43
CSP | 0 | 0 | 0 | 0 | 0 | 0
CT | 0 | 0 | 0 | 0 | 201.5 | 0
Coal | 0 | 0 | 0 | 0 | 0 | 0
Geo | 0 | 0 | 0 | 0 | 0 | 0
H | 0 | 0 | 0 | 0 | 0 | 0
LFG | 0 | 0 | 0 | 0 | 0 | 0
Nuc | 0 | 0 | 0 | 0 | 0 | 0
PS | 0 | 0 | 0 | 0 | 0 | 0
PV | 0 | 0 | 0 | 0 | 0 | 0
PeakG | 892.12 | 95.37 | 0 | 0 | 0 | 0
PeakO | 6 | 0 | 0 | 0 | 0 | 0
ST | 0 | 0 | 0 | 0 | 0 | 0
STOG | 186 | 0 | 0 | 0 | 0 | 0
STWD | 174 | 0 | 0 | 0 | 0 | 0
WT | 0 | 0 | 0 | 0 | 0 | 0
IGCC | 0 | 0 | 0 | 0 | 0 | 0
DemandResponse | 0 | 0 | 0 | 0 | 0 | 0
IGCC-CCS | 0 | 0 | 0 | 0 | 0 | 0
WT_off | 0 | 0 | 0 | 0 | 0 | 0
PseudoUnit | 0 | 0 | 0 | 0 | 0 | 0
FixedInterchange | 0 | 0 | 0 | 0 | 0 | 0
Retirements of Capacity by Reporting Type: BC
ReportingType | 2015 | 2020 | 2025 | 2030 | 2035 | 2040
BM | 0 | 0 | 0 | 0 | 0 | 0
CC | 0 | 0 | 0 | 0 | 0 | 0
CSP | 0 | 0 | 0 | 0 | 0 | 0
CT | 0 | 0 | 0 | 0 | 0 | 0
Coal | 0 | 0 | 0 | 0 | 0 | 0
Geo | 0 | 0 | 0 | 0 | 0 | 0
H | 0 | 0 | 0 | 0 | 0 | 0
LFG | 0 | 0 | 0 | 0 | 0 | 0
Nuc | 0 | 0 | 0 | 0 | 0 | 0
PS | 0 | 0 | 0 | 0 | 0 | 0
PV | 0 | 0 | 0 | 0 | 0 | 0
PeakG | 0 | 0 | 0 | 0 | 0 | 0
PeakO | 0 | 0 | 0 | 0 | 0 | 0
ST | 0 | 0 | 0 | 0 | 0 | 0
STOG | 938 | 0 | 0 | 0 | 0 | 0
STWD | 0 | 0 | 0 | 0 | 0 | 0
WT | 0 | 0 | 0 | 0 | 0 | 0
IGCC | 0 | 0 | 0 | 0 | 0 | 0
DemandResponse | 0 | 0 | 0 | 0 | 0 | 0
IGCC-CCS | 0 | 0 | 0 | 0 | 0 | 0
WT_off | 0 | 0 | 0 | 0 | 0 | 0
PseudoUnit | 0 | 0 | 0 | 0 | 0 | 0
FixedInterchange | 0 | 0 | 0 | 0 | 0 | 0
Retirements of Capacity by Reporting Type: HQ_IESO
ReportingType | 2015 | 2020 | 2025 | 2030 | 2035 | 2040
BM | 0 | 0 | 0 | 0 | 0 | 0
CC | 0 | 0 | 0 | 0 | 0 | 0
CSP | 0 | 0 | 0 | 0 | 0 | 0
CT | 0 | 0 | 0 | 0 | 0 | 0
Coal | 0 | 0 | 0 | 0 | 0 | 0
Geo | 0 | 0 | 0 | 0 | 0 | 0
H | 0 | 0 | 0 | 0 | 0 | 0
LFG | 0 | 0 | 0 | 0 | 0 | 0
Nuc | 0 | 0 | 0 | 0 | 0 | 0
PS | 0 | 0 | 0 | 0 | 0 | 0
PV | 0 | 0 | 0 | 0 | 0 | 0
PeakG | 0 | 0 | 0 | 0 | 0 | 0
PeakO | 0 | 0 | 0 | 0 | 0 | 0
ST | 0 | 0 | 0 | 0 | 0 | 0
STOG | 0 | 0 | 0 | 0 | 0 | 0
STWD | 0 | 0 | 0 | 0 | 0 | 0
WT | 0 | 0 | 0 | 0 | 0 | 0
IGCC | 0 | 0 | 0 | 0 | 0 | 0
DemandResponse | 0 | 0 | 0 | 0 | 0 | 0
IGCC-CCS | 0 | 0 | 0 | 0 | 0 | 0
WT_off | 0 | 0 | 0 | 0 | 0 | 0
PseudoUnit | 0 | 0 | 0 | 0 | 0 | 0
FixedInterchange | 0 | 0 | 0 | 0 | 0 | 0
Retirements of Capacity by Reporting Type: HQ_NEISO
ReportingType | 2015 | 2020 | 2025 | 2030 | 2035 | 2040
BM | 0 | 0 | 0 | 0 | 0 | 0
CC | 0 | 0 | 0 | 0 | 0 | 0
CSP | 0 | 0 | 0 | 0 | 0 | 0
CT | 0 | 0 | 0 | 0 | 0 | 0
Coal | 0 | 0 | 0 | 0 | 0 | 0
Geo | 0 | 0 | 0 | 0 | 0 | 0
H | 0 | 0 | 0 | 0 | 0 | 0
LFG | 0 | 0 | 0 | 0 | 0 | 0
Nuc | 0 | 0 | 0 | 0 | 0 | 0
PS | 0 | 0 | 0 | 0 | 0 | 0
PV | 0 | 0 | 0 | 0 | 0 | 0
PeakG | 0 | 0 | 0 | 0 | 0 | 0
PeakO | 0 | 0 | 0 | 0 | 0 | 0
ST | 0 | 0 | 0 | 0 | 0 | 0
STOG | 0 | 0 | 0 | 0 | 0 | 0
STWD | 0 | 0 | 0 | 0 | 0 | 0
WT | 0 | 0 | 0 | 0 | 0 | 0
IGCC | 0 | 0 | 0 | 0 | 0 | 0
DemandResponse | 0 | 0 | 0 | 0 | 0 | 0
IGCC-CCS | 0 | 0 | 0 | 0 | 0 | 0
WT_off | 0 | 0 | 0 | 0 | 0 | 0
PseudoUnit | 0 | 0 | 0 | 0 | 0 | 0
FixedInterchange | 0 | 0 | 0 | 0 | 0 | 0
Retirements of Capacity by Reporting Type: HQ_NY
ReportingType | 2015 | 2020 | 2025 | 2030 | 2035 | 2040
BM | 0 | 0 | 0 | 0 | 0 | 0
CC | 0 | 0 | 0 | 0 | 0 | 0
CSP | 0 | 0 | 0 | 0 | 0 | 0
CT | 0 | 0 | 0 | 0 | 0 | 0
Coal | 0 | 0 | 0 | 0 | 0 | 0
Geo | 0 | 0 | 0 | 0 | 0 | 0
H | 0 | 0 | 0 | 0 | 0 | 0
LFG | 0 | 0 | 0 | 0 | 0 | 0
Nuc | 0 | 0 | 0 | 0 | 0 | 0
PS | 0 | 0 | 0 | 0 | 0 | 0
PV | 0 | 0 | 0 | 0 | 0 | 0
PeakG | 0 | 0 | 0 | 0 | 0 | 0
PeakO | 0 | 0 | 0 | 0 | 0 | 0
ST | 0 | 0 | 0 | 0 | 0 | 0
STOG | 0 | 0 | 0 | 0 | 0 | 0
STWD | 0 | 0 | 0 | 0 | 0 | 0
WT | 0 | 0 | 0 | 0 | 0 | 0
IGCC | 0 | 0 | 0 | 0 | 0 | 0
DemandResponse | 0 | 0 | 0 | 0 | 0 | 0
IGCC-CCS | 0 | 0 | 0 | 0 | 0 | 0
WT_off | 0 | 0 | 0 | 0 | 0 | 0
PseudoUnit | 0 | 0 | 0 | 0 | 0 | 0
FixedInterchange | 0 | 0 | 0 | 0 | 0 | 0
Retirements of Capacity by Reporting Type: MARITIMES
ReportingType | 2015 | 2020 | 2025 | 2030 | 2035 | 2040
BM | 0 | 0 | 0 | 0 | 0 | 0
CC | 0 | 0 | 0 | 0 | 0 | 0
CSP | 0 | 0 | 0 | 0 | 0 | 0
CT | 0 | 0 | 0 | 0 | 0 | 0
Coal | 0 | 0 | 0 | 0 | 0 | 0
Geo | 0 | 0 | 0 | 0 | 0 | 0
H | 0 | 0 | 0 | 0 | 0 | 0
LFG | 0 | 0 | 0 | 0 | 0 | 0
Nuc | 0 | 0 | 0 | 0 | 0 | 0
PS | 0 | 0 | 0 | 0 | 0 | 0
PV | 0 | 0 | 0 | 0 | 0 | 0
PeakG | 0 | 0 | 0 | 0 | 0 | 0
PeakO | 0 | 0 | 0 | 0 | 0 | 0
ST | 0 | 0 | 0 | 0 | 0 | 0
STOG | 0 | 0 | 0 | 0 | 0 | 0
STWD | 0 | 0 | 0 | 0 | 0 | 0
WT | 0 | 0 | 0 | 0 | 0 | 0
IGCC | 0 | 0 | 0 | 0 | 0 | 0
DemandResponse | 0 | 0 | 0 | 0 | 0 | 0
IGCC-CCS | 0 | 0 | 0 | 0 | 0 | 0
WT_off | 0 | 0 | 0 | 0 | 0 | 0
PseudoUnit | 0 | 0 | 0 | 0 | 0 | 0
FixedInterchange | 0 | 0 | 0 | 0 | 0 | 0
Retirements of Capacity by Reporting Type: All
ReportingType | 2015 | 2020 | 2025 | 2030 | 2035 | 2040
BM | 0 | 0 | 0 | 0 | 0 | 192
CC | 8103.98 | 0 | 0 | 0 | 0 | 24.43
CSP | 475 | 0 | 0 | 0 | 0 | 0
CT | 0 | 0 | 0 | 0 | 1239.5 | 0
Coal | 70097.61 | 15033.59 | 352 | 0 | 101.2 | 232.08
Geo | 4.8 | 0 | 0 | 0 | 0 | 0
H | 0 | 0 | 0 | 0 | 0 | 0
LFG | 0 | 0 | 0 | 0 | 0 | 0
Nuc | 0 | 614.5 | 0 | 1488.2 | 26575.7 | 19706
PS | 0 | 0 | 0 | 0 | 0 | 0
PV | 0 | 0 | 0 | 0 | 1117.06 | 0
PeakG | 3827.62 | 95.37 | 0 | 0 | 0 | 3660
PeakO | 2428.5 | 0 | 0 | 0 | 0 | 200
ST | 0 | 0 | 0 | 0 | 0 | 0
STOG | 46165.52 | 365.61 | 541.63 | 0 | 0 | 0
STWD | 1514.78 | 0 | 0 | 0 | 0 | 0
WT | 126.2 | 0 | 0 | 0 | 2105.9 | 0
IGCC | 0 | 0 | 0 | 0 | 0 | 0
DemandResponse | 0 | 0 | 0 | 0 | 0 | 0
IGCC-CCS | 0 | 0 | 0 | 0 | 0 | 0
WT_off | 0 | 0 | 0 | 0 | 468 | 0
PseudoUnit | 0 | 0 | 0 | 0 | 0 | 0
FixedInterchange | 0 | 0 | 0 | 0 | 0 | 0
Retirements of Capacity by Reporting Type: EI_US
ReportingType | 2015 | 2020 | 2025 | 2030 | 2035 | 2040
BM | 0 | 0 | 0 | 0 | 0 | 192
CC | 2376.3 | 0 | 0 | 0 | 0 | 0
CSP | 0 | 0 | 0 | 0 | 0 | 0
CT | 0 | 0 | 0 | 0 | 0 | 0
Coal | 59354.21 | 14834.89 | 0 | 0 | 0 | 0
Geo | 0 | 0 | 0 | 0 | 0 | 0
H | 0 | 0 | 0 | 0 | 0 | 0
LFG | 0 | 0 | 0 | 0 | 0 | 0
Nuc | 0 | 614.5 | 0 | 1488.2 | 25545.7 | 18166
PS | 0 | 0 | 0 | 0 | 0 | 0
PV | 0 | 0 | 0 | 0 | 32 | 0
PeakG | 268.5 | 0 | 0 | 0 | 0 | 0
PeakO | 1780.15 | 0 | 0 | 0 | 0 | 0
ST | 0 | 0 | 0 | 0 | 0 | 0
STOG | 34699.38 | 365.61 | 419.12 | 0 | 0 | 0
STWD | 668 | 0 | 0 | 0 | 0 | 0
WT | 0 | 0 | 0 | 0 | 0 | 0
IGCC | 0 | 0 | 0 | 0 | 0 | 0
DemandResponse | 0 | 0 | 0 | 0 | 0 | 0
IGCC-CCS | 0 | 0 | 0 | 0 | 0 | 0
WT_off | 0 | 0 | 0 | 0 | 468 | 0
PseudoUnit | 0 | 0 | 0 | 0 | 0 | 0
FixedInterchange | 0 | 0 | 0 | 0 | 0 | 0
Retirements of Capacity by Reporting Type: EI_Canada
ReportingType | 2015 | 2020 | 2025 | 2030 | 2035 | 2040
BM | 0 | 0 | 0 | 0 | 0 | 0
CC | 3106.61 | 0 | 0 | 0 | 0 | 0
CSP | 0 | 0 | 0 | 0 | 0 | 0
CT | 0 | 0 | 0 | 0 | 0 | 0
Coal | 7425.4 | 0 | 0 | 0 | 0 | 0
Geo | 0 | 0 | 0 | 0 | 0 | 0
H | 0 | 0 | 0 | 0 | 0 | 0
LFG | 0 | 0 | 0 | 0 | 0 | 0
Nuc | 0 | 0 | 0 | 0 | 1030 | 1540
PS | 0 | 0 | 0 | 0 | 0 | 0
PV | 0 | 0 | 0 | 0 | 1067.26 | 0
PeakG | 0 | 0 | 0 | 0 | 0 | 0
PeakO | 145.65 | 0 | 0 | 0 | 0 | 0
ST | 0 | 0 | 0 | 0 | 0 | 0
STOG | 2126 | 0 | 0 | 0 | 0 | 0
STWD | 139 | 0 | 0 | 0 | 0 | 0
WT | 0 | 0 | 0 | 0 | 2105.9 | 0
IGCC | 0 | 0 | 0 | 0 | 0 | 0
DemandResponse | 0 | 0 | 0 | 0 | 0 | 0
IGCC-CCS | 0 | 0 | 0 | 0 | 0 | 0
WT_off | 0 | 0 | 0 | 0 | 0 | 0
PseudoUnit | 0 | 0 | 0 | 0 | 0 | 0
FixedInterchange | 0 | 0 | 0 | 0 | 0 | 0
Retirements of Capacity by Reporting Type: EI
ReportingType | 2015 | 2020 | 2025 | 2030 | 2035 | 2040
BM | 0 | 0 | 0 | 0 | 0 | 192
CC | 5482.91 | 0 | 0 | 0 | 0 | 0
CSP | 0 | 0 | 0 | 0 | 0 | 0
CT | 0 | 0 | 0 | 0 | 0 | 0
Coal | 66779.61 | 14834.89 | 0 | 0 | 0 | 0
Geo | 0 | 0 | 0 | 0 | 0 | 0
H | 0 | 0 | 0 | 0 | 0 | 0
LFG | 0 | 0 | 0 | 0 | 0 | 0
Nuc | 0 | 614.5 | 0 | 1488.2 | 26575.7 | 19706
PS | 0 | 0 | 0 | 0 | 0 | 0
PV | 0 | 0 | 0 | 0 | 1099.26 | 0
PeakG | 268.5 | 0 | 0 | 0 | 0 | 0
PeakO | 1925.8 | 0 | 0 | 0 | 0 | 0
ST | 0 | 0 | 0 | 0 | 0 | 0
STOG | 36825.38 | 365.61 | 419.12 | 0 | 0 | 0
STWD | 807 | 0 | 0 | 0 | 0 | 0
WT | 0 | 0 | 0 | 0 | 2105.9 | 0
IGCC | 0 | 0 | 0 | 0 | 0 | 0
DemandResponse | 0 | 0 | 0 | 0 | 0 | 0
IGCC-CCS | 0 | 0 | 0 | 0 | 0 | 0
WT_off | 0 | 0 | 0 | 0 | 468 | 0
PseudoUnit | 0 | 0 | 0 | 0 | 0 | 0
FixedInterchange | 0 | 0 | 0 | 0 | 0 | 0
Retirements of Capacity by Reporting Type: Outside_EI
ReportingType | 2015 | 2020 | 2025 | 2030 | 2035 | 2040
BM | 0 | 0 | 0 | 0 | 0 | 0
CC | 2621.07 | 0 | 0 | 0 | 0 | 24.43
CSP | 475 | 0 | 0 | 0 | 0 | 0
CT | 0 | 0 | 0 | 0 | 1239.5 | 0
Coal | 3318 | 198.7 | 352 | 0 | 101.2 | 232.08
Geo | 4.8 | 0 | 0 | 0 | 0 | 0
H | 0 | 0 | 0 | 0 | 0 | 0
LFG | 0 | 0 | 0 | 0 | 0 | 0
Nuc | 0 | 0 | 0 | 0 | 0 | 0
PS | 0 | 0 | 0 | 0 | 0 | 0
PV | 0 | 0 | 0 | 0 | 17.8 | 0
PeakG | 3559.12 | 95.37 | 0 | 0 | 0 | 3660
PeakO | 502.7 | 0 | 0 | 0 | 0 | 200
ST | 0 | 0 | 0 | 0 | 0 | 0
STOG | 9340.15 | 0 | 122.51 | 0 | 0 | 0
STWD | 707.78 | 0 | 0 | 0 | 0 | 0
WT | 126.2 | 0 | 0 | 0 | 0 | 0
IGCC | 0 | 0 | 0 | 0 | 0 | 0
DemandResponse | 0 | 0 | 0 | 0 | 0 | 0
IGCC-CCS | 0 | 0 | 0 | 0 | 0 | 0
WT_off | 0 | 0 | 0 | 0 | 0 | 0
PseudoUnit | 0 | 0 | 0 | 0 | 0 | 0
FixedInterchange | 0 | 0 | 0 | 0 | 0 | 0
#4 | Cumulative Retirements of Capacity (MW)
Cumulative Retirements of Capacity by Reporting Type: Entergy
ReportingType | 2015 | 2020 | 2025 | 2030 | 2035 | 2040
BM | 0 | 0 | 0 | 0 | 0 | 0
CC | 0 | 0 | 0 | 0 | 0 | 0
CSP | 0 | 0 | 0 | 0 | 0 | 0
CT | 0 | 0 | 0 | 0 | 0 | 0
Coal | 892.9 | 892.9 | 892.9 | 892.9 | 892.9 | 892.9
Geo | 0 | 0 | 0 | 0 | 0 | 0
H | 0 | 0 | 0 | 0 | 0 | 0
LFG | 0 | 0 | 0 | 0 | 0 | 0
Nuc | 0 | 0 | 0 | 0 | 842 | 1839
PS | 0 | 0 | 0 | 0 | 0 | 0
PV | 0 | 0 | 0 | 0 | 0 | 0
PeakG | 0 | 0 | 0 | 0 | 0 | 0
PeakO | 0 | 0 | 0 | 0 | 0 | 0
ST | 0 | 0 | 0 | 0 | 0 | 0
STOG | 11723.75 | 11723.75 | 12142.87 | 12142.87 | 12142.87 | 12142.87
STWD | 0 | 0 | 0 | 0 | 0 | 0
WT | 0 | 0 | 0 | 0 | 0 | 0
IGCC | 0 | 0 | 0 | 0 | 0 | 0
DemandResponse | 0 | 0 | 0 | 0 | 0 | 0
IGCC-CCS | 0 | 0 | 0 | 0 | 0 | 0
WT_off | 0 | 0 | 0 | 0 | 0 | 0
PseudoUnit | 0 | 0 | 0 | 0 | 0 | 0
FixedInterchange | 0 | 0 | 0 | 0 | 0 | 0
Cumulative Retirements of Capacity by Reporting Type: FRCC
ReportingType | 2015 | 2020 | 2025 | 2030 | 2035 | 2040
BM | 0 | 0 | 0 | 0 | 0 | 0
CC | 0 | 0 | 0 | 0 | 0 | 0
CSP | 0 | 0 | 0 | 0 | 0 | 0
CT | 0 | 0 | 0 | 0 | 0 | 0
Coal | 466 | 1335 | 1335 | 1335 | 1335 | 1335
Geo | 0 | 0 | 0 | 0 | 0 | 0
H | 0 | 0 | 0 | 0 | 0 | 0
LFG | 0 | 0 | 0 | 0 | 0 | 0
Nuc | 0 | 0 | 0 | 0 | 1615.33 | 3292.33
PS | 0 | 0 | 0 | 0 | 0 | 0
PV | 0 | 0 | 0 | 0 | 0 | 0
PeakG | 0 | 0 | 0 | 0 | 0 | 0
PeakO | 0 | 0 | 0 | 0 | 0 | 0
ST | 0 | 0 | 0 | 0 | 0 | 0
STOG | 5480.16 | 5845.76 | 5845.76 | 5845.76 | 5845.76 | 5845.76
STWD | 0 | 0 | 0 | 0 | 0 | 0
WT | 0 | 0 | 0 | 0 | 0 | 0
IGCC | 0 | 0 | 0 | 0 | 0 | 0
DemandResponse | 0 | 0 | 0 | 0 | 0 | 0
IGCC-CCS | 0 | 0 | 0 | 0 | 0 | 0
WT_off | 0 | 0 | 0 | 0 | 0 | 0
PseudoUnit | 0 | 0 | 0 | 0 | 0 | 0
FixedInterchange | 0 | 0 | 0 | 0 | 0 | 0
Cumulative Retirements of Capacity by Reporting Type: MAPP_US
ReportingType | 2015 | 2020 | 2025 | 2030 | 2035 | 2040
BM | 0 | 0 | 0 | 0 | 0 | 0
CC | 0 | 0 | 0 | 0 | 0 | 0
CSP | 0 | 0 | 0 | 0 | 0 | 0
CT | 0 | 0 | 0 | 0 | 0 | 0
Coal | 715.5 | 890.31 | 890.31 | 890.31 | 890.31 | 890.31
Geo | 0 | 0 | 0 | 0 | 0 | 0
H | 0 | 0 | 0 | 0 | 0 | 0
LFG | 0 | 0 | 0 | 0 | 0 | 0
Nuc | 0 | 0 | 0 | 0 | 0 | 0
PS | 0 | 0 | 0 | 0 | 0 | 0
PV | 0 | 0 | 0 | 0 | 0 | 0
PeakG | 0 | 0 | 0 | 0 | 0 | 0
PeakO | 246 | 246 | 246 | 246 | 246 | 246
ST | 0 | 0 | 0 | 0 | 0 | 0
STOG | 36 | 36 | 36 | 36 | 36 | 36
STWD | 0 | 0 | 0 | 0 | 0 | 0
WT | 0 | 0 | 0 | 0 | 0 | 0
IGCC | 0 | 0 | 0 | 0 | 0 | 0
DemandResponse | 0 | 0 | 0 | 0 | 0 | 0
IGCC-CCS | 0 | 0 | 0 | 0 | 0 | 0
WT_off | 0 | 0 | 0 | 0 | 0 | 0
PseudoUnit | 0 | 0 | 0 | 0 | 0 | 0
FixedInterchange | 0 | 0 | 0 | 0 | 0 | 0
Cumulative Retirements of Capacity by Reporting Type: MISO_IN
ReportingType | 2015 | 2020 | 2025 | 2030 | 2035 | 2040
BM | 0 | 0 | 0 | 0 | 0 | 0
CC | 0 | 0 | 0 | 0 | 0 | 0
CSP | 0 | 0 | 0 | 0 | 0 | 0
CT | 0 | 0 | 0 | 0 | 0 | 0
Coal | 1288.81 | 1360.9 | 1360.9 | 1360.9 | 1360.9 | 1360.9
Geo | 0 | 0 | 0 | 0 | 0 | 0
H | 0 | 0 | 0 | 0 | 0 | 0
LFG | 0 | 0 | 0 | 0 | 0 | 0
Nuc | 0 | 0 | 0 | 0 | 0 | 0
PS | 0 | 0 | 0 | 0 | 0 | 0
PV | 0 | 0 | 0 | 0 | 0 | 0
PeakG | 0 | 0 | 0 | 0 | 0 | 0
PeakO | 0 | 0 | 0 | 0 | 0 | 0
ST | 0 | 0 | 0 | 0 | 0 | 0
STOG | 0 | 0 | 0 | 0 | 0 | 0
STWD | 0 | 0 | 0 | 0 | 0 | 0
WT | 0 | 0 | 0 | 0 | 0 | 0
IGCC | 0 | 0 | 0 | 0 | 0 | 0
DemandResponse | 0 | 0 | 0 | 0 | 0 | 0
IGCC-CCS | 0 | 0 | 0 | 0 | 0 | 0
WT_off | 0 | 0 | 0 | 0 | 0 | 0
PseudoUnit | 0 | 0 | 0 | 0 | 0 | 0
FixedInterchange | 0 | 0 | 0 | 0 | 0 | 0
Cumulative Retirements of Capacity by Reporting Type: MISO_MI
ReportingType | 2015 | 2020 | 2025 | 2030 | 2035 | 2040
BM | 0 | 0 | 0 | 0 | 0 | 0
CC | 0 | 0 | 0 | 0 | 0 | 0
CSP | 0 | 0 | 0 | 0 | 0 | 0
CT | 0 | 0 | 0 | 0 | 0 | 0
Coal | 2326 | 3513 | 3513 | 3513 | 3513 | 3513
Geo | 0 | 0 | 0 | 0 | 0 | 0
H | 0 | 0 | 0 | 0 | 0 | 0
LFG | 0 | 0 | 0 | 0 | 0 | 0
Nuc | 0 | 0 | 0 | 0 | 778 | 778
PS | 0 | 0 | 0 | 0 | 0 | 0
PV | 0 | 0 | 0 | 0 | 0 | 0
PeakG | 0 | 0 | 0 | 0 | 0 | 0
PeakO | 0 | 0 | 0 | 0 | 0 | 0
ST | 0 | 0 | 0 | 0 | 0 | 0
STOG | 0 | 0 | 0 | 0 | 0 | 0
STWD | 0 | 0 | 0 | 0 | 0 | 0
WT | 0 | 0 | 0 | 0 | 0 | 0
IGCC | 0 | 0 | 0 | 0 | 0 | 0
DemandResponse | 0 | 0 | 0 | 0 | 0 | 0
IGCC-CCS | 0 | 0 | 0 | 0 | 0 | 0
WT_off | 0 | 0 | 0 | 0 | 0 | 0
PseudoUnit | 0 | 0 | 0 | 0 | 0 | 0
FixedInterchange | 0 | 0 | 0 | 0 | 0 | 0
Cumulative Retirements of Capacity by Reporting Type: MISO_MO-IL
ReportingType | 2015 | 2020 | 2025 | 2030 | 2035 | 2040
BM | 0 | 0 | 0 | 0 | 0 | 0
CC | 0 | 0 | 0 | 0 | 0 | 0
CSP | 0 | 0 | 0 | 0 | 0 | 0
CT | 0 | 0 | 0 | 0 | 0 | 0
Coal | 1024.7 | 2056.7 | 2056.7 | 2056.7 | 2056.7 | 2056.7
Geo | 0 | 0 | 0 | 0 | 0 | 0
H | 0 | 0 | 0 | 0 | 0 | 0
LFG | 0 | 0 | 0 | 0 | 0 | 0
Nuc | 0 | 0 | 0 | 0 | 0 | 0
PS | 0 | 0 | 0 | 0 | 0 | 0
PV | 0 | 0 | 0 | 0 | 0 | 0
PeakG | 0 | 0 | 0 | 0 | 0 | 0
PeakO | 0 | 0 | 0 | 0 | 0 | 0
ST | 0 | 0 | 0 | 0 | 0 | 0
STOG | 0 | 0 | 0 | 0 | 0 | 0
STWD | 0 | 0 | 0 | 0 | 0 | 0
WT | 0 | 0 | 0 | 0 | 0 | 0
IGCC | 0 | 0 | 0 | 0 | 0 | 0
DemandResponse | 0 | 0 | 0 | 0 | 0 | 0
IGCC-CCS | 0 | 0 | 0 | 0 | 0 | 0
WT_off | 0 | 0 | 0 | 0 | 0 | 0
PseudoUnit | 0 | 0 | 0 | 0 | 0 | 0
FixedInterchange | 0 | 0 | 0 | 0 | 0 | 0
Cumulative Retirements of Capacity by Reporting Type: MISO_W
ReportingType | 2015 | 2020 | 2025 | 2030 | 2035 | 2040
BM | 0 | 0 | 0 | 0 | 0 | 0
CC | 0 | 0 | 0 | 0 | 0 | 0
CSP | 0 | 0 | 0 | 0 | 0 | 0
CT | 0 | 0 | 0 | 0 | 0 | 0
Coal | 1997.95 | 2919.36 | 2919.36 | 2919.36 | 2919.36 | 2919.36
Geo | 0 | 0 | 0 | 0 | 0 | 0
H | 0 | 0 | 0 | 0 | 0 | 0
LFG | 0 | 0 | 0 | 0 | 0 | 0
Nuc | 0 | 0 | 0 | 0 | 2361.23 | 2361.23
PS | 0 | 0 | 0 | 0 | 0 | 0
PV | 0 | 0 | 0 | 0 | 0 | 0
PeakG | 0 | 0 | 0 | 0 | 0 | 0
PeakO | 0 | 0 | 0 | 0 | 0 | 0
ST | 0 | 0 | 0 | 0 | 0 | 0
STOG | 0 | 0 | 0 | 0 | 0 | 0
STWD | 0 | 0 | 0 | 0 | 0 | 0
WT | 0 | 0 | 0 | 0 | 0 | 0
IGCC | 0 | 0 | 0 | 0 | 0 | 0
DemandResponse | 0 | 0 | 0 | 0 | 0 | 0
IGCC-CCS | 0 | 0 | 0 | 0 | 0 | 0
WT_off | 0 | 0 | 0 | 0 | 0 | 0
PseudoUnit | 0 | 0 | 0 | 0 | 0 | 0
FixedInterchange | 0 | 0 | 0 | 0 | 0 | 0
Cumulative Retirements of Capacity by Reporting Type: MISO_WUMS
ReportingType | 2015 | 2020 | 2025 | 2030 | 2035 | 2040
BM | 0 | 0 | 0 | 0 | 0 | 0
CC | 0 | 0 | 0 | 0 | 0 | 0
CSP | 0 | 0 | 0 | 0 | 0 | 0
CT | 0 | 0 | 0 | 0 | 0 | 0
Coal | 2411.1 | 2672.1 | 2672.1 | 2672.1 | 2672.1 | 2672.1
Geo | 0 | 0 | 0 | 0 | 0 | 0
H | 0 | 0 | 0 | 0 | 0 | 0
LFG | 0 | 0 | 0 | 0 | 0 | 0
Nuc | 0 | 0 | 0 | 0 | 1816.9 | 1816.9
PS | 0 | 0 | 0 | 0 | 0 | 0
PV | 0 | 0 | 0 | 0 | 0 | 0
PeakG | 0 | 0 | 0 | 0 | 0 | 0
PeakO | 0 | 0 | 0 | 0 | 0 | 0
ST | 0 | 0 | 0 | 0 | 0 | 0
STOG | 59.5 | 59.5 | 59.5 | 59.5 | 59.5 | 59.5
STWD | 0 | 0 | 0 | 0 | 0 | 0
WT | 0 | 0 | 0 | 0 | 0 | 0
IGCC | 0 | 0 | 0 | 0 | 0 | 0
DemandResponse | 0 | 0 | 0 | 0 | 0 | 0
IGCC-CCS | 0 | 0 | 0 | 0 | 0 | 0
WT_off | 0 | 0 | 0 | 0 | 0 | 0
PseudoUnit | 0 | 0 | 0 | 0 | 0 | 0
FixedInterchange | 0 | 0 | 0 | 0 | 0 | 0
Cumulative Retirements of Capacity by Reporting Type: Nebraska
ReportingType | 2015 | 2020 | 2025 | 2030 | 2035 | 2040
BM | 0 | 0 | 0 | 0 | 0 | 0
CC | 0 | 0 | 0 | 0 | 0 | 0
CSP | 0 | 0 | 0 | 0 | 0 | 0
CT | 0 | 0 | 0 | 0 | 0 | 0
Coal | 0 | 0 | 0 | 0 | 0 | 0
Geo | 0 | 0 | 0 | 0 | 0 | 0
H | 0 | 0 | 0 | 0 | 0 | 0
LFG | 0 | 0 | 0 | 0 | 0 | 0
Nuc | 0 | 0 | 0 | 0 | 1251.8 | 1251.8
PS | 0 | 0 | 0 | 0 | 0 | 0
PV | 0 | 0 | 0 | 0 | 0 | 0
PeakG | 0 | 0 | 0 | 0 | 0 | 0
PeakO | 0 | 0 | 0 | 0 | 0 | 0
ST | 0 | 0 | 0 | 0 | 0 | 0
STOG | 270 | 270 | 270 | 270 | 270 | 270
STWD | 0 | 0 | 0 | 0 | 0 | 0
WT | 0 | 0 | 0 | 0 | 0 | 0
IGCC | 0 | 0 | 0 | 0 | 0 | 0
DemandResponse | 0 | 0 | 0 | 0 | 0 | 0
IGCC-CCS | 0 | 0 | 0 | 0 | 0 | 0
WT_off | 0 | 0 | 0 | 0 | 0 | 0
PseudoUnit | 0 | 0 | 0 | 0 | 0 | 0
FixedInterchange | 0 | 0 | 0 | 0 | 0 | 0
Cumulative Retirements of Capacity by Reporting Type: NEISO
ReportingType | 2015 | 2020 | 2025 | 2030 | 2035 | 2040
BM | 0 | 0 | 0 | 0 | 0 | 0
CC | 2376.3 | 2376.3 | 2376.3 | 2376.3 | 2376.3 | 2376.3
CSP | 0 | 0 | 0 | 0 | 0 | 0
CT | 0 | 0 | 0 | 0 | 0 | 0
Coal | 2250.13 | 2570.13 | 2570.13 | 2570.13 | 2570.13 | 2570.13
Geo | 0 | 0 | 0 | 0 | 0 | 0
H | 0 | 0 | 0 | 0 | 0 | 0
LFG | 0 | 0 | 0 | 0 | 0 | 0
Nuc | 0 | 0 | 0 | 0 | 1289 | 2165.92
PS | 0 | 0 | 0 | 0 | 0 | 0
PV | 0 | 0 | 0 | 0 | 0 | 0
PeakG | 0 | 0 | 0 | 0 | 0 | 0
PeakO | 311.45 | 311.45 | 311.45 | 311.45 | 311.45 | 311.45
ST | 0 | 0 | 0 | 0 | 0 | 0
STOG | 6237 | 6237 | 6237 | 6237 | 6237 | 6237
STWD | 0 | 0 | 0 | 0 | 0 | 0
WT | 0 | 0 | 0 | 0 | 0 | 0
IGCC | 0 | 0 | 0 | 0 | 0 | 0
DemandResponse | 0 | 0 | 0 | 0 | 0 | 0
IGCC-CCS | 0 | 0 | 0 | 0 | 0 | 0
WT_off | 0 | 0 | 0 | 0 | 468 | 468
PseudoUnit | 0 | 0 | 0 | 0 | 0 | 0
FixedInterchange | 0 | 0 | 0 | 0 | 0 | 0
Cumulative Retirements of Capacity by Reporting Type: NonRTO_Midwest
ReportingType | 2015 | 2020 | 2025 | 2030 | 2035 | 2040
BM | 0 | 0 | 0 | 0 | 0 | 0
CC | 0 | 0 | 0 | 0 | 0 | 0
CSP | 0 | 0 | 0 | 0 | 0 | 0
CT | 0 | 0 | 0 | 0 | 0 | 0
Coal | 1100.9 | 1100.9 | 1100.9 | 1100.9 | 1100.9 | 1100.9
Geo | 0 | 0 | 0 | 0 | 0 | 0
H | 0 | 0 | 0 | 0 | 0 | 0
LFG | 0 | 0 | 0 | 0 | 0 | 0
Nuc | 0 | 0 | 0 | 0 | 0 | 0
PS | 0 | 0 | 0 | 0 | 0 | 0
PV | 0 | 0 | 0 | 0 | 0 | 0
PeakG | 0 | 0 | 0 | 0 | 0 | 0
PeakO | 0 | 0 | 0 | 0 | 0 | 0
ST | 0 | 0 | 0 | 0 | 0 | 0
STOG | 0 | 0 | 0 | 0 | 0 | 0
STWD | 0 | 0 | 0 | 0 | 0 | 0
WT | 0 | 0 | 0 | 0 | 0 | 0
IGCC | 0 | 0 | 0 | 0 | 0 | 0
DemandResponse | 0 | 0 | 0 | 0 | 0 | 0
IGCC-CCS | 0 | 0 | 0 | 0 | 0 | 0
WT_off | 0 | 0 | 0 | 0 | 0 | 0
PseudoUnit | 0 | 0 | 0 | 0 | 0 | 0
FixedInterchange | 0 | 0 | 0 | 0 | 0 | 0
Cumulative Retirements of Capacity by Reporting Type: NYISO_A-F
ReportingType | 2015 | 2020 | 2025 | 2030 | 2035 | 2040
BM | 0 | 0 | 0 | 0 | 0 | 0
CC | 0 | 0 | 0 | 0 | 0 | 0
CSP | 0 | 0 | 0 | 0 | 0 | 0
CT | 0 | 0 | 0 | 0 | 0 | 0
Coal | 2251.9 | 2251.9 | 2251.9 | 2251.9 | 2251.9 | 2251.9
Geo | 0 | 0 | 0 | 0 | 0 | 0
H | 0 | 0 | 0 | 0 | 0 | 0
LFG | 0 | 0 | 0 | 0 | 0 | 0
Nuc | 0 | 0 | 0 | 621.2 | 1201.7 | 2053.9
PS | 0 | 0 | 0 | 0 | 0 | 0
PV | 0 | 0 | 0 | 0 | 0 | 0
PeakG | 0 | 0 | 0 | 0 | 0 | 0
PeakO | 0 | 0 | 0 | 0 | 0 | 0
ST | 0 | 0 | 0 | 0 | 0 | 0
STOG | 1701 | 1701 | 1701 | 1701 | 1701 | 1701
STWD | 0 | 0 | 0 | 0 | 0 | 0
WT | 0 | 0 | 0 | 0 | 0 | 0
IGCC | 0 | 0 | 0 | 0 | 0 | 0
DemandResponse | 0 | 0 | 0 | 0 | 0 | 0
IGCC-CCS | 0 | 0 | 0 | 0 | 0 | 0
WT_off | 0 | 0 | 0 | 0 | 0 | 0
PseudoUnit | 0 | 0 | 0 | 0 | 0 | 0
FixedInterchange | 0 | 0 | 0 | 0 | 0 | 0
Cumulative Retirements of Capacity by Reporting Type: NYISO_G-I
ReportingType | 2015 | 2020 | 2025 | 2030 | 2035 | 2040
BM | 0 | 0 | 0 | 0 | 0 | 0
CC | 0 | 0 | 0 | 0 | 0 | 0
CSP | 0 | 0 | 0 | 0 | 0 | 0
CT | 0 | 0 | 0 | 0 | 0 | 0
Coal | 368.2 | 368.2 | 368.2 | 368.2 | 368.2 | 368.2
Geo | 0 | 0 | 0 | 0 | 0 | 0
H | 0 | 0 | 0 | 0 | 0 | 0
LFG | 0 | 0 | 0 | 0 | 0 | 0
Nuc | 0 | 0 | 0 | 0 | 1019.6 | 2044.6
PS | 0 | 0 | 0 | 0 | 0 | 0
PV | 0 | 0 | 0 | 0 | 0 | 0
PeakG | 0 | 0 | 0 | 0 | 0 | 0
PeakO | 0 | 0 | 0 | 0 | 0 | 0
ST | 0 | 0 | 0 | 0 | 0 | 0
STOG | 2431 | 2431 | 2431 | 2431 | 2431 | 2431
STWD | 0 | 0 | 0 | 0 | 0 | 0
WT | 0 | 0 | 0 | 0 | 0 | 0
IGCC | 0 | 0 | 0 | 0 | 0 | 0
DemandResponse | 0 | 0 | 0 | 0 | 0 | 0
IGCC-CCS | 0 | 0 | 0 | 0 | 0 | 0
WT_off | 0 | 0 | 0 | 0 | 0 | 0
PseudoUnit | 0 | 0 | 0 | 0 | 0 | 0
FixedInterchange | 0 | 0 | 0 | 0 | 0 | 0
Cumulative Retirements of Capacity by Reporting Type: NYISO_J-K
ReportingType | 2015 | 2020 | 2025 | 2030 | 2035 | 2040
BM | 0 | 0 | 0 | 0 | 0 | 0
CC | 0 | 0 | 0 | 0 | 0 | 0
CSP | 0 | 0 | 0 | 0 | 0 | 0
CT | 0 | 0 | 0 | 0 | 0 | 0
Coal | 0 | 0 | 0 | 0 | 0 | 0
Geo | 0 | 0 | 0 | 0 | 0 | 0
H | 0 | 0 | 0 | 0 | 0 | 0
LFG | 0 | 0 | 0 | 0 | 0 | 0
Nuc | 0 | 0 | 0 | 0 | 0 | 0
PS | 0 | 0 | 0 | 0 | 0 | 0
PV | 0 | 0 | 0 | 0 | 32 | 32
PeakG | 0 | 0 | 0 | 0 | 0 | 0
PeakO | 0 | 0 | 0 | 0 | 0 | 0
ST | 0 | 0 | 0 | 0 | 0 | 0
STOG | 1128.55 | 1128.55 | 1128.55 | 1128.55 | 1128.55 | 1128.55
STWD | 0 | 0 | 0 | 0 | 0 | 0
WT | 0 | 0 | 0 | 0 | 0 | 0
IGCC | 0 | 0 | 0 | 0 | 0 | 0
DemandResponse | 0 | 0 | 0 | 0 | 0 | 0
IGCC-CCS | 0 | 0 | 0 | 0 | 0 | 0
WT_off | 0 | 0 | 0 | 0 | 0 | 0
PseudoUnit | 0 | 0 | 0 | 0 | 0 | 0
FixedInterchange | 0 | 0 | 0 | 0 | 0 | 0
Cumulative Retirements of Capacity by Reporting Type: PJM_E
ReportingType | 2015 | 2020 | 2025 | 2030 | 2035 | 2040
BM | 0 | 0 | 0 | 0 | 0 | 0
CC | 0 | 0 | 0 | 0 | 0 | 0
CSP | 0 | 0 | 0 | 0 | 0 | 0
CT | 0 | 0 | 0 | 0 | 0 | 0
Coal | 2804 | 3372 | 3372 | 3372 | 3372 | 3372
Geo | 0 | 0 | 0 | 0 | 0 | 0
H | 0 | 0 | 0 | 0 | 0 | 0
LFG | 0 | 0 | 0 | 0 | 0 | 0
Nuc | 0 | 614.5 | 614.5 | 614.5 | 2838.5 | 4012.5
PS | 0 | 0 | 0 | 0 | 0 | 0
PV | 0 | 0 | 0 | 0 | 0 | 0
PeakG | 268.5 | 268.5 | 268.5 | 268.5 | 268.5 | 268.5
PeakO | 2.7 | 2.7 | 2.7 | 2.7 | 2.7 | 2.7
ST | 0 | 0 | 0 | 0 | 0 | 0
STOG | 629.5 | 629.5 | 629.5 | 629.5 | 629.5 | 629.5
STWD | 0 | 0 | 0 | 0 | 0 | 0
WT | 0 | 0 | 0 | 0 | 0 | 0
IGCC | 0 | 0 | 0 | 0 | 0 | 0
DemandResponse | 0 | 0 | 0 | 0 | 0 | 0
IGCC-CCS | 0 | 0 | 0 | 0 | 0 | 0
WT_off | 0 | 0 | 0 | 0 | 0 | 0
PseudoUnit | 0 | 0 | 0 | 0 | 0 | 0
FixedInterchange | 0 | 0 | 0 | 0 | 0 | 0
Cumulative Retirements of Capacity by Reporting Type: PJM_ROM
ReportingType | 2015 | 2020 | 2025 | 2030 | 2035 | 2040
BM | 0 | 0 | 0 | 0 | 0 | 0
CC | 0 | 0 | 0 | 0 | 0 | 0
CSP | 0 | 0 | 0 | 0 | 0 | 0
CT | 0 | 0 | 0 | 0 | 0 | 0
Coal | 8045.5 | 8045.5 | 8045.5 | 8045.5 | 8045.5 | 8045.5
Geo | 0 | 0 | 0 | 0 | 0 | 0
H | 0 | 0 | 0 | 0 | 0 | 0
LFG | 0 | 0 | 0 | 0 | 0 | 0
Nuc | 0 | 0 | 0 | 0 | 1732 | 2631
PS | 0 | 0 | 0 | 0 | 0 | 0
PV | 0 | 0 | 0 | 0 | 0 | 0
PeakG | 0 | 0 | 0 | 0 | 0 | 0
PeakO | 270 | 270 | 270 | 270 | 270 | 270
ST | 0 | 0 | 0 | 0 | 0 | 0
STOG | 580 | 580 | 580 | 580 | 580 | 580
STWD | 0 | 0 | 0 | 0 | 0 | 0
WT | 0 | 0 | 0 | 0 | 0 | 0
IGCC | 0 | 0 | 0 | 0 | 0 | 0
DemandResponse | 0 | 0 | 0 | 0 | 0 | 0
IGCC-CCS | 0 | 0 | 0 | 0 | 0 | 0
WT_off | 0 | 0 | 0 | 0 | 0 | 0
PseudoUnit | 0 | 0 | 0 | 0 | 0 | 0
FixedInterchange | 0 | 0 | 0 | 0 | 0 | 0
Cumulative Retirements of Capacity by Reporting Type: PJM_ROR
ReportingType | 2015 | 2020 | 2025 | 2030 | 2035 | 2040
BM | 0 | 0 | 0 | 0 | 0 | 192
CC | 0 | 0 | 0 | 0 | 0 | 0
CSP | 0 | 0 | 0 | 0 | 0 | 0
CT | 0 | 0 | 0 | 0 | 0 | 0
Coal | 13758.3 | 19894 | 19894 | 19894 | 19894 | 19894
Geo | 0 | 0 | 0 | 0 | 0 | 0
H | 0 | 0 | 0 | 0 | 0 | 0
LFG | 0 | 0 | 0 | 0 | 0 | 0
Nuc | 0 | 0 | 0 | 867 | 5142 | 10025.16
PS | 0 | 0 | 0 | 0 | 0 | 0
PV | 0 | 0 | 0 | 0 | 0 | 0
PeakG | 0 | 0 | 0 | 0 | 0 | 0
PeakO | 19 | 19 | 19 | 19 | 19 | 19
ST | 0 | 0 | 0 | 0 | 0 | 0
STOG | 35 | 35 | 35 | 35 | 35 | 35
STWD | 0 | 0 | 0 | 0 | 0 | 0
WT | 0 | 0 | 0 | 0 | 0 | 0
IGCC | 0 | 0 | 0 | 0 | 0 | 0
DemandResponse | 0 | 0 | 0 | 0 | 0 | 0
IGCC-CCS | 0 | 0 | 0 | 0 | 0 | 0
WT_off | 0 | 0 | 0 | 0 | 0 | 0
PseudoUnit | 0 | 0 | 0 | 0 | 0 | 0
FixedInterchange | 0 | 0 | 0 | 0 | 0 | 0
Cumulative Retirements of Capacity by Reporting Type: SOCO
ReportingType | 2015 | 2020 | 2025 | 2030 | 2035 | 2040
BM | 0 | 0 | 0 | 0 | 0 | 0
CC | 0 | 0 | 0 | 0 | 0 | 0
CSP | 0 | 0 | 0 | 0 | 0 | 0
CT | 0 | 0 | 0 | 0 | 0 | 0
Coal | 8555.61 | 8555.61 | 8555.61 | 8555.61 | 8555.61 | 8555.61
Geo | 0 | 0 | 0 | 0 | 0 | 0
H | 0 | 0 | 0 | 0 | 0 | 0
LFG | 0 | 0 | 0 | 0 | 0 | 0
Nuc | 0 | 0 | 0 | 0 | 0 | 2645.05
PS | 0 | 0 | 0 | 0 | 0 | 0
PV | 0 | 0 | 0 | 0 | 0 | 0
PeakG | 0 | 0 | 0 | 0 | 0 | 0
PeakO | 931 | 931 | 931 | 931 | 931 | 931
ST | 0 | 0 | 0 | 0 | 0 | 0
STOG | 854 | 854 | 854 | 854 | 854 | 854
STWD | 668 | 668 | 668 | 668 | 668 | 668
WT | 0 | 0 | 0 | 0 | 0 | 0
IGCC | 0 | 0 | 0 | 0 | 0 | 0
DemandResponse | 0 | 0 | 0 | 0 | 0 | 0
IGCC-CCS | 0 | 0 | 0 | 0 | 0 | 0
WT_off | 0 | 0 | 0 | 0 | 0 | 0
PseudoUnit | 0 | 0 | 0 | 0 | 0 | 0
FixedInterchange | 0 | 0 | 0 | 0 | 0 | 0
Cumulative Retirements of Capacity by Reporting Type: SPP_N
ReportingType | 2015 | 2020 | 2025 | 2030 | 2035 | 2040
BM | 0 | 0 | 0 | 0 | 0 | 0
CC | 0 | 0 | 0 | 0 | 0 | 0
CSP | 0 | 0 | 0 | 0 | 0 | 0
CT | 0 | 0 | 0 | 0 | 0 | 0
Coal | 0 | 374.9 | 374.9 | 374.9 | 374.9 | 374.9
Geo | 0 | 0 | 0 | 0 | 0 | 0
H | 0 | 0 | 0 | 0 | 0 | 0
LFG | 0 | 0 | 0 | 0 | 0 | 0
Nuc | 0 | 0 | 0 | 0 | 0 | 0
PS | 0 | 0 | 0 | 0 | 0 | 0
PV | 0 | 0 | 0 | 0 | 0 | 0
PeakG | 0 | 0 | 0 | 0 | 0 | 0
PeakO | 0 | 0 | 0 | 0 | 0 | 0
ST | 0 | 0 | 0 | 0 | 0 | 0
STOG | 87 | 87 | 87 | 87 | 87 | 87
STWD | 0 | 0 | 0 | 0 | 0 | 0
WT | 0 | 0 | 0 | 0 | 0 | 0
IGCC | 0 | 0 | 0 | 0 | 0 | 0
DemandResponse | 0 | 0 | 0 | 0 | 0 | 0
IGCC-CCS | 0 | 0 | 0 | 0 | 0 | 0
WT_off | 0 | 0 | 0 | 0 | 0 | 0
PseudoUnit | 0 | 0 | 0 | 0 | 0 | 0
FixedInterchange | 0 | 0 | 0 | 0 | 0 | 0
Cumulative Retirements of Capacity by Reporting Type: SPP_S
ReportingType | 2015 | 2020 | 2025 | 2030 | 2035 | 2040
BM | 0 | 0 | 0 | 0 | 0 | 0
CC | 0 | 0 | 0 | 0 | 0 | 0
CSP | 0 | 0 | 0 | 0 | 0 | 0
CT | 0 | 0 | 0 | 0 | 0 | 0
Coal | 1533.95 | 1533.95 | 1533.95 | 1533.95 | 1533.95 | 1533.95
Geo | 0 | 0 | 0 | 0 | 0 | 0
H | 0 | 0 | 0 | 0 | 0 | 0
LFG | 0 | 0 | 0 | 0 | 0 | 0
Nuc | 0 | 0 | 0 | 0 | 0 | 0
PS | 0 | 0 | 0 | 0 | 0 | 0
PV | 0 | 0 | 0 | 0 | 0 | 0
PeakG | 0 | 0 | 0 | 0 | 0 | 0
PeakO | 0 | 0 | 0 | 0 | 0 | 0
ST | 0 | 0 | 0 | 0 | 0 | 0
STOG | 3446.93 | 3446.93 | 3446.93 | 3446.93 | 3446.93 | 3446.93
STWD | 0 | 0 | 0 | 0 | 0 | 0
WT | 0 | 0 | 0 | 0 | 0 | 0
IGCC | 0 | 0 | 0 | 0 | 0 | 0
DemandResponse | 0 | 0 | 0 | 0 | 0 | 0
IGCC-CCS | 0 | 0 | 0 | 0 | 0 | 0
WT_off | 0 | 0 | 0 | 0 | 0 | 0
PseudoUnit | 0 | 0 | 0 | 0 | 0 | 0
FixedInterchange | 0 | 0 | 0 | 0 | 0 | 0
Cumulative Retirements of Capacity by Reporting Type: TVA
ReportingType | 2015 | 2020 | 2025 | 2030 | 2035 | 2040
BM | 0 | 0 | 0 | 0 | 0 | 0
CC | 0 | 0 | 0 | 0 | 0 | 0
CSP | 0 | 0 | 0 | 0 | 0 | 0
CT | 0 | 0 | 0 | 0 | 0 | 0
Coal | 3802.79 | 4543.79 | 4543.79 | 4543.79 | 4543.79 | 4543.79
Geo | 0 | 0 | 0 | 0 | 0 | 0
H | 0 | 0 | 0 | 0 | 0 | 0
LFG | 0 | 0 | 0 | 0 | 0 | 0
Nuc | 0 | 0 | 0 | 0 | 2512.33 | 3791
PS | 0 | 0 | 0 | 0 | 0 | 0
PV | 0 | 0 | 0 | 0 | 0 | 0
PeakG | 0 | 0 | 0 | 0 | 0 | 0
PeakO | 0 | 0 | 0 | 0 | 0 | 0
ST | 0 | 0 | 0 | 0 | 0 | 0
STOG | 0 | 0 | 0 | 0 | 0 | 0
STWD | 0 | 0 | 0 | 0 | 0 | 0
WT | 0 | 0 | 0 | 0 | 0 | 0
IGCC | 0 | 0 | 0 | 0 | 0 | 0
DemandResponse | 0 | 0 | 0 | 0 | 0 | 0
IGCC-CCS | 0 | 0 | 0 | 0 | 0 | 0
WT_off | 0 | 0 | 0 | 0 | 0 | 0
PseudoUnit | 0 | 0 | 0 | 0 | 0 | 0
FixedInterchange | 0 | 0 | 0 | 0 | 0 | 0
Cumulative Retirements of Capacity by Reporting Type: TVA_Transmission
ReportingType | 2015 | 2020 | 2025 | 2030 | 2035 | 2040
BM | 0 | 0 | 0 | 0 | 0 | 0
CC | 0 | 0 | 0 | 0 | 0 | 0
CSP | 0 | 0 | 0 | 0 | 0 | 0
CT | 0 | 0 | 0 | 0 | 0 | 0
Coal | 0 | 0 | 0 | 0 | 0 | 0
Geo | 0 | 0 | 0 | 0 | 0 | 0
H | 0 | 0 | 0 | 0 | 0 | 0
LFG | 0 | 0 | 0 | 0 | 0 | 0
Nuc | 0 | 0 | 0 | 0 | 0 | 0
PS | 0 | 0 | 0 | 0 | 0 | 0
PV | 0 | 0 | 0 | 0 | 0 | 0
PeakG | 0 | 0 | 0 | 0 | 0 | 0
PeakO | 0 | 0 | 0 | 0 | 0 | 0
ST | 0 | 0 | 0 | 0 | 0 | 0
STOG | 0 | 0 | 0 | 0 | 0 | 0
STWD | 0 | 0 | 0 | 0 | 0 | 0
WT | 0 | 0 | 0 | 0 | 0 | 0
IGCC | 0 | 0 | 0 | 0 | 0 | 0
DemandResponse | 0 | 0 | 0 | 0 | 0 | 0
IGCC-CCS | 0 | 0 | 0 | 0 | 0 | 0
WT_off | 0 | 0 | 0 | 0 | 0 | 0
PseudoUnit | 0 | 0 | 0 | 0 | 0 | 0
FixedInterchange | 0 | 0 | 0 | 0 | 0 | 0
Cumulative Retirements of Capacity by Reporting Type: VACAR
ReportingType | 2015 | 2020 | 2025 | 2030 | 2035 | 2040
BM | 0 | 0 | 0 | 0 | 0 | 0
CC | 0 | 0 | 0 | 0 | 0 | 0
CSP | 0 | 0 | 0 | 0 | 0 | 0
CT | 0 | 0 | 0 | 0 | 0 | 0
Coal | 3759.96 | 5937.96 | 5937.96 | 5937.96 | 5937.96 | 5937.96
Geo | 0 | 0 | 0 | 0 | 0 | 0
H | 0 | 0 | 0 | 0 | 0 | 0
LFG | 0 | 0 | 0 | 0 | 0 | 0
Nuc | 0 | 0 | 0 | 0 | 3248 | 5106
PS | 0 | 0 | 0 | 0 | 0 | 0
PV | 0 | 0 | 0 | 0 | 0 | 0
PeakG | 0 | 0 | 0 | 0 | 0 | 0
PeakO | 0 | 0 | 0 | 0 | 0 | 0
ST | 0 | 0 | 0 | 0 | 0 | 0
STOG | 0 | 0 | 0 | 0 | 0 | 0
STWD | 0 | 0 | 0 | 0 | 0 | 0
WT | 0 | 0 | 0 | 0 | 0 | 0
IGCC | 0 | 0 | 0 | 0 | 0 | 0
DemandResponse | 0 | 0 | 0 | 0 | 0 | 0
IGCC-CCS | 0 | 0 | 0 | 0 | 0 | 0
WT_off | 0 | 0 | 0 | 0 | 0 | 0
PseudoUnit | 0 | 0 | 0 | 0 | 0 | 0
FixedInterchange | 0 | 0 | 0 | 0 | 0 | 0
Cumulative Retirements of Capacity by Reporting Type: IESO
ReportingType | 2015 | 2020 | 2025 | 2030 | 2035 | 2040
BM | 0 | 0 | 0 | 0 | 0 | 0
CC | 3106.61 | 3106.61 | 3106.61 | 3106.61 | 3106.61 | 3106.61
CSP | 0 | 0 | 0 | 0 | 0 | 0
CT | 0 | 0 | 0 | 0 | 0 | 0
Coal | 6416 | 6416 | 6416 | 6416 | 6416 | 6416
Geo | 0 | 0 | 0 | 0 | 0 | 0
H | 0 | 0 | 0 | 0 | 0 | 0
LFG | 0 | 0 | 0 | 0 | 0 | 0
Nuc | 0 | 0 | 0 | 0 | 1030 | 2570
PS | 0 | 0 | 0 | 0 | 0 | 0
PV | 0 | 0 | 0 | 0 | 1067.26 | 1067.26
PeakG | 0 | 0 | 0 | 0 | 0 | 0
PeakO | 145.65 | 145.65 | 145.65 | 145.65 | 145.65 | 145.65
ST | 0 | 0 | 0 | 0 | 0 | 0
STOG | 2126 | 2126 | 2126 | 2126 | 2126 | 2126
STWD | 139 | 139 | 139 | 139 | 139 | 139
WT | 0 | 0 | 0 | 0 | 2105.9 | 2105.9
IGCC | 0 | 0 | 0 | 0 | 0 | 0
DemandResponse | 0 | 0 | 0 | 0 | 0 | 0
IGCC-CCS | 0 | 0 | 0 | 0 | 0 | 0
WT_off | 0 | 0 | 0 | 0 | 0 | 0
PseudoUnit | 0 | 0 | 0 | 0 | 0 | 0
FixedInterchange | 0 | 0 | 0 | 0 | 0 | 0
Cumulative Retirements of Capacity by Reporting Type: MAPP_CA
ReportingType | 2015 | 2020 | 2025 | 2030 | 2035 | 2040
BM | 0 | 0 | 0 | 0 | 0 | 0
CC | 0 | 0 | 0 | 0 | 0 | 0
CSP | 0 | 0 | 0 | 0 | 0 | 0
CT | 0 | 0 | 0 | 0 | 0 | 0
Coal | 1009.4 | 1009.4 | 1009.4 | 1009.4 | 1009.4 | 1009.4
Geo | 0 | 0 | 0 | 0 | 0 | 0
H | 0 | 0 | 0 | 0 | 0 | 0
LFG | 0 | 0 | 0 | 0 | 0 | 0
Nuc | 0 | 0 | 0 | 0 | 0 | 0
PS | 0 | 0 | 0 | 0 | 0 | 0
PV | 0 | 0 | 0 | 0 | 0 | 0
PeakG | 0 | 0 | 0 | 0 | 0 | 0
PeakO | 0 | 0 | 0 | 0 | 0 | 0
ST | 0 | 0 | 0 | 0 | 0 | 0
STOG | 0 | 0 | 0 | 0 | 0 | 0
STWD | 0 | 0 | 0 | 0 | 0 | 0
WT | 0 | 0 | 0 | 0 | 0 | 0
IGCC | 0 | 0 | 0 | 0 | 0 | 0
DemandResponse | 0 | 0 | 0 | 0 | 0 | 0
IGCC-CCS | 0 | 0 | 0 | 0 | 0 | 0
WT_off | 0 | 0 | 0 | 0 | 0 | 0
PseudoUnit | 0 | 0 | 0 | 0 | 0 | 0
FixedInterchange | 0 | 0 | 0 | 0 | 0 | 0
Cumulative Retirements of Capacity by Reporting Type: AZ_NM_SNV_Coal
ReportingType | 2015 | 2020 | 2025 | 2030 | 2035 | 2040
BM | 0 | 0 | 0 | 0 | 0 | 0
CC | 0 | 0 | 0 | 0 | 0 | 0
CSP | 0 | 0 | 0 | 0 | 0 | 0
CT | 0 | 0 | 0 | 0 | 0 | 0
Coal | 0 | 0 | 0 | 0 | 0 | 0
Geo | 0 | 0 | 0 | 0 | 0 | 0
H | 0 | 0 | 0 | 0 | 0 | 0
LFG | 0 | 0 | 0 | 0 | 0 | 0
Nuc | 0 | 0 | 0 | 0 | 0 | 0
PS | 0 | 0 | 0 | 0 | 0 | 0
PV | 0 | 0 | 0 | 0 | 0 | 0
PeakG | 0 | 0 | 0 | 0 | 0 | 0
PeakO | 0 | 0 | 0 | 0 | 0 | 200
ST | 0 | 0 | 0 | 0 | 0 | 0
STOG | 0 | 0 | 0 | 0 | 0 | 0
STWD | 0 | 0 | 0 | 0 | 0 | 0
WT | 0 | 0 | 0 | 0 | 0 | 0
IGCC | 0 | 0 | 0 | 0 | 0 | 0
DemandResponse | 0 | 0 | 0 | 0 | 0 | 0
IGCC-CCS | 0 | 0 | 0 | 0 | 0 | 0
WT_off | 0 | 0 | 0 | 0 | 0 | 0
PseudoUnit | 0 | 0 | 0 | 0 | 0 | 0
FixedInterchange | 0 | 0 | 0 | 0 | 0 | 0
Cumulative Retirements of Capacity by Reporting Type: AZ_NM_SNV_Gas
ReportingType | 2015 | 2020 | 2025 | 2030 | 2035 | 2040
BM | 0 | 0 | 0 | 0 | 0 | 0
CC | 943.07 | 943.07 | 943.07 | 943.07 | 943.07 | 943.07
CSP | 0 | 0 | 0 | 0 | 0 | 0
CT | 0 | 0 | 0 | 0 | 736 | 736
Coal | 0 | 0 | 0 | 0 | 0 | 0
Geo | 0 | 0 | 0 | 0 | 0 | 0
H | 0 | 0 | 0 | 0 | 0 | 0
LFG | 0 | 0 | 0 | 0 | 0 | 0
Nuc | 0 | 0 | 0 | 0 | 0 | 0
PS | 0 | 0 | 0 | 0 | 0 | 0
PV | 0 | 0 | 0 | 0 | 0 | 0
PeakG | 0 | 0 | 0 | 0 | 0 | 3660
PeakO | 0 | 0 | 0 | 0 | 0 | 0
ST | 0 | 0 | 0 | 0 | 0 | 0
STOG | 2064 | 2064 | 2064 | 2064 | 2064 | 2064
STWD | 0 | 0 | 0 | 0 | 0 | 0
WT | 0 | 0 | 0 | 0 | 0 | 0
IGCC | 0 | 0 | 0 | 0 | 0 | 0
DemandResponse | 0 | 0 | 0 | 0 | 0 | 0
IGCC-CCS | 0 | 0 | 0 | 0 | 0 | 0
WT_off | 0 | 0 | 0 | 0 | 0 | 0
PseudoUnit | 0 | 0 | 0 | 0 | 0 | 0
FixedInterchange | 0 | 0 | 0 | 0 | 0 | 0
Cumulative Retirements of Capacity by Reporting Type: AZ_NM_SNV_NucRenew
ReportingType | 2015 | 2020 | 2025 | 2030 | 2035 | 2040
BM | 0 | 0 | 0 | 0 | 0 | 0
CC | 0 | 0 | 0 | 0 | 0 | 0
CSP | 65 | 65 | 65 | 65 | 65 | 65
CT | 0 | 0 | 0 | 0 | 0 | 0
Coal | 0 | 0 | 0 | 0 | 0 | 0
Geo | 0 | 0 | 0 | 0 | 0 | 0
H | 0 | 0 | 0 | 0 | 0 | 0
LFG | 0 | 0 | 0 | 0 | 0 | 0
Nuc | 0 | 0 | 0 | 0 | 0 | 0
PS | 0 | 0 | 0 | 0 | 0 | 0
PV | 0 | 0 | 0 | 0 | 0 | 0
PeakG | 0 | 0 | 0 | 0 | 0 | 0
PeakO | 0 | 0 | 0 | 0 | 0 | 0
ST | 0 | 0 | 0 | 0 | 0 | 0
STOG | 0 | 0 | 0 | 0 | 0 | 0
STWD | 0 | 0 | 0 | 0 | 0 | 0
WT | 0 | 0 | 0 | 0 | 0 | 0
IGCC | 0 | 0 | 0 | 0 | 0 | 0
DemandResponse | 0 | 0 | 0 | 0 | 0 | 0
IGCC-CCS | 0 | 0 | 0 | 0 | 0 | 0
WT_off | 0 | 0 | 0 | 0 | 0 | 0
PseudoUnit | 0 | 0 | 0 | 0 | 0 | 0
FixedInterchange | 0 | 0 | 0 | 0 | 0 | 0
Cumulative Retirements of Capacity by Reporting Type: ERCOT
ReportingType | 2015 | 2020 | 2025 | 2030 | 2035 | 2040
BM | 0 | 0 | 0 | 0 | 0 | 0
CC | 0 | 0 | 0 | 0 | 0 | 0
CSP | 0 | 0 | 0 | 0 | 0 | 0
CT | 0 | 0 | 0 | 0 | 0 | 0
Coal | 1144 | 1144 | 1144 | 1144 | 1144 | 1144
Geo | 0 | 0 | 0 | 0 | 0 | 0
H | 0 | 0 | 0 | 0 | 0 | 0
LFG | 0 | 0 | 0 | 0 | 0 | 0
Nuc | 0 | 0 | 0 | 0 | 0 | 0
PS | 0 | 0 | 0 | 0 | 0 | 0
PV | 0 | 0 | 0 | 0 | 14 | 14
PeakG | 0 | 0 | 0 | 0 | 0 | 0
PeakO | 0 | 0 | 0 | 0 | 0 | 0
ST | 0 | 0 | 0 | 0 | 0 | 0
STOG | 3144.75 | 3144.75 | 3267.26 | 3267.26 | 3267.26 | 3267.26
STWD | 0 | 0 | 0 | 0 | 0 | 0
WT | 0 | 0 | 0 | 0 | 0 | 0
IGCC | 0 | 0 | 0 | 0 | 0 | 0
DemandResponse | 0 | 0 | 0 | 0 | 0 | 0
IGCC-CCS | 0 | 0 | 0 | 0 | 0 | 0
WT_off | 0 | 0 | 0 | 0 | 0 | 0
PseudoUnit | 0 | 0 | 0 | 0 | 0 | 0
FixedInterchange | 0 | 0 | 0 | 0 | 0 | 0
Cumulative Retirements of Capacity by Reporting Type: NP15
ReportingType | 2015 | 2020 | 2025 | 2030 | 2035 | 2040
BM | 0 | 0 | 0 | 0 | 0 | 0
CC | 0 | 0 | 0 | 0 | 0 | 0
CSP | 0 | 0 | 0 | 0 | 0 | 0
CT | 0 | 0 | 0 | 0 | 0 | 0
Coal | 163.7 | 191.9 | 191.9 | 191.9 | 191.9 | 191.9
Geo | 0 | 0 | 0 | 0 | 0 | 0
H | 0 | 0 | 0 | 0 | 0 | 0
LFG | 0 | 0 | 0 | 0 | 0 | 0
Nuc | 0 | 0 | 0 | 0 | 0 | 0
PS | 0 | 0 | 0 | 0 | 0 | 0
PV | 0 | 0 | 0 | 0 | 0 | 0
PeakG | 0 | 0 | 0 | 0 | 0 | 0
PeakO | 156 | 156 | 156 | 156 | 156 | 156
ST | 0 | 0 | 0 | 0 | 0 | 0
STOG | 1046.4 | 1046.4 | 1046.4 | 1046.4 | 1046.4 | 1046.4
STWD | 0 | 0 | 0 | 0 | 0 | 0
WT | 0 | 0 | 0 | 0 | 0 | 0
IGCC | 0 | 0 | 0 | 0 | 0 | 0
DemandResponse | 0 | 0 | 0 | 0 | 0 | 0
IGCC-CCS | 0 | 0 | 0 | 0 | 0 | 0
WT_off | 0 | 0 | 0 | 0 | 0 | 0
PseudoUnit | 0 | 0 | 0 | 0 | 0 | 0
FixedInterchange | 0 | 0 | 0 | 0 | 0 | 0
Cumulative Retirements of Capacity by Reporting Type: NWPP_Coal
ReportingType | 2015 | 2020 | 2025 | 2030 | 2035 | 2040
BM | 0 | 0 | 0 | 0 | 0 | 0
CC | 0 | 0 | 0 | 0 | 0 | 0
CSP | 0 | 0 | 0 | 0 | 0 | 0
CT | 0 | 0 | 0 | 0 | 0 | 0
Coal | 1373.88 | 1373.88 | 1373.88 | 1373.88 | 1373.88 | 1373.88
Geo | 0 | 0 | 0 | 0 | 0 | 0
H | 0 | 0 | 0 | 0 | 0 | 0
LFG | 0 | 0 | 0 | 0 | 0 | 0
Nuc | 0 | 0 | 0 | 0 | 0 | 0
PS | 0 | 0 | 0 | 0 | 0 | 0
PV | 0 | 0 | 0 | 0 | 0 | 0
PeakG | 0 | 0 | 0 | 0 | 0 | 0
PeakO | 183 | 183 | 183 | 183 | 183 | 183
ST | 0 | 0 | 0 | 0 | 0 | 0
STOG | 0 | 0 | 0 | 0 | 0 | 0
STWD | 0 | 0 | 0 | 0 | 0 | 0
WT | 0 | 0 | 0 | 0 | 0 | 0
IGCC | 0 | 0 | 0 | 0 | 0 | 0
DemandResponse | 0 | 0 | 0 | 0 | 0 | 0
IGCC-CCS | 0 | 0 | 0 | 0 | 0 | 0
WT_off | 0 | 0 | 0 | 0 | 0 | 0
PseudoUnit | 0 | 0 | 0 | 0 | 0 | 0
FixedInterchange | 0 | 0 | 0 | 0 | 0 | 0
Cumulative Retirements of Capacity by Reporting Type: NWPP_Gas
ReportingType | 2015 | 2020 | 2025 | 2030 | 2035 | 2040
BM | 0 | 0 | 0 | 0 | 0 | 0
CC | 1678 | 1678 | 1678 | 1678 | 1678 | 1678
CSP | 0 | 0 | 0 | 0 | 0 | 0
CT | 0 | 0 | 0 | 0 | 150 | 150
Coal | 0 | 0 | 0 | 0 | 0 | 0
Geo | 0 | 0 | 0 | 0 | 0 | 0
H | 0 | 0 | 0 | 0 | 0 | 0
LFG | 0 | 0 | 0 | 0 | 0 | 0
Nuc | 0 | 0 | 0 | 0 | 0 | 0
PS | 0 | 0 | 0 | 0 | 0 | 0
PV | 0 | 0 | 0 | 0 | 0 | 0
PeakG | 2623 | 2623 | 2623 | 2623 | 2623 | 2623
PeakO | 0 | 0 | 0 | 0 | 0 | 0
ST | 0 | 0 | 0 | 0 | 0 | 0
STOG | 786 | 786 | 786 | 786 | 786 | 786
STWD | 0 | 0 | 0 | 0 | 0 | 0
WT | 0 | 0 | 0 | 0 | 0 | 0
IGCC | 0 | 0 | 0 | 0 | 0 | 0
DemandResponse | 0 | 0 | 0 | 0 | 0 | 0
IGCC-CCS | 0 | 0 | 0 | 0 | 0 | 0
WT_off | 0 | 0 | 0 | 0 | 0 | 0
PseudoUnit | 0 | 0 | 0 | 0 | 0 | 0
FixedInterchange | 0 | 0 | 0 | 0 | 0 | 0
Cumulative Retirements of Capacity by Reporting Type: NWPP_NucRenew
ReportingType | 2015 | 2020 | 2025 | 2030 | 2035 | 2040
BM | 0 | 0 | 0 | 0 | 0 | 0
CC | 0 | 0 | 0 | 0 | 0 | 0
CSP | 0 | 0 | 0 | 0 | 0 | 0
CT | 0 | 0 | 0 | 0 | 0 | 0
Coal | 0 | 0 | 0 | 0 | 0 | 0
Geo | 4.8 | 4.8 | 4.8 | 4.8 | 4.8 | 4.8
H | 0 | 0 | 0 | 0 | 0 | 0
LFG | 0 | 0 | 0 | 0 | 0 | 0
Nuc | 0 | 0 | 0 | 0 | 0 | 0
PS | 0 | 0 | 0 | 0 | 0 | 0
PV | 0 | 0 | 0 | 0 | 0 | 0
PeakG | 0 | 0 | 0 | 0 | 0 | 0
PeakO | 0 | 0 | 0 | 0 | 0 | 0
ST | 0 | 0 | 0 | 0 | 0 | 0
STOG | 0 | 0 | 0 | 0 | 0 | 0
STWD | 533.78 | 533.78 | 533.78 | 533.78 | 533.78 | 533.78
WT | 0 | 0 | 0 | 0 | 0 | 0
IGCC | 0 | 0 | 0 | 0 | 0 | 0
DemandResponse | 0 | 0 | 0 | 0 | 0 | 0
IGCC-CCS | 0 | 0 | 0 | 0 | 0 | 0
WT_off | 0 | 0 | 0 | 0 | 0 | 0
PseudoUnit | 0 | 0 | 0 | 0 | 0 | 0
FixedInterchange | 0 | 0 | 0 | 0 | 0 | 0
Cumulative Retirements of Capacity by Reporting Type: RMPA
ReportingType | 2015 | 2020 | 2025 | 2030 | 2035 | 2040
BM | 0 | 0 | 0 | 0 | 0 | 0
CC | 0 | 0 | 0 | 0 | 0 | 0
CSP | 1 | 1 | 1 | 1 | 1 | 1
CT | 0 | 0 | 0 | 0 | 152 | 152
Coal | 494.92 | 665.42 | 1017.42 | 1017.42 | 1017.42 | 1249.5
Geo | 0 | 0 | 0 | 0 | 0 | 0
H | 0 | 0 | 0 | 0 | 0 | 0
LFG | 0 | 0 | 0 | 0 | 0 | 0
Nuc | 0 | 0 | 0 | 0 | 0 | 0
PS | 0 | 0 | 0 | 0 | 0 | 0
PV | 0 | 0 | 0 | 0 | 0 | 0
PeakG | 0 | 0 | 0 | 0 | 0 | 0
PeakO | 142.7 | 142.7 | 142.7 | 142.7 | 142.7 | 142.7
ST | 0 | 0 | 0 | 0 | 0 | 0
STOG | 217 | 217 | 217 | 217 | 217 | 217
STWD | 0 | 0 | 0 | 0 | 0 | 0
WT | 0 | 0 | 0 | 0 | 0 | 0
IGCC | 0 | 0 | 0 | 0 | 0 | 0
DemandResponse | 0 | 0 | 0 | 0 | 0 | 0
IGCC-CCS | 0 | 0 | 0 | 0 | 0 | 0
WT_off | 0 | 0 | 0 | 0 | 0 | 0
PseudoUnit | 0 | 0 | 0 | 0 | 0 | 0
FixedInterchange | 0 | 0 | 0 | 0 | 0 | 0
Cumulative Retirements of Capacity by Reporting Type: SP15
ReportingType | 2015 | 2020 | 2025 | 2030 | 2035 | 2040
BM | 0 | 0 | 0 | 0 | 0 | 0
CC | 0 | 0 | 0 | 0 | 0 | 0
CSP | 409 | 409 | 409 | 409 | 409 | 409
CT | 0 | 0 | 0 | 0 | 0 | 0
Coal | 141.5 | 141.5 | 141.5 | 141.5 | 242.7 | 242.7
Geo | 0 | 0 | 0 | 0 | 0 | 0
H | 0 | 0 | 0 | 0 | 0 | 0
LFG | 0 | 0 | 0 | 0 | 0 | 0
Nuc | 0 | 0 | 0 | 0 | 0 | 0
PS | 0 | 0 | 0 | 0 | 0 | 0
PV | 0 | 0 | 0 | 0 | 3.8 | 3.8
PeakG | 44 | 44 | 44 | 44 | 44 | 44
PeakO | 15 | 15 | 15 | 15 | 15 | 15
ST | 0 | 0 | 0 | 0 | 0 | 0
STOG | 958 | 958 | 958 | 958 | 958 | 958
STWD | 0 | 0 | 0 | 0 | 0 | 0
WT | 126.2 | 126.2 | 126.2 | 126.2 | 126.2 | 126.2
IGCC | 0 | 0 | 0 | 0 | 0 | 0
DemandResponse | 0 | 0 | 0 | 0 | 0 | 0
IGCC-CCS | 0 | 0 | 0 | 0 | 0 | 0
WT_off | 0 | 0 | 0 | 0 | 0 | 0
PseudoUnit | 0 | 0 | 0 | 0 | 0 | 0
FixedInterchange | 0 | 0 | 0 | 0 | 0 | 0
Cumulative Retirements of Capacity by Reporting Type: ALB
ReportingType | 2015 | 2020 | 2025 | 2030 | 2035 | 2040
BM | 0 | 0 | 0 | 0 | 0 | 0
CC | 0 | 0 | 0 | 0 | 0 | 24.43
CSP | 0 | 0 | 0 | 0 | 0 | 0
CT | 0 | 0 | 0 | 0 | 201.5 | 201.5
Coal | 0 | 0 | 0 | 0 | 0 | 0
Geo | 0 | 0 | 0 | 0 | 0 | 0
H | 0 | 0 | 0 | 0 | 0 | 0
LFG | 0 | 0 | 0 | 0 | 0 | 0
Nuc | 0 | 0 | 0 | 0 | 0 | 0
PS | 0 | 0 | 0 | 0 | 0 | 0
PV | 0 | 0 | 0 | 0 | 0 | 0
PeakG | 892.12 | 987.49 | 987.49 | 987.49 | 987.49 | 987.49
PeakO | 6 | 6 | 6 | 6 | 6 | 6
ST | 0 | 0 | 0 | 0 | 0 | 0
STOG | 186 | 186 | 186 | 186 | 186 | 186
STWD | 174 | 174 | 174 | 174 | 174 | 174
WT | 0 | 0 | 0 | 0 | 0 | 0
IGCC | 0 | 0 | 0 | 0 | 0 | 0
DemandResponse | 0 | 0 | 0 | 0 | 0 | 0
IGCC-CCS | 0 | 0 | 0 | 0 | 0 | 0
WT_off | 0 | 0 | 0 | 0 | 0 | 0
PseudoUnit | 0 | 0 | 0 | 0 | 0 | 0
FixedInterchange | 0 | 0 | 0 | 0 | 0 | 0
Cumulative Retirements of Capacity by Reporting Type: BC
ReportingType | 2015 | 2020 | 2025 | 2030 | 2035 | 2040
BM | 0 | 0 | 0 | 0 | 0 | 0
CC | 0 | 0 | 0 | 0 | 0 | 0
CSP | 0 | 0 | 0 | 0 | 0 | 0
CT | 0 | 0 | 0 | 0 | 0 | 0
Coal | 0 | 0 | 0 | 0 | 0 | 0
Geo | 0 | 0 | 0 | 0 | 0 | 0
H | 0 | 0 | 0 | 0 | 0 | 0
LFG | 0 | 0 | 0 | 0 | 0 | 0
Nuc | 0 | 0 | 0 | 0 | 0 | 0
PS | 0 | 0 | 0 | 0 | 0 | 0
PV | 0 | 0 | 0 | 0 | 0 | 0
PeakG | 0 | 0 | 0 | 0 | 0 | 0
PeakO | 0 | 0 | 0 | 0 | 0 | 0
ST | 0 | 0 | 0 | 0 | 0 | 0
STOG | 938 | 938 | 938 | 938 | 938 | 938
STWD | 0 | 0 | 0 | 0 | 0 | 0
WT | 0 | 0 | 0 | 0 | 0 | 0
IGCC | 0 | 0 | 0 | 0 | 0 | 0
DemandResponse | 0 | 0 | 0 | 0 | 0 | 0
IGCC-CCS | 0 | 0 | 0 | 0 | 0 | 0
WT_off | 0 | 0 | 0 | 0 | 0 | 0
PseudoUnit | 0 | 0 | 0 | 0 | 0 | 0
FixedInterchange | 0 | 0 | 0 | 0 | 0 | 0
Cumulative Retirements of Capacity by Reporting Type: HQ_IESO
ReportingType | 2015 | 2020 | 2025 | 2030 | 2035 | 2040
BM | 0 | 0 | 0 | 0 | 0 | 0
CC | 0 | 0 | 0 | 0 | 0 | 0
CSP | 0 | 0 | 0 | 0 | 0 | 0
CT | 0 | 0 | 0 | 0 | 0 | 0
Coal | 0 | 0 | 0 | 0 | 0 | 0
Geo | 0 | 0 | 0 | 0 | 0 | 0
H | 0 | 0 | 0 | 0 | 0 | 0
LFG | 0 | 0 | 0 | 0 | 0 | 0
Nuc | 0 | 0 | 0 | 0 | 0 | 0
PS | 0 | 0 | 0 | 0 | 0 | 0
PV | 0 | 0 | 0 | 0 | 0 | 0
PeakG | 0 | 0 | 0 | 0 | 0 | 0
PeakO | 0 | 0 | 0 | 0 | 0 | 0
ST | 0 | 0 | 0 | 0 | 0 | 0
STOG | 0 | 0 | 0 | 0 | 0 | 0
STWD | 0 | 0 | 0 | 0 | 0 | 0
WT | 0 | 0 | 0 | 0 | 0 | 0
IGCC | 0 | 0 | 0 | 0 | 0 | 0
DemandResponse | 0 | 0 | 0 | 0 | 0 | 0
IGCC-CCS | 0 | 0 | 0 | 0 | 0 | 0
WT_off | 0 | 0 | 0 | 0 | 0 | 0
PseudoUnit | 0 | 0 | 0 | 0 | 0 | 0
FixedInterchange | 0 | 0 | 0 | 0 | 0 | 0
Cumulative Retirements of Capacity by Reporting Type: HQ_NEISO
ReportingType | 2015 | 2020 | 2025 | 2030 | 2035 | 2040
BM | 0 | 0 | 0 | 0 | 0 | 0
CC | 0 | 0 | 0 | 0 | 0 | 0
CSP | 0 | 0 | 0 | 0 | 0 | 0
CT | 0 | 0 | 0 | 0 | 0 | 0
Coal | 0 | 0 | 0 | 0 | 0 | 0
Geo | 0 | 0 | 0 | 0 | 0 | 0
H | 0 | 0 | 0 | 0 | 0 | 0
LFG | 0 | 0 | 0 | 0 | 0 | 0
Nuc | 0 | 0 | 0 | 0 | 0 | 0
PS | 0 | 0 | 0 | 0 | 0 | 0
PV | 0 | 0 | 0 | 0 | 0 | 0
PeakG | 0 | 0 | 0 | 0 | 0 | 0
PeakO | 0 | 0 | 0 | 0 | 0 | 0
ST | 0 | 0 | 0 | 0 | 0 | 0
STOG | 0 | 0 | 0 | 0 | 0 | 0
STWD | 0 | 0 | 0 | 0 | 0 | 0
WT | 0 | 0 | 0 | 0 | 0 | 0
IGCC | 0 | 0 | 0 | 0 | 0 | 0
DemandResponse | 0 | 0 | 0 | 0 | 0 | 0
IGCC-CCS | 0 | 0 | 0 | 0 | 0 | 0
WT_off | 0 | 0 | 0 | 0 | 0 | 0
PseudoUnit | 0 | 0 | 0 | 0 | 0 | 0
FixedInterchange | 0 | 0 | 0 | 0 | 0 | 0
Cumulative Retirements of Capacity by Reporting Type: HQ_NY
ReportingType | 2015 | 2020 | 2025 | 2030 | 2035 | 2040
BM | 0 | 0 | 0 | 0 | 0 | 0
CC | 0 | 0 | 0 | 0 | 0 | 0
CSP | 0 | 0 | 0 | 0 | 0 | 0
CT | 0 | 0 | 0 | 0 | 0 | 0
Coal | 0 | 0 | 0 | 0 | 0 | 0
Geo | 0 | 0 | 0 | 0 | 0 | 0
H | 0 | 0 | 0 | 0 | 0 | 0
LFG | 0 | 0 | 0 | 0 | 0 | 0
Nuc | 0 | 0 | 0 | 0 | 0 | 0
PS | 0 | 0 | 0 | 0 | 0 | 0
PV | 0 | 0 | 0 | 0 | 0 | 0
PeakG | 0 | 0 | 0 | 0 | 0 | 0
PeakO | 0 | 0 | 0 | 0 | 0 | 0
ST | 0 | 0 | 0 | 0 | 0 | 0
STOG | 0 | 0 | 0 | 0 | 0 | 0
STWD | 0 | 0 | 0 | 0 | 0 | 0
WT | 0 | 0 | 0 | 0 | 0 | 0
IGCC | 0 | 0 | 0 | 0 | 0 | 0
DemandResponse | 0 | 0 | 0 | 0 | 0 | 0
IGCC-CCS | 0 | 0 | 0 | 0 | 0 | 0
WT_off | 0 | 0 | 0 | 0 | 0 | 0
PseudoUnit | 0 | 0 | 0 | 0 | 0 | 0
FixedInterchange | 0 | 0 | 0 | 0 | 0 | 0
Cumulative Retirements of Capacity by Reporting Type: MARITIMES
ReportingType | 2015 | 2020 | 2025 | 2030 | 2035 | 2040
BM | 0 | 0 | 0 | 0 | 0 | 0
CC | 0 | 0 | 0 | 0 | 0 | 0
CSP | 0 | 0 | 0 | 0 | 0 | 0
CT | 0 | 0 | 0 | 0 | 0 | 0
Coal | 0 | 0 | 0 | 0 | 0 | 0
Geo | 0 | 0 | 0 | 0 | 0 | 0
H | 0 | 0 | 0 | 0 | 0 | 0
LFG | 0 | 0 | 0 | 0 | 0 | 0
Nuc | 0 | 0 | 0 | 0 | 0 | 0
PS | 0 | 0 | 0 | 0 | 0 | 0
PV | 0 | 0 | 0 | 0 | 0 | 0
PeakG | 0 | 0 | 0 | 0 | 0 | 0
PeakO | 0 | 0 | 0 | 0 | 0 | 0
ST | 0 | 0 | 0 | 0 | 0 | 0
STOG | 0 | 0 | 0 | 0 | 0 | 0
STWD | 0 | 0 | 0 | 0 | 0 | 0
WT | 0 | 0 | 0 | 0 | 0 | 0
IGCC | 0 | 0 | 0 | 0 | 0 | 0
DemandResponse | 0 | 0 | 0 | 0 | 0 | 0
IGCC-CCS | 0 | 0 | 0 | 0 | 0 | 0
WT_off | 0 | 0 | 0 | 0 | 0 | 0
PseudoUnit | 0 | 0 | 0 | 0 | 0 | 0
FixedInterchange | 0 | 0 | 0 | 0 | 0 | 0
Cumulative Retirements of Capacity by Reporting Type: All
ReportingType | 2015 | 2020 | 2025 | 2030 | 2035 | 2040
BM | 0 | 0 | 0 | 0 | 0 | 192
CC | 8103.98 | 8103.98 | 8103.98 | 8103.98 | 8103.98 | 8128.41
CSP | 475 | 475 | 475 | 475 | 475 | 475
CT | 0 | 0 | 0 | 0 | 1239.5 | 1239.5
Coal | 70097.61 | 85131.2 | 85483.2 | 85483.2 | 85584.4 | 85816.48
Geo | 4.8 | 4.8 | 4.8 | 4.8 | 4.8 | 4.8
H | 0 | 0 | 0 | 0 | 0 | 0
LFG | 0 | 0 | 0 | 0 | 0 | 0
Nuc | 0 | 614.5 | 614.5 | 2102.7 | 28678.4 | 48384.39
PS | 0 | 0 | 0 | 0 | 0 | 0
PV | 0 | 0 | 0 | 0 | 1117.06 | 1117.06
PeakG | 3827.62 | 3922.99 | 3922.99 | 3922.99 | 3922.99 | 7582.99
PeakO | 2428.5 | 2428.5 | 2428.5 | 2428.5 | 2428.5 | 2628.5
ST | 0 | 0 | 0 | 0 | 0 | 0
STOG | 46165.52 | 46531.13 | 47072.76 | 47072.76 | 47072.76 | 47072.76
STWD | 1514.78 | 1514.78 | 1514.78 | 1514.78 | 1514.78 | 1514.78
WT | 126.2 | 126.2 | 126.2 | 126.2 | 2232.1 | 2232.1
IGCC | 0 | 0 | 0 | 0 | 0 | 0
DemandResponse | 0 | 0 | 0 | 0 | 0 | 0
IGCC-CCS | 0 | 0 | 0 | 0 | 0 | 0
WT_off | 0 | 0 | 0 | 0 | 468 | 468
PseudoUnit | 0 | 0 | 0 | 0 | 0 | 0
FixedInterchange | 0 | 0 | 0 | 0 | 0 | 0
Cumulative Retirements of Capacity by Reporting Type: EI_US
ReportingType | 2015 | 2020 | 2025 | 2030 | 2035 | 2040
BM | 0 | 0 | 0 | 0 | 0 | 192
CC | 2376.3 | 2376.3 | 2376.3 | 2376.3 | 2376.3 | 2376.3
CSP | 0 | 0 | 0 | 0 | 0 | 0
CT | 0 | 0 | 0 | 0 | 0 | 0
Coal | 59354.21 | 74189.1 | 74189.1 | 74189.1 | 74189.1 | 74189.1
Geo | 0 | 0 | 0 | 0 | 0 | 0
H | 0 | 0 | 0 | 0 | 0 | 0
LFG | 0 | 0 | 0 | 0 | 0 | 0
Nuc | 0 | 614.5 | 614.5 | 2102.7 | 27648.4 | 45814.39
PS | 0 | 0 | 0 | 0 | 0 | 0
PV | 0 | 0 | 0 | 0 | 32 | 32
PeakG | 268.5 | 268.5 | 268.5 | 268.5 | 268.5 | 268.5
PeakO | 1780.15 | 1780.15 | 1780.15 | 1780.15 | 1780.15 | 1780.15
ST | 0 | 0 | 0 | 0 | 0 | 0
STOG | 34699.38 | 35064.98 | 35484.1 | 35484.1 | 35484.1 | 35484.1
STWD | 668 | 668 | 668 | 668 | 668 | 668
WT | 0 | 0 | 0 | 0 | 0 | 0
IGCC | 0 | 0 | 0 | 0 | 0 | 0
DemandResponse | 0 | 0 | 0 | 0 | 0 | 0
IGCC-CCS | 0 | 0 | 0 | 0 | 0 | 0
WT_off | 0 | 0 | 0 | 0 | 468 | 468
PseudoUnit | 0 | 0 | 0 | 0 | 0 | 0
FixedInterchange | 0 | 0 | 0 | 0 | 0 | 0
Cumulative Retirements of Capacity by Reporting Type: EI_Canada
ReportingType | 2015 | 2020 | 2025 | 2030 | 2035 | 2040
BM | 0 | 0 | 0 | 0 | 0 | 0
CC | 3106.61 | 3106.61 | 3106.61 | 3106.61 | 3106.61 | 3106.61
CSP | 0 | 0 | 0 | 0 | 0 | 0
CT | 0 | 0 | 0 | 0 | 0 | 0
Coal | 7425.4 | 7425.4 | 7425.4 | 7425.4 | 7425.4 | 7425.4
Geo | 0 | 0 | 0 | 0 | 0 | 0
H | 0 | 0 | 0 | 0 | 0 | 0
LFG | 0 | 0 | 0 | 0 | 0 | 0
Nuc | 0 | 0 | 0 | 0 | 1030 | 2570
PS | 0 | 0 | 0 | 0 | 0 | 0
PV | 0 | 0 | 0 | 0 | 1067.26 | 1067.26
PeakG | 0 | 0 | 0 | 0 | 0 | 0
PeakO | 145.65 | 145.65 | 145.65 | 145.65 | 145.65 | 145.65
ST | 0 | 0 | 0 | 0 | 0 | 0
STOG | 2126 | 2126 | 2126 | 2126 | 2126 | 2126
STWD | 139 | 139 | 139 | 139 | 139 | 139
WT | 0 | 0 | 0 | 0 | 2105.9 | 2105.9
IGCC | 0 | 0 | 0 | 0 | 0 | 0
DemandResponse | 0 | 0 | 0 | 0 | 0 | 0
IGCC-CCS | 0 | 0 | 0 | 0 | 0 | 0
WT_off | 0 | 0 | 0 | 0 | 0 | 0
PseudoUnit | 0 | 0 | 0 | 0 | 0 | 0
FixedInterchange | 0 | 0 | 0 | 0 | 0 | 0
Cumulative Retirements of Capacity by Reporting Type: EI
ReportingType | 2015 | 2020 | 2025 | 2030 | 2035 | 2040
BM | 0 | 0 | 0 | 0 | 0 | 192
CC | 5482.91 | 5482.91 | 5482.91 | 5482.91 | 5482.91 | 5482.91
CSP | 0 | 0 | 0 | 0 | 0 | 0
CT | 0 | 0 | 0 | 0 | 0 | 0
Coal | 66779.61 | 81614.5 | 81614.5 | 81614.5 | 81614.5 | 81614.5
Geo | 0 | 0 | 0 | 0 | 0 | 0
H | 0 | 0 | 0 | 0 | 0 | 0
LFG | 0 | 0 | 0 | 0 | 0 | 0
Nuc | 0 | 614.5 | 614.5 | 2102.7 | 28678.4 | 48384.39
PS | 0 | 0 | 0 | 0 | 0 | 0
PV | 0 | 0 | 0 | 0 | 1099.26 | 1099.26
PeakG | 268.5 | 268.5 | 268.5 | 268.5 | 268.5 | 268.5
PeakO | 1925.8 | 1925.8 | 1925.8 | 1925.8 | 1925.8 | 1925.8
ST | 0 | 0 | 0 | 0 | 0 | 0
STOG | 36825.38 | 37190.98 | 37610.1 | 37610.1 | 37610.1 | 37610.1
STWD | 807 | 807 | 807 | 807 | 807 | 807
WT | 0 | 0 | 0 | 0 | 2105.9 | 2105.9
IGCC | 0 | 0 | 0 | 0 | 0 | 0
DemandResponse | 0 | 0 | 0 | 0 | 0 | 0
IGCC-CCS | 0 | 0 | 0 | 0 | 0 | 0
WT_off | 0 | 0 | 0 | 0 | 468 | 468
PseudoUnit | 0 | 0 | 0 | 0 | 0 | 0
FixedInterchange | 0 | 0 | 0 | 0 | 0 | 0
Cumulative Retirements of Capacity by Reporting Type: Outside_EI
ReportingType | 2015 | 2020 | 2025 | 2030 | 2035 | 2040
BM | 0 | 0 | 0 | 0 | 0 | 0
CC | 2621.07 | 2621.07 | 2621.07 | 2621.07 | 2621.07 | 2645.5
CSP | 475 | 475 | 475 | 475 | 475 | 475
CT | 0 | 0 | 0 | 0 | 1239.5 | 1239.5
Coal | 3318 | 3516.7 | 3868.7 | 3868.7 | 3969.9 | 4201.98
Geo | 4.8 | 4.8 | 4.8 | 4.8 | 4.8 | 4.8
H | 0 | 0 | 0 | 0 | 0 | 0
LFG | 0 | 0 | 0 | 0 | 0 | 0
Nuc | 0 | 0 | 0 | 0 | 0 | 0
PS | 0 | 0 | 0 | 0 | 0 | 0
PV | 0 | 0 | 0 | 0 | 17.8 | 17.8
PeakG | 3559.12 | 3654.49 | 3654.49 | 3654.49 | 3654.49 | 7314.49
PeakO | 502.7 | 502.7 | 502.7 | 502.7 | 502.7 | 702.7
ST | 0 | 0 | 0 | 0 | 0 | 0
STOG | 9340.15 | 9340.15 | 9462.66 | 9462.66 | 9462.66 | 9462.66
STWD | 707.78 | 707.78 | 707.78 | 707.78 | 707.78 | 707.78
WT | 126.2 | 126.2 | 126.2 | 126.2 | 126.2 | 126.2
IGCC | 0 | 0 | 0 | 0 | 0 | 0
DemandResponse | 0 | 0 | 0 | 0 | 0 | 0
IGCC-CCS | 0 | 0 | 0 | 0 | 0 | 0
WT_off | 0 | 0 | 0 | 0 | 0 | 0
PseudoUnit | 0 | 0 | 0 | 0 | 0 | 0
FixedInterchange | 0 | 0 | 0 | 0 | 0 | 0
#5 | Total Installed ACTIVE Capacity (MW)
Total Installed Capacity by Reporting Type: Entergy
ReportingType | 2015 | 2020 | 2025 | 2030 | 2035 | 2040
BM | 0 | 0 | 0 | 0 | 0 | 0
CC | 14759.12 | 15707.46 | 15707.46 | 16671.4 | 18503.04 | 18928.5
CSP | 0 | 0 | 0 | 0 | 0 | 0
CT | 0 | 0 | 0 | 0 | 0 | 0
Coal | 8136 | 8136 | 8136 | 8136 | 8136 | 9723.69
Geo | 0 | 0 | 0 | 0 | 0 | 0
H | 744 | 744 | 744 | 744 | 744 | 744
LFG | 8 | 8 | 115.4 | 115.4 | 115.4 | 115.4
Nuc | 5422 | 5422 | 5422 | 5422 | 4580 | 3583
PS | 59 | 59 | 59 | 59 | 59 | 59
PV | 0.29 | 64.83 | 99.85 | 103.02 | 106.62 | 110.34
PeakG | 2787 | 2787 | 2787 | 2787 | 2787 | 2787
PeakO | 174 | 174 | 174 | 174 | 174 | 174
ST | 0 | 0 | 0 | 0 | 0 | 0
STOG | 3141.25 | 3141.25 | 2722.13 | 2722.13 | 2722.13 | 2722.13
STWD | 206 | 206 | 206 | 206 | 206 | 206
WT | 107 | 107 | 107 | 107 | 107 | 107
IGCC | 0 | 0 | 0 | 0 | 0 | 0
DemandResponse | 301.55 | 1538.95 | 2854.33 | 2930.78 | 3009.27 | 3089.87
IGCC-CCS | 0 | 0 | 0 | 0 | 0 | 0
WT_off | 0 | 0 | 0 | 0 | 0 | 0
PseudoUnit | 0 | 0 | 0 | 0 | 0 | 0
FixedInterchange | 0 | 0 | 0 | 0 | 0 | 0
Total Installed Capacity by Reporting Type: FRCC
ReportingType | 2015 | 2020 | 2025 | 2030 | 2035 | 2040
BM | 0 | 0 | 0 | 0 | 0 | 0
CC | 23300.9 | 28428.84 | 30643.6 | 34522.61 | 40263.49 | 46328.24
CSP | 0 | 0 | 0 | 0 | 0 | 0
CT | 2480 | 2480 | 2480 | 2480 | 2480 | 2480
Coal | 8997.4 | 8128.4 | 8128.4 | 8128.4 | 8128.4 | 8128.4
Geo | 0 | 0 | 0 | 0 | 0 | 0
H | 55 | 55 | 55 | 55 | 55 | 55
LFG | 486 | 486 | 684 | 684 | 684 | 684
Nuc | 4131.33 | 4131.33 | 4131.33 | 4131.33 | 2516 | 839
PS | 0 | 0 | 0 | 0 | 0 | 0
PV | 51 | 51 | 51 | 51 | 51 | 51
PeakG | 8431 | 8431 | 8431 | 8431 | 8431 | 8431
PeakO | 2283 | 2283 | 2283 | 2283 | 2283 | 2283
ST | 0 | 0 | 0 | 0 | 0 | 0
STOG | 4352.84 | 3987.24 | 3987.24 | 3987.24 | 3987.24 | 3987.24
STWD | 195 | 195 | 195 | 195 | 195 | 195
WT | 0 | 0 | 0 | 0 | 0 | 0
IGCC | 0 | 0 | 0 | 0 | 0 | 0
DemandResponse | 2734.45 | 3962.85 | 5527.63 | 5878.95 | 6252.59 | 6649.99
IGCC-CCS | 0 | 0 | 0 | 0 | 0 | 0
WT_off | 0 | 0 | 0 | 0 | 0 | 0
PseudoUnit | 0 | 0 | 0 | 0 | 0 | 0
FixedInterchange | 0 | 0 | 0 | 0 | 0 | 0
Total Installed Capacity by Reporting Type: MAPP_US
ReportingType | 2015 | 2020 | 2025 | 2030 | 2035 | 2040
BM | 0 | 0 | 0 | 0 | 0 | 0
CC | 289 | 289 | 289 | 289 | 289 | 289
CSP | 0 | 0 | 0 | 0 | 0 | 0
CT | 308.3 | 308.3 | 308.3 | 560.27 | 686.13 | 709.42
Coal | 2831 | 2656.19 | 2656.19 | 2656.19 | 2792.28 | 3041.32
Geo | 44 | 44 | 44 | 44 | 44 | 44
H | 2186 | 2186 | 2186 | 2186 | 2186 | 2186
LFG | 2 | 2 | 73.67 | 73.67 | 73.67 | 73.67
Nuc | 0.1 | 0.1 | 0.1 | 0.1 | 0.1 | 0.1
PS | 0 | 0 | 0 | 0 | 0 | 0
PV | 0 | 0 | 0 | 0 | 0 | 0
PeakG | 709 | 709 | 709 | 709 | 709 | 709
PeakO | 100 | 100 | 100 | 100 | 100 | 100
ST | 0 | 0 | 0 | 0 | 0 | 0
STOG | 0 | 0 | 0 | 0 | 0 | 0
STWD | 0 | 0 | 0 | 0 | 0 | 0
WT | 1689.3 | 2206.66 | 2396.81 | 2491.75 | 2590.46 | 2693.08
IGCC | 0 | 0 | 0 | 0 | 0 | 0
DemandResponse | 59 | 199.4 | 353.8 | 367.81 | 382.38 | 397.53
IGCC-CCS | 0 | 0 | 0 | 0 | 0 | 0
WT_off | 0 | 0 | 0 | 0 | 0 | 0
PseudoUnit | 0 | 0 | 0 | 0 | 0 | 0
FixedInterchange | 0 | 0 | 0 | 0 | 0 | 0
Total Installed Capacity by Reporting Type: MISO_IN
ReportingType | 2015 | 2020 | 2025 | 2030 | 2035 | 2040
BM | 0 | 0 | 0 | 0 | 0 | 0
CC | 1396 | 2708.05 | 3368.67 | 4783.94 | 7480.9 | 7480.9
CSP | 0 | 0 | 0 | 0 | 0 | 0
CT | 0 | 389.8 | 389.8 | 859.59 | 1593.16 | 1593.16
Coal | 13457.89 | 13385.8 | 13385.8 | 13385.8 | 13385.8 | 13385.8
Geo | 0 | 0 | 0 | 0 | 0 | 0
H | 75 | 75 | 75 | 75 | 75 | 75
LFG | 37 | 37 | 37 | 117.13 | 117.13 | 117.13
Nuc | 0.1 | 0.1 | 0.1 | 0.1 | 0.1 | 0.1
PS | 0 | 0 | 0 | 0 | 0 | 0
PV | 0 | 241.58 | 393.59 | 406.41 | 419.61 | 433.21
PeakG | 3053 | 3053 | 3053 | 3053 | 3053 | 3053
PeakO | 361 | 361 | 361 | 361 | 361 | 361
ST | 0 | 0 | 0 | 0 | 0 | 0
STOG | 279 | 279 | 279 | 279 | 279 | 279
STWD | 0 | 0 | 0 | 0 | 0 | 0
WT | 535 | 535 | 535 | 535 | 535 | 535
IGCC | 618 | 618 | 618 | 618 | 618 | 618
DemandResponse | 1068.55 | 1287.74 | 1545.09 | 1592.8 | 1641.97 | 1692.67
IGCC-CCS | 0 | 0 | 0 | 0 | 0 | 0
WT_off | 0 | 0 | 0 | 0 | 0 | 0
PseudoUnit | 0 | 0 | 0 | 0 | 0 | 0
FixedInterchange | 0 | 0 | 0 | 0 | 0 | 0
Total Installed Capacity by Reporting Type: MISO_MI
ReportingType | 2015 | 2020 | 2025 | 2030 | 2035 | 2040
BM | 0 | 0 | 0 | 0 | 0 | 0
CC | 4338 | 4338 | 4338 | 4338 | 4338 | 4338
CSP | 0 | 0 | 0 | 0 | 0 | 0
CT | 0 | 436.64 | 436.64 | 962.88 | 1784.61 | 1784.61
Coal | 8466 | 7279 | 7279 | 7279 | 7279 | 7279
Geo | 0 | 0 | 0 | 0 | 0 | 0
H | 141 | 141 | 141 | 141 | 141 | 141
LFG | 163 | 323.25 | 323.25 | 323.25 | 323.25 | 323.25
Nuc | 1889 | 1889 | 1889 | 1889 | 1111 | 1111
PS | 1872 | 1872 | 1872 | 1872 | 1872 | 1872
PV | 0 | 0 | 0 | 0 | 0 | 0
PeakG | 3562 | 3562 | 3562 | 3562 | 3562 | 3562
PeakO | 534 | 534 | 534 | 534 | 534 | 534
ST | 0 | 0 | 0 | 0 | 0 | 0
STOG | 2852 | 2852 | 2852 | 2852 | 2852 | 2852
STWD | 163 | 163 | 163 | 163 | 163 | 163
WT | 2161 | 2161 | 2761 | 2761 | 2959.39 | 3153.67
IGCC | 0 | 0 | 0 | 0 | 0 | 0
DemandResponse | 1838.88 | 2351.35 | 3000.3 | 3120.7 | 3245.93 | 3376.18
IGCC-CCS | 0 | 0 | 0 | 0 | 0 | 0
WT_off | 0 | 0 | 0 | 0 | 0 | 0
PseudoUnit | 0 | 0 | 0 | 0 | 0 | 0
FixedInterchange | 0 | 0 | 0 | 0 | 0 | 0
Total Installed Capacity by Reporting Type: MISO_MO-IL
ReportingType | 2015 | 2020 | 2025 | 2030 | 2035 | 2040
BM | 0 | 0 | 0 | 0 | 0 | 0
CC | 1058 | 1058 | 1058 | 1058 | 1058 | 1058
CSP | 0 | 0 | 0 | 0 | 0 | 0
CT | 0 | 409.98 | 409.98 | 904.09 | 1675.63 | 1675.63
Coal | 14729 | 13697 | 13697 | 13697 | 13697 | 13697
Geo | 0 | 0 | 0 | 0 | 0 | 0
H | 352 | 352 | 352 | 352 | 352 | 352
LFG | 18 | 18 | 241.33 | 241.33 | 241.33 | 241.33
Nuc | 2233 | 2233 | 2233 | 2233 | 2233 | 2233
PS | 440 | 440 | 440 | 440 | 440 | 440
PV | 0 | 0 | 0 | 0 | 0 | 0
PeakG | 4595 | 4595 | 4595 | 4595 | 4595 | 4595
PeakO | 766 | 766 | 766 | 766 | 766 | 766
ST | 0 | 0 | 0 | 0 | 0 | 0
STOG | 592 | 592 | 592 | 592 | 592 | 592
STWD | 0 | 0 | 0 | 0 | 0 | 0
WT | 678 | 678 | 678 | 678 | 678 | 678
IGCC | 0 | 0 | 0 | 0 | 0 | 0
DemandResponse | 301.14 | 1139.8 | 2067.65 | 2153.82 | 2243.59 | 2337.1
IGCC-CCS | 0 | 0 | 0 | 0 | 0 | 0
WT_off | 0 | 0 | 0 | 0 | 0 | 0
PseudoUnit | 0 | 0 | 0 | 0 | 0 | 0
FixedInterchange | 0 | 0 | 0 | 0 | 0 | 0
Total Installed Capacity by Reporting Type: MISO_W
ReportingType | 2015 | 2020 | 2025 | 2030 | 2035 | 2040
BM | 0 | 0 | 0 | 0 | 0 | 0
CC | 3025 | 3025 | 3025 | 3025 | 3025 | 3025
CSP | 0 | 0 | 0 | 0 | 0 | 0
CT | 0 | 568.08 | 568.08 | 1252.71 | 2321.78 | 2321.78
Coal | 11936.64 | 11015.23 | 11015.23 | 11015.23 | 12955.12 | 17516.07
Geo | 0 | 0 | 0 | 0 | 0 | 0
H | 497 | 497 | 497 | 497 | 497 | 497
LFG | 205 | 205 | 276.67 | 276.67 | 276.67 | 276.67
Nuc | 2361.33 | 2361.33 | 2361.33 | 2361.33 | 0.1 | 0.1
PS | 0 | 0 | 0 | 0 | 0 | 0
PV | 0 | 0 | 0 | 0 | 0 | 0
PeakG | 4522 | 4522 | 4522 | 4522 | 4522 | 4522
PeakO | 2154 | 2154 | 2154 | 2154 | 2154 | 2154
ST | 0 | 0 | 0 | 0 | 0 | 0
STOG | 172 | 172 | 172 | 172 | 172 | 172
STWD | 313 | 313 | 313 | 313 | 313 | 313
WT | 8358.5 | 10349.14 | 13376.73 | 14328.11 | 14876.78 | 15444.23
IGCC | 0 | 0 | 0 | 0 | 0 | 0
DemandResponse | 2622.87 | 2885.77 | 3318.4 | 3449.86 | 3586.51 | 3728.59
IGCC-CCS | 0 | 0 | 0 | 0 | 0 | 0
WT_off | 0 | 0 | 0 | 0 | 0 | 0
PseudoUnit | 0 | 0 | 0 | 0 | 0 | 0
FixedInterchange | 0 | 0 | 0 | 0 | 0 | 0
Total Installed Capacity by Reporting Type: MISO_WUMS
ReportingType | 2015 | 2020 | 2025 | 2030 | 2035 | 2040
BM | 0 | 0 | 0 | 0 | 0 | 0
CC | 2724 | 6075.38 | 6334.13 | 6376.17 | 6807.99 | 6807.99
CSP | 0 | 0 | 0 | 0 | 0 | 0
CT | 0 | 280.21 | 280.21 | 764.21 | 1647.62 | 1647.62
Coal | 5749.1 | 5488.1 | 5488.1 | 5488.1 | 5488.1 | 5488.1
Geo | 0 | 0 | 0 | 0 | 0 | 0
H | 336 | 336 | 336 | 336 | 336 | 336
LFG | 71 | 71 | 294.33 | 294.33 | 294.33 | 294.33
Nuc | 1817 | 1817 | 1817 | 1817 | 0.1 | 0.1
PS | 0 | 0 | 0 | 0 | 0 | 0
PV | 0 | 0 | 0 | 0 | 0 | 0
PeakG | 3230 | 3230 | 3230 | 3230 | 3230 | 3230
PeakO | 490 | 490 | 490 | 490 | 490 | 490
ST | 0 | 0 | 0 | 0 | 0 | 0
STOG | 300.5 | 300.5 | 300.5 | 300.5 | 300.5 | 300.5
STWD | 105 | 105 | 105 | 105 | 105 | 105
WT | 1528.9 | 1528.9 | 1528.9 | 1528.9 | 1528.9 | 1528.9
IGCC | 0 | 0 | 0 | 0 | 0 | 0
DemandResponse | 193.34 | 453.12 | 737.75 | 762.42 | 787.92 | 814.26
IGCC-CCS | 0 | 0 | 0 | 0 | 0 | 0
WT_off | 0 | 0 | 0 | 0 | 0 | 0
PseudoUnit | 0 | 0 | 0 | 0 | 0 | 0
FixedInterchange | 0 | 0 | 0 | 0 | 0 | 0
Total Installed Capacity by Reporting Type: Nebraska
ReportingType | 2015 | 2020 | 2025 | 2030 | 2035 | 2040
BM | 0 | 0 | 0 | 0 | 0 | 0
CC | 358 | 358 | 358 | 358 | 358 | 358
CSP | 0 | 0 | 0 | 0 | 0 | 0
CT | 0 | 0 | 0 | 0 | 0 | 0
Coal | 4110.1 | 4110.1 | 4110.1 | 4110.1 | 5392.7 | 6850.11
Geo | 0 | 0 | 0 | 0 | 0 | 0
H | 167 | 167 | 167 | 167 | 167 | 167
LFG | 6 | 6 | 77.67 | 77.67 | 77.67 | 77.67
Nuc | 1252 | 1252 | 1252 | 1252 | 0.2 | 0.2
PS | 0 | 0 | 0 | 0 | 0 | 0
PV | 0 | 0 | 0 | 0 | 0 | 0
PeakG | 1305 | 1305 | 1305 | 1305 | 1305 | 1305
PeakO | 326 | 326 | 326 | 326 | 326 | 326
ST | 0 | 0 | 0 | 0 | 0 | 0
STOG | 0 | 0 | 0 | 0 | 0 | 0
STWD | 0 | 0 | 0 | 0 | 0 | 0
WT | 344 | 344 | 344 | 344 | 344 | 344
IGCC | 0 | 0 | 0 | 0 | 0 | 0
DemandResponse | 624.42 | 756.13 | 918.4 | 954.78 | 992.6 | 1031.92
IGCC-CCS | 0 | 0 | 0 | 0 | 0 | 0
WT_off | 0 | 0 | 0 | 0 | 0 | 0
PseudoUnit | 0 | 0 | 0 | 0 | 0 | 0
FixedInterchange | 0 | 0 | 0 | 0 | 0 | 0
Total Installed Capacity by Reporting Type: NEISO
ReportingType | 2015 | 2020 | 2025 | 2030 | 2035 | 2040
BM | 252.2 | 252.2 | 252.2 | 252.2 | 252.2 | 252.2
CC | 11136.2 | 11136.2 | 11136.2 | 11136.2 | 11136.2 | 11136.2
CSP | 0 | 0 | 0 | 0 | 0 | 0
CT | 334 | 334 | 334 | 334 | 986.11 | 2032.67
Coal | 320 | 0 | 0 | 0 | 0 | 0
Geo | 0 | 0 | 0 | 0 | 0 | 0
H | 3257.7 | 3257.7 | 3257.7 | 3257.7 | 3257.7 | 3257.7
LFG | 581.26 | 644.21 | 651 | 651 | 651 | 651
Nuc | 4645 | 4645 | 4645 | 4645 | 3356 | 2479.08
PS | 1674 | 1674 | 1674 | 1674 | 1674 | 1674
PV | 2 | 316.78 | 316.78 | 316.86 | 316.91 | 316.96
PeakG | 1200 | 1200 | 1200 | 1200 | 1200 | 1200
PeakO | 871.55 | 871.55 | 871.55 | 871.55 | 871.55 | 871.55
ST | 0 | 0 | 0 | 0 | 0 | 0
STOG | 0 | 0 | 0 | 0 | 0 | 0
STWD | 610 | 610 | 610 | 610 | 610 | 610
WT | 434.2 | 3167.45 | 5135.59 | 5483 | 5483 | 5483
IGCC | 0 | 0 | 0 | 0 | 0 | 0
DemandResponse | 3092.4 | 3627.72 | 4230.66 | 4257.78 | 4282.5 | 4307.35
IGCC-CCS | 0 | 0 | 0 | 0 | 0 | 0
WT_off | 468 | 468 | 468 | 468 | 0 | 0
PseudoUnit | 0 | 0 | 0 | 0 | 0 | 0
FixedInterchange | 0 | 0 | 0 | 0 | 0 | 0
Total Installed Capacity by Reporting Type: NonRTO_Midwest
ReportingType | 2015 | 2020 | 2025 | 2030 | 2035 | 2040
BM | 0 | 0 | 0 | 0 | 0 | 0
CC | 0 | 555.54 | 555.54 | 814.83 | 1060.07 | 1368.3
CSP | 0 | 0 | 0 | 0 | 0 | 0
CT | 0 | 192.55 | 192.55 | 192.95 | 298.75 | 350.26
Coal | 9529.3 | 9529.3 | 9529.3 | 9529.3 | 9529.3 | 9529.3
Geo | 0 | 0 | 0 | 0 | 0 | 0
H | 143 | 143 | 143 | 143 | 143 | 143
LFG | 14 | 14 | 91.37 | 174.25 | 174.25 | 174.25
Nuc | 0.1 | 0.1 | 0.1 | 0.1 | 0.1 | 0.1
PS | 0 | 0 | 0 | 0 | 0 | 0
PV | 0 | 0 | 0 | 0 | 0 | 0
PeakG | 3353 | 3353 | 3353 | 3353 | 3353 | 3353
PeakO | 12 | 12 | 12 | 12 | 12 | 12
ST | 0 | 0 | 0 | 0 | 0 | 0
STOG | 0 | 0 | 0 | 0 | 0 | 0
STWD | 0 | 0 | 0 | 0 | 0 | 0
WT | 66 | 66 | 66 | 66 | 66 | 66
IGCC | 0 | 0 | 0 | 0 | 0 | 0
DemandResponse | 193.98 | 453.37 | 727.88 | 745.89 | 764.35 | 783.26
IGCC-CCS | 0 | 0 | 0 | 0 | 0 | 0
WT_off | 0 | 0 | 0 | 0 | 0 | 0
PseudoUnit | 0 | 0 | 0 | 0 | 0 | 0
FixedInterchange | 0 | 0 | 0 | 0 | 0 | 0
Total Installed Capacity by Reporting Type: NYISO_A-F
ReportingType | 2015 | 2020 | 2025 | 2030 | 2035 | 2040
BM | 0 | 0 | 0 | 0 | 0 | 0
CC | 4233 | 4233 | 4233 | 4233 | 4233 | 4233
CSP | 0 | 0 | 0 | 0 | 0 | 0
CT | 0 | 0 | 0 | 0 | 0 | 0
Coal | 0 | 0 | 0 | 0 | 0 | 0
Geo | 0 | 0 | 0 | 0 | 0 | 0
H | 4395 | 4395 | 4395 | 4395 | 4395 | 4395
LFG | 172.4 | 172.4 | 203.18 | 240.33 | 240.33 | 240.33
Nuc | 3365 | 3365 | 3365 | 2743.8 | 2163.3 | 1311.1
PS | 1412 | 1412 | 1412 | 1412 | 1412 | 1412
PV | 0 | 0 | 0 | 0 | 0 | 0
PeakG | 221 | 221 | 221 | 221 | 221 | 221
PeakO | 39 | 39 | 39 | 39 | 39 | 39
ST | 0 | 0 | 0 | 0 | 0 | 0
STOG | 0 | 0 | 0 | 0 | 0 | 0
STWD | 86 | 86 | 86 | 86 | 86 | 86
WT | 3759.3 | 4469.1 | 4469.1 | 4833.46 | 5518.55 | 5518.55
IGCC | 0 | 0 | 0 | 0 | 0 | 0
DemandResponse | 907.2 | 1018.15 | 1143.28 | 1172.73 | 1202.95 | 1233.94
IGCC-CCS | 0 | 0 | 0 | 0 | 0 | 0
WT_off | 0 | 0 | 0 | 0 | 0 | 0
PseudoUnit | 0 | 0 | 0 | 0 | 0 | 0
FixedInterchange | 0 | 0 | 0 | 0 | 0 | 0
Total Installed Capacity by Reporting Type: NYISO_G-I
ReportingType | 2015 | 2020 | 2025 | 2030 | 2035 | 2040
BM | 0 | 0 | 0 | 0 | 0 | 0
CC | 1157 | 1157 | 1564.39 | 2461.28 | 5237.08 | 8085.8
CSP | 0 | 0 | 0 | 0 | 0 | 0
CT | 0 | 0 | 0 | 0 | 0 | 0
Coal | 0 | 0 | 0 | 0 | 0 | 0
Geo | 0 | 0 | 0 | 0 | 0 | 0
H | 32 | 32 | 32 | 32 | 32 | 32
LFG | 64 | 64 | 138.33 | 138.33 | 138.33 | 138.33
Nuc | 2045 | 2045 | 2045 | 2045 | 1025.4 | 0.4
PS | 0 | 0 | 0 | 0 | 0 | 0
PV | 0 | 0 | 0 | 0 | 0 | 0
PeakG | 65 | 65 | 65 | 65 | 65 | 65
PeakO | 87 | 87 | 87 | 87 | 87 | 87
ST | 0 | 0 | 0 | 0 | 0 | 0
STOG | 0 | 0 | 0 | 0 | 0 | 0
STWD | 0 | 0 | 0 | 0 | 0 | 0
WT | 0 | 60 | 60 | 60 | 60 | 60
IGCC | 0 | 0 | 0 | 0 | 0 | 0
DemandResponse | 339.56 | 380.32 | 434.34 | 453.11 | 472.7 | 493.13
IGCC-CCS | 0 | 0 | 0 | 0 | 0 | 0
WT_off | 0 | 0 | 0 | 0 | 0 | 0
PseudoUnit | 0 | 0 | 0 | 0 | 0 | 0
FixedInterchange | 0 | 0 | 0 | 0 | 0 | 0
Total Installed Capacity by Reporting Type: NYISO_J-K
ReportingType | 2015 | 2020 | 2025 | 2030 | 2035 | 2040
BM | 0 | 0 | 0 | 0 | 0 | 0
CC | 4833.4 | 4833.4 | 4833.4 | 4833.4 | 4833.4 | 4833.4
CSP | 0 | 0 | 0 | 0 | 0 | 0
CT | 0 | 0 | 522.79 | 1443.39 | 1591.56 | 2093.95
Coal | 0 | 0 | 0 | 0 | 0 | 0
Geo | 0 | 0 | 0 | 0 | 0 | 0
H | 0 | 0 | 0 | 0 | 0 | 0
LFG | 124 | 124 | 124 | 198.33 | 198.33 | 198.33
Nuc | 0.1 | 0.1 | 0.1 | 0.1 | 0.1 | 0.1
PS | 0 | 0 | 0 | 0 | 0 | 0
PV | 32 | 32 | 32 | 32 | 0 | 0
PeakG | 2778 | 2778 | 2778 | 2778 | 2778 | 2778
PeakO | 2169 | 2169 | 2169 | 2169 | 2169 | 2169
ST | 0 | 0 | 0 | 0 | 0 | 0
STOG | 5670.45 | 5670.45 | 5670.45 | 5670.45 | 5670.45 | 5670.45
STWD | 0 | 0 | 0 | 0 | 0 | 0
WT | 0 | 0 | 0 | 0 | 0 | 0
IGCC | 0 | 0 | 0 | 0 | 0 | 0
DemandResponse | 1319.07 | 1502.66 | 1718.62 | 1795.58 | 1875.99 | 1960
IGCC-CCS | 0 | 0 | 0 | 0 | 0 | 0
WT_off | 0 | 0 | 0 | 0 | 0 | 0
PseudoUnit | 0 | 0 | 0 | 0 | 0 | 0
FixedInterchange | 0 | 0 | 0 | 0 | 0 | 0
Total Installed Capacity by Reporting Type: PJM_E
ReportingType | 2015 | 2020 | 2025 | 2030 | 2035 | 2040
BM | 30 | 30 | 30 | 30 | 30 | 30
CC | 12283.3 | 12283.3 | 12283.3 | 12283.3 | 12283.3 | 12283.3
CSP | 0 | 0 | 0 | 0 | 0 | 0
CT | 26.2 | 26.2 | 26.2 | 26.2 | 26.2 | 1092.43
Coal | 1076 | 508 | 508 | 508 | 508 | 508
Geo | 0 | 0 | 0 | 0 | 0 | 0
H | 269.99 | 269.99 | 269.99 | 269.99 | 269.99 | 269.99
LFG | 471.1 | 604 | 604 | 604 | 604 | 604
Nuc | 8510 | 7895.5 | 7895.5 | 7895.5 | 5671.5 | 4497.5
PS | 400 | 400 | 400 | 400 | 400 | 400
PV | 47.45 | 47.45 | 47.45 | 47.45 | 47.45 | 47.45
PeakG | 3877.5 | 3877.5 | 3877.5 | 3877.5 | 3877.5 | 3877.5
PeakO | 2749.3 | 2749.3 | 2749.3 | 2749.3 | 2749.3 | 2749.3
ST | 0 | 0 | 0 | 0 | 0 | 0
STOG | 2622.5 | 2622.5 | 2622.5 | 2622.5 | 2622.5 | 2622.5
STWD | 0 | 0 | 0 | 0 | 0 | 0
WT | 1160 | 1160 | 1160 | 1160 | 1160 | 1160
IGCC | 0 | 0 | 0 | 0 | 0 | 0
DemandResponse | 1256.73 | 1718.17 | 2388.62 | 2469.72 | 2553.57 | 2640.27
IGCC-CCS | 0 | 0 | 0 | 0 | 0 | 0
WT_off | 0 | 0 | 1100 | 1100 | 1100 | 1100
PseudoUnit | 0 | 0 | 0 | 0 | 0 | 0
FixedInterchange | 0 | 0 | 0 | 0 | 0 | 0
Total Installed Capacity by Reporting Type: PJM_ROM
ReportingType | 2015 | 2020 | 2025 | 2030 | 2035 | 2040
BM | 18 | 18 | 18 | 18 | 18 | 18
CC | 5664.5 | 5664.5 | 5664.5 | 5664.5 | 7814.48 | 19482.91
CSP | 0 | 0 | 0 | 0 | 0 | 0
CT | 16 | 16 | 16 | 16 | 16 | 16
Coal | 8367.5 | 8367.5 | 8367.5 | 8367.5 | 8367.5 | 8367.5
Geo | 0 | 0 | 0 | 0 | 0 | 0
H | 1392 | 1392 | 1392 | 1392 | 1392 | 1392
LFG | 356.9 | 622 | 622 | 622 | 622 | 622
Nuc | 5036 | 5036 | 5036 | 5036 | 3304 | 2405
PS | 1513 | 1513 | 1513 | 1513 | 1513 | 1513
PV | 4 | 1450.19 | 2350.38 | 2577.8 | 2667.39 | 2760.03
PeakG | 1719 | 1719 | 1719 | 1719 | 1719 | 1719
PeakO | 1566 | 1566 | 1566 | 1566 | 1566 | 1566
ST | 0 | 0 | 0 | 0 | 0 | 0
STOG | 3529 | 3529 | 3529 | 3529 | 3529 | 3529
STWD | 70 | 70 | 70 | 70 | 70 | 70
WT | 1210.8 | 1210.8 | 1961 | 7771 | 7771 | 7771
IGCC | 0 | 0 | 0 | 0 | 0 | 0
DemandResponse | 2307.31 | 2787.75 | 3373.93 | 3488.48 | 3606.92 | 3729.38
IGCC-CCS | 0 | 0 | 0 | 0 | 0 | 0
WT_off | 0 | 0 | 0 | 0 | 0 | 0
PseudoUnit | 0 | 0 | 0 | 0 | 0 | 0
FixedInterchange | 0 | 0 | 0 | 0 | 0 | 0
Total Installed Capacity by Reporting Type: PJM_ROR
ReportingType | 2015 | 2020 | 2025 | 2030 | 2035 | 2040
BM | 385 | 385 | 385 | 385 | 385 | 193
CC | 13618 | 13738 | 13738 | 18927.99 | 30559.83 | 30559.83
CSP | 0 | 0 | 0 | 0 | 0 | 0
CT | 29 | 29 | 29 | 29 | 29 | 29
Coal | 48273.9 | 42138.2 | 42138.2 | 42138.2 | 42138.2 | 42138.2
Geo | 0 | 0 | 0 | 0 | 0 | 0
H | 1837.4 | 1837.4 | 1837.4 | 1837.4 | 1837.4 | 1837.4
LFG | 539.4 | 539.4 | 1053.11 | 1053.11 | 1053.11 | 1053.11
Nuc | 20038 | 20038 | 20038 | 19171 | 14896 | 10012.84
PS | 3081 | 3081 | 3081 | 3081 | 3081 | 3081
PV | 24 | 24 | 24 | 24 | 24 | 24
PeakG | 19311 | 19311 | 19311 | 19311 | 19311 | 19311
PeakO | 1742 | 1742 | 1742 | 1742 | 1742 | 1742
ST | 0 | 0 | 0 | 0 | 0 | 0
STOG | 2087 | 2087 | 2087 | 2087 | 2087 | 2087
STWD | 194 | 194 | 194 | 194 | 194 | 194
WT | 10922.7 | 10922.7 | 11114.4 | 11114.4 | 11114.4 | 12208.45
IGCC | 0 | 0 | 0 | 0 | 0 | 0
DemandResponse | 3324.65 | 6282.21 | 9765.55 | 10067.05 | 10377.87 | 10698.28
IGCC-CCS | 0 | 0 | 0 | 0 | 0 | 0
WT_off | 0 | 0 | 0 | 0 | 0 | 0
PseudoUnit | 0 | 0 | 0 | 0 | 0 | 0
FixedInterchange | 0 | 0 | 0 | 0 | 0 | 0
Total Installed Capacity by Reporting Type: SOCO
ReportingType | 2015 | 2020 | 2025 | 2030 | 2035 | 2040
BM | 55 | 55 | 55 | 55 | 55 | 55
CC | 19838.9 | 20025.9 | 20218.51 | 22775.85 | 22775.85 | 22775.85
CSP | 0 | 0 | 0 | 0 | 0 | 0
CT | 0 | 0 | 0 | 0 | 0 | 0
Coal | 16779.39 | 16779.39 | 16779.39 | 16779.39 | 19442 | 24859.26
Geo | 0 | 0 | 0 | 0 | 0 | 0
H | 4194 | 4194 | 4194 | 4194 | 4194 | 4194
LFG | 37 | 37 | 144.4 | 144.4 | 144.4 | 144.4
Nuc | 5841 | 8041 | 8041 | 8041 | 8041 | 5395.95
PS | 1675 | 1675 | 1675 | 1675 | 1675 | 1675
PV | 0 | 0 | 0 | 0 | 0 | 0
PeakG | 10923 | 10923 | 10923 | 10923 | 10923 | 10923
PeakO | 208 | 208 | 208 | 208 | 208 | 208
ST | 0 | 0 | 0 | 0 | 0 | 0
STOG | 0 | 0 | 0 | 0 | 0 | 0
STWD | 0 | 0 | 0 | 0 | 0 | 0
WT | 0 | 0 | 0 | 0 | 0 | 0
IGCC | 0 | 0 | 0 | 0 | 0 | 0
DemandResponse | 2570.49 | 4773.97 | 7215.46 | 7512.46 | 7821.68 | 8143.63
IGCC-CCS | 0 | 0 | 0 | 0 | 0 | 0
WT_off | 0 | 0 | 0 | 0 | 0 | 0
PseudoUnit | 0 | 0 | 0 | 0 | 0 | 0
FixedInterchange | 0 | 0 | 0 | 0 | 0 | 0
Total Installed Capacity by Reporting Type: SPP_N
ReportingType | 2015 | 2020 | 2025 | 2030 | 2035 | 2040
BM | 0 | 0 | 0 | 0 | 0 | 0
CC | 1386 | 3241.89 | 3241.89 | 3558.79 | 3558.79 | 3558.79
CSP | 0 | 0 | 0 | 0 | 0 | 0
CT | 0 | 0 | 0 | 0 | 0 | 0
Coal | 8347.53 | 7972.64 | 7972.64 | 7972.64 | 7972.64 | 9047.97
Geo | 0 | 0 | 0 | 0 | 0 | 0
H | 21 | 21 | 21 | 21 | 21 | 21
LFG | 7 | 7 | 102 | 102 | 102 | 102
Nuc | 1160 | 1160 | 1160 | 1160 | 1160 | 1160
PS | 0 | 0 | 0 | 0 | 0 | 0
PV | 0 | 0 | 0 | 0 | 0 | 0
PeakG | 4397 | 4397 | 4397 | 4397 | 4397 | 4397
PeakO | 1199 | 1199 | 1199 | 1199 | 1199 | 1199
ST | 0 | 0 | 0 | 0 | 0 | 0
STOG | 1662 | 1662 | 1662 | 1662 | 1662 | 1662
STWD | 0 | 0 | 0 | 0 | 0 | 0
WT | 1227 | 1227 | 1227 | 1498.56 | 2770.36 | 2770.36
IGCC | 0 | 0 | 0 | 0 | 0 | 0
DemandResponse | 446.68 | 920.58 | 1432.75 | 1499.14 | 1568.6 | 1641.28
IGCC-CCS | 0 | 0 | 0 | 0 | 0 | 0
WT_off | 0 | 0 | 0 | 0 | 0 | 0
PseudoUnit | 0 | 0 | 0 | 0 | 0 | 0
FixedInterchange | 0 | 0 | 0 | 0 | 0 | 0
Total Installed Capacity by Reporting Type: SPP_S
ReportingType | 2015 | 2020 | 2025 | 2030 | 2035 | 2040
BM | 0 | 0 | 0 | 0 | 0 | 0
CC | 10917 | 11124.77 | 11124.77 | 13059.33 | 13059.33 | 13059.33
CSP | 0 | 0 | 0 | 0 | 0 | 0
CT | 412.99 | 712.99 | 712.99 | 712.99 | 712.99 | 712.99
Coal | 12593.98 | 12593.98 | 12593.98 | 12593.98 | 12593.98 | 12593.98
Geo | 0 | 0 | 0 | 0 | 0 | 0
H | 2108 | 2108 | 2108 | 2108 | 2108 | 2108
LFG | 19 | 19 | 19 | 114 | 114 | 114
Nuc | 0.1 | 0.1 | 0.1 | 0.1 | 0.1 | 0.1
PS | 446 | 446 | 446 | 446 | 446 | 446
PV | 0 | 0 | 0 | 0 | 0 | 0
PeakG | 3443 | 3443 | 3443 | 3443 | 3443 | 3443
PeakO | 122 | 122 | 122 | 122 | 122 | 122
ST | 0 | 0 | 0 | 0 | 0 | 0
STOG | 7124.07 | 7124.07 | 7124.07 | 7124.07 | 7124.07 | 7124.07
STWD | 84 | 84 | 84 | 84 | 84 | 84
WT | 2727 | 5365.26 | 5582.49 | 5582.5 | 21236.26 | 22143.72
IGCC | 0 | 0 | 0 | 0 | 0 | 0
DemandResponse | 61.11 | 1754.28 | 3560.21 | 3675.61 | 3794.74 | 3917.74
IGCC-CCS | 0 | 0 | 0 | 0 | 0 | 0
WT_off | 0 | 0 | 0 | 0 | 0 | 0
PseudoUnit | 0 | 0 | 0 | 0 | 0 | 0
FixedInterchange | 0 | 0 | 0 | 0 | 0 | 0
Total Installed Capacity by Reporting Type: TVA
ReportingType | 2015 | 2020 | 2025 | 2030 | 2035 | 2040
BM | 0 | 0 | 0 | 0 | 0 | 0
CC | 5881 | 7755.25 | 7932.98 | 8891.48 | 8891.48 | 8891.48
CSP | 0 | 0 | 0 | 0 | 0 | 0
CT | 0 | 1824.47 | 1824.47 | 1896.87 | 1896.87 | 1896.87
Coal | 11356.21 | 10615.21 | 10615.21 | 10615.21 | 14183.94 | 16545.15
Geo | 0 | 0 | 0 | 0 | 0 | 0
H | 5111 | 5111 | 5111 | 5111 | 5111 | 5111
LFG | 13 | 13 | 120.4 | 120.4 | 120.4 | 120.4
Nuc | 8394.89 | 8394.89 | 8394.89 | 8394.89 | 5882.56 | 4603.89
PS | 1743 | 1743 | 1743 | 1743 | 1743 | 1743
PV | 0 | 0 | 0 | 0 | 0 | 0
PeakG | 5865 | 5865 | 5865 | 5865 | 5865 | 5865
PeakO | 83 | 83 | 83 | 83 | 83 | 83
ST | 0 | 0 | 0 | 0 | 0 | 0
STOG | 0 | 0 | 0 | 0 | 0 | 0
STWD | 5 | 5 | 5 | 5 | 5 | 5
WT | 29 | 29 | 29 | 29 | 29 | 29
IGCC | 0 | 0 | 0 | 0 | 0 | 0
DemandResponse | 1805 | 2555.95 | 3357.9 | 3440.97 | 3526.11 | 3613.35
IGCC-CCS | 0 | 0 | 0 | 0 | 0 | 0
WT_off | 0 | 0 | 0 | 0 | 0 | 0
PseudoUnit | 0 | 0 | 0 | 0 | 0 | 0
FixedInterchange | 0 | 0 | 0 | 0 | 0 | 0
Total Installed Capacity by Reporting Type: TVA_Transmission
ReportingType | 2015 | 2020 | 2025 | 2030 | 2035 | 2040
BM | 0 | 0 | 0 | 0 | 0 | 0
CC | 0 | 0 | 0 | 0 | 0 | 0
CSP | 0 | 0 | 0 | 0 | 0 | 0
CT | 0 | 0 | 0 | 0 | 0 | 0
Coal | 0 | 0 | 0 | 0 | 0 | 0
Geo | 0 | 0 | 0 | 0 | 0 | 0
H | 0 | 0 | 0 | 0 | 0 | 0
LFG | 0 | 0 | 0 | 0 | 0 | 0
Nuc | 0 | 0 | 0 | 0 | 0 | 0
PS | 0 | 0 | 0 | 0 | 0 | 0
PV | 0 | 0 | 0 | 0 | 0 | 0
PeakG | 0 | 0 | 0 | 0 | 0 | 0
PeakO | 0 | 0 | 0 | 0 | 0 | 0
ST | 0 | 0 | 0 | 0 | 0 | 0
STOG | 0 | 0 | 0 | 0 | 0 | 0
STWD | 0 | 0 | 0 | 0 | 0 | 0
WT | 0 | 0 | 0 | 0 | 0 | 0
IGCC | 0 | 0 | 0 | 0 | 0 | 0
DemandResponse | 0 | 0 | 0 | 0 | 0 | 0
IGCC-CCS | 0 | 0 | 0 | 0 | 0 | 0
WT_off | 0 | 0 | 0 | 0 | 0 | 0
PseudoUnit | 0 | 0 | 0 | 0 | 0 | 0
FixedInterchange | 0 | 0 | 0 | 0 | 0 | 0
Total Installed Capacity by Reporting Type: VACAR
ReportingType | 2015 | 2020 | 2025 | 2030 | 2035 | 2040
BM | 0.92 | 348.24 | 1019.66 | 1135 | 1229.65 | 1370.69
CC | 9982.57 | 11666.11 | 12184.91 | 14911.68 | 19470.29 | 24314.36
CSP | 0 | 0 | 0 | 0 | 0 | 0
CT | 717.2 | 717.2 | 717.2 | 717.2 | 2293.17 | 2293.17
Coal | 17201.04 | 15023.04 | 15023.04 | 15023.04 | 15023.04 | 15023.04
Geo | 0 | 0 | 0 | 0 | 0 | 0
H | 2122 | 2122 | 2122 | 2122 | 2122 | 2122
LFG | 63.34 | 170.4 | 170.4 | 170.4 | 170.4 | 170.4
Nuc | 11430 | 13760 | 13760 | 13760 | 10512 | 8654
PS | 2616 | 2616 | 2616 | 2616 | 2616 | 2616
PV | 16 | 152.4 | 159.05 | 167.3 | 175.77 | 184.65
PeakG | 8308 | 8308 | 8308 | 8308 | 8308 | 8308
PeakO | 1268 | 1268 | 1268 | 1268 | 1268 | 1268
ST | 0 | 0 | 0 | 0 | 0 | 0
STOG | 92 | 92 | 92 | 92 | 92 | 92
STWD | 281 | 281 | 281 | 281 | 281 | 281
WT | 0.9 | 3500 | 3500 | 3500 | 3500 | 3500
IGCC | 0 | 0 | 0 | 0 | 0 | 0
DemandResponse | 2339.28 | 3868.22 | 5651.52 | 5928.05 | 6218.12 | 6522.37
IGCC-CCS | 0 | 0 | 0 | 0 | 0 | 0
WT_off | 1 | 1 | 1 | 1 | 1 | 1
PseudoUnit | 0 | 0 | 0 | 0 | 0 | 0
FixedInterchange | 0 | 0 | 0 | 0 | 0 | 0
Total Installed Capacity by Reporting Type: IESO
ReportingType | 2015 | 2020 | 2025 | 2030 | 2035 | 2040
BM | 326.33 | 326.33 | 326.33 | 326.33 | 326.33 | 326.33
CC | 4099.39 | 4099.39 | 4099.39 | 4099.39 | 4099.39 | 6360.42
CSP | 0 | 0 | 0 | 0 | 0 | 0
CT | 368 | 368 | 368 | 368 | 1205.57 | 1426.03
Coal | 0 | 0 | 0 | 0 | 0 | 0
Geo | 0 | 0 | 0 | 0 | 0 | 0
H | 8693.3 | 8693.3 | 8693.3 | 8693.3 | 8693.3 | 8693.3
LFG | 117.5 | 117.5 | 117.5 | 117.5 | 118 | 118
Nuc | 13018 | 13018 | 13018 | 13018 | 11988 | 10448
PS | 123 | 123 | 123 | 123 | 123 | 123
PV | 1097.26 | 1097.26 | 1097.26 | 1097.26 | 30 | 30
PeakG | 584 | 584 | 584 | 584 | 584 | 584
PeakO | 29.35 | 29.35 | 29.35 | 29.35 | 29.35 | 29.35
ST | 0 | 0 | 0 | 0 | 0 | 0
STOG | 0 | 0 | 0 | 0 | 0 | 0
STWD | 0 | 0 | 0 | 0 | 0 | 0
WT | 3385.9 | 3385.9 | 3385.9 | 3385.9 | 1280 | 1280
IGCC | 0 | 0 | 0 | 0 | 0 | 0
DemandResponse | 1958.79 | 2066.83 | 2340.54 | 2421.21 | 2504.65 | 2590.98
IGCC-CCS | 0 | 0 | 0 | 0 | 0 | 0
WT_off | 0 | 0 | 0 | 0 | 0 | 0
PseudoUnit | 0 | 0 | 0 | 0 | 0 | 0
FixedInterchange | 0 | 0 | 0 | 0 | 0 | 0
Total Installed Capacity by Reporting Type: MAPP_CA
ReportingType | 2015 | 2020 | 2025 | 2030 | 2035 | 2040
BM | 0 | 0 | 0 | 0 | 0 | 0
CC | 1644.07 | 2155.49 | 2329.99 | 2737.79 | 3161.74 | 3161.74
CSP | 0 | 0 | 0 | 0 | 0 | 0
CT | 0 | 0 | 0 | 0 | 0 | 440.75
Coal | 736.5 | 736.5 | 736.5 | 736.5 | 736.5 | 736.5
Geo | 0 | 0 | 0 | 0 | 0 | 0
H | 6475.4 | 6475.4 | 6475.4 | 6475.4 | 6475.4 | 6475.4
LFG | 0 | 0 | 0 | 0 | 0 | 0
Nuc | 0.1 | 0.1 | 0.1 | 0.1 | 0.1 | 0.1
PS | 0 | 0 | 0 | 0 | 0 | 0
PV | 0 | 0 | 0 | 0 | 0 | 0
PeakG | 559 | 559 | 559 | 559 | 559 | 559
PeakO | 4 | 4 | 4 | 4 | 4 | 4
ST | 0 | 0 | 0 | 0 | 0 | 0
STOG | 126 | 126 | 126 | 126 | 126 | 126
STWD | 0 | 0 | 0 | 0 | 0 | 0
WT | 577.4 | 577.4 | 577.4 | 577.4 | 577.4 | 577.4
IGCC | 0 | 0 | 0 | 0 | 0 | 0
DemandResponse | 89.5 | 308.14 | 546.73 | 568.39 | 590.9 | 614.31
IGCC-CCS | 0 | 0 | 0 | 0 | 0 | 0
WT_off | 0 | 0 | 0 | 0 | 0 | 0
PseudoUnit | 0 | 0 | 0 | 0 | 0 | 0
FixedInterchange | 0 | 0 | 0 | 0 | 0 | 0
Total Installed Capacity by Reporting Type: AZ_NM_SNV_Coal
ReportingType | 2015 | 2020 | 2025 | 2030 | 2035 | 2040
BM | 0 | 0 | 0 | 0 | 0 | 0
CC | 0 | 0 | 0 | 0 | 0 | 0
CSP | 0 | 0 | 0 | 0 | 0 | 0
CT | 0 | 0 | 0 | 0 | 0 | 0
Coal | 10466 | 10466 | 10466 | 10466 | 11114.02 | 17795.55
Geo | 0 | 0 | 0 | 0 | 0 | 0
H | 0 | 0 | 0 | 0 | 0 | 0
LFG | 0 | 0 | 0 | 0 | 0 | 0
Nuc | 0 | 0 | 0 | 0 | 0 | 0
PS | 0 | 0 | 0 | 0 | 0 | 0
PV | 0 | 0 | 0 | 0 | 0 | 0
PeakG | 0 | 0 | 0 | 0 | 0 | 0
PeakO | 200 | 200 | 200 | 200 | 200 | 0
ST | 0 | 0 | 0 | 0 | 0 | 0
STOG | 0 | 0 | 0 | 0 | 0 | 0
STWD | 0 | 0 | 0 | 0 | 0 | 0
WT | 0 | 0 | 0 | 0 | 0 | 0
IGCC | 0 | 0 | 0 | 0 | 0 | 0
DemandResponse | 0 | 0 | 0 | 0 | 0 | 0
IGCC-CCS | 0 | 0 | 0 | 0 | 0 | 0
WT_off | 0 | 0 | 0 | 0 | 0 | 0
PseudoUnit | 0 | 0 | 0 | 0 | 0 | 0
FixedInterchange | 0 | 0 | 0 | 0 | 0 | 0
Total Installed Capacity by Reporting Type: AZ_NM_SNV_Gas
ReportingType | 2015 | 2020 | 2025 | 2030 | 2035 | 2040
BM | 0 | 0 | 0 | 0 | 0 | 0
CC | 15396.93 | 16491.57 | 16609.03 | 19121.78 | 21895.33 | 21895.33
CSP | 0 | 0 | 0 | 0 | 0 | 0
CT | 736 | 736 | 736 | 736 | 0 | 0
Coal | 0 | 0 | 0 | 0 | 0 | 0
Geo | 0 | 0 | 0 | 0 | 0 | 0
H | 0 | 0 | 0 | 0 | 0 | 0
LFG | 0 | 0 | 0 | 0 | 0 | 0
Nuc | 0 | 0 | 0 | 0 | 0 | 0
PS | 0 | 0 | 0 | 0 | 0 | 0
PV | 0 | 0 | 0 | 0 | 0 | 0
PeakG | 3660 | 3660 | 3660 | 3660 | 3660 | 0
PeakO | 0 | 0 | 0 | 0 | 0 | 0
ST | 0 | 0 | 0 | 0 | 0 | 0
STOG | 0 | 0 | 0 | 0 | 0 | 0
STWD | 0 | 0 | 0 | 0 | 0 | 0
WT | 0 | 0 | 0 | 0 | 0 | 0
IGCC | 0 | 0 | 0 | 0 | 0 | 0
DemandResponse | 334.55 | 1076.71 | 1928.33 | 2059.84 | 2196.64 | 2344.36
IGCC-CCS | 0 | 0 | 0 | 0 | 0 | 0
WT_off | 0 | 0 | 0 | 0 | 0 | 0
PseudoUnit | 0 | 0 | 0 | 0 | 0 | 0
FixedInterchange | 0 | 0 | 0 | 0 | 0 | 0
Total Installed Capacity by Reporting Type: AZ_NM_SNV_NucRenew
ReportingType | 2015 | 2020 | 2025 | 2030 | 2035 | 2040
BM | 0 | 0 | 0 | 0 | 0 | 0
CC | 0 | 0 | 0 | 0 | 0 | 0
CSP | 0 | 0 | 0 | 0 | 0 | 0
CT | 0 | 0 | 0 | 0 | 0 | 0
Coal | 0 | 0 | 0 | 0 | 0 | 0
Geo | 0 | 0 | 1450 | 1450 | 1450 | 1450
H | 3131 | 3131 | 3131 | 3131 | 3131 | 3131
LFG | 7 | 67.67 | 67.67 | 67.67 | 67.67 | 67.67
Nuc | 3875 | 3875 | 3875 | 3875 | 3875 | 3875
PS | 216 | 216 | 216 | 216 | 216 | 216
PV | 148.7 | 148.7 | 148.7 | 148.7 | 148.7 | 148.7
PeakG | 0 | 0 | 0 | 0 | 0 | 0
PeakO | 0 | 0 | 0 | 0 | 0 | 0
ST | 280 | 744.2 | 1022.53 | 1097.57 | 1097.57 | 1097.57
STOG | 0 | 0 | 0 | 0 | 0 | 0
STWD | 26 | 26 | 26 | 26 | 26 | 26
WT | 525.1 | 10331.25 | 10331.25 | 10639.91 | 10639.91 | 10639.91
IGCC | 0 | 0 | 0 | 0 | 0 | 0
DemandResponse | 0 | 0 | 0 | 0 | 0 | 0
IGCC-CCS | 0 | 0 | 0 | 0 | 0 | 0
WT_off | 0 | 0 | 0 | 0 | 0 | 0
PseudoUnit | 0 | 0 | 0 | 0 | 0 | 0
FixedInterchange | 0 | 0 | 0 | 0 | 0 | 0
Total Installed Capacity by Reporting Type: ERCOT
ReportingType | 2015 | 2020 | 2025 | 2030 | 2035 | 2040
BM | 145 | 145 | 145 | 145 | 145 | 145
CC | 31877.73 | 35004.45 | 35004.45 | 37141.04 | 39919 | 42389.95
CSP | 0 | 0 | 0 | 0 | 0 | 0
CT | 250 | 250 | 250 | 250 | 250 | 250
Coal | 18867.87 | 18867.87 | 18867.87 | 18867.87 | 18867.87 | 18867.87
Geo | 0 | 0 | 0 | 0 | 0 | 0
H | 565 | 565 | 565 | 565 | 565 | 565
LFG | 75 | 75 | 75 | 429 | 429 | 429
Nuc | 5091 | 5091 | 5091 | 5091 | 5091 | 5091
PS | 0 | 0 | 0 | 0 | 0 | 0
PV | 15 | 15 | 15 | 15 | 1 | 1
PeakG | 4768 | 4768 | 4768 | 4768 | 4768 | 4768
PeakO | 51 | 51 | 51 | 51 | 51 | 51
ST | 0 | 0 | 0 | 0 | 0 | 0
STOG | 15788.25 | 15788.25 | 15665.74 | 15665.74 | 15665.74 | 15665.74
STWD | 0 | 0 | 0 | 0 | 0 | 0
WT | 9280.1 | 9280.1 | 9280.1 | 9280.1 | 9280.1 | 13493.96
IGCC | 0 | 0 | 0 | 0 | 0 | 0
DemandResponse | 740.81 | 3617.73 | 6720.3 | 6926.25 | 7155.61 | 7391.29
IGCC-CCS | 0 | 0 | 0 | 0 | 0 | 0
WT_off | 0 | 0 | 0 | 0 | 0 | 0
PseudoUnit | 0 | 0 | 0 | 0 | 0 | 0
FixedInterchange | 0 | 0 | 0 | 0 | 0 | 0
Total Installed Capacity by Reporting Type: NP15
ReportingType | 2015 | 2020 | 2025 | 2030 | 2035 | 2040
BM | 0 | 0 | 0 | 0 | 0 | 0
CC | 7404 | 7404 | 7404 | 7404 | 7404 | 7404
CSP | 0 | 0 | 0 | 0 | 0 | 0
CT | 279.73 | 1207.11 | 3845.24 | 8169.62 | 12447.5 | 16834.42
Coal | 28.2 | 0 | 0 | 0 | 0 | 0
Geo | 1123 | 1328.36 | 1723 | 1723 | 1723 | 1723
H | 8825 | 8825 | 8825 | 8825 | 8825 | 8825
LFG | 85 | 650 | 650 | 650 | 650 | 650
Nuc | 2300 | 2300 | 2300 | 2300 | 2300 | 2300
PS | 2257 | 2257 | 2257 | 2257 | 2257 | 2257
PV | 59.5 | 59.5 | 59.5 | 59.5 | 59.5 | 59.5
PeakG | 3265 | 3265 | 3265 | 3265 | 3265 | 3265
PeakO | 350 | 350 | 350 | 350 | 350 | 350
ST | 29 | 29 | 29 | 29 | 29 | 29
STOG | 3812.6 | 3812.6 | 3812.6 | 3812.6 | 3812.6 | 3812.6
STWD | 442 | 442 | 442 | 442 | 442 | 442
WT | 1193.2 | 4492 | 4492 | 4492 | 4492 | 4492
IGCC | 0 | 0 | 0 | 0 | 0 | 0
DemandResponse | 1828.06 | 1875.2 | 2034.02 | 2149.8 | 2261.58 | 2376.93
IGCC-CCS | 0 | 0 | 0 | 0 | 0 | 0
WT_off | 0 | 0 | 0 | 0 | 0 | 0
PseudoUnit | 0 | 0 | 0 | 0 | 0 | 0
FixedInterchange | 0 | 0 | 0 | 0 | 0 | 0
Total Installed Capacity by Reporting Type: NWPP_Coal
ReportingType | 2015 | 2020 | 2025 | 2030 | 2035 | 2040
BM | 0 | 0 | 0 | 0 | 0 | 0
CC | 0 | 0 | 0 | 0 | 0 | 0
CSP | 0 | 0 | 0 | 0 | 0 | 0
CT | 0 | 0 | 0 | 0 | 0 | 0
Coal | 12409.62 | 12409.62 | 12409.62 | 12409.62 | 12409.62 | 12409.62
Geo | 0 | 0 | 0 | 0 | 0 | 0
H | 0 | 0 | 0 | 0 | 0 | 0
LFG | 0 | 0 | 0 | 0 | 0 | 0
Nuc | 0 | 0 | 0 | 0 | 0 | 0
PS | 0 | 0 | 0 | 0 | 0 | 0
PV | 0 | 0 | 0 | 0 | 0 | 0
PeakG | 0 | 0 | 0 | 0 | 0 | 0
PeakO | 0 | 0 | 0 | 0 | 0 | 0
ST | 0 | 0 | 0 | 0 | 0 | 0
STOG | 0 | 0 | 0 | 0 | 0 | 0
STWD | 0 | 0 | 0 | 0 | 0 | 0
WT | 0 | 0 | 0 | 0 | 0 | 0
IGCC | 0 | 0 | 0 | 0 | 0 | 0
DemandResponse | 0 | 0 | 0 | 0 | 0 | 0
IGCC-CCS | 0 | 0 | 0 | 0 | 0 | 0
WT_off | 0 | 0 | 0 | 0 | 0 | 0
PseudoUnit | 0 | 0 | 0 | 0 | 0 | 0
FixedInterchange | 0 | 0 | 0 | 0 | 0 | 0
Total Installed Capacity by Reporting Type: NWPP_Gas
ReportingType | 2015 | 2020 | 2025 | 2030 | 2035 | 2040
BM | 0 | 0 | 0 | 0 | 0 | 0
CC | 6627 | 6627 | 6779.02 | 11644.07 | 14935.86 | 15639.11
CSP | 0 | 0 | 0 | 0 | 0 | 0
CT | 150 | 150 | 150 | 150 | 0 | 0
Coal | 0 | 0 | 0 | 0 | 0.25 | 945.41
Geo | 0 | 0 | 0 | 0 | 0 | 0
H | 0 | 0 | 0 | 0 | 0 | 0
LFG | 0 | 0 | 0 | 0 | 0 | 0
Nuc | 0 | 0 | 0 | 0 | 0 | 0
PS | 0 | 0 | 0 | 0 | 0 | 0
PV | 0 | 0 | 0 | 0 | 0 | 0
PeakG | 0 | 0 | 0 | 0 | 0 | 0
PeakO | 0 | 0 | 0 | 0 | 0 | 0
ST | 0 | 0 | 0 | 0 | 0 | 0
STOG | 0 | 0 | 0 | 0 | 0 | 0
STWD | 0 | 0 | 0 | 0 | 0 | 0
WT | 0 | 0 | 0 | 0 | 0 | 0
IGCC | 0 | 0 | 0 | 0 | 0 | 0
DemandResponse | 0.01 | 953.34 | 1988.72 | 2091.14 | 2193.74 | 2298.72
IGCC-CCS | 0 | 0 | 0 | 0 | 0 | 0
WT_off | 0 | 0 | 0 | 0 | 0 | 0
PseudoUnit | 0 | 0 | 0 | 0 | 0 | 0
FixedInterchange | 0 | 0 | 0 | 0 | 0 | 0
Total Installed Capacity by Reporting Type: NWPP_NucRenew
ReportingType | 2015 | 2020 | 2025 | 2030 | 2035 | 2040
BM | 32.55 | 32.55 | 32.55 | 32.55 | 32.55 | 32.55
CC | 0 | 0 | 0 | 0 | 0 | 0
CSP | 0 | 0 | 0 | 0 | 0 | 0
CT | 0 | 0 | 0 | 0 | 0 | 0
Coal | 0 | 0 | 0 | 0 | 0 | 0
Geo | 404.2 | 404.2 | 838.2 | 838.2 | 838.2 | 838.2
H | 33736 | 33736 | 33736 | 33736 | 33736 | 33736
LFG | 128.5 | 142.84 | 373 | 373 | 373 | 373
Nuc | 1131 | 1131 | 1131 | 1131 | 1131 | 1131
PS | 258 | 258 | 258 | 258 | 258 | 258
PV | 3 | 3 | 3 | 3 | 3 | 3
PeakG | 0 | 0 | 0 | 0 | 0 | 0
PeakO | 0 | 0 | 0 | 0 | 0 | 0
ST | 0 | 0 | 0 | 0 | 0 | 0
STOG | 0 | 0 | 0 | 0 | 0 | 0
STWD | 27.22 | 27.22 | 27.22 | 27.22 | 27.22 | 27.22
WT | 6865.3 | 6865.3 | 6865.3 | 6865.3 | 6865.3 | 6865.3
IGCC | 0 | 0 | 0 | 0 | 0 | 0
DemandResponse | 0 | 0 | 0 | 0 | 0 | 0
IGCC-CCS | 0 | 0 | 0 | 0 | 0 | 0
WT_off | 0 | 0 | 0 | 0 | 0 | 0
PseudoUnit | 0 | 0 | 0 | 0 | 0 | 0
FixedInterchange | 0 | 0 | 0 | 0 | 0 | 0
Total Installed Capacity by Reporting Type: RMPA
ReportingType | 2015 | 2020 | 2025 | 2030 | 2035 | 2040
BM | 0 | 0 | 0 | 0 | 0 | 0
CC | 2686 | 2686 | 2686 | 2686 | 2686 | 2686
CSP | 0 | 0 | 0 | 0 | 0 | 0
CT | 152 | 152 | 152 | 152 | 0 | 0
Coal | 7460.38 | 7289.88 | 6937.88 | 7055.86 | 8341.05 | 9548.59
Geo | 0 | 419.64 | 2570 | 2570 | 2570 | 2570
H | 982 | 982 | 982 | 982 | 982 | 982
LFG | 7.4 | 36.33 | 36.33 | 36.33 | 36.33 | 36.33
Nuc | 0.1 | 0.1 | 0.1 | 0.1 | 0.1 | 0.1
PS | 563 | 563 | 563 | 563 | 563 | 563
PV | 21 | 21 | 21 | 21 | 21 | 21
PeakG | 2904 | 2904 | 2904 | 2904 | 2904 | 2904
PeakO | 44.3 | 44.3 | 44.3 | 44.3 | 44.3 | 44.3
ST | 3 | 379.1 | 404.82 | 432.27 | 432.27 | 432.27
STOG | 0 | 0 | 0 | 0 | 0 | 0
STWD | 0 | 0 | 0 | 0 | 0 | 0
WT | 2113.4 | 2113.4 | 2113.4 | 2113.4 | 2113.4 | 2113.4
IGCC | 0 | 0 | 0 | 0 | 0 | 0
DemandResponse | 486.05 | 622.89 | 804.5 | 856.88 | 912.57 | 971.91
IGCC-CCS | 0 | 0 | 0 | 0 | 0 | 0
WT_off | 0 | 0 | 0 | 0 | 0 | 0
PseudoUnit | 0 | 0 | 0 | 0 | 0 | 0
FixedInterchange | 0 | 0 | 0 | 0 | 0 | 0
Total Installed Capacity by Reporting Type: SP15
ReportingType | 2015 | 2020 | 2025 | 2030 | 2035 | 2040
BM | 6 | 6 | 6 | 6 | 6 | 6
CC | 10080.5 | 10080.5 | 10080.5 | 10080.5 | 10080.5 | 10080.5
CSP | 0 | 0 | 0 | 0 | 0 | 0
CT | 0 | 0 | 0 | 0 | 0 | 0
Coal | 101.2 | 101.2 | 101.2 | 101.2 | 0 | 0
Geo | 963 | 2413 | 2413 | 2413 | 2413 | 2413
H | 1163 | 1163 | 1163 | 1163 | 1163 | 1163
LFG | 223.2 | 779 | 779 | 779 | 779 | 779
Nuc | 2250 | 2250 | 2250 | 2250 | 2250 | 2250
PS | 1440 | 1440 | 1440 | 1440 | 1440 | 1440
PV | 126.8 | 126.8 | 126.8 | 126.8 | 123 | 123
PeakG | 4309 | 4309 | 4309 | 4309 | 4309 | 4309
PeakO | 51 | 51 | 51 | 51 | 51 | 51
ST | 448 | 448 | 448 | 448 | 448 | 448
STOG | 10242 | 10242 | 10242 | 10242 | 10242 | 10242
STWD | 119 | 119 | 119 | 119 | 119 | 119
WT | 2207.8 | 2207.8 | 2207.8 | 2207.8 | 2207.8 | 2207.8
IGCC | 0 | 0 | 0 | 0 | 0 | 0
DemandResponse | 2613.15 | 2728.17 | 2959.23 | 3127.67 | 3290.3 | 3458.12
IGCC-CCS | 0 | 0 | 0 | 0 | 0 | 0
WT_off | 0 | 0 | 0 | 0 | 0 | 0
PseudoUnit | 0 | 0 | 0 | 0 | 0 | 0
FixedInterchange | 0 | 0 | 0 | 0 | 0 | 0
Total Installed Capacity by Reporting Type: ALB
ReportingType | 2015 | 2020 | 2025 | 2030 | 2035 | 2040
BM | 0 | 0 | 0 | 0 | 0 | 0
CC | 2595.36 | 3279.47 | 3895.79 | 4808.98 | 6000.79 | 7062.73
CSP | 0 | 0 | 0 | 0 | 0 | 0
CT | 201.5 | 201.5 | 201.5 | 201.5 | 0 | 0
Coal | 6240.83 | 6240.83 | 6240.83 | 6240.83 | 6240.83 | 6240.83
Geo | 0 | 0 | 0 | 0 | 0 | 0
H | 912 | 912 | 912 | 912 | 912 | 912
LFG | 10 | 10 | 10 | 10 | 10 | 10
Nuc | 0.1 | 0.1 | 0.1 | 0.1 | 0.1 | 0.1
PS | 0 | 0 | 0 | 0 | 0 | 0
PV | 0 | 0 | 0 | 0 | 0 | 0
PeakG | 1475.88 | 1380.51 | 1380.51 | 1380.51 | 1380.51 | 1380.51
PeakO | 0 | 0 | 0 | 0 | 0 | 0
ST | 0 | 0 | 0 | 0 | 0 | 0
STOG | 0 | 0 | 0 | 0 | 0 | 0
STWD | 0 | 0 | 0 | 0 | 0 | 0
WT | 672 | 672 | 672 | 672 | 672 | 672
IGCC | 0 | 0 | 0 | 0 | 0 | 0
DemandResponse | 105.16 | 361.08 | 660.83 | 708.64 | 759.9 | 814.88
IGCC-CCS | 0 | 0 | 0 | 0 | 0 | 0
WT_off | 0 | 0 | 0 | 0 | 0 | 0
PseudoUnit | 0 | 0 | 0 | 0 | 0 | 0
FixedInterchange | 0 | 0 | 0 | 0 | 0 | 0
Total Installed Capacity by Reporting Type: BC
ReportingType | 2015 | 2020 | 2025 | 2030 | 2035 | 2040
BM | 0 | 0 | 0 | 0 | 0 | 0
CC | 1345.35 | 1780 | 2434.21 | 2965.28 | 3743.97 | 4560.81
CSP | 0 | 0 | 0 | 0 | 0 | 0
CT | 0 | 0 | 0 | 0 | 0 | 0
Coal | 0 | 0 | 0 | 0 | 0 | 0
Geo | 0 | 0 | 0 | 0 | 0 | 0
H | 12161 | 12161 | 12161 | 12161 | 12161 | 12161
LFG | 24 | 24 | 24 | 24 | 24 | 24
Nuc | 0.1 | 0.1 | 0.1 | 0.1 | 0.1 | 0.1
PS | 0 | 0 | 0 | 0 | 0 | 0
PV | 0 | 0 | 0 | 0 | 0 | 0
PeakG | 141 | 141 | 141 | 141 | 141 | 141
PeakO | 44 | 44 | 44 | 44 | 44 | 44
ST | 0 | 0 | 0 | 0 | 0 | 0
STOG | 0 | 0 | 0 | 0 | 0 | 0
STWD | 510 | 510 | 510 | 510 | 510 | 510
WT | 246 | 246 | 246 | 246 | 246 | 246
IGCC | 0 | 0 | 0 | 0 | 0 | 0
DemandResponse | 0.01 | 264.69 | 555.31 | 582.51 | 611.05 | 640.98
IGCC-CCS | 0 | 0 | 0 | 0 | 0 | 0
WT_off | 0 | 0 | 0 | 0 | 0 | 0
PseudoUnit | 0 | 0 | 0 | 0 | 0 | 0
FixedInterchange | 0 | 0 | 0 | 0 | 0 | 0
Total Installed Capacity by Reporting Type: HQ_IESO
ReportingType | 2015 | 2020 | 2025 | 2030 | 2035 | 2040
BM | 0 | 0 | 0 | 0 | 0 | 0
CC | 0 | 0 | 0 | 0 | 0 | 0
CSP | 0 | 0 | 0 | 0 | 0 | 0
CT | 0 | 0 | 0 | 0 | 0 | 0
Coal | 0 | 0 | 0 | 0 | 0 | 0
Geo | 0 | 0 | 0 | 0 | 0 | 0
H | 0 | 0 | 0 | 0 | 0 | 0
LFG | 0 | 0 | 0 | 0 | 0 | 0
Nuc | 0.1 | 0.1 | 0.1 | 0.1 | 0.1 | 0.1
PS | 0 | 0 | 0 | 0 | 0 | 0
PV | 0 | 0 | 0 | 0 | 0 | 0
PeakG | 0 | 0 | 0 | 0 | 0 | 0
PeakO | 0 | 0 | 0 | 0 | 0 | 0
ST | 0 | 0 | 0 | 0 | 0 | 0
STOG | 0 | 0 | 0 | 0 | 0 | 0
STWD | 0 | 0 | 0 | 0 | 0 | 0
WT | 0 | 0 | 0 | 0 | 0 | 0
IGCC | 0 | 0 | 0 | 0 | 0 | 0
DemandResponse | 0 | 0 | 0 | 0 | 0 | 0
IGCC-CCS | 0 | 0 | 0 | 0 | 0 | 0
WT_off | 0 | 0 | 0 | 0 | 0 | 0
PseudoUnit | 0 | 0 | 0 | 0 | 0 | 0
FixedInterchange | 3000 | 3000 | 3000 | 3000 | 3000 | 3000
Total Installed Capacity by Reporting Type: HQ_NEISO
ReportingType | 2015 | 2020 | 2025 | 2030 | 2035 | 2040
BM | 0 | 0 | 0 | 0 | 0 | 0
CC | 0 | 0 | 0 | 0 | 0 | 0
CSP | 0 | 0 | 0 | 0 | 0 | 0
CT | 0 | 0 | 0 | 0 | 0 | 0
Coal | 0 | 0 | 0 | 0 | 0 | 0
Geo | 0 | 0 | 0 | 0 | 0 | 0
H | 0 | 0 | 0 | 0 | 0 | 0
LFG | 0 | 0 | 0 | 0 | 0 | 0
Nuc | 0.1 | 0.1 | 0.1 | 0.1 | 0.1 | 0.1
PS | 0 | 0 | 0 | 0 | 0 | 0
PV | 0 | 0 | 0 | 0 | 0 | 0
PeakG | 0 | 0 | 0 | 0 | 0 | 0
PeakO | 0 | 0 | 0 | 0 | 0 | 0
ST | 0 | 0 | 0 | 0 | 0 | 0
STOG | 0 | 0 | 0 | 0 | 0 | 0
STWD | 0 | 0 | 0 | 0 | 0 | 0
WT | 0 | 0 | 0 | 0 | 0 | 0
IGCC | 0 | 0 | 0 | 0 | 0 | 0
DemandResponse | 0 | 0 | 0 | 0 | 0 | 0
IGCC-CCS | 0 | 0 | 0 | 0 | 0 | 0
WT_off | 0 | 0 | 0 | 0 | 0 | 0
PseudoUnit | 0 | 0 | 0 | 0 | 0 | 0
FixedInterchange | 2920 | 2920 | 2920 | 2920 | 2920 | 2920
Total Installed Capacity by Reporting Type: HQ_NY
ReportingType | 2015 | 2020 | 2025 | 2030 | 2035 | 2040
BM | 0 | 0 | 0 | 0 | 0 | 0
CC | 0 | 0 | 0 | 0 | 0 | 0
CSP | 0 | 0 | 0 | 0 | 0 | 0
CT | 0 | 0 | 0 | 0 | 0 | 0
Coal | 0 | 0 | 0 | 0 | 0 | 0
Geo | 0 | 0 | 0 | 0 | 0 | 0
H | 0 | 0 | 0 | 0 | 0 | 0
LFG | 0 | 0 | 0 | 0 | 0 | 0
Nuc | 0.1 | 0.1 | 0.1 | 0.1 | 0.1 | 0.1
PS | 0 | 0 | 0 | 0 | 0 | 0
PV | 0 | 0 | 0 | 0 | 0 | 0
PeakG | 0 | 0 | 0 | 0 | 0 | 0
PeakO | 0 | 0 | 0 | 0 | 0 | 0
ST | 0 | 0 | 0 | 0 | 0 | 0
STOG | 0 | 0 | 0 | 0 | 0 | 0
STWD | 0 | 0 | 0 | 0 | 0 | 0
WT | 0 | 0 | 0 | 0 | 0 | 0
IGCC | 0 | 0 | 0 | 0 | 0 | 0
DemandResponse | 0 | 0 | 0 | 0 | 0 | 0
IGCC-CCS | 0 | 0 | 0 | 0 | 0 | 0
WT_off | 0 | 0 | 0 | 0 | 0 | 0
PseudoUnit | 0 | 0 | 0 | 0 | 0 | 0
FixedInterchange | 1500 | 1500 | 1500 | 1500 | 1500 | 1500
Total Installed Capacity by Reporting Type: MARITIMES
ReportingType | 2015 | 2020 | 2025 | 2030 | 2035 | 2040
BM | 0 | 0 | 0 | 0 | 0 | 0
CC | 0 | 0 | 0 | 0 | 0 | 0
CSP | 0 | 0 | 0 | 0 | 0 | 0
CT | 0 | 0 | 0 | 0 | 0 | 0
Coal | 0 | 0 | 0 | 0 | 0 | 0
Geo | 0 | 0 | 0 | 0 | 0 | 0
H | 0 | 0 | 0 | 0 | 0 | 0
LFG | 0 | 0 | 0 | 0 | 0 | 0
Nuc | 0.1 | 0.1 | 0.1 | 0.1 | 0.1 | 0.1
PS | 0 | 0 | 0 | 0 | 0 | 0
PV | 0 | 0 | 0 | 0 | 0 | 0
PeakG | 0 | 0 | 0 | 0 | 0 | 0
PeakO | 0 | 0 | 0 | 0 | 0 | 0
ST | 0 | 0 | 0 | 0 | 0 | 0
STOG | 0 | 0 | 0 | 0 | 0 | 0
STWD | 0 | 0 | 0 | 0 | 0 | 0
WT | 0 | 0 | 0 | 0 | 0 | 0
IGCC | 0 | 0 | 0 | 0 | 0 | 0
DemandResponse | 0 | 0 | 0 | 0 | 0 | 0
IGCC-CCS | 0 | 0 | 0 | 0 | 0 | 0
WT_off | 0 | 0 | 0 | 0 | 0 | 0
PseudoUnit | 0 | 0 | 0 | 0 | 0 | 0
FixedInterchange | 1400 | 1400 | 1400 | 1400 | 1400 | 1400
Total Installed Capacity by Reporting Type: All
ReportingType | 2015 | 2020 | 2025 | 2030 | 2035 | 2040
BM | 1251 | 1598.33 | 2269.75 | 2385.09 | 2479.74 | 2428.77
CC | 235935.21 | 259010.46 | 265155.62 | 297662.6 | 340963.1 | 374436.77
CSP | 0 | 0 | 0 | 0 | 0 | 0
CT | 6460.93 | 11790.04 | 14950.97 | 23179.48 | 33942.65 | 41680.76
Coal | 268568.58 | 253534.99 | 253182.99 | 253300.96 | 264723.15 | 290266.25
Geo | 2534.2 | 4609.2 | 9038.2 | 9038.2 | 9038.2 | 9038.2
H | 106079.79 | 106079.79 | 106079.79 | 106079.79 | 106079.79 | 106079.79
LFG | 4136 | 6089 | 8299 | 9022.5 | 9023 | 9023
Nuc | 117236.86 | 121152.36 | 121152.36 | 119664.16 | 93088.46 | 73382.46
PS | 21788 | 21788 | 21788 | 21788 | 21788 | 21788
PV | 1648 | 3851.49 | 4945.35 | 5197.09 | 4194.95 | 4313.85
PeakG | 119320.38 | 119225.01 | 119225.01 | 119225.01 | 119225.01 | 115565.01
PeakO | 20077.5 | 20077.5 | 20077.5 | 20077.5 | 20077.5 | 19877.5
ST | 760 | 1600.3 | 1904.35 | 2006.84 | 2006.84 | 2006.84
STOG | 64445.48 | 64079.87 | 63538.24 | 63538.24 | 63538.24 | 63538.24
STWD | 3436.22 | 3436.22 | 3436.22 | 3436.22 | 3436.22 | 3436.22
WT | 64004.8 | 89258.17 | 96203.17 | 104351.5 | 120702.01 | 127781.72
IGCC | 618 | 618 | 618 | 618 | 618 | 618
DemandResponse | 37863.74 | 60093.26 | 85862.57 | 89210.8 | 92685.8 | 96304.58
IGCC-CCS | 0 | 0 | 0 | 0 | 0 | 0
WT_off | 469 | 469 | 1569 | 1569 | 1101 | 1101
PseudoUnit | 0 | 0 | 0 | 0 | 0 | 0
FixedInterchange | 8820 | 8820 | 8820 | 8820 | 8820 | 8820
Total Installed Capacity by Reporting Type: EI_US
ReportingType | 2015 | 2020 | 2025 | 2030 | 2035 | 2040
BM | 741.12 | 1088.44 | 1759.86 | 1875.2 | 1969.85 | 1918.89
CC | 152178.89 | 169402.59 | 173833.24 | 194973.76 | 227036.52 | 253196.18
CSP | 0 | 0 | 0 | 0 | 0 | 0
CT | 4323.69 | 8725.43 | 9248.23 | 13152.36 | 20039.59 | 22729.57
Coal | 212257.99 | 197423.09 | 197423.09 | 197423.09 | 207013.02 | 223721.88
Geo | 44 | 44 | 44 | 44 | 44 | 44
H | 29436.09 | 29436.09 | 29436.09 | 29436.09 | 29436.09 | 29436.09
LFG | 3458.4 | 4186.66 | 6166.5 | 6536 | 6536 | 6536
Nuc | 89571.36 | 93486.86 | 93486.86 | 91998.66 | 66452.96 | 48286.96
PS | 16931 | 16931 | 16931 | 16931 | 16931 | 16931
PV | 176.74 | 2380.23 | 3474.1 | 3725.84 | 3808.75 | 3927.65
PeakG | 97654.5 | 97654.5 | 97654.5 | 97654.5 | 97654.5 | 97654.5
PeakO | 19303.85 | 19303.85 | 19303.85 | 19303.85 | 19303.85 | 19303.85
ST | 0 | 0 | 0 | 0 | 0 | 0
STOG | 34476.62 | 34111.02 | 33691.9 | 33691.9 | 33691.9 | 33691.9
STWD | 2312 | 2312 | 2312 | 2312 | 2312 | 2312
WT | 36938.6 | 49087.01 | 56032.02 | 63871.69 | 82328.1 | 85193.95
IGCC | 618 | 618 | 618 | 618 | 618 | 618
DemandResponse | 29707.66 | 46218.47 | 65324.07 | 67718.5 | 70208.86 | 72802.09
IGCC-CCS | 0 | 0 | 0 | 0 | 0 | 0
WT_off | 469 | 469 | 1569 | 1569 | 1101 | 1101
PseudoUnit | 0 | 0 | 0 | 0 | 0 | 0
FixedInterchange | 5820 | 5820 | 5820 | 5820 | 5820 | 5820
Total Installed Capacity by Reporting Type: EI_Canada
ReportingType | 2015 | 2020 | 2025 | 2030 | 2035 | 2040
BM | 326.33 | 326.33 | 326.33 | 326.33 | 326.33 | 326.33
CC | 5743.46 | 6254.88 | 6429.38 | 6837.18 | 7261.13 | 9522.16
CSP | 0 | 0 | 0 | 0 | 0 | 0
CT | 368 | 368 | 368 | 368 | 1205.57 | 1866.77
Coal | 736.5 | 736.5 | 736.5 | 736.5 | 736.5 | 736.5
Geo | 0 | 0 | 0 | 0 | 0 | 0
H | 15168.7 | 15168.7 | 15168.7 | 15168.7 | 15168.7 | 15168.7
LFG | 117.5 | 117.5 | 117.5 | 117.5 | 118 | 118
Nuc | 13018.2 | 13018.2 | 13018.2 | 13018.2 | 11988.2 | 10448.2
PS | 123 | 123 | 123 | 123 | 123 | 123
PV | 1097.26 | 1097.26 | 1097.26 | 1097.26 | 30 | 30
PeakG | 1143 | 1143 | 1143 | 1143 | 1143 | 1143
PeakO | 33.35 | 33.35 | 33.35 | 33.35 | 33.35 | 33.35
ST | 0 | 0 | 0 | 0 | 0 | 0
STOG | 126 | 126 | 126 | 126 | 126 | 126
STWD | 0 | 0 | 0 | 0 | 0 | 0
WT | 3963.3 | 3963.3 | 3963.3 | 3963.3 | 1857.4 | 1857.4
IGCC | 0 | 0 | 0 | 0 | 0 | 0
DemandResponse | 2048.29 | 2374.97 | 2887.27 | 2989.59 | 3095.56 | 3205.29
IGCC-CCS | 0 | 0 | 0 | 0 | 0 | 0
WT_off | 0 | 0 | 0 | 0 | 0 | 0
PseudoUnit | 0 | 0 | 0 | 0 | 0 | 0
FixedInterchange | 3000 | 3000 | 3000 | 3000 | 3000 | 3000
Total Installed Capacity by Reporting Type: EI
ReportingType | 2015 | 2020 | 2025 | 2030 | 2035 | 2040
BM | 1067.45 | 1414.78 | 2086.2 | 2201.54 | 2296.19 | 2245.22
CC | 157922.35 | 175657.47 | 180262.62 | 201810.94 | 234297.65 | 262718.34
CSP | 0 | 0 | 0 | 0 | 0 | 0
CT | 4691.69 | 9093.43 | 9616.23 | 13520.36 | 21245.16 | 24596.34
Coal | 212994.48 | 198159.59 | 198159.59 | 198159.59 | 207749.52 | 224458.37
Geo | 44 | 44 | 44 | 44 | 44 | 44
H | 44604.79 | 44604.79 | 44604.79 | 44604.79 | 44604.79 | 44604.79
LFG | 3575.9 | 4304.16 | 6284 | 6653.5 | 6654 | 6654
Nuc | 102589.56 | 106505.06 | 106505.06 | 105016.86 | 78441.16 | 58735.16
PS | 17054 | 17054 | 17054 | 17054 | 17054 | 17054
PV | 1274 | 3477.49 | 4571.35 | 4823.09 | 3838.75 | 3957.65
PeakG | 98797.5 | 98797.5 | 98797.5 | 98797.5 | 98797.5 | 98797.5
PeakO | 19337.2 | 19337.2 | 19337.2 | 19337.2 | 19337.2 | 19337.2
ST | 0 | 0 | 0 | 0 | 0 | 0
STOG | 34602.62 | 34237.02 | 33817.9 | 33817.9 | 33817.9 | 33817.9
STWD | 2312 | 2312 | 2312 | 2312 | 2312 | 2312
WT | 40901.9 | 53050.31 | 59995.32 | 67834.99 | 84185.5 | 87051.35
IGCC | 618 | 618 | 618 | 618 | 618 | 618
DemandResponse | 31755.95 | 48593.44 | 68211.33 | 70708.09 | 73304.41 | 76007.38
IGCC-CCS | 0 | 0 | 0 | 0 | 0 | 0
WT_off | 469 | 469 | 1569 | 1569 | 1101 | 1101
PseudoUnit | 0 | 0 | 0 | 0 | 0 | 0
FixedInterchange | 8820 | 8820 | 8820 | 8820 | 8820 | 8820
Total Installed Capacity by Reporting Type: Outside_EI
ReportingType | 2015 | 2020 | 2025 | 2030 | 2035 | 2040
BM | 183.55 | 183.55 | 183.55 | 183.55 | 183.55 | 183.55
CC | 78012.86 | 83352.99 | 84893 | 95851.66 | 106665.45 | 111718.43
CSP | 0 | 0 | 0 | 0 | 0 | 0
CT | 1769.23 | 2696.61 | 5334.74 | 9659.12 | 12697.5 | 17084.42
Coal | 55574.1 | 55375.4 | 55023.4 | 55141.37 | 56973.63 | 65807.87
Geo | 2490.2 | 4565.2 | 8994.2 | 8994.2 | 8994.2 | 8994.2
H | 61475 | 61475 | 61475 | 61475 | 61475 | 61475
LFG | 560.1 | 1784.84 | 2015 | 2369 | 2369 | 2369
Nuc | 14647.3 | 14647.3 | 14647.3 | 14647.3 | 14647.3 | 14647.3
PS | 4734 | 4734 | 4734 | 4734 | 4734 | 4734
PV | 374 | 374 | 374 | 374 | 356.2 | 356.2
PeakG | 20522.88 | 20427.51 | 20427.51 | 20427.51 | 20427.51 | 16767.51
PeakO | 740.3 | 740.3 | 740.3 | 740.3 | 740.3 | 540.3
ST | 760 | 1600.3 | 1904.35 | 2006.84 | 2006.84 | 2006.84
STOG | 29842.85 | 29842.85 | 29720.34 | 29720.34 | 29720.34 | 29720.34
STWD | 1124.22 | 1124.22 | 1124.22 | 1124.22 | 1124.22 | 1124.22
WT | 23102.9 | 36207.86 | 36207.86 | 36516.51 | 36516.51 | 40730.36
IGCC | 0 | 0 | 0 | 0 | 0 | 0
DemandResponse | 6107.8 | 11499.81 | 17651.23 | 18502.71 | 19381.39 | 20297.2
IGCC-CCS | 0 | 0 | 0 | 0 | 0 | 0
WT_off | 0 | 0 | 0 | 0 | 0 | 0
PseudoUnit | 0 | 0 | 0 | 0 | 0 | 0
FixedInterchange | 0 | 0 | 0 | 0 | 0 | 0
#6 | Retrofit Capacity (MW)
Retrofit Capacity by Reporting Type: Entergy
ReportingType | 2015 | 2020 | 2025 | 2030 | 2035 | 2040
FGD | 0 | 7356 | 7356 | 7356 | 7356 | 7356
SNCR | 0 | 0 | 0 | 0 | 0 | 0
SCR | 0 | 0 | 0 | 0 | 0 | 0
ACI90 | 0 | 0 | 0 | 0 | 0 | 0
RPJ90 | 0 | 7416 | 7416 | 7416 | 7416 | 7416
PCSEQ | 0 | 0 | 0 | 0 | 0 | 0
Retrofit Capacity by Reporting Type: FRCC
ReportingType | 2015 | 2020 | 2025 | 2030 | 2035 | 2040
FGD | 0 | 235 | 235 | 235 | 235 | 235
SNCR | 0 | 0 | 0 | 0 | 0 | 0
SCR | 3796 | 1898 | 1898 | 1898 | 1898 | 1898
ACI90 | 0 | 0 | 0 | 0 | 0 | 0
RPJ90 | 0.01 | 7900.02 | 7900.02 | 7900.03 | 7900.04 | 7900.04
PCSEQ | 0 | 0 | 0 | 0 | 0 | 0
Retrofit Capacity by Reporting Type: MAPP_US
ReportingType | 2015 | 2020 | 2025 | 2030 | 2035 | 2040
FGD | 221 | 296.19 | 296.19 | 296.19 | 296.19 | 296.19
SNCR | 0 | 0 | 0 | 0 | 0 | 0
SCR | 0 | 0 | 0 | 0 | 0 | 0
ACI90 | 0 | 0 | 0 | 0 | 0 | 0
RPJ90 | 0 | 2656.19 | 2656.19 | 2656.19 | 2656.19 | 2656.19
PCSEQ | 0 | 0 | 0 | 0 | 0 | 0
Retrofit Capacity by Reporting Type: MISO_IN
ReportingType | 2015 | 2020 | 2025 | 2030 | 2035 | 2040
FGD | 0 | 2276 | 2276 | 2276 | 2276 | 2276
SNCR | 0 | 0 | 0 | 0 | 0 | 0
SCR | 0 | 0 | 0 | 0 | 0 | 0
ACI90 | 0 | 0 | 0 | 0 | 0 | 0
RPJ90 | 0.01 | 13115.82 | 13115.82 | 13115.83 | 13115.83 | 13115.84
PCSEQ | 0 | 0 | 0 | 0 | 0 | 0
Retrofit Capacity by Reporting Type: MISO_MI
ReportingType | 2015 | 2020 | 2025 | 2030 | 2035 | 2040
FGD | 0 | 5477.2 | 5477.2 | 5477.2 | 5477.2 | 5477.2
SNCR | 0 | 0 | 0 | 0 | 0 | 0
SCR | 355 | 0 | 0 | 0 | 0 | 0
ACI90 | 0 | 0 | 0 | 0 | 0 | 0
RPJ90 | 0 | 7279 | 7279 | 7279 | 7279 | 7279
PCSEQ | 0 | 0 | 0 | 0 | 0 | 0
Retrofit Capacity by Reporting Type: MISO_MO-IL
ReportingType | 2015 | 2020 | 2025 | 2030 | 2035 | 2040
FGD | 0 | 8057 | 8057 | 8057 | 8057 | 8057
SNCR | 0 | 0 | 0 | 0 | 0 | 0
SCR | 400 | 200 | 200 | 200 | 200 | 200
ACI90 | 0 | 0 | 0 | 0 | 0 | 0
RPJ90 | 2490.01 | 11707.02 | 11707.03 | 11707.04 | 11707.04 | 11707.05
PCSEQ | 0 | 0 | 0 | 0 | 0 | 0
Retrofit Capacity by Reporting Type: MISO_W
ReportingType | 2015 | 2020 | 2025 | 2030 | 2035 | 2040
FGD | 0 | 5555.5 | 5555.5 | 5555.5 | 5555.5 | 5555.5
SNCR | 0 | 0 | 0 | 0 | 0 | 0
SCR | 1225.26 | 612.63 | 612.63 | 612.63 | 612.63 | 612.63
ACI90 | 0 | 0 | 0 | 0 | 0 | 0
RPJ90 | 2652.36 | 11015.23 | 11015.23 | 11015.23 | 11015.23 | 11015.23
PCSEQ | 0 | 0 | 0 | 0 | 0 | 0
Retrofit Capacity by Reporting Type: MISO_WUMS
ReportingType | 2015 | 2020 | 2025 | 2030 | 2035 | 2040
FGD | 1135 | 2505.1 | 2505.1 | 2505.1 | 2505.1 | 2505.1
SNCR | 0 | 0 | 0 | 0 | 0 | 0
SCR | 2778.6 | 1902.6 | 1902.6 | 1902.6 | 1902.6 | 1902.6
ACI90 | 0 | 0 | 0 | 0 | 0 | 0
RPJ90 | 1740.21 | 4258.11 | 4258.12 | 4258.12 | 4258.12 | 4258.12
PCSEQ | 0 | 0 | 0 | 0 | 0 | 0
Retrofit Capacity by Reporting Type: Nebraska
ReportingType | 2015 | 2020 | 2025 | 2030 | 2035 | 2040
FGD | 0 | 3195.8 | 3195.8 | 3195.8 | 3195.8 | 3195.8
SNCR | 0 | 0 | 0 | 0 | 0 | 0
SCR | 0 | 0 | 0 | 0 | 0 | 0
ACI90 | 0 | 0 | 0 | 0 | 0 | 0
RPJ90 | 1364.4 | 3878 | 3878 | 3878 | 3878 | 3878
PCSEQ | 0 | 0 | 0 | 0 | 0 | 0
Retrofit Capacity by Reporting Type: NEISO
ReportingType | 2015 | 2020 | 2025 | 2030 | 2035 | 2040
FGD | 320 | 0 | 0 | 0 | 0 | 0
SNCR | 0 | 0 | 0 | 0 | 0 | 0
SCR | 0 | 0 | 0 | 0 | 0 | 0
ACI90 | 0 | 0 | 0 | 0 | 0 | 0
RPJ90 | 870.93 | 0 | 0 | 0 | 0 | 0
PCSEQ | 0 | 0 | 0 | 0 | 0 | 0
Retrofit Capacity by Reporting Type: NonRTO_Midwest
ReportingType | 2015 | 2020 | 2025 | 2030 | 2035 | 2040
FGD | 1403 | 2487 | 2487 | 2487 | 2487 | 2487
SNCR | 0 | 0 | 0 | 0 | 0 | 0
SCR | 1463.8 | 731.9 | 731.9 | 731.9 | 731.9 | 731.9
ACI90 | 0 | 0 | 0 | 0 | 0 | 0
RPJ90 | 0.02 | 8797.43 | 8797.44 | 8797.44 | 8797.45 | 8797.46
PCSEQ | 0 | 0 | 0 | 0 | 0 | 0
Retrofit Capacity by Reporting Type: NYISO_A-F
ReportingType | 2015 | 2020 | 2025 | 2030 | 2035 | 2040
FGD | 0 | 0 | 0 | 0 | 0 | 0
SNCR | 0 | 0 | 0 | 0 | 0 | 0
SCR | 0 | 0 | 0 | 0 | 0 | 0
ACI90 | 0 | 0 | 0 | 0 | 0 | 0
RPJ90 | 486.3 | 0 | 0 | 0 | 0 | 0
PCSEQ | 0 | 0 | 0 | 0 | 0 | 0
Retrofit Capacity by Reporting Type: NYISO_G-I
ReportingType | 2015 | 2020 | 2025 | 2030 | 2035 | 2040
FGD | 0 | 0 | 0 | 0 | 0 | 0
SNCR | 0 | 0 | 0 | 0 | 0 | 0
SCR | 0 | 0 | 0 | 0 | 0 | 0
ACI90 | 0 | 0 | 0 | 0 | 0 | 0
RPJ90 | 0 | 0 | 0 | 0 | 0 | 0
PCSEQ | 0 | 0 | 0 | 0 | 0 | 0
Retrofit Capacity by Reporting Type: NYISO_J-K
ReportingType | 2015 | 2020 | 2025 | 2030 | 2035 | 2040
FGD | 0 | 0 | 0 | 0 | 0 | 0
SNCR | 0 | 0 | 0 | 0 | 0 | 0
SCR | 0 | 0 | 0 | 0 | 0 | 0
ACI90 | 0 | 0 | 0 | 0 | 0 | 0
RPJ90 | 0 | 0 | 0 | 0 | 0 | 0
PCSEQ | 0 | 0 | 0 | 0 | 0 | 0
Retrofit Capacity by Reporting Type: PJM_E
ReportingType | 2015 | 2020 | 2025 | 2030 | 2035 | 2040
FGD | 0 | 0 | 0 | 0 | 0 | 0
SNCR | 0 | 0 | 0 | 0 | 0 | 0
SCR | 568 | 0 | 0 | 0 | 0 | 0
ACI90 | 0 | 0 | 0 | 0 | 0 | 0
RPJ90 | 1784.02 | 0.07 | 0.08 | 0.1 | 0.12 | 0.13
PCSEQ | 0 | 0 | 0 | 0 | 0 | 0
Retrofit Capacity by Reporting Type: PJM_ROM
ReportingType | 2015 | 2020 | 2025 | 2030 | 2035 | 2040
FGD | 0 | 1234 | 1234 | 1234 | 1234 | 1234
SNCR | 0 | 0 | 0 | 0 | 0 | 0
SCR | 341 | 0 | 0 | 0 | 0 | 0
ACI90 | 0 | 0 | 0 | 0 | 0 | 0
RPJ90 | 2572 | 8335 | 8335 | 8335 | 8335 | 8335
PCSEQ | 0 | 0 | 0 | 0 | 0 | 0
Retrofit Capacity by Reporting Type: PJM_ROR
ReportingType | 2015 | 2020 | 2025 | 2030 | 2035 | 2040
FGD | 0 | 9300.93 | 9300.93 | 9300.93 | 9300.93 | 9300.93
SNCR | 0 | 0 | 0 | 0 | 0 | 0
SCR | 2400 | 1200 | 1200 | 1200 | 1200 | 1200
ACI90 | 0 | 0 | 0 | 0 | 0 | 0
RPJ90 | 0.01 | 39736.42 | 39736.42 | 39736.43 | 39736.44 | 39736.44
PCSEQ | 0 | 0 | 0 | 0 | 0 | 0
Retrofit Capacity by Reporting Type: SOCO
ReportingType | 2015 | 2020 | 2025 | 2030 | 2035 | 2040
FGD | 4088.7 | 6563.2 | 6563.2 | 6563.2 | 6563.2 | 6563.2
SNCR | 0 | 0 | 0 | 0 | 0 | 0
SCR | 3404.7 | 3404.7 | 3404.7 | 3404.7 | 3404.7 | 3404.7
ACI90 | 0 | 0 | 0 | 0 | 0 | 0
RPJ90 | 6809.4 | 16779.39 | 16779.39 | 16779.39 | 16779.39 | 16779.39
PCSEQ | 0 | 0 | 0 | 0 | 0 | 0
Retrofit Capacity by Reporting Type: SPP_N
ReportingType | 2015 | 2020 | 2025 | 2030 | 2035 | 2040
FGD | 0 | 2009.6 | 2009.6 | 2009.6 | 2009.6 | 2009.6
SNCR | 0 | 0 | 0 | 0 | 0 | 0
SCR | 0 | 0 | 0 | 0 | 0 | 0
ACI90 | 0 | 0 | 0 | 0 | 0 | 0
RPJ90 | 1302.01 | 6944.62 | 6944.63 | 6944.63 | 6944.64 | 6944.64
PCSEQ | 0 | 0 | 0 | 0 | 0 | 0
Retrofit Capacity by Reporting Type: SPP_S
ReportingType | 2015 | 2020 | 2025 | 2030 | 2035 | 2040
FGD | 0 | 8199.85 | 8199.85 | 8199.85 | 8199.85 | 8199.85
SNCR | 0 | 0 | 0 | 0 | 0 | 0
SCR | 0 | 0 | 0 | 0 | 0 | 0
ACI90 | 0 | 0 | 0 | 0 | 0 | 0
RPJ90 | 0 | 11605.98 | 11605.98 | 11605.98 | 11605.98 | 11605.98
PCSEQ | 0 | 0 | 0 | 0 | 0 | 0
Retrofit Capacity by Reporting Type: TVA
ReportingType | 2015 | 2020 | 2025 | 2030 | 2035 | 2040
FGD | 0 | 4090 | 4090 | 4090 | 4090 | 4090
SNCR | 0 | 0 | 0 | 0 | 0 | 0
SCR | 0 | 0 | 0 | 0 | 0 | 0
ACI90 | 0 | 0 | 0 | 0 | 0 | 0
RPJ90 | 0 | 10615.21 | 10615.21 | 10615.21 | 10615.21 | 10615.21
PCSEQ | 0 | 0 | 0 | 0 | 0 | 0
Retrofit Capacity by Reporting Type: TVA_Transmission
ReportingType | 2015 | 2020 | 2025 | 2030 | 2035 | 2040
FGD | 0 | 0 | 0 | 0 | 0 | 0
SNCR | 0 | 0 | 0 | 0 | 0 | 0
SCR | 0 | 0 | 0 | 0 | 0 | 0
ACI90 | 0 | 0 | 0 | 0 | 0 | 0
RPJ90 | 0 | 0 | 0 | 0 | 0 | 0
PCSEQ | 0 | 0 | 0 | 0 | 0 | 0
Retrofit Capacity by Reporting Type: VACAR
ReportingType | 2015 | 2020 | 2025 | 2030 | 2035 | 2040
FGD | 0 | 0 | 0 | 0 | 0 | 0
SNCR | 0 | 0 | 0 | 0 | 0 | 0
SCR | 0 | 0 | 0 | 0 | 0 | 0
ACI90 | 0 | 0 | 0 | 0 | 0 | 0
RPJ90 | 0.03 | 13078.1 | 13078.12 | 13078.14 | 13078.17 | 13078.19
PCSEQ | 0 | 0 | 0 | 0 | 0 | 0
Retrofit Capacity by Reporting Type: IESO
ReportingType | 2015 | 2020 | 2025 | 2030 | 2035 | 2040
FGD | 0 | 0 | 0 | 0 | 0 | 0
SNCR | 0 | 0 | 0 | 0 | 0 | 0
SCR | 0 | 0 | 0 | 0 | 0 | 0
ACI90 | 0 | 0 | 0 | 0 | 0 | 0
RPJ90 | 0 | 0 | 0 | 0 | 0 | 0
PCSEQ | 0 | 0 | 0 | 0 | 0 | 0
Retrofit Capacity by Reporting Type: MAPP_CA
ReportingType | 2015 | 2020 | 2025 | 2030 | 2035 | 2040
FGD | 0 | 0 | 0 | 0 | 0 | 0
SNCR | 0 | 0 | 0 | 0 | 0 | 0
SCR | 0 | 0 | 0 | 0 | 0 | 0
ACI90 | 0 | 0 | 0 | 0 | 0 | 0
RPJ90 | 0 | 0 | 0 | 0 | 0 | 0
PCSEQ | 0 | 0 | 0 | 0 | 0 | 0
Retrofit Capacity by Reporting Type: AZ_NM_SNV_Coal
ReportingType | 2015 | 2020 | 2025 | 2030 | 2035 | 2040
FGD | 384 | 540 | 540 | 540 | 540 | 540
SNCR | 0 | 0 | 0 | 0 | 0 | 0
SCR | 800 | 400 | 400 | 400 | 400 | 400
ACI90 | 0 | 0 | 0 | 0 | 0 | 0
RPJ90 | 3286 | 10066.01 | 10066.01 | 10066.01 | 10066.02 | 10066.02
PCSEQ | 0 | 0 | 0 | 0 | 0 | 0
Retrofit Capacity by Reporting Type: AZ_NM_SNV_Gas
ReportingType | 2015 | 2020 | 2025 | 2030 | 2035 | 2040
FGD | 0 | 0 | 0 | 0 | 0 | 0
SNCR | 0 | 0 | 0 | 0 | 0 | 0
SCR | 0 | 0 | 0 | 0 | 0 | 0
ACI90 | 0 | 0 | 0 | 0 | 0 | 0
RPJ90 | 0 | 0 | 0 | 0 | 0 | 0
PCSEQ | 0 | 0 | 0 | 0 | 0 | 0
Retrofit Capacity by Reporting Type: AZ_NM_SNV_NucRenew
ReportingType | 2015 | 2020 | 2025 | 2030 | 2035 | 2040
FGD | 0 | 0 | 0 | 0 | 0 | 0
SNCR | 0 | 0 | 0 | 0 | 0 | 0
SCR | 0 | 0 | 0 | 0 | 0 | 0
ACI90 | 0 | 0 | 0 | 0 | 0 | 0
RPJ90 | 0 | 0 | 0 | 0 | 0 | 0
PCSEQ | 0 | 0 | 0 | 0 | 0 | 0
Retrofit Capacity by Reporting Type: ERCOT
ReportingType | 2015 | 2020 | 2025 | 2030 | 2035 | 2040
FGD | 0 | 5125 | 5125 | 5125 | 5125 | 5125
SNCR | 0 | 0 | 0 | 0 | 0 | 0
SCR | 4370 | 2185 | 2185 | 2185 | 2185 | 2185
ACI90 | 0 | 0 | 0 | 0 | 0 | 0
RPJ90 | 9196.01 | 16247.89 | 16247.89 | 16247.9 | 16247.9 | 16247.91
PCSEQ | 0 | 0 | 0 | 0 | 0 | 0
Retrofit Capacity by Reporting Type: NP15
ReportingType | 2015 | 2020 | 2025 | 2030 | 2035 | 2040
FGD | 0 | 0 | 0 | 0 | 0 | 0
SNCR | 0 | 0 | 0 | 0 | 0 | 0
SCR | 0 | 0 | 0 | 0 | 0 | 0
ACI90 | 0 | 0 | 0 | 0 | 0 | 0
RPJ90 | 0 | 0 | 0 | 0 | 0 | 0
PCSEQ | 0 | 0 | 0 | 0 | 0 | 0
Retrofit Capacity by Reporting Type: NWPP_Coal
ReportingType | 2015 | 2020 | 2025 | 2030 | 2035 | 2040
FGD | 0 | 1601.2 | 1601.2 | 1601.2 | 1601.2 | 1601.2
SNCR | 0 | 0 | 0 | 0 | 0 | 0
SCR | 0 | 0 | 0 | 0 | 0 | 0
ACI90 | 0 | 0 | 0 | 0 | 0 | 0
RPJ90 | 453.6 | 12409.62 | 12409.62 | 12409.62 | 12409.62 | 12409.62
PCSEQ | 0 | 0 | 0 | 0 | 0 | 0
Retrofit Capacity by Reporting Type: NWPP_Gas
ReportingType | 2015 | 2020 | 2025 | 2030 | 2035 | 2040
FGD | 0 | 0 | 0 | 0 | 0 | 0
SNCR | 0 | 0 | 0 | 0 | 0 | 0
SCR | 0 | 0 | 0 | 0 | 0 | 0
ACI90 | 0 | 0 | 0 | 0 | 0 | 0
RPJ90 | 0 | 0 | 0 | 0 | 0 | 0
PCSEQ | 0 | 0 | 0 | 0 | 0 | 0
Retrofit Capacity by Reporting Type: NWPP_NucRenew
ReportingType | 2015 | 2020 | 2025 | 2030 | 2035 | 2040
FGD | 0 | 0 | 0 | 0 | 0 | 0
SNCR | 0 | 0 | 0 | 0 | 0 | 0
SCR | 0 | 0 | 0 | 0 | 0 | 0
ACI90 | 0 | 0 | 0 | 0 | 0 | 0
RPJ90 | 0 | 0 | 0 | 0 | 0 | 0
PCSEQ | 0 | 0 | 0 | 0 | 0 | 0
Retrofit Capacity by Reporting Type: RMPA
ReportingType | 2015 | 2020 | 2025 | 2030 | 2035 | 2040
FGD | 0 | 1282 | 1282 | 1282 | 1282 | 1282
SNCR | 0 | 0 | 0 | 0 | 0 | 0
SCR | 1554.6 | 777.3 | 777.3 | 777.3 | 777.3 | 777.3
ACI90 | 0 | 0 | 0 | 0 | 0 | 0
RPJ90 | 2874.6 | 6899.88 | 6547.88 | 6547.88 | 6547.88 | 6315.8
PCSEQ | 0 | 0 | 0 | 0 | 0 | 0
Retrofit Capacity by Reporting Type: SP15
ReportingType | 2015 | 2020 | 2025 | 2030 | 2035 | 2040
FGD | 0 | 0 | 0 | 0 | 0 | 0
SNCR | 0 | 0 | 0 | 0 | 0 | 0
SCR | 0 | 0 | 0 | 0 | 0 | 0
ACI90 | 0 | 0 | 0 | 0 | 0 | 0
RPJ90 | 0 | 101.2 | 101.2 | 101.2 | 0 | 0
PCSEQ | 0 | 0 | 0 | 0 | 0 | 0
Retrofit Capacity by Reporting Type: ALB
ReportingType | 2015 | 2020 | 2025 | 2030 | 2035 | 2040
FGD | 0 | 0 | 0 | 0 | 0 | 0
SNCR | 0 | 0 | 0 | 0 | 0 | 0
SCR | 0 | 0 | 0 | 0 | 0 | 0
ACI90 | 0 | 0 | 0 | 0 | 0 | 0
RPJ90 | 0 | 0 | 0 | 0 | 0 | 0
PCSEQ | 0 | 0 | 0 | 0 | 0 | 0
Retrofit Capacity by Reporting Type: BC
ReportingType | 2015 | 2020 | 2025 | 2030 | 2035 | 2040
FGD | 0 | 0 | 0 | 0 | 0 | 0
SNCR | 0 | 0 | 0 | 0 | 0 | 0
SCR | 0 | 0 | 0 | 0 | 0 | 0
ACI90 | 0 | 0 | 0 | 0 | 0 | 0
RPJ90 | 0 | 0 | 0 | 0 | 0 | 0
PCSEQ | 0 | 0 | 0 | 0 | 0 | 0
Retrofit Capacity by Reporting Type: HQ_IESO
ReportingType | 2015 | 2020 | 2025 | 2030 | 2035 | 2040
FGD | 0 | 0 | 0 | 0 | 0 | 0
SNCR | 0 | 0 | 0 | 0 | 0 | 0
SCR | 0 | 0 | 0 | 0 | 0 | 0
ACI90 | 0 | 0 | 0 | 0 | 0 | 0
RPJ90 | 0 | 0 | 0 | 0 | 0 | 0
PCSEQ | 0 | 0 | 0 | 0 | 0 | 0
Retrofit Capacity by Reporting Type: HQ_NEISO
ReportingType | 2015 | 2020 | 2025 | 2030 | 2035 | 2040
FGD | 0 | 0 | 0 | 0 | 0 | 0
SNCR | 0 | 0 | 0 | 0 | 0 | 0
SCR | 0 | 0 | 0 | 0 | 0 | 0
ACI90 | 0 | 0 | 0 | 0 | 0 | 0
RPJ90 | 0 | 0 | 0 | 0 | 0 | 0
PCSEQ | 0 | 0 | 0 | 0 | 0 | 0
Retrofit Capacity by Reporting Type: HQ_NY
ReportingType | 2015 | 2020 | 2025 | 2030 | 2035 | 2040
FGD | 0 | 0 | 0 | 0 | 0 | 0
SNCR | 0 | 0 | 0 | 0 | 0 | 0
SCR | 0 | 0 | 0 | 0 | 0 | 0
ACI90 | 0 | 0 | 0 | 0 | 0 | 0
RPJ90 | 0 | 0 | 0 | 0 | 0 | 0
PCSEQ | 0 | 0 | 0 | 0 | 0 | 0
Retrofit Capacity by Reporting Type: MARITIMES
ReportingType | 2015 | 2020 | 2025 | 2030 | 2035 | 2040
FGD | 0 | 0 | 0 | 0 | 0 | 0
SNCR | 0 | 0 | 0 | 0 | 0 | 0
SCR | 0 | 0 | 0 | 0 | 0 | 0
ACI90 | 0 | 0 | 0 | 0 | 0 | 0
RPJ90 | 0 | 0 | 0 | 0 | 0 | 0
PCSEQ | 0 | 0 | 0 | 0 | 0 | 0
Retrofit Capacity by Reporting Type: All
ReportingType | 2015 | 2020 | 2025 | 2030 | 2035 | 2040
FGD | 7551.7 | 77386.58 | 77386.58 | 77386.58 | 77386.58 | 77386.58
SNCR | 0 | 0 | 0 | 0 | 0 | 0
SCR | 23456.96 | 13312.13 | 13312.13 | 13312.13 | 13312.13 | 13312.13
ACI90 | 0 | 0 | 0 | 0 | 0 | 0
RPJ90 | 37881.94 | 230842.2 | 230490.29 | 230490.38 | 230389.27 | 230157.26
PCSEQ | 0 | 0 | 0 | 0 | 0 | 0
Retrofit Capacity by Reporting Type: EI_US
ReportingType | 2015 | 2020 | 2025 | 2030 | 2035 | 2040
FGD | 7167.7 | 68838.38 | 68838.38 | 68838.38 | 68838.38 | 68838.38
SNCR | 0 | 0 | 0 | 0 | 0 | 0
SCR | 16732.36 | 9949.83 | 9949.83 | 9949.83 | 9949.83 | 9949.83
ACI90 | 0 | 0 | 0 | 0 | 0 | 0
RPJ90 | 22071.73 | 185117.61 | 185117.68 | 185117.77 | 185117.85 | 185117.92
PCSEQ | 0 | 0 | 0 | 0 | 0 | 0
Retrofit Capacity by Reporting Type: EI_Canada
ReportingType | 2015 | 2020 | 2025 | 2030 | 2035 | 2040
FGD | 0 | 0 | 0 | 0 | 0 | 0
SNCR | 0 | 0 | 0 | 0 | 0 | 0
SCR | 0 | 0 | 0 | 0 | 0 | 0
ACI90 | 0 | 0 | 0 | 0 | 0 | 0
RPJ90 | 0 | 0 | 0 | 0 | 0 | 0
PCSEQ | 0 | 0 | 0 | 0 | 0 | 0
Retrofit Capacity by Reporting Type: EI
ReportingType | 2015 | 2020 | 2025 | 2030 | 2035 | 2040
FGD | 7167.7 | 68838.38 | 68838.38 | 68838.38 | 68838.38 | 68838.38
SNCR | 0 | 0 | 0 | 0 | 0 | 0
SCR | 16732.36 | 9949.83 | 9949.83 | 9949.83 | 9949.83 | 9949.83
ACI90 | 0 | 0 | 0 | 0 | 0 | 0
RPJ90 | 22071.73 | 185117.61 | 185117.68 | 185117.77 | 185117.85 | 185117.92
PCSEQ | 0 | 0 | 0 | 0 | 0 | 0
Retrofit Capacity by Reporting Type: Outside_EI
ReportingType | 2015 | 2020 | 2025 | 2030 | 2035 | 2040
FGD | 384 | 8548.2 | 8548.2 | 8548.2 | 8548.2 | 8548.2
SNCR | 0 | 0 | 0 | 0 | 0 | 0
SCR | 6724.6 | 3362.3 | 3362.3 | 3362.3 | 3362.3 | 3362.3
ACI90 | 0 | 0 | 0 | 0 | 0 | 0
RPJ90 | 15810.21 | 45724.6 | 45372.6 | 45372.61 | 45271.42 | 45039.35
PCSEQ | 0 | 0 | 0 | 0 | 0 | 0
#7 | Reserve Margin (MW)
Reserve Margin Data: ALB
| 2015 | 2020 | 2025 | 2030 | 2035 | 2040
a. Peak Demand | 9894.26 | 10610.08 | 11377.68 | 12200.81 | 13083.5 | 14030.05
b. Peak Demand + Reserve Margin | 11675.23 | 12519.89 | 13425.66 | 14396.96 | 15438.53 | 16555.45
c. DR MW | 105.16 | 361.08 | 660.83 | 708.64 | 759.9 | 814.88
d. Capacity Credit | 11675.23 | 12519.89 | 13435.96 | 14396.96 | 15438.53 | 16555.45
Reserve Margin Data: BC
| 2015 | 2020 | 2025 | 2030 | 2035 | 2040
a. Peak Demand | 12097.17 | 12689.82 | 13311.5 | 13963.64 | 14647.73 | 15365.33
b. Peak Demand + Reserve Margin | 14274.66 | 14973.98 | 15707.57 | 16477.09 | 17284.32 | 18131.09
c. DR MW | 0.01 | 264.69 | 555.31 | 582.51 | 611.05 | 640.98
d. Capacity Credit | 14274.66 | 14973.98 | 15918.81 | 16477.09 | 17284.32 | 18131.09
Reserve Margin Data: ENT
| 2015 | 2020 | 2025 | 2030 | 2035 | 2040
a. Peak Demand | 31363.21 | 33216.62 | 34106.25 | 35019.69 | 35957.6 | 36920.63
b. Peak Demand + Reserve Margin | 35754.06 | 37866.95 | 38881.12 | 39922.45 | 40991.67 | 42089.52
c. DR MW | 301.55 | 1538.95 | 2854.33 | 2930.78 | 3009.27 | 3089.87
d. Capacity Credit | 35754.06 | 37866.95 | 38881.12 | 39922.45 | 40991.67 | 42089.52
Reserve Margin Data: ERCOT
| 2015 | 2020 | 2025 | 2030 | 2035 | 2040
a. Peak Demand | 70275 | 75565.6 | 78214.54 | 80611.45 | 83280.89 | 86023.9
b. Peak Demand + Reserve Margin | 79059.38 | 85011.3 | 87991.35 | 90687.88 | 93691.01 | 96776.89
c. DR MW | 740.81 | 3617.73 | 6720.3 | 6926.25 | 7155.61 | 7391.29
d. Capacity Credit | 79059.37 | 85011.3 | 87991.35 | 90687.88 | 93691.01 | 96776.89
Reserve Margin Data: FRCC
| 2015 | 2020 | 2025 | 2030 | 2035 | 2040
a. Peak Demand | 49536.4 | 53950.25 | 57379.16 | 61025.99 | 64904.61 | 69029.74
b. Peak Demand + Reserve Margin | 57462.22 | 62582.3 | 66559.82 | 70790.15 | 75289.35 | 80074.5
c. DR MW | 2734.45 | 3962.85 | 5527.63 | 5878.95 | 6252.59 | 6649.99
d. Capacity Credit | 57462.22 | 62582.3 | 66559.82 | 70790.15 | 75289.35 | 80074.5
Reserve Margin Data: IESO
| 2015 | 2020 | 2025 | 2030 | 2035 | 2040
a. Peak Demand | 23273 | 23024.78 | 23818.34 | 24639.25 | 25488.46 | 26366.93
b. Peak Demand + Reserve Margin | 27229.41 | 26938.99 | 27867.46 | 28827.92 | 29821.5 | 30849.31
c. DR MW | 1958.79 | 2066.83 | 2340.54 | 2421.21 | 2504.65 | 2590.98
d. Capacity Credit | 30019.39 | 30127.43 | 30401.13 | 30481.8 | 29821.5 | 30849.31
Reserve Margin Data: MAPP_CA
| 2015 | 2020 | 2025 | 2030 | 2035 | 2040
a. Peak Demand | 8659 | 9310.84 | 9679.67 | 10063.12 | 10461.75 | 10876.17
b. Peak Demand + Reserve Margin | 9698.08 | 10428.14 | 10841.23 | 11270.69 | 11717.16 | 12181.31
c. DR MW | 89.5 | 308.14 | 546.73 | 568.39 | 590.9 | 614.31
d. Capacity Credit | 9698.08 | 10428.14 | 10841.23 | 11270.69 | 11717.16 | 12181.31
Reserve Margin Data: MAPP_US
| 2015 | 2020 | 2025 | 2030 | 2035 | 2040
a. Peak Demand | 5654.68 | 5968.85 | 6205.3 | 6451.11 | 6706.66 | 6972.33
b. Peak Demand + Reserve Margin | 6446.34 | 6804.49 | 7074.04 | 7354.26 | 7645.59 | 7948.45
c. DR MW | 59 | 199.4 | 353.8 | 367.81 | 382.38 | 397.53
d. Capacity Credit | 6777.15 | 6819.45 | 7074.04 | 7354.26 | 7645.59 | 7948.45
Reserve Margin Data: NEISO
| 2015 | 2020 | 2025 | 2030 | 2035 | 2040
a. Peak Demand | 28012 | 28394.96 | 28542.49 | 28725.51 | 28892.23 | 29059.91
b. Peak Demand + Reserve Margin | 32493.92 | 32938.15 | 33109.29 | 33321.59 | 33514.98 | 33709.5
c. DR MW | 3092.4 | 3627.72 | 4230.66 | 4257.78 | 4282.5 | 4307.35
d. Capacity Credit | 32493.92 | 33283.33 | 34188.28 | 34267.54 | 33514.98 | 33709.5
Reserve Margin Data: NonRTO_Midwest
| 2015 | 2020 | 2025 | 2030 | 2035 | 2040
a. Peak Demand | 11601.6 | 12475.59 | 12784.26 | 13100.55 | 13424.68 | 13756.82
b. Peak Demand + Reserve Margin | 13225.82 | 14222.18 | 14574.05 | 14934.63 | 15304.13 | 15682.78
c. DR MW | 193.98 | 453.37 | 727.88 | 745.89 | 764.35 | 783.26
d. Capacity Credit | 13225.82 | 14222.18 | 14574.05 | 14934.63 | 15304.13 | 15682.78
Reserve Margin Data: NYISO_J-K
| 2015 | 2020 | 2025 | 2030 | 2035 | 2040
a. Peak Demand | 15708.46 | 16778.46 | 17529.82 | 18314.82 | 19134.98 | 19991.87
b. Peak Demand + Reserve Margin | 14451.78 | 15436.18 | 16127.43 | 16849.64 | 17604.19 | 18392.52
c. DR MW | 1319.07 | 1502.66 | 1718.62 | 1795.58 | 1875.99 | 1960
d. Capacity Credit | 16903.62 | 17087.21 | 17825.97 | 18897.86 | 19116.84 | 19703.24
Reserve Margin Data: PJM_E
| 2015 | 2020 | 2025 | 2030 | 2035 | 2040
a. Peak Demand | 30573 | 28691.71 | 29665.84 | 30673.06 | 31714.47 | 32791.23
b. Peak Demand + Reserve Margin | 29900.39 | 28060.49 | 29013.2 | 29998.25 | 31016.75 | 32069.83
c. DR MW | 1256.73 | 1718.17 | 2388.62 | 2469.72 | 2553.57 | 2640.27
d. Capacity Credit | 33737.65 | 33149.49 | 34149.95 | 34231.05 | 32090.9 | 32069.83
Reserve Margin Data: RMPA
| 2015 | 2020 | 2025 | 2030 | 2035 | 2040
a. Peak Demand | 13130.5 | 14147.45 | 15066.59 | 16047.68 | 17090.56 | 18201.86
b. Peak Demand + Reserve Margin | 14968.77 | 16128.09 | 17175.91 | 18294.36 | 19483.24 | 20750.12
c. DR MW | 486.05 | 622.89 | 804.5 | 856.88 | 912.57 | 971.91
d. Capacity Credit | 15609.44 | 16128.09 | 18115.76 | 18294.36 | 19483.24 | 20750.12
Reserve Margin Data: SOCO
| 2015 | 2020 | 2025 | 2030 | 2035 | 2040
a. Peak Demand | 53444.07 | 58424.21 | 60829.03 | 63332.84 | 65939.71 | 68653.88
b. Peak Demand + Reserve Margin | 60926.24 | 66603.59 | 69345.09 | 72199.44 | 75171.27 | 78265.43
c. DR MW | 2570.49 | 4773.97 | 7215.46 | 7512.46 | 7821.68 | 8143.63
d. Capacity Credit | 62035.92 | 66603.59 | 69345.09 | 72199.44 | 75171.27 | 78265.43
Reserve Margin Data: TVA
| 2015 | 2020 | 2025 | 2030 | 2035 | 2040
a. Peak Demand | 35009.2 | 38206.87 | 39152.15 | 40120.83 | 41113.47 | 42130.67
b. Peak Demand + Reserve Margin | 40260.58 | 43937.9 | 45024.97 | 46138.95 | 47280.49 | 48450.27
c. DR MW | 1805 | 2555.95 | 3357.9 | 3440.97 | 3526.11 | 3613.35
d. Capacity Credit | 40260.58 | 43937.9 | 45024.97 | 46138.95 | 47280.49 | 48450.27
Reserve Margin Data: VACAR
| 2015 | 2020 | 2025 | 2030 | 2035 | 2040
a. Peak Demand | 49497 | 53343.18 | 55953.29 | 58691.11 | 61562.9 | 64575.2
b. Peak Demand + Reserve Margin | 56426.58 | 60811.23 | 63786.75 | 66907.87 | 70181.7 | 73615.73
c. DR MW | 2339.28 | 3868.22 | 5651.52 | 5928.05 | 6218.12 | 6522.37
d. Capacity Credit | 56426.58 | 60811.23 | 63786.75 | 66907.87 | 70181.7 | 73615.73
Reserve Margin Data: AZ_NM_SNV
| 2015 | 2020 | 2025 | 2030 | 2035 | 2040
a. Peak Demand | 29190.12 | 32220.84 | 34383.83 | 36728.75 | 39168.14 | 41802.12
b. Peak Demand + Reserve Margin | 33772.97 | 37279.51 | 39782.09 | 42495.16 | 45317.54 | 48365.05
c. DR MW | 334.55 | 1076.71 | 1928.33 | 2059.84 | 2196.64 | 2344.36
d. Capacity Credit | 33772.97 | 37279.51 | 39782.09 | 42495.16 | 45317.54 | 48365.05
Reserve Margin Data: CA
| 2015 | 2020 | 2025 | 2030 | 2035 | 2040
a. Peak Demand | 62508.27 | 66506.46 | 69441.85 | 73394.32 | 77210.75 | 81148.86
b. Peak Demand + Reserve Margin | 72884.64 | 77546.53 | 80969.19 | 85577.78 | 90027.73 | 94619.57
c. DR MW | 4441.2 | 4603.38 | 4993.26 | 5277.46 | 5551.88 | 5835.06
d. Capacity Credit | 72884.64 | 77546.53 | 80969.19 | 85577.78 | 90027.73 | 94619.57
Reserve Margin Data: MISO
| 2015 | 2020 | 2025 | 2030 | 2035 | 2040
a. Peak Demand | 98840.47 | 103652.88 | 107553.1 | 111601.79 | 115804.67 | 120167.67
b. Peak Demand + Reserve Margin | 116038.72 | 121688.49 | 126267.34 | 131020.5 | 135954.68 | 141076.85
c. DR MW | 6024.78 | 8117.79 | 10669.2 | 11079.6 | 11505.92 | 11948.8
d. Capacity Credit | 116038.72 | 121688.49 | 126267.34 | 131020.5 | 135954.68 | 141076.85
Reserve Margin Data: NWPP
| 2015 | 2020 | 2025 | 2030 | 2035 | 2040
a. Peak Demand | 43762.99 | 45706.02 | 47672.59 | 50127.58 | 52587.11 | 55103.77
b. Peak Demand + Reserve Margin | 51640.33 | 53933.1 | 56253.65 | 59150.54 | 62052.79 | 65022.45
c. DR MW | 0.01 | 953.34 | 1988.72 | 2091.14 | 2193.74 | 2298.72
d. Capacity Credit | 54134.85 | 55088.33 | 56939.89 | 61907.35 | 65152 | 66905.39
Reserve Margin Data: NYISO
| 2015 | 2020 | 2025 | 2030 | 2035 | 2040
a. Peak Demand | 30555.78 | 32393.61 | 33621.41 | 34898.35 | 36226.45 | 37607.86
b. Peak Demand + Reserve Margin | 35597.48 | 37738.55 | 39168.95 | 40656.57 | 42203.81 | 43813.15
c. DR MW | 2565.83 | 2901.13 | 3296.24 | 3421.43 | 3551.63 | 3687.07
d. Capacity Credit | 37287.78 | 37738.55 | 39168.95 | 40656.57 | 42203.81 | 43813.15
Reserve Margin Data: NYISO_G-I_J-K
| 2015 | 2020 | 2025 | 2030 | 2035 | 2040
a. Peak Demand | 19752.2 | 21025.07 | 21960.01 | 22936.53 | 23956.48 | 25021.79
b. Peak Demand + Reserve Margin | 18764.59 | 19973.82 | 20862.01 | 21789.7 | 22758.65 | 23770.7
c. DR MW | 1658.63 | 1882.98 | 2152.95 | 2248.69 | 2348.69 | 2453.13
d. Capacity Credit | 20693.19 | 20926.54 | 22201.02 | 24188.59 | 26183.35 | 28613.9
Reserve Margin Data: PJM
| 2015 | 2020 | 2025 | 2030 | 2035 | 2040
a. Peak Demand | 157275.77 | 155032.96 | 159992.44 | 165110.9 | 170393.47 | 175845.4
b. Peak Demand + Reserve Margin | 181338.97 | 178753.01 | 184471.28 | 190372.87 | 196463.67 | 202749.75
c. DR MW | 6888.69 | 10788.12 | 15528.1 | 16025.26 | 16538.36 | 17067.93
d. Capacity Credit | 181338.97 | 178753.01 | 184729.19 | 190372.87 | 196463.66 | 202749.75
Reserve Margin Data: SPP
| 2015 | 2020 | 2025 | 2030 | 2035 | 2040
a. Peak Demand | 56998.85 | 60999.76 | 63282 | 65652.04 | 68113.36 | 70669.56
b. Peak Demand + Reserve Margin | 64750.69 | 69295.73 | 71888.35 | 74580.72 | 77376.77 | 80280.62
c. DR MW | 1132.21 | 3430.99 | 5911.36 | 6129.52 | 6355.94 | 6590.94
d. Capacity Credit | 64750.69 | 69295.73 | 71975.35 | 74580.72 | 77376.77 | 80280.62

## Transmission
$/MW
[8 empty] | Transfer |  | $/MWh | $/MWh | Wheel+ | $/MWh
Year | Line | From | To | EI Internal/External | Season | Block | Duration | Limit | MW flow | From price | To price | Friction | Shadow Price
2015 | ENT_2_SOCO | ENT | SOCO | Internal | Shoulder | B11 | 25 | 2000 | 0 | 53.5 | 61.24 | 8 | 0
2015 | ENT_2_SOCO | ENT | SOCO | Internal | Shoulder | B12 | 200 | 2000 | 0 | 38.05 | 41.79 | 8 | 0
2015 | ENT_2_SOCO | ENT | SOCO | Internal | Shoulder | B13 | 600 | 2000 | 0 | 37.78 | 39.4 | 8 | 0
2015 | ENT_2_SOCO | ENT | SOCO | Internal | Shoulder | B14 | 900 | 2000 | 0 | 37.78 | 39.4 | 8 | 0
2015 | ENT_2_SOCO | ENT | SOCO | Internal | Shoulder | B15 | 1203 | 2000 | 0 | 36.55 | 39.02 | 8 | 0
2015 | ENT_2_SOCO | ENT | SOCO | Internal | Summer | B1 | 10 | 2000 | 0 | 59.38 | 64.92 | 8 | 0
2015 | ENT_2_SOCO | ENT | SOCO | Internal | Summer | B2 | 25 | 2000 | 60.75 | 56.92 | 64.92 | 8 | 0
2015 | ENT_2_SOCO | ENT | SOCO | Internal | Summer | B3 | 75 | 2000 | 1735.54 | 56.92 | 64.92 | 8 | 0
2015 | ENT_2_SOCO | ENT | SOCO | Internal | Summer | B4 | 100 | 2000 | 2000 | 55.82 | 64.92 | 8 | 1.09
2015 | ENT_2_SOCO | ENT | SOCO | Internal | Summer | B5 | 200 | 2000 | 2000 | 51.84 | 60.27 | 8 | 0.43
2015 | ENT_2_SOCO | ENT | SOCO | Internal | Summer | B6 | 300 | 2000 | 837.08 | 42.05 | 50.05 | 8 | 0
2015 | ENT_2_SOCO | ENT | SOCO | Internal | Summer | B7 | 400 | 2000 | 1909.76 | 42.05 | 50.05 | 8 | 0
2015 | ENT_2_SOCO | ENT | SOCO | Internal | Summer | B8 | 500 | 2000 | 0 | 36.89 | 43.76 | 8 | 0
2015 | ENT_2_SOCO | ENT | SOCO | Internal | Summer | B9 | 800 | 2000 | 0 | 36.63 | 37.88 | 8 | 0
2015 | ENT_2_SOCO | ENT | SOCO | Internal | Summer | B10 | 1262 | 2000 | 0 | 35.44 | 37.88 | 8 | 0
2015 | ENT_2_SOCO | ENT | SOCO | Internal | Winter | B16 | 25 | 2000 | 1597.41 | 51.78 | 59.78 | 8 | 0
2015 | ENT_2_SOCO | ENT | SOCO | Internal | Winter | B17 | 100 | 2000 | 0 | 40.38 | 43.76 | 8 | 0
2015 | ENT_2_SOCO | ENT | SOCO | Internal | Winter | B18 | 400 | 2000 | 0 | 40.1 | 41.34 | 8 | 0
2015 | ENT_2_SOCO | ENT | SOCO | Internal | Winter | B19 | 700 | 2000 | 0 | 40.05 | 41.34 | 8 | 0
2015 | ENT_2_SOCO | ENT | SOCO | Internal | Winter | B20 | 935 | 2000 | 0 | 38.79 | 41.34 | 8 | 0
2015 | ENT_2_TVA_Transmission | ENT | TVA_Transmission | Internal | Shoulder | B11 | 25 | 2100 | 0 | 53.5 | 53.96 | 8 | 0
2015 | ENT_2_TVA_Transmission | ENT | TVA_Transmission | Internal | Shoulder | B12 | 200 | 2100 | 0 | 38.05 | 43.39 | 8 | 0
2015 | ENT_2_TVA_Transmission | ENT | TVA_Transmission | Internal | Shoulder | B13 | 600 | 2100 | 0 | 37.78 | 41.46 | 8 | 0
2015 | ENT_2_TVA_Transmission | ENT | TVA_Transmission | Internal | Shoulder | B14 | 900 | 2100 | 0 | 37.78 | 40.14 | 8 | 0
2015 | ENT_2_TVA_Transmission | ENT | TVA_Transmission | Internal | Shoulder | B15 | 1203 | 2100 | 0 | 36.55 | 39.15 | 8 | 0
2015 | ENT_2_TVA_Transmission | ENT | TVA_Transmission | Internal | Summer | B1 | 10 | 2100 | 511.56 | 59.38 | 67.38 | 8 | 0
2015 | ENT_2_TVA_Transmission | ENT | TVA_Transmission | Internal | Summer | B2 | 25 | 2100 | 814.11 | 56.92 | 64.92 | 8 | 0
2015 | ENT_2_TVA_Transmission | ENT | TVA_Transmission | Internal | Summer | B3 | 75 | 2100 | 0 | 56.92 | 62.94 | 8 | 0
2015 | ENT_2_TVA_Transmission | ENT | TVA_Transmission | Internal | Summer | B4 | 100 | 2100 | 0 | 55.82 | 62.29 | 8 | 0
2015 | ENT_2_TVA_Transmission | ENT | TVA_Transmission | Internal | Summer | B5 | 200 | 2100 | 0 | 51.84 | 52.81 | 8 | 0
2015 | ENT_2_TVA_Transmission | ENT | TVA_Transmission | Internal | Summer | B6 | 300 | 2100 | 0 | 42.05 | 45.79 | 8 | 0
2015 | ENT_2_TVA_Transmission | ENT | TVA_Transmission | Internal | Summer | B7 | 400 | 2100 | 0 | 42.05 | 41.81 | 8 | 0
2015 | ENT_2_TVA_Transmission | ENT | TVA_Transmission | Internal | Summer | B8 | 500 | 2100 | 0 | 36.89 | 38.91 | 8 | 0
2015 | ENT_2_TVA_Transmission | ENT | TVA_Transmission | Internal | Summer | B9 | 800 | 2100 | 0 | 36.63 | 38.3 | 8 | 0
2015 | ENT_2_TVA_Transmission | ENT | TVA_Transmission | Internal | Summer | B10 | 1262 | 2100 | 0 | 35.44 | 36.38 | 8 | 0
2015 | ENT_2_TVA_Transmission | ENT | TVA_Transmission | Internal | Winter | B16 | 25 | 2100 | 0 | 51.78 | 54.7 | 8 | 0
2015 | ENT_2_TVA_Transmission | ENT | TVA_Transmission | Internal | Winter | B17 | 100 | 2100 | 0 | 40.38 | 45.86 | 8 | 0
2015 | ENT_2_TVA_Transmission | ENT | TVA_Transmission | Internal | Winter | B18 | 400 | 2100 | 0 | 40.1 | 42.25 | 8 | 0
2015 | ENT_2_TVA_Transmission | ENT | TVA_Transmission | Internal | Winter | B19 | 700 | 2100 | 0 | 40.05 | 40.51 | 8 | 0
2015 | ENT_2_TVA_Transmission | ENT | TVA_Transmission | Internal | Winter | B20 | 935 | 2100 | 0 | 38.79 | 38.96 | 8 | 0
2015 | HQ_NEISO_2_NEISO | HQ_NEISO | NEISO | Internal | Shoulder | B11 | 25 | 99999 | 2920 | 36.72 | 36.73 | 0.01 | 0
2015 | HQ_NEISO_2_NEISO | HQ_NEISO | NEISO | Internal | Shoulder | B12 | 200 | 99999 | 2920 | 36.72 | 36.73 | 0.01 | 0
2015 | HQ_NEISO_2_NEISO | HQ_NEISO | NEISO | Internal | Shoulder | B13 | 600 | 99999 | 2920 | 36.72 | 36.73 | 0.01 | 0
2015 | HQ_NEISO_2_NEISO | HQ_NEISO | NEISO | Internal | Shoulder | B14 | 900 | 99999 | 2920 | 36.72 | 36.73 | 0.01 | 0
2015 | HQ_NEISO_2_NEISO | HQ_NEISO | NEISO | Internal | Shoulder | B15 | 1203 | 99999 | 1143.24 | 36.72 | 36.73 | 0.01 | 0
2015 | HQ_NEISO_2_NEISO | HQ_NEISO | NEISO | Internal | Summer | B1 | 10 | 99999 | 2920 | 64.39 | 64.4 | 0.01 | 0
2015 | HQ_NEISO_2_NEISO | HQ_NEISO | NEISO | Internal | Summer | B2 | 25 | 99999 | 2920 | 53.65 | 53.66 | 0.01 | 0
2015 | HQ_NEISO_2_NEISO | HQ_NEISO | NEISO | Internal | Summer | B3 | 75 | 99999 | 2920 | 47.8 | 47.82 | 0.01 | 0
2015 | HQ_NEISO_2_NEISO | HQ_NEISO | NEISO | Internal | Summer | B4 | 100 | 99999 | 2920 | 42.27 | 42.28 | 0.01 | 0
2015 | HQ_NEISO_2_NEISO | HQ_NEISO | NEISO | Internal | Summer | B5 | 200 | 99999 | 2920 | 34.07 | 34.08 | 0.01 | 0
2015 | HQ_NEISO_2_NEISO | HQ_NEISO | NEISO | Internal | Summer | B6 | 300 | 99999 | 2920 | 34.07 | 34.08 | 0.01 | 0
2015 | HQ_NEISO_2_NEISO | HQ_NEISO | NEISO | Internal | Summer | B7 | 400 | 99999 | 2920 | 34.07 | 34.08 | 0.01 | 0
2015 | HQ_NEISO_2_NEISO | HQ_NEISO | NEISO | Internal | Summer | B8 | 500 | 99999 | 2920 | 34.07 | 34.08 | 0.01 | 0
2015 | HQ_NEISO_2_NEISO | HQ_NEISO | NEISO | Internal | Summer | B9 | 800 | 99999 | 2920 | 34.07 | 34.08 | 0.01 | 0
2015 | HQ_NEISO_2_NEISO | HQ_NEISO | NEISO | Internal | Summer | B10 | 1262 | 99999 | 795.94 | 34.07 | 34.08 | 0.01 | 0
2015 | HQ_NEISO_2_NEISO | HQ_NEISO | NEISO | Internal | Winter | B16 | 25 | 99999 | 2920 | 44.98 | 44.99 | 0.01 | 0
2015 | HQ_NEISO_2_NEISO | HQ_NEISO | NEISO | Internal | Winter | B17 | 100 | 99999 | 2920 | 44.98 | 44.99 | 0.01 | 0
2015 | HQ_NEISO_2_NEISO | HQ_NEISO | NEISO | Internal | Winter | B18 | 400 | 99999 | 2920 | 44.98 | 44.99 | 0.01 | 0
2015 | HQ_NEISO_2_NEISO | HQ_NEISO | NEISO | Internal | Winter | B19 | 700 | 99999 | 2920 | 44.98 | 44.99 | 0.01 | 0
2015 | HQ_NEISO_2_NEISO | HQ_NEISO | NEISO | Internal | Winter | B20 | 935 | 99999 | 1233.58 | 44.98 | 44.99 | 0.01 | 0
2015 | HQ_NY_2_NYISO_A-F | HQ_NY | NYISO_A-F | Internal | Shoulder | B11 | 25 | 99999 | 1000 | 40.56 | 40.57 | 0.01 | 0
2015 | HQ_NY_2_NYISO_A-F | HQ_NY | NYISO_A-F | Internal | Shoulder | B12 | 200 | 99999 | 1000 | 39.96 | 39.98 | 0.01 | 0
2015 | HQ_NY_2_NYISO_A-F | HQ_NY | NYISO_A-F | Internal | Shoulder | B13 | 600 | 99999 | 1000 | 38.41 | 38.42 | 0.01 | 0
2015 | HQ_NY_2_NYISO_A-F | HQ_NY | NYISO_A-F | Internal | Shoulder | B14 | 900 | 99999 | 1000 | 38.41 | 38.42 | 0.01 | 0
2015 | HQ_NY_2_NYISO_A-F | HQ_NY | NYISO_A-F | Internal | Shoulder | B15 | 1203 | 99999 | 188.69 | 38.41 | 38.42 | 0.01 | 0
2015 | HQ_NY_2_NYISO_A-F | HQ_NY | NYISO_A-F | Internal | Summer | B1 | 10 | 99999 | 1000 | 53.38 | 53.39 | 0.01 | 0
2015 | HQ_NY_2_NYISO_A-F | HQ_NY | NYISO_A-F | Internal | Summer | B2 | 25 | 99999 | 1000 | 50.92 | 50.93 | 0.01 | 0
2015 | HQ_NY_2_NYISO_A-F | HQ_NY | NYISO_A-F | Internal | Summer | B3 | 75 | 99999 | 1000 | 48.94 | 48.95 | 0.01 | 0
2015 | HQ_NY_2_NYISO_A-F | HQ_NY | NYISO_A-F | Internal | Summer | B4 | 100 | 99999 | 1000 | 45.27 | 45.28 | 0.01 | 0
2015 | HQ_NY_2_NYISO_A-F | HQ_NY | NYISO_A-F | Internal | Summer | B5 | 200 | 99999 | 1000 | 42.99 | 43 | 0.01 | 0
2015 | HQ_NY_2_NYISO_A-F | HQ_NY | NYISO_A-F | Internal | Summer | B6 | 300 | 99999 | 1000 | 42.08 | 42.09 | 0.01 | 0
2015 | HQ_NY_2_NYISO_A-F | HQ_NY | NYISO_A-F | Internal | Summer | B7 | 400 | 99999 | 1000 | 38.3 | 38.31 | 0.01 | 0
2015 | HQ_NY_2_NYISO_A-F | HQ_NY | NYISO_A-F | Internal | Summer | B8 | 500 | 99999 | 1000 | 37.07 | 37.08 | 0.01 | 0
2015 | HQ_NY_2_NYISO_A-F | HQ_NY | NYISO_A-F | Internal | Summer | B9 | 800 | 99999 | 1000 | 37.06 | 37.07 | 0.01 | 0
2015 | HQ_NY_2_NYISO_A-F | HQ_NY | NYISO_A-F | Internal | Summer | B10 | 1262 | 99999 | 30.11 | 37.06 | 37.07 | 0.01 | 0
2015 | HQ_NY_2_NYISO_A-F | HQ_NY | NYISO_A-F | Internal | Winter | B16 | 25 | 99999 | 1000 | 45.85 | 45.86 | 0.01 | 0
2015 | HQ_NY_2_NYISO_A-F | HQ_NY | NYISO_A-F | Internal | Winter | B17 | 100 | 99999 | 1000 | 43.07 | 43.08 | 0.01 | 0
2015 | HQ_NY_2_NYISO_A-F | HQ_NY | NYISO_A-F | Internal | Winter | B18 | 400 | 99999 | 1000 | 43.07 | 43.08 | 0.01 | 0
2015 | HQ_NY_2_NYISO_A-F | HQ_NY | NYISO_A-F | Internal | Winter | B19 | 700 | 99999 | 1000 | 43.07 | 43.08 | 0.01 | 0
2015 | HQ_NY_2_NYISO_A-F | HQ_NY | NYISO_A-F | Internal | Winter | B20 | 935 | 99999 | 229.95 | 43.07 | 43.08 | 0.01 | 0
2015 | HQ_IESO_2_IESO | HQ_IESO | IESO | Internal | Shoulder | B11 | 25 | 99999 | 400 | 33.56 | 33.57 | 0.01 | 0
2015 | HQ_IESO_2_IESO | HQ_IESO | IESO | Internal | Shoulder | B12 | 200 | 99999 | 400 | 32.96 | 32.98 | 0.01 | 0
2015 | HQ_IESO_2_IESO | HQ_IESO | IESO | Internal | Shoulder | B13 | 600 | 99999 | 400 | 28.92 | 28.94 | 0.01 | 0
2015 | HQ_IESO_2_IESO | HQ_IESO | IESO | Internal | Shoulder | B14 | 900 | 99999 | 400 | 28.92 | 28.94 | 0.01 | 0
2015 | HQ_IESO_2_IESO | HQ_IESO | IESO | Internal | Shoulder | B15 | 1203 | 99999 | 75.48 | 28.92 | 28.94 | 0.01 | 0
2015 | HQ_IESO_2_IESO | HQ_IESO | IESO | Internal | Summer | B1 | 10 | 99999 | 400 | 46.38 | 46.39 | 0.01 | 0
2015 | HQ_IESO_2_IESO | HQ_IESO | IESO | Internal | Summer | B2 | 25 | 99999 | 400 | 43.92 | 43.93 | 0.01 | 0
2015 | HQ_IESO_2_IESO | HQ_IESO | IESO | Internal | Summer | B3 | 75 | 99999 | 400 | 38.27 | 38.28 | 0.01 | 0
2015 | HQ_IESO_2_IESO | HQ_IESO | IESO | Internal | Summer | B4 | 100 | 99999 | 400 | 38.27 | 38.28 | 0.01 | 0
2015 | HQ_IESO_2_IESO | HQ_IESO | IESO | Internal | Summer | B5 | 200 | 99999 | 400 | 35.99 | 36 | 0.01 | 0
2015 | HQ_IESO_2_IESO | HQ_IESO | IESO | Internal | Summer | B6 | 300 | 99999 | 400 | 35.08 | 35.09 | 0.01 | 0
2015 | HQ_IESO_2_IESO | HQ_IESO | IESO | Internal | Summer | B7 | 400 | 99999 | 400 | 28.91 | 28.93 | 0.01 | 0
2015 | HQ_IESO_2_IESO | HQ_IESO | IESO | Internal | Summer | B8 | 500 | 99999 | 400 | 27.25 | 27.27 | 0.01 | 0
2015 | HQ_IESO_2_IESO | HQ_IESO | IESO | Internal | Summer | B9 | 800 | 99999 | 400 | 27.25 | 27.27 | 0.01 | 0
2015 | HQ_IESO_2_IESO | HQ_IESO | IESO | Internal | Summer | B10 | 1262 | 99999 | 12.04 | 27.25 | 27.27 | 0.01 | 0
2015 | HQ_IESO_2_IESO | HQ_IESO | IESO | Internal | Winter | B16 | 25 | 99999 | 400 | 38.85 | 38.86 | 0.01 | 0
2015 | HQ_IESO_2_IESO | HQ_IESO | IESO | Internal | Winter | B17 | 100 | 99999 | 400 | 35.74 | 35.75 | 0.01 | 0
2015 | HQ_IESO_2_IESO | HQ_IESO | IESO | Internal | Winter | B18 | 400 | 99999 | 400 | 31.54 | 31.55 | 0.01 | 0
2015 | HQ_IESO_2_IESO | HQ_IESO | IESO | Internal | Winter | B19 | 700 | 99999 | 400 | 31.54 | 31.55 | 0.01 | 0
2015 | HQ_IESO_2_IESO | HQ_IESO | IESO | Internal | Winter | B20 | 935 | 99999 | 91.98 | 31.54 | 31.55 | 0.01 | 0
2015 | IESO_2_MAPP_CA | IESO | MAPP_CA | Internal | Shoulder | B11 | 25 | 262 | 262 | 33.57 | 46.58 | 7 | 6.01
2015 | IESO_2_MAPP_CA | IESO | MAPP_CA | Internal | Shoulder | B12 | 200 | 262 | 91.73 | 32.98 | 39.98 | 7 | 0
2015 | IESO_2_MAPP_CA | IESO | MAPP_CA | Internal | Shoulder | B13 | 600 | 262 | 262 | 28.94 | 37.28 | 7 | 1.34
2015 | IESO_2_MAPP_CA | IESO | MAPP_CA | Internal | Shoulder | B14 | 900 | 262 | 53.3 | 28.94 | 35.94 | 7 | 0
2015 | IESO_2_MAPP_CA | IESO | MAPP_CA | Internal | Shoulder | B15 | 1203 | 262 | 43.64 | 28.94 | 35.94 | 7 | 0
2015 | IESO_2_MAPP_CA | IESO | MAPP_CA | Internal | Summer | B1 | 10 | 262 | 0 | 46.39 | 48.74 | 7 | 0
2015 | IESO_2_MAPP_CA | IESO | MAPP_CA | Internal | Summer | B2 | 25 | 262 | 65.43 | 43.93 | 50.93 | 7 | 0
2015 | IESO_2_MAPP_CA | IESO | MAPP_CA | Internal | Summer | B3 | 75 | 262 | 262 | 38.28 | 48.74 | 7 | 3.46
2015 | IESO_2_MAPP_CA | IESO | MAPP_CA | Internal | Summer | B4 | 100 | 262 | 262 | 38.28 | 48.74 | 7 | 3.46
2015 | IESO_2_MAPP_CA | IESO | MAPP_CA | Internal | Summer | B5 | 200 | 262 | 262 | 36 | 46.71 | 7 | 3.7
2015 | IESO_2_MAPP_CA | IESO | MAPP_CA | Internal | Summer | B6 | 300 | 262 | 253.46 | 35.09 | 42.09 | 7 | 0
2015 | IESO_2_MAPP_CA | IESO | MAPP_CA | Internal | Summer | B7 | 400 | 262 | 0 | 28.93 | 35.9 | 7 | 0
2015 | IESO_2_MAPP_CA | IESO | MAPP_CA | Internal | Summer | B8 | 500 | 262 | 0 | 27.27 | 33.49 | 7 | 0
2015 | IESO_2_MAPP_CA | IESO | MAPP_CA | Internal | Summer | B9 | 800 | 262 | 0 | 27.27 | 32.92 | 7 | 0
2015 | IESO_2_MAPP_CA | IESO | MAPP_CA | Internal | Summer | B10 | 1262 | 262 | 0 | 27.27 | 32.92 | 7 | 0
2015 | IESO_2_MAPP_CA | IESO | MAPP_CA | Internal | Winter | B16 | 25 | 262 | 262 | 38.86 | 46.83 | 7 | 0.97
2015 | IESO_2_MAPP_CA | IESO | MAPP_CA | Internal | Winter | B17 | 100 | 262 | 0 | 35.75 | 42.02 | 7 | 0
2015 | IESO_2_MAPP_CA | IESO | MAPP_CA | Internal | Winter | B18 | 400 | 262 | 5.32 | 31.55 | 38.55 | 7 | 0
2015 | IESO_2_MAPP_CA | IESO | MAPP_CA | Internal | Winter | B19 | 700 | 262 | 3.16 | 31.55 | 38.55 | 7 | 0
2015 | IESO_2_MAPP_CA | IESO | MAPP_CA | Internal | Winter | B20 | 935 | 262 | 2.43 | 31.55 | 38.55 | 7 | 0
2015 | IESO_2_MISO_MI | IESO | MISO_MI | Internal | Shoulder | B11 | 25 | 1840 | 1840 | 33.57 | 46.58 | 7 | 6.01
2015 | IESO_2_MISO_MI | IESO | MISO_MI | Internal | Shoulder | B12 | 200 | 1840 | 1840 | 32.98 | 40 | 7 | 0.02
2015 | IESO_2_MISO_MI | IESO | MISO_MI | Internal | Shoulder | B13 | 600 | 1840 | 1840 | 28.94 | 37.45 | 7 | 1.51
2015 | IESO_2_MISO_MI | IESO | MISO_MI | Internal | Shoulder | B14 | 900 | 1840 | 0 | 28.94 | 35.94 | 7 | 0
2015 | IESO_2_MISO_MI | IESO | MISO_MI | Internal | Shoulder | B15 | 1203 | 1840 | 0 | 28.94 | 33.53 | 7 | 0
2015 | IESO_2_MISO_MI | IESO | MISO_MI | Internal | Summer | B1 | 10 | 1840 | 1840 | 46.39 | 57.41 | 7 | 4.02
2015 | IESO_2_MISO_MI | IESO | MISO_MI | Internal | Summer | B2 | 25 | 1840 | 1840 | 43.93 | 56.92 | 7 | 5.99
2015 | IESO_2_MISO_MI | IESO | MISO_MI | Internal | Summer | B3 | 75 | 1840 | 1840 | 38.28 | 51.97 | 7 | 6.7
2015 | IESO_2_MISO_MI | IESO | MISO_MI | Internal | Summer | B4 | 100 | 1840 | 1840 | 38.28 | 51.97 | 7 | 6.7
2015 | IESO_2_MISO_MI | IESO | MISO_MI | Internal | Summer | B5 | 200 | 1840 | 1840 | 36 | 45.44 | 7 | 2.44
2015 | IESO_2_MISO_MI | IESO | MISO_MI | Internal | Summer | B6 | 300 | 1840 | 885.45 | 35.09 | 42.09 | 7 | 0
2015 | IESO_2_MISO_MI | IESO | MISO_MI | Internal | Summer | B7 | 400 | 1840 | 1131.78 | 28.93 | 35.93 | 7 | 0
2015 | IESO_2_MISO_MI | IESO | MISO_MI | Internal | Summer | B8 | 500 | 1840 | 1840 | 27.27 | 34.27 | 7 | 0
2015 | IESO_2_MISO_MI | IESO | MISO_MI | Internal | Summer | B9 | 800 | 1840 | 0 | 27.27 | 32.93 | 7 | 0
2015 | IESO_2_MISO_MI | IESO | MISO_MI | Internal | Summer | B10 | 1262 | 1840 | 0 | 27.27 | 32.3 | 7 | 0
2015 | IESO_2_MISO_MI | IESO | MISO_MI | Internal | Winter | B16 | 25 | 1840 | 1840 | 38.86 | 46.85 | 7 | 0.99
2015 | IESO_2_MISO_MI | IESO | MISO_MI | Internal | Winter | B17 | 100 | 1840 | 1061.23 | 35.75 | 42.75 | 7 | 0
2015 | IESO_2_MISO_MI | IESO | MISO_MI | Internal | Winter | B18 | 400 | 1840 | 0 | 31.55 | 38.08 | 7 | 0
2015 | IESO_2_MISO_MI | IESO | MISO_MI | Internal | Winter | B19 | 700 | 1840 | 0 | 31.55 | 36.55 | 7 | 0
2015 | IESO_2_MISO_MI | IESO | MISO_MI | Internal | Winter | B20 | 935 | 1840 | 0 | 31.55 | 32.82 | 7 | 0
2015 | IESO_2_MISO_W | IESO | MISO_W | Internal | Shoulder | B11 | 25 | 140 | 140 | 33.57 | 46.6 | 7 | 6.02
2015 | IESO_2_MISO_W | IESO | MISO_W | Internal | Shoulder | B12 | 200 | 140 | 140 | 32.98 | 39.99 | 7 | 0.01
2015 | IESO_2_MISO_W | IESO | MISO_W | Internal | Shoulder | B13 | 600 | 140 | 140 | 28.94 | 37.29 | 7 | 1.36
2015 | IESO_2_MISO_W | IESO | MISO_W | Internal | Shoulder | B14 | 900 | 140 | 0 | 28.94 | 35.92 | 7 | 0
2015 | IESO_2_MISO_W | IESO | MISO_W | Internal | Shoulder | B15 | 1203 | 140 | 0 | 28.94 | 33.07 | 7 | 0
2015 | IESO_2_MISO_W | IESO | MISO_W | Internal | Summer | B1 | 10 | 140 | 140 | 46.39 | 59.37 | 7 | 5.98
2015 | IESO_2_MISO_W | IESO | MISO_W | Internal | Summer | B2 | 25 | 140 | 140 | 43.93 | 56.93 | 7 | 6
2015 | IESO_2_MISO_W | IESO | MISO_W | Internal | Summer | B3 | 75 | 140 | 140 | 38.28 | 56.47 | 7 | 11.19
2015 | IESO_2_MISO_W | IESO | MISO_W | Internal | Summer | B4 | 100 | 140 | 140 | 38.28 | 55.69 | 7 | 10.41
2015 | IESO_2_MISO_W | IESO | MISO_W | Internal | Summer | B5 | 200 | 140 | 140 | 36 | 46.72 | 7 | 3.72
2015 | IESO_2_MISO_W | IESO | MISO_W | Internal | Summer | B6 | 300 | 140 | 140 | 35.09 | 42.1 | 7 | 0.01
2015 | IESO_2_MISO_W | IESO | MISO_W | Internal | Summer | B7 | 400 | 140 | 0 | 28.93 | 35.91 | 7 | 0
2015 | IESO_2_MISO_W | IESO | MISO_W | Internal | Summer | B8 | 500 | 140 | 0 | 27.27 | 33.51 | 7 | 0
2015 | IESO_2_MISO_W | IESO | MISO_W | Internal | Summer | B9 | 800 | 140 | 0 | 27.27 | 32.9 | 7 | 0
2015 | IESO_2_MISO_W | IESO | MISO_W | Internal | Summer | B10 | 1262 | 140 | 0 | 27.27 | 30.8 | 7 | 0
2015 | IESO_2_MISO_W | IESO | MISO_W | Internal | Winter | B16 | 25 | 140 | 140 | 38.86 | 46.84 | 7 | 0.98
2015 | IESO_2_MISO_W | IESO | MISO_W | Internal | Winter | B17 | 100 | 140 | 0 | 35.75 | 42.03 | 7 | 0
2015 | IESO_2_MISO_W | IESO | MISO_W | Internal | Winter | B18 | 400 | 140 | 0 | 31.55 | 38.07 | 7 | 0
2015 | IESO_2_MISO_W | IESO | MISO_W | Internal | Winter | B19 | 700 | 140 | 0 | 31.55 | 36.56 | 7 | 0
2015 | IESO_2_MISO_W | IESO | MISO_W | Internal | Winter | B20 | 935 | 140 | 0 | 31.55 | 32.37 | 7 | 0
2015 | IESO_2_NYISO_A-F | IESO | NYISO_A-F | Internal | Shoulder | B11 | 25 | 1725 | 1467.76 | 33.57 | 40.57 | 7 | 0
2015 | IESO_2_NYISO_A-F | IESO | NYISO_A-F | Internal | Shoulder | B12 | 200 | 1725 | 1440.22 | 32.98 | 39.98 | 7 | 0
2015 | IESO_2_NYISO_A-F | IESO | NYISO_A-F | Internal | Shoulder | B13 | 600 | 1725 | 1725 | 28.94 | 38.42 | 7 | 2.48
2015 | IESO_2_NYISO_A-F | IESO | NYISO_A-F | Internal | Shoulder | B14 | 900 | 1725 | 1725 | 28.94 | 38.42 | 7 | 2.48
2015 | IESO_2_NYISO_A-F | IESO | NYISO_A-F | Internal | Shoulder | B15 | 1203 | 1725 | 1725 | 28.94 | 38.42 | 7 | 2.48
2015 | IESO_2_NYISO_A-F | IESO | NYISO_A-F | Internal | Summer | B1 | 10 | 1725 | 591.03 | 46.39 | 53.39 | 7 | 0
2015 | IESO_2_NYISO_A-F | IESO | NYISO_A-F | Internal | Summer | B2 | 25 | 1725 | 1047.49 | 43.93 | 50.93 | 7 | 0
2015 | IESO_2_NYISO_A-F | IESO | NYISO_A-F | Internal | Summer | B3 | 75 | 1725 | 1725 | 38.28 | 48.95 | 7 | 3.67
2015 | IESO_2_NYISO_A-F | IESO | NYISO_A-F | Internal | Summer | B4 | 100 | 1725 | 1554.83 | 38.28 | 45.28 | 7 | 0
2015 | IESO_2_NYISO_A-F | IESO | NYISO_A-F | Internal | Summer | B5 | 200 | 1725 | 585.23 | 36 | 43 | 7 | 0
2015 | IESO_2_NYISO_A-F | IESO | NYISO_A-F | Internal | Summer | B6 | 300 | 1725 | 866.11 | 35.09 | 42.09 | 7 | 0
2015 | IESO_2_NYISO_A-F | IESO | NYISO_A-F | Internal | Summer | B7 | 400 | 1725 | 1725 | 28.93 | 38.31 | 7 | 2.39
2015 | IESO_2_NYISO_A-F | IESO | NYISO_A-F | Internal | Summer | B8 | 500 | 1725 | 1725 | 27.27 | 37.08 | 7 | 2.82
2015 | IESO_2_NYISO_A-F | IESO | NYISO_A-F | Internal | Summer | B9 | 800 | 1725 | 1725 | 27.27 | 37.07 | 7 | 2.8
2015 | IESO_2_NYISO_A-F | IESO | NYISO_A-F | Internal | Summer | B10 | 1262 | 1725 | 1725 | 27.27 | 37.07 | 7 | 2.8
2015 | IESO_2_NYISO_A-F | IESO | NYISO_A-F | Internal | Winter | B16 | 25 | 1725 | 400.8 | 38.86 | 45.86 | 7 | 0
2015 | IESO_2_NYISO_A-F | IESO | NYISO_A-F | Internal | Winter | B17 | 100 | 1725 | 1725 | 35.75 | 43.08 | 7 | 0.33
2015 | IESO_2_NYISO_A-F | IESO | NYISO_A-F | Internal | Winter | B18 | 400 | 1725 | 1725 | 31.55 | 43.08 | 7 | 4.53
2015 | IESO_2_NYISO_A-F | IESO | NYISO_A-F | Internal | Winter | B19 | 700 | 1725 | 1725 | 31.55 | 43.08 | 7 | 4.53
2015 | IESO_2_NYISO_A-F | IESO | NYISO_A-F | Internal | Winter | B20 | 935 | 1725 | 1725 | 31.55 | 43.08 | 7 | 4.53
2015 | MAPP_CA_2_IESO | MAPP_CA | IESO | Internal | Shoulder | B11 | 25 | 330 | 0 | 46.58 | 33.57 | 8 | 0
2015 | MAPP_CA_2_IESO | MAPP_CA | IESO | Internal | Shoulder | B12 | 200 | 330 | 0 | 39.98 | 32.98 | 8 | 0
2015 | MAPP_CA_2_IESO | MAPP_CA | IESO | Internal | Shoulder | B13 | 600 | 330 | 0 | 37.28 | 28.94 | 8 | 0
2015 | MAPP_CA_2_IESO | MAPP_CA | IESO | Internal | Shoulder | B14 | 900 | 330 | 0 | 35.94 | 28.94 | 8 | 0
2015 | MAPP_CA_2_IESO | MAPP_CA | IESO | Internal | Shoulder | B15 | 1203 | 330 | 0 | 35.94 | 28.94 | 8 | 0
2015 | MAPP_CA_2_IESO | MAPP_CA | IESO | Internal | Summer | B1 | 10 | 330 | 0 | 48.74 | 46.39 | 8 | 0
2015 | MAPP_CA_2_IESO | MAPP_CA | IESO | Internal | Summer | B2 | 25 | 330 | 0 | 50.93 | 43.93 | 8 | 0
2015 | MAPP_CA_2_IESO | MAPP_CA | IESO | Internal | Summer | B3 | 75 | 330 | 0 | 48.74 | 38.28 | 8 | 0
2015 | MAPP_CA_2_IESO | MAPP_CA | IESO | Internal | Summer | B4 | 100 | 330 | 0 | 48.74 | 38.28 | 8 | 0
2015 | MAPP_CA_2_IESO | MAPP_CA | IESO | Internal | Summer | B5 | 200 | 330 | 0 | 46.71 | 36 | 8 | 0
2015 | MAPP_CA_2_IESO | MAPP_CA | IESO | Internal | Summer | B6 | 300 | 330 | 0 | 42.09 | 35.09 | 8 | 0
2015 | MAPP_CA_2_IESO | MAPP_CA | IESO | Internal | Summer | B7 | 400 | 330 | 0 | 35.9 | 28.93 | 8 | 0
2015 | MAPP_CA_2_IESO | MAPP_CA | IESO | Internal | Summer | B8 | 500 | 330 | 0 | 33.49 | 27.27 | 8 | 0
2015 | MAPP_CA_2_IESO | MAPP_CA | IESO | Internal | Summer | B9 | 800 | 330 | 0 | 32.92 | 27.27 | 8 | 0
2015 | MAPP_CA_2_IESO | MAPP_CA | IESO | Internal | Summer | B10 | 1262 | 330 | 0 | 32.92 | 27.27 | 8 | 0
2015 | MAPP_CA_2_IESO | MAPP_CA | IESO | Internal | Winter | B16 | 25 | 330 | 0 | 46.83 | 38.86 | 8 | 0
2015 | MAPP_CA_2_IESO | MAPP_CA | IESO | Internal | Winter | B17 | 100 | 330 | 0 | 42.02 | 35.75 | 8 | 0
2015 | MAPP_CA_2_IESO | MAPP_CA | IESO | Internal | Winter | B18 | 400 | 330 | 0 | 38.55 | 31.55 | 8 | 0
2015 | MAPP_CA_2_IESO | MAPP_CA | IESO | Internal | Winter | B19 | 700 | 330 | 0 | 38.55 | 31.55 | 8 | 0
2015 | MAPP_CA_2_IESO | MAPP_CA | IESO | Internal | Winter | B20 | 935 | 330 | 0 | 38.55 | 31.55 | 8 | 0
2015 | MAPP_CA_2_MAPP_US | MAPP_CA | MAPP_US | Internal | Shoulder | B11 | 25 | 372 | 0 | 46.58 | 39.6 | 7 | 0
2015 | MAPP_CA_2_MAPP_US | MAPP_CA | MAPP_US | Internal | Shoulder | B12 | 200 | 372 | 0 | 39.98 | 32.99 | 7 | 0
2015 | MAPP_CA_2_MAPP_US | MAPP_CA | MAPP_US | Internal | Shoulder | B13 | 600 | 372 | 0 | 37.28 | 30.29 | 7 | 0
2015 | MAPP_CA_2_MAPP_US | MAPP_CA | MAPP_US | Internal | Shoulder | B14 | 900 | 372 | 0 | 35.94 | 29.33 | 7 | 0
2015 | MAPP_CA_2_MAPP_US | MAPP_CA | MAPP_US | Internal | Shoulder | B15 | 1203 | 372 | 0 | 35.94 | 28.94 | 7 | 0
2015 | MAPP_CA_2_MAPP_US | MAPP_CA | MAPP_US | Internal | Summer | B1 | 10 | 372 | 0 | 48.74 | 52.37 | 7 | 0
2015 | MAPP_CA_2_MAPP_US | MAPP_CA | MAPP_US | Internal | Summer | B2 | 25 | 372 | 0 | 50.93 | 50.36 | 7 | 0
2015 | MAPP_CA_2_MAPP_US | MAPP_CA | MAPP_US | Internal | Summer | B3 | 75 | 372 | 0 | 48.74 | 50.36 | 7 | 0
2015 | MAPP_CA_2_MAPP_US | MAPP_CA | MAPP_US | Internal | Summer | B4 | 100 | 372 | 0 | 48.74 | 49.95 | 7 | 0
2015 | MAPP_CA_2_MAPP_US | MAPP_CA | MAPP_US | Internal | Summer | B5 | 200 | 372 | 0 | 46.71 | 45.81 | 7 | 0
2015 | MAPP_CA_2_MAPP_US | MAPP_CA | MAPP_US | Internal | Summer | B6 | 300 | 372 | 0 | 42.09 | 35.1 | 7 | 0
2015 | MAPP_CA_2_MAPP_US | MAPP_CA | MAPP_US | Internal | Summer | B7 | 400 | 372 | 0 | 35.9 | 28.91 | 7 | 0
2015 | MAPP_CA_2_MAPP_US | MAPP_CA | MAPP_US | Internal | Summer | B8 | 500 | 372 | 0 | 33.49 | 26.51 | 7 | 0
2015 | MAPP_CA_2_MAPP_US | MAPP_CA | MAPP_US | Internal | Summer | B9 | 800 | 372 | 0 | 32.92 | 26.51 | 7 | 0
2015 | MAPP_CA_2_MAPP_US | MAPP_CA | MAPP_US | Internal | Summer | B10 | 1262 | 372 | 0 | 32.92 | 25.98 | 7 | 0
2015 | MAPP_CA_2_MAPP_US | MAPP_CA | MAPP_US | Internal | Winter | B16 | 25 | 372 | 0 | 46.83 | 39.84 | 7 | 0
2015 | MAPP_CA_2_MAPP_US | MAPP_CA | MAPP_US | Internal | Winter | B17 | 100 | 372 | 0 | 42.02 | 35.03 | 7 | 0
2015 | MAPP_CA_2_MAPP_US | MAPP_CA | MAPP_US | Internal | Winter | B18 | 400 | 372 | 0 | 38.55 | 31.66 | 7 | 0
2015 | MAPP_CA_2_MAPP_US | MAPP_CA | MAPP_US | Internal | Winter | B19 | 700 | 372 | 0 | 38.55 | 31.66 | 7 | 0
2015 | MAPP_CA_2_MAPP_US | MAPP_CA | MAPP_US | Internal | Winter | B20 | 935 | 372 | 0 | 38.55 | 26.68 | 7 | 0
2015 | MAPP_CA_2_MISO_W | MAPP_CA | MISO_W | Internal | Shoulder | B11 | 25 | 1970 | 1939.42 | 46.58 | 46.6 | 0.01 | 0
2015 | MAPP_CA_2_MISO_W | MAPP_CA | MISO_W | Internal | Shoulder | B12 | 200 | 1970 | 1371.19 | 39.98 | 39.99 | 0.01 | 0
2015 | MAPP_CA_2_MISO_W | MAPP_CA | MISO_W | Internal | Shoulder | B13 | 600 | 1970 | 1634.82 | 37.28 | 37.29 | 0.01 | 0
2015 | MAPP_CA_2_MISO_W | MAPP_CA | MISO_W | Internal | Shoulder | B14 | 900 | 1970 | 0 | 35.94 | 35.92 | 0.01 | 0
2015 | MAPP_CA_2_MISO_W | MAPP_CA | MISO_W | Internal | Shoulder | B15 | 1203 | 1970 | 0 | 35.94 | 33.07 | 0.01 | 0
2015 | MAPP_CA_2_MISO_W | MAPP_CA | MISO_W | Internal | Summer | B1 | 10 | 1970 | 1970 | 48.74 | 59.37 | 0.01 | 10.61
2015 | MAPP_CA_2_MISO_W | MAPP_CA | MISO_W | Internal | Summer | B2 | 25 | 1970 | 1970 | 50.93 | 56.93 | 0.01 | 5.99
2015 | MAPP_CA_2_MISO_W | MAPP_CA | MISO_W | Internal | Summer | B3 | 75 | 1970 | 1970 | 48.74 | 56.47 | 0.01 | 7.71
2015 | MAPP_CA_2_MISO_W | MAPP_CA | MISO_W | Internal | Summer | B4 | 100 | 1970 | 1970 | 48.74 | 55.69 | 0.01 | 6.93
2015 | MAPP_CA_2_MISO_W | MAPP_CA | MISO_W | Internal | Summer | B5 | 200 | 1970 | 1587.47 | 46.71 | 46.72 | 0.01 | 0
2015 | MAPP_CA_2_MISO_W | MAPP_CA | MISO_W | Internal | Summer | B6 | 300 | 1970 | 1702.39 | 42.09 | 42.1 | 0.01 | 0
2015 | MAPP_CA_2_MISO_W | MAPP_CA | MISO_W | Internal | Summer | B7 | 400 | 1970 | 1582.16 | 35.9 | 35.91 | 0.01 | 0
2015 | MAPP_CA_2_MISO_W | MAPP_CA | MISO_W | Internal | Summer | B8 | 500 | 1970 | 1368.01 | 33.49 | 33.51 | 0.01 | 0
2015 | MAPP_CA_2_MISO_W | MAPP_CA | MISO_W | Internal | Summer | B9 | 800 | 1970 | 0 | 32.92 | 32.9 | 0.01 | 0
2015 | MAPP_CA_2_MISO_W | MAPP_CA | MISO_W | Internal | Summer | B10 | 1262 | 1970 | 0 | 32.92 | 30.8 | 0.01 | 0
2015 | MAPP_CA_2_MISO_W | MAPP_CA | MISO_W | Internal | Winter | B16 | 25 | 1970 | 768.77 | 46.83 | 46.84 | 0.01 | 0
2015 | MAPP_CA_2_MISO_W | MAPP_CA | MISO_W | Internal | Winter | B17 | 100 | 1970 | 392.62 | 42.02 | 42.03 | 0.01 | 0
2015 | MAPP_CA_2_MISO_W | MAPP_CA | MISO_W | Internal | Winter | B18 | 400 | 1970 | 0 | 38.55 | 38.07 | 0.01 | 0
2015 | MAPP_CA_2_MISO_W | MAPP_CA | MISO_W | Internal | Winter | B19 | 700 | 1970 | 0 | 38.55 | 36.56 | 0.01 | 0
2015 | MAPP_CA_2_MISO_W | MAPP_CA | MISO_W | Internal | Winter | B20 | 935 | 1970 | 0 | 38.55 | 32.37 | 0.01 | 0
2015 | MAPP_US_2_MAPP_CA | MAPP_US | MAPP_CA | Internal | Shoulder | B11 | 25 | 165 | 0 | 39.6 | 46.58 | 7 | 0
2015 | MAPP_US_2_MAPP_CA | MAPP_US | MAPP_CA | Internal | Shoulder | B12 | 200 | 165 | 0 | 32.99 | 39.98 | 7 | 0
2015 | MAPP_US_2_MAPP_CA | MAPP_US | MAPP_CA | Internal | Shoulder | B13 | 600 | 165 | 0 | 30.29 | 37.28 | 7 | 0
2015 | MAPP_US_2_MAPP_CA | MAPP_US | MAPP_CA | Internal | Shoulder | B14 | 900 | 165 | 0 | 29.33 | 35.94 | 7 | 0
2015 | MAPP_US_2_MAPP_CA | MAPP_US | MAPP_CA | Internal | Shoulder | B15 | 1203 | 165 | 19.91 | 28.94 | 35.94 | 7 | 0
2015 | MAPP_US_2_MAPP_CA | MAPP_US | MAPP_CA | Internal | Summer | B1 | 10 | 165 | 0 | 52.37 | 48.74 | 7 | 0
2015 | MAPP_US_2_MAPP_CA | MAPP_US | MAPP_CA | Internal | Summer | B2 | 25 | 165 | 0 | 50.36 | 50.93 | 7 | 0
2015 | MAPP_US_2_MAPP_CA | MAPP_US | MAPP_CA | Internal | Summer | B3 | 75 | 165 | 0 | 50.36 | 48.74 | 7 | 0
2015 | MAPP_US_2_MAPP_CA | MAPP_US | MAPP_CA | Internal | Summer | B4 | 100 | 165 | 0 | 49.95 | 48.74 | 7 | 0
2015 | MAPP_US_2_MAPP_CA | MAPP_US | MAPP_CA | Internal | Summer | B5 | 200 | 165 | 0 | 45.81 | 46.71 | 7 | 0
2015 | MAPP_US_2_MAPP_CA | MAPP_US | MAPP_CA | Internal | Summer | B6 | 300 | 165 | 0 | 35.1 | 42.09 | 7 | 0
2015 | MAPP_US_2_MAPP_CA | MAPP_US | MAPP_CA | Internal | Summer | B7 | 400 | 165 | 0 | 28.91 | 35.9 | 7 | 0
2015 | MAPP_US_2_MAPP_CA | MAPP_US | MAPP_CA | Internal | Summer | B8 | 500 | 165 | 0 | 26.51 | 33.49 | 7 | 0
2015 | MAPP_US_2_MAPP_CA | MAPP_US | MAPP_CA | Internal | Summer | B9 | 800 | 165 | 0 | 26.51 | 32.92 | 7 | 0
2015 | MAPP_US_2_MAPP_CA | MAPP_US | MAPP_CA | Internal | Summer | B10 | 1262 | 165 | 0 | 25.98 | 32.92 | 7 | 0
2015 | MAPP_US_2_MAPP_CA | MAPP_US | MAPP_CA | Internal | Winter | B16 | 25 | 165 | 0 | 39.84 | 46.83 | 7 | 0
2015 | MAPP_US_2_MAPP_CA | MAPP_US | MAPP_CA | Internal | Winter | B17 | 100 | 165 | 0 | 35.03 | 42.02 | 7 | 0
2015 | MAPP_US_2_MAPP_CA | MAPP_US | MAPP_CA | Internal | Winter | B18 | 400 | 165 | 0 | 31.66 | 38.55 | 7 | 0
2015 | MAPP_US_2_MAPP_CA | MAPP_US | MAPP_CA | Internal | Winter | B19 | 700 | 165 | 0 | 31.66 | 38.55 | 7 | 0
2015 | MAPP_US_2_MAPP_CA | MAPP_US | MAPP_CA | Internal | Winter | B20 | 935 | 165 | 165 | 26.68 | 38.55 | 7 | 4.88
2015 | MAPP_US_2_MISO_W | MAPP_US | MISO_W | Internal | Shoulder | B11 | 25 | 2635 | 1068.99 | 39.6 | 46.6 | 7 | 0
2015 | MAPP_US_2_MISO_W | MAPP_US | MISO_W | Internal | Shoulder | B12 | 200 | 2635 | 1522.52 | 32.99 | 39.99 | 7 | 0
2015 | MAPP_US_2_MISO_W | MAPP_US | MISO_W | Internal | Shoulder | B13 | 600 | 2635 | 986.87 | 30.29 | 37.29 | 7 | 0
2015 | MAPP_US_2_MISO_W | MAPP_US | MISO_W | Internal | Shoulder | B14 | 900 | 2635 | 0 | 29.33 | 35.92 | 7 | 0
2015 | MAPP_US_2_MISO_W | MAPP_US | MISO_W | Internal | Shoulder | B15 | 1203 | 2635 | 0 | 28.94 | 33.07 | 7 | 0
2015 | MAPP_US_2_MISO_W | MAPP_US | MISO_W | Internal | Summer | B1 | 10 | 2635 | 1091.72 | 52.37 | 59.37 | 7 | 0
2015 | MAPP_US_2_MISO_W | MAPP_US | MISO_W | Internal | Summer | B2 | 25 | 2635 | 0 | 50.36 | 56.93 | 7 | 0
2015 | MAPP_US_2_MISO_W | MAPP_US | MISO_W | Internal | Summer | B3 | 75 | 2635 | 0 | 50.36 | 56.47 | 7 | 0
2015 | MAPP_US_2_MISO_W | MAPP_US | MISO_W | Internal | Summer | B4 | 100 | 2635 | 0 | 49.95 | 55.69 | 7 | 0
2015 | MAPP_US_2_MISO_W | MAPP_US | MISO_W | Internal | Summer | B5 | 200 | 2635 | 0 | 45.81 | 46.72 | 7 | 0
2015 | MAPP_US_2_MISO_W | MAPP_US | MISO_W | Internal | Summer | B6 | 300 | 2635 | 25.97 | 35.1 | 42.1 | 7 | 0
2015 | MAPP_US_2_MISO_W | MAPP_US | MISO_W | Internal | Summer | B7 | 400 | 2635 | 310.08 | 28.91 | 35.91 | 7 | 0
2015 | MAPP_US_2_MISO_W | MAPP_US | MISO_W | Internal | Summer | B8 | 500 | 2635 | 0 | 26.51 | 33.51 | 7 | 0
2015 | MAPP_US_2_MISO_W | MAPP_US | MISO_W | Internal | Summer | B9 | 800 | 2635 | 0 | 26.51 | 32.9 | 7 | 0
2015 | MAPP_US_2_MISO_W | MAPP_US | MISO_W | Internal | Summer | B10 | 1262 | 2635 | 0 | 25.98 | 30.8 | 7 | 0
2015 | MAPP_US_2_MISO_W | MAPP_US | MISO_W | Internal | Winter | B16 | 25 | 2635 | 1011.11 | 39.84 | 46.84 | 7 | 0
2015 | MAPP_US_2_MISO_W | MAPP_US | MISO_W | Internal | Winter | B17 | 100 | 2635 | 1261.93 | 35.03 | 42.03 | 7 | 0
2015 | MAPP_US_2_MISO_W | MAPP_US | MISO_W | Internal | Winter | B18 | 400 | 2635 | 0 | 31.66 | 38.07 | 7 | 0
2015 | MAPP_US_2_MISO_W | MAPP_US | MISO_W | Internal | Winter | B19 | 700 | 2635 | 0 | 31.66 | 36.56 | 7 | 0
2015 | MAPP_US_2_MISO_W | MAPP_US | MISO_W | Internal | Winter | B20 | 935 | 2635 | 0 | 26.68 | 32.37 | 7 | 0
2015 | MAPP_US_2_NE | MAPP_US | NE | Internal | Shoulder | B11 | 25 | 2000 | 860.83 | 39.6 | 46.6 | 7 | 0
2015 | MAPP_US_2_NE | MAPP_US | NE | Internal | Shoulder | B12 | 200 | 2000 | 0 | 32.99 | 39.22 | 7 | 0
2015 | MAPP_US_2_NE | MAPP_US | NE | Internal | Shoulder | B13 | 600 | 2000 | 626.17 | 30.29 | 37.29 | 7 | 0
2015 | MAPP_US_2_NE | MAPP_US | NE | Internal | Shoulder | B14 | 900 | 2000 | 373.25 | 29.33 | 36.33 | 7 | 0
2015 | MAPP_US_2_NE | MAPP_US | NE | Internal | Shoulder | B15 | 1203 | 2000 | 362.99 | 28.94 | 35.94 | 7 | 0
2015 | MAPP_US_2_NE | MAPP_US | NE | Internal | Summer | B1 | 10 | 2000 | 0 | 52.37 | 58.75 | 7 | 0
2015 | MAPP_US_2_NE | MAPP_US | NE | Internal | Summer | B2 | 25 | 2000 | 898.4 | 50.36 | 57.36 | 7 | 0
2015 | MAPP_US_2_NE | MAPP_US | NE | Internal | Summer | B3 | 75 | 2000 | 866.89 | 50.36 | 57.36 | 7 | 0
2015 | MAPP_US_2_NE | MAPP_US | NE | Internal | Summer | B4 | 100 | 2000 | 1074.26 | 49.95 | 56.95 | 7 | 0
2015 | MAPP_US_2_NE | MAPP_US | NE | Internal | Summer | B5 | 200 | 2000 | 1047.86 | 45.81 | 52.81 | 7 | 0
2015 | MAPP_US_2_NE | MAPP_US | NE | Internal | Summer | B6 | 300 | 2000 | 1109.42 | 35.1 | 42.1 | 7 | 0
2015 | MAPP_US_2_NE | MAPP_US | NE | Internal | Summer | B7 | 400 | 2000 | 883.97 | 28.91 | 35.91 | 7 | 0
2015 | MAPP_US_2_NE | MAPP_US | NE | Internal | Summer | B8 | 500 | 2000 | 919.12 | 26.51 | 33.51 | 7 | 0
2015 | MAPP_US_2_NE | MAPP_US | NE | Internal | Summer | B9 | 800 | 2000 | 537.44 | 26.51 | 33.51 | 7 | 0
2015 | MAPP_US_2_NE | MAPP_US | NE | Internal | Summer | B10 | 1262 | 2000 | 0 | 25.98 | 32.84 | 7 | 0
2015 | MAPP_US_2_NE | MAPP_US | NE | Internal | Winter | B16 | 25 | 2000 | 674.01 | 39.84 | 46.84 | 7 | 0
2015 | MAPP_US_2_NE | MAPP_US | NE | Internal | Winter | B17 | 100 | 2000 | 0 | 35.03 | 39.88 | 7 | 0
2015 | MAPP_US_2_NE | MAPP_US | NE | Internal | Winter | B18 | 400 | 2000 | 815.29 | 31.66 | 38.66 | 7 | 0
2015 | MAPP_US_2_NE | MAPP_US | NE | Internal | Winter | B19 | 700 | 2000 | 175.21 | 31.66 | 38.66 | 7 | 0
2015 | MAPP_US_2_NE | MAPP_US | NE | Internal | Winter | B20 | 935 | 2000 | 256.08 | 26.68 | 33.68 | 7 | 0
2015 | MARITIMES_2_NEISO | MARITIMES | NEISO | Internal | Shoulder | B11 | 25 | 99999 | 1400 | 36.72 | 36.73 | 0.01 | 0
2015 | MARITIMES_2_NEISO | MARITIMES | NEISO | Internal | Shoulder | B12 | 200 | 99999 | 1400 | 36.72 | 36.73 | 0.01 | 0
2015 | MARITIMES_2_NEISO | MARITIMES | NEISO | Internal | Shoulder | B13 | 600 | 99999 | 1400 | 36.72 | 36.73 | 0.01 | 0
2015 | MARITIMES_2_NEISO | MARITIMES | NEISO | Internal | Shoulder | B14 | 900 | 99999 | 1400 | 36.72 | 36.73 | 0.01 | 0
2015 | MARITIMES_2_NEISO | MARITIMES | NEISO | Internal | Shoulder | B15 | 1203 | 99999 | 426.43 | 36.72 | 36.73 | 0.01 | 0
2015 | MARITIMES_2_NEISO | MARITIMES | NEISO | Internal | Summer | B1 | 10 | 99999 | 1400 | 64.39 | 64.4 | 0.01 | 0
2015 | MARITIMES_2_NEISO | MARITIMES | NEISO | Internal | Summer | B2 | 25 | 99999 | 1400 | 53.65 | 53.66 | 0.01 | 0
2015 | MARITIMES_2_NEISO | MARITIMES | NEISO | Internal | Summer | B3 | 75 | 99999 | 1400 | 47.8 | 47.82 | 0.01 | 0
2015 | MARITIMES_2_NEISO | MARITIMES | NEISO | Internal | Summer | B4 | 100 | 99999 | 1400 | 42.27 | 42.28 | 0.01 | 0
2015 | MARITIMES_2_NEISO | MARITIMES | NEISO | Internal | Summer | B5 | 200 | 99999 | 1400 | 34.07 | 34.08 | 0.01 | 0
2015 | MARITIMES_2_NEISO | MARITIMES | NEISO | Internal | Summer | B6 | 300 | 99999 | 1400 | 34.07 | 34.08 | 0.01 | 0
2015 | MARITIMES_2_NEISO | MARITIMES | NEISO | Internal | Summer | B7 | 400 | 99999 | 1400 | 34.07 | 34.08 | 0.01 | 0
2015 | MARITIMES_2_NEISO | MARITIMES | NEISO | Internal | Summer | B8 | 500 | 99999 | 1400 | 34.07 | 34.08 | 0.01 | 0
2015 | MARITIMES_2_NEISO | MARITIMES | NEISO | Internal | Summer | B9 | 800 | 99999 | 1400 | 34.07 | 34.08 | 0.01 | 0
2015 | MARITIMES_2_NEISO | MARITIMES | NEISO | Internal | Summer | B10 | 1262 | 99999 | 236.13 | 34.07 | 34.08 | 0.01 | 0
2015 | MARITIMES_2_NEISO | MARITIMES | NEISO | Internal | Winter | B16 | 25 | 99999 | 1400 | 44.98 | 44.99 | 0.01 | 0
2015 | MARITIMES_2_NEISO | MARITIMES | NEISO | Internal | Winter | B17 | 100 | 99999 | 1400 | 44.98 | 44.99 | 0.01 | 0
2015 | MARITIMES_2_NEISO | MARITIMES | NEISO | Internal | Winter | B18 | 400 | 99999 | 1400 | 44.98 | 44.99 | 0.01 | 0
2015 | MARITIMES_2_NEISO | MARITIMES | NEISO | Internal | Winter | B19 | 700 | 99999 | 1400 | 44.98 | 44.99 | 0.01 | 0
2015 | MARITIMES_2_NEISO | MARITIMES | NEISO | Internal | Winter | B20 | 935 | 99999 | 475.94 | 44.98 | 44.99 | 0.01 | 0
2015 | MISO_IN_2_MISO_MI | MISO_IN | MISO_MI | Internal | Shoulder | B11 | 25 | 5000 | 0 | 46.6 | 46.58 | 0.01 | 0
2015 | MISO_IN_2_MISO_MI | MISO_IN | MISO_MI | Internal | Shoulder | B12 | 200 | 5000 | 0 | 40 | 40 | 0.01 | 0
2015 | MISO_IN_2_MISO_MI | MISO_IN | MISO_MI | Internal | Shoulder | B13 | 600 | 5000 | 181.29 | 37.44 | 37.45 | 0.01 | 0
2015 | MISO_IN_2_MISO_MI | MISO_IN | MISO_MI | Internal | Shoulder | B14 | 900 | 5000 | 0 | 35.92 | 35.94 | 0.01 | 0
2015 | MISO_IN_2_MISO_MI | MISO_IN | MISO_MI | Internal | Shoulder | B15 | 1203 | 5000 | 238.26 | 33.52 | 33.53 | 0.01 | 0
2015 | MISO_IN_2_MISO_MI | MISO_IN | MISO_MI | Internal | Summer | B1 | 10 | 5000 | 0 | 59.38 | 57.41 | 0.01 | 0
2015 | MISO_IN_2_MISO_MI | MISO_IN | MISO_MI | Internal | Summer | B2 | 25 | 5000 | 0 | 56.93 | 56.92 | 0.01 | 0
2015 | MISO_IN_2_MISO_MI | MISO_IN | MISO_MI | Internal | Summer | B3 | 75 | 5000 | 0 | 56.39 | 51.97 | 0.01 | 0
2015 | MISO_IN_2_MISO_MI | MISO_IN | MISO_MI | Internal | Summer | B4 | 100 | 5000 | 0 | 54.29 | 51.97 | 0.01 | 0
2015 | MISO_IN_2_MISO_MI | MISO_IN | MISO_MI | Internal | Summer | B5 | 200 | 5000 | 0 | 46.71 | 45.44 | 0.01 | 0
2015 | MISO_IN_2_MISO_MI | MISO_IN | MISO_MI | Internal | Summer | B6 | 300 | 5000 | 0 | 42.1 | 42.09 | 0.01 | 0
2015 | MISO_IN_2_MISO_MI | MISO_IN | MISO_MI | Internal | Summer | B7 | 400 | 5000 | 288.32 | 35.91 | 35.93 | 0.01 | 0
2015 | MISO_IN_2_MISO_MI | MISO_IN | MISO_MI | Internal | Summer | B8 | 500 | 5000 | 1161.5 | 34.26 | 34.27 | 0.01 | 0
2015 | MISO_IN_2_MISO_MI | MISO_IN | MISO_MI | Internal | Summer | B9 | 800 | 5000 | 1154.06 | 32.92 | 32.93 | 0.01 | 0
2015 | MISO_IN_2_MISO_MI | MISO_IN | MISO_MI | Internal | Summer | B10 | 1262 | 5000 | 1897.61 | 32.29 | 32.3 | 0.01 | 0
2015 | MISO_IN_2_MISO_MI | MISO_IN | MISO_MI | Internal | Winter | B16 | 25 | 5000 | 0 | 46.86 | 46.85 | 0.01 | 0
2015 | MISO_IN_2_MISO_MI | MISO_IN | MISO_MI | Internal | Winter | B17 | 100 | 5000 | 0 | 42.76 | 42.75 | 0.01 | 0
2015 | MISO_IN_2_MISO_MI | MISO_IN | MISO_MI | Internal | Winter | B18 | 400 | 5000 | 526.59 | 38.07 | 38.08 | 0.01 | 0
2015 | MISO_IN_2_MISO_MI | MISO_IN | MISO_MI | Internal | Winter | B19 | 700 | 5000 | 716.89 | 36.54 | 36.55 | 0.01 | 0
2015 | MISO_IN_2_MISO_MI | MISO_IN | MISO_MI | Internal | Winter | B20 | 935 | 5000 | 1457.1 | 32.81 | 32.82 | 0.01 | 0
2015 | MISO_IN_2_MISO_MO-IL | MISO_IN | MISO_MO-IL | Internal | Shoulder | B11 | 25 | 5000 | 0 | 46.6 | 46.58 | 0.01 | 0
2015 | MISO_IN_2_MISO_MO-IL | MISO_IN | MISO_MO-IL | Internal | Shoulder | B12 | 200 | 5000 | 0 | 40 | 39.99 | 0.01 | 0
2015 | MISO_IN_2_MISO_MO-IL | MISO_IN | MISO_MO-IL | Internal | Shoulder | B13 | 600 | 5000 | 0 | 37.44 | 37.28 | 0.01 | 0
2015 | MISO_IN_2_MISO_MO-IL | MISO_IN | MISO_MO-IL | Internal | Shoulder | B14 | 900 | 5000 | 0 | 35.92 | 35.91 | 0.01 | 0
2015 | MISO_IN_2_MISO_MO-IL | MISO_IN | MISO_MO-IL | Internal | Shoulder | B15 | 1203 | 5000 | 0 | 33.52 | 33.05 | 0.01 | 0
2015 | MISO_IN_2_MISO_MO-IL | MISO_IN | MISO_MO-IL | Internal | Summer | B1 | 10 | 5000 | 0 | 59.38 | 59.38 | 0.01 | 0
2015 | MISO_IN_2_MISO_MO-IL | MISO_IN | MISO_MO-IL | Internal | Summer | B2 | 25 | 5000 | 0 | 56.93 | 56.92 | 0.01 | 0
2015 | MISO_IN_2_MISO_MO-IL | MISO_IN | MISO_MO-IL | Internal | Summer | B3 | 75 | 5000 | 98.94 | 56.39 | 56.4 | 0.01 | 0
2015 | MISO_IN_2_MISO_MO-IL | MISO_IN | MISO_MO-IL | Internal | Summer | B4 | 100 | 5000 | 0 | 54.29 | 54.29 | 0.01 | 0
2015 | MISO_IN_2_MISO_MO-IL | MISO_IN | MISO_MO-IL | Internal | Summer | B5 | 200 | 5000 | 0 | 46.71 | 46.71 | 0.01 | 0
2015 | MISO_IN_2_MISO_MO-IL | MISO_IN | MISO_MO-IL | Internal | Summer | B6 | 300 | 5000 | 0 | 42.1 | 42.09 | 0.01 | 0
2015 | MISO_IN_2_MISO_MO-IL | MISO_IN | MISO_MO-IL | Internal | Summer | B7 | 400 | 5000 | 0 | 35.91 | 35.9 | 0.01 | 0
2015 | MISO_IN_2_MISO_MO-IL | MISO_IN | MISO_MO-IL | Internal | Summer | B8 | 500 | 5000 | 0 | 34.26 | 33.52 | 0.01 | 0
2015 | MISO_IN_2_MISO_MO-IL | MISO_IN | MISO_MO-IL | Internal | Summer | B9 | 800 | 5000 | 0 | 32.92 | 32.89 | 0.01 | 0
2015 | MISO_IN_2_MISO_MO-IL | MISO_IN | MISO_MO-IL | Internal | Summer | B10 | 1262 | 5000 | 0 | 32.29 | 30.79 | 0.01 | 0
2015 | MISO_IN_2_MISO_MO-IL | MISO_IN | MISO_MO-IL | Internal | Winter | B16 | 25 | 5000 | 0 | 46.86 | 46.85 | 0.01 | 0
2015 | MISO_IN_2_MISO_MO-IL | MISO_IN | MISO_MO-IL | Internal | Winter | B17 | 100 | 5000 | 0 | 42.76 | 42.04 | 0.01 | 0
2015 | MISO_IN_2_MISO_MO-IL | MISO_IN | MISO_MO-IL | Internal | Winter | B18 | 400 | 5000 | 0 | 38.07 | 38.06 | 0.01 | 0
2015 | MISO_IN_2_MISO_MO-IL | MISO_IN | MISO_MO-IL | Internal | Winter | B19 | 700 | 5000 | 0 | 36.54 | 36.52 | 0.01 | 0
2015 | MISO_IN_2_MISO_MO-IL | MISO_IN | MISO_MO-IL | Internal | Winter | B20 | 935 | 5000 | 0 | 32.81 | 32.37 | 0.01 | 0
2015 | MISO_IN_2_NonRTO_Midwest | MISO_IN | NonRTO_Midwest | Internal | Shoulder | B11 | 25 | 4800 | 978.51 | 46.6 | 54.6 | 8 | 0
2015 | MISO_IN_2_NonRTO_Midwest | MISO_IN | NonRTO_Midwest | Internal | Shoulder | B12 | 200 | 4800 | 552.32 | 40 | 48 | 8 | 0
2015 | MISO_IN_2_NonRTO_Midwest | MISO_IN | NonRTO_Midwest | Internal | Shoulder | B13 | 600 | 4800 | 0 | 37.44 | 44.82 | 8 | 0
2015 | MISO_IN_2_NonRTO_Midwest | MISO_IN | NonRTO_Midwest | Internal | Shoulder | B14 | 900 | 4800 | 0 | 35.92 | 35.83 | 8 | 0
2015 | MISO_IN_2_NonRTO_Midwest | MISO_IN | NonRTO_Midwest | Internal | Shoulder | B15 | 1203 | 4800 | 0 | 33.52 | 33.61 | 8 | 0
2015 | MISO_IN_2_NonRTO_Midwest | MISO_IN | NonRTO_Midwest | Internal | Summer | B1 | 10 | 4800 | 0 | 59.38 | 63.36 | 8 | 0
2015 | MISO_IN_2_NonRTO_Midwest | MISO_IN | NonRTO_Midwest | Internal | Summer | B2 | 25 | 4800 | 0 | 56.93 | 63.36 | 8 | 0
2015 | MISO_IN_2_NonRTO_Midwest | MISO_IN | NonRTO_Midwest | Internal | Summer | B3 | 75 | 4800 | 0 | 56.39 | 63.36 | 8 | 0
2015 | MISO_IN_2_NonRTO_Midwest | MISO_IN | NonRTO_Midwest | Internal | Summer | B4 | 100 | 4800 | 815.69 | 54.29 | 62.29 | 8 | 0
2015 | MISO_IN_2_NonRTO_Midwest | MISO_IN | NonRTO_Midwest | Internal | Summer | B5 | 200 | 4800 | 499.98 | 46.71 | 54.71 | 8 | 0
2015 | MISO_IN_2_NonRTO_Midwest | MISO_IN | NonRTO_Midwest | Internal | Summer | B6 | 300 | 4800 | 0 | 42.1 | 47.73 | 8 | 0
2015 | MISO_IN_2_NonRTO_Midwest | MISO_IN | NonRTO_Midwest | Internal | Summer | B7 | 400 | 4800 | 0 | 35.91 | 35.2 | 8 | 0
2015 | MISO_IN_2_NonRTO_Midwest | MISO_IN | NonRTO_Midwest | Internal | Summer | B8 | 500 | 4800 | 0 | 34.26 | 34.29 | 8 | 0
2015 | MISO_IN_2_NonRTO_Midwest | MISO_IN | NonRTO_Midwest | Internal | Summer | B9 | 800 | 4800 | 0 | 32.92 | 33.61 | 8 | 0
2015 | MISO_IN_2_NonRTO_Midwest | MISO_IN | NonRTO_Midwest | Internal | Summer | B10 | 1262 | 4800 | 0 | 32.29 | 33.32 | 8 | 0
2015 | MISO_IN_2_NonRTO_Midwest | MISO_IN | NonRTO_Midwest | Internal | Winter | B16 | 25 | 4800 | 2120.6 | 46.86 | 54.86 | 8 | 0
2015 | MISO_IN_2_NonRTO_Midwest | MISO_IN | NonRTO_Midwest | Internal | Winter | B17 | 100 | 4800 | 1105.09 | 42.76 | 50.76 | 8 | 0
2015 | MISO_IN_2_NonRTO_Midwest | MISO_IN | NonRTO_Midwest | Internal | Winter | B18 | 400 | 4800 | 244.9 | 38.07 | 46.07 | 8 | 0
2015 | MISO_IN_2_NonRTO_Midwest | MISO_IN | NonRTO_Midwest | Internal | Winter | B19 | 700 | 4800 | 0 | 36.54 | 36.01 | 8 | 0
2015 | MISO_IN_2_NonRTO_Midwest | MISO_IN | NonRTO_Midwest | Internal | Winter | B20 | 935 | 4800 | 0 | 32.81 | 33.64 | 8 | 0
2015 | MISO_IN_2_PJM_ROR | MISO_IN | PJM_ROR | Internal | Shoulder | B11 | 25 | 992 | 0 | 46.6 | 48.58 | 2 | 0
2015 | MISO_IN_2_PJM_ROR | MISO_IN | PJM_ROR | Internal | Shoulder | B12 | 200 | 992 | 31.22 | 40 | 42 | 2 | 0
2015 | MISO_IN_2_PJM_ROR | MISO_IN | PJM_ROR | Internal | Shoulder | B13 | 600 | 992 | 992 | 37.44 | 39.45 | 2 | 0.01
2015 | MISO_IN_2_PJM_ROR | MISO_IN | PJM_ROR | Internal | Shoulder | B14 | 900 | 992 | 986.96 | 35.92 | 37.92 | 2 | 0
2015 | MISO_IN_2_PJM_ROR | MISO_IN | PJM_ROR | Internal | Shoulder | B15 | 1203 | 992 | 0 | 33.52 | 35.05 | 2 | 0
2015 | MISO_IN_2_PJM_ROR | MISO_IN | PJM_ROR | Internal | Summer | B1 | 10 | 992 | 249.04 | 59.38 | 61.38 | 2 | 0
2015 | MISO_IN_2_PJM_ROR | MISO_IN | PJM_ROR | Internal | Summer | B2 | 25 | 992 | 0 | 56.93 | 58.92 | 2 | 0
2015 | MISO_IN_2_PJM_ROR | MISO_IN | PJM_ROR | Internal | Summer | B3 | 75 | 992 | 0 | 56.39 | 56.94 | 2 | 0
2015 | MISO_IN_2_PJM_ROR | MISO_IN | PJM_ROR | Internal | Summer | B4 | 100 | 992 | 88.59 | 54.29 | 56.29 | 2 | 0
2015 | MISO_IN_2_PJM_ROR | MISO_IN | PJM_ROR | Internal | Summer | B5 | 200 | 992 | 679.03 | 46.71 | 48.71 | 2 | 0
2015 | MISO_IN_2_PJM_ROR | MISO_IN | PJM_ROR | Internal | Summer | B6 | 300 | 992 | 0 | 42.1 | 44.09 | 2 | 0
2015 | MISO_IN_2_PJM_ROR | MISO_IN | PJM_ROR | Internal | Summer | B7 | 400 | 992 | 992 | 35.91 | 37.93 | 2 | 0.01
2015 | MISO_IN_2_PJM_ROR | MISO_IN | PJM_ROR | Internal | Summer | B8 | 500 | 992 | 992 | 34.26 | 36.27 | 2 | 0.01
2015 | MISO_IN_2_PJM_ROR | MISO_IN | PJM_ROR | Internal | Summer | B9 | 800 | 992 | 0 | 32.92 | 34.73 | 2 | 0
2015 | MISO_IN_2_PJM_ROR | MISO_IN | PJM_ROR | Internal | Summer | B10 | 1262 | 992 | 0 | 32.29 | 32.79 | 2 | 0
2015 | MISO_IN_2_PJM_ROR | MISO_IN | PJM_ROR | Internal | Winter | B16 | 25 | 992 | 0 | 46.86 | 48.85 | 2 | 0
2015 | MISO_IN_2_PJM_ROR | MISO_IN | PJM_ROR | Internal | Winter | B17 | 100 | 992 | 935.09 | 42.76 | 44.76 | 2 | 0
2015 | MISO_IN_2_PJM_ROR | MISO_IN | PJM_ROR | Internal | Winter | B18 | 400 | 992 | 575.17 | 38.07 | 40.07 | 2 | 0
2015 | MISO_IN_2_PJM_ROR | MISO_IN | PJM_ROR | Internal | Winter | B19 | 700 | 992 | 100.69 | 36.54 | 38.54 | 2 | 0
2015 | MISO_IN_2_PJM_ROR | MISO_IN | PJM_ROR | Internal | Winter | B20 | 935 | 992 | 0 | 32.81 | 34.37 | 2 | 0
2015 | MISO_MI_2_MISO_IN | MISO_MI | MISO_IN | Internal | Shoulder | B11 | 25 | 2045 | 1832.06 | 46.58 | 46.6 | 0.01 | 0
2015 | MISO_MI_2_MISO_IN | MISO_MI | MISO_IN | Internal | Shoulder | B12 | 200 | 2045 | 0 | 40 | 40 | 0.01 | 0
2015 | MISO_MI_2_MISO_IN | MISO_MI | MISO_IN | Internal | Shoulder | B13 | 600 | 2045 | 0 | 37.45 | 37.44 | 0.01 | 0
2015 | MISO_MI_2_MISO_IN | MISO_MI | MISO_IN | Internal | Shoulder | B14 | 900 | 2045 | 0 | 35.94 | 35.92 | 0.01 | 0
2015 | MISO_MI_2_MISO_IN | MISO_MI | MISO_IN | Internal | Shoulder | B15 | 1203 | 2045 | 0 | 33.53 | 33.52 | 0.01 | 0
2015 | MISO_MI_2_MISO_IN | MISO_MI | MISO_IN | Internal | Summer | B1 | 10 | 2045 | 2045 | 57.41 | 59.38 | 0.01 | 1.96
2015 | MISO_MI_2_MISO_IN | MISO_MI | MISO_IN | Internal | Summer | B2 | 25 | 2045 | 1625.43 | 56.92 | 56.93 | 0.01 | 0
2015 | MISO_MI_2_MISO_IN | MISO_MI | MISO_IN | Internal | Summer | B3 | 75 | 2045 | 2045 | 51.97 | 56.39 | 0.01 | 4.4
2015 | MISO_MI_2_MISO_IN | MISO_MI | MISO_IN | Internal | Summer | B4 | 100 | 2045 | 2045 | 51.97 | 54.29 | 0.01 | 2.3
2015 | MISO_MI_2_MISO_IN | MISO_MI | MISO_IN | Internal | Summer | B5 | 200 | 2045 | 2045 | 45.44 | 46.71 | 0.01 | 1.25
2015 | MISO_MI_2_MISO_IN | MISO_MI | MISO_IN | Internal | Summer | B6 | 300 | 2045 | 191.47 | 42.09 | 42.1 | 0.01 | 0
2015 | MISO_MI_2_MISO_IN | MISO_MI | MISO_IN | Internal | Summer | B7 | 400 | 2045 | 0 | 35.93 | 35.91 | 0.01 | 0
2015 | MISO_MI_2_MISO_IN | MISO_MI | MISO_IN | Internal | Summer | B8 | 500 | 2045 | 0 | 34.27 | 34.26 | 0.01 | 0
2015 | MISO_MI_2_MISO_IN | MISO_MI | MISO_IN | Internal | Summer | B9 | 800 | 2045 | 0 | 32.93 | 32.92 | 0.01 | 0
2015 | MISO_MI_2_MISO_IN | MISO_MI | MISO_IN | Internal | Summer | B10 | 1262 | 2045 | 0 | 32.3 | 32.29 | 0.01 | 0
2015 | MISO_MI_2_MISO_IN | MISO_MI | MISO_IN | Internal | Winter | B16 | 25 | 2045 | 1832.29 | 46.85 | 46.86 | 0.01 | 0
2015 | MISO_MI_2_MISO_IN | MISO_MI | MISO_IN | Internal | Winter | B17 | 100 | 2045 | 51.87 | 42.75 | 42.76 | 0.01 | 0
2015 | MISO_MI_2_MISO_IN | MISO_MI | MISO_IN | Internal | Winter | B18 | 400 | 2045 | 0 | 38.08 | 38.07 | 0.01 | 0
2015 | MISO_MI_2_MISO_IN | MISO_MI | MISO_IN | Internal | Winter | B19 | 700 | 2045 | 0 | 36.55 | 36.54 | 0.01 | 0
2015 | MISO_MI_2_MISO_IN | MISO_MI | MISO_IN | Internal | Winter | B20 | 935 | 2045 | 0 | 32.82 | 32.81 | 0.01 | 0
2015 | MISO_MI_2_MISO_WUMS | MISO_MI | MISO_WUMS | Internal | Shoulder | B11 | 25 | 117 | 117 | 46.58 | 46.61 | 0.01 | 0.01
2015 | MISO_MI_2_MISO_WUMS | MISO_MI | MISO_WUMS | Internal | Shoulder | B12 | 200 | 117 | 0 | 40 | 40 | 0.01 | 0
2015 | MISO_MI_2_MISO_WUMS | MISO_MI | MISO_WUMS | Internal | Shoulder | B13 | 600 | 117 | 0 | 37.45 | 37.45 | 0.01 | 0
2015 | MISO_MI_2_MISO_WUMS | MISO_MI | MISO_WUMS | Internal | Shoulder | B14 | 900 | 117 | 0 | 35.94 | 35.94 | 0.01 | 0
2015 | MISO_MI_2_MISO_WUMS | MISO_MI | MISO_WUMS | Internal | Shoulder | B15 | 1203 | 117 | 0 | 33.53 | 33.08 | 0.01 | 0
2015 | MISO_MI_2_MISO_WUMS | MISO_MI | MISO_WUMS | Internal | Summer | B1 | 10 | 117 | 117 | 57.41 | 59.38 | 0.01 | 1.96
2015 | MISO_MI_2_MISO_WUMS | MISO_MI | MISO_WUMS | Internal | Summer | B2 | 25 | 117 | 117 | 56.92 | 56.94 | 0.01 | 0.01
2015 | MISO_MI_2_MISO_WUMS | MISO_MI | MISO_WUMS | Internal | Summer | B3 | 75 | 117 | 117 | 51.97 | 56.48 | 0.01 | 4.49
2015 | MISO_MI_2_MISO_WUMS | MISO_MI | MISO_WUMS | Internal | Summer | B4 | 100 | 117 | 117 | 51.97 | 55.7 | 0.01 | 3.72
2015 | MISO_MI_2_MISO_WUMS | MISO_MI | MISO_WUMS | Internal | Summer | B5 | 200 | 117 | 117 | 45.44 | 46.71 | 0.01 | 1.25
2015 | MISO_MI_2_MISO_WUMS | MISO_MI | MISO_WUMS | Internal | Summer | B6 | 300 | 117 | 0 | 42.09 | 42.09 | 0.01 | 0
2015 | MISO_MI_2_MISO_WUMS | MISO_MI | MISO_WUMS | Internal | Summer | B7 | 400 | 117 | 0 | 35.93 | 35.93 | 0.01 | 0
2015 | MISO_MI_2_MISO_WUMS | MISO_MI | MISO_WUMS | Internal | Summer | B8 | 500 | 117 | 0 | 34.27 | 34.27 | 0.01 | 0
2015 | MISO_MI_2_MISO_WUMS | MISO_MI | MISO_WUMS | Internal | Summer | B9 | 800 | 117 | 0 | 32.93 | 32.92 | 0.01 | 0
2015 | MISO_MI_2_MISO_WUMS | MISO_MI | MISO_WUMS | Internal | Summer | B10 | 1262 | 117 | 0 | 32.3 | 31.97 | 0.01 | 0
2015 | MISO_MI_2_MISO_WUMS | MISO_MI | MISO_WUMS | Internal | Winter | B16 | 25 | 117 | 0 | 46.85 | 46.85 | 0.01 | 0
2015 | MISO_MI_2_MISO_WUMS | MISO_MI | MISO_WUMS | Internal | Winter | B17 | 100 | 117 | 0 | 42.75 | 42.04 | 0.01 | 0
2015 | MISO_MI_2_MISO_WUMS | MISO_MI | MISO_WUMS | Internal | Winter | B18 | 400 | 117 | 0 | 38.08 | 38.07 | 0.01 | 0
2015 | MISO_MI_2_MISO_WUMS | MISO_MI | MISO_WUMS | Internal | Winter | B19 | 700 | 117 | 0 | 36.55 | 36.55 | 0.01 | 0
2015 | MISO_MI_2_MISO_WUMS | MISO_MI | MISO_WUMS | Internal | Winter | B20 | 935 | 117 | 117 | 32.82 | 33.68 | 0.01 | 0.85
2015 | MISO_MI_2_PJM_ROR | MISO_MI | PJM_ROR | Internal | Shoulder | B11 | 25 | 1424 | 146.94 | 46.58 | 48.58 | 2 | 0
2015 | MISO_MI_2_PJM_ROR | MISO_MI | PJM_ROR | Internal | Shoulder | B12 | 200 | 1424 | 895.49 | 40 | 42 | 2 | 0
2015 | MISO_MI_2_PJM_ROR | MISO_MI | PJM_ROR | Internal | Shoulder | B13 | 600 | 1424 | 1331.5 | 37.45 | 39.45 | 2 | 0
2015 | MISO_MI_2_PJM_ROR | MISO_MI | PJM_ROR | Internal | Shoulder | B14 | 900 | 1424 | 0 | 35.94 | 37.92 | 2 | 0
2015 | MISO_MI_2_PJM_ROR | MISO_MI | PJM_ROR | Internal | Shoulder | B15 | 1203 | 1424 | 0 | 33.53 | 35.05 | 2 | 0
2015 | MISO_MI_2_PJM_ROR | MISO_MI | PJM_ROR | Internal | Summer | B1 | 10 | 1424 | 1424 | 57.41 | 61.38 | 2 | 1.97
2015 | MISO_MI_2_PJM_ROR | MISO_MI | PJM_ROR | Internal | Summer | B2 | 25 | 1424 | 1098.53 | 56.92 | 58.92 | 2 | 0
2015 | MISO_MI_2_PJM_ROR | MISO_MI | PJM_ROR | Internal | Summer | B3 | 75 | 1424 | 1424 | 51.97 | 56.94 | 2 | 2.96
2015 | MISO_MI_2_PJM_ROR | MISO_MI | PJM_ROR | Internal | Summer | B4 | 100 | 1424 | 1424 | 51.97 | 56.29 | 2 | 2.31
2015 | MISO_MI_2_PJM_ROR | MISO_MI | PJM_ROR | Internal | Summer | B5 | 200 | 1424 | 1424 | 45.44 | 48.71 | 2 | 1.26
2015 | MISO_MI_2_PJM_ROR | MISO_MI | PJM_ROR | Internal | Summer | B6 | 300 | 1424 | 1414.71 | 42.09 | 44.09 | 2 | 0
2015 | MISO_MI_2_PJM_ROR | MISO_MI | PJM_ROR | Internal | Summer | B7 | 400 | 1424 | 1153.83 | 35.93 | 37.93 | 2 | 0
2015 | MISO_MI_2_PJM_ROR | MISO_MI | PJM_ROR | Internal | Summer | B8 | 500 | 1424 | 891.07 | 34.27 | 36.27 | 2 | 0
2015 | MISO_MI_2_PJM_ROR | MISO_MI | PJM_ROR | Internal | Summer | B9 | 800 | 1424 | 0 | 32.93 | 34.73 | 2 | 0
2015 | MISO_MI_2_PJM_ROR | MISO_MI | PJM_ROR | Internal | Summer | B10 | 1262 | 1424 | 0 | 32.3 | 32.79 | 2 | 0
2015 | MISO_MI_2_PJM_ROR | MISO_MI | PJM_ROR | Internal | Winter | B16 | 25 | 1424 | 1370.11 | 46.85 | 48.85 | 2 | 0
2015 | MISO_MI_2_PJM_ROR | MISO_MI | PJM_ROR | Internal | Winter | B17 | 100 | 1424 | 1424 | 42.75 | 44.76 | 2 | 0.01
2015 | MISO_MI_2_PJM_ROR | MISO_MI | PJM_ROR | Internal | Winter | B18 | 400 | 1424 | 0 | 38.08 | 40.07 | 2 | 0
2015 | MISO_MI_2_PJM_ROR | MISO_MI | PJM_ROR | Internal | Winter | B19 | 700 | 1424 | 0 | 36.55 | 38.54 | 2 | 0
2015 | MISO_MI_2_PJM_ROR | MISO_MI | PJM_ROR | Internal | Winter | B20 | 935 | 1424 | 0 | 32.82 | 34.37 | 2 | 0
2015 | MISO_MO-IL_2_ENT | MISO_MO-IL | ENT | Internal | Shoulder | B11 | 25 | 2540 | 0 | 46.58 | 53.5 | 8 | 0
2015 | MISO_MO-IL_2_ENT | MISO_MO-IL | ENT | Internal | Shoulder | B12 | 200 | 2540 | 0 | 39.99 | 38.05 | 8 | 0
2015 | MISO_MO-IL_2_ENT | MISO_MO-IL | ENT | Internal | Shoulder | B13 | 600 | 2540 | 0 | 37.28 | 37.78 | 8 | 0
2015 | MISO_MO-IL_2_ENT | MISO_MO-IL | ENT | Internal | Shoulder | B14 | 900 | 2540 | 0 | 35.91 | 37.78 | 8 | 0
2015 | MISO_MO-IL_2_ENT | MISO_MO-IL | ENT | Internal | Shoulder | B15 | 1203 | 2540 | 0 | 33.05 | 36.55 | 8 | 0
2015 | MISO_MO-IL_2_ENT | MISO_MO-IL | ENT | Internal | Summer | B1 | 10 | 2540 | 0 | 59.38 | 59.38 | 8 | 0
2015 | MISO_MO-IL_2_ENT | MISO_MO-IL | ENT | Internal | Summer | B2 | 25 | 2540 | 0 | 56.92 | 56.92 | 8 | 0
2015 | MISO_MO-IL_2_ENT | MISO_MO-IL | ENT | Internal | Summer | B3 | 75 | 2540 | 0 | 56.4 | 56.92 | 8 | 0
2015 | MISO_MO-IL_2_ENT | MISO_MO-IL | ENT | Internal | Summer | B4 | 100 | 2540 | 0 | 54.29 | 55.82 | 8 | 0
2015 | MISO_MO-IL_2_ENT | MISO_MO-IL | ENT | Internal | Summer | B5 | 200 | 2540 | 0 | 46.71 | 51.84 | 8 | 0
2015 | MISO_MO-IL_2_ENT | MISO_MO-IL | ENT | Internal | Summer | B6 | 300 | 2540 | 0 | 42.09 | 42.05 | 8 | 0
2015 | MISO_MO-IL_2_ENT | MISO_MO-IL | ENT | Internal | Summer | B7 | 400 | 2540 | 0 | 35.9 | 42.05 | 8 | 0
2015 | MISO_MO-IL_2_ENT | MISO_MO-IL | ENT | Internal | Summer | B8 | 500 | 2540 | 0 | 33.52 | 36.89 | 8 | 0
2015 | MISO_MO-IL_2_ENT | MISO_MO-IL | ENT | Internal | Summer | B9 | 800 | 2540 | 0 | 32.89 | 36.63 | 8 | 0
2015 | MISO_MO-IL_2_ENT | MISO_MO-IL | ENT | Internal | Summer | B10 | 1262 | 2540 | 0 | 30.79 | 35.44 | 8 | 0
2015 | MISO_MO-IL_2_ENT | MISO_MO-IL | ENT | Internal | Winter | B16 | 25 | 2540 | 0 | 46.85 | 51.78 | 8 | 0
2015 | MISO_MO-IL_2_ENT | MISO_MO-IL | ENT | Internal | Winter | B17 | 100 | 2540 | 0 | 42.04 | 40.38 | 8 | 0
2015 | MISO_MO-IL_2_ENT | MISO_MO-IL | ENT | Internal | Winter | B18 | 400 | 2540 | 0 | 38.06 | 40.1 | 8 | 0
2015 | MISO_MO-IL_2_ENT | MISO_MO-IL | ENT | Internal | Winter | B19 | 700 | 2540 | 0 | 36.52 | 40.05 | 8 | 0
2015 | MISO_MO-IL_2_ENT | MISO_MO-IL | ENT | Internal | Winter | B20 | 935 | 2540 | 0 | 32.37 | 38.79 | 8 | 0
2015 | MISO_MO-IL_2_MISO_IN | MISO_MO-IL | MISO_IN | Internal | Shoulder | B11 | 25 | 2100 | 845.47 | 46.58 | 46.6 | 0.01 | 0
2015 | MISO_MO-IL_2_MISO_IN | MISO_MO-IL | MISO_IN | Internal | Shoulder | B12 | 200 | 2100 | 1962.69 | 39.99 | 40 | 0.01 | 0
2015 | MISO_MO-IL_2_MISO_IN | MISO_MO-IL | MISO_IN | Internal | Shoulder | B13 | 600 | 2100 | 2100 | 37.28 | 37.44 | 0.01 | 0.15
2015 | MISO_MO-IL_2_MISO_IN | MISO_MO-IL | MISO_IN | Internal | Shoulder | B14 | 900 | 2100 | 1668.64 | 35.91 | 35.92 | 0.01 | 0
2015 | MISO_MO-IL_2_MISO_IN | MISO_MO-IL | MISO_IN | Internal | Shoulder | B15 | 1203 | 2100 | 2100 | 33.05 | 33.52 | 0.01 | 0.46
2015 | MISO_MO-IL_2_MISO_IN | MISO_MO-IL | MISO_IN | Internal | Summer | B1 | 10 | 2100 | 0.01 | 59.38 | 59.38 | 0.01 | 0
2015 | MISO_MO-IL_2_MISO_IN | MISO_MO-IL | MISO_IN | Internal | Summer | B2 | 25 | 2100 | 1187.87 | 56.92 | 56.93 | 0.01 | 0
2015 | MISO_MO-IL_2_MISO_IN | MISO_MO-IL | MISO_IN | Internal | Summer | B3 | 75 | 2100 | 0 | 56.4 | 56.39 | 0.01 | 0
2015 | MISO_MO-IL_2_MISO_IN | MISO_MO-IL | MISO_IN | Internal | Summer | B4 | 100 | 2100 | 0 | 54.29 | 54.29 | 0.01 | 0
2015 | MISO_MO-IL_2_MISO_IN | MISO_MO-IL | MISO_IN | Internal | Summer | B5 | 200 | 2100 | 0 | 46.71 | 46.71 | 0.01 | 0
2015 | MISO_MO-IL_2_MISO_IN | MISO_MO-IL | MISO_IN | Internal | Summer | B6 | 300 | 2100 | 9.3 | 42.09 | 42.1 | 0.01 | 0
2015 | MISO_MO-IL_2_MISO_IN | MISO_MO-IL | MISO_IN | Internal | Summer | B7 | 400 | 2100 | 905.17 | 35.9 | 35.91 | 0.01 | 0
2015 | MISO_MO-IL_2_MISO_IN | MISO_MO-IL | MISO_IN | Internal | Summer | B8 | 500 | 2100 | 2100 | 33.52 | 34.26 | 0.01 | 0.73
2015 | MISO_MO-IL_2_MISO_IN | MISO_MO-IL | MISO_IN | Internal | Summer | B9 | 800 | 2100 | 2100 | 32.89 | 32.92 | 0.01 | 0.01
2015 | MISO_MO-IL_2_MISO_IN | MISO_MO-IL | MISO_IN | Internal | Summer | B10 | 1262 | 2100 | 2100 | 30.79 | 32.29 | 0.01 | 1.49
2015 | MISO_MO-IL_2_MISO_IN | MISO_MO-IL | MISO_IN | Internal | Winter | B16 | 25 | 2100 | 943.81 | 46.85 | 46.86 | 0.01 | 0
2015 | MISO_MO-IL_2_MISO_IN | MISO_MO-IL | MISO_IN | Internal | Winter | B17 | 100 | 2100 | 2100 | 42.04 | 42.76 | 0.01 | 0.71
2015 | MISO_MO-IL_2_MISO_IN | MISO_MO-IL | MISO_IN | Internal | Winter | B18 | 400 | 2100 | 1131.69 | 38.06 | 38.07 | 0.01 | 0
2015 | MISO_MO-IL_2_MISO_IN | MISO_MO-IL | MISO_IN | Internal | Winter | B19 | 700 | 2100 | 488.5 | 36.52 | 36.54 | 0.01 | 0
2015 | MISO_MO-IL_2_MISO_IN | MISO_MO-IL | MISO_IN | Internal | Winter | B20 | 935 | 2100 | 2100 | 32.37 | 32.81 | 0.01 | 0.43
2015 | MISO_MO-IL_2_MISO_W | MISO_MO-IL | MISO_W | Internal | Shoulder | B11 | 25 | 960 | 297.39 | 46.58 | 46.6 | 0.01 | 0
2015 | MISO_MO-IL_2_MISO_W | MISO_MO-IL | MISO_W | Internal | Shoulder | B12 | 200 | 960 | 0 | 39.99 | 39.99 | 0.01 | 0
2015 | MISO_MO-IL_2_MISO_W | MISO_MO-IL | MISO_W | Internal | Shoulder | B13 | 600 | 960 | 266.74 | 37.28 | 37.29 | 0.01 | 0
2015 | MISO_MO-IL_2_MISO_W | MISO_MO-IL | MISO_W | Internal | Shoulder | B14 | 900 | 960 | 955.08 | 35.91 | 35.92 | 0.01 | 0
2015 | MISO_MO-IL_2_MISO_W | MISO_MO-IL | MISO_W | Internal | Shoulder | B15 | 1203 | 960 | 960 | 33.05 | 33.07 | 0.01 | 0.01
2015 | MISO_MO-IL_2_MISO_W | MISO_MO-IL | MISO_W | Internal | Summer | B1 | 10 | 960 | 0 | 59.38 | 59.37 | 0.01 | 0
2015 | MISO_MO-IL_2_MISO_W | MISO_MO-IL | MISO_W | Internal | Summer | B2 | 25 | 960 | 114.62 | 56.92 | 56.93 | 0.01 | 0
2015 | MISO_MO-IL_2_MISO_W | MISO_MO-IL | MISO_W | Internal | Summer | B3 | 75 | 960 | 960 | 56.4 | 56.47 | 0.01 | 0.05
2015 | MISO_MO-IL_2_MISO_W | MISO_MO-IL | MISO_W | Internal | Summer | B4 | 100 | 960 | 960 | 54.29 | 55.69 | 0.01 | 1.39
2015 | MISO_MO-IL_2_MISO_W | MISO_MO-IL | MISO_W | Internal | Summer | B5 | 200 | 960 | 704.34 | 46.71 | 46.72 | 0.01 | 0
2015 | MISO_MO-IL_2_MISO_W | MISO_MO-IL | MISO_W | Internal | Summer | B6 | 300 | 960 | 924.25 | 42.09 | 42.1 | 0.01 | 0
2015 | MISO_MO-IL_2_MISO_W | MISO_MO-IL | MISO_W | Internal | Summer | B7 | 400 | 960 | 358.74 | 35.9 | 35.91 | 0.01 | 0
2015 | MISO_MO-IL_2_MISO_W | MISO_MO-IL | MISO_W | Internal | Summer | B8 | 500 | 960 | 0 | 33.52 | 33.51 | 0.01 | 0
2015 | MISO_MO-IL_2_MISO_W | MISO_MO-IL | MISO_W | Internal | Summer | B9 | 800 | 960 | 245.39 | 32.89 | 32.9 | 0.01 | 0
2015 | MISO_MO-IL_2_MISO_W | MISO_MO-IL | MISO_W | Internal | Summer | B10 | 1262 | 960 | 538.35 | 30.79 | 30.8 | 0.01 | 0
2015 | MISO_MO-IL_2_MISO_W | MISO_MO-IL | MISO_W | Internal | Winter | B16 | 25 | 960 | 0 | 46.85 | 46.84 | 0.01 | 0
2015 | MISO_MO-IL_2_MISO_W | MISO_MO-IL | MISO_W | Internal | Winter | B17 | 100 | 960 | 0 | 42.04 | 42.03 | 0.01 | 0
2015 | MISO_MO-IL_2_MISO_W | MISO_MO-IL | MISO_W | Internal | Winter | B18 | 400 | 960 | 340.33 | 38.06 | 38.07 | 0.01 | 0
2015 | MISO_MO-IL_2_MISO_W | MISO_MO-IL | MISO_W | Internal | Winter | B19 | 700 | 960 | 960 | 36.52 | 36.56 | 0.01 | 0.03
2015 | MISO_MO-IL_2_MISO_W | MISO_MO-IL | MISO_W | Internal | Winter | B20 | 935 | 960 | 0 | 32.37 | 32.37 | 0.01 | 0
2015 | MISO_MO-IL_2_PJM_ROR | MISO_MO-IL | PJM_ROR | Internal | Shoulder | B11 | 25 | 1212 | 86.66 | 46.58 | 48.58 | 2 | 0
2015 | MISO_MO-IL_2_PJM_ROR | MISO_MO-IL | PJM_ROR | Internal | Shoulder | B12 | 200 | 1212 | 1212 | 39.99 | 42 | 2 | 0.01
2015 | MISO_MO-IL_2_PJM_ROR | MISO_MO-IL | PJM_ROR | Internal | Shoulder | B13 | 600 | 1212 | 1212 | 37.28 | 39.45 | 2 | 0.17
2015 | MISO_MO-IL_2_PJM_ROR | MISO_MO-IL | PJM_ROR | Internal | Shoulder | B14 | 900 | 1212 | 1212 | 35.91 | 37.92 | 2 | 0.01
2015 | MISO_MO-IL_2_PJM_ROR | MISO_MO-IL | PJM_ROR | Internal | Shoulder | B15 | 1203 | 1212 | 547.27 | 33.05 | 35.05 | 2 | 0
2015 | MISO_MO-IL_2_PJM_ROR | MISO_MO-IL | PJM_ROR | Internal | Summer | B1 | 10 | 1212 | 1179.91 | 59.38 | 61.38 | 2 | 0
2015 | MISO_MO-IL_2_PJM_ROR | MISO_MO-IL | PJM_ROR | Internal | Summer | B2 | 25 | 1212 | 726.63 | 56.92 | 58.92 | 2 | 0
2015 | MISO_MO-IL_2_PJM_ROR | MISO_MO-IL | PJM_ROR | Internal | Summer | B3 | 75 | 1212 | 0 | 56.4 | 56.94 | 2 | 0
2015 | MISO_MO-IL_2_PJM_ROR | MISO_MO-IL | PJM_ROR | Internal | Summer | B4 | 100 | 1212 | 90.26 | 54.29 | 56.29 | 2 | 0
2015 | MISO_MO-IL_2_PJM_ROR | MISO_MO-IL | PJM_ROR | Internal | Summer | B5 | 200 | 1212 | 701.26 | 46.71 | 48.71 | 2 | 0
2015 | MISO_MO-IL_2_PJM_ROR | MISO_MO-IL | PJM_ROR | Internal | Summer | B6 | 300 | 1212 | 1057.02 | 42.09 | 44.09 | 2 | 0
2015 | MISO_MO-IL_2_PJM_ROR | MISO_MO-IL | PJM_ROR | Internal | Summer | B7 | 400 | 1212 | 1212 | 35.9 | 37.93 | 2 | 0.02
2015 | MISO_MO-IL_2_PJM_ROR | MISO_MO-IL | PJM_ROR | Internal | Summer | B8 | 500 | 1212 | 1212 | 33.52 | 36.27 | 2 | 0.75
2015 | MISO_MO-IL_2_PJM_ROR | MISO_MO-IL | PJM_ROR | Internal | Summer | B9 | 800 | 1212 | 0 | 32.89 | 34.73 | 2 | 0
2015 | MISO_MO-IL_2_PJM_ROR | MISO_MO-IL | PJM_ROR | Internal | Summer | B10 | 1262 | 1212 | 563.4 | 30.79 | 32.79 | 2 | 0
2015 | MISO_MO-IL_2_PJM_ROR | MISO_MO-IL | PJM_ROR | Internal | Winter | B16 | 25 | 1212 | 1140.76 | 46.85 | 48.85 | 2 | 0
2015 | MISO_MO-IL_2_PJM_ROR | MISO_MO-IL | PJM_ROR | Internal | Winter | B17 | 100 | 1212 | 1212 | 42.04 | 44.76 | 2 | 0.72
2015 | MISO_MO-IL_2_PJM_ROR | MISO_MO-IL | PJM_ROR | Internal | Winter | B18 | 400 | 1212 | 1212 | 38.06 | 40.07 | 2 | 0.01
2015 | MISO_MO-IL_2_PJM_ROR | MISO_MO-IL | PJM_ROR | Internal | Winter | B19 | 700 | 1212 | 1212 | 36.52 | 38.54 | 2 | 0.01
2015 | MISO_MO-IL_2_PJM_ROR | MISO_MO-IL | PJM_ROR | Internal | Winter | B20 | 935 | 1212 | 452.02 | 32.37 | 34.37 | 2 | 0
2015 | MISO_MO-IL_2_SPP_N | MISO_MO-IL | SPP_N | Internal | Shoulder | B11 | 25 | 2000 | 0 | 46.58 | 53.6 | 8 | 0
2015 | MISO_MO-IL_2_SPP_N | MISO_MO-IL | SPP_N | Internal | Shoulder | B12 | 200 | 2000 | 0 | 39.99 | 39.23 | 8 | 0
2015 | MISO_MO-IL_2_SPP_N | MISO_MO-IL | SPP_N | Internal | Shoulder | B13 | 600 | 2000 | 0 | 37.28 | 37.6 | 8 | 0
2015 | MISO_MO-IL_2_SPP_N | MISO_MO-IL | SPP_N | Internal | Shoulder | B14 | 900 | 2000 | 0 | 35.91 | 36.34 | 8 | 0
2015 | MISO_MO-IL_2_SPP_N | MISO_MO-IL | SPP_N | Internal | Shoulder | B15 | 1203 | 2000 | 0 | 33.05 | 36.3 | 8 | 0
2015 | MISO_MO-IL_2_SPP_N | MISO_MO-IL | SPP_N | Internal | Summer | B1 | 10 | 2000 | 0 | 59.38 | 58.76 | 8 | 0
2015 | MISO_MO-IL_2_SPP_N | MISO_MO-IL | SPP_N | Internal | Summer | B2 | 25 | 2000 | 0 | 56.92 | 58.76 | 8 | 0
2015 | MISO_MO-IL_2_SPP_N | MISO_MO-IL | SPP_N | Internal | Summer | B3 | 75 | 2000 | 0 | 56.4 | 58.76 | 8 | 0
2015 | MISO_MO-IL_2_SPP_N | MISO_MO-IL | SPP_N | Internal | Summer | B4 | 100 | 2000 | 0 | 54.29 | 56.96 | 8 | 0
2015 | MISO_MO-IL_2_SPP_N | MISO_MO-IL | SPP_N | Internal | Summer | B5 | 200 | 2000 | 0 | 46.71 | 52.82 | 8 | 0
2015 | MISO_MO-IL_2_SPP_N | MISO_MO-IL | SPP_N | Internal | Summer | B6 | 300 | 2000 | 0 | 42.09 | 49.1 | 8 | 0
2015 | MISO_MO-IL_2_SPP_N | MISO_MO-IL | SPP_N | Internal | Summer | B7 | 400 | 2000 | 0 | 35.9 | 42.91 | 8 | 0
2015 | MISO_MO-IL_2_SPP_N | MISO_MO-IL | SPP_N | Internal | Summer | B8 | 500 | 2000 | 0 | 33.52 | 36.69 | 8 | 0
2015 | MISO_MO-IL_2_SPP_N | MISO_MO-IL | SPP_N | Internal | Summer | B9 | 800 | 2000 | 0 | 32.89 | 35.12 | 8 | 0
2015 | MISO_MO-IL_2_SPP_N | MISO_MO-IL | SPP_N | Internal | Summer | B10 | 1262 | 2000 | 0 | 30.79 | 34.55 | 8 | 0
2015 | MISO_MO-IL_2_SPP_N | MISO_MO-IL | SPP_N | Internal | Winter | B16 | 25 | 2000 | 0 | 46.85 | 46.85 | 8 | 0
2015 | MISO_MO-IL_2_SPP_N | MISO_MO-IL | SPP_N | Internal | Winter | B17 | 100 | 2000 | 0 | 42.04 | 39.89 | 8 | 0
2015 | MISO_MO-IL_2_SPP_N | MISO_MO-IL | SPP_N | Internal | Winter | B18 | 400 | 2000 | 0 | 38.06 | 38.72 | 8 | 0
2015 | MISO_MO-IL_2_SPP_N | MISO_MO-IL | SPP_N | Internal | Winter | B19 | 700 | 2000 | 0 | 36.52 | 38.67 | 8 | 0
2015 | MISO_MO-IL_2_SPP_N | MISO_MO-IL | SPP_N | Internal | Winter | B20 | 935 | 2000 | 0 | 32.37 | 38.07 | 8 | 0
2015 | MISO_MO-IL_2_TVA_Transmission | MISO_MO-IL | TVA_Transmission | Internal | Shoulder | B11 | 25 | 4000 | 0 | 46.58 | 53.96 | 8 | 0
2015 | MISO_MO-IL_2_TVA_Transmission | MISO_MO-IL | TVA_Transmission | Internal | Shoulder | B12 | 200 | 4000 | 0 | 39.99 | 43.39 | 8 | 0
2015 | MISO_MO-IL_2_TVA_Transmission | MISO_MO-IL | TVA_Transmission | Internal | Shoulder | B13 | 600 | 4000 | 0 | 37.28 | 41.46 | 8 | 0
2015 | MISO_MO-IL_2_TVA_Transmission | MISO_MO-IL | TVA_Transmission | Internal | Shoulder | B14 | 900 | 4000 | 0 | 35.91 | 40.14 | 8 | 0
2015 | MISO_MO-IL_2_TVA_Transmission | MISO_MO-IL | TVA_Transmission | Internal | Shoulder | B15 | 1203 | 4000 | 0 | 33.05 | 39.15 | 8 | 0
2015 | MISO_MO-IL_2_TVA_Transmission | MISO_MO-IL | TVA_Transmission | Internal | Summer | B1 | 10 | 4000 | 2869.16 | 59.38 | 67.38 | 8 | 0
2015 | MISO_MO-IL_2_TVA_Transmission | MISO_MO-IL | TVA_Transmission | Internal | Summer | B2 | 25 | 4000 | 1286.61 | 56.92 | 64.92 | 8 | 0
2015 | MISO_MO-IL_2_TVA_Transmission | MISO_MO-IL | TVA_Transmission | Internal | Summer | B3 | 75 | 4000 | 0 | 56.4 | 62.94 | 8 | 0
2015 | MISO_MO-IL_2_TVA_Transmission | MISO_MO-IL | TVA_Transmission | Internal | Summer | B4 | 100 | 4000 | 88.9 | 54.29 | 62.29 | 8 | 0
2015 | MISO_MO-IL_2_TVA_Transmission | MISO_MO-IL | TVA_Transmission | Internal | Summer | B5 | 200 | 4000 | 0 | 46.71 | 52.81 | 8 | 0
2015 | MISO_MO-IL_2_TVA_Transmission | MISO_MO-IL | TVA_Transmission | Internal | Summer | B6 | 300 | 4000 | 0 | 42.09 | 45.79 | 8 | 0
2015 | MISO_MO-IL_2_TVA_Transmission | MISO_MO-IL | TVA_Transmission | Internal | Summer | B7 | 400 | 4000 | 0 | 35.9 | 41.81 | 8 | 0
2015 | MISO_MO-IL_2_TVA_Transmission | MISO_MO-IL | TVA_Transmission | Internal | Summer | B8 | 500 | 4000 | 0 | 33.52 | 38.91 | 8 | 0
2015 | MISO_MO-IL_2_TVA_Transmission | MISO_MO-IL | TVA_Transmission | Internal | Summer | B9 | 800 | 4000 | 0 | 32.89 | 38.3 | 8 | 0
2015 | MISO_MO-IL_2_TVA_Transmission | MISO_MO-IL | TVA_Transmission | Internal | Summer | B10 | 1262 | 4000 | 0 | 30.79 | 36.38 | 8 | 0
2015 | MISO_MO-IL_2_TVA_Transmission | MISO_MO-IL | TVA_Transmission | Internal | Winter | B16 | 25 | 4000 | 0 | 46.85 | 54.7 | 8 | 0
2015 | MISO_MO-IL_2_TVA_Transmission | MISO_MO-IL | TVA_Transmission | Internal | Winter | B17 | 100 | 4000 | 0 | 42.04 | 45.86 | 8 | 0
2015 | MISO_MO-IL_2_TVA_Transmission | MISO_MO-IL | TVA_Transmission | Internal | Winter | B18 | 400 | 4000 | 0 | 38.06 | 42.25 | 8 | 0
2015 | MISO_MO-IL_2_TVA_Transmission | MISO_MO-IL | TVA_Transmission | Internal | Winter | B19 | 700 | 4000 | 0 | 36.52 | 40.51 | 8 | 0
2015 | MISO_MO-IL_2_TVA_Transmission | MISO_MO-IL | TVA_Transmission | Internal | Winter | B20 | 935 | 4000 | 0 | 32.37 | 38.96 | 8 | 0
2015 | MISO_W_2_MAPP_CA | MISO_W | MAPP_CA | Internal | Shoulder | B11 | 25 | 700 | 0 | 46.6 | 46.58 | 0.01 | 0
2015 | MISO_W_2_MAPP_CA | MISO_W | MAPP_CA | Internal | Shoulder | B12 | 200 | 700 | 0 | 39.99 | 39.98 | 0.01 | 0
2015 | MISO_W_2_MAPP_CA | MISO_W | MAPP_CA | Internal | Shoulder | B13 | 600 | 700 | 0 | 37.29 | 37.28 | 0.01 | 0
2015 | MISO_W_2_MAPP_CA | MISO_W | MAPP_CA | Internal | Shoulder | B14 | 900 | 700 | 369.95 | 35.92 | 35.94 | 0.01 | 0
2015 | MISO_W_2_MAPP_CA | MISO_W | MAPP_CA | Internal | Shoulder | B15 | 1203 | 700 | 700 | 33.07 | 35.94 | 0.01 | 2.86
2015 | MISO_W_2_MAPP_CA | MISO_W | MAPP_CA | Internal | Summer | B1 | 10 | 700 | 0 | 59.37 | 48.74 | 0.01 | 0
2015 | MISO_W_2_MAPP_CA | MISO_W | MAPP_CA | Internal | Summer | B2 | 25 | 700 | 0 | 56.93 | 50.93 | 0.01 | 0
2015 | MISO_W_2_MAPP_CA | MISO_W | MAPP_CA | Internal | Summer | B3 | 75 | 700 | 0 | 56.47 | 48.74 | 0.01 | 0
2015 | MISO_W_2_MAPP_CA | MISO_W | MAPP_CA | Internal | Summer | B4 | 100 | 700 | 0 | 55.69 | 48.74 | 0.01 | 0
2015 | MISO_W_2_MAPP_CA | MISO_W | MAPP_CA | Internal | Summer | B5 | 200 | 700 | 0 | 46.72 | 46.71 | 0.01 | 0
2015 | MISO_W_2_MAPP_CA | MISO_W | MAPP_CA | Internal | Summer | B6 | 300 | 700 | 0 | 42.1 | 42.09 | 0.01 | 0
2015 | MISO_W_2_MAPP_CA | MISO_W | MAPP_CA | Internal | Summer | B7 | 400 | 700 | 0 | 35.91 | 35.9 | 0.01 | 0
2015 | MISO_W_2_MAPP_CA | MISO_W | MAPP_CA | Internal | Summer | B8 | 500 | 700 | 0 | 33.51 | 33.49 | 0.01 | 0
2015 | MISO_W_2_MAPP_CA | MISO_W | MAPP_CA | Internal | Summer | B9 | 800 | 700 | 214.46 | 32.9 | 32.92 | 0.01 | 0
2015 | MISO_W_2_MAPP_CA | MISO_W | MAPP_CA | Internal | Summer | B10 | 1262 | 700 | 700 | 30.8 | 32.92 | 0.01 | 2.1
2015 | MISO_W_2_MAPP_CA | MISO_W | MAPP_CA | Internal | Winter | B16 | 25 | 700 | 0 | 46.84 | 46.83 | 0.01 | 0
2015 | MISO_W_2_MAPP_CA | MISO_W | MAPP_CA | Internal | Winter | B17 | 100 | 700 | 0 | 42.03 | 42.02 | 0.01 | 0
2015 | MISO_W_2_MAPP_CA | MISO_W | MAPP_CA | Internal | Winter | B18 | 400 | 700 | 700 | 38.07 | 38.55 | 0.01 | 0.47
2015 | MISO_W_2_MAPP_CA | MISO_W | MAPP_CA | Internal | Winter | B19 | 700 | 700 | 700 | 36.56 | 38.55 | 0.01 | 1.98
2015 | MISO_W_2_MAPP_CA | MISO_W | MAPP_CA | Internal | Winter | B20 | 935 | 700 | 700 | 32.37 | 38.55 | 0.01 | 6.17
2015 | MISO_W_2_MISO_MO-IL | MISO_W | MISO_MO-IL | Internal | Shoulder | B11 | 25 | 3800 | 0 | 46.6 | 46.58 | 0.01 | 0
2015 | MISO_W_2_MISO_MO-IL | MISO_W | MISO_MO-IL | Internal | Shoulder | B12 | 200 | 3800 | 0 | 39.99 | 39.99 | 0.01 | 0
2015 | MISO_W_2_MISO_MO-IL | MISO_W | MISO_MO-IL | Internal | Shoulder | B13 | 600 | 3800 | 0 | 37.29 | 37.28 | 0.01 | 0
2015 | MISO_W_2_MISO_MO-IL | MISO_W | MISO_MO-IL | Internal | Shoulder | B14 | 900 | 3800 | 0 | 35.92 | 35.91 | 0.01 | 0
2015 | MISO_W_2_MISO_MO-IL | MISO_W | MISO_MO-IL | Internal | Shoulder | B15 | 1203 | 3800 | 0 | 33.07 | 33.05 | 0.01 | 0
2015 | MISO_W_2_MISO_MO-IL | MISO_W | MISO_MO-IL | Internal | Summer | B1 | 10 | 3800 | 1331.99 | 59.37 | 59.38 | 0.01 | 0
2015 | MISO_W_2_MISO_MO-IL | MISO_W | MISO_MO-IL | Internal | Summer | B2 | 25 | 3800 | 0 | 56.93 | 56.92 | 0.01 | 0
2015 | MISO_W_2_MISO_MO-IL | MISO_W | MISO_MO-IL | Internal | Summer | B3 | 75 | 3800 | 0 | 56.47 | 56.4 | 0.01 | 0
2015 | MISO_W_2_MISO_MO-IL | MISO_W | MISO_MO-IL | Internal | Summer | B4 | 100 | 3800 | 0 | 55.69 | 54.29 | 0.01 | 0
2015 | MISO_W_2_MISO_MO-IL | MISO_W | MISO_MO-IL | Internal | Summer | B5 | 200 | 3800 | 0 | 46.72 | 46.71 | 0.01 | 0
2015 | MISO_W_2_MISO_MO-IL | MISO_W | MISO_MO-IL | Internal | Summer | B6 | 300 | 3800 | 0 | 42.1 | 42.09 | 0.01 | 0
2015 | MISO_W_2_MISO_MO-IL | MISO_W | MISO_MO-IL | Internal | Summer | B7 | 400 | 3800 | 0 | 35.91 | 35.9 | 0.01 | 0
2015 | MISO_W_2_MISO_MO-IL | MISO_W | MISO_MO-IL | Internal | Summer | B8 | 500 | 3800 | 1021.83 | 33.51 | 33.52 | 0.01 | 0
2015 | MISO_W_2_MISO_MO-IL | MISO_W | MISO_MO-IL | Internal | Summer | B9 | 800 | 3800 | 0 | 32.9 | 32.89 | 0.01 | 0
2015 | MISO_W_2_MISO_MO-IL | MISO_W | MISO_MO-IL | Internal | Summer | B10 | 1262 | 3800 | 0 | 30.8 | 30.79 | 0.01 | 0
2015 | MISO_W_2_MISO_MO-IL | MISO_W | MISO_MO-IL | Internal | Winter | B16 | 25 | 3800 | 440.11 | 46.84 | 46.85 | 0.01 | 0
2015 | MISO_W_2_MISO_MO-IL | MISO_W | MISO_MO-IL | Internal | Winter | B17 | 100 | 3800 | 1084.35 | 42.03 | 42.04 | 0.01 | 0
2015 | MISO_W_2_MISO_MO-IL | MISO_W | MISO_MO-IL | Internal | Winter | B18 | 400 | 3800 | 0 | 38.07 | 38.06 | 0.01 | 0
2015 | MISO_W_2_MISO_MO-IL | MISO_W | MISO_MO-IL | Internal | Winter | B19 | 700 | 3800 | 0 | 36.56 | 36.52 | 0.01 | 0
2015 | MISO_W_2_MISO_MO-IL | MISO_W | MISO_MO-IL | Internal | Winter | B20 | 935 | 3800 | 0 | 32.37 | 32.37 | 0.01 | 0
2015 | MISO_W_2_MISO_WUMS | MISO_W | MISO_WUMS | Internal | Shoulder | B11 | 25 | 1629 | 266.71 | 46.6 | 46.61 | 0.01 | 0
2015 | MISO_W_2_MISO_WUMS | MISO_W | MISO_WUMS | Internal | Shoulder | B12 | 200 | 1629 | 1146.57 | 39.99 | 40 | 0.01 | 0
2015 | MISO_W_2_MISO_WUMS | MISO_W | MISO_WUMS | Internal | Shoulder | B13 | 600 | 1629 | 1629 | 37.29 | 37.45 | 0.01 | 0.15
2015 | MISO_W_2_MISO_WUMS | MISO_W | MISO_WUMS | Internal | Shoulder | B14 | 900 | 1629 | 459.7 | 35.92 | 35.94 | 0.01 | 0
2015 | MISO_W_2_MISO_WUMS | MISO_W | MISO_WUMS | Internal | Shoulder | B15 | 1203 | 1629 | 389.51 | 33.07 | 33.08 | 0.01 | 0
2015 | MISO_W_2_MISO_WUMS | MISO_W | MISO_WUMS | Internal | Summer | B1 | 10 | 1629 | 305.54 | 59.37 | 59.38 | 0.01 | 0
2015 | MISO_W_2_MISO_WUMS | MISO_W | MISO_WUMS | Internal | Summer | B2 | 25 | 1629 | 1597.59 | 56.93 | 56.94 | 0.01 | 0
2015 | MISO_W_2_MISO_WUMS | MISO_W | MISO_WUMS | Internal | Summer | B3 | 75 | 1629 | 1009.59 | 56.47 | 56.48 | 0.01 | 0
2015 | MISO_W_2_MISO_WUMS | MISO_W | MISO_WUMS | Internal | Summer | B4 | 100 | 1629 | 264.13 | 55.69 | 55.7 | 0.01 | 0
2015 | MISO_W_2_MISO_WUMS | MISO_W | MISO_WUMS | Internal | Summer | B5 | 200 | 1629 | 0 | 46.72 | 46.71 | 0.01 | 0
2015 | MISO_W_2_MISO_WUMS | MISO_W | MISO_WUMS | Internal | Summer | B6 | 300 | 1629 | 0 | 42.1 | 42.09 | 0.01 | 0
2015 | MISO_W_2_MISO_WUMS | MISO_W | MISO_WUMS | Internal | Summer | B7 | 400 | 1629 | 1008.1 | 35.91 | 35.93 | 0.01 | 0
2015 | MISO_W_2_MISO_WUMS | MISO_W | MISO_WUMS | Internal | Summer | B8 | 500 | 1629 | 1629 | 33.51 | 34.27 | 0.01 | 0.75
2015 | MISO_W_2_MISO_WUMS | MISO_W | MISO_WUMS | Internal | Summer | B9 | 800 | 1629 | 962.15 | 32.9 | 32.92 | 0.01 | 0
2015 | MISO_W_2_MISO_WUMS | MISO_W | MISO_WUMS | Internal | Summer | B10 | 1262 | 1629 | 1629 | 30.8 | 31.97 | 0.01 | 1.16
2015 | MISO_W_2_MISO_WUMS | MISO_W | MISO_WUMS | Internal | Winter | B16 | 25 | 1629 | 1126.57 | 46.84 | 46.85 | 0.01 | 0
2015 | MISO_W_2_MISO_WUMS | MISO_W | MISO_WUMS | Internal | Winter | B17 | 100 | 1629 | 1019.18 | 42.03 | 42.04 | 0.01 | 0
2015 | MISO_W_2_MISO_WUMS | MISO_W | MISO_WUMS | Internal | Winter | B18 | 400 | 1629 | 0 | 38.07 | 38.07 | 0.01 | 0
2015 | MISO_W_2_MISO_WUMS | MISO_W | MISO_WUMS | Internal | Winter | B19 | 700 | 1629 | 0 | 36.56 | 36.55 | 0.01 | 0
2015 | MISO_W_2_MISO_WUMS | MISO_W | MISO_WUMS | Internal | Winter | B20 | 935 | 1629 | 1629 | 32.37 | 33.68 | 0.01 | 1.3
2015 | MISO_W_2_NE | MISO_W | NE | Internal | Shoulder | B11 | 25 | 2800 | 0 | 46.6 | 46.6 | 7 | 0
2015 | MISO_W_2_NE | MISO_W | NE | Internal | Shoulder | B12 | 200 | 2800 | 0 | 39.99 | 39.22 | 7 | 0
2015 | MISO_W_2_NE | MISO_W | NE | Internal | Shoulder | B13 | 600 | 2800 | 0 | 37.29 | 37.29 | 7 | 0
2015 | MISO_W_2_NE | MISO_W | NE | Internal | Shoulder | B14 | 900 | 2800 | 0 | 35.92 | 36.33 | 7 | 0
2015 | MISO_W_2_NE | MISO_W | NE | Internal | Shoulder | B15 | 1203 | 2800 | 0 | 33.07 | 35.94 | 7 | 0
2015 | MISO_W_2_NE | MISO_W | NE | Internal | Summer | B1 | 10 | 2800 | 0 | 59.37 | 58.75 | 7 | 0
2015 | MISO_W_2_NE | MISO_W | NE | Internal | Summer | B2 | 25 | 2800 | 0 | 56.93 | 57.36 | 7 | 0
2015 | MISO_W_2_NE | MISO_W | NE | Internal | Summer | B3 | 75 | 2800 | 0 | 56.47 | 57.36 | 7 | 0
2015 | MISO_W_2_NE | MISO_W | NE | Internal | Summer | B4 | 100 | 2800 | 0 | 55.69 | 56.95 | 7 | 0
2015 | MISO_W_2_NE | MISO_W | NE | Internal | Summer | B5 | 200 | 2800 | 0 | 46.72 | 52.81 | 7 | 0
2015 | MISO_W_2_NE | MISO_W | NE | Internal | Summer | B6 | 300 | 2800 | 0 | 42.1 | 42.1 | 7 | 0
2015 | MISO_W_2_NE | MISO_W | NE | Internal | Summer | B7 | 400 | 2800 | 0 | 35.91 | 35.91 | 7 | 0
2015 | MISO_W_2_NE | MISO_W | NE | Internal | Summer | B8 | 500 | 2800 | 0 | 33.51 | 33.51 | 7 | 0
2015 | MISO_W_2_NE | MISO_W | NE | Internal | Summer | B9 | 800 | 2800 | 0 | 32.9 | 33.51 | 7 | 0
2015 | MISO_W_2_NE | MISO_W | NE | Internal | Summer | B10 | 1262 | 2800 | 0 | 30.8 | 32.84 | 7 | 0
2015 | MISO_W_2_NE | MISO_W | NE | Internal | Winter | B16 | 25 | 2800 | 0 | 46.84 | 46.84 | 7 | 0
2015 | MISO_W_2_NE | MISO_W | NE | Internal | Winter | B17 | 100 | 2800 | 0 | 42.03 | 39.88 | 7 | 0
2015 | MISO_W_2_NE | MISO_W | NE | Internal | Winter | B18 | 400 | 2800 | 0 | 38.07 | 38.66 | 7 | 0
2015 | MISO_W_2_NE | MISO_W | NE | Internal | Winter | B19 | 700 | 2800 | 0 | 36.56 | 38.66 | 7 | 0
2015 | MISO_W_2_NE | MISO_W | NE | Internal | Winter | B20 | 935 | 2800 | 0 | 32.37 | 33.68 | 7 | 0
2015 | MISO_W_2_PJM_ROR | MISO_W | PJM_ROR | Internal | Shoulder | B11 | 25 | 773 | 0 | 46.6 | 48.58 | 2 | 0
2015 | MISO_W_2_PJM_ROR | MISO_W | PJM_ROR | Internal | Shoulder | B12 | 200 | 773 | 773 | 39.99 | 42 | 2 | 0.01
2015 | MISO_W_2_PJM_ROR | MISO_W | PJM_ROR | Internal | Shoulder | B13 | 600 | 773 | 773 | 37.29 | 39.45 | 2 | 0.16
2015 | MISO_W_2_PJM_ROR | MISO_W | PJM_ROR | Internal | Shoulder | B14 | 900 | 773 | 659.93 | 35.92 | 37.92 | 2 | 0
2015 | MISO_W_2_PJM_ROR | MISO_W | PJM_ROR | Internal | Shoulder | B15 | 1203 | 773 | 0 | 33.07 | 35.05 | 2 | 0
2015 | MISO_W_2_PJM_ROR | MISO_W | PJM_ROR | Internal | Summer | B1 | 10 | 773 | 772.99 | 59.37 | 61.38 | 2 | 0.01
2015 | MISO_W_2_PJM_ROR | MISO_W | PJM_ROR | Internal | Summer | B2 | 25 | 773 | 0 | 56.93 | 58.92 | 2 | 0
2015 | MISO_W_2_PJM_ROR | MISO_W | PJM_ROR | Internal | Summer | B3 | 75 | 773 | 0 | 56.47 | 56.94 | 2 | 0
2015 | MISO_W_2_PJM_ROR | MISO_W | PJM_ROR | Internal | Summer | B4 | 100 | 773 | 0 | 55.69 | 56.29 | 2 | 0
2015 | MISO_W_2_PJM_ROR | MISO_W | PJM_ROR | Internal | Summer | B5 | 200 | 773 | 0 | 46.72 | 48.71 | 2 | 0
2015 | MISO_W_2_PJM_ROR | MISO_W | PJM_ROR | Internal | Summer | B6 | 300 | 773 | 0 | 42.1 | 44.09 | 2 | 0
2015 | MISO_W_2_PJM_ROR | MISO_W | PJM_ROR | Internal | Summer | B7 | 400 | 773 | 773 | 35.91 | 37.93 | 2 | 0.01
2015 | MISO_W_2_PJM_ROR | MISO_W | PJM_ROR | Internal | Summer | B8 | 500 | 773 | 773 | 33.51 | 36.27 | 2 | 0.76
2015 | MISO_W_2_PJM_ROR | MISO_W | PJM_ROR | Internal | Summer | B9 | 800 | 773 | 0 | 32.9 | 34.73 | 2 | 0
2015 | MISO_W_2_PJM_ROR | MISO_W | PJM_ROR | Internal | Summer | B10 | 1262 | 773 | 0 | 30.8 | 32.79 | 2 | 0
2015 | MISO_W_2_PJM_ROR | MISO_W | PJM_ROR | Internal | Winter | B16 | 25 | 773 | 773 | 46.84 | 48.85 | 2 | 0.01
2015 | MISO_W_2_PJM_ROR | MISO_W | PJM_ROR | Internal | Winter | B17 | 100 | 773 | 773 | 42.03 | 44.76 | 2 | 0.73
2015 | MISO_W_2_PJM_ROR | MISO_W | PJM_ROR | Internal | Winter | B18 | 400 | 773 | 524.67 | 38.07 | 40.07 | 2 | 0
2015 | MISO_W_2_PJM_ROR | MISO_W | PJM_ROR | Internal | Winter | B19 | 700 | 773 | 0 | 36.56 | 38.54 | 2 | 0
2015 | MISO_W_2_PJM_ROR | MISO_W | PJM_ROR | Internal | Winter | B20 | 935 | 773 | 79.57 | 32.37 | 34.37 | 2 | 0
2015 | MISO_W_2_SPP_N | MISO_W | SPP_N | Internal | Shoulder | B11 | 25 | 3200 | 705.56 | 46.6 | 53.6 | 7 | 0
2015 | MISO_W_2_SPP_N | MISO_W | SPP_N | Internal | Shoulder | B12 | 200 | 3200 | 0 | 39.99 | 39.23 | 7 | 0
2015 | MISO_W_2_SPP_N | MISO_W | SPP_N | Internal | Shoulder | B13 | 600 | 3200 | 0 | 37.29 | 37.6 | 7 | 0
2015 | MISO_W_2_SPP_N | MISO_W | SPP_N | Internal | Shoulder | B14 | 900 | 3200 | 0 | 35.92 | 36.34 | 7 | 0
2015 | MISO_W_2_SPP_N | MISO_W | SPP_N | Internal | Shoulder | B15 | 1203 | 3200 | 0 | 33.07 | 36.3 | 7 | 0
2015 | MISO_W_2_SPP_N | MISO_W | SPP_N | Internal | Summer | B1 | 10 | 3200 | 0 | 59.37 | 58.76 | 7 | 0
2015 | MISO_W_2_SPP_N | MISO_W | SPP_N | Internal | Summer | B2 | 25 | 3200 | 0 | 56.93 | 58.76 | 7 | 0
2015 | MISO_W_2_SPP_N | MISO_W | SPP_N | Internal | Summer | B3 | 75 | 3200 | 0 | 56.47 | 58.76 | 7 | 0
2015 | MISO_W_2_SPP_N | MISO_W | SPP_N | Internal | Summer | B4 | 100 | 3200 | 0 | 55.69 | 56.96 | 7 | 0
2015 | MISO_W_2_SPP_N | MISO_W | SPP_N | Internal | Summer | B5 | 200 | 3200 | 0 | 46.72 | 52.82 | 7 | 0
2015 | MISO_W_2_SPP_N | MISO_W | SPP_N | Internal | Summer | B6 | 300 | 3200 | 2133.33 | 42.1 | 49.1 | 7 | 0
2015 | MISO_W_2_SPP_N | MISO_W | SPP_N | Internal | Summer | B7 | 400 | 3200 | 493.74 | 35.91 | 42.91 | 7 | 0
2015 | MISO_W_2_SPP_N | MISO_W | SPP_N | Internal | Summer | B8 | 500 | 3200 | 0 | 33.51 | 36.69 | 7 | 0
2015 | MISO_W_2_SPP_N | MISO_W | SPP_N | Internal | Summer | B9 | 800 | 3200 | 0 | 32.9 | 35.12 | 7 | 0
2015 | MISO_W_2_SPP_N | MISO_W | SPP_N | Internal | Summer | B10 | 1262 | 3200 | 0 | 30.8 | 34.55 | 7 | 0
2015 | MISO_W_2_SPP_N | MISO_W | SPP_N | Internal | Winter | B16 | 25 | 3200 | 0 | 46.84 | 46.85 | 7 | 0
2015 | MISO_W_2_SPP_N | MISO_W | SPP_N | Internal | Winter | B17 | 100 | 3200 | 0 | 42.03 | 39.89 | 7 | 0
2015 | MISO_W_2_SPP_N | MISO_W | SPP_N | Internal | Winter | B18 | 400 | 3200 | 0 | 38.07 | 38.72 | 7 | 0
2015 | MISO_W_2_SPP_N | MISO_W | SPP_N | Internal | Winter | B19 | 700 | 3200 | 0 | 36.56 | 38.67 | 7 | 0
2015 | MISO_W_2_SPP_N | MISO_W | SPP_N | Internal | Winter | B20 | 935 | 3200 | 0 | 32.37 | 38.07 | 7 | 0
2015 | MISO_WUMS_2_MISO_MI | MISO_WUMS | MISO_MI | Internal | Shoulder | B11 | 25 | 99 | 0 | 46.61 | 46.58 | 0.01 | 0
2015 | MISO_WUMS_2_MISO_MI | MISO_WUMS | MISO_MI | Internal | Shoulder | B12 | 200 | 99 | 0 | 40 | 40 | 0.01 | 0
2015 | MISO_WUMS_2_MISO_MI | MISO_WUMS | MISO_MI | Internal | Shoulder | B13 | 600 | 99 | 0 | 37.45 | 37.45 | 0.01 | 0
2015 | MISO_WUMS_2_MISO_MI | MISO_WUMS | MISO_MI | Internal | Shoulder | B14 | 900 | 99 | 0 | 35.94 | 35.94 | 0.01 | 0
2015 | MISO_WUMS_2_MISO_MI | MISO_WUMS | MISO_MI | Internal | Shoulder | B15 | 1203 | 99 | 99 | 33.08 | 33.53 | 0.01 | 0.44
2015 | MISO_WUMS_2_MISO_MI | MISO_WUMS | MISO_MI | Internal | Summer | B1 | 10 | 99 | 0 | 59.38 | 57.41 | 0.01 | 0
2015 | MISO_WUMS_2_MISO_MI | MISO_WUMS | MISO_MI | Internal | Summer | B2 | 25 | 99 | 0 | 56.94 | 56.92 | 0.01 | 0
2015 | MISO_WUMS_2_MISO_MI | MISO_WUMS | MISO_MI | Internal | Summer | B3 | 75 | 99 | 0 | 56.48 | 51.97 | 0.01 | 0
2015 | MISO_WUMS_2_MISO_MI | MISO_WUMS | MISO_MI | Internal | Summer | B4 | 100 | 99 | 0 | 55.7 | 51.97 | 0.01 | 0
2015 | MISO_WUMS_2_MISO_MI | MISO_WUMS | MISO_MI | Internal | Summer | B5 | 200 | 99 | 0 | 46.71 | 45.44 | 0.01 | 0
2015 | MISO_WUMS_2_MISO_MI | MISO_WUMS | MISO_MI | Internal | Summer | B6 | 300 | 99 | 0 | 42.09 | 42.09 | 0.01 | 0
2015 | MISO_WUMS_2_MISO_MI | MISO_WUMS | MISO_MI | Internal | Summer | B7 | 400 | 99 | 0 | 35.93 | 35.93 | 0.01 | 0
2015 | MISO_WUMS_2_MISO_MI | MISO_WUMS | MISO_MI | Internal | Summer | B8 | 500 | 99 | 0 | 34.27 | 34.27 | 0.01 | 0
2015 | MISO_WUMS_2_MISO_MI | MISO_WUMS | MISO_MI | Internal | Summer | B9 | 800 | 99 | 73.51 | 32.92 | 32.93 | 0.01 | 0
2015 | MISO_WUMS_2_MISO_MI | MISO_WUMS | MISO_MI | Internal | Summer | B10 | 1262 | 99 | 99 | 31.97 | 32.3 | 0.01 | 0.32
2015 | MISO_WUMS_2_MISO_MI | MISO_WUMS | MISO_MI | Internal | Winter | B16 | 25 | 99 | 0 | 46.85 | 46.85 | 0.01 | 0
2015 | MISO_WUMS_2_MISO_MI | MISO_WUMS | MISO_MI | Internal | Winter | B17 | 100 | 99 | 99 | 42.04 | 42.75 | 0.01 | 0.69
2015 | MISO_WUMS_2_MISO_MI | MISO_WUMS | MISO_MI | Internal | Winter | B18 | 400 | 99 | 41.89 | 38.07 | 38.08 | 0.01 | 0
2015 | MISO_WUMS_2_MISO_MI | MISO_WUMS | MISO_MI | Internal | Winter | B19 | 700 | 99 | 0 | 36.55 | 36.55 | 0.01 | 0
2015 | MISO_WUMS_2_MISO_MI | MISO_WUMS | MISO_MI | Internal | Winter | B20 | 935 | 99 | 0 | 33.68 | 32.82 | 0.01 | 0
2015 | MISO_WUMS_2_MISO_W | MISO_WUMS | MISO_W | Internal | Shoulder | B11 | 25 | 1137 | 0 | 46.61 | 46.6 | 0.01 | 0
2015 | MISO_WUMS_2_MISO_W | MISO_WUMS | MISO_W | Internal | Shoulder | B12 | 200 | 1137 | 0 | 40 | 39.99 | 0.01 | 0
2015 | MISO_WUMS_2_MISO_W | MISO_WUMS | MISO_W | Internal | Shoulder | B13 | 600 | 1137 | 0 | 37.45 | 37.29 | 0.01 | 0
2015 | MISO_WUMS_2_MISO_W | MISO_WUMS | MISO_W | Internal | Shoulder | B14 | 900 | 1137 | 0 | 35.94 | 35.92 | 0.01 | 0
2015 | MISO_WUMS_2_MISO_W | MISO_WUMS | MISO_W | Internal | Shoulder | B15 | 1203 | 1137 | 0 | 33.08 | 33.07 | 0.01 | 0
2015 | MISO_WUMS_2_MISO_W | MISO_WUMS | MISO_W | Internal | Summer | B1 | 10 | 1137 | 0 | 59.38 | 59.37 | 0.01 | 0
2015 | MISO_WUMS_2_MISO_W | MISO_WUMS | MISO_W | Internal | Summer | B2 | 25 | 1137 | 0 | 56.94 | 56.93 | 0.01 | 0
2015 | MISO_WUMS_2_MISO_W | MISO_WUMS | MISO_W | Internal | Summer | B3 | 75 | 1137 | 0 | 56.48 | 56.47 | 0.01 | 0
2015 | MISO_WUMS_2_MISO_W | MISO_WUMS | MISO_W | Internal | Summer | B4 | 100 | 1137 | 0 | 55.7 | 55.69 | 0.01 | 0
2015 | MISO_WUMS_2_MISO_W | MISO_WUMS | MISO_W | Internal | Summer | B5 | 200 | 1137 | 131.37 | 46.71 | 46.72 | 0.01 | 0
2015 | MISO_WUMS_2_MISO_W | MISO_WUMS | MISO_W | Internal | Summer | B6 | 300 | 1137 | 641.39 | 42.09 | 42.1 | 0.01 | 0
2015 | MISO_WUMS_2_MISO_W | MISO_WUMS | MISO_W | Internal | Summer | B7 | 400 | 1137 | 0 | 35.93 | 35.91 | 0.01 | 0
2015 | MISO_WUMS_2_MISO_W | MISO_WUMS | MISO_W | Internal | Summer | B8 | 500 | 1137 | 0 | 34.27 | 33.51 | 0.01 | 0
2015 | MISO_WUMS_2_MISO_W | MISO_WUMS | MISO_W | Internal | Summer | B9 | 800 | 1137 | 0 | 32.92 | 32.9 | 0.01 | 0
2015 | MISO_WUMS_2_MISO_W | MISO_WUMS | MISO_W | Internal | Summer | B10 | 1262 | 1137 | 0 | 31.97 | 30.8 | 0.01 | 0
2015 | MISO_WUMS_2_MISO_W | MISO_WUMS | MISO_W | Internal | Winter | B16 | 25 | 1137 | 0 | 46.85 | 46.84 | 0.01 | 0
2015 | MISO_WUMS_2_MISO_W | MISO_WUMS | MISO_W | Internal | Winter | B17 | 100 | 1137 | 0 | 42.04 | 42.03 | 0.01 | 0
2015 | MISO_WUMS_2_MISO_W | MISO_WUMS | MISO_W | Internal | Winter | B18 | 400 | 1137 | 0 | 38.07 | 38.07 | 0.01 | 0
2015 | MISO_WUMS_2_MISO_W | MISO_WUMS | MISO_W | Internal | Winter | B19 | 700 | 1137 | 33.71 | 36.55 | 36.56 | 0.01 | 0
2015 | MISO_WUMS_2_MISO_W | MISO_WUMS | MISO_W | Internal | Winter | B20 | 935 | 1137 | 0 | 33.68 | 32.37 | 0.01 | 0
2015 | MISO_WUMS_2_PJM_ROR | MISO_WUMS | PJM_ROR | Internal | Shoulder | B11 | 25 | 1600 | 0 | 46.61 | 48.58 | 2 | 0
2015 | MISO_WUMS_2_PJM_ROR | MISO_WUMS | PJM_ROR | Internal | Shoulder | B12 | 200 | 1600 | 487.45 | 40 | 42 | 2 | 0
2015 | MISO_WUMS_2_PJM_ROR | MISO_WUMS | PJM_ROR | Internal | Shoulder | B13 | 600 | 1600 | 852.73 | 37.45 | 39.45 | 2 | 0
2015 | MISO_WUMS_2_PJM_ROR | MISO_WUMS | PJM_ROR | Internal | Shoulder | B14 | 900 | 1600 | 0 | 35.94 | 37.92 | 2 | 0
2015 | MISO_WUMS_2_PJM_ROR | MISO_WUMS | PJM_ROR | Internal | Shoulder | B15 | 1203 | 1600 | 0 | 33.08 | 35.05 | 2 | 0
2015 | MISO_WUMS_2_PJM_ROR | MISO_WUMS | PJM_ROR | Internal | Summer | B1 | 10 | 1600 | 1570.9 | 59.38 | 61.38 | 2 | 0
2015 | MISO_WUMS_2_PJM_ROR | MISO_WUMS | PJM_ROR | Internal | Summer | B2 | 25 | 1600 | 0 | 56.94 | 58.92 | 2 | 0
2015 | MISO_WUMS_2_PJM_ROR | MISO_WUMS | PJM_ROR | Internal | Summer | B3 | 75 | 1600 | 0 | 56.48 | 56.94 | 2 | 0
2015 | MISO_WUMS_2_PJM_ROR | MISO_WUMS | PJM_ROR | Internal | Summer | B4 | 100 | 1600 | 0 | 55.7 | 56.29 | 2 | 0
2015 | MISO_WUMS_2_PJM_ROR | MISO_WUMS | PJM_ROR | Internal | Summer | B5 | 200 | 1600 | 160.95 | 46.71 | 48.71 | 2 | 0
2015 | MISO_WUMS_2_PJM_ROR | MISO_WUMS | PJM_ROR | Internal | Summer | B6 | 300 | 1600 | 48.64 | 42.09 | 44.09 | 2 | 0
2015 | MISO_WUMS_2_PJM_ROR | MISO_WUMS | PJM_ROR | Internal | Summer | B7 | 400 | 1600 | 868.28 | 35.93 | 37.93 | 2 | 0
2015 | MISO_WUMS_2_PJM_ROR | MISO_WUMS | PJM_ROR | Internal | Summer | B8 | 500 | 1600 | 1436.39 | 34.27 | 36.27 | 2 | 0
2015 | MISO_WUMS_2_PJM_ROR | MISO_WUMS | PJM_ROR | Internal | Summer | B9 | 800 | 1600 | 0 | 32.92 | 34.73 | 2 | 0
2015 | MISO_WUMS_2_PJM_ROR | MISO_WUMS | PJM_ROR | Internal | Summer | B10 | 1262 | 1600 | 0 | 31.97 | 32.79 | 2 | 0
2015 | MISO_WUMS_2_PJM_ROR | MISO_WUMS | PJM_ROR | Internal | Winter | B16 | 25 | 1600 | 1506.05 | 46.85 | 48.85 | 2 | 0
2015 | MISO_WUMS_2_PJM_ROR | MISO_WUMS | PJM_ROR | Internal | Winter | B17 | 100 | 1600 | 1600 | 42.04 | 44.76 | 2 | 0.72
2015 | MISO_WUMS_2_PJM_ROR | MISO_WUMS | PJM_ROR | Internal | Winter | B18 | 400 | 1600 | 249.95 | 38.07 | 40.07 | 2 | 0
2015 | MISO_WUMS_2_PJM_ROR | MISO_WUMS | PJM_ROR | Internal | Winter | B19 | 700 | 1600 | 0 | 36.55 | 38.54 | 2 | 0
2015 | MISO_WUMS_2_PJM_ROR | MISO_WUMS | PJM_ROR | Internal | Winter | B20 | 935 | 1600 | 0 | 33.68 | 34.37 | 2 | 0
2015 | NE_2_MISO_W | NE | MISO_W | Internal | Shoulder | B11 | 25 | 1600 | 0 | 46.6 | 46.6 | 5 | 0
2015 | NE_2_MISO_W | NE | MISO_W | Internal | Shoulder | B12 | 200 | 1600 | 0 | 39.22 | 39.99 | 5 | 0
2015 | NE_2_MISO_W | NE | MISO_W | Internal | Shoulder | B13 | 600 | 1600 | 0 | 37.29 | 37.29 | 5 | 0
2015 | NE_2_MISO_W | NE | MISO_W | Internal | Shoulder | B14 | 900 | 1600 | 0 | 36.33 | 35.92 | 5 | 0
2015 | NE_2_MISO_W | NE | MISO_W | Internal | Shoulder | B15 | 1203 | 1600 | 0 | 35.94 | 33.07 | 5 | 0
2015 | NE_2_MISO_W | NE | MISO_W | Internal | Summer | B1 | 10 | 1600 | 0 | 58.75 | 59.37 | 5 | 0
2015 | NE_2_MISO_W | NE | MISO_W | Internal | Summer | B2 | 25 | 1600 | 0 | 57.36 | 56.93 | 5 | 0
2015 | NE_2_MISO_W | NE | MISO_W | Internal | Summer | B3 | 75 | 1600 | 0 | 57.36 | 56.47 | 5 | 0
2015 | NE_2_MISO_W | NE | MISO_W | Internal | Summer | B4 | 100 | 1600 | 0 | 56.95 | 55.69 | 5 | 0
2015 | NE_2_MISO_W | NE | MISO_W | Internal | Summer | B5 | 200 | 1600 | 0 | 52.81 | 46.72 | 5 | 0
2015 | NE_2_MISO_W | NE | MISO_W | Internal | Summer | B6 | 300 | 1600 | 0 | 42.1 | 42.1 | 5 | 0
2015 | NE_2_MISO_W | NE | MISO_W | Internal | Summer | B7 | 400 | 1600 | 0 | 35.91 | 35.91 | 5 | 0
2015 | NE_2_MISO_W | NE | MISO_W | Internal | Summer | B8 | 500 | 1600 | 0 | 33.51 | 33.51 | 5 | 0
2015 | NE_2_MISO_W | NE | MISO_W | Internal | Summer | B9 | 800 | 1600 | 0 | 33.51 | 32.9 | 5 | 0
2015 | NE_2_MISO_W | NE | MISO_W | Internal | Summer | B10 | 1262 | 1600 | 0 | 32.84 | 30.8 | 5 | 0
2015 | NE_2_MISO_W | NE | MISO_W | Internal | Winter | B16 | 25 | 1600 | 0 | 46.84 | 46.84 | 5 | 0
2015 | NE_2_MISO_W | NE | MISO_W | Internal | Winter | B17 | 100 | 1600 | 0 | 39.88 | 42.03 | 5 | 0
2015 | NE_2_MISO_W | NE | MISO_W | Internal | Winter | B18 | 400 | 1600 | 0 | 38.66 | 38.07 | 5 | 0
2015 | NE_2_MISO_W | NE | MISO_W | Internal | Winter | B19 | 700 | 1600 | 0 | 38.66 | 36.56 | 5 | 0
2015 | NE_2_MISO_W | NE | MISO_W | Internal | Winter | B20 | 935 | 1600 | 0 | 33.68 | 32.37 | 5 | 0
2015 | NE_2_SPP_N | NE | SPP_N | Internal | Shoulder | B11 | 25 | 1800 | 1800 | 46.6 | 53.6 | 0.01 | 6.99
2015 | NE_2_SPP_N | NE | SPP_N | Internal | Shoulder | B12 | 200 | 1800 | 1036.44 | 39.22 | 39.23 | 0.01 | 0
2015 | NE_2_SPP_N | NE | SPP_N | Internal | Shoulder | B13 | 600 | 1800 | 1800 | 37.29 | 37.6 | 0.01 | 0.3
2015 | NE_2_SPP_N | NE | SPP_N | Internal | Shoulder | B14 | 900 | 1800 | 1421.97 | 36.33 | 36.34 | 0.01 | 0
2015 | NE_2_SPP_N | NE | SPP_N | Internal | Shoulder | B15 | 1203 | 1800 | 1800 | 35.94 | 36.3 | 0.01 | 0.35
2015 | NE_2_SPP_N | NE | SPP_N | Internal | Summer | B1 | 10 | 1800 | 1326.67 | 58.75 | 58.76 | 0.01 | 0
2015 | NE_2_SPP_N | NE | SPP_N | Internal | Summer | B2 | 25 | 1800 | 1800 | 57.36 | 58.76 | 0.01 | 1.4
2015 | NE_2_SPP_N | NE | SPP_N | Internal | Summer | B3 | 75 | 1800 | 1800 | 57.36 | 58.76 | 0.01 | 1.4
2015 | NE_2_SPP_N | NE | SPP_N | Internal | Summer | B4 | 100 | 1800 | 1358.7 | 56.95 | 56.96 | 0.01 | 0
2015 | NE_2_SPP_N | NE | SPP_N | Internal | Summer | B5 | 200 | 1800 | 1513.97 | 52.81 | 52.82 | 0.01 | 0
2015 | NE_2_SPP_N | NE | SPP_N | Internal | Summer | B6 | 300 | 1800 | 1800 | 42.1 | 49.1 | 0.01 | 6.99
2015 | NE_2_SPP_N | NE | SPP_N | Internal | Summer | B7 | 400 | 1800 | 1800 | 35.91 | 42.91 | 0.01 | 6.99
2015 | NE_2_SPP_N | NE | SPP_N | Internal | Summer | B8 | 500 | 1800 | 1800 | 33.51 | 36.69 | 0.01 | 3.17
2015 | NE_2_SPP_N | NE | SPP_N | Internal | Summer | B9 | 800 | 1800 | 1800 | 33.51 | 35.12 | 0.01 | 1.59
2015 | NE_2_SPP_N | NE | SPP_N | Internal | Summer | B10 | 1262 | 1800 | 1800 | 32.84 | 34.55 | 0.01 | 1.7
2015 | NE_2_SPP_N | NE | SPP_N | Internal | Winter | B16 | 25 | 1800 | 1646.73 | 46.84 | 46.85 | 0.01 | 0
2015 | NE_2_SPP_N | NE | SPP_N | Internal | Winter | B17 | 100 | 1800 | 1220.61 | 39.88 | 39.89 | 0.01 | 0
2015 | NE_2_SPP_N | NE | SPP_N | Internal | Winter | B18 | 400 | 1800 | 1800 | 38.66 | 38.72 | 0.01 | 0.05
2015 | NE_2_SPP_N | NE | SPP_N | Internal | Winter | B19 | 700 | 1800 | 1321.51 | 38.66 | 38.67 | 0.01 | 0
2015 | NE_2_SPP_N | NE | SPP_N | Internal | Winter | B20 | 935 | 1800 | 1800 | 33.68 | 38.07 | 0.01 | 4.38
2015 | NEISO_2_NYISO_A-F | NEISO | NYISO_A-F | Internal | Shoulder | B11 | 25 | 600 | 600 | 36.73 | 40.57 | 3 | 0.84
2015 | NEISO_2_NYISO_A-F | NEISO | NYISO_A-F | Internal | Shoulder | B12 | 200 | 600 | 600 | 36.73 | 39.98 | 3 | 0.25
2015 | NEISO_2_NYISO_A-F | NEISO | NYISO_A-F | Internal | Shoulder | B13 | 600 | 600 | 0 | 36.73 | 38.42 | 3 | 0
2015 | NEISO_2_NYISO_A-F | NEISO | NYISO_A-F | Internal | Shoulder | B14 | 900 | 600 | 0 | 36.73 | 38.42 | 3 | 0
2015 | NEISO_2_NYISO_A-F | NEISO | NYISO_A-F | Internal | Shoulder | B15 | 1203 | 600 | 0 | 36.73 | 38.42 | 3 | 0
2015 | NEISO_2_NYISO_A-F | NEISO | NYISO_A-F | Internal | Summer | B1 | 10 | 600 | 0 | 64.4 | 53.39 | 3 | 0
2015 | NEISO_2_NYISO_A-F | NEISO | NYISO_A-F | Internal | Summer | B2 | 25 | 600 | 0 | 53.66 | 50.93 | 3 | 0
2015 | NEISO_2_NYISO_A-F | NEISO | NYISO_A-F | Internal | Summer | B3 | 75 | 600 | 0 | 47.82 | 48.95 | 3 | 0
2015 | NEISO_2_NYISO_A-F | NEISO | NYISO_A-F | Internal | Summer | B4 | 100 | 600 | 547.74 | 42.28 | 45.28 | 3 | 0
2015 | NEISO_2_NYISO_A-F | NEISO | NYISO_A-F | Internal | Summer | B5 | 200 | 600 | 600 | 34.08 | 43 | 3 | 5.92
2015 | NEISO_2_NYISO_A-F | NEISO | NYISO_A-F | Internal | Summer | B6 | 300 | 600 | 600 | 34.08 | 42.09 | 3 | 5.01
2015 | NEISO_2_NYISO_A-F | NEISO | NYISO_A-F | Internal | Summer | B7 | 400 | 600 | 600 | 34.08 | 38.31 | 3 | 1.23
2015 | NEISO_2_NYISO_A-F | NEISO | NYISO_A-F | Internal | Summer | B8 | 500 | 600 | 596.95 | 34.08 | 37.08 | 3 | 0
2015 | NEISO_2_NYISO_A-F | NEISO | NYISO_A-F | Internal | Summer | B9 | 800 | 600 | 0 | 34.08 | 37.07 | 3 | 0
2015 | NEISO_2_NYISO_A-F | NEISO | NYISO_A-F | Internal | Summer | B10 | 1262 | 600 | 0 | 34.08 | 37.07 | 3 | 0
2015 | NEISO_2_NYISO_A-F | NEISO | NYISO_A-F | Internal | Winter | B16 | 25 | 600 | 0 | 44.99 | 45.86 | 3 | 0
2015 | NEISO_2_NYISO_A-F | NEISO | NYISO_A-F | Internal | Winter | B17 | 100 | 600 | 0 | 44.99 | 43.08 | 3 | 0
2015 | NEISO_2_NYISO_A-F | NEISO | NYISO_A-F | Internal | Winter | B18 | 400 | 600 | 0 | 44.99 | 43.08 | 3 | 0
2015 | NEISO_2_NYISO_A-F | NEISO | NYISO_A-F | Internal | Winter | B19 | 700 | 600 | 0 | 44.99 | 43.08 | 3 | 0
2015 | NEISO_2_NYISO_A-F | NEISO | NYISO_A-F | Internal | Winter | B20 | 935 | 600 | 0 | 44.99 | 43.08 | 3 | 0
2015 | NEISO_2_NYISO_G-I | NEISO | NYISO_G-I | Internal | Shoulder | B11 | 25 | 600 | 600 | 36.73 | 40.85 | 3 | 1.12
2015 | NEISO_2_NYISO_G-I | NEISO | NYISO_G-I | Internal | Shoulder | B12 | 200 | 600 | 600 | 36.73 | 40.85 | 3 | 1.12
2015 | NEISO_2_NYISO_G-I | NEISO | NYISO_G-I | Internal | Shoulder | B13 | 600 | 600 | 226.29 | 36.73 | 39.73 | 3 | 0
2015 | NEISO_2_NYISO_G-I | NEISO | NYISO_G-I | Internal | Shoulder | B14 | 900 | 600 | 0 | 36.73 | 39.38 | 3 | 0
2015 | NEISO_2_NYISO_G-I | NEISO | NYISO_G-I | Internal | Shoulder | B15 | 1203 | 600 | 0 | 36.73 | 38.43 | 3 | 0
2015 | NEISO_2_NYISO_G-I | NEISO | NYISO_G-I | Internal | Summer | B1 | 10 | 600 | 0 | 64.4 | 67.39 | 3 | 0
2015 | NEISO_2_NYISO_G-I | NEISO | NYISO_G-I | Internal | Summer | B2 | 25 | 600 | 0 | 53.66 | 54.06 | 3 | 0
2015 | NEISO_2_NYISO_G-I | NEISO | NYISO_G-I | Internal | Summer | B3 | 75 | 600 | 0 | 47.82 | 50.14 | 3 | 0
2015 | NEISO_2_NYISO_G-I | NEISO | NYISO_G-I | Internal | Summer | B4 | 100 | 600 | 600 | 42.28 | 50.14 | 3 | 4.86
2015 | NEISO_2_NYISO_G-I | NEISO | NYISO_G-I | Internal | Summer | B5 | 200 | 600 | 600 | 34.08 | 50.14 | 3 | 13.05
2015 | NEISO_2_NYISO_G-I | NEISO | NYISO_G-I | Internal | Summer | B6 | 300 | 600 | 600 | 34.08 | 50.11 | 3 | 13.03
2015 | NEISO_2_NYISO_G-I | NEISO | NYISO_G-I | Internal | Summer | B7 | 400 | 600 | 600 | 34.08 | 38.33 | 3 | 1.25
2015 | NEISO_2_NYISO_G-I | NEISO | NYISO_G-I | Internal | Summer | B8 | 500 | 600 | 600 | 34.08 | 37.75 | 3 | 0.67
2015 | NEISO_2_NYISO_G-I | NEISO | NYISO_G-I | Internal | Summer | B9 | 800 | 600 | 390.1 | 34.08 | 37.08 | 3 | 0
2015 | NEISO_2_NYISO_G-I | NEISO | NYISO_G-I | Internal | Summer | B10 | 1262 | 600 | 246.54 | 34.08 | 37.08 | 3 | 0
2015 | NEISO_2_NYISO_G-I | NEISO | NYISO_G-I | Internal | Winter | B16 | 25 | 600 | 600 | 44.99 | 51.77 | 3 | 3.78
2015 | NEISO_2_NYISO_G-I | NEISO | NYISO_G-I | Internal | Winter | B17 | 100 | 600 | 600 | 44.99 | 51.49 | 3 | 3.5
2015 | NEISO_2_NYISO_G-I | NEISO | NYISO_G-I | Internal | Winter | B18 | 400 | 600 | 600 | 44.99 | 50.29 | 3 | 2.3
2015 | NEISO_2_NYISO_G-I | NEISO | NYISO_G-I | Internal | Winter | B19 | 700 | 600 | 480.85 | 44.99 | 47.99 | 3 | 0
2015 | NEISO_2_NYISO_G-I | NEISO | NYISO_G-I | Internal | Winter | B20 | 935 | 600 | 0 | 44.99 | 46.43 | 3 | 0
2015 | NEISO_2_NYISO_J-K | NEISO | NYISO_J-K | Internal | Shoulder | B11 | 25 | 430 | 430 | 36.73 | 40.86 | 3 | 1.13
2015 | NEISO_2_NYISO_J-K | NEISO | NYISO_J-K | Internal | Shoulder | B12 | 200 | 430 | 430 | 36.73 | 40.86 | 3 | 1.13
2015 | NEISO_2_NYISO_J-K | NEISO | NYISO_J-K | Internal | Shoulder | B13 | 600 | 430 | 430 | 36.73 | 39.74 | 3 | 0.01
2015 | NEISO_2_NYISO_J-K | NEISO | NYISO_J-K | Internal | Shoulder | B14 | 900 | 430 | 0 | 36.73 | 39.39 | 3 | 0
2015 | NEISO_2_NYISO_J-K | NEISO | NYISO_J-K | Internal | Shoulder | B15 | 1203 | 430 | 0 | 36.73 | 38.44 | 3 | 0
2015 | NEISO_2_NYISO_J-K | NEISO | NYISO_J-K | Internal | Summer | B1 | 10 | 430 | 243.23 | 64.4 | 67.4 | 3 | 0
2015 | NEISO_2_NYISO_J-K | NEISO | NYISO_J-K | Internal | Summer | B2 | 25 | 430 | 0 | 53.66 | 54.07 | 3 | 0
2015 | NEISO_2_NYISO_J-K | NEISO | NYISO_J-K | Internal | Summer | B3 | 75 | 430 | 0 | 47.82 | 50.15 | 3 | 0
2015 | NEISO_2_NYISO_J-K | NEISO | NYISO_J-K | Internal | Summer | B4 | 100 | 430 | 430 | 42.28 | 50.15 | 3 | 4.87
2015 | NEISO_2_NYISO_J-K | NEISO | NYISO_J-K | Internal | Summer | B5 | 200 | 430 | 430 | 34.08 | 50.15 | 3 | 13.07
2015 | NEISO_2_NYISO_J-K | NEISO | NYISO_J-K | Internal | Summer | B6 | 300 | 430 | 430 | 34.08 | 50.12 | 3 | 13.04
2015 | NEISO_2_NYISO_J-K | NEISO | NYISO_J-K | Internal | Summer | B7 | 400 | 430 | 430 | 34.08 | 38.34 | 3 | 1.26
2015 | NEISO_2_NYISO_J-K | NEISO | NYISO_J-K | Internal | Summer | B8 | 500 | 430 | 430 | 34.08 | 37.77 | 3 | 0.69
2015 | NEISO_2_NYISO_J-K | NEISO | NYISO_J-K | Internal | Summer | B9 | 800 | 430 | 430 | 34.08 | 37.09 | 3 | 0.01
2015 | NEISO_2_NYISO_J-K | NEISO | NYISO_J-K | Internal | Summer | B10 | 1262 | 430 | 430 | 34.08 | 37.09 | 3 | 0.01
2015 | NEISO_2_NYISO_J-K | NEISO | NYISO_J-K | Internal | Winter | B16 | 25 | 430 | 430 | 44.99 | 51.78 | 3 | 3.79
2015 | NEISO_2_NYISO_J-K | NEISO | NYISO_J-K | Internal | Winter | B17 | 100 | 430 | 430 | 44.99 | 51.5 | 3 | 3.51
2015 | NEISO_2_NYISO_J-K | NEISO | NYISO_J-K | Internal | Winter | B18 | 400 | 430 | 430 | 44.99 | 50.3 | 3 | 2.31
2015 | NEISO_2_NYISO_J-K | NEISO | NYISO_J-K | Internal | Winter | B19 | 700 | 430 | 430 | 44.99 | 48.68 | 3 | 0.69
2015 | NEISO_2_NYISO_J-K | NEISO | NYISO_J-K | Internal | Winter | B20 | 935 | 430 | 0 | 44.99 | 46.44 | 3 | 0
2015 | NonRTO_Midwest_2_MISO_IN | NonRTO_Midwest | MISO_IN | Internal | Shoulder | B11 | 25 | 4450 | 0 | 54.6 | 46.6 | 8 | 0
2015 | NonRTO_Midwest_2_MISO_IN | NonRTO_Midwest | MISO_IN | Internal | Shoulder | B12 | 200 | 4450 | 0 | 48 | 40 | 8 | 0
2015 | NonRTO_Midwest_2_MISO_IN | NonRTO_Midwest | MISO_IN | Internal | Shoulder | B13 | 600 | 4450 | 0 | 44.82 | 37.44 | 8 | 0
2015 | NonRTO_Midwest_2_MISO_IN | NonRTO_Midwest | MISO_IN | Internal | Shoulder | B14 | 900 | 4450 | 0 | 35.83 | 35.92 | 8 | 0
2015 | NonRTO_Midwest_2_MISO_IN | NonRTO_Midwest | MISO_IN | Internal | Shoulder | B15 | 1203 | 4450 | 0 | 33.61 | 33.52 | 8 | 0
2015 | NonRTO_Midwest_2_MISO_IN | NonRTO_Midwest | MISO_IN | Internal | Summer | B1 | 10 | 4450 | 0 | 63.36 | 59.38 | 8 | 0
2015 | NonRTO_Midwest_2_MISO_IN | NonRTO_Midwest | MISO_IN | Internal | Summer | B2 | 25 | 4450 | 0 | 63.36 | 56.93 | 8 | 0
2015 | NonRTO_Midwest_2_MISO_IN | NonRTO_Midwest | MISO_IN | Internal | Summer | B3 | 75 | 4450 | 0 | 63.36 | 56.39 | 8 | 0
2015 | NonRTO_Midwest_2_MISO_IN | NonRTO_Midwest | MISO_IN | Internal | Summer | B4 | 100 | 4450 | 0 | 62.29 | 54.29 | 8 | 0
2015 | NonRTO_Midwest_2_MISO_IN | NonRTO_Midwest | MISO_IN | Internal | Summer | B5 | 200 | 4450 | 0 | 54.71 | 46.71 | 8 | 0
2015 | NonRTO_Midwest_2_MISO_IN | NonRTO_Midwest | MISO_IN | Internal | Summer | B6 | 300 | 4450 | 0 | 47.73 | 42.1 | 8 | 0
2015 | NonRTO_Midwest_2_MISO_IN | NonRTO_Midwest | MISO_IN | Internal | Summer | B7 | 400 | 4450 | 0 | 35.2 | 35.91 | 8 | 0
2015 | NonRTO_Midwest_2_MISO_IN | NonRTO_Midwest | MISO_IN | Internal | Summer | B8 | 500 | 4450 | 0 | 34.29 | 34.26 | 8 | 0
2015 | NonRTO_Midwest_2_MISO_IN | NonRTO_Midwest | MISO_IN | Internal | Summer | B9 | 800 | 4450 | 0 | 33.61 | 32.92 | 8 | 0
2015 | NonRTO_Midwest_2_MISO_IN | NonRTO_Midwest | MISO_IN | Internal | Summer | B10 | 1262 | 4450 | 0 | 33.32 | 32.29 | 8 | 0
2015 | NonRTO_Midwest_2_MISO_IN | NonRTO_Midwest | MISO_IN | Internal | Winter | B16 | 25 | 4450 | 0 | 54.86 | 46.86 | 8 | 0
2015 | NonRTO_Midwest_2_MISO_IN | NonRTO_Midwest | MISO_IN | Internal | Winter | B17 | 100 | 4450 | 0 | 50.76 | 42.76 | 8 | 0
2015 | NonRTO_Midwest_2_MISO_IN | NonRTO_Midwest | MISO_IN | Internal | Winter | B18 | 400 | 4450 | 0 | 46.07 | 38.07 | 8 | 0
2015 | NonRTO_Midwest_2_MISO_IN | NonRTO_Midwest | MISO_IN | Internal | Winter | B19 | 700 | 4450 | 0 | 36.01 | 36.54 | 8 | 0
2015 | NonRTO_Midwest_2_MISO_IN | NonRTO_Midwest | MISO_IN | Internal | Winter | B20 | 935 | 4450 | 0 | 33.64 | 32.81 | 8 | 0
2015 | NonRTO_Midwest_2_TVA_Transmission | NonRTO_Midwest | TVA_Transmission | Internal | Shoulder | B11 | 25 | 2400 | 0 | 54.6 | 53.96 | 8 | 0
2015 | NonRTO_Midwest_2_TVA_Transmission | NonRTO_Midwest | TVA_Transmission | Internal | Shoulder | B12 | 200 | 2400 | 0 | 48 | 43.39 | 8 | 0
2015 | NonRTO_Midwest_2_TVA_Transmission | NonRTO_Midwest | TVA_Transmission | Internal | Shoulder | B13 | 600 | 2400 | 0 | 44.82 | 41.46 | 8 | 0
2015 | NonRTO_Midwest_2_TVA_Transmission | NonRTO_Midwest | TVA_Transmission | Internal | Shoulder | B14 | 900 | 2400 | 0 | 35.83 | 40.14 | 8 | 0
2015 | NonRTO_Midwest_2_TVA_Transmission | NonRTO_Midwest | TVA_Transmission | Internal | Shoulder | B15 | 1203 | 2400 | 0 | 33.61 | 39.15 | 8 | 0
2015 | NonRTO_Midwest_2_TVA_Transmission | NonRTO_Midwest | TVA_Transmission | Internal | Summer | B1 | 10 | 2400 | 0 | 63.36 | 67.38 | 8 | 0
2015 | NonRTO_Midwest_2_TVA_Transmission | NonRTO_Midwest | TVA_Transmission | Internal | Summer | B2 | 25 | 2400 | 0 | 63.36 | 64.92 | 8 | 0
2015 | NonRTO_Midwest_2_TVA_Transmission | NonRTO_Midwest | TVA_Transmission | Internal | Summer | B3 | 75 | 2400 | 0 | 63.36 | 62.94 | 8 | 0
2015 | NonRTO_Midwest_2_TVA_Transmission | NonRTO_Midwest | TVA_Transmission | Internal | Summer | B4 | 100 | 2400 | 0 | 62.29 | 62.29 | 8 | 0
2015 | NonRTO_Midwest_2_TVA_Transmission | NonRTO_Midwest | TVA_Transmission | Internal | Summer | B5 | 200 | 2400 | 0 | 54.71 | 52.81 | 8 | 0
2015 | NonRTO_Midwest_2_TVA_Transmission | NonRTO_Midwest | TVA_Transmission | Internal | Summer | B6 | 300 | 2400 | 0 | 47.73 | 45.79 | 8 | 0
2015 | NonRTO_Midwest_2_TVA_Transmission | NonRTO_Midwest | TVA_Transmission | Internal | Summer | B7 | 400 | 2400 | 0 | 35.2 | 41.81 | 8 | 0
2015 | NonRTO_Midwest_2_TVA_Transmission | NonRTO_Midwest | TVA_Transmission | Internal | Summer | B8 | 500 | 2400 | 0 | 34.29 | 38.91 | 8 | 0
2015 | NonRTO_Midwest_2_TVA_Transmission | NonRTO_Midwest | TVA_Transmission | Internal | Summer | B9 | 800 | 2400 | 0 | 33.61 | 38.3 | 8 | 0
2015 | NonRTO_Midwest_2_TVA_Transmission | NonRTO_Midwest | TVA_Transmission | Internal | Summer | B10 | 1262 | 2400 | 0 | 33.32 | 36.38 | 8 | 0
2015 | NonRTO_Midwest_2_TVA_Transmission | NonRTO_Midwest | TVA_Transmission | Internal | Winter | B16 | 25 | 2400 | 0 | 54.86 | 54.7 | 8 | 0
2015 | NonRTO_Midwest_2_TVA_Transmission | NonRTO_Midwest | TVA_Transmission | Internal | Winter | B17 | 100 | 2400 | 0 | 50.76 | 45.86 | 8 | 0
2015 | NonRTO_Midwest_2_TVA_Transmission | NonRTO_Midwest | TVA_Transmission | Internal | Winter | B18 | 400 | 2400 | 0 | 46.07 | 42.25 | 8 | 0
2015 | NonRTO_Midwest_2_TVA_Transmission | NonRTO_Midwest | TVA_Transmission | Internal | Winter | B19 | 700 | 2400 | 0 | 36.01 | 40.51 | 8 | 0
2015 | NonRTO_Midwest_2_TVA_Transmission | NonRTO_Midwest | TVA_Transmission | Internal | Winter | B20 | 935 | 2400 | 0 | 33.64 | 38.96 | 8 | 0
2015 | NYISO_A-F_2_IESO | NYISO_A-F | IESO | Internal | Shoulder | B11 | 25 | 1600 | 0 | 40.57 | 33.57 | 7 | 0
2015 | NYISO_A-F_2_IESO | NYISO_A-F | IESO | Internal | Shoulder | B12 | 200 | 1600 | 0 | 39.98 | 32.98 | 7 | 0
2015 | NYISO_A-F_2_IESO | NYISO_A-F | IESO | Internal | Shoulder | B13 | 600 | 1600 | 0 | 38.42 | 28.94 | 7 | 0
2015 | NYISO_A-F_2_IESO | NYISO_A-F | IESO | Internal | Shoulder | B14 | 900 | 1600 | 0 | 38.42 | 28.94 | 7 | 0
2015 | NYISO_A-F_2_IESO | NYISO_A-F | IESO | Internal | Shoulder | B15 | 1203 | 1600 | 0 | 38.42 | 28.94 | 7 | 0
2015 | NYISO_A-F_2_IESO | NYISO_A-F | IESO | Internal | Summer | B1 | 10 | 1600 | 0 | 53.39 | 46.39 | 7 | 0
2015 | NYISO_A-F_2_IESO | NYISO_A-F | IESO | Internal | Summer | B2 | 25 | 1600 | 0 | 50.93 | 43.93 | 7 | 0
2015 | NYISO_A-F_2_IESO | NYISO_A-F | IESO | Internal | Summer | B3 | 75 | 1600 | 0 | 48.95 | 38.28 | 7 | 0
2015 | NYISO_A-F_2_IESO | NYISO_A-F | IESO | Internal | Summer | B4 | 100 | 1600 | 0 | 45.28 | 38.28 | 7 | 0
2015 | NYISO_A-F_2_IESO | NYISO_A-F | IESO | Internal | Summer | B5 | 200 | 1600 | 0 | 43 | 36 | 7 | 0
2015 | NYISO_A-F_2_IESO | NYISO_A-F | IESO | Internal | Summer | B6 | 300 | 1600 | 0 | 42.09 | 35.09 | 7 | 0
2015 | NYISO_A-F_2_IESO | NYISO_A-F | IESO | Internal | Summer | B7 | 400 | 1600 | 0 | 38.31 | 28.93 | 7 | 0
2015 | NYISO_A-F_2_IESO | NYISO_A-F | IESO | Internal | Summer | B8 | 500 | 1600 | 0 | 37.08 | 27.27 | 7 | 0
2015 | NYISO_A-F_2_IESO | NYISO_A-F | IESO | Internal | Summer | B9 | 800 | 1600 | 0 | 37.07 | 27.27 | 7 | 0
2015 | NYISO_A-F_2_IESO | NYISO_A-F | IESO | Internal | Summer | B10 | 1262 | 1600 | 0 | 37.07 | 27.27 | 7 | 0
2015 | NYISO_A-F_2_IESO | NYISO_A-F | IESO | Internal | Winter | B16 | 25 | 1600 | 0 | 45.86 | 38.86 | 7 | 0
2015 | NYISO_A-F_2_IESO | NYISO_A-F | IESO | Internal | Winter | B17 | 100 | 1600 | 0 | 43.08 | 35.75 | 7 | 0
2015 | NYISO_A-F_2_IESO | NYISO_A-F | IESO | Internal | Winter | B18 | 400 | 1600 | 0 | 43.08 | 31.55 | 7 | 0
2015 | NYISO_A-F_2_IESO | NYISO_A-F | IESO | Internal | Winter | B19 | 700 | 1600 | 0 | 43.08 | 31.55 | 7 | 0
2015 | NYISO_A-F_2_IESO | NYISO_A-F | IESO | Internal | Winter | B20 | 935 | 1600 | 0 | 43.08 | 31.55 | 7 | 0
2015 | NYISO_A-F_2_NEISO | NYISO_A-F | NEISO | Internal | Shoulder | B11 | 25 | 600 | 0 | 40.57 | 36.73 | 3 | 0
2015 | NYISO_A-F_2_NEISO | NYISO_A-F | NEISO | Internal | Shoulder | B12 | 200 | 600 | 0 | 39.98 | 36.73 | 3 | 0
2015 | NYISO_A-F_2_NEISO | NYISO_A-F | NEISO | Internal | Shoulder | B13 | 600 | 600 | 0 | 38.42 | 36.73 | 3 | 0
2015 | NYISO_A-F_2_NEISO | NYISO_A-F | NEISO | Internal | Shoulder | B14 | 900 | 600 | 0 | 38.42 | 36.73 | 3 | 0
2015 | NYISO_A-F_2_NEISO | NYISO_A-F | NEISO | Internal | Shoulder | B15 | 1203 | 600 | 0 | 38.42 | 36.73 | 3 | 0
2015 | NYISO_A-F_2_NEISO | NYISO_A-F | NEISO | Internal | Summer | B1 | 10 | 600 | 600 | 53.39 | 64.4 | 3 | 8.01
2015 | NYISO_A-F_2_NEISO | NYISO_A-F | NEISO | Internal | Summer | B2 | 25 | 600 | 0 | 50.93 | 53.66 | 3 | 0
2015 | NYISO_A-F_2_NEISO | NYISO_A-F | NEISO | Internal | Summer | B3 | 75 | 600 | 0 | 48.95 | 47.82 | 3 | 0
2015 | NYISO_A-F_2_NEISO | NYISO_A-F | NEISO | Internal | Summer | B4 | 100 | 600 | 0 | 45.28 | 42.28 | 3 | 0
2015 | NYISO_A-F_2_NEISO | NYISO_A-F | NEISO | Internal | Summer | B5 | 200 | 600 | 0 | 43 | 34.08 | 3 | 0
2015 | NYISO_A-F_2_NEISO | NYISO_A-F | NEISO | Internal | Summer | B6 | 300 | 600 | 0 | 42.09 | 34.08 | 3 | 0
2015 | NYISO_A-F_2_NEISO | NYISO_A-F | NEISO | Internal | Summer | B7 | 400 | 600 | 0 | 38.31 | 34.08 | 3 | 0
2015 | NYISO_A-F_2_NEISO | NYISO_A-F | NEISO | Internal | Summer | B8 | 500 | 600 | 0 | 37.08 | 34.08 | 3 | 0
2015 | NYISO_A-F_2_NEISO | NYISO_A-F | NEISO | Internal | Summer | B9 | 800 | 600 | 0 | 37.07 | 34.08 | 3 | 0
2015 | NYISO_A-F_2_NEISO | NYISO_A-F | NEISO | Internal | Summer | B10 | 1262 | 600 | 0 | 37.07 | 34.08 | 3 | 0
2015 | NYISO_A-F_2_NEISO | NYISO_A-F | NEISO | Internal | Winter | B16 | 25 | 600 | 0 | 45.86 | 44.99 | 3 | 0
2015 | NYISO_A-F_2_NEISO | NYISO_A-F | NEISO | Internal | Winter | B17 | 100 | 600 | 0 | 43.08 | 44.99 | 3 | 0
2015 | NYISO_A-F_2_NEISO | NYISO_A-F | NEISO | Internal | Winter | B18 | 400 | 600 | 0 | 43.08 | 44.99 | 3 | 0
2015 | NYISO_A-F_2_NEISO | NYISO_A-F | NEISO | Internal | Winter | B19 | 700 | 600 | 0 | 43.08 | 44.99 | 3 | 0
2015 | NYISO_A-F_2_NEISO | NYISO_A-F | NEISO | Internal | Winter | B20 | 935 | 600 | 0 | 43.08 | 44.99 | 3 | 0
2015 | NYISO_A-F_2_NYISO_G-I | NYISO_A-F | NYISO_G-I | Internal | Shoulder | B11 | 25 | 4250 | 4250 | 40.57 | 40.85 | 0.01 | 0.26
2015 | NYISO_A-F_2_NYISO_G-I | NYISO_A-F | NYISO_G-I | Internal | Shoulder | B12 | 200 | 4250 | 4250 | 39.98 | 40.85 | 0.01 | 0.86
2015 | NYISO_A-F_2_NYISO_G-I | NYISO_A-F | NYISO_G-I | Internal | Shoulder | B13 | 600 | 4250 | 4250 | 38.42 | 39.73 | 0.01 | 1.3
2015 | NYISO_A-F_2_NYISO_G-I | NYISO_A-F | NYISO_G-I | Internal | Shoulder | B14 | 900 | 4250 | 4250 | 38.42 | 39.38 | 0.01 | 0.95
2015 | NYISO_A-F_2_NYISO_G-I | NYISO_A-F | NYISO_G-I | Internal | Shoulder | B15 | 1203 | 4250 | 3249.58 | 38.42 | 38.43 | 0.01 | 0
2015 | NYISO_A-F_2_NYISO_G-I | NYISO_A-F | NYISO_G-I | Internal | Summer | B1 | 10 | 4250 | 4250 | 53.39 | 67.39 | 0.01 | 13.99
2015 | NYISO_A-F_2_NYISO_G-I | NYISO_A-F | NYISO_G-I | Internal | Summer | B2 | 25 | 4250 | 4250 | 50.93 | 54.06 | 0.01 | 3.12
2015 | NYISO_A-F_2_NYISO_G-I | NYISO_A-F | NYISO_G-I | Internal | Summer | B3 | 75 | 4250 | 4250 | 48.95 | 50.14 | 0.01 | 1.17
2015 | NYISO_A-F_2_NYISO_G-I | NYISO_A-F | NYISO_G-I | Internal | Summer | B4 | 100 | 4250 | 4250 | 45.28 | 50.14 | 0.01 | 4.84
2015 | NYISO_A-F_2_NYISO_G-I | NYISO_A-F | NYISO_G-I | Internal | Summer | B5 | 200 | 4250 | 4250 | 43 | 50.14 | 0.01 | 7.12
2015 | NYISO_A-F_2_NYISO_G-I | NYISO_A-F | NYISO_G-I | Internal | Summer | B6 | 300 | 4250 | 4250 | 42.09 | 50.11 | 0.01 | 8.01
2015 | NYISO_A-F_2_NYISO_G-I | NYISO_A-F | NYISO_G-I | Internal | Summer | B7 | 400 | 4250 | 3848.7 | 38.31 | 38.33 | 0.01 | 0
2015 | NYISO_A-F_2_NYISO_G-I | NYISO_A-F | NYISO_G-I | Internal | Summer | B8 | 500 | 4250 | 4250 | 37.08 | 37.75 | 0.01 | 0.66
2015 | NYISO_A-F_2_NYISO_G-I | NYISO_A-F | NYISO_G-I | Internal | Summer | B9 | 800 | 4250 | 3514.5 | 37.07 | 37.08 | 0.01 | 0
2015 | NYISO_A-F_2_NYISO_G-I | NYISO_A-F | NYISO_G-I | Internal | Summer | B10 | 1262 | 4250 | 1465.97 | 37.07 | 37.08 | 0.01 | 0
2015 | NYISO_A-F_2_NYISO_G-I | NYISO_A-F | NYISO_G-I | Internal | Winter | B16 | 25 | 4250 | 4250 | 45.86 | 51.77 | 0.01 | 5.9
2015 | NYISO_A-F_2_NYISO_G-I | NYISO_A-F | NYISO_G-I | Internal | Winter | B17 | 100 | 4250 | 4250 | 43.08 | 51.49 | 0.01 | 8.4
2015 | NYISO_A-F_2_NYISO_G-I | NYISO_A-F | NYISO_G-I | Internal | Winter | B18 | 400 | 4250 | 4250 | 43.08 | 50.29 | 0.01 | 7.2
2015 | NYISO_A-F_2_NYISO_G-I | NYISO_A-F | NYISO_G-I | Internal | Winter | B19 | 700 | 4250 | 4250 | 43.08 | 47.99 | 0.01 | 4.9
2015 | NYISO_A-F_2_NYISO_G-I | NYISO_A-F | NYISO_G-I | Internal | Winter | B20 | 935 | 4250 | 4250 | 43.08 | 46.43 | 0.01 | 3.34
2015 | NYISO_A-F_2_PJM_ROM | NYISO_A-F | PJM_ROM | Internal | Shoulder | B11 | 25 | 1000 | 364.31 | 40.57 | 48.57 | 8 | 0
2015 | NYISO_A-F_2_PJM_ROM | NYISO_A-F | PJM_ROM | Internal | Shoulder | B12 | 200 | 1000 | 0 | 39.98 | 42.01 | 8 | 0
2015 | NYISO_A-F_2_PJM_ROM | NYISO_A-F | PJM_ROM | Internal | Shoulder | B13 | 600 | 1000 | 0 | 38.42 | 39.57 | 8 | 0
2015 | NYISO_A-F_2_PJM_ROM | NYISO_A-F | PJM_ROM | Internal | Shoulder | B14 | 900 | 1000 | 0 | 38.42 | 37.94 | 8 | 0
2015 | NYISO_A-F_2_PJM_ROM | NYISO_A-F | PJM_ROM | Internal | Shoulder | B15 | 1203 | 1000 | 0 | 38.42 | 37.24 | 8 | 0
2015 | NYISO_A-F_2_PJM_ROM | NYISO_A-F | PJM_ROM | Internal | Summer | B1 | 10 | 1000 | 708.8 | 53.39 | 61.39 | 8 | 0
2015 | NYISO_A-F_2_PJM_ROM | NYISO_A-F | PJM_ROM | Internal | Summer | B2 | 25 | 1000 | 6.13 | 50.93 | 58.93 | 8 | 0
2015 | NYISO_A-F_2_PJM_ROM | NYISO_A-F | PJM_ROM | Internal | Summer | B3 | 75 | 1000 | 888.61 | 48.95 | 56.95 | 8 | 0
2015 | NYISO_A-F_2_PJM_ROM | NYISO_A-F | PJM_ROM | Internal | Summer | B4 | 100 | 1000 | 1000 | 45.28 | 56.28 | 8 | 3
2015 | NYISO_A-F_2_PJM_ROM | NYISO_A-F | PJM_ROM | Internal | Summer | B5 | 200 | 1000 | 0 | 43 | 48.72 | 8 | 0
2015 | NYISO_A-F_2_PJM_ROM | NYISO_A-F | PJM_ROM | Internal | Summer | B6 | 300 | 1000 | 0 | 42.09 | 44.1 | 8 | 0
2015 | NYISO_A-F_2_PJM_ROM | NYISO_A-F | PJM_ROM | Internal | Summer | B7 | 400 | 1000 | 0 | 38.31 | 37.94 | 8 | 0
2015 | NYISO_A-F_2_PJM_ROM | NYISO_A-F | PJM_ROM | Internal | Summer | B8 | 500 | 1000 | 0 | 37.08 | 37.43 | 8 | 0
2015 | NYISO_A-F_2_PJM_ROM | NYISO_A-F | PJM_ROM | Internal | Summer | B9 | 800 | 1000 | 0 | 37.07 | 35.21 | 8 | 0
2015 | NYISO_A-F_2_PJM_ROM | NYISO_A-F | PJM_ROM | Internal | Summer | B10 | 1262 | 1000 | 0 | 37.07 | 34.75 | 8 | 0
2015 | NYISO_A-F_2_PJM_ROM | NYISO_A-F | PJM_ROM | Internal | Winter | B16 | 25 | 1000 | 0 | 45.86 | 48.86 | 8 | 0
2015 | NYISO_A-F_2_PJM_ROM | NYISO_A-F | PJM_ROM | Internal | Winter | B17 | 100 | 1000 | 0 | 43.08 | 45.48 | 8 | 0
2015 | NYISO_A-F_2_PJM_ROM | NYISO_A-F | PJM_ROM | Internal | Winter | B18 | 400 | 1000 | 0 | 43.08 | 44.29 | 8 | 0
2015 | NYISO_A-F_2_PJM_ROM | NYISO_A-F | PJM_ROM | Internal | Winter | B19 | 700 | 1000 | 0 | 43.08 | 41.95 | 8 | 0
2015 | NYISO_A-F_2_PJM_ROM | NYISO_A-F | PJM_ROM | Internal | Winter | B20 | 935 | 1000 | 0 | 43.08 | 37.44 | 8 | 0
2015 | NYISO_G-I_2_NEISO | NYISO_G-I | NEISO | Internal | Shoulder | B11 | 25 | 600 | 0 | 40.85 | 36.73 | 3 | 0
2015 | NYISO_G-I_2_NEISO | NYISO_G-I | NEISO | Internal | Shoulder | B12 | 200 | 600 | 0 | 40.85 | 36.73 | 3 | 0
2015 | NYISO_G-I_2_NEISO | NYISO_G-I | NEISO | Internal | Shoulder | B13 | 600 | 600 | 0 | 39.73 | 36.73 | 3 | 0
2015 | NYISO_G-I_2_NEISO | NYISO_G-I | NEISO | Internal | Shoulder | B14 | 900 | 600 | 0 | 39.38 | 36.73 | 3 | 0
2015 | NYISO_G-I_2_NEISO | NYISO_G-I | NEISO | Internal | Shoulder | B15 | 1203 | 600 | 0 | 38.43 | 36.73 | 3 | 0
2015 | NYISO_G-I_2_NEISO | NYISO_G-I | NEISO | Internal | Summer | B1 | 10 | 600 | 0 | 67.39 | 64.4 | 3 | 0
2015 | NYISO_G-I_2_NEISO | NYISO_G-I | NEISO | Internal | Summer | B2 | 25 | 600 | 0 | 54.06 | 53.66 | 3 | 0
2015 | NYISO_G-I_2_NEISO | NYISO_G-I | NEISO | Internal | Summer | B3 | 75 | 600 | 0 | 50.14 | 47.82 | 3 | 0
2015 | NYISO_G-I_2_NEISO | NYISO_G-I | NEISO | Internal | Summer | B4 | 100 | 600 | 0 | 50.14 | 42.28 | 3 | 0
2015 | NYISO_G-I_2_NEISO | NYISO_G-I | NEISO | Internal | Summer | B5 | 200 | 600 | 0 | 50.14 | 34.08 | 3 | 0
2015 | NYISO_G-I_2_NEISO | NYISO_G-I | NEISO | Internal | Summer | B6 | 300 | 600 | 0 | 50.11 | 34.08 | 3 | 0
2015 | NYISO_G-I_2_NEISO | NYISO_G-I | NEISO | Internal | Summer | B7 | 400 | 600 | 0 | 38.33 | 34.08 | 3 | 0
2015 | NYISO_G-I_2_NEISO | NYISO_G-I | NEISO | Internal | Summer | B8 | 500 | 600 | 0 | 37.75 | 34.08 | 3 | 0
2015 | NYISO_G-I_2_NEISO | NYISO_G-I | NEISO | Internal | Summer | B9 | 800 | 600 | 0 | 37.08 | 34.08 | 3 | 0
2015 | NYISO_G-I_2_NEISO | NYISO_G-I | NEISO | Internal | Summer | B10 | 1262 | 600 | 0 | 37.08 | 34.08 | 3 | 0
2015 | NYISO_G-I_2_NEISO | NYISO_G-I | NEISO | Internal | Winter | B16 | 25 | 600 | 0 | 51.77 | 44.99 | 3 | 0
2015 | NYISO_G-I_2_NEISO | NYISO_G-I | NEISO | Internal | Winter | B17 | 100 | 600 | 0 | 51.49 | 44.99 | 3 | 0
2015 | NYISO_G-I_2_NEISO | NYISO_G-I | NEISO | Internal | Winter | B18 | 400 | 600 | 0 | 50.29 | 44.99 | 3 | 0
2015 | NYISO_G-I_2_NEISO | NYISO_G-I | NEISO | Internal | Winter | B19 | 700 | 600 | 0 | 47.99 | 44.99 | 3 | 0
2015 | NYISO_G-I_2_NEISO | NYISO_G-I | NEISO | Internal | Winter | B20 | 935 | 600 | 0 | 46.43 | 44.99 | 3 | 0
2015 | NYISO_G-I_2_NYISO_A-F | NYISO_G-I | NYISO_A-F | Internal | Shoulder | B11 | 25 | 1999 | 0 | 40.85 | 40.57 | 0.01 | 0
2015 | NYISO_G-I_2_NYISO_A-F | NYISO_G-I | NYISO_A-F | Internal | Shoulder | B12 | 200 | 1999 | 0 | 40.85 | 39.98 | 0.01 | 0
2015 | NYISO_G-I_2_NYISO_A-F | NYISO_G-I | NYISO_A-F | Internal | Shoulder | B13 | 600 | 1999 | 0 | 39.73 | 38.42 | 0.01 | 0
2015 | NYISO_G-I_2_NYISO_A-F | NYISO_G-I | NYISO_A-F | Internal | Shoulder | B14 | 900 | 1999 | 0 | 39.38 | 38.42 | 0.01 | 0
2015 | NYISO_G-I_2_NYISO_A-F | NYISO_G-I | NYISO_A-F | Internal | Shoulder | B15 | 1203 | 1999 | 0 | 38.43 | 38.42 | 0.01 | 0
2015 | NYISO_G-I_2_NYISO_A-F | NYISO_G-I | NYISO_A-F | Internal | Summer | B1 | 10 | 1999 | 0 | 67.39 | 53.39 | 0.01 | 0
2015 | NYISO_G-I_2_NYISO_A-F | NYISO_G-I | NYISO_A-F | Internal | Summer | B2 | 25 | 1999 | 0 | 54.06 | 50.93 | 0.01 | 0
2015 | NYISO_G-I_2_NYISO_A-F | NYISO_G-I | NYISO_A-F | Internal | Summer | B3 | 75 | 1999 | 0 | 50.14 | 48.95 | 0.01 | 0
2015 | NYISO_G-I_2_NYISO_A-F | NYISO_G-I | NYISO_A-F | Internal | Summer | B4 | 100 | 1999 | 0 | 50.14 | 45.28 | 0.01 | 0
2015 | NYISO_G-I_2_NYISO_A-F | NYISO_G-I | NYISO_A-F | Internal | Summer | B5 | 200 | 1999 | 0 | 50.14 | 43 | 0.01 | 0
2015 | NYISO_G-I_2_NYISO_A-F | NYISO_G-I | NYISO_A-F | Internal | Summer | B6 | 300 | 1999 | 0 | 50.11 | 42.09 | 0.01 | 0
2015 | NYISO_G-I_2_NYISO_A-F | NYISO_G-I | NYISO_A-F | Internal | Summer | B7 | 400 | 1999 | 0 | 38.33 | 38.31 | 0.01 | 0
2015 | NYISO_G-I_2_NYISO_A-F | NYISO_G-I | NYISO_A-F | Internal | Summer | B8 | 500 | 1999 | 0 | 37.75 | 37.08 | 0.01 | 0
2015 | NYISO_G-I_2_NYISO_A-F | NYISO_G-I | NYISO_A-F | Internal | Summer | B9 | 800 | 1999 | 0 | 37.08 | 37.07 | 0.01 | 0
2015 | NYISO_G-I_2_NYISO_A-F | NYISO_G-I | NYISO_A-F | Internal | Summer | B10 | 1262 | 1999 | 0 | 37.08 | 37.07 | 0.01 | 0
2015 | NYISO_G-I_2_NYISO_A-F | NYISO_G-I | NYISO_A-F | Internal | Winter | B16 | 25 | 1999 | 0 | 51.77 | 45.86 | 0.01 | 0
2015 | NYISO_G-I_2_NYISO_A-F | NYISO_G-I | NYISO_A-F | Internal | Winter | B17 | 100 | 1999 | 0 | 51.49 | 43.08 | 0.01 | 0
2015 | NYISO_G-I_2_NYISO_A-F | NYISO_G-I | NYISO_A-F | Internal | Winter | B18 | 400 | 1999 | 0 | 50.29 | 43.08 | 0.01 | 0
2015 | NYISO_G-I_2_NYISO_A-F | NYISO_G-I | NYISO_A-F | Internal | Winter | B19 | 700 | 1999 | 0 | 47.99 | 43.08 | 0.01 | 0
2015 | NYISO_G-I_2_NYISO_A-F | NYISO_G-I | NYISO_A-F | Internal | Winter | B20 | 935 | 1999 | 0 | 46.43 | 43.08 | 0.01 | 0
2015 | NYISO_G-I_2_NYISO_J-K | NYISO_G-I | NYISO_J-K | Internal | Shoulder | B11 | 25 | 6130 | 4868.62 | 40.85 | 40.86 | 0.01 | 0
2015 | NYISO_G-I_2_NYISO_J-K | NYISO_G-I | NYISO_J-K | Internal | Shoulder | B12 | 200 | 6130 | 4937.51 | 40.85 | 40.86 | 0.01 | 0
2015 | NYISO_G-I_2_NYISO_J-K | NYISO_G-I | NYISO_J-K | Internal | Shoulder | B13 | 600 | 6130 | 4685.71 | 39.73 | 39.74 | 0.01 | 0
2015 | NYISO_G-I_2_NYISO_J-K | NYISO_G-I | NYISO_J-K | Internal | Shoulder | B14 | 900 | 6130 | 4407.14 | 39.38 | 39.39 | 0.01 | 0
2015 | NYISO_G-I_2_NYISO_J-K | NYISO_G-I | NYISO_J-K | Internal | Shoulder | B15 | 1203 | 6130 | 3196.78 | 38.43 | 38.44 | 0.01 | 0
2015 | NYISO_G-I_2_NYISO_J-K | NYISO_G-I | NYISO_J-K | Internal | Summer | B1 | 10 | 6130 | 3457.69 | 67.39 | 67.4 | 0.01 | 0
2015 | NYISO_G-I_2_NYISO_J-K | NYISO_G-I | NYISO_J-K | Internal | Summer | B2 | 25 | 6130 | 3622.21 | 54.06 | 54.07 | 0.01 | 0
2015 | NYISO_G-I_2_NYISO_J-K | NYISO_G-I | NYISO_J-K | Internal | Summer | B3 | 75 | 6130 | 4028.73 | 50.14 | 50.15 | 0.01 | 0
2015 | NYISO_G-I_2_NYISO_J-K | NYISO_G-I | NYISO_J-K | Internal | Summer | B4 | 100 | 6130 | 4899.16 | 50.14 | 50.15 | 0.01 | 0
2015 | NYISO_G-I_2_NYISO_J-K | NYISO_G-I | NYISO_J-K | Internal | Summer | B5 | 200 | 6130 | 5035.61 | 50.14 | 50.15 | 0.01 | 0
2015 | NYISO_G-I_2_NYISO_J-K | NYISO_G-I | NYISO_J-K | Internal | Summer | B6 | 300 | 6130 | 5645.07 | 50.11 | 50.12 | 0.01 | 0
2015 | NYISO_G-I_2_NYISO_J-K | NYISO_G-I | NYISO_J-K | Internal | Summer | B7 | 400 | 6130 | 5008.77 | 38.33 | 38.34 | 0.01 | 0
2015 | NYISO_G-I_2_NYISO_J-K | NYISO_G-I | NYISO_J-K | Internal | Summer | B8 | 500 | 6130 | 5566.14 | 37.75 | 37.77 | 0.01 | 0
2015 | NYISO_G-I_2_NYISO_J-K | NYISO_G-I | NYISO_J-K | Internal | Summer | B9 | 800 | 6130 | 4827.07 | 37.08 | 37.09 | 0.01 | 0
2015 | NYISO_G-I_2_NYISO_J-K | NYISO_G-I | NYISO_J-K | Internal | Summer | B10 | 1262 | 6130 | 3080.08 | 37.08 | 37.09 | 0.01 | 0
2015 | NYISO_G-I_2_NYISO_J-K | NYISO_G-I | NYISO_J-K | Internal | Winter | B16 | 25 | 6130 | 5386.5 | 51.77 | 51.78 | 0.01 | 0
2015 | NYISO_G-I_2_NYISO_J-K | NYISO_G-I | NYISO_J-K | Internal | Winter | B17 | 100 | 6130 | 5539.82 | 51.49 | 51.5 | 0.01 | 0
2015 | NYISO_G-I_2_NYISO_J-K | NYISO_G-I | NYISO_J-K | Internal | Winter | B18 | 400 | 6130 | 5575.12 | 50.29 | 50.3 | 0.01 | 0
2015 | NYISO_G-I_2_NYISO_J-K | NYISO_G-I | NYISO_J-K | Internal | Winter | B19 | 700 | 6130 | 6130 | 47.99 | 48.68 | 0.01 | 0.68
2015 | NYISO_G-I_2_NYISO_J-K | NYISO_G-I | NYISO_J-K | Internal | Winter | B20 | 935 | 6130 | 5261.3 | 46.43 | 46.44 | 0.01 | 0
2015 | NYISO_G-I_2_PJM_E | NYISO_G-I | PJM_E | Internal | Shoulder | B11 | 25 | 1500 | 0 | 40.85 | 48.56 | 8 | 0
2015 | NYISO_G-I_2_PJM_E | NYISO_G-I | PJM_E | Internal | Shoulder | B12 | 200 | 1500 | 0 | 40.85 | 42.02 | 8 | 0
2015 | NYISO_G-I_2_PJM_E | NYISO_G-I | PJM_E | Internal | Shoulder | B13 | 600 | 1500 | 0 | 39.73 | 39.58 | 8 | 0
2015 | NYISO_G-I_2_PJM_E | NYISO_G-I | PJM_E | Internal | Shoulder | B14 | 900 | 1500 | 0 | 39.38 | 37.95 | 8 | 0
2015 | NYISO_G-I_2_PJM_E | NYISO_G-I | PJM_E | Internal | Shoulder | B15 | 1203 | 1500 | 0 | 38.43 | 37.25 | 8 | 0
2015 | NYISO_G-I_2_PJM_E | NYISO_G-I | PJM_E | Internal | Summer | B1 | 10 | 1500 | 0 | 67.39 | 61.4 | 8 | 0
2015 | NYISO_G-I_2_PJM_E | NYISO_G-I | PJM_E | Internal | Summer | B2 | 25 | 1500 | 0 | 54.06 | 58.94 | 8 | 0
2015 | NYISO_G-I_2_PJM_E | NYISO_G-I | PJM_E | Internal | Summer | B3 | 75 | 1500 | 0 | 50.14 | 56.96 | 8 | 0
2015 | NYISO_G-I_2_PJM_E | NYISO_G-I | PJM_E | Internal | Summer | B4 | 100 | 1500 | 0 | 50.14 | 56.29 | 8 | 0
2015 | NYISO_G-I_2_PJM_E | NYISO_G-I | PJM_E | Internal | Summer | B5 | 200 | 1500 | 0 | 50.14 | 48.73 | 8 | 0
2015 | NYISO_G-I_2_PJM_E | NYISO_G-I | PJM_E | Internal | Summer | B6 | 300 | 1500 | 0 | 50.11 | 44.11 | 8 | 0
2015 | NYISO_G-I_2_PJM_E | NYISO_G-I | PJM_E | Internal | Summer | B7 | 400 | 1500 | 0 | 38.33 | 37.95 | 8 | 0
2015 | NYISO_G-I_2_PJM_E | NYISO_G-I | PJM_E | Internal | Summer | B8 | 500 | 1500 | 0 | 37.75 | 37.44 | 8 | 0
2015 | NYISO_G-I_2_PJM_E | NYISO_G-I | PJM_E | Internal | Summer | B9 | 800 | 1500 | 0 | 37.08 | 35.22 | 8 | 0
2015 | NYISO_G-I_2_PJM_E | NYISO_G-I | PJM_E | Internal | Summer | B10 | 1262 | 1500 | 0 | 37.08 | 34.77 | 8 | 0
2015 | NYISO_G-I_2_PJM_E | NYISO_G-I | PJM_E | Internal | Winter | B16 | 25 | 1500 | 0 | 51.77 | 48.87 | 8 | 0
2015 | NYISO_G-I_2_PJM_E | NYISO_G-I | PJM_E | Internal | Winter | B17 | 100 | 1500 | 0 | 51.49 | 45.49 | 8 | 0
2015 | NYISO_G-I_2_PJM_E | NYISO_G-I | PJM_E | Internal | Winter | B18 | 400 | 1500 | 0 | 50.29 | 44.3 | 8 | 0
2015 | NYISO_G-I_2_PJM_E | NYISO_G-I | PJM_E | Internal | Winter | B19 | 700 | 1500 | 0 | 47.99 | 41.96 | 8 | 0
2015 | NYISO_G-I_2_PJM_E | NYISO_G-I | PJM_E | Internal | Winter | B20 | 935 | 1500 | 0 | 46.43 | 37.45 | 8 | 0
2015 | NYISO_J-K_2_NEISO | NYISO_J-K | NEISO | Internal | Shoulder | B11 | 25 | 0.01 | 0 | 40.86 | 36.73 | 3 | 0.01
2015 | NYISO_J-K_2_NEISO | NYISO_J-K | NEISO | Internal | Shoulder | B12 | 200 | 0.01 | 0 | 40.86 | 36.73 | 3 | 0
2015 | NYISO_J-K_2_NEISO | NYISO_J-K | NEISO | Internal | Shoulder | B13 | 600 | 0.01 | 0 | 39.74 | 36.73 | 3 | 0
2015 | NYISO_J-K_2_NEISO | NYISO_J-K | NEISO | Internal | Shoulder | B14 | 900 | 0.01 | 0 | 39.39 | 36.73 | 3 | 0
2015 | NYISO_J-K_2_NEISO | NYISO_J-K | NEISO | Internal | Shoulder | B15 | 1203 | 0.01 | 0 | 38.44 | 36.73 | 3 | 0
2015 | NYISO_J-K_2_NEISO | NYISO_J-K | NEISO | Internal | Summer | B1 | 10 | 0.01 | 0 | 67.4 | 64.4 | 3 | 0.01
2015 | NYISO_J-K_2_NEISO | NYISO_J-K | NEISO | Internal | Summer | B2 | 25 | 0.01 | 0 | 54.07 | 53.66 | 3 | 0.01
2015 | NYISO_J-K_2_NEISO | NYISO_J-K | NEISO | Internal | Summer | B3 | 75 | 0.01 | 0 | 50.15 | 47.82 | 3 | 0
2015 | NYISO_J-K_2_NEISO | NYISO_J-K | NEISO | Internal | Summer | B4 | 100 | 0.01 | 0 | 50.15 | 42.28 | 3 | 0
2015 | NYISO_J-K_2_NEISO | NYISO_J-K | NEISO | Internal | Summer | B5 | 200 | 0.01 | 0 | 50.15 | 34.08 | 3 | 0
2015 | NYISO_J-K_2_NEISO | NYISO_J-K | NEISO | Internal | Summer | B6 | 300 | 0.01 | 0 | 50.12 | 34.08 | 3 | 0
2015 | NYISO_J-K_2_NEISO | NYISO_J-K | NEISO | Internal | Summer | B7 | 400 | 0.01 | 0 | 38.34 | 34.08 | 3 | 0
2015 | NYISO_J-K_2_NEISO | NYISO_J-K | NEISO | Internal | Summer | B8 | 500 | 0.01 | 0 | 37.77 | 34.08 | 3 | 0
2015 | NYISO_J-K_2_NEISO | NYISO_J-K | NEISO | Internal | Summer | B9 | 800 | 0.01 | 0 | 37.09 | 34.08 | 3 | 0
2015 | NYISO_J-K_2_NEISO | NYISO_J-K | NEISO | Internal | Summer | B10 | 1262 | 0.01 | 0 | 37.09 | 34.08 | 3 | 0
2015 | NYISO_J-K_2_NEISO | NYISO_J-K | NEISO | Internal | Winter | B16 | 25 | 0.01 | 0 | 51.78 | 44.99 | 3 | 0.01
2015 | NYISO_J-K_2_NEISO | NYISO_J-K | NEISO | Internal | Winter | B17 | 100 | 0.01 | 0 | 51.5 | 44.99 | 3 | 0
2015 | NYISO_J-K_2_NEISO | NYISO_J-K | NEISO | Internal | Winter | B18 | 400 | 0.01 | 0 | 50.3 | 44.99 | 3 | 0
2015 | NYISO_J-K_2_NEISO | NYISO_J-K | NEISO | Internal | Winter | B19 | 700 | 0.01 | 0 | 48.68 | 44.99 | 3 | 0
2015 | NYISO_J-K_2_NEISO | NYISO_J-K | NEISO | Internal | Winter | B20 | 935 | 0.01 | 0 | 46.44 | 44.99 | 3 | 0
2015 | NYISO_J-K_2_NYISO_G-I | NYISO_J-K | NYISO_G-I | Internal | Shoulder | B11 | 25 | 1999 | 0 | 40.86 | 40.85 | 0.01 | 0
2015 | NYISO_J-K_2_NYISO_G-I | NYISO_J-K | NYISO_G-I | Internal | Shoulder | B12 | 200 | 1999 | 0 | 40.86 | 40.85 | 0.01 | 0
2015 | NYISO_J-K_2_NYISO_G-I | NYISO_J-K | NYISO_G-I | Internal | Shoulder | B13 | 600 | 1999 | 0 | 39.74 | 39.73 | 0.01 | 0
2015 | NYISO_J-K_2_NYISO_G-I | NYISO_J-K | NYISO_G-I | Internal | Shoulder | B14 | 900 | 1999 | 0 | 39.39 | 39.38 | 0.01 | 0
2015 | NYISO_J-K_2_NYISO_G-I | NYISO_J-K | NYISO_G-I | Internal | Shoulder | B15 | 1203 | 1999 | 0 | 38.44 | 38.43 | 0.01 | 0
2015 | NYISO_J-K_2_NYISO_G-I | NYISO_J-K | NYISO_G-I | Internal | Summer | B1 | 10 | 1999 | 0 | 67.4 | 67.39 | 0.01 | 0
2015 | NYISO_J-K_2_NYISO_G-I | NYISO_J-K | NYISO_G-I | Internal | Summer | B2 | 25 | 1999 | 0 | 54.07 | 54.06 | 0.01 | 0
2015 | NYISO_J-K_2_NYISO_G-I | NYISO_J-K | NYISO_G-I | Internal | Summer | B3 | 75 | 1999 | 0 | 50.15 | 50.14 | 0.01 | 0
2015 | NYISO_J-K_2_NYISO_G-I | NYISO_J-K | NYISO_G-I | Internal | Summer | B4 | 100 | 1999 | 0 | 50.15 | 50.14 | 0.01 | 0
2015 | NYISO_J-K_2_NYISO_G-I | NYISO_J-K | NYISO_G-I | Internal | Summer | B5 | 200 | 1999 | 0 | 50.15 | 50.14 | 0.01 | 0
2015 | NYISO_J-K_2_NYISO_G-I | NYISO_J-K | NYISO_G-I | Internal | Summer | B6 | 300 | 1999 | 0 | 50.12 | 50.11 | 0.01 | 0
2015 | NYISO_J-K_2_NYISO_G-I | NYISO_J-K | NYISO_G-I | Internal | Summer | B7 | 400 | 1999 | 0 | 38.34 | 38.33 | 0.01 | 0
2015 | NYISO_J-K_2_NYISO_G-I | NYISO_J-K | NYISO_G-I | Internal | Summer | B8 | 500 | 1999 | 0 | 37.77 | 37.75 | 0.01 | 0
2015 | NYISO_J-K_2_NYISO_G-I | NYISO_J-K | NYISO_G-I | Internal | Summer | B9 | 800 | 1999 | 0 | 37.09 | 37.08 | 0.01 | 0
2015 | NYISO_J-K_2_NYISO_G-I | NYISO_J-K | NYISO_G-I | Internal | Summer | B10 | 1262 | 1999 | 0 | 37.09 | 37.08 | 0.01 | 0
2015 | NYISO_J-K_2_NYISO_G-I | NYISO_J-K | NYISO_G-I | Internal | Winter | B16 | 25 | 1999 | 0 | 51.78 | 51.77 | 0.01 | 0
2015 | NYISO_J-K_2_NYISO_G-I | NYISO_J-K | NYISO_G-I | Internal | Winter | B17 | 100 | 1999 | 0 | 51.5 | 51.49 | 0.01 | 0
2015 | NYISO_J-K_2_NYISO_G-I | NYISO_J-K | NYISO_G-I | Internal | Winter | B18 | 400 | 1999 | 0 | 50.3 | 50.29 | 0.01 | 0
2015 | NYISO_J-K_2_NYISO_G-I | NYISO_J-K | NYISO_G-I | Internal | Winter | B19 | 700 | 1999 | 0 | 48.68 | 47.99 | 0.01 | 0
2015 | NYISO_J-K_2_NYISO_G-I | NYISO_J-K | NYISO_G-I | Internal | Winter | B20 | 935 | 1999 | 0 | 46.44 | 46.43 | 0.01 | 0
2015 | NYISO_J-K_2_PJM_E | NYISO_J-K | PJM_E | Internal | Shoulder | B11 | 25 | 0.01 | 0 | 40.86 | 48.56 | 8 | 0
2015 | NYISO_J-K_2_PJM_E | NYISO_J-K | PJM_E | Internal | Shoulder | B12 | 200 | 0.01 | 0 | 40.86 | 42.02 | 8 | 0
2015 | NYISO_J-K_2_PJM_E | NYISO_J-K | PJM_E | Internal | Shoulder | B13 | 600 | 0.01 | 0 | 39.74 | 39.58 | 8 | 0
2015 | NYISO_J-K_2_PJM_E | NYISO_J-K | PJM_E | Internal | Shoulder | B14 | 900 | 0.01 | 0 | 39.39 | 37.95 | 8 | 0
2015 | NYISO_J-K_2_PJM_E | NYISO_J-K | PJM_E | Internal | Shoulder | B15 | 1203 | 0.01 | 0 | 38.44 | 37.25 | 8 | 0
2015 | NYISO_J-K_2_PJM_E | NYISO_J-K | PJM_E | Internal | Summer | B1 | 10 | 0.01 | 0 | 67.4 | 61.4 | 8 | 0.01
2015 | NYISO_J-K_2_PJM_E | NYISO_J-K | PJM_E | Internal | Summer | B2 | 25 | 0.01 | 0 | 54.07 | 58.94 | 8 | 0.01
2015 | NYISO_J-K_2_PJM_E | NYISO_J-K | PJM_E | Internal | Summer | B3 | 75 | 0.01 | 0 | 50.15 | 56.96 | 8 | 0
2015 | NYISO_J-K_2_PJM_E | NYISO_J-K | PJM_E | Internal | Summer | B4 | 100 | 0.01 | 0 | 50.15 | 56.29 | 8 | 0
2015 | NYISO_J-K_2_PJM_E | NYISO_J-K | PJM_E | Internal | Summer | B5 | 200 | 0.01 | 0 | 50.15 | 48.73 | 8 | 0
2015 | NYISO_J-K_2_PJM_E | NYISO_J-K | PJM_E | Internal | Summer | B6 | 300 | 0.01 | 0 | 50.12 | 44.11 | 8 | 0
2015 | NYISO_J-K_2_PJM_E | NYISO_J-K | PJM_E | Internal | Summer | B7 | 400 | 0.01 | 0 | 38.34 | 37.95 | 8 | 0
2015 | NYISO_J-K_2_PJM_E | NYISO_J-K | PJM_E | Internal | Summer | B8 | 500 | 0.01 | 0 | 37.77 | 37.44 | 8 | 0
2015 | NYISO_J-K_2_PJM_E | NYISO_J-K | PJM_E | Internal | Summer | B9 | 800 | 0.01 | 0 | 37.09 | 35.22 | 8 | 0
2015 | NYISO_J-K_2_PJM_E | NYISO_J-K | PJM_E | Internal | Summer | B10 | 1262 | 0.01 | 0 | 37.09 | 34.77 | 8 | 0
2015 | NYISO_J-K_2_PJM_E | NYISO_J-K | PJM_E | Internal | Winter | B16 | 25 | 0.01 | 0 | 51.78 | 48.87 | 8 | 0.01
2015 | NYISO_J-K_2_PJM_E | NYISO_J-K | PJM_E | Internal | Winter | B17 | 100 | 0.01 | 0 | 51.5 | 45.49 | 8 | 0
2015 | NYISO_J-K_2_PJM_E | NYISO_J-K | PJM_E | Internal | Winter | B18 | 400 | 0.01 | 0 | 50.3 | 44.3 | 8 | 0
2015 | NYISO_J-K_2_PJM_E | NYISO_J-K | PJM_E | Internal | Winter | B19 | 700 | 0.01 | 0 | 48.68 | 41.96 | 8 | 0
2015 | NYISO_J-K_2_PJM_E | NYISO_J-K | PJM_E | Internal | Winter | B20 | 935 | 0.01 | 0 | 46.44 | 37.45 | 8 | 0
2015 | PJM_E_2_NYISO_G-I | PJM_E | NYISO_G-I | Internal | Shoulder | B11 | 25 | 500 | 0 | 48.56 | 40.85 | 6 | 0
2015 | PJM_E_2_NYISO_G-I | PJM_E | NYISO_G-I | Internal | Shoulder | B12 | 200 | 500 | 0 | 42.02 | 40.85 | 6 | 0
2015 | PJM_E_2_NYISO_G-I | PJM_E | NYISO_G-I | Internal | Shoulder | B13 | 600 | 500 | 0 | 39.58 | 39.73 | 6 | 0
2015 | PJM_E_2_NYISO_G-I | PJM_E | NYISO_G-I | Internal | Shoulder | B14 | 900 | 500 | 0 | 37.95 | 39.38 | 6 | 0
2015 | PJM_E_2_NYISO_G-I | PJM_E | NYISO_G-I | Internal | Shoulder | B15 | 1203 | 500 | 0 | 37.25 | 38.43 | 6 | 0
2015 | PJM_E_2_NYISO_G-I | PJM_E | NYISO_G-I | Internal | Summer | B1 | 10 | 500 | 0 | 61.4 | 67.39 | 6 | 0
2015 | PJM_E_2_NYISO_G-I | PJM_E | NYISO_G-I | Internal | Summer | B2 | 25 | 500 | 0 | 58.94 | 54.06 | 6 | 0
2015 | PJM_E_2_NYISO_G-I | PJM_E | NYISO_G-I | Internal | Summer | B3 | 75 | 500 | 0 | 56.96 | 50.14 | 6 | 0
2015 | PJM_E_2_NYISO_G-I | PJM_E | NYISO_G-I | Internal | Summer | B4 | 100 | 500 | 0 | 56.29 | 50.14 | 6 | 0
2015 | PJM_E_2_NYISO_G-I | PJM_E | NYISO_G-I | Internal | Summer | B5 | 200 | 500 | 0 | 48.73 | 50.14 | 6 | 0
2015 | PJM_E_2_NYISO_G-I | PJM_E | NYISO_G-I | Internal | Summer | B6 | 300 | 500 | 413.4 | 44.11 | 50.11 | 6 | 0
2015 | PJM_E_2_NYISO_G-I | PJM_E | NYISO_G-I | Internal | Summer | B7 | 400 | 500 | 0 | 37.95 | 38.33 | 6 | 0
2015 | PJM_E_2_NYISO_G-I | PJM_E | NYISO_G-I | Internal | Summer | B8 | 500 | 500 | 0 | 37.44 | 37.75 | 6 | 0
2015 | PJM_E_2_NYISO_G-I | PJM_E | NYISO_G-I | Internal | Summer | B9 | 800 | 500 | 0 | 35.22 | 37.08 | 6 | 0
2015 | PJM_E_2_NYISO_G-I | PJM_E | NYISO_G-I | Internal | Summer | B10 | 1262 | 500 | 0 | 34.77 | 37.08 | 6 | 0
2015 | PJM_E_2_NYISO_G-I | PJM_E | NYISO_G-I | Internal | Winter | B16 | 25 | 500 | 0 | 48.87 | 51.77 | 6 | 0
2015 | PJM_E_2_NYISO_G-I | PJM_E | NYISO_G-I | Internal | Winter | B17 | 100 | 500 | 20.17 | 45.49 | 51.49 | 6 | 0
2015 | PJM_E_2_NYISO_G-I | PJM_E | NYISO_G-I | Internal | Winter | B18 | 400 | 500 | 0 | 44.3 | 50.29 | 6 | 0
2015 | PJM_E_2_NYISO_G-I | PJM_E | NYISO_G-I | Internal | Winter | B19 | 700 | 500 | 500 | 41.96 | 47.99 | 6 | 0.04
2015 | PJM_E_2_NYISO_G-I | PJM_E | NYISO_G-I | Internal | Winter | B20 | 935 | 500 | 500 | 37.45 | 46.43 | 6 | 2.98
2015 | PJM_E_2_NYISO_J-K | PJM_E | NYISO_J-K | Internal | Shoulder | B11 | 25 | 330 | 0 | 48.56 | 40.86 | 6 | 0
2015 | PJM_E_2_NYISO_J-K | PJM_E | NYISO_J-K | Internal | Shoulder | B12 | 200 | 330 | 0 | 42.02 | 40.86 | 6 | 0
2015 | PJM_E_2_NYISO_J-K | PJM_E | NYISO_J-K | Internal | Shoulder | B13 | 600 | 330 | 0 | 39.58 | 39.74 | 6 | 0
2015 | PJM_E_2_NYISO_J-K | PJM_E | NYISO_J-K | Internal | Shoulder | B14 | 900 | 330 | 0 | 37.95 | 39.39 | 6 | 0
2015 | PJM_E_2_NYISO_J-K | PJM_E | NYISO_J-K | Internal | Shoulder | B15 | 1203 | 330 | 0 | 37.25 | 38.44 | 6 | 0
2015 | PJM_E_2_NYISO_J-K | PJM_E | NYISO_J-K | Internal | Summer | B1 | 10 | 330 | 237.16 | 61.4 | 67.4 | 6 | 0
2015 | PJM_E_2_NYISO_J-K | PJM_E | NYISO_J-K | Internal | Summer | B2 | 25 | 330 | 0 | 58.94 | 54.07 | 6 | 0
2015 | PJM_E_2_NYISO_J-K | PJM_E | NYISO_J-K | Internal | Summer | B3 | 75 | 330 | 0 | 56.96 | 50.15 | 6 | 0
2015 | PJM_E_2_NYISO_J-K | PJM_E | NYISO_J-K | Internal | Summer | B4 | 100 | 330 | 0 | 56.29 | 50.15 | 6 | 0
2015 | PJM_E_2_NYISO_J-K | PJM_E | NYISO_J-K | Internal | Summer | B5 | 200 | 330 | 0 | 48.73 | 50.15 | 6 | 0
2015 | PJM_E_2_NYISO_J-K | PJM_E | NYISO_J-K | Internal | Summer | B6 | 300 | 330 | 330 | 44.11 | 50.12 | 6 | 0.01
2015 | PJM_E_2_NYISO_J-K | PJM_E | NYISO_J-K | Internal | Summer | B7 | 400 | 330 | 0 | 37.95 | 38.34 | 6 | 0
2015 | PJM_E_2_NYISO_J-K | PJM_E | NYISO_J-K | Internal | Summer | B8 | 500 | 330 | 0 | 37.44 | 37.77 | 6 | 0
2015 | PJM_E_2_NYISO_J-K | PJM_E | NYISO_J-K | Internal | Summer | B9 | 800 | 330 | 0 | 35.22 | 37.09 | 6 | 0
2015 | PJM_E_2_NYISO_J-K | PJM_E | NYISO_J-K | Internal | Summer | B10 | 1262 | 330 | 0 | 34.77 | 37.09 | 6 | 0
2015 | PJM_E_2_NYISO_J-K | PJM_E | NYISO_J-K | Internal | Winter | B16 | 25 | 330 | 0 | 48.87 | 51.78 | 6 | 0
2015 | PJM_E_2_NYISO_J-K | PJM_E | NYISO_J-K | Internal | Winter | B17 | 100 | 330 | 330 | 45.49 | 51.5 | 6 | 0.01
2015 | PJM_E_2_NYISO_J-K | PJM_E | NYISO_J-K | Internal | Winter | B18 | 400 | 330 | 203.59 | 44.3 | 50.3 | 6 | 0
2015 | PJM_E_2_NYISO_J-K | PJM_E | NYISO_J-K | Internal | Winter | B19 | 700 | 330 | 330 | 41.96 | 48.68 | 6 | 0.73
2015 | PJM_E_2_NYISO_J-K | PJM_E | NYISO_J-K | Internal | Winter | B20 | 935 | 330 | 330 | 37.45 | 46.44 | 6 | 2.99
2015 | PJM_E_2_PJM_ROM | PJM_E | PJM_ROM | Internal | Shoulder | B11 | 25 | 8000 | 1619.85 | 48.56 | 48.57 | 0.01 | 0
2015 | PJM_E_2_PJM_ROM | PJM_E | PJM_ROM | Internal | Shoulder | B12 | 200 | 8000 | 0 | 42.02 | 42.01 | 0.01 | 0
2015 | PJM_E_2_PJM_ROM | PJM_E | PJM_ROM | Internal | Shoulder | B13 | 600 | 8000 | 0 | 39.58 | 39.57 | 0.01 | 0
2015 | PJM_E_2_PJM_ROM | PJM_E | PJM_ROM | Internal | Shoulder | B14 | 900 | 8000 | 0 | 37.95 | 37.94 | 0.01 | 0
2015 | PJM_E_2_PJM_ROM | PJM_E | PJM_ROM | Internal | Shoulder | B15 | 1203 | 8000 | 0 | 37.25 | 37.24 | 0.01 | 0
2015 | PJM_E_2_PJM_ROM | PJM_E | PJM_ROM | Internal | Summer | B1 | 10 | 8000 | 0 | 61.4 | 61.39 | 0.01 | 0
2015 | PJM_E_2_PJM_ROM | PJM_E | PJM_ROM | Internal | Summer | B2 | 25 | 8000 | 0 | 58.94 | 58.93 | 0.01 | 0
2015 | PJM_E_2_PJM_ROM | PJM_E | PJM_ROM | Internal | Summer | B3 | 75 | 8000 | 0 | 56.96 | 56.95 | 0.01 | 0
2015 | PJM_E_2_PJM_ROM | PJM_E | PJM_ROM | Internal | Summer | B4 | 100 | 8000 | 0 | 56.29 | 56.28 | 0.01 | 0
2015 | PJM_E_2_PJM_ROM | PJM_E | PJM_ROM | Internal | Summer | B5 | 200 | 8000 | 0 | 48.73 | 48.72 | 0.01 | 0
2015 | PJM_E_2_PJM_ROM | PJM_E | PJM_ROM | Internal | Summer | B6 | 300 | 8000 | 0 | 44.11 | 44.1 | 0.01 | 0
2015 | PJM_E_2_PJM_ROM | PJM_E | PJM_ROM | Internal | Summer | B7 | 400 | 8000 | 0 | 37.95 | 37.94 | 0.01 | 0
2015 | PJM_E_2_PJM_ROM | PJM_E | PJM_ROM | Internal | Summer | B8 | 500 | 8000 | 0 | 37.44 | 37.43 | 0.01 | 0
2015 | PJM_E_2_PJM_ROM | PJM_E | PJM_ROM | Internal | Summer | B9 | 800 | 8000 | 0 | 35.22 | 35.21 | 0.01 | 0
2015 | PJM_E_2_PJM_ROM | PJM_E | PJM_ROM | Internal | Summer | B10 | 1262 | 8000 | 0 | 34.77 | 34.75 | 0.01 | 0
2015 | PJM_E_2_PJM_ROM | PJM_E | PJM_ROM | Internal | Winter | B16 | 25 | 8000 | 0 | 48.87 | 48.86 | 0.01 | 0
2015 | PJM_E_2_PJM_ROM | PJM_E | PJM_ROM | Internal | Winter | B17 | 100 | 8000 | 0 | 45.49 | 45.48 | 0.01 | 0
2015 | PJM_E_2_PJM_ROM | PJM_E | PJM_ROM | Internal | Winter | B18 | 400 | 8000 | 0 | 44.3 | 44.29 | 0.01 | 0
2015 | PJM_E_2_PJM_ROM | PJM_E | PJM_ROM | Internal | Winter | B19 | 700 | 8000 | 0 | 41.96 | 41.95 | 0.01 | 0
2015 | PJM_E_2_PJM_ROM | PJM_E | PJM_ROM | Internal | Winter | B20 | 935 | 8000 | 0 | 37.45 | 37.44 | 0.01 | 0
2015 | PJM_ROR_2_MISO_IN | PJM_ROR | MISO_IN | Internal | Shoulder | B11 | 25 | 909 | 0 | 48.58 | 46.6 | 2 | 0
2015 | PJM_ROR_2_MISO_IN | PJM_ROR | MISO_IN | Internal | Shoulder | B12 | 200 | 909 | 0 | 42 | 40 | 2 | 0
2015 | PJM_ROR_2_MISO_IN | PJM_ROR | MISO_IN | Internal | Shoulder | B13 | 600 | 909 | 0 | 39.45 | 37.44 | 2 | 0
2015 | PJM_ROR_2_MISO_IN | PJM_ROR | MISO_IN | Internal | Shoulder | B14 | 900 | 909 | 0 | 37.92 | 35.92 | 2 | 0
2015 | PJM_ROR_2_MISO_IN | PJM_ROR | MISO_IN | Internal | Shoulder | B15 | 1203 | 909 | 0 | 35.05 | 33.52 | 2 | 0
2015 | PJM_ROR_2_MISO_IN | PJM_ROR | MISO_IN | Internal | Summer | B1 | 10 | 909 | 0 | 61.38 | 59.38 | 2 | 0
2015 | PJM_ROR_2_MISO_IN | PJM_ROR | MISO_IN | Internal | Summer | B2 | 25 | 909 | 0 | 58.92 | 56.93 | 2 | 0
2015 | PJM_ROR_2_MISO_IN | PJM_ROR | MISO_IN | Internal | Summer | B3 | 75 | 909 | 0 | 56.94 | 56.39 | 2 | 0
2015 | PJM_ROR_2_MISO_IN | PJM_ROR | MISO_IN | Internal | Summer | B4 | 100 | 909 | 0 | 56.29 | 54.29 | 2 | 0
2015 | PJM_ROR_2_MISO_IN | PJM_ROR | MISO_IN | Internal | Summer | B5 | 200 | 909 | 0 | 48.71 | 46.71 | 2 | 0
2015 | PJM_ROR_2_MISO_IN | PJM_ROR | MISO_IN | Internal | Summer | B6 | 300 | 909 | 0 | 44.09 | 42.1 | 2 | 0
2015 | PJM_ROR_2_MISO_IN | PJM_ROR | MISO_IN | Internal | Summer | B7 | 400 | 909 | 0 | 37.93 | 35.91 | 2 | 0
2015 | PJM_ROR_2_MISO_IN | PJM_ROR | MISO_IN | Internal | Summer | B8 | 500 | 909 | 0 | 36.27 | 34.26 | 2 | 0
2015 | PJM_ROR_2_MISO_IN | PJM_ROR | MISO_IN | Internal | Summer | B9 | 800 | 909 | 0 | 34.73 | 32.92 | 2 | 0
2015 | PJM_ROR_2_MISO_IN | PJM_ROR | MISO_IN | Internal | Summer | B10 | 1262 | 909 | 0 | 32.79 | 32.29 | 2 | 0
2015 | PJM_ROR_2_MISO_IN | PJM_ROR | MISO_IN | Internal | Winter | B16 | 25 | 909 | 0 | 48.85 | 46.86 | 2 | 0
2015 | PJM_ROR_2_MISO_IN | PJM_ROR | MISO_IN | Internal | Winter | B17 | 100 | 909 | 0 | 44.76 | 42.76 | 2 | 0
2015 | PJM_ROR_2_MISO_IN | PJM_ROR | MISO_IN | Internal | Winter | B18 | 400 | 909 | 0 | 40.07 | 38.07 | 2 | 0
2015 | PJM_ROR_2_MISO_IN | PJM_ROR | MISO_IN | Internal | Winter | B19 | 700 | 909 | 0 | 38.54 | 36.54 | 2 | 0
2015 | PJM_ROR_2_MISO_IN | PJM_ROR | MISO_IN | Internal | Winter | B20 | 935 | 909 | 0 | 34.37 | 32.81 | 2 | 0
2015 | PJM_ROR_2_MISO_MI | PJM_ROR | MISO_MI | Internal | Shoulder | B11 | 25 | 1305 | 0 | 48.58 | 46.58 | 2 | 0
2015 | PJM_ROR_2_MISO_MI | PJM_ROR | MISO_MI | Internal | Shoulder | B12 | 200 | 1305 | 0 | 42 | 40 | 2 | 0
2015 | PJM_ROR_2_MISO_MI | PJM_ROR | MISO_MI | Internal | Shoulder | B13 | 600 | 1305 | 0 | 39.45 | 37.45 | 2 | 0
2015 | PJM_ROR_2_MISO_MI | PJM_ROR | MISO_MI | Internal | Shoulder | B14 | 900 | 1305 | 0 | 37.92 | 35.94 | 2 | 0
2015 | PJM_ROR_2_MISO_MI | PJM_ROR | MISO_MI | Internal | Shoulder | B15 | 1203 | 1305 | 0 | 35.05 | 33.53 | 2 | 0
2015 | PJM_ROR_2_MISO_MI | PJM_ROR | MISO_MI | Internal | Summer | B1 | 10 | 1305 | 0 | 61.38 | 57.41 | 2 | 0
2015 | PJM_ROR_2_MISO_MI | PJM_ROR | MISO_MI | Internal | Summer | B2 | 25 | 1305 | 0 | 58.92 | 56.92 | 2 | 0
2015 | PJM_ROR_2_MISO_MI | PJM_ROR | MISO_MI | Internal | Summer | B3 | 75 | 1305 | 0 | 56.94 | 51.97 | 2 | 0
2015 | PJM_ROR_2_MISO_MI | PJM_ROR | MISO_MI | Internal | Summer | B4 | 100 | 1305 | 0 | 56.29 | 51.97 | 2 | 0
2015 | PJM_ROR_2_MISO_MI | PJM_ROR | MISO_MI | Internal | Summer | B5 | 200 | 1305 | 0 | 48.71 | 45.44 | 2 | 0
2015 | PJM_ROR_2_MISO_MI | PJM_ROR | MISO_MI | Internal | Summer | B6 | 300 | 1305 | 0 | 44.09 | 42.09 | 2 | 0
2015 | PJM_ROR_2_MISO_MI | PJM_ROR | MISO_MI | Internal | Summer | B7 | 400 | 1305 | 0 | 37.93 | 35.93 | 2 | 0
2015 | PJM_ROR_2_MISO_MI | PJM_ROR | MISO_MI | Internal | Summer | B8 | 500 | 1305 | 0 | 36.27 | 34.27 | 2 | 0
2015 | PJM_ROR_2_MISO_MI | PJM_ROR | MISO_MI | Internal | Summer | B9 | 800 | 1305 | 0 | 34.73 | 32.93 | 2 | 0
2015 | PJM_ROR_2_MISO_MI | PJM_ROR | MISO_MI | Internal | Summer | B10 | 1262 | 1305 | 0 | 32.79 | 32.3 | 2 | 0
2015 | PJM_ROR_2_MISO_MI | PJM_ROR | MISO_MI | Internal | Winter | B16 | 25 | 1305 | 0 | 48.85 | 46.85 | 2 | 0
2015 | PJM_ROR_2_MISO_MI | PJM_ROR | MISO_MI | Internal | Winter | B17 | 100 | 1305 | 0 | 44.76 | 42.75 | 2 | 0
2015 | PJM_ROR_2_MISO_MI | PJM_ROR | MISO_MI | Internal | Winter | B18 | 400 | 1305 | 0 | 40.07 | 38.08 | 2 | 0
2015 | PJM_ROR_2_MISO_MI | PJM_ROR | MISO_MI | Internal | Winter | B19 | 700 | 1305 | 0 | 38.54 | 36.55 | 2 | 0
2015 | PJM_ROR_2_MISO_MI | PJM_ROR | MISO_MI | Internal | Winter | B20 | 935 | 1305 | 0 | 34.37 | 32.82 | 2 | 0
2015 | PJM_ROR_2_MISO_MO-IL | PJM_ROR | MISO_MO-IL | Internal | Shoulder | B11 | 25 | 1111 | 0 | 48.58 | 46.58 | 2 | 0
2015 | PJM_ROR_2_MISO_MO-IL | PJM_ROR | MISO_MO-IL | Internal | Shoulder | B12 | 200 | 1111 | 0 | 42 | 39.99 | 2 | 0
2015 | PJM_ROR_2_MISO_MO-IL | PJM_ROR | MISO_MO-IL | Internal | Shoulder | B13 | 600 | 1111 | 0 | 39.45 | 37.28 | 2 | 0
2015 | PJM_ROR_2_MISO_MO-IL | PJM_ROR | MISO_MO-IL | Internal | Shoulder | B14 | 900 | 1111 | 0 | 37.92 | 35.91 | 2 | 0
2015 | PJM_ROR_2_MISO_MO-IL | PJM_ROR | MISO_MO-IL | Internal | Shoulder | B15 | 1203 | 1111 | 0 | 35.05 | 33.05 | 2 | 0
2015 | PJM_ROR_2_MISO_MO-IL | PJM_ROR | MISO_MO-IL | Internal | Summer | B1 | 10 | 1111 | 0 | 61.38 | 59.38 | 2 | 0
2015 | PJM_ROR_2_MISO_MO-IL | PJM_ROR | MISO_MO-IL | Internal | Summer | B2 | 25 | 1111 | 0 | 58.92 | 56.92 | 2 | 0
2015 | PJM_ROR_2_MISO_MO-IL | PJM_ROR | MISO_MO-IL | Internal | Summer | B3 | 75 | 1111 | 0 | 56.94 | 56.4 | 2 | 0
2015 | PJM_ROR_2_MISO_MO-IL | PJM_ROR | MISO_MO-IL | Internal | Summer | B4 | 100 | 1111 | 0 | 56.29 | 54.29 | 2 | 0
2015 | PJM_ROR_2_MISO_MO-IL | PJM_ROR | MISO_MO-IL | Internal | Summer | B5 | 200 | 1111 | 0 | 48.71 | 46.71 | 2 | 0
2015 | PJM_ROR_2_MISO_MO-IL | PJM_ROR | MISO_MO-IL | Internal | Summer | B6 | 300 | 1111 | 0 | 44.09 | 42.09 | 2 | 0
2015 | PJM_ROR_2_MISO_MO-IL | PJM_ROR | MISO_MO-IL | Internal | Summer | B7 | 400 | 1111 | 0 | 37.93 | 35.9 | 2 | 0
2015 | PJM_ROR_2_MISO_MO-IL | PJM_ROR | MISO_MO-IL | Internal | Summer | B8 | 500 | 1111 | 0 | 36.27 | 33.52 | 2 | 0
2015 | PJM_ROR_2_MISO_MO-IL | PJM_ROR | MISO_MO-IL | Internal | Summer | B9 | 800 | 1111 | 0 | 34.73 | 32.89 | 2 | 0
2015 | PJM_ROR_2_MISO_MO-IL | PJM_ROR | MISO_MO-IL | Internal | Summer | B10 | 1262 | 1111 | 0 | 32.79 | 30.79 | 2 | 0
2015 | PJM_ROR_2_MISO_MO-IL | PJM_ROR | MISO_MO-IL | Internal | Winter | B16 | 25 | 1111 | 0 | 48.85 | 46.85 | 2 | 0
2015 | PJM_ROR_2_MISO_MO-IL | PJM_ROR | MISO_MO-IL | Internal | Winter | B17 | 100 | 1111 | 0 | 44.76 | 42.04 | 2 | 0
2015 | PJM_ROR_2_MISO_MO-IL | PJM_ROR | MISO_MO-IL | Internal | Winter | B18 | 400 | 1111 | 0 | 40.07 | 38.06 | 2 | 0
2015 | PJM_ROR_2_MISO_MO-IL | PJM_ROR | MISO_MO-IL | Internal | Winter | B19 | 700 | 1111 | 0 | 38.54 | 36.52 | 2 | 0
2015 | PJM_ROR_2_MISO_MO-IL | PJM_ROR | MISO_MO-IL | Internal | Winter | B20 | 935 | 1111 | 0 | 34.37 | 32.37 | 2 | 0
2015 | PJM_ROR_2_MISO_W | PJM_ROR | MISO_W | Internal | Shoulder | B11 | 25 | 709 | 0 | 48.58 | 46.6 | 2 | 0
2015 | PJM_ROR_2_MISO_W | PJM_ROR | MISO_W | Internal | Shoulder | B12 | 200 | 709 | 0 | 42 | 39.99 | 2 | 0
2015 | PJM_ROR_2_MISO_W | PJM_ROR | MISO_W | Internal | Shoulder | B13 | 600 | 709 | 0 | 39.45 | 37.29 | 2 | 0
2015 | PJM_ROR_2_MISO_W | PJM_ROR | MISO_W | Internal | Shoulder | B14 | 900 | 709 | 0 | 37.92 | 35.92 | 2 | 0
2015 | PJM_ROR_2_MISO_W | PJM_ROR | MISO_W | Internal | Shoulder | B15 | 1203 | 709 | 0 | 35.05 | 33.07 | 2 | 0
2015 | PJM_ROR_2_MISO_W | PJM_ROR | MISO_W | Internal | Summer | B1 | 10 | 709 | 0 | 61.38 | 59.37 | 2 | 0
2015 | PJM_ROR_2_MISO_W | PJM_ROR | MISO_W | Internal | Summer | B2 | 25 | 709 | 0 | 58.92 | 56.93 | 2 | 0
2015 | PJM_ROR_2_MISO_W | PJM_ROR | MISO_W | Internal | Summer | B3 | 75 | 709 | 0 | 56.94 | 56.47 | 2 | 0
2015 | PJM_ROR_2_MISO_W | PJM_ROR | MISO_W | Internal | Summer | B4 | 100 | 709 | 0 | 56.29 | 55.69 | 2 | 0
2015 | PJM_ROR_2_MISO_W | PJM_ROR | MISO_W | Internal | Summer | B5 | 200 | 709 | 0 | 48.71 | 46.72 | 2 | 0
2015 | PJM_ROR_2_MISO_W | PJM_ROR | MISO_W | Internal | Summer | B6 | 300 | 709 | 0 | 44.09 | 42.1 | 2 | 0
2015 | PJM_ROR_2_MISO_W | PJM_ROR | MISO_W | Internal | Summer | B7 | 400 | 709 | 0 | 37.93 | 35.91 | 2 | 0
2015 | PJM_ROR_2_MISO_W | PJM_ROR | MISO_W | Internal | Summer | B8 | 500 | 709 | 0 | 36.27 | 33.51 | 2 | 0
2015 | PJM_ROR_2_MISO_W | PJM_ROR | MISO_W | Internal | Summer | B9 | 800 | 709 | 0 | 34.73 | 32.9 | 2 | 0
2015 | PJM_ROR_2_MISO_W | PJM_ROR | MISO_W | Internal | Summer | B10 | 1262 | 709 | 0 | 32.79 | 30.8 | 2 | 0
2015 | PJM_ROR_2_MISO_W | PJM_ROR | MISO_W | Internal | Winter | B16 | 25 | 709 | 0 | 48.85 | 46.84 | 2 | 0
2015 | PJM_ROR_2_MISO_W | PJM_ROR | MISO_W | Internal | Winter | B17 | 100 | 709 | 0 | 44.76 | 42.03 | 2 | 0
2015 | PJM_ROR_2_MISO_W | PJM_ROR | MISO_W | Internal | Winter | B18 | 400 | 709 | 0 | 40.07 | 38.07 | 2 | 0
2015 | PJM_ROR_2_MISO_W | PJM_ROR | MISO_W | Internal | Winter | B19 | 700 | 709 | 0 | 38.54 | 36.56 | 2 | 0
2015 | PJM_ROR_2_MISO_W | PJM_ROR | MISO_W | Internal | Winter | B20 | 935 | 709 | 0 | 34.37 | 32.37 | 2 | 0
2015 | PJM_ROR_2_MISO_WUMS | PJM_ROR | MISO_WUMS | Internal | Shoulder | B11 | 25 | 1467 | 0 | 48.58 | 46.61 | 2 | 0
2015 | PJM_ROR_2_MISO_WUMS | PJM_ROR | MISO_WUMS | Internal | Shoulder | B12 | 200 | 1467 | 0 | 42 | 40 | 2 | 0
2015 | PJM_ROR_2_MISO_WUMS | PJM_ROR | MISO_WUMS | Internal | Shoulder | B13 | 600 | 1467 | 0 | 39.45 | 37.45 | 2 | 0
2015 | PJM_ROR_2_MISO_WUMS | PJM_ROR | MISO_WUMS | Internal | Shoulder | B14 | 900 | 1467 | 0 | 37.92 | 35.94 | 2 | 0
2015 | PJM_ROR_2_MISO_WUMS | PJM_ROR | MISO_WUMS | Internal | Shoulder | B15 | 1203 | 1467 | 0 | 35.05 | 33.08 | 2 | 0
2015 | PJM_ROR_2_MISO_WUMS | PJM_ROR | MISO_WUMS | Internal | Summer | B1 | 10 | 1467 | 0 | 61.38 | 59.38 | 2 | 0
2015 | PJM_ROR_2_MISO_WUMS | PJM_ROR | MISO_WUMS | Internal | Summer | B2 | 25 | 1467 | 0 | 58.92 | 56.94 | 2 | 0
2015 | PJM_ROR_2_MISO_WUMS | PJM_ROR | MISO_WUMS | Internal | Summer | B3 | 75 | 1467 | 0 | 56.94 | 56.48 | 2 | 0
2015 | PJM_ROR_2_MISO_WUMS | PJM_ROR | MISO_WUMS | Internal | Summer | B4 | 100 | 1467 | 0 | 56.29 | 55.7 | 2 | 0
2015 | PJM_ROR_2_MISO_WUMS | PJM_ROR | MISO_WUMS | Internal | Summer | B5 | 200 | 1467 | 0 | 48.71 | 46.71 | 2 | 0
2015 | PJM_ROR_2_MISO_WUMS | PJM_ROR | MISO_WUMS | Internal | Summer | B6 | 300 | 1467 | 0 | 44.09 | 42.09 | 2 | 0
2015 | PJM_ROR_2_MISO_WUMS | PJM_ROR | MISO_WUMS | Internal | Summer | B7 | 400 | 1467 | 0 | 37.93 | 35.93 | 2 | 0
2015 | PJM_ROR_2_MISO_WUMS | PJM_ROR | MISO_WUMS | Internal | Summer | B8 | 500 | 1467 | 0 | 36.27 | 34.27 | 2 | 0
2015 | PJM_ROR_2_MISO_WUMS | PJM_ROR | MISO_WUMS | Internal | Summer | B9 | 800 | 1467 | 0 | 34.73 | 32.92 | 2 | 0
2015 | PJM_ROR_2_MISO_WUMS | PJM_ROR | MISO_WUMS | Internal | Summer | B10 | 1262 | 1467 | 0 | 32.79 | 31.97 | 2 | 0
2015 | PJM_ROR_2_MISO_WUMS | PJM_ROR | MISO_WUMS | Internal | Winter | B16 | 25 | 1467 | 0 | 48.85 | 46.85 | 2 | 0
2015 | PJM_ROR_2_MISO_WUMS | PJM_ROR | MISO_WUMS | Internal | Winter | B17 | 100 | 1467 | 0 | 44.76 | 42.04 | 2 | 0
2015 | PJM_ROR_2_MISO_WUMS | PJM_ROR | MISO_WUMS | Internal | Winter | B18 | 400 | 1467 | 0 | 40.07 | 38.07 | 2 | 0
2015 | PJM_ROR_2_MISO_WUMS | PJM_ROR | MISO_WUMS | Internal | Winter | B19 | 700 | 1467 | 0 | 38.54 | 36.55 | 2 | 0
2015 | PJM_ROR_2_MISO_WUMS | PJM_ROR | MISO_WUMS | Internal | Winter | B20 | 935 | 1467 | 0 | 34.37 | 33.68 | 2 | 0
2015 | PJM_ROR_2_PJM_ROM | PJM_ROR | PJM_ROM | Internal | Shoulder | B11 | 25 | 8000 | 0 | 48.58 | 48.57 | 0.01 | 0
2015 | PJM_ROR_2_PJM_ROM | PJM_ROR | PJM_ROM | Internal | Shoulder | B12 | 200 | 8000 | 4040.14 | 42 | 42.01 | 0.01 | 0
2015 | PJM_ROR_2_PJM_ROM | PJM_ROR | PJM_ROM | Internal | Shoulder | B13 | 600 | 8000 | 8000 | 39.45 | 39.57 | 0.01 | 0.1
2015 | PJM_ROR_2_PJM_ROM | PJM_ROR | PJM_ROM | Internal | Shoulder | B14 | 900 | 8000 | 7934.72 | 37.92 | 37.94 | 0.01 | 0
2015 | PJM_ROR_2_PJM_ROM | PJM_ROR | PJM_ROM | Internal | Shoulder | B15 | 1203 | 8000 | 8000 | 35.05 | 37.24 | 0.01 | 2.18
2015 | PJM_ROR_2_PJM_ROM | PJM_ROR | PJM_ROM | Internal | Summer | B1 | 10 | 8000 | 5856.61 | 61.38 | 61.39 | 0.01 | 0
2015 | PJM_ROR_2_PJM_ROM | PJM_ROR | PJM_ROM | Internal | Summer | B2 | 25 | 8000 | 4882.53 | 58.92 | 58.93 | 0.01 | 0
2015 | PJM_ROR_2_PJM_ROM | PJM_ROR | PJM_ROM | Internal | Summer | B3 | 75 | 8000 | 1845.29 | 56.94 | 56.95 | 0.01 | 0
2015 | PJM_ROR_2_PJM_ROM | PJM_ROR | PJM_ROM | Internal | Summer | B4 | 100 | 8000 | 0 | 56.29 | 56.28 | 0.01 | 0
2015 | PJM_ROR_2_PJM_ROM | PJM_ROR | PJM_ROM | Internal | Summer | B5 | 200 | 8000 | 2178.89 | 48.71 | 48.72 | 0.01 | 0
2015 | PJM_ROR_2_PJM_ROM | PJM_ROR | PJM_ROM | Internal | Summer | B6 | 300 | 8000 | 2736.71 | 44.09 | 44.1 | 0.01 | 0
2015 | PJM_ROR_2_PJM_ROM | PJM_ROR | PJM_ROM | Internal | Summer | B7 | 400 | 8000 | 6258.98 | 37.93 | 37.94 | 0.01 | 0
2015 | PJM_ROR_2_PJM_ROM | PJM_ROR | PJM_ROM | Internal | Summer | B8 | 500 | 8000 | 8000 | 36.27 | 37.43 | 0.01 | 1.15
2015 | PJM_ROR_2_PJM_ROM | PJM_ROR | PJM_ROM | Internal | Summer | B9 | 800 | 8000 | 8000 | 34.73 | 35.21 | 0.01 | 0.47
2015 | PJM_ROR_2_PJM_ROM | PJM_ROR | PJM_ROM | Internal | Summer | B10 | 1262 | 8000 | 8000 | 32.79 | 34.75 | 0.01 | 1.95
2015 | PJM_ROR_2_PJM_ROM | PJM_ROR | PJM_ROM | Internal | Winter | B16 | 25 | 8000 | 4443.49 | 48.85 | 48.86 | 0.01 | 0
2015 | PJM_ROR_2_PJM_ROM | PJM_ROR | PJM_ROM | Internal | Winter | B17 | 100 | 8000 | 8000 | 44.76 | 45.48 | 0.01 | 0.7
2015 | PJM_ROR_2_PJM_ROM | PJM_ROR | PJM_ROM | Internal | Winter | B18 | 400 | 8000 | 8000 | 40.07 | 44.29 | 0.01 | 4.21
2015 | PJM_ROR_2_PJM_ROM | PJM_ROR | PJM_ROM | Internal | Winter | B19 | 700 | 8000 | 8000 | 38.54 | 41.95 | 0.01 | 3.4
2015 | PJM_ROR_2_PJM_ROM | PJM_ROR | PJM_ROM | Internal | Winter | B20 | 935 | 8000 | 8000 | 34.37 | 37.44 | 0.01 | 3.06
2015 | PJM_ROR_2_TVA_Transmission | PJM_ROR | TVA_Transmission | Internal | Shoulder | B11 | 25 | 2500 | 0 | 48.58 | 53.96 | 6 | 0
2015 | PJM_ROR_2_TVA_Transmission | PJM_ROR | TVA_Transmission | Internal | Shoulder | B12 | 200 | 2500 | 0 | 42 | 43.39 | 6 | 0
2015 | PJM_ROR_2_TVA_Transmission | PJM_ROR | TVA_Transmission | Internal | Shoulder | B13 | 600 | 2500 | 0 | 39.45 | 41.46 | 6 | 0
2015 | PJM_ROR_2_TVA_Transmission | PJM_ROR | TVA_Transmission | Internal | Shoulder | B14 | 900 | 2500 | 0 | 37.92 | 40.14 | 6 | 0
2015 | PJM_ROR_2_TVA_Transmission | PJM_ROR | TVA_Transmission | Internal | Shoulder | B15 | 1203 | 2500 | 0 | 35.05 | 39.15 | 6 | 0
2015 | PJM_ROR_2_TVA_Transmission | PJM_ROR | TVA_Transmission | Internal | Summer | B1 | 10 | 2500 | 35.47 | 61.38 | 67.38 | 6 | 0
2015 | PJM_ROR_2_TVA_Transmission | PJM_ROR | TVA_Transmission | Internal | Summer | B2 | 25 | 2500 | 622.17 | 58.92 | 64.92 | 6 | 0
2015 | PJM_ROR_2_TVA_Transmission | PJM_ROR | TVA_Transmission | Internal | Summer | B3 | 75 | 2500 | 1400.53 | 56.94 | 62.94 | 6 | 0
2015 | PJM_ROR_2_TVA_Transmission | PJM_ROR | TVA_Transmission | Internal | Summer | B4 | 100 | 2500 | 712.37 | 56.29 | 62.29 | 6 | 0
2015 | PJM_ROR_2_TVA_Transmission | PJM_ROR | TVA_Transmission | Internal | Summer | B5 | 200 | 2500 | 0 | 48.71 | 52.81 | 6 | 0
2015 | PJM_ROR_2_TVA_Transmission | PJM_ROR | TVA_Transmission | Internal | Summer | B6 | 300 | 2500 | 0 | 44.09 | 45.79 | 6 | 0
2015 | PJM_ROR_2_TVA_Transmission | PJM_ROR | TVA_Transmission | Internal | Summer | B7 | 400 | 2500 | 0 | 37.93 | 41.81 | 6 | 0
2015 | PJM_ROR_2_TVA_Transmission | PJM_ROR | TVA_Transmission | Internal | Summer | B8 | 500 | 2500 | 0 | 36.27 | 38.91 | 6 | 0
2015 | PJM_ROR_2_TVA_Transmission | PJM_ROR | TVA_Transmission | Internal | Summer | B9 | 800 | 2500 | 0 | 34.73 | 38.3 | 6 | 0
2015 | PJM_ROR_2_TVA_Transmission | PJM_ROR | TVA_Transmission | Internal | Summer | B10 | 1262 | 2500 | 0 | 32.79 | 36.38 | 6 | 0
2015 | PJM_ROR_2_TVA_Transmission | PJM_ROR | TVA_Transmission | Internal | Winter | B16 | 25 | 2500 | 0 | 48.85 | 54.7 | 6 | 0
2015 | PJM_ROR_2_TVA_Transmission | PJM_ROR | TVA_Transmission | Internal | Winter | B17 | 100 | 2500 | 0 | 44.76 | 45.86 | 6 | 0
2015 | PJM_ROR_2_TVA_Transmission | PJM_ROR | TVA_Transmission | Internal | Winter | B18 | 400 | 2500 | 0 | 40.07 | 42.25 | 6 | 0
2015 | PJM_ROR_2_TVA_Transmission | PJM_ROR | TVA_Transmission | Internal | Winter | B19 | 700 | 2500 | 0 | 38.54 | 40.51 | 6 | 0
2015 | PJM_ROR_2_TVA_Transmission | PJM_ROR | TVA_Transmission | Internal | Winter | B20 | 935 | 2500 | 0 | 34.37 | 38.96 | 6 | 0
2015 | PJM_ROR_2_VACAR | PJM_ROR | VACAR | Internal | Shoulder | B11 | 25 | 3000 | 1342.74 | 48.58 | 54.58 | 6 | 0
2015 | PJM_ROR_2_VACAR | PJM_ROR | VACAR | Internal | Shoulder | B12 | 200 | 3000 | 496.74 | 42 | 48 | 6 | 0
2015 | PJM_ROR_2_VACAR | PJM_ROR | VACAR | Internal | Shoulder | B13 | 600 | 3000 | 93.87 | 39.45 | 45.45 | 6 | 0
2015 | PJM_ROR_2_VACAR | PJM_ROR | VACAR | Internal | Shoulder | B14 | 900 | 3000 | 761.99 | 37.92 | 43.92 | 6 | 0
2015 | PJM_ROR_2_VACAR | PJM_ROR | VACAR | Internal | Shoulder | B15 | 1203 | 3000 | 3000 | 35.05 | 41.5 | 6 | 0.46
2015 | PJM_ROR_2_VACAR | PJM_ROR | VACAR | Internal | Summer | B1 | 10 | 3000 | 3000 | 61.38 | 68.16 | 6 | 0.78
2015 | PJM_ROR_2_VACAR | PJM_ROR | VACAR | Internal | Summer | B2 | 25 | 3000 | 3000 | 58.92 | 68.16 | 6 | 3.24
2015 | PJM_ROR_2_VACAR | PJM_ROR | VACAR | Internal | Summer | B3 | 75 | 3000 | 3000 | 56.94 | 68.16 | 6 | 5.22
2015 | PJM_ROR_2_VACAR | PJM_ROR | VACAR | Internal | Summer | B4 | 100 | 3000 | 2028.39 | 56.29 | 62.29 | 6 | 0
2015 | PJM_ROR_2_VACAR | PJM_ROR | VACAR | Internal | Summer | B5 | 200 | 3000 | 3000 | 48.71 | 55.3 | 6 | 0.6
2015 | PJM_ROR_2_VACAR | PJM_ROR | VACAR | Internal | Summer | B6 | 300 | 3000 | 921.83 | 44.09 | 50.09 | 6 | 0
2015 | PJM_ROR_2_VACAR | PJM_ROR | VACAR | Internal | Summer | B7 | 400 | 3000 | 2372.2 | 37.93 | 43.93 | 6 | 0
2015 | PJM_ROR_2_VACAR | PJM_ROR | VACAR | Internal | Summer | B8 | 500 | 3000 | 3000 | 36.27 | 42.73 | 6 | 0.47
2015 | PJM_ROR_2_VACAR | PJM_ROR | VACAR | Internal | Summer | B9 | 800 | 3000 | 3000 | 34.73 | 41.46 | 6 | 0.74
2015 | PJM_ROR_2_VACAR | PJM_ROR | VACAR | Internal | Summer | B10 | 1262 | 3000 | 3000 | 32.79 | 40.2 | 6 | 1.41
2015 | PJM_ROR_2_VACAR | PJM_ROR | VACAR | Internal | Winter | B16 | 25 | 3000 | 3000 | 48.85 | 58.89 | 6 | 4.04
2015 | PJM_ROR_2_VACAR | PJM_ROR | VACAR | Internal | Winter | B17 | 100 | 3000 | 364.09 | 44.76 | 50.76 | 6 | 0
2015 | PJM_ROR_2_VACAR | PJM_ROR | VACAR | Internal | Winter | B18 | 400 | 3000 | 0 | 40.07 | 45.97 | 6 | 0
2015 | PJM_ROR_2_VACAR | PJM_ROR | VACAR | Internal | Winter | B19 | 700 | 3000 | 154.3 | 38.54 | 44.54 | 6 | 0
2015 | PJM_ROR_2_VACAR | PJM_ROR | VACAR | Internal | Winter | B20 | 935 | 3000 | 3000 | 34.37 | 42.38 | 6 | 2.01
2015 | PJM_ROM_2_NYISO_A-F | PJM_ROM | NYISO_A-F | Internal | Shoulder | B11 | 25 | 2000 | 0 | 48.57 | 40.57 | 6 | 0
2015 | PJM_ROM_2_NYISO_A-F | PJM_ROM | NYISO_A-F | Internal | Shoulder | B12 | 200 | 2000 | 0 | 42.01 | 39.98 | 6 | 0
2015 | PJM_ROM_2_NYISO_A-F | PJM_ROM | NYISO_A-F | Internal | Shoulder | B13 | 600 | 2000 | 0 | 39.57 | 38.42 | 6 | 0
2015 | PJM_ROM_2_NYISO_A-F | PJM_ROM | NYISO_A-F | Internal | Shoulder | B14 | 900 | 2000 | 0 | 37.94 | 38.42 | 6 | 0
2015 | PJM_ROM_2_NYISO_A-F | PJM_ROM | NYISO_A-F | Internal | Shoulder | B15 | 1203 | 2000 | 0 | 37.24 | 38.42 | 6 | 0
2015 | PJM_ROM_2_NYISO_A-F | PJM_ROM | NYISO_A-F | Internal | Summer | B1 | 10 | 2000 | 0 | 61.39 | 53.39 | 6 | 0
2015 | PJM_ROM_2_NYISO_A-F | PJM_ROM | NYISO_A-F | Internal | Summer | B2 | 25 | 2000 | 0 | 58.93 | 50.93 | 6 | 0
2015 | PJM_ROM_2_NYISO_A-F | PJM_ROM | NYISO_A-F | Internal | Summer | B3 | 75 | 2000 | 0 | 56.95 | 48.95 | 6 | 0
2015 | PJM_ROM_2_NYISO_A-F | PJM_ROM | NYISO_A-F | Internal | Summer | B4 | 100 | 2000 | 0 | 56.28 | 45.28 | 6 | 0
2015 | PJM_ROM_2_NYISO_A-F | PJM_ROM | NYISO_A-F | Internal | Summer | B5 | 200 | 2000 | 0 | 48.72 | 43 | 6 | 0
2015 | PJM_ROM_2_NYISO_A-F | PJM_ROM | NYISO_A-F | Internal | Summer | B6 | 300 | 2000 | 0 | 44.1 | 42.09 | 6 | 0
2015 | PJM_ROM_2_NYISO_A-F | PJM_ROM | NYISO_A-F | Internal | Summer | B7 | 400 | 2000 | 0 | 37.94 | 38.31 | 6 | 0
2015 | PJM_ROM_2_NYISO_A-F | PJM_ROM | NYISO_A-F | Internal | Summer | B8 | 500 | 2000 | 0 | 37.43 | 37.08 | 6 | 0
2015 | PJM_ROM_2_NYISO_A-F | PJM_ROM | NYISO_A-F | Internal | Summer | B9 | 800 | 2000 | 0 | 35.21 | 37.07 | 6 | 0
2015 | PJM_ROM_2_NYISO_A-F | PJM_ROM | NYISO_A-F | Internal | Summer | B10 | 1262 | 2000 | 0 | 34.75 | 37.07 | 6 | 0
2015 | PJM_ROM_2_NYISO_A-F | PJM_ROM | NYISO_A-F | Internal | Winter | B16 | 25 | 2000 | 0 | 48.86 | 45.86 | 6 | 0
2015 | PJM_ROM_2_NYISO_A-F | PJM_ROM | NYISO_A-F | Internal | Winter | B17 | 100 | 2000 | 0 | 45.48 | 43.08 | 6 | 0
2015 | PJM_ROM_2_NYISO_A-F | PJM_ROM | NYISO_A-F | Internal | Winter | B18 | 400 | 2000 | 0 | 44.29 | 43.08 | 6 | 0
2015 | PJM_ROM_2_NYISO_A-F | PJM_ROM | NYISO_A-F | Internal | Winter | B19 | 700 | 2000 | 0 | 41.95 | 43.08 | 6 | 0
2015 | PJM_ROM_2_NYISO_A-F | PJM_ROM | NYISO_A-F | Internal | Winter | B20 | 935 | 2000 | 0 | 37.44 | 43.08 | 6 | 0
2015 | PJM_ROM_2_PJM_E | PJM_ROM | PJM_E | Internal | Shoulder | B11 | 25 | 8000 | 0 | 48.57 | 48.56 | 0.01 | 0
2015 | PJM_ROM_2_PJM_E | PJM_ROM | PJM_E | Internal | Shoulder | B12 | 200 | 8000 | 1059.93 | 42.01 | 42.02 | 0.01 | 0
2015 | PJM_ROM_2_PJM_E | PJM_ROM | PJM_E | Internal | Shoulder | B13 | 600 | 8000 | 4297.24 | 39.57 | 39.58 | 0.01 | 0
2015 | PJM_ROM_2_PJM_E | PJM_ROM | PJM_E | Internal | Shoulder | B14 | 900 | 8000 | 3192.52 | 37.94 | 37.95 | 0.01 | 0
2015 | PJM_ROM_2_PJM_E | PJM_ROM | PJM_E | Internal | Shoulder | B15 | 1203 | 8000 | 4396.88 | 37.24 | 37.25 | 0.01 | 0
2015 | PJM_ROM_2_PJM_E | PJM_ROM | PJM_E | Internal | Summer | B1 | 10 | 8000 | 5426.24 | 61.39 | 61.4 | 0.01 | 0
2015 | PJM_ROM_2_PJM_E | PJM_ROM | PJM_E | Internal | Summer | B2 | 25 | 8000 | 4253.25 | 58.93 | 58.94 | 0.01 | 0
2015 | PJM_ROM_2_PJM_E | PJM_ROM | PJM_E | Internal | Summer | B3 | 75 | 8000 | 3691.5 | 56.95 | 56.96 | 0.01 | 0
2015 | PJM_ROM_2_PJM_E | PJM_ROM | PJM_E | Internal | Summer | B4 | 100 | 8000 | 1666.66 | 56.28 | 56.29 | 0.01 | 0
2015 | PJM_ROM_2_PJM_E | PJM_ROM | PJM_E | Internal | Summer | B5 | 200 | 8000 | 1673.45 | 48.72 | 48.73 | 0.01 | 0
2015 | PJM_ROM_2_PJM_E | PJM_ROM | PJM_E | Internal | Summer | B6 | 300 | 8000 | 1779.97 | 44.1 | 44.11 | 0.01 | 0
2015 | PJM_ROM_2_PJM_E | PJM_ROM | PJM_E | Internal | Summer | B7 | 400 | 8000 | 4271.18 | 37.94 | 37.95 | 0.01 | 0
2015 | PJM_ROM_2_PJM_E | PJM_ROM | PJM_E | Internal | Summer | B8 | 500 | 8000 | 4168.67 | 37.43 | 37.44 | 0.01 | 0
2015 | PJM_ROM_2_PJM_E | PJM_ROM | PJM_E | Internal | Summer | B9 | 800 | 8000 | 3017.72 | 35.21 | 35.22 | 0.01 | 0
2015 | PJM_ROM_2_PJM_E | PJM_ROM | PJM_E | Internal | Summer | B10 | 1262 | 8000 | 3880.64 | 34.75 | 34.77 | 0.01 | 0
2015 | PJM_ROM_2_PJM_E | PJM_ROM | PJM_E | Internal | Winter | B16 | 25 | 8000 | 1322.43 | 48.86 | 48.87 | 0.01 | 0
2015 | PJM_ROM_2_PJM_E | PJM_ROM | PJM_E | Internal | Winter | B17 | 100 | 8000 | 5092.72 | 45.48 | 45.49 | 0.01 | 0
2015 | PJM_ROM_2_PJM_E | PJM_ROM | PJM_E | Internal | Winter | B18 | 400 | 8000 | 4914.54 | 44.29 | 44.3 | 0.01 | 0
2015 | PJM_ROM_2_PJM_E | PJM_ROM | PJM_E | Internal | Winter | B19 | 700 | 8000 | 5160.99 | 41.95 | 41.96 | 0.01 | 0
2015 | PJM_ROM_2_PJM_E | PJM_ROM | PJM_E | Internal | Winter | B20 | 935 | 8000 | 4435.99 | 37.44 | 37.45 | 0.01 | 0
2015 | PJM_ROM_2_PJM_ROR | PJM_ROM | PJM_ROR | Internal | Shoulder | B11 | 25 | 8000 | 42.03 | 48.57 | 48.58 | 0.01 | 0
2015 | PJM_ROM_2_PJM_ROR | PJM_ROM | PJM_ROR | Internal | Shoulder | B12 | 200 | 8000 | 0 | 42.01 | 42 | 0.01 | 0
2015 | PJM_ROM_2_PJM_ROR | PJM_ROM | PJM_ROR | Internal | Shoulder | B13 | 600 | 8000 | 0 | 39.57 | 39.45 | 0.01 | 0
2015 | PJM_ROM_2_PJM_ROR | PJM_ROM | PJM_ROR | Internal | Shoulder | B14 | 900 | 8000 | 0 | 37.94 | 37.92 | 0.01 | 0
2015 | PJM_ROM_2_PJM_ROR | PJM_ROM | PJM_ROR | Internal | Shoulder | B15 | 1203 | 8000 | 0 | 37.24 | 35.05 | 0.01 | 0
2015 | PJM_ROM_2_PJM_ROR | PJM_ROM | PJM_ROR | Internal | Summer | B1 | 10 | 8000 | 0 | 61.39 | 61.38 | 0.01 | 0
2015 | PJM_ROM_2_PJM_ROR | PJM_ROM | PJM_ROR | Internal | Summer | B2 | 25 | 8000 | 0 | 58.93 | 58.92 | 0.01 | 0
2015 | PJM_ROM_2_PJM_ROR | PJM_ROM | PJM_ROR | Internal | Summer | B3 | 75 | 8000 | 0 | 56.95 | 56.94 | 0.01 | 0
2015 | PJM_ROM_2_PJM_ROR | PJM_ROM | PJM_ROR | Internal | Summer | B4 | 100 | 8000 | 1481.58 | 56.28 | 56.29 | 0.01 | 0
2015 | PJM_ROM_2_PJM_ROR | PJM_ROM | PJM_ROR | Internal | Summer | B5 | 200 | 8000 | 0 | 48.72 | 48.71 | 0.01 | 0
2015 | PJM_ROM_2_PJM_ROR | PJM_ROM | PJM_ROR | Internal | Summer | B6 | 300 | 8000 | 0 | 44.1 | 44.09 | 0.01 | 0
2015 | PJM_ROM_2_PJM_ROR | PJM_ROM | PJM_ROR | Internal | Summer | B7 | 400 | 8000 | 0 | 37.94 | 37.93 | 0.01 | 0
2015 | PJM_ROM_2_PJM_ROR | PJM_ROM | PJM_ROR | Internal | Summer | B8 | 500 | 8000 | 0 | 37.43 | 36.27 | 0.01 | 0
2015 | PJM_ROM_2_PJM_ROR | PJM_ROM | PJM_ROR | Internal | Summer | B9 | 800 | 8000 | 0 | 35.21 | 34.73 | 0.01 | 0
2015 | PJM_ROM_2_PJM_ROR | PJM_ROM | PJM_ROR | Internal | Summer | B10 | 1262 | 8000 | 0 | 34.75 | 32.79 | 0.01 | 0
2015 | PJM_ROM_2_PJM_ROR | PJM_ROM | PJM_ROR | Internal | Winter | B16 | 25 | 8000 | 0 | 48.86 | 48.85 | 0.01 | 0
2015 | PJM_ROM_2_PJM_ROR | PJM_ROM | PJM_ROR | Internal | Winter | B17 | 100 | 8000 | 0 | 45.48 | 44.76 | 0.01 | 0
2015 | PJM_ROM_2_PJM_ROR | PJM_ROM | PJM_ROR | Internal | Winter | B18 | 400 | 8000 | 0 | 44.29 | 40.07 | 0.01 | 0
2015 | PJM_ROM_2_PJM_ROR | PJM_ROM | PJM_ROR | Internal | Winter | B19 | 700 | 8000 | 0 | 41.95 | 38.54 | 0.01 | 0
2015 | PJM_ROM_2_PJM_ROR | PJM_ROM | PJM_ROR | Internal | Winter | B20 | 935 | 8000 | 0 | 37.44 | 34.37 | 0.01 | 0
2015 | SOCO_2_FRCC | SOCO | FRCC | Internal | Shoulder | B11 | 25 | 3700 | 603.4 | 61.24 | 71.24 | 10 | 0
2015 | SOCO_2_FRCC | SOCO | FRCC | Internal | Shoulder | B12 | 200 | 3700 | 1555.65 | 41.79 | 51.79 | 10 | 0
2015 | SOCO_2_FRCC | SOCO | FRCC | Internal | Shoulder | B13 | 600 | 3700 | 129.25 | 39.4 | 49.4 | 10 | 0
2015 | SOCO_2_FRCC | SOCO | FRCC | Internal | Shoulder | B14 | 900 | 3700 | 0 | 39.4 | 45.06 | 10 | 0
2015 | SOCO_2_FRCC | SOCO | FRCC | Internal | Shoulder | B15 | 1203 | 3700 | 0 | 39.02 | 43.22 | 10 | 0
2015 | SOCO_2_FRCC | SOCO | FRCC | Internal | Summer | B1 | 10 | 3700 | 0 | 64.92 | 71.2 | 10 | 0
2015 | SOCO_2_FRCC | SOCO | FRCC | Internal | Summer | B2 | 25 | 3700 | 0 | 64.92 | 71.2 | 10 | 0
2015 | SOCO_2_FRCC | SOCO | FRCC | Internal | Summer | B3 | 75 | 3700 | 0 | 64.92 | 71.2 | 10 | 0
2015 | SOCO_2_FRCC | SOCO | FRCC | Internal | Summer | B4 | 100 | 3700 | 0 | 64.92 | 71.2 | 10 | 0
2015 | SOCO_2_FRCC | SOCO | FRCC | Internal | Summer | B5 | 200 | 3700 | 1208.03 | 60.27 | 70.27 | 10 | 0
2015 | SOCO_2_FRCC | SOCO | FRCC | Internal | Summer | B6 | 300 | 3700 | 840.38 | 50.05 | 60.05 | 10 | 0
2015 | SOCO_2_FRCC | SOCO | FRCC | Internal | Summer | B7 | 400 | 3700 | 2568.37 | 50.05 | 60.05 | 10 | 0
2015 | SOCO_2_FRCC | SOCO | FRCC | Internal | Summer | B8 | 500 | 3700 | 803.7 | 43.76 | 53.76 | 10 | 0
2015 | SOCO_2_FRCC | SOCO | FRCC | Internal | Summer | B9 | 800 | 3700 | 0 | 37.88 | 46.7 | 10 | 0
2015 | SOCO_2_FRCC | SOCO | FRCC | Internal | Summer | B10 | 1262 | 3700 | 0 | 37.88 | 42.58 | 10 | 0
2015 | SOCO_2_FRCC | SOCO | FRCC | Internal | Winter | B16 | 25 | 3700 | 2389.66 | 59.78 | 69.78 | 10 | 0
2015 | SOCO_2_FRCC | SOCO | FRCC | Internal | Winter | B17 | 100 | 3700 | 1601.29 | 43.76 | 53.76 | 10 | 0
2015 | SOCO_2_FRCC | SOCO | FRCC | Internal | Winter | B18 | 400 | 3700 | 473.64 | 41.34 | 51.34 | 10 | 0
2015 | SOCO_2_FRCC | SOCO | FRCC | Internal | Winter | B19 | 700 | 3700 | 0 | 41.34 | 47.11 | 10 | 0
2015 | SOCO_2_FRCC | SOCO | FRCC | Internal | Winter | B20 | 935 | 3700 | 0 | 41.34 | 45.18 | 10 | 0
2015 | SOCO_2_VACAR | SOCO | VACAR | Internal | Shoulder | B11 | 25 | 2000 | 0 | 61.24 | 54.58 | 10 | 0
2015 | SOCO_2_VACAR | SOCO | VACAR | Internal | Shoulder | B12 | 200 | 2000 | 0 | 41.79 | 48 | 10 | 0
2015 | SOCO_2_VACAR | SOCO | VACAR | Internal | Shoulder | B13 | 600 | 2000 | 0 | 39.4 | 45.45 | 10 | 0
2015 | SOCO_2_VACAR | SOCO | VACAR | Internal | Shoulder | B14 | 900 | 2000 | 0 | 39.4 | 43.92 | 10 | 0
2015 | SOCO_2_VACAR | SOCO | VACAR | Internal | Shoulder | B15 | 1203 | 2000 | 0 | 39.02 | 41.5 | 10 | 0
2015 | SOCO_2_VACAR | SOCO | VACAR | Internal | Summer | B1 | 10 | 2000 | 0 | 64.92 | 68.16 | 10 | 0
2015 | SOCO_2_VACAR | SOCO | VACAR | Internal | Summer | B2 | 25 | 2000 | 0 | 64.92 | 68.16 | 10 | 0
2015 | SOCO_2_VACAR | SOCO | VACAR | Internal | Summer | B3 | 75 | 2000 | 0 | 64.92 | 68.16 | 10 | 0
2015 | SOCO_2_VACAR | SOCO | VACAR | Internal | Summer | B4 | 100 | 2000 | 0 | 64.92 | 62.29 | 10 | 0
2015 | SOCO_2_VACAR | SOCO | VACAR | Internal | Summer | B5 | 200 | 2000 | 0 | 60.27 | 55.3 | 10 | 0
2015 | SOCO_2_VACAR | SOCO | VACAR | Internal | Summer | B6 | 300 | 2000 | 0 | 50.05 | 50.09 | 10 | 0
2015 | SOCO_2_VACAR | SOCO | VACAR | Internal | Summer | B7 | 400 | 2000 | 0 | 50.05 | 43.93 | 10 | 0
2015 | SOCO_2_VACAR | SOCO | VACAR | Internal | Summer | B8 | 500 | 2000 | 0 | 43.76 | 42.73 | 10 | 0
2015 | SOCO_2_VACAR | SOCO | VACAR | Internal | Summer | B9 | 800 | 2000 | 0 | 37.88 | 41.46 | 10 | 0
2015 | SOCO_2_VACAR | SOCO | VACAR | Internal | Summer | B10 | 1262 | 2000 | 0 | 37.88 | 40.2 | 10 | 0
2015 | SOCO_2_VACAR | SOCO | VACAR | Internal | Winter | B16 | 25 | 2000 | 0 | 59.78 | 58.89 | 10 | 0
2015 | SOCO_2_VACAR | SOCO | VACAR | Internal | Winter | B17 | 100 | 2000 | 0 | 43.76 | 50.76 | 10 | 0
2015 | SOCO_2_VACAR | SOCO | VACAR | Internal | Winter | B18 | 400 | 2000 | 0 | 41.34 | 45.97 | 10 | 0
2015 | SOCO_2_VACAR | SOCO | VACAR | Internal | Winter | B19 | 700 | 2000 | 0 | 41.34 | 44.54 | 10 | 0
2015 | SOCO_2_VACAR | SOCO | VACAR | Internal | Winter | B20 | 935 | 2000 | 0 | 41.34 | 42.38 | 10 | 0
2015 | SPP_N_2_ENT | SPP_N | ENT | Internal | Shoulder | B11 | 25 | 1800 | 0 | 53.6 | 53.5 | 5 | 0
2015 | SPP_N_2_ENT | SPP_N | ENT | Internal | Shoulder | B12 | 200 | 1800 | 0 | 39.23 | 38.05 | 5 | 0
2015 | SPP_N_2_ENT | SPP_N | ENT | Internal | Shoulder | B13 | 600 | 1800 | 0 | 37.6 | 37.78 | 5 | 0
2015 | SPP_N_2_ENT | SPP_N | ENT | Internal | Shoulder | B14 | 900 | 1800 | 0 | 36.34 | 37.78 | 5 | 0
2015 | SPP_N_2_ENT | SPP_N | ENT | Internal | Shoulder | B15 | 1203 | 1800 | 0 | 36.3 | 36.55 | 5 | 0
2015 | SPP_N_2_ENT | SPP_N | ENT | Internal | Summer | B1 | 10 | 1800 | 0 | 58.76 | 59.38 | 5 | 0
2015 | SPP_N_2_ENT | SPP_N | ENT | Internal | Summer | B2 | 25 | 1800 | 0 | 58.76 | 56.92 | 5 | 0
2015 | SPP_N_2_ENT | SPP_N | ENT | Internal | Summer | B3 | 75 | 1800 | 0 | 58.76 | 56.92 | 5 | 0
2015 | SPP_N_2_ENT | SPP_N | ENT | Internal | Summer | B4 | 100 | 1800 | 0 | 56.96 | 55.82 | 5 | 0
2015 | SPP_N_2_ENT | SPP_N | ENT | Internal | Summer | B5 | 200 | 1800 | 0 | 52.82 | 51.84 | 5 | 0
2015 | SPP_N_2_ENT | SPP_N | ENT | Internal | Summer | B6 | 300 | 1800 | 0 | 49.1 | 42.05 | 5 | 0
2015 | SPP_N_2_ENT | SPP_N | ENT | Internal | Summer | B7 | 400 | 1800 | 0 | 42.91 | 42.05 | 5 | 0
2015 | SPP_N_2_ENT | SPP_N | ENT | Internal | Summer | B8 | 500 | 1800 | 0 | 36.69 | 36.89 | 5 | 0
2015 | SPP_N_2_ENT | SPP_N | ENT | Internal | Summer | B9 | 800 | 1800 | 0 | 35.12 | 36.63 | 5 | 0
2015 | SPP_N_2_ENT | SPP_N | ENT | Internal | Summer | B10 | 1262 | 1800 | 0 | 34.55 | 35.44 | 5 | 0
2015 | SPP_N_2_ENT | SPP_N | ENT | Internal | Winter | B16 | 25 | 1800 | 0 | 46.85 | 51.78 | 5 | 0
2015 | SPP_N_2_ENT | SPP_N | ENT | Internal | Winter | B17 | 100 | 1800 | 0 | 39.89 | 40.38 | 5 | 0
2015 | SPP_N_2_ENT | SPP_N | ENT | Internal | Winter | B18 | 400 | 1800 | 0 | 38.72 | 40.1 | 5 | 0
2015 | SPP_N_2_ENT | SPP_N | ENT | Internal | Winter | B19 | 700 | 1800 | 0 | 38.67 | 40.05 | 5 | 0
2015 | SPP_N_2_ENT | SPP_N | ENT | Internal | Winter | B20 | 935 | 1800 | 0 | 38.07 | 38.79 | 5 | 0
2015 | SPP_N_2_MISO_MO-IL | SPP_N | MISO_MO-IL | Internal | Shoulder | B11 | 25 | 2000 | 0 | 53.6 | 46.58 | 5 | 0
2015 | SPP_N_2_MISO_MO-IL | SPP_N | MISO_MO-IL | Internal | Shoulder | B12 | 200 | 2000 | 0 | 39.23 | 39.99 | 5 | 0
2015 | SPP_N_2_MISO_MO-IL | SPP_N | MISO_MO-IL | Internal | Shoulder | B13 | 600 | 2000 | 0 | 37.6 | 37.28 | 5 | 0
2015 | SPP_N_2_MISO_MO-IL | SPP_N | MISO_MO-IL | Internal | Shoulder | B14 | 900 | 2000 | 0 | 36.34 | 35.91 | 5 | 0
2015 | SPP_N_2_MISO_MO-IL | SPP_N | MISO_MO-IL | Internal | Shoulder | B15 | 1203 | 2000 | 0 | 36.3 | 33.05 | 5 | 0
2015 | SPP_N_2_MISO_MO-IL | SPP_N | MISO_MO-IL | Internal | Summer | B1 | 10 | 2000 | 0 | 58.76 | 59.38 | 5 | 0
2015 | SPP_N_2_MISO_MO-IL | SPP_N | MISO_MO-IL | Internal | Summer | B2 | 25 | 2000 | 0 | 58.76 | 56.92 | 5 | 0
2015 | SPP_N_2_MISO_MO-IL | SPP_N | MISO_MO-IL | Internal | Summer | B3 | 75 | 2000 | 0 | 58.76 | 56.4 | 5 | 0
2015 | SPP_N_2_MISO_MO-IL | SPP_N | MISO_MO-IL | Internal | Summer | B4 | 100 | 2000 | 0 | 56.96 | 54.29 | 5 | 0
2015 | SPP_N_2_MISO_MO-IL | SPP_N | MISO_MO-IL | Internal | Summer | B5 | 200 | 2000 | 0 | 52.82 | 46.71 | 5 | 0
2015 | SPP_N_2_MISO_MO-IL | SPP_N | MISO_MO-IL | Internal | Summer | B6 | 300 | 2000 | 0 | 49.1 | 42.09 | 5 | 0
2015 | SPP_N_2_MISO_MO-IL | SPP_N | MISO_MO-IL | Internal | Summer | B7 | 400 | 2000 | 0 | 42.91 | 35.9 | 5 | 0
2015 | SPP_N_2_MISO_MO-IL | SPP_N | MISO_MO-IL | Internal | Summer | B8 | 500 | 2000 | 0 | 36.69 | 33.52 | 5 | 0
2015 | SPP_N_2_MISO_MO-IL | SPP_N | MISO_MO-IL | Internal | Summer | B9 | 800 | 2000 | 0 | 35.12 | 32.89 | 5 | 0
2015 | SPP_N_2_MISO_MO-IL | SPP_N | MISO_MO-IL | Internal | Summer | B10 | 1262 | 2000 | 0 | 34.55 | 30.79 | 5 | 0
2015 | SPP_N_2_MISO_MO-IL | SPP_N | MISO_MO-IL | Internal | Winter | B16 | 25 | 2000 | 0 | 46.85 | 46.85 | 5 | 0
2015 | SPP_N_2_MISO_MO-IL | SPP_N | MISO_MO-IL | Internal | Winter | B17 | 100 | 2000 | 0 | 39.89 | 42.04 | 5 | 0
2015 | SPP_N_2_MISO_MO-IL | SPP_N | MISO_MO-IL | Internal | Winter | B18 | 400 | 2000 | 0 | 38.72 | 38.06 | 5 | 0
2015 | SPP_N_2_MISO_MO-IL | SPP_N | MISO_MO-IL | Internal | Winter | B19 | 700 | 2000 | 0 | 38.67 | 36.52 | 5 | 0
2015 | SPP_N_2_MISO_MO-IL | SPP_N | MISO_MO-IL | Internal | Winter | B20 | 935 | 2000 | 0 | 38.07 | 32.37 | 5 | 0
2015 | SPP_N_2_MISO_W | SPP_N | MISO_W | Internal | Shoulder | B11 | 25 | 750 | 0 | 53.6 | 46.6 | 5 | 0
2015 | SPP_N_2_MISO_W | SPP_N | MISO_W | Internal | Shoulder | B12 | 200 | 750 | 0 | 39.23 | 39.99 | 5 | 0
2015 | SPP_N_2_MISO_W | SPP_N | MISO_W | Internal | Shoulder | B13 | 600 | 750 | 0 | 37.6 | 37.29 | 5 | 0
2015 | SPP_N_2_MISO_W | SPP_N | MISO_W | Internal | Shoulder | B14 | 900 | 750 | 0 | 36.34 | 35.92 | 5 | 0
2015 | SPP_N_2_MISO_W | SPP_N | MISO_W | Internal | Shoulder | B15 | 1203 | 750 | 0 | 36.3 | 33.07 | 5 | 0
2015 | SPP_N_2_MISO_W | SPP_N | MISO_W | Internal | Summer | B1 | 10 | 750 | 0 | 58.76 | 59.37 | 5 | 0
2015 | SPP_N_2_MISO_W | SPP_N | MISO_W | Internal | Summer | B2 | 25 | 750 | 0 | 58.76 | 56.93 | 5 | 0
2015 | SPP_N_2_MISO_W | SPP_N | MISO_W | Internal | Summer | B3 | 75 | 750 | 0 | 58.76 | 56.47 | 5 | 0
2015 | SPP_N_2_MISO_W | SPP_N | MISO_W | Internal | Summer | B4 | 100 | 750 | 0 | 56.96 | 55.69 | 5 | 0
2015 | SPP_N_2_MISO_W | SPP_N | MISO_W | Internal | Summer | B5 | 200 | 750 | 0 | 52.82 | 46.72 | 5 | 0
2015 | SPP_N_2_MISO_W | SPP_N | MISO_W | Internal | Summer | B6 | 300 | 750 | 0 | 49.1 | 42.1 | 5 | 0
2015 | SPP_N_2_MISO_W | SPP_N | MISO_W | Internal | Summer | B7 | 400 | 750 | 0 | 42.91 | 35.91 | 5 | 0
2015 | SPP_N_2_MISO_W | SPP_N | MISO_W | Internal | Summer | B8 | 500 | 750 | 0 | 36.69 | 33.51 | 5 | 0
2015 | SPP_N_2_MISO_W | SPP_N | MISO_W | Internal | Summer | B9 | 800 | 750 | 0 | 35.12 | 32.9 | 5 | 0
2015 | SPP_N_2_MISO_W | SPP_N | MISO_W | Internal | Summer | B10 | 1262 | 750 | 0 | 34.55 | 30.8 | 5 | 0
2015 | SPP_N_2_MISO_W | SPP_N | MISO_W | Internal | Winter | B16 | 25 | 750 | 0 | 46.85 | 46.84 | 5 | 0
2015 | SPP_N_2_MISO_W | SPP_N | MISO_W | Internal | Winter | B17 | 100 | 750 | 0 | 39.89 | 42.03 | 5 | 0
2015 | SPP_N_2_MISO_W | SPP_N | MISO_W | Internal | Winter | B18 | 400 | 750 | 0 | 38.72 | 38.07 | 5 | 0
2015 | SPP_N_2_MISO_W | SPP_N | MISO_W | Internal | Winter | B19 | 700 | 750 | 0 | 38.67 | 36.56 | 5 | 0
2015 | SPP_N_2_MISO_W | SPP_N | MISO_W | Internal | Winter | B20 | 935 | 750 | 0 | 38.07 | 32.37 | 5 | 0
2015 | SPP_N_2_NE | SPP_N | NE | Internal | Shoulder | B11 | 25 | 330 | 0 | 53.6 | 46.6 | 0.01 | 0
2015 | SPP_N_2_NE | SPP_N | NE | Internal | Shoulder | B12 | 200 | 330 | 0 | 39.23 | 39.22 | 0.01 | 0
2015 | SPP_N_2_NE | SPP_N | NE | Internal | Shoulder | B13 | 600 | 330 | 0 | 37.6 | 37.29 | 0.01 | 0
2015 | SPP_N_2_NE | SPP_N | NE | Internal | Shoulder | B14 | 900 | 330 | 0 | 36.34 | 36.33 | 0.01 | 0
2015 | SPP_N_2_NE | SPP_N | NE | Internal | Shoulder | B15 | 1203 | 330 | 0 | 36.3 | 35.94 | 0.01 | 0
2015 | SPP_N_2_NE | SPP_N | NE | Internal | Summer | B1 | 10 | 330 | 0 | 58.76 | 58.75 | 0.01 | 0
2015 | SPP_N_2_NE | SPP_N | NE | Internal | Summer | B2 | 25 | 330 | 0 | 58.76 | 57.36 | 0.01 | 0
2015 | SPP_N_2_NE | SPP_N | NE | Internal | Summer | B3 | 75 | 330 | 0 | 58.76 | 57.36 | 0.01 | 0
2015 | SPP_N_2_NE | SPP_N | NE | Internal | Summer | B4 | 100 | 330 | 0 | 56.96 | 56.95 | 0.01 | 0
2015 | SPP_N_2_NE | SPP_N | NE | Internal | Summer | B5 | 200 | 330 | 0 | 52.82 | 52.81 | 0.01 | 0
2015 | SPP_N_2_NE | SPP_N | NE | Internal | Summer | B6 | 300 | 330 | 0 | 49.1 | 42.1 | 0.01 | 0
2015 | SPP_N_2_NE | SPP_N | NE | Internal | Summer | B7 | 400 | 330 | 0 | 42.91 | 35.91 | 0.01 | 0
2015 | SPP_N_2_NE | SPP_N | NE | Internal | Summer | B8 | 500 | 330 | 0 | 36.69 | 33.51 | 0.01 | 0
2015 | SPP_N_2_NE | SPP_N | NE | Internal | Summer | B9 | 800 | 330 | 0 | 35.12 | 33.51 | 0.01 | 0
2015 | SPP_N_2_NE | SPP_N | NE | Internal | Summer | B10 | 1262 | 330 | 0 | 34.55 | 32.84 | 0.01 | 0
2015 | SPP_N_2_NE | SPP_N | NE | Internal | Winter | B16 | 25 | 330 | 0 | 46.85 | 46.84 | 0.01 | 0
2015 | SPP_N_2_NE | SPP_N | NE | Internal | Winter | B17 | 100 | 330 | 0 | 39.89 | 39.88 | 0.01 | 0
2015 | SPP_N_2_NE | SPP_N | NE | Internal | Winter | B18 | 400 | 330 | 0 | 38.72 | 38.66 | 0.01 | 0
2015 | SPP_N_2_NE | SPP_N | NE | Internal | Winter | B19 | 700 | 330 | 0 | 38.67 | 38.66 | 0.01 | 0
2015 | SPP_N_2_NE | SPP_N | NE | Internal | Winter | B20 | 935 | 330 | 0 | 38.07 | 33.68 | 0.01 | 0
2015 | SPP_N_2_SPP_S | SPP_N | SPP_S | Internal | Shoulder | B11 | 25 | 4000 | 0 | 53.6 | 52.2 | 0.01 | 0
2015 | SPP_N_2_SPP_S | SPP_N | SPP_S | Internal | Shoulder | B12 | 200 | 4000 | 0 | 39.23 | 39.22 | 0.01 | 0
2015 | SPP_N_2_SPP_S | SPP_N | SPP_S | Internal | Shoulder | B13 | 600 | 4000 | 1275.77 | 37.6 | 37.62 | 0.01 | 0
2015 | SPP_N_2_SPP_S | SPP_N | SPP_S | Internal | Shoulder | B14 | 900 | 4000 | 1533.06 | 36.34 | 36.35 | 0.01 | 0
2015 | SPP_N_2_SPP_S | SPP_N | SPP_S | Internal | Shoulder | B15 | 1203 | 4000 | 3241.98 | 36.3 | 36.31 | 0.01 | 0
2015 | SPP_N_2_SPP_S | SPP_N | SPP_S | Internal | Summer | B1 | 10 | 4000 | 0 | 58.76 | 58.75 | 0.01 | 0
2015 | SPP_N_2_SPP_S | SPP_N | SPP_S | Internal | Summer | B2 | 25 | 4000 | 51.38 | 58.76 | 58.78 | 0.01 | 0
2015 | SPP_N_2_SPP_S | SPP_N | SPP_S | Internal | Summer | B3 | 75 | 4000 | 0 | 58.76 | 58.75 | 0.01 | 0
2015 | SPP_N_2_SPP_S | SPP_N | SPP_S | Internal | Summer | B4 | 100 | 4000 | 0 | 56.96 | 50.82 | 0.01 | 0
2015 | SPP_N_2_SPP_S | SPP_N | SPP_S | Internal | Summer | B5 | 200 | 4000 | 0 | 52.82 | 50.41 | 0.01 | 0
2015 | SPP_N_2_SPP_S | SPP_N | SPP_S | Internal | Summer | B6 | 300 | 4000 | 2183.06 | 49.1 | 49.11 | 0.01 | 0
2015 | SPP_N_2_SPP_S | SPP_N | SPP_S | Internal | Summer | B7 | 400 | 4000 | 1151.52 | 42.91 | 42.93 | 0.01 | 0
2015 | SPP_N_2_SPP_S | SPP_N | SPP_S | Internal | Summer | B8 | 500 | 4000 | 1737.48 | 36.69 | 36.71 | 0.01 | 0
2015 | SPP_N_2_SPP_S | SPP_N | SPP_S | Internal | Summer | B9 | 800 | 4000 | 3016.86 | 35.12 | 35.13 | 0.01 | 0
2015 | SPP_N_2_SPP_S | SPP_N | SPP_S | Internal | Summer | B10 | 1262 | 4000 | 4000 | 34.55 | 35.05 | 0.01 | 0.49
2015 | SPP_N_2_SPP_S | SPP_N | SPP_S | Internal | Winter | B16 | 25 | 4000 | 1117.87 | 46.85 | 46.86 | 0.01 | 0
2015 | SPP_N_2_SPP_S | SPP_N | SPP_S | Internal | Winter | B17 | 100 | 4000 | 1827.49 | 39.89 | 39.9 | 0.01 | 0
2015 | SPP_N_2_SPP_S | SPP_N | SPP_S | Internal | Winter | B18 | 400 | 4000 | 2743.67 | 38.72 | 38.73 | 0.01 | 0
2015 | SPP_N_2_SPP_S | SPP_N | SPP_S | Internal | Winter | B19 | 700 | 4000 | 2587.4 | 38.67 | 38.68 | 0.01 | 0
2015 | SPP_N_2_SPP_S | SPP_N | SPP_S | Internal | Winter | B20 | 935 | 4000 | 4000 | 38.07 | 38.64 | 0.01 | 0.56
2015 | SPP_S_2_ENT | SPP_S | ENT | Internal | Shoulder | B11 | 25 | 850 | 0 | 52.2 | 53.5 | 5 | 0
2015 | SPP_S_2_ENT | SPP_S | ENT | Internal | Shoulder | B12 | 200 | 850 | 0 | 39.22 | 38.05 | 5 | 0
2015 | SPP_S_2_ENT | SPP_S | ENT | Internal | Shoulder | B13 | 600 | 850 | 0 | 37.62 | 37.78 | 5 | 0
2015 | SPP_S_2_ENT | SPP_S | ENT | Internal | Shoulder | B14 | 900 | 850 | 0 | 36.35 | 37.78 | 5 | 0
2015 | SPP_S_2_ENT | SPP_S | ENT | Internal | Shoulder | B15 | 1203 | 850 | 0 | 36.31 | 36.55 | 5 | 0
2015 | SPP_S_2_ENT | SPP_S | ENT | Internal | Summer | B1 | 10 | 850 | 0 | 58.75 | 59.38 | 5 | 0
2015 | SPP_S_2_ENT | SPP_S | ENT | Internal | Summer | B2 | 25 | 850 | 0 | 58.78 | 56.92 | 5 | 0
2015 | SPP_S_2_ENT | SPP_S | ENT | Internal | Summer | B3 | 75 | 850 | 0 | 58.75 | 56.92 | 5 | 0
2015 | SPP_S_2_ENT | SPP_S | ENT | Internal | Summer | B4 | 100 | 850 | 410.2 | 50.82 | 55.82 | 5 | 0
2015 | SPP_S_2_ENT | SPP_S | ENT | Internal | Summer | B5 | 200 | 850 | 0 | 50.41 | 51.84 | 5 | 0
2015 | SPP_S_2_ENT | SPP_S | ENT | Internal | Summer | B6 | 300 | 850 | 0 | 49.11 | 42.05 | 5 | 0
2015 | SPP_S_2_ENT | SPP_S | ENT | Internal | Summer | B7 | 400 | 850 | 0 | 42.93 | 42.05 | 5 | 0
2015 | SPP_S_2_ENT | SPP_S | ENT | Internal | Summer | B8 | 500 | 850 | 0 | 36.71 | 36.89 | 5 | 0
2015 | SPP_S_2_ENT | SPP_S | ENT | Internal | Summer | B9 | 800 | 850 | 0 | 35.13 | 36.63 | 5 | 0
2015 | SPP_S_2_ENT | SPP_S | ENT | Internal | Summer | B10 | 1262 | 850 | 0 | 35.05 | 35.44 | 5 | 0
2015 | SPP_S_2_ENT | SPP_S | ENT | Internal | Winter | B16 | 25 | 850 | 0 | 46.86 | 51.78 | 5 | 0
2015 | SPP_S_2_ENT | SPP_S | ENT | Internal | Winter | B17 | 100 | 850 | 0 | 39.9 | 40.38 | 5 | 0
2015 | SPP_S_2_ENT | SPP_S | ENT | Internal | Winter | B18 | 400 | 850 | 0 | 38.73 | 40.1 | 5 | 0
2015 | SPP_S_2_ENT | SPP_S | ENT | Internal | Winter | B19 | 700 | 850 | 0 | 38.68 | 40.05 | 5 | 0
2015 | SPP_S_2_ENT | SPP_S | ENT | Internal | Winter | B20 | 935 | 850 | 0 | 38.64 | 38.79 | 5 | 0
2015 | SPP_S_2_SPP_N | SPP_S | SPP_N | Internal | Shoulder | B11 | 25 | 640 | 640 | 52.2 | 53.6 | 0.01 | 1.38
2015 | SPP_S_2_SPP_N | SPP_S | SPP_N | Internal | Shoulder | B12 | 200 | 640 | 26.27 | 39.22 | 39.23 | 0.01 | 0
2015 | SPP_S_2_SPP_N | SPP_S | SPP_N | Internal | Shoulder | B13 | 600 | 640 | 0 | 37.62 | 37.6 | 0.01 | 0
2015 | SPP_S_2_SPP_N | SPP_S | SPP_N | Internal | Shoulder | B14 | 900 | 640 | 0 | 36.35 | 36.34 | 0.01 | 0
2015 | SPP_S_2_SPP_N | SPP_S | SPP_N | Internal | Shoulder | B15 | 1203 | 640 | 0 | 36.31 | 36.3 | 0.01 | 0
2015 | SPP_S_2_SPP_N | SPP_S | SPP_N | Internal | Summer | B1 | 10 | 640 | 95.21 | 58.75 | 58.76 | 0.01 | 0
2015 | SPP_S_2_SPP_N | SPP_S | SPP_N | Internal | Summer | B2 | 25 | 640 | 0 | 58.78 | 58.76 | 0.01 | 0
2015 | SPP_S_2_SPP_N | SPP_S | SPP_N | Internal | Summer | B3 | 75 | 640 | 636.1 | 58.75 | 58.76 | 0.01 | 0
2015 | SPP_S_2_SPP_N | SPP_S | SPP_N | Internal | Summer | B4 | 100 | 640 | 640 | 50.82 | 56.96 | 0.01 | 6.12
2015 | SPP_S_2_SPP_N | SPP_S | SPP_N | Internal | Summer | B5 | 200 | 640 | 640 | 50.41 | 52.82 | 0.01 | 2.4
2015 | SPP_S_2_SPP_N | SPP_S | SPP_N | Internal | Summer | B6 | 300 | 640 | 0 | 49.11 | 49.1 | 0.01 | 0
2015 | SPP_S_2_SPP_N | SPP_S | SPP_N | Internal | Summer | B7 | 400 | 640 | 0 | 42.93 | 42.91 | 0.01 | 0
2015 | SPP_S_2_SPP_N | SPP_S | SPP_N | Internal | Summer | B8 | 500 | 640 | 0 | 36.71 | 36.69 | 0.01 | 0
2015 | SPP_S_2_SPP_N | SPP_S | SPP_N | Internal | Summer | B9 | 800 | 640 | 0 | 35.13 | 35.12 | 0.01 | 0
2015 | SPP_S_2_SPP_N | SPP_S | SPP_N | Internal | Summer | B10 | 1262 | 640 | 0 | 35.05 | 34.55 | 0.01 | 0
2015 | SPP_S_2_SPP_N | SPP_S | SPP_N | Internal | Winter | B16 | 25 | 640 | 0 | 46.86 | 46.85 | 0.01 | 0
2015 | SPP_S_2_SPP_N | SPP_S | SPP_N | Internal | Winter | B17 | 100 | 640 | 0 | 39.9 | 39.89 | 0.01 | 0
2015 | SPP_S_2_SPP_N | SPP_S | SPP_N | Internal | Winter | B18 | 400 | 640 | 0 | 38.73 | 38.72 | 0.01 | 0
2015 | SPP_S_2_SPP_N | SPP_S | SPP_N | Internal | Winter | B19 | 700 | 640 | 0 | 38.68 | 38.67 | 0.01 | 0
2015 | SPP_S_2_SPP_N | SPP_S | SPP_N | Internal | Winter | B20 | 935 | 640 | 0 | 38.64 | 38.07 | 0.01 | 0
2015 | TVA_2_ENT | TVA | ENT | Internal | Shoulder | B11 | 25 | 500 | 0 | 53.58 | 53.5 | 9 | 0
2015 | TVA_2_ENT | TVA | ENT | Internal | Shoulder | B12 | 200 | 500 | 0 | 40.02 | 38.05 | 9 | 0
2015 | TVA_2_ENT | TVA | ENT | Internal | Shoulder | B13 | 600 | 500 | 0 | 38.4 | 37.78 | 9 | 0
2015 | TVA_2_ENT | TVA | ENT | Internal | Shoulder | B14 | 900 | 500 | 0 | 38.4 | 37.78 | 9 | 0
2015 | TVA_2_ENT | TVA | ENT | Internal | Shoulder | B15 | 1203 | 500 | 0 | 38.4 | 36.55 | 9 | 0
2015 | TVA_2_ENT | TVA | ENT | Internal | Summer | B1 | 10 | 500 | 0 | 67.39 | 59.38 | 9 | 0
2015 | TVA_2_ENT | TVA | ENT | Internal | Summer | B2 | 25 | 500 | 0 | 64.93 | 56.92 | 9 | 0
2015 | TVA_2_ENT | TVA | ENT | Internal | Summer | B3 | 75 | 500 | 0 | 62.95 | 56.92 | 9 | 0
2015 | TVA_2_ENT | TVA | ENT | Internal | Summer | B4 | 100 | 500 | 0 | 62.3 | 55.82 | 9 | 0
2015 | TVA_2_ENT | TVA | ENT | Internal | Summer | B5 | 200 | 500 | 0 | 48.93 | 51.84 | 9 | 0
2015 | TVA_2_ENT | TVA | ENT | Internal | Summer | B6 | 300 | 500 | 0 | 38.73 | 42.05 | 9 | 0
2015 | TVA_2_ENT | TVA | ENT | Internal | Summer | B7 | 400 | 500 | 0 | 37.16 | 42.05 | 9 | 0
2015 | TVA_2_ENT | TVA | ENT | Internal | Summer | B8 | 500 | 500 | 0 | 37.16 | 36.89 | 9 | 0
2015 | TVA_2_ENT | TVA | ENT | Internal | Summer | B9 | 800 | 500 | 0 | 37.16 | 36.63 | 9 | 0
2015 | TVA_2_ENT | TVA | ENT | Internal | Summer | B10 | 1262 | 500 | 0 | 34.92 | 35.44 | 9 | 0
2015 | TVA_2_ENT | TVA | ENT | Internal | Winter | B16 | 25 | 500 | 0 | 54.64 | 51.78 | 9 | 0
2015 | TVA_2_ENT | TVA | ENT | Internal | Winter | B17 | 100 | 500 | 0 | 42.52 | 40.38 | 9 | 0
2015 | TVA_2_ENT | TVA | ENT | Internal | Winter | B18 | 400 | 500 | 0 | 38.26 | 40.1 | 9 | 0
2015 | TVA_2_ENT | TVA | ENT | Internal | Winter | B19 | 700 | 500 | 0 | 38.26 | 40.05 | 9 | 0
2015 | TVA_2_ENT | TVA | ENT | Internal | Winter | B20 | 935 | 500 | 0 | 38.26 | 38.79 | 9 | 0
2015 | TVA_2_NonRTO_Midwest | TVA | NonRTO_Midwest | Internal | Shoulder | B11 | 25 | 100 | 0 | 53.58 | 54.6 | 9 | 0
2015 | TVA_2_NonRTO_Midwest | TVA | NonRTO_Midwest | Internal | Shoulder | B12 | 200 | 100 | 0 | 40.02 | 48 | 9 | 0
2015 | TVA_2_NonRTO_Midwest | TVA | NonRTO_Midwest | Internal | Shoulder | B13 | 600 | 100 | 0 | 38.4 | 44.82 | 9 | 0
2015 | TVA_2_NonRTO_Midwest | TVA | NonRTO_Midwest | Internal | Shoulder | B14 | 900 | 100 | 0 | 38.4 | 35.83 | 9 | 0
2015 | TVA_2_NonRTO_Midwest | TVA | NonRTO_Midwest | Internal | Shoulder | B15 | 1203 | 100 | 0 | 38.4 | 33.61 | 9 | 0
2015 | TVA_2_NonRTO_Midwest | TVA | NonRTO_Midwest | Internal | Summer | B1 | 10 | 100 | 0 | 67.39 | 63.36 | 9 | 0
2015 | TVA_2_NonRTO_Midwest | TVA | NonRTO_Midwest | Internal | Summer | B2 | 25 | 100 | 0 | 64.93 | 63.36 | 9 | 0
2015 | TVA_2_NonRTO_Midwest | TVA | NonRTO_Midwest | Internal | Summer | B3 | 75 | 100 | 0 | 62.95 | 63.36 | 9 | 0
2015 | TVA_2_NonRTO_Midwest | TVA | NonRTO_Midwest | Internal | Summer | B4 | 100 | 100 | 0 | 62.3 | 62.29 | 9 | 0
2015 | TVA_2_NonRTO_Midwest | TVA | NonRTO_Midwest | Internal | Summer | B5 | 200 | 100 | 0 | 48.93 | 54.71 | 9 | 0
2015 | TVA_2_NonRTO_Midwest | TVA | NonRTO_Midwest | Internal | Summer | B6 | 300 | 100 | 10.98 | 38.73 | 47.73 | 9 | 0
2015 | TVA_2_NonRTO_Midwest | TVA | NonRTO_Midwest | Internal | Summer | B7 | 400 | 100 | 0 | 37.16 | 35.2 | 9 | 0
2015 | TVA_2_NonRTO_Midwest | TVA | NonRTO_Midwest | Internal | Summer | B8 | 500 | 100 | 0 | 37.16 | 34.29 | 9 | 0
2015 | TVA_2_NonRTO_Midwest | TVA | NonRTO_Midwest | Internal | Summer | B9 | 800 | 100 | 0 | 37.16 | 33.61 | 9 | 0
2015 | TVA_2_NonRTO_Midwest | TVA | NonRTO_Midwest | Internal | Summer | B10 | 1262 | 100 | 0 | 34.92 | 33.32 | 9 | 0
2015 | TVA_2_NonRTO_Midwest | TVA | NonRTO_Midwest | Internal | Winter | B16 | 25 | 100 | 0 | 54.64 | 54.86 | 9 | 0
2015 | TVA_2_NonRTO_Midwest | TVA | NonRTO_Midwest | Internal | Winter | B17 | 100 | 100 | 0 | 42.52 | 50.76 | 9 | 0
2015 | TVA_2_NonRTO_Midwest | TVA | NonRTO_Midwest | Internal | Winter | B18 | 400 | 100 | 0 | 38.26 | 46.07 | 9 | 0
2015 | TVA_2_NonRTO_Midwest | TVA | NonRTO_Midwest | Internal | Winter | B19 | 700 | 100 | 0 | 38.26 | 36.01 | 9 | 0
2015 | TVA_2_NonRTO_Midwest | TVA | NonRTO_Midwest | Internal | Winter | B20 | 935 | 100 | 0 | 38.26 | 33.64 | 9 | 0
2015 | TVA_2_SOCO | TVA | SOCO | Internal | Shoulder | B11 | 25 | 500 | 0 | 53.58 | 61.24 | 9 | 0
2015 | TVA_2_SOCO | TVA | SOCO | Internal | Shoulder | B12 | 200 | 500 | 0 | 40.02 | 41.79 | 9 | 0
2015 | TVA_2_SOCO | TVA | SOCO | Internal | Shoulder | B13 | 600 | 500 | 0 | 38.4 | 39.4 | 9 | 0
2015 | TVA_2_SOCO | TVA | SOCO | Internal | Shoulder | B14 | 900 | 500 | 0 | 38.4 | 39.4 | 9 | 0
2015 | TVA_2_SOCO | TVA | SOCO | Internal | Shoulder | B15 | 1203 | 500 | 0 | 38.4 | 39.02 | 9 | 0
2015 | TVA_2_SOCO | TVA | SOCO | Internal | Summer | B1 | 10 | 500 | 0 | 67.39 | 64.92 | 9 | 0
2015 | TVA_2_SOCO | TVA | SOCO | Internal | Summer | B2 | 25 | 500 | 0 | 64.93 | 64.92 | 9 | 0
2015 | TVA_2_SOCO | TVA | SOCO | Internal | Summer | B3 | 75 | 500 | 0 | 62.95 | 64.92 | 9 | 0
2015 | TVA_2_SOCO | TVA | SOCO | Internal | Summer | B4 | 100 | 500 | 0 | 62.3 | 64.92 | 9 | 0
2015 | TVA_2_SOCO | TVA | SOCO | Internal | Summer | B5 | 200 | 500 | 500 | 48.93 | 60.27 | 9 | 2.34
2015 | TVA_2_SOCO | TVA | SOCO | Internal | Summer | B6 | 300 | 500 | 500 | 38.73 | 50.05 | 9 | 2.32
2015 | TVA_2_SOCO | TVA | SOCO | Internal | Summer | B7 | 400 | 500 | 500 | 37.16 | 50.05 | 9 | 3.89
2015 | TVA_2_SOCO | TVA | SOCO | Internal | Summer | B8 | 500 | 500 | 0 | 37.16 | 43.76 | 9 | 0
2015 | TVA_2_SOCO | TVA | SOCO | Internal | Summer | B9 | 800 | 500 | 0 | 37.16 | 37.88 | 9 | 0
2015 | TVA_2_SOCO | TVA | SOCO | Internal | Summer | B10 | 1262 | 500 | 0 | 34.92 | 37.88 | 9 | 0
2015 | TVA_2_SOCO | TVA | SOCO | Internal | Winter | B16 | 25 | 500 | 0 | 54.64 | 59.78 | 9 | 0
2015 | TVA_2_SOCO | TVA | SOCO | Internal | Winter | B17 | 100 | 500 | 0 | 42.52 | 43.76 | 9 | 0
2015 | TVA_2_SOCO | TVA | SOCO | Internal | Winter | B18 | 400 | 500 | 0 | 38.26 | 41.34 | 9 | 0
2015 | TVA_2_SOCO | TVA | SOCO | Internal | Winter | B19 | 700 | 500 | 0 | 38.26 | 41.34 | 9 | 0
2015 | TVA_2_SOCO | TVA | SOCO | Internal | Winter | B20 | 935 | 500 | 0 | 38.26 | 41.34 | 9 | 0
2015 | TVA_2_VACAR | TVA | VACAR | Internal | Shoulder | B11 | 25 | 150 | 0 | 53.58 | 54.58 | 9 | 0
2015 | TVA_2_VACAR | TVA | VACAR | Internal | Shoulder | B12 | 200 | 150 | 0 | 40.02 | 48 | 9 | 0
2015 | TVA_2_VACAR | TVA | VACAR | Internal | Shoulder | B13 | 600 | 150 | 0 | 38.4 | 45.45 | 9 | 0
2015 | TVA_2_VACAR | TVA | VACAR | Internal | Shoulder | B14 | 900 | 150 | 0 | 38.4 | 43.92 | 9 | 0
2015 | TVA_2_VACAR | TVA | VACAR | Internal | Shoulder | B15 | 1203 | 150 | 0 | 38.4 | 41.5 | 9 | 0
2015 | TVA_2_VACAR | TVA | VACAR | Internal | Summer | B1 | 10 | 150 | 0 | 67.39 | 68.16 | 9 | 0
2015 | TVA_2_VACAR | TVA | VACAR | Internal | Summer | B2 | 25 | 150 | 0 | 64.93 | 68.16 | 9 | 0
2015 | TVA_2_VACAR | TVA | VACAR | Internal | Summer | B3 | 75 | 150 | 0 | 62.95 | 68.16 | 9 | 0
2015 | TVA_2_VACAR | TVA | VACAR | Internal | Summer | B4 | 100 | 150 | 0 | 62.3 | 62.29 | 9 | 0
2015 | TVA_2_VACAR | TVA | VACAR | Internal | Summer | B5 | 200 | 150 | 0 | 48.93 | 55.3 | 9 | 0
2015 | TVA_2_VACAR | TVA | VACAR | Internal | Summer | B6 | 300 | 150 | 150 | 38.73 | 50.09 | 9 | 2.36
2015 | TVA_2_VACAR | TVA | VACAR | Internal | Summer | B7 | 400 | 150 | 0 | 37.16 | 43.93 | 9 | 0
2015 | TVA_2_VACAR | TVA | VACAR | Internal | Summer | B8 | 500 | 150 | 0 | 37.16 | 42.73 | 9 | 0
2015 | TVA_2_VACAR | TVA | VACAR | Internal | Summer | B9 | 800 | 150 | 0 | 37.16 | 41.46 | 9 | 0
2015 | TVA_2_VACAR | TVA | VACAR | Internal | Summer | B10 | 1262 | 150 | 0 | 34.92 | 40.2 | 9 | 0
2015 | TVA_2_VACAR | TVA | VACAR | Internal | Winter | B16 | 25 | 150 | 0 | 54.64 | 58.89 | 9 | 0
2015 | TVA_2_VACAR | TVA | VACAR | Internal | Winter | B17 | 100 | 150 | 0 | 42.52 | 50.76 | 9 | 0
2015 | TVA_2_VACAR | TVA | VACAR | Internal | Winter | B18 | 400 | 150 | 0 | 38.26 | 45.97 | 9 | 0
2015 | TVA_2_VACAR | TVA | VACAR | Internal | Winter | B19 | 700 | 150 | 0 | 38.26 | 44.54 | 9 | 0
2015 | TVA_2_VACAR | TVA | VACAR | Internal | Winter | B20 | 935 | 150 | 0 | 38.26 | 42.38 | 9 | 0
2015 | TVA_Transmission_2_NonRTO_Midwest | TVA_Transmission | NonRTO_Midwest | Internal | Shoulder | B11 | 25 | 700 | 0 | 53.96 | 54.6 | 9 | 0
2015 | TVA_Transmission_2_NonRTO_Midwest | TVA_Transmission | NonRTO_Midwest | Internal | Shoulder | B12 | 200 | 700 | 0 | 43.39 | 48 | 9 | 0
2015 | TVA_Transmission_2_NonRTO_Midwest | TVA_Transmission | NonRTO_Midwest | Internal | Shoulder | B13 | 600 | 700 | 0 | 41.46 | 44.82 | 9 | 0
2015 | TVA_Transmission_2_NonRTO_Midwest | TVA_Transmission | NonRTO_Midwest | Internal | Shoulder | B14 | 900 | 700 | 0 | 40.14 | 35.83 | 9 | 0
2015 | TVA_Transmission_2_NonRTO_Midwest | TVA_Transmission | NonRTO_Midwest | Internal | Shoulder | B15 | 1203 | 700 | 0 | 39.15 | 33.61 | 9 | 0
2015 | TVA_Transmission_2_NonRTO_Midwest | TVA_Transmission | NonRTO_Midwest | Internal | Summer | B1 | 10 | 700 | 0 | 67.38 | 63.36 | 9 | 0
2015 | TVA_Transmission_2_NonRTO_Midwest | TVA_Transmission | NonRTO_Midwest | Internal | Summer | B2 | 25 | 700 | 0 | 64.92 | 63.36 | 9 | 0
2015 | TVA_Transmission_2_NonRTO_Midwest | TVA_Transmission | NonRTO_Midwest | Internal | Summer | B3 | 75 | 700 | 0 | 62.94 | 63.36 | 9 | 0
2015 | TVA_Transmission_2_NonRTO_Midwest | TVA_Transmission | NonRTO_Midwest | Internal | Summer | B4 | 100 | 700 | 0 | 62.29 | 62.29 | 9 | 0
2015 | TVA_Transmission_2_NonRTO_Midwest | TVA_Transmission | NonRTO_Midwest | Internal | Summer | B5 | 200 | 700 | 0 | 52.81 | 54.71 | 9 | 0
2015 | TVA_Transmission_2_NonRTO_Midwest | TVA_Transmission | NonRTO_Midwest | Internal | Summer | B6 | 300 | 700 | 0 | 45.79 | 47.73 | 9 | 0
2015 | TVA_Transmission_2_NonRTO_Midwest | TVA_Transmission | NonRTO_Midwest | Internal | Summer | B7 | 400 | 700 | 0 | 41.81 | 35.2 | 9 | 0
2015 | TVA_Transmission_2_NonRTO_Midwest | TVA_Transmission | NonRTO_Midwest | Internal | Summer | B8 | 500 | 700 | 0 | 38.91 | 34.29 | 9 | 0
2015 | TVA_Transmission_2_NonRTO_Midwest | TVA_Transmission | NonRTO_Midwest | Internal | Summer | B9 | 800 | 700 | 0 | 38.3 | 33.61 | 9 | 0
2015 | TVA_Transmission_2_NonRTO_Midwest | TVA_Transmission | NonRTO_Midwest | Internal | Summer | B10 | 1262 | 700 | 0 | 36.38 | 33.32 | 9 | 0
2015 | TVA_Transmission_2_NonRTO_Midwest | TVA_Transmission | NonRTO_Midwest | Internal | Winter | B16 | 25 | 700 | 0 | 54.7 | 54.86 | 9 | 0
2015 | TVA_Transmission_2_NonRTO_Midwest | TVA_Transmission | NonRTO_Midwest | Internal | Winter | B17 | 100 | 700 | 0 | 45.86 | 50.76 | 9 | 0
2015 | TVA_Transmission_2_NonRTO_Midwest | TVA_Transmission | NonRTO_Midwest | Internal | Winter | B18 | 400 | 700 | 0 | 42.25 | 46.07 | 9 | 0
2015 | TVA_Transmission_2_NonRTO_Midwest | TVA_Transmission | NonRTO_Midwest | Internal | Winter | B19 | 700 | 700 | 0 | 40.51 | 36.01 | 9 | 0
2015 | TVA_Transmission_2_NonRTO_Midwest | TVA_Transmission | NonRTO_Midwest | Internal | Winter | B20 | 935 | 700 | 0 | 38.96 | 33.64 | 9 | 0
2015 | TVA_Transmission_2_SOCO | TVA_Transmission | SOCO | Internal | Shoulder | B11 | 25 | 3200 | 0 | 53.96 | 61.24 | 9 | 0
2015 | TVA_Transmission_2_SOCO | TVA_Transmission | SOCO | Internal | Shoulder | B12 | 200 | 3200 | 0 | 43.39 | 41.79 | 9 | 0
2015 | TVA_Transmission_2_SOCO | TVA_Transmission | SOCO | Internal | Shoulder | B13 | 600 | 3200 | 0 | 41.46 | 39.4 | 9 | 0
2015 | TVA_Transmission_2_SOCO | TVA_Transmission | SOCO | Internal | Shoulder | B14 | 900 | 3200 | 0 | 40.14 | 39.4 | 9 | 0
2015 | TVA_Transmission_2_SOCO | TVA_Transmission | SOCO | Internal | Shoulder | B15 | 1203 | 3200 | 0 | 39.15 | 39.02 | 9 | 0
2015 | TVA_Transmission_2_SOCO | TVA_Transmission | SOCO | Internal | Summer | B1 | 10 | 3200 | 0 | 67.38 | 64.92 | 9 | 0
2015 | TVA_Transmission_2_SOCO | TVA_Transmission | SOCO | Internal | Summer | B2 | 25 | 3200 | 0 | 64.92 | 64.92 | 9 | 0
2015 | TVA_Transmission_2_SOCO | TVA_Transmission | SOCO | Internal | Summer | B3 | 75 | 3200 | 0 | 62.94 | 64.92 | 9 | 0
2015 | TVA_Transmission_2_SOCO | TVA_Transmission | SOCO | Internal | Summer | B4 | 100 | 3200 | 0 | 62.29 | 64.92 | 9 | 0
2015 | TVA_Transmission_2_SOCO | TVA_Transmission | SOCO | Internal | Summer | B5 | 200 | 3200 | 0 | 52.81 | 60.27 | 9 | 0
2015 | TVA_Transmission_2_SOCO | TVA_Transmission | SOCO | Internal | Summer | B6 | 300 | 3200 | 0 | 45.79 | 50.05 | 9 | 0
2015 | TVA_Transmission_2_SOCO | TVA_Transmission | SOCO | Internal | Summer | B7 | 400 | 3200 | 0 | 41.81 | 50.05 | 9 | 0
2015 | TVA_Transmission_2_SOCO | TVA_Transmission | SOCO | Internal | Summer | B8 | 500 | 3200 | 0 | 38.91 | 43.76 | 9 | 0
2015 | TVA_Transmission_2_SOCO | TVA_Transmission | SOCO | Internal | Summer | B9 | 800 | 3200 | 0 | 38.3 | 37.88 | 9 | 0
2015 | TVA_Transmission_2_SOCO | TVA_Transmission | SOCO | Internal | Summer | B10 | 1262 | 3200 | 0 | 36.38 | 37.88 | 9 | 0
2015 | TVA_Transmission_2_SOCO | TVA_Transmission | SOCO | Internal | Winter | B16 | 25 | 3200 | 0 | 54.7 | 59.78 | 9 | 0
2015 | TVA_Transmission_2_SOCO | TVA_Transmission | SOCO | Internal | Winter | B17 | 100 | 3200 | 0 | 45.86 | 43.76 | 9 | 0
2015 | TVA_Transmission_2_SOCO | TVA_Transmission | SOCO | Internal | Winter | B18 | 400 | 3200 | 0 | 42.25 | 41.34 | 9 | 0
2015 | TVA_Transmission_2_SOCO | TVA_Transmission | SOCO | Internal | Winter | B19 | 700 | 3200 | 0 | 40.51 | 41.34 | 9 | 0
2015 | TVA_Transmission_2_SOCO | TVA_Transmission | SOCO | Internal | Winter | B20 | 935 | 3200 | 0 | 38.96 | 41.34 | 9 | 0
2015 | TVA_Transmission_2_TVA | TVA_Transmission | TVA | Internal | Shoulder | B11 | 25 | 99999 | 0 | 53.96 | 53.58 | 0.01 | 0
2015 | TVA_Transmission_2_TVA | TVA_Transmission | TVA | Internal | Shoulder | B12 | 200 | 99999 | 0 | 43.39 | 40.02 | 0.01 | 0
2015 | TVA_Transmission_2_TVA | TVA_Transmission | TVA | Internal | Shoulder | B13 | 600 | 99999 | 0 | 41.46 | 38.4 | 0.01 | 0
2015 | TVA_Transmission_2_TVA | TVA_Transmission | TVA | Internal | Shoulder | B14 | 900 | 99999 | 0 | 40.14 | 38.4 | 0.01 | 0
2015 | TVA_Transmission_2_TVA | TVA_Transmission | TVA | Internal | Shoulder | B15 | 1203 | 99999 | 0 | 39.15 | 38.4 | 0.01 | 0
2015 | TVA_Transmission_2_TVA | TVA_Transmission | TVA | Internal | Summer | B1 | 10 | 99999 | 3416.19 | 67.38 | 67.39 | 0.01 | 0
2015 | TVA_Transmission_2_TVA | TVA_Transmission | TVA | Internal | Summer | B2 | 25 | 99999 | 2722.89 | 64.92 | 64.93 | 0.01 | 0
2015 | TVA_Transmission_2_TVA | TVA_Transmission | TVA | Internal | Summer | B3 | 75 | 99999 | 1400.53 | 62.94 | 62.95 | 0.01 | 0
2015 | TVA_Transmission_2_TVA | TVA_Transmission | TVA | Internal | Summer | B4 | 100 | 99999 | 801.27 | 62.29 | 62.3 | 0.01 | 0
2015 | TVA_Transmission_2_TVA | TVA_Transmission | TVA | Internal | Summer | B5 | 200 | 99999 | 0 | 52.81 | 48.93 | 0.01 | 0
2015 | TVA_Transmission_2_TVA | TVA_Transmission | TVA | Internal | Summer | B6 | 300 | 99999 | 0 | 45.79 | 38.73 | 0.01 | 0
2015 | TVA_Transmission_2_TVA | TVA_Transmission | TVA | Internal | Summer | B7 | 400 | 99999 | 0 | 41.81 | 37.16 | 0.01 | 0
2015 | TVA_Transmission_2_TVA | TVA_Transmission | TVA | Internal | Summer | B8 | 500 | 99999 | 0 | 38.91 | 37.16 | 0.01 | 0
2015 | TVA_Transmission_2_TVA | TVA_Transmission | TVA | Internal | Summer | B9 | 800 | 99999 | 0 | 38.3 | 37.16 | 0.01 | 0
2015 | TVA_Transmission_2_TVA | TVA_Transmission | TVA | Internal | Summer | B10 | 1262 | 99999 | 0 | 36.38 | 34.92 | 0.01 | 0
2015 | TVA_Transmission_2_TVA | TVA_Transmission | TVA | Internal | Winter | B16 | 25 | 99999 | 0 | 54.7 | 54.64 | 0.01 | 0
2015 | TVA_Transmission_2_TVA | TVA_Transmission | TVA | Internal | Winter | B17 | 100 | 99999 | 0 | 45.86 | 42.52 | 0.01 | 0
2015 | TVA_Transmission_2_TVA | TVA_Transmission | TVA | Internal | Winter | B18 | 400 | 99999 | 0 | 42.25 | 38.26 | 0.01 | 0
2015 | TVA_Transmission_2_TVA | TVA_Transmission | TVA | Internal | Winter | B19 | 700 | 99999 | 0 | 40.51 | 38.26 | 0.01 | 0
2015 | TVA_Transmission_2_TVA | TVA_Transmission | TVA | Internal | Winter | B20 | 935 | 99999 | 0 | 38.96 | 38.26 | 0.01 | 0
2015 | TVA_Transmission_2_VACAR | TVA_Transmission | VACAR | Internal | Shoulder | B11 | 25 | 900 | 0 | 53.96 | 54.58 | 9 | 0
2015 | TVA_Transmission_2_VACAR | TVA_Transmission | VACAR | Internal | Shoulder | B12 | 200 | 900 | 0 | 43.39 | 48 | 9 | 0
2015 | TVA_Transmission_2_VACAR | TVA_Transmission | VACAR | Internal | Shoulder | B13 | 600 | 900 | 0 | 41.46 | 45.45 | 9 | 0
2015 | TVA_Transmission_2_VACAR | TVA_Transmission | VACAR | Internal | Shoulder | B14 | 900 | 900 | 0 | 40.14 | 43.92 | 9 | 0
2015 | TVA_Transmission_2_VACAR | TVA_Transmission | VACAR | Internal | Shoulder | B15 | 1203 | 900 | 0 | 39.15 | 41.5 | 9 | 0
2015 | TVA_Transmission_2_VACAR | TVA_Transmission | VACAR | Internal | Summer | B1 | 10 | 900 | 0 | 67.38 | 68.16 | 9 | 0
2015 | TVA_Transmission_2_VACAR | TVA_Transmission | VACAR | Internal | Summer | B2 | 25 | 900 | 0 | 64.92 | 68.16 | 9 | 0
2015 | TVA_Transmission_2_VACAR | TVA_Transmission | VACAR | Internal | Summer | B3 | 75 | 900 | 0 | 62.94 | 68.16 | 9 | 0
2015 | TVA_Transmission_2_VACAR | TVA_Transmission | VACAR | Internal | Summer | B4 | 100 | 900 | 0 | 62.29 | 62.29 | 9 | 0
2015 | TVA_Transmission_2_VACAR | TVA_Transmission | VACAR | Internal | Summer | B5 | 200 | 900 | 0 | 52.81 | 55.3 | 9 | 0
2015 | TVA_Transmission_2_VACAR | TVA_Transmission | VACAR | Internal | Summer | B6 | 300 | 900 | 0 | 45.79 | 50.09 | 9 | 0
2015 | TVA_Transmission_2_VACAR | TVA_Transmission | VACAR | Internal | Summer | B7 | 400 | 900 | 0 | 41.81 | 43.93 | 9 | 0
2015 | TVA_Transmission_2_VACAR | TVA_Transmission | VACAR | Internal | Summer | B8 | 500 | 900 | 0 | 38.91 | 42.73 | 9 | 0
2015 | TVA_Transmission_2_VACAR | TVA_Transmission | VACAR | Internal | Summer | B9 | 800 | 900 | 0 | 38.3 | 41.46 | 9 | 0
2015 | TVA_Transmission_2_VACAR | TVA_Transmission | VACAR | Internal | Summer | B10 | 1262 | 900 | 0 | 36.38 | 40.2 | 9 | 0
2015 | TVA_Transmission_2_VACAR | TVA_Transmission | VACAR | Internal | Winter | B16 | 25 | 900 | 0 | 54.7 | 58.89 | 9 | 0
2015 | TVA_Transmission_2_VACAR | TVA_Transmission | VACAR | Internal | Winter | B17 | 100 | 900 | 0 | 45.86 | 50.76 | 9 | 0
2015 | TVA_Transmission_2_VACAR | TVA_Transmission | VACAR | Internal | Winter | B18 | 400 | 900 | 0 | 42.25 | 45.97 | 9 | 0
2015 | TVA_Transmission_2_VACAR | TVA_Transmission | VACAR | Internal | Winter | B19 | 700 | 900 | 0 | 40.51 | 44.54 | 9 | 0
2015 | TVA_Transmission_2_VACAR | TVA_Transmission | VACAR | Internal | Winter | B20 | 935 | 900 | 0 | 38.96 | 42.38 | 9 | 0
2015 | VACAR_2_SOCO | VACAR | SOCO | Internal | Shoulder | B11 | 25 | 3000 | 0 | 54.58 | 61.24 | 7 | 0
2015 | VACAR_2_SOCO | VACAR | SOCO | Internal | Shoulder | B12 | 200 | 3000 | 0 | 48 | 41.79 | 7 | 0
2015 | VACAR_2_SOCO | VACAR | SOCO | Internal | Shoulder | B13 | 600 | 3000 | 0 | 45.45 | 39.4 | 7 | 0
2015 | VACAR_2_SOCO | VACAR | SOCO | Internal | Shoulder | B14 | 900 | 3000 | 0 | 43.92 | 39.4 | 7 | 0
2015 | VACAR_2_SOCO | VACAR | SOCO | Internal | Shoulder | B15 | 1203 | 3000 | 0 | 41.5 | 39.02 | 7 | 0
2015 | VACAR_2_SOCO | VACAR | SOCO | Internal | Summer | B1 | 10 | 3000 | 0 | 68.16 | 64.92 | 7 | 0
2015 | VACAR_2_SOCO | VACAR | SOCO | Internal | Summer | B2 | 25 | 3000 | 0 | 68.16 | 64.92 | 7 | 0
2015 | VACAR_2_SOCO | VACAR | SOCO | Internal | Summer | B3 | 75 | 3000 | 0 | 68.16 | 64.92 | 7 | 0
2015 | VACAR_2_SOCO | VACAR | SOCO | Internal | Summer | B4 | 100 | 3000 | 0 | 62.29 | 64.92 | 7 | 0
2015 | VACAR_2_SOCO | VACAR | SOCO | Internal | Summer | B5 | 200 | 3000 | 0 | 55.3 | 60.27 | 7 | 0
2015 | VACAR_2_SOCO | VACAR | SOCO | Internal | Summer | B6 | 300 | 3000 | 0 | 50.09 | 50.05 | 7 | 0
2015 | VACAR_2_SOCO | VACAR | SOCO | Internal | Summer | B7 | 400 | 3000 | 0 | 43.93 | 50.05 | 7 | 0
2015 | VACAR_2_SOCO | VACAR | SOCO | Internal | Summer | B8 | 500 | 3000 | 0 | 42.73 | 43.76 | 7 | 0
2015 | VACAR_2_SOCO | VACAR | SOCO | Internal | Summer | B9 | 800 | 3000 | 0 | 41.46 | 37.88 | 7 | 0
2015 | VACAR_2_SOCO | VACAR | SOCO | Internal | Summer | B10 | 1262 | 3000 | 0 | 40.2 | 37.88 | 7 | 0
2015 | VACAR_2_SOCO | VACAR | SOCO | Internal | Winter | B16 | 25 | 3000 | 0 | 58.89 | 59.78 | 7 | 0
2015 | VACAR_2_SOCO | VACAR | SOCO | Internal | Winter | B17 | 100 | 3000 | 0 | 50.76 | 43.76 | 7 | 0
2015 | VACAR_2_SOCO | VACAR | SOCO | Internal | Winter | B18 | 400 | 3000 | 0 | 45.97 | 41.34 | 7 | 0
2015 | VACAR_2_SOCO | VACAR | SOCO | Internal | Winter | B19 | 700 | 3000 | 0 | 44.54 | 41.34 | 7 | 0
2015 | VACAR_2_SOCO | VACAR | SOCO | Internal | Winter | B20 | 935 | 3000 | 0 | 42.38 | 41.34 | 7 | 0
2020 | ENT_2_SOCO | ENT | SOCO | Internal | Shoulder | B11 | 25 | 2000 | 0 | 59.03 | 66.98 | 8 | 0
2020 | ENT_2_SOCO | ENT | SOCO | Internal | Shoulder | B12 | 200 | 2000 | 0 | 41.91 | 44.51 | 8 | 0
2020 | ENT_2_SOCO | ENT | SOCO | Internal | Shoulder | B13 | 600 | 2000 | 0 | 41.91 | 42.53 | 8 | 0
2020 | ENT_2_SOCO | ENT | SOCO | Internal | Shoulder | B14 | 900 | 2000 | 0 | 41.67 | 42.53 | 8 | 0
2020 | ENT_2_SOCO | ENT | SOCO | Internal | Shoulder | B15 | 1203 | 2000 | 0 | 41.61 | 42.1 | 8 | 0
2020 | ENT_2_SOCO | ENT | SOCO | Internal | Summer | B1 | 10 | 2000 | 0 | 68.21 | 71.02 | 8 | 0
2020 | ENT_2_SOCO | ENT | SOCO | Internal | Summer | B2 | 25 | 2000 | 0 | 63.4 | 71.02 | 8 | 0
2020 | ENT_2_SOCO | ENT | SOCO | Internal | Summer | B3 | 75 | 2000 | 799.29 | 61.69 | 69.69 | 8 | 0
2020 | ENT_2_SOCO | ENT | SOCO | Internal | Summer | B4 | 100 | 2000 | 956.84 | 61.69 | 69.69 | 8 | 0
2020 | ENT_2_SOCO | ENT | SOCO | Internal | Summer | B5 | 200 | 2000 | 1818.66 | 58.83 | 66.83 | 8 | 0
2020 | ENT_2_SOCO | ENT | SOCO | Internal | Summer | B6 | 300 | 2000 | 365.79 | 48.87 | 56.87 | 8 | 0
2020 | ENT_2_SOCO | ENT | SOCO | Internal | Summer | B7 | 400 | 2000 | 1308.97 | 46.65 | 54.65 | 8 | 0
2020 | ENT_2_SOCO | ENT | SOCO | Internal | Summer | B8 | 500 | 2000 | 0 | 40.59 | 44.93 | 8 | 0
2020 | ENT_2_SOCO | ENT | SOCO | Internal | Summer | B9 | 800 | 2000 | 0 | 40.59 | 41.66 | 8 | 0
2020 | ENT_2_SOCO | ENT | SOCO | Internal | Summer | B10 | 1262 | 2000 | 0 | 40.3 | 40.87 | 8 | 0
2020 | ENT_2_SOCO | ENT | SOCO | Internal | Winter | B16 | 25 | 2000 | 1968.27 | 59.21 | 67.21 | 8 | 0
2020 | ENT_2_SOCO | ENT | SOCO | Internal | Winter | B17 | 100 | 2000 | 0 | 44.52 | 46.18 | 8 | 0
2020 | ENT_2_SOCO | ENT | SOCO | Internal | Winter | B18 | 400 | 2000 | 0 | 44.52 | 44.59 | 8 | 0
2020 | ENT_2_SOCO | ENT | SOCO | Internal | Winter | B19 | 700 | 2000 | 0 | 44.2 | 44.59 | 8 | 0
2020 | ENT_2_SOCO | ENT | SOCO | Internal | Winter | B20 | 935 | 2000 | 0 | 43.38 | 44.59 | 8 | 0
2020 | ENT_2_TVA_Transmission | ENT | TVA_Transmission | Internal | Shoulder | B11 | 25 | 2100 | 0 | 59.03 | 59.32 | 8 | 0
2020 | ENT_2_TVA_Transmission | ENT | TVA_Transmission | Internal | Shoulder | B12 | 200 | 2100 | 0 | 41.91 | 47.67 | 8 | 0
2020 | ENT_2_TVA_Transmission | ENT | TVA_Transmission | Internal | Shoulder | B13 | 600 | 2100 | 0 | 41.91 | 44.87 | 8 | 0
2020 | ENT_2_TVA_Transmission | ENT | TVA_Transmission | Internal | Shoulder | B14 | 900 | 2100 | 0 | 41.67 | 43.96 | 8 | 0
2020 | ENT_2_TVA_Transmission | ENT | TVA_Transmission | Internal | Shoulder | B15 | 1203 | 2100 | 0 | 41.61 | 42.35 | 8 | 0
2020 | ENT_2_TVA_Transmission | ENT | TVA_Transmission | Internal | Summer | B1 | 10 | 2100 | 0 | 68.21 | 71.94 | 8 | 0
2020 | ENT_2_TVA_Transmission | ENT | TVA_Transmission | Internal | Summer | B2 | 25 | 2100 | 21.62 | 63.4 | 71.4 | 8 | 0
2020 | ENT_2_TVA_Transmission | ENT | TVA_Transmission | Internal | Summer | B3 | 75 | 2100 | 0 | 61.69 | 67.28 | 8 | 0
2020 | ENT_2_TVA_Transmission | ENT | TVA_Transmission | Internal | Summer | B4 | 100 | 2100 | 0 | 61.69 | 66.4 | 8 | 0
2020 | ENT_2_TVA_Transmission | ENT | TVA_Transmission | Internal | Summer | B5 | 200 | 2100 | 0 | 58.83 | 59.05 | 8 | 0
2020 | ENT_2_TVA_Transmission | ENT | TVA_Transmission | Internal | Summer | B6 | 300 | 2100 | 0 | 48.87 | 52.13 | 8 | 0
2020 | ENT_2_TVA_Transmission | ENT | TVA_Transmission | Internal | Summer | B7 | 400 | 2100 | 0 | 46.65 | 46.36 | 8 | 0
2020 | ENT_2_TVA_Transmission | ENT | TVA_Transmission | Internal | Summer | B8 | 500 | 2100 | 0 | 40.59 | 42.03 | 8 | 0
2020 | ENT_2_TVA_Transmission | ENT | TVA_Transmission | Internal | Summer | B9 | 800 | 2100 | 0 | 40.59 | 41.56 | 8 | 0
2020 | ENT_2_TVA_Transmission | ENT | TVA_Transmission | Internal | Summer | B10 | 1262 | 2100 | 0 | 40.3 | 39.31 | 8 | 0
2020 | ENT_2_TVA_Transmission | ENT | TVA_Transmission | Internal | Winter | B16 | 25 | 2100 | 0 | 59.21 | 60.66 | 8 | 0
2020 | ENT_2_TVA_Transmission | ENT | TVA_Transmission | Internal | Winter | B17 | 100 | 2100 | 0 | 44.52 | 49.61 | 8 | 0
2020 | ENT_2_TVA_Transmission | ENT | TVA_Transmission | Internal | Winter | B18 | 400 | 2100 | 0 | 44.52 | 46.18 | 8 | 0
2020 | ENT_2_TVA_Transmission | ENT | TVA_Transmission | Internal | Winter | B19 | 700 | 2100 | 0 | 44.2 | 45.02 | 8 | 0
2020 | ENT_2_TVA_Transmission | ENT | TVA_Transmission | Internal | Winter | B20 | 935 | 2100 | 0 | 43.38 | 43.41 | 8 | 0
2020 | HQ_NEISO_2_NEISO | HQ_NEISO | NEISO | Internal | Shoulder | B11 | 25 | 99999 | 2920 | 37.66 | 37.67 | 0.01 | 0
2020 | HQ_NEISO_2_NEISO | HQ_NEISO | NEISO | Internal | Shoulder | B12 | 200 | 99999 | 2920 | 37.66 | 37.67 | 0.01 | 0
2020 | HQ_NEISO_2_NEISO | HQ_NEISO | NEISO | Internal | Shoulder | B13 | 600 | 99999 | 2920 | 37.66 | 37.67 | 0.01 | 0
2020 | HQ_NEISO_2_NEISO | HQ_NEISO | NEISO | Internal | Shoulder | B14 | 900 | 99999 | 2920 | 37.66 | 37.67 | 0.01 | 0
2020 | HQ_NEISO_2_NEISO | HQ_NEISO | NEISO | Internal | Shoulder | B15 | 1203 | 99999 | 1143.24 | 37.66 | 37.67 | 0.01 | 0
2020 | HQ_NEISO_2_NEISO | HQ_NEISO | NEISO | Internal | Summer | B1 | 10 | 99999 | 2920 | 75.39 | 75.4 | 0.01 | 0
2020 | HQ_NEISO_2_NEISO | HQ_NEISO | NEISO | Internal | Summer | B2 | 25 | 99999 | 2920 | 68.4 | 68.41 | 0.01 | 0
2020 | HQ_NEISO_2_NEISO | HQ_NEISO | NEISO | Internal | Summer | B3 | 75 | 99999 | 2920 | 48.89 | 48.9 | 0.01 | 0
2020 | HQ_NEISO_2_NEISO | HQ_NEISO | NEISO | Internal | Summer | B4 | 100 | 99999 | 2920 | 42.8 | 42.81 | 0.01 | 0
2020 | HQ_NEISO_2_NEISO | HQ_NEISO | NEISO | Internal | Summer | B5 | 200 | 99999 | 2920 | 34.88 | 34.9 | 0.01 | 0
2020 | HQ_NEISO_2_NEISO | HQ_NEISO | NEISO | Internal | Summer | B6 | 300 | 99999 | 2920 | 34.88 | 34.9 | 0.01 | 0
2020 | HQ_NEISO_2_NEISO | HQ_NEISO | NEISO | Internal | Summer | B7 | 400 | 99999 | 2920 | 34.88 | 34.9 | 0.01 | 0
2020 | HQ_NEISO_2_NEISO | HQ_NEISO | NEISO | Internal | Summer | B8 | 500 | 99999 | 2920 | 34.88 | 34.9 | 0.01 | 0
2020 | HQ_NEISO_2_NEISO | HQ_NEISO | NEISO | Internal | Summer | B9 | 800 | 99999 | 2920 | 34.88 | 34.9 | 0.01 | 0
2020 | HQ_NEISO_2_NEISO | HQ_NEISO | NEISO | Internal | Summer | B10 | 1262 | 99999 | 795.94 | 34.88 | 34.9 | 0.01 | 0
2020 | HQ_NEISO_2_NEISO | HQ_NEISO | NEISO | Internal | Winter | B16 | 25 | 99999 | 2920 | 46.26 | 46.27 | 0.01 | 0
2020 | HQ_NEISO_2_NEISO | HQ_NEISO | NEISO | Internal | Winter | B17 | 100 | 99999 | 2920 | 46.26 | 46.27 | 0.01 | 0
2020 | HQ_NEISO_2_NEISO | HQ_NEISO | NEISO | Internal | Winter | B18 | 400 | 99999 | 2920 | 46.26 | 46.27 | 0.01 | 0
2020 | HQ_NEISO_2_NEISO | HQ_NEISO | NEISO | Internal | Winter | B19 | 700 | 99999 | 2920 | 46.26 | 46.27 | 0.01 | 0
2020 | HQ_NEISO_2_NEISO | HQ_NEISO | NEISO | Internal | Winter | B20 | 935 | 99999 | 1233.58 | 46.26 | 46.27 | 0.01 | 0
2020 | HQ_NY_2_NYISO_A-F | HQ_NY | NYISO_A-F | Internal | Shoulder | B11 | 25 | 99999 | 1000 | 40.66 | 40.67 | 0.01 | 0
2020 | HQ_NY_2_NYISO_A-F | HQ_NY | NYISO_A-F | Internal | Shoulder | B12 | 200 | 99999 | 1000 | 39.84 | 39.85 | 0.01 | 0
2020 | HQ_NY_2_NYISO_A-F | HQ_NY | NYISO_A-F | Internal | Shoulder | B13 | 600 | 99999 | 1000 | 39.84 | 39.85 | 0.01 | 0
2020 | HQ_NY_2_NYISO_A-F | HQ_NY | NYISO_A-F | Internal | Shoulder | B14 | 900 | 99999 | 1000 | 39.31 | 39.32 | 0.01 | 0
2020 | HQ_NY_2_NYISO_A-F | HQ_NY | NYISO_A-F | Internal | Shoulder | B15 | 1203 | 99999 | 188.69 | 39.31 | 39.32 | 0.01 | 0
2020 | HQ_NY_2_NYISO_A-F | HQ_NY | NYISO_A-F | Internal | Summer | B1 | 10 | 99999 | 1000 | 57.94 | 57.96 | 0.01 | 0
2020 | HQ_NY_2_NYISO_A-F | HQ_NY | NYISO_A-F | Internal | Summer | B2 | 25 | 99999 | 1000 | 57.4 | 57.41 | 0.01 | 0
2020 | HQ_NY_2_NYISO_A-F | HQ_NY | NYISO_A-F | Internal | Summer | B3 | 75 | 99999 | 1000 | 51.89 | 51.9 | 0.01 | 0
2020 | HQ_NY_2_NYISO_A-F | HQ_NY | NYISO_A-F | Internal | Summer | B4 | 100 | 99999 | 1000 | 45.8 | 45.81 | 0.01 | 0
2020 | HQ_NY_2_NYISO_A-F | HQ_NY | NYISO_A-F | Internal | Summer | B5 | 200 | 99999 | 1000 | 44.73 | 44.74 | 0.01 | 0
2020 | HQ_NY_2_NYISO_A-F | HQ_NY | NYISO_A-F | Internal | Summer | B6 | 300 | 99999 | 1000 | 42.05 | 42.06 | 0.01 | 0
2020 | HQ_NY_2_NYISO_A-F | HQ_NY | NYISO_A-F | Internal | Summer | B7 | 400 | 99999 | 1000 | 39.64 | 39.65 | 0.01 | 0
2020 | HQ_NY_2_NYISO_A-F | HQ_NY | NYISO_A-F | Internal | Summer | B8 | 500 | 99999 | 1000 | 37.88 | 37.9 | 0.01 | 0
2020 | HQ_NY_2_NYISO_A-F | HQ_NY | NYISO_A-F | Internal | Summer | B9 | 800 | 99999 | 1000 | 37.86 | 37.87 | 0.01 | 0
2020 | HQ_NY_2_NYISO_A-F | HQ_NY | NYISO_A-F | Internal | Summer | B10 | 1262 | 99999 | 30.11 | 37.86 | 37.87 | 0.01 | 0
2020 | HQ_NY_2_NYISO_A-F | HQ_NY | NYISO_A-F | Internal | Winter | B16 | 25 | 99999 | 1000 | 44.95 | 44.97 | 0.01 | 0
2020 | HQ_NY_2_NYISO_A-F | HQ_NY | NYISO_A-F | Internal | Winter | B17 | 100 | 99999 | 1000 | 43.26 | 43.27 | 0.01 | 0
2020 | HQ_NY_2_NYISO_A-F | HQ_NY | NYISO_A-F | Internal | Winter | B18 | 400 | 99999 | 1000 | 42.18 | 42.19 | 0.01 | 0
2020 | HQ_NY_2_NYISO_A-F | HQ_NY | NYISO_A-F | Internal | Winter | B19 | 700 | 99999 | 1000 | 42.18 | 42.19 | 0.01 | 0
2020 | HQ_NY_2_NYISO_A-F | HQ_NY | NYISO_A-F | Internal | Winter | B20 | 935 | 99999 | 229.95 | 42.18 | 42.19 | 0.01 | 0
2020 | HQ_IESO_2_IESO | HQ_IESO | IESO | Internal | Shoulder | B11 | 25 | 99999 | 400 | 32.17 | 32.18 | 0.01 | 0
2020 | HQ_IESO_2_IESO | HQ_IESO | IESO | Internal | Shoulder | B12 | 200 | 99999 | 400 | 32.17 | 32.18 | 0.01 | 0
2020 | HQ_IESO_2_IESO | HQ_IESO | IESO | Internal | Shoulder | B13 | 600 | 99999 | 400 | 32.17 | 32.18 | 0.01 | 0
2020 | HQ_IESO_2_IESO | HQ_IESO | IESO | Internal | Shoulder | B14 | 900 | 99999 | 400 | 32.17 | 32.18 | 0.01 | 0
2020 | HQ_IESO_2_IESO | HQ_IESO | IESO | Internal | Shoulder | B15 | 1203 | 99999 | 75.48 | 32.17 | 32.18 | 0.01 | 0
2020 | HQ_IESO_2_IESO | HQ_IESO | IESO | Internal | Summer | B1 | 10 | 99999 | 400 | 50.94 | 50.96 | 0.01 | 0
2020 | HQ_IESO_2_IESO | HQ_IESO | IESO | Internal | Summer | B2 | 25 | 99999 | 400 | 50.4 | 50.41 | 0.01 | 0
2020 | HQ_IESO_2_IESO | HQ_IESO | IESO | Internal | Summer | B3 | 75 | 99999 | 400 | 43.46 | 43.47 | 0.01 | 0
2020 | HQ_IESO_2_IESO | HQ_IESO | IESO | Internal | Summer | B4 | 100 | 99999 | 400 | 37.73 | 37.74 | 0.01 | 0
2020 | HQ_IESO_2_IESO | HQ_IESO | IESO | Internal | Summer | B5 | 200 | 99999 | 400 | 37.73 | 37.74 | 0.01 | 0
2020 | HQ_IESO_2_IESO | HQ_IESO | IESO | Internal | Summer | B6 | 300 | 99999 | 400 | 35.05 | 35.06 | 0.01 | 0
2020 | HQ_IESO_2_IESO | HQ_IESO | IESO | Internal | Summer | B7 | 400 | 99999 | 400 | 32.64 | 32.65 | 0.01 | 0
2020 | HQ_IESO_2_IESO | HQ_IESO | IESO | Internal | Summer | B8 | 500 | 99999 | 400 | 30.52 | 30.53 | 0.01 | 0
2020 | HQ_IESO_2_IESO | HQ_IESO | IESO | Internal | Summer | B9 | 800 | 99999 | 400 | 30.52 | 30.53 | 0.01 | 0
2020 | HQ_IESO_2_IESO | HQ_IESO | IESO | Internal | Summer | B10 | 1262 | 99999 | 12.04 | 30.52 | 30.53 | 0.01 | 0
2020 | HQ_IESO_2_IESO | HQ_IESO | IESO | Internal | Winter | B16 | 25 | 99999 | 400 | 37.95 | 37.97 | 0.01 | 0
2020 | HQ_IESO_2_IESO | HQ_IESO | IESO | Internal | Winter | B17 | 100 | 99999 | 400 | 36.26 | 36.27 | 0.01 | 0
2020 | HQ_IESO_2_IESO | HQ_IESO | IESO | Internal | Winter | B18 | 400 | 99999 | 400 | 35.18 | 35.19 | 0.01 | 0
2020 | HQ_IESO_2_IESO | HQ_IESO | IESO | Internal | Winter | B19 | 700 | 99999 | 400 | 35.18 | 35.19 | 0.01 | 0
2020 | HQ_IESO_2_IESO | HQ_IESO | IESO | Internal | Winter | B20 | 935 | 99999 | 91.98 | 35.18 | 35.19 | 0.01 | 0
2020 | IESO_2_MAPP_CA | IESO | MAPP_CA | Internal | Shoulder | B11 | 25 | 262 | 262 | 32.18 | 46.89 | 7 | 7.71
2020 | IESO_2_MAPP_CA | IESO | MAPP_CA | Internal | Shoulder | B12 | 200 | 262 | 262 | 32.18 | 45.84 | 7 | 6.66
2020 | IESO_2_MAPP_CA | IESO | MAPP_CA | Internal | Shoulder | B13 | 600 | 262 | 262 | 32.18 | 41.6 | 7 | 2.42
2020 | IESO_2_MAPP_CA | IESO | MAPP_CA | Internal | Shoulder | B14 | 900 | 262 | 262 | 32.18 | 39.62 | 7 | 0.45
2020 | IESO_2_MAPP_CA | IESO | MAPP_CA | Internal | Shoulder | B15 | 1203 | 262 | 262 | 32.18 | 39.62 | 7 | 0.45
2020 | IESO_2_MAPP_CA | IESO | MAPP_CA | Internal | Summer | B1 | 10 | 262 | 0 | 50.96 | 50.47 | 7 | 0
2020 | IESO_2_MAPP_CA | IESO | MAPP_CA | Internal | Summer | B2 | 25 | 262 | 42.44 | 50.41 | 57.41 | 7 | 0
2020 | IESO_2_MAPP_CA | IESO | MAPP_CA | Internal | Summer | B3 | 75 | 262 | 238.97 | 43.47 | 50.47 | 7 | 0
2020 | IESO_2_MAPP_CA | IESO | MAPP_CA | Internal | Summer | B4 | 100 | 262 | 262 | 37.74 | 50.14 | 7 | 5.4
2020 | IESO_2_MAPP_CA | IESO | MAPP_CA | Internal | Summer | B5 | 200 | 262 | 262 | 37.74 | 49.22 | 7 | 4.48
2020 | IESO_2_MAPP_CA | IESO | MAPP_CA | Internal | Summer | B6 | 300 | 262 | 262 | 35.06 | 48.85 | 7 | 6.79
2020 | IESO_2_MAPP_CA | IESO | MAPP_CA | Internal | Summer | B7 | 400 | 262 | 122.38 | 32.65 | 39.65 | 7 | 0
2020 | IESO_2_MAPP_CA | IESO | MAPP_CA | Internal | Summer | B8 | 500 | 262 | 0 | 30.53 | 37.49 | 7 | 0
2020 | IESO_2_MAPP_CA | IESO | MAPP_CA | Internal | Summer | B9 | 800 | 262 | 0 | 30.53 | 37.33 | 7 | 0
2020 | IESO_2_MAPP_CA | IESO | MAPP_CA | Internal | Summer | B10 | 1262 | 262 | 0 | 30.53 | 37.33 | 7 | 0
2020 | IESO_2_MAPP_CA | IESO | MAPP_CA | Internal | Winter | B16 | 25 | 262 | 262 | 37.97 | 54.13 | 7 | 9.17
2020 | IESO_2_MAPP_CA | IESO | MAPP_CA | Internal | Winter | B17 | 100 | 262 | 262 | 36.27 | 46.25 | 7 | 2.97
2020 | IESO_2_MAPP_CA | IESO | MAPP_CA | Internal | Winter | B18 | 400 | 262 | 262 | 35.19 | 42.79 | 7 | 0.6
2020 | IESO_2_MAPP_CA | IESO | MAPP_CA | Internal | Winter | B19 | 700 | 262 | 262 | 35.19 | 42.79 | 7 | 0.6
2020 | IESO_2_MAPP_CA | IESO | MAPP_CA | Internal | Winter | B20 | 935 | 262 | 262 | 35.19 | 42.79 | 7 | 0.6
2020 | IESO_2_MISO_MI | IESO | MISO_MI | Internal | Shoulder | B11 | 25 | 1840 | 1840 | 32.18 | 53.68 | 7 | 14.5
2020 | IESO_2_MISO_MI | IESO | MISO_MI | Internal | Shoulder | B12 | 200 | 1840 | 1840 | 32.18 | 45.86 | 7 | 6.68
2020 | IESO_2_MISO_MI | IESO | MISO_MI | Internal | Shoulder | B13 | 600 | 1840 | 1840 | 32.18 | 41.64 | 7 | 2.46
2020 | IESO_2_MISO_MI | IESO | MISO_MI | Internal | Shoulder | B14 | 900 | 1840 | 1840 | 32.18 | 39.65 | 7 | 0.47
2020 | IESO_2_MISO_MI | IESO | MISO_MI | Internal | Shoulder | B15 | 1203 | 1840 | 0 | 32.18 | 38.48 | 7 | 0
2020 | IESO_2_MISO_MI | IESO | MISO_MI | Internal | Summer | B1 | 10 | 1840 | 1840 | 50.96 | 63.92 | 7 | 5.96
2020 | IESO_2_MISO_MI | IESO | MISO_MI | Internal | Summer | B2 | 25 | 1840 | 1840 | 50.41 | 63.4 | 7 | 5.99
2020 | IESO_2_MISO_MI | IESO | MISO_MI | Internal | Summer | B3 | 75 | 1840 | 1840 | 43.47 | 59.28 | 7 | 8.81
2020 | IESO_2_MISO_MI | IESO | MISO_MI | Internal | Summer | B4 | 100 | 1840 | 1840 | 37.74 | 58.16 | 7 | 13.42
2020 | IESO_2_MISO_MI | IESO | MISO_MI | Internal | Summer | B5 | 200 | 1840 | 1840 | 37.74 | 52.08 | 7 | 7.34
2020 | IESO_2_MISO_MI | IESO | MISO_MI | Internal | Summer | B6 | 300 | 1840 | 1840 | 35.06 | 48.05 | 7 | 5.99
2020 | IESO_2_MISO_MI | IESO | MISO_MI | Internal | Summer | B7 | 400 | 1840 | 1840 | 32.65 | 39.66 | 7 | 0.01
2020 | IESO_2_MISO_MI | IESO | MISO_MI | Internal | Summer | B8 | 500 | 1840 | 1130.02 | 30.53 | 37.53 | 7 | 0
2020 | IESO_2_MISO_MI | IESO | MISO_MI | Internal | Summer | B9 | 800 | 1840 | 0 | 30.53 | 37.38 | 7 | 0
2020 | IESO_2_MISO_MI | IESO | MISO_MI | Internal | Summer | B10 | 1262 | 1840 | 0 | 30.53 | 36.03 | 7 | 0
2020 | IESO_2_MISO_MI | IESO | MISO_MI | Internal | Winter | B16 | 25 | 1840 | 1840 | 37.97 | 54.16 | 7 | 9.19
2020 | IESO_2_MISO_MI | IESO | MISO_MI | Internal | Winter | B17 | 100 | 1840 | 1840 | 36.27 | 46.3 | 7 | 3.02
2020 | IESO_2_MISO_MI | IESO | MISO_MI | Internal | Winter | B18 | 400 | 1840 | 1794.39 | 35.19 | 42.19 | 7 | 0
2020 | IESO_2_MISO_MI | IESO | MISO_MI | Internal | Winter | B19 | 700 | 1840 | 0 | 35.19 | 41.28 | 7 | 0
2020 | IESO_2_MISO_MI | IESO | MISO_MI | Internal | Winter | B20 | 935 | 1840 | 0 | 35.19 | 37.4 | 7 | 0
2020 | IESO_2_MISO_W | IESO | MISO_W | Internal | Shoulder | B11 | 25 | 140 | 140 | 32.18 | 55.98 | 7 | 16.8
2020 | IESO_2_MISO_W | IESO | MISO_W | Internal | Shoulder | B12 | 200 | 140 | 140 | 32.18 | 45.85 | 7 | 6.67
2020 | IESO_2_MISO_W | IESO | MISO_W | Internal | Shoulder | B13 | 600 | 140 | 140 | 32.18 | 41.61 | 7 | 2.43
2020 | IESO_2_MISO_W | IESO | MISO_W | Internal | Shoulder | B14 | 900 | 140 | 140 | 32.18 | 39.64 | 7 | 0.46
2020 | IESO_2_MISO_W | IESO | MISO_W | Internal | Shoulder | B15 | 1203 | 140 | 0 | 32.18 | 38.47 | 7 | 0
2020 | IESO_2_MISO_W | IESO | MISO_W | Internal | Summer | B1 | 10 | 140 | 140 | 50.96 | 63.93 | 7 | 5.98
2020 | IESO_2_MISO_W | IESO | MISO_W | Internal | Summer | B2 | 25 | 140 | 140 | 50.41 | 63.41 | 7 | 6
2020 | IESO_2_MISO_W | IESO | MISO_W | Internal | Summer | B3 | 75 | 140 | 140 | 43.47 | 62.58 | 7 | 12.11
2020 | IESO_2_MISO_W | IESO | MISO_W | Internal | Summer | B4 | 100 | 140 | 140 | 37.74 | 62.4 | 7 | 17.66
2020 | IESO_2_MISO_W | IESO | MISO_W | Internal | Summer | B5 | 200 | 140 | 140 | 37.74 | 53.09 | 7 | 8.35
2020 | IESO_2_MISO_W | IESO | MISO_W | Internal | Summer | B6 | 300 | 140 | 140 | 35.06 | 48.86 | 7 | 6.8
2020 | IESO_2_MISO_W | IESO | MISO_W | Internal | Summer | B7 | 400 | 140 | 140 | 32.65 | 39.66 | 7 | 0.01
2020 | IESO_2_MISO_W | IESO | MISO_W | Internal | Summer | B8 | 500 | 140 | 0 | 30.53 | 37.5 | 7 | 0
2020 | IESO_2_MISO_W | IESO | MISO_W | Internal | Summer | B9 | 800 | 140 | 0 | 30.53 | 37.34 | 7 | 0
2020 | IESO_2_MISO_W | IESO | MISO_W | Internal | Summer | B10 | 1262 | 140 | 0 | 30.53 | 35.78 | 7 | 0
2020 | IESO_2_MISO_W | IESO | MISO_W | Internal | Winter | B16 | 25 | 140 | 140 | 37.97 | 54.15 | 7 | 9.18
2020 | IESO_2_MISO_W | IESO | MISO_W | Internal | Winter | B17 | 100 | 140 | 140 | 36.27 | 46.26 | 7 | 2.99
2020 | IESO_2_MISO_W | IESO | MISO_W | Internal | Winter | B18 | 400 | 140 | 113.28 | 35.19 | 42.19 | 7 | 0
2020 | IESO_2_MISO_W | IESO | MISO_W | Internal | Winter | B19 | 700 | 140 | 0 | 35.19 | 41.3 | 7 | 0
2020 | IESO_2_MISO_W | IESO | MISO_W | Internal | Winter | B20 | 935 | 140 | 0 | 35.19 | 37.36 | 7 | 0
2020 | IESO_2_NYISO_A-F | IESO | NYISO_A-F | Internal | Shoulder | B11 | 25 | 1725 | 1725 | 32.18 | 40.67 | 7 | 1.49
2020 | IESO_2_NYISO_A-F | IESO | NYISO_A-F | Internal | Shoulder | B12 | 200 | 1725 | 1725 | 32.18 | 39.85 | 7 | 0.67
2020 | IESO_2_NYISO_A-F | IESO | NYISO_A-F | Internal | Shoulder | B13 | 600 | 1725 | 1725 | 32.18 | 39.85 | 7 | 0.67
2020 | IESO_2_NYISO_A-F | IESO | NYISO_A-F | Internal | Shoulder | B14 | 900 | 1725 | 1725 | 32.18 | 39.32 | 7 | 0.14
2020 | IESO_2_NYISO_A-F | IESO | NYISO_A-F | Internal | Shoulder | B15 | 1203 | 1725 | 1725 | 32.18 | 39.32 | 7 | 0.14
2020 | IESO_2_NYISO_A-F | IESO | NYISO_A-F | Internal | Summer | B1 | 10 | 1725 | 423.26 | 50.96 | 57.96 | 7 | 0
2020 | IESO_2_NYISO_A-F | IESO | NYISO_A-F | Internal | Summer | B2 | 25 | 1725 | 909.19 | 50.41 | 57.41 | 7 | 0
2020 | IESO_2_NYISO_A-F | IESO | NYISO_A-F | Internal | Summer | B3 | 75 | 1725 | 1725 | 43.47 | 51.9 | 7 | 1.43
2020 | IESO_2_NYISO_A-F | IESO | NYISO_A-F | Internal | Summer | B4 | 100 | 1725 | 1725 | 37.74 | 45.81 | 7 | 1.07
2020 | IESO_2_NYISO_A-F | IESO | NYISO_A-F | Internal | Summer | B5 | 200 | 1725 | 1212.92 | 37.74 | 44.74 | 7 | 0
2020 | IESO_2_NYISO_A-F | IESO | NYISO_A-F | Internal | Summer | B6 | 300 | 1725 | 955.94 | 35.06 | 42.06 | 7 | 0
2020 | IESO_2_NYISO_A-F | IESO | NYISO_A-F | Internal | Summer | B7 | 400 | 1725 | 633.26 | 32.65 | 39.65 | 7 | 0
2020 | IESO_2_NYISO_A-F | IESO | NYISO_A-F | Internal | Summer | B8 | 500 | 1725 | 1725 | 30.53 | 37.9 | 7 | 0.36
2020 | IESO_2_NYISO_A-F | IESO | NYISO_A-F | Internal | Summer | B9 | 800 | 1725 | 1725 | 30.53 | 37.87 | 7 | 0.34
2020 | IESO_2_NYISO_A-F | IESO | NYISO_A-F | Internal | Summer | B10 | 1262 | 1725 | 1725 | 30.53 | 37.87 | 7 | 0.34
2020 | IESO_2_NYISO_A-F | IESO | NYISO_A-F | Internal | Winter | B16 | 25 | 1725 | 1523.12 | 37.97 | 44.97 | 7 | 0
2020 | IESO_2_NYISO_A-F | IESO | NYISO_A-F | Internal | Winter | B17 | 100 | 1725 | 860.7 | 36.27 | 43.27 | 7 | 0
2020 | IESO_2_NYISO_A-F | IESO | NYISO_A-F | Internal | Winter | B18 | 400 | 1725 | 1212.67 | 35.19 | 42.19 | 7 | 0
2020 | IESO_2_NYISO_A-F | IESO | NYISO_A-F | Internal | Winter | B19 | 700 | 1725 | 1393.93 | 35.19 | 42.19 | 7 | 0
2020 | IESO_2_NYISO_A-F | IESO | NYISO_A-F | Internal | Winter | B20 | 935 | 1725 | 1456.05 | 35.19 | 42.19 | 7 | 0
2020 | MAPP_CA_2_IESO | MAPP_CA | IESO | Internal | Shoulder | B11 | 25 | 330 | 0 | 46.89 | 32.18 | 8 | 0
2020 | MAPP_CA_2_IESO | MAPP_CA | IESO | Internal | Shoulder | B12 | 200 | 330 | 0 | 45.84 | 32.18 | 8 | 0
2020 | MAPP_CA_2_IESO | MAPP_CA | IESO | Internal | Shoulder | B13 | 600 | 330 | 0 | 41.6 | 32.18 | 8 | 0
2020 | MAPP_CA_2_IESO | MAPP_CA | IESO | Internal | Shoulder | B14 | 900 | 330 | 0 | 39.62 | 32.18 | 8 | 0
2020 | MAPP_CA_2_IESO | MAPP_CA | IESO | Internal | Shoulder | B15 | 1203 | 330 | 0 | 39.62 | 32.18 | 8 | 0
2020 | MAPP_CA_2_IESO | MAPP_CA | IESO | Internal | Summer | B1 | 10 | 330 | 0 | 50.47 | 50.96 | 8 | 0
2020 | MAPP_CA_2_IESO | MAPP_CA | IESO | Internal | Summer | B2 | 25 | 330 | 0 | 57.41 | 50.41 | 8 | 0
2020 | MAPP_CA_2_IESO | MAPP_CA | IESO | Internal | Summer | B3 | 75 | 330 | 0 | 50.47 | 43.47 | 8 | 0
2020 | MAPP_CA_2_IESO | MAPP_CA | IESO | Internal | Summer | B4 | 100 | 330 | 0 | 50.14 | 37.74 | 8 | 0
2020 | MAPP_CA_2_IESO | MAPP_CA | IESO | Internal | Summer | B5 | 200 | 330 | 0 | 49.22 | 37.74 | 8 | 0
2020 | MAPP_CA_2_IESO | MAPP_CA | IESO | Internal | Summer | B6 | 300 | 330 | 0 | 48.85 | 35.06 | 8 | 0
2020 | MAPP_CA_2_IESO | MAPP_CA | IESO | Internal | Summer | B7 | 400 | 330 | 0 | 39.65 | 32.65 | 8 | 0
2020 | MAPP_CA_2_IESO | MAPP_CA | IESO | Internal | Summer | B8 | 500 | 330 | 0 | 37.49 | 30.53 | 8 | 0
2020 | MAPP_CA_2_IESO | MAPP_CA | IESO | Internal | Summer | B9 | 800 | 330 | 0 | 37.33 | 30.53 | 8 | 0
2020 | MAPP_CA_2_IESO | MAPP_CA | IESO | Internal | Summer | B10 | 1262 | 330 | 0 | 37.33 | 30.53 | 8 | 0
2020 | MAPP_CA_2_IESO | MAPP_CA | IESO | Internal | Winter | B16 | 25 | 330 | 0 | 54.13 | 37.97 | 8 | 0
2020 | MAPP_CA_2_IESO | MAPP_CA | IESO | Internal | Winter | B17 | 100 | 330 | 0 | 46.25 | 36.27 | 8 | 0
2020 | MAPP_CA_2_IESO | MAPP_CA | IESO | Internal | Winter | B18 | 400 | 330 | 0 | 42.79 | 35.19 | 8 | 0
2020 | MAPP_CA_2_IESO | MAPP_CA | IESO | Internal | Winter | B19 | 700 | 330 | 0 | 42.79 | 35.19 | 8 | 0
2020 | MAPP_CA_2_IESO | MAPP_CA | IESO | Internal | Winter | B20 | 935 | 330 | 0 | 42.79 | 35.19 | 8 | 0
2020 | MAPP_CA_2_MAPP_US | MAPP_CA | MAPP_US | Internal | Shoulder | B11 | 25 | 372 | 86.25 | 46.89 | 53.89 | 7 | 0
2020 | MAPP_CA_2_MAPP_US | MAPP_CA | MAPP_US | Internal | Shoulder | B12 | 200 | 372 | 0 | 45.84 | 38.85 | 7 | 0
2020 | MAPP_CA_2_MAPP_US | MAPP_CA | MAPP_US | Internal | Shoulder | B13 | 600 | 372 | 0 | 41.6 | 34.61 | 7 | 0
2020 | MAPP_CA_2_MAPP_US | MAPP_CA | MAPP_US | Internal | Shoulder | B14 | 900 | 372 | 0 | 39.62 | 34.61 | 7 | 0
2020 | MAPP_CA_2_MAPP_US | MAPP_CA | MAPP_US | Internal | Shoulder | B15 | 1203 | 372 | 0 | 39.62 | 34.12 | 7 | 0
2020 | MAPP_CA_2_MAPP_US | MAPP_CA | MAPP_US | Internal | Summer | B1 | 10 | 372 | 68.53 | 50.47 | 57.47 | 7 | 0
2020 | MAPP_CA_2_MAPP_US | MAPP_CA | MAPP_US | Internal | Summer | B2 | 25 | 372 | 0 | 57.41 | 57.47 | 7 | 0
2020 | MAPP_CA_2_MAPP_US | MAPP_CA | MAPP_US | Internal | Summer | B3 | 75 | 372 | 137.5 | 50.47 | 57.47 | 7 | 0
2020 | MAPP_CA_2_MAPP_US | MAPP_CA | MAPP_US | Internal | Summer | B4 | 100 | 372 | 254.06 | 50.14 | 57.14 | 7 | 0
2020 | MAPP_CA_2_MAPP_US | MAPP_CA | MAPP_US | Internal | Summer | B5 | 200 | 372 | 0 | 49.22 | 53.08 | 7 | 0
2020 | MAPP_CA_2_MAPP_US | MAPP_CA | MAPP_US | Internal | Summer | B6 | 300 | 372 | 0 | 48.85 | 48.85 | 7 | 0
2020 | MAPP_CA_2_MAPP_US | MAPP_CA | MAPP_US | Internal | Summer | B7 | 400 | 372 | 0 | 39.65 | 33.93 | 7 | 0
2020 | MAPP_CA_2_MAPP_US | MAPP_CA | MAPP_US | Internal | Summer | B8 | 500 | 372 | 0 | 37.49 | 31.39 | 7 | 0
2020 | MAPP_CA_2_MAPP_US | MAPP_CA | MAPP_US | Internal | Summer | B9 | 800 | 372 | 0 | 37.33 | 31.39 | 7 | 0
2020 | MAPP_CA_2_MAPP_US | MAPP_CA | MAPP_US | Internal | Summer | B10 | 1262 | 372 | 0 | 37.33 | 28.78 | 7 | 0
2020 | MAPP_CA_2_MAPP_US | MAPP_CA | MAPP_US | Internal | Winter | B16 | 25 | 372 | 0 | 54.13 | 47.15 | 7 | 0
2020 | MAPP_CA_2_MAPP_US | MAPP_CA | MAPP_US | Internal | Winter | B17 | 100 | 372 | 0 | 46.25 | 39.26 | 7 | 0
2020 | MAPP_CA_2_MAPP_US | MAPP_CA | MAPP_US | Internal | Winter | B18 | 400 | 372 | 0 | 42.79 | 35.82 | 7 | 0
2020 | MAPP_CA_2_MAPP_US | MAPP_CA | MAPP_US | Internal | Winter | B19 | 700 | 372 | 0 | 42.79 | 35.82 | 7 | 0
2020 | MAPP_CA_2_MAPP_US | MAPP_CA | MAPP_US | Internal | Winter | B20 | 935 | 372 | 0 | 42.79 | 32.94 | 7 | 0
2020 | MAPP_CA_2_MISO_W | MAPP_CA | MISO_W | Internal | Shoulder | B11 | 25 | 1970 | 1970 | 46.89 | 55.98 | 0.01 | 9.08
2020 | MAPP_CA_2_MISO_W | MAPP_CA | MISO_W | Internal | Shoulder | B12 | 200 | 1970 | 1626 | 45.84 | 45.85 | 0.01 | 0
2020 | MAPP_CA_2_MISO_W | MAPP_CA | MISO_W | Internal | Shoulder | B13 | 600 | 1970 | 1319.05 | 41.6 | 41.61 | 0.01 | 0
2020 | MAPP_CA_2_MISO_W | MAPP_CA | MISO_W | Internal | Shoulder | B14 | 900 | 1970 | 426.68 | 39.62 | 39.64 | 0.01 | 0
2020 | MAPP_CA_2_MISO_W | MAPP_CA | MISO_W | Internal | Shoulder | B15 | 1203 | 1970 | 0 | 39.62 | 38.47 | 0.01 | 0
2020 | MAPP_CA_2_MISO_W | MAPP_CA | MISO_W | Internal | Summer | B1 | 10 | 1970 | 1970 | 50.47 | 63.93 | 0.01 | 13.45
2020 | MAPP_CA_2_MISO_W | MAPP_CA | MISO_W | Internal | Summer | B2 | 25 | 1970 | 1970 | 57.41 | 63.41 | 0.01 | 5.99
2020 | MAPP_CA_2_MISO_W | MAPP_CA | MISO_W | Internal | Summer | B3 | 75 | 1970 | 1970 | 50.47 | 62.58 | 0.01 | 12.1
2020 | MAPP_CA_2_MISO_W | MAPP_CA | MISO_W | Internal | Summer | B4 | 100 | 1970 | 1970 | 50.14 | 62.4 | 0.01 | 12.25
2020 | MAPP_CA_2_MISO_W | MAPP_CA | MISO_W | Internal | Summer | B5 | 200 | 1970 | 1970 | 49.22 | 53.09 | 0.01 | 3.86
2020 | MAPP_CA_2_MISO_W | MAPP_CA | MISO_W | Internal | Summer | B6 | 300 | 1970 | 1735.61 | 48.85 | 48.86 | 0.01 | 0
2020 | MAPP_CA_2_MISO_W | MAPP_CA | MISO_W | Internal | Summer | B7 | 400 | 1970 | 1324.52 | 39.65 | 39.66 | 0.01 | 0
2020 | MAPP_CA_2_MISO_W | MAPP_CA | MISO_W | Internal | Summer | B8 | 500 | 1970 | 1401.41 | 37.49 | 37.5 | 0.01 | 0
2020 | MAPP_CA_2_MISO_W | MAPP_CA | MISO_W | Internal | Summer | B9 | 800 | 1970 | 254.59 | 37.33 | 37.34 | 0.01 | 0
2020 | MAPP_CA_2_MISO_W | MAPP_CA | MISO_W | Internal | Summer | B10 | 1262 | 1970 | 0 | 37.33 | 35.78 | 0.01 | 0
2020 | MAPP_CA_2_MISO_W | MAPP_CA | MISO_W | Internal | Winter | B16 | 25 | 1970 | 1157.25 | 54.13 | 54.15 | 0.01 | 0
2020 | MAPP_CA_2_MISO_W | MAPP_CA | MISO_W | Internal | Winter | B17 | 100 | 1970 | 347.63 | 46.25 | 46.26 | 0.01 | 0
2020 | MAPP_CA_2_MISO_W | MAPP_CA | MISO_W | Internal | Winter | B18 | 400 | 1970 | 0 | 42.79 | 42.19 | 0.01 | 0
2020 | MAPP_CA_2_MISO_W | MAPP_CA | MISO_W | Internal | Winter | B19 | 700 | 1970 | 0 | 42.79 | 41.3 | 0.01 | 0
2020 | MAPP_CA_2_MISO_W | MAPP_CA | MISO_W | Internal | Winter | B20 | 935 | 1970 | 0 | 42.79 | 37.36 | 0.01 | 0
2020 | MAPP_US_2_MAPP_CA | MAPP_US | MAPP_CA | Internal | Shoulder | B11 | 25 | 165 | 0 | 53.89 | 46.89 | 7 | 0
2020 | MAPP_US_2_MAPP_CA | MAPP_US | MAPP_CA | Internal | Shoulder | B12 | 200 | 165 | 0 | 38.85 | 45.84 | 7 | 0
2020 | MAPP_US_2_MAPP_CA | MAPP_US | MAPP_CA | Internal | Shoulder | B13 | 600 | 165 | 0 | 34.61 | 41.6 | 7 | 0
2020 | MAPP_US_2_MAPP_CA | MAPP_US | MAPP_CA | Internal | Shoulder | B14 | 900 | 165 | 0 | 34.61 | 39.62 | 7 | 0
2020 | MAPP_US_2_MAPP_CA | MAPP_US | MAPP_CA | Internal | Shoulder | B15 | 1203 | 165 | 0 | 34.12 | 39.62 | 7 | 0
2020 | MAPP_US_2_MAPP_CA | MAPP_US | MAPP_CA | Internal | Summer | B1 | 10 | 165 | 0 | 57.47 | 50.47 | 7 | 0
2020 | MAPP_US_2_MAPP_CA | MAPP_US | MAPP_CA | Internal | Summer | B2 | 25 | 165 | 0 | 57.47 | 57.41 | 7 | 0
2020 | MAPP_US_2_MAPP_CA | MAPP_US | MAPP_CA | Internal | Summer | B3 | 75 | 165 | 0 | 57.47 | 50.47 | 7 | 0
2020 | MAPP_US_2_MAPP_CA | MAPP_US | MAPP_CA | Internal | Summer | B4 | 100 | 165 | 0 | 57.14 | 50.14 | 7 | 0
2020 | MAPP_US_2_MAPP_CA | MAPP_US | MAPP_CA | Internal | Summer | B5 | 200 | 165 | 0 | 53.08 | 49.22 | 7 | 0
2020 | MAPP_US_2_MAPP_CA | MAPP_US | MAPP_CA | Internal | Summer | B6 | 300 | 165 | 0 | 48.85 | 48.85 | 7 | 0
2020 | MAPP_US_2_MAPP_CA | MAPP_US | MAPP_CA | Internal | Summer | B7 | 400 | 165 | 0 | 33.93 | 39.65 | 7 | 0
2020 | MAPP_US_2_MAPP_CA | MAPP_US | MAPP_CA | Internal | Summer | B8 | 500 | 165 | 0 | 31.39 | 37.49 | 7 | 0
2020 | MAPP_US_2_MAPP_CA | MAPP_US | MAPP_CA | Internal | Summer | B9 | 800 | 165 | 0 | 31.39 | 37.33 | 7 | 0
2020 | MAPP_US_2_MAPP_CA | MAPP_US | MAPP_CA | Internal | Summer | B10 | 1262 | 165 | 165 | 28.78 | 37.33 | 7 | 1.55
2020 | MAPP_US_2_MAPP_CA | MAPP_US | MAPP_CA | Internal | Winter | B16 | 25 | 165 | 0 | 47.15 | 54.13 | 7 | 0
2020 | MAPP_US_2_MAPP_CA | MAPP_US | MAPP_CA | Internal | Winter | B17 | 100 | 165 | 0 | 39.26 | 46.25 | 7 | 0
2020 | MAPP_US_2_MAPP_CA | MAPP_US | MAPP_CA | Internal | Winter | B18 | 400 | 165 | 0 | 35.82 | 42.79 | 7 | 0
2020 | MAPP_US_2_MAPP_CA | MAPP_US | MAPP_CA | Internal | Winter | B19 | 700 | 165 | 0 | 35.82 | 42.79 | 7 | 0
2020 | MAPP_US_2_MAPP_CA | MAPP_US | MAPP_CA | Internal | Winter | B20 | 935 | 165 | 165 | 32.94 | 42.79 | 7 | 2.85
2020 | MAPP_US_2_MISO_W | MAPP_US | MISO_W | Internal | Shoulder | B11 | 25 | 2635 | 0 | 53.89 | 55.98 | 7 | 0
2020 | MAPP_US_2_MISO_W | MAPP_US | MISO_W | Internal | Shoulder | B12 | 200 | 2635 | 1341.87 | 38.85 | 45.85 | 7 | 0
2020 | MAPP_US_2_MISO_W | MAPP_US | MISO_W | Internal | Shoulder | B13 | 600 | 2635 | 56.44 | 34.61 | 41.61 | 7 | 0
2020 | MAPP_US_2_MISO_W | MAPP_US | MISO_W | Internal | Shoulder | B14 | 900 | 2635 | 0 | 34.61 | 39.64 | 7 | 0
2020 | MAPP_US_2_MISO_W | MAPP_US | MISO_W | Internal | Shoulder | B15 | 1203 | 2635 | 0 | 34.12 | 38.47 | 7 | 0
2020 | MAPP_US_2_MISO_W | MAPP_US | MISO_W | Internal | Summer | B1 | 10 | 2635 | 0 | 57.47 | 63.93 | 7 | 0
2020 | MAPP_US_2_MISO_W | MAPP_US | MISO_W | Internal | Summer | B2 | 25 | 2635 | 0 | 57.47 | 63.41 | 7 | 0
2020 | MAPP_US_2_MISO_W | MAPP_US | MISO_W | Internal | Summer | B3 | 75 | 2635 | 0 | 57.47 | 62.58 | 7 | 0
2020 | MAPP_US_2_MISO_W | MAPP_US | MISO_W | Internal | Summer | B4 | 100 | 2635 | 0 | 57.14 | 62.4 | 7 | 0
2020 | MAPP_US_2_MISO_W | MAPP_US | MISO_W | Internal | Summer | B5 | 200 | 2635 | 0 | 53.08 | 53.09 | 7 | 0
2020 | MAPP_US_2_MISO_W | MAPP_US | MISO_W | Internal | Summer | B6 | 300 | 2635 | 0 | 48.85 | 48.86 | 7 | 0
2020 | MAPP_US_2_MISO_W | MAPP_US | MISO_W | Internal | Summer | B7 | 400 | 2635 | 0 | 33.93 | 39.66 | 7 | 0
2020 | MAPP_US_2_MISO_W | MAPP_US | MISO_W | Internal | Summer | B8 | 500 | 2635 | 0 | 31.39 | 37.5 | 7 | 0
2020 | MAPP_US_2_MISO_W | MAPP_US | MISO_W | Internal | Summer | B9 | 800 | 2635 | 0 | 31.39 | 37.34 | 7 | 0
2020 | MAPP_US_2_MISO_W | MAPP_US | MISO_W | Internal | Summer | B10 | 1262 | 2635 | 63.71 | 28.78 | 35.78 | 7 | 0
2020 | MAPP_US_2_MISO_W | MAPP_US | MISO_W | Internal | Winter | B16 | 25 | 2635 | 708.54 | 47.15 | 54.15 | 7 | 0
2020 | MAPP_US_2_MISO_W | MAPP_US | MISO_W | Internal | Winter | B17 | 100 | 2635 | 1096.11 | 39.26 | 46.26 | 7 | 0
2020 | MAPP_US_2_MISO_W | MAPP_US | MISO_W | Internal | Winter | B18 | 400 | 2635 | 0 | 35.82 | 42.19 | 7 | 0
2020 | MAPP_US_2_MISO_W | MAPP_US | MISO_W | Internal | Winter | B19 | 700 | 2635 | 0 | 35.82 | 41.3 | 7 | 0
2020 | MAPP_US_2_MISO_W | MAPP_US | MISO_W | Internal | Winter | B20 | 935 | 2635 | 0 | 32.94 | 37.36 | 7 | 0
2020 | MAPP_US_2_NE | MAPP_US | NE | Internal | Shoulder | B11 | 25 | 2000 | 1697.92 | 53.89 | 60.89 | 7 | 0
2020 | MAPP_US_2_NE | MAPP_US | NE | Internal | Shoulder | B12 | 200 | 2000 | 0 | 38.85 | 43.39 | 7 | 0
2020 | MAPP_US_2_NE | MAPP_US | NE | Internal | Shoulder | B13 | 600 | 2000 | 847.12 | 34.61 | 41.61 | 7 | 0
2020 | MAPP_US_2_NE | MAPP_US | NE | Internal | Shoulder | B14 | 900 | 2000 | 0 | 34.61 | 40.76 | 7 | 0
2020 | MAPP_US_2_NE | MAPP_US | NE | Internal | Shoulder | B15 | 1203 | 2000 | 0 | 34.12 | 40.17 | 7 | 0
2020 | MAPP_US_2_NE | MAPP_US | NE | Internal | Summer | B1 | 10 | 2000 | 983.72 | 57.47 | 64.47 | 7 | 0
2020 | MAPP_US_2_NE | MAPP_US | NE | Internal | Summer | B2 | 25 | 2000 | 986.23 | 57.47 | 64.47 | 7 | 0
2020 | MAPP_US_2_NE | MAPP_US | NE | Internal | Summer | B3 | 75 | 2000 | 1236.41 | 57.47 | 64.47 | 7 | 0
2020 | MAPP_US_2_NE | MAPP_US | NE | Internal | Summer | B4 | 100 | 2000 | 1512.59 | 57.14 | 64.14 | 7 | 0
2020 | MAPP_US_2_NE | MAPP_US | NE | Internal | Summer | B5 | 200 | 2000 | 1070.09 | 53.08 | 60.08 | 7 | 0
2020 | MAPP_US_2_NE | MAPP_US | NE | Internal | Summer | B6 | 300 | 2000 | 1175.66 | 48.85 | 55.85 | 7 | 0
2020 | MAPP_US_2_NE | MAPP_US | NE | Internal | Summer | B7 | 400 | 2000 | 1180.4 | 33.93 | 40.93 | 7 | 0
2020 | MAPP_US_2_NE | MAPP_US | NE | Internal | Summer | B8 | 500 | 2000 | 1189.82 | 31.39 | 38.39 | 7 | 0
2020 | MAPP_US_2_NE | MAPP_US | NE | Internal | Summer | B9 | 800 | 2000 | 780.52 | 31.39 | 38.39 | 7 | 0
2020 | MAPP_US_2_NE | MAPP_US | NE | Internal | Summer | B10 | 1262 | 2000 | 349.87 | 28.78 | 35.78 | 7 | 0
2020 | MAPP_US_2_NE | MAPP_US | NE | Internal | Winter | B16 | 25 | 2000 | 679.26 | 47.15 | 54.15 | 7 | 0
2020 | MAPP_US_2_NE | MAPP_US | NE | Internal | Winter | B17 | 100 | 2000 | 0 | 39.26 | 43.98 | 7 | 0
2020 | MAPP_US_2_NE | MAPP_US | NE | Internal | Winter | B18 | 400 | 2000 | 377 | 35.82 | 42.82 | 7 | 0
2020 | MAPP_US_2_NE | MAPP_US | NE | Internal | Winter | B19 | 700 | 2000 | 117.87 | 35.82 | 42.82 | 7 | 0
2020 | MAPP_US_2_NE | MAPP_US | NE | Internal | Winter | B20 | 935 | 2000 | 93.05 | 32.94 | 39.94 | 7 | 0
2020 | MARITIMES_2_NEISO | MARITIMES | NEISO | Internal | Shoulder | B11 | 25 | 99999 | 1400 | 37.66 | 37.67 | 0.01 | 0
2020 | MARITIMES_2_NEISO | MARITIMES | NEISO | Internal | Shoulder | B12 | 200 | 99999 | 1400 | 37.66 | 37.67 | 0.01 | 0
2020 | MARITIMES_2_NEISO | MARITIMES | NEISO | Internal | Shoulder | B13 | 600 | 99999 | 1400 | 37.66 | 37.67 | 0.01 | 0
2020 | MARITIMES_2_NEISO | MARITIMES | NEISO | Internal | Shoulder | B14 | 900 | 99999 | 1400 | 37.66 | 37.67 | 0.01 | 0
2020 | MARITIMES_2_NEISO | MARITIMES | NEISO | Internal | Shoulder | B15 | 1203 | 99999 | 426.43 | 37.66 | 37.67 | 0.01 | 0
2020 | MARITIMES_2_NEISO | MARITIMES | NEISO | Internal | Summer | B1 | 10 | 99999 | 1400 | 75.39 | 75.4 | 0.01 | 0
2020 | MARITIMES_2_NEISO | MARITIMES | NEISO | Internal | Summer | B2 | 25 | 99999 | 1400 | 68.4 | 68.41 | 0.01 | 0
2020 | MARITIMES_2_NEISO | MARITIMES | NEISO | Internal | Summer | B3 | 75 | 99999 | 1400 | 48.89 | 48.9 | 0.01 | 0
2020 | MARITIMES_2_NEISO | MARITIMES | NEISO | Internal | Summer | B4 | 100 | 99999 | 1400 | 42.8 | 42.81 | 0.01 | 0
2020 | MARITIMES_2_NEISO | MARITIMES | NEISO | Internal | Summer | B5 | 200 | 99999 | 1400 | 34.88 | 34.9 | 0.01 | 0
2020 | MARITIMES_2_NEISO | MARITIMES | NEISO | Internal | Summer | B6 | 300 | 99999 | 1400 | 34.88 | 34.9 | 0.01 | 0
2020 | MARITIMES_2_NEISO | MARITIMES | NEISO | Internal | Summer | B7 | 400 | 99999 | 1400 | 34.88 | 34.9 | 0.01 | 0
2020 | MARITIMES_2_NEISO | MARITIMES | NEISO | Internal | Summer | B8 | 500 | 99999 | 1400 | 34.88 | 34.9 | 0.01 | 0
2020 | MARITIMES_2_NEISO | MARITIMES | NEISO | Internal | Summer | B9 | 800 | 99999 | 1400 | 34.88 | 34.9 | 0.01 | 0
2020 | MARITIMES_2_NEISO | MARITIMES | NEISO | Internal | Summer | B10 | 1262 | 99999 | 236.13 | 34.88 | 34.9 | 0.01 | 0
2020 | MARITIMES_2_NEISO | MARITIMES | NEISO | Internal | Winter | B16 | 25 | 99999 | 1400 | 46.26 | 46.27 | 0.01 | 0
2020 | MARITIMES_2_NEISO | MARITIMES | NEISO | Internal | Winter | B17 | 100 | 99999 | 1400 | 46.26 | 46.27 | 0.01 | 0
2020 | MARITIMES_2_NEISO | MARITIMES | NEISO | Internal | Winter | B18 | 400 | 99999 | 1400 | 46.26 | 46.27 | 0.01 | 0
2020 | MARITIMES_2_NEISO | MARITIMES | NEISO | Internal | Winter | B19 | 700 | 99999 | 1400 | 46.26 | 46.27 | 0.01 | 0
2020 | MARITIMES_2_NEISO | MARITIMES | NEISO | Internal | Winter | B20 | 935 | 99999 | 475.94 | 46.26 | 46.27 | 0.01 | 0
2020 | MISO_IN_2_MISO_MI | MISO_IN | MISO_MI | Internal | Shoulder | B11 | 25 | 5000 | 0 | 55.98 | 53.68 | 0.01 | 0
2020 | MISO_IN_2_MISO_MI | MISO_IN | MISO_MI | Internal | Shoulder | B12 | 200 | 5000 | 0 | 45.87 | 45.86 | 0.01 | 0
2020 | MISO_IN_2_MISO_MI | MISO_IN | MISO_MI | Internal | Shoulder | B13 | 600 | 5000 | 619.51 | 41.63 | 41.64 | 0.01 | 0
2020 | MISO_IN_2_MISO_MI | MISO_IN | MISO_MI | Internal | Shoulder | B14 | 900 | 5000 | 0 | 39.66 | 39.65 | 0.01 | 0
2020 | MISO_IN_2_MISO_MI | MISO_IN | MISO_MI | Internal | Shoulder | B15 | 1203 | 5000 | 1096.18 | 38.47 | 38.48 | 0.01 | 0
2020 | MISO_IN_2_MISO_MI | MISO_IN | MISO_MI | Internal | Summer | B1 | 10 | 5000 | 0 | 63.93 | 63.92 | 0.01 | 0
2020 | MISO_IN_2_MISO_MI | MISO_IN | MISO_MI | Internal | Summer | B2 | 25 | 5000 | 0 | 63.41 | 63.4 | 0.01 | 0
2020 | MISO_IN_2_MISO_MI | MISO_IN | MISO_MI | Internal | Summer | B3 | 75 | 5000 | 0 | 61.13 | 59.28 | 0.01 | 0
2020 | MISO_IN_2_MISO_MI | MISO_IN | MISO_MI | Internal | Summer | B4 | 100 | 5000 | 0 | 60.51 | 58.16 | 0.01 | 0
2020 | MISO_IN_2_MISO_MI | MISO_IN | MISO_MI | Internal | Summer | B5 | 200 | 5000 | 0 | 53.07 | 52.08 | 0.01 | 0
2020 | MISO_IN_2_MISO_MI | MISO_IN | MISO_MI | Internal | Summer | B6 | 300 | 5000 | 0 | 48.05 | 48.05 | 0.01 | 0
2020 | MISO_IN_2_MISO_MI | MISO_IN | MISO_MI | Internal | Summer | B7 | 400 | 5000 | 71.68 | 39.65 | 39.66 | 0.01 | 0
2020 | MISO_IN_2_MISO_MI | MISO_IN | MISO_MI | Internal | Summer | B8 | 500 | 5000 | 2408.63 | 37.52 | 37.53 | 0.01 | 0
2020 | MISO_IN_2_MISO_MI | MISO_IN | MISO_MI | Internal | Summer | B9 | 800 | 5000 | 2946.5 | 37.36 | 37.38 | 0.01 | 0
2020 | MISO_IN_2_MISO_MI | MISO_IN | MISO_MI | Internal | Summer | B10 | 1262 | 5000 | 2538.47 | 36.02 | 36.03 | 0.01 | 0
2020 | MISO_IN_2_MISO_MI | MISO_IN | MISO_MI | Internal | Winter | B16 | 25 | 5000 | 0 | 54.17 | 54.16 | 0.01 | 0
2020 | MISO_IN_2_MISO_MI | MISO_IN | MISO_MI | Internal | Winter | B17 | 100 | 5000 | 305.2 | 46.28 | 46.3 | 0.01 | 0
2020 | MISO_IN_2_MISO_MI | MISO_IN | MISO_MI | Internal | Winter | B18 | 400 | 5000 | 0 | 42.19 | 42.19 | 0.01 | 0
2020 | MISO_IN_2_MISO_MI | MISO_IN | MISO_MI | Internal | Winter | B19 | 700 | 5000 | 1483.51 | 41.26 | 41.28 | 0.01 | 0
2020 | MISO_IN_2_MISO_MI | MISO_IN | MISO_MI | Internal | Winter | B20 | 935 | 5000 | 2085.5 | 37.38 | 37.4 | 0.01 | 0
2020 | MISO_IN_2_MISO_MO-IL | MISO_IN | MISO_MO-IL | Internal | Shoulder | B11 | 25 | 5000 | 147.98 | 55.98 | 55.99 | 0.01 | 0
2020 | MISO_IN_2_MISO_MO-IL | MISO_IN | MISO_MO-IL | Internal | Shoulder | B12 | 200 | 5000 | 0 | 45.87 | 45.86 | 0.01 | 0
2020 | MISO_IN_2_MISO_MO-IL | MISO_IN | MISO_MO-IL | Internal | Shoulder | B13 | 600 | 5000 | 0 | 41.63 | 41.62 | 0.01 | 0
2020 | MISO_IN_2_MISO_MO-IL | MISO_IN | MISO_MO-IL | Internal | Shoulder | B14 | 900 | 5000 | 0 | 39.66 | 39.65 | 0.01 | 0
2020 | MISO_IN_2_MISO_MO-IL | MISO_IN | MISO_MO-IL | Internal | Shoulder | B15 | 1203 | 5000 | 0 | 38.47 | 38.46 | 0.01 | 0
2020 | MISO_IN_2_MISO_MO-IL | MISO_IN | MISO_MO-IL | Internal | Summer | B1 | 10 | 5000 | 355.02 | 63.93 | 63.94 | 0.01 | 0
2020 | MISO_IN_2_MISO_MO-IL | MISO_IN | MISO_MO-IL | Internal | Summer | B2 | 25 | 5000 | 0 | 63.41 | 63.4 | 0.01 | 0
2020 | MISO_IN_2_MISO_MO-IL | MISO_IN | MISO_MO-IL | Internal | Summer | B3 | 75 | 5000 | 753.52 | 61.13 | 61.14 | 0.01 | 0
2020 | MISO_IN_2_MISO_MO-IL | MISO_IN | MISO_MO-IL | Internal | Summer | B4 | 100 | 5000 | 591.63 | 60.51 | 60.52 | 0.01 | 0
2020 | MISO_IN_2_MISO_MO-IL | MISO_IN | MISO_MO-IL | Internal | Summer | B5 | 200 | 5000 | 585.28 | 53.07 | 53.08 | 0.01 | 0
2020 | MISO_IN_2_MISO_MO-IL | MISO_IN | MISO_MO-IL | Internal | Summer | B6 | 300 | 5000 | 19.86 | 48.05 | 48.06 | 0.01 | 0
2020 | MISO_IN_2_MISO_MO-IL | MISO_IN | MISO_MO-IL | Internal | Summer | B7 | 400 | 5000 | 39.81 | 39.65 | 39.66 | 0.01 | 0
2020 | MISO_IN_2_MISO_MO-IL | MISO_IN | MISO_MO-IL | Internal | Summer | B8 | 500 | 5000 | 0 | 37.52 | 37.51 | 0.01 | 0
2020 | MISO_IN_2_MISO_MO-IL | MISO_IN | MISO_MO-IL | Internal | Summer | B9 | 800 | 5000 | 0 | 37.36 | 37.35 | 0.01 | 0
2020 | MISO_IN_2_MISO_MO-IL | MISO_IN | MISO_MO-IL | Internal | Summer | B10 | 1262 | 5000 | 0 | 36.02 | 35.79 | 0.01 | 0
2020 | MISO_IN_2_MISO_MO-IL | MISO_IN | MISO_MO-IL | Internal | Winter | B16 | 25 | 5000 | 0 | 54.17 | 54.16 | 0.01 | 0
2020 | MISO_IN_2_MISO_MO-IL | MISO_IN | MISO_MO-IL | Internal | Winter | B17 | 100 | 5000 | 0 | 46.28 | 46.27 | 0.01 | 0
2020 | MISO_IN_2_MISO_MO-IL | MISO_IN | MISO_MO-IL | Internal | Winter | B18 | 400 | 5000 | 0 | 42.19 | 42.18 | 0.01 | 0
2020 | MISO_IN_2_MISO_MO-IL | MISO_IN | MISO_MO-IL | Internal | Winter | B19 | 700 | 5000 | 0 | 41.26 | 41.25 | 0.01 | 0
2020 | MISO_IN_2_MISO_MO-IL | MISO_IN | MISO_MO-IL | Internal | Winter | B20 | 935 | 5000 | 0 | 37.38 | 37.37 | 0.01 | 0
2020 | MISO_IN_2_NonRTO_Midwest | MISO_IN | NonRTO_Midwest | Internal | Shoulder | B11 | 25 | 4800 | 1052.26 | 55.98 | 63.98 | 8 | 0
2020 | MISO_IN_2_NonRTO_Midwest | MISO_IN | NonRTO_Midwest | Internal | Shoulder | B12 | 200 | 4800 | 494.13 | 45.87 | 53.87 | 8 | 0
2020 | MISO_IN_2_NonRTO_Midwest | MISO_IN | NonRTO_Midwest | Internal | Shoulder | B13 | 600 | 4800 | 0 | 41.63 | 46.16 | 8 | 0
2020 | MISO_IN_2_NonRTO_Midwest | MISO_IN | NonRTO_Midwest | Internal | Shoulder | B14 | 900 | 4800 | 0 | 39.66 | 43.82 | 8 | 0
2020 | MISO_IN_2_NonRTO_Midwest | MISO_IN | NonRTO_Midwest | Internal | Shoulder | B15 | 1203 | 4800 | 0 | 38.47 | 36.91 | 8 | 0
2020 | MISO_IN_2_NonRTO_Midwest | MISO_IN | NonRTO_Midwest | Internal | Summer | B1 | 10 | 4800 | 0 | 63.93 | 68.51 | 8 | 0
2020 | MISO_IN_2_NonRTO_Midwest | MISO_IN | NonRTO_Midwest | Internal | Summer | B2 | 25 | 4800 | 0 | 63.41 | 68.51 | 8 | 0
2020 | MISO_IN_2_NonRTO_Midwest | MISO_IN | NonRTO_Midwest | Internal | Summer | B3 | 75 | 4800 | 0 | 61.13 | 68.51 | 8 | 0
2020 | MISO_IN_2_NonRTO_Midwest | MISO_IN | NonRTO_Midwest | Internal | Summer | B4 | 100 | 4800 | 1020.93 | 60.51 | 68.51 | 8 | 0
2020 | MISO_IN_2_NonRTO_Midwest | MISO_IN | NonRTO_Midwest | Internal | Summer | B5 | 200 | 4800 | 971.57 | 53.07 | 61.07 | 8 | 0
2020 | MISO_IN_2_NonRTO_Midwest | MISO_IN | NonRTO_Midwest | Internal | Summer | B6 | 300 | 4800 | 353.81 | 48.05 | 56.05 | 8 | 0
2020 | MISO_IN_2_NonRTO_Midwest | MISO_IN | NonRTO_Midwest | Internal | Summer | B7 | 400 | 4800 | 0 | 39.65 | 44.85 | 8 | 0
2020 | MISO_IN_2_NonRTO_Midwest | MISO_IN | NonRTO_Midwest | Internal | Summer | B8 | 500 | 4800 | 0 | 37.52 | 38.44 | 8 | 0
2020 | MISO_IN_2_NonRTO_Midwest | MISO_IN | NonRTO_Midwest | Internal | Summer | B9 | 800 | 4800 | 0 | 37.36 | 37.38 | 8 | 0
2020 | MISO_IN_2_NonRTO_Midwest | MISO_IN | NonRTO_Midwest | Internal | Summer | B10 | 1262 | 4800 | 0 | 36.02 | 35.6 | 8 | 0
2020 | MISO_IN_2_NonRTO_Midwest | MISO_IN | NonRTO_Midwest | Internal | Winter | B16 | 25 | 4800 | 2098.52 | 54.17 | 62.17 | 8 | 0
2020 | MISO_IN_2_NonRTO_Midwest | MISO_IN | NonRTO_Midwest | Internal | Winter | B17 | 100 | 4800 | 1008.89 | 46.28 | 54.28 | 8 | 0
2020 | MISO_IN_2_NonRTO_Midwest | MISO_IN | NonRTO_Midwest | Internal | Winter | B18 | 400 | 4800 | 85.31 | 42.19 | 50.19 | 8 | 0
2020 | MISO_IN_2_NonRTO_Midwest | MISO_IN | NonRTO_Midwest | Internal | Winter | B19 | 700 | 4800 | 0 | 41.26 | 42.56 | 8 | 0
2020 | MISO_IN_2_NonRTO_Midwest | MISO_IN | NonRTO_Midwest | Internal | Winter | B20 | 935 | 4800 | 0 | 37.38 | 36.96 | 8 | 0
2020 | MISO_IN_2_PJM_ROR | MISO_IN | PJM_ROR | Internal | Shoulder | B11 | 25 | 992 | 0 | 55.98 | 53.98 | 2 | 0
2020 | MISO_IN_2_PJM_ROR | MISO_IN | PJM_ROR | Internal | Shoulder | B12 | 200 | 992 | 0 | 45.87 | 47.86 | 2 | 0
2020 | MISO_IN_2_PJM_ROR | MISO_IN | PJM_ROR | Internal | Shoulder | B13 | 600 | 992 | 0 | 41.63 | 43.6 | 2 | 0
2020 | MISO_IN_2_PJM_ROR | MISO_IN | PJM_ROR | Internal | Shoulder | B14 | 900 | 992 | 0 | 39.66 | 41.62 | 2 | 0
2020 | MISO_IN_2_PJM_ROR | MISO_IN | PJM_ROR | Internal | Shoulder | B15 | 1203 | 992 | 0 | 38.47 | 37.21 | 2 | 0
2020 | MISO_IN_2_PJM_ROR | MISO_IN | PJM_ROR | Internal | Summer | B1 | 10 | 992 | 991.99 | 63.93 | 65.94 | 2 | 0.01
2020 | MISO_IN_2_PJM_ROR | MISO_IN | PJM_ROR | Internal | Summer | B2 | 25 | 992 | 0 | 63.41 | 65.4 | 2 | 0
2020 | MISO_IN_2_PJM_ROR | MISO_IN | PJM_ROR | Internal | Summer | B3 | 75 | 992 | 0 | 61.13 | 61.28 | 2 | 0
2020 | MISO_IN_2_PJM_ROR | MISO_IN | PJM_ROR | Internal | Summer | B4 | 100 | 992 | 0 | 60.51 | 60.4 | 2 | 0
2020 | MISO_IN_2_PJM_ROR | MISO_IN | PJM_ROR | Internal | Summer | B5 | 200 | 992 | 0 | 53.07 | 53.83 | 2 | 0
2020 | MISO_IN_2_PJM_ROR | MISO_IN | PJM_ROR | Internal | Summer | B6 | 300 | 992 | 118.55 | 48.05 | 50.05 | 2 | 0
2020 | MISO_IN_2_PJM_ROR | MISO_IN | PJM_ROR | Internal | Summer | B7 | 400 | 992 | 210.61 | 39.65 | 41.65 | 2 | 0
2020 | MISO_IN_2_PJM_ROR | MISO_IN | PJM_ROR | Internal | Summer | B8 | 500 | 992 | 0 | 37.52 | 38.53 | 2 | 0
2020 | MISO_IN_2_PJM_ROR | MISO_IN | PJM_ROR | Internal | Summer | B9 | 800 | 992 | 0 | 37.36 | 37.31 | 2 | 0
2020 | MISO_IN_2_PJM_ROR | MISO_IN | PJM_ROR | Internal | Summer | B10 | 1262 | 992 | 0 | 36.02 | 35.76 | 2 | 0
2020 | MISO_IN_2_PJM_ROR | MISO_IN | PJM_ROR | Internal | Winter | B16 | 25 | 992 | 0 | 54.17 | 56.16 | 2 | 0
2020 | MISO_IN_2_PJM_ROR | MISO_IN | PJM_ROR | Internal | Winter | B17 | 100 | 992 | 992 | 46.28 | 48.3 | 2 | 0.01
2020 | MISO_IN_2_PJM_ROR | MISO_IN | PJM_ROR | Internal | Winter | B18 | 400 | 992 | 670.28 | 42.19 | 44.19 | 2 | 0
2020 | MISO_IN_2_PJM_ROR | MISO_IN | PJM_ROR | Internal | Winter | B19 | 700 | 992 | 0 | 41.26 | 43.25 | 2 | 0
2020 | MISO_IN_2_PJM_ROR | MISO_IN | PJM_ROR | Internal | Winter | B20 | 935 | 992 | 0 | 37.38 | 38.68 | 2 | 0
2020 | MISO_MI_2_MISO_IN | MISO_MI | MISO_IN | Internal | Shoulder | B11 | 25 | 2045 | 2045 | 53.68 | 55.98 | 0.01 | 2.29
2020 | MISO_MI_2_MISO_IN | MISO_MI | MISO_IN | Internal | Shoulder | B12 | 200 | 2045 | 326.55 | 45.86 | 45.87 | 0.01 | 0
2020 | MISO_MI_2_MISO_IN | MISO_MI | MISO_IN | Internal | Shoulder | B13 | 600 | 2045 | 0 | 41.64 | 41.63 | 0.01 | 0
2020 | MISO_MI_2_MISO_IN | MISO_MI | MISO_IN | Internal | Shoulder | B14 | 900 | 2045 | 283.15 | 39.65 | 39.66 | 0.01 | 0
2020 | MISO_MI_2_MISO_IN | MISO_MI | MISO_IN | Internal | Shoulder | B15 | 1203 | 2045 | 0 | 38.48 | 38.47 | 0.01 | 0
2020 | MISO_MI_2_MISO_IN | MISO_MI | MISO_IN | Internal | Summer | B1 | 10 | 2045 | 1776.47 | 63.92 | 63.93 | 0.01 | 0
2020 | MISO_MI_2_MISO_IN | MISO_MI | MISO_IN | Internal | Summer | B2 | 25 | 2045 | 1016.28 | 63.4 | 63.41 | 0.01 | 0
2020 | MISO_MI_2_MISO_IN | MISO_MI | MISO_IN | Internal | Summer | B3 | 75 | 2045 | 2045 | 59.28 | 61.13 | 0.01 | 1.84
2020 | MISO_MI_2_MISO_IN | MISO_MI | MISO_IN | Internal | Summer | B4 | 100 | 2045 | 2045 | 58.16 | 60.51 | 0.01 | 2.34
2020 | MISO_MI_2_MISO_IN | MISO_MI | MISO_IN | Internal | Summer | B5 | 200 | 2045 | 2045 | 52.08 | 53.07 | 0.01 | 0.97
2020 | MISO_MI_2_MISO_IN | MISO_MI | MISO_IN | Internal | Summer | B6 | 300 | 2045 | 0 | 48.05 | 48.05 | 0.01 | 0
2020 | MISO_MI_2_MISO_IN | MISO_MI | MISO_IN | Internal | Summer | B7 | 400 | 2045 | 0 | 39.66 | 39.65 | 0.01 | 0
2020 | MISO_MI_2_MISO_IN | MISO_MI | MISO_IN | Internal | Summer | B8 | 500 | 2045 | 0 | 37.53 | 37.52 | 0.01 | 0
2020 | MISO_MI_2_MISO_IN | MISO_MI | MISO_IN | Internal | Summer | B9 | 800 | 2045 | 0 | 37.38 | 37.36 | 0.01 | 0
2020 | MISO_MI_2_MISO_IN | MISO_MI | MISO_IN | Internal | Summer | B10 | 1262 | 2045 | 0 | 36.03 | 36.02 | 0.01 | 0
2020 | MISO_MI_2_MISO_IN | MISO_MI | MISO_IN | Internal | Winter | B16 | 25 | 2045 | 1241.36 | 54.16 | 54.17 | 0.01 | 0
2020 | MISO_MI_2_MISO_IN | MISO_MI | MISO_IN | Internal | Winter | B17 | 100 | 2045 | 0 | 46.3 | 46.28 | 0.01 | 0
2020 | MISO_MI_2_MISO_IN | MISO_MI | MISO_IN | Internal | Winter | B18 | 400 | 2045 | 0 | 42.19 | 42.19 | 0.01 | 0
2020 | MISO_MI_2_MISO_IN | MISO_MI | MISO_IN | Internal | Winter | B19 | 700 | 2045 | 0 | 41.28 | 41.26 | 0.01 | 0
2020 | MISO_MI_2_MISO_IN | MISO_MI | MISO_IN | Internal | Winter | B20 | 935 | 2045 | 0 | 37.4 | 37.38 | 0.01 | 0
2020 | MISO_MI_2_MISO_WUMS | MISO_MI | MISO_WUMS | Internal | Shoulder | B11 | 25 | 117 | 0 | 53.68 | 51.98 | 0.01 | 0
2020 | MISO_MI_2_MISO_WUMS | MISO_MI | MISO_WUMS | Internal | Shoulder | B12 | 200 | 117 | 0 | 45.86 | 45.84 | 0.01 | 0
2020 | MISO_MI_2_MISO_WUMS | MISO_MI | MISO_WUMS | Internal | Shoulder | B13 | 600 | 117 | 0 | 41.64 | 41.6 | 0.01 | 0
2020 | MISO_MI_2_MISO_WUMS | MISO_MI | MISO_WUMS | Internal | Shoulder | B14 | 900 | 117 | 0 | 39.65 | 39.62 | 0.01 | 0
2020 | MISO_MI_2_MISO_WUMS | MISO_MI | MISO_WUMS | Internal | Shoulder | B15 | 1203 | 117 | 0 | 38.48 | 36.91 | 0.01 | 0
2020 | MISO_MI_2_MISO_WUMS | MISO_MI | MISO_WUMS | Internal | Summer | B1 | 10 | 117 | 0 | 63.92 | 63.4 | 0.01 | 0
2020 | MISO_MI_2_MISO_WUMS | MISO_MI | MISO_WUMS | Internal | Summer | B2 | 25 | 117 | 0 | 63.4 | 63.4 | 0.01 | 0
2020 | MISO_MI_2_MISO_WUMS | MISO_MI | MISO_WUMS | Internal | Summer | B3 | 75 | 117 | 117 | 59.28 | 59.88 | 0.01 | 0.59
2020 | MISO_MI_2_MISO_WUMS | MISO_MI | MISO_WUMS | Internal | Summer | B4 | 100 | 117 | 117 | 58.16 | 58.4 | 0.01 | 0.23
2020 | MISO_MI_2_MISO_WUMS | MISO_MI | MISO_WUMS | Internal | Summer | B5 | 200 | 117 | 0 | 52.08 | 51.83 | 0.01 | 0
2020 | MISO_MI_2_MISO_WUMS | MISO_MI | MISO_WUMS | Internal | Summer | B6 | 300 | 117 | 0 | 48.05 | 45.18 | 0.01 | 0
2020 | MISO_MI_2_MISO_WUMS | MISO_MI | MISO_WUMS | Internal | Summer | B7 | 400 | 117 | 0 | 39.66 | 39.65 | 0.01 | 0
2020 | MISO_MI_2_MISO_WUMS | MISO_MI | MISO_WUMS | Internal | Summer | B8 | 500 | 117 | 0 | 37.53 | 37.49 | 0.01 | 0
2020 | MISO_MI_2_MISO_WUMS | MISO_MI | MISO_WUMS | Internal | Summer | B9 | 800 | 117 | 0 | 37.38 | 35.95 | 0.01 | 0
2020 | MISO_MI_2_MISO_WUMS | MISO_MI | MISO_WUMS | Internal | Summer | B10 | 1262 | 117 | 0 | 36.03 | 35.66 | 0.01 | 0
2020 | MISO_MI_2_MISO_WUMS | MISO_MI | MISO_WUMS | Internal | Winter | B16 | 25 | 117 | 0 | 54.16 | 54.13 | 0.01 | 0
2020 | MISO_MI_2_MISO_WUMS | MISO_MI | MISO_WUMS | Internal | Winter | B17 | 100 | 117 | 0 | 46.3 | 46.25 | 0.01 | 0
2020 | MISO_MI_2_MISO_WUMS | MISO_MI | MISO_WUMS | Internal | Winter | B18 | 400 | 117 | 0 | 42.19 | 42.18 | 0.01 | 0
2020 | MISO_MI_2_MISO_WUMS | MISO_MI | MISO_WUMS | Internal | Winter | B19 | 700 | 117 | 36.7 | 41.28 | 41.29 | 0.01 | 0
2020 | MISO_MI_2_MISO_WUMS | MISO_MI | MISO_WUMS | Internal | Winter | B20 | 935 | 117 | 0 | 37.4 | 37.37 | 0.01 | 0
2020 | MISO_MI_2_PJM_ROR | MISO_MI | PJM_ROR | Internal | Shoulder | B11 | 25 | 1424 | 0 | 53.68 | 53.98 | 2 | 0
2020 | MISO_MI_2_PJM_ROR | MISO_MI | PJM_ROR | Internal | Shoulder | B12 | 200 | 1424 | 569.81 | 45.86 | 47.86 | 2 | 0
2020 | MISO_MI_2_PJM_ROR | MISO_MI | PJM_ROR | Internal | Shoulder | B13 | 600 | 1424 | 0 | 41.64 | 43.6 | 2 | 0
2020 | MISO_MI_2_PJM_ROR | MISO_MI | PJM_ROR | Internal | Shoulder | B14 | 900 | 1424 | 0 | 39.65 | 41.62 | 2 | 0
2020 | MISO_MI_2_PJM_ROR | MISO_MI | PJM_ROR | Internal | Shoulder | B15 | 1203 | 1424 | 0 | 38.48 | 37.21 | 2 | 0
2020 | MISO_MI_2_PJM_ROR | MISO_MI | PJM_ROR | Internal | Summer | B1 | 10 | 1424 | 1423.99 | 63.92 | 65.94 | 2 | 0.02
2020 | MISO_MI_2_PJM_ROR | MISO_MI | PJM_ROR | Internal | Summer | B2 | 25 | 1424 | 357.09 | 63.4 | 65.4 | 2 | 0
2020 | MISO_MI_2_PJM_ROR | MISO_MI | PJM_ROR | Internal | Summer | B3 | 75 | 1424 | 321.75 | 59.28 | 61.28 | 2 | 0
2020 | MISO_MI_2_PJM_ROR | MISO_MI | PJM_ROR | Internal | Summer | B4 | 100 | 1424 | 1424 | 58.16 | 60.4 | 2 | 0.25
2020 | MISO_MI_2_PJM_ROR | MISO_MI | PJM_ROR | Internal | Summer | B5 | 200 | 1424 | 0 | 52.08 | 53.83 | 2 | 0
2020 | MISO_MI_2_PJM_ROR | MISO_MI | PJM_ROR | Internal | Summer | B6 | 300 | 1424 | 988.79 | 48.05 | 50.05 | 2 | 0
2020 | MISO_MI_2_PJM_ROR | MISO_MI | PJM_ROR | Internal | Summer | B7 | 400 | 1424 | 0 | 39.66 | 41.65 | 2 | 0
2020 | MISO_MI_2_PJM_ROR | MISO_MI | PJM_ROR | Internal | Summer | B8 | 500 | 1424 | 0 | 37.53 | 38.53 | 2 | 0
2020 | MISO_MI_2_PJM_ROR | MISO_MI | PJM_ROR | Internal | Summer | B9 | 800 | 1424 | 0 | 37.38 | 37.31 | 2 | 0
2020 | MISO_MI_2_PJM_ROR | MISO_MI | PJM_ROR | Internal | Summer | B10 | 1262 | 1424 | 0 | 36.03 | 35.76 | 2 | 0
2020 | MISO_MI_2_PJM_ROR | MISO_MI | PJM_ROR | Internal | Winter | B16 | 25 | 1424 | 705.47 | 54.16 | 56.16 | 2 | 0
2020 | MISO_MI_2_PJM_ROR | MISO_MI | PJM_ROR | Internal | Winter | B17 | 100 | 1424 | 204.75 | 46.3 | 48.3 | 2 | 0
2020 | MISO_MI_2_PJM_ROR | MISO_MI | PJM_ROR | Internal | Winter | B18 | 400 | 1424 | 268.07 | 42.19 | 44.19 | 2 | 0
2020 | MISO_MI_2_PJM_ROR | MISO_MI | PJM_ROR | Internal | Winter | B19 | 700 | 1424 | 0 | 41.28 | 43.25 | 2 | 0
2020 | MISO_MI_2_PJM_ROR | MISO_MI | PJM_ROR | Internal | Winter | B20 | 935 | 1424 | 0 | 37.4 | 38.68 | 2 | 0
2020 | MISO_MO-IL_2_ENT | MISO_MO-IL | ENT | Internal | Shoulder | B11 | 25 | 2540 | 0 | 55.99 | 59.03 | 8 | 0
2020 | MISO_MO-IL_2_ENT | MISO_MO-IL | ENT | Internal | Shoulder | B12 | 200 | 2540 | 0 | 45.86 | 41.91 | 8 | 0
2020 | MISO_MO-IL_2_ENT | MISO_MO-IL | ENT | Internal | Shoulder | B13 | 600 | 2540 | 0 | 41.62 | 41.91 | 8 | 0
2020 | MISO_MO-IL_2_ENT | MISO_MO-IL | ENT | Internal | Shoulder | B14 | 900 | 2540 | 0 | 39.65 | 41.67 | 8 | 0
2020 | MISO_MO-IL_2_ENT | MISO_MO-IL | ENT | Internal | Shoulder | B15 | 1203 | 2540 | 0 | 38.46 | 41.61 | 8 | 0
2020 | MISO_MO-IL_2_ENT | MISO_MO-IL | ENT | Internal | Summer | B1 | 10 | 2540 | 0 | 63.94 | 68.21 | 8 | 0
2020 | MISO_MO-IL_2_ENT | MISO_MO-IL | ENT | Internal | Summer | B2 | 25 | 2540 | 0 | 63.4 | 63.4 | 8 | 0
2020 | MISO_MO-IL_2_ENT | MISO_MO-IL | ENT | Internal | Summer | B3 | 75 | 2540 | 0 | 61.14 | 61.69 | 8 | 0
2020 | MISO_MO-IL_2_ENT | MISO_MO-IL | ENT | Internal | Summer | B4 | 100 | 2540 | 0 | 60.52 | 61.69 | 8 | 0
2020 | MISO_MO-IL_2_ENT | MISO_MO-IL | ENT | Internal | Summer | B5 | 200 | 2540 | 0 | 53.08 | 58.83 | 8 | 0
2020 | MISO_MO-IL_2_ENT | MISO_MO-IL | ENT | Internal | Summer | B6 | 300 | 2540 | 0 | 48.06 | 48.87 | 8 | 0
2020 | MISO_MO-IL_2_ENT | MISO_MO-IL | ENT | Internal | Summer | B7 | 400 | 2540 | 0 | 39.66 | 46.65 | 8 | 0
2020 | MISO_MO-IL_2_ENT | MISO_MO-IL | ENT | Internal | Summer | B8 | 500 | 2540 | 0 | 37.51 | 40.59 | 8 | 0
2020 | MISO_MO-IL_2_ENT | MISO_MO-IL | ENT | Internal | Summer | B9 | 800 | 2540 | 0 | 37.35 | 40.59 | 8 | 0
2020 | MISO_MO-IL_2_ENT | MISO_MO-IL | ENT | Internal | Summer | B10 | 1262 | 2540 | 0 | 35.79 | 40.3 | 8 | 0
2020 | MISO_MO-IL_2_ENT | MISO_MO-IL | ENT | Internal | Winter | B16 | 25 | 2540 | 0 | 54.16 | 59.21 | 8 | 0
2020 | MISO_MO-IL_2_ENT | MISO_MO-IL | ENT | Internal | Winter | B17 | 100 | 2540 | 0 | 46.27 | 44.52 | 8 | 0
2020 | MISO_MO-IL_2_ENT | MISO_MO-IL | ENT | Internal | Winter | B18 | 400 | 2540 | 0 | 42.18 | 44.52 | 8 | 0
2020 | MISO_MO-IL_2_ENT | MISO_MO-IL | ENT | Internal | Winter | B19 | 700 | 2540 | 0 | 41.25 | 44.2 | 8 | 0
2020 | MISO_MO-IL_2_ENT | MISO_MO-IL | ENT | Internal | Winter | B20 | 935 | 2540 | 0 | 37.37 | 43.38 | 8 | 0
2020 | MISO_MO-IL_2_MISO_IN | MISO_MO-IL | MISO_IN | Internal | Shoulder | B11 | 25 | 2100 | 0 | 55.99 | 55.98 | 0.01 | 0
2020 | MISO_MO-IL_2_MISO_IN | MISO_MO-IL | MISO_IN | Internal | Shoulder | B12 | 200 | 2100 | 813.32 | 45.86 | 45.87 | 0.01 | 0
2020 | MISO_MO-IL_2_MISO_IN | MISO_MO-IL | MISO_IN | Internal | Shoulder | B13 | 600 | 2100 | 1703.25 | 41.62 | 41.63 | 0.01 | 0
2020 | MISO_MO-IL_2_MISO_IN | MISO_MO-IL | MISO_IN | Internal | Shoulder | B14 | 900 | 2100 | 339.7 | 39.65 | 39.66 | 0.01 | 0
2020 | MISO_MO-IL_2_MISO_IN | MISO_MO-IL | MISO_IN | Internal | Shoulder | B15 | 1203 | 2100 | 628.9 | 38.46 | 38.47 | 0.01 | 0
2020 | MISO_MO-IL_2_MISO_IN | MISO_MO-IL | MISO_IN | Internal | Summer | B1 | 10 | 2100 | 0 | 63.94 | 63.93 | 0.01 | 0
2020 | MISO_MO-IL_2_MISO_IN | MISO_MO-IL | MISO_IN | Internal | Summer | B2 | 25 | 2100 | 1200.03 | 63.4 | 63.41 | 0.01 | 0
2020 | MISO_MO-IL_2_MISO_IN | MISO_MO-IL | MISO_IN | Internal | Summer | B3 | 75 | 2100 | 0 | 61.14 | 61.13 | 0.01 | 0
2020 | MISO_MO-IL_2_MISO_IN | MISO_MO-IL | MISO_IN | Internal | Summer | B4 | 100 | 2100 | 0 | 60.52 | 60.51 | 0.01 | 0
2020 | MISO_MO-IL_2_MISO_IN | MISO_MO-IL | MISO_IN | Internal | Summer | B5 | 200 | 2100 | 0 | 53.08 | 53.07 | 0.01 | 0
2020 | MISO_MO-IL_2_MISO_IN | MISO_MO-IL | MISO_IN | Internal | Summer | B6 | 300 | 2100 | 0 | 48.06 | 48.05 | 0.01 | 0
2020 | MISO_MO-IL_2_MISO_IN | MISO_MO-IL | MISO_IN | Internal | Summer | B7 | 400 | 2100 | 0 | 39.66 | 39.65 | 0.01 | 0
2020 | MISO_MO-IL_2_MISO_IN | MISO_MO-IL | MISO_IN | Internal | Summer | B8 | 500 | 2100 | 1276.35 | 37.51 | 37.52 | 0.01 | 0
2020 | MISO_MO-IL_2_MISO_IN | MISO_MO-IL | MISO_IN | Internal | Summer | B9 | 800 | 2100 | 688.9 | 37.35 | 37.36 | 0.01 | 0
2020 | MISO_MO-IL_2_MISO_IN | MISO_MO-IL | MISO_IN | Internal | Summer | B10 | 1262 | 2100 | 2100 | 35.79 | 36.02 | 0.01 | 0.22
2020 | MISO_MO-IL_2_MISO_IN | MISO_MO-IL | MISO_IN | Internal | Winter | B16 | 25 | 2100 | 1316.85 | 54.16 | 54.17 | 0.01 | 0
2020 | MISO_MO-IL_2_MISO_IN | MISO_MO-IL | MISO_IN | Internal | Winter | B17 | 100 | 2100 | 1894.36 | 46.27 | 46.28 | 0.01 | 0
2020 | MISO_MO-IL_2_MISO_IN | MISO_MO-IL | MISO_IN | Internal | Winter | B18 | 400 | 2100 | 86.96 | 42.18 | 42.19 | 0.01 | 0
2020 | MISO_MO-IL_2_MISO_IN | MISO_MO-IL | MISO_IN | Internal | Winter | B19 | 700 | 2100 | 501.83 | 41.25 | 41.26 | 0.01 | 0
2020 | MISO_MO-IL_2_MISO_IN | MISO_MO-IL | MISO_IN | Internal | Winter | B20 | 935 | 2100 | 371.63 | 37.37 | 37.38 | 0.01 | 0
2020 | MISO_MO-IL_2_MISO_W | MISO_MO-IL | MISO_W | Internal | Shoulder | B11 | 25 | 960 | 0 | 55.99 | 55.98 | 0.01 | 0
2020 | MISO_MO-IL_2_MISO_W | MISO_MO-IL | MISO_W | Internal | Shoulder | B12 | 200 | 960 | 0 | 45.86 | 45.85 | 0.01 | 0
2020 | MISO_MO-IL_2_MISO_W | MISO_MO-IL | MISO_W | Internal | Shoulder | B13 | 600 | 960 | 0 | 41.62 | 41.61 | 0.01 | 0
2020 | MISO_MO-IL_2_MISO_W | MISO_MO-IL | MISO_W | Internal | Shoulder | B14 | 900 | 960 | 0 | 39.65 | 39.64 | 0.01 | 0
2020 | MISO_MO-IL_2_MISO_W | MISO_MO-IL | MISO_W | Internal | Shoulder | B15 | 1203 | 960 | 314.87 | 38.46 | 38.47 | 0.01 | 0
2020 | MISO_MO-IL_2_MISO_W | MISO_MO-IL | MISO_W | Internal | Summer | B1 | 10 | 960 | 0 | 63.94 | 63.93 | 0.01 | 0
2020 | MISO_MO-IL_2_MISO_W | MISO_MO-IL | MISO_W | Internal | Summer | B2 | 25 | 960 | 234.94 | 63.4 | 63.41 | 0.01 | 0
2020 | MISO_MO-IL_2_MISO_W | MISO_MO-IL | MISO_W | Internal | Summer | B3 | 75 | 960 | 960 | 61.14 | 62.58 | 0.01 | 1.42
2020 | MISO_MO-IL_2_MISO_W | MISO_MO-IL | MISO_W | Internal | Summer | B4 | 100 | 960 | 960 | 60.52 | 62.4 | 0.01 | 1.87
2020 | MISO_MO-IL_2_MISO_W | MISO_MO-IL | MISO_W | Internal | Summer | B5 | 200 | 960 | 887.78 | 53.08 | 53.09 | 0.01 | 0
2020 | MISO_MO-IL_2_MISO_W | MISO_MO-IL | MISO_W | Internal | Summer | B6 | 300 | 960 | 960 | 48.06 | 48.86 | 0.01 | 0.79
2020 | MISO_MO-IL_2_MISO_W | MISO_MO-IL | MISO_W | Internal | Summer | B7 | 400 | 960 | 0 | 39.66 | 39.66 | 0.01 | 0
2020 | MISO_MO-IL_2_MISO_W | MISO_MO-IL | MISO_W | Internal | Summer | B8 | 500 | 960 | 0 | 37.51 | 37.5 | 0.01 | 0
2020 | MISO_MO-IL_2_MISO_W | MISO_MO-IL | MISO_W | Internal | Summer | B9 | 800 | 960 | 0 | 37.35 | 37.34 | 0.01 | 0
2020 | MISO_MO-IL_2_MISO_W | MISO_MO-IL | MISO_W | Internal | Summer | B10 | 1262 | 960 | 0 | 35.79 | 35.78 | 0.01 | 0
2020 | MISO_MO-IL_2_MISO_W | MISO_MO-IL | MISO_W | Internal | Winter | B16 | 25 | 960 | 0 | 54.16 | 54.15 | 0.01 | 0
2020 | MISO_MO-IL_2_MISO_W | MISO_MO-IL | MISO_W | Internal | Winter | B17 | 100 | 960 | 0 | 46.27 | 46.26 | 0.01 | 0
2020 | MISO_MO-IL_2_MISO_W | MISO_MO-IL | MISO_W | Internal | Winter | B18 | 400 | 960 | 301.56 | 42.18 | 42.19 | 0.01 | 0
2020 | MISO_MO-IL_2_MISO_W | MISO_MO-IL | MISO_W | Internal | Winter | B19 | 700 | 960 | 960 | 41.25 | 41.3 | 0.01 | 0.04
2020 | MISO_MO-IL_2_MISO_W | MISO_MO-IL | MISO_W | Internal | Winter | B20 | 935 | 960 | 0 | 37.37 | 37.36 | 0.01 | 0
2020 | MISO_MO-IL_2_PJM_ROR | MISO_MO-IL | PJM_ROR | Internal | Shoulder | B11 | 25 | 1212 | 0 | 55.99 | 53.98 | 2 | 0
2020 | MISO_MO-IL_2_PJM_ROR | MISO_MO-IL | PJM_ROR | Internal | Shoulder | B12 | 200 | 1212 | 806.3 | 45.86 | 47.86 | 2 | 0
2020 | MISO_MO-IL_2_PJM_ROR | MISO_MO-IL | PJM_ROR | Internal | Shoulder | B13 | 600 | 1212 | 0 | 41.62 | 43.6 | 2 | 0
2020 | MISO_MO-IL_2_PJM_ROR | MISO_MO-IL | PJM_ROR | Internal | Shoulder | B14 | 900 | 1212 | 0 | 39.65 | 41.62 | 2 | 0
2020 | MISO_MO-IL_2_PJM_ROR | MISO_MO-IL | PJM_ROR | Internal | Shoulder | B15 | 1203 | 1212 | 0 | 38.46 | 37.21 | 2 | 0
2020 | MISO_MO-IL_2_PJM_ROR | MISO_MO-IL | PJM_ROR | Internal | Summer | B1 | 10 | 1212 | 853.28 | 63.94 | 65.94 | 2 | 0
2020 | MISO_MO-IL_2_PJM_ROR | MISO_MO-IL | PJM_ROR | Internal | Summer | B2 | 25 | 1212 | 370.58 | 63.4 | 65.4 | 2 | 0
2020 | MISO_MO-IL_2_PJM_ROR | MISO_MO-IL | PJM_ROR | Internal | Summer | B3 | 75 | 1212 | 0 | 61.14 | 61.28 | 2 | 0
2020 | MISO_MO-IL_2_PJM_ROR | MISO_MO-IL | PJM_ROR | Internal | Summer | B4 | 100 | 1212 | 0 | 60.52 | 60.4 | 2 | 0
2020 | MISO_MO-IL_2_PJM_ROR | MISO_MO-IL | PJM_ROR | Internal | Summer | B5 | 200 | 1212 | 0 | 53.08 | 53.83 | 2 | 0
2020 | MISO_MO-IL_2_PJM_ROR | MISO_MO-IL | PJM_ROR | Internal | Summer | B6 | 300 | 1212 | 0 | 48.06 | 50.05 | 2 | 0
2020 | MISO_MO-IL_2_PJM_ROR | MISO_MO-IL | PJM_ROR | Internal | Summer | B7 | 400 | 1212 | 0 | 39.66 | 41.65 | 2 | 0
2020 | MISO_MO-IL_2_PJM_ROR | MISO_MO-IL | PJM_ROR | Internal | Summer | B8 | 500 | 1212 | 0 | 37.51 | 38.53 | 2 | 0
2020 | MISO_MO-IL_2_PJM_ROR | MISO_MO-IL | PJM_ROR | Internal | Summer | B9 | 800 | 1212 | 0 | 37.35 | 37.31 | 2 | 0
2020 | MISO_MO-IL_2_PJM_ROR | MISO_MO-IL | PJM_ROR | Internal | Summer | B10 | 1262 | 1212 | 0 | 35.79 | 35.76 | 2 | 0
2020 | MISO_MO-IL_2_PJM_ROR | MISO_MO-IL | PJM_ROR | Internal | Winter | B16 | 25 | 1212 | 607.09 | 54.16 | 56.16 | 2 | 0
2020 | MISO_MO-IL_2_PJM_ROR | MISO_MO-IL | PJM_ROR | Internal | Winter | B17 | 100 | 1212 | 1212 | 46.27 | 48.3 | 2 | 0.02
2020 | MISO_MO-IL_2_PJM_ROR | MISO_MO-IL | PJM_ROR | Internal | Winter | B18 | 400 | 1212 | 1212 | 42.18 | 44.19 | 2 | 0.01
2020 | MISO_MO-IL_2_PJM_ROR | MISO_MO-IL | PJM_ROR | Internal | Winter | B19 | 700 | 1212 | 342.02 | 41.25 | 43.25 | 2 | 0
2020 | MISO_MO-IL_2_PJM_ROR | MISO_MO-IL | PJM_ROR | Internal | Winter | B20 | 935 | 1212 | 0 | 37.37 | 38.68 | 2 | 0
2020 | MISO_MO-IL_2_SPP_N | MISO_MO-IL | SPP_N | Internal | Shoulder | B11 | 25 | 2000 | 0 | 55.99 | 62.26 | 8 | 0
2020 | MISO_MO-IL_2_SPP_N | MISO_MO-IL | SPP_N | Internal | Shoulder | B12 | 200 | 2000 | 0 | 45.86 | 43.4 | 8 | 0
2020 | MISO_MO-IL_2_SPP_N | MISO_MO-IL | SPP_N | Internal | Shoulder | B13 | 600 | 2000 | 0 | 41.62 | 41.62 | 8 | 0
2020 | MISO_MO-IL_2_SPP_N | MISO_MO-IL | SPP_N | Internal | Shoulder | B14 | 900 | 2000 | 0 | 39.65 | 40.77 | 8 | 0
2020 | MISO_MO-IL_2_SPP_N | MISO_MO-IL | SPP_N | Internal | Shoulder | B15 | 1203 | 2000 | 0 | 38.46 | 40.19 | 8 | 0
2020 | MISO_MO-IL_2_SPP_N | MISO_MO-IL | SPP_N | Internal | Summer | B1 | 10 | 2000 | 0 | 63.94 | 66.03 | 8 | 0
2020 | MISO_MO-IL_2_SPP_N | MISO_MO-IL | SPP_N | Internal | Summer | B2 | 25 | 2000 | 0 | 63.4 | 66.03 | 8 | 0
2020 | MISO_MO-IL_2_SPP_N | MISO_MO-IL | SPP_N | Internal | Summer | B3 | 75 | 2000 | 0 | 61.14 | 66.03 | 8 | 0
2020 | MISO_MO-IL_2_SPP_N | MISO_MO-IL | SPP_N | Internal | Summer | B4 | 100 | 2000 | 0 | 60.52 | 64.16 | 8 | 0
2020 | MISO_MO-IL_2_SPP_N | MISO_MO-IL | SPP_N | Internal | Summer | B5 | 200 | 2000 | 0 | 53.08 | 60.09 | 8 | 0
2020 | MISO_MO-IL_2_SPP_N | MISO_MO-IL | SPP_N | Internal | Summer | B6 | 300 | 2000 | 0 | 48.06 | 55.86 | 8 | 0
2020 | MISO_MO-IL_2_SPP_N | MISO_MO-IL | SPP_N | Internal | Summer | B7 | 400 | 2000 | 0 | 39.66 | 46.66 | 8 | 0
2020 | MISO_MO-IL_2_SPP_N | MISO_MO-IL | SPP_N | Internal | Summer | B8 | 500 | 2000 | 0 | 37.51 | 40.77 | 8 | 0
2020 | MISO_MO-IL_2_SPP_N | MISO_MO-IL | SPP_N | Internal | Summer | B9 | 800 | 2000 | 0 | 37.35 | 40.2 | 8 | 0
2020 | MISO_MO-IL_2_SPP_N | MISO_MO-IL | SPP_N | Internal | Summer | B10 | 1262 | 2000 | 0 | 35.79 | 38.97 | 8 | 0
2020 | MISO_MO-IL_2_SPP_N | MISO_MO-IL | SPP_N | Internal | Winter | B16 | 25 | 2000 | 0 | 54.16 | 54.28 | 8 | 0
2020 | MISO_MO-IL_2_SPP_N | MISO_MO-IL | SPP_N | Internal | Winter | B17 | 100 | 2000 | 0 | 46.27 | 43.99 | 8 | 0
2020 | MISO_MO-IL_2_SPP_N | MISO_MO-IL | SPP_N | Internal | Winter | B18 | 400 | 2000 | 0 | 42.18 | 42.83 | 8 | 0
2020 | MISO_MO-IL_2_SPP_N | MISO_MO-IL | SPP_N | Internal | Winter | B19 | 700 | 2000 | 0 | 41.25 | 42.83 | 8 | 0
2020 | MISO_MO-IL_2_SPP_N | MISO_MO-IL | SPP_N | Internal | Winter | B20 | 935 | 2000 | 0 | 37.37 | 42.74 | 8 | 0
2020 | MISO_MO-IL_2_TVA_Transmission | MISO_MO-IL | TVA_Transmission | Internal | Shoulder | B11 | 25 | 4000 | 0 | 55.99 | 59.32 | 8 | 0
2020 | MISO_MO-IL_2_TVA_Transmission | MISO_MO-IL | TVA_Transmission | Internal | Shoulder | B12 | 200 | 4000 | 0 | 45.86 | 47.67 | 8 | 0
2020 | MISO_MO-IL_2_TVA_Transmission | MISO_MO-IL | TVA_Transmission | Internal | Shoulder | B13 | 600 | 4000 | 0 | 41.62 | 44.87 | 8 | 0
2020 | MISO_MO-IL_2_TVA_Transmission | MISO_MO-IL | TVA_Transmission | Internal | Shoulder | B14 | 900 | 4000 | 0 | 39.65 | 43.96 | 8 | 0
2020 | MISO_MO-IL_2_TVA_Transmission | MISO_MO-IL | TVA_Transmission | Internal | Shoulder | B15 | 1203 | 4000 | 0 | 38.46 | 42.35 | 8 | 0
2020 | MISO_MO-IL_2_TVA_Transmission | MISO_MO-IL | TVA_Transmission | Internal | Summer | B1 | 10 | 4000 | 2360.81 | 63.94 | 71.94 | 8 | 0
2020 | MISO_MO-IL_2_TVA_Transmission | MISO_MO-IL | TVA_Transmission | Internal | Summer | B2 | 25 | 4000 | 648.16 | 63.4 | 71.4 | 8 | 0
2020 | MISO_MO-IL_2_TVA_Transmission | MISO_MO-IL | TVA_Transmission | Internal | Summer | B3 | 75 | 4000 | 0 | 61.14 | 67.28 | 8 | 0
2020 | MISO_MO-IL_2_TVA_Transmission | MISO_MO-IL | TVA_Transmission | Internal | Summer | B4 | 100 | 4000 | 0 | 60.52 | 66.4 | 8 | 0
2020 | MISO_MO-IL_2_TVA_Transmission | MISO_MO-IL | TVA_Transmission | Internal | Summer | B5 | 200 | 4000 | 0 | 53.08 | 59.05 | 8 | 0
2020 | MISO_MO-IL_2_TVA_Transmission | MISO_MO-IL | TVA_Transmission | Internal | Summer | B6 | 300 | 4000 | 0 | 48.06 | 52.13 | 8 | 0
2020 | MISO_MO-IL_2_TVA_Transmission | MISO_MO-IL | TVA_Transmission | Internal | Summer | B7 | 400 | 4000 | 0 | 39.66 | 46.36 | 8 | 0
2020 | MISO_MO-IL_2_TVA_Transmission | MISO_MO-IL | TVA_Transmission | Internal | Summer | B8 | 500 | 4000 | 0 | 37.51 | 42.03 | 8 | 0
2020 | MISO_MO-IL_2_TVA_Transmission | MISO_MO-IL | TVA_Transmission | Internal | Summer | B9 | 800 | 4000 | 0 | 37.35 | 41.56 | 8 | 0
2020 | MISO_MO-IL_2_TVA_Transmission | MISO_MO-IL | TVA_Transmission | Internal | Summer | B10 | 1262 | 4000 | 0 | 35.79 | 39.31 | 8 | 0
2020 | MISO_MO-IL_2_TVA_Transmission | MISO_MO-IL | TVA_Transmission | Internal | Winter | B16 | 25 | 4000 | 0 | 54.16 | 60.66 | 8 | 0
2020 | MISO_MO-IL_2_TVA_Transmission | MISO_MO-IL | TVA_Transmission | Internal | Winter | B17 | 100 | 4000 | 0 | 46.27 | 49.61 | 8 | 0
2020 | MISO_MO-IL_2_TVA_Transmission | MISO_MO-IL | TVA_Transmission | Internal | Winter | B18 | 400 | 4000 | 0 | 42.18 | 46.18 | 8 | 0
2020 | MISO_MO-IL_2_TVA_Transmission | MISO_MO-IL | TVA_Transmission | Internal | Winter | B19 | 700 | 4000 | 0 | 41.25 | 45.02 | 8 | 0
2020 | MISO_MO-IL_2_TVA_Transmission | MISO_MO-IL | TVA_Transmission | Internal | Winter | B20 | 935 | 4000 | 0 | 37.37 | 43.41 | 8 | 0
2020 | MISO_W_2_MAPP_CA | MISO_W | MAPP_CA | Internal | Shoulder | B11 | 25 | 700 | 0 | 55.98 | 46.89 | 0.01 | 0
2020 | MISO_W_2_MAPP_CA | MISO_W | MAPP_CA | Internal | Shoulder | B12 | 200 | 700 | 0 | 45.85 | 45.84 | 0.01 | 0
2020 | MISO_W_2_MAPP_CA | MISO_W | MAPP_CA | Internal | Shoulder | B13 | 600 | 700 | 0 | 41.61 | 41.6 | 0.01 | 0
2020 | MISO_W_2_MAPP_CA | MISO_W | MAPP_CA | Internal | Shoulder | B14 | 900 | 700 | 0 | 39.64 | 39.62 | 0.01 | 0
2020 | MISO_W_2_MAPP_CA | MISO_W | MAPP_CA | Internal | Shoulder | B15 | 1203 | 700 | 700 | 38.47 | 39.62 | 0.01 | 1.15
2020 | MISO_W_2_MAPP_CA | MISO_W | MAPP_CA | Internal | Summer | B1 | 10 | 700 | 0 | 63.93 | 50.47 | 0.01 | 0
2020 | MISO_W_2_MAPP_CA | MISO_W | MAPP_CA | Internal | Summer | B2 | 25 | 700 | 0 | 63.41 | 57.41 | 0.01 | 0
2020 | MISO_W_2_MAPP_CA | MISO_W | MAPP_CA | Internal | Summer | B3 | 75 | 700 | 0 | 62.58 | 50.47 | 0.01 | 0
2020 | MISO_W_2_MAPP_CA | MISO_W | MAPP_CA | Internal | Summer | B4 | 100 | 700 | 0 | 62.4 | 50.14 | 0.01 | 0
2020 | MISO_W_2_MAPP_CA | MISO_W | MAPP_CA | Internal | Summer | B5 | 200 | 700 | 0 | 53.09 | 49.22 | 0.01 | 0
2020 | MISO_W_2_MAPP_CA | MISO_W | MAPP_CA | Internal | Summer | B6 | 300 | 700 | 0 | 48.86 | 48.85 | 0.01 | 0
2020 | MISO_W_2_MAPP_CA | MISO_W | MAPP_CA | Internal | Summer | B7 | 400 | 700 | 0 | 39.66 | 39.65 | 0.01 | 0
2020 | MISO_W_2_MAPP_CA | MISO_W | MAPP_CA | Internal | Summer | B8 | 500 | 700 | 0 | 37.5 | 37.49 | 0.01 | 0
2020 | MISO_W_2_MAPP_CA | MISO_W | MAPP_CA | Internal | Summer | B9 | 800 | 700 | 0 | 37.34 | 37.33 | 0.01 | 0
2020 | MISO_W_2_MAPP_CA | MISO_W | MAPP_CA | Internal | Summer | B10 | 1262 | 700 | 700 | 35.78 | 37.33 | 0.01 | 1.54
2020 | MISO_W_2_MAPP_CA | MISO_W | MAPP_CA | Internal | Winter | B16 | 25 | 700 | 0 | 54.15 | 54.13 | 0.01 | 0
2020 | MISO_W_2_MAPP_CA | MISO_W | MAPP_CA | Internal | Winter | B17 | 100 | 700 | 0 | 46.26 | 46.25 | 0.01 | 0
2020 | MISO_W_2_MAPP_CA | MISO_W | MAPP_CA | Internal | Winter | B18 | 400 | 700 | 700 | 42.19 | 42.79 | 0.01 | 0.58
2020 | MISO_W_2_MAPP_CA | MISO_W | MAPP_CA | Internal | Winter | B19 | 700 | 700 | 700 | 41.3 | 42.79 | 0.01 | 1.48
2020 | MISO_W_2_MAPP_CA | MISO_W | MAPP_CA | Internal | Winter | B20 | 935 | 700 | 700 | 37.36 | 42.79 | 0.01 | 5.42
2020 | MISO_W_2_MISO_MO-IL | MISO_W | MISO_MO-IL | Internal | Shoulder | B11 | 25 | 3800 | 188.14 | 55.98 | 55.99 | 0.01 | 0
2020 | MISO_W_2_MISO_MO-IL | MISO_W | MISO_MO-IL | Internal | Shoulder | B12 | 200 | 3800 | 1011.81 | 45.85 | 45.86 | 0.01 | 0
2020 | MISO_W_2_MISO_MO-IL | MISO_W | MISO_MO-IL | Internal | Shoulder | B13 | 600 | 3800 | 398.52 | 41.61 | 41.62 | 0.01 | 0
2020 | MISO_W_2_MISO_MO-IL | MISO_W | MISO_MO-IL | Internal | Shoulder | B14 | 900 | 3800 | 414.8 | 39.64 | 39.65 | 0.01 | 0
2020 | MISO_W_2_MISO_MO-IL | MISO_W | MISO_MO-IL | Internal | Shoulder | B15 | 1203 | 3800 | 0 | 38.47 | 38.46 | 0.01 | 0
2020 | MISO_W_2_MISO_MO-IL | MISO_W | MISO_MO-IL | Internal | Summer | B1 | 10 | 3800 | 1039.17 | 63.93 | 63.94 | 0.01 | 0
2020 | MISO_W_2_MISO_MO-IL | MISO_W | MISO_MO-IL | Internal | Summer | B2 | 25 | 3800 | 0 | 63.41 | 63.4 | 0.01 | 0
2020 | MISO_W_2_MISO_MO-IL | MISO_W | MISO_MO-IL | Internal | Summer | B3 | 75 | 3800 | 0 | 62.58 | 61.14 | 0.01 | 0
2020 | MISO_W_2_MISO_MO-IL | MISO_W | MISO_MO-IL | Internal | Summer | B4 | 100 | 3800 | 0 | 62.4 | 60.52 | 0.01 | 0
2020 | MISO_W_2_MISO_MO-IL | MISO_W | MISO_MO-IL | Internal | Summer | B5 | 200 | 3800 | 0 | 53.09 | 53.08 | 0.01 | 0
2020 | MISO_W_2_MISO_MO-IL | MISO_W | MISO_MO-IL | Internal | Summer | B6 | 300 | 3800 | 0 | 48.86 | 48.06 | 0.01 | 0
2020 | MISO_W_2_MISO_MO-IL | MISO_W | MISO_MO-IL | Internal | Summer | B7 | 400 | 3800 | 0 | 39.66 | 39.66 | 0.01 | 0
2020 | MISO_W_2_MISO_MO-IL | MISO_W | MISO_MO-IL | Internal | Summer | B8 | 500 | 3800 | 2196.87 | 37.5 | 37.51 | 0.01 | 0
2020 | MISO_W_2_MISO_MO-IL | MISO_W | MISO_MO-IL | Internal | Summer | B9 | 800 | 3800 | 678.89 | 37.34 | 37.35 | 0.01 | 0
2020 | MISO_W_2_MISO_MO-IL | MISO_W | MISO_MO-IL | Internal | Summer | B10 | 1262 | 3800 | 2019.79 | 35.78 | 35.79 | 0.01 | 0
2020 | MISO_W_2_MISO_MO-IL | MISO_W | MISO_MO-IL | Internal | Winter | B16 | 25 | 3800 | 1472.84 | 54.15 | 54.16 | 0.01 | 0
2020 | MISO_W_2_MISO_MO-IL | MISO_W | MISO_MO-IL | Internal | Winter | B17 | 100 | 3800 | 2001.97 | 46.26 | 46.27 | 0.01 | 0
2020 | MISO_W_2_MISO_MO-IL | MISO_W | MISO_MO-IL | Internal | Winter | B18 | 400 | 3800 | 0 | 42.19 | 42.18 | 0.01 | 0
2020 | MISO_W_2_MISO_MO-IL | MISO_W | MISO_MO-IL | Internal | Winter | B19 | 700 | 3800 | 0 | 41.3 | 41.25 | 0.01 | 0
2020 | MISO_W_2_MISO_MO-IL | MISO_W | MISO_MO-IL | Internal | Winter | B20 | 935 | 3800 | 904.18 | 37.36 | 37.37 | 0.01 | 0
2020 | MISO_W_2_MISO_WUMS | MISO_W | MISO_WUMS | Internal | Shoulder | B11 | 25 | 1629 | 0 | 55.98 | 51.98 | 0.01 | 0
2020 | MISO_W_2_MISO_WUMS | MISO_W | MISO_WUMS | Internal | Shoulder | B12 | 200 | 1629 | 0 | 45.85 | 45.84 | 0.01 | 0
2020 | MISO_W_2_MISO_WUMS | MISO_W | MISO_WUMS | Internal | Shoulder | B13 | 600 | 1629 | 0 | 41.61 | 41.6 | 0.01 | 0
2020 | MISO_W_2_MISO_WUMS | MISO_W | MISO_WUMS | Internal | Shoulder | B14 | 900 | 1629 | 0 | 39.64 | 39.62 | 0.01 | 0
2020 | MISO_W_2_MISO_WUMS | MISO_W | MISO_WUMS | Internal | Shoulder | B15 | 1203 | 1629 | 0 | 38.47 | 36.91 | 0.01 | 0
2020 | MISO_W_2_MISO_WUMS | MISO_W | MISO_WUMS | Internal | Summer | B1 | 10 | 1629 | 0 | 63.93 | 63.4 | 0.01 | 0
2020 | MISO_W_2_MISO_WUMS | MISO_W | MISO_WUMS | Internal | Summer | B2 | 25 | 1629 | 0 | 63.41 | 63.4 | 0.01 | 0
2020 | MISO_W_2_MISO_WUMS | MISO_W | MISO_WUMS | Internal | Summer | B3 | 75 | 1629 | 0 | 62.58 | 59.88 | 0.01 | 0
2020 | MISO_W_2_MISO_WUMS | MISO_W | MISO_WUMS | Internal | Summer | B4 | 100 | 1629 | 0 | 62.4 | 58.4 | 0.01 | 0
2020 | MISO_W_2_MISO_WUMS | MISO_W | MISO_WUMS | Internal | Summer | B5 | 200 | 1629 | 0 | 53.09 | 51.83 | 0.01 | 0
2020 | MISO_W_2_MISO_WUMS | MISO_W | MISO_WUMS | Internal | Summer | B6 | 300 | 1629 | 0 | 48.86 | 45.18 | 0.01 | 0
2020 | MISO_W_2_MISO_WUMS | MISO_W | MISO_WUMS | Internal | Summer | B7 | 400 | 1629 | 0 | 39.66 | 39.65 | 0.01 | 0
2020 | MISO_W_2_MISO_WUMS | MISO_W | MISO_WUMS | Internal | Summer | B8 | 500 | 1629 | 0 | 37.5 | 37.49 | 0.01 | 0
2020 | MISO_W_2_MISO_WUMS | MISO_W | MISO_WUMS | Internal | Summer | B9 | 800 | 1629 | 0 | 37.34 | 35.95 | 0.01 | 0
2020 | MISO_W_2_MISO_WUMS | MISO_W | MISO_WUMS | Internal | Summer | B10 | 1262 | 1629 | 0 | 35.78 | 35.66 | 0.01 | 0
2020 | MISO_W_2_MISO_WUMS | MISO_W | MISO_WUMS | Internal | Winter | B16 | 25 | 1629 | 0 | 54.15 | 54.13 | 0.01 | 0
2020 | MISO_W_2_MISO_WUMS | MISO_W | MISO_WUMS | Internal | Winter | B17 | 100 | 1629 | 0 | 46.26 | 46.25 | 0.01 | 0
2020 | MISO_W_2_MISO_WUMS | MISO_W | MISO_WUMS | Internal | Winter | B18 | 400 | 1629 | 0 | 42.19 | 42.18 | 0.01 | 0
2020 | MISO_W_2_MISO_WUMS | MISO_W | MISO_WUMS | Internal | Winter | B19 | 700 | 1629 | 0 | 41.3 | 41.29 | 0.01 | 0
2020 | MISO_W_2_MISO_WUMS | MISO_W | MISO_WUMS | Internal | Winter | B20 | 935 | 1629 | 194.84 | 37.36 | 37.37 | 0.01 | 0
2020 | MISO_W_2_NE | MISO_W | NE | Internal | Shoulder | B11 | 25 | 2800 | 0 | 55.98 | 60.89 | 7 | 0
2020 | MISO_W_2_NE | MISO_W | NE | Internal | Shoulder | B12 | 200 | 2800 | 0 | 45.85 | 43.39 | 7 | 0
2020 | MISO_W_2_NE | MISO_W | NE | Internal | Shoulder | B13 | 600 | 2800 | 0 | 41.61 | 41.61 | 7 | 0
2020 | MISO_W_2_NE | MISO_W | NE | Internal | Shoulder | B14 | 900 | 2800 | 0 | 39.64 | 40.76 | 7 | 0
2020 | MISO_W_2_NE | MISO_W | NE | Internal | Shoulder | B15 | 1203 | 2800 | 0 | 38.47 | 40.17 | 7 | 0
2020 | MISO_W_2_NE | MISO_W | NE | Internal | Summer | B1 | 10 | 2800 | 0 | 63.93 | 64.47 | 7 | 0
2020 | MISO_W_2_NE | MISO_W | NE | Internal | Summer | B2 | 25 | 2800 | 0 | 63.41 | 64.47 | 7 | 0
2020 | MISO_W_2_NE | MISO_W | NE | Internal | Summer | B3 | 75 | 2800 | 0 | 62.58 | 64.47 | 7 | 0
2020 | MISO_W_2_NE | MISO_W | NE | Internal | Summer | B4 | 100 | 2800 | 0 | 62.4 | 64.14 | 7 | 0
2020 | MISO_W_2_NE | MISO_W | NE | Internal | Summer | B5 | 200 | 2800 | 0 | 53.09 | 60.08 | 7 | 0
2020 | MISO_W_2_NE | MISO_W | NE | Internal | Summer | B6 | 300 | 2800 | 0 | 48.86 | 55.85 | 7 | 0
2020 | MISO_W_2_NE | MISO_W | NE | Internal | Summer | B7 | 400 | 2800 | 0 | 39.66 | 40.93 | 7 | 0
2020 | MISO_W_2_NE | MISO_W | NE | Internal | Summer | B8 | 500 | 2800 | 0 | 37.5 | 38.39 | 7 | 0
2020 | MISO_W_2_NE | MISO_W | NE | Internal | Summer | B9 | 800 | 2800 | 0 | 37.34 | 38.39 | 7 | 0
2020 | MISO_W_2_NE | MISO_W | NE | Internal | Summer | B10 | 1262 | 2800 | 0 | 35.78 | 35.78 | 7 | 0
2020 | MISO_W_2_NE | MISO_W | NE | Internal | Winter | B16 | 25 | 2800 | 0 | 54.15 | 54.15 | 7 | 0
2020 | MISO_W_2_NE | MISO_W | NE | Internal | Winter | B17 | 100 | 2800 | 0 | 46.26 | 43.98 | 7 | 0
2020 | MISO_W_2_NE | MISO_W | NE | Internal | Winter | B18 | 400 | 2800 | 0 | 42.19 | 42.82 | 7 | 0
2020 | MISO_W_2_NE | MISO_W | NE | Internal | Winter | B19 | 700 | 2800 | 0 | 41.3 | 42.82 | 7 | 0
2020 | MISO_W_2_NE | MISO_W | NE | Internal | Winter | B20 | 935 | 2800 | 0 | 37.36 | 39.94 | 7 | 0
2020 | MISO_W_2_PJM_ROR | MISO_W | PJM_ROR | Internal | Shoulder | B11 | 25 | 773 | 0 | 55.98 | 53.98 | 2 | 0
2020 | MISO_W_2_PJM_ROR | MISO_W | PJM_ROR | Internal | Shoulder | B12 | 200 | 773 | 773 | 45.85 | 47.86 | 2 | 0.01
2020 | MISO_W_2_PJM_ROR | MISO_W | PJM_ROR | Internal | Shoulder | B13 | 600 | 773 | 0 | 41.61 | 43.6 | 2 | 0
2020 | MISO_W_2_PJM_ROR | MISO_W | PJM_ROR | Internal | Shoulder | B14 | 900 | 773 | 0 | 39.64 | 41.62 | 2 | 0
2020 | MISO_W_2_PJM_ROR | MISO_W | PJM_ROR | Internal | Shoulder | B15 | 1203 | 773 | 0 | 38.47 | 37.21 | 2 | 0
2020 | MISO_W_2_PJM_ROR | MISO_W | PJM_ROR | Internal | Summer | B1 | 10 | 773 | 772.99 | 63.93 | 65.94 | 2 | 0.01
2020 | MISO_W_2_PJM_ROR | MISO_W | PJM_ROR | Internal | Summer | B2 | 25 | 773 | 0 | 63.41 | 65.4 | 2 | 0
2020 | MISO_W_2_PJM_ROR | MISO_W | PJM_ROR | Internal | Summer | B3 | 75 | 773 | 0 | 62.58 | 61.28 | 2 | 0
2020 | MISO_W_2_PJM_ROR | MISO_W | PJM_ROR | Internal | Summer | B4 | 100 | 773 | 0 | 62.4 | 60.4 | 2 | 0
2020 | MISO_W_2_PJM_ROR | MISO_W | PJM_ROR | Internal | Summer | B5 | 200 | 773 | 0 | 53.09 | 53.83 | 2 | 0
2020 | MISO_W_2_PJM_ROR | MISO_W | PJM_ROR | Internal | Summer | B6 | 300 | 773 | 0 | 48.86 | 50.05 | 2 | 0
2020 | MISO_W_2_PJM_ROR | MISO_W | PJM_ROR | Internal | Summer | B7 | 400 | 773 | 0 | 39.66 | 41.65 | 2 | 0
2020 | MISO_W_2_PJM_ROR | MISO_W | PJM_ROR | Internal | Summer | B8 | 500 | 773 | 0 | 37.5 | 38.53 | 2 | 0
2020 | MISO_W_2_PJM_ROR | MISO_W | PJM_ROR | Internal | Summer | B9 | 800 | 773 | 0 | 37.34 | 37.31 | 2 | 0
2020 | MISO_W_2_PJM_ROR | MISO_W | PJM_ROR | Internal | Summer | B10 | 1262 | 773 | 0 | 35.78 | 35.76 | 2 | 0
2020 | MISO_W_2_PJM_ROR | MISO_W | PJM_ROR | Internal | Winter | B16 | 25 | 773 | 773 | 54.15 | 56.16 | 2 | 0.01
2020 | MISO_W_2_PJM_ROR | MISO_W | PJM_ROR | Internal | Winter | B17 | 100 | 773 | 773 | 46.26 | 48.3 | 2 | 0.04
2020 | MISO_W_2_PJM_ROR | MISO_W | PJM_ROR | Internal | Winter | B18 | 400 | 773 | 118 | 42.19 | 44.19 | 2 | 0
2020 | MISO_W_2_PJM_ROR | MISO_W | PJM_ROR | Internal | Winter | B19 | 700 | 773 | 0 | 41.3 | 43.25 | 2 | 0
2020 | MISO_W_2_PJM_ROR | MISO_W | PJM_ROR | Internal | Winter | B20 | 935 | 773 | 0 | 37.36 | 38.68 | 2 | 0
2020 | MISO_W_2_SPP_N | MISO_W | SPP_N | Internal | Shoulder | B11 | 25 | 3200 | 0 | 55.98 | 62.26 | 7 | 0
2020 | MISO_W_2_SPP_N | MISO_W | SPP_N | Internal | Shoulder | B12 | 200 | 3200 | 0 | 45.85 | 43.4 | 7 | 0
2020 | MISO_W_2_SPP_N | MISO_W | SPP_N | Internal | Shoulder | B13 | 600 | 3200 | 0 | 41.61 | 41.62 | 7 | 0
2020 | MISO_W_2_SPP_N | MISO_W | SPP_N | Internal | Shoulder | B14 | 900 | 3200 | 0 | 39.64 | 40.77 | 7 | 0
2020 | MISO_W_2_SPP_N | MISO_W | SPP_N | Internal | Shoulder | B15 | 1203 | 3200 | 0 | 38.47 | 40.19 | 7 | 0
2020 | MISO_W_2_SPP_N | MISO_W | SPP_N | Internal | Summer | B1 | 10 | 3200 | 0 | 63.93 | 66.03 | 7 | 0
2020 | MISO_W_2_SPP_N | MISO_W | SPP_N | Internal | Summer | B2 | 25 | 3200 | 0 | 63.41 | 66.03 | 7 | 0
2020 | MISO_W_2_SPP_N | MISO_W | SPP_N | Internal | Summer | B3 | 75 | 3200 | 0 | 62.58 | 66.03 | 7 | 0
2020 | MISO_W_2_SPP_N | MISO_W | SPP_N | Internal | Summer | B4 | 100 | 3200 | 0 | 62.4 | 64.16 | 7 | 0
2020 | MISO_W_2_SPP_N | MISO_W | SPP_N | Internal | Summer | B5 | 200 | 3200 | 463.89 | 53.09 | 60.09 | 7 | 0
2020 | MISO_W_2_SPP_N | MISO_W | SPP_N | Internal | Summer | B6 | 300 | 3200 | 1337.96 | 48.86 | 55.86 | 7 | 0
2020 | MISO_W_2_SPP_N | MISO_W | SPP_N | Internal | Summer | B7 | 400 | 3200 | 582.75 | 39.66 | 46.66 | 7 | 0
2020 | MISO_W_2_SPP_N | MISO_W | SPP_N | Internal | Summer | B8 | 500 | 3200 | 0 | 37.5 | 40.77 | 7 | 0
2020 | MISO_W_2_SPP_N | MISO_W | SPP_N | Internal | Summer | B9 | 800 | 3200 | 0 | 37.34 | 40.2 | 7 | 0
2020 | MISO_W_2_SPP_N | MISO_W | SPP_N | Internal | Summer | B10 | 1262 | 3200 | 0 | 35.78 | 38.97 | 7 | 0
2020 | MISO_W_2_SPP_N | MISO_W | SPP_N | Internal | Winter | B16 | 25 | 3200 | 0 | 54.15 | 54.28 | 7 | 0
2020 | MISO_W_2_SPP_N | MISO_W | SPP_N | Internal | Winter | B17 | 100 | 3200 | 0 | 46.26 | 43.99 | 7 | 0
2020 | MISO_W_2_SPP_N | MISO_W | SPP_N | Internal | Winter | B18 | 400 | 3200 | 0 | 42.19 | 42.83 | 7 | 0
2020 | MISO_W_2_SPP_N | MISO_W | SPP_N | Internal | Winter | B19 | 700 | 3200 | 0 | 41.3 | 42.83 | 7 | 0
2020 | MISO_W_2_SPP_N | MISO_W | SPP_N | Internal | Winter | B20 | 935 | 3200 | 0 | 37.36 | 42.74 | 7 | 0
2020 | MISO_WUMS_2_MISO_MI | MISO_WUMS | MISO_MI | Internal | Shoulder | B11 | 25 | 99 | 99 | 51.98 | 53.68 | 0.01 | 1.69
2020 | MISO_WUMS_2_MISO_MI | MISO_WUMS | MISO_MI | Internal | Shoulder | B12 | 200 | 99 | 99 | 45.84 | 45.86 | 0.01 | 0.01
2020 | MISO_WUMS_2_MISO_MI | MISO_WUMS | MISO_MI | Internal | Shoulder | B13 | 600 | 99 | 99 | 41.6 | 41.64 | 0.01 | 0.04
2020 | MISO_WUMS_2_MISO_MI | MISO_WUMS | MISO_MI | Internal | Shoulder | B14 | 900 | 99 | 99 | 39.62 | 39.65 | 0.01 | 0.01
2020 | MISO_WUMS_2_MISO_MI | MISO_WUMS | MISO_MI | Internal | Shoulder | B15 | 1203 | 99 | 99 | 36.91 | 38.48 | 0.01 | 1.56
2020 | MISO_WUMS_2_MISO_MI | MISO_WUMS | MISO_MI | Internal | Summer | B1 | 10 | 99 | 99 | 63.4 | 63.92 | 0.01 | 0.51
2020 | MISO_WUMS_2_MISO_MI | MISO_WUMS | MISO_MI | Internal | Summer | B2 | 25 | 99 | 0 | 63.4 | 63.4 | 0.01 | 0
2020 | MISO_WUMS_2_MISO_MI | MISO_WUMS | MISO_MI | Internal | Summer | B3 | 75 | 99 | 0 | 59.88 | 59.28 | 0.01 | 0
2020 | MISO_WUMS_2_MISO_MI | MISO_WUMS | MISO_MI | Internal | Summer | B4 | 100 | 99 | 0 | 58.4 | 58.16 | 0.01 | 0
2020 | MISO_WUMS_2_MISO_MI | MISO_WUMS | MISO_MI | Internal | Summer | B5 | 200 | 99 | 99 | 51.83 | 52.08 | 0.01 | 0.24
2020 | MISO_WUMS_2_MISO_MI | MISO_WUMS | MISO_MI | Internal | Summer | B6 | 300 | 99 | 99 | 45.18 | 48.05 | 0.01 | 2.86
2020 | MISO_WUMS_2_MISO_MI | MISO_WUMS | MISO_MI | Internal | Summer | B7 | 400 | 99 | 41.43 | 39.65 | 39.66 | 0.01 | 0
2020 | MISO_WUMS_2_MISO_MI | MISO_WUMS | MISO_MI | Internal | Summer | B8 | 500 | 99 | 99 | 37.49 | 37.53 | 0.01 | 0.04
2020 | MISO_WUMS_2_MISO_MI | MISO_WUMS | MISO_MI | Internal | Summer | B9 | 800 | 99 | 99 | 35.95 | 37.38 | 0.01 | 1.42
2020 | MISO_WUMS_2_MISO_MI | MISO_WUMS | MISO_MI | Internal | Summer | B10 | 1262 | 99 | 99 | 35.66 | 36.03 | 0.01 | 0.36
2020 | MISO_WUMS_2_MISO_MI | MISO_WUMS | MISO_MI | Internal | Winter | B16 | 25 | 99 | 99 | 54.13 | 54.16 | 0.01 | 0.01
2020 | MISO_WUMS_2_MISO_MI | MISO_WUMS | MISO_MI | Internal | Winter | B17 | 100 | 99 | 99 | 46.25 | 46.3 | 0.01 | 0.04
2020 | MISO_WUMS_2_MISO_MI | MISO_WUMS | MISO_MI | Internal | Winter | B18 | 400 | 99 | 36.71 | 42.18 | 42.19 | 0.01 | 0
2020 | MISO_WUMS_2_MISO_MI | MISO_WUMS | MISO_MI | Internal | Winter | B19 | 700 | 99 | 0 | 41.29 | 41.28 | 0.01 | 0
2020 | MISO_WUMS_2_MISO_MI | MISO_WUMS | MISO_MI | Internal | Winter | B20 | 935 | 99 | 99 | 37.37 | 37.4 | 0.01 | 0.01
2020 | MISO_WUMS_2_MISO_W | MISO_WUMS | MISO_W | Internal | Shoulder | B11 | 25 | 1137 | 1137 | 51.98 | 55.98 | 0.01 | 3.99
2020 | MISO_WUMS_2_MISO_W | MISO_WUMS | MISO_W | Internal | Shoulder | B12 | 200 | 1137 | 771.86 | 45.84 | 45.85 | 0.01 | 0
2020 | MISO_WUMS_2_MISO_W | MISO_WUMS | MISO_W | Internal | Shoulder | B13 | 600 | 1137 | 449.28 | 41.6 | 41.61 | 0.01 | 0
2020 | MISO_WUMS_2_MISO_W | MISO_WUMS | MISO_W | Internal | Shoulder | B14 | 900 | 1137 | 135.09 | 39.62 | 39.64 | 0.01 | 0
2020 | MISO_WUMS_2_MISO_W | MISO_WUMS | MISO_W | Internal | Shoulder | B15 | 1203 | 1137 | 1137 | 36.91 | 38.47 | 0.01 | 1.55
2020 | MISO_WUMS_2_MISO_W | MISO_WUMS | MISO_W | Internal | Summer | B1 | 10 | 1137 | 1137 | 63.4 | 63.93 | 0.01 | 0.52
2020 | MISO_WUMS_2_MISO_W | MISO_WUMS | MISO_W | Internal | Summer | B2 | 25 | 1137 | 322.31 | 63.4 | 63.41 | 0.01 | 0
2020 | MISO_WUMS_2_MISO_W | MISO_WUMS | MISO_W | Internal | Summer | B3 | 75 | 1137 | 1137 | 59.88 | 62.58 | 0.01 | 2.69
2020 | MISO_WUMS_2_MISO_W | MISO_WUMS | MISO_W | Internal | Summer | B4 | 100 | 1137 | 1137 | 58.4 | 62.4 | 0.01 | 3.99
2020 | MISO_WUMS_2_MISO_W | MISO_WUMS | MISO_W | Internal | Summer | B5 | 200 | 1137 | 1137 | 51.83 | 53.09 | 0.01 | 1.25
2020 | MISO_WUMS_2_MISO_W | MISO_WUMS | MISO_W | Internal | Summer | B6 | 300 | 1137 | 1137 | 45.18 | 48.86 | 0.01 | 3.68
2020 | MISO_WUMS_2_MISO_W | MISO_WUMS | MISO_W | Internal | Summer | B7 | 400 | 1137 | 244.68 | 39.65 | 39.66 | 0.01 | 0
2020 | MISO_WUMS_2_MISO_W | MISO_WUMS | MISO_W | Internal | Summer | B8 | 500 | 1137 | 935.73 | 37.49 | 37.5 | 0.01 | 0
2020 | MISO_WUMS_2_MISO_W | MISO_WUMS | MISO_W | Internal | Summer | B9 | 800 | 1137 | 1137 | 35.95 | 37.34 | 0.01 | 1.38
2020 | MISO_WUMS_2_MISO_W | MISO_WUMS | MISO_W | Internal | Summer | B10 | 1262 | 1137 | 1137 | 35.66 | 35.78 | 0.01 | 0.11
2020 | MISO_WUMS_2_MISO_W | MISO_WUMS | MISO_W | Internal | Winter | B16 | 25 | 1137 | 92.68 | 54.13 | 54.15 | 0.01 | 0
2020 | MISO_WUMS_2_MISO_W | MISO_WUMS | MISO_W | Internal | Winter | B17 | 100 | 1137 | 426.74 | 46.25 | 46.26 | 0.01 | 0
2020 | MISO_WUMS_2_MISO_W | MISO_WUMS | MISO_W | Internal | Winter | B18 | 400 | 1137 | 126.41 | 42.18 | 42.19 | 0.01 | 0
2020 | MISO_WUMS_2_MISO_W | MISO_WUMS | MISO_W | Internal | Winter | B19 | 700 | 1137 | 874.83 | 41.29 | 41.3 | 0.01 | 0
2020 | MISO_WUMS_2_MISO_W | MISO_WUMS | MISO_W | Internal | Winter | B20 | 935 | 1137 | 0 | 37.37 | 37.36 | 0.01 | 0
2020 | MISO_WUMS_2_PJM_ROR | MISO_WUMS | PJM_ROR | Internal | Shoulder | B11 | 25 | 1600 | 1068.46 | 51.98 | 53.98 | 2 | 0
2020 | MISO_WUMS_2_PJM_ROR | MISO_WUMS | PJM_ROR | Internal | Shoulder | B12 | 200 | 1600 | 1600 | 45.84 | 47.86 | 2 | 0.02
2020 | MISO_WUMS_2_PJM_ROR | MISO_WUMS | PJM_ROR | Internal | Shoulder | B13 | 600 | 1600 | 1114.6 | 41.6 | 43.6 | 2 | 0
2020 | MISO_WUMS_2_PJM_ROR | MISO_WUMS | PJM_ROR | Internal | Shoulder | B14 | 900 | 1600 | 1582.04 | 39.62 | 41.62 | 2 | 0
2020 | MISO_WUMS_2_PJM_ROR | MISO_WUMS | PJM_ROR | Internal | Shoulder | B15 | 1203 | 1600 | 0 | 36.91 | 37.21 | 2 | 0
2020 | MISO_WUMS_2_PJM_ROR | MISO_WUMS | PJM_ROR | Internal | Summer | B1 | 10 | 1600 | 1600 | 63.4 | 65.94 | 2 | 0.55
2020 | MISO_WUMS_2_PJM_ROR | MISO_WUMS | PJM_ROR | Internal | Summer | B2 | 25 | 1600 | 636.87 | 63.4 | 65.4 | 2 | 0
2020 | MISO_WUMS_2_PJM_ROR | MISO_WUMS | PJM_ROR | Internal | Summer | B3 | 75 | 1600 | 0 | 59.88 | 61.28 | 2 | 0
2020 | MISO_WUMS_2_PJM_ROR | MISO_WUMS | PJM_ROR | Internal | Summer | B4 | 100 | 1600 | 788.85 | 58.4 | 60.4 | 2 | 0
2020 | MISO_WUMS_2_PJM_ROR | MISO_WUMS | PJM_ROR | Internal | Summer | B5 | 200 | 1600 | 1066.08 | 51.83 | 53.83 | 2 | 0
2020 | MISO_WUMS_2_PJM_ROR | MISO_WUMS | PJM_ROR | Internal | Summer | B6 | 300 | 1600 | 1600 | 45.18 | 50.05 | 2 | 2.88
2020 | MISO_WUMS_2_PJM_ROR | MISO_WUMS | PJM_ROR | Internal | Summer | B7 | 400 | 1600 | 1304 | 39.65 | 41.65 | 2 | 0
2020 | MISO_WUMS_2_PJM_ROR | MISO_WUMS | PJM_ROR | Internal | Summer | B8 | 500 | 1600 | 0 | 37.49 | 38.53 | 2 | 0
2020 | MISO_WUMS_2_PJM_ROR | MISO_WUMS | PJM_ROR | Internal | Summer | B9 | 800 | 1600 | 0 | 35.95 | 37.31 | 2 | 0
2020 | MISO_WUMS_2_PJM_ROR | MISO_WUMS | PJM_ROR | Internal | Summer | B10 | 1262 | 1600 | 0 | 35.66 | 35.76 | 2 | 0
2020 | MISO_WUMS_2_PJM_ROR | MISO_WUMS | PJM_ROR | Internal | Winter | B16 | 25 | 1600 | 1600 | 54.13 | 56.16 | 2 | 0.02
2020 | MISO_WUMS_2_PJM_ROR | MISO_WUMS | PJM_ROR | Internal | Winter | B17 | 100 | 1600 | 1600 | 46.25 | 48.3 | 2 | 0.05
2020 | MISO_WUMS_2_PJM_ROR | MISO_WUMS | PJM_ROR | Internal | Winter | B18 | 400 | 1600 | 1600 | 42.18 | 44.19 | 2 | 0.01
2020 | MISO_WUMS_2_PJM_ROR | MISO_WUMS | PJM_ROR | Internal | Winter | B19 | 700 | 1600 | 0 | 41.29 | 43.25 | 2 | 0
2020 | MISO_WUMS_2_PJM_ROR | MISO_WUMS | PJM_ROR | Internal | Winter | B20 | 935 | 1600 | 0 | 37.37 | 38.68 | 2 | 0
2020 | NE_2_MISO_W | NE | MISO_W | Internal | Shoulder | B11 | 25 | 1600 | 0 | 60.89 | 55.98 | 5 | 0
2020 | NE_2_MISO_W | NE | MISO_W | Internal | Shoulder | B12 | 200 | 1600 | 0 | 43.39 | 45.85 | 5 | 0
2020 | NE_2_MISO_W | NE | MISO_W | Internal | Shoulder | B13 | 600 | 1600 | 0 | 41.61 | 41.61 | 5 | 0
2020 | NE_2_MISO_W | NE | MISO_W | Internal | Shoulder | B14 | 900 | 1600 | 0 | 40.76 | 39.64 | 5 | 0
2020 | NE_2_MISO_W | NE | MISO_W | Internal | Shoulder | B15 | 1203 | 1600 | 0 | 40.17 | 38.47 | 5 | 0
2020 | NE_2_MISO_W | NE | MISO_W | Internal | Summer | B1 | 10 | 1600 | 0 | 64.47 | 63.93 | 5 | 0
2020 | NE_2_MISO_W | NE | MISO_W | Internal | Summer | B2 | 25 | 1600 | 0 | 64.47 | 63.41 | 5 | 0
2020 | NE_2_MISO_W | NE | MISO_W | Internal | Summer | B3 | 75 | 1600 | 0 | 64.47 | 62.58 | 5 | 0
2020 | NE_2_MISO_W | NE | MISO_W | Internal | Summer | B4 | 100 | 1600 | 0 | 64.14 | 62.4 | 5 | 0
2020 | NE_2_MISO_W | NE | MISO_W | Internal | Summer | B5 | 200 | 1600 | 0 | 60.08 | 53.09 | 5 | 0
2020 | NE_2_MISO_W | NE | MISO_W | Internal | Summer | B6 | 300 | 1600 | 0 | 55.85 | 48.86 | 5 | 0
2020 | NE_2_MISO_W | NE | MISO_W | Internal | Summer | B7 | 400 | 1600 | 0 | 40.93 | 39.66 | 5 | 0
2020 | NE_2_MISO_W | NE | MISO_W | Internal | Summer | B8 | 500 | 1600 | 0 | 38.39 | 37.5 | 5 | 0
2020 | NE_2_MISO_W | NE | MISO_W | Internal | Summer | B9 | 800 | 1600 | 0 | 38.39 | 37.34 | 5 | 0
2020 | NE_2_MISO_W | NE | MISO_W | Internal | Summer | B10 | 1262 | 1600 | 0 | 35.78 | 35.78 | 5 | 0
2020 | NE_2_MISO_W | NE | MISO_W | Internal | Winter | B16 | 25 | 1600 | 0 | 54.15 | 54.15 | 5 | 0
2020 | NE_2_MISO_W | NE | MISO_W | Internal | Winter | B17 | 100 | 1600 | 0 | 43.98 | 46.26 | 5 | 0
2020 | NE_2_MISO_W | NE | MISO_W | Internal | Winter | B18 | 400 | 1600 | 0 | 42.82 | 42.19 | 5 | 0
2020 | NE_2_MISO_W | NE | MISO_W | Internal | Winter | B19 | 700 | 1600 | 0 | 42.82 | 41.3 | 5 | 0
2020 | NE_2_MISO_W | NE | MISO_W | Internal | Winter | B20 | 935 | 1600 | 0 | 39.94 | 37.36 | 5 | 0
2020 | NE_2_SPP_N | NE | SPP_N | Internal | Shoulder | B11 | 25 | 1800 | 1800 | 60.89 | 62.26 | 0.01 | 1.36
2020 | NE_2_SPP_N | NE | SPP_N | Internal | Shoulder | B12 | 200 | 1800 | 258.44 | 43.39 | 43.4 | 0.01 | 0
2020 | NE_2_SPP_N | NE | SPP_N | Internal | Shoulder | B13 | 600 | 1800 | 916.22 | 41.61 | 41.62 | 0.01 | 0
2020 | NE_2_SPP_N | NE | SPP_N | Internal | Shoulder | B14 | 900 | 1800 | 298.6 | 40.76 | 40.77 | 0.01 | 0
2020 | NE_2_SPP_N | NE | SPP_N | Internal | Shoulder | B15 | 1203 | 1800 | 724.97 | 40.17 | 40.19 | 0.01 | 0
2020 | NE_2_SPP_N | NE | SPP_N | Internal | Summer | B1 | 10 | 1800 | 1800 | 64.47 | 66.03 | 0.01 | 1.55
2020 | NE_2_SPP_N | NE | SPP_N | Internal | Summer | B2 | 25 | 1800 | 1800 | 64.47 | 66.03 | 0.01 | 1.55
2020 | NE_2_SPP_N | NE | SPP_N | Internal | Summer | B3 | 75 | 1800 | 1800 | 64.47 | 66.03 | 0.01 | 1.55
2020 | NE_2_SPP_N | NE | SPP_N | Internal | Summer | B4 | 100 | 1800 | 1462.71 | 64.14 | 64.16 | 0.01 | 0
2020 | NE_2_SPP_N | NE | SPP_N | Internal | Summer | B5 | 200 | 1800 | 1212.91 | 60.08 | 60.09 | 0.01 | 0
2020 | NE_2_SPP_N | NE | SPP_N | Internal | Summer | B6 | 300 | 1800 | 1741.98 | 55.85 | 55.86 | 0.01 | 0
2020 | NE_2_SPP_N | NE | SPP_N | Internal | Summer | B7 | 400 | 1800 | 1800 | 40.93 | 46.66 | 0.01 | 5.71
2020 | NE_2_SPP_N | NE | SPP_N | Internal | Summer | B8 | 500 | 1800 | 1800 | 38.39 | 40.77 | 0.01 | 2.37
2020 | NE_2_SPP_N | NE | SPP_N | Internal | Summer | B9 | 800 | 1800 | 1800 | 38.39 | 40.2 | 0.01 | 1.8
2020 | NE_2_SPP_N | NE | SPP_N | Internal | Summer | B10 | 1262 | 1800 | 1800 | 35.78 | 38.97 | 0.01 | 3.18
2020 | NE_2_SPP_N | NE | SPP_N | Internal | Winter | B16 | 25 | 1800 | 1800 | 54.15 | 54.28 | 0.01 | 0.13
2020 | NE_2_SPP_N | NE | SPP_N | Internal | Winter | B17 | 100 | 1800 | 1138.22 | 43.98 | 43.99 | 0.01 | 0
2020 | NE_2_SPP_N | NE | SPP_N | Internal | Winter | B18 | 400 | 1800 | 1514.42 | 42.82 | 42.83 | 0.01 | 0
2020 | NE_2_SPP_N | NE | SPP_N | Internal | Winter | B19 | 700 | 1800 | 1426.49 | 42.82 | 42.83 | 0.01 | 0
2020 | NE_2_SPP_N | NE | SPP_N | Internal | Winter | B20 | 935 | 1800 | 1800 | 39.94 | 42.74 | 0.01 | 2.79
2020 | NEISO_2_NYISO_A-F | NEISO | NYISO_A-F | Internal | Shoulder | B11 | 25 | 600 | 167.29 | 37.67 | 40.67 | 3 | 0
2020 | NEISO_2_NYISO_A-F | NEISO | NYISO_A-F | Internal | Shoulder | B12 | 200 | 600 | 0 | 37.67 | 39.85 | 3 | 0
2020 | NEISO_2_NYISO_A-F | NEISO | NYISO_A-F | Internal | Shoulder | B13 | 600 | 600 | 0 | 37.67 | 39.85 | 3 | 0
2020 | NEISO_2_NYISO_A-F | NEISO | NYISO_A-F | Internal | Shoulder | B14 | 900 | 600 | 0 | 37.67 | 39.32 | 3 | 0
2020 | NEISO_2_NYISO_A-F | NEISO | NYISO_A-F | Internal | Shoulder | B15 | 1203 | 600 | 0 | 37.67 | 39.32 | 3 | 0
2020 | NEISO_2_NYISO_A-F | NEISO | NYISO_A-F | Internal | Summer | B1 | 10 | 600 | 0 | 75.4 | 57.96 | 3 | 0
2020 | NEISO_2_NYISO_A-F | NEISO | NYISO_A-F | Internal | Summer | B2 | 25 | 600 | 0 | 68.41 | 57.41 | 3 | 0
2020 | NEISO_2_NYISO_A-F | NEISO | NYISO_A-F | Internal | Summer | B3 | 75 | 600 | 197.01 | 48.9 | 51.9 | 3 | 0
2020 | NEISO_2_NYISO_A-F | NEISO | NYISO_A-F | Internal | Summer | B4 | 100 | 600 | 383.17 | 42.81 | 45.81 | 3 | 0
2020 | NEISO_2_NYISO_A-F | NEISO | NYISO_A-F | Internal | Summer | B5 | 200 | 600 | 600 | 34.9 | 44.74 | 3 | 6.84
2020 | NEISO_2_NYISO_A-F | NEISO | NYISO_A-F | Internal | Summer | B6 | 300 | 600 | 600 | 34.9 | 42.06 | 3 | 4.17
2020 | NEISO_2_NYISO_A-F | NEISO | NYISO_A-F | Internal | Summer | B7 | 400 | 600 | 600 | 34.9 | 39.65 | 3 | 1.75
2020 | NEISO_2_NYISO_A-F | NEISO | NYISO_A-F | Internal | Summer | B8 | 500 | 600 | 331.87 | 34.9 | 37.9 | 3 | 0
2020 | NEISO_2_NYISO_A-F | NEISO | NYISO_A-F | Internal | Summer | B9 | 800 | 600 | 0 | 34.9 | 37.87 | 3 | 0
2020 | NEISO_2_NYISO_A-F | NEISO | NYISO_A-F | Internal | Summer | B10 | 1262 | 600 | 0 | 34.9 | 37.87 | 3 | 0
2020 | NEISO_2_NYISO_A-F | NEISO | NYISO_A-F | Internal | Winter | B16 | 25 | 600 | 0 | 46.27 | 44.97 | 3 | 0
2020 | NEISO_2_NYISO_A-F | NEISO | NYISO_A-F | Internal | Winter | B17 | 100 | 600 | 0 | 46.27 | 43.27 | 3 | 0
2020 | NEISO_2_NYISO_A-F | NEISO | NYISO_A-F | Internal | Winter | B18 | 400 | 600 | 0 | 46.27 | 42.19 | 3 | 0
2020 | NEISO_2_NYISO_A-F | NEISO | NYISO_A-F | Internal | Winter | B19 | 700 | 600 | 0 | 46.27 | 42.19 | 3 | 0
2020 | NEISO_2_NYISO_A-F | NEISO | NYISO_A-F | Internal | Winter | B20 | 935 | 600 | 0 | 46.27 | 42.19 | 3 | 0
2020 | NEISO_2_NYISO_G-I | NEISO | NYISO_G-I | Internal | Shoulder | B11 | 25 | 600 | 600 | 37.67 | 53.27 | 3 | 12.6
2020 | NEISO_2_NYISO_G-I | NEISO | NYISO_G-I | Internal | Shoulder | B12 | 200 | 600 | 234.56 | 37.67 | 40.67 | 3 | 0
2020 | NEISO_2_NYISO_G-I | NEISO | NYISO_G-I | Internal | Shoulder | B13 | 600 | 600 | 0 | 37.67 | 40.66 | 3 | 0
2020 | NEISO_2_NYISO_G-I | NEISO | NYISO_G-I | Internal | Shoulder | B14 | 900 | 600 | 0 | 37.67 | 40.08 | 3 | 0
2020 | NEISO_2_NYISO_G-I | NEISO | NYISO_G-I | Internal | Shoulder | B15 | 1203 | 600 | 0 | 37.67 | 39.33 | 3 | 0
2020 | NEISO_2_NYISO_G-I | NEISO | NYISO_G-I | Internal | Summer | B1 | 10 | 600 | 0.01 | 75.4 | 78.39 | 3 | 0
2020 | NEISO_2_NYISO_G-I | NEISO | NYISO_G-I | Internal | Summer | B2 | 25 | 600 | 538.48 | 68.41 | 71.41 | 3 | 0
2020 | NEISO_2_NYISO_G-I | NEISO | NYISO_G-I | Internal | Summer | B3 | 75 | 600 | 600 | 48.9 | 53.14 | 3 | 1.23
2020 | NEISO_2_NYISO_G-I | NEISO | NYISO_G-I | Internal | Summer | B4 | 100 | 600 | 600 | 42.81 | 49.17 | 3 | 3.36
2020 | NEISO_2_NYISO_G-I | NEISO | NYISO_G-I | Internal | Summer | B5 | 200 | 600 | 600 | 34.9 | 49.17 | 3 | 11.27
2020 | NEISO_2_NYISO_G-I | NEISO | NYISO_G-I | Internal | Summer | B6 | 300 | 600 | 600 | 34.9 | 49.17 | 3 | 11.27
2020 | NEISO_2_NYISO_G-I | NEISO | NYISO_G-I | Internal | Summer | B7 | 400 | 600 | 600 | 34.9 | 47.63 | 3 | 9.73
2020 | NEISO_2_NYISO_G-I | NEISO | NYISO_G-I | Internal | Summer | B8 | 500 | 600 | 600 | 34.9 | 37.91 | 3 | 0.01
2020 | NEISO_2_NYISO_G-I | NEISO | NYISO_G-I | Internal | Summer | B9 | 800 | 600 | 0 | 34.9 | 37.88 | 3 | 0
2020 | NEISO_2_NYISO_G-I | NEISO | NYISO_G-I | Internal | Summer | B10 | 1262 | 600 | 0 | 34.9 | 37.88 | 3 | 0
2020 | NEISO_2_NYISO_G-I | NEISO | NYISO_G-I | Internal | Winter | B16 | 25 | 600 | 600 | 46.27 | 62.18 | 3 | 12.91
2020 | NEISO_2_NYISO_G-I | NEISO | NYISO_G-I | Internal | Winter | B17 | 100 | 600 | 600 | 46.27 | 53.81 | 3 | 4.54
2020 | NEISO_2_NYISO_G-I | NEISO | NYISO_G-I | Internal | Winter | B18 | 400 | 600 | 600 | 46.27 | 50.78 | 3 | 1.51
2020 | NEISO_2_NYISO_G-I | NEISO | NYISO_G-I | Internal | Winter | B19 | 700 | 600 | 600 | 46.27 | 49.28 | 3 | 0
2020 | NEISO_2_NYISO_G-I | NEISO | NYISO_G-I | Internal | Winter | B20 | 935 | 600 | 0 | 46.27 | 45.54 | 3 | 0
2020 | NEISO_2_NYISO_J-K | NEISO | NYISO_J-K | Internal | Shoulder | B11 | 25 | 430 | 430 | 37.67 | 53.28 | 3 | 12.61
2020 | NEISO_2_NYISO_J-K | NEISO | NYISO_J-K | Internal | Shoulder | B12 | 200 | 430 | 430 | 37.67 | 40.68 | 3 | 0.01
2020 | NEISO_2_NYISO_J-K | NEISO | NYISO_J-K | Internal | Shoulder | B13 | 600 | 430 | 236.72 | 37.67 | 40.67 | 3 | 0
2020 | NEISO_2_NYISO_J-K | NEISO | NYISO_J-K | Internal | Shoulder | B14 | 900 | 430 | 0 | 37.67 | 40.09 | 3 | 0
2020 | NEISO_2_NYISO_J-K | NEISO | NYISO_J-K | Internal | Shoulder | B15 | 1203 | 430 | 0 | 37.67 | 39.34 | 3 | 0
2020 | NEISO_2_NYISO_J-K | NEISO | NYISO_J-K | Internal | Summer | B1 | 10 | 430 | 235.49 | 75.4 | 78.4 | 3 | 0
2020 | NEISO_2_NYISO_J-K | NEISO | NYISO_J-K | Internal | Summer | B2 | 25 | 430 | 430 | 68.41 | 71.42 | 3 | 0.01
2020 | NEISO_2_NYISO_J-K | NEISO | NYISO_J-K | Internal | Summer | B3 | 75 | 430 | 430 | 48.9 | 53.15 | 3 | 1.24
2020 | NEISO_2_NYISO_J-K | NEISO | NYISO_J-K | Internal | Summer | B4 | 100 | 430 | 430 | 42.81 | 49.18 | 3 | 3.37
2020 | NEISO_2_NYISO_J-K | NEISO | NYISO_J-K | Internal | Summer | B5 | 200 | 430 | 430 | 34.9 | 49.18 | 3 | 11.28
2020 | NEISO_2_NYISO_J-K | NEISO | NYISO_J-K | Internal | Summer | B6 | 300 | 430 | 430 | 34.9 | 49.18 | 3 | 11.28
2020 | NEISO_2_NYISO_J-K | NEISO | NYISO_J-K | Internal | Summer | B7 | 400 | 430 | 430 | 34.9 | 47.64 | 3 | 9.74
2020 | NEISO_2_NYISO_J-K | NEISO | NYISO_J-K | Internal | Summer | B8 | 500 | 430 | 430 | 34.9 | 37.92 | 3 | 0.02
2020 | NEISO_2_NYISO_J-K | NEISO | NYISO_J-K | Internal | Summer | B9 | 800 | 430 | 189.42 | 34.9 | 37.9 | 3 | 0
2020 | NEISO_2_NYISO_J-K | NEISO | NYISO_J-K | Internal | Summer | B10 | 1262 | 430 | 85.53 | 34.9 | 37.9 | 3 | 0
2020 | NEISO_2_NYISO_J-K | NEISO | NYISO_J-K | Internal | Winter | B16 | 25 | 430 | 430 | 46.27 | 62.19 | 3 | 12.92
2020 | NEISO_2_NYISO_J-K | NEISO | NYISO_J-K | Internal | Winter | B17 | 100 | 430 | 430 | 46.27 | 53.82 | 3 | 4.55
2020 | NEISO_2_NYISO_J-K | NEISO | NYISO_J-K | Internal | Winter | B18 | 400 | 430 | 430 | 46.27 | 50.79 | 3 | 1.52
2020 | NEISO_2_NYISO_J-K | NEISO | NYISO_J-K | Internal | Winter | B19 | 700 | 430 | 430 | 46.27 | 49.29 | 3 | 0.01
2020 | NEISO_2_NYISO_J-K | NEISO | NYISO_J-K | Internal | Winter | B20 | 935 | 430 | 0 | 46.27 | 45.55 | 3 | 0
2020 | NonRTO_Midwest_2_MISO_IN | NonRTO_Midwest | MISO_IN | Internal | Shoulder | B11 | 25 | 4450 | 0 | 63.98 | 55.98 | 8 | 0
2020 | NonRTO_Midwest_2_MISO_IN | NonRTO_Midwest | MISO_IN | Internal | Shoulder | B12 | 200 | 4450 | 0 | 53.87 | 45.87 | 8 | 0
2020 | NonRTO_Midwest_2_MISO_IN | NonRTO_Midwest | MISO_IN | Internal | Shoulder | B13 | 600 | 4450 | 0 | 46.16 | 41.63 | 8 | 0
2020 | NonRTO_Midwest_2_MISO_IN | NonRTO_Midwest | MISO_IN | Internal | Shoulder | B14 | 900 | 4450 | 0 | 43.82 | 39.66 | 8 | 0
2020 | NonRTO_Midwest_2_MISO_IN | NonRTO_Midwest | MISO_IN | Internal | Shoulder | B15 | 1203 | 4450 | 0 | 36.91 | 38.47 | 8 | 0
2020 | NonRTO_Midwest_2_MISO_IN | NonRTO_Midwest | MISO_IN | Internal | Summer | B1 | 10 | 4450 | 0 | 68.51 | 63.93 | 8 | 0
2020 | NonRTO_Midwest_2_MISO_IN | NonRTO_Midwest | MISO_IN | Internal | Summer | B2 | 25 | 4450 | 0 | 68.51 | 63.41 | 8 | 0
2020 | NonRTO_Midwest_2_MISO_IN | NonRTO_Midwest | MISO_IN | Internal | Summer | B3 | 75 | 4450 | 0 | 68.51 | 61.13 | 8 | 0
2020 | NonRTO_Midwest_2_MISO_IN | NonRTO_Midwest | MISO_IN | Internal | Summer | B4 | 100 | 4450 | 0 | 68.51 | 60.51 | 8 | 0
2020 | NonRTO_Midwest_2_MISO_IN | NonRTO_Midwest | MISO_IN | Internal | Summer | B5 | 200 | 4450 | 0 | 61.07 | 53.07 | 8 | 0
2020 | NonRTO_Midwest_2_MISO_IN | NonRTO_Midwest | MISO_IN | Internal | Summer | B6 | 300 | 4450 | 0 | 56.05 | 48.05 | 8 | 0
2020 | NonRTO_Midwest_2_MISO_IN | NonRTO_Midwest | MISO_IN | Internal | Summer | B7 | 400 | 4450 | 0 | 44.85 | 39.65 | 8 | 0
2020 | NonRTO_Midwest_2_MISO_IN | NonRTO_Midwest | MISO_IN | Internal | Summer | B8 | 500 | 4450 | 0 | 38.44 | 37.52 | 8 | 0
2020 | NonRTO_Midwest_2_MISO_IN | NonRTO_Midwest | MISO_IN | Internal | Summer | B9 | 800 | 4450 | 0 | 37.38 | 37.36 | 8 | 0
2020 | NonRTO_Midwest_2_MISO_IN | NonRTO_Midwest | MISO_IN | Internal | Summer | B10 | 1262 | 4450 | 0 | 35.6 | 36.02 | 8 | 0
2020 | NonRTO_Midwest_2_MISO_IN | NonRTO_Midwest | MISO_IN | Internal | Winter | B16 | 25 | 4450 | 0 | 62.17 | 54.17 | 8 | 0
2020 | NonRTO_Midwest_2_MISO_IN | NonRTO_Midwest | MISO_IN | Internal | Winter | B17 | 100 | 4450 | 0 | 54.28 | 46.28 | 8 | 0
2020 | NonRTO_Midwest_2_MISO_IN | NonRTO_Midwest | MISO_IN | Internal | Winter | B18 | 400 | 4450 | 0 | 50.19 | 42.19 | 8 | 0
2020 | NonRTO_Midwest_2_MISO_IN | NonRTO_Midwest | MISO_IN | Internal | Winter | B19 | 700 | 4450 | 0 | 42.56 | 41.26 | 8 | 0
2020 | NonRTO_Midwest_2_MISO_IN | NonRTO_Midwest | MISO_IN | Internal | Winter | B20 | 935 | 4450 | 0 | 36.96 | 37.38 | 8 | 0
2020 | NonRTO_Midwest_2_TVA_Transmission | NonRTO_Midwest | TVA_Transmission | Internal | Shoulder | B11 | 25 | 2400 | 0 | 63.98 | 59.32 | 8 | 0
2020 | NonRTO_Midwest_2_TVA_Transmission | NonRTO_Midwest | TVA_Transmission | Internal | Shoulder | B12 | 200 | 2400 | 0 | 53.87 | 47.67 | 8 | 0
2020 | NonRTO_Midwest_2_TVA_Transmission | NonRTO_Midwest | TVA_Transmission | Internal | Shoulder | B13 | 600 | 2400 | 0 | 46.16 | 44.87 | 8 | 0
2020 | NonRTO_Midwest_2_TVA_Transmission | NonRTO_Midwest | TVA_Transmission | Internal | Shoulder | B14 | 900 | 2400 | 0 | 43.82 | 43.96 | 8 | 0
2020 | NonRTO_Midwest_2_TVA_Transmission | NonRTO_Midwest | TVA_Transmission | Internal | Shoulder | B15 | 1203 | 2400 | 0 | 36.91 | 42.35 | 8 | 0
2020 | NonRTO_Midwest_2_TVA_Transmission | NonRTO_Midwest | TVA_Transmission | Internal | Summer | B1 | 10 | 2400 | 0 | 68.51 | 71.94 | 8 | 0
2020 | NonRTO_Midwest_2_TVA_Transmission | NonRTO_Midwest | TVA_Transmission | Internal | Summer | B2 | 25 | 2400 | 0 | 68.51 | 71.4 | 8 | 0
2020 | NonRTO_Midwest_2_TVA_Transmission | NonRTO_Midwest | TVA_Transmission | Internal | Summer | B3 | 75 | 2400 | 0 | 68.51 | 67.28 | 8 | 0
2020 | NonRTO_Midwest_2_TVA_Transmission | NonRTO_Midwest | TVA_Transmission | Internal | Summer | B4 | 100 | 2400 | 0 | 68.51 | 66.4 | 8 | 0
2020 | NonRTO_Midwest_2_TVA_Transmission | NonRTO_Midwest | TVA_Transmission | Internal | Summer | B5 | 200 | 2400 | 0 | 61.07 | 59.05 | 8 | 0
2020 | NonRTO_Midwest_2_TVA_Transmission | NonRTO_Midwest | TVA_Transmission | Internal | Summer | B6 | 300 | 2400 | 0 | 56.05 | 52.13 | 8 | 0
2020 | NonRTO_Midwest_2_TVA_Transmission | NonRTO_Midwest | TVA_Transmission | Internal | Summer | B7 | 400 | 2400 | 0 | 44.85 | 46.36 | 8 | 0
2020 | NonRTO_Midwest_2_TVA_Transmission | NonRTO_Midwest | TVA_Transmission | Internal | Summer | B8 | 500 | 2400 | 0 | 38.44 | 42.03 | 8 | 0
2020 | NonRTO_Midwest_2_TVA_Transmission | NonRTO_Midwest | TVA_Transmission | Internal | Summer | B9 | 800 | 2400 | 0 | 37.38 | 41.56 | 8 | 0
2020 | NonRTO_Midwest_2_TVA_Transmission | NonRTO_Midwest | TVA_Transmission | Internal | Summer | B10 | 1262 | 2400 | 0 | 35.6 | 39.31 | 8 | 0
2020 | NonRTO_Midwest_2_TVA_Transmission | NonRTO_Midwest | TVA_Transmission | Internal | Winter | B16 | 25 | 2400 | 0 | 62.17 | 60.66 | 8 | 0
2020 | NonRTO_Midwest_2_TVA_Transmission | NonRTO_Midwest | TVA_Transmission | Internal | Winter | B17 | 100 | 2400 | 0 | 54.28 | 49.61 | 8 | 0
2020 | NonRTO_Midwest_2_TVA_Transmission | NonRTO_Midwest | TVA_Transmission | Internal | Winter | B18 | 400 | 2400 | 0 | 50.19 | 46.18 | 8 | 0
2020 | NonRTO_Midwest_2_TVA_Transmission | NonRTO_Midwest | TVA_Transmission | Internal | Winter | B19 | 700 | 2400 | 0 | 42.56 | 45.02 | 8 | 0
2020 | NonRTO_Midwest_2_TVA_Transmission | NonRTO_Midwest | TVA_Transmission | Internal | Winter | B20 | 935 | 2400 | 0 | 36.96 | 43.41 | 8 | 0
2020 | NYISO_A-F_2_IESO | NYISO_A-F | IESO | Internal | Shoulder | B11 | 25 | 1600 | 0 | 40.67 | 32.18 | 7 | 0
2020 | NYISO_A-F_2_IESO | NYISO_A-F | IESO | Internal | Shoulder | B12 | 200 | 1600 | 0 | 39.85 | 32.18 | 7 | 0
2020 | NYISO_A-F_2_IESO | NYISO_A-F | IESO | Internal | Shoulder | B13 | 600 | 1600 | 0 | 39.85 | 32.18 | 7 | 0
2020 | NYISO_A-F_2_IESO | NYISO_A-F | IESO | Internal | Shoulder | B14 | 900 | 1600 | 0 | 39.32 | 32.18 | 7 | 0
2020 | NYISO_A-F_2_IESO | NYISO_A-F | IESO | Internal | Shoulder | B15 | 1203 | 1600 | 0 | 39.32 | 32.18 | 7 | 0
2020 | NYISO_A-F_2_IESO | NYISO_A-F | IESO | Internal | Summer | B1 | 10 | 1600 | 0 | 57.96 | 50.96 | 7 | 0
2020 | NYISO_A-F_2_IESO | NYISO_A-F | IESO | Internal | Summer | B2 | 25 | 1600 | 0 | 57.41 | 50.41 | 7 | 0
2020 | NYISO_A-F_2_IESO | NYISO_A-F | IESO | Internal | Summer | B3 | 75 | 1600 | 0 | 51.9 | 43.47 | 7 | 0
2020 | NYISO_A-F_2_IESO | NYISO_A-F | IESO | Internal | Summer | B4 | 100 | 1600 | 0 | 45.81 | 37.74 | 7 | 0
2020 | NYISO_A-F_2_IESO | NYISO_A-F | IESO | Internal | Summer | B5 | 200 | 1600 | 0 | 44.74 | 37.74 | 7 | 0
2020 | NYISO_A-F_2_IESO | NYISO_A-F | IESO | Internal | Summer | B6 | 300 | 1600 | 0 | 42.06 | 35.06 | 7 | 0
2020 | NYISO_A-F_2_IESO | NYISO_A-F | IESO | Internal | Summer | B7 | 400 | 1600 | 0 | 39.65 | 32.65 | 7 | 0
2020 | NYISO_A-F_2_IESO | NYISO_A-F | IESO | Internal | Summer | B8 | 500 | 1600 | 0 | 37.9 | 30.53 | 7 | 0
2020 | NYISO_A-F_2_IESO | NYISO_A-F | IESO | Internal | Summer | B9 | 800 | 1600 | 0 | 37.87 | 30.53 | 7 | 0
2020 | NYISO_A-F_2_IESO | NYISO_A-F | IESO | Internal | Summer | B10 | 1262 | 1600 | 0 | 37.87 | 30.53 | 7 | 0
2020 | NYISO_A-F_2_IESO | NYISO_A-F | IESO | Internal | Winter | B16 | 25 | 1600 | 0 | 44.97 | 37.97 | 7 | 0
2020 | NYISO_A-F_2_IESO | NYISO_A-F | IESO | Internal | Winter | B17 | 100 | 1600 | 0 | 43.27 | 36.27 | 7 | 0
2020 | NYISO_A-F_2_IESO | NYISO_A-F | IESO | Internal | Winter | B18 | 400 | 1600 | 0 | 42.19 | 35.19 | 7 | 0
2020 | NYISO_A-F_2_IESO | NYISO_A-F | IESO | Internal | Winter | B19 | 700 | 1600 | 0 | 42.19 | 35.19 | 7 | 0
2020 | NYISO_A-F_2_IESO | NYISO_A-F | IESO | Internal | Winter | B20 | 935 | 1600 | 0 | 42.19 | 35.19 | 7 | 0
2020 | NYISO_A-F_2_NEISO | NYISO_A-F | NEISO | Internal | Shoulder | B11 | 25 | 600 | 0 | 40.67 | 37.67 | 3 | 0
2020 | NYISO_A-F_2_NEISO | NYISO_A-F | NEISO | Internal | Shoulder | B12 | 200 | 600 | 0 | 39.85 | 37.67 | 3 | 0
2020 | NYISO_A-F_2_NEISO | NYISO_A-F | NEISO | Internal | Shoulder | B13 | 600 | 600 | 0 | 39.85 | 37.67 | 3 | 0
2020 | NYISO_A-F_2_NEISO | NYISO_A-F | NEISO | Internal | Shoulder | B14 | 900 | 600 | 0 | 39.32 | 37.67 | 3 | 0
2020 | NYISO_A-F_2_NEISO | NYISO_A-F | NEISO | Internal | Shoulder | B15 | 1203 | 600 | 0 | 39.32 | 37.67 | 3 | 0
2020 | NYISO_A-F_2_NEISO | NYISO_A-F | NEISO | Internal | Summer | B1 | 10 | 600 | 600 | 57.96 | 75.4 | 3 | 14.44
2020 | NYISO_A-F_2_NEISO | NYISO_A-F | NEISO | Internal | Summer | B2 | 25 | 600 | 600 | 57.41 | 68.41 | 3 | 8
2020 | NYISO_A-F_2_NEISO | NYISO_A-F | NEISO | Internal | Summer | B3 | 75 | 600 | 0 | 51.9 | 48.9 | 3 | 0
2020 | NYISO_A-F_2_NEISO | NYISO_A-F | NEISO | Internal | Summer | B4 | 100 | 600 | 0 | 45.81 | 42.81 | 3 | 0
2020 | NYISO_A-F_2_NEISO | NYISO_A-F | NEISO | Internal | Summer | B5 | 200 | 600 | 0 | 44.74 | 34.9 | 3 | 0
2020 | NYISO_A-F_2_NEISO | NYISO_A-F | NEISO | Internal | Summer | B6 | 300 | 600 | 0 | 42.06 | 34.9 | 3 | 0
2020 | NYISO_A-F_2_NEISO | NYISO_A-F | NEISO | Internal | Summer | B7 | 400 | 600 | 0 | 39.65 | 34.9 | 3 | 0
2020 | NYISO_A-F_2_NEISO | NYISO_A-F | NEISO | Internal | Summer | B8 | 500 | 600 | 0 | 37.9 | 34.9 | 3 | 0
2020 | NYISO_A-F_2_NEISO | NYISO_A-F | NEISO | Internal | Summer | B9 | 800 | 600 | 0 | 37.87 | 34.9 | 3 | 0
2020 | NYISO_A-F_2_NEISO | NYISO_A-F | NEISO | Internal | Summer | B10 | 1262 | 600 | 0 | 37.87 | 34.9 | 3 | 0
2020 | NYISO_A-F_2_NEISO | NYISO_A-F | NEISO | Internal | Winter | B16 | 25 | 600 | 0 | 44.97 | 46.27 | 3 | 0
2020 | NYISO_A-F_2_NEISO | NYISO_A-F | NEISO | Internal | Winter | B17 | 100 | 600 | 536.45 | 43.27 | 46.27 | 3 | 0
2020 | NYISO_A-F_2_NEISO | NYISO_A-F | NEISO | Internal | Winter | B18 | 400 | 600 | 600 | 42.19 | 46.27 | 3 | 1.08
2020 | NYISO_A-F_2_NEISO | NYISO_A-F | NEISO | Internal | Winter | B19 | 700 | 600 | 600 | 42.19 | 46.27 | 3 | 1.08
2020 | NYISO_A-F_2_NEISO | NYISO_A-F | NEISO | Internal | Winter | B20 | 935 | 600 | 600 | 42.19 | 46.27 | 3 | 1.08
2020 | NYISO_A-F_2_NYISO_G-I | NYISO_A-F | NYISO_G-I | Internal | Shoulder | B11 | 25 | 4250 | 4250 | 40.67 | 53.27 | 0.01 | 12.59
2020 | NYISO_A-F_2_NYISO_G-I | NYISO_A-F | NYISO_G-I | Internal | Shoulder | B12 | 200 | 4250 | 4250 | 39.85 | 40.67 | 0.01 | 0.81
2020 | NYISO_A-F_2_NYISO_G-I | NYISO_A-F | NYISO_G-I | Internal | Shoulder | B13 | 600 | 4250 | 4250 | 39.85 | 40.66 | 0.01 | 0.8
2020 | NYISO_A-F_2_NYISO_G-I | NYISO_A-F | NYISO_G-I | Internal | Shoulder | B14 | 900 | 4250 | 4250 | 39.32 | 40.08 | 0.01 | 0.74
2020 | NYISO_A-F_2_NYISO_G-I | NYISO_A-F | NYISO_G-I | Internal | Shoulder | B15 | 1203 | 4250 | 2558.98 | 39.32 | 39.33 | 0.01 | 0
2020 | NYISO_A-F_2_NYISO_G-I | NYISO_A-F | NYISO_G-I | Internal | Summer | B1 | 10 | 4250 | 4250 | 57.96 | 78.39 | 0.01 | 20.42
2020 | NYISO_A-F_2_NYISO_G-I | NYISO_A-F | NYISO_G-I | Internal | Summer | B2 | 25 | 4250 | 4250 | 57.41 | 71.41 | 0.01 | 13.99
2020 | NYISO_A-F_2_NYISO_G-I | NYISO_A-F | NYISO_G-I | Internal | Summer | B3 | 75 | 4250 | 4250 | 51.9 | 53.14 | 0.01 | 1.22
2020 | NYISO_A-F_2_NYISO_G-I | NYISO_A-F | NYISO_G-I | Internal | Summer | B4 | 100 | 4250 | 4250 | 45.81 | 49.17 | 0.01 | 3.35
2020 | NYISO_A-F_2_NYISO_G-I | NYISO_A-F | NYISO_G-I | Internal | Summer | B5 | 200 | 4250 | 4250 | 44.74 | 49.17 | 0.01 | 4.42
2020 | NYISO_A-F_2_NYISO_G-I | NYISO_A-F | NYISO_G-I | Internal | Summer | B6 | 300 | 4250 | 4250 | 42.06 | 49.17 | 0.01 | 7.09
2020 | NYISO_A-F_2_NYISO_G-I | NYISO_A-F | NYISO_G-I | Internal | Summer | B7 | 400 | 4250 | 4250 | 39.65 | 47.63 | 0.01 | 7.96
2020 | NYISO_A-F_2_NYISO_G-I | NYISO_A-F | NYISO_G-I | Internal | Summer | B8 | 500 | 4250 | 3930.89 | 37.9 | 37.91 | 0.01 | 0
2020 | NYISO_A-F_2_NYISO_G-I | NYISO_A-F | NYISO_G-I | Internal | Summer | B9 | 800 | 4250 | 3642.36 | 37.87 | 37.88 | 0.01 | 0
2020 | NYISO_A-F_2_NYISO_G-I | NYISO_A-F | NYISO_G-I | Internal | Summer | B10 | 1262 | 4250 | 1389.69 | 37.87 | 37.88 | 0.01 | 0
2020 | NYISO_A-F_2_NYISO_G-I | NYISO_A-F | NYISO_G-I | Internal | Winter | B16 | 25 | 4250 | 4250 | 44.97 | 62.18 | 0.01 | 17.2
2020 | NYISO_A-F_2_NYISO_G-I | NYISO_A-F | NYISO_G-I | Internal | Winter | B17 | 100 | 4250 | 4250 | 43.27 | 53.81 | 0.01 | 10.53
2020 | NYISO_A-F_2_NYISO_G-I | NYISO_A-F | NYISO_G-I | Internal | Winter | B18 | 400 | 4250 | 4250 | 42.19 | 50.78 | 0.01 | 8.58
2020 | NYISO_A-F_2_NYISO_G-I | NYISO_A-F | NYISO_G-I | Internal | Winter | B19 | 700 | 4250 | 4250 | 42.19 | 49.28 | 0.01 | 7.07
2020 | NYISO_A-F_2_NYISO_G-I | NYISO_A-F | NYISO_G-I | Internal | Winter | B20 | 935 | 4250 | 4250 | 42.19 | 45.54 | 0.01 | 3.34
2020 | NYISO_A-F_2_PJM_ROM | NYISO_A-F | PJM_ROM | Internal | Shoulder | B11 | 25 | 1000 | 1000 | 40.67 | 53.97 | 8 | 5.3
2020 | NYISO_A-F_2_PJM_ROM | NYISO_A-F | PJM_ROM | Internal | Shoulder | B12 | 200 | 1000 | 97.5 | 39.85 | 47.85 | 8 | 0
2020 | NYISO_A-F_2_PJM_ROM | NYISO_A-F | PJM_ROM | Internal | Shoulder | B13 | 600 | 1000 | 0 | 39.85 | 43.58 | 8 | 0
2020 | NYISO_A-F_2_PJM_ROM | NYISO_A-F | PJM_ROM | Internal | Shoulder | B14 | 900 | 1000 | 0 | 39.32 | 41.64 | 8 | 0
2020 | NYISO_A-F_2_PJM_ROM | NYISO_A-F | PJM_ROM | Internal | Shoulder | B15 | 1203 | 1000 | 0 | 39.32 | 37.22 | 8 | 0
2020 | NYISO_A-F_2_PJM_ROM | NYISO_A-F | PJM_ROM | Internal | Summer | B1 | 10 | 1000 | 620.67 | 57.96 | 65.96 | 8 | 0
2020 | NYISO_A-F_2_PJM_ROM | NYISO_A-F | PJM_ROM | Internal | Summer | B2 | 25 | 1000 | 639.81 | 57.41 | 65.41 | 8 | 0
2020 | NYISO_A-F_2_PJM_ROM | NYISO_A-F | PJM_ROM | Internal | Summer | B3 | 75 | 1000 | 1000 | 51.9 | 61.27 | 8 | 1.36
2020 | NYISO_A-F_2_PJM_ROM | NYISO_A-F | PJM_ROM | Internal | Summer | B4 | 100 | 1000 | 1000 | 45.81 | 60.39 | 8 | 6.58
2020 | NYISO_A-F_2_PJM_ROM | NYISO_A-F | PJM_ROM | Internal | Summer | B5 | 200 | 1000 | 1000 | 44.74 | 53.82 | 8 | 1.08
2020 | NYISO_A-F_2_PJM_ROM | NYISO_A-F | PJM_ROM | Internal | Summer | B6 | 300 | 1000 | 13.73 | 42.06 | 50.06 | 8 | 0
2020 | NYISO_A-F_2_PJM_ROM | NYISO_A-F | PJM_ROM | Internal | Summer | B7 | 400 | 1000 | 0 | 39.65 | 41.64 | 8 | 0
2020 | NYISO_A-F_2_PJM_ROM | NYISO_A-F | PJM_ROM | Internal | Summer | B8 | 500 | 1000 | 0 | 37.9 | 38.55 | 8 | 0
2020 | NYISO_A-F_2_PJM_ROM | NYISO_A-F | PJM_ROM | Internal | Summer | B9 | 800 | 1000 | 0 | 37.87 | 37.32 | 8 | 0
2020 | NYISO_A-F_2_PJM_ROM | NYISO_A-F | PJM_ROM | Internal | Summer | B10 | 1262 | 1000 | 0 | 37.87 | 35.77 | 8 | 0
2020 | NYISO_A-F_2_PJM_ROM | NYISO_A-F | PJM_ROM | Internal | Winter | B16 | 25 | 1000 | 1000 | 44.97 | 56.17 | 8 | 3.2
2020 | NYISO_A-F_2_PJM_ROM | NYISO_A-F | PJM_ROM | Internal | Winter | B17 | 100 | 1000 | 0 | 43.27 | 48.31 | 8 | 0
2020 | NYISO_A-F_2_PJM_ROM | NYISO_A-F | PJM_ROM | Internal | Winter | B18 | 400 | 1000 | 0 | 42.19 | 44.2 | 8 | 0
2020 | NYISO_A-F_2_PJM_ROM | NYISO_A-F | PJM_ROM | Internal | Winter | B19 | 700 | 1000 | 0 | 42.19 | 43.26 | 8 | 0
2020 | NYISO_A-F_2_PJM_ROM | NYISO_A-F | PJM_ROM | Internal | Winter | B20 | 935 | 1000 | 0 | 42.19 | 38.7 | 8 | 0
2020 | NYISO_G-I_2_NEISO | NYISO_G-I | NEISO | Internal | Shoulder | B11 | 25 | 600 | 0 | 53.27 | 37.67 | 3 | 0
2020 | NYISO_G-I_2_NEISO | NYISO_G-I | NEISO | Internal | Shoulder | B12 | 200 | 600 | 0 | 40.67 | 37.67 | 3 | 0
2020 | NYISO_G-I_2_NEISO | NYISO_G-I | NEISO | Internal | Shoulder | B13 | 600 | 600 | 0 | 40.66 | 37.67 | 3 | 0
2020 | NYISO_G-I_2_NEISO | NYISO_G-I | NEISO | Internal | Shoulder | B14 | 900 | 600 | 0 | 40.08 | 37.67 | 3 | 0
2020 | NYISO_G-I_2_NEISO | NYISO_G-I | NEISO | Internal | Shoulder | B15 | 1203 | 600 | 0 | 39.33 | 37.67 | 3 | 0
2020 | NYISO_G-I_2_NEISO | NYISO_G-I | NEISO | Internal | Summer | B1 | 10 | 600 | 0 | 78.39 | 75.4 | 3 | 0
2020 | NYISO_G-I_2_NEISO | NYISO_G-I | NEISO | Internal | Summer | B2 | 25 | 600 | 0 | 71.41 | 68.41 | 3 | 0
2020 | NYISO_G-I_2_NEISO | NYISO_G-I | NEISO | Internal | Summer | B3 | 75 | 600 | 0 | 53.14 | 48.9 | 3 | 0
2020 | NYISO_G-I_2_NEISO | NYISO_G-I | NEISO | Internal | Summer | B4 | 100 | 600 | 0 | 49.17 | 42.81 | 3 | 0
2020 | NYISO_G-I_2_NEISO | NYISO_G-I | NEISO | Internal | Summer | B5 | 200 | 600 | 0 | 49.17 | 34.9 | 3 | 0
2020 | NYISO_G-I_2_NEISO | NYISO_G-I | NEISO | Internal | Summer | B6 | 300 | 600 | 0 | 49.17 | 34.9 | 3 | 0
2020 | NYISO_G-I_2_NEISO | NYISO_G-I | NEISO | Internal | Summer | B7 | 400 | 600 | 0 | 47.63 | 34.9 | 3 | 0
2020 | NYISO_G-I_2_NEISO | NYISO_G-I | NEISO | Internal | Summer | B8 | 500 | 600 | 0 | 37.91 | 34.9 | 3 | 0
2020 | NYISO_G-I_2_NEISO | NYISO_G-I | NEISO | Internal | Summer | B9 | 800 | 600 | 0 | 37.88 | 34.9 | 3 | 0
2020 | NYISO_G-I_2_NEISO | NYISO_G-I | NEISO | Internal | Summer | B10 | 1262 | 600 | 0 | 37.88 | 34.9 | 3 | 0
2020 | NYISO_G-I_2_NEISO | NYISO_G-I | NEISO | Internal | Winter | B16 | 25 | 600 | 0 | 62.18 | 46.27 | 3 | 0
2020 | NYISO_G-I_2_NEISO | NYISO_G-I | NEISO | Internal | Winter | B17 | 100 | 600 | 0 | 53.81 | 46.27 | 3 | 0
2020 | NYISO_G-I_2_NEISO | NYISO_G-I | NEISO | Internal | Winter | B18 | 400 | 600 | 0 | 50.78 | 46.27 | 3 | 0
2020 | NYISO_G-I_2_NEISO | NYISO_G-I | NEISO | Internal | Winter | B19 | 700 | 600 | 0 | 49.28 | 46.27 | 3 | 0
2020 | NYISO_G-I_2_NEISO | NYISO_G-I | NEISO | Internal | Winter | B20 | 935 | 600 | 0 | 45.54 | 46.27 | 3 | 0
2020 | NYISO_G-I_2_NYISO_A-F | NYISO_G-I | NYISO_A-F | Internal | Shoulder | B11 | 25 | 1999 | 0 | 53.27 | 40.67 | 0.01 | 0
2020 | NYISO_G-I_2_NYISO_A-F | NYISO_G-I | NYISO_A-F | Internal | Shoulder | B12 | 200 | 1999 | 0 | 40.67 | 39.85 | 0.01 | 0
2020 | NYISO_G-I_2_NYISO_A-F | NYISO_G-I | NYISO_A-F | Internal | Shoulder | B13 | 600 | 1999 | 0 | 40.66 | 39.85 | 0.01 | 0
2020 | NYISO_G-I_2_NYISO_A-F | NYISO_G-I | NYISO_A-F | Internal | Shoulder | B14 | 900 | 1999 | 0 | 40.08 | 39.32 | 0.01 | 0
2020 | NYISO_G-I_2_NYISO_A-F | NYISO_G-I | NYISO_A-F | Internal | Shoulder | B15 | 1203 | 1999 | 0 | 39.33 | 39.32 | 0.01 | 0
2020 | NYISO_G-I_2_NYISO_A-F | NYISO_G-I | NYISO_A-F | Internal | Summer | B1 | 10 | 1999 | 0 | 78.39 | 57.96 | 0.01 | 0
2020 | NYISO_G-I_2_NYISO_A-F | NYISO_G-I | NYISO_A-F | Internal | Summer | B2 | 25 | 1999 | 0 | 71.41 | 57.41 | 0.01 | 0
2020 | NYISO_G-I_2_NYISO_A-F | NYISO_G-I | NYISO_A-F | Internal | Summer | B3 | 75 | 1999 | 0 | 53.14 | 51.9 | 0.01 | 0
2020 | NYISO_G-I_2_NYISO_A-F | NYISO_G-I | NYISO_A-F | Internal | Summer | B4 | 100 | 1999 | 0 | 49.17 | 45.81 | 0.01 | 0
2020 | NYISO_G-I_2_NYISO_A-F | NYISO_G-I | NYISO_A-F | Internal | Summer | B5 | 200 | 1999 | 0 | 49.17 | 44.74 | 0.01 | 0
2020 | NYISO_G-I_2_NYISO_A-F | NYISO_G-I | NYISO_A-F | Internal | Summer | B6 | 300 | 1999 | 0 | 49.17 | 42.06 | 0.01 | 0
2020 | NYISO_G-I_2_NYISO_A-F | NYISO_G-I | NYISO_A-F | Internal | Summer | B7 | 400 | 1999 | 0 | 47.63 | 39.65 | 0.01 | 0
2020 | NYISO_G-I_2_NYISO_A-F | NYISO_G-I | NYISO_A-F | Internal | Summer | B8 | 500 | 1999 | 0 | 37.91 | 37.9 | 0.01 | 0
2020 | NYISO_G-I_2_NYISO_A-F | NYISO_G-I | NYISO_A-F | Internal | Summer | B9 | 800 | 1999 | 0 | 37.88 | 37.87 | 0.01 | 0
2020 | NYISO_G-I_2_NYISO_A-F | NYISO_G-I | NYISO_A-F | Internal | Summer | B10 | 1262 | 1999 | 0 | 37.88 | 37.87 | 0.01 | 0
2020 | NYISO_G-I_2_NYISO_A-F | NYISO_G-I | NYISO_A-F | Internal | Winter | B16 | 25 | 1999 | 0 | 62.18 | 44.97 | 0.01 | 0
2020 | NYISO_G-I_2_NYISO_A-F | NYISO_G-I | NYISO_A-F | Internal | Winter | B17 | 100 | 1999 | 0 | 53.81 | 43.27 | 0.01 | 0
2020 | NYISO_G-I_2_NYISO_A-F | NYISO_G-I | NYISO_A-F | Internal | Winter | B18 | 400 | 1999 | 0 | 50.78 | 42.19 | 0.01 | 0
2020 | NYISO_G-I_2_NYISO_A-F | NYISO_G-I | NYISO_A-F | Internal | Winter | B19 | 700 | 1999 | 0 | 49.28 | 42.19 | 0.01 | 0
2020 | NYISO_G-I_2_NYISO_A-F | NYISO_G-I | NYISO_A-F | Internal | Winter | B20 | 935 | 1999 | 0 | 45.54 | 42.19 | 0.01 | 0
2020 | NYISO_G-I_2_NYISO_J-K | NYISO_G-I | NYISO_J-K | Internal | Shoulder | B11 | 25 | 6130 | 4760.54 | 53.27 | 53.28 | 0.01 | 0
2020 | NYISO_G-I_2_NYISO_J-K | NYISO_G-I | NYISO_J-K | Internal | Shoulder | B12 | 200 | 6130 | 4447.14 | 40.67 | 40.68 | 0.01 | 0
2020 | NYISO_G-I_2_NYISO_J-K | NYISO_G-I | NYISO_J-K | Internal | Shoulder | B13 | 600 | 6130 | 4341.59 | 40.66 | 40.67 | 0.01 | 0
2020 | NYISO_G-I_2_NYISO_J-K | NYISO_G-I | NYISO_J-K | Internal | Shoulder | B14 | 900 | 6130 | 4502.68 | 40.08 | 40.09 | 0.01 | 0
2020 | NYISO_G-I_2_NYISO_J-K | NYISO_G-I | NYISO_J-K | Internal | Shoulder | B15 | 1203 | 6130 | 3260.63 | 39.33 | 39.34 | 0.01 | 0
2020 | NYISO_G-I_2_NYISO_J-K | NYISO_G-I | NYISO_J-K | Internal | Summer | B1 | 10 | 6130 | 3785.29 | 78.39 | 78.4 | 0.01 | 0
2020 | NYISO_G-I_2_NYISO_J-K | NYISO_G-I | NYISO_J-K | Internal | Summer | B2 | 25 | 6130 | 3988.1 | 71.41 | 71.42 | 0.01 | 0
2020 | NYISO_G-I_2_NYISO_J-K | NYISO_G-I | NYISO_J-K | Internal | Summer | B3 | 75 | 6130 | 2969.97 | 53.14 | 53.15 | 0.01 | 0
2020 | NYISO_G-I_2_NYISO_J-K | NYISO_G-I | NYISO_J-K | Internal | Summer | B4 | 100 | 6130 | 3245.31 | 49.17 | 49.18 | 0.01 | 0
2020 | NYISO_G-I_2_NYISO_J-K | NYISO_G-I | NYISO_J-K | Internal | Summer | B5 | 200 | 6130 | 4887.05 | 49.17 | 49.18 | 0.01 | 0
2020 | NYISO_G-I_2_NYISO_J-K | NYISO_G-I | NYISO_J-K | Internal | Summer | B6 | 300 | 6130 | 5089.08 | 49.17 | 49.18 | 0.01 | 0
2020 | NYISO_G-I_2_NYISO_J-K | NYISO_G-I | NYISO_J-K | Internal | Summer | B7 | 400 | 6130 | 5477.82 | 47.63 | 47.64 | 0.01 | 0
2020 | NYISO_G-I_2_NYISO_J-K | NYISO_G-I | NYISO_J-K | Internal | Summer | B8 | 500 | 6130 | 5106.87 | 37.91 | 37.92 | 0.01 | 0
2020 | NYISO_G-I_2_NYISO_J-K | NYISO_G-I | NYISO_J-K | Internal | Summer | B9 | 800 | 6130 | 4435.56 | 37.88 | 37.9 | 0.01 | 0
2020 | NYISO_G-I_2_NYISO_J-K | NYISO_G-I | NYISO_J-K | Internal | Summer | B10 | 1262 | 6130 | 2653.95 | 37.88 | 37.9 | 0.01 | 0
2020 | NYISO_G-I_2_NYISO_J-K | NYISO_G-I | NYISO_J-K | Internal | Winter | B16 | 25 | 6130 | 5445.74 | 62.18 | 62.19 | 0.01 | 0
2020 | NYISO_G-I_2_NYISO_J-K | NYISO_G-I | NYISO_J-K | Internal | Winter | B17 | 100 | 6130 | 5398.37 | 53.81 | 53.82 | 0.01 | 0
2020 | NYISO_G-I_2_NYISO_J-K | NYISO_G-I | NYISO_J-K | Internal | Winter | B18 | 400 | 6130 | 5969.38 | 50.78 | 50.79 | 0.01 | 0
2020 | NYISO_G-I_2_NYISO_J-K | NYISO_G-I | NYISO_J-K | Internal | Winter | B19 | 700 | 6130 | 5669.64 | 49.28 | 49.29 | 0.01 | 0
2020 | NYISO_G-I_2_NYISO_J-K | NYISO_G-I | NYISO_J-K | Internal | Winter | B20 | 935 | 6130 | 5792.45 | 45.54 | 45.55 | 0.01 | 0
2020 | NYISO_G-I_2_PJM_E | NYISO_G-I | PJM_E | Internal | Shoulder | B11 | 25 | 1500 | 0 | 53.27 | 53.96 | 8 | 0
2020 | NYISO_G-I_2_PJM_E | NYISO_G-I | PJM_E | Internal | Shoulder | B12 | 200 | 1500 | 0 | 40.67 | 47.84 | 8 | 0
2020 | NYISO_G-I_2_PJM_E | NYISO_G-I | PJM_E | Internal | Shoulder | B13 | 600 | 1500 | 0 | 40.66 | 43.57 | 8 | 0
2020 | NYISO_G-I_2_PJM_E | NYISO_G-I | PJM_E | Internal | Shoulder | B14 | 900 | 1500 | 0 | 40.08 | 41.62 | 8 | 0
2020 | NYISO_G-I_2_PJM_E | NYISO_G-I | PJM_E | Internal | Shoulder | B15 | 1203 | 1500 | 0 | 39.33 | 37.23 | 8 | 0
2020 | NYISO_G-I_2_PJM_E | NYISO_G-I | PJM_E | Internal | Summer | B1 | 10 | 1500 | 0 | 78.39 | 65.97 | 8 | 0
2020 | NYISO_G-I_2_PJM_E | NYISO_G-I | PJM_E | Internal | Summer | B2 | 25 | 1500 | 0 | 71.41 | 65.42 | 8 | 0
2020 | NYISO_G-I_2_PJM_E | NYISO_G-I | PJM_E | Internal | Summer | B3 | 75 | 1500 | 1500 | 53.14 | 61.26 | 8 | 0.12
2020 | NYISO_G-I_2_PJM_E | NYISO_G-I | PJM_E | Internal | Summer | B4 | 100 | 1500 | 1500 | 49.17 | 60.38 | 8 | 3.21
2020 | NYISO_G-I_2_PJM_E | NYISO_G-I | PJM_E | Internal | Summer | B5 | 200 | 1500 | 0 | 49.17 | 53.83 | 8 | 0
2020 | NYISO_G-I_2_PJM_E | NYISO_G-I | PJM_E | Internal | Summer | B6 | 300 | 1500 | 0 | 49.17 | 50.05 | 8 | 0
2020 | NYISO_G-I_2_PJM_E | NYISO_G-I | PJM_E | Internal | Summer | B7 | 400 | 1500 | 0 | 47.63 | 41.63 | 8 | 0
2020 | NYISO_G-I_2_PJM_E | NYISO_G-I | PJM_E | Internal | Summer | B8 | 500 | 1500 | 0 | 37.91 | 38.56 | 8 | 0
2020 | NYISO_G-I_2_PJM_E | NYISO_G-I | PJM_E | Internal | Summer | B9 | 800 | 1500 | 0 | 37.88 | 37.33 | 8 | 0
2020 | NYISO_G-I_2_PJM_E | NYISO_G-I | PJM_E | Internal | Summer | B10 | 1262 | 1500 | 0 | 37.88 | 35.76 | 8 | 0
2020 | NYISO_G-I_2_PJM_E | NYISO_G-I | PJM_E | Internal | Winter | B16 | 25 | 1500 | 0 | 62.18 | 56.18 | 8 | 0
2020 | NYISO_G-I_2_PJM_E | NYISO_G-I | PJM_E | Internal | Winter | B17 | 100 | 1500 | 0 | 53.81 | 48.32 | 8 | 0
2020 | NYISO_G-I_2_PJM_E | NYISO_G-I | PJM_E | Internal | Winter | B18 | 400 | 1500 | 0 | 50.78 | 44.21 | 8 | 0
2020 | NYISO_G-I_2_PJM_E | NYISO_G-I | PJM_E | Internal | Winter | B19 | 700 | 1500 | 0 | 49.28 | 43.28 | 8 | 0
2020 | NYISO_G-I_2_PJM_E | NYISO_G-I | PJM_E | Internal | Winter | B20 | 935 | 1500 | 0 | 45.54 | 38.71 | 8 | 0
2020 | NYISO_J-K_2_NEISO | NYISO_J-K | NEISO | Internal | Shoulder | B11 | 25 | 0.01 | 0 | 53.28 | 37.67 | 3 | 0.01
2020 | NYISO_J-K_2_NEISO | NYISO_J-K | NEISO | Internal | Shoulder | B12 | 200 | 0.01 | 0 | 40.68 | 37.67 | 3 | 0
2020 | NYISO_J-K_2_NEISO | NYISO_J-K | NEISO | Internal | Shoulder | B13 | 600 | 0.01 | 0 | 40.67 | 37.67 | 3 | 0
2020 | NYISO_J-K_2_NEISO | NYISO_J-K | NEISO | Internal | Shoulder | B14 | 900 | 0.01 | 0 | 40.09 | 37.67 | 3 | 0
2020 | NYISO_J-K_2_NEISO | NYISO_J-K | NEISO | Internal | Shoulder | B15 | 1203 | 0.01 | 0 | 39.34 | 37.67 | 3 | 0
2020 | NYISO_J-K_2_NEISO | NYISO_J-K | NEISO | Internal | Summer | B1 | 10 | 0.01 | 0 | 78.4 | 75.4 | 3 | 0.02
2020 | NYISO_J-K_2_NEISO | NYISO_J-K | NEISO | Internal | Summer | B2 | 25 | 0.01 | 0 | 71.42 | 68.41 | 3 | 0.01
2020 | NYISO_J-K_2_NEISO | NYISO_J-K | NEISO | Internal | Summer | B3 | 75 | 0.01 | 0 | 53.15 | 48.9 | 3 | 0
2020 | NYISO_J-K_2_NEISO | NYISO_J-K | NEISO | Internal | Summer | B4 | 100 | 0.01 | 0 | 49.18 | 42.81 | 3 | 0
2020 | NYISO_J-K_2_NEISO | NYISO_J-K | NEISO | Internal | Summer | B5 | 200 | 0.01 | 0 | 49.18 | 34.9 | 3 | 0
2020 | NYISO_J-K_2_NEISO | NYISO_J-K | NEISO | Internal | Summer | B6 | 300 | 0.01 | 0 | 49.18 | 34.9 | 3 | 0
2020 | NYISO_J-K_2_NEISO | NYISO_J-K | NEISO | Internal | Summer | B7 | 400 | 0.01 | 0 | 47.64 | 34.9 | 3 | 0
2020 | NYISO_J-K_2_NEISO | NYISO_J-K | NEISO | Internal | Summer | B8 | 500 | 0.01 | 0 | 37.92 | 34.9 | 3 | 0
2020 | NYISO_J-K_2_NEISO | NYISO_J-K | NEISO | Internal | Summer | B9 | 800 | 0.01 | 0 | 37.9 | 34.9 | 3 | 0
2020 | NYISO_J-K_2_NEISO | NYISO_J-K | NEISO | Internal | Summer | B10 | 1262 | 0.01 | 0 | 37.9 | 34.9 | 3 | 0
2020 | NYISO_J-K_2_NEISO | NYISO_J-K | NEISO | Internal | Winter | B16 | 25 | 0.01 | 0 | 62.19 | 46.27 | 3 | 0.01
2020 | NYISO_J-K_2_NEISO | NYISO_J-K | NEISO | Internal | Winter | B17 | 100 | 0.01 | 0 | 53.82 | 46.27 | 3 | 0
2020 | NYISO_J-K_2_NEISO | NYISO_J-K | NEISO | Internal | Winter | B18 | 400 | 0.01 | 0 | 50.79 | 46.27 | 3 | 0
2020 | NYISO_J-K_2_NEISO | NYISO_J-K | NEISO | Internal | Winter | B19 | 700 | 0.01 | 0 | 49.29 | 46.27 | 3 | 0
2020 | NYISO_J-K_2_NEISO | NYISO_J-K | NEISO | Internal | Winter | B20 | 935 | 0.01 | 0 | 45.55 | 46.27 | 3 | 0
2020 | NYISO_J-K_2_NYISO_G-I | NYISO_J-K | NYISO_G-I | Internal | Shoulder | B11 | 25 | 1999 | 0 | 53.28 | 53.27 | 0.01 | 0
2020 | NYISO_J-K_2_NYISO_G-I | NYISO_J-K | NYISO_G-I | Internal | Shoulder | B12 | 200 | 1999 | 0 | 40.68 | 40.67 | 0.01 | 0
2020 | NYISO_J-K_2_NYISO_G-I | NYISO_J-K | NYISO_G-I | Internal | Shoulder | B13 | 600 | 1999 | 0 | 40.67 | 40.66 | 0.01 | 0
2020 | NYISO_J-K_2_NYISO_G-I | NYISO_J-K | NYISO_G-I | Internal | Shoulder | B14 | 900 | 1999 | 0 | 40.09 | 40.08 | 0.01 | 0
2020 | NYISO_J-K_2_NYISO_G-I | NYISO_J-K | NYISO_G-I | Internal | Shoulder | B15 | 1203 | 1999 | 0 | 39.34 | 39.33 | 0.01 | 0
2020 | NYISO_J-K_2_NYISO_G-I | NYISO_J-K | NYISO_G-I | Internal | Summer | B1 | 10 | 1999 | 0 | 78.4 | 78.39 | 0.01 | 0
2020 | NYISO_J-K_2_NYISO_G-I | NYISO_J-K | NYISO_G-I | Internal | Summer | B2 | 25 | 1999 | 0 | 71.42 | 71.41 | 0.01 | 0
2020 | NYISO_J-K_2_NYISO_G-I | NYISO_J-K | NYISO_G-I | Internal | Summer | B3 | 75 | 1999 | 0 | 53.15 | 53.14 | 0.01 | 0
2020 | NYISO_J-K_2_NYISO_G-I | NYISO_J-K | NYISO_G-I | Internal | Summer | B4 | 100 | 1999 | 0 | 49.18 | 49.17 | 0.01 | 0
2020 | NYISO_J-K_2_NYISO_G-I | NYISO_J-K | NYISO_G-I | Internal | Summer | B5 | 200 | 1999 | 0 | 49.18 | 49.17 | 0.01 | 0
2020 | NYISO_J-K_2_NYISO_G-I | NYISO_J-K | NYISO_G-I | Internal | Summer | B6 | 300 | 1999 | 0 | 49.18 | 49.17 | 0.01 | 0
2020 | NYISO_J-K_2_NYISO_G-I | NYISO_J-K | NYISO_G-I | Internal | Summer | B7 | 400 | 1999 | 0 | 47.64 | 47.63 | 0.01 | 0
2020 | NYISO_J-K_2_NYISO_G-I | NYISO_J-K | NYISO_G-I | Internal | Summer | B8 | 500 | 1999 | 0 | 37.92 | 37.91 | 0.01 | 0
2020 | NYISO_J-K_2_NYISO_G-I | NYISO_J-K | NYISO_G-I | Internal | Summer | B9 | 800 | 1999 | 0 | 37.9 | 37.88 | 0.01 | 0
2020 | NYISO_J-K_2_NYISO_G-I | NYISO_J-K | NYISO_G-I | Internal | Summer | B10 | 1262 | 1999 | 0 | 37.9 | 37.88 | 0.01 | 0
2020 | NYISO_J-K_2_NYISO_G-I | NYISO_J-K | NYISO_G-I | Internal | Winter | B16 | 25 | 1999 | 0 | 62.19 | 62.18 | 0.01 | 0
2020 | NYISO_J-K_2_NYISO_G-I | NYISO_J-K | NYISO_G-I | Internal | Winter | B17 | 100 | 1999 | 0 | 53.82 | 53.81 | 0.01 | 0
2020 | NYISO_J-K_2_NYISO_G-I | NYISO_J-K | NYISO_G-I | Internal | Winter | B18 | 400 | 1999 | 0 | 50.79 | 50.78 | 0.01 | 0
2020 | NYISO_J-K_2_NYISO_G-I | NYISO_J-K | NYISO_G-I | Internal | Winter | B19 | 700 | 1999 | 0 | 49.29 | 49.28 | 0.01 | 0
2020 | NYISO_J-K_2_NYISO_G-I | NYISO_J-K | NYISO_G-I | Internal | Winter | B20 | 935 | 1999 | 0 | 45.55 | 45.54 | 0.01 | 0
2020 | NYISO_J-K_2_PJM_E | NYISO_J-K | PJM_E | Internal | Shoulder | B11 | 25 | 0.01 | 0 | 53.28 | 53.96 | 8 | 0.01
2020 | NYISO_J-K_2_PJM_E | NYISO_J-K | PJM_E | Internal | Shoulder | B12 | 200 | 0.01 | 0 | 40.68 | 47.84 | 8 | 0
2020 | NYISO_J-K_2_PJM_E | NYISO_J-K | PJM_E | Internal | Shoulder | B13 | 600 | 0.01 | 0 | 40.67 | 43.57 | 8 | 0
2020 | NYISO_J-K_2_PJM_E | NYISO_J-K | PJM_E | Internal | Shoulder | B14 | 900 | 0.01 | 0 | 40.09 | 41.62 | 8 | 0
2020 | NYISO_J-K_2_PJM_E | NYISO_J-K | PJM_E | Internal | Shoulder | B15 | 1203 | 0.01 | 0 | 39.34 | 37.23 | 8 | 0
2020 | NYISO_J-K_2_PJM_E | NYISO_J-K | PJM_E | Internal | Summer | B1 | 10 | 0.01 | 0 | 78.4 | 65.97 | 8 | 0.02
2020 | NYISO_J-K_2_PJM_E | NYISO_J-K | PJM_E | Internal | Summer | B2 | 25 | 0.01 | 0 | 71.42 | 65.42 | 8 | 0.01
2020 | NYISO_J-K_2_PJM_E | NYISO_J-K | PJM_E | Internal | Summer | B3 | 75 | 0.01 | 0 | 53.15 | 61.26 | 8 | 0.11
2020 | NYISO_J-K_2_PJM_E | NYISO_J-K | PJM_E | Internal | Summer | B4 | 100 | 0.01 | 0 | 49.18 | 60.38 | 8 | 3.2
2020 | NYISO_J-K_2_PJM_E | NYISO_J-K | PJM_E | Internal | Summer | B5 | 200 | 0.01 | 0 | 49.18 | 53.83 | 8 | 0
2020 | NYISO_J-K_2_PJM_E | NYISO_J-K | PJM_E | Internal | Summer | B6 | 300 | 0.01 | 0 | 49.18 | 50.05 | 8 | 0
2020 | NYISO_J-K_2_PJM_E | NYISO_J-K | PJM_E | Internal | Summer | B7 | 400 | 0.01 | 0 | 47.64 | 41.63 | 8 | 0
2020 | NYISO_J-K_2_PJM_E | NYISO_J-K | PJM_E | Internal | Summer | B8 | 500 | 0.01 | 0 | 37.92 | 38.56 | 8 | 0
2020 | NYISO_J-K_2_PJM_E | NYISO_J-K | PJM_E | Internal | Summer | B9 | 800 | 0.01 | 0 | 37.9 | 37.33 | 8 | 0
2020 | NYISO_J-K_2_PJM_E | NYISO_J-K | PJM_E | Internal | Summer | B10 | 1262 | 0.01 | 0 | 37.9 | 35.76 | 8 | 0
2020 | NYISO_J-K_2_PJM_E | NYISO_J-K | PJM_E | Internal | Winter | B16 | 25 | 0.01 | 0 | 62.19 | 56.18 | 8 | 0.01
2020 | NYISO_J-K_2_PJM_E | NYISO_J-K | PJM_E | Internal | Winter | B17 | 100 | 0.01 | 0 | 53.82 | 48.32 | 8 | 0
2020 | NYISO_J-K_2_PJM_E | NYISO_J-K | PJM_E | Internal | Winter | B18 | 400 | 0.01 | 0 | 50.79 | 44.21 | 8 | 0
2020 | NYISO_J-K_2_PJM_E | NYISO_J-K | PJM_E | Internal | Winter | B19 | 700 | 0.01 | 0 | 49.29 | 43.28 | 8 | 0
2020 | NYISO_J-K_2_PJM_E | NYISO_J-K | PJM_E | Internal | Winter | B20 | 935 | 0.01 | 0 | 45.55 | 38.71 | 8 | 0
2020 | PJM_E_2_NYISO_G-I | PJM_E | NYISO_G-I | Internal | Shoulder | B11 | 25 | 500 | 0 | 53.96 | 53.27 | 6 | 0
2020 | PJM_E_2_NYISO_G-I | PJM_E | NYISO_G-I | Internal | Shoulder | B12 | 200 | 500 | 0 | 47.84 | 40.67 | 6 | 0
2020 | PJM_E_2_NYISO_G-I | PJM_E | NYISO_G-I | Internal | Shoulder | B13 | 600 | 500 | 0 | 43.57 | 40.66 | 6 | 0
2020 | PJM_E_2_NYISO_G-I | PJM_E | NYISO_G-I | Internal | Shoulder | B14 | 900 | 500 | 0 | 41.62 | 40.08 | 6 | 0
2020 | PJM_E_2_NYISO_G-I | PJM_E | NYISO_G-I | Internal | Shoulder | B15 | 1203 | 500 | 0 | 37.23 | 39.33 | 6 | 0
2020 | PJM_E_2_NYISO_G-I | PJM_E | NYISO_G-I | Internal | Summer | B1 | 10 | 500 | 500 | 65.97 | 78.39 | 6 | 6.42
2020 | PJM_E_2_NYISO_G-I | PJM_E | NYISO_G-I | Internal | Summer | B2 | 25 | 500 | 0 | 65.42 | 71.41 | 6 | 0
2020 | PJM_E_2_NYISO_G-I | PJM_E | NYISO_G-I | Internal | Summer | B3 | 75 | 500 | 0 | 61.26 | 53.14 | 6 | 0
2020 | PJM_E_2_NYISO_G-I | PJM_E | NYISO_G-I | Internal | Summer | B4 | 100 | 500 | 0 | 60.38 | 49.17 | 6 | 0
2020 | PJM_E_2_NYISO_G-I | PJM_E | NYISO_G-I | Internal | Summer | B5 | 200 | 500 | 0 | 53.83 | 49.17 | 6 | 0
2020 | PJM_E_2_NYISO_G-I | PJM_E | NYISO_G-I | Internal | Summer | B6 | 300 | 500 | 0 | 50.05 | 49.17 | 6 | 0
2020 | PJM_E_2_NYISO_G-I | PJM_E | NYISO_G-I | Internal | Summer | B7 | 400 | 500 | 192.89 | 41.63 | 47.63 | 6 | 0
2020 | PJM_E_2_NYISO_G-I | PJM_E | NYISO_G-I | Internal | Summer | B8 | 500 | 500 | 0 | 38.56 | 37.91 | 6 | 0
2020 | PJM_E_2_NYISO_G-I | PJM_E | NYISO_G-I | Internal | Summer | B9 | 800 | 500 | 0 | 37.33 | 37.88 | 6 | 0
2020 | PJM_E_2_NYISO_G-I | PJM_E | NYISO_G-I | Internal | Summer | B10 | 1262 | 500 | 0 | 35.76 | 37.88 | 6 | 0
2020 | PJM_E_2_NYISO_G-I | PJM_E | NYISO_G-I | Internal | Winter | B16 | 25 | 500 | 180.38 | 56.18 | 62.18 | 6 | 0
2020 | PJM_E_2_NYISO_G-I | PJM_E | NYISO_G-I | Internal | Winter | B17 | 100 | 500 | 0 | 48.32 | 53.81 | 6 | 0
2020 | PJM_E_2_NYISO_G-I | PJM_E | NYISO_G-I | Internal | Winter | B18 | 400 | 500 | 500 | 44.21 | 50.78 | 6 | 0.57
2020 | PJM_E_2_NYISO_G-I | PJM_E | NYISO_G-I | Internal | Winter | B19 | 700 | 500 | 38.18 | 43.28 | 49.28 | 6 | 0
2020 | PJM_E_2_NYISO_G-I | PJM_E | NYISO_G-I | Internal | Winter | B20 | 935 | 500 | 500 | 38.71 | 45.54 | 6 | 0.83
2020 | PJM_E_2_NYISO_J-K | PJM_E | NYISO_J-K | Internal | Shoulder | B11 | 25 | 330 | 0 | 53.96 | 53.28 | 6 | 0
2020 | PJM_E_2_NYISO_J-K | PJM_E | NYISO_J-K | Internal | Shoulder | B12 | 200 | 330 | 0 | 47.84 | 40.68 | 6 | 0
2020 | PJM_E_2_NYISO_J-K | PJM_E | NYISO_J-K | Internal | Shoulder | B13 | 600 | 330 | 0 | 43.57 | 40.67 | 6 | 0
2020 | PJM_E_2_NYISO_J-K | PJM_E | NYISO_J-K | Internal | Shoulder | B14 | 900 | 330 | 0 | 41.62 | 40.09 | 6 | 0
2020 | PJM_E_2_NYISO_J-K | PJM_E | NYISO_J-K | Internal | Shoulder | B15 | 1203 | 330 | 0 | 37.23 | 39.34 | 6 | 0
2020 | PJM_E_2_NYISO_J-K | PJM_E | NYISO_J-K | Internal | Summer | B1 | 10 | 330 | 330 | 65.97 | 78.4 | 6 | 6.43
2020 | PJM_E_2_NYISO_J-K | PJM_E | NYISO_J-K | Internal | Summer | B2 | 25 | 330 | 67.17 | 65.42 | 71.42 | 6 | 0
2020 | PJM_E_2_NYISO_J-K | PJM_E | NYISO_J-K | Internal | Summer | B3 | 75 | 330 | 0 | 61.26 | 53.15 | 6 | 0
2020 | PJM_E_2_NYISO_J-K | PJM_E | NYISO_J-K | Internal | Summer | B4 | 100 | 330 | 0 | 60.38 | 49.18 | 6 | 0
2020 | PJM_E_2_NYISO_J-K | PJM_E | NYISO_J-K | Internal | Summer | B5 | 200 | 330 | 0 | 53.83 | 49.18 | 6 | 0
2020 | PJM_E_2_NYISO_J-K | PJM_E | NYISO_J-K | Internal | Summer | B6 | 300 | 330 | 0 | 50.05 | 49.18 | 6 | 0
2020 | PJM_E_2_NYISO_J-K | PJM_E | NYISO_J-K | Internal | Summer | B7 | 400 | 330 | 330 | 41.63 | 47.64 | 6 | 0.01
2020 | PJM_E_2_NYISO_J-K | PJM_E | NYISO_J-K | Internal | Summer | B8 | 500 | 330 | 0 | 38.56 | 37.92 | 6 | 0
2020 | PJM_E_2_NYISO_J-K | PJM_E | NYISO_J-K | Internal | Summer | B9 | 800 | 330 | 0 | 37.33 | 37.9 | 6 | 0
2020 | PJM_E_2_NYISO_J-K | PJM_E | NYISO_J-K | Internal | Summer | B10 | 1262 | 330 | 0 | 35.76 | 37.9 | 6 | 0
2020 | PJM_E_2_NYISO_J-K | PJM_E | NYISO_J-K | Internal | Winter | B16 | 25 | 330 | 330 | 56.18 | 62.19 | 6 | 0.01
2020 | PJM_E_2_NYISO_J-K | PJM_E | NYISO_J-K | Internal | Winter | B17 | 100 | 330 | 0 | 48.32 | 53.82 | 6 | 0
2020 | PJM_E_2_NYISO_J-K | PJM_E | NYISO_J-K | Internal | Winter | B18 | 400 | 330 | 330 | 44.21 | 50.79 | 6 | 0.58
2020 | PJM_E_2_NYISO_J-K | PJM_E | NYISO_J-K | Internal | Winter | B19 | 700 | 330 | 330 | 43.28 | 49.29 | 6 | 0.01
2020 | PJM_E_2_NYISO_J-K | PJM_E | NYISO_J-K | Internal | Winter | B20 | 935 | 330 | 330 | 38.71 | 45.55 | 6 | 0.84
2020 | PJM_E_2_PJM_ROM | PJM_E | PJM_ROM | Internal | Shoulder | B11 | 25 | 8000 | 2720.24 | 53.96 | 53.97 | 0.01 | 0
2020 | PJM_E_2_PJM_ROM | PJM_E | PJM_ROM | Internal | Shoulder | B12 | 200 | 8000 | 2505.77 | 47.84 | 47.85 | 0.01 | 0
2020 | PJM_E_2_PJM_ROM | PJM_E | PJM_ROM | Internal | Shoulder | B13 | 600 | 8000 | 3036.73 | 43.57 | 43.58 | 0.01 | 0
2020 | PJM_E_2_PJM_ROM | PJM_E | PJM_ROM | Internal | Shoulder | B14 | 900 | 8000 | 1253.33 | 41.62 | 41.64 | 0.01 | 0
2020 | PJM_E_2_PJM_ROM | PJM_E | PJM_ROM | Internal | Shoulder | B15 | 1203 | 8000 | 0 | 37.23 | 37.22 | 0.01 | 0
2020 | PJM_E_2_PJM_ROM | PJM_E | PJM_ROM | Internal | Summer | B1 | 10 | 8000 | 0 | 65.97 | 65.96 | 0.01 | 0
2020 | PJM_E_2_PJM_ROM | PJM_E | PJM_ROM | Internal | Summer | B2 | 25 | 8000 | 0 | 65.42 | 65.41 | 0.01 | 0
2020 | PJM_E_2_PJM_ROM | PJM_E | PJM_ROM | Internal | Summer | B3 | 75 | 8000 | 645.01 | 61.26 | 61.27 | 0.01 | 0
2020 | PJM_E_2_PJM_ROM | PJM_E | PJM_ROM | Internal | Summer | B4 | 100 | 8000 | 2569.99 | 60.38 | 60.39 | 0.01 | 0
2020 | PJM_E_2_PJM_ROM | PJM_E | PJM_ROM | Internal | Summer | B5 | 200 | 8000 | 0 | 53.83 | 53.82 | 0.01 | 0
2020 | PJM_E_2_PJM_ROM | PJM_E | PJM_ROM | Internal | Summer | B6 | 300 | 8000 | 661.6 | 50.05 | 50.06 | 0.01 | 0
2020 | PJM_E_2_PJM_ROM | PJM_E | PJM_ROM | Internal | Summer | B7 | 400 | 8000 | 1108.91 | 41.63 | 41.64 | 0.01 | 0
2020 | PJM_E_2_PJM_ROM | PJM_E | PJM_ROM | Internal | Summer | B8 | 500 | 8000 | 0 | 38.56 | 38.55 | 0.01 | 0
2020 | PJM_E_2_PJM_ROM | PJM_E | PJM_ROM | Internal | Summer | B9 | 800 | 8000 | 0 | 37.33 | 37.32 | 0.01 | 0
2020 | PJM_E_2_PJM_ROM | PJM_E | PJM_ROM | Internal | Summer | B10 | 1262 | 8000 | 117.18 | 35.76 | 35.77 | 0.01 | 0
2020 | PJM_E_2_PJM_ROM | PJM_E | PJM_ROM | Internal | Winter | B16 | 25 | 8000 | 0 | 56.18 | 56.17 | 0.01 | 0
2020 | PJM_E_2_PJM_ROM | PJM_E | PJM_ROM | Internal | Winter | B17 | 100 | 8000 | 0 | 48.32 | 48.31 | 0.01 | 0
2020 | PJM_E_2_PJM_ROM | PJM_E | PJM_ROM | Internal | Winter | B18 | 400 | 8000 | 0 | 44.21 | 44.2 | 0.01 | 0
2020 | PJM_E_2_PJM_ROM | PJM_E | PJM_ROM | Internal | Winter | B19 | 700 | 8000 | 0 | 43.28 | 43.26 | 0.01 | 0
2020 | PJM_E_2_PJM_ROM | PJM_E | PJM_ROM | Internal | Winter | B20 | 935 | 8000 | 0 | 38.71 | 38.7 | 0.01 | 0
2020 | PJM_ROR_2_MISO_IN | PJM_ROR | MISO_IN | Internal | Shoulder | B11 | 25 | 909 | 527.18 | 53.98 | 55.98 | 2 | 0
2020 | PJM_ROR_2_MISO_IN | PJM_ROR | MISO_IN | Internal | Shoulder | B12 | 200 | 909 | 0 | 47.86 | 45.87 | 2 | 0
2020 | PJM_ROR_2_MISO_IN | PJM_ROR | MISO_IN | Internal | Shoulder | B13 | 600 | 909 | 0 | 43.6 | 41.63 | 2 | 0
2020 | PJM_ROR_2_MISO_IN | PJM_ROR | MISO_IN | Internal | Shoulder | B14 | 900 | 909 | 0 | 41.62 | 39.66 | 2 | 0
2020 | PJM_ROR_2_MISO_IN | PJM_ROR | MISO_IN | Internal | Shoulder | B15 | 1203 | 909 | 0 | 37.21 | 38.47 | 2 | 0
2020 | PJM_ROR_2_MISO_IN | PJM_ROR | MISO_IN | Internal | Summer | B1 | 10 | 909 | 0 | 65.94 | 63.93 | 2 | 0
2020 | PJM_ROR_2_MISO_IN | PJM_ROR | MISO_IN | Internal | Summer | B2 | 25 | 909 | 0 | 65.4 | 63.41 | 2 | 0
2020 | PJM_ROR_2_MISO_IN | PJM_ROR | MISO_IN | Internal | Summer | B3 | 75 | 909 | 0 | 61.28 | 61.13 | 2 | 0
2020 | PJM_ROR_2_MISO_IN | PJM_ROR | MISO_IN | Internal | Summer | B4 | 100 | 909 | 0 | 60.4 | 60.51 | 2 | 0
2020 | PJM_ROR_2_MISO_IN | PJM_ROR | MISO_IN | Internal | Summer | B5 | 200 | 909 | 0 | 53.83 | 53.07 | 2 | 0
2020 | PJM_ROR_2_MISO_IN | PJM_ROR | MISO_IN | Internal | Summer | B6 | 300 | 909 | 0 | 50.05 | 48.05 | 2 | 0
2020 | PJM_ROR_2_MISO_IN | PJM_ROR | MISO_IN | Internal | Summer | B7 | 400 | 909 | 0 | 41.65 | 39.65 | 2 | 0
2020 | PJM_ROR_2_MISO_IN | PJM_ROR | MISO_IN | Internal | Summer | B8 | 500 | 909 | 0 | 38.53 | 37.52 | 2 | 0
2020 | PJM_ROR_2_MISO_IN | PJM_ROR | MISO_IN | Internal | Summer | B9 | 800 | 909 | 0 | 37.31 | 37.36 | 2 | 0
2020 | PJM_ROR_2_MISO_IN | PJM_ROR | MISO_IN | Internal | Summer | B10 | 1262 | 909 | 0 | 35.76 | 36.02 | 2 | 0
2020 | PJM_ROR_2_MISO_IN | PJM_ROR | MISO_IN | Internal | Winter | B16 | 25 | 909 | 0 | 56.16 | 54.17 | 2 | 0
2020 | PJM_ROR_2_MISO_IN | PJM_ROR | MISO_IN | Internal | Winter | B17 | 100 | 909 | 0 | 48.3 | 46.28 | 2 | 0
2020 | PJM_ROR_2_MISO_IN | PJM_ROR | MISO_IN | Internal | Winter | B18 | 400 | 909 | 0 | 44.19 | 42.19 | 2 | 0
2020 | PJM_ROR_2_MISO_IN | PJM_ROR | MISO_IN | Internal | Winter | B19 | 700 | 909 | 0 | 43.25 | 41.26 | 2 | 0
2020 | PJM_ROR_2_MISO_IN | PJM_ROR | MISO_IN | Internal | Winter | B20 | 935 | 909 | 0 | 38.68 | 37.38 | 2 | 0
2020 | PJM_ROR_2_MISO_MI | PJM_ROR | MISO_MI | Internal | Shoulder | B11 | 25 | 1305 | 0 | 53.98 | 53.68 | 2 | 0
2020 | PJM_ROR_2_MISO_MI | PJM_ROR | MISO_MI | Internal | Shoulder | B12 | 200 | 1305 | 0 | 47.86 | 45.86 | 2 | 0
2020 | PJM_ROR_2_MISO_MI | PJM_ROR | MISO_MI | Internal | Shoulder | B13 | 600 | 1305 | 0 | 43.6 | 41.64 | 2 | 0
2020 | PJM_ROR_2_MISO_MI | PJM_ROR | MISO_MI | Internal | Shoulder | B14 | 900 | 1305 | 0 | 41.62 | 39.65 | 2 | 0
2020 | PJM_ROR_2_MISO_MI | PJM_ROR | MISO_MI | Internal | Shoulder | B15 | 1203 | 1305 | 0 | 37.21 | 38.48 | 2 | 0
2020 | PJM_ROR_2_MISO_MI | PJM_ROR | MISO_MI | Internal | Summer | B1 | 10 | 1305 | 0 | 65.94 | 63.92 | 2 | 0
2020 | PJM_ROR_2_MISO_MI | PJM_ROR | MISO_MI | Internal | Summer | B2 | 25 | 1305 | 0 | 65.4 | 63.4 | 2 | 0
2020 | PJM_ROR_2_MISO_MI | PJM_ROR | MISO_MI | Internal | Summer | B3 | 75 | 1305 | 0 | 61.28 | 59.28 | 2 | 0
2020 | PJM_ROR_2_MISO_MI | PJM_ROR | MISO_MI | Internal | Summer | B4 | 100 | 1305 | 0 | 60.4 | 58.16 | 2 | 0
2020 | PJM_ROR_2_MISO_MI | PJM_ROR | MISO_MI | Internal | Summer | B5 | 200 | 1305 | 0 | 53.83 | 52.08 | 2 | 0
2020 | PJM_ROR_2_MISO_MI | PJM_ROR | MISO_MI | Internal | Summer | B6 | 300 | 1305 | 0 | 50.05 | 48.05 | 2 | 0
2020 | PJM_ROR_2_MISO_MI | PJM_ROR | MISO_MI | Internal | Summer | B7 | 400 | 1305 | 0 | 41.65 | 39.66 | 2 | 0
2020 | PJM_ROR_2_MISO_MI | PJM_ROR | MISO_MI | Internal | Summer | B8 | 500 | 1305 | 0 | 38.53 | 37.53 | 2 | 0
2020 | PJM_ROR_2_MISO_MI | PJM_ROR | MISO_MI | Internal | Summer | B9 | 800 | 1305 | 0 | 37.31 | 37.38 | 2 | 0
2020 | PJM_ROR_2_MISO_MI | PJM_ROR | MISO_MI | Internal | Summer | B10 | 1262 | 1305 | 0 | 35.76 | 36.03 | 2 | 0
2020 | PJM_ROR_2_MISO_MI | PJM_ROR | MISO_MI | Internal | Winter | B16 | 25 | 1305 | 0 | 56.16 | 54.16 | 2 | 0
2020 | PJM_ROR_2_MISO_MI | PJM_ROR | MISO_MI | Internal | Winter | B17 | 100 | 1305 | 0 | 48.3 | 46.3 | 2 | 0
2020 | PJM_ROR_2_MISO_MI | PJM_ROR | MISO_MI | Internal | Winter | B18 | 400 | 1305 | 0 | 44.19 | 42.19 | 2 | 0
2020 | PJM_ROR_2_MISO_MI | PJM_ROR | MISO_MI | Internal | Winter | B19 | 700 | 1305 | 0 | 43.25 | 41.28 | 2 | 0
2020 | PJM_ROR_2_MISO_MI | PJM_ROR | MISO_MI | Internal | Winter | B20 | 935 | 1305 | 0 | 38.68 | 37.4 | 2 | 0
2020 | PJM_ROR_2_MISO_MO-IL | PJM_ROR | MISO_MO-IL | Internal | Shoulder | B11 | 25 | 1111 | 1110.99 | 53.98 | 55.99 | 2 | 0.01
2020 | PJM_ROR_2_MISO_MO-IL | PJM_ROR | MISO_MO-IL | Internal | Shoulder | B12 | 200 | 1111 | 0 | 47.86 | 45.86 | 2 | 0
2020 | PJM_ROR_2_MISO_MO-IL | PJM_ROR | MISO_MO-IL | Internal | Shoulder | B13 | 600 | 1111 | 0 | 43.6 | 41.62 | 2 | 0
2020 | PJM_ROR_2_MISO_MO-IL | PJM_ROR | MISO_MO-IL | Internal | Shoulder | B14 | 900 | 1111 | 0 | 41.62 | 39.65 | 2 | 0
2020 | PJM_ROR_2_MISO_MO-IL | PJM_ROR | MISO_MO-IL | Internal | Shoulder | B15 | 1203 | 1111 | 0 | 37.21 | 38.46 | 2 | 0
2020 | PJM_ROR_2_MISO_MO-IL | PJM_ROR | MISO_MO-IL | Internal | Summer | B1 | 10 | 1111 | 0 | 65.94 | 63.94 | 2 | 0
2020 | PJM_ROR_2_MISO_MO-IL | PJM_ROR | MISO_MO-IL | Internal | Summer | B2 | 25 | 1111 | 0 | 65.4 | 63.4 | 2 | 0
2020 | PJM_ROR_2_MISO_MO-IL | PJM_ROR | MISO_MO-IL | Internal | Summer | B3 | 75 | 1111 | 0 | 61.28 | 61.14 | 2 | 0
2020 | PJM_ROR_2_MISO_MO-IL | PJM_ROR | MISO_MO-IL | Internal | Summer | B4 | 100 | 1111 | 0 | 60.4 | 60.52 | 2 | 0
2020 | PJM_ROR_2_MISO_MO-IL | PJM_ROR | MISO_MO-IL | Internal | Summer | B5 | 200 | 1111 | 0 | 53.83 | 53.08 | 2 | 0
2020 | PJM_ROR_2_MISO_MO-IL | PJM_ROR | MISO_MO-IL | Internal | Summer | B6 | 300 | 1111 | 0 | 50.05 | 48.06 | 2 | 0
2020 | PJM_ROR_2_MISO_MO-IL | PJM_ROR | MISO_MO-IL | Internal | Summer | B7 | 400 | 1111 | 0 | 41.65 | 39.66 | 2 | 0
2020 | PJM_ROR_2_MISO_MO-IL | PJM_ROR | MISO_MO-IL | Internal | Summer | B8 | 500 | 1111 | 0 | 38.53 | 37.51 | 2 | 0
2020 | PJM_ROR_2_MISO_MO-IL | PJM_ROR | MISO_MO-IL | Internal | Summer | B9 | 800 | 1111 | 0 | 37.31 | 37.35 | 2 | 0
2020 | PJM_ROR_2_MISO_MO-IL | PJM_ROR | MISO_MO-IL | Internal | Summer | B10 | 1262 | 1111 | 0 | 35.76 | 35.79 | 2 | 0
2020 | PJM_ROR_2_MISO_MO-IL | PJM_ROR | MISO_MO-IL | Internal | Winter | B16 | 25 | 1111 | 0 | 56.16 | 54.16 | 2 | 0
2020 | PJM_ROR_2_MISO_MO-IL | PJM_ROR | MISO_MO-IL | Internal | Winter | B17 | 100 | 1111 | 0 | 48.3 | 46.27 | 2 | 0
2020 | PJM_ROR_2_MISO_MO-IL | PJM_ROR | MISO_MO-IL | Internal | Winter | B18 | 400 | 1111 | 0 | 44.19 | 42.18 | 2 | 0
2020 | PJM_ROR_2_MISO_MO-IL | PJM_ROR | MISO_MO-IL | Internal | Winter | B19 | 700 | 1111 | 0 | 43.25 | 41.25 | 2 | 0
2020 | PJM_ROR_2_MISO_MO-IL | PJM_ROR | MISO_MO-IL | Internal | Winter | B20 | 935 | 1111 | 0 | 38.68 | 37.37 | 2 | 0
2020 | PJM_ROR_2_MISO_W | PJM_ROR | MISO_W | Internal | Shoulder | B11 | 25 | 709 | 309 | 53.98 | 55.98 | 2 | 0
2020 | PJM_ROR_2_MISO_W | PJM_ROR | MISO_W | Internal | Shoulder | B12 | 200 | 709 | 0 | 47.86 | 45.85 | 2 | 0
2020 | PJM_ROR_2_MISO_W | PJM_ROR | MISO_W | Internal | Shoulder | B13 | 600 | 709 | 0 | 43.6 | 41.61 | 2 | 0
2020 | PJM_ROR_2_MISO_W | PJM_ROR | MISO_W | Internal | Shoulder | B14 | 900 | 709 | 0 | 41.62 | 39.64 | 2 | 0
2020 | PJM_ROR_2_MISO_W | PJM_ROR | MISO_W | Internal | Shoulder | B15 | 1203 | 709 | 0 | 37.21 | 38.47 | 2 | 0
2020 | PJM_ROR_2_MISO_W | PJM_ROR | MISO_W | Internal | Summer | B1 | 10 | 709 | 0 | 65.94 | 63.93 | 2 | 0
2020 | PJM_ROR_2_MISO_W | PJM_ROR | MISO_W | Internal | Summer | B2 | 25 | 709 | 0 | 65.4 | 63.41 | 2 | 0
2020 | PJM_ROR_2_MISO_W | PJM_ROR | MISO_W | Internal | Summer | B3 | 75 | 709 | 0 | 61.28 | 62.58 | 2 | 0
2020 | PJM_ROR_2_MISO_W | PJM_ROR | MISO_W | Internal | Summer | B4 | 100 | 709 | 219.08 | 60.4 | 62.4 | 2 | 0
2020 | PJM_ROR_2_MISO_W | PJM_ROR | MISO_W | Internal | Summer | B5 | 200 | 709 | 0 | 53.83 | 53.09 | 2 | 0
2020 | PJM_ROR_2_MISO_W | PJM_ROR | MISO_W | Internal | Summer | B6 | 300 | 709 | 0 | 50.05 | 48.86 | 2 | 0
2020 | PJM_ROR_2_MISO_W | PJM_ROR | MISO_W | Internal | Summer | B7 | 400 | 709 | 0 | 41.65 | 39.66 | 2 | 0
2020 | PJM_ROR_2_MISO_W | PJM_ROR | MISO_W | Internal | Summer | B8 | 500 | 709 | 0 | 38.53 | 37.5 | 2 | 0
2020 | PJM_ROR_2_MISO_W | PJM_ROR | MISO_W | Internal | Summer | B9 | 800 | 709 | 0 | 37.31 | 37.34 | 2 | 0
2020 | PJM_ROR_2_MISO_W | PJM_ROR | MISO_W | Internal | Summer | B10 | 1262 | 709 | 0 | 35.76 | 35.78 | 2 | 0
2020 | PJM_ROR_2_MISO_W | PJM_ROR | MISO_W | Internal | Winter | B16 | 25 | 709 | 0 | 56.16 | 54.15 | 2 | 0
2020 | PJM_ROR_2_MISO_W | PJM_ROR | MISO_W | Internal | Winter | B17 | 100 | 709 | 0 | 48.3 | 46.26 | 2 | 0
2020 | PJM_ROR_2_MISO_W | PJM_ROR | MISO_W | Internal | Winter | B18 | 400 | 709 | 0 | 44.19 | 42.19 | 2 | 0
2020 | PJM_ROR_2_MISO_W | PJM_ROR | MISO_W | Internal | Winter | B19 | 700 | 709 | 0 | 43.25 | 41.3 | 2 | 0
2020 | PJM_ROR_2_MISO_W | PJM_ROR | MISO_W | Internal | Winter | B20 | 935 | 709 | 0 | 38.68 | 37.36 | 2 | 0
2020 | PJM_ROR_2_MISO_WUMS | PJM_ROR | MISO_WUMS | Internal | Shoulder | B11 | 25 | 1467 | 0 | 53.98 | 51.98 | 2 | 0
2020 | PJM_ROR_2_MISO_WUMS | PJM_ROR | MISO_WUMS | Internal | Shoulder | B12 | 200 | 1467 | 0 | 47.86 | 45.84 | 2 | 0
2020 | PJM_ROR_2_MISO_WUMS | PJM_ROR | MISO_WUMS | Internal | Shoulder | B13 | 600 | 1467 | 0 | 43.6 | 41.6 | 2 | 0
2020 | PJM_ROR_2_MISO_WUMS | PJM_ROR | MISO_WUMS | Internal | Shoulder | B14 | 900 | 1467 | 0 | 41.62 | 39.62 | 2 | 0
2020 | PJM_ROR_2_MISO_WUMS | PJM_ROR | MISO_WUMS | Internal | Shoulder | B15 | 1203 | 1467 | 0 | 37.21 | 36.91 | 2 | 0
2020 | PJM_ROR_2_MISO_WUMS | PJM_ROR | MISO_WUMS | Internal | Summer | B1 | 10 | 1467 | 0 | 65.94 | 63.4 | 2 | 0
2020 | PJM_ROR_2_MISO_WUMS | PJM_ROR | MISO_WUMS | Internal | Summer | B2 | 25 | 1467 | 0 | 65.4 | 63.4 | 2 | 0
2020 | PJM_ROR_2_MISO_WUMS | PJM_ROR | MISO_WUMS | Internal | Summer | B3 | 75 | 1467 | 0 | 61.28 | 59.88 | 2 | 0
2020 | PJM_ROR_2_MISO_WUMS | PJM_ROR | MISO_WUMS | Internal | Summer | B4 | 100 | 1467 | 0 | 60.4 | 58.4 | 2 | 0
2020 | PJM_ROR_2_MISO_WUMS | PJM_ROR | MISO_WUMS | Internal | Summer | B5 | 200 | 1467 | 0 | 53.83 | 51.83 | 2 | 0
2020 | PJM_ROR_2_MISO_WUMS | PJM_ROR | MISO_WUMS | Internal | Summer | B6 | 300 | 1467 | 0 | 50.05 | 45.18 | 2 | 0
2020 | PJM_ROR_2_MISO_WUMS | PJM_ROR | MISO_WUMS | Internal | Summer | B7 | 400 | 1467 | 0 | 41.65 | 39.65 | 2 | 0
2020 | PJM_ROR_2_MISO_WUMS | PJM_ROR | MISO_WUMS | Internal | Summer | B8 | 500 | 1467 | 0 | 38.53 | 37.49 | 2 | 0
2020 | PJM_ROR_2_MISO_WUMS | PJM_ROR | MISO_WUMS | Internal | Summer | B9 | 800 | 1467 | 0 | 37.31 | 35.95 | 2 | 0
2020 | PJM_ROR_2_MISO_WUMS | PJM_ROR | MISO_WUMS | Internal | Summer | B10 | 1262 | 1467 | 0 | 35.76 | 35.66 | 2 | 0
2020 | PJM_ROR_2_MISO_WUMS | PJM_ROR | MISO_WUMS | Internal | Winter | B16 | 25 | 1467 | 0 | 56.16 | 54.13 | 2 | 0
2020 | PJM_ROR_2_MISO_WUMS | PJM_ROR | MISO_WUMS | Internal | Winter | B17 | 100 | 1467 | 0 | 48.3 | 46.25 | 2 | 0
2020 | PJM_ROR_2_MISO_WUMS | PJM_ROR | MISO_WUMS | Internal | Winter | B18 | 400 | 1467 | 0 | 44.19 | 42.18 | 2 | 0
2020 | PJM_ROR_2_MISO_WUMS | PJM_ROR | MISO_WUMS | Internal | Winter | B19 | 700 | 1467 | 0 | 43.25 | 41.29 | 2 | 0
2020 | PJM_ROR_2_MISO_WUMS | PJM_ROR | MISO_WUMS | Internal | Winter | B20 | 935 | 1467 | 0 | 38.68 | 37.37 | 2 | 0
2020 | PJM_ROR_2_PJM_ROM | PJM_ROR | PJM_ROM | Internal | Shoulder | B11 | 25 | 8000 | 0 | 53.98 | 53.97 | 0.01 | 0
2020 | PJM_ROR_2_PJM_ROM | PJM_ROR | PJM_ROM | Internal | Shoulder | B12 | 200 | 8000 | 0 | 47.86 | 47.85 | 0.01 | 0
2020 | PJM_ROR_2_PJM_ROM | PJM_ROR | PJM_ROM | Internal | Shoulder | B13 | 600 | 8000 | 0 | 43.6 | 43.58 | 0.01 | 0
2020 | PJM_ROR_2_PJM_ROM | PJM_ROR | PJM_ROM | Internal | Shoulder | B14 | 900 | 8000 | 1337.75 | 41.62 | 41.64 | 0.01 | 0
2020 | PJM_ROR_2_PJM_ROM | PJM_ROR | PJM_ROM | Internal | Shoulder | B15 | 1203 | 8000 | 3168.97 | 37.21 | 37.22 | 0.01 | 0
2020 | PJM_ROR_2_PJM_ROM | PJM_ROR | PJM_ROM | Internal | Summer | B1 | 10 | 8000 | 2842.81 | 65.94 | 65.96 | 0.01 | 0
2020 | PJM_ROR_2_PJM_ROM | PJM_ROR | PJM_ROM | Internal | Summer | B2 | 25 | 8000 | 660.83 | 65.4 | 65.41 | 0.01 | 0
2020 | PJM_ROR_2_PJM_ROM | PJM_ROR | PJM_ROM | Internal | Summer | B3 | 75 | 8000 | 0 | 61.28 | 61.27 | 0.01 | 0
2020 | PJM_ROR_2_PJM_ROM | PJM_ROR | PJM_ROM | Internal | Summer | B4 | 100 | 8000 | 0 | 60.4 | 60.39 | 0.01 | 0
2020 | PJM_ROR_2_PJM_ROM | PJM_ROR | PJM_ROM | Internal | Summer | B5 | 200 | 8000 | 0 | 53.83 | 53.82 | 0.01 | 0
2020 | PJM_ROR_2_PJM_ROM | PJM_ROR | PJM_ROM | Internal | Summer | B6 | 300 | 8000 | 757.87 | 50.05 | 50.06 | 0.01 | 0
2020 | PJM_ROR_2_PJM_ROM | PJM_ROR | PJM_ROM | Internal | Summer | B7 | 400 | 8000 | 0 | 41.65 | 41.64 | 0.01 | 0
2020 | PJM_ROR_2_PJM_ROM | PJM_ROR | PJM_ROM | Internal | Summer | B8 | 500 | 8000 | 1572.42 | 38.53 | 38.55 | 0.01 | 0
2020 | PJM_ROR_2_PJM_ROM | PJM_ROR | PJM_ROM | Internal | Summer | B9 | 800 | 8000 | 3067.34 | 37.31 | 37.32 | 0.01 | 0
2020 | PJM_ROR_2_PJM_ROM | PJM_ROR | PJM_ROM | Internal | Summer | B10 | 1262 | 8000 | 2692.52 | 35.76 | 35.77 | 0.01 | 0
2020 | PJM_ROR_2_PJM_ROM | PJM_ROR | PJM_ROM | Internal | Winter | B16 | 25 | 8000 | 1416.28 | 56.16 | 56.17 | 0.01 | 0
2020 | PJM_ROR_2_PJM_ROM | PJM_ROR | PJM_ROM | Internal | Winter | B17 | 100 | 8000 | 4221.33 | 48.3 | 48.31 | 0.01 | 0
2020 | PJM_ROR_2_PJM_ROM | PJM_ROR | PJM_ROM | Internal | Winter | B18 | 400 | 8000 | 7092.96 | 44.19 | 44.2 | 0.01 | 0
2020 | PJM_ROR_2_PJM_ROM | PJM_ROR | PJM_ROM | Internal | Winter | B19 | 700 | 8000 | 6511.38 | 43.25 | 43.26 | 0.01 | 0
2020 | PJM_ROR_2_PJM_ROM | PJM_ROR | PJM_ROM | Internal | Winter | B20 | 935 | 8000 | 6094.44 | 38.68 | 38.7 | 0.01 | 0
2020 | PJM_ROR_2_TVA_Transmission | PJM_ROR | TVA_Transmission | Internal | Shoulder | B11 | 25 | 2500 | 0 | 53.98 | 59.32 | 6 | 0
2020 | PJM_ROR_2_TVA_Transmission | PJM_ROR | TVA_Transmission | Internal | Shoulder | B12 | 200 | 2500 | 0 | 47.86 | 47.67 | 6 | 0
2020 | PJM_ROR_2_TVA_Transmission | PJM_ROR | TVA_Transmission | Internal | Shoulder | B13 | 600 | 2500 | 0 | 43.6 | 44.87 | 6 | 0
2020 | PJM_ROR_2_TVA_Transmission | PJM_ROR | TVA_Transmission | Internal | Shoulder | B14 | 900 | 2500 | 0 | 41.62 | 43.96 | 6 | 0
2020 | PJM_ROR_2_TVA_Transmission | PJM_ROR | TVA_Transmission | Internal | Shoulder | B15 | 1203 | 2500 | 0 | 37.21 | 42.35 | 6 | 0
2020 | PJM_ROR_2_TVA_Transmission | PJM_ROR | TVA_Transmission | Internal | Summer | B1 | 10 | 2500 | 553.8 | 65.94 | 71.94 | 6 | 0
2020 | PJM_ROR_2_TVA_Transmission | PJM_ROR | TVA_Transmission | Internal | Summer | B2 | 25 | 2500 | 1399.26 | 65.4 | 71.4 | 6 | 0
2020 | PJM_ROR_2_TVA_Transmission | PJM_ROR | TVA_Transmission | Internal | Summer | B3 | 75 | 2500 | 408.92 | 61.28 | 67.28 | 6 | 0
2020 | PJM_ROR_2_TVA_Transmission | PJM_ROR | TVA_Transmission | Internal | Summer | B4 | 100 | 2500 | 1346.06 | 60.4 | 66.4 | 6 | 0
2020 | PJM_ROR_2_TVA_Transmission | PJM_ROR | TVA_Transmission | Internal | Summer | B5 | 200 | 2500 | 0 | 53.83 | 59.05 | 6 | 0
2020 | PJM_ROR_2_TVA_Transmission | PJM_ROR | TVA_Transmission | Internal | Summer | B6 | 300 | 2500 | 0 | 50.05 | 52.13 | 6 | 0
2020 | PJM_ROR_2_TVA_Transmission | PJM_ROR | TVA_Transmission | Internal | Summer | B7 | 400 | 2500 | 0 | 41.65 | 46.36 | 6 | 0
2020 | PJM_ROR_2_TVA_Transmission | PJM_ROR | TVA_Transmission | Internal | Summer | B8 | 500 | 2500 | 0 | 38.53 | 42.03 | 6 | 0
2020 | PJM_ROR_2_TVA_Transmission | PJM_ROR | TVA_Transmission | Internal | Summer | B9 | 800 | 2500 | 0 | 37.31 | 41.56 | 6 | 0
2020 | PJM_ROR_2_TVA_Transmission | PJM_ROR | TVA_Transmission | Internal | Summer | B10 | 1262 | 2500 | 0 | 35.76 | 39.31 | 6 | 0
2020 | PJM_ROR_2_TVA_Transmission | PJM_ROR | TVA_Transmission | Internal | Winter | B16 | 25 | 2500 | 0 | 56.16 | 60.66 | 6 | 0
2020 | PJM_ROR_2_TVA_Transmission | PJM_ROR | TVA_Transmission | Internal | Winter | B17 | 100 | 2500 | 0 | 48.3 | 49.61 | 6 | 0
2020 | PJM_ROR_2_TVA_Transmission | PJM_ROR | TVA_Transmission | Internal | Winter | B18 | 400 | 2500 | 0 | 44.19 | 46.18 | 6 | 0
2020 | PJM_ROR_2_TVA_Transmission | PJM_ROR | TVA_Transmission | Internal | Winter | B19 | 700 | 2500 | 0 | 43.25 | 45.02 | 6 | 0
2020 | PJM_ROR_2_TVA_Transmission | PJM_ROR | TVA_Transmission | Internal | Winter | B20 | 935 | 2500 | 0 | 38.68 | 43.41 | 6 | 0
2020 | PJM_ROR_2_VACAR | PJM_ROR | VACAR | Internal | Shoulder | B11 | 25 | 3000 | 2242.55 | 53.98 | 59.98 | 6 | 0
2020 | PJM_ROR_2_VACAR | PJM_ROR | VACAR | Internal | Shoulder | B12 | 200 | 3000 | 0 | 47.86 | 49.44 | 6 | 0
2020 | PJM_ROR_2_VACAR | PJM_ROR | VACAR | Internal | Shoulder | B13 | 600 | 3000 | 0 | 43.6 | 47.35 | 6 | 0
2020 | PJM_ROR_2_VACAR | PJM_ROR | VACAR | Internal | Shoulder | B14 | 900 | 3000 | 0 | 41.62 | 45.41 | 6 | 0
2020 | PJM_ROR_2_VACAR | PJM_ROR | VACAR | Internal | Shoulder | B15 | 1203 | 3000 | 84.93 | 37.21 | 43.21 | 6 | 0
2020 | PJM_ROR_2_VACAR | PJM_ROR | VACAR | Internal | Summer | B1 | 10 | 3000 | 3000 | 65.94 | 73.05 | 6 | 1.11
2020 | PJM_ROR_2_VACAR | PJM_ROR | VACAR | Internal | Summer | B2 | 25 | 3000 | 3000 | 65.4 | 73.05 | 6 | 1.66
2020 | PJM_ROR_2_VACAR | PJM_ROR | VACAR | Internal | Summer | B3 | 75 | 3000 | 3000 | 61.28 | 73.05 | 6 | 5.77
2020 | PJM_ROR_2_VACAR | PJM_ROR | VACAR | Internal | Summer | B4 | 100 | 3000 | 2371.15 | 60.4 | 66.4 | 6 | 0
2020 | PJM_ROR_2_VACAR | PJM_ROR | VACAR | Internal | Summer | B5 | 200 | 3000 | 1782.62 | 53.83 | 59.83 | 6 | 0
2020 | PJM_ROR_2_VACAR | PJM_ROR | VACAR | Internal | Summer | B6 | 300 | 3000 | 1023.88 | 50.05 | 56.05 | 6 | 0
2020 | PJM_ROR_2_VACAR | PJM_ROR | VACAR | Internal | Summer | B7 | 400 | 3000 | 2114.13 | 41.65 | 47.65 | 6 | 0
2020 | PJM_ROR_2_VACAR | PJM_ROR | VACAR | Internal | Summer | B8 | 500 | 3000 | 1281.87 | 38.53 | 44.53 | 6 | 0
2020 | PJM_ROR_2_VACAR | PJM_ROR | VACAR | Internal | Summer | B9 | 800 | 3000 | 1418.36 | 37.31 | 43.31 | 6 | 0
2020 | PJM_ROR_2_VACAR | PJM_ROR | VACAR | Internal | Summer | B10 | 1262 | 3000 | 1015.54 | 35.76 | 41.76 | 6 | 0
2020 | PJM_ROR_2_VACAR | PJM_ROR | VACAR | Internal | Winter | B16 | 25 | 3000 | 2335.75 | 56.16 | 62.16 | 6 | 0
2020 | PJM_ROR_2_VACAR | PJM_ROR | VACAR | Internal | Winter | B17 | 100 | 3000 | 224 | 48.3 | 54.3 | 6 | 0
2020 | PJM_ROR_2_VACAR | PJM_ROR | VACAR | Internal | Winter | B18 | 400 | 3000 | 0 | 44.19 | 47.55 | 6 | 0
2020 | PJM_ROR_2_VACAR | PJM_ROR | VACAR | Internal | Winter | B19 | 700 | 3000 | 0 | 43.25 | 45.6 | 6 | 0
2020 | PJM_ROR_2_VACAR | PJM_ROR | VACAR | Internal | Winter | B20 | 935 | 3000 | 1754.45 | 38.68 | 44.68 | 6 | 0
2020 | PJM_ROM_2_NYISO_A-F | PJM_ROM | NYISO_A-F | Internal | Shoulder | B11 | 25 | 2000 | 0 | 53.97 | 40.67 | 6 | 0
2020 | PJM_ROM_2_NYISO_A-F | PJM_ROM | NYISO_A-F | Internal | Shoulder | B12 | 200 | 2000 | 0 | 47.85 | 39.85 | 6 | 0
2020 | PJM_ROM_2_NYISO_A-F | PJM_ROM | NYISO_A-F | Internal | Shoulder | B13 | 600 | 2000 | 0 | 43.58 | 39.85 | 6 | 0
2020 | PJM_ROM_2_NYISO_A-F | PJM_ROM | NYISO_A-F | Internal | Shoulder | B14 | 900 | 2000 | 0 | 41.64 | 39.32 | 6 | 0
2020 | PJM_ROM_2_NYISO_A-F | PJM_ROM | NYISO_A-F | Internal | Shoulder | B15 | 1203 | 2000 | 0 | 37.22 | 39.32 | 6 | 0
2020 | PJM_ROM_2_NYISO_A-F | PJM_ROM | NYISO_A-F | Internal | Summer | B1 | 10 | 2000 | 0 | 65.96 | 57.96 | 6 | 0
2020 | PJM_ROM_2_NYISO_A-F | PJM_ROM | NYISO_A-F | Internal | Summer | B2 | 25 | 2000 | 0 | 65.41 | 57.41 | 6 | 0
2020 | PJM_ROM_2_NYISO_A-F | PJM_ROM | NYISO_A-F | Internal | Summer | B3 | 75 | 2000 | 0 | 61.27 | 51.9 | 6 | 0
2020 | PJM_ROM_2_NYISO_A-F | PJM_ROM | NYISO_A-F | Internal | Summer | B4 | 100 | 2000 | 0 | 60.39 | 45.81 | 6 | 0
2020 | PJM_ROM_2_NYISO_A-F | PJM_ROM | NYISO_A-F | Internal | Summer | B5 | 200 | 2000 | 0 | 53.82 | 44.74 | 6 | 0
2020 | PJM_ROM_2_NYISO_A-F | PJM_ROM | NYISO_A-F | Internal | Summer | B6 | 300 | 2000 | 0 | 50.06 | 42.06 | 6 | 0
2020 | PJM_ROM_2_NYISO_A-F | PJM_ROM | NYISO_A-F | Internal | Summer | B7 | 400 | 2000 | 0 | 41.64 | 39.65 | 6 | 0
2020 | PJM_ROM_2_NYISO_A-F | PJM_ROM | NYISO_A-F | Internal | Summer | B8 | 500 | 2000 | 0 | 38.55 | 37.9 | 6 | 0
2020 | PJM_ROM_2_NYISO_A-F | PJM_ROM | NYISO_A-F | Internal | Summer | B9 | 800 | 2000 | 0 | 37.32 | 37.87 | 6 | 0
2020 | PJM_ROM_2_NYISO_A-F | PJM_ROM | NYISO_A-F | Internal | Summer | B10 | 1262 | 2000 | 0 | 35.77 | 37.87 | 6 | 0
2020 | PJM_ROM_2_NYISO_A-F | PJM_ROM | NYISO_A-F | Internal | Winter | B16 | 25 | 2000 | 0 | 56.17 | 44.97 | 6 | 0
2020 | PJM_ROM_2_NYISO_A-F | PJM_ROM | NYISO_A-F | Internal | Winter | B17 | 100 | 2000 | 0 | 48.31 | 43.27 | 6 | 0
2020 | PJM_ROM_2_NYISO_A-F | PJM_ROM | NYISO_A-F | Internal | Winter | B18 | 400 | 2000 | 0 | 44.2 | 42.19 | 6 | 0
2020 | PJM_ROM_2_NYISO_A-F | PJM_ROM | NYISO_A-F | Internal | Winter | B19 | 700 | 2000 | 0 | 43.26 | 42.19 | 6 | 0
2020 | PJM_ROM_2_NYISO_A-F | PJM_ROM | NYISO_A-F | Internal | Winter | B20 | 935 | 2000 | 0 | 38.7 | 42.19 | 6 | 0
2020 | PJM_ROM_2_PJM_E | PJM_ROM | PJM_E | Internal | Shoulder | B11 | 25 | 8000 | 0 | 53.97 | 53.96 | 0.01 | 0
2020 | PJM_ROM_2_PJM_E | PJM_ROM | PJM_E | Internal | Shoulder | B12 | 200 | 8000 | 0 | 47.85 | 47.84 | 0.01 | 0
2020 | PJM_ROM_2_PJM_E | PJM_ROM | PJM_E | Internal | Shoulder | B13 | 600 | 8000 | 0 | 43.58 | 43.57 | 0.01 | 0
2020 | PJM_ROM_2_PJM_E | PJM_ROM | PJM_E | Internal | Shoulder | B14 | 900 | 8000 | 0 | 41.64 | 41.62 | 0.01 | 0
2020 | PJM_ROM_2_PJM_E | PJM_ROM | PJM_E | Internal | Shoulder | B15 | 1203 | 8000 | 363.69 | 37.22 | 37.23 | 0.01 | 0
2020 | PJM_ROM_2_PJM_E | PJM_ROM | PJM_E | Internal | Summer | B1 | 10 | 8000 | 3107.94 | 65.96 | 65.97 | 0.01 | 0
2020 | PJM_ROM_2_PJM_E | PJM_ROM | PJM_E | Internal | Summer | B2 | 25 | 8000 | 1454.45 | 65.41 | 65.42 | 0.01 | 0
2020 | PJM_ROM_2_PJM_E | PJM_ROM | PJM_E | Internal | Summer | B3 | 75 | 8000 | 0 | 61.27 | 61.26 | 0.01 | 0
2020 | PJM_ROM_2_PJM_E | PJM_ROM | PJM_E | Internal | Summer | B4 | 100 | 8000 | 0 | 60.39 | 60.38 | 0.01 | 0
2020 | PJM_ROM_2_PJM_E | PJM_ROM | PJM_E | Internal | Summer | B5 | 200 | 8000 | 347 | 53.82 | 53.83 | 0.01 | 0
2020 | PJM_ROM_2_PJM_E | PJM_ROM | PJM_E | Internal | Summer | B6 | 300 | 8000 | 0 | 50.06 | 50.05 | 0.01 | 0
2020 | PJM_ROM_2_PJM_E | PJM_ROM | PJM_E | Internal | Summer | B7 | 400 | 8000 | 0 | 41.64 | 41.63 | 0.01 | 0
2020 | PJM_ROM_2_PJM_E | PJM_ROM | PJM_E | Internal | Summer | B8 | 500 | 8000 | 255.04 | 38.55 | 38.56 | 0.01 | 0
2020 | PJM_ROM_2_PJM_E | PJM_ROM | PJM_E | Internal | Summer | B9 | 800 | 8000 | 2219.04 | 37.32 | 37.33 | 0.01 | 0
2020 | PJM_ROM_2_PJM_E | PJM_ROM | PJM_E | Internal | Summer | B10 | 1262 | 8000 | 0 | 35.77 | 35.76 | 0.01 | 0
2020 | PJM_ROM_2_PJM_E | PJM_ROM | PJM_E | Internal | Winter | B16 | 25 | 8000 | 625.13 | 56.17 | 56.18 | 0.01 | 0
2020 | PJM_ROM_2_PJM_E | PJM_ROM | PJM_E | Internal | Winter | B17 | 100 | 8000 | 1733.11 | 48.31 | 48.32 | 0.01 | 0
2020 | PJM_ROM_2_PJM_E | PJM_ROM | PJM_E | Internal | Winter | B18 | 400 | 8000 | 5074.72 | 44.2 | 44.21 | 0.01 | 0
2020 | PJM_ROM_2_PJM_E | PJM_ROM | PJM_E | Internal | Winter | B19 | 700 | 8000 | 3403.54 | 43.26 | 43.28 | 0.01 | 0
2020 | PJM_ROM_2_PJM_E | PJM_ROM | PJM_E | Internal | Winter | B20 | 935 | 8000 | 4190.26 | 38.7 | 38.71 | 0.01 | 0
2020 | PJM_ROM_2_PJM_ROR | PJM_ROM | PJM_ROR | Internal | Shoulder | B11 | 25 | 8000 | 2455.87 | 53.97 | 53.98 | 0.01 | 0
2020 | PJM_ROM_2_PJM_ROR | PJM_ROM | PJM_ROR | Internal | Shoulder | B12 | 200 | 8000 | 117.42 | 47.85 | 47.86 | 0.01 | 0
2020 | PJM_ROM_2_PJM_ROR | PJM_ROM | PJM_ROR | Internal | Shoulder | B13 | 600 | 8000 | 1269.14 | 43.58 | 43.6 | 0.01 | 0
2020 | PJM_ROM_2_PJM_ROR | PJM_ROM | PJM_ROR | Internal | Shoulder | B14 | 900 | 8000 | 0 | 41.64 | 41.62 | 0.01 | 0
2020 | PJM_ROM_2_PJM_ROR | PJM_ROM | PJM_ROR | Internal | Shoulder | B15 | 1203 | 8000 | 0 | 37.22 | 37.21 | 0.01 | 0
2020 | PJM_ROM_2_PJM_ROR | PJM_ROM | PJM_ROR | Internal | Summer | B1 | 10 | 8000 | 0 | 65.96 | 65.94 | 0.01 | 0
2020 | PJM_ROM_2_PJM_ROR | PJM_ROM | PJM_ROR | Internal | Summer | B2 | 25 | 8000 | 0 | 65.41 | 65.4 | 0.01 | 0
2020 | PJM_ROM_2_PJM_ROR | PJM_ROM | PJM_ROR | Internal | Summer | B3 | 75 | 8000 | 2046.58 | 61.27 | 61.28 | 0.01 | 0
2020 | PJM_ROM_2_PJM_ROR | PJM_ROM | PJM_ROR | Internal | Summer | B4 | 100 | 8000 | 5194.61 | 60.39 | 60.4 | 0.01 | 0
2020 | PJM_ROM_2_PJM_ROR | PJM_ROM | PJM_ROR | Internal | Summer | B5 | 200 | 8000 | 1136.22 | 53.82 | 53.83 | 0.01 | 0
2020 | PJM_ROM_2_PJM_ROR | PJM_ROM | PJM_ROR | Internal | Summer | B6 | 300 | 8000 | 0 | 50.06 | 50.05 | 0.01 | 0
2020 | PJM_ROM_2_PJM_ROR | PJM_ROM | PJM_ROR | Internal | Summer | B7 | 400 | 8000 | 388.6 | 41.64 | 41.65 | 0.01 | 0
2020 | PJM_ROM_2_PJM_ROR | PJM_ROM | PJM_ROR | Internal | Summer | B8 | 500 | 8000 | 0 | 38.55 | 38.53 | 0.01 | 0
2020 | PJM_ROM_2_PJM_ROR | PJM_ROM | PJM_ROR | Internal | Summer | B9 | 800 | 8000 | 0 | 37.32 | 37.31 | 0.01 | 0
2020 | PJM_ROM_2_PJM_ROR | PJM_ROM | PJM_ROR | Internal | Summer | B10 | 1262 | 8000 | 0 | 35.77 | 35.76 | 0.01 | 0
2020 | PJM_ROM_2_PJM_ROR | PJM_ROM | PJM_ROR | Internal | Winter | B16 | 25 | 8000 | 0 | 56.17 | 56.16 | 0.01 | 0
2020 | PJM_ROM_2_PJM_ROR | PJM_ROM | PJM_ROR | Internal | Winter | B17 | 100 | 8000 | 0 | 48.31 | 48.3 | 0.01 | 0
2020 | PJM_ROM_2_PJM_ROR | PJM_ROM | PJM_ROR | Internal | Winter | B18 | 400 | 8000 | 0 | 44.2 | 44.19 | 0.01 | 0
2020 | PJM_ROM_2_PJM_ROR | PJM_ROM | PJM_ROR | Internal | Winter | B19 | 700 | 8000 | 0 | 43.26 | 43.25 | 0.01 | 0
2020 | PJM_ROM_2_PJM_ROR | PJM_ROM | PJM_ROR | Internal | Winter | B20 | 935 | 8000 | 0 | 38.7 | 38.68 | 0.01 | 0
2020 | SOCO_2_FRCC | SOCO | FRCC | Internal | Shoulder | B11 | 25 | 3700 | 435.08 | 66.98 | 76.98 | 10 | 0
2020 | SOCO_2_FRCC | SOCO | FRCC | Internal | Shoulder | B12 | 200 | 3700 | 1325.01 | 44.51 | 54.51 | 10 | 0
2020 | SOCO_2_FRCC | SOCO | FRCC | Internal | Shoulder | B13 | 600 | 3700 | 0 | 42.53 | 48.83 | 10 | 0
2020 | SOCO_2_FRCC | SOCO | FRCC | Internal | Shoulder | B14 | 900 | 3700 | 0 | 42.53 | 48.83 | 10 | 0
2020 | SOCO_2_FRCC | SOCO | FRCC | Internal | Shoulder | B15 | 1203 | 3700 | 0 | 42.1 | 46.83 | 10 | 0
2020 | SOCO_2_FRCC | SOCO | FRCC | Internal | Summer | B1 | 10 | 3700 | 58.24 | 71.02 | 81.02 | 10 | 0
2020 | SOCO_2_FRCC | SOCO | FRCC | Internal | Summer | B2 | 25 | 3700 | 0 | 71.02 | 76.76 | 10 | 0
2020 | SOCO_2_FRCC | SOCO | FRCC | Internal | Summer | B3 | 75 | 3700 | 0 | 69.69 | 76.76 | 10 | 0
2020 | SOCO_2_FRCC | SOCO | FRCC | Internal | Summer | B4 | 100 | 3700 | 0 | 69.69 | 76.76 | 10 | 0
2020 | SOCO_2_FRCC | SOCO | FRCC | Internal | Summer | B5 | 200 | 3700 | 0 | 66.83 | 76.76 | 10 | 0
2020 | SOCO_2_FRCC | SOCO | FRCC | Internal | Summer | B6 | 300 | 3700 | 283.33 | 56.87 | 66.87 | 10 | 0
2020 | SOCO_2_FRCC | SOCO | FRCC | Internal | Summer | B7 | 400 | 3700 | 1925.07 | 54.65 | 64.65 | 10 | 0
2020 | SOCO_2_FRCC | SOCO | FRCC | Internal | Summer | B8 | 500 | 3700 | 0 | 44.93 | 54.75 | 10 | 0
2020 | SOCO_2_FRCC | SOCO | FRCC | Internal | Summer | B9 | 800 | 3700 | 0 | 41.66 | 48.1 | 10 | 0
2020 | SOCO_2_FRCC | SOCO | FRCC | Internal | Summer | B10 | 1262 | 3700 | 0 | 40.87 | 46.13 | 10 | 0
2020 | SOCO_2_FRCC | SOCO | FRCC | Internal | Winter | B16 | 25 | 3700 | 990.69 | 67.21 | 77.21 | 10 | 0
2020 | SOCO_2_FRCC | SOCO | FRCC | Internal | Winter | B17 | 100 | 3700 | 821.12 | 46.18 | 56.18 | 10 | 0
2020 | SOCO_2_FRCC | SOCO | FRCC | Internal | Winter | B18 | 400 | 3700 | 0 | 44.59 | 51.07 | 10 | 0
2020 | SOCO_2_FRCC | SOCO | FRCC | Internal | Winter | B19 | 700 | 3700 | 0 | 44.59 | 50.61 | 10 | 0
2020 | SOCO_2_FRCC | SOCO | FRCC | Internal | Winter | B20 | 935 | 3700 | 0 | 44.59 | 48.97 | 10 | 0
2020 | SOCO_2_VACAR | SOCO | VACAR | Internal | Shoulder | B11 | 25 | 2000 | 0 | 66.98 | 59.98 | 10 | 0
2020 | SOCO_2_VACAR | SOCO | VACAR | Internal | Shoulder | B12 | 200 | 2000 | 0 | 44.51 | 49.44 | 10 | 0
2020 | SOCO_2_VACAR | SOCO | VACAR | Internal | Shoulder | B13 | 600 | 2000 | 0 | 42.53 | 47.35 | 10 | 0
2020 | SOCO_2_VACAR | SOCO | VACAR | Internal | Shoulder | B14 | 900 | 2000 | 0 | 42.53 | 45.41 | 10 | 0
2020 | SOCO_2_VACAR | SOCO | VACAR | Internal | Shoulder | B15 | 1203 | 2000 | 0 | 42.1 | 43.21 | 10 | 0
2020 | SOCO_2_VACAR | SOCO | VACAR | Internal | Summer | B1 | 10 | 2000 | 0 | 71.02 | 73.05 | 10 | 0
2020 | SOCO_2_VACAR | SOCO | VACAR | Internal | Summer | B2 | 25 | 2000 | 0 | 71.02 | 73.05 | 10 | 0
2020 | SOCO_2_VACAR | SOCO | VACAR | Internal | Summer | B3 | 75 | 2000 | 0 | 69.69 | 73.05 | 10 | 0
2020 | SOCO_2_VACAR | SOCO | VACAR | Internal | Summer | B4 | 100 | 2000 | 0 | 69.69 | 66.4 | 10 | 0
2020 | SOCO_2_VACAR | SOCO | VACAR | Internal | Summer | B5 | 200 | 2000 | 0 | 66.83 | 59.83 | 10 | 0
2020 | SOCO_2_VACAR | SOCO | VACAR | Internal | Summer | B6 | 300 | 2000 | 0 | 56.87 | 56.05 | 10 | 0
2020 | SOCO_2_VACAR | SOCO | VACAR | Internal | Summer | B7 | 400 | 2000 | 0 | 54.65 | 47.65 | 10 | 0
2020 | SOCO_2_VACAR | SOCO | VACAR | Internal | Summer | B8 | 500 | 2000 | 0 | 44.93 | 44.53 | 10 | 0
2020 | SOCO_2_VACAR | SOCO | VACAR | Internal | Summer | B9 | 800 | 2000 | 0 | 41.66 | 43.31 | 10 | 0
2020 | SOCO_2_VACAR | SOCO | VACAR | Internal | Summer | B10 | 1262 | 2000 | 0 | 40.87 | 41.76 | 10 | 0
2020 | SOCO_2_VACAR | SOCO | VACAR | Internal | Winter | B16 | 25 | 2000 | 0 | 67.21 | 62.16 | 10 | 0
2020 | SOCO_2_VACAR | SOCO | VACAR | Internal | Winter | B17 | 100 | 2000 | 0 | 46.18 | 54.3 | 10 | 0
2020 | SOCO_2_VACAR | SOCO | VACAR | Internal | Winter | B18 | 400 | 2000 | 0 | 44.59 | 47.55 | 10 | 0
2020 | SOCO_2_VACAR | SOCO | VACAR | Internal | Winter | B19 | 700 | 2000 | 0 | 44.59 | 45.6 | 10 | 0
2020 | SOCO_2_VACAR | SOCO | VACAR | Internal | Winter | B20 | 935 | 2000 | 0 | 44.59 | 44.68 | 10 | 0
2020 | SPP_N_2_ENT | SPP_N | ENT | Internal | Shoulder | B11 | 25 | 1800 | 0 | 62.26 | 59.03 | 5 | 0
2020 | SPP_N_2_ENT | SPP_N | ENT | Internal | Shoulder | B12 | 200 | 1800 | 0 | 43.4 | 41.91 | 5 | 0
2020 | SPP_N_2_ENT | SPP_N | ENT | Internal | Shoulder | B13 | 600 | 1800 | 0 | 41.62 | 41.91 | 5 | 0
2020 | SPP_N_2_ENT | SPP_N | ENT | Internal | Shoulder | B14 | 900 | 1800 | 0 | 40.77 | 41.67 | 5 | 0
2020 | SPP_N_2_ENT | SPP_N | ENT | Internal | Shoulder | B15 | 1203 | 1800 | 0 | 40.19 | 41.61 | 5 | 0
2020 | SPP_N_2_ENT | SPP_N | ENT | Internal | Summer | B1 | 10 | 1800 | 0 | 66.03 | 68.21 | 5 | 0
2020 | SPP_N_2_ENT | SPP_N | ENT | Internal | Summer | B2 | 25 | 1800 | 0 | 66.03 | 63.4 | 5 | 0
2020 | SPP_N_2_ENT | SPP_N | ENT | Internal | Summer | B3 | 75 | 1800 | 0 | 66.03 | 61.69 | 5 | 0
2020 | SPP_N_2_ENT | SPP_N | ENT | Internal | Summer | B4 | 100 | 1800 | 0 | 64.16 | 61.69 | 5 | 0
2020 | SPP_N_2_ENT | SPP_N | ENT | Internal | Summer | B5 | 200 | 1800 | 0 | 60.09 | 58.83 | 5 | 0
2020 | SPP_N_2_ENT | SPP_N | ENT | Internal | Summer | B6 | 300 | 1800 | 0 | 55.86 | 48.87 | 5 | 0
2020 | SPP_N_2_ENT | SPP_N | ENT | Internal | Summer | B7 | 400 | 1800 | 0 | 46.66 | 46.65 | 5 | 0
2020 | SPP_N_2_ENT | SPP_N | ENT | Internal | Summer | B8 | 500 | 1800 | 0 | 40.77 | 40.59 | 5 | 0
2020 | SPP_N_2_ENT | SPP_N | ENT | Internal | Summer | B9 | 800 | 1800 | 0 | 40.2 | 40.59 | 5 | 0
2020 | SPP_N_2_ENT | SPP_N | ENT | Internal | Summer | B10 | 1262 | 1800 | 0 | 38.97 | 40.3 | 5 | 0
2020 | SPP_N_2_ENT | SPP_N | ENT | Internal | Winter | B16 | 25 | 1800 | 0 | 54.28 | 59.21 | 5 | 0
2020 | SPP_N_2_ENT | SPP_N | ENT | Internal | Winter | B17 | 100 | 1800 | 0 | 43.99 | 44.52 | 5 | 0
2020 | SPP_N_2_ENT | SPP_N | ENT | Internal | Winter | B18 | 400 | 1800 | 0 | 42.83 | 44.52 | 5 | 0
2020 | SPP_N_2_ENT | SPP_N | ENT | Internal | Winter | B19 | 700 | 1800 | 0 | 42.83 | 44.2 | 5 | 0
2020 | SPP_N_2_ENT | SPP_N | ENT | Internal | Winter | B20 | 935 | 1800 | 0 | 42.74 | 43.38 | 5 | 0
2020 | SPP_N_2_MISO_MO-IL | SPP_N | MISO_MO-IL | Internal | Shoulder | B11 | 25 | 2000 | 0 | 62.26 | 55.99 | 5 | 0
2020 | SPP_N_2_MISO_MO-IL | SPP_N | MISO_MO-IL | Internal | Shoulder | B12 | 200 | 2000 | 0 | 43.4 | 45.86 | 5 | 0
2020 | SPP_N_2_MISO_MO-IL | SPP_N | MISO_MO-IL | Internal | Shoulder | B13 | 600 | 2000 | 0 | 41.62 | 41.62 | 5 | 0
2020 | SPP_N_2_MISO_MO-IL | SPP_N | MISO_MO-IL | Internal | Shoulder | B14 | 900 | 2000 | 0 | 40.77 | 39.65 | 5 | 0
2020 | SPP_N_2_MISO_MO-IL | SPP_N | MISO_MO-IL | Internal | Shoulder | B15 | 1203 | 2000 | 0 | 40.19 | 38.46 | 5 | 0
2020 | SPP_N_2_MISO_MO-IL | SPP_N | MISO_MO-IL | Internal | Summer | B1 | 10 | 2000 | 0 | 66.03 | 63.94 | 5 | 0
2020 | SPP_N_2_MISO_MO-IL | SPP_N | MISO_MO-IL | Internal | Summer | B2 | 25 | 2000 | 0 | 66.03 | 63.4 | 5 | 0
2020 | SPP_N_2_MISO_MO-IL | SPP_N | MISO_MO-IL | Internal | Summer | B3 | 75 | 2000 | 0 | 66.03 | 61.14 | 5 | 0
2020 | SPP_N_2_MISO_MO-IL | SPP_N | MISO_MO-IL | Internal | Summer | B4 | 100 | 2000 | 0 | 64.16 | 60.52 | 5 | 0
2020 | SPP_N_2_MISO_MO-IL | SPP_N | MISO_MO-IL | Internal | Summer | B5 | 200 | 2000 | 0 | 60.09 | 53.08 | 5 | 0
2020 | SPP_N_2_MISO_MO-IL | SPP_N | MISO_MO-IL | Internal | Summer | B6 | 300 | 2000 | 0 | 55.86 | 48.06 | 5 | 0
2020 | SPP_N_2_MISO_MO-IL | SPP_N | MISO_MO-IL | Internal | Summer | B7 | 400 | 2000 | 0 | 46.66 | 39.66 | 5 | 0
2020 | SPP_N_2_MISO_MO-IL | SPP_N | MISO_MO-IL | Internal | Summer | B8 | 500 | 2000 | 0 | 40.77 | 37.51 | 5 | 0
2020 | SPP_N_2_MISO_MO-IL | SPP_N | MISO_MO-IL | Internal | Summer | B9 | 800 | 2000 | 0 | 40.2 | 37.35 | 5 | 0
2020 | SPP_N_2_MISO_MO-IL | SPP_N | MISO_MO-IL | Internal | Summer | B10 | 1262 | 2000 | 0 | 38.97 | 35.79 | 5 | 0
2020 | SPP_N_2_MISO_MO-IL | SPP_N | MISO_MO-IL | Internal | Winter | B16 | 25 | 2000 | 0 | 54.28 | 54.16 | 5 | 0
2020 | SPP_N_2_MISO_MO-IL | SPP_N | MISO_MO-IL | Internal | Winter | B17 | 100 | 2000 | 0 | 43.99 | 46.27 | 5 | 0
2020 | SPP_N_2_MISO_MO-IL | SPP_N | MISO_MO-IL | Internal | Winter | B18 | 400 | 2000 | 0 | 42.83 | 42.18 | 5 | 0
2020 | SPP_N_2_MISO_MO-IL | SPP_N | MISO_MO-IL | Internal | Winter | B19 | 700 | 2000 | 0 | 42.83 | 41.25 | 5 | 0
2020 | SPP_N_2_MISO_MO-IL | SPP_N | MISO_MO-IL | Internal | Winter | B20 | 935 | 2000 | 0 | 42.74 | 37.37 | 5 | 0
2020 | SPP_N_2_MISO_W | SPP_N | MISO_W | Internal | Shoulder | B11 | 25 | 750 | 0 | 62.26 | 55.98 | 5 | 0
2020 | SPP_N_2_MISO_W | SPP_N | MISO_W | Internal | Shoulder | B12 | 200 | 750 | 0 | 43.4 | 45.85 | 5 | 0
2020 | SPP_N_2_MISO_W | SPP_N | MISO_W | Internal | Shoulder | B13 | 600 | 750 | 0 | 41.62 | 41.61 | 5 | 0
2020 | SPP_N_2_MISO_W | SPP_N | MISO_W | Internal | Shoulder | B14 | 900 | 750 | 0 | 40.77 | 39.64 | 5 | 0
2020 | SPP_N_2_MISO_W | SPP_N | MISO_W | Internal | Shoulder | B15 | 1203 | 750 | 0 | 40.19 | 38.47 | 5 | 0
2020 | SPP_N_2_MISO_W | SPP_N | MISO_W | Internal | Summer | B1 | 10 | 750 | 0 | 66.03 | 63.93 | 5 | 0
2020 | SPP_N_2_MISO_W | SPP_N | MISO_W | Internal | Summer | B2 | 25 | 750 | 0 | 66.03 | 63.41 | 5 | 0
2020 | SPP_N_2_MISO_W | SPP_N | MISO_W | Internal | Summer | B3 | 75 | 750 | 0 | 66.03 | 62.58 | 5 | 0
2020 | SPP_N_2_MISO_W | SPP_N | MISO_W | Internal | Summer | B4 | 100 | 750 | 0 | 64.16 | 62.4 | 5 | 0
2020 | SPP_N_2_MISO_W | SPP_N | MISO_W | Internal | Summer | B5 | 200 | 750 | 0 | 60.09 | 53.09 | 5 | 0
2020 | SPP_N_2_MISO_W | SPP_N | MISO_W | Internal | Summer | B6 | 300 | 750 | 0 | 55.86 | 48.86 | 5 | 0
2020 | SPP_N_2_MISO_W | SPP_N | MISO_W | Internal | Summer | B7 | 400 | 750 | 0 | 46.66 | 39.66 | 5 | 0
2020 | SPP_N_2_MISO_W | SPP_N | MISO_W | Internal | Summer | B8 | 500 | 750 | 0 | 40.77 | 37.5 | 5 | 0
2020 | SPP_N_2_MISO_W | SPP_N | MISO_W | Internal | Summer | B9 | 800 | 750 | 0 | 40.2 | 37.34 | 5 | 0
2020 | SPP_N_2_MISO_W | SPP_N | MISO_W | Internal | Summer | B10 | 1262 | 750 | 0 | 38.97 | 35.78 | 5 | 0
2020 | SPP_N_2_MISO_W | SPP_N | MISO_W | Internal | Winter | B16 | 25 | 750 | 0 | 54.28 | 54.15 | 5 | 0
2020 | SPP_N_2_MISO_W | SPP_N | MISO_W | Internal | Winter | B17 | 100 | 750 | 0 | 43.99 | 46.26 | 5 | 0
2020 | SPP_N_2_MISO_W | SPP_N | MISO_W | Internal | Winter | B18 | 400 | 750 | 0 | 42.83 | 42.19 | 5 | 0
2020 | SPP_N_2_MISO_W | SPP_N | MISO_W | Internal | Winter | B19 | 700 | 750 | 0 | 42.83 | 41.3 | 5 | 0
2020 | SPP_N_2_MISO_W | SPP_N | MISO_W | Internal | Winter | B20 | 935 | 750 | 0 | 42.74 | 37.36 | 5 | 0
2020 | SPP_N_2_NE | SPP_N | NE | Internal | Shoulder | B11 | 25 | 330 | 0 | 62.26 | 60.89 | 0.01 | 0
2020 | SPP_N_2_NE | SPP_N | NE | Internal | Shoulder | B12 | 200 | 330 | 0 | 43.4 | 43.39 | 0.01 | 0
2020 | SPP_N_2_NE | SPP_N | NE | Internal | Shoulder | B13 | 600 | 330 | 0 | 41.62 | 41.61 | 0.01 | 0
2020 | SPP_N_2_NE | SPP_N | NE | Internal | Shoulder | B14 | 900 | 330 | 0 | 40.77 | 40.76 | 0.01 | 0
2020 | SPP_N_2_NE | SPP_N | NE | Internal | Shoulder | B15 | 1203 | 330 | 0 | 40.19 | 40.17 | 0.01 | 0
2020 | SPP_N_2_NE | SPP_N | NE | Internal | Summer | B1 | 10 | 330 | 0 | 66.03 | 64.47 | 0.01 | 0
2020 | SPP_N_2_NE | SPP_N | NE | Internal | Summer | B2 | 25 | 330 | 0 | 66.03 | 64.47 | 0.01 | 0
2020 | SPP_N_2_NE | SPP_N | NE | Internal | Summer | B3 | 75 | 330 | 0 | 66.03 | 64.47 | 0.01 | 0
2020 | SPP_N_2_NE | SPP_N | NE | Internal | Summer | B4 | 100 | 330 | 0 | 64.16 | 64.14 | 0.01 | 0
2020 | SPP_N_2_NE | SPP_N | NE | Internal | Summer | B5 | 200 | 330 | 0 | 60.09 | 60.08 | 0.01 | 0
2020 | SPP_N_2_NE | SPP_N | NE | Internal | Summer | B6 | 300 | 330 | 0 | 55.86 | 55.85 | 0.01 | 0
2020 | SPP_N_2_NE | SPP_N | NE | Internal | Summer | B7 | 400 | 330 | 0 | 46.66 | 40.93 | 0.01 | 0
2020 | SPP_N_2_NE | SPP_N | NE | Internal | Summer | B8 | 500 | 330 | 0 | 40.77 | 38.39 | 0.01 | 0
2020 | SPP_N_2_NE | SPP_N | NE | Internal | Summer | B9 | 800 | 330 | 0 | 40.2 | 38.39 | 0.01 | 0
2020 | SPP_N_2_NE | SPP_N | NE | Internal | Summer | B10 | 1262 | 330 | 0 | 38.97 | 35.78 | 0.01 | 0
2020 | SPP_N_2_NE | SPP_N | NE | Internal | Winter | B16 | 25 | 330 | 0 | 54.28 | 54.15 | 0.01 | 0
2020 | SPP_N_2_NE | SPP_N | NE | Internal | Winter | B17 | 100 | 330 | 0 | 43.99 | 43.98 | 0.01 | 0
2020 | SPP_N_2_NE | SPP_N | NE | Internal | Winter | B18 | 400 | 330 | 0 | 42.83 | 42.82 | 0.01 | 0
2020 | SPP_N_2_NE | SPP_N | NE | Internal | Winter | B19 | 700 | 330 | 0 | 42.83 | 42.82 | 0.01 | 0
2020 | SPP_N_2_NE | SPP_N | NE | Internal | Winter | B20 | 935 | 330 | 0 | 42.74 | 39.94 | 0.01 | 0
2020 | SPP_N_2_SPP_S | SPP_N | SPP_S | Internal | Shoulder | B11 | 25 | 4000 | 0 | 62.26 | 57.84 | 0.01 | 0
2020 | SPP_N_2_SPP_S | SPP_N | SPP_S | Internal | Shoulder | B12 | 200 | 4000 | 0 | 43.4 | 43.39 | 0.01 | 0
2020 | SPP_N_2_SPP_S | SPP_N | SPP_S | Internal | Shoulder | B13 | 600 | 4000 | 1124.56 | 41.62 | 41.63 | 0.01 | 0
2020 | SPP_N_2_SPP_S | SPP_N | SPP_S | Internal | Shoulder | B14 | 900 | 4000 | 605.93 | 40.77 | 40.78 | 0.01 | 0
2020 | SPP_N_2_SPP_S | SPP_N | SPP_S | Internal | Shoulder | B15 | 1203 | 4000 | 1767.23 | 40.19 | 40.2 | 0.01 | 0
2020 | SPP_N_2_SPP_S | SPP_N | SPP_S | Internal | Summer | B1 | 10 | 4000 | 0 | 66.03 | 64.56 | 0.01 | 0
2020 | SPP_N_2_SPP_S | SPP_N | SPP_S | Internal | Summer | B2 | 25 | 4000 | 0 | 66.03 | 65.22 | 0.01 | 0
2020 | SPP_N_2_SPP_S | SPP_N | SPP_S | Internal | Summer | B3 | 75 | 4000 | 0 | 66.03 | 64.77 | 0.01 | 0
2020 | SPP_N_2_SPP_S | SPP_N | SPP_S | Internal | Summer | B4 | 100 | 4000 | 0 | 64.16 | 56.69 | 0.01 | 0
2020 | SPP_N_2_SPP_S | SPP_N | SPP_S | Internal | Summer | B5 | 200 | 4000 | 0 | 60.09 | 56.34 | 0.01 | 0
2020 | SPP_N_2_SPP_S | SPP_N | SPP_S | Internal | Summer | B6 | 300 | 4000 | 1538.95 | 55.86 | 55.88 | 0.01 | 0
2020 | SPP_N_2_SPP_S | SPP_N | SPP_S | Internal | Summer | B7 | 400 | 4000 | 1605.09 | 46.66 | 46.67 | 0.01 | 0
2020 | SPP_N_2_SPP_S | SPP_N | SPP_S | Internal | Summer | B8 | 500 | 4000 | 2277.78 | 40.77 | 40.78 | 0.01 | 0
2020 | SPP_N_2_SPP_S | SPP_N | SPP_S | Internal | Summer | B9 | 800 | 4000 | 3716.92 | 40.2 | 40.22 | 0.01 | 0
2020 | SPP_N_2_SPP_S | SPP_N | SPP_S | Internal | Summer | B10 | 1262 | 4000 | 3953.03 | 38.97 | 38.98 | 0.01 | 0
2020 | SPP_N_2_SPP_S | SPP_N | SPP_S | Internal | Winter | B16 | 25 | 4000 | 823.13 | 54.28 | 54.3 | 0.01 | 0
2020 | SPP_N_2_SPP_S | SPP_N | SPP_S | Internal | Winter | B17 | 100 | 4000 | 1718.78 | 43.99 | 44 | 0.01 | 0
2020 | SPP_N_2_SPP_S | SPP_N | SPP_S | Internal | Winter | B18 | 400 | 4000 | 1609.81 | 42.83 | 42.84 | 0.01 | 0
2020 | SPP_N_2_SPP_S | SPP_N | SPP_S | Internal | Winter | B19 | 700 | 4000 | 2160.38 | 42.83 | 42.84 | 0.01 | 0
2020 | SPP_N_2_SPP_S | SPP_N | SPP_S | Internal | Winter | B20 | 935 | 4000 | 3912.6 | 42.74 | 42.75 | 0.01 | 0
2020 | SPP_S_2_ENT | SPP_S | ENT | Internal | Shoulder | B11 | 25 | 850 | 0 | 57.84 | 59.03 | 5 | 0
2020 | SPP_S_2_ENT | SPP_S | ENT | Internal | Shoulder | B12 | 200 | 850 | 0 | 43.39 | 41.91 | 5 | 0
2020 | SPP_S_2_ENT | SPP_S | ENT | Internal | Shoulder | B13 | 600 | 850 | 0 | 41.63 | 41.91 | 5 | 0
2020 | SPP_S_2_ENT | SPP_S | ENT | Internal | Shoulder | B14 | 900 | 850 | 0 | 40.78 | 41.67 | 5 | 0
2020 | SPP_S_2_ENT | SPP_S | ENT | Internal | Shoulder | B15 | 1203 | 850 | 0 | 40.2 | 41.61 | 5 | 0
2020 | SPP_S_2_ENT | SPP_S | ENT | Internal | Summer | B1 | 10 | 850 | 0 | 64.56 | 68.21 | 5 | 0
2020 | SPP_S_2_ENT | SPP_S | ENT | Internal | Summer | B2 | 25 | 850 | 0 | 65.22 | 63.4 | 5 | 0
2020 | SPP_S_2_ENT | SPP_S | ENT | Internal | Summer | B3 | 75 | 850 | 0 | 64.77 | 61.69 | 5 | 0
2020 | SPP_S_2_ENT | SPP_S | ENT | Internal | Summer | B4 | 100 | 850 | 122.35 | 56.69 | 61.69 | 5 | 0
2020 | SPP_S_2_ENT | SPP_S | ENT | Internal | Summer | B5 | 200 | 850 | 0 | 56.34 | 58.83 | 5 | 0
2020 | SPP_S_2_ENT | SPP_S | ENT | Internal | Summer | B6 | 300 | 850 | 0 | 55.88 | 48.87 | 5 | 0
2020 | SPP_S_2_ENT | SPP_S | ENT | Internal | Summer | B7 | 400 | 850 | 0 | 46.67 | 46.65 | 5 | 0
2020 | SPP_S_2_ENT | SPP_S | ENT | Internal | Summer | B8 | 500 | 850 | 0 | 40.78 | 40.59 | 5 | 0
2020 | SPP_S_2_ENT | SPP_S | ENT | Internal | Summer | B9 | 800 | 850 | 0 | 40.22 | 40.59 | 5 | 0
2020 | SPP_S_2_ENT | SPP_S | ENT | Internal | Summer | B10 | 1262 | 850 | 0 | 38.98 | 40.3 | 5 | 0
2020 | SPP_S_2_ENT | SPP_S | ENT | Internal | Winter | B16 | 25 | 850 | 0 | 54.3 | 59.21 | 5 | 0
2020 | SPP_S_2_ENT | SPP_S | ENT | Internal | Winter | B17 | 100 | 850 | 0 | 44 | 44.52 | 5 | 0
2020 | SPP_S_2_ENT | SPP_S | ENT | Internal | Winter | B18 | 400 | 850 | 0 | 42.84 | 44.52 | 5 | 0
2020 | SPP_S_2_ENT | SPP_S | ENT | Internal | Winter | B19 | 700 | 850 | 0 | 42.84 | 44.2 | 5 | 0
2020 | SPP_S_2_ENT | SPP_S | ENT | Internal | Winter | B20 | 935 | 850 | 0 | 42.75 | 43.38 | 5 | 0
2020 | SPP_S_2_SPP_N | SPP_S | SPP_N | Internal | Shoulder | B11 | 25 | 640 | 640 | 57.84 | 62.26 | 0.01 | 4.41
2020 | SPP_S_2_SPP_N | SPP_S | SPP_N | Internal | Shoulder | B12 | 200 | 640 | 115.7 | 43.39 | 43.4 | 0.01 | 0
2020 | SPP_S_2_SPP_N | SPP_S | SPP_N | Internal | Shoulder | B13 | 600 | 640 | 0 | 41.63 | 41.62 | 0.01 | 0
2020 | SPP_S_2_SPP_N | SPP_S | SPP_N | Internal | Shoulder | B14 | 900 | 640 | 0 | 40.78 | 40.77 | 0.01 | 0
2020 | SPP_S_2_SPP_N | SPP_S | SPP_N | Internal | Shoulder | B15 | 1203 | 640 | 0 | 40.2 | 40.19 | 0.01 | 0
2020 | SPP_S_2_SPP_N | SPP_S | SPP_N | Internal | Summer | B1 | 10 | 640 | 640 | 64.56 | 66.03 | 0.01 | 1.47
2020 | SPP_S_2_SPP_N | SPP_S | SPP_N | Internal | Summer | B2 | 25 | 640 | 640 | 65.22 | 66.03 | 0.01 | 0.81
2020 | SPP_S_2_SPP_N | SPP_S | SPP_N | Internal | Summer | B3 | 75 | 640 | 640 | 64.77 | 66.03 | 0.01 | 1.25
2020 | SPP_S_2_SPP_N | SPP_S | SPP_N | Internal | Summer | B4 | 100 | 640 | 640 | 56.69 | 64.16 | 0.01 | 7.46
2020 | SPP_S_2_SPP_N | SPP_S | SPP_N | Internal | Summer | B5 | 200 | 640 | 640 | 56.34 | 60.09 | 0.01 | 3.74
2020 | SPP_S_2_SPP_N | SPP_S | SPP_N | Internal | Summer | B6 | 300 | 640 | 0 | 55.88 | 55.86 | 0.01 | 0
2020 | SPP_S_2_SPP_N | SPP_S | SPP_N | Internal | Summer | B7 | 400 | 640 | 0 | 46.67 | 46.66 | 0.01 | 0
2020 | SPP_S_2_SPP_N | SPP_S | SPP_N | Internal | Summer | B8 | 500 | 640 | 0 | 40.78 | 40.77 | 0.01 | 0
2020 | SPP_S_2_SPP_N | SPP_S | SPP_N | Internal | Summer | B9 | 800 | 640 | 0 | 40.22 | 40.2 | 0.01 | 0
2020 | SPP_S_2_SPP_N | SPP_S | SPP_N | Internal | Summer | B10 | 1262 | 640 | 0 | 38.98 | 38.97 | 0.01 | 0
2020 | SPP_S_2_SPP_N | SPP_S | SPP_N | Internal | Winter | B16 | 25 | 640 | 0 | 54.3 | 54.28 | 0.01 | 0
2020 | SPP_S_2_SPP_N | SPP_S | SPP_N | Internal | Winter | B17 | 100 | 640 | 0 | 44 | 43.99 | 0.01 | 0
2020 | SPP_S_2_SPP_N | SPP_S | SPP_N | Internal | Winter | B18 | 400 | 640 | 0 | 42.84 | 42.83 | 0.01 | 0
2020 | SPP_S_2_SPP_N | SPP_S | SPP_N | Internal | Winter | B19 | 700 | 640 | 0 | 42.84 | 42.83 | 0.01 | 0
2020 | SPP_S_2_SPP_N | SPP_S | SPP_N | Internal | Winter | B20 | 935 | 640 | 0 | 42.75 | 42.74 | 0.01 | 0
2020 | TVA_2_ENT | TVA | ENT | Internal | Shoulder | B11 | 25 | 500 | 0 | 58.04 | 59.03 | 9 | 0
2020 | TVA_2_ENT | TVA | ENT | Internal | Shoulder | B12 | 200 | 500 | 0 | 43.52 | 41.91 | 9 | 0
2020 | TVA_2_ENT | TVA | ENT | Internal | Shoulder | B13 | 600 | 500 | 0 | 41.94 | 41.91 | 9 | 0
2020 | TVA_2_ENT | TVA | ENT | Internal | Shoulder | B14 | 900 | 500 | 0 | 41.94 | 41.67 | 9 | 0
2020 | TVA_2_ENT | TVA | ENT | Internal | Shoulder | B15 | 1203 | 500 | 0 | 41.75 | 41.61 | 9 | 0
2020 | TVA_2_ENT | TVA | ENT | Internal | Summer | B1 | 10 | 500 | 0 | 71.96 | 68.21 | 9 | 0
2020 | TVA_2_ENT | TVA | ENT | Internal | Summer | B2 | 25 | 500 | 0 | 71.41 | 63.4 | 9 | 0
2020 | TVA_2_ENT | TVA | ENT | Internal | Summer | B3 | 75 | 500 | 0 | 67.29 | 61.69 | 9 | 0
2020 | TVA_2_ENT | TVA | ENT | Internal | Summer | B4 | 100 | 500 | 0 | 66.42 | 61.69 | 9 | 0
2020 | TVA_2_ENT | TVA | ENT | Internal | Summer | B5 | 200 | 500 | 0 | 57.83 | 58.83 | 9 | 0
2020 | TVA_2_ENT | TVA | ENT | Internal | Summer | B6 | 300 | 500 | 0 | 42.85 | 48.87 | 9 | 0
2020 | TVA_2_ENT | TVA | ENT | Internal | Summer | B7 | 400 | 500 | 0 | 40.44 | 46.65 | 9 | 0
2020 | TVA_2_ENT | TVA | ENT | Internal | Summer | B8 | 500 | 500 | 0 | 40.44 | 40.59 | 9 | 0
2020 | TVA_2_ENT | TVA | ENT | Internal | Summer | B9 | 800 | 500 | 0 | 40.44 | 40.59 | 9 | 0
2020 | TVA_2_ENT | TVA | ENT | Internal | Summer | B10 | 1262 | 500 | 0 | 37.45 | 40.3 | 9 | 0
2020 | TVA_2_ENT | TVA | ENT | Internal | Winter | B16 | 25 | 500 | 0 | 59.5 | 59.21 | 9 | 0
2020 | TVA_2_ENT | TVA | ENT | Internal | Winter | B17 | 100 | 500 | 0 | 46.15 | 44.52 | 9 | 0
2020 | TVA_2_ENT | TVA | ENT | Internal | Winter | B18 | 400 | 500 | 0 | 42.85 | 44.52 | 9 | 0
2020 | TVA_2_ENT | TVA | ENT | Internal | Winter | B19 | 700 | 500 | 0 | 42.85 | 44.2 | 9 | 0
2020 | TVA_2_ENT | TVA | ENT | Internal | Winter | B20 | 935 | 500 | 0 | 42.85 | 43.38 | 9 | 0
2020 | TVA_2_NonRTO_Midwest | TVA | NonRTO_Midwest | Internal | Shoulder | B11 | 25 | 100 | 0 | 58.04 | 63.98 | 9 | 0
2020 | TVA_2_NonRTO_Midwest | TVA | NonRTO_Midwest | Internal | Shoulder | B12 | 200 | 100 | 100 | 43.52 | 53.87 | 9 | 1.35
2020 | TVA_2_NonRTO_Midwest | TVA | NonRTO_Midwest | Internal | Shoulder | B13 | 600 | 100 | 0 | 41.94 | 46.16 | 9 | 0
2020 | TVA_2_NonRTO_Midwest | TVA | NonRTO_Midwest | Internal | Shoulder | B14 | 900 | 100 | 0 | 41.94 | 43.82 | 9 | 0
2020 | TVA_2_NonRTO_Midwest | TVA | NonRTO_Midwest | Internal | Shoulder | B15 | 1203 | 100 | 0 | 41.75 | 36.91 | 9 | 0
2020 | TVA_2_NonRTO_Midwest | TVA | NonRTO_Midwest | Internal | Summer | B1 | 10 | 100 | 0 | 71.96 | 68.51 | 9 | 0
2020 | TVA_2_NonRTO_Midwest | TVA | NonRTO_Midwest | Internal | Summer | B2 | 25 | 100 | 0 | 71.41 | 68.51 | 9 | 0
2020 | TVA_2_NonRTO_Midwest | TVA | NonRTO_Midwest | Internal | Summer | B3 | 75 | 100 | 0 | 67.29 | 68.51 | 9 | 0
2020 | TVA_2_NonRTO_Midwest | TVA | NonRTO_Midwest | Internal | Summer | B4 | 100 | 100 | 0 | 66.42 | 68.51 | 9 | 0
2020 | TVA_2_NonRTO_Midwest | TVA | NonRTO_Midwest | Internal | Summer | B5 | 200 | 100 | 0 | 57.83 | 61.07 | 9 | 0
2020 | TVA_2_NonRTO_Midwest | TVA | NonRTO_Midwest | Internal | Summer | B6 | 300 | 100 | 100 | 42.85 | 56.05 | 9 | 4.2
2020 | TVA_2_NonRTO_Midwest | TVA | NonRTO_Midwest | Internal | Summer | B7 | 400 | 100 | 0 | 40.44 | 44.85 | 9 | 0
2020 | TVA_2_NonRTO_Midwest | TVA | NonRTO_Midwest | Internal | Summer | B8 | 500 | 100 | 0 | 40.44 | 38.44 | 9 | 0
2020 | TVA_2_NonRTO_Midwest | TVA | NonRTO_Midwest | Internal | Summer | B9 | 800 | 100 | 0 | 40.44 | 37.38 | 9 | 0
2020 | TVA_2_NonRTO_Midwest | TVA | NonRTO_Midwest | Internal | Summer | B10 | 1262 | 100 | 0 | 37.45 | 35.6 | 9 | 0
2020 | TVA_2_NonRTO_Midwest | TVA | NonRTO_Midwest | Internal | Winter | B16 | 25 | 100 | 0 | 59.5 | 62.17 | 9 | 0
2020 | TVA_2_NonRTO_Midwest | TVA | NonRTO_Midwest | Internal | Winter | B17 | 100 | 100 | 0 | 46.15 | 54.28 | 9 | 0
2020 | TVA_2_NonRTO_Midwest | TVA | NonRTO_Midwest | Internal | Winter | B18 | 400 | 100 | 0 | 42.85 | 50.19 | 9 | 0
2020 | TVA_2_NonRTO_Midwest | TVA | NonRTO_Midwest | Internal | Winter | B19 | 700 | 100 | 0 | 42.85 | 42.56 | 9 | 0
2020 | TVA_2_NonRTO_Midwest | TVA | NonRTO_Midwest | Internal | Winter | B20 | 935 | 100 | 0 | 42.85 | 36.96 | 9 | 0
2020 | TVA_2_SOCO | TVA | SOCO | Internal | Shoulder | B11 | 25 | 500 | 0 | 58.04 | 66.98 | 9 | 0
2020 | TVA_2_SOCO | TVA | SOCO | Internal | Shoulder | B12 | 200 | 500 | 0 | 43.52 | 44.51 | 9 | 0
2020 | TVA_2_SOCO | TVA | SOCO | Internal | Shoulder | B13 | 600 | 500 | 0 | 41.94 | 42.53 | 9 | 0
2020 | TVA_2_SOCO | TVA | SOCO | Internal | Shoulder | B14 | 900 | 500 | 0 | 41.94 | 42.53 | 9 | 0
2020 | TVA_2_SOCO | TVA | SOCO | Internal | Shoulder | B15 | 1203 | 500 | 0 | 41.75 | 42.1 | 9 | 0
2020 | TVA_2_SOCO | TVA | SOCO | Internal | Summer | B1 | 10 | 500 | 0 | 71.96 | 71.02 | 9 | 0
2020 | TVA_2_SOCO | TVA | SOCO | Internal | Summer | B2 | 25 | 500 | 0 | 71.41 | 71.02 | 9 | 0
2020 | TVA_2_SOCO | TVA | SOCO | Internal | Summer | B3 | 75 | 500 | 0 | 67.29 | 69.69 | 9 | 0
2020 | TVA_2_SOCO | TVA | SOCO | Internal | Summer | B4 | 100 | 500 | 0 | 66.42 | 69.69 | 9 | 0
2020 | TVA_2_SOCO | TVA | SOCO | Internal | Summer | B5 | 200 | 500 | 413.06 | 57.83 | 66.83 | 9 | 0
2020 | TVA_2_SOCO | TVA | SOCO | Internal | Summer | B6 | 300 | 500 | 500 | 42.85 | 56.87 | 9 | 5.03
2020 | TVA_2_SOCO | TVA | SOCO | Internal | Summer | B7 | 400 | 500 | 500 | 40.44 | 54.65 | 9 | 5.21
2020 | TVA_2_SOCO | TVA | SOCO | Internal | Summer | B8 | 500 | 500 | 0 | 40.44 | 44.93 | 9 | 0
2020 | TVA_2_SOCO | TVA | SOCO | Internal | Summer | B9 | 800 | 500 | 0 | 40.44 | 41.66 | 9 | 0
2020 | TVA_2_SOCO | TVA | SOCO | Internal | Summer | B10 | 1262 | 500 | 0 | 37.45 | 40.87 | 9 | 0
2020 | TVA_2_SOCO | TVA | SOCO | Internal | Winter | B16 | 25 | 500 | 0 | 59.5 | 67.21 | 9 | 0
2020 | TVA_2_SOCO | TVA | SOCO | Internal | Winter | B17 | 100 | 500 | 0 | 46.15 | 46.18 | 9 | 0
2020 | TVA_2_SOCO | TVA | SOCO | Internal | Winter | B18 | 400 | 500 | 0 | 42.85 | 44.59 | 9 | 0
2020 | TVA_2_SOCO | TVA | SOCO | Internal | Winter | B19 | 700 | 500 | 0 | 42.85 | 44.59 | 9 | 0
2020 | TVA_2_SOCO | TVA | SOCO | Internal | Winter | B20 | 935 | 500 | 0 | 42.85 | 44.59 | 9 | 0
2020 | TVA_2_VACAR | TVA | VACAR | Internal | Shoulder | B11 | 25 | 150 | 0 | 58.04 | 59.98 | 9 | 0
2020 | TVA_2_VACAR | TVA | VACAR | Internal | Shoulder | B12 | 200 | 150 | 0 | 43.52 | 49.44 | 9 | 0
2020 | TVA_2_VACAR | TVA | VACAR | Internal | Shoulder | B13 | 600 | 150 | 0 | 41.94 | 47.35 | 9 | 0
2020 | TVA_2_VACAR | TVA | VACAR | Internal | Shoulder | B14 | 900 | 150 | 0 | 41.94 | 45.41 | 9 | 0
2020 | TVA_2_VACAR | TVA | VACAR | Internal | Shoulder | B15 | 1203 | 150 | 0 | 41.75 | 43.21 | 9 | 0
2020 | TVA_2_VACAR | TVA | VACAR | Internal | Summer | B1 | 10 | 150 | 0 | 71.96 | 73.05 | 9 | 0
2020 | TVA_2_VACAR | TVA | VACAR | Internal | Summer | B2 | 25 | 150 | 0 | 71.41 | 73.05 | 9 | 0
2020 | TVA_2_VACAR | TVA | VACAR | Internal | Summer | B3 | 75 | 150 | 0 | 67.29 | 73.05 | 9 | 0
2020 | TVA_2_VACAR | TVA | VACAR | Internal | Summer | B4 | 100 | 150 | 0 | 66.42 | 66.4 | 9 | 0
2020 | TVA_2_VACAR | TVA | VACAR | Internal | Summer | B5 | 200 | 150 | 0 | 57.83 | 59.83 | 9 | 0
2020 | TVA_2_VACAR | TVA | VACAR | Internal | Summer | B6 | 300 | 150 | 150 | 42.85 | 56.05 | 9 | 4.2
2020 | TVA_2_VACAR | TVA | VACAR | Internal | Summer | B7 | 400 | 150 | 0 | 40.44 | 47.65 | 9 | 0
2020 | TVA_2_VACAR | TVA | VACAR | Internal | Summer | B8 | 500 | 150 | 0 | 40.44 | 44.53 | 9 | 0
2020 | TVA_2_VACAR | TVA | VACAR | Internal | Summer | B9 | 800 | 150 | 0 | 40.44 | 43.31 | 9 | 0
2020 | TVA_2_VACAR | TVA | VACAR | Internal | Summer | B10 | 1262 | 150 | 0 | 37.45 | 41.76 | 9 | 0
2020 | TVA_2_VACAR | TVA | VACAR | Internal | Winter | B16 | 25 | 150 | 0 | 59.5 | 62.16 | 9 | 0
2020 | TVA_2_VACAR | TVA | VACAR | Internal | Winter | B17 | 100 | 150 | 0 | 46.15 | 54.3 | 9 | 0
2020 | TVA_2_VACAR | TVA | VACAR | Internal | Winter | B18 | 400 | 150 | 0 | 42.85 | 47.55 | 9 | 0
2020 | TVA_2_VACAR | TVA | VACAR | Internal | Winter | B19 | 700 | 150 | 0 | 42.85 | 45.6 | 9 | 0
2020 | TVA_2_VACAR | TVA | VACAR | Internal | Winter | B20 | 935 | 150 | 0 | 42.85 | 44.68 | 9 | 0
2020 | TVA_Transmission_2_NonRTO_Midwest | TVA_Transmission | NonRTO_Midwest | Internal | Shoulder | B11 | 25 | 700 | 0 | 59.32 | 63.98 | 9 | 0
2020 | TVA_Transmission_2_NonRTO_Midwest | TVA_Transmission | NonRTO_Midwest | Internal | Shoulder | B12 | 200 | 700 | 0 | 47.67 | 53.87 | 9 | 0
2020 | TVA_Transmission_2_NonRTO_Midwest | TVA_Transmission | NonRTO_Midwest | Internal | Shoulder | B13 | 600 | 700 | 0 | 44.87 | 46.16 | 9 | 0
2020 | TVA_Transmission_2_NonRTO_Midwest | TVA_Transmission | NonRTO_Midwest | Internal | Shoulder | B14 | 900 | 700 | 0 | 43.96 | 43.82 | 9 | 0
2020 | TVA_Transmission_2_NonRTO_Midwest | TVA_Transmission | NonRTO_Midwest | Internal | Shoulder | B15 | 1203 | 700 | 0 | 42.35 | 36.91 | 9 | 0
2020 | TVA_Transmission_2_NonRTO_Midwest | TVA_Transmission | NonRTO_Midwest | Internal | Summer | B1 | 10 | 700 | 0 | 71.94 | 68.51 | 9 | 0
2020 | TVA_Transmission_2_NonRTO_Midwest | TVA_Transmission | NonRTO_Midwest | Internal | Summer | B2 | 25 | 700 | 0 | 71.4 | 68.51 | 9 | 0
2020 | TVA_Transmission_2_NonRTO_Midwest | TVA_Transmission | NonRTO_Midwest | Internal | Summer | B3 | 75 | 700 | 0 | 67.28 | 68.51 | 9 | 0
2020 | TVA_Transmission_2_NonRTO_Midwest | TVA_Transmission | NonRTO_Midwest | Internal | Summer | B4 | 100 | 700 | 0 | 66.4 | 68.51 | 9 | 0
2020 | TVA_Transmission_2_NonRTO_Midwest | TVA_Transmission | NonRTO_Midwest | Internal | Summer | B5 | 200 | 700 | 0 | 59.05 | 61.07 | 9 | 0
2020 | TVA_Transmission_2_NonRTO_Midwest | TVA_Transmission | NonRTO_Midwest | Internal | Summer | B6 | 300 | 700 | 0 | 52.13 | 56.05 | 9 | 0
2020 | TVA_Transmission_2_NonRTO_Midwest | TVA_Transmission | NonRTO_Midwest | Internal | Summer | B7 | 400 | 700 | 0 | 46.36 | 44.85 | 9 | 0
2020 | TVA_Transmission_2_NonRTO_Midwest | TVA_Transmission | NonRTO_Midwest | Internal | Summer | B8 | 500 | 700 | 0 | 42.03 | 38.44 | 9 | 0
2020 | TVA_Transmission_2_NonRTO_Midwest | TVA_Transmission | NonRTO_Midwest | Internal | Summer | B9 | 800 | 700 | 0 | 41.56 | 37.38 | 9 | 0
2020 | TVA_Transmission_2_NonRTO_Midwest | TVA_Transmission | NonRTO_Midwest | Internal | Summer | B10 | 1262 | 700 | 0 | 39.31 | 35.6 | 9 | 0
2020 | TVA_Transmission_2_NonRTO_Midwest | TVA_Transmission | NonRTO_Midwest | Internal | Winter | B16 | 25 | 700 | 0 | 60.66 | 62.17 | 9 | 0
2020 | TVA_Transmission_2_NonRTO_Midwest | TVA_Transmission | NonRTO_Midwest | Internal | Winter | B17 | 100 | 700 | 0 | 49.61 | 54.28 | 9 | 0
2020 | TVA_Transmission_2_NonRTO_Midwest | TVA_Transmission | NonRTO_Midwest | Internal | Winter | B18 | 400 | 700 | 0 | 46.18 | 50.19 | 9 | 0
2020 | TVA_Transmission_2_NonRTO_Midwest | TVA_Transmission | NonRTO_Midwest | Internal | Winter | B19 | 700 | 700 | 0 | 45.02 | 42.56 | 9 | 0
2020 | TVA_Transmission_2_NonRTO_Midwest | TVA_Transmission | NonRTO_Midwest | Internal | Winter | B20 | 935 | 700 | 0 | 43.41 | 36.96 | 9 | 0
2020 | TVA_Transmission_2_SOCO | TVA_Transmission | SOCO | Internal | Shoulder | B11 | 25 | 3200 | 0 | 59.32 | 66.98 | 9 | 0
2020 | TVA_Transmission_2_SOCO | TVA_Transmission | SOCO | Internal | Shoulder | B12 | 200 | 3200 | 0 | 47.67 | 44.51 | 9 | 0
2020 | TVA_Transmission_2_SOCO | TVA_Transmission | SOCO | Internal | Shoulder | B13 | 600 | 3200 | 0 | 44.87 | 42.53 | 9 | 0
2020 | TVA_Transmission_2_SOCO | TVA_Transmission | SOCO | Internal | Shoulder | B14 | 900 | 3200 | 0 | 43.96 | 42.53 | 9 | 0
2020 | TVA_Transmission_2_SOCO | TVA_Transmission | SOCO | Internal | Shoulder | B15 | 1203 | 3200 | 0 | 42.35 | 42.1 | 9 | 0
2020 | TVA_Transmission_2_SOCO | TVA_Transmission | SOCO | Internal | Summer | B1 | 10 | 3200 | 0 | 71.94 | 71.02 | 9 | 0
2020 | TVA_Transmission_2_SOCO | TVA_Transmission | SOCO | Internal | Summer | B2 | 25 | 3200 | 0 | 71.4 | 71.02 | 9 | 0
2020 | TVA_Transmission_2_SOCO | TVA_Transmission | SOCO | Internal | Summer | B3 | 75 | 3200 | 0 | 67.28 | 69.69 | 9 | 0
2020 | TVA_Transmission_2_SOCO | TVA_Transmission | SOCO | Internal | Summer | B4 | 100 | 3200 | 0 | 66.4 | 69.69 | 9 | 0
2020 | TVA_Transmission_2_SOCO | TVA_Transmission | SOCO | Internal | Summer | B5 | 200 | 3200 | 0 | 59.05 | 66.83 | 9 | 0
2020 | TVA_Transmission_2_SOCO | TVA_Transmission | SOCO | Internal | Summer | B6 | 300 | 3200 | 0 | 52.13 | 56.87 | 9 | 0
2020 | TVA_Transmission_2_SOCO | TVA_Transmission | SOCO | Internal | Summer | B7 | 400 | 3200 | 0 | 46.36 | 54.65 | 9 | 0
2020 | TVA_Transmission_2_SOCO | TVA_Transmission | SOCO | Internal | Summer | B8 | 500 | 3200 | 0 | 42.03 | 44.93 | 9 | 0
2020 | TVA_Transmission_2_SOCO | TVA_Transmission | SOCO | Internal | Summer | B9 | 800 | 3200 | 0 | 41.56 | 41.66 | 9 | 0
2020 | TVA_Transmission_2_SOCO | TVA_Transmission | SOCO | Internal | Summer | B10 | 1262 | 3200 | 0 | 39.31 | 40.87 | 9 | 0
2020 | TVA_Transmission_2_SOCO | TVA_Transmission | SOCO | Internal | Winter | B16 | 25 | 3200 | 0 | 60.66 | 67.21 | 9 | 0
2020 | TVA_Transmission_2_SOCO | TVA_Transmission | SOCO | Internal | Winter | B17 | 100 | 3200 | 0 | 49.61 | 46.18 | 9 | 0
2020 | TVA_Transmission_2_SOCO | TVA_Transmission | SOCO | Internal | Winter | B18 | 400 | 3200 | 0 | 46.18 | 44.59 | 9 | 0
2020 | TVA_Transmission_2_SOCO | TVA_Transmission | SOCO | Internal | Winter | B19 | 700 | 3200 | 0 | 45.02 | 44.59 | 9 | 0
2020 | TVA_Transmission_2_SOCO | TVA_Transmission | SOCO | Internal | Winter | B20 | 935 | 3200 | 0 | 43.41 | 44.59 | 9 | 0
2020 | TVA_Transmission_2_TVA | TVA_Transmission | TVA | Internal | Shoulder | B11 | 25 | 99999 | 0 | 59.32 | 58.04 | 0.01 | 0
2020 | TVA_Transmission_2_TVA | TVA_Transmission | TVA | Internal | Shoulder | B12 | 200 | 99999 | 0 | 47.67 | 43.52 | 0.01 | 0
2020 | TVA_Transmission_2_TVA | TVA_Transmission | TVA | Internal | Shoulder | B13 | 600 | 99999 | 0 | 44.87 | 41.94 | 0.01 | 0
2020 | TVA_Transmission_2_TVA | TVA_Transmission | TVA | Internal | Shoulder | B14 | 900 | 99999 | 0 | 43.96 | 41.94 | 0.01 | 0
2020 | TVA_Transmission_2_TVA | TVA_Transmission | TVA | Internal | Shoulder | B15 | 1203 | 99999 | 0 | 42.35 | 41.75 | 0.01 | 0
2020 | TVA_Transmission_2_TVA | TVA_Transmission | TVA | Internal | Summer | B1 | 10 | 99999 | 2914.61 | 71.94 | 71.96 | 0.01 | 0
2020 | TVA_Transmission_2_TVA | TVA_Transmission | TVA | Internal | Summer | B2 | 25 | 99999 | 2069.04 | 71.4 | 71.41 | 0.01 | 0
2020 | TVA_Transmission_2_TVA | TVA_Transmission | TVA | Internal | Summer | B3 | 75 | 99999 | 408.92 | 67.28 | 67.29 | 0.01 | 0
2020 | TVA_Transmission_2_TVA | TVA_Transmission | TVA | Internal | Summer | B4 | 100 | 99999 | 1346.06 | 66.4 | 66.42 | 0.01 | 0
2020 | TVA_Transmission_2_TVA | TVA_Transmission | TVA | Internal | Summer | B5 | 200 | 99999 | 0 | 59.05 | 57.83 | 0.01 | 0
2020 | TVA_Transmission_2_TVA | TVA_Transmission | TVA | Internal | Summer | B6 | 300 | 99999 | 0 | 52.13 | 42.85 | 0.01 | 0
2020 | TVA_Transmission_2_TVA | TVA_Transmission | TVA | Internal | Summer | B7 | 400 | 99999 | 0 | 46.36 | 40.44 | 0.01 | 0
2020 | TVA_Transmission_2_TVA | TVA_Transmission | TVA | Internal | Summer | B8 | 500 | 99999 | 0 | 42.03 | 40.44 | 0.01 | 0
2020 | TVA_Transmission_2_TVA | TVA_Transmission | TVA | Internal | Summer | B9 | 800 | 99999 | 0 | 41.56 | 40.44 | 0.01 | 0
2020 | TVA_Transmission_2_TVA | TVA_Transmission | TVA | Internal | Summer | B10 | 1262 | 99999 | 0 | 39.31 | 37.45 | 0.01 | 0
2020 | TVA_Transmission_2_TVA | TVA_Transmission | TVA | Internal | Winter | B16 | 25 | 99999 | 0 | 60.66 | 59.5 | 0.01 | 0
2020 | TVA_Transmission_2_TVA | TVA_Transmission | TVA | Internal | Winter | B17 | 100 | 99999 | 0 | 49.61 | 46.15 | 0.01 | 0
2020 | TVA_Transmission_2_TVA | TVA_Transmission | TVA | Internal | Winter | B18 | 400 | 99999 | 0 | 46.18 | 42.85 | 0.01 | 0
2020 | TVA_Transmission_2_TVA | TVA_Transmission | TVA | Internal | Winter | B19 | 700 | 99999 | 0 | 45.02 | 42.85 | 0.01 | 0
2020 | TVA_Transmission_2_TVA | TVA_Transmission | TVA | Internal | Winter | B20 | 935 | 99999 | 0 | 43.41 | 42.85 | 0.01 | 0
2020 | TVA_Transmission_2_VACAR | TVA_Transmission | VACAR | Internal | Shoulder | B11 | 25 | 900 | 0 | 59.32 | 59.98 | 9 | 0
2020 | TVA_Transmission_2_VACAR | TVA_Transmission | VACAR | Internal | Shoulder | B12 | 200 | 900 | 0 | 47.67 | 49.44 | 9 | 0
2020 | TVA_Transmission_2_VACAR | TVA_Transmission | VACAR | Internal | Shoulder | B13 | 600 | 900 | 0 | 44.87 | 47.35 | 9 | 0
2020 | TVA_Transmission_2_VACAR | TVA_Transmission | VACAR | Internal | Shoulder | B14 | 900 | 900 | 0 | 43.96 | 45.41 | 9 | 0
2020 | TVA_Transmission_2_VACAR | TVA_Transmission | VACAR | Internal | Shoulder | B15 | 1203 | 900 | 0 | 42.35 | 43.21 | 9 | 0
2020 | TVA_Transmission_2_VACAR | TVA_Transmission | VACAR | Internal | Summer | B1 | 10 | 900 | 0 | 71.94 | 73.05 | 9 | 0
2020 | TVA_Transmission_2_VACAR | TVA_Transmission | VACAR | Internal | Summer | B2 | 25 | 900 | 0 | 71.4 | 73.05 | 9 | 0
2020 | TVA_Transmission_2_VACAR | TVA_Transmission | VACAR | Internal | Summer | B3 | 75 | 900 | 0 | 67.28 | 73.05 | 9 | 0
2020 | TVA_Transmission_2_VACAR | TVA_Transmission | VACAR | Internal | Summer | B4 | 100 | 900 | 0 | 66.4 | 66.4 | 9 | 0
2020 | TVA_Transmission_2_VACAR | TVA_Transmission | VACAR | Internal | Summer | B5 | 200 | 900 | 0 | 59.05 | 59.83 | 9 | 0
2020 | TVA_Transmission_2_VACAR | TVA_Transmission | VACAR | Internal | Summer | B6 | 300 | 900 | 0 | 52.13 | 56.05 | 9 | 0
2020 | TVA_Transmission_2_VACAR | TVA_Transmission | VACAR | Internal | Summer | B7 | 400 | 900 | 0 | 46.36 | 47.65 | 9 | 0
2020 | TVA_Transmission_2_VACAR | TVA_Transmission | VACAR | Internal | Summer | B8 | 500 | 900 | 0 | 42.03 | 44.53 | 9 | 0
2020 | TVA_Transmission_2_VACAR | TVA_Transmission | VACAR | Internal | Summer | B9 | 800 | 900 | 0 | 41.56 | 43.31 | 9 | 0
2020 | TVA_Transmission_2_VACAR | TVA_Transmission | VACAR | Internal | Summer | B10 | 1262 | 900 | 0 | 39.31 | 41.76 | 9 | 0
2020 | TVA_Transmission_2_VACAR | TVA_Transmission | VACAR | Internal | Winter | B16 | 25 | 900 | 0 | 60.66 | 62.16 | 9 | 0
2020 | TVA_Transmission_2_VACAR | TVA_Transmission | VACAR | Internal | Winter | B17 | 100 | 900 | 0 | 49.61 | 54.3 | 9 | 0
2020 | TVA_Transmission_2_VACAR | TVA_Transmission | VACAR | Internal | Winter | B18 | 400 | 900 | 0 | 46.18 | 47.55 | 9 | 0
2020 | TVA_Transmission_2_VACAR | TVA_Transmission | VACAR | Internal | Winter | B19 | 700 | 900 | 0 | 45.02 | 45.6 | 9 | 0
2020 | TVA_Transmission_2_VACAR | TVA_Transmission | VACAR | Internal | Winter | B20 | 935 | 900 | 0 | 43.41 | 44.68 | 9 | 0
2020 | VACAR_2_SOCO | VACAR | SOCO | Internal | Shoulder | B11 | 25 | 3000 | 1248.12 | 59.98 | 66.98 | 7 | 0
2020 | VACAR_2_SOCO | VACAR | SOCO | Internal | Shoulder | B12 | 200 | 3000 | 0 | 49.44 | 44.51 | 7 | 0
2020 | VACAR_2_SOCO | VACAR | SOCO | Internal | Shoulder | B13 | 600 | 3000 | 0 | 47.35 | 42.53 | 7 | 0
2020 | VACAR_2_SOCO | VACAR | SOCO | Internal | Shoulder | B14 | 900 | 3000 | 0 | 45.41 | 42.53 | 7 | 0
2020 | VACAR_2_SOCO | VACAR | SOCO | Internal | Shoulder | B15 | 1203 | 3000 | 0 | 43.21 | 42.1 | 7 | 0
2020 | VACAR_2_SOCO | VACAR | SOCO | Internal | Summer | B1 | 10 | 3000 | 0 | 73.05 | 71.02 | 7 | 0
2020 | VACAR_2_SOCO | VACAR | SOCO | Internal | Summer | B2 | 25 | 3000 | 0 | 73.05 | 71.02 | 7 | 0
2020 | VACAR_2_SOCO | VACAR | SOCO | Internal | Summer | B3 | 75 | 3000 | 0 | 73.05 | 69.69 | 7 | 0
2020 | VACAR_2_SOCO | VACAR | SOCO | Internal | Summer | B4 | 100 | 3000 | 0 | 66.4 | 69.69 | 7 | 0
2020 | VACAR_2_SOCO | VACAR | SOCO | Internal | Summer | B5 | 200 | 3000 | 1038.79 | 59.83 | 66.83 | 7 | 0
2020 | VACAR_2_SOCO | VACAR | SOCO | Internal | Summer | B6 | 300 | 3000 | 0 | 56.05 | 56.87 | 7 | 0
2020 | VACAR_2_SOCO | VACAR | SOCO | Internal | Summer | B7 | 400 | 3000 | 1387.11 | 47.65 | 54.65 | 7 | 0
2020 | VACAR_2_SOCO | VACAR | SOCO | Internal | Summer | B8 | 500 | 3000 | 0 | 44.53 | 44.93 | 7 | 0
2020 | VACAR_2_SOCO | VACAR | SOCO | Internal | Summer | B9 | 800 | 3000 | 0 | 43.31 | 41.66 | 7 | 0
2020 | VACAR_2_SOCO | VACAR | SOCO | Internal | Summer | B10 | 1262 | 3000 | 0 | 41.76 | 40.87 | 7 | 0
2020 | VACAR_2_SOCO | VACAR | SOCO | Internal | Winter | B16 | 25 | 3000 | 0 | 62.16 | 67.21 | 7 | 0
2020 | VACAR_2_SOCO | VACAR | SOCO | Internal | Winter | B17 | 100 | 3000 | 0 | 54.3 | 46.18 | 7 | 0
2020 | VACAR_2_SOCO | VACAR | SOCO | Internal | Winter | B18 | 400 | 3000 | 0 | 47.55 | 44.59 | 7 | 0
2020 | VACAR_2_SOCO | VACAR | SOCO | Internal | Winter | B19 | 700 | 3000 | 0 | 45.6 | 44.59 | 7 | 0
2020 | VACAR_2_SOCO | VACAR | SOCO | Internal | Winter | B20 | 935 | 3000 | 0 | 44.68 | 44.59 | 7 | 0
2025 | ENT_2_SOCO | ENT | SOCO | Internal | Shoulder | B11 | 25 | 2000 | 0 | 69.71 | 76.13 | 8 | 0
2025 | ENT_2_SOCO | ENT | SOCO | Internal | Shoulder | B12 | 200 | 2000 | 0 | 46.83 | 49.65 | 8 | 0
2025 | ENT_2_SOCO | ENT | SOCO | Internal | Shoulder | B13 | 600 | 2000 | 0 | 46.83 | 46.88 | 8 | 0
2025 | ENT_2_SOCO | ENT | SOCO | Internal | Shoulder | B14 | 900 | 2000 | 0 | 46.5 | 46.88 | 8 | 0
2025 | ENT_2_SOCO | ENT | SOCO | Internal | Shoulder | B15 | 1203 | 2000 | 0 | 45.25 | 46.88 | 8 | 0
2025 | ENT_2_SOCO | ENT | SOCO | Internal | Summer | B1 | 10 | 2000 | 1792.17 | 80.14 | 88.14 | 8 | 0
2025 | ENT_2_SOCO | ENT | SOCO | Internal | Summer | B2 | 25 | 2000 | 0 | 75.69 | 78.61 | 8 | 0
2025 | ENT_2_SOCO | ENT | SOCO | Internal | Summer | B3 | 75 | 2000 | 0 | 75.69 | 78.61 | 8 | 0
2025 | ENT_2_SOCO | ENT | SOCO | Internal | Summer | B4 | 100 | 2000 | 0 | 75.69 | 77.11 | 8 | 0
2025 | ENT_2_SOCO | ENT | SOCO | Internal | Summer | B5 | 200 | 2000 | 1569.64 | 69.11 | 77.11 | 8 | 0
2025 | ENT_2_SOCO | ENT | SOCO | Internal | Summer | B6 | 300 | 2000 | 0 | 61.77 | 68.76 | 8 | 0
2025 | ENT_2_SOCO | ENT | SOCO | Internal | Summer | B7 | 400 | 2000 | 1576.87 | 53.31 | 61.31 | 8 | 0
2025 | ENT_2_SOCO | ENT | SOCO | Internal | Summer | B8 | 500 | 2000 | 0 | 45.36 | 50.99 | 8 | 0
2025 | ENT_2_SOCO | ENT | SOCO | Internal | Summer | B9 | 800 | 2000 | 0 | 45.04 | 45.53 | 8 | 0
2025 | ENT_2_SOCO | ENT | SOCO | Internal | Summer | B10 | 1262 | 2000 | 0 | 43.56 | 45.53 | 8 | 0
2025 | ENT_2_SOCO | ENT | SOCO | Internal | Winter | B16 | 25 | 2000 | 1902.88 | 70.26 | 78.26 | 8 | 0
2025 | ENT_2_SOCO | ENT | SOCO | Internal | Winter | B17 | 100 | 2000 | 0 | 49.74 | 51.45 | 8 | 0
2025 | ENT_2_SOCO | ENT | SOCO | Internal | Winter | B18 | 400 | 2000 | 0 | 49.56 | 49.67 | 8 | 0
2025 | ENT_2_SOCO | ENT | SOCO | Internal | Winter | B19 | 700 | 2000 | 0 | 49.38 | 49.67 | 8 | 0
2025 | ENT_2_SOCO | ENT | SOCO | Internal | Winter | B20 | 935 | 2000 | 0 | 47.76 | 49.67 | 8 | 0
2025 | ENT_2_TVA_Transmission | ENT | TVA_Transmission | Internal | Shoulder | B11 | 25 | 2100 | 0 | 69.71 | 67.87 | 8 | 0
2025 | ENT_2_TVA_Transmission | ENT | TVA_Transmission | Internal | Shoulder | B12 | 200 | 2100 | 0 | 46.83 | 53.11 | 8 | 0
2025 | ENT_2_TVA_Transmission | ENT | TVA_Transmission | Internal | Shoulder | B13 | 600 | 2100 | 0 | 46.83 | 49.27 | 8 | 0
2025 | ENT_2_TVA_Transmission | ENT | TVA_Transmission | Internal | Shoulder | B14 | 900 | 2100 | 0 | 46.5 | 48.33 | 8 | 0
2025 | ENT_2_TVA_Transmission | ENT | TVA_Transmission | Internal | Shoulder | B15 | 1203 | 2100 | 0 | 45.25 | 46.59 | 8 | 0
2025 | ENT_2_TVA_Transmission | ENT | TVA_Transmission | Internal | Summer | B1 | 10 | 2100 | 0 | 80.14 | 83.14 | 8 | 0
2025 | ENT_2_TVA_Transmission | ENT | TVA_Transmission | Internal | Summer | B2 | 25 | 2100 | 0 | 75.69 | 79.43 | 8 | 0
2025 | ENT_2_TVA_Transmission | ENT | TVA_Transmission | Internal | Summer | B3 | 75 | 2100 | 0 | 75.69 | 74.43 | 8 | 0
2025 | ENT_2_TVA_Transmission | ENT | TVA_Transmission | Internal | Summer | B4 | 100 | 2100 | 0 | 75.69 | 74.43 | 8 | 0
2025 | ENT_2_TVA_Transmission | ENT | TVA_Transmission | Internal | Summer | B5 | 200 | 2100 | 0 | 69.11 | 69.35 | 8 | 0
2025 | ENT_2_TVA_Transmission | ENT | TVA_Transmission | Internal | Summer | B6 | 300 | 2100 | 0 | 61.77 | 60.54 | 8 | 0
2025 | ENT_2_TVA_Transmission | ENT | TVA_Transmission | Internal | Summer | B7 | 400 | 2100 | 0 | 53.31 | 52.58 | 8 | 0
2025 | ENT_2_TVA_Transmission | ENT | TVA_Transmission | Internal | Summer | B8 | 500 | 2100 | 0 | 45.36 | 46.46 | 8 | 0
2025 | ENT_2_TVA_Transmission | ENT | TVA_Transmission | Internal | Summer | B9 | 800 | 2100 | 0 | 45.04 | 45.67 | 8 | 0
2025 | ENT_2_TVA_Transmission | ENT | TVA_Transmission | Internal | Summer | B10 | 1262 | 2100 | 0 | 43.56 | 42.6 | 8 | 0
2025 | ENT_2_TVA_Transmission | ENT | TVA_Transmission | Internal | Winter | B16 | 25 | 2100 | 0 | 70.26 | 72.4 | 8 | 0
2025 | ENT_2_TVA_Transmission | ENT | TVA_Transmission | Internal | Winter | B17 | 100 | 2100 | 0 | 49.74 | 55.32 | 8 | 0
2025 | ENT_2_TVA_Transmission | ENT | TVA_Transmission | Internal | Winter | B18 | 400 | 2100 | 0 | 49.56 | 50.69 | 8 | 0
2025 | ENT_2_TVA_Transmission | ENT | TVA_Transmission | Internal | Winter | B19 | 700 | 2100 | 0 | 49.38 | 48.87 | 8 | 0
2025 | ENT_2_TVA_Transmission | ENT | TVA_Transmission | Internal | Winter | B20 | 935 | 2100 | 0 | 47.76 | 46.5 | 8 | 0
2025 | HQ_NEISO_2_NEISO | HQ_NEISO | NEISO | Internal | Shoulder | B11 | 25 | 99999 | 2920 | 40.75 | 40.76 | 0.01 | 0
2025 | HQ_NEISO_2_NEISO | HQ_NEISO | NEISO | Internal | Shoulder | B12 | 200 | 99999 | 2920 | 40.75 | 40.76 | 0.01 | 0
2025 | HQ_NEISO_2_NEISO | HQ_NEISO | NEISO | Internal | Shoulder | B13 | 600 | 99999 | 2920 | 40.75 | 40.76 | 0.01 | 0
2025 | HQ_NEISO_2_NEISO | HQ_NEISO | NEISO | Internal | Shoulder | B14 | 900 | 99999 | 2920 | 40.75 | 40.76 | 0.01 | 0
2025 | HQ_NEISO_2_NEISO | HQ_NEISO | NEISO | Internal | Shoulder | B15 | 1203 | 99999 | 1143.24 | 40.75 | 40.76 | 0.01 | 0
2025 | HQ_NEISO_2_NEISO | HQ_NEISO | NEISO | Internal | Summer | B1 | 10 | 99999 | 2920 | 82.14 | 82.15 | 0.01 | 0
2025 | HQ_NEISO_2_NEISO | HQ_NEISO | NEISO | Internal | Summer | B2 | 25 | 99999 | 2920 | 73.89 | 73.9 | 0.01 | 0
2025 | HQ_NEISO_2_NEISO | HQ_NEISO | NEISO | Internal | Summer | B3 | 75 | 99999 | 2920 | 53.63 | 53.64 | 0.01 | 0
2025 | HQ_NEISO_2_NEISO | HQ_NEISO | NEISO | Internal | Summer | B4 | 100 | 99999 | 2920 | 48.29 | 48.3 | 0.01 | 0
2025 | HQ_NEISO_2_NEISO | HQ_NEISO | NEISO | Internal | Summer | B5 | 200 | 99999 | 2920 | 37.69 | 37.7 | 0.01 | 0
2025 | HQ_NEISO_2_NEISO | HQ_NEISO | NEISO | Internal | Summer | B6 | 300 | 99999 | 2920 | 37.69 | 37.7 | 0.01 | 0
2025 | HQ_NEISO_2_NEISO | HQ_NEISO | NEISO | Internal | Summer | B7 | 400 | 99999 | 2920 | 37.69 | 37.7 | 0.01 | 0
2025 | HQ_NEISO_2_NEISO | HQ_NEISO | NEISO | Internal | Summer | B8 | 500 | 99999 | 2920 | 37.69 | 37.7 | 0.01 | 0
2025 | HQ_NEISO_2_NEISO | HQ_NEISO | NEISO | Internal | Summer | B9 | 800 | 99999 | 2920 | 37.69 | 37.7 | 0.01 | 0
2025 | HQ_NEISO_2_NEISO | HQ_NEISO | NEISO | Internal | Summer | B10 | 1262 | 99999 | 795.94 | 37.69 | 37.7 | 0.01 | 0
2025 | HQ_NEISO_2_NEISO | HQ_NEISO | NEISO | Internal | Winter | B16 | 25 | 99999 | 2920 | 50.2 | 50.21 | 0.01 | 0
2025 | HQ_NEISO_2_NEISO | HQ_NEISO | NEISO | Internal | Winter | B17 | 100 | 99999 | 2920 | 50.2 | 50.21 | 0.01 | 0
2025 | HQ_NEISO_2_NEISO | HQ_NEISO | NEISO | Internal | Winter | B18 | 400 | 99999 | 2920 | 50.2 | 50.21 | 0.01 | 0
2025 | HQ_NEISO_2_NEISO | HQ_NEISO | NEISO | Internal | Winter | B19 | 700 | 99999 | 2920 | 50.2 | 50.21 | 0.01 | 0
2025 | HQ_NEISO_2_NEISO | HQ_NEISO | NEISO | Internal | Winter | B20 | 935 | 99999 | 1233.58 | 50.2 | 50.21 | 0.01 | 0
2025 | HQ_NY_2_NYISO_A-F | HQ_NY | NYISO_A-F | Internal | Shoulder | B11 | 25 | 99999 | 1000 | 43.45 | 43.47 | 0.01 | 0
2025 | HQ_NY_2_NYISO_A-F | HQ_NY | NYISO_A-F | Internal | Shoulder | B12 | 200 | 99999 | 1000 | 43.75 | 43.76 | 0.01 | 0
2025 | HQ_NY_2_NYISO_A-F | HQ_NY | NYISO_A-F | Internal | Shoulder | B13 | 600 | 99999 | 1000 | 43.45 | 43.47 | 0.01 | 0
2025 | HQ_NY_2_NYISO_A-F | HQ_NY | NYISO_A-F | Internal | Shoulder | B14 | 900 | 99999 | 1000 | 43.29 | 43.31 | 0.01 | 0
2025 | HQ_NY_2_NYISO_A-F | HQ_NY | NYISO_A-F | Internal | Shoulder | B15 | 1203 | 99999 | 188.69 | 43.29 | 43.31 | 0.01 | 0
2025 | HQ_NY_2_NYISO_A-F | HQ_NY | NYISO_A-F | Internal | Summer | B1 | 10 | 99999 | 1000 | 75.15 | 75.16 | 0.01 | 0
2025 | HQ_NY_2_NYISO_A-F | HQ_NY | NYISO_A-F | Internal | Summer | B2 | 25 | 99999 | 1000 | 70.89 | 70.9 | 0.01 | 0
2025 | HQ_NY_2_NYISO_A-F | HQ_NY | NYISO_A-F | Internal | Summer | B3 | 75 | 99999 | 1000 | 56.63 | 56.64 | 0.01 | 0
2025 | HQ_NY_2_NYISO_A-F | HQ_NY | NYISO_A-F | Internal | Summer | B4 | 100 | 99999 | 1000 | 51.29 | 51.3 | 0.01 | 0
2025 | HQ_NY_2_NYISO_A-F | HQ_NY | NYISO_A-F | Internal | Summer | B5 | 200 | 99999 | 1000 | 48.4 | 48.41 | 0.01 | 0
2025 | HQ_NY_2_NYISO_A-F | HQ_NY | NYISO_A-F | Internal | Summer | B6 | 300 | 99999 | 1000 | 48.4 | 48.41 | 0.01 | 0
2025 | HQ_NY_2_NYISO_A-F | HQ_NY | NYISO_A-F | Internal | Summer | B7 | 400 | 99999 | 1000 | 45.3 | 45.31 | 0.01 | 0
2025 | HQ_NY_2_NYISO_A-F | HQ_NY | NYISO_A-F | Internal | Summer | B8 | 500 | 99999 | 1000 | 42.18 | 42.19 | 0.01 | 0
2025 | HQ_NY_2_NYISO_A-F | HQ_NY | NYISO_A-F | Internal | Summer | B9 | 800 | 99999 | 1000 | 40.69 | 40.7 | 0.01 | 0
2025 | HQ_NY_2_NYISO_A-F | HQ_NY | NYISO_A-F | Internal | Summer | B10 | 1262 | 99999 | 30.11 | 40.69 | 40.7 | 0.01 | 0
2025 | HQ_NY_2_NYISO_A-F | HQ_NY | NYISO_A-F | Internal | Winter | B16 | 25 | 99999 | 1000 | 50.38 | 50.39 | 0.01 | 0
2025 | HQ_NY_2_NYISO_A-F | HQ_NY | NYISO_A-F | Internal | Winter | B17 | 100 | 99999 | 1000 | 48.18 | 48.19 | 0.01 | 0
2025 | HQ_NY_2_NYISO_A-F | HQ_NY | NYISO_A-F | Internal | Winter | B18 | 400 | 99999 | 1000 | 47.2 | 47.21 | 0.01 | 0
2025 | HQ_NY_2_NYISO_A-F | HQ_NY | NYISO_A-F | Internal | Winter | B19 | 700 | 99999 | 1000 | 47.2 | 47.21 | 0.01 | 0
2025 | HQ_NY_2_NYISO_A-F | HQ_NY | NYISO_A-F | Internal | Winter | B20 | 935 | 99999 | 229.95 | 47.2 | 47.21 | 0.01 | 0
2025 | HQ_IESO_2_IESO | HQ_IESO | IESO | Internal | Shoulder | B11 | 25 | 99999 | 400 | 36.29 | 36.31 | 0.01 | 0
2025 | HQ_IESO_2_IESO | HQ_IESO | IESO | Internal | Shoulder | B12 | 200 | 99999 | 400 | 36.29 | 36.31 | 0.01 | 0
2025 | HQ_IESO_2_IESO | HQ_IESO | IESO | Internal | Shoulder | B13 | 600 | 99999 | 400 | 36.29 | 36.31 | 0.01 | 0
2025 | HQ_IESO_2_IESO | HQ_IESO | IESO | Internal | Shoulder | B14 | 900 | 99999 | 400 | 36.29 | 36.31 | 0.01 | 0
2025 | HQ_IESO_2_IESO | HQ_IESO | IESO | Internal | Shoulder | B15 | 1203 | 99999 | 75.48 | 36.29 | 36.31 | 0.01 | 0
2025 | HQ_IESO_2_IESO | HQ_IESO | IESO | Internal | Summer | B1 | 10 | 99999 | 400 | 68.15 | 68.16 | 0.01 | 0
2025 | HQ_IESO_2_IESO | HQ_IESO | IESO | Internal | Summer | B2 | 25 | 99999 | 400 | 63.89 | 63.9 | 0.01 | 0
2025 | HQ_IESO_2_IESO | HQ_IESO | IESO | Internal | Summer | B3 | 75 | 99999 | 400 | 49.63 | 49.64 | 0.01 | 0
2025 | HQ_IESO_2_IESO | HQ_IESO | IESO | Internal | Summer | B4 | 100 | 99999 | 400 | 44.29 | 44.3 | 0.01 | 0
2025 | HQ_IESO_2_IESO | HQ_IESO | IESO | Internal | Summer | B5 | 200 | 99999 | 400 | 41.4 | 41.41 | 0.01 | 0
2025 | HQ_IESO_2_IESO | HQ_IESO | IESO | Internal | Summer | B6 | 300 | 99999 | 400 | 41.4 | 41.41 | 0.01 | 0
2025 | HQ_IESO_2_IESO | HQ_IESO | IESO | Internal | Summer | B7 | 400 | 99999 | 400 | 38.3 | 38.31 | 0.01 | 0
2025 | HQ_IESO_2_IESO | HQ_IESO | IESO | Internal | Summer | B8 | 500 | 99999 | 400 | 33.69 | 33.7 | 0.01 | 0
2025 | HQ_IESO_2_IESO | HQ_IESO | IESO | Internal | Summer | B9 | 800 | 99999 | 400 | 33.69 | 33.7 | 0.01 | 0
2025 | HQ_IESO_2_IESO | HQ_IESO | IESO | Internal | Summer | B10 | 1262 | 99999 | 12.04 | 33.69 | 33.7 | 0.01 | 0
2025 | HQ_IESO_2_IESO | HQ_IESO | IESO | Internal | Winter | B16 | 25 | 99999 | 400 | 43.38 | 43.39 | 0.01 | 0
2025 | HQ_IESO_2_IESO | HQ_IESO | IESO | Internal | Winter | B17 | 100 | 99999 | 400 | 41.18 | 41.19 | 0.01 | 0
2025 | HQ_IESO_2_IESO | HQ_IESO | IESO | Internal | Winter | B18 | 400 | 99999 | 400 | 40.2 | 40.21 | 0.01 | 0
2025 | HQ_IESO_2_IESO | HQ_IESO | IESO | Internal | Winter | B19 | 700 | 99999 | 400 | 40.2 | 40.21 | 0.01 | 0
2025 | HQ_IESO_2_IESO | HQ_IESO | IESO | Internal | Winter | B20 | 935 | 99999 | 91.98 | 40.2 | 40.21 | 0.01 | 0
2025 | IESO_2_MAPP_CA | IESO | MAPP_CA | Internal | Shoulder | B11 | 25 | 262 | 262 | 36.31 | 49.8 | 7 | 6.5
2025 | IESO_2_MAPP_CA | IESO | MAPP_CA | Internal | Shoulder | B12 | 200 | 262 | 262 | 36.31 | 51.04 | 7 | 7.73
2025 | IESO_2_MAPP_CA | IESO | MAPP_CA | Internal | Shoulder | B13 | 600 | 262 | 262 | 36.31 | 45.1 | 7 | 1.79
2025 | IESO_2_MAPP_CA | IESO | MAPP_CA | Internal | Shoulder | B14 | 900 | 262 | 262 | 36.31 | 43.96 | 7 | 0.65
2025 | IESO_2_MAPP_CA | IESO | MAPP_CA | Internal | Shoulder | B15 | 1203 | 262 | 262 | 36.31 | 43.96 | 7 | 0.65
2025 | IESO_2_MAPP_CA | IESO | MAPP_CA | Internal | Summer | B1 | 10 | 262 | 0 | 68.16 | 71.58 | 7 | 0
2025 | IESO_2_MAPP_CA | IESO | MAPP_CA | Internal | Summer | B2 | 25 | 262 | 163.76 | 63.9 | 70.9 | 7 | 0
2025 | IESO_2_MAPP_CA | IESO | MAPP_CA | Internal | Summer | B3 | 75 | 262 | 262 | 49.64 | 58.42 | 7 | 1.77
2025 | IESO_2_MAPP_CA | IESO | MAPP_CA | Internal | Summer | B4 | 100 | 262 | 262 | 44.3 | 58.42 | 7 | 7.11
2025 | IESO_2_MAPP_CA | IESO | MAPP_CA | Internal | Summer | B5 | 200 | 262 | 262 | 41.41 | 53.64 | 7 | 5.22
2025 | IESO_2_MAPP_CA | IESO | MAPP_CA | Internal | Summer | B6 | 300 | 262 | 262 | 41.41 | 49.8 | 7 | 1.39
2025 | IESO_2_MAPP_CA | IESO | MAPP_CA | Internal | Summer | B7 | 400 | 262 | 262 | 38.31 | 45.82 | 7 | 0.51
2025 | IESO_2_MAPP_CA | IESO | MAPP_CA | Internal | Summer | B8 | 500 | 262 | 0 | 33.7 | 40.65 | 7 | 0
2025 | IESO_2_MAPP_CA | IESO | MAPP_CA | Internal | Summer | B9 | 800 | 262 | 0 | 33.7 | 40.5 | 7 | 0
2025 | IESO_2_MAPP_CA | IESO | MAPP_CA | Internal | Summer | B10 | 1262 | 262 | 0 | 33.7 | 40.5 | 7 | 0
2025 | IESO_2_MAPP_CA | IESO | MAPP_CA | Internal | Winter | B16 | 25 | 262 | 262 | 43.39 | 64.37 | 7 | 13.98
2025 | IESO_2_MAPP_CA | IESO | MAPP_CA | Internal | Winter | B17 | 100 | 262 | 262 | 41.19 | 49.8 | 7 | 1.61
2025 | IESO_2_MAPP_CA | IESO | MAPP_CA | Internal | Winter | B18 | 400 | 262 | 262 | 40.21 | 47.37 | 7 | 0.15
2025 | IESO_2_MAPP_CA | IESO | MAPP_CA | Internal | Winter | B19 | 700 | 262 | 262 | 40.21 | 47.37 | 7 | 0.15
2025 | IESO_2_MAPP_CA | IESO | MAPP_CA | Internal | Winter | B20 | 935 | 262 | 262 | 40.21 | 47.37 | 7 | 0.15
2025 | IESO_2_MISO_MI | IESO | MISO_MI | Internal | Shoulder | B11 | 25 | 1840 | 1840 | 36.31 | 64.45 | 7 | 21.14
2025 | IESO_2_MISO_MI | IESO | MISO_MI | Internal | Shoulder | B12 | 200 | 1840 | 1840 | 36.31 | 51.06 | 7 | 7.76
2025 | IESO_2_MISO_MI | IESO | MISO_MI | Internal | Shoulder | B13 | 600 | 1840 | 1840 | 36.31 | 45.15 | 7 | 1.84
2025 | IESO_2_MISO_MI | IESO | MISO_MI | Internal | Shoulder | B14 | 900 | 1840 | 1840 | 36.31 | 43.96 | 7 | 0.65
2025 | IESO_2_MISO_MI | IESO | MISO_MI | Internal | Shoulder | B15 | 1203 | 1840 | 0 | 36.31 | 41.46 | 7 | 0
2025 | IESO_2_MISO_MI | IESO | MISO_MI | Internal | Summer | B1 | 10 | 1840 | 189.01 | 68.16 | 75.16 | 7 | 0
2025 | IESO_2_MISO_MI | IESO | MISO_MI | Internal | Summer | B2 | 25 | 1840 | 1456.13 | 63.9 | 70.9 | 7 | 0
2025 | IESO_2_MISO_MI | IESO | MISO_MI | Internal | Summer | B3 | 75 | 1840 | 1840 | 49.64 | 66.58 | 7 | 9.93
2025 | IESO_2_MISO_MI | IESO | MISO_MI | Internal | Summer | B4 | 100 | 1840 | 1840 | 44.3 | 66.43 | 7 | 15.13
2025 | IESO_2_MISO_MI | IESO | MISO_MI | Internal | Summer | B5 | 200 | 1840 | 1840 | 41.41 | 65.32 | 7 | 16.91
2025 | IESO_2_MISO_MI | IESO | MISO_MI | Internal | Summer | B6 | 300 | 1840 | 1840 | 41.41 | 53.76 | 7 | 5.34
2025 | IESO_2_MISO_MI | IESO | MISO_MI | Internal | Summer | B7 | 400 | 1840 | 1389.14 | 38.31 | 45.31 | 7 | 0
2025 | IESO_2_MISO_MI | IESO | MISO_MI | Internal | Summer | B8 | 500 | 1840 | 583.55 | 33.7 | 40.7 | 7 | 0
2025 | IESO_2_MISO_MI | IESO | MISO_MI | Internal | Summer | B9 | 800 | 1840 | 0 | 33.7 | 40.53 | 7 | 0
2025 | IESO_2_MISO_MI | IESO | MISO_MI | Internal | Summer | B10 | 1262 | 1840 | 0 | 33.7 | 37.58 | 7 | 0
2025 | IESO_2_MISO_MI | IESO | MISO_MI | Internal | Winter | B16 | 25 | 1840 | 1840 | 43.39 | 64.4 | 7 | 14
2025 | IESO_2_MISO_MI | IESO | MISO_MI | Internal | Winter | B17 | 100 | 1840 | 1840 | 41.19 | 53.45 | 7 | 5.26
2025 | IESO_2_MISO_MI | IESO | MISO_MI | Internal | Winter | B18 | 400 | 1840 | 1839.3 | 40.21 | 47.21 | 7 | 0
2025 | IESO_2_MISO_MI | IESO | MISO_MI | Internal | Winter | B19 | 700 | 1840 | 0 | 40.21 | 45.3 | 7 | 0
2025 | IESO_2_MISO_MI | IESO | MISO_MI | Internal | Winter | B20 | 935 | 1840 | 0 | 40.21 | 40.08 | 7 | 0
2025 | IESO_2_MISO_W | IESO | MISO_W | Internal | Shoulder | B11 | 25 | 140 | 140 | 36.31 | 64.46 | 7 | 21.15
2025 | IESO_2_MISO_W | IESO | MISO_W | Internal | Shoulder | B12 | 200 | 140 | 140 | 36.31 | 51.05 | 7 | 7.75
2025 | IESO_2_MISO_W | IESO | MISO_W | Internal | Shoulder | B13 | 600 | 140 | 140 | 36.31 | 45.11 | 7 | 1.81
2025 | IESO_2_MISO_W | IESO | MISO_W | Internal | Shoulder | B14 | 900 | 140 | 140 | 36.31 | 43.95 | 7 | 0.64
2025 | IESO_2_MISO_W | IESO | MISO_W | Internal | Shoulder | B15 | 1203 | 140 | 0 | 36.31 | 41.43 | 7 | 0
2025 | IESO_2_MISO_W | IESO | MISO_W | Internal | Summer | B1 | 10 | 140 | 0 | 68.16 | 75.12 | 7 | 0
2025 | IESO_2_MISO_W | IESO | MISO_W | Internal | Summer | B2 | 25 | 140 | 140 | 63.9 | 71.42 | 7 | 0.52
2025 | IESO_2_MISO_W | IESO | MISO_W | Internal | Summer | B3 | 75 | 140 | 140 | 49.64 | 70.2 | 7 | 13.55
2025 | IESO_2_MISO_W | IESO | MISO_W | Internal | Summer | B4 | 100 | 140 | 140 | 44.3 | 69.78 | 7 | 18.48
2025 | IESO_2_MISO_W | IESO | MISO_W | Internal | Summer | B5 | 200 | 140 | 140 | 41.41 | 65.35 | 7 | 16.94
2025 | IESO_2_MISO_W | IESO | MISO_W | Internal | Summer | B6 | 300 | 140 | 140 | 41.41 | 55.48 | 7 | 7.06
2025 | IESO_2_MISO_W | IESO | MISO_W | Internal | Summer | B7 | 400 | 140 | 140 | 38.31 | 45.83 | 7 | 0.52
2025 | IESO_2_MISO_W | IESO | MISO_W | Internal | Summer | B8 | 500 | 140 | 0 | 33.7 | 40.67 | 7 | 0
2025 | IESO_2_MISO_W | IESO | MISO_W | Internal | Summer | B9 | 800 | 140 | 0 | 33.7 | 40.49 | 7 | 0
2025 | IESO_2_MISO_W | IESO | MISO_W | Internal | Summer | B10 | 1262 | 140 | 0 | 33.7 | 37.14 | 7 | 0
2025 | IESO_2_MISO_W | IESO | MISO_W | Internal | Winter | B16 | 25 | 140 | 140 | 43.39 | 64.39 | 7 | 13.99
2025 | IESO_2_MISO_W | IESO | MISO_W | Internal | Winter | B17 | 100 | 140 | 140 | 41.19 | 49.81 | 7 | 1.62
2025 | IESO_2_MISO_W | IESO | MISO_W | Internal | Winter | B18 | 400 | 140 | 139.32 | 40.21 | 47.21 | 7 | 0
2025 | IESO_2_MISO_W | IESO | MISO_W | Internal | Winter | B19 | 700 | 140 | 0 | 40.21 | 45.32 | 7 | 0
2025 | IESO_2_MISO_W | IESO | MISO_W | Internal | Winter | B20 | 935 | 140 | 0 | 40.21 | 40.06 | 7 | 0
2025 | IESO_2_NYISO_A-F | IESO | NYISO_A-F | Internal | Shoulder | B11 | 25 | 1725 | 1725 | 36.31 | 43.47 | 7 | 0.16
2025 | IESO_2_NYISO_A-F | IESO | NYISO_A-F | Internal | Shoulder | B12 | 200 | 1725 | 1725 | 36.31 | 43.76 | 7 | 0.46
2025 | IESO_2_NYISO_A-F | IESO | NYISO_A-F | Internal | Shoulder | B13 | 600 | 1725 | 1725 | 36.31 | 43.47 | 7 | 0.16
2025 | IESO_2_NYISO_A-F | IESO | NYISO_A-F | Internal | Shoulder | B14 | 900 | 1725 | 1558.35 | 36.31 | 43.31 | 7 | 0
2025 | IESO_2_NYISO_A-F | IESO | NYISO_A-F | Internal | Shoulder | B15 | 1203 | 1725 | 1458.25 | 36.31 | 43.31 | 7 | 0
2025 | IESO_2_NYISO_A-F | IESO | NYISO_A-F | Internal | Summer | B1 | 10 | 1725 | 1167.83 | 68.16 | 75.16 | 7 | 0
2025 | IESO_2_NYISO_A-F | IESO | NYISO_A-F | Internal | Summer | B2 | 25 | 1725 | 158.22 | 63.9 | 70.9 | 7 | 0
2025 | IESO_2_NYISO_A-F | IESO | NYISO_A-F | Internal | Summer | B3 | 75 | 1725 | 735.46 | 49.64 | 56.64 | 7 | 0
2025 | IESO_2_NYISO_A-F | IESO | NYISO_A-F | Internal | Summer | B4 | 100 | 1725 | 1499.77 | 44.3 | 51.3 | 7 | 0
2025 | IESO_2_NYISO_A-F | IESO | NYISO_A-F | Internal | Summer | B5 | 200 | 1725 | 1713.55 | 41.41 | 48.41 | 7 | 0
2025 | IESO_2_NYISO_A-F | IESO | NYISO_A-F | Internal | Summer | B6 | 300 | 1725 | 318.33 | 41.41 | 48.41 | 7 | 0
2025 | IESO_2_NYISO_A-F | IESO | NYISO_A-F | Internal | Summer | B7 | 400 | 1725 | 1112.56 | 38.31 | 45.31 | 7 | 0
2025 | IESO_2_NYISO_A-F | IESO | NYISO_A-F | Internal | Summer | B8 | 500 | 1725 | 1725 | 33.7 | 42.19 | 7 | 1.49
2025 | IESO_2_NYISO_A-F | IESO | NYISO_A-F | Internal | Summer | B9 | 800 | 1725 | 1180.12 | 33.7 | 40.7 | 7 | 0
2025 | IESO_2_NYISO_A-F | IESO | NYISO_A-F | Internal | Summer | B10 | 1262 | 1725 | 688.01 | 33.7 | 40.7 | 7 | 0
2025 | IESO_2_NYISO_A-F | IESO | NYISO_A-F | Internal | Winter | B16 | 25 | 1725 | 900.56 | 43.39 | 50.39 | 7 | 0
2025 | IESO_2_NYISO_A-F | IESO | NYISO_A-F | Internal | Winter | B17 | 100 | 1725 | 522.42 | 41.19 | 48.19 | 7 | 0
2025 | IESO_2_NYISO_A-F | IESO | NYISO_A-F | Internal | Winter | B18 | 400 | 1725 | 648.1 | 40.21 | 47.21 | 7 | 0
2025 | IESO_2_NYISO_A-F | IESO | NYISO_A-F | Internal | Winter | B19 | 700 | 1725 | 851.81 | 40.21 | 47.21 | 7 | 0
2025 | IESO_2_NYISO_A-F | IESO | NYISO_A-F | Internal | Winter | B20 | 935 | 1725 | 859.35 | 40.21 | 47.21 | 7 | 0
2025 | MAPP_CA_2_IESO | MAPP_CA | IESO | Internal | Shoulder | B11 | 25 | 330 | 0 | 49.8 | 36.31 | 8 | 0
2025 | MAPP_CA_2_IESO | MAPP_CA | IESO | Internal | Shoulder | B12 | 200 | 330 | 0 | 51.04 | 36.31 | 8 | 0
2025 | MAPP_CA_2_IESO | MAPP_CA | IESO | Internal | Shoulder | B13 | 600 | 330 | 0 | 45.1 | 36.31 | 8 | 0
2025 | MAPP_CA_2_IESO | MAPP_CA | IESO | Internal | Shoulder | B14 | 900 | 330 | 0 | 43.96 | 36.31 | 8 | 0
2025 | MAPP_CA_2_IESO | MAPP_CA | IESO | Internal | Shoulder | B15 | 1203 | 330 | 0 | 43.96 | 36.31 | 8 | 0
2025 | MAPP_CA_2_IESO | MAPP_CA | IESO | Internal | Summer | B1 | 10 | 330 | 0 | 71.58 | 68.16 | 8 | 0
2025 | MAPP_CA_2_IESO | MAPP_CA | IESO | Internal | Summer | B2 | 25 | 330 | 0 | 70.9 | 63.9 | 8 | 0
2025 | MAPP_CA_2_IESO | MAPP_CA | IESO | Internal | Summer | B3 | 75 | 330 | 0 | 58.42 | 49.64 | 8 | 0
2025 | MAPP_CA_2_IESO | MAPP_CA | IESO | Internal | Summer | B4 | 100 | 330 | 0 | 58.42 | 44.3 | 8 | 0
2025 | MAPP_CA_2_IESO | MAPP_CA | IESO | Internal | Summer | B5 | 200 | 330 | 0 | 53.64 | 41.41 | 8 | 0
2025 | MAPP_CA_2_IESO | MAPP_CA | IESO | Internal | Summer | B6 | 300 | 330 | 0 | 49.8 | 41.41 | 8 | 0
2025 | MAPP_CA_2_IESO | MAPP_CA | IESO | Internal | Summer | B7 | 400 | 330 | 0 | 45.82 | 38.31 | 8 | 0
2025 | MAPP_CA_2_IESO | MAPP_CA | IESO | Internal | Summer | B8 | 500 | 330 | 0 | 40.65 | 33.7 | 8 | 0
2025 | MAPP_CA_2_IESO | MAPP_CA | IESO | Internal | Summer | B9 | 800 | 330 | 0 | 40.5 | 33.7 | 8 | 0
2025 | MAPP_CA_2_IESO | MAPP_CA | IESO | Internal | Summer | B10 | 1262 | 330 | 0 | 40.5 | 33.7 | 8 | 0
2025 | MAPP_CA_2_IESO | MAPP_CA | IESO | Internal | Winter | B16 | 25 | 330 | 0 | 64.37 | 43.39 | 8 | 0
2025 | MAPP_CA_2_IESO | MAPP_CA | IESO | Internal | Winter | B17 | 100 | 330 | 0 | 49.8 | 41.19 | 8 | 0
2025 | MAPP_CA_2_IESO | MAPP_CA | IESO | Internal | Winter | B18 | 400 | 330 | 0 | 47.37 | 40.21 | 8 | 0
2025 | MAPP_CA_2_IESO | MAPP_CA | IESO | Internal | Winter | B19 | 700 | 330 | 0 | 47.37 | 40.21 | 8 | 0
2025 | MAPP_CA_2_IESO | MAPP_CA | IESO | Internal | Winter | B20 | 935 | 330 | 0 | 47.37 | 40.21 | 8 | 0
2025 | MAPP_CA_2_MAPP_US | MAPP_CA | MAPP_US | Internal | Shoulder | B11 | 25 | 372 | 372 | 49.8 | 57.46 | 7 | 0.66
2025 | MAPP_CA_2_MAPP_US | MAPP_CA | MAPP_US | Internal | Shoulder | B12 | 200 | 372 | 0 | 51.04 | 44.05 | 7 | 0
2025 | MAPP_CA_2_MAPP_US | MAPP_CA | MAPP_US | Internal | Shoulder | B13 | 600 | 372 | 0 | 45.1 | 39.44 | 7 | 0
2025 | MAPP_CA_2_MAPP_US | MAPP_CA | MAPP_US | Internal | Shoulder | B14 | 900 | 372 | 0 | 43.96 | 38.55 | 7 | 0
2025 | MAPP_CA_2_MAPP_US | MAPP_CA | MAPP_US | Internal | Shoulder | B15 | 1203 | 372 | 0 | 43.96 | 37.86 | 7 | 0
2025 | MAPP_CA_2_MAPP_US | MAPP_CA | MAPP_US | Internal | Summer | B1 | 10 | 372 | 0 | 71.58 | 68.12 | 7 | 0
2025 | MAPP_CA_2_MAPP_US | MAPP_CA | MAPP_US | Internal | Summer | B2 | 25 | 372 | 0 | 70.9 | 66.58 | 7 | 0
2025 | MAPP_CA_2_MAPP_US | MAPP_CA | MAPP_US | Internal | Summer | B3 | 75 | 372 | 39.39 | 58.42 | 65.42 | 7 | 0
2025 | MAPP_CA_2_MAPP_US | MAPP_CA | MAPP_US | Internal | Summer | B4 | 100 | 372 | 136.85 | 58.42 | 65.42 | 7 | 0
2025 | MAPP_CA_2_MAPP_US | MAPP_CA | MAPP_US | Internal | Summer | B5 | 200 | 372 | 213.55 | 53.64 | 60.64 | 7 | 0
2025 | MAPP_CA_2_MAPP_US | MAPP_CA | MAPP_US | Internal | Summer | B6 | 300 | 372 | 0 | 49.8 | 55.46 | 7 | 0
2025 | MAPP_CA_2_MAPP_US | MAPP_CA | MAPP_US | Internal | Summer | B7 | 400 | 372 | 0 | 45.82 | 42.14 | 7 | 0
2025 | MAPP_CA_2_MAPP_US | MAPP_CA | MAPP_US | Internal | Summer | B8 | 500 | 372 | 0 | 40.65 | 35.16 | 7 | 0
2025 | MAPP_CA_2_MAPP_US | MAPP_CA | MAPP_US | Internal | Summer | B9 | 800 | 372 | 0 | 40.5 | 35.16 | 7 | 0
2025 | MAPP_CA_2_MAPP_US | MAPP_CA | MAPP_US | Internal | Summer | B10 | 1262 | 372 | 0 | 40.5 | 30.14 | 7 | 0
2025 | MAPP_CA_2_MAPP_US | MAPP_CA | MAPP_US | Internal | Winter | B16 | 25 | 372 | 0 | 64.37 | 57.39 | 7 | 0
2025 | MAPP_CA_2_MAPP_US | MAPP_CA | MAPP_US | Internal | Winter | B17 | 100 | 372 | 0 | 49.8 | 42.81 | 7 | 0
2025 | MAPP_CA_2_MAPP_US | MAPP_CA | MAPP_US | Internal | Winter | B18 | 400 | 372 | 0 | 47.37 | 40.81 | 7 | 0
2025 | MAPP_CA_2_MAPP_US | MAPP_CA | MAPP_US | Internal | Winter | B19 | 700 | 372 | 0 | 47.37 | 40.81 | 7 | 0
2025 | MAPP_CA_2_MAPP_US | MAPP_CA | MAPP_US | Internal | Winter | B20 | 935 | 372 | 0 | 47.37 | 35.93 | 7 | 0
2025 | MAPP_CA_2_MISO_W | MAPP_CA | MISO_W | Internal | Shoulder | B11 | 25 | 1970 | 1970 | 49.8 | 64.46 | 0.01 | 14.64
2025 | MAPP_CA_2_MISO_W | MAPP_CA | MISO_W | Internal | Shoulder | B12 | 200 | 1970 | 1909 | 51.04 | 51.05 | 0.01 | 0
2025 | MAPP_CA_2_MISO_W | MAPP_CA | MISO_W | Internal | Shoulder | B13 | 600 | 1970 | 1083.12 | 45.1 | 45.11 | 0.01 | 0
2025 | MAPP_CA_2_MISO_W | MAPP_CA | MISO_W | Internal | Shoulder | B14 | 900 | 1970 | 0 | 43.96 | 43.95 | 0.01 | 0
2025 | MAPP_CA_2_MISO_W | MAPP_CA | MISO_W | Internal | Shoulder | B15 | 1203 | 1970 | 0 | 43.96 | 41.43 | 0.01 | 0
2025 | MAPP_CA_2_MISO_W | MAPP_CA | MISO_W | Internal | Summer | B1 | 10 | 1970 | 1970 | 71.58 | 75.12 | 0.01 | 3.53
2025 | MAPP_CA_2_MISO_W | MAPP_CA | MISO_W | Internal | Summer | B2 | 25 | 1970 | 1970 | 70.9 | 71.42 | 0.01 | 0.51
2025 | MAPP_CA_2_MISO_W | MAPP_CA | MISO_W | Internal | Summer | B3 | 75 | 1970 | 1970 | 58.42 | 70.2 | 0.01 | 11.77
2025 | MAPP_CA_2_MISO_W | MAPP_CA | MISO_W | Internal | Summer | B4 | 100 | 1970 | 1970 | 58.42 | 69.78 | 0.01 | 11.35
2025 | MAPP_CA_2_MISO_W | MAPP_CA | MISO_W | Internal | Summer | B5 | 200 | 1970 | 1970 | 53.64 | 65.35 | 0.01 | 11.71
2025 | MAPP_CA_2_MISO_W | MAPP_CA | MISO_W | Internal | Summer | B6 | 300 | 1970 | 1970 | 49.8 | 55.48 | 0.01 | 5.66
2025 | MAPP_CA_2_MISO_W | MAPP_CA | MISO_W | Internal | Summer | B7 | 400 | 1970 | 1409.76 | 45.82 | 45.83 | 0.01 | 0
2025 | MAPP_CA_2_MISO_W | MAPP_CA | MISO_W | Internal | Summer | B8 | 500 | 1970 | 1026.49 | 40.65 | 40.67 | 0.01 | 0
2025 | MAPP_CA_2_MISO_W | MAPP_CA | MISO_W | Internal | Summer | B9 | 800 | 1970 | 0 | 40.5 | 40.49 | 0.01 | 0
2025 | MAPP_CA_2_MISO_W | MAPP_CA | MISO_W | Internal | Summer | B10 | 1262 | 1970 | 0 | 40.5 | 37.14 | 0.01 | 0
2025 | MAPP_CA_2_MISO_W | MAPP_CA | MISO_W | Internal | Winter | B16 | 25 | 1970 | 1138.1 | 64.37 | 64.39 | 0.01 | 0
2025 | MAPP_CA_2_MISO_W | MAPP_CA | MISO_W | Internal | Winter | B17 | 100 | 1970 | 493.57 | 49.8 | 49.81 | 0.01 | 0
2025 | MAPP_CA_2_MISO_W | MAPP_CA | MISO_W | Internal | Winter | B18 | 400 | 1970 | 0 | 47.37 | 47.21 | 0.01 | 0
2025 | MAPP_CA_2_MISO_W | MAPP_CA | MISO_W | Internal | Winter | B19 | 700 | 1970 | 0 | 47.37 | 45.32 | 0.01 | 0
2025 | MAPP_CA_2_MISO_W | MAPP_CA | MISO_W | Internal | Winter | B20 | 935 | 1970 | 0 | 47.37 | 40.06 | 0.01 | 0
2025 | MAPP_US_2_MAPP_CA | MAPP_US | MAPP_CA | Internal | Shoulder | B11 | 25 | 165 | 0 | 57.46 | 49.8 | 7 | 0
2025 | MAPP_US_2_MAPP_CA | MAPP_US | MAPP_CA | Internal | Shoulder | B12 | 200 | 165 | 0 | 44.05 | 51.04 | 7 | 0
2025 | MAPP_US_2_MAPP_CA | MAPP_US | MAPP_CA | Internal | Shoulder | B13 | 600 | 165 | 0 | 39.44 | 45.1 | 7 | 0
2025 | MAPP_US_2_MAPP_CA | MAPP_US | MAPP_CA | Internal | Shoulder | B14 | 900 | 165 | 0 | 38.55 | 43.96 | 7 | 0
2025 | MAPP_US_2_MAPP_CA | MAPP_US | MAPP_CA | Internal | Shoulder | B15 | 1203 | 165 | 0 | 37.86 | 43.96 | 7 | 0
2025 | MAPP_US_2_MAPP_CA | MAPP_US | MAPP_CA | Internal | Summer | B1 | 10 | 165 | 0 | 68.12 | 71.58 | 7 | 0
2025 | MAPP_US_2_MAPP_CA | MAPP_US | MAPP_CA | Internal | Summer | B2 | 25 | 165 | 0 | 66.58 | 70.9 | 7 | 0
2025 | MAPP_US_2_MAPP_CA | MAPP_US | MAPP_CA | Internal | Summer | B3 | 75 | 165 | 0 | 65.42 | 58.42 | 7 | 0
2025 | MAPP_US_2_MAPP_CA | MAPP_US | MAPP_CA | Internal | Summer | B4 | 100 | 165 | 0 | 65.42 | 58.42 | 7 | 0
2025 | MAPP_US_2_MAPP_CA | MAPP_US | MAPP_CA | Internal | Summer | B5 | 200 | 165 | 0 | 60.64 | 53.64 | 7 | 0
2025 | MAPP_US_2_MAPP_CA | MAPP_US | MAPP_CA | Internal | Summer | B6 | 300 | 165 | 0 | 55.46 | 49.8 | 7 | 0
2025 | MAPP_US_2_MAPP_CA | MAPP_US | MAPP_CA | Internal | Summer | B7 | 400 | 165 | 0 | 42.14 | 45.82 | 7 | 0
2025 | MAPP_US_2_MAPP_CA | MAPP_US | MAPP_CA | Internal | Summer | B8 | 500 | 165 | 0 | 35.16 | 40.65 | 7 | 0
2025 | MAPP_US_2_MAPP_CA | MAPP_US | MAPP_CA | Internal | Summer | B9 | 800 | 165 | 0 | 35.16 | 40.5 | 7 | 0
2025 | MAPP_US_2_MAPP_CA | MAPP_US | MAPP_CA | Internal | Summer | B10 | 1262 | 165 | 165 | 30.14 | 40.5 | 7 | 3.37
2025 | MAPP_US_2_MAPP_CA | MAPP_US | MAPP_CA | Internal | Winter | B16 | 25 | 165 | 0 | 57.39 | 64.37 | 7 | 0
2025 | MAPP_US_2_MAPP_CA | MAPP_US | MAPP_CA | Internal | Winter | B17 | 100 | 165 | 0 | 42.81 | 49.8 | 7 | 0
2025 | MAPP_US_2_MAPP_CA | MAPP_US | MAPP_CA | Internal | Winter | B18 | 400 | 165 | 0 | 40.81 | 47.37 | 7 | 0
2025 | MAPP_US_2_MAPP_CA | MAPP_US | MAPP_CA | Internal | Winter | B19 | 700 | 165 | 0 | 40.81 | 47.37 | 7 | 0
2025 | MAPP_US_2_MAPP_CA | MAPP_US | MAPP_CA | Internal | Winter | B20 | 935 | 165 | 165 | 35.93 | 47.37 | 7 | 4.43
2025 | MAPP_US_2_MISO_W | MAPP_US | MISO_W | Internal | Shoulder | B11 | 25 | 2635 | 181.8 | 57.46 | 64.46 | 7 | 0
2025 | MAPP_US_2_MISO_W | MAPP_US | MISO_W | Internal | Shoulder | B12 | 200 | 2635 | 1072.77 | 44.05 | 51.05 | 7 | 0
2025 | MAPP_US_2_MISO_W | MAPP_US | MISO_W | Internal | Shoulder | B13 | 600 | 2635 | 0 | 39.44 | 45.11 | 7 | 0
2025 | MAPP_US_2_MISO_W | MAPP_US | MISO_W | Internal | Shoulder | B14 | 900 | 2635 | 0 | 38.55 | 43.95 | 7 | 0
2025 | MAPP_US_2_MISO_W | MAPP_US | MISO_W | Internal | Shoulder | B15 | 1203 | 2635 | 0 | 37.86 | 41.43 | 7 | 0
2025 | MAPP_US_2_MISO_W | MAPP_US | MISO_W | Internal | Summer | B1 | 10 | 2635 | 645.36 | 68.12 | 75.12 | 7 | 0
2025 | MAPP_US_2_MISO_W | MAPP_US | MISO_W | Internal | Summer | B2 | 25 | 2635 | 0 | 66.58 | 71.42 | 7 | 0
2025 | MAPP_US_2_MISO_W | MAPP_US | MISO_W | Internal | Summer | B3 | 75 | 2635 | 0 | 65.42 | 70.2 | 7 | 0
2025 | MAPP_US_2_MISO_W | MAPP_US | MISO_W | Internal | Summer | B4 | 100 | 2635 | 0 | 65.42 | 69.78 | 7 | 0
2025 | MAPP_US_2_MISO_W | MAPP_US | MISO_W | Internal | Summer | B5 | 200 | 2635 | 0 | 60.64 | 65.35 | 7 | 0
2025 | MAPP_US_2_MISO_W | MAPP_US | MISO_W | Internal | Summer | B6 | 300 | 2635 | 0 | 55.46 | 55.48 | 7 | 0
2025 | MAPP_US_2_MISO_W | MAPP_US | MISO_W | Internal | Summer | B7 | 400 | 2635 | 0 | 42.14 | 45.83 | 7 | 0
2025 | MAPP_US_2_MISO_W | MAPP_US | MISO_W | Internal | Summer | B8 | 500 | 2635 | 0 | 35.16 | 40.67 | 7 | 0
2025 | MAPP_US_2_MISO_W | MAPP_US | MISO_W | Internal | Summer | B9 | 800 | 2635 | 0 | 35.16 | 40.49 | 7 | 0
2025 | MAPP_US_2_MISO_W | MAPP_US | MISO_W | Internal | Summer | B10 | 1262 | 2635 | 204.39 | 30.14 | 37.14 | 7 | 0
2025 | MAPP_US_2_MISO_W | MAPP_US | MISO_W | Internal | Winter | B16 | 25 | 2635 | 1096.37 | 57.39 | 64.39 | 7 | 0
2025 | MAPP_US_2_MISO_W | MAPP_US | MISO_W | Internal | Winter | B17 | 100 | 2635 | 762.15 | 42.81 | 49.81 | 7 | 0
2025 | MAPP_US_2_MISO_W | MAPP_US | MISO_W | Internal | Winter | B18 | 400 | 2635 | 0 | 40.81 | 47.21 | 7 | 0
2025 | MAPP_US_2_MISO_W | MAPP_US | MISO_W | Internal | Winter | B19 | 700 | 2635 | 0 | 40.81 | 45.32 | 7 | 0
2025 | MAPP_US_2_MISO_W | MAPP_US | MISO_W | Internal | Winter | B20 | 935 | 2635 | 0 | 35.93 | 40.06 | 7 | 0
2025 | MAPP_US_2_NE | MAPP_US | NE | Internal | Shoulder | B11 | 25 | 2000 | 1779.91 | 57.46 | 64.46 | 7 | 0
2025 | MAPP_US_2_NE | MAPP_US | NE | Internal | Shoulder | B12 | 200 | 2000 | 199.85 | 44.05 | 51.05 | 7 | 0
2025 | MAPP_US_2_NE | MAPP_US | NE | Internal | Shoulder | B13 | 600 | 2000 | 1117.87 | 39.44 | 46.44 | 7 | 0
2025 | MAPP_US_2_NE | MAPP_US | NE | Internal | Shoulder | B14 | 900 | 2000 | 76.38 | 38.55 | 45.55 | 7 | 0
2025 | MAPP_US_2_NE | MAPP_US | NE | Internal | Shoulder | B15 | 1203 | 2000 | 0.67 | 37.86 | 44.86 | 7 | 0
2025 | MAPP_US_2_NE | MAPP_US | NE | Internal | Summer | B1 | 10 | 2000 | 436.78 | 68.12 | 75.12 | 7 | 0
2025 | MAPP_US_2_NE | MAPP_US | NE | Internal | Summer | B2 | 25 | 2000 | 954.36 | 66.58 | 73.58 | 7 | 0
2025 | MAPP_US_2_NE | MAPP_US | NE | Internal | Summer | B3 | 75 | 2000 | 1103.93 | 65.42 | 72.42 | 7 | 0
2025 | MAPP_US_2_NE | MAPP_US | NE | Internal | Summer | B4 | 100 | 2000 | 1481.93 | 65.42 | 72.42 | 7 | 0
2025 | MAPP_US_2_NE | MAPP_US | NE | Internal | Summer | B5 | 200 | 2000 | 1113.07 | 60.64 | 67.64 | 7 | 0
2025 | MAPP_US_2_NE | MAPP_US | NE | Internal | Summer | B6 | 300 | 2000 | 1165.22 | 55.46 | 62.46 | 7 | 0
2025 | MAPP_US_2_NE | MAPP_US | NE | Internal | Summer | B7 | 400 | 2000 | 1314.13 | 42.14 | 49.14 | 7 | 0
2025 | MAPP_US_2_NE | MAPP_US | NE | Internal | Summer | B8 | 500 | 2000 | 1306.32 | 35.16 | 42.16 | 7 | 0
2025 | MAPP_US_2_NE | MAPP_US | NE | Internal | Summer | B9 | 800 | 2000 | 882.68 | 35.16 | 42.16 | 7 | 0
2025 | MAPP_US_2_NE | MAPP_US | NE | Internal | Summer | B10 | 1262 | 2000 | 275.71 | 30.14 | 37.14 | 7 | 0
2025 | MAPP_US_2_NE | MAPP_US | NE | Internal | Winter | B16 | 25 | 2000 | 485.02 | 57.39 | 64.39 | 7 | 0
2025 | MAPP_US_2_NE | MAPP_US | NE | Internal | Winter | B17 | 100 | 2000 | 114.12 | 42.81 | 49.81 | 7 | 0
2025 | MAPP_US_2_NE | MAPP_US | NE | Internal | Winter | B18 | 400 | 2000 | 354.35 | 40.81 | 47.81 | 7 | 0
2025 | MAPP_US_2_NE | MAPP_US | NE | Internal | Winter | B19 | 700 | 2000 | 89.1 | 40.81 | 47.81 | 7 | 0
2025 | MAPP_US_2_NE | MAPP_US | NE | Internal | Winter | B20 | 935 | 2000 | 168.24 | 35.93 | 42.93 | 7 | 0
2025 | MARITIMES_2_NEISO | MARITIMES | NEISO | Internal | Shoulder | B11 | 25 | 99999 | 1400 | 40.75 | 40.76 | 0.01 | 0
2025 | MARITIMES_2_NEISO | MARITIMES | NEISO | Internal | Shoulder | B12 | 200 | 99999 | 1400 | 40.75 | 40.76 | 0.01 | 0
2025 | MARITIMES_2_NEISO | MARITIMES | NEISO | Internal | Shoulder | B13 | 600 | 99999 | 1400 | 40.75 | 40.76 | 0.01 | 0
2025 | MARITIMES_2_NEISO | MARITIMES | NEISO | Internal | Shoulder | B14 | 900 | 99999 | 1400 | 40.75 | 40.76 | 0.01 | 0
2025 | MARITIMES_2_NEISO | MARITIMES | NEISO | Internal | Shoulder | B15 | 1203 | 99999 | 426.43 | 40.75 | 40.76 | 0.01 | 0
2025 | MARITIMES_2_NEISO | MARITIMES | NEISO | Internal | Summer | B1 | 10 | 99999 | 1400 | 82.14 | 82.15 | 0.01 | 0
2025 | MARITIMES_2_NEISO | MARITIMES | NEISO | Internal | Summer | B2 | 25 | 99999 | 1400 | 73.89 | 73.9 | 0.01 | 0
2025 | MARITIMES_2_NEISO | MARITIMES | NEISO | Internal | Summer | B3 | 75 | 99999 | 1400 | 53.63 | 53.64 | 0.01 | 0
2025 | MARITIMES_2_NEISO | MARITIMES | NEISO | Internal | Summer | B4 | 100 | 99999 | 1400 | 48.29 | 48.3 | 0.01 | 0
2025 | MARITIMES_2_NEISO | MARITIMES | NEISO | Internal | Summer | B5 | 200 | 99999 | 1400 | 37.69 | 37.7 | 0.01 | 0
2025 | MARITIMES_2_NEISO | MARITIMES | NEISO | Internal | Summer | B6 | 300 | 99999 | 1400 | 37.69 | 37.7 | 0.01 | 0
2025 | MARITIMES_2_NEISO | MARITIMES | NEISO | Internal | Summer | B7 | 400 | 99999 | 1400 | 37.69 | 37.7 | 0.01 | 0
2025 | MARITIMES_2_NEISO | MARITIMES | NEISO | Internal | Summer | B8 | 500 | 99999 | 1400 | 37.69 | 37.7 | 0.01 | 0
2025 | MARITIMES_2_NEISO | MARITIMES | NEISO | Internal | Summer | B9 | 800 | 99999 | 1400 | 37.69 | 37.7 | 0.01 | 0
2025 | MARITIMES_2_NEISO | MARITIMES | NEISO | Internal | Summer | B10 | 1262 | 99999 | 236.13 | 37.69 | 37.7 | 0.01 | 0
2025 | MARITIMES_2_NEISO | MARITIMES | NEISO | Internal | Winter | B16 | 25 | 99999 | 1400 | 50.2 | 50.21 | 0.01 | 0
2025 | MARITIMES_2_NEISO | MARITIMES | NEISO | Internal | Winter | B17 | 100 | 99999 | 1400 | 50.2 | 50.21 | 0.01 | 0
2025 | MARITIMES_2_NEISO | MARITIMES | NEISO | Internal | Winter | B18 | 400 | 99999 | 1400 | 50.2 | 50.21 | 0.01 | 0
2025 | MARITIMES_2_NEISO | MARITIMES | NEISO | Internal | Winter | B19 | 700 | 99999 | 1400 | 50.2 | 50.21 | 0.01 | 0
2025 | MARITIMES_2_NEISO | MARITIMES | NEISO | Internal | Winter | B20 | 935 | 99999 | 475.94 | 50.2 | 50.21 | 0.01 | 0
2025 | MISO_IN_2_MISO_MI | MISO_IN | MISO_MI | Internal | Shoulder | B11 | 25 | 5000 | 0 | 64.46 | 64.45 | 0.01 | 0
2025 | MISO_IN_2_MISO_MI | MISO_IN | MISO_MI | Internal | Shoulder | B12 | 200 | 5000 | 0 | 51.08 | 51.06 | 0.01 | 0
2025 | MISO_IN_2_MISO_MI | MISO_IN | MISO_MI | Internal | Shoulder | B13 | 600 | 5000 | 893.63 | 45.14 | 45.15 | 0.01 | 0
2025 | MISO_IN_2_MISO_MI | MISO_IN | MISO_MI | Internal | Shoulder | B14 | 900 | 5000 | 1013.64 | 43.95 | 43.96 | 0.01 | 0
2025 | MISO_IN_2_MISO_MI | MISO_IN | MISO_MI | Internal | Shoulder | B15 | 1203 | 5000 | 1785.87 | 41.45 | 41.46 | 0.01 | 0
2025 | MISO_IN_2_MISO_MI | MISO_IN | MISO_MI | Internal | Summer | B1 | 10 | 5000 | 230.88 | 75.15 | 75.16 | 0.01 | 0
2025 | MISO_IN_2_MISO_MI | MISO_IN | MISO_MI | Internal | Summer | B2 | 25 | 5000 | 0 | 71.42 | 70.9 | 0.01 | 0
2025 | MISO_IN_2_MISO_MI | MISO_IN | MISO_MI | Internal | Summer | B3 | 75 | 5000 | 0 | 68.89 | 66.58 | 0.01 | 0
2025 | MISO_IN_2_MISO_MI | MISO_IN | MISO_MI | Internal | Summer | B4 | 100 | 5000 | 0 | 67.82 | 66.43 | 0.01 | 0
2025 | MISO_IN_2_MISO_MI | MISO_IN | MISO_MI | Internal | Summer | B5 | 200 | 5000 | 0 | 65.33 | 65.32 | 0.01 | 0
2025 | MISO_IN_2_MISO_MI | MISO_IN | MISO_MI | Internal | Summer | B6 | 300 | 5000 | 0 | 53.77 | 53.76 | 0.01 | 0
2025 | MISO_IN_2_MISO_MI | MISO_IN | MISO_MI | Internal | Summer | B7 | 400 | 5000 | 535.47 | 45.3 | 45.31 | 0.01 | 0
2025 | MISO_IN_2_MISO_MI | MISO_IN | MISO_MI | Internal | Summer | B8 | 500 | 5000 | 2052.36 | 40.69 | 40.7 | 0.01 | 0
2025 | MISO_IN_2_MISO_MI | MISO_IN | MISO_MI | Internal | Summer | B9 | 800 | 5000 | 2950 | 40.52 | 40.53 | 0.01 | 0
2025 | MISO_IN_2_MISO_MI | MISO_IN | MISO_MI | Internal | Summer | B10 | 1262 | 5000 | 4322.56 | 37.56 | 37.58 | 0.01 | 0
2025 | MISO_IN_2_MISO_MI | MISO_IN | MISO_MI | Internal | Winter | B16 | 25 | 5000 | 0 | 64.41 | 64.4 | 0.01 | 0
2025 | MISO_IN_2_MISO_MI | MISO_IN | MISO_MI | Internal | Winter | B17 | 100 | 5000 | 741.38 | 53.44 | 53.45 | 0.01 | 0
2025 | MISO_IN_2_MISO_MI | MISO_IN | MISO_MI | Internal | Winter | B18 | 400 | 5000 | 117.59 | 47.2 | 47.21 | 0.01 | 0
2025 | MISO_IN_2_MISO_MI | MISO_IN | MISO_MI | Internal | Winter | B19 | 700 | 5000 | 1312.27 | 45.29 | 45.3 | 0.01 | 0
2025 | MISO_IN_2_MISO_MI | MISO_IN | MISO_MI | Internal | Winter | B20 | 935 | 5000 | 813.47 | 40.06 | 40.08 | 0.01 | 0
2025 | MISO_IN_2_MISO_MO-IL | MISO_IN | MISO_MO-IL | Internal | Shoulder | B11 | 25 | 5000 | 95.91 | 64.46 | 64.47 | 0.01 | 0
2025 | MISO_IN_2_MISO_MO-IL | MISO_IN | MISO_MO-IL | Internal | Shoulder | B12 | 200 | 5000 | 0 | 51.08 | 51.06 | 0.01 | 0
2025 | MISO_IN_2_MISO_MO-IL | MISO_IN | MISO_MO-IL | Internal | Shoulder | B13 | 600 | 5000 | 0 | 45.14 | 45.12 | 0.01 | 0
2025 | MISO_IN_2_MISO_MO-IL | MISO_IN | MISO_MO-IL | Internal | Shoulder | B14 | 900 | 5000 | 0 | 43.95 | 43.93 | 0.01 | 0
2025 | MISO_IN_2_MISO_MO-IL | MISO_IN | MISO_MO-IL | Internal | Shoulder | B15 | 1203 | 5000 | 0 | 41.45 | 41.44 | 0.01 | 0
2025 | MISO_IN_2_MISO_MO-IL | MISO_IN | MISO_MO-IL | Internal | Summer | B1 | 10 | 5000 | 0 | 75.15 | 75.14 | 0.01 | 0
2025 | MISO_IN_2_MISO_MO-IL | MISO_IN | MISO_MO-IL | Internal | Summer | B2 | 25 | 5000 | 323.51 | 71.42 | 71.43 | 0.01 | 0
2025 | MISO_IN_2_MISO_MO-IL | MISO_IN | MISO_MO-IL | Internal | Summer | B3 | 75 | 5000 | 878.06 | 68.89 | 68.9 | 0.01 | 0
2025 | MISO_IN_2_MISO_MO-IL | MISO_IN | MISO_MO-IL | Internal | Summer | B4 | 100 | 5000 | 1085.71 | 67.82 | 67.84 | 0.01 | 0
2025 | MISO_IN_2_MISO_MO-IL | MISO_IN | MISO_MO-IL | Internal | Summer | B5 | 200 | 5000 | 507.37 | 65.33 | 65.34 | 0.01 | 0
2025 | MISO_IN_2_MISO_MO-IL | MISO_IN | MISO_MO-IL | Internal | Summer | B6 | 300 | 5000 | 2010.68 | 53.77 | 53.78 | 0.01 | 0
2025 | MISO_IN_2_MISO_MO-IL | MISO_IN | MISO_MO-IL | Internal | Summer | B7 | 400 | 5000 | 376.62 | 45.3 | 45.31 | 0.01 | 0
2025 | MISO_IN_2_MISO_MO-IL | MISO_IN | MISO_MO-IL | Internal | Summer | B8 | 500 | 5000 | 0 | 40.69 | 40.68 | 0.01 | 0
2025 | MISO_IN_2_MISO_MO-IL | MISO_IN | MISO_MO-IL | Internal | Summer | B9 | 800 | 5000 | 0 | 40.52 | 40.5 | 0.01 | 0
2025 | MISO_IN_2_MISO_MO-IL | MISO_IN | MISO_MO-IL | Internal | Summer | B10 | 1262 | 5000 | 0 | 37.56 | 37.15 | 0.01 | 0
2025 | MISO_IN_2_MISO_MO-IL | MISO_IN | MISO_MO-IL | Internal | Winter | B16 | 25 | 5000 | 0 | 64.41 | 64.4 | 0.01 | 0
2025 | MISO_IN_2_MISO_MO-IL | MISO_IN | MISO_MO-IL | Internal | Winter | B17 | 100 | 5000 | 0 | 53.44 | 49.83 | 0.01 | 0
2025 | MISO_IN_2_MISO_MO-IL | MISO_IN | MISO_MO-IL | Internal | Winter | B18 | 400 | 5000 | 7.44 | 47.2 | 47.21 | 0.01 | 0
2025 | MISO_IN_2_MISO_MO-IL | MISO_IN | MISO_MO-IL | Internal | Winter | B19 | 700 | 5000 | 5.29 | 45.29 | 45.3 | 0.01 | 0
2025 | MISO_IN_2_MISO_MO-IL | MISO_IN | MISO_MO-IL | Internal | Winter | B20 | 935 | 5000 | 0 | 40.06 | 40.05 | 0.01 | 0
2025 | MISO_IN_2_NonRTO_Midwest | MISO_IN | NonRTO_Midwest | Internal | Shoulder | B11 | 25 | 4800 | 1230.02 | 64.46 | 72.46 | 8 | 0
2025 | MISO_IN_2_NonRTO_Midwest | MISO_IN | NonRTO_Midwest | Internal | Shoulder | B12 | 200 | 4800 | 660.68 | 51.08 | 59.08 | 8 | 0
2025 | MISO_IN_2_NonRTO_Midwest | MISO_IN | NonRTO_Midwest | Internal | Shoulder | B13 | 600 | 4800 | 151.88 | 45.14 | 53.14 | 8 | 0
2025 | MISO_IN_2_NonRTO_Midwest | MISO_IN | NonRTO_Midwest | Internal | Shoulder | B14 | 900 | 4800 | 0 | 43.95 | 45.37 | 8 | 0
2025 | MISO_IN_2_NonRTO_Midwest | MISO_IN | NonRTO_Midwest | Internal | Shoulder | B15 | 1203 | 4800 | 0 | 41.45 | 38.7 | 8 | 0
2025 | MISO_IN_2_NonRTO_Midwest | MISO_IN | NonRTO_Midwest | Internal | Summer | B1 | 10 | 4800 | 0 | 75.15 | 75.82 | 8 | 0
2025 | MISO_IN_2_NonRTO_Midwest | MISO_IN | NonRTO_Midwest | Internal | Summer | B2 | 25 | 4800 | 0 | 71.42 | 75.82 | 8 | 0
2025 | MISO_IN_2_NonRTO_Midwest | MISO_IN | NonRTO_Midwest | Internal | Summer | B3 | 75 | 4800 | 0 | 68.89 | 75.82 | 8 | 0
2025 | MISO_IN_2_NonRTO_Midwest | MISO_IN | NonRTO_Midwest | Internal | Summer | B4 | 100 | 4800 | 679.06 | 67.82 | 75.82 | 8 | 0
2025 | MISO_IN_2_NonRTO_Midwest | MISO_IN | NonRTO_Midwest | Internal | Summer | B5 | 200 | 4800 | 1097.66 | 65.33 | 73.33 | 8 | 0
2025 | MISO_IN_2_NonRTO_Midwest | MISO_IN | NonRTO_Midwest | Internal | Summer | B6 | 300 | 4800 | 469.47 | 53.77 | 61.77 | 8 | 0
2025 | MISO_IN_2_NonRTO_Midwest | MISO_IN | NonRTO_Midwest | Internal | Summer | B7 | 400 | 4800 | 0 | 45.3 | 45.45 | 8 | 0
2025 | MISO_IN_2_NonRTO_Midwest | MISO_IN | NonRTO_Midwest | Internal | Summer | B8 | 500 | 4800 | 0 | 40.69 | 44.07 | 8 | 0
2025 | MISO_IN_2_NonRTO_Midwest | MISO_IN | NonRTO_Midwest | Internal | Summer | B9 | 800 | 4800 | 0 | 40.52 | 38.92 | 8 | 0
2025 | MISO_IN_2_NonRTO_Midwest | MISO_IN | NonRTO_Midwest | Internal | Summer | B10 | 1262 | 4800 | 0 | 37.56 | 36.6 | 8 | 0
2025 | MISO_IN_2_NonRTO_Midwest | MISO_IN | NonRTO_Midwest | Internal | Winter | B16 | 25 | 4800 | 2358.58 | 64.41 | 72.41 | 8 | 0
2025 | MISO_IN_2_NonRTO_Midwest | MISO_IN | NonRTO_Midwest | Internal | Winter | B17 | 100 | 4800 | 1141.9 | 53.44 | 61.44 | 8 | 0
2025 | MISO_IN_2_NonRTO_Midwest | MISO_IN | NonRTO_Midwest | Internal | Winter | B18 | 400 | 4800 | 295.54 | 47.2 | 55.2 | 8 | 0
2025 | MISO_IN_2_NonRTO_Midwest | MISO_IN | NonRTO_Midwest | Internal | Winter | B19 | 700 | 4800 | 0 | 45.29 | 45.45 | 8 | 0
2025 | MISO_IN_2_NonRTO_Midwest | MISO_IN | NonRTO_Midwest | Internal | Winter | B20 | 935 | 4800 | 0 | 40.06 | 38.7 | 8 | 0
2025 | MISO_IN_2_PJM_ROR | MISO_IN | PJM_ROR | Internal | Shoulder | B11 | 25 | 992 | 0 | 64.46 | 62.46 | 2 | 0
2025 | MISO_IN_2_PJM_ROR | MISO_IN | PJM_ROR | Internal | Shoulder | B12 | 200 | 992 | 0 | 51.08 | 53.06 | 2 | 0
2025 | MISO_IN_2_PJM_ROR | MISO_IN | PJM_ROR | Internal | Shoulder | B13 | 600 | 992 | 0 | 45.14 | 47.11 | 2 | 0
2025 | MISO_IN_2_PJM_ROR | MISO_IN | PJM_ROR | Internal | Shoulder | B14 | 900 | 992 | 0 | 43.95 | 45.8 | 2 | 0
2025 | MISO_IN_2_PJM_ROR | MISO_IN | PJM_ROR | Internal | Shoulder | B15 | 1203 | 992 | 0 | 41.45 | 41.88 | 2 | 0
2025 | MISO_IN_2_PJM_ROR | MISO_IN | PJM_ROR | Internal | Summer | B1 | 10 | 992 | 992 | 75.15 | 86.14 | 2 | 8.99
2025 | MISO_IN_2_PJM_ROR | MISO_IN | PJM_ROR | Internal | Summer | B2 | 25 | 992 | 991.99 | 71.42 | 73.43 | 2 | 0.01
2025 | MISO_IN_2_PJM_ROR | MISO_IN | PJM_ROR | Internal | Summer | B3 | 75 | 992 | 0 | 68.89 | 68.43 | 2 | 0
2025 | MISO_IN_2_PJM_ROR | MISO_IN | PJM_ROR | Internal | Summer | B4 | 100 | 992 | 0 | 67.82 | 68.43 | 2 | 0
2025 | MISO_IN_2_PJM_ROR | MISO_IN | PJM_ROR | Internal | Summer | B5 | 200 | 992 | 0 | 65.33 | 63.35 | 2 | 0
2025 | MISO_IN_2_PJM_ROR | MISO_IN | PJM_ROR | Internal | Summer | B6 | 300 | 992 | 0 | 53.77 | 55.76 | 2 | 0
2025 | MISO_IN_2_PJM_ROR | MISO_IN | PJM_ROR | Internal | Summer | B7 | 400 | 992 | 992 | 45.3 | 47.31 | 2 | 0.01
2025 | MISO_IN_2_PJM_ROR | MISO_IN | PJM_ROR | Internal | Summer | B8 | 500 | 992 | 0 | 40.69 | 42.46 | 2 | 0
2025 | MISO_IN_2_PJM_ROR | MISO_IN | PJM_ROR | Internal | Summer | B9 | 800 | 992 | 0 | 40.52 | 40.93 | 2 | 0
2025 | MISO_IN_2_PJM_ROR | MISO_IN | PJM_ROR | Internal | Summer | B10 | 1262 | 992 | 0 | 37.56 | 38.54 | 2 | 0
2025 | MISO_IN_2_PJM_ROR | MISO_IN | PJM_ROR | Internal | Winter | B16 | 25 | 992 | 0 | 64.41 | 66.4 | 2 | 0
2025 | MISO_IN_2_PJM_ROR | MISO_IN | PJM_ROR | Internal | Winter | B17 | 100 | 992 | 992 | 53.44 | 55.45 | 2 | 0.01
2025 | MISO_IN_2_PJM_ROR | MISO_IN | PJM_ROR | Internal | Winter | B18 | 400 | 992 | 992 | 47.2 | 49.21 | 2 | 0.01
2025 | MISO_IN_2_PJM_ROR | MISO_IN | PJM_ROR | Internal | Winter | B19 | 700 | 992 | 992 | 45.29 | 47.3 | 2 | 0.01
2025 | MISO_IN_2_PJM_ROR | MISO_IN | PJM_ROR | Internal | Winter | B20 | 935 | 992 | 0 | 40.06 | 42.05 | 2 | 0
2025 | MISO_MI_2_MISO_IN | MISO_MI | MISO_IN | Internal | Shoulder | B11 | 25 | 2045 | 1923.58 | 64.45 | 64.46 | 0.01 | 0
2025 | MISO_MI_2_MISO_IN | MISO_MI | MISO_IN | Internal | Shoulder | B12 | 200 | 2045 | 27.46 | 51.06 | 51.08 | 0.01 | 0
2025 | MISO_MI_2_MISO_IN | MISO_MI | MISO_IN | Internal | Shoulder | B13 | 600 | 2045 | 0 | 45.15 | 45.14 | 0.01 | 0
2025 | MISO_MI_2_MISO_IN | MISO_MI | MISO_IN | Internal | Shoulder | B14 | 900 | 2045 | 0 | 43.96 | 43.95 | 0.01 | 0
2025 | MISO_MI_2_MISO_IN | MISO_MI | MISO_IN | Internal | Shoulder | B15 | 1203 | 2045 | 0 | 41.46 | 41.45 | 0.01 | 0
2025 | MISO_MI_2_MISO_IN | MISO_MI | MISO_IN | Internal | Summer | B1 | 10 | 2045 | 0 | 75.16 | 75.15 | 0.01 | 0
2025 | MISO_MI_2_MISO_IN | MISO_MI | MISO_IN | Internal | Summer | B2 | 25 | 2045 | 2045 | 70.9 | 71.42 | 0.01 | 0.51
2025 | MISO_MI_2_MISO_IN | MISO_MI | MISO_IN | Internal | Summer | B3 | 75 | 2045 | 2045 | 66.58 | 68.89 | 0.01 | 2.3
2025 | MISO_MI_2_MISO_IN | MISO_MI | MISO_IN | Internal | Summer | B4 | 100 | 2045 | 2045 | 66.43 | 67.82 | 0.01 | 1.38
2025 | MISO_MI_2_MISO_IN | MISO_MI | MISO_IN | Internal | Summer | B5 | 200 | 2045 | 1663.38 | 65.32 | 65.33 | 0.01 | 0
2025 | MISO_MI_2_MISO_IN | MISO_MI | MISO_IN | Internal | Summer | B6 | 300 | 2045 | 1788.22 | 53.76 | 53.77 | 0.01 | 0
2025 | MISO_MI_2_MISO_IN | MISO_MI | MISO_IN | Internal | Summer | B7 | 400 | 2045 | 0 | 45.31 | 45.3 | 0.01 | 0
2025 | MISO_MI_2_MISO_IN | MISO_MI | MISO_IN | Internal | Summer | B8 | 500 | 2045 | 0 | 40.7 | 40.69 | 0.01 | 0
2025 | MISO_MI_2_MISO_IN | MISO_MI | MISO_IN | Internal | Summer | B9 | 800 | 2045 | 0 | 40.53 | 40.52 | 0.01 | 0
2025 | MISO_MI_2_MISO_IN | MISO_MI | MISO_IN | Internal | Summer | B10 | 1262 | 2045 | 0 | 37.58 | 37.56 | 0.01 | 0
2025 | MISO_MI_2_MISO_IN | MISO_MI | MISO_IN | Internal | Winter | B16 | 25 | 2045 | 908.55 | 64.4 | 64.41 | 0.01 | 0
2025 | MISO_MI_2_MISO_IN | MISO_MI | MISO_IN | Internal | Winter | B17 | 100 | 2045 | 0 | 53.45 | 53.44 | 0.01 | 0
2025 | MISO_MI_2_MISO_IN | MISO_MI | MISO_IN | Internal | Winter | B18 | 400 | 2045 | 0 | 47.21 | 47.2 | 0.01 | 0
2025 | MISO_MI_2_MISO_IN | MISO_MI | MISO_IN | Internal | Winter | B19 | 700 | 2045 | 0 | 45.3 | 45.29 | 0.01 | 0
2025 | MISO_MI_2_MISO_IN | MISO_MI | MISO_IN | Internal | Winter | B20 | 935 | 2045 | 0 | 40.08 | 40.06 | 0.01 | 0
2025 | MISO_MI_2_MISO_WUMS | MISO_MI | MISO_WUMS | Internal | Shoulder | B11 | 25 | 117 | 0 | 64.45 | 60.46 | 0.01 | 0
2025 | MISO_MI_2_MISO_WUMS | MISO_MI | MISO_WUMS | Internal | Shoulder | B12 | 200 | 117 | 0 | 51.06 | 51.04 | 0.01 | 0
2025 | MISO_MI_2_MISO_WUMS | MISO_MI | MISO_WUMS | Internal | Shoulder | B13 | 600 | 117 | 0 | 45.15 | 45.1 | 0.01 | 0
2025 | MISO_MI_2_MISO_WUMS | MISO_MI | MISO_WUMS | Internal | Shoulder | B14 | 900 | 117 | 0 | 43.96 | 42.47 | 0.01 | 0
2025 | MISO_MI_2_MISO_WUMS | MISO_MI | MISO_WUMS | Internal | Shoulder | B15 | 1203 | 117 | 0 | 41.46 | 41.15 | 0.01 | 0
2025 | MISO_MI_2_MISO_WUMS | MISO_MI | MISO_WUMS | Internal | Summer | B1 | 10 | 117 | 0 | 75.16 | 70.76 | 0.01 | 0
2025 | MISO_MI_2_MISO_WUMS | MISO_MI | MISO_WUMS | Internal | Summer | B2 | 25 | 117 | 0 | 70.9 | 70.76 | 0.01 | 0
2025 | MISO_MI_2_MISO_WUMS | MISO_MI | MISO_WUMS | Internal | Summer | B3 | 75 | 117 | 0 | 66.58 | 66.56 | 0.01 | 0
2025 | MISO_MI_2_MISO_WUMS | MISO_MI | MISO_WUMS | Internal | Summer | B4 | 100 | 117 | 0 | 66.43 | 66.43 | 0.01 | 0
2025 | MISO_MI_2_MISO_WUMS | MISO_MI | MISO_WUMS | Internal | Summer | B5 | 200 | 117 | 0 | 65.32 | 61.35 | 0.01 | 0
2025 | MISO_MI_2_MISO_WUMS | MISO_MI | MISO_WUMS | Internal | Summer | B6 | 300 | 117 | 0 | 53.76 | 52.25 | 0.01 | 0
2025 | MISO_MI_2_MISO_WUMS | MISO_MI | MISO_WUMS | Internal | Summer | B7 | 400 | 117 | 0 | 45.31 | 43.48 | 0.01 | 0
2025 | MISO_MI_2_MISO_WUMS | MISO_MI | MISO_WUMS | Internal | Summer | B8 | 500 | 117 | 0 | 40.7 | 40.46 | 0.01 | 0
2025 | MISO_MI_2_MISO_WUMS | MISO_MI | MISO_WUMS | Internal | Summer | B9 | 800 | 117 | 0 | 40.53 | 40.11 | 0.01 | 0
2025 | MISO_MI_2_MISO_WUMS | MISO_MI | MISO_WUMS | Internal | Summer | B10 | 1262 | 117 | 0 | 37.58 | 37.15 | 0.01 | 0
2025 | MISO_MI_2_MISO_WUMS | MISO_MI | MISO_WUMS | Internal | Winter | B16 | 25 | 117 | 0 | 64.4 | 64.37 | 0.01 | 0
2025 | MISO_MI_2_MISO_WUMS | MISO_MI | MISO_WUMS | Internal | Winter | B17 | 100 | 117 | 0 | 53.45 | 49.8 | 0.01 | 0
2025 | MISO_MI_2_MISO_WUMS | MISO_MI | MISO_WUMS | Internal | Winter | B18 | 400 | 117 | 0 | 47.21 | 47.2 | 0.01 | 0
2025 | MISO_MI_2_MISO_WUMS | MISO_MI | MISO_WUMS | Internal | Winter | B19 | 700 | 117 | 0 | 45.3 | 45.3 | 0.01 | 0
2025 | MISO_MI_2_MISO_WUMS | MISO_MI | MISO_WUMS | Internal | Winter | B20 | 935 | 117 | 0 | 40.08 | 40.08 | 0.01 | 0
2025 | MISO_MI_2_PJM_ROR | MISO_MI | PJM_ROR | Internal | Shoulder | B11 | 25 | 1424 | 0 | 64.45 | 62.46 | 2 | 0
2025 | MISO_MI_2_PJM_ROR | MISO_MI | PJM_ROR | Internal | Shoulder | B12 | 200 | 1424 | 27.46 | 51.06 | 53.06 | 2 | 0
2025 | MISO_MI_2_PJM_ROR | MISO_MI | PJM_ROR | Internal | Shoulder | B13 | 600 | 1424 | 0 | 45.15 | 47.11 | 2 | 0
2025 | MISO_MI_2_PJM_ROR | MISO_MI | PJM_ROR | Internal | Shoulder | B14 | 900 | 1424 | 0 | 43.96 | 45.8 | 2 | 0
2025 | MISO_MI_2_PJM_ROR | MISO_MI | PJM_ROR | Internal | Shoulder | B15 | 1203 | 1424 | 0 | 41.46 | 41.88 | 2 | 0
2025 | MISO_MI_2_PJM_ROR | MISO_MI | PJM_ROR | Internal | Summer | B1 | 10 | 1424 | 1424 | 75.16 | 86.14 | 2 | 8.98
2025 | MISO_MI_2_PJM_ROR | MISO_MI | PJM_ROR | Internal | Summer | B2 | 25 | 1424 | 1424 | 70.9 | 73.43 | 2 | 0.53
2025 | MISO_MI_2_PJM_ROR | MISO_MI | PJM_ROR | Internal | Summer | B3 | 75 | 1424 | 0 | 66.58 | 68.43 | 2 | 0
2025 | MISO_MI_2_PJM_ROR | MISO_MI | PJM_ROR | Internal | Summer | B4 | 100 | 1424 | 1171.69 | 66.43 | 68.43 | 2 | 0
2025 | MISO_MI_2_PJM_ROR | MISO_MI | PJM_ROR | Internal | Summer | B5 | 200 | 1424 | 0 | 65.32 | 63.35 | 2 | 0
2025 | MISO_MI_2_PJM_ROR | MISO_MI | PJM_ROR | Internal | Summer | B6 | 300 | 1424 | 717.74 | 53.76 | 55.76 | 2 | 0
2025 | MISO_MI_2_PJM_ROR | MISO_MI | PJM_ROR | Internal | Summer | B7 | 400 | 1424 | 153.04 | 45.31 | 47.31 | 2 | 0
2025 | MISO_MI_2_PJM_ROR | MISO_MI | PJM_ROR | Internal | Summer | B8 | 500 | 1424 | 0 | 40.7 | 42.46 | 2 | 0
2025 | MISO_MI_2_PJM_ROR | MISO_MI | PJM_ROR | Internal | Summer | B9 | 800 | 1424 | 0 | 40.53 | 40.93 | 2 | 0
2025 | MISO_MI_2_PJM_ROR | MISO_MI | PJM_ROR | Internal | Summer | B10 | 1262 | 1424 | 0 | 37.58 | 38.54 | 2 | 0
2025 | MISO_MI_2_PJM_ROR | MISO_MI | PJM_ROR | Internal | Winter | B16 | 25 | 1424 | 1328.15 | 64.4 | 66.4 | 2 | 0
2025 | MISO_MI_2_PJM_ROR | MISO_MI | PJM_ROR | Internal | Winter | B17 | 100 | 1424 | 522.27 | 53.45 | 55.45 | 2 | 0
2025 | MISO_MI_2_PJM_ROR | MISO_MI | PJM_ROR | Internal | Winter | B18 | 400 | 1424 | 602.19 | 47.21 | 49.21 | 2 | 0
2025 | MISO_MI_2_PJM_ROR | MISO_MI | PJM_ROR | Internal | Winter | B19 | 700 | 1424 | 5.8 | 45.3 | 47.3 | 2 | 0
2025 | MISO_MI_2_PJM_ROR | MISO_MI | PJM_ROR | Internal | Winter | B20 | 935 | 1424 | 0 | 40.08 | 42.05 | 2 | 0
2025 | MISO_MO-IL_2_ENT | MISO_MO-IL | ENT | Internal | Shoulder | B11 | 25 | 2540 | 0 | 64.47 | 69.71 | 8 | 0
2025 | MISO_MO-IL_2_ENT | MISO_MO-IL | ENT | Internal | Shoulder | B12 | 200 | 2540 | 0 | 51.06 | 46.83 | 8 | 0
2025 | MISO_MO-IL_2_ENT | MISO_MO-IL | ENT | Internal | Shoulder | B13 | 600 | 2540 | 0 | 45.12 | 46.83 | 8 | 0
2025 | MISO_MO-IL_2_ENT | MISO_MO-IL | ENT | Internal | Shoulder | B14 | 900 | 2540 | 0 | 43.93 | 46.5 | 8 | 0
2025 | MISO_MO-IL_2_ENT | MISO_MO-IL | ENT | Internal | Shoulder | B15 | 1203 | 2540 | 0 | 41.44 | 45.25 | 8 | 0
2025 | MISO_MO-IL_2_ENT | MISO_MO-IL | ENT | Internal | Summer | B1 | 10 | 2540 | 0 | 75.14 | 80.14 | 8 | 0
2025 | MISO_MO-IL_2_ENT | MISO_MO-IL | ENT | Internal | Summer | B2 | 25 | 2540 | 0 | 71.43 | 75.69 | 8 | 0
2025 | MISO_MO-IL_2_ENT | MISO_MO-IL | ENT | Internal | Summer | B3 | 75 | 2540 | 0 | 68.9 | 75.69 | 8 | 0
2025 | MISO_MO-IL_2_ENT | MISO_MO-IL | ENT | Internal | Summer | B4 | 100 | 2540 | 0 | 67.84 | 75.69 | 8 | 0
2025 | MISO_MO-IL_2_ENT | MISO_MO-IL | ENT | Internal | Summer | B5 | 200 | 2540 | 0 | 65.34 | 69.11 | 8 | 0
2025 | MISO_MO-IL_2_ENT | MISO_MO-IL | ENT | Internal | Summer | B6 | 300 | 2540 | 0 | 53.78 | 61.77 | 8 | 0
2025 | MISO_MO-IL_2_ENT | MISO_MO-IL | ENT | Internal | Summer | B7 | 400 | 2540 | 676.15 | 45.31 | 53.31 | 8 | 0
2025 | MISO_MO-IL_2_ENT | MISO_MO-IL | ENT | Internal | Summer | B8 | 500 | 2540 | 0 | 40.68 | 45.36 | 8 | 0
2025 | MISO_MO-IL_2_ENT | MISO_MO-IL | ENT | Internal | Summer | B9 | 800 | 2540 | 0 | 40.5 | 45.04 | 8 | 0
2025 | MISO_MO-IL_2_ENT | MISO_MO-IL | ENT | Internal | Summer | B10 | 1262 | 2540 | 0 | 37.15 | 43.56 | 8 | 0
2025 | MISO_MO-IL_2_ENT | MISO_MO-IL | ENT | Internal | Winter | B16 | 25 | 2540 | 0 | 64.4 | 70.26 | 8 | 0
2025 | MISO_MO-IL_2_ENT | MISO_MO-IL | ENT | Internal | Winter | B17 | 100 | 2540 | 0 | 49.83 | 49.74 | 8 | 0
2025 | MISO_MO-IL_2_ENT | MISO_MO-IL | ENT | Internal | Winter | B18 | 400 | 2540 | 0 | 47.21 | 49.56 | 8 | 0
2025 | MISO_MO-IL_2_ENT | MISO_MO-IL | ENT | Internal | Winter | B19 | 700 | 2540 | 0 | 45.3 | 49.38 | 8 | 0
2025 | MISO_MO-IL_2_ENT | MISO_MO-IL | ENT | Internal | Winter | B20 | 935 | 2540 | 0 | 40.05 | 47.76 | 8 | 0
2025 | MISO_MO-IL_2_MISO_IN | MISO_MO-IL | MISO_IN | Internal | Shoulder | B11 | 25 | 2100 | 0 | 64.47 | 64.46 | 0.01 | 0
2025 | MISO_MO-IL_2_MISO_IN | MISO_MO-IL | MISO_IN | Internal | Shoulder | B12 | 200 | 2100 | 1314.94 | 51.06 | 51.08 | 0.01 | 0
2025 | MISO_MO-IL_2_MISO_IN | MISO_MO-IL | MISO_IN | Internal | Shoulder | B13 | 600 | 2100 | 1234.45 | 45.12 | 45.14 | 0.01 | 0
2025 | MISO_MO-IL_2_MISO_IN | MISO_MO-IL | MISO_IN | Internal | Shoulder | B14 | 900 | 2100 | 923.2 | 43.93 | 43.95 | 0.01 | 0
2025 | MISO_MO-IL_2_MISO_IN | MISO_MO-IL | MISO_IN | Internal | Shoulder | B15 | 1203 | 2100 | 2021.84 | 41.44 | 41.45 | 0.01 | 0
2025 | MISO_MO-IL_2_MISO_IN | MISO_MO-IL | MISO_IN | Internal | Summer | B1 | 10 | 2100 | 1060.09 | 75.14 | 75.15 | 0.01 | 0
2025 | MISO_MO-IL_2_MISO_IN | MISO_MO-IL | MISO_IN | Internal | Summer | B2 | 25 | 2100 | 0 | 71.43 | 71.42 | 0.01 | 0
2025 | MISO_MO-IL_2_MISO_IN | MISO_MO-IL | MISO_IN | Internal | Summer | B3 | 75 | 2100 | 0 | 68.9 | 68.89 | 0.01 | 0
2025 | MISO_MO-IL_2_MISO_IN | MISO_MO-IL | MISO_IN | Internal | Summer | B4 | 100 | 2100 | 0 | 67.84 | 67.82 | 0.01 | 0
2025 | MISO_MO-IL_2_MISO_IN | MISO_MO-IL | MISO_IN | Internal | Summer | B5 | 200 | 2100 | 0 | 65.34 | 65.33 | 0.01 | 0
2025 | MISO_MO-IL_2_MISO_IN | MISO_MO-IL | MISO_IN | Internal | Summer | B6 | 300 | 2100 | 0 | 53.78 | 53.77 | 0.01 | 0
2025 | MISO_MO-IL_2_MISO_IN | MISO_MO-IL | MISO_IN | Internal | Summer | B7 | 400 | 2100 | 0 | 45.31 | 45.3 | 0.01 | 0
2025 | MISO_MO-IL_2_MISO_IN | MISO_MO-IL | MISO_IN | Internal | Summer | B8 | 500 | 2100 | 649.7 | 40.68 | 40.69 | 0.01 | 0
2025 | MISO_MO-IL_2_MISO_IN | MISO_MO-IL | MISO_IN | Internal | Summer | B9 | 800 | 2100 | 1389.87 | 40.5 | 40.52 | 0.01 | 0
2025 | MISO_MO-IL_2_MISO_IN | MISO_MO-IL | MISO_IN | Internal | Summer | B10 | 1262 | 2100 | 2100 | 37.15 | 37.56 | 0.01 | 0.4
2025 | MISO_MO-IL_2_MISO_IN | MISO_MO-IL | MISO_IN | Internal | Winter | B16 | 25 | 2100 | 1576.38 | 64.4 | 64.41 | 0.01 | 0
2025 | MISO_MO-IL_2_MISO_IN | MISO_MO-IL | MISO_IN | Internal | Winter | B17 | 100 | 2100 | 2100 | 49.83 | 53.44 | 0.01 | 3.6
2025 | MISO_MO-IL_2_MISO_IN | MISO_MO-IL | MISO_IN | Internal | Winter | B18 | 400 | 2100 | 0 | 47.21 | 47.2 | 0.01 | 0
2025 | MISO_MO-IL_2_MISO_IN | MISO_MO-IL | MISO_IN | Internal | Winter | B19 | 700 | 2100 | 0 | 45.3 | 45.29 | 0.01 | 0
2025 | MISO_MO-IL_2_MISO_IN | MISO_MO-IL | MISO_IN | Internal | Winter | B20 | 935 | 2100 | 289.2 | 40.05 | 40.06 | 0.01 | 0
2025 | MISO_MO-IL_2_MISO_W | MISO_MO-IL | MISO_W | Internal | Shoulder | B11 | 25 | 960 | 0 | 64.47 | 64.46 | 0.01 | 0
2025 | MISO_MO-IL_2_MISO_W | MISO_MO-IL | MISO_W | Internal | Shoulder | B12 | 200 | 960 | 0 | 51.06 | 51.05 | 0.01 | 0
2025 | MISO_MO-IL_2_MISO_W | MISO_MO-IL | MISO_W | Internal | Shoulder | B13 | 600 | 960 | 0 | 45.12 | 45.11 | 0.01 | 0
2025 | MISO_MO-IL_2_MISO_W | MISO_MO-IL | MISO_W | Internal | Shoulder | B14 | 900 | 960 | 435.13 | 43.93 | 43.95 | 0.01 | 0
2025 | MISO_MO-IL_2_MISO_W | MISO_MO-IL | MISO_W | Internal | Shoulder | B15 | 1203 | 960 | 0 | 41.44 | 41.43 | 0.01 | 0
2025 | MISO_MO-IL_2_MISO_W | MISO_MO-IL | MISO_W | Internal | Summer | B1 | 10 | 960 | 0 | 75.14 | 75.12 | 0.01 | 0
2025 | MISO_MO-IL_2_MISO_W | MISO_MO-IL | MISO_W | Internal | Summer | B2 | 25 | 960 | 0 | 71.43 | 71.42 | 0.01 | 0
2025 | MISO_MO-IL_2_MISO_W | MISO_MO-IL | MISO_W | Internal | Summer | B3 | 75 | 960 | 960 | 68.9 | 70.2 | 0.01 | 1.28
2025 | MISO_MO-IL_2_MISO_W | MISO_MO-IL | MISO_W | Internal | Summer | B4 | 100 | 960 | 960 | 67.84 | 69.78 | 0.01 | 1.93
2025 | MISO_MO-IL_2_MISO_W | MISO_MO-IL | MISO_W | Internal | Summer | B5 | 200 | 960 | 334.7 | 65.34 | 65.35 | 0.01 | 0
2025 | MISO_MO-IL_2_MISO_W | MISO_MO-IL | MISO_W | Internal | Summer | B6 | 300 | 960 | 960 | 53.78 | 55.48 | 0.01 | 1.68
2025 | MISO_MO-IL_2_MISO_W | MISO_MO-IL | MISO_W | Internal | Summer | B7 | 400 | 960 | 960 | 45.31 | 45.83 | 0.01 | 0.51
2025 | MISO_MO-IL_2_MISO_W | MISO_MO-IL | MISO_W | Internal | Summer | B8 | 500 | 960 | 0 | 40.68 | 40.67 | 0.01 | 0
2025 | MISO_MO-IL_2_MISO_W | MISO_MO-IL | MISO_W | Internal | Summer | B9 | 800 | 960 | 0 | 40.5 | 40.49 | 0.01 | 0
2025 | MISO_MO-IL_2_MISO_W | MISO_MO-IL | MISO_W | Internal | Summer | B10 | 1262 | 960 | 0 | 37.15 | 37.14 | 0.01 | 0
2025 | MISO_MO-IL_2_MISO_W | MISO_MO-IL | MISO_W | Internal | Winter | B16 | 25 | 960 | 0 | 64.4 | 64.39 | 0.01 | 0
2025 | MISO_MO-IL_2_MISO_W | MISO_MO-IL | MISO_W | Internal | Winter | B17 | 100 | 960 | 0 | 49.83 | 49.81 | 0.01 | 0
2025 | MISO_MO-IL_2_MISO_W | MISO_MO-IL | MISO_W | Internal | Winter | B18 | 400 | 960 | 0 | 47.21 | 47.21 | 0.01 | 0
2025 | MISO_MO-IL_2_MISO_W | MISO_MO-IL | MISO_W | Internal | Winter | B19 | 700 | 960 | 526.17 | 45.3 | 45.32 | 0.01 | 0
2025 | MISO_MO-IL_2_MISO_W | MISO_MO-IL | MISO_W | Internal | Winter | B20 | 935 | 960 | 43.39 | 40.05 | 40.06 | 0.01 | 0
2025 | MISO_MO-IL_2_PJM_ROR | MISO_MO-IL | PJM_ROR | Internal | Shoulder | B11 | 25 | 1212 | 0 | 64.47 | 62.46 | 2 | 0
2025 | MISO_MO-IL_2_PJM_ROR | MISO_MO-IL | PJM_ROR | Internal | Shoulder | B12 | 200 | 1212 | 703.64 | 51.06 | 53.06 | 2 | 0
2025 | MISO_MO-IL_2_PJM_ROR | MISO_MO-IL | PJM_ROR | Internal | Shoulder | B13 | 600 | 1212 | 0 | 45.12 | 47.11 | 2 | 0
2025 | MISO_MO-IL_2_PJM_ROR | MISO_MO-IL | PJM_ROR | Internal | Shoulder | B14 | 900 | 1212 | 0 | 43.93 | 45.8 | 2 | 0
2025 | MISO_MO-IL_2_PJM_ROR | MISO_MO-IL | PJM_ROR | Internal | Shoulder | B15 | 1203 | 1212 | 0 | 41.44 | 41.88 | 2 | 0
2025 | MISO_MO-IL_2_PJM_ROR | MISO_MO-IL | PJM_ROR | Internal | Summer | B1 | 10 | 1212 | 1212 | 75.14 | 86.14 | 2 | 9
2025 | MISO_MO-IL_2_PJM_ROR | MISO_MO-IL | PJM_ROR | Internal | Summer | B2 | 25 | 1212 | 651.18 | 71.43 | 73.43 | 2 | 0
2025 | MISO_MO-IL_2_PJM_ROR | MISO_MO-IL | PJM_ROR | Internal | Summer | B3 | 75 | 1212 | 0 | 68.9 | 68.43 | 2 | 0
2025 | MISO_MO-IL_2_PJM_ROR | MISO_MO-IL | PJM_ROR | Internal | Summer | B4 | 100 | 1212 | 0 | 67.84 | 68.43 | 2 | 0
2025 | MISO_MO-IL_2_PJM_ROR | MISO_MO-IL | PJM_ROR | Internal | Summer | B5 | 200 | 1212 | 0 | 65.34 | 63.35 | 2 | 0
2025 | MISO_MO-IL_2_PJM_ROR | MISO_MO-IL | PJM_ROR | Internal | Summer | B6 | 300 | 1212 | 0 | 53.78 | 55.76 | 2 | 0
2025 | MISO_MO-IL_2_PJM_ROR | MISO_MO-IL | PJM_ROR | Internal | Summer | B7 | 400 | 1212 | 159.77 | 45.31 | 47.31 | 2 | 0
2025 | MISO_MO-IL_2_PJM_ROR | MISO_MO-IL | PJM_ROR | Internal | Summer | B8 | 500 | 1212 | 0 | 40.68 | 42.46 | 2 | 0
2025 | MISO_MO-IL_2_PJM_ROR | MISO_MO-IL | PJM_ROR | Internal | Summer | B9 | 800 | 1212 | 0 | 40.5 | 40.93 | 2 | 0
2025 | MISO_MO-IL_2_PJM_ROR | MISO_MO-IL | PJM_ROR | Internal | Summer | B10 | 1262 | 1212 | 0 | 37.15 | 38.54 | 2 | 0
2025 | MISO_MO-IL_2_PJM_ROR | MISO_MO-IL | PJM_ROR | Internal | Winter | B16 | 25 | 1212 | 1134.35 | 64.4 | 66.4 | 2 | 0
2025 | MISO_MO-IL_2_PJM_ROR | MISO_MO-IL | PJM_ROR | Internal | Winter | B17 | 100 | 1212 | 1212 | 49.83 | 55.45 | 2 | 3.63
2025 | MISO_MO-IL_2_PJM_ROR | MISO_MO-IL | PJM_ROR | Internal | Winter | B18 | 400 | 1212 | 1204.06 | 47.21 | 49.21 | 2 | 0
2025 | MISO_MO-IL_2_PJM_ROR | MISO_MO-IL | PJM_ROR | Internal | Winter | B19 | 700 | 1212 | 982.72 | 45.3 | 47.3 | 2 | 0
2025 | MISO_MO-IL_2_PJM_ROR | MISO_MO-IL | PJM_ROR | Internal | Winter | B20 | 935 | 1212 | 150.94 | 40.05 | 42.05 | 2 | 0
2025 | MISO_MO-IL_2_SPP_N | MISO_MO-IL | SPP_N | Internal | Shoulder | B11 | 25 | 2000 | 0 | 64.47 | 70.09 | 8 | 0
2025 | MISO_MO-IL_2_SPP_N | MISO_MO-IL | SPP_N | Internal | Shoulder | B12 | 200 | 2000 | 0 | 51.06 | 51.06 | 8 | 0
2025 | MISO_MO-IL_2_SPP_N | MISO_MO-IL | SPP_N | Internal | Shoulder | B13 | 600 | 2000 | 0 | 45.12 | 46.45 | 8 | 0
2025 | MISO_MO-IL_2_SPP_N | MISO_MO-IL | SPP_N | Internal | Shoulder | B14 | 900 | 2000 | 0 | 43.93 | 45.56 | 8 | 0
2025 | MISO_MO-IL_2_SPP_N | MISO_MO-IL | SPP_N | Internal | Shoulder | B15 | 1203 | 2000 | 0 | 41.44 | 44.87 | 8 | 0
2025 | MISO_MO-IL_2_SPP_N | MISO_MO-IL | SPP_N | Internal | Summer | B1 | 10 | 2000 | 0 | 75.14 | 75.14 | 8 | 0
2025 | MISO_MO-IL_2_SPP_N | MISO_MO-IL | SPP_N | Internal | Summer | B2 | 25 | 2000 | 0 | 71.43 | 73.59 | 8 | 0
2025 | MISO_MO-IL_2_SPP_N | MISO_MO-IL | SPP_N | Internal | Summer | B3 | 75 | 2000 | 0 | 68.9 | 73.59 | 8 | 0
2025 | MISO_MO-IL_2_SPP_N | MISO_MO-IL | SPP_N | Internal | Summer | B4 | 100 | 2000 | 0 | 67.84 | 73.59 | 8 | 0
2025 | MISO_MO-IL_2_SPP_N | MISO_MO-IL | SPP_N | Internal | Summer | B5 | 200 | 2000 | 0 | 65.34 | 67.65 | 8 | 0
2025 | MISO_MO-IL_2_SPP_N | MISO_MO-IL | SPP_N | Internal | Summer | B6 | 300 | 2000 | 2000 | 53.78 | 62.48 | 8 | 0.7
2025 | MISO_MO-IL_2_SPP_N | MISO_MO-IL | SPP_N | Internal | Summer | B7 | 400 | 2000 | 0 | 45.31 | 52.83 | 8 | 0
2025 | MISO_MO-IL_2_SPP_N | MISO_MO-IL | SPP_N | Internal | Summer | B8 | 500 | 2000 | 0 | 40.68 | 45.33 | 8 | 0
2025 | MISO_MO-IL_2_SPP_N | MISO_MO-IL | SPP_N | Internal | Summer | B9 | 800 | 2000 | 0 | 40.5 | 44.01 | 8 | 0
2025 | MISO_MO-IL_2_SPP_N | MISO_MO-IL | SPP_N | Internal | Summer | B10 | 1262 | 2000 | 0 | 37.15 | 41.04 | 8 | 0
2025 | MISO_MO-IL_2_SPP_N | MISO_MO-IL | SPP_N | Internal | Winter | B16 | 25 | 2000 | 0 | 64.4 | 65.47 | 8 | 0
2025 | MISO_MO-IL_2_SPP_N | MISO_MO-IL | SPP_N | Internal | Winter | B17 | 100 | 2000 | 0 | 49.83 | 49.83 | 8 | 0
2025 | MISO_MO-IL_2_SPP_N | MISO_MO-IL | SPP_N | Internal | Winter | B18 | 400 | 2000 | 0 | 47.21 | 47.82 | 8 | 0
2025 | MISO_MO-IL_2_SPP_N | MISO_MO-IL | SPP_N | Internal | Winter | B19 | 700 | 2000 | 0 | 45.3 | 47.82 | 8 | 0
2025 | MISO_MO-IL_2_SPP_N | MISO_MO-IL | SPP_N | Internal | Winter | B20 | 935 | 2000 | 0 | 40.05 | 47.06 | 8 | 0
2025 | MISO_MO-IL_2_TVA_Transmission | MISO_MO-IL | TVA_Transmission | Internal | Shoulder | B11 | 25 | 4000 | 0 | 64.47 | 67.87 | 8 | 0
2025 | MISO_MO-IL_2_TVA_Transmission | MISO_MO-IL | TVA_Transmission | Internal | Shoulder | B12 | 200 | 4000 | 0 | 51.06 | 53.11 | 8 | 0
2025 | MISO_MO-IL_2_TVA_Transmission | MISO_MO-IL | TVA_Transmission | Internal | Shoulder | B13 | 600 | 4000 | 0 | 45.12 | 49.27 | 8 | 0
2025 | MISO_MO-IL_2_TVA_Transmission | MISO_MO-IL | TVA_Transmission | Internal | Shoulder | B14 | 900 | 4000 | 0 | 43.93 | 48.33 | 8 | 0
2025 | MISO_MO-IL_2_TVA_Transmission | MISO_MO-IL | TVA_Transmission | Internal | Shoulder | B15 | 1203 | 4000 | 0 | 41.44 | 46.59 | 8 | 0
2025 | MISO_MO-IL_2_TVA_Transmission | MISO_MO-IL | TVA_Transmission | Internal | Summer | B1 | 10 | 4000 | 393.17 | 75.14 | 83.14 | 8 | 0
2025 | MISO_MO-IL_2_TVA_Transmission | MISO_MO-IL | TVA_Transmission | Internal | Summer | B2 | 25 | 4000 | 1699.68 | 71.43 | 79.43 | 8 | 0
2025 | MISO_MO-IL_2_TVA_Transmission | MISO_MO-IL | TVA_Transmission | Internal | Summer | B3 | 75 | 4000 | 0 | 68.9 | 74.43 | 8 | 0
2025 | MISO_MO-IL_2_TVA_Transmission | MISO_MO-IL | TVA_Transmission | Internal | Summer | B4 | 100 | 4000 | 0 | 67.84 | 74.43 | 8 | 0
2025 | MISO_MO-IL_2_TVA_Transmission | MISO_MO-IL | TVA_Transmission | Internal | Summer | B5 | 200 | 4000 | 0 | 65.34 | 69.35 | 8 | 0
2025 | MISO_MO-IL_2_TVA_Transmission | MISO_MO-IL | TVA_Transmission | Internal | Summer | B6 | 300 | 4000 | 0 | 53.78 | 60.54 | 8 | 0
2025 | MISO_MO-IL_2_TVA_Transmission | MISO_MO-IL | TVA_Transmission | Internal | Summer | B7 | 400 | 4000 | 0 | 45.31 | 52.58 | 8 | 0
2025 | MISO_MO-IL_2_TVA_Transmission | MISO_MO-IL | TVA_Transmission | Internal | Summer | B8 | 500 | 4000 | 0 | 40.68 | 46.46 | 8 | 0
2025 | MISO_MO-IL_2_TVA_Transmission | MISO_MO-IL | TVA_Transmission | Internal | Summer | B9 | 800 | 4000 | 0 | 40.5 | 45.67 | 8 | 0
2025 | MISO_MO-IL_2_TVA_Transmission | MISO_MO-IL | TVA_Transmission | Internal | Summer | B10 | 1262 | 4000 | 0 | 37.15 | 42.6 | 8 | 0
2025 | MISO_MO-IL_2_TVA_Transmission | MISO_MO-IL | TVA_Transmission | Internal | Winter | B16 | 25 | 4000 | 277.13 | 64.4 | 72.4 | 8 | 0
2025 | MISO_MO-IL_2_TVA_Transmission | MISO_MO-IL | TVA_Transmission | Internal | Winter | B17 | 100 | 4000 | 0 | 49.83 | 55.32 | 8 | 0
2025 | MISO_MO-IL_2_TVA_Transmission | MISO_MO-IL | TVA_Transmission | Internal | Winter | B18 | 400 | 4000 | 0 | 47.21 | 50.69 | 8 | 0
2025 | MISO_MO-IL_2_TVA_Transmission | MISO_MO-IL | TVA_Transmission | Internal | Winter | B19 | 700 | 4000 | 0 | 45.3 | 48.87 | 8 | 0
2025 | MISO_MO-IL_2_TVA_Transmission | MISO_MO-IL | TVA_Transmission | Internal | Winter | B20 | 935 | 4000 | 0 | 40.05 | 46.5 | 8 | 0
2025 | MISO_W_2_MAPP_CA | MISO_W | MAPP_CA | Internal | Shoulder | B11 | 25 | 700 | 0 | 64.46 | 49.8 | 0.01 | 0
2025 | MISO_W_2_MAPP_CA | MISO_W | MAPP_CA | Internal | Shoulder | B12 | 200 | 700 | 0 | 51.05 | 51.04 | 0.01 | 0
2025 | MISO_W_2_MAPP_CA | MISO_W | MAPP_CA | Internal | Shoulder | B13 | 600 | 700 | 0 | 45.11 | 45.1 | 0.01 | 0
2025 | MISO_W_2_MAPP_CA | MISO_W | MAPP_CA | Internal | Shoulder | B14 | 900 | 700 | 61.33 | 43.95 | 43.96 | 0.01 | 0
2025 | MISO_W_2_MAPP_CA | MISO_W | MAPP_CA | Internal | Shoulder | B15 | 1203 | 700 | 700 | 41.43 | 43.96 | 0.01 | 2.52
2025 | MISO_W_2_MAPP_CA | MISO_W | MAPP_CA | Internal | Summer | B1 | 10 | 700 | 0 | 75.12 | 71.58 | 0.01 | 0
2025 | MISO_W_2_MAPP_CA | MISO_W | MAPP_CA | Internal | Summer | B2 | 25 | 700 | 0 | 71.42 | 70.9 | 0.01 | 0
2025 | MISO_W_2_MAPP_CA | MISO_W | MAPP_CA | Internal | Summer | B3 | 75 | 700 | 0 | 70.2 | 58.42 | 0.01 | 0
2025 | MISO_W_2_MAPP_CA | MISO_W | MAPP_CA | Internal | Summer | B4 | 100 | 700 | 0 | 69.78 | 58.42 | 0.01 | 0
2025 | MISO_W_2_MAPP_CA | MISO_W | MAPP_CA | Internal | Summer | B5 | 200 | 700 | 0 | 65.35 | 53.64 | 0.01 | 0
2025 | MISO_W_2_MAPP_CA | MISO_W | MAPP_CA | Internal | Summer | B6 | 300 | 700 | 0 | 55.48 | 49.8 | 0.01 | 0
2025 | MISO_W_2_MAPP_CA | MISO_W | MAPP_CA | Internal | Summer | B7 | 400 | 700 | 0 | 45.83 | 45.82 | 0.01 | 0
2025 | MISO_W_2_MAPP_CA | MISO_W | MAPP_CA | Internal | Summer | B8 | 500 | 700 | 0 | 40.67 | 40.65 | 0.01 | 0
2025 | MISO_W_2_MAPP_CA | MISO_W | MAPP_CA | Internal | Summer | B9 | 800 | 700 | 633.15 | 40.49 | 40.5 | 0.01 | 0
2025 | MISO_W_2_MAPP_CA | MISO_W | MAPP_CA | Internal | Summer | B10 | 1262 | 700 | 700 | 37.14 | 40.5 | 0.01 | 3.35
2025 | MISO_W_2_MAPP_CA | MISO_W | MAPP_CA | Internal | Winter | B16 | 25 | 700 | 0 | 64.39 | 64.37 | 0.01 | 0
2025 | MISO_W_2_MAPP_CA | MISO_W | MAPP_CA | Internal | Winter | B17 | 100 | 700 | 0 | 49.81 | 49.8 | 0.01 | 0
2025 | MISO_W_2_MAPP_CA | MISO_W | MAPP_CA | Internal | Winter | B18 | 400 | 700 | 700 | 47.21 | 47.37 | 0.01 | 0.14
2025 | MISO_W_2_MAPP_CA | MISO_W | MAPP_CA | Internal | Winter | B19 | 700 | 700 | 700 | 45.32 | 47.37 | 0.01 | 2.04
2025 | MISO_W_2_MAPP_CA | MISO_W | MAPP_CA | Internal | Winter | B20 | 935 | 700 | 700 | 40.06 | 47.37 | 0.01 | 7.29
2025 | MISO_W_2_MISO_MO-IL | MISO_W | MISO_MO-IL | Internal | Shoulder | B11 | 25 | 3800 | 645.1 | 64.46 | 64.47 | 0.01 | 0
2025 | MISO_W_2_MISO_MO-IL | MISO_W | MISO_MO-IL | Internal | Shoulder | B12 | 200 | 3800 | 1708 | 51.05 | 51.06 | 0.01 | 0
2025 | MISO_W_2_MISO_MO-IL | MISO_W | MISO_MO-IL | Internal | Shoulder | B13 | 600 | 3800 | 535.76 | 45.11 | 45.12 | 0.01 | 0
2025 | MISO_W_2_MISO_MO-IL | MISO_W | MISO_MO-IL | Internal | Shoulder | B14 | 900 | 3800 | 0 | 43.95 | 43.93 | 0.01 | 0
2025 | MISO_W_2_MISO_MO-IL | MISO_W | MISO_MO-IL | Internal | Shoulder | B15 | 1203 | 3800 | 607.04 | 41.43 | 41.44 | 0.01 | 0
2025 | MISO_W_2_MISO_MO-IL | MISO_W | MISO_MO-IL | Internal | Summer | B1 | 10 | 3800 | 1468.43 | 75.12 | 75.14 | 0.01 | 0
2025 | MISO_W_2_MISO_MO-IL | MISO_W | MISO_MO-IL | Internal | Summer | B2 | 25 | 3800 | 167.77 | 71.42 | 71.43 | 0.01 | 0
2025 | MISO_W_2_MISO_MO-IL | MISO_W | MISO_MO-IL | Internal | Summer | B3 | 75 | 3800 | 0 | 70.2 | 68.9 | 0.01 | 0
2025 | MISO_W_2_MISO_MO-IL | MISO_W | MISO_MO-IL | Internal | Summer | B4 | 100 | 3800 | 0 | 69.78 | 67.84 | 0.01 | 0
2025 | MISO_W_2_MISO_MO-IL | MISO_W | MISO_MO-IL | Internal | Summer | B5 | 200 | 3800 | 0 | 65.35 | 65.34 | 0.01 | 0
2025 | MISO_W_2_MISO_MO-IL | MISO_W | MISO_MO-IL | Internal | Summer | B6 | 300 | 3800 | 0 | 55.48 | 53.78 | 0.01 | 0
2025 | MISO_W_2_MISO_MO-IL | MISO_W | MISO_MO-IL | Internal | Summer | B7 | 400 | 3800 | 0 | 45.83 | 45.31 | 0.01 | 0
2025 | MISO_W_2_MISO_MO-IL | MISO_W | MISO_MO-IL | Internal | Summer | B8 | 500 | 3800 | 953.66 | 40.67 | 40.68 | 0.01 | 0
2025 | MISO_W_2_MISO_MO-IL | MISO_W | MISO_MO-IL | Internal | Summer | B9 | 800 | 3800 | 459.16 | 40.49 | 40.5 | 0.01 | 0
2025 | MISO_W_2_MISO_MO-IL | MISO_W | MISO_MO-IL | Internal | Summer | B10 | 1262 | 3800 | 1441.91 | 37.14 | 37.15 | 0.01 | 0
2025 | MISO_W_2_MISO_MO-IL | MISO_W | MISO_MO-IL | Internal | Winter | B16 | 25 | 3800 | 3021.69 | 64.39 | 64.4 | 0.01 | 0
2025 | MISO_W_2_MISO_MO-IL | MISO_W | MISO_MO-IL | Internal | Winter | B17 | 100 | 3800 | 2642.74 | 49.81 | 49.83 | 0.01 | 0
2025 | MISO_W_2_MISO_MO-IL | MISO_W | MISO_MO-IL | Internal | Winter | B18 | 400 | 3800 | 0 | 47.21 | 47.21 | 0.01 | 0
2025 | MISO_W_2_MISO_MO-IL | MISO_W | MISO_MO-IL | Internal | Winter | B19 | 700 | 3800 | 0 | 45.32 | 45.3 | 0.01 | 0
2025 | MISO_W_2_MISO_MO-IL | MISO_W | MISO_MO-IL | Internal | Winter | B20 | 935 | 3800 | 0 | 40.06 | 40.05 | 0.01 | 0
2025 | MISO_W_2_MISO_WUMS | MISO_W | MISO_WUMS | Internal | Shoulder | B11 | 25 | 1629 | 0 | 64.46 | 60.46 | 0.01 | 0
2025 | MISO_W_2_MISO_WUMS | MISO_W | MISO_WUMS | Internal | Shoulder | B12 | 200 | 1629 | 0 | 51.05 | 51.04 | 0.01 | 0
2025 | MISO_W_2_MISO_WUMS | MISO_W | MISO_WUMS | Internal | Shoulder | B13 | 600 | 1629 | 0 | 45.11 | 45.1 | 0.01 | 0
2025 | MISO_W_2_MISO_WUMS | MISO_W | MISO_WUMS | Internal | Shoulder | B14 | 900 | 1629 | 0 | 43.95 | 42.47 | 0.01 | 0
2025 | MISO_W_2_MISO_WUMS | MISO_W | MISO_WUMS | Internal | Shoulder | B15 | 1203 | 1629 | 0 | 41.43 | 41.15 | 0.01 | 0
2025 | MISO_W_2_MISO_WUMS | MISO_W | MISO_WUMS | Internal | Summer | B1 | 10 | 1629 | 0 | 75.12 | 70.76 | 0.01 | 0
2025 | MISO_W_2_MISO_WUMS | MISO_W | MISO_WUMS | Internal | Summer | B2 | 25 | 1629 | 0 | 71.42 | 70.76 | 0.01 | 0
2025 | MISO_W_2_MISO_WUMS | MISO_W | MISO_WUMS | Internal | Summer | B3 | 75 | 1629 | 0 | 70.2 | 66.56 | 0.01 | 0
2025 | MISO_W_2_MISO_WUMS | MISO_W | MISO_WUMS | Internal | Summer | B4 | 100 | 1629 | 0 | 69.78 | 66.43 | 0.01 | 0
2025 | MISO_W_2_MISO_WUMS | MISO_W | MISO_WUMS | Internal | Summer | B5 | 200 | 1629 | 0 | 65.35 | 61.35 | 0.01 | 0
2025 | MISO_W_2_MISO_WUMS | MISO_W | MISO_WUMS | Internal | Summer | B6 | 300 | 1629 | 0 | 55.48 | 52.25 | 0.01 | 0
2025 | MISO_W_2_MISO_WUMS | MISO_W | MISO_WUMS | Internal | Summer | B7 | 400 | 1629 | 0 | 45.83 | 43.48 | 0.01 | 0
2025 | MISO_W_2_MISO_WUMS | MISO_W | MISO_WUMS | Internal | Summer | B8 | 500 | 1629 | 0 | 40.67 | 40.46 | 0.01 | 0
2025 | MISO_W_2_MISO_WUMS | MISO_W | MISO_WUMS | Internal | Summer | B9 | 800 | 1629 | 0 | 40.49 | 40.11 | 0.01 | 0
2025 | MISO_W_2_MISO_WUMS | MISO_W | MISO_WUMS | Internal | Summer | B10 | 1262 | 1629 | 1008.86 | 37.14 | 37.15 | 0.01 | 0
2025 | MISO_W_2_MISO_WUMS | MISO_W | MISO_WUMS | Internal | Winter | B16 | 25 | 1629 | 0 | 64.39 | 64.37 | 0.01 | 0
2025 | MISO_W_2_MISO_WUMS | MISO_W | MISO_WUMS | Internal | Winter | B17 | 100 | 1629 | 0 | 49.81 | 49.8 | 0.01 | 0
2025 | MISO_W_2_MISO_WUMS | MISO_W | MISO_WUMS | Internal | Winter | B18 | 400 | 1629 | 0 | 47.21 | 47.2 | 0.01 | 0
2025 | MISO_W_2_MISO_WUMS | MISO_W | MISO_WUMS | Internal | Winter | B19 | 700 | 1629 | 0 | 45.32 | 45.3 | 0.01 | 0
2025 | MISO_W_2_MISO_WUMS | MISO_W | MISO_WUMS | Internal | Winter | B20 | 935 | 1629 | 1547.4 | 40.06 | 40.08 | 0.01 | 0
2025 | MISO_W_2_NE | MISO_W | NE | Internal | Shoulder | B11 | 25 | 2800 | 0 | 64.46 | 64.46 | 7 | 0
2025 | MISO_W_2_NE | MISO_W | NE | Internal | Shoulder | B12 | 200 | 2800 | 0 | 51.05 | 51.05 | 7 | 0
2025 | MISO_W_2_NE | MISO_W | NE | Internal | Shoulder | B13 | 600 | 2800 | 0 | 45.11 | 46.44 | 7 | 0
2025 | MISO_W_2_NE | MISO_W | NE | Internal | Shoulder | B14 | 900 | 2800 | 0 | 43.95 | 45.55 | 7 | 0
2025 | MISO_W_2_NE | MISO_W | NE | Internal | Shoulder | B15 | 1203 | 2800 | 0 | 41.43 | 44.86 | 7 | 0
2025 | MISO_W_2_NE | MISO_W | NE | Internal | Summer | B1 | 10 | 2800 | 0 | 75.12 | 75.12 | 7 | 0
2025 | MISO_W_2_NE | MISO_W | NE | Internal | Summer | B2 | 25 | 2800 | 0 | 71.42 | 73.58 | 7 | 0
2025 | MISO_W_2_NE | MISO_W | NE | Internal | Summer | B3 | 75 | 2800 | 0 | 70.2 | 72.42 | 7 | 0
2025 | MISO_W_2_NE | MISO_W | NE | Internal | Summer | B4 | 100 | 2800 | 0 | 69.78 | 72.42 | 7 | 0
2025 | MISO_W_2_NE | MISO_W | NE | Internal | Summer | B5 | 200 | 2800 | 0 | 65.35 | 67.64 | 7 | 0
2025 | MISO_W_2_NE | MISO_W | NE | Internal | Summer | B6 | 300 | 2800 | 0 | 55.48 | 62.46 | 7 | 0
2025 | MISO_W_2_NE | MISO_W | NE | Internal | Summer | B7 | 400 | 2800 | 0 | 45.83 | 49.14 | 7 | 0
2025 | MISO_W_2_NE | MISO_W | NE | Internal | Summer | B8 | 500 | 2800 | 0 | 40.67 | 42.16 | 7 | 0
2025 | MISO_W_2_NE | MISO_W | NE | Internal | Summer | B9 | 800 | 2800 | 0 | 40.49 | 42.16 | 7 | 0
2025 | MISO_W_2_NE | MISO_W | NE | Internal | Summer | B10 | 1262 | 2800 | 0 | 37.14 | 37.14 | 7 | 0
2025 | MISO_W_2_NE | MISO_W | NE | Internal | Winter | B16 | 25 | 2800 | 0 | 64.39 | 64.39 | 7 | 0
2025 | MISO_W_2_NE | MISO_W | NE | Internal | Winter | B17 | 100 | 2800 | 0 | 49.81 | 49.81 | 7 | 0
2025 | MISO_W_2_NE | MISO_W | NE | Internal | Winter | B18 | 400 | 2800 | 0 | 47.21 | 47.81 | 7 | 0
2025 | MISO_W_2_NE | MISO_W | NE | Internal | Winter | B19 | 700 | 2800 | 0 | 45.32 | 47.81 | 7 | 0
2025 | MISO_W_2_NE | MISO_W | NE | Internal | Winter | B20 | 935 | 2800 | 0 | 40.06 | 42.93 | 7 | 0
2025 | MISO_W_2_PJM_ROR | MISO_W | PJM_ROR | Internal | Shoulder | B11 | 25 | 773 | 0 | 64.46 | 62.46 | 2 | 0
2025 | MISO_W_2_PJM_ROR | MISO_W | PJM_ROR | Internal | Shoulder | B12 | 200 | 773 | 773 | 51.05 | 53.06 | 2 | 0.01
2025 | MISO_W_2_PJM_ROR | MISO_W | PJM_ROR | Internal | Shoulder | B13 | 600 | 773 | 520.99 | 45.11 | 47.11 | 2 | 0
2025 | MISO_W_2_PJM_ROR | MISO_W | PJM_ROR | Internal | Shoulder | B14 | 900 | 773 | 0 | 43.95 | 45.8 | 2 | 0
2025 | MISO_W_2_PJM_ROR | MISO_W | PJM_ROR | Internal | Shoulder | B15 | 1203 | 773 | 0 | 41.43 | 41.88 | 2 | 0
2025 | MISO_W_2_PJM_ROR | MISO_W | PJM_ROR | Internal | Summer | B1 | 10 | 773 | 773 | 75.12 | 86.14 | 2 | 9.01
2025 | MISO_W_2_PJM_ROR | MISO_W | PJM_ROR | Internal | Summer | B2 | 25 | 773 | 772.99 | 71.42 | 73.43 | 2 | 0.01
2025 | MISO_W_2_PJM_ROR | MISO_W | PJM_ROR | Internal | Summer | B3 | 75 | 773 | 0 | 70.2 | 68.43 | 2 | 0
2025 | MISO_W_2_PJM_ROR | MISO_W | PJM_ROR | Internal | Summer | B4 | 100 | 773 | 0 | 69.78 | 68.43 | 2 | 0
2025 | MISO_W_2_PJM_ROR | MISO_W | PJM_ROR | Internal | Summer | B5 | 200 | 773 | 0 | 65.35 | 63.35 | 2 | 0
2025 | MISO_W_2_PJM_ROR | MISO_W | PJM_ROR | Internal | Summer | B6 | 300 | 773 | 0 | 55.48 | 55.76 | 2 | 0
2025 | MISO_W_2_PJM_ROR | MISO_W | PJM_ROR | Internal | Summer | B7 | 400 | 773 | 0 | 45.83 | 47.31 | 2 | 0
2025 | MISO_W_2_PJM_ROR | MISO_W | PJM_ROR | Internal | Summer | B8 | 500 | 773 | 0 | 40.67 | 42.46 | 2 | 0
2025 | MISO_W_2_PJM_ROR | MISO_W | PJM_ROR | Internal | Summer | B9 | 800 | 773 | 0 | 40.49 | 40.93 | 2 | 0
2025 | MISO_W_2_PJM_ROR | MISO_W | PJM_ROR | Internal | Summer | B10 | 1262 | 773 | 0 | 37.14 | 38.54 | 2 | 0
2025 | MISO_W_2_PJM_ROR | MISO_W | PJM_ROR | Internal | Winter | B16 | 25 | 773 | 772.99 | 64.39 | 66.4 | 2 | 0.01
2025 | MISO_W_2_PJM_ROR | MISO_W | PJM_ROR | Internal | Winter | B17 | 100 | 773 | 773 | 49.81 | 55.45 | 2 | 3.64
2025 | MISO_W_2_PJM_ROR | MISO_W | PJM_ROR | Internal | Winter | B18 | 400 | 773 | 295.68 | 47.21 | 49.21 | 2 | 0
2025 | MISO_W_2_PJM_ROR | MISO_W | PJM_ROR | Internal | Winter | B19 | 700 | 773 | 0 | 45.32 | 47.3 | 2 | 0
2025 | MISO_W_2_PJM_ROR | MISO_W | PJM_ROR | Internal | Winter | B20 | 935 | 773 | 0 | 40.06 | 42.05 | 2 | 0
2025 | MISO_W_2_SPP_N | MISO_W | SPP_N | Internal | Shoulder | B11 | 25 | 3200 | 0 | 64.46 | 70.09 | 7 | 0
2025 | MISO_W_2_SPP_N | MISO_W | SPP_N | Internal | Shoulder | B12 | 200 | 3200 | 0 | 51.05 | 51.06 | 7 | 0
2025 | MISO_W_2_SPP_N | MISO_W | SPP_N | Internal | Shoulder | B13 | 600 | 3200 | 0 | 45.11 | 46.45 | 7 | 0
2025 | MISO_W_2_SPP_N | MISO_W | SPP_N | Internal | Shoulder | B14 | 900 | 3200 | 0 | 43.95 | 45.56 | 7 | 0
2025 | MISO_W_2_SPP_N | MISO_W | SPP_N | Internal | Shoulder | B15 | 1203 | 3200 | 0 | 41.43 | 44.87 | 7 | 0
2025 | MISO_W_2_SPP_N | MISO_W | SPP_N | Internal | Summer | B1 | 10 | 3200 | 0 | 75.12 | 75.14 | 7 | 0
2025 | MISO_W_2_SPP_N | MISO_W | SPP_N | Internal | Summer | B2 | 25 | 3200 | 0 | 71.42 | 73.59 | 7 | 0
2025 | MISO_W_2_SPP_N | MISO_W | SPP_N | Internal | Summer | B3 | 75 | 3200 | 0 | 70.2 | 73.59 | 7 | 0
2025 | MISO_W_2_SPP_N | MISO_W | SPP_N | Internal | Summer | B4 | 100 | 3200 | 0 | 69.78 | 73.59 | 7 | 0
2025 | MISO_W_2_SPP_N | MISO_W | SPP_N | Internal | Summer | B5 | 200 | 3200 | 0 | 65.35 | 67.65 | 7 | 0
2025 | MISO_W_2_SPP_N | MISO_W | SPP_N | Internal | Summer | B6 | 300 | 3200 | 1527.7 | 55.48 | 62.48 | 7 | 0
2025 | MISO_W_2_SPP_N | MISO_W | SPP_N | Internal | Summer | B7 | 400 | 3200 | 2697.6 | 45.83 | 52.83 | 7 | 0
2025 | MISO_W_2_SPP_N | MISO_W | SPP_N | Internal | Summer | B8 | 500 | 3200 | 0 | 40.67 | 45.33 | 7 | 0
2025 | MISO_W_2_SPP_N | MISO_W | SPP_N | Internal | Summer | B9 | 800 | 3200 | 0 | 40.49 | 44.01 | 7 | 0
2025 | MISO_W_2_SPP_N | MISO_W | SPP_N | Internal | Summer | B10 | 1262 | 3200 | 0 | 37.14 | 41.04 | 7 | 0
2025 | MISO_W_2_SPP_N | MISO_W | SPP_N | Internal | Winter | B16 | 25 | 3200 | 0 | 64.39 | 65.47 | 7 | 0
2025 | MISO_W_2_SPP_N | MISO_W | SPP_N | Internal | Winter | B17 | 100 | 3200 | 0 | 49.81 | 49.83 | 7 | 0
2025 | MISO_W_2_SPP_N | MISO_W | SPP_N | Internal | Winter | B18 | 400 | 3200 | 0 | 47.21 | 47.82 | 7 | 0
2025 | MISO_W_2_SPP_N | MISO_W | SPP_N | Internal | Winter | B19 | 700 | 3200 | 0 | 45.32 | 47.82 | 7 | 0
2025 | MISO_W_2_SPP_N | MISO_W | SPP_N | Internal | Winter | B20 | 935 | 3200 | 346.62 | 40.06 | 47.06 | 7 | 0
2025 | MISO_WUMS_2_MISO_MI | MISO_WUMS | MISO_MI | Internal | Shoulder | B11 | 25 | 99 | 99 | 60.46 | 64.45 | 0.01 | 3.98
2025 | MISO_WUMS_2_MISO_MI | MISO_WUMS | MISO_MI | Internal | Shoulder | B12 | 200 | 99 | 99 | 51.04 | 51.06 | 0.01 | 0.01
2025 | MISO_WUMS_2_MISO_MI | MISO_WUMS | MISO_MI | Internal | Shoulder | B13 | 600 | 99 | 99 | 45.1 | 45.15 | 0.01 | 0.04
2025 | MISO_WUMS_2_MISO_MI | MISO_WUMS | MISO_MI | Internal | Shoulder | B14 | 900 | 99 | 99 | 42.47 | 43.96 | 0.01 | 1.48
2025 | MISO_WUMS_2_MISO_MI | MISO_WUMS | MISO_MI | Internal | Shoulder | B15 | 1203 | 99 | 99 | 41.15 | 41.46 | 0.01 | 0.3
2025 | MISO_WUMS_2_MISO_MI | MISO_WUMS | MISO_MI | Internal | Summer | B1 | 10 | 99 | 99 | 70.76 | 75.16 | 0.01 | 4.39
2025 | MISO_WUMS_2_MISO_MI | MISO_WUMS | MISO_MI | Internal | Summer | B2 | 25 | 99 | 99 | 70.76 | 70.9 | 0.01 | 0.13
2025 | MISO_WUMS_2_MISO_MI | MISO_WUMS | MISO_MI | Internal | Summer | B3 | 75 | 99 | 9.18 | 66.56 | 66.58 | 0.01 | 0
2025 | MISO_WUMS_2_MISO_MI | MISO_WUMS | MISO_MI | Internal | Summer | B4 | 100 | 99 | 0 | 66.43 | 66.43 | 0.01 | 0
2025 | MISO_WUMS_2_MISO_MI | MISO_WUMS | MISO_MI | Internal | Summer | B5 | 200 | 99 | 99 | 61.35 | 65.32 | 0.01 | 3.95
2025 | MISO_WUMS_2_MISO_MI | MISO_WUMS | MISO_MI | Internal | Summer | B6 | 300 | 99 | 99 | 52.25 | 53.76 | 0.01 | 1.49
2025 | MISO_WUMS_2_MISO_MI | MISO_WUMS | MISO_MI | Internal | Summer | B7 | 400 | 99 | 99 | 43.48 | 45.31 | 0.01 | 1.82
2025 | MISO_WUMS_2_MISO_MI | MISO_WUMS | MISO_MI | Internal | Summer | B8 | 500 | 99 | 99 | 40.46 | 40.7 | 0.01 | 0.23
2025 | MISO_WUMS_2_MISO_MI | MISO_WUMS | MISO_MI | Internal | Summer | B9 | 800 | 99 | 99 | 40.11 | 40.53 | 0.01 | 0.41
2025 | MISO_WUMS_2_MISO_MI | MISO_WUMS | MISO_MI | Internal | Summer | B10 | 1262 | 99 | 99 | 37.15 | 37.58 | 0.01 | 0.41
2025 | MISO_WUMS_2_MISO_MI | MISO_WUMS | MISO_MI | Internal | Winter | B16 | 25 | 99 | 98.99 | 64.37 | 64.4 | 0.01 | 0.01
2025 | MISO_WUMS_2_MISO_MI | MISO_WUMS | MISO_MI | Internal | Winter | B17 | 100 | 99 | 99 | 49.8 | 53.45 | 0.01 | 3.64
2025 | MISO_WUMS_2_MISO_MI | MISO_WUMS | MISO_MI | Internal | Winter | B18 | 400 | 99 | 49.34 | 47.2 | 47.21 | 0.01 | 0
2025 | MISO_WUMS_2_MISO_MI | MISO_WUMS | MISO_MI | Internal | Winter | B19 | 700 | 99 | 0 | 45.3 | 45.3 | 0.01 | 0
2025 | MISO_WUMS_2_MISO_MI | MISO_WUMS | MISO_MI | Internal | Winter | B20 | 935 | 99 | 0 | 40.08 | 40.08 | 0.01 | 0
2025 | MISO_WUMS_2_MISO_W | MISO_WUMS | MISO_W | Internal | Shoulder | B11 | 25 | 1137 | 1137 | 60.46 | 64.46 | 0.01 | 3.99
2025 | MISO_WUMS_2_MISO_W | MISO_WUMS | MISO_W | Internal | Shoulder | B12 | 200 | 1137 | 1036.4 | 51.04 | 51.05 | 0.01 | 0
2025 | MISO_WUMS_2_MISO_W | MISO_WUMS | MISO_W | Internal | Shoulder | B13 | 600 | 1137 | 931.76 | 45.1 | 45.11 | 0.01 | 0
2025 | MISO_WUMS_2_MISO_W | MISO_WUMS | MISO_W | Internal | Shoulder | B14 | 900 | 1137 | 1137 | 42.47 | 43.95 | 0.01 | 1.47
2025 | MISO_WUMS_2_MISO_W | MISO_WUMS | MISO_W | Internal | Shoulder | B15 | 1203 | 1137 | 1137 | 41.15 | 41.43 | 0.01 | 0.26
2025 | MISO_WUMS_2_MISO_W | MISO_WUMS | MISO_W | Internal | Summer | B1 | 10 | 1137 | 1137 | 70.76 | 75.12 | 0.01 | 4.35
2025 | MISO_WUMS_2_MISO_W | MISO_WUMS | MISO_W | Internal | Summer | B2 | 25 | 1137 | 1137 | 70.76 | 71.42 | 0.01 | 0.64
2025 | MISO_WUMS_2_MISO_W | MISO_WUMS | MISO_W | Internal | Summer | B3 | 75 | 1137 | 1137 | 66.56 | 70.2 | 0.01 | 3.62
2025 | MISO_WUMS_2_MISO_W | MISO_WUMS | MISO_W | Internal | Summer | B4 | 100 | 1137 | 1137 | 66.43 | 69.78 | 0.01 | 3.34
2025 | MISO_WUMS_2_MISO_W | MISO_WUMS | MISO_W | Internal | Summer | B5 | 200 | 1137 | 1137 | 61.35 | 65.35 | 0.01 | 3.99
2025 | MISO_WUMS_2_MISO_W | MISO_WUMS | MISO_W | Internal | Summer | B6 | 300 | 1137 | 1137 | 52.25 | 55.48 | 0.01 | 3.21
2025 | MISO_WUMS_2_MISO_W | MISO_WUMS | MISO_W | Internal | Summer | B7 | 400 | 1137 | 1137 | 43.48 | 45.83 | 0.01 | 2.35
2025 | MISO_WUMS_2_MISO_W | MISO_WUMS | MISO_W | Internal | Summer | B8 | 500 | 1137 | 1137 | 40.46 | 40.67 | 0.01 | 0.19
2025 | MISO_WUMS_2_MISO_W | MISO_WUMS | MISO_W | Internal | Summer | B9 | 800 | 1137 | 1137 | 40.11 | 40.49 | 0.01 | 0.37
2025 | MISO_WUMS_2_MISO_W | MISO_WUMS | MISO_W | Internal | Summer | B10 | 1262 | 1137 | 0 | 37.15 | 37.14 | 0.01 | 0
2025 | MISO_WUMS_2_MISO_W | MISO_WUMS | MISO_W | Internal | Winter | B16 | 25 | 1137 | 221.64 | 64.37 | 64.39 | 0.01 | 0
2025 | MISO_WUMS_2_MISO_W | MISO_WUMS | MISO_W | Internal | Winter | B17 | 100 | 1137 | 482.39 | 49.8 | 49.81 | 0.01 | 0
2025 | MISO_WUMS_2_MISO_W | MISO_WUMS | MISO_W | Internal | Winter | B18 | 400 | 1137 | 695.22 | 47.2 | 47.21 | 0.01 | 0
2025 | MISO_WUMS_2_MISO_W | MISO_WUMS | MISO_W | Internal | Winter | B19 | 700 | 1137 | 775 | 45.3 | 45.32 | 0.01 | 0
2025 | MISO_WUMS_2_MISO_W | MISO_WUMS | MISO_W | Internal | Winter | B20 | 935 | 1137 | 0 | 40.08 | 40.06 | 0.01 | 0
2025 | MISO_WUMS_2_PJM_ROR | MISO_WUMS | PJM_ROR | Internal | Shoulder | B11 | 25 | 1600 | 1327.95 | 60.46 | 62.46 | 2 | 0
2025 | MISO_WUMS_2_PJM_ROR | MISO_WUMS | PJM_ROR | Internal | Shoulder | B12 | 200 | 1600 | 1600 | 51.04 | 53.06 | 2 | 0.02
2025 | MISO_WUMS_2_PJM_ROR | MISO_WUMS | PJM_ROR | Internal | Shoulder | B13 | 600 | 1600 | 1600 | 45.1 | 47.11 | 2 | 0.01
2025 | MISO_WUMS_2_PJM_ROR | MISO_WUMS | PJM_ROR | Internal | Shoulder | B14 | 900 | 1600 | 1600 | 42.47 | 45.8 | 2 | 1.33
2025 | MISO_WUMS_2_PJM_ROR | MISO_WUMS | PJM_ROR | Internal | Shoulder | B15 | 1203 | 1600 | 0 | 41.15 | 41.88 | 2 | 0
2025 | MISO_WUMS_2_PJM_ROR | MISO_WUMS | PJM_ROR | Internal | Summer | B1 | 10 | 1600 | 1600 | 70.76 | 86.14 | 2 | 13.38
2025 | MISO_WUMS_2_PJM_ROR | MISO_WUMS | PJM_ROR | Internal | Summer | B2 | 25 | 1600 | 1600 | 70.76 | 73.43 | 2 | 0.67
2025 | MISO_WUMS_2_PJM_ROR | MISO_WUMS | PJM_ROR | Internal | Summer | B3 | 75 | 1600 | 0 | 66.56 | 68.43 | 2 | 0
2025 | MISO_WUMS_2_PJM_ROR | MISO_WUMS | PJM_ROR | Internal | Summer | B4 | 100 | 1600 | 625.68 | 66.43 | 68.43 | 2 | 0
2025 | MISO_WUMS_2_PJM_ROR | MISO_WUMS | PJM_ROR | Internal | Summer | B5 | 200 | 1600 | 1039.57 | 61.35 | 63.35 | 2 | 0
2025 | MISO_WUMS_2_PJM_ROR | MISO_WUMS | PJM_ROR | Internal | Summer | B6 | 300 | 1600 | 1600 | 52.25 | 55.76 | 2 | 1.5
2025 | MISO_WUMS_2_PJM_ROR | MISO_WUMS | PJM_ROR | Internal | Summer | B7 | 400 | 1600 | 1600 | 43.48 | 47.31 | 2 | 1.84
2025 | MISO_WUMS_2_PJM_ROR | MISO_WUMS | PJM_ROR | Internal | Summer | B8 | 500 | 1600 | 630.27 | 40.46 | 42.46 | 2 | 0
2025 | MISO_WUMS_2_PJM_ROR | MISO_WUMS | PJM_ROR | Internal | Summer | B9 | 800 | 1600 | 0 | 40.11 | 40.93 | 2 | 0
2025 | MISO_WUMS_2_PJM_ROR | MISO_WUMS | PJM_ROR | Internal | Summer | B10 | 1262 | 1600 | 0 | 37.15 | 38.54 | 2 | 0
2025 | MISO_WUMS_2_PJM_ROR | MISO_WUMS | PJM_ROR | Internal | Winter | B16 | 25 | 1600 | 1600 | 64.37 | 66.4 | 2 | 0.02
2025 | MISO_WUMS_2_PJM_ROR | MISO_WUMS | PJM_ROR | Internal | Winter | B17 | 100 | 1600 | 1600 | 49.8 | 55.45 | 2 | 3.65
2025 | MISO_WUMS_2_PJM_ROR | MISO_WUMS | PJM_ROR | Internal | Winter | B18 | 400 | 1600 | 1600 | 47.2 | 49.21 | 2 | 0.01
2025 | MISO_WUMS_2_PJM_ROR | MISO_WUMS | PJM_ROR | Internal | Winter | B19 | 700 | 1600 | 1417.41 | 45.3 | 47.3 | 2 | 0
2025 | MISO_WUMS_2_PJM_ROR | MISO_WUMS | PJM_ROR | Internal | Winter | B20 | 935 | 1600 | 0 | 40.08 | 42.05 | 2 | 0
2025 | NE_2_MISO_W | NE | MISO_W | Internal | Shoulder | B11 | 25 | 1600 | 0 | 64.46 | 64.46 | 5 | 0
2025 | NE_2_MISO_W | NE | MISO_W | Internal | Shoulder | B12 | 200 | 1600 | 0 | 51.05 | 51.05 | 5 | 0
2025 | NE_2_MISO_W | NE | MISO_W | Internal | Shoulder | B13 | 600 | 1600 | 0 | 46.44 | 45.11 | 5 | 0
2025 | NE_2_MISO_W | NE | MISO_W | Internal | Shoulder | B14 | 900 | 1600 | 0 | 45.55 | 43.95 | 5 | 0
2025 | NE_2_MISO_W | NE | MISO_W | Internal | Shoulder | B15 | 1203 | 1600 | 0 | 44.86 | 41.43 | 5 | 0
2025 | NE_2_MISO_W | NE | MISO_W | Internal | Summer | B1 | 10 | 1600 | 0 | 75.12 | 75.12 | 5 | 0
2025 | NE_2_MISO_W | NE | MISO_W | Internal | Summer | B2 | 25 | 1600 | 0 | 73.58 | 71.42 | 5 | 0
2025 | NE_2_MISO_W | NE | MISO_W | Internal | Summer | B3 | 75 | 1600 | 0 | 72.42 | 70.2 | 5 | 0
2025 | NE_2_MISO_W | NE | MISO_W | Internal | Summer | B4 | 100 | 1600 | 0 | 72.42 | 69.78 | 5 | 0
2025 | NE_2_MISO_W | NE | MISO_W | Internal | Summer | B5 | 200 | 1600 | 0 | 67.64 | 65.35 | 5 | 0
2025 | NE_2_MISO_W | NE | MISO_W | Internal | Summer | B6 | 300 | 1600 | 0 | 62.46 | 55.48 | 5 | 0
2025 | NE_2_MISO_W | NE | MISO_W | Internal | Summer | B7 | 400 | 1600 | 0 | 49.14 | 45.83 | 5 | 0
2025 | NE_2_MISO_W | NE | MISO_W | Internal | Summer | B8 | 500 | 1600 | 0 | 42.16 | 40.67 | 5 | 0
2025 | NE_2_MISO_W | NE | MISO_W | Internal | Summer | B9 | 800 | 1600 | 0 | 42.16 | 40.49 | 5 | 0
2025 | NE_2_MISO_W | NE | MISO_W | Internal | Summer | B10 | 1262 | 1600 | 0 | 37.14 | 37.14 | 5 | 0
2025 | NE_2_MISO_W | NE | MISO_W | Internal | Winter | B16 | 25 | 1600 | 0 | 64.39 | 64.39 | 5 | 0
2025 | NE_2_MISO_W | NE | MISO_W | Internal | Winter | B17 | 100 | 1600 | 0 | 49.81 | 49.81 | 5 | 0
2025 | NE_2_MISO_W | NE | MISO_W | Internal | Winter | B18 | 400 | 1600 | 0 | 47.81 | 47.21 | 5 | 0
2025 | NE_2_MISO_W | NE | MISO_W | Internal | Winter | B19 | 700 | 1600 | 0 | 47.81 | 45.32 | 5 | 0
2025 | NE_2_MISO_W | NE | MISO_W | Internal | Winter | B20 | 935 | 1600 | 0 | 42.93 | 40.06 | 5 | 0
2025 | NE_2_SPP_N | NE | SPP_N | Internal | Shoulder | B11 | 25 | 1800 | 1800 | 64.46 | 70.09 | 0.01 | 5.62
2025 | NE_2_SPP_N | NE | SPP_N | Internal | Shoulder | B12 | 200 | 1800 | 361.95 | 51.05 | 51.06 | 0.01 | 0
2025 | NE_2_SPP_N | NE | SPP_N | Internal | Shoulder | B13 | 600 | 1800 | 1095.91 | 46.44 | 46.45 | 0.01 | 0
2025 | NE_2_SPP_N | NE | SPP_N | Internal | Shoulder | B14 | 900 | 1800 | 294.23 | 45.55 | 45.56 | 0.01 | 0
2025 | NE_2_SPP_N | NE | SPP_N | Internal | Shoulder | B15 | 1203 | 1800 | 666.17 | 44.86 | 44.87 | 0.01 | 0
2025 | NE_2_SPP_N | NE | SPP_N | Internal | Summer | B1 | 10 | 1800 | 1255.6 | 75.12 | 75.14 | 0.01 | 0
2025 | NE_2_SPP_N | NE | SPP_N | Internal | Summer | B2 | 25 | 1800 | 1762.48 | 73.58 | 73.59 | 0.01 | 0
2025 | NE_2_SPP_N | NE | SPP_N | Internal | Summer | B3 | 75 | 1800 | 1800 | 72.42 | 73.59 | 0.01 | 1.17
2025 | NE_2_SPP_N | NE | SPP_N | Internal | Summer | B4 | 100 | 1800 | 1800 | 72.42 | 73.59 | 0.01 | 1.17
2025 | NE_2_SPP_N | NE | SPP_N | Internal | Summer | B5 | 200 | 1800 | 1413.95 | 67.64 | 67.65 | 0.01 | 0
2025 | NE_2_SPP_N | NE | SPP_N | Internal | Summer | B6 | 300 | 1800 | 1713.12 | 62.46 | 62.48 | 0.01 | 0
2025 | NE_2_SPP_N | NE | SPP_N | Internal | Summer | B7 | 400 | 1800 | 1800 | 49.14 | 52.83 | 0.01 | 3.69
2025 | NE_2_SPP_N | NE | SPP_N | Internal | Summer | B8 | 500 | 1800 | 1800 | 42.16 | 45.33 | 0.01 | 3.16
2025 | NE_2_SPP_N | NE | SPP_N | Internal | Summer | B9 | 800 | 1800 | 1800 | 42.16 | 44.01 | 0.01 | 1.84
2025 | NE_2_SPP_N | NE | SPP_N | Internal | Summer | B10 | 1262 | 1800 | 1800 | 37.14 | 41.04 | 0.01 | 3.89
2025 | NE_2_SPP_N | NE | SPP_N | Internal | Winter | B16 | 25 | 1800 | 1800 | 64.39 | 65.47 | 0.01 | 1.07
2025 | NE_2_SPP_N | NE | SPP_N | Internal | Winter | B17 | 100 | 1800 | 1147.65 | 49.81 | 49.83 | 0.01 | 0
2025 | NE_2_SPP_N | NE | SPP_N | Internal | Winter | B18 | 400 | 1800 | 1394.63 | 47.81 | 47.82 | 0.01 | 0
2025 | NE_2_SPP_N | NE | SPP_N | Internal | Winter | B19 | 700 | 1800 | 1302.55 | 47.81 | 47.82 | 0.01 | 0
2025 | NE_2_SPP_N | NE | SPP_N | Internal | Winter | B20 | 935 | 1800 | 1800 | 42.93 | 47.06 | 0.01 | 4.12
2025 | NEISO_2_NYISO_A-F | NEISO | NYISO_A-F | Internal | Shoulder | B11 | 25 | 600 | 0 | 40.76 | 43.47 | 3 | 0
2025 | NEISO_2_NYISO_A-F | NEISO | NYISO_A-F | Internal | Shoulder | B12 | 200 | 600 | 356.53 | 40.76 | 43.76 | 3 | 0
2025 | NEISO_2_NYISO_A-F | NEISO | NYISO_A-F | Internal | Shoulder | B13 | 600 | 600 | 0 | 40.76 | 43.47 | 3 | 0
2025 | NEISO_2_NYISO_A-F | NEISO | NYISO_A-F | Internal | Shoulder | B14 | 900 | 600 | 0 | 40.76 | 43.31 | 3 | 0
2025 | NEISO_2_NYISO_A-F | NEISO | NYISO_A-F | Internal | Shoulder | B15 | 1203 | 600 | 0 | 40.76 | 43.31 | 3 | 0
2025 | NEISO_2_NYISO_A-F | NEISO | NYISO_A-F | Internal | Summer | B1 | 10 | 600 | 0 | 82.15 | 75.16 | 3 | 0
2025 | NEISO_2_NYISO_A-F | NEISO | NYISO_A-F | Internal | Summer | B2 | 25 | 600 | 0 | 73.9 | 70.9 | 3 | 0
2025 | NEISO_2_NYISO_A-F | NEISO | NYISO_A-F | Internal | Summer | B3 | 75 | 600 | 439.51 | 53.64 | 56.64 | 3 | 0
2025 | NEISO_2_NYISO_A-F | NEISO | NYISO_A-F | Internal | Summer | B4 | 100 | 600 | 531.57 | 48.3 | 51.3 | 3 | 0
2025 | NEISO_2_NYISO_A-F | NEISO | NYISO_A-F | Internal | Summer | B5 | 200 | 600 | 600 | 37.7 | 48.41 | 3 | 7.71
2025 | NEISO_2_NYISO_A-F | NEISO | NYISO_A-F | Internal | Summer | B6 | 300 | 600 | 600 | 37.7 | 48.41 | 3 | 7.71
2025 | NEISO_2_NYISO_A-F | NEISO | NYISO_A-F | Internal | Summer | B7 | 400 | 600 | 600 | 37.7 | 45.31 | 3 | 4.61
2025 | NEISO_2_NYISO_A-F | NEISO | NYISO_A-F | Internal | Summer | B8 | 500 | 600 | 600 | 37.7 | 42.19 | 3 | 1.49
2025 | NEISO_2_NYISO_A-F | NEISO | NYISO_A-F | Internal | Summer | B9 | 800 | 600 | 454.13 | 37.7 | 40.7 | 3 | 0
2025 | NEISO_2_NYISO_A-F | NEISO | NYISO_A-F | Internal | Summer | B10 | 1262 | 600 | 443.16 | 37.7 | 40.7 | 3 | 0
2025 | NEISO_2_NYISO_A-F | NEISO | NYISO_A-F | Internal | Winter | B16 | 25 | 600 | 0 | 50.21 | 50.39 | 3 | 0
2025 | NEISO_2_NYISO_A-F | NEISO | NYISO_A-F | Internal | Winter | B17 | 100 | 600 | 0 | 50.21 | 48.19 | 3 | 0
2025 | NEISO_2_NYISO_A-F | NEISO | NYISO_A-F | Internal | Winter | B18 | 400 | 600 | 0 | 50.21 | 47.21 | 3 | 0
2025 | NEISO_2_NYISO_A-F | NEISO | NYISO_A-F | Internal | Winter | B19 | 700 | 600 | 0 | 50.21 | 47.21 | 3 | 0
2025 | NEISO_2_NYISO_A-F | NEISO | NYISO_A-F | Internal | Winter | B20 | 935 | 600 | 0 | 50.21 | 47.21 | 3 | 0
2025 | NEISO_2_NYISO_G-I | NEISO | NYISO_G-I | Internal | Shoulder | B11 | 25 | 600 | 600 | 40.76 | 58.18 | 3 | 14.42
2025 | NEISO_2_NYISO_G-I | NEISO | NYISO_G-I | Internal | Shoulder | B12 | 200 | 600 | 600 | 40.76 | 45.04 | 3 | 1.28
2025 | NEISO_2_NYISO_G-I | NEISO | NYISO_G-I | Internal | Shoulder | B13 | 600 | 600 | 14.19 | 40.76 | 43.76 | 3 | 0
2025 | NEISO_2_NYISO_G-I | NEISO | NYISO_G-I | Internal | Shoulder | B14 | 900 | 600 | 0 | 40.76 | 43.72 | 3 | 0
2025 | NEISO_2_NYISO_G-I | NEISO | NYISO_G-I | Internal | Shoulder | B15 | 1203 | 600 | 0 | 40.76 | 43.32 | 3 | 0
2025 | NEISO_2_NYISO_G-I | NEISO | NYISO_G-I | Internal | Summer | B1 | 10 | 600 | 579.98 | 82.15 | 85.15 | 3 | 0
2025 | NEISO_2_NYISO_G-I | NEISO | NYISO_G-I | Internal | Summer | B2 | 25 | 600 | 551.1 | 73.9 | 76.9 | 3 | 0
2025 | NEISO_2_NYISO_G-I | NEISO | NYISO_G-I | Internal | Summer | B3 | 75 | 600 | 600 | 53.64 | 57.47 | 3 | 0.82
2025 | NEISO_2_NYISO_G-I | NEISO | NYISO_G-I | Internal | Summer | B4 | 100 | 600 | 600 | 48.3 | 55.08 | 3 | 3.78
2025 | NEISO_2_NYISO_G-I | NEISO | NYISO_G-I | Internal | Summer | B5 | 200 | 600 | 600 | 37.7 | 53.69 | 3 | 12.99
2025 | NEISO_2_NYISO_G-I | NEISO | NYISO_G-I | Internal | Summer | B6 | 300 | 600 | 600 | 37.7 | 53.69 | 3 | 12.99
2025 | NEISO_2_NYISO_G-I | NEISO | NYISO_G-I | Internal | Summer | B7 | 400 | 600 | 600 | 37.7 | 53.31 | 3 | 12.61
2025 | NEISO_2_NYISO_G-I | NEISO | NYISO_G-I | Internal | Summer | B8 | 500 | 600 | 600 | 37.7 | 42.21 | 3 | 1.5
2025 | NEISO_2_NYISO_G-I | NEISO | NYISO_G-I | Internal | Summer | B9 | 800 | 600 | 600 | 37.7 | 40.71 | 3 | 0.01
2025 | NEISO_2_NYISO_G-I | NEISO | NYISO_G-I | Internal | Summer | B10 | 1262 | 600 | 600 | 37.7 | 40.71 | 3 | 0.01
2025 | NEISO_2_NYISO_G-I | NEISO | NYISO_G-I | Internal | Winter | B16 | 25 | 600 | 600 | 50.21 | 72.42 | 3 | 19.21
2025 | NEISO_2_NYISO_G-I | NEISO | NYISO_G-I | Internal | Winter | B17 | 100 | 600 | 600 | 50.21 | 56.16 | 3 | 2.94
2025 | NEISO_2_NYISO_G-I | NEISO | NYISO_G-I | Internal | Winter | B18 | 400 | 600 | 600 | 50.21 | 55.24 | 3 | 2.02
2025 | NEISO_2_NYISO_G-I | NEISO | NYISO_G-I | Internal | Winter | B19 | 700 | 600 | 600 | 50.21 | 53.33 | 3 | 0.11
2025 | NEISO_2_NYISO_G-I | NEISO | NYISO_G-I | Internal | Winter | B20 | 935 | 600 | 0 | 50.21 | 49.71 | 3 | 0
2025 | NEISO_2_NYISO_J-K | NEISO | NYISO_J-K | Internal | Shoulder | B11 | 25 | 430 | 430 | 40.76 | 58.19 | 3 | 14.43
2025 | NEISO_2_NYISO_J-K | NEISO | NYISO_J-K | Internal | Shoulder | B12 | 200 | 430 | 430 | 40.76 | 45.05 | 3 | 1.29
2025 | NEISO_2_NYISO_J-K | NEISO | NYISO_J-K | Internal | Shoulder | B13 | 600 | 430 | 430 | 40.76 | 43.77 | 3 | 0.01
2025 | NEISO_2_NYISO_J-K | NEISO | NYISO_J-K | Internal | Shoulder | B14 | 900 | 430 | 0 | 40.76 | 43.73 | 3 | 0
2025 | NEISO_2_NYISO_J-K | NEISO | NYISO_J-K | Internal | Shoulder | B15 | 1203 | 430 | 0 | 40.76 | 43.33 | 3 | 0
2025 | NEISO_2_NYISO_J-K | NEISO | NYISO_J-K | Internal | Summer | B1 | 10 | 430 | 429.99 | 82.15 | 85.17 | 3 | 0.01
2025 | NEISO_2_NYISO_J-K | NEISO | NYISO_J-K | Internal | Summer | B2 | 25 | 430 | 429.99 | 73.9 | 76.91 | 3 | 0.01
2025 | NEISO_2_NYISO_J-K | NEISO | NYISO_J-K | Internal | Summer | B3 | 75 | 430 | 430 | 53.64 | 57.48 | 3 | 0.84
2025 | NEISO_2_NYISO_J-K | NEISO | NYISO_J-K | Internal | Summer | B4 | 100 | 430 | 430 | 48.3 | 55.1 | 3 | 3.79
2025 | NEISO_2_NYISO_J-K | NEISO | NYISO_J-K | Internal | Summer | B5 | 200 | 430 | 430 | 37.7 | 53.7 | 3 | 13
2025 | NEISO_2_NYISO_J-K | NEISO | NYISO_J-K | Internal | Summer | B6 | 300 | 430 | 430 | 37.7 | 53.7 | 3 | 13
2025 | NEISO_2_NYISO_J-K | NEISO | NYISO_J-K | Internal | Summer | B7 | 400 | 430 | 430 | 37.7 | 53.33 | 3 | 12.62
2025 | NEISO_2_NYISO_J-K | NEISO | NYISO_J-K | Internal | Summer | B8 | 500 | 430 | 430 | 37.7 | 42.22 | 3 | 1.52
2025 | NEISO_2_NYISO_J-K | NEISO | NYISO_J-K | Internal | Summer | B9 | 800 | 430 | 430 | 37.7 | 40.72 | 3 | 0.02
2025 | NEISO_2_NYISO_J-K | NEISO | NYISO_J-K | Internal | Summer | B10 | 1262 | 430 | 430 | 37.7 | 40.72 | 3 | 0.02
2025 | NEISO_2_NYISO_J-K | NEISO | NYISO_J-K | Internal | Winter | B16 | 25 | 430 | 430 | 50.21 | 72.43 | 3 | 19.22
2025 | NEISO_2_NYISO_J-K | NEISO | NYISO_J-K | Internal | Winter | B17 | 100 | 430 | 430 | 50.21 | 56.17 | 3 | 2.95
2025 | NEISO_2_NYISO_J-K | NEISO | NYISO_J-K | Internal | Winter | B18 | 400 | 430 | 430 | 50.21 | 55.56 | 3 | 2.35
2025 | NEISO_2_NYISO_J-K | NEISO | NYISO_J-K | Internal | Winter | B19 | 700 | 430 | 430 | 50.21 | 53.34 | 3 | 0.13
2025 | NEISO_2_NYISO_J-K | NEISO | NYISO_J-K | Internal | Winter | B20 | 935 | 430 | 0 | 50.21 | 49.72 | 3 | 0
2025 | NonRTO_Midwest_2_MISO_IN | NonRTO_Midwest | MISO_IN | Internal | Shoulder | B11 | 25 | 4450 | 0 | 72.46 | 64.46 | 8 | 0
2025 | NonRTO_Midwest_2_MISO_IN | NonRTO_Midwest | MISO_IN | Internal | Shoulder | B12 | 200 | 4450 | 0 | 59.08 | 51.08 | 8 | 0
2025 | NonRTO_Midwest_2_MISO_IN | NonRTO_Midwest | MISO_IN | Internal | Shoulder | B13 | 600 | 4450 | 0 | 53.14 | 45.14 | 8 | 0
2025 | NonRTO_Midwest_2_MISO_IN | NonRTO_Midwest | MISO_IN | Internal | Shoulder | B14 | 900 | 4450 | 0 | 45.37 | 43.95 | 8 | 0
2025 | NonRTO_Midwest_2_MISO_IN | NonRTO_Midwest | MISO_IN | Internal | Shoulder | B15 | 1203 | 4450 | 0 | 38.7 | 41.45 | 8 | 0
2025 | NonRTO_Midwest_2_MISO_IN | NonRTO_Midwest | MISO_IN | Internal | Summer | B1 | 10 | 4450 | 0 | 75.82 | 75.15 | 8 | 0
2025 | NonRTO_Midwest_2_MISO_IN | NonRTO_Midwest | MISO_IN | Internal | Summer | B2 | 25 | 4450 | 0 | 75.82 | 71.42 | 8 | 0
2025 | NonRTO_Midwest_2_MISO_IN | NonRTO_Midwest | MISO_IN | Internal | Summer | B3 | 75 | 4450 | 0 | 75.82 | 68.89 | 8 | 0
2025 | NonRTO_Midwest_2_MISO_IN | NonRTO_Midwest | MISO_IN | Internal | Summer | B4 | 100 | 4450 | 0 | 75.82 | 67.82 | 8 | 0
2025 | NonRTO_Midwest_2_MISO_IN | NonRTO_Midwest | MISO_IN | Internal | Summer | B5 | 200 | 4450 | 0 | 73.33 | 65.33 | 8 | 0
2025 | NonRTO_Midwest_2_MISO_IN | NonRTO_Midwest | MISO_IN | Internal | Summer | B6 | 300 | 4450 | 0 | 61.77 | 53.77 | 8 | 0
2025 | NonRTO_Midwest_2_MISO_IN | NonRTO_Midwest | MISO_IN | Internal | Summer | B7 | 400 | 4450 | 0 | 45.45 | 45.3 | 8 | 0
2025 | NonRTO_Midwest_2_MISO_IN | NonRTO_Midwest | MISO_IN | Internal | Summer | B8 | 500 | 4450 | 0 | 44.07 | 40.69 | 8 | 0
2025 | NonRTO_Midwest_2_MISO_IN | NonRTO_Midwest | MISO_IN | Internal | Summer | B9 | 800 | 4450 | 0 | 38.92 | 40.52 | 8 | 0
2025 | NonRTO_Midwest_2_MISO_IN | NonRTO_Midwest | MISO_IN | Internal | Summer | B10 | 1262 | 4450 | 0 | 36.6 | 37.56 | 8 | 0
2025 | NonRTO_Midwest_2_MISO_IN | NonRTO_Midwest | MISO_IN | Internal | Winter | B16 | 25 | 4450 | 0 | 72.41 | 64.41 | 8 | 0
2025 | NonRTO_Midwest_2_MISO_IN | NonRTO_Midwest | MISO_IN | Internal | Winter | B17 | 100 | 4450 | 0 | 61.44 | 53.44 | 8 | 0
2025 | NonRTO_Midwest_2_MISO_IN | NonRTO_Midwest | MISO_IN | Internal | Winter | B18 | 400 | 4450 | 0 | 55.2 | 47.2 | 8 | 0
2025 | NonRTO_Midwest_2_MISO_IN | NonRTO_Midwest | MISO_IN | Internal | Winter | B19 | 700 | 4450 | 0 | 45.45 | 45.29 | 8 | 0
2025 | NonRTO_Midwest_2_MISO_IN | NonRTO_Midwest | MISO_IN | Internal | Winter | B20 | 935 | 4450 | 0 | 38.7 | 40.06 | 8 | 0
2025 | NonRTO_Midwest_2_TVA_Transmission | NonRTO_Midwest | TVA_Transmission | Internal | Shoulder | B11 | 25 | 2400 | 0 | 72.46 | 67.87 | 8 | 0
2025 | NonRTO_Midwest_2_TVA_Transmission | NonRTO_Midwest | TVA_Transmission | Internal | Shoulder | B12 | 200 | 2400 | 0 | 59.08 | 53.11 | 8 | 0
2025 | NonRTO_Midwest_2_TVA_Transmission | NonRTO_Midwest | TVA_Transmission | Internal | Shoulder | B13 | 600 | 2400 | 0 | 53.14 | 49.27 | 8 | 0
2025 | NonRTO_Midwest_2_TVA_Transmission | NonRTO_Midwest | TVA_Transmission | Internal | Shoulder | B14 | 900 | 2400 | 0 | 45.37 | 48.33 | 8 | 0
2025 | NonRTO_Midwest_2_TVA_Transmission | NonRTO_Midwest | TVA_Transmission | Internal | Shoulder | B15 | 1203 | 2400 | 0 | 38.7 | 46.59 | 8 | 0
2025 | NonRTO_Midwest_2_TVA_Transmission | NonRTO_Midwest | TVA_Transmission | Internal | Summer | B1 | 10 | 2400 | 0 | 75.82 | 83.14 | 8 | 0
2025 | NonRTO_Midwest_2_TVA_Transmission | NonRTO_Midwest | TVA_Transmission | Internal | Summer | B2 | 25 | 2400 | 0 | 75.82 | 79.43 | 8 | 0
2025 | NonRTO_Midwest_2_TVA_Transmission | NonRTO_Midwest | TVA_Transmission | Internal | Summer | B3 | 75 | 2400 | 0 | 75.82 | 74.43 | 8 | 0
2025 | NonRTO_Midwest_2_TVA_Transmission | NonRTO_Midwest | TVA_Transmission | Internal | Summer | B4 | 100 | 2400 | 0 | 75.82 | 74.43 | 8 | 0
2025 | NonRTO_Midwest_2_TVA_Transmission | NonRTO_Midwest | TVA_Transmission | Internal | Summer | B5 | 200 | 2400 | 0 | 73.33 | 69.35 | 8 | 0
2025 | NonRTO_Midwest_2_TVA_Transmission | NonRTO_Midwest | TVA_Transmission | Internal | Summer | B6 | 300 | 2400 | 0 | 61.77 | 60.54 | 8 | 0
2025 | NonRTO_Midwest_2_TVA_Transmission | NonRTO_Midwest | TVA_Transmission | Internal | Summer | B7 | 400 | 2400 | 0 | 45.45 | 52.58 | 8 | 0
2025 | NonRTO_Midwest_2_TVA_Transmission | NonRTO_Midwest | TVA_Transmission | Internal | Summer | B8 | 500 | 2400 | 0 | 44.07 | 46.46 | 8 | 0
2025 | NonRTO_Midwest_2_TVA_Transmission | NonRTO_Midwest | TVA_Transmission | Internal | Summer | B9 | 800 | 2400 | 0 | 38.92 | 45.67 | 8 | 0
2025 | NonRTO_Midwest_2_TVA_Transmission | NonRTO_Midwest | TVA_Transmission | Internal | Summer | B10 | 1262 | 2400 | 0 | 36.6 | 42.6 | 8 | 0
2025 | NonRTO_Midwest_2_TVA_Transmission | NonRTO_Midwest | TVA_Transmission | Internal | Winter | B16 | 25 | 2400 | 0 | 72.41 | 72.4 | 8 | 0
2025 | NonRTO_Midwest_2_TVA_Transmission | NonRTO_Midwest | TVA_Transmission | Internal | Winter | B17 | 100 | 2400 | 0 | 61.44 | 55.32 | 8 | 0
2025 | NonRTO_Midwest_2_TVA_Transmission | NonRTO_Midwest | TVA_Transmission | Internal | Winter | B18 | 400 | 2400 | 0 | 55.2 | 50.69 | 8 | 0
2025 | NonRTO_Midwest_2_TVA_Transmission | NonRTO_Midwest | TVA_Transmission | Internal | Winter | B19 | 700 | 2400 | 0 | 45.45 | 48.87 | 8 | 0
2025 | NonRTO_Midwest_2_TVA_Transmission | NonRTO_Midwest | TVA_Transmission | Internal | Winter | B20 | 935 | 2400 | 0 | 38.7 | 46.5 | 8 | 0
2025 | NYISO_A-F_2_IESO | NYISO_A-F | IESO | Internal | Shoulder | B11 | 25 | 1600 | 0 | 43.47 | 36.31 | 7 | 0
2025 | NYISO_A-F_2_IESO | NYISO_A-F | IESO | Internal | Shoulder | B12 | 200 | 1600 | 0 | 43.76 | 36.31 | 7 | 0
2025 | NYISO_A-F_2_IESO | NYISO_A-F | IESO | Internal | Shoulder | B13 | 600 | 1600 | 0 | 43.47 | 36.31 | 7 | 0
2025 | NYISO_A-F_2_IESO | NYISO_A-F | IESO | Internal | Shoulder | B14 | 900 | 1600 | 0 | 43.31 | 36.31 | 7 | 0
2025 | NYISO_A-F_2_IESO | NYISO_A-F | IESO | Internal | Shoulder | B15 | 1203 | 1600 | 0 | 43.31 | 36.31 | 7 | 0
2025 | NYISO_A-F_2_IESO | NYISO_A-F | IESO | Internal | Summer | B1 | 10 | 1600 | 0 | 75.16 | 68.16 | 7 | 0
2025 | NYISO_A-F_2_IESO | NYISO_A-F | IESO | Internal | Summer | B2 | 25 | 1600 | 0 | 70.9 | 63.9 | 7 | 0
2025 | NYISO_A-F_2_IESO | NYISO_A-F | IESO | Internal | Summer | B3 | 75 | 1600 | 0 | 56.64 | 49.64 | 7 | 0
2025 | NYISO_A-F_2_IESO | NYISO_A-F | IESO | Internal | Summer | B4 | 100 | 1600 | 0 | 51.3 | 44.3 | 7 | 0
2025 | NYISO_A-F_2_IESO | NYISO_A-F | IESO | Internal | Summer | B5 | 200 | 1600 | 0 | 48.41 | 41.41 | 7 | 0
2025 | NYISO_A-F_2_IESO | NYISO_A-F | IESO | Internal | Summer | B6 | 300 | 1600 | 0 | 48.41 | 41.41 | 7 | 0
2025 | NYISO_A-F_2_IESO | NYISO_A-F | IESO | Internal | Summer | B7 | 400 | 1600 | 0 | 45.31 | 38.31 | 7 | 0
2025 | NYISO_A-F_2_IESO | NYISO_A-F | IESO | Internal | Summer | B8 | 500 | 1600 | 0 | 42.19 | 33.7 | 7 | 0
2025 | NYISO_A-F_2_IESO | NYISO_A-F | IESO | Internal | Summer | B9 | 800 | 1600 | 0 | 40.7 | 33.7 | 7 | 0
2025 | NYISO_A-F_2_IESO | NYISO_A-F | IESO | Internal | Summer | B10 | 1262 | 1600 | 0 | 40.7 | 33.7 | 7 | 0
2025 | NYISO_A-F_2_IESO | NYISO_A-F | IESO | Internal | Winter | B16 | 25 | 1600 | 0 | 50.39 | 43.39 | 7 | 0
2025 | NYISO_A-F_2_IESO | NYISO_A-F | IESO | Internal | Winter | B17 | 100 | 1600 | 0 | 48.19 | 41.19 | 7 | 0
2025 | NYISO_A-F_2_IESO | NYISO_A-F | IESO | Internal | Winter | B18 | 400 | 1600 | 0 | 47.21 | 40.21 | 7 | 0
2025 | NYISO_A-F_2_IESO | NYISO_A-F | IESO | Internal | Winter | B19 | 700 | 1600 | 0 | 47.21 | 40.21 | 7 | 0
2025 | NYISO_A-F_2_IESO | NYISO_A-F | IESO | Internal | Winter | B20 | 935 | 1600 | 0 | 47.21 | 40.21 | 7 | 0
2025 | NYISO_A-F_2_NEISO | NYISO_A-F | NEISO | Internal | Shoulder | B11 | 25 | 600 | 0 | 43.47 | 40.76 | 3 | 0
2025 | NYISO_A-F_2_NEISO | NYISO_A-F | NEISO | Internal | Shoulder | B12 | 200 | 600 | 0 | 43.76 | 40.76 | 3 | 0
2025 | NYISO_A-F_2_NEISO | NYISO_A-F | NEISO | Internal | Shoulder | B13 | 600 | 600 | 0 | 43.47 | 40.76 | 3 | 0
2025 | NYISO_A-F_2_NEISO | NYISO_A-F | NEISO | Internal | Shoulder | B14 | 900 | 600 | 0 | 43.31 | 40.76 | 3 | 0
2025 | NYISO_A-F_2_NEISO | NYISO_A-F | NEISO | Internal | Shoulder | B15 | 1203 | 600 | 0 | 43.31 | 40.76 | 3 | 0
2025 | NYISO_A-F_2_NEISO | NYISO_A-F | NEISO | Internal | Summer | B1 | 10 | 600 | 600 | 75.16 | 82.15 | 3 | 3.99
2025 | NYISO_A-F_2_NEISO | NYISO_A-F | NEISO | Internal | Summer | B2 | 25 | 600 | 133.93 | 70.9 | 73.9 | 3 | 0
2025 | NYISO_A-F_2_NEISO | NYISO_A-F | NEISO | Internal | Summer | B3 | 75 | 600 | 0 | 56.64 | 53.64 | 3 | 0
2025 | NYISO_A-F_2_NEISO | NYISO_A-F | NEISO | Internal | Summer | B4 | 100 | 600 | 0 | 51.3 | 48.3 | 3 | 0
2025 | NYISO_A-F_2_NEISO | NYISO_A-F | NEISO | Internal | Summer | B5 | 200 | 600 | 0 | 48.41 | 37.7 | 3 | 0
2025 | NYISO_A-F_2_NEISO | NYISO_A-F | NEISO | Internal | Summer | B6 | 300 | 600 | 0 | 48.41 | 37.7 | 3 | 0
2025 | NYISO_A-F_2_NEISO | NYISO_A-F | NEISO | Internal | Summer | B7 | 400 | 600 | 0 | 45.31 | 37.7 | 3 | 0
2025 | NYISO_A-F_2_NEISO | NYISO_A-F | NEISO | Internal | Summer | B8 | 500 | 600 | 0 | 42.19 | 37.7 | 3 | 0
2025 | NYISO_A-F_2_NEISO | NYISO_A-F | NEISO | Internal | Summer | B9 | 800 | 600 | 0 | 40.7 | 37.7 | 3 | 0
2025 | NYISO_A-F_2_NEISO | NYISO_A-F | NEISO | Internal | Summer | B10 | 1262 | 600 | 0 | 40.7 | 37.7 | 3 | 0
2025 | NYISO_A-F_2_NEISO | NYISO_A-F | NEISO | Internal | Winter | B16 | 25 | 600 | 0 | 50.39 | 50.21 | 3 | 0
2025 | NYISO_A-F_2_NEISO | NYISO_A-F | NEISO | Internal | Winter | B17 | 100 | 600 | 0 | 48.19 | 50.21 | 3 | 0
2025 | NYISO_A-F_2_NEISO | NYISO_A-F | NEISO | Internal | Winter | B18 | 400 | 600 | 163.99 | 47.21 | 50.21 | 3 | 0
2025 | NYISO_A-F_2_NEISO | NYISO_A-F | NEISO | Internal | Winter | B19 | 700 | 600 | 212.23 | 47.21 | 50.21 | 3 | 0
2025 | NYISO_A-F_2_NEISO | NYISO_A-F | NEISO | Internal | Winter | B20 | 935 | 600 | 148.23 | 47.21 | 50.21 | 3 | 0
2025 | NYISO_A-F_2_NYISO_G-I | NYISO_A-F | NYISO_G-I | Internal | Shoulder | B11 | 25 | 4250 | 4250 | 43.47 | 58.18 | 0.01 | 14.7
2025 | NYISO_A-F_2_NYISO_G-I | NYISO_A-F | NYISO_G-I | Internal | Shoulder | B12 | 200 | 4250 | 4250 | 43.76 | 45.04 | 0.01 | 1.27
2025 | NYISO_A-F_2_NYISO_G-I | NYISO_A-F | NYISO_G-I | Internal | Shoulder | B13 | 600 | 4250 | 4250 | 43.47 | 43.76 | 0.01 | 0.28
2025 | NYISO_A-F_2_NYISO_G-I | NYISO_A-F | NYISO_G-I | Internal | Shoulder | B14 | 900 | 4250 | 4250 | 43.31 | 43.72 | 0.01 | 0.4
2025 | NYISO_A-F_2_NYISO_G-I | NYISO_A-F | NYISO_G-I | Internal | Shoulder | B15 | 1203 | 4250 | 2567.6 | 43.31 | 43.32 | 0.01 | 0
2025 | NYISO_A-F_2_NYISO_G-I | NYISO_A-F | NYISO_G-I | Internal | Summer | B1 | 10 | 4250 | 4250 | 75.16 | 85.15 | 0.01 | 9.98
2025 | NYISO_A-F_2_NYISO_G-I | NYISO_A-F | NYISO_G-I | Internal | Summer | B2 | 25 | 4250 | 4250 | 70.9 | 76.9 | 0.01 | 5.99
2025 | NYISO_A-F_2_NYISO_G-I | NYISO_A-F | NYISO_G-I | Internal | Summer | B3 | 75 | 4250 | 4250 | 56.64 | 57.47 | 0.01 | 0.81
2025 | NYISO_A-F_2_NYISO_G-I | NYISO_A-F | NYISO_G-I | Internal | Summer | B4 | 100 | 4250 | 4250 | 51.3 | 55.08 | 0.01 | 3.77
2025 | NYISO_A-F_2_NYISO_G-I | NYISO_A-F | NYISO_G-I | Internal | Summer | B5 | 200 | 4250 | 4250 | 48.41 | 53.69 | 0.01 | 5.27
2025 | NYISO_A-F_2_NYISO_G-I | NYISO_A-F | NYISO_G-I | Internal | Summer | B6 | 300 | 4250 | 4250 | 48.41 | 53.69 | 0.01 | 5.27
2025 | NYISO_A-F_2_NYISO_G-I | NYISO_A-F | NYISO_G-I | Internal | Summer | B7 | 400 | 4250 | 4250 | 45.31 | 53.31 | 0.01 | 7.99
2025 | NYISO_A-F_2_NYISO_G-I | NYISO_A-F | NYISO_G-I | Internal | Summer | B8 | 500 | 4250 | 4046.01 | 42.19 | 42.21 | 0.01 | 0
2025 | NYISO_A-F_2_NYISO_G-I | NYISO_A-F | NYISO_G-I | Internal | Summer | B9 | 800 | 4250 | 2866.76 | 40.7 | 40.71 | 0.01 | 0
2025 | NYISO_A-F_2_NYISO_G-I | NYISO_A-F | NYISO_G-I | Internal | Summer | B10 | 1262 | 4250 | 405.31 | 40.7 | 40.71 | 0.01 | 0
2025 | NYISO_A-F_2_NYISO_G-I | NYISO_A-F | NYISO_G-I | Internal | Winter | B16 | 25 | 4250 | 4250 | 50.39 | 72.42 | 0.01 | 22.02
2025 | NYISO_A-F_2_NYISO_G-I | NYISO_A-F | NYISO_G-I | Internal | Winter | B17 | 100 | 4250 | 4250 | 48.19 | 56.16 | 0.01 | 7.95
2025 | NYISO_A-F_2_NYISO_G-I | NYISO_A-F | NYISO_G-I | Internal | Winter | B18 | 400 | 4250 | 4250 | 47.21 | 55.24 | 0.01 | 8.01
2025 | NYISO_A-F_2_NYISO_G-I | NYISO_A-F | NYISO_G-I | Internal | Winter | B19 | 700 | 4250 | 4250 | 47.21 | 53.33 | 0.01 | 6.1
2025 | NYISO_A-F_2_NYISO_G-I | NYISO_A-F | NYISO_G-I | Internal | Winter | B20 | 935 | 4250 | 4250 | 47.21 | 49.71 | 0.01 | 2.48
2025 | NYISO_A-F_2_PJM_ROM | NYISO_A-F | PJM_ROM | Internal | Shoulder | B11 | 25 | 1000 | 1000 | 43.47 | 62.45 | 8 | 10.98
2025 | NYISO_A-F_2_PJM_ROM | NYISO_A-F | PJM_ROM | Internal | Shoulder | B12 | 200 | 1000 | 1000 | 43.76 | 53.05 | 8 | 1.29
2025 | NYISO_A-F_2_PJM_ROM | NYISO_A-F | PJM_ROM | Internal | Shoulder | B13 | 600 | 1000 | 0 | 43.47 | 47.1 | 8 | 0
2025 | NYISO_A-F_2_PJM_ROM | NYISO_A-F | PJM_ROM | Internal | Shoulder | B14 | 900 | 1000 | 0 | 43.31 | 45.82 | 8 | 0
2025 | NYISO_A-F_2_PJM_ROM | NYISO_A-F | PJM_ROM | Internal | Shoulder | B15 | 1203 | 1000 | 0 | 43.31 | 41.89 | 8 | 0
2025 | NYISO_A-F_2_PJM_ROM | NYISO_A-F | PJM_ROM | Internal | Summer | B1 | 10 | 1000 | 1000 | 75.16 | 86.15 | 8 | 2.99
2025 | NYISO_A-F_2_PJM_ROM | NYISO_A-F | PJM_ROM | Internal | Summer | B2 | 25 | 1000 | 0 | 70.9 | 73.44 | 8 | 0
2025 | NYISO_A-F_2_PJM_ROM | NYISO_A-F | PJM_ROM | Internal | Summer | B3 | 75 | 1000 | 1000 | 56.64 | 68.42 | 8 | 3.77
2025 | NYISO_A-F_2_PJM_ROM | NYISO_A-F | PJM_ROM | Internal | Summer | B4 | 100 | 1000 | 1000 | 51.3 | 68.42 | 8 | 9.11
2025 | NYISO_A-F_2_PJM_ROM | NYISO_A-F | PJM_ROM | Internal | Summer | B5 | 200 | 1000 | 1000 | 48.41 | 63.34 | 8 | 6.93
2025 | NYISO_A-F_2_PJM_ROM | NYISO_A-F | PJM_ROM | Internal | Summer | B6 | 300 | 1000 | 0 | 48.41 | 55.74 | 8 | 0
2025 | NYISO_A-F_2_PJM_ROM | NYISO_A-F | PJM_ROM | Internal | Summer | B7 | 400 | 1000 | 0 | 45.31 | 47.33 | 8 | 0
2025 | NYISO_A-F_2_PJM_ROM | NYISO_A-F | PJM_ROM | Internal | Summer | B8 | 500 | 1000 | 0 | 42.19 | 42.47 | 8 | 0
2025 | NYISO_A-F_2_PJM_ROM | NYISO_A-F | PJM_ROM | Internal | Summer | B9 | 800 | 1000 | 0 | 40.7 | 40.94 | 8 | 0
2025 | NYISO_A-F_2_PJM_ROM | NYISO_A-F | PJM_ROM | Internal | Summer | B10 | 1262 | 1000 | 0 | 40.7 | 38.55 | 8 | 0
2025 | NYISO_A-F_2_PJM_ROM | NYISO_A-F | PJM_ROM | Internal | Winter | B16 | 25 | 1000 | 1000 | 50.39 | 66.41 | 8 | 8.02
2025 | NYISO_A-F_2_PJM_ROM | NYISO_A-F | PJM_ROM | Internal | Winter | B17 | 100 | 1000 | 0 | 48.19 | 55.46 | 8 | 0
2025 | NYISO_A-F_2_PJM_ROM | NYISO_A-F | PJM_ROM | Internal | Winter | B18 | 400 | 1000 | 0 | 47.21 | 49.23 | 8 | 0
2025 | NYISO_A-F_2_PJM_ROM | NYISO_A-F | PJM_ROM | Internal | Winter | B19 | 700 | 1000 | 0 | 47.21 | 47.32 | 8 | 0
2025 | NYISO_A-F_2_PJM_ROM | NYISO_A-F | PJM_ROM | Internal | Winter | B20 | 935 | 1000 | 0 | 47.21 | 42.06 | 8 | 0
2025 | NYISO_G-I_2_NEISO | NYISO_G-I | NEISO | Internal | Shoulder | B11 | 25 | 600 | 0 | 58.18 | 40.76 | 3 | 0
2025 | NYISO_G-I_2_NEISO | NYISO_G-I | NEISO | Internal | Shoulder | B12 | 200 | 600 | 0 | 45.04 | 40.76 | 3 | 0
2025 | NYISO_G-I_2_NEISO | NYISO_G-I | NEISO | Internal | Shoulder | B13 | 600 | 600 | 0 | 43.76 | 40.76 | 3 | 0
2025 | NYISO_G-I_2_NEISO | NYISO_G-I | NEISO | Internal | Shoulder | B14 | 900 | 600 | 0 | 43.72 | 40.76 | 3 | 0
2025 | NYISO_G-I_2_NEISO | NYISO_G-I | NEISO | Internal | Shoulder | B15 | 1203 | 600 | 0 | 43.32 | 40.76 | 3 | 0
2025 | NYISO_G-I_2_NEISO | NYISO_G-I | NEISO | Internal | Summer | B1 | 10 | 600 | 0 | 85.15 | 82.15 | 3 | 0
2025 | NYISO_G-I_2_NEISO | NYISO_G-I | NEISO | Internal | Summer | B2 | 25 | 600 | 0 | 76.9 | 73.9 | 3 | 0
2025 | NYISO_G-I_2_NEISO | NYISO_G-I | NEISO | Internal | Summer | B3 | 75 | 600 | 0 | 57.47 | 53.64 | 3 | 0
2025 | NYISO_G-I_2_NEISO | NYISO_G-I | NEISO | Internal | Summer | B4 | 100 | 600 | 0 | 55.08 | 48.3 | 3 | 0
2025 | NYISO_G-I_2_NEISO | NYISO_G-I | NEISO | Internal | Summer | B5 | 200 | 600 | 0 | 53.69 | 37.7 | 3 | 0
2025 | NYISO_G-I_2_NEISO | NYISO_G-I | NEISO | Internal | Summer | B6 | 300 | 600 | 0 | 53.69 | 37.7 | 3 | 0
2025 | NYISO_G-I_2_NEISO | NYISO_G-I | NEISO | Internal | Summer | B7 | 400 | 600 | 0 | 53.31 | 37.7 | 3 | 0
2025 | NYISO_G-I_2_NEISO | NYISO_G-I | NEISO | Internal | Summer | B8 | 500 | 600 | 0 | 42.21 | 37.7 | 3 | 0
2025 | NYISO_G-I_2_NEISO | NYISO_G-I | NEISO | Internal | Summer | B9 | 800 | 600 | 0 | 40.71 | 37.7 | 3 | 0
2025 | NYISO_G-I_2_NEISO | NYISO_G-I | NEISO | Internal | Summer | B10 | 1262 | 600 | 0 | 40.71 | 37.7 | 3 | 0
2025 | NYISO_G-I_2_NEISO | NYISO_G-I | NEISO | Internal | Winter | B16 | 25 | 600 | 0 | 72.42 | 50.21 | 3 | 0
2025 | NYISO_G-I_2_NEISO | NYISO_G-I | NEISO | Internal | Winter | B17 | 100 | 600 | 0 | 56.16 | 50.21 | 3 | 0
2025 | NYISO_G-I_2_NEISO | NYISO_G-I | NEISO | Internal | Winter | B18 | 400 | 600 | 0 | 55.24 | 50.21 | 3 | 0
2025 | NYISO_G-I_2_NEISO | NYISO_G-I | NEISO | Internal | Winter | B19 | 700 | 600 | 0 | 53.33 | 50.21 | 3 | 0
2025 | NYISO_G-I_2_NEISO | NYISO_G-I | NEISO | Internal | Winter | B20 | 935 | 600 | 0 | 49.71 | 50.21 | 3 | 0
2025 | NYISO_G-I_2_NYISO_A-F | NYISO_G-I | NYISO_A-F | Internal | Shoulder | B11 | 25 | 1999 | 0 | 58.18 | 43.47 | 0.01 | 0
2025 | NYISO_G-I_2_NYISO_A-F | NYISO_G-I | NYISO_A-F | Internal | Shoulder | B12 | 200 | 1999 | 0 | 45.04 | 43.76 | 0.01 | 0
2025 | NYISO_G-I_2_NYISO_A-F | NYISO_G-I | NYISO_A-F | Internal | Shoulder | B13 | 600 | 1999 | 0 | 43.76 | 43.47 | 0.01 | 0
2025 | NYISO_G-I_2_NYISO_A-F | NYISO_G-I | NYISO_A-F | Internal | Shoulder | B14 | 900 | 1999 | 0 | 43.72 | 43.31 | 0.01 | 0
2025 | NYISO_G-I_2_NYISO_A-F | NYISO_G-I | NYISO_A-F | Internal | Shoulder | B15 | 1203 | 1999 | 0 | 43.32 | 43.31 | 0.01 | 0
2025 | NYISO_G-I_2_NYISO_A-F | NYISO_G-I | NYISO_A-F | Internal | Summer | B1 | 10 | 1999 | 0 | 85.15 | 75.16 | 0.01 | 0
2025 | NYISO_G-I_2_NYISO_A-F | NYISO_G-I | NYISO_A-F | Internal | Summer | B2 | 25 | 1999 | 0 | 76.9 | 70.9 | 0.01 | 0
2025 | NYISO_G-I_2_NYISO_A-F | NYISO_G-I | NYISO_A-F | Internal | Summer | B3 | 75 | 1999 | 0 | 57.47 | 56.64 | 0.01 | 0
2025 | NYISO_G-I_2_NYISO_A-F | NYISO_G-I | NYISO_A-F | Internal | Summer | B4 | 100 | 1999 | 0 | 55.08 | 51.3 | 0.01 | 0
2025 | NYISO_G-I_2_NYISO_A-F | NYISO_G-I | NYISO_A-F | Internal | Summer | B5 | 200 | 1999 | 0 | 53.69 | 48.41 | 0.01 | 0
2025 | NYISO_G-I_2_NYISO_A-F | NYISO_G-I | NYISO_A-F | Internal | Summer | B6 | 300 | 1999 | 0 | 53.69 | 48.41 | 0.01 | 0
2025 | NYISO_G-I_2_NYISO_A-F | NYISO_G-I | NYISO_A-F | Internal | Summer | B7 | 400 | 1999 | 0 | 53.31 | 45.31 | 0.01 | 0
2025 | NYISO_G-I_2_NYISO_A-F | NYISO_G-I | NYISO_A-F | Internal | Summer | B8 | 500 | 1999 | 0 | 42.21 | 42.19 | 0.01 | 0
2025 | NYISO_G-I_2_NYISO_A-F | NYISO_G-I | NYISO_A-F | Internal | Summer | B9 | 800 | 1999 | 0 | 40.71 | 40.7 | 0.01 | 0
2025 | NYISO_G-I_2_NYISO_A-F | NYISO_G-I | NYISO_A-F | Internal | Summer | B10 | 1262 | 1999 | 0 | 40.71 | 40.7 | 0.01 | 0
2025 | NYISO_G-I_2_NYISO_A-F | NYISO_G-I | NYISO_A-F | Internal | Winter | B16 | 25 | 1999 | 0 | 72.42 | 50.39 | 0.01 | 0
2025 | NYISO_G-I_2_NYISO_A-F | NYISO_G-I | NYISO_A-F | Internal | Winter | B17 | 100 | 1999 | 0 | 56.16 | 48.19 | 0.01 | 0
2025 | NYISO_G-I_2_NYISO_A-F | NYISO_G-I | NYISO_A-F | Internal | Winter | B18 | 400 | 1999 | 0 | 55.24 | 47.21 | 0.01 | 0
2025 | NYISO_G-I_2_NYISO_A-F | NYISO_G-I | NYISO_A-F | Internal | Winter | B19 | 700 | 1999 | 0 | 53.33 | 47.21 | 0.01 | 0
2025 | NYISO_G-I_2_NYISO_A-F | NYISO_G-I | NYISO_A-F | Internal | Winter | B20 | 935 | 1999 | 0 | 49.71 | 47.21 | 0.01 | 0
2025 | NYISO_G-I_2_NYISO_J-K | NYISO_G-I | NYISO_J-K | Internal | Shoulder | B11 | 25 | 6130 | 5009.64 | 58.18 | 58.19 | 0.01 | 0
2025 | NYISO_G-I_2_NYISO_J-K | NYISO_G-I | NYISO_J-K | Internal | Shoulder | B12 | 200 | 6130 | 4925.88 | 45.04 | 45.05 | 0.01 | 0
2025 | NYISO_G-I_2_NYISO_J-K | NYISO_G-I | NYISO_J-K | Internal | Shoulder | B13 | 600 | 6130 | 4613.66 | 43.76 | 43.77 | 0.01 | 0
2025 | NYISO_G-I_2_NYISO_J-K | NYISO_G-I | NYISO_J-K | Internal | Shoulder | B14 | 900 | 6130 | 4767.55 | 43.72 | 43.73 | 0.01 | 0
2025 | NYISO_G-I_2_NYISO_J-K | NYISO_G-I | NYISO_J-K | Internal | Shoulder | B15 | 1203 | 6130 | 3553.57 | 43.32 | 43.33 | 0.01 | 0
2025 | NYISO_G-I_2_NYISO_J-K | NYISO_G-I | NYISO_J-K | Internal | Summer | B1 | 10 | 6130 | 4138.89 | 85.15 | 85.17 | 0.01 | 0
2025 | NYISO_G-I_2_NYISO_J-K | NYISO_G-I | NYISO_J-K | Internal | Summer | B2 | 25 | 6130 | 4281.74 | 76.9 | 76.91 | 0.01 | 0
2025 | NYISO_G-I_2_NYISO_J-K | NYISO_G-I | NYISO_J-K | Internal | Summer | B3 | 75 | 6130 | 3269.32 | 57.47 | 57.48 | 0.01 | 0
2025 | NYISO_G-I_2_NYISO_J-K | NYISO_G-I | NYISO_J-K | Internal | Summer | B4 | 100 | 6130 | 3556.71 | 55.08 | 55.1 | 0.01 | 0
2025 | NYISO_G-I_2_NYISO_J-K | NYISO_G-I | NYISO_J-K | Internal | Summer | B5 | 200 | 6130 | 3704.53 | 53.69 | 53.7 | 0.01 | 0
2025 | NYISO_G-I_2_NYISO_J-K | NYISO_G-I | NYISO_J-K | Internal | Summer | B6 | 300 | 6130 | 5415.26 | 53.69 | 53.7 | 0.01 | 0
2025 | NYISO_G-I_2_NYISO_J-K | NYISO_G-I | NYISO_J-K | Internal | Summer | B7 | 400 | 6130 | 5966.03 | 53.31 | 53.33 | 0.01 | 0
2025 | NYISO_G-I_2_NYISO_J-K | NYISO_G-I | NYISO_J-K | Internal | Summer | B8 | 500 | 6130 | 5563.69 | 42.21 | 42.22 | 0.01 | 0
2025 | NYISO_G-I_2_NYISO_J-K | NYISO_G-I | NYISO_J-K | Internal | Summer | B9 | 800 | 6130 | 4610.97 | 40.71 | 40.72 | 0.01 | 0
2025 | NYISO_G-I_2_NYISO_J-K | NYISO_G-I | NYISO_J-K | Internal | Summer | B10 | 1262 | 6130 | 2641.03 | 40.71 | 40.72 | 0.01 | 0
2025 | NYISO_G-I_2_NYISO_J-K | NYISO_G-I | NYISO_J-K | Internal | Winter | B16 | 25 | 6130 | 5801.78 | 72.42 | 72.43 | 0.01 | 0
2025 | NYISO_G-I_2_NYISO_J-K | NYISO_G-I | NYISO_J-K | Internal | Winter | B17 | 100 | 6130 | 5737.51 | 56.16 | 56.17 | 0.01 | 0
2025 | NYISO_G-I_2_NYISO_J-K | NYISO_G-I | NYISO_J-K | Internal | Winter | B18 | 400 | 6130 | 6130 | 55.24 | 55.56 | 0.01 | 0.31
2025 | NYISO_G-I_2_NYISO_J-K | NYISO_G-I | NYISO_J-K | Internal | Winter | B19 | 700 | 6130 | 6064.1 | 53.33 | 53.34 | 0.01 | 0
2025 | NYISO_G-I_2_NYISO_J-K | NYISO_G-I | NYISO_J-K | Internal | Winter | B20 | 935 | 6130 | 6107.35 | 49.71 | 49.72 | 0.01 | 0
2025 | NYISO_G-I_2_PJM_E | NYISO_G-I | PJM_E | Internal | Shoulder | B11 | 25 | 1500 | 0 | 58.18 | 62.43 | 8 | 0
2025 | NYISO_G-I_2_PJM_E | NYISO_G-I | PJM_E | Internal | Shoulder | B12 | 200 | 1500 | 138.98 | 45.04 | 53.04 | 8 | 0
2025 | NYISO_G-I_2_PJM_E | NYISO_G-I | PJM_E | Internal | Shoulder | B13 | 600 | 1500 | 0 | 43.76 | 47.09 | 8 | 0
2025 | NYISO_G-I_2_PJM_E | NYISO_G-I | PJM_E | Internal | Shoulder | B14 | 900 | 1500 | 0 | 43.72 | 45.8 | 8 | 0
2025 | NYISO_G-I_2_PJM_E | NYISO_G-I | PJM_E | Internal | Shoulder | B15 | 1203 | 1500 | 0 | 43.32 | 41.9 | 8 | 0
2025 | NYISO_G-I_2_PJM_E | NYISO_G-I | PJM_E | Internal | Summer | B1 | 10 | 1500 | 0 | 85.15 | 86.16 | 8 | 0
2025 | NYISO_G-I_2_PJM_E | NYISO_G-I | PJM_E | Internal | Summer | B2 | 25 | 1500 | 0 | 76.9 | 73.45 | 8 | 0
2025 | NYISO_G-I_2_PJM_E | NYISO_G-I | PJM_E | Internal | Summer | B3 | 75 | 1500 | 1500 | 57.47 | 68.4 | 8 | 2.94
2025 | NYISO_G-I_2_PJM_E | NYISO_G-I | PJM_E | Internal | Summer | B4 | 100 | 1500 | 1500 | 55.08 | 68.4 | 8 | 5.32
2025 | NYISO_G-I_2_PJM_E | NYISO_G-I | PJM_E | Internal | Summer | B5 | 200 | 1500 | 1500 | 53.69 | 63.33 | 8 | 1.64
2025 | NYISO_G-I_2_PJM_E | NYISO_G-I | PJM_E | Internal | Summer | B6 | 300 | 1500 | 0 | 53.69 | 55.73 | 8 | 0
2025 | NYISO_G-I_2_PJM_E | NYISO_G-I | PJM_E | Internal | Summer | B7 | 400 | 1500 | 0 | 53.31 | 47.31 | 8 | 0
2025 | NYISO_G-I_2_PJM_E | NYISO_G-I | PJM_E | Internal | Summer | B8 | 500 | 1500 | 0 | 42.21 | 42.49 | 8 | 0
2025 | NYISO_G-I_2_PJM_E | NYISO_G-I | PJM_E | Internal | Summer | B9 | 800 | 1500 | 0 | 40.71 | 40.95 | 8 | 0
2025 | NYISO_G-I_2_PJM_E | NYISO_G-I | PJM_E | Internal | Summer | B10 | 1262 | 1500 | 0 | 40.71 | 38.56 | 8 | 0
2025 | NYISO_G-I_2_PJM_E | NYISO_G-I | PJM_E | Internal | Winter | B16 | 25 | 1500 | 0 | 72.42 | 66.42 | 8 | 0
2025 | NYISO_G-I_2_PJM_E | NYISO_G-I | PJM_E | Internal | Winter | B17 | 100 | 1500 | 0 | 56.16 | 55.45 | 8 | 0
2025 | NYISO_G-I_2_PJM_E | NYISO_G-I | PJM_E | Internal | Winter | B18 | 400 | 1500 | 0 | 55.24 | 49.24 | 8 | 0
2025 | NYISO_G-I_2_PJM_E | NYISO_G-I | PJM_E | Internal | Winter | B19 | 700 | 1500 | 0 | 53.33 | 47.33 | 8 | 0
2025 | NYISO_G-I_2_PJM_E | NYISO_G-I | PJM_E | Internal | Winter | B20 | 935 | 1500 | 0 | 49.71 | 42.08 | 8 | 0
2025 | NYISO_J-K_2_NEISO | NYISO_J-K | NEISO | Internal | Shoulder | B11 | 25 | 0.01 | 0 | 58.19 | 40.76 | 3 | 0.01
2025 | NYISO_J-K_2_NEISO | NYISO_J-K | NEISO | Internal | Shoulder | B12 | 200 | 0.01 | 0 | 45.05 | 40.76 | 3 | 0
2025 | NYISO_J-K_2_NEISO | NYISO_J-K | NEISO | Internal | Shoulder | B13 | 600 | 0.01 | 0 | 43.77 | 40.76 | 3 | 0
2025 | NYISO_J-K_2_NEISO | NYISO_J-K | NEISO | Internal | Shoulder | B14 | 900 | 0.01 | 0 | 43.73 | 40.76 | 3 | 0
2025 | NYISO_J-K_2_NEISO | NYISO_J-K | NEISO | Internal | Shoulder | B15 | 1203 | 0.01 | 0 | 43.33 | 40.76 | 3 | 0
2025 | NYISO_J-K_2_NEISO | NYISO_J-K | NEISO | Internal | Summer | B1 | 10 | 0.01 | 0 | 85.17 | 82.15 | 3 | 0.02
2025 | NYISO_J-K_2_NEISO | NYISO_J-K | NEISO | Internal | Summer | B2 | 25 | 0.01 | 0 | 76.91 | 73.9 | 3 | 0.01
2025 | NYISO_J-K_2_NEISO | NYISO_J-K | NEISO | Internal | Summer | B3 | 75 | 0.01 | 0 | 57.48 | 53.64 | 3 | 0
2025 | NYISO_J-K_2_NEISO | NYISO_J-K | NEISO | Internal | Summer | B4 | 100 | 0.01 | 0 | 55.1 | 48.3 | 3 | 0
2025 | NYISO_J-K_2_NEISO | NYISO_J-K | NEISO | Internal | Summer | B5 | 200 | 0.01 | 0 | 53.7 | 37.7 | 3 | 0
2025 | NYISO_J-K_2_NEISO | NYISO_J-K | NEISO | Internal | Summer | B6 | 300 | 0.01 | 0 | 53.7 | 37.7 | 3 | 0
2025 | NYISO_J-K_2_NEISO | NYISO_J-K | NEISO | Internal | Summer | B7 | 400 | 0.01 | 0 | 53.33 | 37.7 | 3 | 0
2025 | NYISO_J-K_2_NEISO | NYISO_J-K | NEISO | Internal | Summer | B8 | 500 | 0.01 | 0 | 42.22 | 37.7 | 3 | 0
2025 | NYISO_J-K_2_NEISO | NYISO_J-K | NEISO | Internal | Summer | B9 | 800 | 0.01 | 0 | 40.72 | 37.7 | 3 | 0
2025 | NYISO_J-K_2_NEISO | NYISO_J-K | NEISO | Internal | Summer | B10 | 1262 | 0.01 | 0 | 40.72 | 37.7 | 3 | 0
2025 | NYISO_J-K_2_NEISO | NYISO_J-K | NEISO | Internal | Winter | B16 | 25 | 0.01 | 0 | 72.43 | 50.21 | 3 | 0.01
2025 | NYISO_J-K_2_NEISO | NYISO_J-K | NEISO | Internal | Winter | B17 | 100 | 0.01 | 0 | 56.17 | 50.21 | 3 | 0
2025 | NYISO_J-K_2_NEISO | NYISO_J-K | NEISO | Internal | Winter | B18 | 400 | 0.01 | 0 | 55.56 | 50.21 | 3 | 0
2025 | NYISO_J-K_2_NEISO | NYISO_J-K | NEISO | Internal | Winter | B19 | 700 | 0.01 | 0 | 53.34 | 50.21 | 3 | 0
2025 | NYISO_J-K_2_NEISO | NYISO_J-K | NEISO | Internal | Winter | B20 | 935 | 0.01 | 0 | 49.72 | 50.21 | 3 | 0
2025 | NYISO_J-K_2_NYISO_G-I | NYISO_J-K | NYISO_G-I | Internal | Shoulder | B11 | 25 | 1999 | 0 | 58.19 | 58.18 | 0.01 | 0
2025 | NYISO_J-K_2_NYISO_G-I | NYISO_J-K | NYISO_G-I | Internal | Shoulder | B12 | 200 | 1999 | 0 | 45.05 | 45.04 | 0.01 | 0
2025 | NYISO_J-K_2_NYISO_G-I | NYISO_J-K | NYISO_G-I | Internal | Shoulder | B13 | 600 | 1999 | 0 | 43.77 | 43.76 | 0.01 | 0
2025 | NYISO_J-K_2_NYISO_G-I | NYISO_J-K | NYISO_G-I | Internal | Shoulder | B14 | 900 | 1999 | 0 | 43.73 | 43.72 | 0.01 | 0
2025 | NYISO_J-K_2_NYISO_G-I | NYISO_J-K | NYISO_G-I | Internal | Shoulder | B15 | 1203 | 1999 | 0 | 43.33 | 43.32 | 0.01 | 0
2025 | NYISO_J-K_2_NYISO_G-I | NYISO_J-K | NYISO_G-I | Internal | Summer | B1 | 10 | 1999 | 0 | 85.17 | 85.15 | 0.01 | 0
2025 | NYISO_J-K_2_NYISO_G-I | NYISO_J-K | NYISO_G-I | Internal | Summer | B2 | 25 | 1999 | 0 | 76.91 | 76.9 | 0.01 | 0
2025 | NYISO_J-K_2_NYISO_G-I | NYISO_J-K | NYISO_G-I | Internal | Summer | B3 | 75 | 1999 | 0 | 57.48 | 57.47 | 0.01 | 0
2025 | NYISO_J-K_2_NYISO_G-I | NYISO_J-K | NYISO_G-I | Internal | Summer | B4 | 100 | 1999 | 0 | 55.1 | 55.08 | 0.01 | 0
2025 | NYISO_J-K_2_NYISO_G-I | NYISO_J-K | NYISO_G-I | Internal | Summer | B5 | 200 | 1999 | 0 | 53.7 | 53.69 | 0.01 | 0
2025 | NYISO_J-K_2_NYISO_G-I | NYISO_J-K | NYISO_G-I | Internal | Summer | B6 | 300 | 1999 | 0 | 53.7 | 53.69 | 0.01 | 0
2025 | NYISO_J-K_2_NYISO_G-I | NYISO_J-K | NYISO_G-I | Internal | Summer | B7 | 400 | 1999 | 0 | 53.33 | 53.31 | 0.01 | 0
2025 | NYISO_J-K_2_NYISO_G-I | NYISO_J-K | NYISO_G-I | Internal | Summer | B8 | 500 | 1999 | 0 | 42.22 | 42.21 | 0.01 | 0
2025 | NYISO_J-K_2_NYISO_G-I | NYISO_J-K | NYISO_G-I | Internal | Summer | B9 | 800 | 1999 | 0 | 40.72 | 40.71 | 0.01 | 0
2025 | NYISO_J-K_2_NYISO_G-I | NYISO_J-K | NYISO_G-I | Internal | Summer | B10 | 1262 | 1999 | 0 | 40.72 | 40.71 | 0.01 | 0
2025 | NYISO_J-K_2_NYISO_G-I | NYISO_J-K | NYISO_G-I | Internal | Winter | B16 | 25 | 1999 | 0 | 72.43 | 72.42 | 0.01 | 0
2025 | NYISO_J-K_2_NYISO_G-I | NYISO_J-K | NYISO_G-I | Internal | Winter | B17 | 100 | 1999 | 0 | 56.17 | 56.16 | 0.01 | 0
2025 | NYISO_J-K_2_NYISO_G-I | NYISO_J-K | NYISO_G-I | Internal | Winter | B18 | 400 | 1999 | 0 | 55.56 | 55.24 | 0.01 | 0
2025 | NYISO_J-K_2_NYISO_G-I | NYISO_J-K | NYISO_G-I | Internal | Winter | B19 | 700 | 1999 | 0 | 53.34 | 53.33 | 0.01 | 0
2025 | NYISO_J-K_2_NYISO_G-I | NYISO_J-K | NYISO_G-I | Internal | Winter | B20 | 935 | 1999 | 0 | 49.72 | 49.71 | 0.01 | 0
2025 | NYISO_J-K_2_PJM_E | NYISO_J-K | PJM_E | Internal | Shoulder | B11 | 25 | 0.01 | 0 | 58.19 | 62.43 | 8 | 0.01
2025 | NYISO_J-K_2_PJM_E | NYISO_J-K | PJM_E | Internal | Shoulder | B12 | 200 | 0.01 | 0 | 45.05 | 53.04 | 8 | 0
2025 | NYISO_J-K_2_PJM_E | NYISO_J-K | PJM_E | Internal | Shoulder | B13 | 600 | 0.01 | 0 | 43.77 | 47.09 | 8 | 0
2025 | NYISO_J-K_2_PJM_E | NYISO_J-K | PJM_E | Internal | Shoulder | B14 | 900 | 0.01 | 0 | 43.73 | 45.8 | 8 | 0
2025 | NYISO_J-K_2_PJM_E | NYISO_J-K | PJM_E | Internal | Shoulder | B15 | 1203 | 0.01 | 0 | 43.33 | 41.9 | 8 | 0
2025 | NYISO_J-K_2_PJM_E | NYISO_J-K | PJM_E | Internal | Summer | B1 | 10 | 0.01 | 0 | 85.17 | 86.16 | 8 | 0.02
2025 | NYISO_J-K_2_PJM_E | NYISO_J-K | PJM_E | Internal | Summer | B2 | 25 | 0.01 | 0 | 76.91 | 73.45 | 8 | 0.01
2025 | NYISO_J-K_2_PJM_E | NYISO_J-K | PJM_E | Internal | Summer | B3 | 75 | 0.01 | 0 | 57.48 | 68.4 | 8 | 2.93
2025 | NYISO_J-K_2_PJM_E | NYISO_J-K | PJM_E | Internal | Summer | B4 | 100 | 0.01 | 0 | 55.1 | 68.4 | 8 | 5.31
2025 | NYISO_J-K_2_PJM_E | NYISO_J-K | PJM_E | Internal | Summer | B5 | 200 | 0.01 | 0 | 53.7 | 63.33 | 8 | 1.63
2025 | NYISO_J-K_2_PJM_E | NYISO_J-K | PJM_E | Internal | Summer | B6 | 300 | 0.01 | 0 | 53.7 | 55.73 | 8 | 0
2025 | NYISO_J-K_2_PJM_E | NYISO_J-K | PJM_E | Internal | Summer | B7 | 400 | 0.01 | 0 | 53.33 | 47.31 | 8 | 0
2025 | NYISO_J-K_2_PJM_E | NYISO_J-K | PJM_E | Internal | Summer | B8 | 500 | 0.01 | 0 | 42.22 | 42.49 | 8 | 0
2025 | NYISO_J-K_2_PJM_E | NYISO_J-K | PJM_E | Internal | Summer | B9 | 800 | 0.01 | 0 | 40.72 | 40.95 | 8 | 0
2025 | NYISO_J-K_2_PJM_E | NYISO_J-K | PJM_E | Internal | Summer | B10 | 1262 | 0.01 | 0 | 40.72 | 38.56 | 8 | 0
2025 | NYISO_J-K_2_PJM_E | NYISO_J-K | PJM_E | Internal | Winter | B16 | 25 | 0.01 | 0 | 72.43 | 66.42 | 8 | 0.01
2025 | NYISO_J-K_2_PJM_E | NYISO_J-K | PJM_E | Internal | Winter | B17 | 100 | 0.01 | 0 | 56.17 | 55.45 | 8 | 0
2025 | NYISO_J-K_2_PJM_E | NYISO_J-K | PJM_E | Internal | Winter | B18 | 400 | 0.01 | 0 | 55.56 | 49.24 | 8 | 0
2025 | NYISO_J-K_2_PJM_E | NYISO_J-K | PJM_E | Internal | Winter | B19 | 700 | 0.01 | 0 | 53.34 | 47.33 | 8 | 0
2025 | NYISO_J-K_2_PJM_E | NYISO_J-K | PJM_E | Internal | Winter | B20 | 935 | 0.01 | 0 | 49.72 | 42.08 | 8 | 0
2025 | PJM_E_2_NYISO_G-I | PJM_E | NYISO_G-I | Internal | Shoulder | B11 | 25 | 500 | 0 | 62.43 | 58.18 | 6 | 0
2025 | PJM_E_2_NYISO_G-I | PJM_E | NYISO_G-I | Internal | Shoulder | B12 | 200 | 500 | 0 | 53.04 | 45.04 | 6 | 0
2025 | PJM_E_2_NYISO_G-I | PJM_E | NYISO_G-I | Internal | Shoulder | B13 | 600 | 500 | 0 | 47.09 | 43.76 | 6 | 0
2025 | PJM_E_2_NYISO_G-I | PJM_E | NYISO_G-I | Internal | Shoulder | B14 | 900 | 500 | 0 | 45.8 | 43.72 | 6 | 0
2025 | PJM_E_2_NYISO_G-I | PJM_E | NYISO_G-I | Internal | Shoulder | B15 | 1203 | 500 | 0 | 41.9 | 43.32 | 6 | 0
2025 | PJM_E_2_NYISO_G-I | PJM_E | NYISO_G-I | Internal | Summer | B1 | 10 | 500 | 0 | 86.16 | 85.15 | 6 | 0
2025 | PJM_E_2_NYISO_G-I | PJM_E | NYISO_G-I | Internal | Summer | B2 | 25 | 500 | 0 | 73.45 | 76.9 | 6 | 0
2025 | PJM_E_2_NYISO_G-I | PJM_E | NYISO_G-I | Internal | Summer | B3 | 75 | 500 | 0 | 68.4 | 57.47 | 6 | 0
2025 | PJM_E_2_NYISO_G-I | PJM_E | NYISO_G-I | Internal | Summer | B4 | 100 | 500 | 0 | 68.4 | 55.08 | 6 | 0
2025 | PJM_E_2_NYISO_G-I | PJM_E | NYISO_G-I | Internal | Summer | B5 | 200 | 500 | 0 | 63.33 | 53.69 | 6 | 0
2025 | PJM_E_2_NYISO_G-I | PJM_E | NYISO_G-I | Internal | Summer | B6 | 300 | 500 | 0 | 55.73 | 53.69 | 6 | 0
2025 | PJM_E_2_NYISO_G-I | PJM_E | NYISO_G-I | Internal | Summer | B7 | 400 | 500 | 346.26 | 47.31 | 53.31 | 6 | 0
2025 | PJM_E_2_NYISO_G-I | PJM_E | NYISO_G-I | Internal | Summer | B8 | 500 | 500 | 0 | 42.49 | 42.21 | 6 | 0
2025 | PJM_E_2_NYISO_G-I | PJM_E | NYISO_G-I | Internal | Summer | B9 | 800 | 500 | 0 | 40.95 | 40.71 | 6 | 0
2025 | PJM_E_2_NYISO_G-I | PJM_E | NYISO_G-I | Internal | Summer | B10 | 1262 | 500 | 0 | 38.56 | 40.71 | 6 | 0
2025 | PJM_E_2_NYISO_G-I | PJM_E | NYISO_G-I | Internal | Winter | B16 | 25 | 500 | 203.11 | 66.42 | 72.42 | 6 | 0
2025 | PJM_E_2_NYISO_G-I | PJM_E | NYISO_G-I | Internal | Winter | B17 | 100 | 500 | 0 | 55.45 | 56.16 | 6 | 0
2025 | PJM_E_2_NYISO_G-I | PJM_E | NYISO_G-I | Internal | Winter | B18 | 400 | 500 | 318.28 | 49.24 | 55.24 | 6 | 0
2025 | PJM_E_2_NYISO_G-I | PJM_E | NYISO_G-I | Internal | Winter | B19 | 700 | 500 | 82.44 | 47.33 | 53.33 | 6 | 0
2025 | PJM_E_2_NYISO_G-I | PJM_E | NYISO_G-I | Internal | Winter | B20 | 935 | 500 | 500 | 42.08 | 49.71 | 6 | 1.63
2025 | PJM_E_2_NYISO_J-K | PJM_E | NYISO_J-K | Internal | Shoulder | B11 | 25 | 330 | 0 | 62.43 | 58.19 | 6 | 0
2025 | PJM_E_2_NYISO_J-K | PJM_E | NYISO_J-K | Internal | Shoulder | B12 | 200 | 330 | 0 | 53.04 | 45.05 | 6 | 0
2025 | PJM_E_2_NYISO_J-K | PJM_E | NYISO_J-K | Internal | Shoulder | B13 | 600 | 330 | 0 | 47.09 | 43.77 | 6 | 0
2025 | PJM_E_2_NYISO_J-K | PJM_E | NYISO_J-K | Internal | Shoulder | B14 | 900 | 330 | 0 | 45.8 | 43.73 | 6 | 0
2025 | PJM_E_2_NYISO_J-K | PJM_E | NYISO_J-K | Internal | Shoulder | B15 | 1203 | 330 | 0 | 41.9 | 43.33 | 6 | 0
2025 | PJM_E_2_NYISO_J-K | PJM_E | NYISO_J-K | Internal | Summer | B1 | 10 | 330 | 0 | 86.16 | 85.17 | 6 | 0
2025 | PJM_E_2_NYISO_J-K | PJM_E | NYISO_J-K | Internal | Summer | B2 | 25 | 330 | 0 | 73.45 | 76.91 | 6 | 0
2025 | PJM_E_2_NYISO_J-K | PJM_E | NYISO_J-K | Internal | Summer | B3 | 75 | 330 | 0 | 68.4 | 57.48 | 6 | 0
2025 | PJM_E_2_NYISO_J-K | PJM_E | NYISO_J-K | Internal | Summer | B4 | 100 | 330 | 0 | 68.4 | 55.1 | 6 | 0
2025 | PJM_E_2_NYISO_J-K | PJM_E | NYISO_J-K | Internal | Summer | B5 | 200 | 330 | 0 | 63.33 | 53.7 | 6 | 0
2025 | PJM_E_2_NYISO_J-K | PJM_E | NYISO_J-K | Internal | Summer | B6 | 300 | 330 | 0 | 55.73 | 53.7 | 6 | 0
2025 | PJM_E_2_NYISO_J-K | PJM_E | NYISO_J-K | Internal | Summer | B7 | 400 | 330 | 330 | 47.31 | 53.33 | 6 | 0.01
2025 | PJM_E_2_NYISO_J-K | PJM_E | NYISO_J-K | Internal | Summer | B8 | 500 | 330 | 0 | 42.49 | 42.22 | 6 | 0
2025 | PJM_E_2_NYISO_J-K | PJM_E | NYISO_J-K | Internal | Summer | B9 | 800 | 330 | 0 | 40.95 | 40.72 | 6 | 0
2025 | PJM_E_2_NYISO_J-K | PJM_E | NYISO_J-K | Internal | Summer | B10 | 1262 | 330 | 0 | 38.56 | 40.72 | 6 | 0
2025 | PJM_E_2_NYISO_J-K | PJM_E | NYISO_J-K | Internal | Winter | B16 | 25 | 330 | 329.99 | 66.42 | 72.43 | 6 | 0.01
2025 | PJM_E_2_NYISO_J-K | PJM_E | NYISO_J-K | Internal | Winter | B17 | 100 | 330 | 0 | 55.45 | 56.17 | 6 | 0
2025 | PJM_E_2_NYISO_J-K | PJM_E | NYISO_J-K | Internal | Winter | B18 | 400 | 330 | 330 | 49.24 | 55.56 | 6 | 0.32
2025 | PJM_E_2_NYISO_J-K | PJM_E | NYISO_J-K | Internal | Winter | B19 | 700 | 330 | 330 | 47.33 | 53.34 | 6 | 0.01
2025 | PJM_E_2_NYISO_J-K | PJM_E | NYISO_J-K | Internal | Winter | B20 | 935 | 330 | 330 | 42.08 | 49.72 | 6 | 1.65
2025 | PJM_E_2_PJM_ROM | PJM_E | PJM_ROM | Internal | Shoulder | B11 | 25 | 8000 | 3408.79 | 62.43 | 62.45 | 0.01 | 0
2025 | PJM_E_2_PJM_ROM | PJM_E | PJM_ROM | Internal | Shoulder | B12 | 200 | 8000 | 3177.48 | 53.04 | 53.05 | 0.01 | 0
2025 | PJM_E_2_PJM_ROM | PJM_E | PJM_ROM | Internal | Shoulder | B13 | 600 | 8000 | 3031.6 | 47.09 | 47.1 | 0.01 | 0
2025 | PJM_E_2_PJM_ROM | PJM_E | PJM_ROM | Internal | Shoulder | B14 | 900 | 8000 | 1272.97 | 45.8 | 45.82 | 0.01 | 0
2025 | PJM_E_2_PJM_ROM | PJM_E | PJM_ROM | Internal | Shoulder | B15 | 1203 | 8000 | 0 | 41.9 | 41.89 | 0.01 | 0
2025 | PJM_E_2_PJM_ROM | PJM_E | PJM_ROM | Internal | Summer | B1 | 10 | 8000 | 0 | 86.16 | 86.15 | 0.01 | 0
2025 | PJM_E_2_PJM_ROM | PJM_E | PJM_ROM | Internal | Summer | B2 | 25 | 8000 | 0 | 73.45 | 73.44 | 0.01 | 0
2025 | PJM_E_2_PJM_ROM | PJM_E | PJM_ROM | Internal | Summer | B3 | 75 | 8000 | 2572.21 | 68.4 | 68.42 | 0.01 | 0
2025 | PJM_E_2_PJM_ROM | PJM_E | PJM_ROM | Internal | Summer | B4 | 100 | 8000 | 4573.94 | 68.4 | 68.42 | 0.01 | 0
2025 | PJM_E_2_PJM_ROM | PJM_E | PJM_ROM | Internal | Summer | B5 | 200 | 8000 | 2366.51 | 63.33 | 63.34 | 0.01 | 0
2025 | PJM_E_2_PJM_ROM | PJM_E | PJM_ROM | Internal | Summer | B6 | 300 | 8000 | 759.09 | 55.73 | 55.74 | 0.01 | 0
2025 | PJM_E_2_PJM_ROM | PJM_E | PJM_ROM | Internal | Summer | B7 | 400 | 8000 | 817.55 | 47.31 | 47.33 | 0.01 | 0
2025 | PJM_E_2_PJM_ROM | PJM_E | PJM_ROM | Internal | Summer | B8 | 500 | 8000 | 0 | 42.49 | 42.47 | 0.01 | 0
2025 | PJM_E_2_PJM_ROM | PJM_E | PJM_ROM | Internal | Summer | B9 | 800 | 8000 | 0 | 40.95 | 40.94 | 0.01 | 0
2025 | PJM_E_2_PJM_ROM | PJM_E | PJM_ROM | Internal | Summer | B10 | 1262 | 8000 | 0 | 38.56 | 38.55 | 0.01 | 0
2025 | PJM_E_2_PJM_ROM | PJM_E | PJM_ROM | Internal | Winter | B16 | 25 | 8000 | 0 | 66.42 | 66.41 | 0.01 | 0
2025 | PJM_E_2_PJM_ROM | PJM_E | PJM_ROM | Internal | Winter | B17 | 100 | 8000 | 278.87 | 55.45 | 55.46 | 0.01 | 0
2025 | PJM_E_2_PJM_ROM | PJM_E | PJM_ROM | Internal | Winter | B18 | 400 | 8000 | 0 | 49.24 | 49.23 | 0.01 | 0
2025 | PJM_E_2_PJM_ROM | PJM_E | PJM_ROM | Internal | Winter | B19 | 700 | 8000 | 0 | 47.33 | 47.32 | 0.01 | 0
2025 | PJM_E_2_PJM_ROM | PJM_E | PJM_ROM | Internal | Winter | B20 | 935 | 8000 | 0 | 42.08 | 42.06 | 0.01 | 0
2025 | PJM_ROR_2_MISO_IN | PJM_ROR | MISO_IN | Internal | Shoulder | B11 | 25 | 909 | 833.85 | 62.46 | 64.46 | 2 | 0
2025 | PJM_ROR_2_MISO_IN | PJM_ROR | MISO_IN | Internal | Shoulder | B12 | 200 | 909 | 0 | 53.06 | 51.08 | 2 | 0
2025 | PJM_ROR_2_MISO_IN | PJM_ROR | MISO_IN | Internal | Shoulder | B13 | 600 | 909 | 0 | 47.11 | 45.14 | 2 | 0
2025 | PJM_ROR_2_MISO_IN | PJM_ROR | MISO_IN | Internal | Shoulder | B14 | 900 | 909 | 0 | 45.8 | 43.95 | 2 | 0
2025 | PJM_ROR_2_MISO_IN | PJM_ROR | MISO_IN | Internal | Shoulder | B15 | 1203 | 909 | 0 | 41.88 | 41.45 | 2 | 0
2025 | PJM_ROR_2_MISO_IN | PJM_ROR | MISO_IN | Internal | Summer | B1 | 10 | 909 | 0 | 86.14 | 75.15 | 2 | 0
2025 | PJM_ROR_2_MISO_IN | PJM_ROR | MISO_IN | Internal | Summer | B2 | 25 | 909 | 0 | 73.43 | 71.42 | 2 | 0
2025 | PJM_ROR_2_MISO_IN | PJM_ROR | MISO_IN | Internal | Summer | B3 | 75 | 909 | 0 | 68.43 | 68.89 | 2 | 0
2025 | PJM_ROR_2_MISO_IN | PJM_ROR | MISO_IN | Internal | Summer | B4 | 100 | 909 | 0 | 68.43 | 67.82 | 2 | 0
2025 | PJM_ROR_2_MISO_IN | PJM_ROR | MISO_IN | Internal | Summer | B5 | 200 | 909 | 0 | 63.35 | 65.33 | 2 | 0
2025 | PJM_ROR_2_MISO_IN | PJM_ROR | MISO_IN | Internal | Summer | B6 | 300 | 909 | 0 | 55.76 | 53.77 | 2 | 0
2025 | PJM_ROR_2_MISO_IN | PJM_ROR | MISO_IN | Internal | Summer | B7 | 400 | 909 | 0 | 47.31 | 45.3 | 2 | 0
2025 | PJM_ROR_2_MISO_IN | PJM_ROR | MISO_IN | Internal | Summer | B8 | 500 | 909 | 0 | 42.46 | 40.69 | 2 | 0
2025 | PJM_ROR_2_MISO_IN | PJM_ROR | MISO_IN | Internal | Summer | B9 | 800 | 909 | 0 | 40.93 | 40.52 | 2 | 0
2025 | PJM_ROR_2_MISO_IN | PJM_ROR | MISO_IN | Internal | Summer | B10 | 1262 | 909 | 0 | 38.54 | 37.56 | 2 | 0
2025 | PJM_ROR_2_MISO_IN | PJM_ROR | MISO_IN | Internal | Winter | B16 | 25 | 909 | 0 | 66.4 | 64.41 | 2 | 0
2025 | PJM_ROR_2_MISO_IN | PJM_ROR | MISO_IN | Internal | Winter | B17 | 100 | 909 | 0 | 55.45 | 53.44 | 2 | 0
2025 | PJM_ROR_2_MISO_IN | PJM_ROR | MISO_IN | Internal | Winter | B18 | 400 | 909 | 0 | 49.21 | 47.2 | 2 | 0
2025 | PJM_ROR_2_MISO_IN | PJM_ROR | MISO_IN | Internal | Winter | B19 | 700 | 909 | 0 | 47.3 | 45.29 | 2 | 0
2025 | PJM_ROR_2_MISO_IN | PJM_ROR | MISO_IN | Internal | Winter | B20 | 935 | 909 | 0 | 42.05 | 40.06 | 2 | 0
2025 | PJM_ROR_2_MISO_MI | PJM_ROR | MISO_MI | Internal | Shoulder | B11 | 25 | 1305 | 0 | 62.46 | 64.45 | 2 | 0
2025 | PJM_ROR_2_MISO_MI | PJM_ROR | MISO_MI | Internal | Shoulder | B12 | 200 | 1305 | 0 | 53.06 | 51.06 | 2 | 0
2025 | PJM_ROR_2_MISO_MI | PJM_ROR | MISO_MI | Internal | Shoulder | B13 | 600 | 1305 | 0 | 47.11 | 45.15 | 2 | 0
2025 | PJM_ROR_2_MISO_MI | PJM_ROR | MISO_MI | Internal | Shoulder | B14 | 900 | 1305 | 0 | 45.8 | 43.96 | 2 | 0
2025 | PJM_ROR_2_MISO_MI | PJM_ROR | MISO_MI | Internal | Shoulder | B15 | 1203 | 1305 | 0 | 41.88 | 41.46 | 2 | 0
2025 | PJM_ROR_2_MISO_MI | PJM_ROR | MISO_MI | Internal | Summer | B1 | 10 | 1305 | 0 | 86.14 | 75.16 | 2 | 0
2025 | PJM_ROR_2_MISO_MI | PJM_ROR | MISO_MI | Internal | Summer | B2 | 25 | 1305 | 0 | 73.43 | 70.9 | 2 | 0
2025 | PJM_ROR_2_MISO_MI | PJM_ROR | MISO_MI | Internal | Summer | B3 | 75 | 1305 | 0 | 68.43 | 66.58 | 2 | 0
2025 | PJM_ROR_2_MISO_MI | PJM_ROR | MISO_MI | Internal | Summer | B4 | 100 | 1305 | 0 | 68.43 | 66.43 | 2 | 0
2025 | PJM_ROR_2_MISO_MI | PJM_ROR | MISO_MI | Internal | Summer | B5 | 200 | 1305 | 0 | 63.35 | 65.32 | 2 | 0
2025 | PJM_ROR_2_MISO_MI | PJM_ROR | MISO_MI | Internal | Summer | B6 | 300 | 1305 | 0 | 55.76 | 53.76 | 2 | 0
2025 | PJM_ROR_2_MISO_MI | PJM_ROR | MISO_MI | Internal | Summer | B7 | 400 | 1305 | 0 | 47.31 | 45.31 | 2 | 0
2025 | PJM_ROR_2_MISO_MI | PJM_ROR | MISO_MI | Internal | Summer | B8 | 500 | 1305 | 0 | 42.46 | 40.7 | 2 | 0
2025 | PJM_ROR_2_MISO_MI | PJM_ROR | MISO_MI | Internal | Summer | B9 | 800 | 1305 | 0 | 40.93 | 40.53 | 2 | 0
2025 | PJM_ROR_2_MISO_MI | PJM_ROR | MISO_MI | Internal | Summer | B10 | 1262 | 1305 | 0 | 38.54 | 37.58 | 2 | 0
2025 | PJM_ROR_2_MISO_MI | PJM_ROR | MISO_MI | Internal | Winter | B16 | 25 | 1305 | 0 | 66.4 | 64.4 | 2 | 0
2025 | PJM_ROR_2_MISO_MI | PJM_ROR | MISO_MI | Internal | Winter | B17 | 100 | 1305 | 0 | 55.45 | 53.45 | 2 | 0
2025 | PJM_ROR_2_MISO_MI | PJM_ROR | MISO_MI | Internal | Winter | B18 | 400 | 1305 | 0 | 49.21 | 47.21 | 2 | 0
2025 | PJM_ROR_2_MISO_MI | PJM_ROR | MISO_MI | Internal | Winter | B19 | 700 | 1305 | 0 | 47.3 | 45.3 | 2 | 0
2025 | PJM_ROR_2_MISO_MI | PJM_ROR | MISO_MI | Internal | Winter | B20 | 935 | 1305 | 0 | 42.05 | 40.08 | 2 | 0
2025 | PJM_ROR_2_MISO_MO-IL | PJM_ROR | MISO_MO-IL | Internal | Shoulder | B11 | 25 | 1111 | 1110.99 | 62.46 | 64.47 | 2 | 0.01
2025 | PJM_ROR_2_MISO_MO-IL | PJM_ROR | MISO_MO-IL | Internal | Shoulder | B12 | 200 | 1111 | 0 | 53.06 | 51.06 | 2 | 0
2025 | PJM_ROR_2_MISO_MO-IL | PJM_ROR | MISO_MO-IL | Internal | Shoulder | B13 | 600 | 1111 | 0 | 47.11 | 45.12 | 2 | 0
2025 | PJM_ROR_2_MISO_MO-IL | PJM_ROR | MISO_MO-IL | Internal | Shoulder | B14 | 900 | 1111 | 0 | 45.8 | 43.93 | 2 | 0
2025 | PJM_ROR_2_MISO_MO-IL | PJM_ROR | MISO_MO-IL | Internal | Shoulder | B15 | 1203 | 1111 | 0 | 41.88 | 41.44 | 2 | 0
2025 | PJM_ROR_2_MISO_MO-IL | PJM_ROR | MISO_MO-IL | Internal | Summer | B1 | 10 | 1111 | 0 | 86.14 | 75.14 | 2 | 0
2025 | PJM_ROR_2_MISO_MO-IL | PJM_ROR | MISO_MO-IL | Internal | Summer | B2 | 25 | 1111 | 0 | 73.43 | 71.43 | 2 | 0
2025 | PJM_ROR_2_MISO_MO-IL | PJM_ROR | MISO_MO-IL | Internal | Summer | B3 | 75 | 1111 | 0 | 68.43 | 68.9 | 2 | 0
2025 | PJM_ROR_2_MISO_MO-IL | PJM_ROR | MISO_MO-IL | Internal | Summer | B4 | 100 | 1111 | 0 | 68.43 | 67.84 | 2 | 0
2025 | PJM_ROR_2_MISO_MO-IL | PJM_ROR | MISO_MO-IL | Internal | Summer | B5 | 200 | 1111 | 0 | 63.35 | 65.34 | 2 | 0
2025 | PJM_ROR_2_MISO_MO-IL | PJM_ROR | MISO_MO-IL | Internal | Summer | B6 | 300 | 1111 | 0 | 55.76 | 53.78 | 2 | 0
2025 | PJM_ROR_2_MISO_MO-IL | PJM_ROR | MISO_MO-IL | Internal | Summer | B7 | 400 | 1111 | 0 | 47.31 | 45.31 | 2 | 0
2025 | PJM_ROR_2_MISO_MO-IL | PJM_ROR | MISO_MO-IL | Internal | Summer | B8 | 500 | 1111 | 0 | 42.46 | 40.68 | 2 | 0
2025 | PJM_ROR_2_MISO_MO-IL | PJM_ROR | MISO_MO-IL | Internal | Summer | B9 | 800 | 1111 | 0 | 40.93 | 40.5 | 2 | 0
2025 | PJM_ROR_2_MISO_MO-IL | PJM_ROR | MISO_MO-IL | Internal | Summer | B10 | 1262 | 1111 | 0 | 38.54 | 37.15 | 2 | 0
2025 | PJM_ROR_2_MISO_MO-IL | PJM_ROR | MISO_MO-IL | Internal | Winter | B16 | 25 | 1111 | 0 | 66.4 | 64.4 | 2 | 0
2025 | PJM_ROR_2_MISO_MO-IL | PJM_ROR | MISO_MO-IL | Internal | Winter | B17 | 100 | 1111 | 0 | 55.45 | 49.83 | 2 | 0
2025 | PJM_ROR_2_MISO_MO-IL | PJM_ROR | MISO_MO-IL | Internal | Winter | B18 | 400 | 1111 | 0 | 49.21 | 47.21 | 2 | 0
2025 | PJM_ROR_2_MISO_MO-IL | PJM_ROR | MISO_MO-IL | Internal | Winter | B19 | 700 | 1111 | 0 | 47.3 | 45.3 | 2 | 0
2025 | PJM_ROR_2_MISO_MO-IL | PJM_ROR | MISO_MO-IL | Internal | Winter | B20 | 935 | 1111 | 0 | 42.05 | 40.05 | 2 | 0
2025 | PJM_ROR_2_MISO_W | PJM_ROR | MISO_W | Internal | Shoulder | B11 | 25 | 709 | 528.8 | 62.46 | 64.46 | 2 | 0
2025 | PJM_ROR_2_MISO_W | PJM_ROR | MISO_W | Internal | Shoulder | B12 | 200 | 709 | 0 | 53.06 | 51.05 | 2 | 0
2025 | PJM_ROR_2_MISO_W | PJM_ROR | MISO_W | Internal | Shoulder | B13 | 600 | 709 | 0 | 47.11 | 45.11 | 2 | 0
2025 | PJM_ROR_2_MISO_W | PJM_ROR | MISO_W | Internal | Shoulder | B14 | 900 | 709 | 0 | 45.8 | 43.95 | 2 | 0
2025 | PJM_ROR_2_MISO_W | PJM_ROR | MISO_W | Internal | Shoulder | B15 | 1203 | 709 | 0 | 41.88 | 41.43 | 2 | 0
2025 | PJM_ROR_2_MISO_W | PJM_ROR | MISO_W | Internal | Summer | B1 | 10 | 709 | 0 | 86.14 | 75.12 | 2 | 0
2025 | PJM_ROR_2_MISO_W | PJM_ROR | MISO_W | Internal | Summer | B2 | 25 | 709 | 0 | 73.43 | 71.42 | 2 | 0
2025 | PJM_ROR_2_MISO_W | PJM_ROR | MISO_W | Internal | Summer | B3 | 75 | 709 | 0 | 68.43 | 70.2 | 2 | 0
2025 | PJM_ROR_2_MISO_W | PJM_ROR | MISO_W | Internal | Summer | B4 | 100 | 709 | 0 | 68.43 | 69.78 | 2 | 0
2025 | PJM_ROR_2_MISO_W | PJM_ROR | MISO_W | Internal | Summer | B5 | 200 | 709 | 149.54 | 63.35 | 65.35 | 2 | 0
2025 | PJM_ROR_2_MISO_W | PJM_ROR | MISO_W | Internal | Summer | B6 | 300 | 709 | 0 | 55.76 | 55.48 | 2 | 0
2025 | PJM_ROR_2_MISO_W | PJM_ROR | MISO_W | Internal | Summer | B7 | 400 | 709 | 0 | 47.31 | 45.83 | 2 | 0
2025 | PJM_ROR_2_MISO_W | PJM_ROR | MISO_W | Internal | Summer | B8 | 500 | 709 | 0 | 42.46 | 40.67 | 2 | 0
2025 | PJM_ROR_2_MISO_W | PJM_ROR | MISO_W | Internal | Summer | B9 | 800 | 709 | 0 | 40.93 | 40.49 | 2 | 0
2025 | PJM_ROR_2_MISO_W | PJM_ROR | MISO_W | Internal | Summer | B10 | 1262 | 709 | 0 | 38.54 | 37.14 | 2 | 0
2025 | PJM_ROR_2_MISO_W | PJM_ROR | MISO_W | Internal | Winter | B16 | 25 | 709 | 0 | 66.4 | 64.39 | 2 | 0
2025 | PJM_ROR_2_MISO_W | PJM_ROR | MISO_W | Internal | Winter | B17 | 100 | 709 | 0 | 55.45 | 49.81 | 2 | 0
2025 | PJM_ROR_2_MISO_W | PJM_ROR | MISO_W | Internal | Winter | B18 | 400 | 709 | 0 | 49.21 | 47.21 | 2 | 0
2025 | PJM_ROR_2_MISO_W | PJM_ROR | MISO_W | Internal | Winter | B19 | 700 | 709 | 0 | 47.3 | 45.32 | 2 | 0
2025 | PJM_ROR_2_MISO_W | PJM_ROR | MISO_W | Internal | Winter | B20 | 935 | 709 | 0 | 42.05 | 40.06 | 2 | 0
2025 | PJM_ROR_2_MISO_WUMS | PJM_ROR | MISO_WUMS | Internal | Shoulder | B11 | 25 | 1467 | 0 | 62.46 | 60.46 | 2 | 0
2025 | PJM_ROR_2_MISO_WUMS | PJM_ROR | MISO_WUMS | Internal | Shoulder | B12 | 200 | 1467 | 0 | 53.06 | 51.04 | 2 | 0
2025 | PJM_ROR_2_MISO_WUMS | PJM_ROR | MISO_WUMS | Internal | Shoulder | B13 | 600 | 1467 | 0 | 47.11 | 45.1 | 2 | 0
2025 | PJM_ROR_2_MISO_WUMS | PJM_ROR | MISO_WUMS | Internal | Shoulder | B14 | 900 | 1467 | 0 | 45.8 | 42.47 | 2 | 0
2025 | PJM_ROR_2_MISO_WUMS | PJM_ROR | MISO_WUMS | Internal | Shoulder | B15 | 1203 | 1467 | 0 | 41.88 | 41.15 | 2 | 0
2025 | PJM_ROR_2_MISO_WUMS | PJM_ROR | MISO_WUMS | Internal | Summer | B1 | 10 | 1467 | 0 | 86.14 | 70.76 | 2 | 0
2025 | PJM_ROR_2_MISO_WUMS | PJM_ROR | MISO_WUMS | Internal | Summer | B2 | 25 | 1467 | 0 | 73.43 | 70.76 | 2 | 0
2025 | PJM_ROR_2_MISO_WUMS | PJM_ROR | MISO_WUMS | Internal | Summer | B3 | 75 | 1467 | 0 | 68.43 | 66.56 | 2 | 0
2025 | PJM_ROR_2_MISO_WUMS | PJM_ROR | MISO_WUMS | Internal | Summer | B4 | 100 | 1467 | 0 | 68.43 | 66.43 | 2 | 0
2025 | PJM_ROR_2_MISO_WUMS | PJM_ROR | MISO_WUMS | Internal | Summer | B5 | 200 | 1467 | 0 | 63.35 | 61.35 | 2 | 0
2025 | PJM_ROR_2_MISO_WUMS | PJM_ROR | MISO_WUMS | Internal | Summer | B6 | 300 | 1467 | 0 | 55.76 | 52.25 | 2 | 0
2025 | PJM_ROR_2_MISO_WUMS | PJM_ROR | MISO_WUMS | Internal | Summer | B7 | 400 | 1467 | 0 | 47.31 | 43.48 | 2 | 0
2025 | PJM_ROR_2_MISO_WUMS | PJM_ROR | MISO_WUMS | Internal | Summer | B8 | 500 | 1467 | 0 | 42.46 | 40.46 | 2 | 0
2025 | PJM_ROR_2_MISO_WUMS | PJM_ROR | MISO_WUMS | Internal | Summer | B9 | 800 | 1467 | 0 | 40.93 | 40.11 | 2 | 0
2025 | PJM_ROR_2_MISO_WUMS | PJM_ROR | MISO_WUMS | Internal | Summer | B10 | 1262 | 1467 | 0 | 38.54 | 37.15 | 2 | 0
2025 | PJM_ROR_2_MISO_WUMS | PJM_ROR | MISO_WUMS | Internal | Winter | B16 | 25 | 1467 | 0 | 66.4 | 64.37 | 2 | 0
2025 | PJM_ROR_2_MISO_WUMS | PJM_ROR | MISO_WUMS | Internal | Winter | B17 | 100 | 1467 | 0 | 55.45 | 49.8 | 2 | 0
2025 | PJM_ROR_2_MISO_WUMS | PJM_ROR | MISO_WUMS | Internal | Winter | B18 | 400 | 1467 | 0 | 49.21 | 47.2 | 2 | 0
2025 | PJM_ROR_2_MISO_WUMS | PJM_ROR | MISO_WUMS | Internal | Winter | B19 | 700 | 1467 | 0 | 47.3 | 45.3 | 2 | 0
2025 | PJM_ROR_2_MISO_WUMS | PJM_ROR | MISO_WUMS | Internal | Winter | B20 | 935 | 1467 | 0 | 42.05 | 40.08 | 2 | 0
2025 | PJM_ROR_2_PJM_ROM | PJM_ROR | PJM_ROM | Internal | Shoulder | B11 | 25 | 8000 | 0 | 62.46 | 62.45 | 0.01 | 0
2025 | PJM_ROR_2_PJM_ROM | PJM_ROR | PJM_ROM | Internal | Shoulder | B12 | 200 | 8000 | 0 | 53.06 | 53.05 | 0.01 | 0
2025 | PJM_ROR_2_PJM_ROM | PJM_ROR | PJM_ROM | Internal | Shoulder | B13 | 600 | 8000 | 0 | 47.11 | 47.1 | 0.01 | 0
2025 | PJM_ROR_2_PJM_ROM | PJM_ROR | PJM_ROM | Internal | Shoulder | B14 | 900 | 8000 | 1676.7 | 45.8 | 45.82 | 0.01 | 0
2025 | PJM_ROR_2_PJM_ROM | PJM_ROR | PJM_ROM | Internal | Shoulder | B15 | 1203 | 8000 | 2988.49 | 41.88 | 41.89 | 0.01 | 0
2025 | PJM_ROR_2_PJM_ROM | PJM_ROR | PJM_ROM | Internal | Summer | B1 | 10 | 8000 | 2514.58 | 86.14 | 86.15 | 0.01 | 0
2025 | PJM_ROR_2_PJM_ROM | PJM_ROR | PJM_ROM | Internal | Summer | B2 | 25 | 8000 | 2154.24 | 73.43 | 73.44 | 0.01 | 0
2025 | PJM_ROR_2_PJM_ROM | PJM_ROR | PJM_ROM | Internal | Summer | B3 | 75 | 8000 | 0 | 68.43 | 68.42 | 0.01 | 0
2025 | PJM_ROR_2_PJM_ROM | PJM_ROR | PJM_ROM | Internal | Summer | B4 | 100 | 8000 | 0 | 68.43 | 68.42 | 0.01 | 0
2025 | PJM_ROR_2_PJM_ROM | PJM_ROR | PJM_ROM | Internal | Summer | B5 | 200 | 8000 | 0 | 63.35 | 63.34 | 0.01 | 0
2025 | PJM_ROR_2_PJM_ROM | PJM_ROR | PJM_ROM | Internal | Summer | B6 | 300 | 8000 | 0 | 55.76 | 55.74 | 0.01 | 0
2025 | PJM_ROR_2_PJM_ROM | PJM_ROR | PJM_ROM | Internal | Summer | B7 | 400 | 8000 | 244.96 | 47.31 | 47.33 | 0.01 | 0
2025 | PJM_ROR_2_PJM_ROM | PJM_ROR | PJM_ROM | Internal | Summer | B8 | 500 | 8000 | 1715.11 | 42.46 | 42.47 | 0.01 | 0
2025 | PJM_ROR_2_PJM_ROM | PJM_ROR | PJM_ROM | Internal | Summer | B9 | 800 | 8000 | 3033.43 | 40.93 | 40.94 | 0.01 | 0
2025 | PJM_ROR_2_PJM_ROM | PJM_ROR | PJM_ROM | Internal | Summer | B10 | 1262 | 8000 | 2823.15 | 38.54 | 38.55 | 0.01 | 0
2025 | PJM_ROR_2_PJM_ROM | PJM_ROR | PJM_ROM | Internal | Winter | B16 | 25 | 8000 | 1412.51 | 66.4 | 66.41 | 0.01 | 0
2025 | PJM_ROR_2_PJM_ROM | PJM_ROR | PJM_ROM | Internal | Winter | B17 | 100 | 8000 | 2280.04 | 55.45 | 55.46 | 0.01 | 0
2025 | PJM_ROR_2_PJM_ROM | PJM_ROR | PJM_ROM | Internal | Winter | B18 | 400 | 8000 | 6541.41 | 49.21 | 49.23 | 0.01 | 0
2025 | PJM_ROR_2_PJM_ROM | PJM_ROR | PJM_ROM | Internal | Winter | B19 | 700 | 8000 | 6503.27 | 47.3 | 47.32 | 0.01 | 0
2025 | PJM_ROR_2_PJM_ROM | PJM_ROR | PJM_ROM | Internal | Winter | B20 | 935 | 8000 | 5919.78 | 42.05 | 42.06 | 0.01 | 0
2025 | PJM_ROR_2_TVA_Transmission | PJM_ROR | TVA_Transmission | Internal | Shoulder | B11 | 25 | 2500 | 0 | 62.46 | 67.87 | 6 | 0
2025 | PJM_ROR_2_TVA_Transmission | PJM_ROR | TVA_Transmission | Internal | Shoulder | B12 | 200 | 2500 | 0 | 53.06 | 53.11 | 6 | 0
2025 | PJM_ROR_2_TVA_Transmission | PJM_ROR | TVA_Transmission | Internal | Shoulder | B13 | 600 | 2500 | 0 | 47.11 | 49.27 | 6 | 0
2025 | PJM_ROR_2_TVA_Transmission | PJM_ROR | TVA_Transmission | Internal | Shoulder | B14 | 900 | 2500 | 0 | 45.8 | 48.33 | 6 | 0
2025 | PJM_ROR_2_TVA_Transmission | PJM_ROR | TVA_Transmission | Internal | Shoulder | B15 | 1203 | 2500 | 0 | 41.88 | 46.59 | 6 | 0
2025 | PJM_ROR_2_TVA_Transmission | PJM_ROR | TVA_Transmission | Internal | Summer | B1 | 10 | 2500 | 0 | 86.14 | 83.14 | 6 | 0
2025 | PJM_ROR_2_TVA_Transmission | PJM_ROR | TVA_Transmission | Internal | Summer | B2 | 25 | 2500 | 906.02 | 73.43 | 79.43 | 6 | 0
2025 | PJM_ROR_2_TVA_Transmission | PJM_ROR | TVA_Transmission | Internal | Summer | B3 | 75 | 2500 | 904.54 | 68.43 | 74.43 | 6 | 0
2025 | PJM_ROR_2_TVA_Transmission | PJM_ROR | TVA_Transmission | Internal | Summer | B4 | 100 | 2500 | 118.47 | 68.43 | 74.43 | 6 | 0
2025 | PJM_ROR_2_TVA_Transmission | PJM_ROR | TVA_Transmission | Internal | Summer | B5 | 200 | 2500 | 20.07 | 63.35 | 69.35 | 6 | 0
2025 | PJM_ROR_2_TVA_Transmission | PJM_ROR | TVA_Transmission | Internal | Summer | B6 | 300 | 2500 | 0 | 55.76 | 60.54 | 6 | 0
2025 | PJM_ROR_2_TVA_Transmission | PJM_ROR | TVA_Transmission | Internal | Summer | B7 | 400 | 2500 | 0 | 47.31 | 52.58 | 6 | 0
2025 | PJM_ROR_2_TVA_Transmission | PJM_ROR | TVA_Transmission | Internal | Summer | B8 | 500 | 2500 | 0 | 42.46 | 46.46 | 6 | 0
2025 | PJM_ROR_2_TVA_Transmission | PJM_ROR | TVA_Transmission | Internal | Summer | B9 | 800 | 2500 | 0 | 40.93 | 45.67 | 6 | 0
2025 | PJM_ROR_2_TVA_Transmission | PJM_ROR | TVA_Transmission | Internal | Summer | B10 | 1262 | 2500 | 0 | 38.54 | 42.6 | 6 | 0
2025 | PJM_ROR_2_TVA_Transmission | PJM_ROR | TVA_Transmission | Internal | Winter | B16 | 25 | 2500 | 62.82 | 66.4 | 72.4 | 6 | 0
2025 | PJM_ROR_2_TVA_Transmission | PJM_ROR | TVA_Transmission | Internal | Winter | B17 | 100 | 2500 | 0 | 55.45 | 55.32 | 6 | 0
2025 | PJM_ROR_2_TVA_Transmission | PJM_ROR | TVA_Transmission | Internal | Winter | B18 | 400 | 2500 | 0 | 49.21 | 50.69 | 6 | 0
2025 | PJM_ROR_2_TVA_Transmission | PJM_ROR | TVA_Transmission | Internal | Winter | B19 | 700 | 2500 | 0 | 47.3 | 48.87 | 6 | 0
2025 | PJM_ROR_2_TVA_Transmission | PJM_ROR | TVA_Transmission | Internal | Winter | B20 | 935 | 2500 | 0 | 42.05 | 46.5 | 6 | 0
2025 | PJM_ROR_2_VACAR | PJM_ROR | VACAR | Internal | Shoulder | B11 | 25 | 3000 | 2656.33 | 62.46 | 68.46 | 6 | 0
2025 | PJM_ROR_2_VACAR | PJM_ROR | VACAR | Internal | Shoulder | B12 | 200 | 3000 | 39.45 | 53.06 | 59.06 | 6 | 0
2025 | PJM_ROR_2_VACAR | PJM_ROR | VACAR | Internal | Shoulder | B13 | 600 | 3000 | 0 | 47.11 | 50.45 | 6 | 0
2025 | PJM_ROR_2_VACAR | PJM_ROR | VACAR | Internal | Shoulder | B14 | 900 | 3000 | 0 | 45.8 | 50.45 | 6 | 0
2025 | PJM_ROR_2_VACAR | PJM_ROR | VACAR | Internal | Shoulder | B15 | 1203 | 3000 | 0 | 41.88 | 46.39 | 6 | 0
2025 | PJM_ROR_2_VACAR | PJM_ROR | VACAR | Internal | Summer | B1 | 10 | 3000 | 1066.18 | 86.14 | 92.14 | 6 | 0
2025 | PJM_ROR_2_VACAR | PJM_ROR | VACAR | Internal | Summer | B2 | 25 | 3000 | 3000 | 73.43 | 80.6 | 6 | 1.17
2025 | PJM_ROR_2_VACAR | PJM_ROR | VACAR | Internal | Summer | B3 | 75 | 3000 | 3000 | 68.43 | 80.6 | 6 | 6.17
2025 | PJM_ROR_2_VACAR | PJM_ROR | VACAR | Internal | Summer | B4 | 100 | 3000 | 3000 | 68.43 | 78.98 | 6 | 4.56
2025 | PJM_ROR_2_VACAR | PJM_ROR | VACAR | Internal | Summer | B5 | 200 | 3000 | 3000 | 63.35 | 70.11 | 6 | 0.76
2025 | PJM_ROR_2_VACAR | PJM_ROR | VACAR | Internal | Summer | B6 | 300 | 3000 | 1996.86 | 55.76 | 61.76 | 6 | 0
2025 | PJM_ROR_2_VACAR | PJM_ROR | VACAR | Internal | Summer | B7 | 400 | 3000 | 2836.56 | 47.31 | 53.31 | 6 | 0
2025 | PJM_ROR_2_VACAR | PJM_ROR | VACAR | Internal | Summer | B8 | 500 | 3000 | 0 | 42.46 | 48.38 | 6 | 0
2025 | PJM_ROR_2_VACAR | PJM_ROR | VACAR | Internal | Summer | B9 | 800 | 3000 | 0 | 40.93 | 45.15 | 6 | 0
2025 | PJM_ROR_2_VACAR | PJM_ROR | VACAR | Internal | Summer | B10 | 1262 | 3000 | 1700.61 | 38.54 | 44.54 | 6 | 0
2025 | PJM_ROR_2_VACAR | PJM_ROR | VACAR | Internal | Winter | B16 | 25 | 3000 | 3000 | 66.4 | 81.4 | 6 | 9
2025 | PJM_ROR_2_VACAR | PJM_ROR | VACAR | Internal | Winter | B17 | 100 | 3000 | 1095.09 | 55.45 | 61.45 | 6 | 0
2025 | PJM_ROR_2_VACAR | PJM_ROR | VACAR | Internal | Winter | B18 | 400 | 3000 | 0 | 49.21 | 50.54 | 6 | 0
2025 | PJM_ROR_2_VACAR | PJM_ROR | VACAR | Internal | Winter | B19 | 700 | 3000 | 0 | 47.3 | 50.54 | 6 | 0
2025 | PJM_ROR_2_VACAR | PJM_ROR | VACAR | Internal | Winter | B20 | 935 | 3000 | 1084.33 | 42.05 | 48.05 | 6 | 0
2025 | PJM_ROM_2_NYISO_A-F | PJM_ROM | NYISO_A-F | Internal | Shoulder | B11 | 25 | 2000 | 0 | 62.45 | 43.47 | 6 | 0
2025 | PJM_ROM_2_NYISO_A-F | PJM_ROM | NYISO_A-F | Internal | Shoulder | B12 | 200 | 2000 | 0 | 53.05 | 43.76 | 6 | 0
2025 | PJM_ROM_2_NYISO_A-F | PJM_ROM | NYISO_A-F | Internal | Shoulder | B13 | 600 | 2000 | 0 | 47.1 | 43.47 | 6 | 0
2025 | PJM_ROM_2_NYISO_A-F | PJM_ROM | NYISO_A-F | Internal | Shoulder | B14 | 900 | 2000 | 0 | 45.82 | 43.31 | 6 | 0
2025 | PJM_ROM_2_NYISO_A-F | PJM_ROM | NYISO_A-F | Internal | Shoulder | B15 | 1203 | 2000 | 0 | 41.89 | 43.31 | 6 | 0
2025 | PJM_ROM_2_NYISO_A-F | PJM_ROM | NYISO_A-F | Internal | Summer | B1 | 10 | 2000 | 0 | 86.15 | 75.16 | 6 | 0
2025 | PJM_ROM_2_NYISO_A-F | PJM_ROM | NYISO_A-F | Internal | Summer | B2 | 25 | 2000 | 0 | 73.44 | 70.9 | 6 | 0
2025 | PJM_ROM_2_NYISO_A-F | PJM_ROM | NYISO_A-F | Internal | Summer | B3 | 75 | 2000 | 0 | 68.42 | 56.64 | 6 | 0
2025 | PJM_ROM_2_NYISO_A-F | PJM_ROM | NYISO_A-F | Internal | Summer | B4 | 100 | 2000 | 0 | 68.42 | 51.3 | 6 | 0
2025 | PJM_ROM_2_NYISO_A-F | PJM_ROM | NYISO_A-F | Internal | Summer | B5 | 200 | 2000 | 0 | 63.34 | 48.41 | 6 | 0
2025 | PJM_ROM_2_NYISO_A-F | PJM_ROM | NYISO_A-F | Internal | Summer | B6 | 300 | 2000 | 0 | 55.74 | 48.41 | 6 | 0
2025 | PJM_ROM_2_NYISO_A-F | PJM_ROM | NYISO_A-F | Internal | Summer | B7 | 400 | 2000 | 0 | 47.33 | 45.31 | 6 | 0
2025 | PJM_ROM_2_NYISO_A-F | PJM_ROM | NYISO_A-F | Internal | Summer | B8 | 500 | 2000 | 0 | 42.47 | 42.19 | 6 | 0
2025 | PJM_ROM_2_NYISO_A-F | PJM_ROM | NYISO_A-F | Internal | Summer | B9 | 800 | 2000 | 0 | 40.94 | 40.7 | 6 | 0
2025 | PJM_ROM_2_NYISO_A-F | PJM_ROM | NYISO_A-F | Internal | Summer | B10 | 1262 | 2000 | 0 | 38.55 | 40.7 | 6 | 0
2025 | PJM_ROM_2_NYISO_A-F | PJM_ROM | NYISO_A-F | Internal | Winter | B16 | 25 | 2000 | 0 | 66.41 | 50.39 | 6 | 0
2025 | PJM_ROM_2_NYISO_A-F | PJM_ROM | NYISO_A-F | Internal | Winter | B17 | 100 | 2000 | 0 | 55.46 | 48.19 | 6 | 0
2025 | PJM_ROM_2_NYISO_A-F | PJM_ROM | NYISO_A-F | Internal | Winter | B18 | 400 | 2000 | 0 | 49.23 | 47.21 | 6 | 0
2025 | PJM_ROM_2_NYISO_A-F | PJM_ROM | NYISO_A-F | Internal | Winter | B19 | 700 | 2000 | 0 | 47.32 | 47.21 | 6 | 0
2025 | PJM_ROM_2_NYISO_A-F | PJM_ROM | NYISO_A-F | Internal | Winter | B20 | 935 | 2000 | 0 | 42.06 | 47.21 | 6 | 0
2025 | PJM_ROM_2_PJM_E | PJM_ROM | PJM_E | Internal | Shoulder | B11 | 25 | 8000 | 0 | 62.45 | 62.43 | 0.01 | 0
2025 | PJM_ROM_2_PJM_E | PJM_ROM | PJM_E | Internal | Shoulder | B12 | 200 | 8000 | 0 | 53.05 | 53.04 | 0.01 | 0
2025 | PJM_ROM_2_PJM_E | PJM_ROM | PJM_E | Internal | Shoulder | B13 | 600 | 8000 | 0 | 47.1 | 47.09 | 0.01 | 0
2025 | PJM_ROM_2_PJM_E | PJM_ROM | PJM_E | Internal | Shoulder | B14 | 900 | 8000 | 0 | 45.82 | 45.8 | 0.01 | 0
2025 | PJM_ROM_2_PJM_E | PJM_ROM | PJM_E | Internal | Shoulder | B15 | 1203 | 8000 | 264.83 | 41.89 | 41.9 | 0.01 | 0
2025 | PJM_ROM_2_PJM_E | PJM_ROM | PJM_E | Internal | Summer | B1 | 10 | 8000 | 2605.18 | 86.15 | 86.16 | 0.01 | 0
2025 | PJM_ROM_2_PJM_E | PJM_ROM | PJM_E | Internal | Summer | B2 | 25 | 8000 | 1771.49 | 73.44 | 73.45 | 0.01 | 0
2025 | PJM_ROM_2_PJM_E | PJM_ROM | PJM_E | Internal | Summer | B3 | 75 | 8000 | 0 | 68.42 | 68.4 | 0.01 | 0
2025 | PJM_ROM_2_PJM_E | PJM_ROM | PJM_E | Internal | Summer | B4 | 100 | 8000 | 0 | 68.42 | 68.4 | 0.01 | 0
2025 | PJM_ROM_2_PJM_E | PJM_ROM | PJM_E | Internal | Summer | B5 | 200 | 8000 | 0 | 63.34 | 63.33 | 0.01 | 0
2025 | PJM_ROM_2_PJM_E | PJM_ROM | PJM_E | Internal | Summer | B6 | 300 | 8000 | 0 | 55.74 | 55.73 | 0.01 | 0
2025 | PJM_ROM_2_PJM_E | PJM_ROM | PJM_E | Internal | Summer | B7 | 400 | 8000 | 0 | 47.33 | 47.31 | 0.01 | 0
2025 | PJM_ROM_2_PJM_E | PJM_ROM | PJM_E | Internal | Summer | B8 | 500 | 8000 | 111.45 | 42.47 | 42.49 | 0.01 | 0
2025 | PJM_ROM_2_PJM_E | PJM_ROM | PJM_E | Internal | Summer | B9 | 800 | 8000 | 2281.93 | 40.94 | 40.95 | 0.01 | 0
2025 | PJM_ROM_2_PJM_E | PJM_ROM | PJM_E | Internal | Summer | B10 | 1262 | 8000 | 7.94 | 38.55 | 38.56 | 0.01 | 0
2025 | PJM_ROM_2_PJM_E | PJM_ROM | PJM_E | Internal | Winter | B16 | 25 | 8000 | 546.24 | 66.41 | 66.42 | 0.01 | 0
2025 | PJM_ROM_2_PJM_E | PJM_ROM | PJM_E | Internal | Winter | B17 | 100 | 8000 | 0 | 55.46 | 55.45 | 0.01 | 0
2025 | PJM_ROM_2_PJM_E | PJM_ROM | PJM_E | Internal | Winter | B18 | 400 | 8000 | 4459.38 | 49.23 | 49.24 | 0.01 | 0
2025 | PJM_ROM_2_PJM_E | PJM_ROM | PJM_E | Internal | Winter | B19 | 700 | 8000 | 3381.9 | 47.32 | 47.33 | 0.01 | 0
2025 | PJM_ROM_2_PJM_E | PJM_ROM | PJM_E | Internal | Winter | B20 | 935 | 8000 | 4098.67 | 42.06 | 42.08 | 0.01 | 0
2025 | PJM_ROM_2_PJM_ROR | PJM_ROM | PJM_ROR | Internal | Shoulder | B11 | 25 | 8000 | 4039.49 | 62.45 | 62.46 | 0.01 | 0
2025 | PJM_ROM_2_PJM_ROR | PJM_ROM | PJM_ROR | Internal | Shoulder | B12 | 200 | 8000 | 1229.97 | 53.05 | 53.06 | 0.01 | 0
2025 | PJM_ROM_2_PJM_ROR | PJM_ROM | PJM_ROR | Internal | Shoulder | B13 | 600 | 8000 | 776.25 | 47.1 | 47.11 | 0.01 | 0
2025 | PJM_ROM_2_PJM_ROR | PJM_ROM | PJM_ROR | Internal | Shoulder | B14 | 900 | 8000 | 0 | 45.82 | 45.8 | 0.01 | 0
2025 | PJM_ROM_2_PJM_ROR | PJM_ROM | PJM_ROR | Internal | Shoulder | B15 | 1203 | 8000 | 0 | 41.89 | 41.88 | 0.01 | 0
2025 | PJM_ROM_2_PJM_ROR | PJM_ROM | PJM_ROR | Internal | Summer | B1 | 10 | 8000 | 0 | 86.15 | 86.14 | 0.01 | 0
2025 | PJM_ROM_2_PJM_ROR | PJM_ROM | PJM_ROR | Internal | Summer | B2 | 25 | 8000 | 0 | 73.44 | 73.43 | 0.01 | 0
2025 | PJM_ROM_2_PJM_ROR | PJM_ROM | PJM_ROR | Internal | Summer | B3 | 75 | 8000 | 3508.15 | 68.42 | 68.43 | 0.01 | 0
2025 | PJM_ROM_2_PJM_ROR | PJM_ROM | PJM_ROR | Internal | Summer | B4 | 100 | 8000 | 6746.08 | 68.42 | 68.43 | 0.01 | 0
2025 | PJM_ROM_2_PJM_ROR | PJM_ROM | PJM_ROR | Internal | Summer | B5 | 200 | 8000 | 5209.05 | 63.34 | 63.35 | 0.01 | 0
2025 | PJM_ROM_2_PJM_ROR | PJM_ROM | PJM_ROR | Internal | Summer | B6 | 300 | 8000 | 452.11 | 55.74 | 55.76 | 0.01 | 0
2025 | PJM_ROM_2_PJM_ROR | PJM_ROM | PJM_ROR | Internal | Summer | B7 | 400 | 8000 | 0 | 47.33 | 47.31 | 0.01 | 0
2025 | PJM_ROM_2_PJM_ROR | PJM_ROM | PJM_ROR | Internal | Summer | B8 | 500 | 8000 | 0 | 42.47 | 42.46 | 0.01 | 0
2025 | PJM_ROM_2_PJM_ROR | PJM_ROM | PJM_ROR | Internal | Summer | B9 | 800 | 8000 | 0 | 40.94 | 40.93 | 0.01 | 0
2025 | PJM_ROM_2_PJM_ROR | PJM_ROM | PJM_ROR | Internal | Summer | B10 | 1262 | 8000 | 0 | 38.55 | 38.54 | 0.01 | 0
2025 | PJM_ROM_2_PJM_ROR | PJM_ROM | PJM_ROR | Internal | Winter | B16 | 25 | 8000 | 0 | 66.41 | 66.4 | 0.01 | 0
2025 | PJM_ROM_2_PJM_ROR | PJM_ROM | PJM_ROR | Internal | Winter | B17 | 100 | 8000 | 0 | 55.46 | 55.45 | 0.01 | 0
2025 | PJM_ROM_2_PJM_ROR | PJM_ROM | PJM_ROR | Internal | Winter | B18 | 400 | 8000 | 0 | 49.23 | 49.21 | 0.01 | 0
2025 | PJM_ROM_2_PJM_ROR | PJM_ROM | PJM_ROR | Internal | Winter | B19 | 700 | 8000 | 0 | 47.32 | 47.3 | 0.01 | 0
2025 | PJM_ROM_2_PJM_ROR | PJM_ROM | PJM_ROR | Internal | Winter | B20 | 935 | 8000 | 0 | 42.06 | 42.05 | 0.01 | 0
2025 | SOCO_2_FRCC | SOCO | FRCC | Internal | Shoulder | B11 | 25 | 3700 | 856.11 | 76.13 | 86.13 | 10 | 0
2025 | SOCO_2_FRCC | SOCO | FRCC | Internal | Shoulder | B12 | 200 | 3700 | 1177.59 | 49.65 | 59.65 | 10 | 0
2025 | SOCO_2_FRCC | SOCO | FRCC | Internal | Shoulder | B13 | 600 | 3700 | 0 | 46.88 | 54.36 | 10 | 0
2025 | SOCO_2_FRCC | SOCO | FRCC | Internal | Shoulder | B14 | 900 | 3700 | 0 | 46.88 | 52.56 | 10 | 0
2025 | SOCO_2_FRCC | SOCO | FRCC | Internal | Shoulder | B15 | 1203 | 3700 | 0 | 46.88 | 52.12 | 10 | 0
2025 | SOCO_2_FRCC | SOCO | FRCC | Internal | Summer | B1 | 10 | 3700 | 1064.83 | 88.14 | 98.14 | 10 | 0
2025 | SOCO_2_FRCC | SOCO | FRCC | Internal | Summer | B2 | 25 | 3700 | 0 | 78.61 | 84.92 | 10 | 0
2025 | SOCO_2_FRCC | SOCO | FRCC | Internal | Summer | B3 | 75 | 3700 | 0 | 78.61 | 84.92 | 10 | 0
2025 | SOCO_2_FRCC | SOCO | FRCC | Internal | Summer | B4 | 100 | 3700 | 0 | 77.11 | 84.92 | 10 | 0
2025 | SOCO_2_FRCC | SOCO | FRCC | Internal | Summer | B5 | 200 | 3700 | 0 | 77.11 | 84.92 | 10 | 0
2025 | SOCO_2_FRCC | SOCO | FRCC | Internal | Summer | B6 | 300 | 3700 | 558.93 | 68.76 | 78.76 | 10 | 0
2025 | SOCO_2_FRCC | SOCO | FRCC | Internal | Summer | B7 | 400 | 3700 | 2244.03 | 61.31 | 71.31 | 10 | 0
2025 | SOCO_2_FRCC | SOCO | FRCC | Internal | Summer | B8 | 500 | 3700 | 272.1 | 50.99 | 60.99 | 10 | 0
2025 | SOCO_2_FRCC | SOCO | FRCC | Internal | Summer | B9 | 800 | 3700 | 0 | 45.53 | 53.55 | 10 | 0
2025 | SOCO_2_FRCC | SOCO | FRCC | Internal | Summer | B10 | 1262 | 3700 | 0 | 45.53 | 51.34 | 10 | 0
2025 | SOCO_2_FRCC | SOCO | FRCC | Internal | Winter | B16 | 25 | 3700 | 0 | 78.26 | 88.19 | 10 | 0
2025 | SOCO_2_FRCC | SOCO | FRCC | Internal | Winter | B17 | 100 | 3700 | 1156.64 | 51.45 | 61.45 | 10 | 0
2025 | SOCO_2_FRCC | SOCO | FRCC | Internal | Winter | B18 | 400 | 3700 | 0 | 49.67 | 56.86 | 10 | 0
2025 | SOCO_2_FRCC | SOCO | FRCC | Internal | Winter | B19 | 700 | 3700 | 0 | 49.67 | 54.51 | 10 | 0
2025 | SOCO_2_FRCC | SOCO | FRCC | Internal | Winter | B20 | 935 | 3700 | 0 | 49.67 | 54.51 | 10 | 0
2025 | SOCO_2_VACAR | SOCO | VACAR | Internal | Shoulder | B11 | 25 | 2000 | 0 | 76.13 | 68.46 | 10 | 0
2025 | SOCO_2_VACAR | SOCO | VACAR | Internal | Shoulder | B12 | 200 | 2000 | 0 | 49.65 | 59.06 | 10 | 0
2025 | SOCO_2_VACAR | SOCO | VACAR | Internal | Shoulder | B13 | 600 | 2000 | 0 | 46.88 | 50.45 | 10 | 0
2025 | SOCO_2_VACAR | SOCO | VACAR | Internal | Shoulder | B14 | 900 | 2000 | 0 | 46.88 | 50.45 | 10 | 0
2025 | SOCO_2_VACAR | SOCO | VACAR | Internal | Shoulder | B15 | 1203 | 2000 | 0 | 46.88 | 46.39 | 10 | 0
2025 | SOCO_2_VACAR | SOCO | VACAR | Internal | Summer | B1 | 10 | 2000 | 0 | 88.14 | 92.14 | 10 | 0
2025 | SOCO_2_VACAR | SOCO | VACAR | Internal | Summer | B2 | 25 | 2000 | 0 | 78.61 | 80.6 | 10 | 0
2025 | SOCO_2_VACAR | SOCO | VACAR | Internal | Summer | B3 | 75 | 2000 | 0 | 78.61 | 80.6 | 10 | 0
2025 | SOCO_2_VACAR | SOCO | VACAR | Internal | Summer | B4 | 100 | 2000 | 0 | 77.11 | 78.98 | 10 | 0
2025 | SOCO_2_VACAR | SOCO | VACAR | Internal | Summer | B5 | 200 | 2000 | 0 | 77.11 | 70.11 | 10 | 0
2025 | SOCO_2_VACAR | SOCO | VACAR | Internal | Summer | B6 | 300 | 2000 | 0 | 68.76 | 61.76 | 10 | 0
2025 | SOCO_2_VACAR | SOCO | VACAR | Internal | Summer | B7 | 400 | 2000 | 0 | 61.31 | 53.31 | 10 | 0
2025 | SOCO_2_VACAR | SOCO | VACAR | Internal | Summer | B8 | 500 | 2000 | 0 | 50.99 | 48.38 | 10 | 0
2025 | SOCO_2_VACAR | SOCO | VACAR | Internal | Summer | B9 | 800 | 2000 | 0 | 45.53 | 45.15 | 10 | 0
2025 | SOCO_2_VACAR | SOCO | VACAR | Internal | Summer | B10 | 1262 | 2000 | 0 | 45.53 | 44.54 | 10 | 0
2025 | SOCO_2_VACAR | SOCO | VACAR | Internal | Winter | B16 | 25 | 2000 | 0 | 78.26 | 81.4 | 10 | 0
2025 | SOCO_2_VACAR | SOCO | VACAR | Internal | Winter | B17 | 100 | 2000 | 64.87 | 51.45 | 61.45 | 10 | 0
2025 | SOCO_2_VACAR | SOCO | VACAR | Internal | Winter | B18 | 400 | 2000 | 0 | 49.67 | 50.54 | 10 | 0
2025 | SOCO_2_VACAR | SOCO | VACAR | Internal | Winter | B19 | 700 | 2000 | 0 | 49.67 | 50.54 | 10 | 0
2025 | SOCO_2_VACAR | SOCO | VACAR | Internal | Winter | B20 | 935 | 2000 | 0 | 49.67 | 48.05 | 10 | 0
2025 | SPP_N_2_ENT | SPP_N | ENT | Internal | Shoulder | B11 | 25 | 1800 | 0 | 70.09 | 69.71 | 5 | 0
2025 | SPP_N_2_ENT | SPP_N | ENT | Internal | Shoulder | B12 | 200 | 1800 | 0 | 51.06 | 46.83 | 5 | 0
2025 | SPP_N_2_ENT | SPP_N | ENT | Internal | Shoulder | B13 | 600 | 1800 | 0 | 46.45 | 46.83 | 5 | 0
2025 | SPP_N_2_ENT | SPP_N | ENT | Internal | Shoulder | B14 | 900 | 1800 | 0 | 45.56 | 46.5 | 5 | 0
2025 | SPP_N_2_ENT | SPP_N | ENT | Internal | Shoulder | B15 | 1203 | 1800 | 0 | 44.87 | 45.25 | 5 | 0
2025 | SPP_N_2_ENT | SPP_N | ENT | Internal | Summer | B1 | 10 | 1800 | 103.89 | 75.14 | 80.14 | 5 | 0
2025 | SPP_N_2_ENT | SPP_N | ENT | Internal | Summer | B2 | 25 | 1800 | 0 | 73.59 | 75.69 | 5 | 0
2025 | SPP_N_2_ENT | SPP_N | ENT | Internal | Summer | B3 | 75 | 1800 | 0 | 73.59 | 75.69 | 5 | 0
2025 | SPP_N_2_ENT | SPP_N | ENT | Internal | Summer | B4 | 100 | 1800 | 0 | 73.59 | 75.69 | 5 | 0
2025 | SPP_N_2_ENT | SPP_N | ENT | Internal | Summer | B5 | 200 | 1800 | 0 | 67.65 | 69.11 | 5 | 0
2025 | SPP_N_2_ENT | SPP_N | ENT | Internal | Summer | B6 | 300 | 1800 | 0 | 62.48 | 61.77 | 5 | 0
2025 | SPP_N_2_ENT | SPP_N | ENT | Internal | Summer | B7 | 400 | 1800 | 0 | 52.83 | 53.31 | 5 | 0
2025 | SPP_N_2_ENT | SPP_N | ENT | Internal | Summer | B8 | 500 | 1800 | 0 | 45.33 | 45.36 | 5 | 0
2025 | SPP_N_2_ENT | SPP_N | ENT | Internal | Summer | B9 | 800 | 1800 | 0 | 44.01 | 45.04 | 5 | 0
2025 | SPP_N_2_ENT | SPP_N | ENT | Internal | Summer | B10 | 1262 | 1800 | 0 | 41.04 | 43.56 | 5 | 0
2025 | SPP_N_2_ENT | SPP_N | ENT | Internal | Winter | B16 | 25 | 1800 | 0 | 65.47 | 70.26 | 5 | 0
2025 | SPP_N_2_ENT | SPP_N | ENT | Internal | Winter | B17 | 100 | 1800 | 0 | 49.83 | 49.74 | 5 | 0
2025 | SPP_N_2_ENT | SPP_N | ENT | Internal | Winter | B18 | 400 | 1800 | 0 | 47.82 | 49.56 | 5 | 0
2025 | SPP_N_2_ENT | SPP_N | ENT | Internal | Winter | B19 | 700 | 1800 | 0 | 47.82 | 49.38 | 5 | 0
2025 | SPP_N_2_ENT | SPP_N | ENT | Internal | Winter | B20 | 935 | 1800 | 0 | 47.06 | 47.76 | 5 | 0
2025 | SPP_N_2_MISO_MO-IL | SPP_N | MISO_MO-IL | Internal | Shoulder | B11 | 25 | 2000 | 0 | 70.09 | 64.47 | 5 | 0
2025 | SPP_N_2_MISO_MO-IL | SPP_N | MISO_MO-IL | Internal | Shoulder | B12 | 200 | 2000 | 0 | 51.06 | 51.06 | 5 | 0
2025 | SPP_N_2_MISO_MO-IL | SPP_N | MISO_MO-IL | Internal | Shoulder | B13 | 600 | 2000 | 0 | 46.45 | 45.12 | 5 | 0
2025 | SPP_N_2_MISO_MO-IL | SPP_N | MISO_MO-IL | Internal | Shoulder | B14 | 900 | 2000 | 0 | 45.56 | 43.93 | 5 | 0
2025 | SPP_N_2_MISO_MO-IL | SPP_N | MISO_MO-IL | Internal | Shoulder | B15 | 1203 | 2000 | 0 | 44.87 | 41.44 | 5 | 0
2025 | SPP_N_2_MISO_MO-IL | SPP_N | MISO_MO-IL | Internal | Summer | B1 | 10 | 2000 | 0 | 75.14 | 75.14 | 5 | 0
2025 | SPP_N_2_MISO_MO-IL | SPP_N | MISO_MO-IL | Internal | Summer | B2 | 25 | 2000 | 0 | 73.59 | 71.43 | 5 | 0
2025 | SPP_N_2_MISO_MO-IL | SPP_N | MISO_MO-IL | Internal | Summer | B3 | 75 | 2000 | 0 | 73.59 | 68.9 | 5 | 0
2025 | SPP_N_2_MISO_MO-IL | SPP_N | MISO_MO-IL | Internal | Summer | B4 | 100 | 2000 | 0 | 73.59 | 67.84 | 5 | 0
2025 | SPP_N_2_MISO_MO-IL | SPP_N | MISO_MO-IL | Internal | Summer | B5 | 200 | 2000 | 0 | 67.65 | 65.34 | 5 | 0
2025 | SPP_N_2_MISO_MO-IL | SPP_N | MISO_MO-IL | Internal | Summer | B6 | 300 | 2000 | 0 | 62.48 | 53.78 | 5 | 0
2025 | SPP_N_2_MISO_MO-IL | SPP_N | MISO_MO-IL | Internal | Summer | B7 | 400 | 2000 | 0 | 52.83 | 45.31 | 5 | 0
2025 | SPP_N_2_MISO_MO-IL | SPP_N | MISO_MO-IL | Internal | Summer | B8 | 500 | 2000 | 0 | 45.33 | 40.68 | 5 | 0
2025 | SPP_N_2_MISO_MO-IL | SPP_N | MISO_MO-IL | Internal | Summer | B9 | 800 | 2000 | 0 | 44.01 | 40.5 | 5 | 0
2025 | SPP_N_2_MISO_MO-IL | SPP_N | MISO_MO-IL | Internal | Summer | B10 | 1262 | 2000 | 0 | 41.04 | 37.15 | 5 | 0
2025 | SPP_N_2_MISO_MO-IL | SPP_N | MISO_MO-IL | Internal | Winter | B16 | 25 | 2000 | 0 | 65.47 | 64.4 | 5 | 0
2025 | SPP_N_2_MISO_MO-IL | SPP_N | MISO_MO-IL | Internal | Winter | B17 | 100 | 2000 | 0 | 49.83 | 49.83 | 5 | 0
2025 | SPP_N_2_MISO_MO-IL | SPP_N | MISO_MO-IL | Internal | Winter | B18 | 400 | 2000 | 0 | 47.82 | 47.21 | 5 | 0
2025 | SPP_N_2_MISO_MO-IL | SPP_N | MISO_MO-IL | Internal | Winter | B19 | 700 | 2000 | 0 | 47.82 | 45.3 | 5 | 0
2025 | SPP_N_2_MISO_MO-IL | SPP_N | MISO_MO-IL | Internal | Winter | B20 | 935 | 2000 | 0 | 47.06 | 40.05 | 5 | 0
2025 | SPP_N_2_MISO_W | SPP_N | MISO_W | Internal | Shoulder | B11 | 25 | 750 | 0 | 70.09 | 64.46 | 5 | 0
2025 | SPP_N_2_MISO_W | SPP_N | MISO_W | Internal | Shoulder | B12 | 200 | 750 | 0 | 51.06 | 51.05 | 5 | 0
2025 | SPP_N_2_MISO_W | SPP_N | MISO_W | Internal | Shoulder | B13 | 600 | 750 | 0 | 46.45 | 45.11 | 5 | 0
2025 | SPP_N_2_MISO_W | SPP_N | MISO_W | Internal | Shoulder | B14 | 900 | 750 | 0 | 45.56 | 43.95 | 5 | 0
2025 | SPP_N_2_MISO_W | SPP_N | MISO_W | Internal | Shoulder | B15 | 1203 | 750 | 0 | 44.87 | 41.43 | 5 | 0
2025 | SPP_N_2_MISO_W | SPP_N | MISO_W | Internal | Summer | B1 | 10 | 750 | 0 | 75.14 | 75.12 | 5 | 0
2025 | SPP_N_2_MISO_W | SPP_N | MISO_W | Internal | Summer | B2 | 25 | 750 | 0 | 73.59 | 71.42 | 5 | 0
2025 | SPP_N_2_MISO_W | SPP_N | MISO_W | Internal | Summer | B3 | 75 | 750 | 0 | 73.59 | 70.2 | 5 | 0
2025 | SPP_N_2_MISO_W | SPP_N | MISO_W | Internal | Summer | B4 | 100 | 750 | 0 | 73.59 | 69.78 | 5 | 0
2025 | SPP_N_2_MISO_W | SPP_N | MISO_W | Internal | Summer | B5 | 200 | 750 | 0 | 67.65 | 65.35 | 5 | 0
2025 | SPP_N_2_MISO_W | SPP_N | MISO_W | Internal | Summer | B6 | 300 | 750 | 0 | 62.48 | 55.48 | 5 | 0
2025 | SPP_N_2_MISO_W | SPP_N | MISO_W | Internal | Summer | B7 | 400 | 750 | 0 | 52.83 | 45.83 | 5 | 0
2025 | SPP_N_2_MISO_W | SPP_N | MISO_W | Internal | Summer | B8 | 500 | 750 | 0 | 45.33 | 40.67 | 5 | 0
2025 | SPP_N_2_MISO_W | SPP_N | MISO_W | Internal | Summer | B9 | 800 | 750 | 0 | 44.01 | 40.49 | 5 | 0
2025 | SPP_N_2_MISO_W | SPP_N | MISO_W | Internal | Summer | B10 | 1262 | 750 | 0 | 41.04 | 37.14 | 5 | 0
2025 | SPP_N_2_MISO_W | SPP_N | MISO_W | Internal | Winter | B16 | 25 | 750 | 0 | 65.47 | 64.39 | 5 | 0
2025 | SPP_N_2_MISO_W | SPP_N | MISO_W | Internal | Winter | B17 | 100 | 750 | 0 | 49.83 | 49.81 | 5 | 0
2025 | SPP_N_2_MISO_W | SPP_N | MISO_W | Internal | Winter | B18 | 400 | 750 | 0 | 47.82 | 47.21 | 5 | 0
2025 | SPP_N_2_MISO_W | SPP_N | MISO_W | Internal | Winter | B19 | 700 | 750 | 0 | 47.82 | 45.32 | 5 | 0
2025 | SPP_N_2_MISO_W | SPP_N | MISO_W | Internal | Winter | B20 | 935 | 750 | 0 | 47.06 | 40.06 | 5 | 0
2025 | SPP_N_2_NE | SPP_N | NE | Internal | Shoulder | B11 | 25 | 330 | 0 | 70.09 | 64.46 | 0.01 | 0
2025 | SPP_N_2_NE | SPP_N | NE | Internal | Shoulder | B12 | 200 | 330 | 0 | 51.06 | 51.05 | 0.01 | 0
2025 | SPP_N_2_NE | SPP_N | NE | Internal | Shoulder | B13 | 600 | 330 | 0 | 46.45 | 46.44 | 0.01 | 0
2025 | SPP_N_2_NE | SPP_N | NE | Internal | Shoulder | B14 | 900 | 330 | 0 | 45.56 | 45.55 | 0.01 | 0
2025 | SPP_N_2_NE | SPP_N | NE | Internal | Shoulder | B15 | 1203 | 330 | 0 | 44.87 | 44.86 | 0.01 | 0
2025 | SPP_N_2_NE | SPP_N | NE | Internal | Summer | B1 | 10 | 330 | 0 | 75.14 | 75.12 | 0.01 | 0
2025 | SPP_N_2_NE | SPP_N | NE | Internal | Summer | B2 | 25 | 330 | 0 | 73.59 | 73.58 | 0.01 | 0
2025 | SPP_N_2_NE | SPP_N | NE | Internal | Summer | B3 | 75 | 330 | 0 | 73.59 | 72.42 | 0.01 | 0
2025 | SPP_N_2_NE | SPP_N | NE | Internal | Summer | B4 | 100 | 330 | 0 | 73.59 | 72.42 | 0.01 | 0
2025 | SPP_N_2_NE | SPP_N | NE | Internal | Summer | B5 | 200 | 330 | 0 | 67.65 | 67.64 | 0.01 | 0
2025 | SPP_N_2_NE | SPP_N | NE | Internal | Summer | B6 | 300 | 330 | 0 | 62.48 | 62.46 | 0.01 | 0
2025 | SPP_N_2_NE | SPP_N | NE | Internal | Summer | B7 | 400 | 330 | 0 | 52.83 | 49.14 | 0.01 | 0
2025 | SPP_N_2_NE | SPP_N | NE | Internal | Summer | B8 | 500 | 330 | 0 | 45.33 | 42.16 | 0.01 | 0
2025 | SPP_N_2_NE | SPP_N | NE | Internal | Summer | B9 | 800 | 330 | 0 | 44.01 | 42.16 | 0.01 | 0
2025 | SPP_N_2_NE | SPP_N | NE | Internal | Summer | B10 | 1262 | 330 | 0 | 41.04 | 37.14 | 0.01 | 0
2025 | SPP_N_2_NE | SPP_N | NE | Internal | Winter | B16 | 25 | 330 | 0 | 65.47 | 64.39 | 0.01 | 0
2025 | SPP_N_2_NE | SPP_N | NE | Internal | Winter | B17 | 100 | 330 | 0 | 49.83 | 49.81 | 0.01 | 0
2025 | SPP_N_2_NE | SPP_N | NE | Internal | Winter | B18 | 400 | 330 | 0 | 47.82 | 47.81 | 0.01 | 0
2025 | SPP_N_2_NE | SPP_N | NE | Internal | Winter | B19 | 700 | 330 | 0 | 47.82 | 47.81 | 0.01 | 0
2025 | SPP_N_2_NE | SPP_N | NE | Internal | Winter | B20 | 935 | 330 | 0 | 47.06 | 42.93 | 0.01 | 0
2025 | SPP_N_2_SPP_S | SPP_N | SPP_S | Internal | Shoulder | B11 | 25 | 4000 | 0 | 70.09 | 64.71 | 0.01 | 0
2025 | SPP_N_2_SPP_S | SPP_N | SPP_S | Internal | Shoulder | B12 | 200 | 4000 | 0 | 51.06 | 51.05 | 0.01 | 0
2025 | SPP_N_2_SPP_S | SPP_N | SPP_S | Internal | Shoulder | B13 | 600 | 4000 | 939.53 | 46.45 | 46.46 | 0.01 | 0
2025 | SPP_N_2_SPP_S | SPP_N | SPP_S | Internal | Shoulder | B14 | 900 | 4000 | 0 | 45.56 | 45.55 | 0.01 | 0
2025 | SPP_N_2_SPP_S | SPP_N | SPP_S | Internal | Shoulder | B15 | 1203 | 4000 | 1438.45 | 44.87 | 44.88 | 0.01 | 0
2025 | SPP_N_2_SPP_S | SPP_N | SPP_S | Internal | Summer | B1 | 10 | 4000 | 0 | 75.14 | 72.92 | 0.01 | 0
2025 | SPP_N_2_SPP_S | SPP_N | SPP_S | Internal | Summer | B2 | 25 | 4000 | 0 | 73.59 | 72.92 | 0.01 | 0
2025 | SPP_N_2_SPP_S | SPP_N | SPP_S | Internal | Summer | B3 | 75 | 4000 | 0 | 73.59 | 72.25 | 0.01 | 0
2025 | SPP_N_2_SPP_S | SPP_N | SPP_S | Internal | Summer | B4 | 100 | 4000 | 0 | 73.59 | 71.53 | 0.01 | 0
2025 | SPP_N_2_SPP_S | SPP_N | SPP_S | Internal | Summer | B5 | 200 | 4000 | 0 | 67.65 | 64.11 | 0.01 | 0
2025 | SPP_N_2_SPP_S | SPP_N | SPP_S | Internal | Summer | B6 | 300 | 4000 | 3154.31 | 62.48 | 62.49 | 0.01 | 0
2025 | SPP_N_2_SPP_S | SPP_N | SPP_S | Internal | Summer | B7 | 400 | 4000 | 3218.38 | 52.83 | 52.85 | 0.01 | 0
2025 | SPP_N_2_SPP_S | SPP_N | SPP_S | Internal | Summer | B8 | 500 | 4000 | 1833.44 | 45.33 | 45.34 | 0.01 | 0
2025 | SPP_N_2_SPP_S | SPP_N | SPP_S | Internal | Summer | B9 | 800 | 4000 | 2694.78 | 44.01 | 44.02 | 0.01 | 0
2025 | SPP_N_2_SPP_S | SPP_N | SPP_S | Internal | Summer | B10 | 1262 | 4000 | 4000 | 41.04 | 43.27 | 0.01 | 2.22
2025 | SPP_N_2_SPP_S | SPP_N | SPP_S | Internal | Winter | B16 | 25 | 4000 | 555.12 | 65.47 | 65.48 | 0.01 | 0
2025 | SPP_N_2_SPP_S | SPP_N | SPP_S | Internal | Winter | B17 | 100 | 4000 | 1323.49 | 49.83 | 49.84 | 0.01 | 0
2025 | SPP_N_2_SPP_S | SPP_N | SPP_S | Internal | Winter | B18 | 400 | 4000 | 1110.07 | 47.82 | 47.83 | 0.01 | 0
2025 | SPP_N_2_SPP_S | SPP_N | SPP_S | Internal | Winter | B19 | 700 | 4000 | 1684.8 | 47.82 | 47.83 | 0.01 | 0
2025 | SPP_N_2_SPP_S | SPP_N | SPP_S | Internal | Winter | B20 | 935 | 4000 | 4000 | 47.06 | 47.33 | 0.01 | 0.26
2025 | SPP_S_2_ENT | SPP_S | ENT | Internal | Shoulder | B11 | 25 | 850 | 446.35 | 64.71 | 69.71 | 5 | 0
2025 | SPP_S_2_ENT | SPP_S | ENT | Internal | Shoulder | B12 | 200 | 850 | 0 | 51.05 | 46.83 | 5 | 0
2025 | SPP_S_2_ENT | SPP_S | ENT | Internal | Shoulder | B13 | 600 | 850 | 0 | 46.46 | 46.83 | 5 | 0
2025 | SPP_S_2_ENT | SPP_S | ENT | Internal | Shoulder | B14 | 900 | 850 | 0 | 45.55 | 46.5 | 5 | 0
2025 | SPP_S_2_ENT | SPP_S | ENT | Internal | Shoulder | B15 | 1203 | 850 | 0 | 44.88 | 45.25 | 5 | 0
2025 | SPP_S_2_ENT | SPP_S | ENT | Internal | Summer | B1 | 10 | 850 | 850 | 72.92 | 80.14 | 5 | 2.21
2025 | SPP_S_2_ENT | SPP_S | ENT | Internal | Summer | B2 | 25 | 850 | 0 | 72.92 | 75.69 | 5 | 0
2025 | SPP_S_2_ENT | SPP_S | ENT | Internal | Summer | B3 | 75 | 850 | 0 | 72.25 | 75.69 | 5 | 0
2025 | SPP_S_2_ENT | SPP_S | ENT | Internal | Summer | B4 | 100 | 850 | 0 | 71.53 | 75.69 | 5 | 0
2025 | SPP_S_2_ENT | SPP_S | ENT | Internal | Summer | B5 | 200 | 850 | 797.56 | 64.11 | 69.11 | 5 | 0
2025 | SPP_S_2_ENT | SPP_S | ENT | Internal | Summer | B6 | 300 | 850 | 0 | 62.49 | 61.77 | 5 | 0
2025 | SPP_S_2_ENT | SPP_S | ENT | Internal | Summer | B7 | 400 | 850 | 0 | 52.85 | 53.31 | 5 | 0
2025 | SPP_S_2_ENT | SPP_S | ENT | Internal | Summer | B8 | 500 | 850 | 0 | 45.34 | 45.36 | 5 | 0
2025 | SPP_S_2_ENT | SPP_S | ENT | Internal | Summer | B9 | 800 | 850 | 0 | 44.02 | 45.04 | 5 | 0
2025 | SPP_S_2_ENT | SPP_S | ENT | Internal | Summer | B10 | 1262 | 850 | 0 | 43.27 | 43.56 | 5 | 0
2025 | SPP_S_2_ENT | SPP_S | ENT | Internal | Winter | B16 | 25 | 850 | 0 | 65.48 | 70.26 | 5 | 0
2025 | SPP_S_2_ENT | SPP_S | ENT | Internal | Winter | B17 | 100 | 850 | 0 | 49.84 | 49.74 | 5 | 0
2025 | SPP_S_2_ENT | SPP_S | ENT | Internal | Winter | B18 | 400 | 850 | 0 | 47.83 | 49.56 | 5 | 0
2025 | SPP_S_2_ENT | SPP_S | ENT | Internal | Winter | B19 | 700 | 850 | 0 | 47.83 | 49.38 | 5 | 0
2025 | SPP_S_2_ENT | SPP_S | ENT | Internal | Winter | B20 | 935 | 850 | 0 | 47.33 | 47.76 | 5 | 0
2025 | SPP_S_2_SPP_N | SPP_S | SPP_N | Internal | Shoulder | B11 | 25 | 640 | 640 | 64.71 | 70.09 | 0.01 | 5.37
2025 | SPP_S_2_SPP_N | SPP_S | SPP_N | Internal | Shoulder | B12 | 200 | 640 | 403.91 | 51.05 | 51.06 | 0.01 | 0
2025 | SPP_S_2_SPP_N | SPP_S | SPP_N | Internal | Shoulder | B13 | 600 | 640 | 0 | 46.46 | 46.45 | 0.01 | 0
2025 | SPP_S_2_SPP_N | SPP_S | SPP_N | Internal | Shoulder | B14 | 900 | 640 | 62.99 | 45.55 | 45.56 | 0.01 | 0
2025 | SPP_S_2_SPP_N | SPP_S | SPP_N | Internal | Shoulder | B15 | 1203 | 640 | 0 | 44.88 | 44.87 | 0.01 | 0
2025 | SPP_S_2_SPP_N | SPP_S | SPP_N | Internal | Summer | B1 | 10 | 640 | 640 | 72.92 | 75.14 | 0.01 | 2.2
2025 | SPP_S_2_SPP_N | SPP_S | SPP_N | Internal | Summer | B2 | 25 | 640 | 640 | 72.92 | 73.59 | 0.01 | 0.66
2025 | SPP_S_2_SPP_N | SPP_S | SPP_N | Internal | Summer | B3 | 75 | 640 | 640 | 72.25 | 73.59 | 0.01 | 1.33
2025 | SPP_S_2_SPP_N | SPP_S | SPP_N | Internal | Summer | B4 | 100 | 640 | 640 | 71.53 | 73.59 | 0.01 | 2.05
2025 | SPP_S_2_SPP_N | SPP_S | SPP_N | Internal | Summer | B5 | 200 | 640 | 640 | 64.11 | 67.65 | 0.01 | 3.52
2025 | SPP_S_2_SPP_N | SPP_S | SPP_N | Internal | Summer | B6 | 300 | 640 | 0 | 62.49 | 62.48 | 0.01 | 0
2025 | SPP_S_2_SPP_N | SPP_S | SPP_N | Internal | Summer | B7 | 400 | 640 | 0 | 52.85 | 52.83 | 0.01 | 0
2025 | SPP_S_2_SPP_N | SPP_S | SPP_N | Internal | Summer | B8 | 500 | 640 | 0 | 45.34 | 45.33 | 0.01 | 0
2025 | SPP_S_2_SPP_N | SPP_S | SPP_N | Internal | Summer | B9 | 800 | 640 | 0 | 44.02 | 44.01 | 0.01 | 0
2025 | SPP_S_2_SPP_N | SPP_S | SPP_N | Internal | Summer | B10 | 1262 | 640 | 0 | 43.27 | 41.04 | 0.01 | 0
2025 | SPP_S_2_SPP_N | SPP_S | SPP_N | Internal | Winter | B16 | 25 | 640 | 0 | 65.48 | 65.47 | 0.01 | 0
2025 | SPP_S_2_SPP_N | SPP_S | SPP_N | Internal | Winter | B17 | 100 | 640 | 0 | 49.84 | 49.83 | 0.01 | 0
2025 | SPP_S_2_SPP_N | SPP_S | SPP_N | Internal | Winter | B18 | 400 | 640 | 0 | 47.83 | 47.82 | 0.01 | 0
2025 | SPP_S_2_SPP_N | SPP_S | SPP_N | Internal | Winter | B19 | 700 | 640 | 0 | 47.83 | 47.82 | 0.01 | 0
2025 | SPP_S_2_SPP_N | SPP_S | SPP_N | Internal | Winter | B20 | 935 | 640 | 0 | 47.33 | 47.06 | 0.01 | 0
2025 | TVA_2_ENT | TVA | ENT | Internal | Shoulder | B11 | 25 | 500 | 0 | 64.37 | 69.71 | 9 | 0
2025 | TVA_2_ENT | TVA | ENT | Internal | Shoulder | B12 | 200 | 500 | 0 | 48.48 | 46.83 | 9 | 0
2025 | TVA_2_ENT | TVA | ENT | Internal | Shoulder | B13 | 600 | 500 | 0 | 46.63 | 46.83 | 9 | 0
2025 | TVA_2_ENT | TVA | ENT | Internal | Shoulder | B14 | 900 | 500 | 0 | 46.63 | 46.5 | 9 | 0
2025 | TVA_2_ENT | TVA | ENT | Internal | Shoulder | B15 | 1203 | 500 | 0 | 46.5 | 45.25 | 9 | 0
2025 | TVA_2_ENT | TVA | ENT | Internal | Summer | B1 | 10 | 500 | 0 | 81.43 | 80.14 | 9 | 0
2025 | TVA_2_ENT | TVA | ENT | Internal | Summer | B2 | 25 | 500 | 0 | 79.44 | 75.69 | 9 | 0
2025 | TVA_2_ENT | TVA | ENT | Internal | Summer | B3 | 75 | 500 | 0 | 74.44 | 75.69 | 9 | 0
2025 | TVA_2_ENT | TVA | ENT | Internal | Summer | B4 | 100 | 500 | 0 | 74.44 | 75.69 | 9 | 0
2025 | TVA_2_ENT | TVA | ENT | Internal | Summer | B5 | 200 | 500 | 0 | 69.37 | 69.11 | 9 | 0
2025 | TVA_2_ENT | TVA | ENT | Internal | Summer | B6 | 300 | 500 | 189.6 | 52.77 | 61.77 | 9 | 0
2025 | TVA_2_ENT | TVA | ENT | Internal | Summer | B7 | 400 | 500 | 0 | 45.14 | 53.31 | 9 | 0
2025 | TVA_2_ENT | TVA | ENT | Internal | Summer | B8 | 500 | 500 | 0 | 45.14 | 45.36 | 9 | 0
2025 | TVA_2_ENT | TVA | ENT | Internal | Summer | B9 | 800 | 500 | 0 | 45.14 | 45.04 | 9 | 0
2025 | TVA_2_ENT | TVA | ENT | Internal | Summer | B10 | 1262 | 500 | 0 | 41.65 | 43.56 | 9 | 0
2025 | TVA_2_ENT | TVA | ENT | Internal | Winter | B16 | 25 | 500 | 0 | 69.26 | 70.26 | 9 | 0
2025 | TVA_2_ENT | TVA | ENT | Internal | Winter | B17 | 100 | 500 | 0 | 51.43 | 49.74 | 9 | 0
2025 | TVA_2_ENT | TVA | ENT | Internal | Winter | B18 | 400 | 500 | 0 | 46.35 | 49.56 | 9 | 0
2025 | TVA_2_ENT | TVA | ENT | Internal | Winter | B19 | 700 | 500 | 0 | 46.35 | 49.38 | 9 | 0
2025 | TVA_2_ENT | TVA | ENT | Internal | Winter | B20 | 935 | 500 | 0 | 46.35 | 47.76 | 9 | 0
2025 | TVA_2_NonRTO_Midwest | TVA | NonRTO_Midwest | Internal | Shoulder | B11 | 25 | 100 | 0 | 64.37 | 72.46 | 9 | 0
2025 | TVA_2_NonRTO_Midwest | TVA | NonRTO_Midwest | Internal | Shoulder | B12 | 200 | 100 | 100 | 48.48 | 59.08 | 9 | 1.59
2025 | TVA_2_NonRTO_Midwest | TVA | NonRTO_Midwest | Internal | Shoulder | B13 | 600 | 100 | 0 | 46.63 | 53.14 | 9 | 0
2025 | TVA_2_NonRTO_Midwest | TVA | NonRTO_Midwest | Internal | Shoulder | B14 | 900 | 100 | 0 | 46.63 | 45.37 | 9 | 0
2025 | TVA_2_NonRTO_Midwest | TVA | NonRTO_Midwest | Internal | Shoulder | B15 | 1203 | 100 | 0 | 46.5 | 38.7 | 9 | 0
2025 | TVA_2_NonRTO_Midwest | TVA | NonRTO_Midwest | Internal | Summer | B1 | 10 | 100 | 0 | 81.43 | 75.82 | 9 | 0
2025 | TVA_2_NonRTO_Midwest | TVA | NonRTO_Midwest | Internal | Summer | B2 | 25 | 100 | 0 | 79.44 | 75.82 | 9 | 0
2025 | TVA_2_NonRTO_Midwest | TVA | NonRTO_Midwest | Internal | Summer | B3 | 75 | 100 | 0 | 74.44 | 75.82 | 9 | 0
2025 | TVA_2_NonRTO_Midwest | TVA | NonRTO_Midwest | Internal | Summer | B4 | 100 | 100 | 0 | 74.44 | 75.82 | 9 | 0
2025 | TVA_2_NonRTO_Midwest | TVA | NonRTO_Midwest | Internal | Summer | B5 | 200 | 100 | 0 | 69.37 | 73.33 | 9 | 0
2025 | TVA_2_NonRTO_Midwest | TVA | NonRTO_Midwest | Internal | Summer | B6 | 300 | 100 | 97.62 | 52.77 | 61.77 | 9 | 0
2025 | TVA_2_NonRTO_Midwest | TVA | NonRTO_Midwest | Internal | Summer | B7 | 400 | 100 | 0 | 45.14 | 45.45 | 9 | 0
2025 | TVA_2_NonRTO_Midwest | TVA | NonRTO_Midwest | Internal | Summer | B8 | 500 | 100 | 0 | 45.14 | 44.07 | 9 | 0
2025 | TVA_2_NonRTO_Midwest | TVA | NonRTO_Midwest | Internal | Summer | B9 | 800 | 100 | 0 | 45.14 | 38.92 | 9 | 0
2025 | TVA_2_NonRTO_Midwest | TVA | NonRTO_Midwest | Internal | Summer | B10 | 1262 | 100 | 0 | 41.65 | 36.6 | 9 | 0
2025 | TVA_2_NonRTO_Midwest | TVA | NonRTO_Midwest | Internal | Winter | B16 | 25 | 100 | 0 | 69.26 | 72.41 | 9 | 0
2025 | TVA_2_NonRTO_Midwest | TVA | NonRTO_Midwest | Internal | Winter | B17 | 100 | 100 | 100 | 51.43 | 61.44 | 9 | 1.01
2025 | TVA_2_NonRTO_Midwest | TVA | NonRTO_Midwest | Internal | Winter | B18 | 400 | 100 | 0 | 46.35 | 55.2 | 9 | 0
2025 | TVA_2_NonRTO_Midwest | TVA | NonRTO_Midwest | Internal | Winter | B19 | 700 | 100 | 0 | 46.35 | 45.45 | 9 | 0
2025 | TVA_2_NonRTO_Midwest | TVA | NonRTO_Midwest | Internal | Winter | B20 | 935 | 100 | 0 | 46.35 | 38.7 | 9 | 0
2025 | TVA_2_SOCO | TVA | SOCO | Internal | Shoulder | B11 | 25 | 500 | 500 | 64.37 | 76.13 | 9 | 2.76
2025 | TVA_2_SOCO | TVA | SOCO | Internal | Shoulder | B12 | 200 | 500 | 0 | 48.48 | 49.65 | 9 | 0
2025 | TVA_2_SOCO | TVA | SOCO | Internal | Shoulder | B13 | 600 | 500 | 0 | 46.63 | 46.88 | 9 | 0
2025 | TVA_2_SOCO | TVA | SOCO | Internal | Shoulder | B14 | 900 | 500 | 0 | 46.63 | 46.88 | 9 | 0
2025 | TVA_2_SOCO | TVA | SOCO | Internal | Shoulder | B15 | 1203 | 500 | 0 | 46.5 | 46.88 | 9 | 0
2025 | TVA_2_SOCO | TVA | SOCO | Internal | Summer | B1 | 10 | 500 | 0 | 81.43 | 88.14 | 9 | 0
2025 | TVA_2_SOCO | TVA | SOCO | Internal | Summer | B2 | 25 | 500 | 0 | 79.44 | 78.61 | 9 | 0
2025 | TVA_2_SOCO | TVA | SOCO | Internal | Summer | B3 | 75 | 500 | 0 | 74.44 | 78.61 | 9 | 0
2025 | TVA_2_SOCO | TVA | SOCO | Internal | Summer | B4 | 100 | 500 | 0 | 74.44 | 77.11 | 9 | 0
2025 | TVA_2_SOCO | TVA | SOCO | Internal | Summer | B5 | 200 | 500 | 0 | 69.37 | 77.11 | 9 | 0
2025 | TVA_2_SOCO | TVA | SOCO | Internal | Summer | B6 | 300 | 500 | 500 | 52.77 | 68.76 | 9 | 6.99
2025 | TVA_2_SOCO | TVA | SOCO | Internal | Summer | B7 | 400 | 500 | 500 | 45.14 | 61.31 | 9 | 7.17
2025 | TVA_2_SOCO | TVA | SOCO | Internal | Summer | B8 | 500 | 500 | 0 | 45.14 | 50.99 | 9 | 0
2025 | TVA_2_SOCO | TVA | SOCO | Internal | Summer | B9 | 800 | 500 | 0 | 45.14 | 45.53 | 9 | 0
2025 | TVA_2_SOCO | TVA | SOCO | Internal | Summer | B10 | 1262 | 500 | 0 | 41.65 | 45.53 | 9 | 0
2025 | TVA_2_SOCO | TVA | SOCO | Internal | Winter | B16 | 25 | 500 | 66.05 | 69.26 | 78.26 | 9 | 0
2025 | TVA_2_SOCO | TVA | SOCO | Internal | Winter | B17 | 100 | 500 | 0 | 51.43 | 51.45 | 9 | 0
2025 | TVA_2_SOCO | TVA | SOCO | Internal | Winter | B18 | 400 | 500 | 0 | 46.35 | 49.67 | 9 | 0
2025 | TVA_2_SOCO | TVA | SOCO | Internal | Winter | B19 | 700 | 500 | 0 | 46.35 | 49.67 | 9 | 0
2025 | TVA_2_SOCO | TVA | SOCO | Internal | Winter | B20 | 935 | 500 | 0 | 46.35 | 49.67 | 9 | 0
2025 | TVA_2_VACAR | TVA | VACAR | Internal | Shoulder | B11 | 25 | 150 | 0 | 64.37 | 68.46 | 9 | 0
2025 | TVA_2_VACAR | TVA | VACAR | Internal | Shoulder | B12 | 200 | 150 | 150 | 48.48 | 59.06 | 9 | 1.58
2025 | TVA_2_VACAR | TVA | VACAR | Internal | Shoulder | B13 | 600 | 150 | 0 | 46.63 | 50.45 | 9 | 0
2025 | TVA_2_VACAR | TVA | VACAR | Internal | Shoulder | B14 | 900 | 150 | 0 | 46.63 | 50.45 | 9 | 0
2025 | TVA_2_VACAR | TVA | VACAR | Internal | Shoulder | B15 | 1203 | 150 | 0 | 46.5 | 46.39 | 9 | 0
2025 | TVA_2_VACAR | TVA | VACAR | Internal | Summer | B1 | 10 | 150 | 150 | 81.43 | 92.14 | 9 | 1.71
2025 | TVA_2_VACAR | TVA | VACAR | Internal | Summer | B2 | 25 | 150 | 0 | 79.44 | 80.6 | 9 | 0
2025 | TVA_2_VACAR | TVA | VACAR | Internal | Summer | B3 | 75 | 150 | 0 | 74.44 | 80.6 | 9 | 0
2025 | TVA_2_VACAR | TVA | VACAR | Internal | Summer | B4 | 100 | 150 | 0 | 74.44 | 78.98 | 9 | 0
2025 | TVA_2_VACAR | TVA | VACAR | Internal | Summer | B5 | 200 | 150 | 0 | 69.37 | 70.11 | 9 | 0
2025 | TVA_2_VACAR | TVA | VACAR | Internal | Summer | B6 | 300 | 150 | 0 | 52.77 | 61.76 | 9 | 0
2025 | TVA_2_VACAR | TVA | VACAR | Internal | Summer | B7 | 400 | 150 | 0 | 45.14 | 53.31 | 9 | 0
2025 | TVA_2_VACAR | TVA | VACAR | Internal | Summer | B8 | 500 | 150 | 0 | 45.14 | 48.38 | 9 | 0
2025 | TVA_2_VACAR | TVA | VACAR | Internal | Summer | B9 | 800 | 150 | 0 | 45.14 | 45.15 | 9 | 0
2025 | TVA_2_VACAR | TVA | VACAR | Internal | Summer | B10 | 1262 | 150 | 0 | 41.65 | 44.54 | 9 | 0
2025 | TVA_2_VACAR | TVA | VACAR | Internal | Winter | B16 | 25 | 150 | 150 | 69.26 | 81.4 | 9 | 3.14
2025 | TVA_2_VACAR | TVA | VACAR | Internal | Winter | B17 | 100 | 150 | 150 | 51.43 | 61.45 | 9 | 1.02
2025 | TVA_2_VACAR | TVA | VACAR | Internal | Winter | B18 | 400 | 150 | 0 | 46.35 | 50.54 | 9 | 0
2025 | TVA_2_VACAR | TVA | VACAR | Internal | Winter | B19 | 700 | 150 | 0 | 46.35 | 50.54 | 9 | 0
2025 | TVA_2_VACAR | TVA | VACAR | Internal | Winter | B20 | 935 | 150 | 0 | 46.35 | 48.05 | 9 | 0
2025 | TVA_Transmission_2_NonRTO_Midwest | TVA_Transmission | NonRTO_Midwest | Internal | Shoulder | B11 | 25 | 700 | 0 | 67.87 | 72.46 | 9 | 0
2025 | TVA_Transmission_2_NonRTO_Midwest | TVA_Transmission | NonRTO_Midwest | Internal | Shoulder | B12 | 200 | 700 | 0 | 53.11 | 59.08 | 9 | 0
2025 | TVA_Transmission_2_NonRTO_Midwest | TVA_Transmission | NonRTO_Midwest | Internal | Shoulder | B13 | 600 | 700 | 0 | 49.27 | 53.14 | 9 | 0
2025 | TVA_Transmission_2_NonRTO_Midwest | TVA_Transmission | NonRTO_Midwest | Internal | Shoulder | B14 | 900 | 700 | 0 | 48.33 | 45.37 | 9 | 0
2025 | TVA_Transmission_2_NonRTO_Midwest | TVA_Transmission | NonRTO_Midwest | Internal | Shoulder | B15 | 1203 | 700 | 0 | 46.59 | 38.7 | 9 | 0
2025 | TVA_Transmission_2_NonRTO_Midwest | TVA_Transmission | NonRTO_Midwest | Internal | Summer | B1 | 10 | 700 | 0 | 83.14 | 75.82 | 9 | 0
2025 | TVA_Transmission_2_NonRTO_Midwest | TVA_Transmission | NonRTO_Midwest | Internal | Summer | B2 | 25 | 700 | 0 | 79.43 | 75.82 | 9 | 0
2025 | TVA_Transmission_2_NonRTO_Midwest | TVA_Transmission | NonRTO_Midwest | Internal | Summer | B3 | 75 | 700 | 0 | 74.43 | 75.82 | 9 | 0
2025 | TVA_Transmission_2_NonRTO_Midwest | TVA_Transmission | NonRTO_Midwest | Internal | Summer | B4 | 100 | 700 | 0 | 74.43 | 75.82 | 9 | 0
2025 | TVA_Transmission_2_NonRTO_Midwest | TVA_Transmission | NonRTO_Midwest | Internal | Summer | B5 | 200 | 700 | 0 | 69.35 | 73.33 | 9 | 0
2025 | TVA_Transmission_2_NonRTO_Midwest | TVA_Transmission | NonRTO_Midwest | Internal | Summer | B6 | 300 | 700 | 0 | 60.54 | 61.77 | 9 | 0
2025 | TVA_Transmission_2_NonRTO_Midwest | TVA_Transmission | NonRTO_Midwest | Internal | Summer | B7 | 400 | 700 | 0 | 52.58 | 45.45 | 9 | 0
2025 | TVA_Transmission_2_NonRTO_Midwest | TVA_Transmission | NonRTO_Midwest | Internal | Summer | B8 | 500 | 700 | 0 | 46.46 | 44.07 | 9 | 0
2025 | TVA_Transmission_2_NonRTO_Midwest | TVA_Transmission | NonRTO_Midwest | Internal | Summer | B9 | 800 | 700 | 0 | 45.67 | 38.92 | 9 | 0
2025 | TVA_Transmission_2_NonRTO_Midwest | TVA_Transmission | NonRTO_Midwest | Internal | Summer | B10 | 1262 | 700 | 0 | 42.6 | 36.6 | 9 | 0
2025 | TVA_Transmission_2_NonRTO_Midwest | TVA_Transmission | NonRTO_Midwest | Internal | Winter | B16 | 25 | 700 | 0 | 72.4 | 72.41 | 9 | 0
2025 | TVA_Transmission_2_NonRTO_Midwest | TVA_Transmission | NonRTO_Midwest | Internal | Winter | B17 | 100 | 700 | 0 | 55.32 | 61.44 | 9 | 0
2025 | TVA_Transmission_2_NonRTO_Midwest | TVA_Transmission | NonRTO_Midwest | Internal | Winter | B18 | 400 | 700 | 0 | 50.69 | 55.2 | 9 | 0
2025 | TVA_Transmission_2_NonRTO_Midwest | TVA_Transmission | NonRTO_Midwest | Internal | Winter | B19 | 700 | 700 | 0 | 48.87 | 45.45 | 9 | 0
2025 | TVA_Transmission_2_NonRTO_Midwest | TVA_Transmission | NonRTO_Midwest | Internal | Winter | B20 | 935 | 700 | 0 | 46.5 | 38.7 | 9 | 0
2025 | TVA_Transmission_2_SOCO | TVA_Transmission | SOCO | Internal | Shoulder | B11 | 25 | 3200 | 0 | 67.87 | 76.13 | 9 | 0
2025 | TVA_Transmission_2_SOCO | TVA_Transmission | SOCO | Internal | Shoulder | B12 | 200 | 3200 | 0 | 53.11 | 49.65 | 9 | 0
2025 | TVA_Transmission_2_SOCO | TVA_Transmission | SOCO | Internal | Shoulder | B13 | 600 | 3200 | 0 | 49.27 | 46.88 | 9 | 0
2025 | TVA_Transmission_2_SOCO | TVA_Transmission | SOCO | Internal | Shoulder | B14 | 900 | 3200 | 0 | 48.33 | 46.88 | 9 | 0
2025 | TVA_Transmission_2_SOCO | TVA_Transmission | SOCO | Internal | Shoulder | B15 | 1203 | 3200 | 0 | 46.59 | 46.88 | 9 | 0
2025 | TVA_Transmission_2_SOCO | TVA_Transmission | SOCO | Internal | Summer | B1 | 10 | 3200 | 0 | 83.14 | 88.14 | 9 | 0
2025 | TVA_Transmission_2_SOCO | TVA_Transmission | SOCO | Internal | Summer | B2 | 25 | 3200 | 0 | 79.43 | 78.61 | 9 | 0
2025 | TVA_Transmission_2_SOCO | TVA_Transmission | SOCO | Internal | Summer | B3 | 75 | 3200 | 0 | 74.43 | 78.61 | 9 | 0
2025 | TVA_Transmission_2_SOCO | TVA_Transmission | SOCO | Internal | Summer | B4 | 100 | 3200 | 0 | 74.43 | 77.11 | 9 | 0
2025 | TVA_Transmission_2_SOCO | TVA_Transmission | SOCO | Internal | Summer | B5 | 200 | 3200 | 0 | 69.35 | 77.11 | 9 | 0
2025 | TVA_Transmission_2_SOCO | TVA_Transmission | SOCO | Internal | Summer | B6 | 300 | 3200 | 0 | 60.54 | 68.76 | 9 | 0
2025 | TVA_Transmission_2_SOCO | TVA_Transmission | SOCO | Internal | Summer | B7 | 400 | 3200 | 0 | 52.58 | 61.31 | 9 | 0
2025 | TVA_Transmission_2_SOCO | TVA_Transmission | SOCO | Internal | Summer | B8 | 500 | 3200 | 0 | 46.46 | 50.99 | 9 | 0
2025 | TVA_Transmission_2_SOCO | TVA_Transmission | SOCO | Internal | Summer | B9 | 800 | 3200 | 0 | 45.67 | 45.53 | 9 | 0
2025 | TVA_Transmission_2_SOCO | TVA_Transmission | SOCO | Internal | Summer | B10 | 1262 | 3200 | 0 | 42.6 | 45.53 | 9 | 0
2025 | TVA_Transmission_2_SOCO | TVA_Transmission | SOCO | Internal | Winter | B16 | 25 | 3200 | 0 | 72.4 | 78.26 | 9 | 0
2025 | TVA_Transmission_2_SOCO | TVA_Transmission | SOCO | Internal | Winter | B17 | 100 | 3200 | 0 | 55.32 | 51.45 | 9 | 0
2025 | TVA_Transmission_2_SOCO | TVA_Transmission | SOCO | Internal | Winter | B18 | 400 | 3200 | 0 | 50.69 | 49.67 | 9 | 0
2025 | TVA_Transmission_2_SOCO | TVA_Transmission | SOCO | Internal | Winter | B19 | 700 | 3200 | 0 | 48.87 | 49.67 | 9 | 0
2025 | TVA_Transmission_2_SOCO | TVA_Transmission | SOCO | Internal | Winter | B20 | 935 | 3200 | 0 | 46.5 | 49.67 | 9 | 0
2025 | TVA_Transmission_2_TVA | TVA_Transmission | TVA | Internal | Shoulder | B11 | 25 | 99999 | 0 | 67.87 | 64.37 | 0.01 | 0
2025 | TVA_Transmission_2_TVA | TVA_Transmission | TVA | Internal | Shoulder | B12 | 200 | 99999 | 0 | 53.11 | 48.48 | 0.01 | 0
2025 | TVA_Transmission_2_TVA | TVA_Transmission | TVA | Internal | Shoulder | B13 | 600 | 99999 | 0 | 49.27 | 46.63 | 0.01 | 0
2025 | TVA_Transmission_2_TVA | TVA_Transmission | TVA | Internal | Shoulder | B14 | 900 | 99999 | 0 | 48.33 | 46.63 | 0.01 | 0
2025 | TVA_Transmission_2_TVA | TVA_Transmission | TVA | Internal | Shoulder | B15 | 1203 | 99999 | 0 | 46.59 | 46.5 | 0.01 | 0
2025 | TVA_Transmission_2_TVA | TVA_Transmission | TVA | Internal | Summer | B1 | 10 | 99999 | 0 | 83.14 | 81.43 | 0.01 | 0
2025 | TVA_Transmission_2_TVA | TVA_Transmission | TVA | Internal | Summer | B2 | 25 | 99999 | 2605.7 | 79.43 | 79.44 | 0.01 | 0
2025 | TVA_Transmission_2_TVA | TVA_Transmission | TVA | Internal | Summer | B3 | 75 | 99999 | 904.54 | 74.43 | 74.44 | 0.01 | 0
2025 | TVA_Transmission_2_TVA | TVA_Transmission | TVA | Internal | Summer | B4 | 100 | 99999 | 118.47 | 74.43 | 74.44 | 0.01 | 0
2025 | TVA_Transmission_2_TVA | TVA_Transmission | TVA | Internal | Summer | B5 | 200 | 99999 | 20.07 | 69.35 | 69.37 | 0.01 | 0
2025 | TVA_Transmission_2_TVA | TVA_Transmission | TVA | Internal | Summer | B6 | 300 | 99999 | 0 | 60.54 | 52.77 | 0.01 | 0
2025 | TVA_Transmission_2_TVA | TVA_Transmission | TVA | Internal | Summer | B7 | 400 | 99999 | 0 | 52.58 | 45.14 | 0.01 | 0
2025 | TVA_Transmission_2_TVA | TVA_Transmission | TVA | Internal | Summer | B8 | 500 | 99999 | 0 | 46.46 | 45.14 | 0.01 | 0
2025 | TVA_Transmission_2_TVA | TVA_Transmission | TVA | Internal | Summer | B9 | 800 | 99999 | 0 | 45.67 | 45.14 | 0.01 | 0
2025 | TVA_Transmission_2_TVA | TVA_Transmission | TVA | Internal | Summer | B10 | 1262 | 99999 | 0 | 42.6 | 41.65 | 0.01 | 0
2025 | TVA_Transmission_2_TVA | TVA_Transmission | TVA | Internal | Winter | B16 | 25 | 99999 | 0 | 72.4 | 69.26 | 0.01 | 0
2025 | TVA_Transmission_2_TVA | TVA_Transmission | TVA | Internal | Winter | B17 | 100 | 99999 | 0 | 55.32 | 51.43 | 0.01 | 0
2025 | TVA_Transmission_2_TVA | TVA_Transmission | TVA | Internal | Winter | B18 | 400 | 99999 | 0 | 50.69 | 46.35 | 0.01 | 0
2025 | TVA_Transmission_2_TVA | TVA_Transmission | TVA | Internal | Winter | B19 | 700 | 99999 | 0 | 48.87 | 46.35 | 0.01 | 0
2025 | TVA_Transmission_2_TVA | TVA_Transmission | TVA | Internal | Winter | B20 | 935 | 99999 | 0 | 46.5 | 46.35 | 0.01 | 0
2025 | TVA_Transmission_2_VACAR | TVA_Transmission | VACAR | Internal | Shoulder | B11 | 25 | 900 | 0 | 67.87 | 68.46 | 9 | 0
2025 | TVA_Transmission_2_VACAR | TVA_Transmission | VACAR | Internal | Shoulder | B12 | 200 | 900 | 0 | 53.11 | 59.06 | 9 | 0
2025 | TVA_Transmission_2_VACAR | TVA_Transmission | VACAR | Internal | Shoulder | B13 | 600 | 900 | 0 | 49.27 | 50.45 | 9 | 0
2025 | TVA_Transmission_2_VACAR | TVA_Transmission | VACAR | Internal | Shoulder | B14 | 900 | 900 | 0 | 48.33 | 50.45 | 9 | 0
2025 | TVA_Transmission_2_VACAR | TVA_Transmission | VACAR | Internal | Shoulder | B15 | 1203 | 900 | 0 | 46.59 | 46.39 | 9 | 0
2025 | TVA_Transmission_2_VACAR | TVA_Transmission | VACAR | Internal | Summer | B1 | 10 | 900 | 393.17 | 83.14 | 92.14 | 9 | 0
2025 | TVA_Transmission_2_VACAR | TVA_Transmission | VACAR | Internal | Summer | B2 | 25 | 900 | 0 | 79.43 | 80.6 | 9 | 0
2025 | TVA_Transmission_2_VACAR | TVA_Transmission | VACAR | Internal | Summer | B3 | 75 | 900 | 0 | 74.43 | 80.6 | 9 | 0
2025 | TVA_Transmission_2_VACAR | TVA_Transmission | VACAR | Internal | Summer | B4 | 100 | 900 | 0 | 74.43 | 78.98 | 9 | 0
2025 | TVA_Transmission_2_VACAR | TVA_Transmission | VACAR | Internal | Summer | B5 | 200 | 900 | 0 | 69.35 | 70.11 | 9 | 0
2025 | TVA_Transmission_2_VACAR | TVA_Transmission | VACAR | Internal | Summer | B6 | 300 | 900 | 0 | 60.54 | 61.76 | 9 | 0
2025 | TVA_Transmission_2_VACAR | TVA_Transmission | VACAR | Internal | Summer | B7 | 400 | 900 | 0 | 52.58 | 53.31 | 9 | 0
2025 | TVA_Transmission_2_VACAR | TVA_Transmission | VACAR | Internal | Summer | B8 | 500 | 900 | 0 | 46.46 | 48.38 | 9 | 0
2025 | TVA_Transmission_2_VACAR | TVA_Transmission | VACAR | Internal | Summer | B9 | 800 | 900 | 0 | 45.67 | 45.15 | 9 | 0
2025 | TVA_Transmission_2_VACAR | TVA_Transmission | VACAR | Internal | Summer | B10 | 1262 | 900 | 0 | 42.6 | 44.54 | 9 | 0
2025 | TVA_Transmission_2_VACAR | TVA_Transmission | VACAR | Internal | Winter | B16 | 25 | 900 | 339.95 | 72.4 | 81.4 | 9 | 0
2025 | TVA_Transmission_2_VACAR | TVA_Transmission | VACAR | Internal | Winter | B17 | 100 | 900 | 0 | 55.32 | 61.45 | 9 | 0
2025 | TVA_Transmission_2_VACAR | TVA_Transmission | VACAR | Internal | Winter | B18 | 400 | 900 | 0 | 50.69 | 50.54 | 9 | 0
2025 | TVA_Transmission_2_VACAR | TVA_Transmission | VACAR | Internal | Winter | B19 | 700 | 900 | 0 | 48.87 | 50.54 | 9 | 0
2025 | TVA_Transmission_2_VACAR | TVA_Transmission | VACAR | Internal | Winter | B20 | 935 | 900 | 0 | 46.5 | 48.05 | 9 | 0
2025 | VACAR_2_SOCO | VACAR | SOCO | Internal | Shoulder | B11 | 25 | 3000 | 3000 | 68.46 | 76.13 | 7 | 0.67
2025 | VACAR_2_SOCO | VACAR | SOCO | Internal | Shoulder | B12 | 200 | 3000 | 0 | 59.06 | 49.65 | 7 | 0
2025 | VACAR_2_SOCO | VACAR | SOCO | Internal | Shoulder | B13 | 600 | 3000 | 0 | 50.45 | 46.88 | 7 | 0
2025 | VACAR_2_SOCO | VACAR | SOCO | Internal | Shoulder | B14 | 900 | 3000 | 0 | 50.45 | 46.88 | 7 | 0
2025 | VACAR_2_SOCO | VACAR | SOCO | Internal | Shoulder | B15 | 1203 | 3000 | 0 | 46.39 | 46.88 | 7 | 0
2025 | VACAR_2_SOCO | VACAR | SOCO | Internal | Summer | B1 | 10 | 3000 | 0 | 92.14 | 88.14 | 7 | 0
2025 | VACAR_2_SOCO | VACAR | SOCO | Internal | Summer | B2 | 25 | 3000 | 0 | 80.6 | 78.61 | 7 | 0
2025 | VACAR_2_SOCO | VACAR | SOCO | Internal | Summer | B3 | 75 | 3000 | 0 | 80.6 | 78.61 | 7 | 0
2025 | VACAR_2_SOCO | VACAR | SOCO | Internal | Summer | B4 | 100 | 3000 | 0 | 78.98 | 77.11 | 7 | 0
2025 | VACAR_2_SOCO | VACAR | SOCO | Internal | Summer | B5 | 200 | 3000 | 1157.49 | 70.11 | 77.11 | 7 | 0
2025 | VACAR_2_SOCO | VACAR | SOCO | Internal | Summer | B6 | 300 | 3000 | 2267.81 | 61.76 | 68.76 | 7 | 0
2025 | VACAR_2_SOCO | VACAR | SOCO | Internal | Summer | B7 | 400 | 3000 | 3000 | 53.31 | 61.31 | 7 | 1
2025 | VACAR_2_SOCO | VACAR | SOCO | Internal | Summer | B8 | 500 | 3000 | 0 | 48.38 | 50.99 | 7 | 0
2025 | VACAR_2_SOCO | VACAR | SOCO | Internal | Summer | B9 | 800 | 3000 | 0 | 45.15 | 45.53 | 7 | 0
2025 | VACAR_2_SOCO | VACAR | SOCO | Internal | Summer | B10 | 1262 | 3000 | 0 | 44.54 | 45.53 | 7 | 0
2025 | VACAR_2_SOCO | VACAR | SOCO | Internal | Winter | B16 | 25 | 3000 | 0 | 81.4 | 78.26 | 7 | 0
2025 | VACAR_2_SOCO | VACAR | SOCO | Internal | Winter | B17 | 100 | 3000 | 0 | 61.45 | 51.45 | 7 | 0
2025 | VACAR_2_SOCO | VACAR | SOCO | Internal | Winter | B18 | 400 | 3000 | 0 | 50.54 | 49.67 | 7 | 0
2025 | VACAR_2_SOCO | VACAR | SOCO | Internal | Winter | B19 | 700 | 3000 | 0 | 50.54 | 49.67 | 7 | 0
2025 | VACAR_2_SOCO | VACAR | SOCO | Internal | Winter | B20 | 935 | 3000 | 0 | 48.05 | 49.67 | 7 | 0
2030 | ENT_2_SOCO | ENT | SOCO | Internal | Shoulder | B11 | 25 | 2000 | 0 | 74.41 | 79.44 | 8 | 0
2030 | ENT_2_SOCO | ENT | SOCO | Internal | Shoulder | B12 | 200 | 2000 | 0 | 50.17 | 51.92 | 8 | 0
2030 | ENT_2_SOCO | ENT | SOCO | Internal | Shoulder | B13 | 600 | 2000 | 0 | 50.17 | 50.12 | 8 | 0
2030 | ENT_2_SOCO | ENT | SOCO | Internal | Shoulder | B14 | 900 | 2000 | 0 | 49.81 | 50.12 | 8 | 0
2030 | ENT_2_SOCO | ENT | SOCO | Internal | Shoulder | B15 | 1203 | 2000 | 0 | 48.17 | 50.12 | 8 | 0
2030 | ENT_2_SOCO | ENT | SOCO | Internal | Summer | B1 | 10 | 2000 | 1657.85 | 82.07 | 90.07 | 8 | 0
2030 | ENT_2_SOCO | ENT | SOCO | Internal | Summer | B2 | 25 | 2000 | 0 | 80.73 | 83.67 | 8 | 0
2030 | ENT_2_SOCO | ENT | SOCO | Internal | Summer | B3 | 75 | 2000 | 0 | 80.73 | 83.67 | 8 | 0
2030 | ENT_2_SOCO | ENT | SOCO | Internal | Summer | B4 | 100 | 2000 | 0 | 80.49 | 82.07 | 8 | 0
2030 | ENT_2_SOCO | ENT | SOCO | Internal | Summer | B5 | 200 | 2000 | 1735.9 | 74.07 | 82.07 | 8 | 0
2030 | ENT_2_SOCO | ENT | SOCO | Internal | Summer | B6 | 300 | 2000 | 170.49 | 64.66 | 72.66 | 8 | 0
2030 | ENT_2_SOCO | ENT | SOCO | Internal | Summer | B7 | 400 | 2000 | 912.47 | 53.62 | 61.62 | 8 | 0
2030 | ENT_2_SOCO | ENT | SOCO | Internal | Summer | B8 | 500 | 2000 | 0 | 48.58 | 50.38 | 8 | 0
2030 | ENT_2_SOCO | ENT | SOCO | Internal | Summer | B9 | 800 | 2000 | 0 | 48.23 | 48.64 | 8 | 0
2030 | ENT_2_SOCO | ENT | SOCO | Internal | Summer | B10 | 1262 | 2000 | 0 | 46.65 | 48.64 | 8 | 0
2030 | ENT_2_SOCO | ENT | SOCO | Internal | Winter | B16 | 25 | 2000 | 1899.29 | 71.18 | 79.18 | 8 | 0
2030 | ENT_2_SOCO | ENT | SOCO | Internal | Winter | B17 | 100 | 2000 | 0 | 53.3 | 54.72 | 8 | 0
2030 | ENT_2_SOCO | ENT | SOCO | Internal | Winter | B18 | 400 | 2000 | 0 | 52.92 | 53.17 | 8 | 0
2030 | ENT_2_SOCO | ENT | SOCO | Internal | Winter | B19 | 700 | 2000 | 0 | 52.92 | 53.17 | 8 | 0
2030 | ENT_2_SOCO | ENT | SOCO | Internal | Winter | B20 | 935 | 2000 | 0 | 51.17 | 52.42 | 8 | 0
2030 | ENT_2_TVA_Transmission | ENT | TVA_Transmission | Internal | Shoulder | B11 | 25 | 2100 | 0 | 74.41 | 72.38 | 8 | 0
2030 | ENT_2_TVA_Transmission | ENT | TVA_Transmission | Internal | Shoulder | B12 | 200 | 2100 | 0 | 50.17 | 56.51 | 8 | 0
2030 | ENT_2_TVA_Transmission | ENT | TVA_Transmission | Internal | Shoulder | B13 | 600 | 2100 | 0 | 50.17 | 52.53 | 8 | 0
2030 | ENT_2_TVA_Transmission | ENT | TVA_Transmission | Internal | Shoulder | B14 | 900 | 2100 | 0 | 49.81 | 50.81 | 8 | 0
2030 | ENT_2_TVA_Transmission | ENT | TVA_Transmission | Internal | Shoulder | B15 | 1203 | 2100 | 0 | 48.17 | 49.54 | 8 | 0
2030 | ENT_2_TVA_Transmission | ENT | TVA_Transmission | Internal | Summer | B1 | 10 | 2100 | 19.19 | 82.07 | 90.07 | 8 | 0
2030 | ENT_2_TVA_Transmission | ENT | TVA_Transmission | Internal | Summer | B2 | 25 | 2100 | 0 | 80.73 | 85.08 | 8 | 0
2030 | ENT_2_TVA_Transmission | ENT | TVA_Transmission | Internal | Summer | B3 | 75 | 2100 | 0 | 80.73 | 79.8 | 8 | 0
2030 | ENT_2_TVA_Transmission | ENT | TVA_Transmission | Internal | Summer | B4 | 100 | 2100 | 0 | 80.49 | 79.13 | 8 | 0
2030 | ENT_2_TVA_Transmission | ENT | TVA_Transmission | Internal | Summer | B5 | 200 | 2100 | 0 | 74.07 | 74.14 | 8 | 0
2030 | ENT_2_TVA_Transmission | ENT | TVA_Transmission | Internal | Summer | B6 | 300 | 2100 | 0 | 64.66 | 64.39 | 8 | 0
2030 | ENT_2_TVA_Transmission | ENT | TVA_Transmission | Internal | Summer | B7 | 400 | 2100 | 0 | 53.62 | 53.11 | 8 | 0
2030 | ENT_2_TVA_Transmission | ENT | TVA_Transmission | Internal | Summer | B8 | 500 | 2100 | 0 | 48.58 | 49.25 | 8 | 0
2030 | ENT_2_TVA_Transmission | ENT | TVA_Transmission | Internal | Summer | B9 | 800 | 2100 | 0 | 48.23 | 47.6 | 8 | 0
2030 | ENT_2_TVA_Transmission | ENT | TVA_Transmission | Internal | Summer | B10 | 1262 | 2100 | 0 | 46.65 | 44.78 | 8 | 0
2030 | ENT_2_TVA_Transmission | ENT | TVA_Transmission | Internal | Winter | B16 | 25 | 2100 | 0 | 71.18 | 74.28 | 8 | 0
2030 | ENT_2_TVA_Transmission | ENT | TVA_Transmission | Internal | Winter | B17 | 100 | 2100 | 0 | 53.3 | 58.45 | 8 | 0
2030 | ENT_2_TVA_Transmission | ENT | TVA_Transmission | Internal | Winter | B18 | 400 | 2100 | 0 | 52.92 | 54.5 | 8 | 0
2030 | ENT_2_TVA_Transmission | ENT | TVA_Transmission | Internal | Winter | B19 | 700 | 2100 | 0 | 52.92 | 52.19 | 8 | 0
2030 | ENT_2_TVA_Transmission | ENT | TVA_Transmission | Internal | Winter | B20 | 935 | 2100 | 0 | 51.17 | 48.21 | 8 | 0
2030 | HQ_NEISO_2_NEISO | HQ_NEISO | NEISO | Internal | Shoulder | B11 | 25 | 99999 | 2920 | 44.15 | 44.17 | 0.01 | 0
2030 | HQ_NEISO_2_NEISO | HQ_NEISO | NEISO | Internal | Shoulder | B12 | 200 | 99999 | 2920 | 44.15 | 44.17 | 0.01 | 0
2030 | HQ_NEISO_2_NEISO | HQ_NEISO | NEISO | Internal | Shoulder | B13 | 600 | 99999 | 2920 | 44.15 | 44.17 | 0.01 | 0
2030 | HQ_NEISO_2_NEISO | HQ_NEISO | NEISO | Internal | Shoulder | B14 | 900 | 99999 | 2920 | 44.15 | 44.17 | 0.01 | 0
2030 | HQ_NEISO_2_NEISO | HQ_NEISO | NEISO | Internal | Shoulder | B15 | 1203 | 99999 | 1143.24 | 44.15 | 44.17 | 0.01 | 0
2030 | HQ_NEISO_2_NEISO | HQ_NEISO | NEISO | Internal | Summer | B1 | 10 | 99999 | 2920 | 86.05 | 86.06 | 0.01 | 0
2030 | HQ_NEISO_2_NEISO | HQ_NEISO | NEISO | Internal | Summer | B2 | 25 | 99999 | 2920 | 68.09 | 68.11 | 0.01 | 0
2030 | HQ_NEISO_2_NEISO | HQ_NEISO | NEISO | Internal | Summer | B3 | 75 | 99999 | 2920 | 56.79 | 56.8 | 0.01 | 0
2030 | HQ_NEISO_2_NEISO | HQ_NEISO | NEISO | Internal | Summer | B4 | 100 | 99999 | 2920 | 45.26 | 45.27 | 0.01 | 0
2030 | HQ_NEISO_2_NEISO | HQ_NEISO | NEISO | Internal | Summer | B5 | 200 | 99999 | 2920 | 40.81 | 40.82 | 0.01 | 0
2030 | HQ_NEISO_2_NEISO | HQ_NEISO | NEISO | Internal | Summer | B6 | 300 | 99999 | 2920 | 40.81 | 40.82 | 0.01 | 0
2030 | HQ_NEISO_2_NEISO | HQ_NEISO | NEISO | Internal | Summer | B7 | 400 | 99999 | 2920 | 40.81 | 40.82 | 0.01 | 0
2030 | HQ_NEISO_2_NEISO | HQ_NEISO | NEISO | Internal | Summer | B8 | 500 | 99999 | 2920 | 40.81 | 40.82 | 0.01 | 0
2030 | HQ_NEISO_2_NEISO | HQ_NEISO | NEISO | Internal | Summer | B9 | 800 | 99999 | 2920 | 40.81 | 40.82 | 0.01 | 0
2030 | HQ_NEISO_2_NEISO | HQ_NEISO | NEISO | Internal | Summer | B10 | 1262 | 99999 | 795.94 | 40.81 | 40.82 | 0.01 | 0
2030 | HQ_NEISO_2_NEISO | HQ_NEISO | NEISO | Internal | Winter | B16 | 25 | 99999 | 2920 | 54.5 | 54.51 | 0.01 | 0
2030 | HQ_NEISO_2_NEISO | HQ_NEISO | NEISO | Internal | Winter | B17 | 100 | 99999 | 2920 | 54.5 | 54.51 | 0.01 | 0
2030 | HQ_NEISO_2_NEISO | HQ_NEISO | NEISO | Internal | Winter | B18 | 400 | 99999 | 2920 | 54.15 | 54.16 | 0.01 | 0
2030 | HQ_NEISO_2_NEISO | HQ_NEISO | NEISO | Internal | Winter | B19 | 700 | 99999 | 2920 | 54.15 | 54.16 | 0.01 | 0
2030 | HQ_NEISO_2_NEISO | HQ_NEISO | NEISO | Internal | Winter | B20 | 935 | 99999 | 1233.58 | 54.15 | 54.16 | 0.01 | 0
2030 | HQ_NY_2_NYISO_A-F | HQ_NY | NYISO_A-F | Internal | Shoulder | B11 | 25 | 99999 | 1000 | 51.79 | 51.8 | 0.01 | 0
2030 | HQ_NY_2_NYISO_A-F | HQ_NY | NYISO_A-F | Internal | Shoulder | B12 | 200 | 99999 | 1000 | 49.63 | 49.64 | 0.01 | 0
2030 | HQ_NY_2_NYISO_A-F | HQ_NY | NYISO_A-F | Internal | Shoulder | B13 | 600 | 99999 | 1000 | 47.2 | 47.21 | 0.01 | 0
2030 | HQ_NY_2_NYISO_A-F | HQ_NY | NYISO_A-F | Internal | Shoulder | B14 | 900 | 99999 | 1000 | 47.2 | 47.21 | 0.01 | 0
2030 | HQ_NY_2_NYISO_A-F | HQ_NY | NYISO_A-F | Internal | Shoulder | B15 | 1203 | 99999 | 188.69 | 47.2 | 47.21 | 0.01 | 0
2030 | HQ_NY_2_NYISO_A-F | HQ_NY | NYISO_A-F | Internal | Summer | B1 | 10 | 99999 | 1000 | 83.05 | 83.06 | 0.01 | 0
2030 | HQ_NY_2_NYISO_A-F | HQ_NY | NYISO_A-F | Internal | Summer | B2 | 25 | 99999 | 1000 | 71.08 | 71.09 | 0.01 | 0
2030 | HQ_NY_2_NYISO_A-F | HQ_NY | NYISO_A-F | Internal | Summer | B3 | 75 | 99999 | 1000 | 65.75 | 65.76 | 0.01 | 0
2030 | HQ_NY_2_NYISO_A-F | HQ_NY | NYISO_A-F | Internal | Summer | B4 | 100 | 99999 | 1000 | 61.84 | 61.85 | 0.01 | 0
2030 | HQ_NY_2_NYISO_A-F | HQ_NY | NYISO_A-F | Internal | Summer | B5 | 200 | 99999 | 1000 | 54.53 | 54.54 | 0.01 | 0
2030 | HQ_NY_2_NYISO_A-F | HQ_NY | NYISO_A-F | Internal | Summer | B6 | 300 | 99999 | 1000 | 52.15 | 52.17 | 0.01 | 0
2030 | HQ_NY_2_NYISO_A-F | HQ_NY | NYISO_A-F | Internal | Summer | B7 | 400 | 99999 | 1000 | 47.29 | 47.3 | 0.01 | 0
2030 | HQ_NY_2_NYISO_A-F | HQ_NY | NYISO_A-F | Internal | Summer | B8 | 500 | 99999 | 1000 | 45.87 | 45.88 | 0.01 | 0
2030 | HQ_NY_2_NYISO_A-F | HQ_NY | NYISO_A-F | Internal | Summer | B9 | 800 | 99999 | 1000 | 44.59 | 44.61 | 0.01 | 0
2030 | HQ_NY_2_NYISO_A-F | HQ_NY | NYISO_A-F | Internal | Summer | B10 | 1262 | 99999 | 30.11 | 44.59 | 44.61 | 0.01 | 0
2030 | HQ_NY_2_NYISO_A-F | HQ_NY | NYISO_A-F | Internal | Winter | B16 | 25 | 99999 | 1000 | 55.44 | 55.45 | 0.01 | 0
2030 | HQ_NY_2_NYISO_A-F | HQ_NY | NYISO_A-F | Internal | Winter | B17 | 100 | 99999 | 1000 | 54.73 | 54.75 | 0.01 | 0
2030 | HQ_NY_2_NYISO_A-F | HQ_NY | NYISO_A-F | Internal | Winter | B18 | 400 | 99999 | 1000 | 51.15 | 51.16 | 0.01 | 0
2030 | HQ_NY_2_NYISO_A-F | HQ_NY | NYISO_A-F | Internal | Winter | B19 | 700 | 99999 | 1000 | 51.15 | 51.16 | 0.01 | 0
2030 | HQ_NY_2_NYISO_A-F | HQ_NY | NYISO_A-F | Internal | Winter | B20 | 935 | 99999 | 229.95 | 51.15 | 51.16 | 0.01 | 0
2030 | HQ_IESO_2_IESO | HQ_IESO | IESO | Internal | Shoulder | B11 | 25 | 99999 | 400 | 42.48 | 42.49 | 0.01 | 0
2030 | HQ_IESO_2_IESO | HQ_IESO | IESO | Internal | Shoulder | B12 | 200 | 99999 | 400 | 42.48 | 42.49 | 0.01 | 0
2030 | HQ_IESO_2_IESO | HQ_IESO | IESO | Internal | Shoulder | B13 | 600 | 99999 | 400 | 40.2 | 40.21 | 0.01 | 0
2030 | HQ_IESO_2_IESO | HQ_IESO | IESO | Internal | Shoulder | B14 | 900 | 99999 | 400 | 40.2 | 40.21 | 0.01 | 0
2030 | HQ_IESO_2_IESO | HQ_IESO | IESO | Internal | Shoulder | B15 | 1203 | 99999 | 75.48 | 40.2 | 40.21 | 0.01 | 0
2030 | HQ_IESO_2_IESO | HQ_IESO | IESO | Internal | Summer | B1 | 10 | 99999 | 400 | 76.05 | 76.06 | 0.01 | 0
2030 | HQ_IESO_2_IESO | HQ_IESO | IESO | Internal | Summer | B2 | 25 | 99999 | 400 | 70.05 | 70.06 | 0.01 | 0
2030 | HQ_IESO_2_IESO | HQ_IESO | IESO | Internal | Summer | B3 | 75 | 99999 | 400 | 58.75 | 58.76 | 0.01 | 0
2030 | HQ_IESO_2_IESO | HQ_IESO | IESO | Internal | Summer | B4 | 100 | 99999 | 400 | 54.84 | 54.85 | 0.01 | 0
2030 | HQ_IESO_2_IESO | HQ_IESO | IESO | Internal | Summer | B5 | 200 | 99999 | 400 | 47.53 | 47.54 | 0.01 | 0
2030 | HQ_IESO_2_IESO | HQ_IESO | IESO | Internal | Summer | B6 | 300 | 99999 | 400 | 45.15 | 45.17 | 0.01 | 0
2030 | HQ_IESO_2_IESO | HQ_IESO | IESO | Internal | Summer | B7 | 400 | 99999 | 400 | 40.29 | 40.3 | 0.01 | 0
2030 | HQ_IESO_2_IESO | HQ_IESO | IESO | Internal | Summer | B8 | 500 | 99999 | 400 | 37.59 | 37.61 | 0.01 | 0
2030 | HQ_IESO_2_IESO | HQ_IESO | IESO | Internal | Summer | B9 | 800 | 99999 | 400 | 37.59 | 37.61 | 0.01 | 0
2030 | HQ_IESO_2_IESO | HQ_IESO | IESO | Internal | Summer | B10 | 1262 | 99999 | 12.04 | 37.59 | 37.61 | 0.01 | 0
2030 | HQ_IESO_2_IESO | HQ_IESO | IESO | Internal | Winter | B16 | 25 | 99999 | 400 | 48.44 | 48.45 | 0.01 | 0
2030 | HQ_IESO_2_IESO | HQ_IESO | IESO | Internal | Winter | B17 | 100 | 99999 | 400 | 47.73 | 47.75 | 0.01 | 0
2030 | HQ_IESO_2_IESO | HQ_IESO | IESO | Internal | Winter | B18 | 400 | 99999 | 400 | 44.15 | 44.16 | 0.01 | 0
2030 | HQ_IESO_2_IESO | HQ_IESO | IESO | Internal | Winter | B19 | 700 | 99999 | 400 | 44.15 | 44.16 | 0.01 | 0
2030 | HQ_IESO_2_IESO | HQ_IESO | IESO | Internal | Winter | B20 | 935 | 99999 | 91.98 | 44.15 | 44.16 | 0.01 | 0
2030 | IESO_2_MAPP_CA | IESO | MAPP_CA | Internal | Shoulder | B11 | 25 | 262 | 262 | 42.49 | 52.06 | 7 | 2.57
2030 | IESO_2_MAPP_CA | IESO | MAPP_CA | Internal | Shoulder | B12 | 200 | 262 | 262 | 42.49 | 52.06 | 7 | 2.57
2030 | IESO_2_MAPP_CA | IESO | MAPP_CA | Internal | Shoulder | B13 | 600 | 262 | 262 | 40.21 | 48.66 | 7 | 1.45
2030 | IESO_2_MAPP_CA | IESO | MAPP_CA | Internal | Shoulder | B14 | 900 | 262 | 262 | 40.21 | 47.85 | 7 | 0.64
2030 | IESO_2_MAPP_CA | IESO | MAPP_CA | Internal | Shoulder | B15 | 1203 | 262 | 262 | 40.21 | 47.85 | 7 | 0.64
2030 | IESO_2_MAPP_CA | IESO | MAPP_CA | Internal | Summer | B1 | 10 | 262 | 0 | 76.06 | 68.06 | 7 | 0
2030 | IESO_2_MAPP_CA | IESO | MAPP_CA | Internal | Summer | B2 | 25 | 262 | 84.73 | 70.06 | 77.06 | 7 | 0
2030 | IESO_2_MAPP_CA | IESO | MAPP_CA | Internal | Summer | B3 | 75 | 262 | 143.41 | 58.76 | 65.76 | 7 | 0
2030 | IESO_2_MAPP_CA | IESO | MAPP_CA | Internal | Summer | B4 | 100 | 262 | 262 | 54.85 | 64.44 | 7 | 2.59
2030 | IESO_2_MAPP_CA | IESO | MAPP_CA | Internal | Summer | B5 | 200 | 262 | 262 | 47.54 | 60.8 | 7 | 6.26
2030 | IESO_2_MAPP_CA | IESO | MAPP_CA | Internal | Summer | B6 | 300 | 262 | 198 | 45.17 | 52.17 | 7 | 0
2030 | IESO_2_MAPP_CA | IESO | MAPP_CA | Internal | Summer | B7 | 400 | 262 | 108.3 | 40.3 | 47.3 | 7 | 0
2030 | IESO_2_MAPP_CA | IESO | MAPP_CA | Internal | Summer | B8 | 500 | 262 | 0 | 37.61 | 43.96 | 7 | 0
2030 | IESO_2_MAPP_CA | IESO | MAPP_CA | Internal | Summer | B9 | 800 | 262 | 0 | 37.61 | 42.71 | 7 | 0
2030 | IESO_2_MAPP_CA | IESO | MAPP_CA | Internal | Summer | B10 | 1262 | 262 | 0 | 37.61 | 42.71 | 7 | 0
2030 | IESO_2_MAPP_CA | IESO | MAPP_CA | Internal | Winter | B16 | 25 | 262 | 262 | 48.45 | 69.04 | 7 | 13.59
2030 | IESO_2_MAPP_CA | IESO | MAPP_CA | Internal | Winter | B17 | 100 | 262 | 262 | 47.75 | 55.22 | 7 | 0.48
2030 | IESO_2_MAPP_CA | IESO | MAPP_CA | Internal | Winter | B18 | 400 | 262 | 42.92 | 44.16 | 51.16 | 7 | 0
2030 | IESO_2_MAPP_CA | IESO | MAPP_CA | Internal | Winter | B19 | 700 | 262 | 206.09 | 44.16 | 51.16 | 7 | 0
2030 | IESO_2_MAPP_CA | IESO | MAPP_CA | Internal | Winter | B20 | 935 | 262 | 216.68 | 44.16 | 51.16 | 7 | 0
2030 | IESO_2_MISO_MI | IESO | MISO_MI | Internal | Shoulder | B11 | 25 | 1840 | 1840 | 42.49 | 68.44 | 7 | 18.94
2030 | IESO_2_MISO_MI | IESO | MISO_MI | Internal | Shoulder | B12 | 200 | 1840 | 1840 | 42.49 | 55.7 | 7 | 6.21
2030 | IESO_2_MISO_MI | IESO | MISO_MI | Internal | Shoulder | B13 | 600 | 1840 | 1840 | 40.21 | 48.71 | 7 | 1.49
2030 | IESO_2_MISO_MI | IESO | MISO_MI | Internal | Shoulder | B14 | 900 | 1840 | 1840 | 40.21 | 47.86 | 7 | 0.64
2030 | IESO_2_MISO_MI | IESO | MISO_MI | Internal | Shoulder | B15 | 1203 | 1840 | 0 | 40.21 | 43.46 | 7 | 0
2030 | IESO_2_MISO_MI | IESO | MISO_MI | Internal | Summer | B1 | 10 | 1840 | 0 | 76.06 | 82.1 | 7 | 0
2030 | IESO_2_MISO_MI | IESO | MISO_MI | Internal | Summer | B2 | 25 | 1840 | 941.53 | 70.06 | 77.06 | 7 | 0
2030 | IESO_2_MISO_MI | IESO | MISO_MI | Internal | Summer | B3 | 75 | 1840 | 1840 | 58.76 | 72.59 | 7 | 6.83
2030 | IESO_2_MISO_MI | IESO | MISO_MI | Internal | Summer | B4 | 100 | 1840 | 1840 | 54.85 | 71.8 | 7 | 9.95
2030 | IESO_2_MISO_MI | IESO | MISO_MI | Internal | Summer | B5 | 200 | 1840 | 1840 | 47.54 | 70.66 | 7 | 16.12
2030 | IESO_2_MISO_MI | IESO | MISO_MI | Internal | Summer | B6 | 300 | 1840 | 1840 | 45.17 | 57.66 | 7 | 5.49
2030 | IESO_2_MISO_MI | IESO | MISO_MI | Internal | Summer | B7 | 400 | 1840 | 0 | 40.3 | 47.07 | 7 | 0
2030 | IESO_2_MISO_MI | IESO | MISO_MI | Internal | Summer | B8 | 500 | 1840 | 0 | 37.61 | 44.01 | 7 | 0
2030 | IESO_2_MISO_MI | IESO | MISO_MI | Internal | Summer | B9 | 800 | 1840 | 0 | 37.61 | 42.71 | 7 | 0
2030 | IESO_2_MISO_MI | IESO | MISO_MI | Internal | Summer | B10 | 1262 | 1840 | 0 | 37.61 | 40.63 | 7 | 0
2030 | IESO_2_MISO_MI | IESO | MISO_MI | Internal | Winter | B16 | 25 | 1840 | 1840 | 48.45 | 69.06 | 7 | 13.62
2030 | IESO_2_MISO_MI | IESO | MISO_MI | Internal | Winter | B17 | 100 | 1840 | 1840 | 47.75 | 55.27 | 7 | 0.52
2030 | IESO_2_MISO_MI | IESO | MISO_MI | Internal | Winter | B18 | 400 | 1840 | 906.73 | 44.16 | 51.16 | 7 | 0
2030 | IESO_2_MISO_MI | IESO | MISO_MI | Internal | Winter | B19 | 700 | 1840 | 0 | 44.16 | 47.9 | 7 | 0
2030 | IESO_2_MISO_MI | IESO | MISO_MI | Internal | Winter | B20 | 935 | 1840 | 0 | 44.16 | 43.02 | 7 | 0
2030 | IESO_2_MISO_W | IESO | MISO_W | Internal | Shoulder | B11 | 25 | 140 | 140 | 42.49 | 73.32 | 7 | 23.83
2030 | IESO_2_MISO_W | IESO | MISO_W | Internal | Shoulder | B12 | 200 | 140 | 140 | 42.49 | 55.67 | 7 | 6.17
2030 | IESO_2_MISO_W | IESO | MISO_W | Internal | Shoulder | B13 | 600 | 140 | 140 | 40.21 | 48.67 | 7 | 1.46
2030 | IESO_2_MISO_W | IESO | MISO_W | Internal | Shoulder | B14 | 900 | 140 | 140 | 40.21 | 47.86 | 7 | 0.65
2030 | IESO_2_MISO_W | IESO | MISO_W | Internal | Shoulder | B15 | 1203 | 140 | 0 | 40.21 | 43.43 | 7 | 0
2030 | IESO_2_MISO_W | IESO | MISO_W | Internal | Summer | B1 | 10 | 140 | 0 | 76.06 | 82.06 | 7 | 0
2030 | IESO_2_MISO_W | IESO | MISO_W | Internal | Summer | B2 | 25 | 140 | 140 | 70.06 | 77.08 | 7 | 0.02
2030 | IESO_2_MISO_W | IESO | MISO_W | Internal | Summer | B3 | 75 | 140 | 140 | 58.76 | 75.99 | 7 | 10.22
2030 | IESO_2_MISO_W | IESO | MISO_W | Internal | Summer | B4 | 100 | 140 | 140 | 54.85 | 75.39 | 7 | 13.54
2030 | IESO_2_MISO_W | IESO | MISO_W | Internal | Summer | B5 | 200 | 140 | 140 | 47.54 | 70.69 | 7 | 16.15
2030 | IESO_2_MISO_W | IESO | MISO_W | Internal | Summer | B6 | 300 | 140 | 140 | 45.17 | 60.01 | 7 | 7.84
2030 | IESO_2_MISO_W | IESO | MISO_W | Internal | Summer | B7 | 400 | 140 | 140 | 40.3 | 47.32 | 7 | 0.01
2030 | IESO_2_MISO_W | IESO | MISO_W | Internal | Summer | B8 | 500 | 140 | 0 | 37.61 | 43.97 | 7 | 0
2030 | IESO_2_MISO_W | IESO | MISO_W | Internal | Summer | B9 | 800 | 140 | 0 | 37.61 | 42.7 | 7 | 0
2030 | IESO_2_MISO_W | IESO | MISO_W | Internal | Summer | B10 | 1262 | 140 | 0 | 37.61 | 40.31 | 7 | 0
2030 | IESO_2_MISO_W | IESO | MISO_W | Internal | Winter | B16 | 25 | 140 | 140 | 48.45 | 69.05 | 7 | 13.6
2030 | IESO_2_MISO_W | IESO | MISO_W | Internal | Winter | B17 | 100 | 140 | 140 | 47.75 | 55.23 | 7 | 0.49
2030 | IESO_2_MISO_W | IESO | MISO_W | Internal | Winter | B18 | 400 | 140 | 74.28 | 44.16 | 51.16 | 7 | 0
2030 | IESO_2_MISO_W | IESO | MISO_W | Internal | Winter | B19 | 700 | 140 | 0 | 44.16 | 47.9 | 7 | 0
2030 | IESO_2_MISO_W | IESO | MISO_W | Internal | Winter | B20 | 935 | 140 | 0 | 44.16 | 42.99 | 7 | 0
2030 | IESO_2_NYISO_A-F | IESO | NYISO_A-F | Internal | Shoulder | B11 | 25 | 1725 | 1725 | 42.49 | 51.8 | 7 | 2.31
2030 | IESO_2_NYISO_A-F | IESO | NYISO_A-F | Internal | Shoulder | B12 | 200 | 1725 | 1725 | 42.49 | 49.64 | 7 | 0.15
2030 | IESO_2_NYISO_A-F | IESO | NYISO_A-F | Internal | Shoulder | B13 | 600 | 1725 | 1542.55 | 40.21 | 47.21 | 7 | 0
2030 | IESO_2_NYISO_A-F | IESO | NYISO_A-F | Internal | Shoulder | B14 | 900 | 1725 | 1157.2 | 40.21 | 47.21 | 7 | 0
2030 | IESO_2_NYISO_A-F | IESO | NYISO_A-F | Internal | Shoulder | B15 | 1203 | 1725 | 624.88 | 40.21 | 47.21 | 7 | 0
2030 | IESO_2_NYISO_A-F | IESO | NYISO_A-F | Internal | Summer | B1 | 10 | 1725 | 942.84 | 76.06 | 83.06 | 7 | 0
2030 | IESO_2_NYISO_A-F | IESO | NYISO_A-F | Internal | Summer | B2 | 25 | 1725 | 0 | 70.06 | 71.09 | 7 | 0
2030 | IESO_2_NYISO_A-F | IESO | NYISO_A-F | Internal | Summer | B3 | 75 | 1725 | 150.81 | 58.76 | 65.76 | 7 | 0
2030 | IESO_2_NYISO_A-F | IESO | NYISO_A-F | Internal | Summer | B4 | 100 | 1725 | 950.81 | 54.85 | 61.85 | 7 | 0
2030 | IESO_2_NYISO_A-F | IESO | NYISO_A-F | Internal | Summer | B5 | 200 | 1725 | 1544.37 | 47.54 | 54.54 | 7 | 0
2030 | IESO_2_NYISO_A-F | IESO | NYISO_A-F | Internal | Summer | B6 | 300 | 1725 | 425.87 | 45.17 | 52.17 | 7 | 0
2030 | IESO_2_NYISO_A-F | IESO | NYISO_A-F | Internal | Summer | B7 | 400 | 1725 | 1010.81 | 40.3 | 47.3 | 7 | 0
2030 | IESO_2_NYISO_A-F | IESO | NYISO_A-F | Internal | Summer | B8 | 500 | 1725 | 1725 | 37.61 | 45.88 | 7 | 1.28
2030 | IESO_2_NYISO_A-F | IESO | NYISO_A-F | Internal | Summer | B9 | 800 | 1725 | 608.77 | 37.61 | 44.61 | 7 | 0
2030 | IESO_2_NYISO_A-F | IESO | NYISO_A-F | Internal | Summer | B10 | 1262 | 1725 | 216.29 | 37.61 | 44.61 | 7 | 0
2030 | IESO_2_NYISO_A-F | IESO | NYISO_A-F | Internal | Winter | B16 | 25 | 1725 | 1265.41 | 48.45 | 55.45 | 7 | 0
2030 | IESO_2_NYISO_A-F | IESO | NYISO_A-F | Internal | Winter | B17 | 100 | 1725 | 719.46 | 47.75 | 54.75 | 7 | 0
2030 | IESO_2_NYISO_A-F | IESO | NYISO_A-F | Internal | Winter | B18 | 400 | 1725 | 1417.19 | 44.16 | 51.16 | 7 | 0
2030 | IESO_2_NYISO_A-F | IESO | NYISO_A-F | Internal | Winter | B19 | 700 | 1725 | 558.49 | 44.16 | 51.16 | 7 | 0
2030 | IESO_2_NYISO_A-F | IESO | NYISO_A-F | Internal | Winter | B20 | 935 | 1725 | 102.68 | 44.16 | 51.16 | 7 | 0
2030 | MAPP_CA_2_IESO | MAPP_CA | IESO | Internal | Shoulder | B11 | 25 | 330 | 0 | 52.06 | 42.49 | 8 | 0
2030 | MAPP_CA_2_IESO | MAPP_CA | IESO | Internal | Shoulder | B12 | 200 | 330 | 0 | 52.06 | 42.49 | 8 | 0
2030 | MAPP_CA_2_IESO | MAPP_CA | IESO | Internal | Shoulder | B13 | 600 | 330 | 0 | 48.66 | 40.21 | 8 | 0
2030 | MAPP_CA_2_IESO | MAPP_CA | IESO | Internal | Shoulder | B14 | 900 | 330 | 0 | 47.85 | 40.21 | 8 | 0
2030 | MAPP_CA_2_IESO | MAPP_CA | IESO | Internal | Shoulder | B15 | 1203 | 330 | 0 | 47.85 | 40.21 | 8 | 0
2030 | MAPP_CA_2_IESO | MAPP_CA | IESO | Internal | Summer | B1 | 10 | 330 | 28.09 | 68.06 | 76.06 | 8 | 0
2030 | MAPP_CA_2_IESO | MAPP_CA | IESO | Internal | Summer | B2 | 25 | 330 | 0 | 77.06 | 70.06 | 8 | 0
2030 | MAPP_CA_2_IESO | MAPP_CA | IESO | Internal | Summer | B3 | 75 | 330 | 0 | 65.76 | 58.76 | 8 | 0
2030 | MAPP_CA_2_IESO | MAPP_CA | IESO | Internal | Summer | B4 | 100 | 330 | 0 | 64.44 | 54.85 | 8 | 0
2030 | MAPP_CA_2_IESO | MAPP_CA | IESO | Internal | Summer | B5 | 200 | 330 | 0 | 60.8 | 47.54 | 8 | 0
2030 | MAPP_CA_2_IESO | MAPP_CA | IESO | Internal | Summer | B6 | 300 | 330 | 0 | 52.17 | 45.17 | 8 | 0
2030 | MAPP_CA_2_IESO | MAPP_CA | IESO | Internal | Summer | B7 | 400 | 330 | 0 | 47.3 | 40.3 | 8 | 0
2030 | MAPP_CA_2_IESO | MAPP_CA | IESO | Internal | Summer | B8 | 500 | 330 | 0 | 43.96 | 37.61 | 8 | 0
2030 | MAPP_CA_2_IESO | MAPP_CA | IESO | Internal | Summer | B9 | 800 | 330 | 0 | 42.71 | 37.61 | 8 | 0
2030 | MAPP_CA_2_IESO | MAPP_CA | IESO | Internal | Summer | B10 | 1262 | 330 | 0 | 42.71 | 37.61 | 8 | 0
2030 | MAPP_CA_2_IESO | MAPP_CA | IESO | Internal | Winter | B16 | 25 | 330 | 0 | 69.04 | 48.45 | 8 | 0
2030 | MAPP_CA_2_IESO | MAPP_CA | IESO | Internal | Winter | B17 | 100 | 330 | 0 | 55.22 | 47.75 | 8 | 0
2030 | MAPP_CA_2_IESO | MAPP_CA | IESO | Internal | Winter | B18 | 400 | 330 | 0 | 51.16 | 44.16 | 8 | 0
2030 | MAPP_CA_2_IESO | MAPP_CA | IESO | Internal | Winter | B19 | 700 | 330 | 0 | 51.16 | 44.16 | 8 | 0
2030 | MAPP_CA_2_IESO | MAPP_CA | IESO | Internal | Winter | B20 | 935 | 330 | 0 | 51.16 | 44.16 | 8 | 0
2030 | MAPP_CA_2_MAPP_US | MAPP_CA | MAPP_US | Internal | Shoulder | B11 | 25 | 372 | 372 | 52.06 | 69.06 | 7 | 9.99
2030 | MAPP_CA_2_MAPP_US | MAPP_CA | MAPP_US | Internal | Shoulder | B12 | 200 | 372 | 0 | 52.06 | 48.67 | 7 | 0
2030 | MAPP_CA_2_MAPP_US | MAPP_CA | MAPP_US | Internal | Shoulder | B13 | 600 | 372 | 0 | 48.66 | 44.17 | 7 | 0
2030 | MAPP_CA_2_MAPP_US | MAPP_CA | MAPP_US | Internal | Shoulder | B14 | 900 | 372 | 0 | 47.85 | 44.17 | 7 | 0
2030 | MAPP_CA_2_MAPP_US | MAPP_CA | MAPP_US | Internal | Shoulder | B15 | 1203 | 372 | 0 | 47.85 | 44.17 | 7 | 0
2030 | MAPP_CA_2_MAPP_US | MAPP_CA | MAPP_US | Internal | Summer | B1 | 10 | 372 | 1.05 | 68.06 | 75.06 | 7 | 0
2030 | MAPP_CA_2_MAPP_US | MAPP_CA | MAPP_US | Internal | Summer | B2 | 25 | 372 | 0 | 77.06 | 72.4 | 7 | 0
2030 | MAPP_CA_2_MAPP_US | MAPP_CA | MAPP_US | Internal | Summer | B3 | 75 | 372 | 0 | 65.76 | 72.4 | 7 | 0
2030 | MAPP_CA_2_MAPP_US | MAPP_CA | MAPP_US | Internal | Summer | B4 | 100 | 372 | 220.15 | 64.44 | 71.44 | 7 | 0
2030 | MAPP_CA_2_MAPP_US | MAPP_CA | MAPP_US | Internal | Summer | B5 | 200 | 372 | 299.88 | 60.8 | 67.8 | 7 | 0
2030 | MAPP_CA_2_MAPP_US | MAPP_CA | MAPP_US | Internal | Summer | B6 | 300 | 372 | 372 | 52.17 | 60 | 7 | 0.83
2030 | MAPP_CA_2_MAPP_US | MAPP_CA | MAPP_US | Internal | Summer | B7 | 400 | 372 | 0 | 47.3 | 47.3 | 7 | 0
2030 | MAPP_CA_2_MAPP_US | MAPP_CA | MAPP_US | Internal | Summer | B8 | 500 | 372 | 0 | 43.96 | 39.44 | 7 | 0
2030 | MAPP_CA_2_MAPP_US | MAPP_CA | MAPP_US | Internal | Summer | B9 | 800 | 372 | 0 | 42.71 | 39.44 | 7 | 0
2030 | MAPP_CA_2_MAPP_US | MAPP_CA | MAPP_US | Internal | Summer | B10 | 1262 | 372 | 0 | 42.71 | 37.41 | 7 | 0
2030 | MAPP_CA_2_MAPP_US | MAPP_CA | MAPP_US | Internal | Winter | B16 | 25 | 372 | 0 | 69.04 | 62.05 | 7 | 0
2030 | MAPP_CA_2_MAPP_US | MAPP_CA | MAPP_US | Internal | Winter | B17 | 100 | 372 | 0 | 55.22 | 48.23 | 7 | 0
2030 | MAPP_CA_2_MAPP_US | MAPP_CA | MAPP_US | Internal | Winter | B18 | 400 | 372 | 0 | 51.16 | 47.34 | 7 | 0
2030 | MAPP_CA_2_MAPP_US | MAPP_CA | MAPP_US | Internal | Winter | B19 | 700 | 372 | 0 | 51.16 | 47.34 | 7 | 0
2030 | MAPP_CA_2_MAPP_US | MAPP_CA | MAPP_US | Internal | Winter | B20 | 935 | 372 | 0 | 51.16 | 40.73 | 7 | 0
2030 | MAPP_CA_2_MISO_W | MAPP_CA | MISO_W | Internal | Shoulder | B11 | 25 | 1970 | 1970 | 52.06 | 73.32 | 0.01 | 21.25
2030 | MAPP_CA_2_MISO_W | MAPP_CA | MISO_W | Internal | Shoulder | B12 | 200 | 1970 | 1970 | 52.06 | 55.67 | 0.01 | 3.59
2030 | MAPP_CA_2_MISO_W | MAPP_CA | MISO_W | Internal | Shoulder | B13 | 600 | 1970 | 1369.67 | 48.66 | 48.67 | 0.01 | 0
2030 | MAPP_CA_2_MISO_W | MAPP_CA | MISO_W | Internal | Shoulder | B14 | 900 | 1970 | 674.03 | 47.85 | 47.86 | 0.01 | 0
2030 | MAPP_CA_2_MISO_W | MAPP_CA | MISO_W | Internal | Shoulder | B15 | 1203 | 1970 | 0 | 47.85 | 43.43 | 0.01 | 0
2030 | MAPP_CA_2_MISO_W | MAPP_CA | MISO_W | Internal | Summer | B1 | 10 | 1970 | 1970 | 68.06 | 82.06 | 0.01 | 13.99
2030 | MAPP_CA_2_MISO_W | MAPP_CA | MISO_W | Internal | Summer | B2 | 25 | 1970 | 1969.99 | 77.06 | 77.08 | 0.01 | 0.01
2030 | MAPP_CA_2_MISO_W | MAPP_CA | MISO_W | Internal | Summer | B3 | 75 | 1970 | 1970 | 65.76 | 75.99 | 0.01 | 10.21
2030 | MAPP_CA_2_MISO_W | MAPP_CA | MISO_W | Internal | Summer | B4 | 100 | 1970 | 1970 | 64.44 | 75.39 | 0.01 | 10.93
2030 | MAPP_CA_2_MISO_W | MAPP_CA | MISO_W | Internal | Summer | B5 | 200 | 1970 | 1970 | 60.8 | 70.69 | 0.01 | 9.88
2030 | MAPP_CA_2_MISO_W | MAPP_CA | MISO_W | Internal | Summer | B6 | 300 | 1970 | 1970 | 52.17 | 60.01 | 0.01 | 7.83
2030 | MAPP_CA_2_MISO_W | MAPP_CA | MISO_W | Internal | Summer | B7 | 400 | 1970 | 1303.62 | 47.3 | 47.32 | 0.01 | 0
2030 | MAPP_CA_2_MISO_W | MAPP_CA | MISO_W | Internal | Summer | B8 | 500 | 1970 | 1131.81 | 43.96 | 43.97 | 0.01 | 0
2030 | MAPP_CA_2_MISO_W | MAPP_CA | MISO_W | Internal | Summer | B9 | 800 | 1970 | 0 | 42.71 | 42.7 | 0.01 | 0
2030 | MAPP_CA_2_MISO_W | MAPP_CA | MISO_W | Internal | Summer | B10 | 1262 | 1970 | 0 | 42.71 | 40.31 | 0.01 | 0
2030 | MAPP_CA_2_MISO_W | MAPP_CA | MISO_W | Internal | Winter | B16 | 25 | 1970 | 967.72 | 69.04 | 69.05 | 0.01 | 0
2030 | MAPP_CA_2_MISO_W | MAPP_CA | MISO_W | Internal | Winter | B17 | 100 | 1970 | 429.4 | 55.22 | 55.23 | 0.01 | 0
2030 | MAPP_CA_2_MISO_W | MAPP_CA | MISO_W | Internal | Winter | B18 | 400 | 1970 | 0 | 51.16 | 51.16 | 0.01 | 0
2030 | MAPP_CA_2_MISO_W | MAPP_CA | MISO_W | Internal | Winter | B19 | 700 | 1970 | 0 | 51.16 | 47.9 | 0.01 | 0
2030 | MAPP_CA_2_MISO_W | MAPP_CA | MISO_W | Internal | Winter | B20 | 935 | 1970 | 0 | 51.16 | 42.99 | 0.01 | 0
2030 | MAPP_US_2_MAPP_CA | MAPP_US | MAPP_CA | Internal | Shoulder | B11 | 25 | 165 | 0 | 69.06 | 52.06 | 7 | 0
2030 | MAPP_US_2_MAPP_CA | MAPP_US | MAPP_CA | Internal | Shoulder | B12 | 200 | 165 | 0 | 48.67 | 52.06 | 7 | 0
2030 | MAPP_US_2_MAPP_CA | MAPP_US | MAPP_CA | Internal | Shoulder | B13 | 600 | 165 | 0 | 44.17 | 48.66 | 7 | 0
2030 | MAPP_US_2_MAPP_CA | MAPP_US | MAPP_CA | Internal | Shoulder | B14 | 900 | 165 | 0 | 44.17 | 47.85 | 7 | 0
2030 | MAPP_US_2_MAPP_CA | MAPP_US | MAPP_CA | Internal | Shoulder | B15 | 1203 | 165 | 0 | 44.17 | 47.85 | 7 | 0
2030 | MAPP_US_2_MAPP_CA | MAPP_US | MAPP_CA | Internal | Summer | B1 | 10 | 165 | 0 | 75.06 | 68.06 | 7 | 0
2030 | MAPP_US_2_MAPP_CA | MAPP_US | MAPP_CA | Internal | Summer | B2 | 25 | 165 | 0 | 72.4 | 77.06 | 7 | 0
2030 | MAPP_US_2_MAPP_CA | MAPP_US | MAPP_CA | Internal | Summer | B3 | 75 | 165 | 0 | 72.4 | 65.76 | 7 | 0
2030 | MAPP_US_2_MAPP_CA | MAPP_US | MAPP_CA | Internal | Summer | B4 | 100 | 165 | 0 | 71.44 | 64.44 | 7 | 0
2030 | MAPP_US_2_MAPP_CA | MAPP_US | MAPP_CA | Internal | Summer | B5 | 200 | 165 | 0 | 67.8 | 60.8 | 7 | 0
2030 | MAPP_US_2_MAPP_CA | MAPP_US | MAPP_CA | Internal | Summer | B6 | 300 | 165 | 0 | 60 | 52.17 | 7 | 0
2030 | MAPP_US_2_MAPP_CA | MAPP_US | MAPP_CA | Internal | Summer | B7 | 400 | 165 | 0 | 47.3 | 47.3 | 7 | 0
2030 | MAPP_US_2_MAPP_CA | MAPP_US | MAPP_CA | Internal | Summer | B8 | 500 | 165 | 0 | 39.44 | 43.96 | 7 | 0
2030 | MAPP_US_2_MAPP_CA | MAPP_US | MAPP_CA | Internal | Summer | B9 | 800 | 165 | 0 | 39.44 | 42.71 | 7 | 0
2030 | MAPP_US_2_MAPP_CA | MAPP_US | MAPP_CA | Internal | Summer | B10 | 1262 | 165 | 0 | 37.41 | 42.71 | 7 | 0
2030 | MAPP_US_2_MAPP_CA | MAPP_US | MAPP_CA | Internal | Winter | B16 | 25 | 165 | 0 | 62.05 | 69.04 | 7 | 0
2030 | MAPP_US_2_MAPP_CA | MAPP_US | MAPP_CA | Internal | Winter | B17 | 100 | 165 | 0 | 48.23 | 55.22 | 7 | 0
2030 | MAPP_US_2_MAPP_CA | MAPP_US | MAPP_CA | Internal | Winter | B18 | 400 | 165 | 0 | 47.34 | 51.16 | 7 | 0
2030 | MAPP_US_2_MAPP_CA | MAPP_US | MAPP_CA | Internal | Winter | B19 | 700 | 165 | 0 | 47.34 | 51.16 | 7 | 0
2030 | MAPP_US_2_MAPP_CA | MAPP_US | MAPP_CA | Internal | Winter | B20 | 935 | 165 | 165 | 40.73 | 51.16 | 7 | 3.43
2030 | MAPP_US_2_MISO_W | MAPP_US | MISO_W | Internal | Shoulder | B11 | 25 | 2635 | 0 | 69.06 | 73.32 | 7 | 0
2030 | MAPP_US_2_MISO_W | MAPP_US | MISO_W | Internal | Shoulder | B12 | 200 | 2635 | 873.15 | 48.67 | 55.67 | 7 | 0
2030 | MAPP_US_2_MISO_W | MAPP_US | MISO_W | Internal | Shoulder | B13 | 600 | 2635 | 0 | 44.17 | 48.67 | 7 | 0
2030 | MAPP_US_2_MISO_W | MAPP_US | MISO_W | Internal | Shoulder | B14 | 900 | 2635 | 0 | 44.17 | 47.86 | 7 | 0
2030 | MAPP_US_2_MISO_W | MAPP_US | MISO_W | Internal | Shoulder | B15 | 1203 | 2635 | 0 | 44.17 | 43.43 | 7 | 0
2030 | MAPP_US_2_MISO_W | MAPP_US | MISO_W | Internal | Summer | B1 | 10 | 2635 | 128.09 | 75.06 | 82.06 | 7 | 0
2030 | MAPP_US_2_MISO_W | MAPP_US | MISO_W | Internal | Summer | B2 | 25 | 2635 | 0 | 72.4 | 77.08 | 7 | 0
2030 | MAPP_US_2_MISO_W | MAPP_US | MISO_W | Internal | Summer | B3 | 75 | 2635 | 0 | 72.4 | 75.99 | 7 | 0
2030 | MAPP_US_2_MISO_W | MAPP_US | MISO_W | Internal | Summer | B4 | 100 | 2635 | 0 | 71.44 | 75.39 | 7 | 0
2030 | MAPP_US_2_MISO_W | MAPP_US | MISO_W | Internal | Summer | B5 | 200 | 2635 | 0 | 67.8 | 70.69 | 7 | 0
2030 | MAPP_US_2_MISO_W | MAPP_US | MISO_W | Internal | Summer | B6 | 300 | 2635 | 0 | 60 | 60.01 | 7 | 0
2030 | MAPP_US_2_MISO_W | MAPP_US | MISO_W | Internal | Summer | B7 | 400 | 2635 | 0 | 47.3 | 47.32 | 7 | 0
2030 | MAPP_US_2_MISO_W | MAPP_US | MISO_W | Internal | Summer | B8 | 500 | 2635 | 0 | 39.44 | 43.97 | 7 | 0
2030 | MAPP_US_2_MISO_W | MAPP_US | MISO_W | Internal | Summer | B9 | 800 | 2635 | 0 | 39.44 | 42.7 | 7 | 0
2030 | MAPP_US_2_MISO_W | MAPP_US | MISO_W | Internal | Summer | B10 | 1262 | 2635 | 0 | 37.41 | 40.31 | 7 | 0
2030 | MAPP_US_2_MISO_W | MAPP_US | MISO_W | Internal | Winter | B16 | 25 | 2635 | 230.69 | 62.05 | 69.05 | 7 | 0
2030 | MAPP_US_2_MISO_W | MAPP_US | MISO_W | Internal | Winter | B17 | 100 | 2635 | 689 | 48.23 | 55.23 | 7 | 0
2030 | MAPP_US_2_MISO_W | MAPP_US | MISO_W | Internal | Winter | B18 | 400 | 2635 | 0 | 47.34 | 51.16 | 7 | 0
2030 | MAPP_US_2_MISO_W | MAPP_US | MISO_W | Internal | Winter | B19 | 700 | 2635 | 0 | 47.34 | 47.9 | 7 | 0
2030 | MAPP_US_2_MISO_W | MAPP_US | MISO_W | Internal | Winter | B20 | 935 | 2635 | 0 | 40.73 | 42.99 | 7 | 0
2030 | MAPP_US_2_NE | MAPP_US | NE | Internal | Shoulder | B11 | 25 | 2000 | 1945.02 | 69.06 | 76.06 | 7 | 0
2030 | MAPP_US_2_NE | MAPP_US | NE | Internal | Shoulder | B12 | 200 | 2000 | 228.39 | 48.67 | 55.67 | 7 | 0
2030 | MAPP_US_2_NE | MAPP_US | NE | Internal | Shoulder | B13 | 600 | 2000 | 0 | 44.17 | 50.17 | 7 | 0
2030 | MAPP_US_2_NE | MAPP_US | NE | Internal | Shoulder | B14 | 900 | 2000 | 0 | 44.17 | 49.37 | 7 | 0
2030 | MAPP_US_2_NE | MAPP_US | NE | Internal | Shoulder | B15 | 1203 | 2000 | 0 | 44.17 | 47.96 | 7 | 0
2030 | MAPP_US_2_NE | MAPP_US | NE | Internal | Summer | B1 | 10 | 2000 | 966.38 | 75.06 | 82.06 | 7 | 0
2030 | MAPP_US_2_NE | MAPP_US | NE | Internal | Summer | B2 | 25 | 2000 | 994.73 | 72.4 | 79.4 | 7 | 0
2030 | MAPP_US_2_NE | MAPP_US | NE | Internal | Summer | B3 | 75 | 2000 | 953.34 | 72.4 | 79.4 | 7 | 0
2030 | MAPP_US_2_NE | MAPP_US | NE | Internal | Summer | B4 | 100 | 2000 | 1465.14 | 71.44 | 78.44 | 7 | 0
2030 | MAPP_US_2_NE | MAPP_US | NE | Internal | Summer | B5 | 200 | 2000 | 1464.6 | 67.8 | 74.8 | 7 | 0
2030 | MAPP_US_2_NE | MAPP_US | NE | Internal | Summer | B6 | 300 | 2000 | 1452.94 | 60 | 67 | 7 | 0
2030 | MAPP_US_2_NE | MAPP_US | NE | Internal | Summer | B7 | 400 | 2000 | 1475.26 | 47.3 | 54.3 | 7 | 0
2030 | MAPP_US_2_NE | MAPP_US | NE | Internal | Summer | B8 | 500 | 2000 | 1420.47 | 39.44 | 46.44 | 7 | 0
2030 | MAPP_US_2_NE | MAPP_US | NE | Internal | Summer | B9 | 800 | 2000 | 738.59 | 39.44 | 46.44 | 7 | 0
2030 | MAPP_US_2_NE | MAPP_US | NE | Internal | Summer | B10 | 1262 | 2000 | 696.47 | 37.41 | 44.41 | 7 | 0
2030 | MAPP_US_2_NE | MAPP_US | NE | Internal | Winter | B16 | 25 | 2000 | 975.84 | 62.05 | 69.05 | 7 | 0
2030 | MAPP_US_2_NE | MAPP_US | NE | Internal | Winter | B17 | 100 | 2000 | 0 | 48.23 | 53.5 | 7 | 0
2030 | MAPP_US_2_NE | MAPP_US | NE | Internal | Winter | B18 | 400 | 2000 | 0 | 47.34 | 52.33 | 7 | 0
2030 | MAPP_US_2_NE | MAPP_US | NE | Internal | Winter | B19 | 700 | 2000 | 0 | 47.34 | 51.28 | 7 | 0
2030 | MAPP_US_2_NE | MAPP_US | NE | Internal | Winter | B20 | 935 | 2000 | 16.23 | 40.73 | 47.73 | 7 | 0
2030 | MARITIMES_2_NEISO | MARITIMES | NEISO | Internal | Shoulder | B11 | 25 | 99999 | 1400 | 44.15 | 44.17 | 0.01 | 0
2030 | MARITIMES_2_NEISO | MARITIMES | NEISO | Internal | Shoulder | B12 | 200 | 99999 | 1400 | 44.15 | 44.17 | 0.01 | 0
2030 | MARITIMES_2_NEISO | MARITIMES | NEISO | Internal | Shoulder | B13 | 600 | 99999 | 1400 | 44.15 | 44.17 | 0.01 | 0
2030 | MARITIMES_2_NEISO | MARITIMES | NEISO | Internal | Shoulder | B14 | 900 | 99999 | 1400 | 44.15 | 44.17 | 0.01 | 0
2030 | MARITIMES_2_NEISO | MARITIMES | NEISO | Internal | Shoulder | B15 | 1203 | 99999 | 426.43 | 44.15 | 44.17 | 0.01 | 0
2030 | MARITIMES_2_NEISO | MARITIMES | NEISO | Internal | Summer | B1 | 10 | 99999 | 1400 | 86.05 | 86.06 | 0.01 | 0
2030 | MARITIMES_2_NEISO | MARITIMES | NEISO | Internal | Summer | B2 | 25 | 99999 | 1400 | 68.09 | 68.11 | 0.01 | 0
2030 | MARITIMES_2_NEISO | MARITIMES | NEISO | Internal | Summer | B3 | 75 | 99999 | 1400 | 56.79 | 56.8 | 0.01 | 0
2030 | MARITIMES_2_NEISO | MARITIMES | NEISO | Internal | Summer | B4 | 100 | 99999 | 1400 | 45.26 | 45.27 | 0.01 | 0
2030 | MARITIMES_2_NEISO | MARITIMES | NEISO | Internal | Summer | B5 | 200 | 99999 | 1400 | 40.81 | 40.82 | 0.01 | 0
2030 | MARITIMES_2_NEISO | MARITIMES | NEISO | Internal | Summer | B6 | 300 | 99999 | 1400 | 40.81 | 40.82 | 0.01 | 0
2030 | MARITIMES_2_NEISO | MARITIMES | NEISO | Internal | Summer | B7 | 400 | 99999 | 1400 | 40.81 | 40.82 | 0.01 | 0
2030 | MARITIMES_2_NEISO | MARITIMES | NEISO | Internal | Summer | B8 | 500 | 99999 | 1400 | 40.81 | 40.82 | 0.01 | 0
2030 | MARITIMES_2_NEISO | MARITIMES | NEISO | Internal | Summer | B9 | 800 | 99999 | 1400 | 40.81 | 40.82 | 0.01 | 0
2030 | MARITIMES_2_NEISO | MARITIMES | NEISO | Internal | Summer | B10 | 1262 | 99999 | 236.13 | 40.81 | 40.82 | 0.01 | 0
2030 | MARITIMES_2_NEISO | MARITIMES | NEISO | Internal | Winter | B16 | 25 | 99999 | 1400 | 54.5 | 54.51 | 0.01 | 0
2030 | MARITIMES_2_NEISO | MARITIMES | NEISO | Internal | Winter | B17 | 100 | 99999 | 1400 | 54.5 | 54.51 | 0.01 | 0
2030 | MARITIMES_2_NEISO | MARITIMES | NEISO | Internal | Winter | B18 | 400 | 99999 | 1400 | 54.15 | 54.16 | 0.01 | 0
2030 | MARITIMES_2_NEISO | MARITIMES | NEISO | Internal | Winter | B19 | 700 | 99999 | 1400 | 54.15 | 54.16 | 0.01 | 0
2030 | MARITIMES_2_NEISO | MARITIMES | NEISO | Internal | Winter | B20 | 935 | 99999 | 475.94 | 54.15 | 54.16 | 0.01 | 0
2030 | MISO_IN_2_MISO_MI | MISO_IN | MISO_MI | Internal | Shoulder | B11 | 25 | 5000 | 0 | 73.32 | 68.44 | 0.01 | 0
2030 | MISO_IN_2_MISO_MI | MISO_IN | MISO_MI | Internal | Shoulder | B12 | 200 | 5000 | 290.09 | 55.69 | 55.7 | 0.01 | 0
2030 | MISO_IN_2_MISO_MI | MISO_IN | MISO_MI | Internal | Shoulder | B13 | 600 | 5000 | 1308.68 | 48.7 | 48.71 | 0.01 | 0
2030 | MISO_IN_2_MISO_MI | MISO_IN | MISO_MI | Internal | Shoulder | B14 | 900 | 5000 | 1388.55 | 47.84 | 47.86 | 0.01 | 0
2030 | MISO_IN_2_MISO_MI | MISO_IN | MISO_MI | Internal | Shoulder | B15 | 1203 | 5000 | 2780.86 | 43.45 | 43.46 | 0.01 | 0
2030 | MISO_IN_2_MISO_MI | MISO_IN | MISO_MI | Internal | Summer | B1 | 10 | 5000 | 803.36 | 82.08 | 82.1 | 0.01 | 0
2030 | MISO_IN_2_MISO_MI | MISO_IN | MISO_MI | Internal | Summer | B2 | 25 | 5000 | 0 | 77.07 | 77.06 | 0.01 | 0
2030 | MISO_IN_2_MISO_MI | MISO_IN | MISO_MI | Internal | Summer | B3 | 75 | 5000 | 0 | 74.35 | 72.59 | 0.01 | 0
2030 | MISO_IN_2_MISO_MI | MISO_IN | MISO_MI | Internal | Summer | B4 | 100 | 5000 | 0 | 72.48 | 71.8 | 0.01 | 0
2030 | MISO_IN_2_MISO_MI | MISO_IN | MISO_MI | Internal | Summer | B5 | 200 | 5000 | 0 | 70.67 | 70.66 | 0.01 | 0
2030 | MISO_IN_2_MISO_MI | MISO_IN | MISO_MI | Internal | Summer | B6 | 300 | 5000 | 0 | 57.67 | 57.66 | 0.01 | 0
2030 | MISO_IN_2_MISO_MI | MISO_IN | MISO_MI | Internal | Summer | B7 | 400 | 5000 | 2350.8 | 47.06 | 47.07 | 0.01 | 0
2030 | MISO_IN_2_MISO_MI | MISO_IN | MISO_MI | Internal | Summer | B8 | 500 | 5000 | 4118.89 | 44 | 44.01 | 0.01 | 0
2030 | MISO_IN_2_MISO_MI | MISO_IN | MISO_MI | Internal | Summer | B9 | 800 | 5000 | 3659.91 | 42.7 | 42.71 | 0.01 | 0
2030 | MISO_IN_2_MISO_MI | MISO_IN | MISO_MI | Internal | Summer | B10 | 1262 | 5000 | 3236.53 | 40.62 | 40.63 | 0.01 | 0
2030 | MISO_IN_2_MISO_MI | MISO_IN | MISO_MI | Internal | Winter | B16 | 25 | 5000 | 0 | 69.08 | 69.06 | 0.01 | 0
2030 | MISO_IN_2_MISO_MI | MISO_IN | MISO_MI | Internal | Winter | B17 | 100 | 5000 | 792.15 | 55.26 | 55.27 | 0.01 | 0
2030 | MISO_IN_2_MISO_MI | MISO_IN | MISO_MI | Internal | Winter | B18 | 400 | 5000 | 993.42 | 51.15 | 51.16 | 0.01 | 0
2030 | MISO_IN_2_MISO_MI | MISO_IN | MISO_MI | Internal | Winter | B19 | 700 | 5000 | 1761.49 | 47.89 | 47.9 | 0.01 | 0
2030 | MISO_IN_2_MISO_MI | MISO_IN | MISO_MI | Internal | Winter | B20 | 935 | 5000 | 1079.35 | 43.01 | 43.02 | 0.01 | 0
2030 | MISO_IN_2_MISO_MO-IL | MISO_IN | MISO_MO-IL | Internal | Shoulder | B11 | 25 | 5000 | 1763.95 | 73.32 | 73.33 | 0.01 | 0
2030 | MISO_IN_2_MISO_MO-IL | MISO_IN | MISO_MO-IL | Internal | Shoulder | B12 | 200 | 5000 | 0 | 55.69 | 55.68 | 0.01 | 0
2030 | MISO_IN_2_MISO_MO-IL | MISO_IN | MISO_MO-IL | Internal | Shoulder | B13 | 600 | 5000 | 0 | 48.7 | 48.69 | 0.01 | 0
2030 | MISO_IN_2_MISO_MO-IL | MISO_IN | MISO_MO-IL | Internal | Shoulder | B14 | 900 | 5000 | 0 | 47.84 | 47.85 | 0.01 | 0
2030 | MISO_IN_2_MISO_MO-IL | MISO_IN | MISO_MO-IL | Internal | Shoulder | B15 | 1203 | 5000 | 0 | 43.45 | 43.44 | 0.01 | 0
2030 | MISO_IN_2_MISO_MO-IL | MISO_IN | MISO_MO-IL | Internal | Summer | B1 | 10 | 5000 | 0.01 | 82.08 | 82.07 | 0.01 | 0
2030 | MISO_IN_2_MISO_MO-IL | MISO_IN | MISO_MO-IL | Internal | Summer | B2 | 25 | 5000 | 384.16 | 77.07 | 77.08 | 0.01 | 0
2030 | MISO_IN_2_MISO_MO-IL | MISO_IN | MISO_MO-IL | Internal | Summer | B3 | 75 | 5000 | 2160.49 | 74.35 | 74.36 | 0.01 | 0
2030 | MISO_IN_2_MISO_MO-IL | MISO_IN | MISO_MO-IL | Internal | Summer | B4 | 100 | 5000 | 2570.08 | 72.48 | 72.49 | 0.01 | 0
2030 | MISO_IN_2_MISO_MO-IL | MISO_IN | MISO_MO-IL | Internal | Summer | B5 | 200 | 5000 | 683.52 | 70.67 | 70.68 | 0.01 | 0
2030 | MISO_IN_2_MISO_MO-IL | MISO_IN | MISO_MO-IL | Internal | Summer | B6 | 300 | 5000 | 2680.46 | 57.67 | 57.68 | 0.01 | 0
2030 | MISO_IN_2_MISO_MO-IL | MISO_IN | MISO_MO-IL | Internal | Summer | B7 | 400 | 5000 | 511.81 | 47.06 | 47.07 | 0.01 | 0
2030 | MISO_IN_2_MISO_MO-IL | MISO_IN | MISO_MO-IL | Internal | Summer | B8 | 500 | 5000 | 0 | 44 | 43.98 | 0.01 | 0
2030 | MISO_IN_2_MISO_MO-IL | MISO_IN | MISO_MO-IL | Internal | Summer | B9 | 800 | 5000 | 0 | 42.7 | 42.69 | 0.01 | 0
2030 | MISO_IN_2_MISO_MO-IL | MISO_IN | MISO_MO-IL | Internal | Summer | B10 | 1262 | 5000 | 0 | 40.62 | 40.32 | 0.01 | 0
2030 | MISO_IN_2_MISO_MO-IL | MISO_IN | MISO_MO-IL | Internal | Winter | B16 | 25 | 5000 | 0 | 69.08 | 69.06 | 0.01 | 0
2030 | MISO_IN_2_MISO_MO-IL | MISO_IN | MISO_MO-IL | Internal | Winter | B17 | 100 | 5000 | 0 | 55.26 | 55.25 | 0.01 | 0
2030 | MISO_IN_2_MISO_MO-IL | MISO_IN | MISO_MO-IL | Internal | Winter | B18 | 400 | 5000 | 0 | 51.15 | 51.15 | 0.01 | 0
2030 | MISO_IN_2_MISO_MO-IL | MISO_IN | MISO_MO-IL | Internal | Winter | B19 | 700 | 5000 | 0 | 47.89 | 47.89 | 0.01 | 0
2030 | MISO_IN_2_MISO_MO-IL | MISO_IN | MISO_MO-IL | Internal | Winter | B20 | 935 | 5000 | 0 | 43.01 | 43 | 0.01 | 0
2030 | MISO_IN_2_NonRTO_Midwest | MISO_IN | NonRTO_Midwest | Internal | Shoulder | B11 | 25 | 4800 | 824.41 | 73.32 | 81.32 | 8 | 0
2030 | MISO_IN_2_NonRTO_Midwest | MISO_IN | NonRTO_Midwest | Internal | Shoulder | B12 | 200 | 4800 | 523.83 | 55.69 | 63.69 | 8 | 0
2030 | MISO_IN_2_NonRTO_Midwest | MISO_IN | NonRTO_Midwest | Internal | Shoulder | B13 | 600 | 4800 | 0 | 48.7 | 56.18 | 8 | 0
2030 | MISO_IN_2_NonRTO_Midwest | MISO_IN | NonRTO_Midwest | Internal | Shoulder | B14 | 900 | 4800 | 0 | 47.84 | 45.63 | 8 | 0
2030 | MISO_IN_2_NonRTO_Midwest | MISO_IN | NonRTO_Midwest | Internal | Shoulder | B15 | 1203 | 4800 | 0 | 43.45 | 41.54 | 8 | 0
2030 | MISO_IN_2_NonRTO_Midwest | MISO_IN | NonRTO_Midwest | Internal | Summer | B1 | 10 | 4800 | 0 | 82.08 | 82.07 | 8 | 0
2030 | MISO_IN_2_NonRTO_Midwest | MISO_IN | NonRTO_Midwest | Internal | Summer | B2 | 25 | 4800 | 0 | 77.07 | 80.48 | 8 | 0
2030 | MISO_IN_2_NonRTO_Midwest | MISO_IN | NonRTO_Midwest | Internal | Summer | B3 | 75 | 4800 | 0 | 74.35 | 80.48 | 8 | 0
2030 | MISO_IN_2_NonRTO_Midwest | MISO_IN | NonRTO_Midwest | Internal | Summer | B4 | 100 | 4800 | 505.66 | 72.48 | 80.48 | 8 | 0
2030 | MISO_IN_2_NonRTO_Midwest | MISO_IN | NonRTO_Midwest | Internal | Summer | B5 | 200 | 4800 | 911.84 | 70.67 | 78.67 | 8 | 0
2030 | MISO_IN_2_NonRTO_Midwest | MISO_IN | NonRTO_Midwest | Internal | Summer | B6 | 300 | 4800 | 448.37 | 57.67 | 65.67 | 8 | 0
2030 | MISO_IN_2_NonRTO_Midwest | MISO_IN | NonRTO_Midwest | Internal | Summer | B7 | 400 | 4800 | 0 | 47.06 | 46.06 | 8 | 0
2030 | MISO_IN_2_NonRTO_Midwest | MISO_IN | NonRTO_Midwest | Internal | Summer | B8 | 500 | 4800 | 0 | 44 | 44.13 | 8 | 0
2030 | MISO_IN_2_NonRTO_Midwest | MISO_IN | NonRTO_Midwest | Internal | Summer | B9 | 800 | 4800 | 0 | 42.7 | 43.75 | 8 | 0
2030 | MISO_IN_2_NonRTO_Midwest | MISO_IN | NonRTO_Midwest | Internal | Summer | B10 | 1262 | 4800 | 0 | 40.62 | 37.34 | 8 | 0
2030 | MISO_IN_2_NonRTO_Midwest | MISO_IN | NonRTO_Midwest | Internal | Winter | B16 | 25 | 4800 | 2341.81 | 69.08 | 77.08 | 8 | 0
2030 | MISO_IN_2_NonRTO_Midwest | MISO_IN | NonRTO_Midwest | Internal | Winter | B17 | 100 | 4800 | 1197.43 | 55.26 | 63.26 | 8 | 0
2030 | MISO_IN_2_NonRTO_Midwest | MISO_IN | NonRTO_Midwest | Internal | Winter | B18 | 400 | 4800 | 227.72 | 51.15 | 59.15 | 8 | 0
2030 | MISO_IN_2_NonRTO_Midwest | MISO_IN | NonRTO_Midwest | Internal | Winter | B19 | 700 | 4800 | 0 | 47.89 | 47.74 | 8 | 0
2030 | MISO_IN_2_NonRTO_Midwest | MISO_IN | NonRTO_Midwest | Internal | Winter | B20 | 935 | 4800 | 0 | 43.01 | 40.21 | 8 | 0
2030 | MISO_IN_2_PJM_ROR | MISO_IN | PJM_ROR | Internal | Shoulder | B11 | 25 | 992 | 0 | 73.32 | 66.44 | 2 | 0
2030 | MISO_IN_2_PJM_ROR | MISO_IN | PJM_ROR | Internal | Shoulder | B12 | 200 | 992 | 0 | 55.69 | 57.65 | 2 | 0
2030 | MISO_IN_2_PJM_ROR | MISO_IN | PJM_ROR | Internal | Shoulder | B13 | 600 | 992 | 0 | 48.7 | 50.66 | 2 | 0
2030 | MISO_IN_2_PJM_ROR | MISO_IN | PJM_ROR | Internal | Shoulder | B14 | 900 | 992 | 0 | 47.84 | 47.74 | 2 | 0
2030 | MISO_IN_2_PJM_ROR | MISO_IN | PJM_ROR | Internal | Shoulder | B15 | 1203 | 992 | 0 | 43.45 | 45.04 | 2 | 0
2030 | MISO_IN_2_PJM_ROR | MISO_IN | PJM_ROR | Internal | Summer | B1 | 10 | 992 | 992 | 82.08 | 93.07 | 2 | 8.99
2030 | MISO_IN_2_PJM_ROR | MISO_IN | PJM_ROR | Internal | Summer | B2 | 25 | 992 | 991.99 | 77.07 | 79.08 | 2 | 0.01
2030 | MISO_IN_2_PJM_ROR | MISO_IN | PJM_ROR | Internal | Summer | B3 | 75 | 992 | 0 | 74.35 | 73.8 | 2 | 0
2030 | MISO_IN_2_PJM_ROR | MISO_IN | PJM_ROR | Internal | Summer | B4 | 100 | 992 | 0 | 72.48 | 73.8 | 2 | 0
2030 | MISO_IN_2_PJM_ROR | MISO_IN | PJM_ROR | Internal | Summer | B5 | 200 | 992 | 0 | 70.67 | 68.68 | 2 | 0
2030 | MISO_IN_2_PJM_ROR | MISO_IN | PJM_ROR | Internal | Summer | B6 | 300 | 992 | 0 | 57.67 | 59.66 | 2 | 0
2030 | MISO_IN_2_PJM_ROR | MISO_IN | PJM_ROR | Internal | Summer | B7 | 400 | 992 | 0 | 47.06 | 48.62 | 2 | 0
2030 | MISO_IN_2_PJM_ROR | MISO_IN | PJM_ROR | Internal | Summer | B8 | 500 | 992 | 0 | 44 | 45.88 | 2 | 0
2030 | MISO_IN_2_PJM_ROR | MISO_IN | PJM_ROR | Internal | Summer | B9 | 800 | 992 | 0 | 42.7 | 43.74 | 2 | 0
2030 | MISO_IN_2_PJM_ROR | MISO_IN | PJM_ROR | Internal | Summer | B10 | 1262 | 992 | 0 | 40.62 | 40.94 | 2 | 0
2030 | MISO_IN_2_PJM_ROR | MISO_IN | PJM_ROR | Internal | Winter | B16 | 25 | 992 | 0 | 69.08 | 71.06 | 2 | 0
2030 | MISO_IN_2_PJM_ROR | MISO_IN | PJM_ROR | Internal | Winter | B17 | 100 | 992 | 743.08 | 55.26 | 57.26 | 2 | 0
2030 | MISO_IN_2_PJM_ROR | MISO_IN | PJM_ROR | Internal | Winter | B18 | 400 | 992 | 658.94 | 51.15 | 53.15 | 2 | 0
2030 | MISO_IN_2_PJM_ROR | MISO_IN | PJM_ROR | Internal | Winter | B19 | 700 | 992 | 334.09 | 47.89 | 49.89 | 2 | 0
2030 | MISO_IN_2_PJM_ROR | MISO_IN | PJM_ROR | Internal | Winter | B20 | 935 | 992 | 0 | 43.01 | 44.97 | 2 | 0
2030 | MISO_MI_2_MISO_IN | MISO_MI | MISO_IN | Internal | Shoulder | B11 | 25 | 2045 | 2045 | 68.44 | 73.32 | 0.01 | 4.87
2030 | MISO_MI_2_MISO_IN | MISO_MI | MISO_IN | Internal | Shoulder | B12 | 200 | 2045 | 0 | 55.7 | 55.69 | 0.01 | 0
2030 | MISO_MI_2_MISO_IN | MISO_MI | MISO_IN | Internal | Shoulder | B13 | 600 | 2045 | 0 | 48.71 | 48.7 | 0.01 | 0
2030 | MISO_MI_2_MISO_IN | MISO_MI | MISO_IN | Internal | Shoulder | B14 | 900 | 2045 | 0 | 47.86 | 47.84 | 0.01 | 0
2030 | MISO_MI_2_MISO_IN | MISO_MI | MISO_IN | Internal | Shoulder | B15 | 1203 | 2045 | 0 | 43.46 | 43.45 | 0.01 | 0
2030 | MISO_MI_2_MISO_IN | MISO_MI | MISO_IN | Internal | Summer | B1 | 10 | 2045 | 0 | 82.1 | 82.08 | 0.01 | 0
2030 | MISO_MI_2_MISO_IN | MISO_MI | MISO_IN | Internal | Summer | B2 | 25 | 2045 | 1436.16 | 77.06 | 77.07 | 0.01 | 0
2030 | MISO_MI_2_MISO_IN | MISO_MI | MISO_IN | Internal | Summer | B3 | 75 | 2045 | 2045 | 72.59 | 74.35 | 0.01 | 1.75
2030 | MISO_MI_2_MISO_IN | MISO_MI | MISO_IN | Internal | Summer | B4 | 100 | 2045 | 2045 | 71.8 | 72.48 | 0.01 | 0.67
2030 | MISO_MI_2_MISO_IN | MISO_MI | MISO_IN | Internal | Summer | B5 | 200 | 2045 | 1024.16 | 70.66 | 70.67 | 0.01 | 0
2030 | MISO_MI_2_MISO_IN | MISO_MI | MISO_IN | Internal | Summer | B6 | 300 | 2045 | 1515.8 | 57.66 | 57.67 | 0.01 | 0
2030 | MISO_MI_2_MISO_IN | MISO_MI | MISO_IN | Internal | Summer | B7 | 400 | 2045 | 0 | 47.07 | 47.06 | 0.01 | 0
2030 | MISO_MI_2_MISO_IN | MISO_MI | MISO_IN | Internal | Summer | B8 | 500 | 2045 | 0 | 44.01 | 44 | 0.01 | 0
2030 | MISO_MI_2_MISO_IN | MISO_MI | MISO_IN | Internal | Summer | B9 | 800 | 2045 | 0 | 42.71 | 42.7 | 0.01 | 0
2030 | MISO_MI_2_MISO_IN | MISO_MI | MISO_IN | Internal | Summer | B10 | 1262 | 2045 | 0 | 40.63 | 40.62 | 0.01 | 0
2030 | MISO_MI_2_MISO_IN | MISO_MI | MISO_IN | Internal | Winter | B16 | 25 | 2045 | 958.78 | 69.06 | 69.08 | 0.01 | 0
2030 | MISO_MI_2_MISO_IN | MISO_MI | MISO_IN | Internal | Winter | B17 | 100 | 2045 | 0 | 55.27 | 55.26 | 0.01 | 0
2030 | MISO_MI_2_MISO_IN | MISO_MI | MISO_IN | Internal | Winter | B18 | 400 | 2045 | 0 | 51.16 | 51.15 | 0.01 | 0
2030 | MISO_MI_2_MISO_IN | MISO_MI | MISO_IN | Internal | Winter | B19 | 700 | 2045 | 0 | 47.9 | 47.89 | 0.01 | 0
2030 | MISO_MI_2_MISO_IN | MISO_MI | MISO_IN | Internal | Winter | B20 | 935 | 2045 | 0 | 43.02 | 43.01 | 0.01 | 0
2030 | MISO_MI_2_MISO_WUMS | MISO_MI | MISO_WUMS | Internal | Shoulder | B11 | 25 | 117 | 0 | 68.44 | 64.44 | 0.01 | 0
2030 | MISO_MI_2_MISO_WUMS | MISO_MI | MISO_WUMS | Internal | Shoulder | B12 | 200 | 117 | 0 | 55.7 | 55.65 | 0.01 | 0
2030 | MISO_MI_2_MISO_WUMS | MISO_MI | MISO_WUMS | Internal | Shoulder | B13 | 600 | 117 | 0 | 48.71 | 48.66 | 0.01 | 0
2030 | MISO_MI_2_MISO_WUMS | MISO_MI | MISO_WUMS | Internal | Shoulder | B14 | 900 | 117 | 0 | 47.86 | 45.74 | 0.01 | 0
2030 | MISO_MI_2_MISO_WUMS | MISO_MI | MISO_WUMS | Internal | Shoulder | B15 | 1203 | 117 | 0 | 43.46 | 43.25 | 0.01 | 0
2030 | MISO_MI_2_MISO_WUMS | MISO_MI | MISO_WUMS | Internal | Summer | B1 | 10 | 117 | 0 | 82.1 | 76.64 | 0.01 | 0
2030 | MISO_MI_2_MISO_WUMS | MISO_MI | MISO_WUMS | Internal | Summer | B2 | 25 | 117 | 0 | 77.06 | 76.64 | 0.01 | 0
2030 | MISO_MI_2_MISO_WUMS | MISO_MI | MISO_WUMS | Internal | Summer | B3 | 75 | 117 | 0 | 72.59 | 71.9 | 0.01 | 0
2030 | MISO_MI_2_MISO_WUMS | MISO_MI | MISO_WUMS | Internal | Summer | B4 | 100 | 117 | 0 | 71.8 | 71.8 | 0.01 | 0
2030 | MISO_MI_2_MISO_WUMS | MISO_MI | MISO_WUMS | Internal | Summer | B5 | 200 | 117 | 0 | 70.66 | 66.68 | 0.01 | 0
2030 | MISO_MI_2_MISO_WUMS | MISO_MI | MISO_WUMS | Internal | Summer | B6 | 300 | 117 | 0 | 57.66 | 56.65 | 0.01 | 0
2030 | MISO_MI_2_MISO_WUMS | MISO_MI | MISO_WUMS | Internal | Summer | B7 | 400 | 117 | 0 | 47.07 | 46.62 | 0.01 | 0
2030 | MISO_MI_2_MISO_WUMS | MISO_MI | MISO_WUMS | Internal | Summer | B8 | 500 | 117 | 0 | 44.01 | 43.66 | 0.01 | 0
2030 | MISO_MI_2_MISO_WUMS | MISO_MI | MISO_WUMS | Internal | Summer | B9 | 800 | 117 | 0 | 42.71 | 42.69 | 0.01 | 0
2030 | MISO_MI_2_MISO_WUMS | MISO_MI | MISO_WUMS | Internal | Summer | B10 | 1262 | 117 | 0 | 40.63 | 40.32 | 0.01 | 0
2030 | MISO_MI_2_MISO_WUMS | MISO_MI | MISO_WUMS | Internal | Winter | B16 | 25 | 117 | 0 | 69.06 | 69.06 | 0.01 | 0
2030 | MISO_MI_2_MISO_WUMS | MISO_MI | MISO_WUMS | Internal | Winter | B17 | 100 | 117 | 0 | 55.27 | 55.22 | 0.01 | 0
2030 | MISO_MI_2_MISO_WUMS | MISO_MI | MISO_WUMS | Internal | Winter | B18 | 400 | 117 | 0 | 51.16 | 51.15 | 0.01 | 0
2030 | MISO_MI_2_MISO_WUMS | MISO_MI | MISO_WUMS | Internal | Winter | B19 | 700 | 117 | 0 | 47.9 | 47.89 | 0.01 | 0
2030 | MISO_MI_2_MISO_WUMS | MISO_MI | MISO_WUMS | Internal | Winter | B20 | 935 | 117 | 0 | 43.02 | 43 | 0.01 | 0
2030 | MISO_MI_2_PJM_ROR | MISO_MI | PJM_ROR | Internal | Shoulder | B11 | 25 | 1424 | 0 | 68.44 | 66.44 | 2 | 0
2030 | MISO_MI_2_PJM_ROR | MISO_MI | PJM_ROR | Internal | Shoulder | B12 | 200 | 1424 | 0 | 55.7 | 57.65 | 2 | 0
2030 | MISO_MI_2_PJM_ROR | MISO_MI | PJM_ROR | Internal | Shoulder | B13 | 600 | 1424 | 0 | 48.71 | 50.66 | 2 | 0
2030 | MISO_MI_2_PJM_ROR | MISO_MI | PJM_ROR | Internal | Shoulder | B14 | 900 | 1424 | 0 | 47.86 | 47.74 | 2 | 0
2030 | MISO_MI_2_PJM_ROR | MISO_MI | PJM_ROR | Internal | Shoulder | B15 | 1203 | 1424 | 0 | 43.46 | 45.04 | 2 | 0
2030 | MISO_MI_2_PJM_ROR | MISO_MI | PJM_ROR | Internal | Summer | B1 | 10 | 1424 | 1424 | 82.1 | 93.07 | 2 | 8.98
2030 | MISO_MI_2_PJM_ROR | MISO_MI | PJM_ROR | Internal | Summer | B2 | 25 | 1424 | 1424 | 77.06 | 79.08 | 2 | 0.02
2030 | MISO_MI_2_PJM_ROR | MISO_MI | PJM_ROR | Internal | Summer | B3 | 75 | 1424 | 0 | 72.59 | 73.8 | 2 | 0
2030 | MISO_MI_2_PJM_ROR | MISO_MI | PJM_ROR | Internal | Summer | B4 | 100 | 1424 | 495.49 | 71.8 | 73.8 | 2 | 0
2030 | MISO_MI_2_PJM_ROR | MISO_MI | PJM_ROR | Internal | Summer | B5 | 200 | 1424 | 0 | 70.66 | 68.68 | 2 | 0
2030 | MISO_MI_2_PJM_ROR | MISO_MI | PJM_ROR | Internal | Summer | B6 | 300 | 1424 | 364.4 | 57.66 | 59.66 | 2 | 0
2030 | MISO_MI_2_PJM_ROR | MISO_MI | PJM_ROR | Internal | Summer | B7 | 400 | 1424 | 0 | 47.07 | 48.62 | 2 | 0
2030 | MISO_MI_2_PJM_ROR | MISO_MI | PJM_ROR | Internal | Summer | B8 | 500 | 1424 | 0 | 44.01 | 45.88 | 2 | 0
2030 | MISO_MI_2_PJM_ROR | MISO_MI | PJM_ROR | Internal | Summer | B9 | 800 | 1424 | 0 | 42.71 | 43.74 | 2 | 0
2030 | MISO_MI_2_PJM_ROR | MISO_MI | PJM_ROR | Internal | Summer | B10 | 1262 | 1424 | 0 | 40.63 | 40.94 | 2 | 0
2030 | MISO_MI_2_PJM_ROR | MISO_MI | PJM_ROR | Internal | Winter | B16 | 25 | 1424 | 306.06 | 69.06 | 71.06 | 2 | 0
2030 | MISO_MI_2_PJM_ROR | MISO_MI | PJM_ROR | Internal | Winter | B17 | 100 | 1424 | 0 | 55.27 | 57.26 | 2 | 0
2030 | MISO_MI_2_PJM_ROR | MISO_MI | PJM_ROR | Internal | Winter | B18 | 400 | 1424 | 0 | 51.16 | 53.15 | 2 | 0
2030 | MISO_MI_2_PJM_ROR | MISO_MI | PJM_ROR | Internal | Winter | B19 | 700 | 1424 | 0 | 47.9 | 49.89 | 2 | 0
2030 | MISO_MI_2_PJM_ROR | MISO_MI | PJM_ROR | Internal | Winter | B20 | 935 | 1424 | 0 | 43.02 | 44.97 | 2 | 0
2030 | MISO_MO-IL_2_ENT | MISO_MO-IL | ENT | Internal | Shoulder | B11 | 25 | 2540 | 0 | 73.33 | 74.41 | 8 | 0
2030 | MISO_MO-IL_2_ENT | MISO_MO-IL | ENT | Internal | Shoulder | B12 | 200 | 2540 | 0 | 55.68 | 50.17 | 8 | 0
2030 | MISO_MO-IL_2_ENT | MISO_MO-IL | ENT | Internal | Shoulder | B13 | 600 | 2540 | 0 | 48.69 | 50.17 | 8 | 0
2030 | MISO_MO-IL_2_ENT | MISO_MO-IL | ENT | Internal | Shoulder | B14 | 900 | 2540 | 0 | 47.85 | 49.81 | 8 | 0
2030 | MISO_MO-IL_2_ENT | MISO_MO-IL | ENT | Internal | Shoulder | B15 | 1203 | 2540 | 0 | 43.44 | 48.17 | 8 | 0
2030 | MISO_MO-IL_2_ENT | MISO_MO-IL | ENT | Internal | Summer | B1 | 10 | 2540 | 0 | 82.07 | 82.07 | 8 | 0
2030 | MISO_MO-IL_2_ENT | MISO_MO-IL | ENT | Internal | Summer | B2 | 25 | 2540 | 0 | 77.08 | 80.73 | 8 | 0
2030 | MISO_MO-IL_2_ENT | MISO_MO-IL | ENT | Internal | Summer | B3 | 75 | 2540 | 0 | 74.36 | 80.73 | 8 | 0
2030 | MISO_MO-IL_2_ENT | MISO_MO-IL | ENT | Internal | Summer | B4 | 100 | 2540 | 222.36 | 72.49 | 80.49 | 8 | 0
2030 | MISO_MO-IL_2_ENT | MISO_MO-IL | ENT | Internal | Summer | B5 | 200 | 2540 | 0 | 70.68 | 74.07 | 8 | 0
2030 | MISO_MO-IL_2_ENT | MISO_MO-IL | ENT | Internal | Summer | B6 | 300 | 2540 | 0 | 57.68 | 64.66 | 8 | 0
2030 | MISO_MO-IL_2_ENT | MISO_MO-IL | ENT | Internal | Summer | B7 | 400 | 2540 | 0 | 47.07 | 53.62 | 8 | 0
2030 | MISO_MO-IL_2_ENT | MISO_MO-IL | ENT | Internal | Summer | B8 | 500 | 2540 | 0 | 43.98 | 48.58 | 8 | 0
2030 | MISO_MO-IL_2_ENT | MISO_MO-IL | ENT | Internal | Summer | B9 | 800 | 2540 | 0 | 42.69 | 48.23 | 8 | 0
2030 | MISO_MO-IL_2_ENT | MISO_MO-IL | ENT | Internal | Summer | B10 | 1262 | 2540 | 0 | 40.32 | 46.65 | 8 | 0
2030 | MISO_MO-IL_2_ENT | MISO_MO-IL | ENT | Internal | Winter | B16 | 25 | 2540 | 0 | 69.06 | 71.18 | 8 | 0
2030 | MISO_MO-IL_2_ENT | MISO_MO-IL | ENT | Internal | Winter | B17 | 100 | 2540 | 0 | 55.25 | 53.3 | 8 | 0
2030 | MISO_MO-IL_2_ENT | MISO_MO-IL | ENT | Internal | Winter | B18 | 400 | 2540 | 0 | 51.15 | 52.92 | 8 | 0
2030 | MISO_MO-IL_2_ENT | MISO_MO-IL | ENT | Internal | Winter | B19 | 700 | 2540 | 0 | 47.89 | 52.92 | 8 | 0
2030 | MISO_MO-IL_2_ENT | MISO_MO-IL | ENT | Internal | Winter | B20 | 935 | 2540 | 2540 | 43 | 51.17 | 8 | 0.17
2030 | MISO_MO-IL_2_MISO_IN | MISO_MO-IL | MISO_IN | Internal | Shoulder | B11 | 25 | 2100 | 0 | 73.33 | 73.32 | 0.01 | 0
2030 | MISO_MO-IL_2_MISO_IN | MISO_MO-IL | MISO_IN | Internal | Shoulder | B12 | 200 | 2100 | 431.23 | 55.68 | 55.69 | 0.01 | 0
2030 | MISO_MO-IL_2_MISO_IN | MISO_MO-IL | MISO_IN | Internal | Shoulder | B13 | 600 | 2100 | 417.51 | 48.69 | 48.7 | 0.01 | 0
2030 | MISO_MO-IL_2_MISO_IN | MISO_MO-IL | MISO_IN | Internal | Shoulder | B14 | 900 | 2100 | 0 | 47.85 | 47.84 | 0.01 | 0
2030 | MISO_MO-IL_2_MISO_IN | MISO_MO-IL | MISO_IN | Internal | Shoulder | B15 | 1203 | 2100 | 1569.67 | 43.44 | 43.45 | 0.01 | 0
2030 | MISO_MO-IL_2_MISO_IN | MISO_MO-IL | MISO_IN | Internal | Summer | B1 | 10 | 2100 | 391.26 | 82.07 | 82.08 | 0.01 | 0
2030 | MISO_MO-IL_2_MISO_IN | MISO_MO-IL | MISO_IN | Internal | Summer | B2 | 25 | 2100 | 0 | 77.08 | 77.07 | 0.01 | 0
2030 | MISO_MO-IL_2_MISO_IN | MISO_MO-IL | MISO_IN | Internal | Summer | B3 | 75 | 2100 | 0 | 74.36 | 74.35 | 0.01 | 0
2030 | MISO_MO-IL_2_MISO_IN | MISO_MO-IL | MISO_IN | Internal | Summer | B4 | 100 | 2100 | 0 | 72.49 | 72.48 | 0.01 | 0
2030 | MISO_MO-IL_2_MISO_IN | MISO_MO-IL | MISO_IN | Internal | Summer | B5 | 200 | 2100 | 0 | 70.68 | 70.67 | 0.01 | 0
2030 | MISO_MO-IL_2_MISO_IN | MISO_MO-IL | MISO_IN | Internal | Summer | B6 | 300 | 2100 | 0 | 57.68 | 57.67 | 0.01 | 0
2030 | MISO_MO-IL_2_MISO_IN | MISO_MO-IL | MISO_IN | Internal | Summer | B7 | 400 | 2100 | 0 | 47.07 | 47.06 | 0.01 | 0
2030 | MISO_MO-IL_2_MISO_IN | MISO_MO-IL | MISO_IN | Internal | Summer | B8 | 500 | 2100 | 1595.76 | 43.98 | 44 | 0.01 | 0
2030 | MISO_MO-IL_2_MISO_IN | MISO_MO-IL | MISO_IN | Internal | Summer | B9 | 800 | 2100 | 1069.73 | 42.69 | 42.7 | 0.01 | 0
2030 | MISO_MO-IL_2_MISO_IN | MISO_MO-IL | MISO_IN | Internal | Summer | B10 | 1262 | 2100 | 2100 | 40.32 | 40.62 | 0.01 | 0.29
2030 | MISO_MO-IL_2_MISO_IN | MISO_MO-IL | MISO_IN | Internal | Winter | B16 | 25 | 2100 | 1098.92 | 69.06 | 69.08 | 0.01 | 0
2030 | MISO_MO-IL_2_MISO_IN | MISO_MO-IL | MISO_IN | Internal | Winter | B17 | 100 | 2100 | 1515.78 | 55.25 | 55.26 | 0.01 | 0
2030 | MISO_MO-IL_2_MISO_IN | MISO_MO-IL | MISO_IN | Internal | Winter | B18 | 400 | 2100 | 0 | 51.15 | 51.15 | 0.01 | 0
2030 | MISO_MO-IL_2_MISO_IN | MISO_MO-IL | MISO_IN | Internal | Winter | B19 | 700 | 2100 | 0 | 47.89 | 47.89 | 0.01 | 0
2030 | MISO_MO-IL_2_MISO_IN | MISO_MO-IL | MISO_IN | Internal | Winter | B20 | 935 | 2100 | 950.94 | 43 | 43.01 | 0.01 | 0
2030 | MISO_MO-IL_2_MISO_W | MISO_MO-IL | MISO_W | Internal | Shoulder | B11 | 25 | 960 | 0 | 73.33 | 73.32 | 0.01 | 0
2030 | MISO_MO-IL_2_MISO_W | MISO_MO-IL | MISO_W | Internal | Shoulder | B12 | 200 | 960 | 0 | 55.68 | 55.67 | 0.01 | 0
2030 | MISO_MO-IL_2_MISO_W | MISO_MO-IL | MISO_W | Internal | Shoulder | B13 | 600 | 960 | 0 | 48.69 | 48.67 | 0.01 | 0
2030 | MISO_MO-IL_2_MISO_W | MISO_MO-IL | MISO_W | Internal | Shoulder | B14 | 900 | 960 | 288.12 | 47.85 | 47.86 | 0.01 | 0
2030 | MISO_MO-IL_2_MISO_W | MISO_MO-IL | MISO_W | Internal | Shoulder | B15 | 1203 | 960 | 0 | 43.44 | 43.43 | 0.01 | 0
2030 | MISO_MO-IL_2_MISO_W | MISO_MO-IL | MISO_W | Internal | Summer | B1 | 10 | 960 | 0.01 | 82.07 | 82.06 | 0.01 | 0
2030 | MISO_MO-IL_2_MISO_W | MISO_MO-IL | MISO_W | Internal | Summer | B2 | 25 | 960 | 0 | 77.08 | 77.08 | 0.01 | 0
2030 | MISO_MO-IL_2_MISO_W | MISO_MO-IL | MISO_W | Internal | Summer | B3 | 75 | 960 | 960 | 74.36 | 75.99 | 0.01 | 1.62
2030 | MISO_MO-IL_2_MISO_W | MISO_MO-IL | MISO_W | Internal | Summer | B4 | 100 | 960 | 960 | 72.49 | 75.39 | 0.01 | 2.88
2030 | MISO_MO-IL_2_MISO_W | MISO_MO-IL | MISO_W | Internal | Summer | B5 | 200 | 960 | 468.54 | 70.68 | 70.69 | 0.01 | 0
2030 | MISO_MO-IL_2_MISO_W | MISO_MO-IL | MISO_W | Internal | Summer | B6 | 300 | 960 | 960 | 57.68 | 60.01 | 0.01 | 2.32
2030 | MISO_MO-IL_2_MISO_W | MISO_MO-IL | MISO_W | Internal | Summer | B7 | 400 | 960 | 960 | 47.07 | 47.32 | 0.01 | 0.23
2030 | MISO_MO-IL_2_MISO_W | MISO_MO-IL | MISO_W | Internal | Summer | B8 | 500 | 960 | 0 | 43.98 | 43.97 | 0.01 | 0
2030 | MISO_MO-IL_2_MISO_W | MISO_MO-IL | MISO_W | Internal | Summer | B9 | 800 | 960 | 663.4 | 42.69 | 42.7 | 0.01 | 0
2030 | MISO_MO-IL_2_MISO_W | MISO_MO-IL | MISO_W | Internal | Summer | B10 | 1262 | 960 | 0 | 40.32 | 40.31 | 0.01 | 0
2030 | MISO_MO-IL_2_MISO_W | MISO_MO-IL | MISO_W | Internal | Winter | B16 | 25 | 960 | 0 | 69.06 | 69.05 | 0.01 | 0
2030 | MISO_MO-IL_2_MISO_W | MISO_MO-IL | MISO_W | Internal | Winter | B17 | 100 | 960 | 0 | 55.25 | 55.23 | 0.01 | 0
2030 | MISO_MO-IL_2_MISO_W | MISO_MO-IL | MISO_W | Internal | Winter | B18 | 400 | 960 | 598.9 | 51.15 | 51.16 | 0.01 | 0
2030 | MISO_MO-IL_2_MISO_W | MISO_MO-IL | MISO_W | Internal | Winter | B19 | 700 | 960 | 953.21 | 47.89 | 47.9 | 0.01 | 0
2030 | MISO_MO-IL_2_MISO_W | MISO_MO-IL | MISO_W | Internal | Winter | B20 | 935 | 960 | 0 | 43 | 42.99 | 0.01 | 0
2030 | MISO_MO-IL_2_PJM_ROR | MISO_MO-IL | PJM_ROR | Internal | Shoulder | B11 | 25 | 1212 | 0 | 73.33 | 66.44 | 2 | 0
2030 | MISO_MO-IL_2_PJM_ROR | MISO_MO-IL | PJM_ROR | Internal | Shoulder | B12 | 200 | 1212 | 0 | 55.68 | 57.65 | 2 | 0
2030 | MISO_MO-IL_2_PJM_ROR | MISO_MO-IL | PJM_ROR | Internal | Shoulder | B13 | 600 | 1212 | 0 | 48.69 | 50.66 | 2 | 0
2030 | MISO_MO-IL_2_PJM_ROR | MISO_MO-IL | PJM_ROR | Internal | Shoulder | B14 | 900 | 1212 | 0 | 47.85 | 47.74 | 2 | 0
2030 | MISO_MO-IL_2_PJM_ROR | MISO_MO-IL | PJM_ROR | Internal | Shoulder | B15 | 1203 | 1212 | 0 | 43.44 | 45.04 | 2 | 0
2030 | MISO_MO-IL_2_PJM_ROR | MISO_MO-IL | PJM_ROR | Internal | Summer | B1 | 10 | 1212 | 1212 | 82.07 | 93.07 | 2 | 9
2030 | MISO_MO-IL_2_PJM_ROR | MISO_MO-IL | PJM_ROR | Internal | Summer | B2 | 25 | 1212 | 536.61 | 77.08 | 79.08 | 2 | 0
2030 | MISO_MO-IL_2_PJM_ROR | MISO_MO-IL | PJM_ROR | Internal | Summer | B3 | 75 | 1212 | 0 | 74.36 | 73.8 | 2 | 0
2030 | MISO_MO-IL_2_PJM_ROR | MISO_MO-IL | PJM_ROR | Internal | Summer | B4 | 100 | 1212 | 0 | 72.49 | 73.8 | 2 | 0
2030 | MISO_MO-IL_2_PJM_ROR | MISO_MO-IL | PJM_ROR | Internal | Summer | B5 | 200 | 1212 | 0 | 70.68 | 68.68 | 2 | 0
2030 | MISO_MO-IL_2_PJM_ROR | MISO_MO-IL | PJM_ROR | Internal | Summer | B6 | 300 | 1212 | 0 | 57.68 | 59.66 | 2 | 0
2030 | MISO_MO-IL_2_PJM_ROR | MISO_MO-IL | PJM_ROR | Internal | Summer | B7 | 400 | 1212 | 0 | 47.07 | 48.62 | 2 | 0
2030 | MISO_MO-IL_2_PJM_ROR | MISO_MO-IL | PJM_ROR | Internal | Summer | B8 | 500 | 1212 | 0 | 43.98 | 45.88 | 2 | 0
2030 | MISO_MO-IL_2_PJM_ROR | MISO_MO-IL | PJM_ROR | Internal | Summer | B9 | 800 | 1212 | 0 | 42.69 | 43.74 | 2 | 0
2030 | MISO_MO-IL_2_PJM_ROR | MISO_MO-IL | PJM_ROR | Internal | Summer | B10 | 1262 | 1212 | 0 | 40.32 | 40.94 | 2 | 0
2030 | MISO_MO-IL_2_PJM_ROR | MISO_MO-IL | PJM_ROR | Internal | Winter | B16 | 25 | 1212 | 303.56 | 69.06 | 71.06 | 2 | 0
2030 | MISO_MO-IL_2_PJM_ROR | MISO_MO-IL | PJM_ROR | Internal | Winter | B17 | 100 | 1212 | 1212 | 55.25 | 57.26 | 2 | 0.01
2030 | MISO_MO-IL_2_PJM_ROR | MISO_MO-IL | PJM_ROR | Internal | Winter | B18 | 400 | 1212 | 821.72 | 51.15 | 53.15 | 2 | 0
2030 | MISO_MO-IL_2_PJM_ROR | MISO_MO-IL | PJM_ROR | Internal | Winter | B19 | 700 | 1212 | 812.57 | 47.89 | 49.89 | 2 | 0
2030 | MISO_MO-IL_2_PJM_ROR | MISO_MO-IL | PJM_ROR | Internal | Winter | B20 | 935 | 1212 | 0 | 43 | 44.97 | 2 | 0
2030 | MISO_MO-IL_2_SPP_N | MISO_MO-IL | SPP_N | Internal | Shoulder | B11 | 25 | 2000 | 0 | 73.33 | 76.07 | 8 | 0
2030 | MISO_MO-IL_2_SPP_N | MISO_MO-IL | SPP_N | Internal | Shoulder | B12 | 200 | 2000 | 0 | 55.68 | 55.68 | 8 | 0
2030 | MISO_MO-IL_2_SPP_N | MISO_MO-IL | SPP_N | Internal | Shoulder | B13 | 600 | 2000 | 0 | 48.69 | 50.16 | 8 | 0
2030 | MISO_MO-IL_2_SPP_N | MISO_MO-IL | SPP_N | Internal | Shoulder | B14 | 900 | 2000 | 0 | 47.85 | 49.38 | 8 | 0
2030 | MISO_MO-IL_2_SPP_N | MISO_MO-IL | SPP_N | Internal | Shoulder | B15 | 1203 | 2000 | 0 | 43.44 | 47.97 | 8 | 0
2030 | MISO_MO-IL_2_SPP_N | MISO_MO-IL | SPP_N | Internal | Summer | B1 | 10 | 2000 | 0 | 82.07 | 82.07 | 8 | 0
2030 | MISO_MO-IL_2_SPP_N | MISO_MO-IL | SPP_N | Internal | Summer | B2 | 25 | 2000 | 0 | 77.08 | 79.41 | 8 | 0
2030 | MISO_MO-IL_2_SPP_N | MISO_MO-IL | SPP_N | Internal | Summer | B3 | 75 | 2000 | 0 | 74.36 | 79.41 | 8 | 0
2030 | MISO_MO-IL_2_SPP_N | MISO_MO-IL | SPP_N | Internal | Summer | B4 | 100 | 2000 | 0 | 72.49 | 79.41 | 8 | 0
2030 | MISO_MO-IL_2_SPP_N | MISO_MO-IL | SPP_N | Internal | Summer | B5 | 200 | 2000 | 0 | 70.68 | 74.82 | 8 | 0
2030 | MISO_MO-IL_2_SPP_N | MISO_MO-IL | SPP_N | Internal | Summer | B6 | 300 | 2000 | 2000 | 57.68 | 67.01 | 8 | 1.33
2030 | MISO_MO-IL_2_SPP_N | MISO_MO-IL | SPP_N | Internal | Summer | B7 | 400 | 2000 | 0 | 47.07 | 54.32 | 8 | 0
2030 | MISO_MO-IL_2_SPP_N | MISO_MO-IL | SPP_N | Internal | Summer | B8 | 500 | 2000 | 0 | 43.98 | 48.57 | 8 | 0
2030 | MISO_MO-IL_2_SPP_N | MISO_MO-IL | SPP_N | Internal | Summer | B9 | 800 | 2000 | 0 | 42.69 | 46.45 | 8 | 0
2030 | MISO_MO-IL_2_SPP_N | MISO_MO-IL | SPP_N | Internal | Summer | B10 | 1262 | 2000 | 0 | 40.32 | 45.34 | 8 | 0
2030 | MISO_MO-IL_2_SPP_N | MISO_MO-IL | SPP_N | Internal | Winter | B16 | 25 | 2000 | 0 | 69.06 | 69.73 | 8 | 0
2030 | MISO_MO-IL_2_SPP_N | MISO_MO-IL | SPP_N | Internal | Winter | B17 | 100 | 2000 | 0 | 55.25 | 53.51 | 8 | 0
2030 | MISO_MO-IL_2_SPP_N | MISO_MO-IL | SPP_N | Internal | Winter | B18 | 400 | 2000 | 0 | 51.15 | 52.34 | 8 | 0
2030 | MISO_MO-IL_2_SPP_N | MISO_MO-IL | SPP_N | Internal | Winter | B19 | 700 | 2000 | 0 | 47.89 | 51.29 | 8 | 0
2030 | MISO_MO-IL_2_SPP_N | MISO_MO-IL | SPP_N | Internal | Winter | B20 | 935 | 2000 | 0 | 43 | 47.74 | 8 | 0
2030 | MISO_MO-IL_2_TVA_Transmission | MISO_MO-IL | TVA_Transmission | Internal | Shoulder | B11 | 25 | 4000 | 0 | 73.33 | 72.38 | 8 | 0
2030 | MISO_MO-IL_2_TVA_Transmission | MISO_MO-IL | TVA_Transmission | Internal | Shoulder | B12 | 200 | 4000 | 0 | 55.68 | 56.51 | 8 | 0
2030 | MISO_MO-IL_2_TVA_Transmission | MISO_MO-IL | TVA_Transmission | Internal | Shoulder | B13 | 600 | 4000 | 0 | 48.69 | 52.53 | 8 | 0
2030 | MISO_MO-IL_2_TVA_Transmission | MISO_MO-IL | TVA_Transmission | Internal | Shoulder | B14 | 900 | 4000 | 0 | 47.85 | 50.81 | 8 | 0
2030 | MISO_MO-IL_2_TVA_Transmission | MISO_MO-IL | TVA_Transmission | Internal | Shoulder | B15 | 1203 | 4000 | 0 | 43.44 | 49.54 | 8 | 0
2030 | MISO_MO-IL_2_TVA_Transmission | MISO_MO-IL | TVA_Transmission | Internal | Summer | B1 | 10 | 4000 | 10.92 | 82.07 | 90.07 | 8 | 0
2030 | MISO_MO-IL_2_TVA_Transmission | MISO_MO-IL | TVA_Transmission | Internal | Summer | B2 | 25 | 4000 | 1328.79 | 77.08 | 85.08 | 8 | 0
2030 | MISO_MO-IL_2_TVA_Transmission | MISO_MO-IL | TVA_Transmission | Internal | Summer | B3 | 75 | 4000 | 0 | 74.36 | 79.8 | 8 | 0
2030 | MISO_MO-IL_2_TVA_Transmission | MISO_MO-IL | TVA_Transmission | Internal | Summer | B4 | 100 | 4000 | 0 | 72.49 | 79.13 | 8 | 0
2030 | MISO_MO-IL_2_TVA_Transmission | MISO_MO-IL | TVA_Transmission | Internal | Summer | B5 | 200 | 4000 | 0 | 70.68 | 74.14 | 8 | 0
2030 | MISO_MO-IL_2_TVA_Transmission | MISO_MO-IL | TVA_Transmission | Internal | Summer | B6 | 300 | 4000 | 0 | 57.68 | 64.39 | 8 | 0
2030 | MISO_MO-IL_2_TVA_Transmission | MISO_MO-IL | TVA_Transmission | Internal | Summer | B7 | 400 | 4000 | 0 | 47.07 | 53.11 | 8 | 0
2030 | MISO_MO-IL_2_TVA_Transmission | MISO_MO-IL | TVA_Transmission | Internal | Summer | B8 | 500 | 4000 | 0 | 43.98 | 49.25 | 8 | 0
2030 | MISO_MO-IL_2_TVA_Transmission | MISO_MO-IL | TVA_Transmission | Internal | Summer | B9 | 800 | 4000 | 0 | 42.69 | 47.6 | 8 | 0
2030 | MISO_MO-IL_2_TVA_Transmission | MISO_MO-IL | TVA_Transmission | Internal | Summer | B10 | 1262 | 4000 | 0 | 40.32 | 44.78 | 8 | 0
2030 | MISO_MO-IL_2_TVA_Transmission | MISO_MO-IL | TVA_Transmission | Internal | Winter | B16 | 25 | 4000 | 0 | 69.06 | 74.28 | 8 | 0
2030 | MISO_MO-IL_2_TVA_Transmission | MISO_MO-IL | TVA_Transmission | Internal | Winter | B17 | 100 | 4000 | 0 | 55.25 | 58.45 | 8 | 0
2030 | MISO_MO-IL_2_TVA_Transmission | MISO_MO-IL | TVA_Transmission | Internal | Winter | B18 | 400 | 4000 | 0 | 51.15 | 54.5 | 8 | 0
2030 | MISO_MO-IL_2_TVA_Transmission | MISO_MO-IL | TVA_Transmission | Internal | Winter | B19 | 700 | 4000 | 0 | 47.89 | 52.19 | 8 | 0
2030 | MISO_MO-IL_2_TVA_Transmission | MISO_MO-IL | TVA_Transmission | Internal | Winter | B20 | 935 | 4000 | 0 | 43 | 48.21 | 8 | 0
2030 | MISO_W_2_MAPP_CA | MISO_W | MAPP_CA | Internal | Shoulder | B11 | 25 | 700 | 0 | 73.32 | 52.06 | 0.01 | 0
2030 | MISO_W_2_MAPP_CA | MISO_W | MAPP_CA | Internal | Shoulder | B12 | 200 | 700 | 0 | 55.67 | 52.06 | 0.01 | 0
2030 | MISO_W_2_MAPP_CA | MISO_W | MAPP_CA | Internal | Shoulder | B13 | 600 | 700 | 0 | 48.67 | 48.66 | 0.01 | 0
2030 | MISO_W_2_MAPP_CA | MISO_W | MAPP_CA | Internal | Shoulder | B14 | 900 | 700 | 0 | 47.86 | 47.85 | 0.01 | 0
2030 | MISO_W_2_MAPP_CA | MISO_W | MAPP_CA | Internal | Shoulder | B15 | 1203 | 700 | 700 | 43.43 | 47.85 | 0.01 | 4.42
2030 | MISO_W_2_MAPP_CA | MISO_W | MAPP_CA | Internal | Summer | B1 | 10 | 700 | 0 | 82.06 | 68.06 | 0.01 | 0
2030 | MISO_W_2_MAPP_CA | MISO_W | MAPP_CA | Internal | Summer | B2 | 25 | 700 | 0 | 77.08 | 77.06 | 0.01 | 0
2030 | MISO_W_2_MAPP_CA | MISO_W | MAPP_CA | Internal | Summer | B3 | 75 | 700 | 0 | 75.99 | 65.76 | 0.01 | 0
2030 | MISO_W_2_MAPP_CA | MISO_W | MAPP_CA | Internal | Summer | B4 | 100 | 700 | 0 | 75.39 | 64.44 | 0.01 | 0
2030 | MISO_W_2_MAPP_CA | MISO_W | MAPP_CA | Internal | Summer | B5 | 200 | 700 | 0 | 70.69 | 60.8 | 0.01 | 0
2030 | MISO_W_2_MAPP_CA | MISO_W | MAPP_CA | Internal | Summer | B6 | 300 | 700 | 0 | 60.01 | 52.17 | 0.01 | 0
2030 | MISO_W_2_MAPP_CA | MISO_W | MAPP_CA | Internal | Summer | B7 | 400 | 700 | 0 | 47.32 | 47.3 | 0.01 | 0
2030 | MISO_W_2_MAPP_CA | MISO_W | MAPP_CA | Internal | Summer | B8 | 500 | 700 | 0 | 43.97 | 43.96 | 0.01 | 0
2030 | MISO_W_2_MAPP_CA | MISO_W | MAPP_CA | Internal | Summer | B9 | 800 | 700 | 540.27 | 42.7 | 42.71 | 0.01 | 0
2030 | MISO_W_2_MAPP_CA | MISO_W | MAPP_CA | Internal | Summer | B10 | 1262 | 700 | 700 | 40.31 | 42.71 | 0.01 | 2.39
2030 | MISO_W_2_MAPP_CA | MISO_W | MAPP_CA | Internal | Winter | B16 | 25 | 700 | 0 | 69.05 | 69.04 | 0.01 | 0
2030 | MISO_W_2_MAPP_CA | MISO_W | MAPP_CA | Internal | Winter | B17 | 100 | 700 | 0 | 55.23 | 55.22 | 0.01 | 0
2030 | MISO_W_2_MAPP_CA | MISO_W | MAPP_CA | Internal | Winter | B18 | 400 | 700 | 0 | 51.16 | 51.16 | 0.01 | 0
2030 | MISO_W_2_MAPP_CA | MISO_W | MAPP_CA | Internal | Winter | B19 | 700 | 700 | 700 | 47.9 | 51.16 | 0.01 | 3.25
2030 | MISO_W_2_MAPP_CA | MISO_W | MAPP_CA | Internal | Winter | B20 | 935 | 700 | 700 | 42.99 | 51.16 | 0.01 | 8.16
2030 | MISO_W_2_MISO_MO-IL | MISO_W | MISO_MO-IL | Internal | Shoulder | B11 | 25 | 3800 | 223.7 | 73.32 | 73.33 | 0.01 | 0
2030 | MISO_W_2_MISO_MO-IL | MISO_W | MISO_MO-IL | Internal | Shoulder | B12 | 200 | 3800 | 1255.14 | 55.67 | 55.68 | 0.01 | 0
2030 | MISO_W_2_MISO_MO-IL | MISO_W | MISO_MO-IL | Internal | Shoulder | B13 | 600 | 3800 | 821.87 | 48.67 | 48.69 | 0.01 | 0
2030 | MISO_W_2_MISO_MO-IL | MISO_W | MISO_MO-IL | Internal | Shoulder | B14 | 900 | 3800 | 0 | 47.86 | 47.85 | 0.01 | 0
2030 | MISO_W_2_MISO_MO-IL | MISO_W | MISO_MO-IL | Internal | Shoulder | B15 | 1203 | 3800 | 414.28 | 43.43 | 43.44 | 0.01 | 0
2030 | MISO_W_2_MISO_MO-IL | MISO_W | MISO_MO-IL | Internal | Summer | B1 | 10 | 3800 | 825.86 | 82.06 | 82.07 | 0.01 | 0
2030 | MISO_W_2_MISO_MO-IL | MISO_W | MISO_MO-IL | Internal | Summer | B2 | 25 | 3800 | 0 | 77.08 | 77.08 | 0.01 | 0
2030 | MISO_W_2_MISO_MO-IL | MISO_W | MISO_MO-IL | Internal | Summer | B3 | 75 | 3800 | 0 | 75.99 | 74.36 | 0.01 | 0
2030 | MISO_W_2_MISO_MO-IL | MISO_W | MISO_MO-IL | Internal | Summer | B4 | 100 | 3800 | 0 | 75.39 | 72.49 | 0.01 | 0
2030 | MISO_W_2_MISO_MO-IL | MISO_W | MISO_MO-IL | Internal | Summer | B5 | 200 | 3800 | 0 | 70.69 | 70.68 | 0.01 | 0
2030 | MISO_W_2_MISO_MO-IL | MISO_W | MISO_MO-IL | Internal | Summer | B6 | 300 | 3800 | 0 | 60.01 | 57.68 | 0.01 | 0
2030 | MISO_W_2_MISO_MO-IL | MISO_W | MISO_MO-IL | Internal | Summer | B7 | 400 | 3800 | 0 | 47.32 | 47.07 | 0.01 | 0
2030 | MISO_W_2_MISO_MO-IL | MISO_W | MISO_MO-IL | Internal | Summer | B8 | 500 | 3800 | 631.78 | 43.97 | 43.98 | 0.01 | 0
2030 | MISO_W_2_MISO_MO-IL | MISO_W | MISO_MO-IL | Internal | Summer | B9 | 800 | 3800 | 0 | 42.7 | 42.69 | 0.01 | 0
2030 | MISO_W_2_MISO_MO-IL | MISO_W | MISO_MO-IL | Internal | Summer | B10 | 1262 | 3800 | 561.4 | 40.31 | 40.32 | 0.01 | 0
2030 | MISO_W_2_MISO_MO-IL | MISO_W | MISO_MO-IL | Internal | Winter | B16 | 25 | 3800 | 1296.73 | 69.05 | 69.06 | 0.01 | 0
2030 | MISO_W_2_MISO_MO-IL | MISO_W | MISO_MO-IL | Internal | Winter | B17 | 100 | 3800 | 1867.06 | 55.23 | 55.25 | 0.01 | 0
2030 | MISO_W_2_MISO_MO-IL | MISO_W | MISO_MO-IL | Internal | Winter | B18 | 400 | 3800 | 0 | 51.16 | 51.15 | 0.01 | 0
2030 | MISO_W_2_MISO_MO-IL | MISO_W | MISO_MO-IL | Internal | Winter | B19 | 700 | 3800 | 0 | 47.9 | 47.89 | 0.01 | 0
2030 | MISO_W_2_MISO_MO-IL | MISO_W | MISO_MO-IL | Internal | Winter | B20 | 935 | 3800 | 569.42 | 42.99 | 43 | 0.01 | 0
2030 | MISO_W_2_MISO_WUMS | MISO_W | MISO_WUMS | Internal | Shoulder | B11 | 25 | 1629 | 0 | 73.32 | 64.44 | 0.01 | 0
2030 | MISO_W_2_MISO_WUMS | MISO_W | MISO_WUMS | Internal | Shoulder | B12 | 200 | 1629 | 0 | 55.67 | 55.65 | 0.01 | 0
2030 | MISO_W_2_MISO_WUMS | MISO_W | MISO_WUMS | Internal | Shoulder | B13 | 600 | 1629 | 0 | 48.67 | 48.66 | 0.01 | 0
2030 | MISO_W_2_MISO_WUMS | MISO_W | MISO_WUMS | Internal | Shoulder | B14 | 900 | 1629 | 0 | 47.86 | 45.74 | 0.01 | 0
2030 | MISO_W_2_MISO_WUMS | MISO_W | MISO_WUMS | Internal | Shoulder | B15 | 1203 | 1629 | 0 | 43.43 | 43.25 | 0.01 | 0
2030 | MISO_W_2_MISO_WUMS | MISO_W | MISO_WUMS | Internal | Summer | B1 | 10 | 1629 | 0 | 82.06 | 76.64 | 0.01 | 0
2030 | MISO_W_2_MISO_WUMS | MISO_W | MISO_WUMS | Internal | Summer | B2 | 25 | 1629 | 0 | 77.08 | 76.64 | 0.01 | 0
2030 | MISO_W_2_MISO_WUMS | MISO_W | MISO_WUMS | Internal | Summer | B3 | 75 | 1629 | 0 | 75.99 | 71.9 | 0.01 | 0
2030 | MISO_W_2_MISO_WUMS | MISO_W | MISO_WUMS | Internal | Summer | B4 | 100 | 1629 | 0 | 75.39 | 71.8 | 0.01 | 0
2030 | MISO_W_2_MISO_WUMS | MISO_W | MISO_WUMS | Internal | Summer | B5 | 200 | 1629 | 0 | 70.69 | 66.68 | 0.01 | 0
2030 | MISO_W_2_MISO_WUMS | MISO_W | MISO_WUMS | Internal | Summer | B6 | 300 | 1629 | 0 | 60.01 | 56.65 | 0.01 | 0
2030 | MISO_W_2_MISO_WUMS | MISO_W | MISO_WUMS | Internal | Summer | B7 | 400 | 1629 | 0 | 47.32 | 46.62 | 0.01 | 0
2030 | MISO_W_2_MISO_WUMS | MISO_W | MISO_WUMS | Internal | Summer | B8 | 500 | 1629 | 0 | 43.97 | 43.66 | 0.01 | 0
2030 | MISO_W_2_MISO_WUMS | MISO_W | MISO_WUMS | Internal | Summer | B9 | 800 | 1629 | 0 | 42.7 | 42.69 | 0.01 | 0
2030 | MISO_W_2_MISO_WUMS | MISO_W | MISO_WUMS | Internal | Summer | B10 | 1262 | 1629 | 1476.23 | 40.31 | 40.32 | 0.01 | 0
2030 | MISO_W_2_MISO_WUMS | MISO_W | MISO_WUMS | Internal | Winter | B16 | 25 | 1629 | 6.21 | 69.05 | 69.06 | 0.01 | 0
2030 | MISO_W_2_MISO_WUMS | MISO_W | MISO_WUMS | Internal | Winter | B17 | 100 | 1629 | 0 | 55.23 | 55.22 | 0.01 | 0
2030 | MISO_W_2_MISO_WUMS | MISO_W | MISO_WUMS | Internal | Winter | B18 | 400 | 1629 | 0 | 51.16 | 51.15 | 0.01 | 0
2030 | MISO_W_2_MISO_WUMS | MISO_W | MISO_WUMS | Internal | Winter | B19 | 700 | 1629 | 0 | 47.9 | 47.89 | 0.01 | 0
2030 | MISO_W_2_MISO_WUMS | MISO_W | MISO_WUMS | Internal | Winter | B20 | 935 | 1629 | 1305.12 | 42.99 | 43 | 0.01 | 0
2030 | MISO_W_2_NE | MISO_W | NE | Internal | Shoulder | B11 | 25 | 2800 | 0 | 73.32 | 76.06 | 7 | 0
2030 | MISO_W_2_NE | MISO_W | NE | Internal | Shoulder | B12 | 200 | 2800 | 0 | 55.67 | 55.67 | 7 | 0
2030 | MISO_W_2_NE | MISO_W | NE | Internal | Shoulder | B13 | 600 | 2800 | 0 | 48.67 | 50.17 | 7 | 0
2030 | MISO_W_2_NE | MISO_W | NE | Internal | Shoulder | B14 | 900 | 2800 | 0 | 47.86 | 49.37 | 7 | 0
2030 | MISO_W_2_NE | MISO_W | NE | Internal | Shoulder | B15 | 1203 | 2800 | 0 | 43.43 | 47.96 | 7 | 0
2030 | MISO_W_2_NE | MISO_W | NE | Internal | Summer | B1 | 10 | 2800 | 0 | 82.06 | 82.06 | 7 | 0
2030 | MISO_W_2_NE | MISO_W | NE | Internal | Summer | B2 | 25 | 2800 | 0 | 77.08 | 79.4 | 7 | 0
2030 | MISO_W_2_NE | MISO_W | NE | Internal | Summer | B3 | 75 | 2800 | 0 | 75.99 | 79.4 | 7 | 0
2030 | MISO_W_2_NE | MISO_W | NE | Internal | Summer | B4 | 100 | 2800 | 0 | 75.39 | 78.44 | 7 | 0
2030 | MISO_W_2_NE | MISO_W | NE | Internal | Summer | B5 | 200 | 2800 | 0 | 70.69 | 74.8 | 7 | 0
2030 | MISO_W_2_NE | MISO_W | NE | Internal | Summer | B6 | 300 | 2800 | 0 | 60.01 | 67 | 7 | 0
2030 | MISO_W_2_NE | MISO_W | NE | Internal | Summer | B7 | 400 | 2800 | 0 | 47.32 | 54.3 | 7 | 0
2030 | MISO_W_2_NE | MISO_W | NE | Internal | Summer | B8 | 500 | 2800 | 0 | 43.97 | 46.44 | 7 | 0
2030 | MISO_W_2_NE | MISO_W | NE | Internal | Summer | B9 | 800 | 2800 | 0 | 42.7 | 46.44 | 7 | 0
2030 | MISO_W_2_NE | MISO_W | NE | Internal | Summer | B10 | 1262 | 2800 | 0 | 40.31 | 44.41 | 7 | 0
2030 | MISO_W_2_NE | MISO_W | NE | Internal | Winter | B16 | 25 | 2800 | 0 | 69.05 | 69.05 | 7 | 0
2030 | MISO_W_2_NE | MISO_W | NE | Internal | Winter | B17 | 100 | 2800 | 0 | 55.23 | 53.5 | 7 | 0
2030 | MISO_W_2_NE | MISO_W | NE | Internal | Winter | B18 | 400 | 2800 | 0 | 51.16 | 52.33 | 7 | 0
2030 | MISO_W_2_NE | MISO_W | NE | Internal | Winter | B19 | 700 | 2800 | 0 | 47.9 | 51.28 | 7 | 0
2030 | MISO_W_2_NE | MISO_W | NE | Internal | Winter | B20 | 935 | 2800 | 0 | 42.99 | 47.73 | 7 | 0
2030 | MISO_W_2_PJM_ROR | MISO_W | PJM_ROR | Internal | Shoulder | B11 | 25 | 773 | 0 | 73.32 | 66.44 | 2 | 0
2030 | MISO_W_2_PJM_ROR | MISO_W | PJM_ROR | Internal | Shoulder | B12 | 200 | 773 | 0 | 55.67 | 57.65 | 2 | 0
2030 | MISO_W_2_PJM_ROR | MISO_W | PJM_ROR | Internal | Shoulder | B13 | 600 | 773 | 0 | 48.67 | 50.66 | 2 | 0
2030 | MISO_W_2_PJM_ROR | MISO_W | PJM_ROR | Internal | Shoulder | B14 | 900 | 773 | 0 | 47.86 | 47.74 | 2 | 0
2030 | MISO_W_2_PJM_ROR | MISO_W | PJM_ROR | Internal | Shoulder | B15 | 1203 | 773 | 0 | 43.43 | 45.04 | 2 | 0
2030 | MISO_W_2_PJM_ROR | MISO_W | PJM_ROR | Internal | Summer | B1 | 10 | 773 | 773 | 82.06 | 93.07 | 2 | 9.01
2030 | MISO_W_2_PJM_ROR | MISO_W | PJM_ROR | Internal | Summer | B2 | 25 | 773 | 508.75 | 77.08 | 79.08 | 2 | 0
2030 | MISO_W_2_PJM_ROR | MISO_W | PJM_ROR | Internal | Summer | B3 | 75 | 773 | 0 | 75.99 | 73.8 | 2 | 0
2030 | MISO_W_2_PJM_ROR | MISO_W | PJM_ROR | Internal | Summer | B4 | 100 | 773 | 0 | 75.39 | 73.8 | 2 | 0
2030 | MISO_W_2_PJM_ROR | MISO_W | PJM_ROR | Internal | Summer | B5 | 200 | 773 | 0 | 70.69 | 68.68 | 2 | 0
2030 | MISO_W_2_PJM_ROR | MISO_W | PJM_ROR | Internal | Summer | B6 | 300 | 773 | 0 | 60.01 | 59.66 | 2 | 0
2030 | MISO_W_2_PJM_ROR | MISO_W | PJM_ROR | Internal | Summer | B7 | 400 | 773 | 0 | 47.32 | 48.62 | 2 | 0
2030 | MISO_W_2_PJM_ROR | MISO_W | PJM_ROR | Internal | Summer | B8 | 500 | 773 | 0 | 43.97 | 45.88 | 2 | 0
2030 | MISO_W_2_PJM_ROR | MISO_W | PJM_ROR | Internal | Summer | B9 | 800 | 773 | 0 | 42.7 | 43.74 | 2 | 0
2030 | MISO_W_2_PJM_ROR | MISO_W | PJM_ROR | Internal | Summer | B10 | 1262 | 773 | 0 | 40.31 | 40.94 | 2 | 0
2030 | MISO_W_2_PJM_ROR | MISO_W | PJM_ROR | Internal | Winter | B16 | 25 | 773 | 772.99 | 69.05 | 71.06 | 2 | 0.01
2030 | MISO_W_2_PJM_ROR | MISO_W | PJM_ROR | Internal | Winter | B17 | 100 | 773 | 773 | 55.23 | 57.26 | 2 | 0.02
2030 | MISO_W_2_PJM_ROR | MISO_W | PJM_ROR | Internal | Winter | B18 | 400 | 773 | 0 | 51.16 | 53.15 | 2 | 0
2030 | MISO_W_2_PJM_ROR | MISO_W | PJM_ROR | Internal | Winter | B19 | 700 | 773 | 0 | 47.9 | 49.89 | 2 | 0
2030 | MISO_W_2_PJM_ROR | MISO_W | PJM_ROR | Internal | Winter | B20 | 935 | 773 | 0 | 42.99 | 44.97 | 2 | 0
2030 | MISO_W_2_SPP_N | MISO_W | SPP_N | Internal | Shoulder | B11 | 25 | 3200 | 0 | 73.32 | 76.07 | 7 | 0
2030 | MISO_W_2_SPP_N | MISO_W | SPP_N | Internal | Shoulder | B12 | 200 | 3200 | 0 | 55.67 | 55.68 | 7 | 0
2030 | MISO_W_2_SPP_N | MISO_W | SPP_N | Internal | Shoulder | B13 | 600 | 3200 | 0 | 48.67 | 50.16 | 7 | 0
2030 | MISO_W_2_SPP_N | MISO_W | SPP_N | Internal | Shoulder | B14 | 900 | 3200 | 0 | 47.86 | 49.38 | 7 | 0
2030 | MISO_W_2_SPP_N | MISO_W | SPP_N | Internal | Shoulder | B15 | 1203 | 3200 | 0 | 43.43 | 47.97 | 7 | 0
2030 | MISO_W_2_SPP_N | MISO_W | SPP_N | Internal | Summer | B1 | 10 | 3200 | 0 | 82.06 | 82.07 | 7 | 0
2030 | MISO_W_2_SPP_N | MISO_W | SPP_N | Internal | Summer | B2 | 25 | 3200 | 0 | 77.08 | 79.41 | 7 | 0
2030 | MISO_W_2_SPP_N | MISO_W | SPP_N | Internal | Summer | B3 | 75 | 3200 | 0 | 75.99 | 79.41 | 7 | 0
2030 | MISO_W_2_SPP_N | MISO_W | SPP_N | Internal | Summer | B4 | 100 | 3200 | 0 | 75.39 | 79.41 | 7 | 0
2030 | MISO_W_2_SPP_N | MISO_W | SPP_N | Internal | Summer | B5 | 200 | 3200 | 0 | 70.69 | 74.82 | 7 | 0
2030 | MISO_W_2_SPP_N | MISO_W | SPP_N | Internal | Summer | B6 | 300 | 3200 | 883.43 | 60.01 | 67.01 | 7 | 0
2030 | MISO_W_2_SPP_N | MISO_W | SPP_N | Internal | Summer | B7 | 400 | 3200 | 2046.14 | 47.32 | 54.32 | 7 | 0
2030 | MISO_W_2_SPP_N | MISO_W | SPP_N | Internal | Summer | B8 | 500 | 3200 | 0 | 43.97 | 48.57 | 7 | 0
2030 | MISO_W_2_SPP_N | MISO_W | SPP_N | Internal | Summer | B9 | 800 | 3200 | 0 | 42.7 | 46.45 | 7 | 0
2030 | MISO_W_2_SPP_N | MISO_W | SPP_N | Internal | Summer | B10 | 1262 | 3200 | 0 | 40.31 | 45.34 | 7 | 0
2030 | MISO_W_2_SPP_N | MISO_W | SPP_N | Internal | Winter | B16 | 25 | 3200 | 0 | 69.05 | 69.73 | 7 | 0
2030 | MISO_W_2_SPP_N | MISO_W | SPP_N | Internal | Winter | B17 | 100 | 3200 | 0 | 55.23 | 53.51 | 7 | 0
2030 | MISO_W_2_SPP_N | MISO_W | SPP_N | Internal | Winter | B18 | 400 | 3200 | 0 | 51.16 | 52.34 | 7 | 0
2030 | MISO_W_2_SPP_N | MISO_W | SPP_N | Internal | Winter | B19 | 700 | 3200 | 0 | 47.9 | 51.29 | 7 | 0
2030 | MISO_W_2_SPP_N | MISO_W | SPP_N | Internal | Winter | B20 | 935 | 3200 | 0 | 42.99 | 47.74 | 7 | 0
2030 | MISO_WUMS_2_MISO_MI | MISO_WUMS | MISO_MI | Internal | Shoulder | B11 | 25 | 99 | 99 | 64.44 | 68.44 | 0.01 | 3.99
2030 | MISO_WUMS_2_MISO_MI | MISO_WUMS | MISO_MI | Internal | Shoulder | B12 | 200 | 99 | 99 | 55.65 | 55.7 | 0.01 | 0.04
2030 | MISO_WUMS_2_MISO_MI | MISO_WUMS | MISO_MI | Internal | Shoulder | B13 | 600 | 99 | 99 | 48.66 | 48.71 | 0.01 | 0.04
2030 | MISO_WUMS_2_MISO_MI | MISO_WUMS | MISO_MI | Internal | Shoulder | B14 | 900 | 99 | 99 | 45.74 | 47.86 | 0.01 | 2.11
2030 | MISO_WUMS_2_MISO_MI | MISO_WUMS | MISO_MI | Internal | Shoulder | B15 | 1203 | 99 | 99 | 43.25 | 43.46 | 0.01 | 0.19
2030 | MISO_WUMS_2_MISO_MI | MISO_WUMS | MISO_MI | Internal | Summer | B1 | 10 | 99 | 99 | 76.64 | 82.1 | 0.01 | 5.44
2030 | MISO_WUMS_2_MISO_MI | MISO_WUMS | MISO_MI | Internal | Summer | B2 | 25 | 99 | 99 | 76.64 | 77.06 | 0.01 | 0.41
2030 | MISO_WUMS_2_MISO_MI | MISO_WUMS | MISO_MI | Internal | Summer | B3 | 75 | 99 | 99 | 71.9 | 72.59 | 0.01 | 0.68
2030 | MISO_WUMS_2_MISO_MI | MISO_WUMS | MISO_MI | Internal | Summer | B4 | 100 | 99 | 0 | 71.8 | 71.8 | 0.01 | 0
2030 | MISO_WUMS_2_MISO_MI | MISO_WUMS | MISO_MI | Internal | Summer | B5 | 200 | 99 | 99 | 66.68 | 70.66 | 0.01 | 3.96
2030 | MISO_WUMS_2_MISO_MI | MISO_WUMS | MISO_MI | Internal | Summer | B6 | 300 | 99 | 99 | 56.65 | 57.66 | 0.01 | 1
2030 | MISO_WUMS_2_MISO_MI | MISO_WUMS | MISO_MI | Internal | Summer | B7 | 400 | 99 | 99 | 46.62 | 47.07 | 0.01 | 0.44
2030 | MISO_WUMS_2_MISO_MI | MISO_WUMS | MISO_MI | Internal | Summer | B8 | 500 | 99 | 99 | 43.66 | 44.01 | 0.01 | 0.33
2030 | MISO_WUMS_2_MISO_MI | MISO_WUMS | MISO_MI | Internal | Summer | B9 | 800 | 99 | 99 | 42.69 | 42.71 | 0.01 | 0.01
2030 | MISO_WUMS_2_MISO_MI | MISO_WUMS | MISO_MI | Internal | Summer | B10 | 1262 | 99 | 99 | 40.32 | 40.63 | 0.01 | 0.3
2030 | MISO_WUMS_2_MISO_MI | MISO_WUMS | MISO_MI | Internal | Winter | B16 | 25 | 99 | 0.01 | 69.06 | 69.06 | 0.01 | 0
2030 | MISO_WUMS_2_MISO_MI | MISO_WUMS | MISO_MI | Internal | Winter | B17 | 100 | 99 | 99 | 55.22 | 55.27 | 0.01 | 0.04
2030 | MISO_WUMS_2_MISO_MI | MISO_WUMS | MISO_MI | Internal | Winter | B18 | 400 | 99 | 49.2 | 51.15 | 51.16 | 0.01 | 0
2030 | MISO_WUMS_2_MISO_MI | MISO_WUMS | MISO_MI | Internal | Winter | B19 | 700 | 99 | 6.57 | 47.89 | 47.9 | 0.01 | 0
2030 | MISO_WUMS_2_MISO_MI | MISO_WUMS | MISO_MI | Internal | Winter | B20 | 935 | 99 | 99 | 43 | 43.02 | 0.01 | 0.01
2030 | MISO_WUMS_2_MISO_W | MISO_WUMS | MISO_W | Internal | Shoulder | B11 | 25 | 1137 | 1137 | 64.44 | 73.32 | 0.01 | 8.87
2030 | MISO_WUMS_2_MISO_W | MISO_WUMS | MISO_W | Internal | Shoulder | B12 | 200 | 1137 | 365.09 | 55.65 | 55.67 | 0.01 | 0
2030 | MISO_WUMS_2_MISO_W | MISO_WUMS | MISO_W | Internal | Shoulder | B13 | 600 | 1137 | 795.89 | 48.66 | 48.67 | 0.01 | 0
2030 | MISO_WUMS_2_MISO_W | MISO_WUMS | MISO_W | Internal | Shoulder | B14 | 900 | 1137 | 1137 | 45.74 | 47.86 | 0.01 | 2.12
2030 | MISO_WUMS_2_MISO_W | MISO_WUMS | MISO_W | Internal | Shoulder | B15 | 1203 | 1137 | 1137 | 43.25 | 43.43 | 0.01 | 0.16
2030 | MISO_WUMS_2_MISO_W | MISO_WUMS | MISO_W | Internal | Summer | B1 | 10 | 1137 | 1137 | 76.64 | 82.06 | 0.01 | 5.41
2030 | MISO_WUMS_2_MISO_W | MISO_WUMS | MISO_W | Internal | Summer | B2 | 25 | 1137 | 1137 | 76.64 | 77.08 | 0.01 | 0.43
2030 | MISO_WUMS_2_MISO_W | MISO_WUMS | MISO_W | Internal | Summer | B3 | 75 | 1137 | 1137 | 71.9 | 75.99 | 0.01 | 4.08
2030 | MISO_WUMS_2_MISO_W | MISO_WUMS | MISO_W | Internal | Summer | B4 | 100 | 1137 | 1137 | 71.8 | 75.39 | 0.01 | 3.57
2030 | MISO_WUMS_2_MISO_W | MISO_WUMS | MISO_W | Internal | Summer | B5 | 200 | 1137 | 1137 | 66.68 | 70.69 | 0.01 | 4
2030 | MISO_WUMS_2_MISO_W | MISO_WUMS | MISO_W | Internal | Summer | B6 | 300 | 1137 | 1137 | 56.65 | 60.01 | 0.01 | 3.35
2030 | MISO_WUMS_2_MISO_W | MISO_WUMS | MISO_W | Internal | Summer | B7 | 400 | 1137 | 1137 | 46.62 | 47.32 | 0.01 | 0.69
2030 | MISO_WUMS_2_MISO_W | MISO_WUMS | MISO_W | Internal | Summer | B8 | 500 | 1137 | 1137 | 43.66 | 43.97 | 0.01 | 0.3
2030 | MISO_WUMS_2_MISO_W | MISO_WUMS | MISO_W | Internal | Summer | B9 | 800 | 1137 | 284.28 | 42.69 | 42.7 | 0.01 | 0
2030 | MISO_WUMS_2_MISO_W | MISO_WUMS | MISO_W | Internal | Summer | B10 | 1262 | 1137 | 0 | 40.32 | 40.31 | 0.01 | 0
2030 | MISO_WUMS_2_MISO_W | MISO_WUMS | MISO_W | Internal | Winter | B16 | 25 | 1137 | 0 | 69.06 | 69.05 | 0.01 | 0
2030 | MISO_WUMS_2_MISO_W | MISO_WUMS | MISO_W | Internal | Winter | B17 | 100 | 1137 | 170.99 | 55.22 | 55.23 | 0.01 | 0
2030 | MISO_WUMS_2_MISO_W | MISO_WUMS | MISO_W | Internal | Winter | B18 | 400 | 1137 | 773.46 | 51.15 | 51.16 | 0.01 | 0
2030 | MISO_WUMS_2_MISO_W | MISO_WUMS | MISO_W | Internal | Winter | B19 | 700 | 1137 | 720.43 | 47.89 | 47.9 | 0.01 | 0
2030 | MISO_WUMS_2_MISO_W | MISO_WUMS | MISO_W | Internal | Winter | B20 | 935 | 1137 | 0 | 43 | 42.99 | 0.01 | 0
2030 | MISO_WUMS_2_PJM_ROR | MISO_WUMS | PJM_ROR | Internal | Shoulder | B11 | 25 | 1600 | 711.01 | 64.44 | 66.44 | 2 | 0
2030 | MISO_WUMS_2_PJM_ROR | MISO_WUMS | PJM_ROR | Internal | Shoulder | B12 | 200 | 1600 | 1596.5 | 55.65 | 57.65 | 2 | 0
2030 | MISO_WUMS_2_PJM_ROR | MISO_WUMS | PJM_ROR | Internal | Shoulder | B13 | 600 | 1600 | 1263.22 | 48.66 | 50.66 | 2 | 0
2030 | MISO_WUMS_2_PJM_ROR | MISO_WUMS | PJM_ROR | Internal | Shoulder | B14 | 900 | 1600 | 1148.13 | 45.74 | 47.74 | 2 | 0
2030 | MISO_WUMS_2_PJM_ROR | MISO_WUMS | PJM_ROR | Internal | Shoulder | B15 | 1203 | 1600 | 0 | 43.25 | 45.04 | 2 | 0
2030 | MISO_WUMS_2_PJM_ROR | MISO_WUMS | PJM_ROR | Internal | Summer | B1 | 10 | 1600 | 1600 | 76.64 | 93.07 | 2 | 14.43
2030 | MISO_WUMS_2_PJM_ROR | MISO_WUMS | PJM_ROR | Internal | Summer | B2 | 25 | 1600 | 1600 | 76.64 | 79.08 | 2 | 0.44
2030 | MISO_WUMS_2_PJM_ROR | MISO_WUMS | PJM_ROR | Internal | Summer | B3 | 75 | 1600 | 0 | 71.9 | 73.8 | 2 | 0
2030 | MISO_WUMS_2_PJM_ROR | MISO_WUMS | PJM_ROR | Internal | Summer | B4 | 100 | 1600 | 587.15 | 71.8 | 73.8 | 2 | 0
2030 | MISO_WUMS_2_PJM_ROR | MISO_WUMS | PJM_ROR | Internal | Summer | B5 | 200 | 1600 | 1115.84 | 66.68 | 68.68 | 2 | 0
2030 | MISO_WUMS_2_PJM_ROR | MISO_WUMS | PJM_ROR | Internal | Summer | B6 | 300 | 1600 | 1600 | 56.65 | 59.66 | 2 | 1.01
2030 | MISO_WUMS_2_PJM_ROR | MISO_WUMS | PJM_ROR | Internal | Summer | B7 | 400 | 1600 | 1484.27 | 46.62 | 48.62 | 2 | 0
2030 | MISO_WUMS_2_PJM_ROR | MISO_WUMS | PJM_ROR | Internal | Summer | B8 | 500 | 1600 | 1600 | 43.66 | 45.88 | 2 | 0.21
2030 | MISO_WUMS_2_PJM_ROR | MISO_WUMS | PJM_ROR | Internal | Summer | B9 | 800 | 1600 | 0 | 42.69 | 43.74 | 2 | 0
2030 | MISO_WUMS_2_PJM_ROR | MISO_WUMS | PJM_ROR | Internal | Summer | B10 | 1262 | 1600 | 0 | 40.32 | 40.94 | 2 | 0
2030 | MISO_WUMS_2_PJM_ROR | MISO_WUMS | PJM_ROR | Internal | Winter | B16 | 25 | 1600 | 1593.54 | 69.06 | 71.06 | 2 | 0
2030 | MISO_WUMS_2_PJM_ROR | MISO_WUMS | PJM_ROR | Internal | Winter | B17 | 100 | 1600 | 1600 | 55.22 | 57.26 | 2 | 0.04
2030 | MISO_WUMS_2_PJM_ROR | MISO_WUMS | PJM_ROR | Internal | Winter | B18 | 400 | 1600 | 1222.35 | 51.15 | 53.15 | 2 | 0
2030 | MISO_WUMS_2_PJM_ROR | MISO_WUMS | PJM_ROR | Internal | Winter | B19 | 700 | 1600 | 7.35 | 47.89 | 49.89 | 2 | 0
2030 | MISO_WUMS_2_PJM_ROR | MISO_WUMS | PJM_ROR | Internal | Winter | B20 | 935 | 1600 | 0 | 43 | 44.97 | 2 | 0
2030 | NE_2_MISO_W | NE | MISO_W | Internal | Shoulder | B11 | 25 | 1600 | 0 | 76.06 | 73.32 | 5 | 0
2030 | NE_2_MISO_W | NE | MISO_W | Internal | Shoulder | B12 | 200 | 1600 | 0 | 55.67 | 55.67 | 5 | 0
2030 | NE_2_MISO_W | NE | MISO_W | Internal | Shoulder | B13 | 600 | 1600 | 0 | 50.17 | 48.67 | 5 | 0
2030 | NE_2_MISO_W | NE | MISO_W | Internal | Shoulder | B14 | 900 | 1600 | 0 | 49.37 | 47.86 | 5 | 0
2030 | NE_2_MISO_W | NE | MISO_W | Internal | Shoulder | B15 | 1203 | 1600 | 0 | 47.96 | 43.43 | 5 | 0
2030 | NE_2_MISO_W | NE | MISO_W | Internal | Summer | B1 | 10 | 1600 | 0 | 82.06 | 82.06 | 5 | 0
2030 | NE_2_MISO_W | NE | MISO_W | Internal | Summer | B2 | 25 | 1600 | 0 | 79.4 | 77.08 | 5 | 0
2030 | NE_2_MISO_W | NE | MISO_W | Internal | Summer | B3 | 75 | 1600 | 0 | 79.4 | 75.99 | 5 | 0
2030 | NE_2_MISO_W | NE | MISO_W | Internal | Summer | B4 | 100 | 1600 | 0 | 78.44 | 75.39 | 5 | 0
2030 | NE_2_MISO_W | NE | MISO_W | Internal | Summer | B5 | 200 | 1600 | 0 | 74.8 | 70.69 | 5 | 0
2030 | NE_2_MISO_W | NE | MISO_W | Internal | Summer | B6 | 300 | 1600 | 0 | 67 | 60.01 | 5 | 0
2030 | NE_2_MISO_W | NE | MISO_W | Internal | Summer | B7 | 400 | 1600 | 0 | 54.3 | 47.32 | 5 | 0
2030 | NE_2_MISO_W | NE | MISO_W | Internal | Summer | B8 | 500 | 1600 | 0 | 46.44 | 43.97 | 5 | 0
2030 | NE_2_MISO_W | NE | MISO_W | Internal | Summer | B9 | 800 | 1600 | 0 | 46.44 | 42.7 | 5 | 0
2030 | NE_2_MISO_W | NE | MISO_W | Internal | Summer | B10 | 1262 | 1600 | 0 | 44.41 | 40.31 | 5 | 0
2030 | NE_2_MISO_W | NE | MISO_W | Internal | Winter | B16 | 25 | 1600 | 0 | 69.05 | 69.05 | 5 | 0
2030 | NE_2_MISO_W | NE | MISO_W | Internal | Winter | B17 | 100 | 1600 | 0 | 53.5 | 55.23 | 5 | 0
2030 | NE_2_MISO_W | NE | MISO_W | Internal | Winter | B18 | 400 | 1600 | 0 | 52.33 | 51.16 | 5 | 0
2030 | NE_2_MISO_W | NE | MISO_W | Internal | Winter | B19 | 700 | 1600 | 0 | 51.28 | 47.9 | 5 | 0
2030 | NE_2_MISO_W | NE | MISO_W | Internal | Winter | B20 | 935 | 1600 | 0 | 47.73 | 42.99 | 5 | 0
2030 | NE_2_SPP_N | NE | SPP_N | Internal | Shoulder | B11 | 25 | 1800 | 1772.46 | 76.06 | 76.07 | 0.01 | 0
2030 | NE_2_SPP_N | NE | SPP_N | Internal | Shoulder | B12 | 200 | 1800 | 214.52 | 55.67 | 55.68 | 0.01 | 0
2030 | NE_2_SPP_N | NE | SPP_N | Internal | Shoulder | B13 | 600 | 1800 | 0 | 50.17 | 50.16 | 0.01 | 0
2030 | NE_2_SPP_N | NE | SPP_N | Internal | Shoulder | B14 | 900 | 1800 | 58.08 | 49.37 | 49.38 | 0.01 | 0
2030 | NE_2_SPP_N | NE | SPP_N | Internal | Shoulder | B15 | 1203 | 1800 | 527.84 | 47.96 | 47.97 | 0.01 | 0
2030 | NE_2_SPP_N | NE | SPP_N | Internal | Summer | B1 | 10 | 1800 | 1549.4 | 82.06 | 82.07 | 0.01 | 0
2030 | NE_2_SPP_N | NE | SPP_N | Internal | Summer | B2 | 25 | 1800 | 1565.13 | 79.4 | 79.41 | 0.01 | 0
2030 | NE_2_SPP_N | NE | SPP_N | Internal | Summer | B3 | 75 | 1800 | 1556.62 | 79.4 | 79.41 | 0.01 | 0
2030 | NE_2_SPP_N | NE | SPP_N | Internal | Summer | B4 | 100 | 1800 | 1800 | 78.44 | 79.41 | 0.01 | 0.96
2030 | NE_2_SPP_N | NE | SPP_N | Internal | Summer | B5 | 200 | 1800 | 1478.37 | 74.8 | 74.82 | 0.01 | 0
2030 | NE_2_SPP_N | NE | SPP_N | Internal | Summer | B6 | 300 | 1800 | 1788.61 | 67 | 67.01 | 0.01 | 0
2030 | NE_2_SPP_N | NE | SPP_N | Internal | Summer | B7 | 400 | 1800 | 1758.18 | 54.3 | 54.32 | 0.01 | 0
2030 | NE_2_SPP_N | NE | SPP_N | Internal | Summer | B8 | 500 | 1800 | 1800 | 46.44 | 48.57 | 0.01 | 2.12
2030 | NE_2_SPP_N | NE | SPP_N | Internal | Summer | B9 | 800 | 1800 | 1441.46 | 46.44 | 46.45 | 0.01 | 0
2030 | NE_2_SPP_N | NE | SPP_N | Internal | Summer | B10 | 1262 | 1800 | 1800 | 44.41 | 45.34 | 0.01 | 0.92
2030 | NE_2_SPP_N | NE | SPP_N | Internal | Winter | B16 | 25 | 1800 | 1800 | 69.05 | 69.73 | 0.01 | 0.66
2030 | NE_2_SPP_N | NE | SPP_N | Internal | Winter | B17 | 100 | 1800 | 864.21 | 53.5 | 53.51 | 0.01 | 0
2030 | NE_2_SPP_N | NE | SPP_N | Internal | Winter | B18 | 400 | 1800 | 660.47 | 52.33 | 52.34 | 0.01 | 0
2030 | NE_2_SPP_N | NE | SPP_N | Internal | Winter | B19 | 700 | 1800 | 694.67 | 51.28 | 51.29 | 0.01 | 0
2030 | NE_2_SPP_N | NE | SPP_N | Internal | Winter | B20 | 935 | 1800 | 1509.34 | 47.73 | 47.74 | 0.01 | 0
2030 | NEISO_2_NYISO_A-F | NEISO | NYISO_A-F | Internal | Shoulder | B11 | 25 | 600 | 600 | 44.17 | 51.8 | 3 | 4.63
2030 | NEISO_2_NYISO_A-F | NEISO | NYISO_A-F | Internal | Shoulder | B12 | 200 | 600 | 600 | 44.17 | 49.64 | 3 | 2.48
2030 | NEISO_2_NYISO_A-F | NEISO | NYISO_A-F | Internal | Shoulder | B13 | 600 | 600 | 600 | 44.17 | 47.21 | 3 | 0.05
2030 | NEISO_2_NYISO_A-F | NEISO | NYISO_A-F | Internal | Shoulder | B14 | 900 | 600 | 600 | 44.17 | 47.21 | 3 | 0.05
2030 | NEISO_2_NYISO_A-F | NEISO | NYISO_A-F | Internal | Shoulder | B15 | 1203 | 600 | 600 | 44.17 | 47.21 | 3 | 0.05
2030 | NEISO_2_NYISO_A-F | NEISO | NYISO_A-F | Internal | Summer | B1 | 10 | 600 | 0 | 86.06 | 83.06 | 3 | 0
2030 | NEISO_2_NYISO_A-F | NEISO | NYISO_A-F | Internal | Summer | B2 | 25 | 600 | 0 | 68.11 | 71.09 | 3 | 0
2030 | NEISO_2_NYISO_A-F | NEISO | NYISO_A-F | Internal | Summer | B3 | 75 | 600 | 600 | 56.8 | 65.76 | 3 | 5.97
2030 | NEISO_2_NYISO_A-F | NEISO | NYISO_A-F | Internal | Summer | B4 | 100 | 600 | 600 | 45.27 | 61.85 | 3 | 13.58
2030 | NEISO_2_NYISO_A-F | NEISO | NYISO_A-F | Internal | Summer | B5 | 200 | 600 | 600 | 40.82 | 54.54 | 3 | 10.72
2030 | NEISO_2_NYISO_A-F | NEISO | NYISO_A-F | Internal | Summer | B6 | 300 | 600 | 600 | 40.82 | 52.17 | 3 | 8.35
2030 | NEISO_2_NYISO_A-F | NEISO | NYISO_A-F | Internal | Summer | B7 | 400 | 600 | 600 | 40.82 | 47.3 | 3 | 3.49
2030 | NEISO_2_NYISO_A-F | NEISO | NYISO_A-F | Internal | Summer | B8 | 500 | 600 | 600 | 40.82 | 45.88 | 3 | 2.07
2030 | NEISO_2_NYISO_A-F | NEISO | NYISO_A-F | Internal | Summer | B9 | 800 | 600 | 600 | 40.82 | 44.61 | 3 | 0.79
2030 | NEISO_2_NYISO_A-F | NEISO | NYISO_A-F | Internal | Summer | B10 | 1262 | 600 | 600 | 40.82 | 44.61 | 3 | 0.79
2030 | NEISO_2_NYISO_A-F | NEISO | NYISO_A-F | Internal | Winter | B16 | 25 | 600 | 0 | 54.51 | 55.45 | 3 | 0
2030 | NEISO_2_NYISO_A-F | NEISO | NYISO_A-F | Internal | Winter | B17 | 100 | 600 | 0 | 54.51 | 54.75 | 3 | 0
2030 | NEISO_2_NYISO_A-F | NEISO | NYISO_A-F | Internal | Winter | B18 | 400 | 600 | 0 | 54.16 | 51.16 | 3 | 0
2030 | NEISO_2_NYISO_A-F | NEISO | NYISO_A-F | Internal | Winter | B19 | 700 | 600 | 0 | 54.16 | 51.16 | 3 | 0
2030 | NEISO_2_NYISO_A-F | NEISO | NYISO_A-F | Internal | Winter | B20 | 935 | 600 | 0 | 54.16 | 51.16 | 3 | 0
2030 | NEISO_2_NYISO_G-I | NEISO | NYISO_G-I | Internal | Shoulder | B11 | 25 | 600 | 600 | 44.17 | 63.3 | 3 | 16.13
2030 | NEISO_2_NYISO_G-I | NEISO | NYISO_G-I | Internal | Shoulder | B12 | 200 | 600 | 600 | 44.17 | 49.65 | 3 | 2.49
2030 | NEISO_2_NYISO_G-I | NEISO | NYISO_G-I | Internal | Shoulder | B13 | 600 | 600 | 600 | 44.17 | 47.51 | 3 | 0.34
2030 | NEISO_2_NYISO_G-I | NEISO | NYISO_G-I | Internal | Shoulder | B14 | 900 | 600 | 600 | 44.17 | 47.23 | 3 | 0.06
2030 | NEISO_2_NYISO_G-I | NEISO | NYISO_G-I | Internal | Shoulder | B15 | 1203 | 600 | 600 | 44.17 | 47.23 | 3 | 0.06
2030 | NEISO_2_NYISO_G-I | NEISO | NYISO_G-I | Internal | Summer | B1 | 10 | 600 | 402.65 | 86.06 | 89.06 | 3 | 0
2030 | NEISO_2_NYISO_G-I | NEISO | NYISO_G-I | Internal | Summer | B2 | 25 | 600 | 468.82 | 68.11 | 71.11 | 3 | 0
2030 | NEISO_2_NYISO_G-I | NEISO | NYISO_G-I | Internal | Summer | B3 | 75 | 600 | 600 | 56.8 | 65.78 | 3 | 5.98
2030 | NEISO_2_NYISO_G-I | NEISO | NYISO_G-I | Internal | Summer | B4 | 100 | 600 | 600 | 45.27 | 61.86 | 3 | 13.59
2030 | NEISO_2_NYISO_G-I | NEISO | NYISO_G-I | Internal | Summer | B5 | 200 | 600 | 600 | 40.82 | 58.33 | 3 | 14.51
2030 | NEISO_2_NYISO_G-I | NEISO | NYISO_G-I | Internal | Summer | B6 | 300 | 600 | 600 | 40.82 | 58.33 | 3 | 14.51
2030 | NEISO_2_NYISO_G-I | NEISO | NYISO_G-I | Internal | Summer | B7 | 400 | 600 | 600 | 40.82 | 47.32 | 3 | 3.5
2030 | NEISO_2_NYISO_G-I | NEISO | NYISO_G-I | Internal | Summer | B8 | 500 | 600 | 600 | 40.82 | 45.89 | 3 | 2.08
2030 | NEISO_2_NYISO_G-I | NEISO | NYISO_G-I | Internal | Summer | B9 | 800 | 600 | 600 | 40.82 | 44.62 | 3 | 0.8
2030 | NEISO_2_NYISO_G-I | NEISO | NYISO_G-I | Internal | Summer | B10 | 1262 | 600 | 600 | 40.82 | 44.59 | 3 | 0.78
2030 | NEISO_2_NYISO_G-I | NEISO | NYISO_G-I | Internal | Winter | B16 | 25 | 600 | 600 | 54.51 | 77.09 | 3 | 19.58
2030 | NEISO_2_NYISO_G-I | NEISO | NYISO_G-I | Internal | Winter | B17 | 100 | 600 | 600 | 54.51 | 58.42 | 3 | 0.91
2030 | NEISO_2_NYISO_G-I | NEISO | NYISO_G-I | Internal | Winter | B18 | 400 | 600 | 522.45 | 54.16 | 57.16 | 3 | 0
2030 | NEISO_2_NYISO_G-I | NEISO | NYISO_G-I | Internal | Winter | B19 | 700 | 600 | 0 | 54.16 | 55.91 | 3 | 0
2030 | NEISO_2_NYISO_G-I | NEISO | NYISO_G-I | Internal | Winter | B20 | 935 | 600 | 0 | 54.16 | 54.01 | 3 | 0
2030 | NEISO_2_NYISO_J-K | NEISO | NYISO_J-K | Internal | Shoulder | B11 | 25 | 430 | 430 | 44.17 | 63.31 | 3 | 16.14
2030 | NEISO_2_NYISO_J-K | NEISO | NYISO_J-K | Internal | Shoulder | B12 | 200 | 430 | 430 | 44.17 | 49.67 | 3 | 2.5
2030 | NEISO_2_NYISO_J-K | NEISO | NYISO_J-K | Internal | Shoulder | B13 | 600 | 430 | 430 | 44.17 | 47.52 | 3 | 0.35
2030 | NEISO_2_NYISO_J-K | NEISO | NYISO_J-K | Internal | Shoulder | B14 | 900 | 430 | 430 | 44.17 | 47.24 | 3 | 0.07
2030 | NEISO_2_NYISO_J-K | NEISO | NYISO_J-K | Internal | Shoulder | B15 | 1203 | 430 | 430 | 44.17 | 47.24 | 3 | 0.07
2030 | NEISO_2_NYISO_J-K | NEISO | NYISO_J-K | Internal | Summer | B1 | 10 | 430 | 429.98 | 86.06 | 89.07 | 3 | 0.01
2030 | NEISO_2_NYISO_J-K | NEISO | NYISO_J-K | Internal | Summer | B2 | 25 | 430 | 429.99 | 68.11 | 71.12 | 3 | 0.01
2030 | NEISO_2_NYISO_J-K | NEISO | NYISO_J-K | Internal | Summer | B3 | 75 | 430 | 430 | 56.8 | 65.79 | 3 | 5.99
2030 | NEISO_2_NYISO_J-K | NEISO | NYISO_J-K | Internal | Summer | B4 | 100 | 430 | 430 | 45.27 | 61.87 | 3 | 13.6
2030 | NEISO_2_NYISO_J-K | NEISO | NYISO_J-K | Internal | Summer | B5 | 200 | 430 | 430 | 40.82 | 58.34 | 3 | 14.52
2030 | NEISO_2_NYISO_J-K | NEISO | NYISO_J-K | Internal | Summer | B6 | 300 | 430 | 430 | 40.82 | 58.34 | 3 | 14.52
2030 | NEISO_2_NYISO_J-K | NEISO | NYISO_J-K | Internal | Summer | B7 | 400 | 430 | 430 | 40.82 | 58.34 | 3 | 14.52
2030 | NEISO_2_NYISO_J-K | NEISO | NYISO_J-K | Internal | Summer | B8 | 500 | 430 | 430 | 40.82 | 45.91 | 3 | 2.09
2030 | NEISO_2_NYISO_J-K | NEISO | NYISO_J-K | Internal | Summer | B9 | 800 | 430 | 430 | 40.82 | 44.63 | 3 | 0.81
2030 | NEISO_2_NYISO_J-K | NEISO | NYISO_J-K | Internal | Summer | B10 | 1262 | 430 | 430 | 40.82 | 44.61 | 3 | 0.79
2030 | NEISO_2_NYISO_J-K | NEISO | NYISO_J-K | Internal | Winter | B16 | 25 | 430 | 430 | 54.51 | 80.71 | 3 | 23.2
2030 | NEISO_2_NYISO_J-K | NEISO | NYISO_J-K | Internal | Winter | B17 | 100 | 430 | 430 | 54.51 | 61.42 | 3 | 3.91
2030 | NEISO_2_NYISO_J-K | NEISO | NYISO_J-K | Internal | Winter | B18 | 400 | 430 | 430 | 54.16 | 60.41 | 3 | 3.25
2030 | NEISO_2_NYISO_J-K | NEISO | NYISO_J-K | Internal | Winter | B19 | 700 | 430 | 430 | 54.16 | 60.41 | 3 | 3.25
2030 | NEISO_2_NYISO_J-K | NEISO | NYISO_J-K | Internal | Winter | B20 | 935 | 430 | 0 | 54.16 | 55.11 | 3 | 0
2030 | NonRTO_Midwest_2_MISO_IN | NonRTO_Midwest | MISO_IN | Internal | Shoulder | B11 | 25 | 4450 | 0 | 81.32 | 73.32 | 8 | 0
2030 | NonRTO_Midwest_2_MISO_IN | NonRTO_Midwest | MISO_IN | Internal | Shoulder | B12 | 200 | 4450 | 0 | 63.69 | 55.69 | 8 | 0
2030 | NonRTO_Midwest_2_MISO_IN | NonRTO_Midwest | MISO_IN | Internal | Shoulder | B13 | 600 | 4450 | 0 | 56.18 | 48.7 | 8 | 0
2030 | NonRTO_Midwest_2_MISO_IN | NonRTO_Midwest | MISO_IN | Internal | Shoulder | B14 | 900 | 4450 | 0 | 45.63 | 47.84 | 8 | 0
2030 | NonRTO_Midwest_2_MISO_IN | NonRTO_Midwest | MISO_IN | Internal | Shoulder | B15 | 1203 | 4450 | 0 | 41.54 | 43.45 | 8 | 0
2030 | NonRTO_Midwest_2_MISO_IN | NonRTO_Midwest | MISO_IN | Internal | Summer | B1 | 10 | 4450 | 0 | 82.07 | 82.08 | 8 | 0
2030 | NonRTO_Midwest_2_MISO_IN | NonRTO_Midwest | MISO_IN | Internal | Summer | B2 | 25 | 4450 | 0 | 80.48 | 77.07 | 8 | 0
2030 | NonRTO_Midwest_2_MISO_IN | NonRTO_Midwest | MISO_IN | Internal | Summer | B3 | 75 | 4450 | 0 | 80.48 | 74.35 | 8 | 0
2030 | NonRTO_Midwest_2_MISO_IN | NonRTO_Midwest | MISO_IN | Internal | Summer | B4 | 100 | 4450 | 0 | 80.48 | 72.48 | 8 | 0
2030 | NonRTO_Midwest_2_MISO_IN | NonRTO_Midwest | MISO_IN | Internal | Summer | B5 | 200 | 4450 | 0 | 78.67 | 70.67 | 8 | 0
2030 | NonRTO_Midwest_2_MISO_IN | NonRTO_Midwest | MISO_IN | Internal | Summer | B6 | 300 | 4450 | 0 | 65.67 | 57.67 | 8 | 0
2030 | NonRTO_Midwest_2_MISO_IN | NonRTO_Midwest | MISO_IN | Internal | Summer | B7 | 400 | 4450 | 0 | 46.06 | 47.06 | 8 | 0
2030 | NonRTO_Midwest_2_MISO_IN | NonRTO_Midwest | MISO_IN | Internal | Summer | B8 | 500 | 4450 | 0 | 44.13 | 44 | 8 | 0
2030 | NonRTO_Midwest_2_MISO_IN | NonRTO_Midwest | MISO_IN | Internal | Summer | B9 | 800 | 4450 | 0 | 43.75 | 42.7 | 8 | 0
2030 | NonRTO_Midwest_2_MISO_IN | NonRTO_Midwest | MISO_IN | Internal | Summer | B10 | 1262 | 4450 | 0 | 37.34 | 40.62 | 8 | 0
2030 | NonRTO_Midwest_2_MISO_IN | NonRTO_Midwest | MISO_IN | Internal | Winter | B16 | 25 | 4450 | 0 | 77.08 | 69.08 | 8 | 0
2030 | NonRTO_Midwest_2_MISO_IN | NonRTO_Midwest | MISO_IN | Internal | Winter | B17 | 100 | 4450 | 0 | 63.26 | 55.26 | 8 | 0
2030 | NonRTO_Midwest_2_MISO_IN | NonRTO_Midwest | MISO_IN | Internal | Winter | B18 | 400 | 4450 | 0 | 59.15 | 51.15 | 8 | 0
2030 | NonRTO_Midwest_2_MISO_IN | NonRTO_Midwest | MISO_IN | Internal | Winter | B19 | 700 | 4450 | 0 | 47.74 | 47.89 | 8 | 0
2030 | NonRTO_Midwest_2_MISO_IN | NonRTO_Midwest | MISO_IN | Internal | Winter | B20 | 935 | 4450 | 0 | 40.21 | 43.01 | 8 | 0
2030 | NonRTO_Midwest_2_TVA_Transmission | NonRTO_Midwest | TVA_Transmission | Internal | Shoulder | B11 | 25 | 2400 | 0 | 81.32 | 72.38 | 8 | 0
2030 | NonRTO_Midwest_2_TVA_Transmission | NonRTO_Midwest | TVA_Transmission | Internal | Shoulder | B12 | 200 | 2400 | 0 | 63.69 | 56.51 | 8 | 0
2030 | NonRTO_Midwest_2_TVA_Transmission | NonRTO_Midwest | TVA_Transmission | Internal | Shoulder | B13 | 600 | 2400 | 0 | 56.18 | 52.53 | 8 | 0
2030 | NonRTO_Midwest_2_TVA_Transmission | NonRTO_Midwest | TVA_Transmission | Internal | Shoulder | B14 | 900 | 2400 | 0 | 45.63 | 50.81 | 8 | 0
2030 | NonRTO_Midwest_2_TVA_Transmission | NonRTO_Midwest | TVA_Transmission | Internal | Shoulder | B15 | 1203 | 2400 | 262.19 | 41.54 | 49.54 | 8 | 0
2030 | NonRTO_Midwest_2_TVA_Transmission | NonRTO_Midwest | TVA_Transmission | Internal | Summer | B1 | 10 | 2400 | 487.22 | 82.07 | 90.07 | 8 | 0
2030 | NonRTO_Midwest_2_TVA_Transmission | NonRTO_Midwest | TVA_Transmission | Internal | Summer | B2 | 25 | 2400 | 0 | 80.48 | 85.08 | 8 | 0
2030 | NonRTO_Midwest_2_TVA_Transmission | NonRTO_Midwest | TVA_Transmission | Internal | Summer | B3 | 75 | 2400 | 0 | 80.48 | 79.8 | 8 | 0
2030 | NonRTO_Midwest_2_TVA_Transmission | NonRTO_Midwest | TVA_Transmission | Internal | Summer | B4 | 100 | 2400 | 0 | 80.48 | 79.13 | 8 | 0
2030 | NonRTO_Midwest_2_TVA_Transmission | NonRTO_Midwest | TVA_Transmission | Internal | Summer | B5 | 200 | 2400 | 0 | 78.67 | 74.14 | 8 | 0
2030 | NonRTO_Midwest_2_TVA_Transmission | NonRTO_Midwest | TVA_Transmission | Internal | Summer | B6 | 300 | 2400 | 0 | 65.67 | 64.39 | 8 | 0
2030 | NonRTO_Midwest_2_TVA_Transmission | NonRTO_Midwest | TVA_Transmission | Internal | Summer | B7 | 400 | 2400 | 0 | 46.06 | 53.11 | 8 | 0
2030 | NonRTO_Midwest_2_TVA_Transmission | NonRTO_Midwest | TVA_Transmission | Internal | Summer | B8 | 500 | 2400 | 0 | 44.13 | 49.25 | 8 | 0
2030 | NonRTO_Midwest_2_TVA_Transmission | NonRTO_Midwest | TVA_Transmission | Internal | Summer | B9 | 800 | 2400 | 0 | 43.75 | 47.6 | 8 | 0
2030 | NonRTO_Midwest_2_TVA_Transmission | NonRTO_Midwest | TVA_Transmission | Internal | Summer | B10 | 1262 | 2400 | 0 | 37.34 | 44.78 | 8 | 0
2030 | NonRTO_Midwest_2_TVA_Transmission | NonRTO_Midwest | TVA_Transmission | Internal | Winter | B16 | 25 | 2400 | 0 | 77.08 | 74.28 | 8 | 0
2030 | NonRTO_Midwest_2_TVA_Transmission | NonRTO_Midwest | TVA_Transmission | Internal | Winter | B17 | 100 | 2400 | 0 | 63.26 | 58.45 | 8 | 0
2030 | NonRTO_Midwest_2_TVA_Transmission | NonRTO_Midwest | TVA_Transmission | Internal | Winter | B18 | 400 | 2400 | 0 | 59.15 | 54.5 | 8 | 0
2030 | NonRTO_Midwest_2_TVA_Transmission | NonRTO_Midwest | TVA_Transmission | Internal | Winter | B19 | 700 | 2400 | 0 | 47.74 | 52.19 | 8 | 0
2030 | NonRTO_Midwest_2_TVA_Transmission | NonRTO_Midwest | TVA_Transmission | Internal | Winter | B20 | 935 | 2400 | 366.38 | 40.21 | 48.21 | 8 | 0
2030 | NYISO_A-F_2_IESO | NYISO_A-F | IESO | Internal | Shoulder | B11 | 25 | 1600 | 0 | 51.8 | 42.49 | 7 | 0
2030 | NYISO_A-F_2_IESO | NYISO_A-F | IESO | Internal | Shoulder | B12 | 200 | 1600 | 0 | 49.64 | 42.49 | 7 | 0
2030 | NYISO_A-F_2_IESO | NYISO_A-F | IESO | Internal | Shoulder | B13 | 600 | 1600 | 0 | 47.21 | 40.21 | 7 | 0
2030 | NYISO_A-F_2_IESO | NYISO_A-F | IESO | Internal | Shoulder | B14 | 900 | 1600 | 0 | 47.21 | 40.21 | 7 | 0
2030 | NYISO_A-F_2_IESO | NYISO_A-F | IESO | Internal | Shoulder | B15 | 1203 | 1600 | 0 | 47.21 | 40.21 | 7 | 0
2030 | NYISO_A-F_2_IESO | NYISO_A-F | IESO | Internal | Summer | B1 | 10 | 1600 | 0 | 83.06 | 76.06 | 7 | 0
2030 | NYISO_A-F_2_IESO | NYISO_A-F | IESO | Internal | Summer | B2 | 25 | 1600 | 0 | 71.09 | 70.06 | 7 | 0
2030 | NYISO_A-F_2_IESO | NYISO_A-F | IESO | Internal | Summer | B3 | 75 | 1600 | 0 | 65.76 | 58.76 | 7 | 0
2030 | NYISO_A-F_2_IESO | NYISO_A-F | IESO | Internal | Summer | B4 | 100 | 1600 | 0 | 61.85 | 54.85 | 7 | 0
2030 | NYISO_A-F_2_IESO | NYISO_A-F | IESO | Internal | Summer | B5 | 200 | 1600 | 0 | 54.54 | 47.54 | 7 | 0
2030 | NYISO_A-F_2_IESO | NYISO_A-F | IESO | Internal | Summer | B6 | 300 | 1600 | 0 | 52.17 | 45.17 | 7 | 0
2030 | NYISO_A-F_2_IESO | NYISO_A-F | IESO | Internal | Summer | B7 | 400 | 1600 | 0 | 47.3 | 40.3 | 7 | 0
2030 | NYISO_A-F_2_IESO | NYISO_A-F | IESO | Internal | Summer | B8 | 500 | 1600 | 0 | 45.88 | 37.61 | 7 | 0
2030 | NYISO_A-F_2_IESO | NYISO_A-F | IESO | Internal | Summer | B9 | 800 | 1600 | 0 | 44.61 | 37.61 | 7 | 0
2030 | NYISO_A-F_2_IESO | NYISO_A-F | IESO | Internal | Summer | B10 | 1262 | 1600 | 0 | 44.61 | 37.61 | 7 | 0
2030 | NYISO_A-F_2_IESO | NYISO_A-F | IESO | Internal | Winter | B16 | 25 | 1600 | 0 | 55.45 | 48.45 | 7 | 0
2030 | NYISO_A-F_2_IESO | NYISO_A-F | IESO | Internal | Winter | B17 | 100 | 1600 | 0 | 54.75 | 47.75 | 7 | 0
2030 | NYISO_A-F_2_IESO | NYISO_A-F | IESO | Internal | Winter | B18 | 400 | 1600 | 0 | 51.16 | 44.16 | 7 | 0
2030 | NYISO_A-F_2_IESO | NYISO_A-F | IESO | Internal | Winter | B19 | 700 | 1600 | 0 | 51.16 | 44.16 | 7 | 0
2030 | NYISO_A-F_2_IESO | NYISO_A-F | IESO | Internal | Winter | B20 | 935 | 1600 | 0 | 51.16 | 44.16 | 7 | 0
2030 | NYISO_A-F_2_NEISO | NYISO_A-F | NEISO | Internal | Shoulder | B11 | 25 | 600 | 0 | 51.8 | 44.17 | 3 | 0
2030 | NYISO_A-F_2_NEISO | NYISO_A-F | NEISO | Internal | Shoulder | B12 | 200 | 600 | 0 | 49.64 | 44.17 | 3 | 0
2030 | NYISO_A-F_2_NEISO | NYISO_A-F | NEISO | Internal | Shoulder | B13 | 600 | 600 | 0 | 47.21 | 44.17 | 3 | 0
2030 | NYISO_A-F_2_NEISO | NYISO_A-F | NEISO | Internal | Shoulder | B14 | 900 | 600 | 0 | 47.21 | 44.17 | 3 | 0
2030 | NYISO_A-F_2_NEISO | NYISO_A-F | NEISO | Internal | Shoulder | B15 | 1203 | 600 | 0 | 47.21 | 44.17 | 3 | 0
2030 | NYISO_A-F_2_NEISO | NYISO_A-F | NEISO | Internal | Summer | B1 | 10 | 600 | 319.93 | 83.06 | 86.06 | 3 | 0
2030 | NYISO_A-F_2_NEISO | NYISO_A-F | NEISO | Internal | Summer | B2 | 25 | 600 | 0 | 71.09 | 68.11 | 3 | 0
2030 | NYISO_A-F_2_NEISO | NYISO_A-F | NEISO | Internal | Summer | B3 | 75 | 600 | 0 | 65.76 | 56.8 | 3 | 0
2030 | NYISO_A-F_2_NEISO | NYISO_A-F | NEISO | Internal | Summer | B4 | 100 | 600 | 0 | 61.85 | 45.27 | 3 | 0
2030 | NYISO_A-F_2_NEISO | NYISO_A-F | NEISO | Internal | Summer | B5 | 200 | 600 | 0 | 54.54 | 40.82 | 3 | 0
2030 | NYISO_A-F_2_NEISO | NYISO_A-F | NEISO | Internal | Summer | B6 | 300 | 600 | 0 | 52.17 | 40.82 | 3 | 0
2030 | NYISO_A-F_2_NEISO | NYISO_A-F | NEISO | Internal | Summer | B7 | 400 | 600 | 0 | 47.3 | 40.82 | 3 | 0
2030 | NYISO_A-F_2_NEISO | NYISO_A-F | NEISO | Internal | Summer | B8 | 500 | 600 | 0 | 45.88 | 40.82 | 3 | 0
2030 | NYISO_A-F_2_NEISO | NYISO_A-F | NEISO | Internal | Summer | B9 | 800 | 600 | 0 | 44.61 | 40.82 | 3 | 0
2030 | NYISO_A-F_2_NEISO | NYISO_A-F | NEISO | Internal | Summer | B10 | 1262 | 600 | 0 | 44.61 | 40.82 | 3 | 0
2030 | NYISO_A-F_2_NEISO | NYISO_A-F | NEISO | Internal | Winter | B16 | 25 | 600 | 0 | 55.45 | 54.51 | 3 | 0
2030 | NYISO_A-F_2_NEISO | NYISO_A-F | NEISO | Internal | Winter | B17 | 100 | 600 | 0 | 54.75 | 54.51 | 3 | 0
2030 | NYISO_A-F_2_NEISO | NYISO_A-F | NEISO | Internal | Winter | B18 | 400 | 600 | 510.51 | 51.16 | 54.16 | 3 | 0
2030 | NYISO_A-F_2_NEISO | NYISO_A-F | NEISO | Internal | Winter | B19 | 700 | 600 | 86.44 | 51.16 | 54.16 | 3 | 0
2030 | NYISO_A-F_2_NEISO | NYISO_A-F | NEISO | Internal | Winter | B20 | 935 | 600 | 98.49 | 51.16 | 54.16 | 3 | 0
2030 | NYISO_A-F_2_NYISO_G-I | NYISO_A-F | NYISO_G-I | Internal | Shoulder | B11 | 25 | 4250 | 4250 | 51.8 | 63.3 | 0.01 | 11.49
2030 | NYISO_A-F_2_NYISO_G-I | NYISO_A-F | NYISO_G-I | Internal | Shoulder | B12 | 200 | 4250 | 3692.12 | 49.64 | 49.65 | 0.01 | 0
2030 | NYISO_A-F_2_NYISO_G-I | NYISO_A-F | NYISO_G-I | Internal | Shoulder | B13 | 600 | 4250 | 4250 | 47.21 | 47.51 | 0.01 | 0.28
2030 | NYISO_A-F_2_NYISO_G-I | NYISO_A-F | NYISO_G-I | Internal | Shoulder | B14 | 900 | 4250 | 3563.56 | 47.21 | 47.23 | 0.01 | 0
2030 | NYISO_A-F_2_NYISO_G-I | NYISO_A-F | NYISO_G-I | Internal | Shoulder | B15 | 1203 | 4250 | 1145.29 | 47.21 | 47.23 | 0.01 | 0
2030 | NYISO_A-F_2_NYISO_G-I | NYISO_A-F | NYISO_G-I | Internal | Summer | B1 | 10 | 4250 | 4250 | 83.06 | 89.06 | 0.01 | 5.99
2030 | NYISO_A-F_2_NYISO_G-I | NYISO_A-F | NYISO_G-I | Internal | Summer | B2 | 25 | 4250 | 3755.27 | 71.09 | 71.11 | 0.01 | 0
2030 | NYISO_A-F_2_NYISO_G-I | NYISO_A-F | NYISO_G-I | Internal | Summer | B3 | 75 | 4250 | 3836.58 | 65.76 | 65.78 | 0.01 | 0
2030 | NYISO_A-F_2_NYISO_G-I | NYISO_A-F | NYISO_G-I | Internal | Summer | B4 | 100 | 4250 | 4109.45 | 61.85 | 61.86 | 0.01 | 0
2030 | NYISO_A-F_2_NYISO_G-I | NYISO_A-F | NYISO_G-I | Internal | Summer | B5 | 200 | 4250 | 4250 | 54.54 | 58.33 | 0.01 | 3.78
2030 | NYISO_A-F_2_NYISO_G-I | NYISO_A-F | NYISO_G-I | Internal | Summer | B6 | 300 | 4250 | 4250 | 52.17 | 58.33 | 0.01 | 6.15
2030 | NYISO_A-F_2_NYISO_G-I | NYISO_A-F | NYISO_G-I | Internal | Summer | B7 | 400 | 4250 | 4041.49 | 47.3 | 47.32 | 0.01 | 0
2030 | NYISO_A-F_2_NYISO_G-I | NYISO_A-F | NYISO_G-I | Internal | Summer | B8 | 500 | 4250 | 3726.76 | 45.88 | 45.89 | 0.01 | 0
2030 | NYISO_A-F_2_NYISO_G-I | NYISO_A-F | NYISO_G-I | Internal | Summer | B9 | 800 | 4250 | 2495.13 | 44.61 | 44.62 | 0.01 | 0
2030 | NYISO_A-F_2_NYISO_G-I | NYISO_A-F | NYISO_G-I | Internal | Summer | B10 | 1262 | 4250 | 0 | 44.61 | 44.59 | 0.01 | 0
2030 | NYISO_A-F_2_NYISO_G-I | NYISO_A-F | NYISO_G-I | Internal | Winter | B16 | 25 | 4250 | 4250 | 55.45 | 77.09 | 0.01 | 21.63
2030 | NYISO_A-F_2_NYISO_G-I | NYISO_A-F | NYISO_G-I | Internal | Winter | B17 | 100 | 4250 | 4250 | 54.75 | 58.42 | 0.01 | 3.66
2030 | NYISO_A-F_2_NYISO_G-I | NYISO_A-F | NYISO_G-I | Internal | Winter | B18 | 400 | 4250 | 4250 | 51.16 | 57.16 | 0.01 | 5.99
2030 | NYISO_A-F_2_NYISO_G-I | NYISO_A-F | NYISO_G-I | Internal | Winter | B19 | 700 | 4250 | 4250 | 51.16 | 55.91 | 0.01 | 4.74
2030 | NYISO_A-F_2_NYISO_G-I | NYISO_A-F | NYISO_G-I | Internal | Winter | B20 | 935 | 4250 | 4250 | 51.16 | 54.01 | 0.01 | 2.84
2030 | NYISO_A-F_2_PJM_ROM | NYISO_A-F | PJM_ROM | Internal | Shoulder | B11 | 25 | 1000 | 1000 | 51.8 | 66.42 | 8 | 6.62
2030 | NYISO_A-F_2_PJM_ROM | NYISO_A-F | PJM_ROM | Internal | Shoulder | B12 | 200 | 1000 | 475.95 | 49.64 | 57.64 | 8 | 0
2030 | NYISO_A-F_2_PJM_ROM | NYISO_A-F | PJM_ROM | Internal | Shoulder | B13 | 600 | 1000 | 0 | 47.21 | 50.67 | 8 | 0
2030 | NYISO_A-F_2_PJM_ROM | NYISO_A-F | PJM_ROM | Internal | Shoulder | B14 | 900 | 1000 | 0 | 47.21 | 47.75 | 8 | 0
2030 | NYISO_A-F_2_PJM_ROM | NYISO_A-F | PJM_ROM | Internal | Shoulder | B15 | 1203 | 1000 | 0 | 47.21 | 45.05 | 8 | 0
2030 | NYISO_A-F_2_PJM_ROM | NYISO_A-F | PJM_ROM | Internal | Summer | B1 | 10 | 1000 | 1000 | 83.06 | 93.08 | 8 | 2.02
2030 | NYISO_A-F_2_PJM_ROM | NYISO_A-F | PJM_ROM | Internal | Summer | B2 | 25 | 1000 | 360.4 | 71.09 | 79.09 | 8 | 0
2030 | NYISO_A-F_2_PJM_ROM | NYISO_A-F | PJM_ROM | Internal | Summer | B3 | 75 | 1000 | 1000 | 65.76 | 73.79 | 8 | 0.02
2030 | NYISO_A-F_2_PJM_ROM | NYISO_A-F | PJM_ROM | Internal | Summer | B4 | 100 | 1000 | 1000 | 61.85 | 73.79 | 8 | 3.94
2030 | NYISO_A-F_2_PJM_ROM | NYISO_A-F | PJM_ROM | Internal | Summer | B5 | 200 | 1000 | 1000 | 54.54 | 68.67 | 8 | 6.13
2030 | NYISO_A-F_2_PJM_ROM | NYISO_A-F | PJM_ROM | Internal | Summer | B6 | 300 | 1000 | 0 | 52.17 | 59.67 | 8 | 0
2030 | NYISO_A-F_2_PJM_ROM | NYISO_A-F | PJM_ROM | Internal | Summer | B7 | 400 | 1000 | 0 | 47.3 | 48.63 | 8 | 0
2030 | NYISO_A-F_2_PJM_ROM | NYISO_A-F | PJM_ROM | Internal | Summer | B8 | 500 | 1000 | 0 | 45.88 | 45.89 | 8 | 0
2030 | NYISO_A-F_2_PJM_ROM | NYISO_A-F | PJM_ROM | Internal | Summer | B9 | 800 | 1000 | 0 | 44.61 | 43.75 | 8 | 0
2030 | NYISO_A-F_2_PJM_ROM | NYISO_A-F | PJM_ROM | Internal | Summer | B10 | 1262 | 1000 | 0 | 44.61 | 40.95 | 8 | 0
2030 | NYISO_A-F_2_PJM_ROM | NYISO_A-F | PJM_ROM | Internal | Winter | B16 | 25 | 1000 | 1000 | 55.45 | 71.08 | 8 | 7.63
2030 | NYISO_A-F_2_PJM_ROM | NYISO_A-F | PJM_ROM | Internal | Winter | B17 | 100 | 1000 | 0 | 54.75 | 57.27 | 8 | 0
2030 | NYISO_A-F_2_PJM_ROM | NYISO_A-F | PJM_ROM | Internal | Winter | B18 | 400 | 1000 | 0 | 51.16 | 53.16 | 8 | 0
2030 | NYISO_A-F_2_PJM_ROM | NYISO_A-F | PJM_ROM | Internal | Winter | B19 | 700 | 1000 | 0 | 51.16 | 49.9 | 8 | 0
2030 | NYISO_A-F_2_PJM_ROM | NYISO_A-F | PJM_ROM | Internal | Winter | B20 | 935 | 1000 | 0 | 51.16 | 44.98 | 8 | 0
2030 | NYISO_G-I_2_NEISO | NYISO_G-I | NEISO | Internal | Shoulder | B11 | 25 | 600 | 0 | 63.3 | 44.17 | 3 | 0
2030 | NYISO_G-I_2_NEISO | NYISO_G-I | NEISO | Internal | Shoulder | B12 | 200 | 600 | 0 | 49.65 | 44.17 | 3 | 0
2030 | NYISO_G-I_2_NEISO | NYISO_G-I | NEISO | Internal | Shoulder | B13 | 600 | 600 | 0 | 47.51 | 44.17 | 3 | 0
2030 | NYISO_G-I_2_NEISO | NYISO_G-I | NEISO | Internal | Shoulder | B14 | 900 | 600 | 0 | 47.23 | 44.17 | 3 | 0
2030 | NYISO_G-I_2_NEISO | NYISO_G-I | NEISO | Internal | Shoulder | B15 | 1203 | 600 | 0 | 47.23 | 44.17 | 3 | 0
2030 | NYISO_G-I_2_NEISO | NYISO_G-I | NEISO | Internal | Summer | B1 | 10 | 600 | 0 | 89.06 | 86.06 | 3 | 0
2030 | NYISO_G-I_2_NEISO | NYISO_G-I | NEISO | Internal | Summer | B2 | 25 | 600 | 0 | 71.11 | 68.11 | 3 | 0
2030 | NYISO_G-I_2_NEISO | NYISO_G-I | NEISO | Internal | Summer | B3 | 75 | 600 | 0 | 65.78 | 56.8 | 3 | 0
2030 | NYISO_G-I_2_NEISO | NYISO_G-I | NEISO | Internal | Summer | B4 | 100 | 600 | 0 | 61.86 | 45.27 | 3 | 0
2030 | NYISO_G-I_2_NEISO | NYISO_G-I | NEISO | Internal | Summer | B5 | 200 | 600 | 0 | 58.33 | 40.82 | 3 | 0
2030 | NYISO_G-I_2_NEISO | NYISO_G-I | NEISO | Internal | Summer | B6 | 300 | 600 | 0 | 58.33 | 40.82 | 3 | 0
2030 | NYISO_G-I_2_NEISO | NYISO_G-I | NEISO | Internal | Summer | B7 | 400 | 600 | 0 | 47.32 | 40.82 | 3 | 0
2030 | NYISO_G-I_2_NEISO | NYISO_G-I | NEISO | Internal | Summer | B8 | 500 | 600 | 0 | 45.89 | 40.82 | 3 | 0
2030 | NYISO_G-I_2_NEISO | NYISO_G-I | NEISO | Internal | Summer | B9 | 800 | 600 | 0 | 44.62 | 40.82 | 3 | 0
2030 | NYISO_G-I_2_NEISO | NYISO_G-I | NEISO | Internal | Summer | B10 | 1262 | 600 | 0 | 44.59 | 40.82 | 3 | 0
2030 | NYISO_G-I_2_NEISO | NYISO_G-I | NEISO | Internal | Winter | B16 | 25 | 600 | 0 | 77.09 | 54.51 | 3 | 0
2030 | NYISO_G-I_2_NEISO | NYISO_G-I | NEISO | Internal | Winter | B17 | 100 | 600 | 0 | 58.42 | 54.51 | 3 | 0
2030 | NYISO_G-I_2_NEISO | NYISO_G-I | NEISO | Internal | Winter | B18 | 400 | 600 | 0 | 57.16 | 54.16 | 3 | 0
2030 | NYISO_G-I_2_NEISO | NYISO_G-I | NEISO | Internal | Winter | B19 | 700 | 600 | 0 | 55.91 | 54.16 | 3 | 0
2030 | NYISO_G-I_2_NEISO | NYISO_G-I | NEISO | Internal | Winter | B20 | 935 | 600 | 0 | 54.01 | 54.16 | 3 | 0
2030 | NYISO_G-I_2_NYISO_A-F | NYISO_G-I | NYISO_A-F | Internal | Shoulder | B11 | 25 | 1999 | 0 | 63.3 | 51.8 | 0.01 | 0
2030 | NYISO_G-I_2_NYISO_A-F | NYISO_G-I | NYISO_A-F | Internal | Shoulder | B12 | 200 | 1999 | 0 | 49.65 | 49.64 | 0.01 | 0
2030 | NYISO_G-I_2_NYISO_A-F | NYISO_G-I | NYISO_A-F | Internal | Shoulder | B13 | 600 | 1999 | 0 | 47.51 | 47.21 | 0.01 | 0
2030 | NYISO_G-I_2_NYISO_A-F | NYISO_G-I | NYISO_A-F | Internal | Shoulder | B14 | 900 | 1999 | 0 | 47.23 | 47.21 | 0.01 | 0
2030 | NYISO_G-I_2_NYISO_A-F | NYISO_G-I | NYISO_A-F | Internal | Shoulder | B15 | 1203 | 1999 | 0 | 47.23 | 47.21 | 0.01 | 0
2030 | NYISO_G-I_2_NYISO_A-F | NYISO_G-I | NYISO_A-F | Internal | Summer | B1 | 10 | 1999 | 0 | 89.06 | 83.06 | 0.01 | 0
2030 | NYISO_G-I_2_NYISO_A-F | NYISO_G-I | NYISO_A-F | Internal | Summer | B2 | 25 | 1999 | 0 | 71.11 | 71.09 | 0.01 | 0
2030 | NYISO_G-I_2_NYISO_A-F | NYISO_G-I | NYISO_A-F | Internal | Summer | B3 | 75 | 1999 | 0 | 65.78 | 65.76 | 0.01 | 0
2030 | NYISO_G-I_2_NYISO_A-F | NYISO_G-I | NYISO_A-F | Internal | Summer | B4 | 100 | 1999 | 0 | 61.86 | 61.85 | 0.01 | 0
2030 | NYISO_G-I_2_NYISO_A-F | NYISO_G-I | NYISO_A-F | Internal | Summer | B5 | 200 | 1999 | 0 | 58.33 | 54.54 | 0.01 | 0
2030 | NYISO_G-I_2_NYISO_A-F | NYISO_G-I | NYISO_A-F | Internal | Summer | B6 | 300 | 1999 | 0 | 58.33 | 52.17 | 0.01 | 0
2030 | NYISO_G-I_2_NYISO_A-F | NYISO_G-I | NYISO_A-F | Internal | Summer | B7 | 400 | 1999 | 0 | 47.32 | 47.3 | 0.01 | 0
2030 | NYISO_G-I_2_NYISO_A-F | NYISO_G-I | NYISO_A-F | Internal | Summer | B8 | 500 | 1999 | 0 | 45.89 | 45.88 | 0.01 | 0
2030 | NYISO_G-I_2_NYISO_A-F | NYISO_G-I | NYISO_A-F | Internal | Summer | B9 | 800 | 1999 | 0 | 44.62 | 44.61 | 0.01 | 0
2030 | NYISO_G-I_2_NYISO_A-F | NYISO_G-I | NYISO_A-F | Internal | Summer | B10 | 1262 | 1999 | 75.87 | 44.59 | 44.61 | 0.01 | 0
2030 | NYISO_G-I_2_NYISO_A-F | NYISO_G-I | NYISO_A-F | Internal | Winter | B16 | 25 | 1999 | 0 | 77.09 | 55.45 | 0.01 | 0
2030 | NYISO_G-I_2_NYISO_A-F | NYISO_G-I | NYISO_A-F | Internal | Winter | B17 | 100 | 1999 | 0 | 58.42 | 54.75 | 0.01 | 0
2030 | NYISO_G-I_2_NYISO_A-F | NYISO_G-I | NYISO_A-F | Internal | Winter | B18 | 400 | 1999 | 0 | 57.16 | 51.16 | 0.01 | 0
2030 | NYISO_G-I_2_NYISO_A-F | NYISO_G-I | NYISO_A-F | Internal | Winter | B19 | 700 | 1999 | 0 | 55.91 | 51.16 | 0.01 | 0
2030 | NYISO_G-I_2_NYISO_A-F | NYISO_G-I | NYISO_A-F | Internal | Winter | B20 | 935 | 1999 | 0 | 54.01 | 51.16 | 0.01 | 0
2030 | NYISO_G-I_2_NYISO_J-K | NYISO_G-I | NYISO_J-K | Internal | Shoulder | B11 | 25 | 6130 | 5785.68 | 63.3 | 63.31 | 0.01 | 0
2030 | NYISO_G-I_2_NYISO_J-K | NYISO_G-I | NYISO_J-K | Internal | Shoulder | B12 | 200 | 6130 | 5286.31 | 49.65 | 49.67 | 0.01 | 0
2030 | NYISO_G-I_2_NYISO_J-K | NYISO_G-I | NYISO_J-K | Internal | Shoulder | B13 | 600 | 6130 | 5984.64 | 47.51 | 47.52 | 0.01 | 0
2030 | NYISO_G-I_2_NYISO_J-K | NYISO_G-I | NYISO_J-K | Internal | Shoulder | B14 | 900 | 6130 | 5473.58 | 47.23 | 47.24 | 0.01 | 0
2030 | NYISO_G-I_2_NYISO_J-K | NYISO_G-I | NYISO_J-K | Internal | Shoulder | B15 | 1203 | 6130 | 3544.03 | 47.23 | 47.24 | 0.01 | 0
2030 | NYISO_G-I_2_NYISO_J-K | NYISO_G-I | NYISO_J-K | Internal | Summer | B1 | 10 | 6130 | 4616.47 | 89.06 | 89.07 | 0.01 | 0
2030 | NYISO_G-I_2_NYISO_J-K | NYISO_G-I | NYISO_J-K | Internal | Summer | B2 | 25 | 6130 | 4098.02 | 71.11 | 71.12 | 0.01 | 0
2030 | NYISO_G-I_2_NYISO_J-K | NYISO_G-I | NYISO_J-K | Internal | Summer | B3 | 75 | 6130 | 3876.59 | 65.78 | 65.79 | 0.01 | 0
2030 | NYISO_G-I_2_NYISO_J-K | NYISO_G-I | NYISO_J-K | Internal | Summer | B4 | 100 | 6130 | 4110.46 | 61.86 | 61.87 | 0.01 | 0
2030 | NYISO_G-I_2_NYISO_J-K | NYISO_G-I | NYISO_J-K | Internal | Summer | B5 | 200 | 6130 | 4405.17 | 58.33 | 58.34 | 0.01 | 0
2030 | NYISO_G-I_2_NYISO_J-K | NYISO_G-I | NYISO_J-K | Internal | Summer | B6 | 300 | 6130 | 6124.99 | 58.33 | 58.34 | 0.01 | 0
2030 | NYISO_G-I_2_NYISO_J-K | NYISO_G-I | NYISO_J-K | Internal | Summer | B7 | 400 | 6130 | 6130 | 47.32 | 58.34 | 0.01 | 11.01
2030 | NYISO_G-I_2_NYISO_J-K | NYISO_G-I | NYISO_J-K | Internal | Summer | B8 | 500 | 6130 | 5970.35 | 45.89 | 45.91 | 0.01 | 0
2030 | NYISO_G-I_2_NYISO_J-K | NYISO_G-I | NYISO_J-K | Internal | Summer | B9 | 800 | 6130 | 4974.96 | 44.62 | 44.63 | 0.01 | 0
2030 | NYISO_G-I_2_NYISO_J-K | NYISO_G-I | NYISO_J-K | Internal | Summer | B10 | 1262 | 6130 | 2916.81 | 44.59 | 44.61 | 0.01 | 0
2030 | NYISO_G-I_2_NYISO_J-K | NYISO_G-I | NYISO_J-K | Internal | Winter | B16 | 25 | 6130 | 6130 | 77.09 | 80.71 | 0.01 | 3.61
2030 | NYISO_G-I_2_NYISO_J-K | NYISO_G-I | NYISO_J-K | Internal | Winter | B17 | 100 | 6130 | 6130 | 58.42 | 61.42 | 0.01 | 2.98
2030 | NYISO_G-I_2_NYISO_J-K | NYISO_G-I | NYISO_J-K | Internal | Winter | B18 | 400 | 6130 | 6130 | 57.16 | 60.41 | 0.01 | 3.24
2030 | NYISO_G-I_2_NYISO_J-K | NYISO_G-I | NYISO_J-K | Internal | Winter | B19 | 700 | 6130 | 6130 | 55.91 | 60.41 | 0.01 | 4.49
2030 | NYISO_G-I_2_NYISO_J-K | NYISO_G-I | NYISO_J-K | Internal | Winter | B20 | 935 | 6130 | 6130 | 54.01 | 55.11 | 0.01 | 1.09
2030 | NYISO_G-I_2_PJM_E | NYISO_G-I | PJM_E | Internal | Shoulder | B11 | 25 | 1500 | 0 | 63.3 | 66.41 | 8 | 0
2030 | NYISO_G-I_2_PJM_E | NYISO_G-I | PJM_E | Internal | Shoulder | B12 | 200 | 1500 | 0 | 49.65 | 57.63 | 8 | 0
2030 | NYISO_G-I_2_PJM_E | NYISO_G-I | PJM_E | Internal | Shoulder | B13 | 600 | 1500 | 0 | 47.51 | 50.66 | 8 | 0
2030 | NYISO_G-I_2_PJM_E | NYISO_G-I | PJM_E | Internal | Shoulder | B14 | 900 | 1500 | 0 | 47.23 | 47.74 | 8 | 0
2030 | NYISO_G-I_2_PJM_E | NYISO_G-I | PJM_E | Internal | Shoulder | B15 | 1203 | 1500 | 0 | 47.23 | 45.06 | 8 | 0
2030 | NYISO_G-I_2_PJM_E | NYISO_G-I | PJM_E | Internal | Summer | B1 | 10 | 1500 | 0 | 89.06 | 93.1 | 8 | 0
2030 | NYISO_G-I_2_PJM_E | NYISO_G-I | PJM_E | Internal | Summer | B2 | 25 | 1500 | 269.32 | 71.11 | 79.11 | 8 | 0
2030 | NYISO_G-I_2_PJM_E | NYISO_G-I | PJM_E | Internal | Summer | B3 | 75 | 1500 | 1161.03 | 65.78 | 73.78 | 8 | 0
2030 | NYISO_G-I_2_PJM_E | NYISO_G-I | PJM_E | Internal | Summer | B4 | 100 | 1500 | 1500 | 61.86 | 73.78 | 8 | 3.91
2030 | NYISO_G-I_2_PJM_E | NYISO_G-I | PJM_E | Internal | Summer | B5 | 200 | 1500 | 1500 | 58.33 | 68.66 | 8 | 2.33
2030 | NYISO_G-I_2_PJM_E | NYISO_G-I | PJM_E | Internal | Summer | B6 | 300 | 1500 | 0 | 58.33 | 59.66 | 8 | 0
2030 | NYISO_G-I_2_PJM_E | NYISO_G-I | PJM_E | Internal | Summer | B7 | 400 | 1500 | 0 | 47.32 | 48.62 | 8 | 0
2030 | NYISO_G-I_2_PJM_E | NYISO_G-I | PJM_E | Internal | Summer | B8 | 500 | 1500 | 0 | 45.89 | 45.9 | 8 | 0
2030 | NYISO_G-I_2_PJM_E | NYISO_G-I | PJM_E | Internal | Summer | B9 | 800 | 1500 | 0 | 44.62 | 43.76 | 8 | 0
2030 | NYISO_G-I_2_PJM_E | NYISO_G-I | PJM_E | Internal | Summer | B10 | 1262 | 1500 | 0 | 44.59 | 40.96 | 8 | 0
2030 | NYISO_G-I_2_PJM_E | NYISO_G-I | PJM_E | Internal | Winter | B16 | 25 | 1500 | 0 | 77.09 | 71.09 | 8 | 0
2030 | NYISO_G-I_2_PJM_E | NYISO_G-I | PJM_E | Internal | Winter | B17 | 100 | 1500 | 0 | 58.42 | 57.28 | 8 | 0
2030 | NYISO_G-I_2_PJM_E | NYISO_G-I | PJM_E | Internal | Winter | B18 | 400 | 1500 | 0 | 57.16 | 53.17 | 8 | 0
2030 | NYISO_G-I_2_PJM_E | NYISO_G-I | PJM_E | Internal | Winter | B19 | 700 | 1500 | 0 | 55.91 | 49.91 | 8 | 0
2030 | NYISO_G-I_2_PJM_E | NYISO_G-I | PJM_E | Internal | Winter | B20 | 935 | 1500 | 0 | 54.01 | 45 | 8 | 0
2030 | NYISO_J-K_2_NEISO | NYISO_J-K | NEISO | Internal | Shoulder | B11 | 25 | 0.01 | 0 | 63.31 | 44.17 | 3 | 0.01
2030 | NYISO_J-K_2_NEISO | NYISO_J-K | NEISO | Internal | Shoulder | B12 | 200 | 0.01 | 0 | 49.67 | 44.17 | 3 | 0
2030 | NYISO_J-K_2_NEISO | NYISO_J-K | NEISO | Internal | Shoulder | B13 | 600 | 0.01 | 0 | 47.52 | 44.17 | 3 | 0
2030 | NYISO_J-K_2_NEISO | NYISO_J-K | NEISO | Internal | Shoulder | B14 | 900 | 0.01 | 0 | 47.24 | 44.17 | 3 | 0
2030 | NYISO_J-K_2_NEISO | NYISO_J-K | NEISO | Internal | Shoulder | B15 | 1203 | 0.01 | 0 | 47.24 | 44.17 | 3 | 0
2030 | NYISO_J-K_2_NEISO | NYISO_J-K | NEISO | Internal | Summer | B1 | 10 | 0.01 | 0 | 89.07 | 86.06 | 3 | 0.03
2030 | NYISO_J-K_2_NEISO | NYISO_J-K | NEISO | Internal | Summer | B2 | 25 | 0.01 | 0 | 71.12 | 68.11 | 3 | 0.01
2030 | NYISO_J-K_2_NEISO | NYISO_J-K | NEISO | Internal | Summer | B3 | 75 | 0.01 | 0 | 65.79 | 56.8 | 3 | 0
2030 | NYISO_J-K_2_NEISO | NYISO_J-K | NEISO | Internal | Summer | B4 | 100 | 0.01 | 0 | 61.87 | 45.27 | 3 | 0
2030 | NYISO_J-K_2_NEISO | NYISO_J-K | NEISO | Internal | Summer | B5 | 200 | 0.01 | 0 | 58.34 | 40.82 | 3 | 0
2030 | NYISO_J-K_2_NEISO | NYISO_J-K | NEISO | Internal | Summer | B6 | 300 | 0.01 | 0 | 58.34 | 40.82 | 3 | 0
2030 | NYISO_J-K_2_NEISO | NYISO_J-K | NEISO | Internal | Summer | B7 | 400 | 0.01 | 0 | 58.34 | 40.82 | 3 | 0
2030 | NYISO_J-K_2_NEISO | NYISO_J-K | NEISO | Internal | Summer | B8 | 500 | 0.01 | 0 | 45.91 | 40.82 | 3 | 0
2030 | NYISO_J-K_2_NEISO | NYISO_J-K | NEISO | Internal | Summer | B9 | 800 | 0.01 | 0 | 44.63 | 40.82 | 3 | 0
2030 | NYISO_J-K_2_NEISO | NYISO_J-K | NEISO | Internal | Summer | B10 | 1262 | 0.01 | 0 | 44.61 | 40.82 | 3 | 0
2030 | NYISO_J-K_2_NEISO | NYISO_J-K | NEISO | Internal | Winter | B16 | 25 | 0.01 | 0 | 80.71 | 54.51 | 3 | 0.01
2030 | NYISO_J-K_2_NEISO | NYISO_J-K | NEISO | Internal | Winter | B17 | 100 | 0.01 | 0 | 61.42 | 54.51 | 3 | 0
2030 | NYISO_J-K_2_NEISO | NYISO_J-K | NEISO | Internal | Winter | B18 | 400 | 0.01 | 0 | 60.41 | 54.16 | 3 | 0
2030 | NYISO_J-K_2_NEISO | NYISO_J-K | NEISO | Internal | Winter | B19 | 700 | 0.01 | 0 | 60.41 | 54.16 | 3 | 0
2030 | NYISO_J-K_2_NEISO | NYISO_J-K | NEISO | Internal | Winter | B20 | 935 | 0.01 | 0 | 55.11 | 54.16 | 3 | 0
2030 | NYISO_J-K_2_NYISO_G-I | NYISO_J-K | NYISO_G-I | Internal | Shoulder | B11 | 25 | 1999 | 0 | 63.31 | 63.3 | 0.01 | 0
2030 | NYISO_J-K_2_NYISO_G-I | NYISO_J-K | NYISO_G-I | Internal | Shoulder | B12 | 200 | 1999 | 0 | 49.67 | 49.65 | 0.01 | 0
2030 | NYISO_J-K_2_NYISO_G-I | NYISO_J-K | NYISO_G-I | Internal | Shoulder | B13 | 600 | 1999 | 0 | 47.52 | 47.51 | 0.01 | 0
2030 | NYISO_J-K_2_NYISO_G-I | NYISO_J-K | NYISO_G-I | Internal | Shoulder | B14 | 900 | 1999 | 0 | 47.24 | 47.23 | 0.01 | 0
2030 | NYISO_J-K_2_NYISO_G-I | NYISO_J-K | NYISO_G-I | Internal | Shoulder | B15 | 1203 | 1999 | 0 | 47.24 | 47.23 | 0.01 | 0
2030 | NYISO_J-K_2_NYISO_G-I | NYISO_J-K | NYISO_G-I | Internal | Summer | B1 | 10 | 1999 | 0 | 89.07 | 89.06 | 0.01 | 0
2030 | NYISO_J-K_2_NYISO_G-I | NYISO_J-K | NYISO_G-I | Internal | Summer | B2 | 25 | 1999 | 0 | 71.12 | 71.11 | 0.01 | 0
2030 | NYISO_J-K_2_NYISO_G-I | NYISO_J-K | NYISO_G-I | Internal | Summer | B3 | 75 | 1999 | 0 | 65.79 | 65.78 | 0.01 | 0
2030 | NYISO_J-K_2_NYISO_G-I | NYISO_J-K | NYISO_G-I | Internal | Summer | B4 | 100 | 1999 | 0 | 61.87 | 61.86 | 0.01 | 0
2030 | NYISO_J-K_2_NYISO_G-I | NYISO_J-K | NYISO_G-I | Internal | Summer | B5 | 200 | 1999 | 0 | 58.34 | 58.33 | 0.01 | 0
2030 | NYISO_J-K_2_NYISO_G-I | NYISO_J-K | NYISO_G-I | Internal | Summer | B6 | 300 | 1999 | 0 | 58.34 | 58.33 | 0.01 | 0
2030 | NYISO_J-K_2_NYISO_G-I | NYISO_J-K | NYISO_G-I | Internal | Summer | B7 | 400 | 1999 | 0 | 58.34 | 47.32 | 0.01 | 0
2030 | NYISO_J-K_2_NYISO_G-I | NYISO_J-K | NYISO_G-I | Internal | Summer | B8 | 500 | 1999 | 0 | 45.91 | 45.89 | 0.01 | 0
2030 | NYISO_J-K_2_NYISO_G-I | NYISO_J-K | NYISO_G-I | Internal | Summer | B9 | 800 | 1999 | 0 | 44.63 | 44.62 | 0.01 | 0
2030 | NYISO_J-K_2_NYISO_G-I | NYISO_J-K | NYISO_G-I | Internal | Summer | B10 | 1262 | 1999 | 0 | 44.61 | 44.59 | 0.01 | 0
2030 | NYISO_J-K_2_NYISO_G-I | NYISO_J-K | NYISO_G-I | Internal | Winter | B16 | 25 | 1999 | 0 | 80.71 | 77.09 | 0.01 | 0
2030 | NYISO_J-K_2_NYISO_G-I | NYISO_J-K | NYISO_G-I | Internal | Winter | B17 | 100 | 1999 | 0 | 61.42 | 58.42 | 0.01 | 0
2030 | NYISO_J-K_2_NYISO_G-I | NYISO_J-K | NYISO_G-I | Internal | Winter | B18 | 400 | 1999 | 0 | 60.41 | 57.16 | 0.01 | 0
2030 | NYISO_J-K_2_NYISO_G-I | NYISO_J-K | NYISO_G-I | Internal | Winter | B19 | 700 | 1999 | 0 | 60.41 | 55.91 | 0.01 | 0
2030 | NYISO_J-K_2_NYISO_G-I | NYISO_J-K | NYISO_G-I | Internal | Winter | B20 | 935 | 1999 | 0 | 55.11 | 54.01 | 0.01 | 0
2030 | NYISO_J-K_2_PJM_E | NYISO_J-K | PJM_E | Internal | Shoulder | B11 | 25 | 0.01 | 0 | 63.31 | 66.41 | 8 | 0.01
2030 | NYISO_J-K_2_PJM_E | NYISO_J-K | PJM_E | Internal | Shoulder | B12 | 200 | 0.01 | 0 | 49.67 | 57.63 | 8 | 0
2030 | NYISO_J-K_2_PJM_E | NYISO_J-K | PJM_E | Internal | Shoulder | B13 | 600 | 0.01 | 0 | 47.52 | 50.66 | 8 | 0
2030 | NYISO_J-K_2_PJM_E | NYISO_J-K | PJM_E | Internal | Shoulder | B14 | 900 | 0.01 | 0 | 47.24 | 47.74 | 8 | 0
2030 | NYISO_J-K_2_PJM_E | NYISO_J-K | PJM_E | Internal | Shoulder | B15 | 1203 | 0.01 | 0 | 47.24 | 45.06 | 8 | 0
2030 | NYISO_J-K_2_PJM_E | NYISO_J-K | PJM_E | Internal | Summer | B1 | 10 | 0.01 | 0 | 89.07 | 93.1 | 8 | 0.03
2030 | NYISO_J-K_2_PJM_E | NYISO_J-K | PJM_E | Internal | Summer | B2 | 25 | 0.01 | 0 | 71.12 | 79.11 | 8 | 0.01
2030 | NYISO_J-K_2_PJM_E | NYISO_J-K | PJM_E | Internal | Summer | B3 | 75 | 0.01 | 0 | 65.79 | 73.78 | 8 | 0
2030 | NYISO_J-K_2_PJM_E | NYISO_J-K | PJM_E | Internal | Summer | B4 | 100 | 0.01 | 0 | 61.87 | 73.78 | 8 | 3.91
2030 | NYISO_J-K_2_PJM_E | NYISO_J-K | PJM_E | Internal | Summer | B5 | 200 | 0.01 | 0 | 58.34 | 68.66 | 8 | 2.32
2030 | NYISO_J-K_2_PJM_E | NYISO_J-K | PJM_E | Internal | Summer | B6 | 300 | 0.01 | 0 | 58.34 | 59.66 | 8 | 0
2030 | NYISO_J-K_2_PJM_E | NYISO_J-K | PJM_E | Internal | Summer | B7 | 400 | 0.01 | 0 | 58.34 | 48.62 | 8 | 0
2030 | NYISO_J-K_2_PJM_E | NYISO_J-K | PJM_E | Internal | Summer | B8 | 500 | 0.01 | 0 | 45.91 | 45.9 | 8 | 0
2030 | NYISO_J-K_2_PJM_E | NYISO_J-K | PJM_E | Internal | Summer | B9 | 800 | 0.01 | 0 | 44.63 | 43.76 | 8 | 0
2030 | NYISO_J-K_2_PJM_E | NYISO_J-K | PJM_E | Internal | Summer | B10 | 1262 | 0.01 | 0 | 44.61 | 40.96 | 8 | 0
2030 | NYISO_J-K_2_PJM_E | NYISO_J-K | PJM_E | Internal | Winter | B16 | 25 | 0.01 | 0 | 80.71 | 71.09 | 8 | 0.01
2030 | NYISO_J-K_2_PJM_E | NYISO_J-K | PJM_E | Internal | Winter | B17 | 100 | 0.01 | 0 | 61.42 | 57.28 | 8 | 0
2030 | NYISO_J-K_2_PJM_E | NYISO_J-K | PJM_E | Internal | Winter | B18 | 400 | 0.01 | 0 | 60.41 | 53.17 | 8 | 0
2030 | NYISO_J-K_2_PJM_E | NYISO_J-K | PJM_E | Internal | Winter | B19 | 700 | 0.01 | 0 | 60.41 | 49.91 | 8 | 0
2030 | NYISO_J-K_2_PJM_E | NYISO_J-K | PJM_E | Internal | Winter | B20 | 935 | 0.01 | 0 | 55.11 | 45 | 8 | 0
2030 | PJM_E_2_NYISO_G-I | PJM_E | NYISO_G-I | Internal | Shoulder | B11 | 25 | 500 | 0 | 66.41 | 63.3 | 6 | 0
2030 | PJM_E_2_NYISO_G-I | PJM_E | NYISO_G-I | Internal | Shoulder | B12 | 200 | 500 | 0 | 57.63 | 49.65 | 6 | 0
2030 | PJM_E_2_NYISO_G-I | PJM_E | NYISO_G-I | Internal | Shoulder | B13 | 600 | 500 | 0 | 50.66 | 47.51 | 6 | 0
2030 | PJM_E_2_NYISO_G-I | PJM_E | NYISO_G-I | Internal | Shoulder | B14 | 900 | 500 | 0 | 47.74 | 47.23 | 6 | 0
2030 | PJM_E_2_NYISO_G-I | PJM_E | NYISO_G-I | Internal | Shoulder | B15 | 1203 | 500 | 0 | 45.06 | 47.23 | 6 | 0
2030 | PJM_E_2_NYISO_G-I | PJM_E | NYISO_G-I | Internal | Summer | B1 | 10 | 500 | 0 | 93.1 | 89.06 | 6 | 0
2030 | PJM_E_2_NYISO_G-I | PJM_E | NYISO_G-I | Internal | Summer | B2 | 25 | 500 | 0 | 79.11 | 71.11 | 6 | 0
2030 | PJM_E_2_NYISO_G-I | PJM_E | NYISO_G-I | Internal | Summer | B3 | 75 | 500 | 0 | 73.78 | 65.78 | 6 | 0
2030 | PJM_E_2_NYISO_G-I | PJM_E | NYISO_G-I | Internal | Summer | B4 | 100 | 500 | 0 | 73.78 | 61.86 | 6 | 0
2030 | PJM_E_2_NYISO_G-I | PJM_E | NYISO_G-I | Internal | Summer | B5 | 200 | 500 | 0 | 68.66 | 58.33 | 6 | 0
2030 | PJM_E_2_NYISO_G-I | PJM_E | NYISO_G-I | Internal | Summer | B6 | 300 | 500 | 0 | 59.66 | 58.33 | 6 | 0
2030 | PJM_E_2_NYISO_G-I | PJM_E | NYISO_G-I | Internal | Summer | B7 | 400 | 500 | 0 | 48.62 | 47.32 | 6 | 0
2030 | PJM_E_2_NYISO_G-I | PJM_E | NYISO_G-I | Internal | Summer | B8 | 500 | 500 | 0 | 45.9 | 45.89 | 6 | 0
2030 | PJM_E_2_NYISO_G-I | PJM_E | NYISO_G-I | Internal | Summer | B9 | 800 | 500 | 0 | 43.76 | 44.62 | 6 | 0
2030 | PJM_E_2_NYISO_G-I | PJM_E | NYISO_G-I | Internal | Summer | B10 | 1262 | 500 | 0 | 40.96 | 44.59 | 6 | 0
2030 | PJM_E_2_NYISO_G-I | PJM_E | NYISO_G-I | Internal | Winter | B16 | 25 | 500 | 127.08 | 71.09 | 77.09 | 6 | 0
2030 | PJM_E_2_NYISO_G-I | PJM_E | NYISO_G-I | Internal | Winter | B17 | 100 | 500 | 0 | 57.28 | 58.42 | 6 | 0
2030 | PJM_E_2_NYISO_G-I | PJM_E | NYISO_G-I | Internal | Winter | B18 | 400 | 500 | 0 | 53.17 | 57.16 | 6 | 0
2030 | PJM_E_2_NYISO_G-I | PJM_E | NYISO_G-I | Internal | Winter | B19 | 700 | 500 | 326.48 | 49.91 | 55.91 | 6 | 0
2030 | PJM_E_2_NYISO_G-I | PJM_E | NYISO_G-I | Internal | Winter | B20 | 935 | 500 | 500 | 45 | 54.01 | 6 | 3.01
2030 | PJM_E_2_NYISO_J-K | PJM_E | NYISO_J-K | Internal | Shoulder | B11 | 25 | 330 | 0 | 66.41 | 63.31 | 6 | 0
2030 | PJM_E_2_NYISO_J-K | PJM_E | NYISO_J-K | Internal | Shoulder | B12 | 200 | 330 | 0 | 57.63 | 49.67 | 6 | 0
2030 | PJM_E_2_NYISO_J-K | PJM_E | NYISO_J-K | Internal | Shoulder | B13 | 600 | 330 | 0 | 50.66 | 47.52 | 6 | 0
2030 | PJM_E_2_NYISO_J-K | PJM_E | NYISO_J-K | Internal | Shoulder | B14 | 900 | 330 | 0 | 47.74 | 47.24 | 6 | 0
2030 | PJM_E_2_NYISO_J-K | PJM_E | NYISO_J-K | Internal | Shoulder | B15 | 1203 | 330 | 0 | 45.06 | 47.24 | 6 | 0
2030 | PJM_E_2_NYISO_J-K | PJM_E | NYISO_J-K | Internal | Summer | B1 | 10 | 330 | 0 | 93.1 | 89.07 | 6 | 0
2030 | PJM_E_2_NYISO_J-K | PJM_E | NYISO_J-K | Internal | Summer | B2 | 25 | 330 | 0 | 79.11 | 71.12 | 6 | 0
2030 | PJM_E_2_NYISO_J-K | PJM_E | NYISO_J-K | Internal | Summer | B3 | 75 | 330 | 0 | 73.78 | 65.79 | 6 | 0
2030 | PJM_E_2_NYISO_J-K | PJM_E | NYISO_J-K | Internal | Summer | B4 | 100 | 330 | 0 | 73.78 | 61.87 | 6 | 0
2030 | PJM_E_2_NYISO_J-K | PJM_E | NYISO_J-K | Internal | Summer | B5 | 200 | 330 | 0 | 68.66 | 58.34 | 6 | 0
2030 | PJM_E_2_NYISO_J-K | PJM_E | NYISO_J-K | Internal | Summer | B6 | 300 | 330 | 0 | 59.66 | 58.34 | 6 | 0
2030 | PJM_E_2_NYISO_J-K | PJM_E | NYISO_J-K | Internal | Summer | B7 | 400 | 330 | 330 | 48.62 | 58.34 | 6 | 3.72
2030 | PJM_E_2_NYISO_J-K | PJM_E | NYISO_J-K | Internal | Summer | B8 | 500 | 330 | 0 | 45.9 | 45.91 | 6 | 0
2030 | PJM_E_2_NYISO_J-K | PJM_E | NYISO_J-K | Internal | Summer | B9 | 800 | 330 | 0 | 43.76 | 44.63 | 6 | 0
2030 | PJM_E_2_NYISO_J-K | PJM_E | NYISO_J-K | Internal | Summer | B10 | 1262 | 330 | 0 | 40.96 | 44.61 | 6 | 0
2030 | PJM_E_2_NYISO_J-K | PJM_E | NYISO_J-K | Internal | Winter | B16 | 25 | 330 | 330 | 71.09 | 80.71 | 6 | 3.63
2030 | PJM_E_2_NYISO_J-K | PJM_E | NYISO_J-K | Internal | Winter | B17 | 100 | 330 | 0 | 57.28 | 61.42 | 6 | 0
2030 | PJM_E_2_NYISO_J-K | PJM_E | NYISO_J-K | Internal | Winter | B18 | 400 | 330 | 330 | 53.17 | 60.41 | 6 | 1.24
2030 | PJM_E_2_NYISO_J-K | PJM_E | NYISO_J-K | Internal | Winter | B19 | 700 | 330 | 330 | 49.91 | 60.41 | 6 | 4.5
2030 | PJM_E_2_NYISO_J-K | PJM_E | NYISO_J-K | Internal | Winter | B20 | 935 | 330 | 330 | 45 | 55.11 | 6 | 4.11
2030 | PJM_E_2_PJM_ROM | PJM_E | PJM_ROM | Internal | Shoulder | B11 | 25 | 8000 | 2850.94 | 66.41 | 66.42 | 0.01 | 0
2030 | PJM_E_2_PJM_ROM | PJM_E | PJM_ROM | Internal | Shoulder | B12 | 200 | 8000 | 2508.02 | 57.63 | 57.64 | 0.01 | 0
2030 | PJM_E_2_PJM_ROM | PJM_E | PJM_ROM | Internal | Shoulder | B13 | 600 | 8000 | 1494.98 | 50.66 | 50.67 | 0.01 | 0
2030 | PJM_E_2_PJM_ROM | PJM_E | PJM_ROM | Internal | Shoulder | B14 | 900 | 8000 | 223.63 | 47.74 | 47.75 | 0.01 | 0
2030 | PJM_E_2_PJM_ROM | PJM_E | PJM_ROM | Internal | Shoulder | B15 | 1203 | 8000 | 0 | 45.06 | 45.05 | 0.01 | 0
2030 | PJM_E_2_PJM_ROM | PJM_E | PJM_ROM | Internal | Summer | B1 | 10 | 8000 | 0 | 93.1 | 93.08 | 0.01 | 0
2030 | PJM_E_2_PJM_ROM | PJM_E | PJM_ROM | Internal | Summer | B2 | 25 | 8000 | 0 | 79.11 | 79.09 | 0.01 | 0
2030 | PJM_E_2_PJM_ROM | PJM_E | PJM_ROM | Internal | Summer | B3 | 75 | 8000 | 1401.8 | 73.78 | 73.79 | 0.01 | 0
2030 | PJM_E_2_PJM_ROM | PJM_E | PJM_ROM | Internal | Summer | B4 | 100 | 8000 | 3810.49 | 73.78 | 73.79 | 0.01 | 0
2030 | PJM_E_2_PJM_ROM | PJM_E | PJM_ROM | Internal | Summer | B5 | 200 | 8000 | 2037 | 68.66 | 68.67 | 0.01 | 0
2030 | PJM_E_2_PJM_ROM | PJM_E | PJM_ROM | Internal | Summer | B6 | 300 | 8000 | 68.81 | 59.66 | 59.67 | 0.01 | 0
2030 | PJM_E_2_PJM_ROM | PJM_E | PJM_ROM | Internal | Summer | B7 | 400 | 8000 | 543.46 | 48.62 | 48.63 | 0.01 | 0
2030 | PJM_E_2_PJM_ROM | PJM_E | PJM_ROM | Internal | Summer | B8 | 500 | 8000 | 0 | 45.9 | 45.89 | 0.01 | 0
2030 | PJM_E_2_PJM_ROM | PJM_E | PJM_ROM | Internal | Summer | B9 | 800 | 8000 | 0 | 43.76 | 43.75 | 0.01 | 0
2030 | PJM_E_2_PJM_ROM | PJM_E | PJM_ROM | Internal | Summer | B10 | 1262 | 8000 | 0 | 40.96 | 40.95 | 0.01 | 0
2030 | PJM_E_2_PJM_ROM | PJM_E | PJM_ROM | Internal | Winter | B16 | 25 | 8000 | 0 | 71.09 | 71.08 | 0.01 | 0
2030 | PJM_E_2_PJM_ROM | PJM_E | PJM_ROM | Internal | Winter | B17 | 100 | 8000 | 0 | 57.28 | 57.27 | 0.01 | 0
2030 | PJM_E_2_PJM_ROM | PJM_E | PJM_ROM | Internal | Winter | B18 | 400 | 8000 | 0 | 53.17 | 53.16 | 0.01 | 0
2030 | PJM_E_2_PJM_ROM | PJM_E | PJM_ROM | Internal | Winter | B19 | 700 | 8000 | 0 | 49.91 | 49.9 | 0.01 | 0
2030 | PJM_E_2_PJM_ROM | PJM_E | PJM_ROM | Internal | Winter | B20 | 935 | 8000 | 0 | 45 | 44.98 | 0.01 | 0
2030 | PJM_ROR_2_MISO_IN | PJM_ROR | MISO_IN | Internal | Shoulder | B11 | 25 | 909 | 909 | 66.44 | 73.32 | 2 | 4.89
2030 | PJM_ROR_2_MISO_IN | PJM_ROR | MISO_IN | Internal | Shoulder | B12 | 200 | 909 | 0 | 57.65 | 55.69 | 2 | 0
2030 | PJM_ROR_2_MISO_IN | PJM_ROR | MISO_IN | Internal | Shoulder | B13 | 600 | 909 | 0 | 50.66 | 48.7 | 2 | 0
2030 | PJM_ROR_2_MISO_IN | PJM_ROR | MISO_IN | Internal | Shoulder | B14 | 900 | 909 | 0 | 47.74 | 47.84 | 2 | 0
2030 | PJM_ROR_2_MISO_IN | PJM_ROR | MISO_IN | Internal | Shoulder | B15 | 1203 | 909 | 0 | 45.04 | 43.45 | 2 | 0
2030 | PJM_ROR_2_MISO_IN | PJM_ROR | MISO_IN | Internal | Summer | B1 | 10 | 909 | 0 | 93.07 | 82.08 | 2 | 0
2030 | PJM_ROR_2_MISO_IN | PJM_ROR | MISO_IN | Internal | Summer | B2 | 25 | 909 | 0 | 79.08 | 77.07 | 2 | 0
2030 | PJM_ROR_2_MISO_IN | PJM_ROR | MISO_IN | Internal | Summer | B3 | 75 | 909 | 0 | 73.8 | 74.35 | 2 | 0
2030 | PJM_ROR_2_MISO_IN | PJM_ROR | MISO_IN | Internal | Summer | B4 | 100 | 909 | 0 | 73.8 | 72.48 | 2 | 0
2030 | PJM_ROR_2_MISO_IN | PJM_ROR | MISO_IN | Internal | Summer | B5 | 200 | 909 | 0 | 68.68 | 70.67 | 2 | 0
2030 | PJM_ROR_2_MISO_IN | PJM_ROR | MISO_IN | Internal | Summer | B6 | 300 | 909 | 0 | 59.66 | 57.67 | 2 | 0
2030 | PJM_ROR_2_MISO_IN | PJM_ROR | MISO_IN | Internal | Summer | B7 | 400 | 909 | 0 | 48.62 | 47.06 | 2 | 0
2030 | PJM_ROR_2_MISO_IN | PJM_ROR | MISO_IN | Internal | Summer | B8 | 500 | 909 | 0 | 45.88 | 44 | 2 | 0
2030 | PJM_ROR_2_MISO_IN | PJM_ROR | MISO_IN | Internal | Summer | B9 | 800 | 909 | 0 | 43.74 | 42.7 | 2 | 0
2030 | PJM_ROR_2_MISO_IN | PJM_ROR | MISO_IN | Internal | Summer | B10 | 1262 | 909 | 0 | 40.94 | 40.62 | 2 | 0
2030 | PJM_ROR_2_MISO_IN | PJM_ROR | MISO_IN | Internal | Winter | B16 | 25 | 909 | 0 | 71.06 | 69.08 | 2 | 0
2030 | PJM_ROR_2_MISO_IN | PJM_ROR | MISO_IN | Internal | Winter | B17 | 100 | 909 | 0 | 57.26 | 55.26 | 2 | 0
2030 | PJM_ROR_2_MISO_IN | PJM_ROR | MISO_IN | Internal | Winter | B18 | 400 | 909 | 0 | 53.15 | 51.15 | 2 | 0
2030 | PJM_ROR_2_MISO_IN | PJM_ROR | MISO_IN | Internal | Winter | B19 | 700 | 909 | 0 | 49.89 | 47.89 | 2 | 0
2030 | PJM_ROR_2_MISO_IN | PJM_ROR | MISO_IN | Internal | Winter | B20 | 935 | 909 | 0 | 44.97 | 43.01 | 2 | 0
2030 | PJM_ROR_2_MISO_MI | PJM_ROR | MISO_MI | Internal | Shoulder | B11 | 25 | 1305 | 469.32 | 66.44 | 68.44 | 2 | 0
2030 | PJM_ROR_2_MISO_MI | PJM_ROR | MISO_MI | Internal | Shoulder | B12 | 200 | 1305 | 0 | 57.65 | 55.7 | 2 | 0
2030 | PJM_ROR_2_MISO_MI | PJM_ROR | MISO_MI | Internal | Shoulder | B13 | 600 | 1305 | 0 | 50.66 | 48.71 | 2 | 0
2030 | PJM_ROR_2_MISO_MI | PJM_ROR | MISO_MI | Internal | Shoulder | B14 | 900 | 1305 | 0 | 47.74 | 47.86 | 2 | 0
2030 | PJM_ROR_2_MISO_MI | PJM_ROR | MISO_MI | Internal | Shoulder | B15 | 1203 | 1305 | 0 | 45.04 | 43.46 | 2 | 0
2030 | PJM_ROR_2_MISO_MI | PJM_ROR | MISO_MI | Internal | Summer | B1 | 10 | 1305 | 0 | 93.07 | 82.1 | 2 | 0
2030 | PJM_ROR_2_MISO_MI | PJM_ROR | MISO_MI | Internal | Summer | B2 | 25 | 1305 | 0 | 79.08 | 77.06 | 2 | 0
2030 | PJM_ROR_2_MISO_MI | PJM_ROR | MISO_MI | Internal | Summer | B3 | 75 | 1305 | 0 | 73.8 | 72.59 | 2 | 0
2030 | PJM_ROR_2_MISO_MI | PJM_ROR | MISO_MI | Internal | Summer | B4 | 100 | 1305 | 0 | 73.8 | 71.8 | 2 | 0
2030 | PJM_ROR_2_MISO_MI | PJM_ROR | MISO_MI | Internal | Summer | B5 | 200 | 1305 | 0 | 68.68 | 70.66 | 2 | 0
2030 | PJM_ROR_2_MISO_MI | PJM_ROR | MISO_MI | Internal | Summer | B6 | 300 | 1305 | 0 | 59.66 | 57.66 | 2 | 0
2030 | PJM_ROR_2_MISO_MI | PJM_ROR | MISO_MI | Internal | Summer | B7 | 400 | 1305 | 0 | 48.62 | 47.07 | 2 | 0
2030 | PJM_ROR_2_MISO_MI | PJM_ROR | MISO_MI | Internal | Summer | B8 | 500 | 1305 | 0 | 45.88 | 44.01 | 2 | 0
2030 | PJM_ROR_2_MISO_MI | PJM_ROR | MISO_MI | Internal | Summer | B9 | 800 | 1305 | 0 | 43.74 | 42.71 | 2 | 0
2030 | PJM_ROR_2_MISO_MI | PJM_ROR | MISO_MI | Internal | Summer | B10 | 1262 | 1305 | 0 | 40.94 | 40.63 | 2 | 0
2030 | PJM_ROR_2_MISO_MI | PJM_ROR | MISO_MI | Internal | Winter | B16 | 25 | 1305 | 0 | 71.06 | 69.06 | 2 | 0
2030 | PJM_ROR_2_MISO_MI | PJM_ROR | MISO_MI | Internal | Winter | B17 | 100 | 1305 | 0 | 57.26 | 55.27 | 2 | 0
2030 | PJM_ROR_2_MISO_MI | PJM_ROR | MISO_MI | Internal | Winter | B18 | 400 | 1305 | 0 | 53.15 | 51.16 | 2 | 0
2030 | PJM_ROR_2_MISO_MI | PJM_ROR | MISO_MI | Internal | Winter | B19 | 700 | 1305 | 0 | 49.89 | 47.9 | 2 | 0
2030 | PJM_ROR_2_MISO_MI | PJM_ROR | MISO_MI | Internal | Winter | B20 | 935 | 1305 | 0 | 44.97 | 43.02 | 2 | 0
2030 | PJM_ROR_2_MISO_MO-IL | PJM_ROR | MISO_MO-IL | Internal | Shoulder | B11 | 25 | 1111 | 1111 | 66.44 | 73.33 | 2 | 4.9
2030 | PJM_ROR_2_MISO_MO-IL | PJM_ROR | MISO_MO-IL | Internal | Shoulder | B12 | 200 | 1111 | 0 | 57.65 | 55.68 | 2 | 0
2030 | PJM_ROR_2_MISO_MO-IL | PJM_ROR | MISO_MO-IL | Internal | Shoulder | B13 | 600 | 1111 | 0 | 50.66 | 48.69 | 2 | 0
2030 | PJM_ROR_2_MISO_MO-IL | PJM_ROR | MISO_MO-IL | Internal | Shoulder | B14 | 900 | 1111 | 0 | 47.74 | 47.85 | 2 | 0
2030 | PJM_ROR_2_MISO_MO-IL | PJM_ROR | MISO_MO-IL | Internal | Shoulder | B15 | 1203 | 1111 | 0 | 45.04 | 43.44 | 2 | 0
2030 | PJM_ROR_2_MISO_MO-IL | PJM_ROR | MISO_MO-IL | Internal | Summer | B1 | 10 | 1111 | 0 | 93.07 | 82.07 | 2 | 0
2030 | PJM_ROR_2_MISO_MO-IL | PJM_ROR | MISO_MO-IL | Internal | Summer | B2 | 25 | 1111 | 0 | 79.08 | 77.08 | 2 | 0
2030 | PJM_ROR_2_MISO_MO-IL | PJM_ROR | MISO_MO-IL | Internal | Summer | B3 | 75 | 1111 | 0 | 73.8 | 74.36 | 2 | 0
2030 | PJM_ROR_2_MISO_MO-IL | PJM_ROR | MISO_MO-IL | Internal | Summer | B4 | 100 | 1111 | 0 | 73.8 | 72.49 | 2 | 0
2030 | PJM_ROR_2_MISO_MO-IL | PJM_ROR | MISO_MO-IL | Internal | Summer | B5 | 200 | 1111 | 673.68 | 68.68 | 70.68 | 2 | 0
2030 | PJM_ROR_2_MISO_MO-IL | PJM_ROR | MISO_MO-IL | Internal | Summer | B6 | 300 | 1111 | 0 | 59.66 | 57.68 | 2 | 0
2030 | PJM_ROR_2_MISO_MO-IL | PJM_ROR | MISO_MO-IL | Internal | Summer | B7 | 400 | 1111 | 0 | 48.62 | 47.07 | 2 | 0
2030 | PJM_ROR_2_MISO_MO-IL | PJM_ROR | MISO_MO-IL | Internal | Summer | B8 | 500 | 1111 | 0 | 45.88 | 43.98 | 2 | 0
2030 | PJM_ROR_2_MISO_MO-IL | PJM_ROR | MISO_MO-IL | Internal | Summer | B9 | 800 | 1111 | 0 | 43.74 | 42.69 | 2 | 0
2030 | PJM_ROR_2_MISO_MO-IL | PJM_ROR | MISO_MO-IL | Internal | Summer | B10 | 1262 | 1111 | 0 | 40.94 | 40.32 | 2 | 0
2030 | PJM_ROR_2_MISO_MO-IL | PJM_ROR | MISO_MO-IL | Internal | Winter | B16 | 25 | 1111 | 0 | 71.06 | 69.06 | 2 | 0
2030 | PJM_ROR_2_MISO_MO-IL | PJM_ROR | MISO_MO-IL | Internal | Winter | B17 | 100 | 1111 | 0 | 57.26 | 55.25 | 2 | 0
2030 | PJM_ROR_2_MISO_MO-IL | PJM_ROR | MISO_MO-IL | Internal | Winter | B18 | 400 | 1111 | 0 | 53.15 | 51.15 | 2 | 0
2030 | PJM_ROR_2_MISO_MO-IL | PJM_ROR | MISO_MO-IL | Internal | Winter | B19 | 700 | 1111 | 0 | 49.89 | 47.89 | 2 | 0
2030 | PJM_ROR_2_MISO_MO-IL | PJM_ROR | MISO_MO-IL | Internal | Winter | B20 | 935 | 1111 | 0 | 44.97 | 43 | 2 | 0
2030 | PJM_ROR_2_MISO_W | PJM_ROR | MISO_W | Internal | Shoulder | B11 | 25 | 709 | 709 | 66.44 | 73.32 | 2 | 4.89
2030 | PJM_ROR_2_MISO_W | PJM_ROR | MISO_W | Internal | Shoulder | B12 | 200 | 709 | 0 | 57.65 | 55.67 | 2 | 0
2030 | PJM_ROR_2_MISO_W | PJM_ROR | MISO_W | Internal | Shoulder | B13 | 600 | 709 | 0 | 50.66 | 48.67 | 2 | 0
2030 | PJM_ROR_2_MISO_W | PJM_ROR | MISO_W | Internal | Shoulder | B14 | 900 | 709 | 0 | 47.74 | 47.86 | 2 | 0
2030 | PJM_ROR_2_MISO_W | PJM_ROR | MISO_W | Internal | Shoulder | B15 | 1203 | 709 | 0 | 45.04 | 43.43 | 2 | 0
2030 | PJM_ROR_2_MISO_W | PJM_ROR | MISO_W | Internal | Summer | B1 | 10 | 709 | 0 | 93.07 | 82.06 | 2 | 0
2030 | PJM_ROR_2_MISO_W | PJM_ROR | MISO_W | Internal | Summer | B2 | 25 | 709 | 0 | 79.08 | 77.08 | 2 | 0
2030 | PJM_ROR_2_MISO_W | PJM_ROR | MISO_W | Internal | Summer | B3 | 75 | 709 | 709 | 73.8 | 75.99 | 2 | 0.19
2030 | PJM_ROR_2_MISO_W | PJM_ROR | MISO_W | Internal | Summer | B4 | 100 | 709 | 0 | 73.8 | 75.39 | 2 | 0
2030 | PJM_ROR_2_MISO_W | PJM_ROR | MISO_W | Internal | Summer | B5 | 200 | 709 | 709 | 68.68 | 70.69 | 2 | 0.01
2030 | PJM_ROR_2_MISO_W | PJM_ROR | MISO_W | Internal | Summer | B6 | 300 | 709 | 0 | 59.66 | 60.01 | 2 | 0
2030 | PJM_ROR_2_MISO_W | PJM_ROR | MISO_W | Internal | Summer | B7 | 400 | 709 | 0 | 48.62 | 47.32 | 2 | 0
2030 | PJM_ROR_2_MISO_W | PJM_ROR | MISO_W | Internal | Summer | B8 | 500 | 709 | 0 | 45.88 | 43.97 | 2 | 0
2030 | PJM_ROR_2_MISO_W | PJM_ROR | MISO_W | Internal | Summer | B9 | 800 | 709 | 0 | 43.74 | 42.7 | 2 | 0
2030 | PJM_ROR_2_MISO_W | PJM_ROR | MISO_W | Internal | Summer | B10 | 1262 | 709 | 0 | 40.94 | 40.31 | 2 | 0
2030 | PJM_ROR_2_MISO_W | PJM_ROR | MISO_W | Internal | Winter | B16 | 25 | 709 | 0 | 71.06 | 69.05 | 2 | 0
2030 | PJM_ROR_2_MISO_W | PJM_ROR | MISO_W | Internal | Winter | B17 | 100 | 709 | 0 | 57.26 | 55.23 | 2 | 0
2030 | PJM_ROR_2_MISO_W | PJM_ROR | MISO_W | Internal | Winter | B18 | 400 | 709 | 0 | 53.15 | 51.16 | 2 | 0
2030 | PJM_ROR_2_MISO_W | PJM_ROR | MISO_W | Internal | Winter | B19 | 700 | 709 | 0 | 49.89 | 47.9 | 2 | 0
2030 | PJM_ROR_2_MISO_W | PJM_ROR | MISO_W | Internal | Winter | B20 | 935 | 709 | 0 | 44.97 | 42.99 | 2 | 0
2030 | PJM_ROR_2_MISO_WUMS | PJM_ROR | MISO_WUMS | Internal | Shoulder | B11 | 25 | 1467 | 0 | 66.44 | 64.44 | 2 | 0
2030 | PJM_ROR_2_MISO_WUMS | PJM_ROR | MISO_WUMS | Internal | Shoulder | B12 | 200 | 1467 | 0 | 57.65 | 55.65 | 2 | 0
2030 | PJM_ROR_2_MISO_WUMS | PJM_ROR | MISO_WUMS | Internal | Shoulder | B13 | 600 | 1467 | 0 | 50.66 | 48.66 | 2 | 0
2030 | PJM_ROR_2_MISO_WUMS | PJM_ROR | MISO_WUMS | Internal | Shoulder | B14 | 900 | 1467 | 0 | 47.74 | 45.74 | 2 | 0
2030 | PJM_ROR_2_MISO_WUMS | PJM_ROR | MISO_WUMS | Internal | Shoulder | B15 | 1203 | 1467 | 0 | 45.04 | 43.25 | 2 | 0
2030 | PJM_ROR_2_MISO_WUMS | PJM_ROR | MISO_WUMS | Internal | Summer | B1 | 10 | 1467 | 0 | 93.07 | 76.64 | 2 | 0
2030 | PJM_ROR_2_MISO_WUMS | PJM_ROR | MISO_WUMS | Internal | Summer | B2 | 25 | 1467 | 0 | 79.08 | 76.64 | 2 | 0
2030 | PJM_ROR_2_MISO_WUMS | PJM_ROR | MISO_WUMS | Internal | Summer | B3 | 75 | 1467 | 0 | 73.8 | 71.9 | 2 | 0
2030 | PJM_ROR_2_MISO_WUMS | PJM_ROR | MISO_WUMS | Internal | Summer | B4 | 100 | 1467 | 0 | 73.8 | 71.8 | 2 | 0
2030 | PJM_ROR_2_MISO_WUMS | PJM_ROR | MISO_WUMS | Internal | Summer | B5 | 200 | 1467 | 0 | 68.68 | 66.68 | 2 | 0
2030 | PJM_ROR_2_MISO_WUMS | PJM_ROR | MISO_WUMS | Internal | Summer | B6 | 300 | 1467 | 0 | 59.66 | 56.65 | 2 | 0
2030 | PJM_ROR_2_MISO_WUMS | PJM_ROR | MISO_WUMS | Internal | Summer | B7 | 400 | 1467 | 0 | 48.62 | 46.62 | 2 | 0
2030 | PJM_ROR_2_MISO_WUMS | PJM_ROR | MISO_WUMS | Internal | Summer | B8 | 500 | 1467 | 0 | 45.88 | 43.66 | 2 | 0
2030 | PJM_ROR_2_MISO_WUMS | PJM_ROR | MISO_WUMS | Internal | Summer | B9 | 800 | 1467 | 0 | 43.74 | 42.69 | 2 | 0
2030 | PJM_ROR_2_MISO_WUMS | PJM_ROR | MISO_WUMS | Internal | Summer | B10 | 1262 | 1467 | 0 | 40.94 | 40.32 | 2 | 0
2030 | PJM_ROR_2_MISO_WUMS | PJM_ROR | MISO_WUMS | Internal | Winter | B16 | 25 | 1467 | 0 | 71.06 | 69.06 | 2 | 0
2030 | PJM_ROR_2_MISO_WUMS | PJM_ROR | MISO_WUMS | Internal | Winter | B17 | 100 | 1467 | 0 | 57.26 | 55.22 | 2 | 0
2030 | PJM_ROR_2_MISO_WUMS | PJM_ROR | MISO_WUMS | Internal | Winter | B18 | 400 | 1467 | 0 | 53.15 | 51.15 | 2 | 0
2030 | PJM_ROR_2_MISO_WUMS | PJM_ROR | MISO_WUMS | Internal | Winter | B19 | 700 | 1467 | 0 | 49.89 | 47.89 | 2 | 0
2030 | PJM_ROR_2_MISO_WUMS | PJM_ROR | MISO_WUMS | Internal | Winter | B20 | 935 | 1467 | 0 | 44.97 | 43 | 2 | 0
2030 | PJM_ROR_2_PJM_ROM | PJM_ROR | PJM_ROM | Internal | Shoulder | B11 | 25 | 8000 | 0 | 66.44 | 66.42 | 0.01 | 0
2030 | PJM_ROR_2_PJM_ROM | PJM_ROR | PJM_ROM | Internal | Shoulder | B12 | 200 | 8000 | 0 | 57.65 | 57.64 | 0.01 | 0
2030 | PJM_ROR_2_PJM_ROM | PJM_ROR | PJM_ROM | Internal | Shoulder | B13 | 600 | 8000 | 0 | 50.66 | 50.67 | 0.01 | 0
2030 | PJM_ROR_2_PJM_ROM | PJM_ROR | PJM_ROM | Internal | Shoulder | B14 | 900 | 8000 | 907.57 | 47.74 | 47.75 | 0.01 | 0
2030 | PJM_ROR_2_PJM_ROM | PJM_ROR | PJM_ROM | Internal | Shoulder | B15 | 1203 | 8000 | 1393.54 | 45.04 | 45.05 | 0.01 | 0
2030 | PJM_ROR_2_PJM_ROM | PJM_ROR | PJM_ROM | Internal | Summer | B1 | 10 | 8000 | 4356.14 | 93.07 | 93.08 | 0.01 | 0
2030 | PJM_ROR_2_PJM_ROM | PJM_ROR | PJM_ROM | Internal | Summer | B2 | 25 | 8000 | 3316.1 | 79.08 | 79.09 | 0.01 | 0
2030 | PJM_ROR_2_PJM_ROM | PJM_ROR | PJM_ROM | Internal | Summer | B3 | 75 | 8000 | 0 | 73.8 | 73.79 | 0.01 | 0
2030 | PJM_ROR_2_PJM_ROM | PJM_ROR | PJM_ROM | Internal | Summer | B4 | 100 | 8000 | 0 | 73.8 | 73.79 | 0.01 | 0
2030 | PJM_ROR_2_PJM_ROM | PJM_ROR | PJM_ROM | Internal | Summer | B5 | 200 | 8000 | 0 | 68.68 | 68.67 | 0.01 | 0
2030 | PJM_ROR_2_PJM_ROM | PJM_ROR | PJM_ROM | Internal | Summer | B6 | 300 | 8000 | 912.58 | 59.66 | 59.67 | 0.01 | 0
2030 | PJM_ROR_2_PJM_ROM | PJM_ROR | PJM_ROM | Internal | Summer | B7 | 400 | 8000 | 1197.72 | 48.62 | 48.63 | 0.01 | 0
2030 | PJM_ROR_2_PJM_ROM | PJM_ROR | PJM_ROM | Internal | Summer | B8 | 500 | 8000 | 3105.43 | 45.88 | 45.89 | 0.01 | 0
2030 | PJM_ROR_2_PJM_ROM | PJM_ROR | PJM_ROM | Internal | Summer | B9 | 800 | 8000 | 5668.51 | 43.74 | 43.75 | 0.01 | 0
2030 | PJM_ROR_2_PJM_ROM | PJM_ROR | PJM_ROM | Internal | Summer | B10 | 1262 | 8000 | 5496.85 | 40.94 | 40.95 | 0.01 | 0
2030 | PJM_ROR_2_PJM_ROM | PJM_ROR | PJM_ROM | Internal | Winter | B16 | 25 | 8000 | 72.01 | 71.06 | 71.08 | 0.01 | 0
2030 | PJM_ROR_2_PJM_ROM | PJM_ROR | PJM_ROM | Internal | Winter | B17 | 100 | 8000 | 1478.9 | 57.26 | 57.27 | 0.01 | 0
2030 | PJM_ROR_2_PJM_ROM | PJM_ROR | PJM_ROM | Internal | Winter | B18 | 400 | 8000 | 5272.79 | 53.15 | 53.16 | 0.01 | 0
2030 | PJM_ROR_2_PJM_ROM | PJM_ROR | PJM_ROM | Internal | Winter | B19 | 700 | 8000 | 5251.06 | 49.89 | 49.9 | 0.01 | 0
2030 | PJM_ROR_2_PJM_ROM | PJM_ROR | PJM_ROM | Internal | Winter | B20 | 935 | 8000 | 6750.47 | 44.97 | 44.98 | 0.01 | 0
2030 | PJM_ROR_2_TVA_Transmission | PJM_ROR | TVA_Transmission | Internal | Shoulder | B11 | 25 | 2500 | 0 | 66.44 | 72.38 | 6 | 0
2030 | PJM_ROR_2_TVA_Transmission | PJM_ROR | TVA_Transmission | Internal | Shoulder | B12 | 200 | 2500 | 0 | 57.65 | 56.51 | 6 | 0
2030 | PJM_ROR_2_TVA_Transmission | PJM_ROR | TVA_Transmission | Internal | Shoulder | B13 | 600 | 2500 | 0 | 50.66 | 52.53 | 6 | 0
2030 | PJM_ROR_2_TVA_Transmission | PJM_ROR | TVA_Transmission | Internal | Shoulder | B14 | 900 | 2500 | 0 | 47.74 | 50.81 | 6 | 0
2030 | PJM_ROR_2_TVA_Transmission | PJM_ROR | TVA_Transmission | Internal | Shoulder | B15 | 1203 | 2500 | 0 | 45.04 | 49.54 | 6 | 0
2030 | PJM_ROR_2_TVA_Transmission | PJM_ROR | TVA_Transmission | Internal | Summer | B1 | 10 | 2500 | 0 | 93.07 | 90.07 | 6 | 0
2030 | PJM_ROR_2_TVA_Transmission | PJM_ROR | TVA_Transmission | Internal | Summer | B2 | 25 | 2500 | 1207.08 | 79.08 | 85.08 | 6 | 0
2030 | PJM_ROR_2_TVA_Transmission | PJM_ROR | TVA_Transmission | Internal | Summer | B3 | 75 | 2500 | 797.15 | 73.8 | 79.8 | 6 | 0
2030 | PJM_ROR_2_TVA_Transmission | PJM_ROR | TVA_Transmission | Internal | Summer | B4 | 100 | 2500 | 0 | 73.8 | 79.13 | 6 | 0
2030 | PJM_ROR_2_TVA_Transmission | PJM_ROR | TVA_Transmission | Internal | Summer | B5 | 200 | 2500 | 0 | 68.68 | 74.14 | 6 | 0
2030 | PJM_ROR_2_TVA_Transmission | PJM_ROR | TVA_Transmission | Internal | Summer | B6 | 300 | 2500 | 0 | 59.66 | 64.39 | 6 | 0
2030 | PJM_ROR_2_TVA_Transmission | PJM_ROR | TVA_Transmission | Internal | Summer | B7 | 400 | 2500 | 0 | 48.62 | 53.11 | 6 | 0
2030 | PJM_ROR_2_TVA_Transmission | PJM_ROR | TVA_Transmission | Internal | Summer | B8 | 500 | 2500 | 0 | 45.88 | 49.25 | 6 | 0
2030 | PJM_ROR_2_TVA_Transmission | PJM_ROR | TVA_Transmission | Internal | Summer | B9 | 800 | 2500 | 0 | 43.74 | 47.6 | 6 | 0
2030 | PJM_ROR_2_TVA_Transmission | PJM_ROR | TVA_Transmission | Internal | Summer | B10 | 1262 | 2500 | 0 | 40.94 | 44.78 | 6 | 0
2030 | PJM_ROR_2_TVA_Transmission | PJM_ROR | TVA_Transmission | Internal | Winter | B16 | 25 | 2500 | 0 | 71.06 | 74.28 | 6 | 0
2030 | PJM_ROR_2_TVA_Transmission | PJM_ROR | TVA_Transmission | Internal | Winter | B17 | 100 | 2500 | 0 | 57.26 | 58.45 | 6 | 0
2030 | PJM_ROR_2_TVA_Transmission | PJM_ROR | TVA_Transmission | Internal | Winter | B18 | 400 | 2500 | 0 | 53.15 | 54.5 | 6 | 0
2030 | PJM_ROR_2_TVA_Transmission | PJM_ROR | TVA_Transmission | Internal | Winter | B19 | 700 | 2500 | 0 | 49.89 | 52.19 | 6 | 0
2030 | PJM_ROR_2_TVA_Transmission | PJM_ROR | TVA_Transmission | Internal | Winter | B20 | 935 | 2500 | 0 | 44.97 | 48.21 | 6 | 0
2030 | PJM_ROR_2_VACAR | PJM_ROR | VACAR | Internal | Shoulder | B11 | 25 | 3000 | 1967 | 66.44 | 72.44 | 6 | 0
2030 | PJM_ROR_2_VACAR | PJM_ROR | VACAR | Internal | Shoulder | B12 | 200 | 3000 | 0 | 57.65 | 56.98 | 6 | 0
2030 | PJM_ROR_2_VACAR | PJM_ROR | VACAR | Internal | Shoulder | B13 | 600 | 3000 | 0 | 50.66 | 53.88 | 6 | 0
2030 | PJM_ROR_2_VACAR | PJM_ROR | VACAR | Internal | Shoulder | B14 | 900 | 3000 | 0 | 47.74 | 49.86 | 6 | 0
2030 | PJM_ROR_2_VACAR | PJM_ROR | VACAR | Internal | Shoulder | B15 | 1203 | 3000 | 0 | 45.04 | 49.45 | 6 | 0
2030 | PJM_ROR_2_VACAR | PJM_ROR | VACAR | Internal | Summer | B1 | 10 | 3000 | 948.34 | 93.07 | 99.07 | 6 | 0
2030 | PJM_ROR_2_VACAR | PJM_ROR | VACAR | Internal | Summer | B2 | 25 | 3000 | 3000 | 79.08 | 85.75 | 6 | 0.66
2030 | PJM_ROR_2_VACAR | PJM_ROR | VACAR | Internal | Summer | B3 | 75 | 3000 | 3000 | 73.8 | 85.75 | 6 | 5.95
2030 | PJM_ROR_2_VACAR | PJM_ROR | VACAR | Internal | Summer | B4 | 100 | 3000 | 3000 | 73.8 | 83.9 | 6 | 4.1
2030 | PJM_ROR_2_VACAR | PJM_ROR | VACAR | Internal | Summer | B5 | 200 | 3000 | 3000 | 68.68 | 75.07 | 6 | 0.39
2030 | PJM_ROR_2_VACAR | PJM_ROR | VACAR | Internal | Summer | B6 | 300 | 3000 | 2701.14 | 59.66 | 65.66 | 6 | 0
2030 | PJM_ROR_2_VACAR | PJM_ROR | VACAR | Internal | Summer | B7 | 400 | 3000 | 2044.26 | 48.62 | 54.62 | 6 | 0
2030 | PJM_ROR_2_VACAR | PJM_ROR | VACAR | Internal | Summer | B8 | 500 | 3000 | 0 | 45.88 | 49.86 | 6 | 0
2030 | PJM_ROR_2_VACAR | PJM_ROR | VACAR | Internal | Summer | B9 | 800 | 3000 | 0 | 43.74 | 47.46 | 6 | 0
2030 | PJM_ROR_2_VACAR | PJM_ROR | VACAR | Internal | Summer | B10 | 1262 | 3000 | 3000 | 40.94 | 47.46 | 6 | 0.52
2030 | PJM_ROR_2_VACAR | PJM_ROR | VACAR | Internal | Winter | B16 | 25 | 3000 | 3000 | 71.06 | 79.18 | 6 | 2.12
2030 | PJM_ROR_2_VACAR | PJM_ROR | VACAR | Internal | Winter | B17 | 100 | 3000 | 483.95 | 57.26 | 63.26 | 6 | 0
2030 | PJM_ROR_2_VACAR | PJM_ROR | VACAR | Internal | Winter | B18 | 400 | 3000 | 0 | 53.15 | 53.9 | 6 | 0
2030 | PJM_ROR_2_VACAR | PJM_ROR | VACAR | Internal | Winter | B19 | 700 | 3000 | 0 | 49.89 | 53.9 | 6 | 0
2030 | PJM_ROR_2_VACAR | PJM_ROR | VACAR | Internal | Winter | B20 | 935 | 3000 | 864.37 | 44.97 | 50.97 | 6 | 0
2030 | PJM_ROM_2_NYISO_A-F | PJM_ROM | NYISO_A-F | Internal | Shoulder | B11 | 25 | 2000 | 0 | 66.42 | 51.8 | 6 | 0
2030 | PJM_ROM_2_NYISO_A-F | PJM_ROM | NYISO_A-F | Internal | Shoulder | B12 | 200 | 2000 | 0 | 57.64 | 49.64 | 6 | 0
2030 | PJM_ROM_2_NYISO_A-F | PJM_ROM | NYISO_A-F | Internal | Shoulder | B13 | 600 | 2000 | 0 | 50.67 | 47.21 | 6 | 0
2030 | PJM_ROM_2_NYISO_A-F | PJM_ROM | NYISO_A-F | Internal | Shoulder | B14 | 900 | 2000 | 0 | 47.75 | 47.21 | 6 | 0
2030 | PJM_ROM_2_NYISO_A-F | PJM_ROM | NYISO_A-F | Internal | Shoulder | B15 | 1203 | 2000 | 0 | 45.05 | 47.21 | 6 | 0
2030 | PJM_ROM_2_NYISO_A-F | PJM_ROM | NYISO_A-F | Internal | Summer | B1 | 10 | 2000 | 0 | 93.08 | 83.06 | 6 | 0
2030 | PJM_ROM_2_NYISO_A-F | PJM_ROM | NYISO_A-F | Internal | Summer | B2 | 25 | 2000 | 0 | 79.09 | 71.09 | 6 | 0
2030 | PJM_ROM_2_NYISO_A-F | PJM_ROM | NYISO_A-F | Internal | Summer | B3 | 75 | 2000 | 0 | 73.79 | 65.76 | 6 | 0
2030 | PJM_ROM_2_NYISO_A-F | PJM_ROM | NYISO_A-F | Internal | Summer | B4 | 100 | 2000 | 0 | 73.79 | 61.85 | 6 | 0
2030 | PJM_ROM_2_NYISO_A-F | PJM_ROM | NYISO_A-F | Internal | Summer | B5 | 200 | 2000 | 0 | 68.67 | 54.54 | 6 | 0
2030 | PJM_ROM_2_NYISO_A-F | PJM_ROM | NYISO_A-F | Internal | Summer | B6 | 300 | 2000 | 0 | 59.67 | 52.17 | 6 | 0
2030 | PJM_ROM_2_NYISO_A-F | PJM_ROM | NYISO_A-F | Internal | Summer | B7 | 400 | 2000 | 0 | 48.63 | 47.3 | 6 | 0
2030 | PJM_ROM_2_NYISO_A-F | PJM_ROM | NYISO_A-F | Internal | Summer | B8 | 500 | 2000 | 0 | 45.89 | 45.88 | 6 | 0
2030 | PJM_ROM_2_NYISO_A-F | PJM_ROM | NYISO_A-F | Internal | Summer | B9 | 800 | 2000 | 0 | 43.75 | 44.61 | 6 | 0
2030 | PJM_ROM_2_NYISO_A-F | PJM_ROM | NYISO_A-F | Internal | Summer | B10 | 1262 | 2000 | 0 | 40.95 | 44.61 | 6 | 0
2030 | PJM_ROM_2_NYISO_A-F | PJM_ROM | NYISO_A-F | Internal | Winter | B16 | 25 | 2000 | 0 | 71.08 | 55.45 | 6 | 0
2030 | PJM_ROM_2_NYISO_A-F | PJM_ROM | NYISO_A-F | Internal | Winter | B17 | 100 | 2000 | 0 | 57.27 | 54.75 | 6 | 0
2030 | PJM_ROM_2_NYISO_A-F | PJM_ROM | NYISO_A-F | Internal | Winter | B18 | 400 | 2000 | 0 | 53.16 | 51.16 | 6 | 0
2030 | PJM_ROM_2_NYISO_A-F | PJM_ROM | NYISO_A-F | Internal | Winter | B19 | 700 | 2000 | 0 | 49.9 | 51.16 | 6 | 0
2030 | PJM_ROM_2_NYISO_A-F | PJM_ROM | NYISO_A-F | Internal | Winter | B20 | 935 | 2000 | 2000 | 44.98 | 51.16 | 6 | 0.17
2030 | PJM_ROM_2_PJM_E | PJM_ROM | PJM_E | Internal | Shoulder | B11 | 25 | 8000 | 0 | 66.42 | 66.41 | 0.01 | 0
2030 | PJM_ROM_2_PJM_E | PJM_ROM | PJM_E | Internal | Shoulder | B12 | 200 | 8000 | 0 | 57.64 | 57.63 | 0.01 | 0
2030 | PJM_ROM_2_PJM_E | PJM_ROM | PJM_E | Internal | Shoulder | B13 | 600 | 8000 | 0 | 50.67 | 50.66 | 0.01 | 0
2030 | PJM_ROM_2_PJM_E | PJM_ROM | PJM_E | Internal | Shoulder | B14 | 900 | 8000 | 0 | 47.75 | 47.74 | 0.01 | 0
2030 | PJM_ROM_2_PJM_E | PJM_ROM | PJM_E | Internal | Shoulder | B15 | 1203 | 8000 | 648.61 | 45.05 | 45.06 | 0.01 | 0
2030 | PJM_ROM_2_PJM_E | PJM_ROM | PJM_E | Internal | Summer | B1 | 10 | 8000 | 3591.83 | 93.08 | 93.1 | 0.01 | 0
2030 | PJM_ROM_2_PJM_E | PJM_ROM | PJM_E | Internal | Summer | B2 | 25 | 8000 | 2456.73 | 79.09 | 79.11 | 0.01 | 0
2030 | PJM_ROM_2_PJM_E | PJM_ROM | PJM_E | Internal | Summer | B3 | 75 | 8000 | 0 | 73.79 | 73.78 | 0.01 | 0
2030 | PJM_ROM_2_PJM_E | PJM_ROM | PJM_E | Internal | Summer | B4 | 100 | 8000 | 0 | 73.79 | 73.78 | 0.01 | 0
2030 | PJM_ROM_2_PJM_E | PJM_ROM | PJM_E | Internal | Summer | B5 | 200 | 8000 | 0 | 68.67 | 68.66 | 0.01 | 0
2030 | PJM_ROM_2_PJM_E | PJM_ROM | PJM_E | Internal | Summer | B6 | 300 | 8000 | 0 | 59.67 | 59.66 | 0.01 | 0
2030 | PJM_ROM_2_PJM_E | PJM_ROM | PJM_E | Internal | Summer | B7 | 400 | 8000 | 0 | 48.63 | 48.62 | 0.01 | 0
2030 | PJM_ROM_2_PJM_E | PJM_ROM | PJM_E | Internal | Summer | B8 | 500 | 8000 | 923.52 | 45.89 | 45.9 | 0.01 | 0
2030 | PJM_ROM_2_PJM_E | PJM_ROM | PJM_E | Internal | Summer | B9 | 800 | 8000 | 2794.71 | 43.75 | 43.76 | 0.01 | 0
2030 | PJM_ROM_2_PJM_E | PJM_ROM | PJM_E | Internal | Summer | B10 | 1262 | 8000 | 4195.7 | 40.95 | 40.96 | 0.01 | 0
2030 | PJM_ROM_2_PJM_E | PJM_ROM | PJM_E | Internal | Winter | B16 | 25 | 8000 | 1093.04 | 71.08 | 71.09 | 0.01 | 0
2030 | PJM_ROM_2_PJM_E | PJM_ROM | PJM_E | Internal | Winter | B17 | 100 | 8000 | 610.53 | 57.27 | 57.28 | 0.01 | 0
2030 | PJM_ROM_2_PJM_E | PJM_ROM | PJM_E | Internal | Winter | B18 | 400 | 8000 | 4694.81 | 53.16 | 53.17 | 0.01 | 0
2030 | PJM_ROM_2_PJM_E | PJM_ROM | PJM_E | Internal | Winter | B19 | 700 | 8000 | 3685.71 | 49.9 | 49.91 | 0.01 | 0
2030 | PJM_ROM_2_PJM_E | PJM_ROM | PJM_E | Internal | Winter | B20 | 935 | 8000 | 4527.15 | 44.98 | 45 | 0.01 | 0
2030 | PJM_ROM_2_PJM_ROR | PJM_ROM | PJM_ROR | Internal | Shoulder | B11 | 25 | 8000 | 3932.46 | 66.42 | 66.44 | 0.01 | 0
2030 | PJM_ROM_2_PJM_ROR | PJM_ROM | PJM_ROR | Internal | Shoulder | B12 | 200 | 8000 | 1605.09 | 57.64 | 57.65 | 0.01 | 0
2030 | PJM_ROM_2_PJM_ROR | PJM_ROM | PJM_ROR | Internal | Shoulder | B13 | 600 | 8000 | 0 | 50.67 | 50.66 | 0.01 | 0
2030 | PJM_ROM_2_PJM_ROR | PJM_ROM | PJM_ROR | Internal | Shoulder | B14 | 900 | 8000 | 0 | 47.75 | 47.74 | 0.01 | 0
2030 | PJM_ROM_2_PJM_ROR | PJM_ROM | PJM_ROR | Internal | Shoulder | B15 | 1203 | 8000 | 0 | 45.05 | 45.04 | 0.01 | 0
2030 | PJM_ROM_2_PJM_ROR | PJM_ROM | PJM_ROR | Internal | Summer | B1 | 10 | 8000 | 0 | 93.08 | 93.07 | 0.01 | 0
2030 | PJM_ROM_2_PJM_ROR | PJM_ROM | PJM_ROR | Internal | Summer | B2 | 25 | 8000 | 0 | 79.09 | 79.08 | 0.01 | 0
2030 | PJM_ROM_2_PJM_ROR | PJM_ROM | PJM_ROR | Internal | Summer | B3 | 75 | 8000 | 1558.59 | 73.79 | 73.8 | 0.01 | 0
2030 | PJM_ROM_2_PJM_ROR | PJM_ROM | PJM_ROR | Internal | Summer | B4 | 100 | 8000 | 5073.82 | 73.79 | 73.8 | 0.01 | 0
2030 | PJM_ROM_2_PJM_ROR | PJM_ROM | PJM_ROR | Internal | Summer | B5 | 200 | 8000 | 4051.43 | 68.67 | 68.68 | 0.01 | 0
2030 | PJM_ROM_2_PJM_ROR | PJM_ROM | PJM_ROR | Internal | Summer | B6 | 300 | 8000 | 0 | 59.67 | 59.66 | 0.01 | 0
2030 | PJM_ROM_2_PJM_ROR | PJM_ROM | PJM_ROR | Internal | Summer | B7 | 400 | 8000 | 0 | 48.63 | 48.62 | 0.01 | 0
2030 | PJM_ROM_2_PJM_ROR | PJM_ROM | PJM_ROR | Internal | Summer | B8 | 500 | 8000 | 0 | 45.89 | 45.88 | 0.01 | 0
2030 | PJM_ROM_2_PJM_ROR | PJM_ROM | PJM_ROR | Internal | Summer | B9 | 800 | 8000 | 0 | 43.75 | 43.74 | 0.01 | 0
2030 | PJM_ROM_2_PJM_ROR | PJM_ROM | PJM_ROR | Internal | Summer | B10 | 1262 | 8000 | 0 | 40.95 | 40.94 | 0.01 | 0
2030 | PJM_ROM_2_PJM_ROR | PJM_ROM | PJM_ROR | Internal | Winter | B16 | 25 | 8000 | 0 | 71.08 | 71.06 | 0.01 | 0
2030 | PJM_ROM_2_PJM_ROR | PJM_ROM | PJM_ROR | Internal | Winter | B17 | 100 | 8000 | 0 | 57.27 | 57.26 | 0.01 | 0
2030 | PJM_ROM_2_PJM_ROR | PJM_ROM | PJM_ROR | Internal | Winter | B18 | 400 | 8000 | 0 | 53.16 | 53.15 | 0.01 | 0
2030 | PJM_ROM_2_PJM_ROR | PJM_ROM | PJM_ROR | Internal | Winter | B19 | 700 | 8000 | 0 | 49.9 | 49.89 | 0.01 | 0
2030 | PJM_ROM_2_PJM_ROR | PJM_ROM | PJM_ROR | Internal | Winter | B20 | 935 | 8000 | 0 | 44.98 | 44.97 | 0.01 | 0
2030 | SOCO_2_FRCC | SOCO | FRCC | Internal | Shoulder | B11 | 25 | 3700 | 412.73 | 79.44 | 89.44 | 10 | 0
2030 | SOCO_2_FRCC | SOCO | FRCC | Internal | Shoulder | B12 | 200 | 3700 | 397.09 | 51.92 | 61.92 | 10 | 0
2030 | SOCO_2_FRCC | SOCO | FRCC | Internal | Shoulder | B13 | 600 | 3700 | 0 | 50.12 | 57.72 | 10 | 0
2030 | SOCO_2_FRCC | SOCO | FRCC | Internal | Shoulder | B14 | 900 | 3700 | 0 | 50.12 | 55.34 | 10 | 0
2030 | SOCO_2_FRCC | SOCO | FRCC | Internal | Shoulder | B15 | 1203 | 3700 | 0 | 50.12 | 55.34 | 10 | 0
2030 | SOCO_2_FRCC | SOCO | FRCC | Internal | Summer | B1 | 10 | 3700 | 904.9 | 90.07 | 100.07 | 10 | 0
2030 | SOCO_2_FRCC | SOCO | FRCC | Internal | Summer | B2 | 25 | 3700 | 0 | 83.67 | 89.81 | 10 | 0
2030 | SOCO_2_FRCC | SOCO | FRCC | Internal | Summer | B3 | 75 | 3700 | 0 | 83.67 | 89.81 | 10 | 0
2030 | SOCO_2_FRCC | SOCO | FRCC | Internal | Summer | B4 | 100 | 3700 | 0 | 82.07 | 89.81 | 10 | 0
2030 | SOCO_2_FRCC | SOCO | FRCC | Internal | Summer | B5 | 200 | 3700 | 0 | 82.07 | 89.81 | 10 | 0
2030 | SOCO_2_FRCC | SOCO | FRCC | Internal | Summer | B6 | 300 | 3700 | 0 | 72.66 | 77.12 | 10 | 0
2030 | SOCO_2_FRCC | SOCO | FRCC | Internal | Summer | B7 | 400 | 3700 | 1352.76 | 61.62 | 71.62 | 10 | 0
2030 | SOCO_2_FRCC | SOCO | FRCC | Internal | Summer | B8 | 500 | 3700 | 0 | 50.38 | 56.82 | 10 | 0
2030 | SOCO_2_FRCC | SOCO | FRCC | Internal | Summer | B9 | 800 | 3700 | 0 | 48.64 | 54.47 | 10 | 0
2030 | SOCO_2_FRCC | SOCO | FRCC | Internal | Summer | B10 | 1262 | 3700 | 0 | 48.64 | 54.47 | 10 | 0
2030 | SOCO_2_FRCC | SOCO | FRCC | Internal | Winter | B16 | 25 | 3700 | 844.6 | 79.18 | 89.18 | 10 | 0
2030 | SOCO_2_FRCC | SOCO | FRCC | Internal | Winter | B17 | 100 | 3700 | 91.87 | 54.72 | 64.72 | 10 | 0
2030 | SOCO_2_FRCC | SOCO | FRCC | Internal | Winter | B18 | 400 | 3700 | 0 | 53.17 | 59.4 | 10 | 0
2030 | SOCO_2_FRCC | SOCO | FRCC | Internal | Winter | B19 | 700 | 3700 | 0 | 53.17 | 57.89 | 10 | 0
2030 | SOCO_2_FRCC | SOCO | FRCC | Internal | Winter | B20 | 935 | 3700 | 0 | 52.42 | 57.89 | 10 | 0
2030 | SOCO_2_VACAR | SOCO | VACAR | Internal | Shoulder | B11 | 25 | 2000 | 0 | 79.44 | 72.44 | 10 | 0
2030 | SOCO_2_VACAR | SOCO | VACAR | Internal | Shoulder | B12 | 200 | 2000 | 0 | 51.92 | 56.98 | 10 | 0
2030 | SOCO_2_VACAR | SOCO | VACAR | Internal | Shoulder | B13 | 600 | 2000 | 0 | 50.12 | 53.88 | 10 | 0
2030 | SOCO_2_VACAR | SOCO | VACAR | Internal | Shoulder | B14 | 900 | 2000 | 0 | 50.12 | 49.86 | 10 | 0
2030 | SOCO_2_VACAR | SOCO | VACAR | Internal | Shoulder | B15 | 1203 | 2000 | 0 | 50.12 | 49.45 | 10 | 0
2030 | SOCO_2_VACAR | SOCO | VACAR | Internal | Summer | B1 | 10 | 2000 | 0 | 90.07 | 99.07 | 10 | 0
2030 | SOCO_2_VACAR | SOCO | VACAR | Internal | Summer | B2 | 25 | 2000 | 0 | 83.67 | 85.75 | 10 | 0
2030 | SOCO_2_VACAR | SOCO | VACAR | Internal | Summer | B3 | 75 | 2000 | 0 | 83.67 | 85.75 | 10 | 0
2030 | SOCO_2_VACAR | SOCO | VACAR | Internal | Summer | B4 | 100 | 2000 | 0 | 82.07 | 83.9 | 10 | 0
2030 | SOCO_2_VACAR | SOCO | VACAR | Internal | Summer | B5 | 200 | 2000 | 0 | 82.07 | 75.07 | 10 | 0
2030 | SOCO_2_VACAR | SOCO | VACAR | Internal | Summer | B6 | 300 | 2000 | 0 | 72.66 | 65.66 | 10 | 0
2030 | SOCO_2_VACAR | SOCO | VACAR | Internal | Summer | B7 | 400 | 2000 | 0 | 61.62 | 54.62 | 10 | 0
2030 | SOCO_2_VACAR | SOCO | VACAR | Internal | Summer | B8 | 500 | 2000 | 0 | 50.38 | 49.86 | 10 | 0
2030 | SOCO_2_VACAR | SOCO | VACAR | Internal | Summer | B9 | 800 | 2000 | 0 | 48.64 | 47.46 | 10 | 0
2030 | SOCO_2_VACAR | SOCO | VACAR | Internal | Summer | B10 | 1262 | 2000 | 0 | 48.64 | 47.46 | 10 | 0
2030 | SOCO_2_VACAR | SOCO | VACAR | Internal | Winter | B16 | 25 | 2000 | 0 | 79.18 | 79.18 | 10 | 0
2030 | SOCO_2_VACAR | SOCO | VACAR | Internal | Winter | B17 | 100 | 2000 | 0 | 54.72 | 63.26 | 10 | 0
2030 | SOCO_2_VACAR | SOCO | VACAR | Internal | Winter | B18 | 400 | 2000 | 0 | 53.17 | 53.9 | 10 | 0
2030 | SOCO_2_VACAR | SOCO | VACAR | Internal | Winter | B19 | 700 | 2000 | 0 | 53.17 | 53.9 | 10 | 0
2030 | SOCO_2_VACAR | SOCO | VACAR | Internal | Winter | B20 | 935 | 2000 | 0 | 52.42 | 50.97 | 10 | 0
2030 | SPP_N_2_ENT | SPP_N | ENT | Internal | Shoulder | B11 | 25 | 1800 | 0 | 76.07 | 74.41 | 5 | 0
2030 | SPP_N_2_ENT | SPP_N | ENT | Internal | Shoulder | B12 | 200 | 1800 | 0 | 55.68 | 50.17 | 5 | 0
2030 | SPP_N_2_ENT | SPP_N | ENT | Internal | Shoulder | B13 | 600 | 1800 | 0 | 50.16 | 50.17 | 5 | 0
2030 | SPP_N_2_ENT | SPP_N | ENT | Internal | Shoulder | B14 | 900 | 1800 | 0 | 49.38 | 49.81 | 5 | 0
2030 | SPP_N_2_ENT | SPP_N | ENT | Internal | Shoulder | B15 | 1203 | 1800 | 0 | 47.97 | 48.17 | 5 | 0
2030 | SPP_N_2_ENT | SPP_N | ENT | Internal | Summer | B1 | 10 | 1800 | 0 | 82.07 | 82.07 | 5 | 0
2030 | SPP_N_2_ENT | SPP_N | ENT | Internal | Summer | B2 | 25 | 1800 | 0 | 79.41 | 80.73 | 5 | 0
2030 | SPP_N_2_ENT | SPP_N | ENT | Internal | Summer | B3 | 75 | 1800 | 0 | 79.41 | 80.73 | 5 | 0
2030 | SPP_N_2_ENT | SPP_N | ENT | Internal | Summer | B4 | 100 | 1800 | 0 | 79.41 | 80.49 | 5 | 0
2030 | SPP_N_2_ENT | SPP_N | ENT | Internal | Summer | B5 | 200 | 1800 | 0 | 74.82 | 74.07 | 5 | 0
2030 | SPP_N_2_ENT | SPP_N | ENT | Internal | Summer | B6 | 300 | 1800 | 0 | 67.01 | 64.66 | 5 | 0
2030 | SPP_N_2_ENT | SPP_N | ENT | Internal | Summer | B7 | 400 | 1800 | 0 | 54.32 | 53.62 | 5 | 0
2030 | SPP_N_2_ENT | SPP_N | ENT | Internal | Summer | B8 | 500 | 1800 | 0 | 48.57 | 48.58 | 5 | 0
2030 | SPP_N_2_ENT | SPP_N | ENT | Internal | Summer | B9 | 800 | 1800 | 0 | 46.45 | 48.23 | 5 | 0
2030 | SPP_N_2_ENT | SPP_N | ENT | Internal | Summer | B10 | 1262 | 1800 | 0 | 45.34 | 46.65 | 5 | 0
2030 | SPP_N_2_ENT | SPP_N | ENT | Internal | Winter | B16 | 25 | 1800 | 0 | 69.73 | 71.18 | 5 | 0
2030 | SPP_N_2_ENT | SPP_N | ENT | Internal | Winter | B17 | 100 | 1800 | 0 | 53.51 | 53.3 | 5 | 0
2030 | SPP_N_2_ENT | SPP_N | ENT | Internal | Winter | B18 | 400 | 1800 | 0 | 52.34 | 52.92 | 5 | 0
2030 | SPP_N_2_ENT | SPP_N | ENT | Internal | Winter | B19 | 700 | 1800 | 0 | 51.29 | 52.92 | 5 | 0
2030 | SPP_N_2_ENT | SPP_N | ENT | Internal | Winter | B20 | 935 | 1800 | 0 | 47.74 | 51.17 | 5 | 0
2030 | SPP_N_2_MISO_MO-IL | SPP_N | MISO_MO-IL | Internal | Shoulder | B11 | 25 | 2000 | 0 | 76.07 | 73.33 | 5 | 0
2030 | SPP_N_2_MISO_MO-IL | SPP_N | MISO_MO-IL | Internal | Shoulder | B12 | 200 | 2000 | 0 | 55.68 | 55.68 | 5 | 0
2030 | SPP_N_2_MISO_MO-IL | SPP_N | MISO_MO-IL | Internal | Shoulder | B13 | 600 | 2000 | 0 | 50.16 | 48.69 | 5 | 0
2030 | SPP_N_2_MISO_MO-IL | SPP_N | MISO_MO-IL | Internal | Shoulder | B14 | 900 | 2000 | 0 | 49.38 | 47.85 | 5 | 0
2030 | SPP_N_2_MISO_MO-IL | SPP_N | MISO_MO-IL | Internal | Shoulder | B15 | 1203 | 2000 | 0 | 47.97 | 43.44 | 5 | 0
2030 | SPP_N_2_MISO_MO-IL | SPP_N | MISO_MO-IL | Internal | Summer | B1 | 10 | 2000 | 0 | 82.07 | 82.07 | 5 | 0
2030 | SPP_N_2_MISO_MO-IL | SPP_N | MISO_MO-IL | Internal | Summer | B2 | 25 | 2000 | 0 | 79.41 | 77.08 | 5 | 0
2030 | SPP_N_2_MISO_MO-IL | SPP_N | MISO_MO-IL | Internal | Summer | B3 | 75 | 2000 | 0 | 79.41 | 74.36 | 5 | 0
2030 | SPP_N_2_MISO_MO-IL | SPP_N | MISO_MO-IL | Internal | Summer | B4 | 100 | 2000 | 0 | 79.41 | 72.49 | 5 | 0
2030 | SPP_N_2_MISO_MO-IL | SPP_N | MISO_MO-IL | Internal | Summer | B5 | 200 | 2000 | 0 | 74.82 | 70.68 | 5 | 0
2030 | SPP_N_2_MISO_MO-IL | SPP_N | MISO_MO-IL | Internal | Summer | B6 | 300 | 2000 | 0 | 67.01 | 57.68 | 5 | 0
2030 | SPP_N_2_MISO_MO-IL | SPP_N | MISO_MO-IL | Internal | Summer | B7 | 400 | 2000 | 0 | 54.32 | 47.07 | 5 | 0
2030 | SPP_N_2_MISO_MO-IL | SPP_N | MISO_MO-IL | Internal | Summer | B8 | 500 | 2000 | 0 | 48.57 | 43.98 | 5 | 0
2030 | SPP_N_2_MISO_MO-IL | SPP_N | MISO_MO-IL | Internal | Summer | B9 | 800 | 2000 | 0 | 46.45 | 42.69 | 5 | 0
2030 | SPP_N_2_MISO_MO-IL | SPP_N | MISO_MO-IL | Internal | Summer | B10 | 1262 | 2000 | 0 | 45.34 | 40.32 | 5 | 0
2030 | SPP_N_2_MISO_MO-IL | SPP_N | MISO_MO-IL | Internal | Winter | B16 | 25 | 2000 | 0 | 69.73 | 69.06 | 5 | 0
2030 | SPP_N_2_MISO_MO-IL | SPP_N | MISO_MO-IL | Internal | Winter | B17 | 100 | 2000 | 0 | 53.51 | 55.25 | 5 | 0
2030 | SPP_N_2_MISO_MO-IL | SPP_N | MISO_MO-IL | Internal | Winter | B18 | 400 | 2000 | 0 | 52.34 | 51.15 | 5 | 0
2030 | SPP_N_2_MISO_MO-IL | SPP_N | MISO_MO-IL | Internal | Winter | B19 | 700 | 2000 | 0 | 51.29 | 47.89 | 5 | 0
2030 | SPP_N_2_MISO_MO-IL | SPP_N | MISO_MO-IL | Internal | Winter | B20 | 935 | 2000 | 0 | 47.74 | 43 | 5 | 0
2030 | SPP_N_2_MISO_W | SPP_N | MISO_W | Internal | Shoulder | B11 | 25 | 750 | 0 | 76.07 | 73.32 | 5 | 0
2030 | SPP_N_2_MISO_W | SPP_N | MISO_W | Internal | Shoulder | B12 | 200 | 750 | 0 | 55.68 | 55.67 | 5 | 0
2030 | SPP_N_2_MISO_W | SPP_N | MISO_W | Internal | Shoulder | B13 | 600 | 750 | 0 | 50.16 | 48.67 | 5 | 0
2030 | SPP_N_2_MISO_W | SPP_N | MISO_W | Internal | Shoulder | B14 | 900 | 750 | 0 | 49.38 | 47.86 | 5 | 0
2030 | SPP_N_2_MISO_W | SPP_N | MISO_W | Internal | Shoulder | B15 | 1203 | 750 | 0 | 47.97 | 43.43 | 5 | 0
2030 | SPP_N_2_MISO_W | SPP_N | MISO_W | Internal | Summer | B1 | 10 | 750 | 0 | 82.07 | 82.06 | 5 | 0
2030 | SPP_N_2_MISO_W | SPP_N | MISO_W | Internal | Summer | B2 | 25 | 750 | 0 | 79.41 | 77.08 | 5 | 0
2030 | SPP_N_2_MISO_W | SPP_N | MISO_W | Internal | Summer | B3 | 75 | 750 | 0 | 79.41 | 75.99 | 5 | 0
2030 | SPP_N_2_MISO_W | SPP_N | MISO_W | Internal | Summer | B4 | 100 | 750 | 0 | 79.41 | 75.39 | 5 | 0
2030 | SPP_N_2_MISO_W | SPP_N | MISO_W | Internal | Summer | B5 | 200 | 750 | 0 | 74.82 | 70.69 | 5 | 0
2030 | SPP_N_2_MISO_W | SPP_N | MISO_W | Internal | Summer | B6 | 300 | 750 | 0 | 67.01 | 60.01 | 5 | 0
2030 | SPP_N_2_MISO_W | SPP_N | MISO_W | Internal | Summer | B7 | 400 | 750 | 0 | 54.32 | 47.32 | 5 | 0
2030 | SPP_N_2_MISO_W | SPP_N | MISO_W | Internal | Summer | B8 | 500 | 750 | 0 | 48.57 | 43.97 | 5 | 0
2030 | SPP_N_2_MISO_W | SPP_N | MISO_W | Internal | Summer | B9 | 800 | 750 | 0 | 46.45 | 42.7 | 5 | 0
2030 | SPP_N_2_MISO_W | SPP_N | MISO_W | Internal | Summer | B10 | 1262 | 750 | 0 | 45.34 | 40.31 | 5 | 0
2030 | SPP_N_2_MISO_W | SPP_N | MISO_W | Internal | Winter | B16 | 25 | 750 | 0 | 69.73 | 69.05 | 5 | 0
2030 | SPP_N_2_MISO_W | SPP_N | MISO_W | Internal | Winter | B17 | 100 | 750 | 0 | 53.51 | 55.23 | 5 | 0
2030 | SPP_N_2_MISO_W | SPP_N | MISO_W | Internal | Winter | B18 | 400 | 750 | 0 | 52.34 | 51.16 | 5 | 0
2030 | SPP_N_2_MISO_W | SPP_N | MISO_W | Internal | Winter | B19 | 700 | 750 | 0 | 51.29 | 47.9 | 5 | 0
2030 | SPP_N_2_MISO_W | SPP_N | MISO_W | Internal | Winter | B20 | 935 | 750 | 0 | 47.74 | 42.99 | 5 | 0
2030 | SPP_N_2_NE | SPP_N | NE | Internal | Shoulder | B11 | 25 | 330 | 0 | 76.07 | 76.06 | 0.01 | 0
2030 | SPP_N_2_NE | SPP_N | NE | Internal | Shoulder | B12 | 200 | 330 | 0 | 55.68 | 55.67 | 0.01 | 0
2030 | SPP_N_2_NE | SPP_N | NE | Internal | Shoulder | B13 | 600 | 330 | 192.46 | 50.16 | 50.17 | 0.01 | 0
2030 | SPP_N_2_NE | SPP_N | NE | Internal | Shoulder | B14 | 900 | 330 | 0 | 49.38 | 49.37 | 0.01 | 0
2030 | SPP_N_2_NE | SPP_N | NE | Internal | Shoulder | B15 | 1203 | 330 | 0 | 47.97 | 47.96 | 0.01 | 0
2030 | SPP_N_2_NE | SPP_N | NE | Internal | Summer | B1 | 10 | 330 | 0 | 82.07 | 82.06 | 0.01 | 0
2030 | SPP_N_2_NE | SPP_N | NE | Internal | Summer | B2 | 25 | 330 | 0 | 79.41 | 79.4 | 0.01 | 0
2030 | SPP_N_2_NE | SPP_N | NE | Internal | Summer | B3 | 75 | 330 | 0 | 79.41 | 79.4 | 0.01 | 0
2030 | SPP_N_2_NE | SPP_N | NE | Internal | Summer | B4 | 100 | 330 | 0 | 79.41 | 78.44 | 0.01 | 0
2030 | SPP_N_2_NE | SPP_N | NE | Internal | Summer | B5 | 200 | 330 | 0 | 74.82 | 74.8 | 0.01 | 0
2030 | SPP_N_2_NE | SPP_N | NE | Internal | Summer | B6 | 300 | 330 | 0 | 67.01 | 67 | 0.01 | 0
2030 | SPP_N_2_NE | SPP_N | NE | Internal | Summer | B7 | 400 | 330 | 0 | 54.32 | 54.3 | 0.01 | 0
2030 | SPP_N_2_NE | SPP_N | NE | Internal | Summer | B8 | 500 | 330 | 0 | 48.57 | 46.44 | 0.01 | 0
2030 | SPP_N_2_NE | SPP_N | NE | Internal | Summer | B9 | 800 | 330 | 0 | 46.45 | 46.44 | 0.01 | 0
2030 | SPP_N_2_NE | SPP_N | NE | Internal | Summer | B10 | 1262 | 330 | 0 | 45.34 | 44.41 | 0.01 | 0
2030 | SPP_N_2_NE | SPP_N | NE | Internal | Winter | B16 | 25 | 330 | 0 | 69.73 | 69.05 | 0.01 | 0
2030 | SPP_N_2_NE | SPP_N | NE | Internal | Winter | B17 | 100 | 330 | 0 | 53.51 | 53.5 | 0.01 | 0
2030 | SPP_N_2_NE | SPP_N | NE | Internal | Winter | B18 | 400 | 330 | 0 | 52.34 | 52.33 | 0.01 | 0
2030 | SPP_N_2_NE | SPP_N | NE | Internal | Winter | B19 | 700 | 330 | 0 | 51.29 | 51.28 | 0.01 | 0
2030 | SPP_N_2_NE | SPP_N | NE | Internal | Winter | B20 | 935 | 330 | 0 | 47.74 | 47.73 | 0.01 | 0
2030 | SPP_N_2_SPP_S | SPP_N | SPP_S | Internal | Shoulder | B11 | 25 | 4000 | 0 | 76.07 | 69.41 | 0.01 | 0
2030 | SPP_N_2_SPP_S | SPP_N | SPP_S | Internal | Shoulder | B12 | 200 | 4000 | 0 | 55.68 | 50.62 | 0.01 | 0
2030 | SPP_N_2_SPP_S | SPP_N | SPP_S | Internal | Shoulder | B13 | 600 | 4000 | 0 | 50.16 | 50.15 | 0.01 | 0
2030 | SPP_N_2_SPP_S | SPP_N | SPP_S | Internal | Shoulder | B14 | 900 | 4000 | 0 | 49.38 | 48.09 | 0.01 | 0
2030 | SPP_N_2_SPP_S | SPP_N | SPP_S | Internal | Shoulder | B15 | 1203 | 4000 | 1363.29 | 47.97 | 47.98 | 0.01 | 0
2030 | SPP_N_2_SPP_S | SPP_N | SPP_S | Internal | Summer | B1 | 10 | 4000 | 0 | 82.07 | 77.07 | 0.01 | 0
2030 | SPP_N_2_SPP_S | SPP_N | SPP_S | Internal | Summer | B2 | 25 | 4000 | 0 | 79.41 | 77.07 | 0.01 | 0
2030 | SPP_N_2_SPP_S | SPP_N | SPP_S | Internal | Summer | B3 | 75 | 4000 | 0 | 79.41 | 77.07 | 0.01 | 0
2030 | SPP_N_2_SPP_S | SPP_N | SPP_S | Internal | Summer | B4 | 100 | 4000 | 0 | 79.41 | 75.95 | 0.01 | 0
2030 | SPP_N_2_SPP_S | SPP_N | SPP_S | Internal | Summer | B5 | 200 | 4000 | 0 | 74.82 | 67.59 | 0.01 | 0
2030 | SPP_N_2_SPP_S | SPP_N | SPP_S | Internal | Summer | B6 | 300 | 4000 | 2296.62 | 67.01 | 67.02 | 0.01 | 0
2030 | SPP_N_2_SPP_S | SPP_N | SPP_S | Internal | Summer | B7 | 400 | 4000 | 2287.63 | 54.32 | 54.33 | 0.01 | 0
2030 | SPP_N_2_SPP_S | SPP_N | SPP_S | Internal | Summer | B8 | 500 | 4000 | 1663.99 | 48.57 | 48.58 | 0.01 | 0
2030 | SPP_N_2_SPP_S | SPP_N | SPP_S | Internal | Summer | B9 | 800 | 4000 | 1578.39 | 46.45 | 46.46 | 0.01 | 0
2030 | SPP_N_2_SPP_S | SPP_N | SPP_S | Internal | Summer | B10 | 1262 | 4000 | 4000 | 45.34 | 46.36 | 0.01 | 1
2030 | SPP_N_2_SPP_S | SPP_N | SPP_S | Internal | Winter | B16 | 25 | 4000 | 85.88 | 69.73 | 69.74 | 0.01 | 0
2030 | SPP_N_2_SPP_S | SPP_N | SPP_S | Internal | Winter | B17 | 100 | 4000 | 681.53 | 53.51 | 53.52 | 0.01 | 0
2030 | SPP_N_2_SPP_S | SPP_N | SPP_S | Internal | Winter | B18 | 400 | 4000 | 207.36 | 52.34 | 52.35 | 0.01 | 0
2030 | SPP_N_2_SPP_S | SPP_N | SPP_S | Internal | Winter | B19 | 700 | 4000 | 713.74 | 51.29 | 51.3 | 0.01 | 0
2030 | SPP_N_2_SPP_S | SPP_N | SPP_S | Internal | Winter | B20 | 935 | 4000 | 3220.74 | 47.74 | 47.75 | 0.01 | 0
2030 | SPP_S_2_ENT | SPP_S | ENT | Internal | Shoulder | B11 | 25 | 850 | 331.13 | 69.41 | 74.41 | 5 | 0
2030 | SPP_S_2_ENT | SPP_S | ENT | Internal | Shoulder | B12 | 200 | 850 | 0 | 50.62 | 50.17 | 5 | 0
2030 | SPP_S_2_ENT | SPP_S | ENT | Internal | Shoulder | B13 | 600 | 850 | 0 | 50.15 | 50.17 | 5 | 0
2030 | SPP_S_2_ENT | SPP_S | ENT | Internal | Shoulder | B14 | 900 | 850 | 0 | 48.09 | 49.81 | 5 | 0
2030 | SPP_S_2_ENT | SPP_S | ENT | Internal | Shoulder | B15 | 1203 | 850 | 0 | 47.98 | 48.17 | 5 | 0
2030 | SPP_S_2_ENT | SPP_S | ENT | Internal | Summer | B1 | 10 | 850 | 806.17 | 77.07 | 82.07 | 5 | 0
2030 | SPP_S_2_ENT | SPP_S | ENT | Internal | Summer | B2 | 25 | 850 | 0 | 77.07 | 80.73 | 5 | 0
2030 | SPP_S_2_ENT | SPP_S | ENT | Internal | Summer | B3 | 75 | 850 | 0 | 77.07 | 80.73 | 5 | 0
2030 | SPP_S_2_ENT | SPP_S | ENT | Internal | Summer | B4 | 100 | 850 | 0 | 75.95 | 80.49 | 5 | 0
2030 | SPP_S_2_ENT | SPP_S | ENT | Internal | Summer | B5 | 200 | 850 | 850 | 67.59 | 74.07 | 5 | 1.48
2030 | SPP_S_2_ENT | SPP_S | ENT | Internal | Summer | B6 | 300 | 850 | 0 | 67.02 | 64.66 | 5 | 0
2030 | SPP_S_2_ENT | SPP_S | ENT | Internal | Summer | B7 | 400 | 850 | 0 | 54.33 | 53.62 | 5 | 0
2030 | SPP_S_2_ENT | SPP_S | ENT | Internal | Summer | B8 | 500 | 850 | 0 | 48.58 | 48.58 | 5 | 0
2030 | SPP_S_2_ENT | SPP_S | ENT | Internal | Summer | B9 | 800 | 850 | 0 | 46.46 | 48.23 | 5 | 0
2030 | SPP_S_2_ENT | SPP_S | ENT | Internal | Summer | B10 | 1262 | 850 | 0 | 46.36 | 46.65 | 5 | 0
2030 | SPP_S_2_ENT | SPP_S | ENT | Internal | Winter | B16 | 25 | 850 | 0 | 69.74 | 71.18 | 5 | 0
2030 | SPP_S_2_ENT | SPP_S | ENT | Internal | Winter | B17 | 100 | 850 | 0 | 53.52 | 53.3 | 5 | 0
2030 | SPP_S_2_ENT | SPP_S | ENT | Internal | Winter | B18 | 400 | 850 | 0 | 52.35 | 52.92 | 5 | 0
2030 | SPP_S_2_ENT | SPP_S | ENT | Internal | Winter | B19 | 700 | 850 | 0 | 51.3 | 52.92 | 5 | 0
2030 | SPP_S_2_ENT | SPP_S | ENT | Internal | Winter | B20 | 935 | 850 | 0 | 47.75 | 51.17 | 5 | 0
2030 | SPP_S_2_SPP_N | SPP_S | SPP_N | Internal | Shoulder | B11 | 25 | 640 | 640 | 69.41 | 76.07 | 0.01 | 6.65
2030 | SPP_S_2_SPP_N | SPP_S | SPP_N | Internal | Shoulder | B12 | 200 | 640 | 640 | 50.62 | 55.68 | 0.01 | 5.04
2030 | SPP_S_2_SPP_N | SPP_S | SPP_N | Internal | Shoulder | B13 | 600 | 640 | 613.91 | 50.15 | 50.16 | 0.01 | 0
2030 | SPP_S_2_SPP_N | SPP_S | SPP_N | Internal | Shoulder | B14 | 900 | 640 | 640 | 48.09 | 49.38 | 0.01 | 1.28
2030 | SPP_S_2_SPP_N | SPP_S | SPP_N | Internal | Shoulder | B15 | 1203 | 640 | 0 | 47.98 | 47.97 | 0.01 | 0
2030 | SPP_S_2_SPP_N | SPP_S | SPP_N | Internal | Summer | B1 | 10 | 640 | 640 | 77.07 | 82.07 | 0.01 | 4.99
2030 | SPP_S_2_SPP_N | SPP_S | SPP_N | Internal | Summer | B2 | 25 | 640 | 640 | 77.07 | 79.41 | 0.01 | 2.33
2030 | SPP_S_2_SPP_N | SPP_S | SPP_N | Internal | Summer | B3 | 75 | 640 | 640 | 77.07 | 79.41 | 0.01 | 2.33
2030 | SPP_S_2_SPP_N | SPP_S | SPP_N | Internal | Summer | B4 | 100 | 640 | 640 | 75.95 | 79.41 | 0.01 | 3.45
2030 | SPP_S_2_SPP_N | SPP_S | SPP_N | Internal | Summer | B5 | 200 | 640 | 640 | 67.59 | 74.82 | 0.01 | 7.22
2030 | SPP_S_2_SPP_N | SPP_S | SPP_N | Internal | Summer | B6 | 300 | 640 | 0 | 67.02 | 67.01 | 0.01 | 0
2030 | SPP_S_2_SPP_N | SPP_S | SPP_N | Internal | Summer | B7 | 400 | 640 | 0 | 54.33 | 54.32 | 0.01 | 0
2030 | SPP_S_2_SPP_N | SPP_S | SPP_N | Internal | Summer | B8 | 500 | 640 | 0 | 48.58 | 48.57 | 0.01 | 0
2030 | SPP_S_2_SPP_N | SPP_S | SPP_N | Internal | Summer | B9 | 800 | 640 | 0 | 46.46 | 46.45 | 0.01 | 0
2030 | SPP_S_2_SPP_N | SPP_S | SPP_N | Internal | Summer | B10 | 1262 | 640 | 0 | 46.36 | 45.34 | 0.01 | 0
2030 | SPP_S_2_SPP_N | SPP_S | SPP_N | Internal | Winter | B16 | 25 | 640 | 0 | 69.74 | 69.73 | 0.01 | 0
2030 | SPP_S_2_SPP_N | SPP_S | SPP_N | Internal | Winter | B17 | 100 | 640 | 0 | 53.52 | 53.51 | 0.01 | 0
2030 | SPP_S_2_SPP_N | SPP_S | SPP_N | Internal | Winter | B18 | 400 | 640 | 0 | 52.35 | 52.34 | 0.01 | 0
2030 | SPP_S_2_SPP_N | SPP_S | SPP_N | Internal | Winter | B19 | 700 | 640 | 0 | 51.3 | 51.29 | 0.01 | 0
2030 | SPP_S_2_SPP_N | SPP_S | SPP_N | Internal | Winter | B20 | 935 | 640 | 0 | 47.75 | 47.74 | 0.01 | 0
2030 | TVA_2_ENT | TVA | ENT | Internal | Shoulder | B11 | 25 | 500 | 0 | 68.44 | 74.41 | 9 | 0
2030 | TVA_2_ENT | TVA | ENT | Internal | Shoulder | B12 | 200 | 500 | 0 | 51.68 | 50.17 | 9 | 0
2030 | TVA_2_ENT | TVA | ENT | Internal | Shoulder | B13 | 600 | 500 | 0 | 49.55 | 50.17 | 9 | 0
2030 | TVA_2_ENT | TVA | ENT | Internal | Shoulder | B14 | 900 | 500 | 0 | 49.55 | 49.81 | 9 | 0
2030 | TVA_2_ENT | TVA | ENT | Internal | Shoulder | B15 | 1203 | 500 | 0 | 49.55 | 48.17 | 9 | 0
2030 | TVA_2_ENT | TVA | ENT | Internal | Summer | B1 | 10 | 500 | 0 | 86.55 | 82.07 | 9 | 0
2030 | TVA_2_ENT | TVA | ENT | Internal | Summer | B2 | 25 | 500 | 0 | 85.09 | 80.73 | 9 | 0
2030 | TVA_2_ENT | TVA | ENT | Internal | Summer | B3 | 75 | 500 | 0 | 79.81 | 80.73 | 9 | 0
2030 | TVA_2_ENT | TVA | ENT | Internal | Summer | B4 | 100 | 500 | 0 | 78.63 | 80.49 | 9 | 0
2030 | TVA_2_ENT | TVA | ENT | Internal | Summer | B5 | 200 | 500 | 0 | 73.07 | 74.07 | 9 | 0
2030 | TVA_2_ENT | TVA | ENT | Internal | Summer | B6 | 300 | 500 | 204.11 | 55.66 | 64.66 | 9 | 0
2030 | TVA_2_ENT | TVA | ENT | Internal | Summer | B7 | 400 | 500 | 0 | 48.14 | 53.62 | 9 | 0
2030 | TVA_2_ENT | TVA | ENT | Internal | Summer | B8 | 500 | 500 | 0 | 48.14 | 48.58 | 9 | 0
2030 | TVA_2_ENT | TVA | ENT | Internal | Summer | B9 | 800 | 500 | 0 | 46.28 | 48.23 | 9 | 0
2030 | TVA_2_ENT | TVA | ENT | Internal | Summer | B10 | 1262 | 500 | 0 | 44.33 | 46.65 | 9 | 0
2030 | TVA_2_ENT | TVA | ENT | Internal | Winter | B16 | 25 | 500 | 0 | 70.18 | 71.18 | 9 | 0
2030 | TVA_2_ENT | TVA | ENT | Internal | Winter | B17 | 100 | 500 | 0 | 54.75 | 53.3 | 9 | 0
2030 | TVA_2_ENT | TVA | ENT | Internal | Winter | B18 | 400 | 500 | 0 | 50.34 | 52.92 | 9 | 0
2030 | TVA_2_ENT | TVA | ENT | Internal | Winter | B19 | 700 | 500 | 0 | 50.34 | 52.92 | 9 | 0
2030 | TVA_2_ENT | TVA | ENT | Internal | Winter | B20 | 935 | 500 | 0 | 48.22 | 51.17 | 9 | 0
2030 | TVA_2_NonRTO_Midwest | TVA | NonRTO_Midwest | Internal | Shoulder | B11 | 25 | 100 | 100 | 68.44 | 81.32 | 9 | 3.88
2030 | TVA_2_NonRTO_Midwest | TVA | NonRTO_Midwest | Internal | Shoulder | B12 | 200 | 100 | 100 | 51.68 | 63.69 | 9 | 3.01
2030 | TVA_2_NonRTO_Midwest | TVA | NonRTO_Midwest | Internal | Shoulder | B13 | 600 | 100 | 0 | 49.55 | 56.18 | 9 | 0
2030 | TVA_2_NonRTO_Midwest | TVA | NonRTO_Midwest | Internal | Shoulder | B14 | 900 | 100 | 0 | 49.55 | 45.63 | 9 | 0
2030 | TVA_2_NonRTO_Midwest | TVA | NonRTO_Midwest | Internal | Shoulder | B15 | 1203 | 100 | 0 | 49.55 | 41.54 | 9 | 0
2030 | TVA_2_NonRTO_Midwest | TVA | NonRTO_Midwest | Internal | Summer | B1 | 10 | 100 | 0 | 86.55 | 82.07 | 9 | 0
2030 | TVA_2_NonRTO_Midwest | TVA | NonRTO_Midwest | Internal | Summer | B2 | 25 | 100 | 0 | 85.09 | 80.48 | 9 | 0
2030 | TVA_2_NonRTO_Midwest | TVA | NonRTO_Midwest | Internal | Summer | B3 | 75 | 100 | 0 | 79.81 | 80.48 | 9 | 0
2030 | TVA_2_NonRTO_Midwest | TVA | NonRTO_Midwest | Internal | Summer | B4 | 100 | 100 | 0 | 78.63 | 80.48 | 9 | 0
2030 | TVA_2_NonRTO_Midwest | TVA | NonRTO_Midwest | Internal | Summer | B5 | 200 | 100 | 0 | 73.07 | 78.67 | 9 | 0
2030 | TVA_2_NonRTO_Midwest | TVA | NonRTO_Midwest | Internal | Summer | B6 | 300 | 100 | 100 | 55.66 | 65.67 | 9 | 1.01
2030 | TVA_2_NonRTO_Midwest | TVA | NonRTO_Midwest | Internal | Summer | B7 | 400 | 100 | 0 | 48.14 | 46.06 | 9 | 0
2030 | TVA_2_NonRTO_Midwest | TVA | NonRTO_Midwest | Internal | Summer | B8 | 500 | 100 | 0 | 48.14 | 44.13 | 9 | 0
2030 | TVA_2_NonRTO_Midwest | TVA | NonRTO_Midwest | Internal | Summer | B9 | 800 | 100 | 0 | 46.28 | 43.75 | 9 | 0
2030 | TVA_2_NonRTO_Midwest | TVA | NonRTO_Midwest | Internal | Summer | B10 | 1262 | 100 | 0 | 44.33 | 37.34 | 9 | 0
2030 | TVA_2_NonRTO_Midwest | TVA | NonRTO_Midwest | Internal | Winter | B16 | 25 | 100 | 0 | 70.18 | 77.08 | 9 | 0
2030 | TVA_2_NonRTO_Midwest | TVA | NonRTO_Midwest | Internal | Winter | B17 | 100 | 100 | 0 | 54.75 | 63.26 | 9 | 0
2030 | TVA_2_NonRTO_Midwest | TVA | NonRTO_Midwest | Internal | Winter | B18 | 400 | 100 | 0 | 50.34 | 59.15 | 9 | 0
2030 | TVA_2_NonRTO_Midwest | TVA | NonRTO_Midwest | Internal | Winter | B19 | 700 | 100 | 0 | 50.34 | 47.74 | 9 | 0
2030 | TVA_2_NonRTO_Midwest | TVA | NonRTO_Midwest | Internal | Winter | B20 | 935 | 100 | 0 | 48.22 | 40.21 | 9 | 0
2030 | TVA_2_SOCO | TVA | SOCO | Internal | Shoulder | B11 | 25 | 500 | 500 | 68.44 | 79.44 | 9 | 1.99
2030 | TVA_2_SOCO | TVA | SOCO | Internal | Shoulder | B12 | 200 | 500 | 0 | 51.68 | 51.92 | 9 | 0
2030 | TVA_2_SOCO | TVA | SOCO | Internal | Shoulder | B13 | 600 | 500 | 0 | 49.55 | 50.12 | 9 | 0
2030 | TVA_2_SOCO | TVA | SOCO | Internal | Shoulder | B14 | 900 | 500 | 0 | 49.55 | 50.12 | 9 | 0
2030 | TVA_2_SOCO | TVA | SOCO | Internal | Shoulder | B15 | 1203 | 500 | 0 | 49.55 | 50.12 | 9 | 0
2030 | TVA_2_SOCO | TVA | SOCO | Internal | Summer | B1 | 10 | 500 | 0 | 86.55 | 90.07 | 9 | 0
2030 | TVA_2_SOCO | TVA | SOCO | Internal | Summer | B2 | 25 | 500 | 0 | 85.09 | 83.67 | 9 | 0
2030 | TVA_2_SOCO | TVA | SOCO | Internal | Summer | B3 | 75 | 500 | 0 | 79.81 | 83.67 | 9 | 0
2030 | TVA_2_SOCO | TVA | SOCO | Internal | Summer | B4 | 100 | 500 | 0 | 78.63 | 82.07 | 9 | 0
2030 | TVA_2_SOCO | TVA | SOCO | Internal | Summer | B5 | 200 | 500 | 83.73 | 73.07 | 82.07 | 9 | 0
2030 | TVA_2_SOCO | TVA | SOCO | Internal | Summer | B6 | 300 | 500 | 500 | 55.66 | 72.66 | 9 | 8
2030 | TVA_2_SOCO | TVA | SOCO | Internal | Summer | B7 | 400 | 500 | 500 | 48.14 | 61.62 | 9 | 4.48
2030 | TVA_2_SOCO | TVA | SOCO | Internal | Summer | B8 | 500 | 500 | 0 | 48.14 | 50.38 | 9 | 0
2030 | TVA_2_SOCO | TVA | SOCO | Internal | Summer | B9 | 800 | 500 | 0 | 46.28 | 48.64 | 9 | 0
2030 | TVA_2_SOCO | TVA | SOCO | Internal | Summer | B10 | 1262 | 500 | 0 | 44.33 | 48.64 | 9 | 0
2030 | TVA_2_SOCO | TVA | SOCO | Internal | Winter | B16 | 25 | 500 | 433.85 | 70.18 | 79.18 | 9 | 0
2030 | TVA_2_SOCO | TVA | SOCO | Internal | Winter | B17 | 100 | 500 | 0 | 54.75 | 54.72 | 9 | 0
2030 | TVA_2_SOCO | TVA | SOCO | Internal | Winter | B18 | 400 | 500 | 0 | 50.34 | 53.17 | 9 | 0
2030 | TVA_2_SOCO | TVA | SOCO | Internal | Winter | B19 | 700 | 500 | 0 | 50.34 | 53.17 | 9 | 0
2030 | TVA_2_SOCO | TVA | SOCO | Internal | Winter | B20 | 935 | 500 | 0 | 48.22 | 52.42 | 9 | 0
2030 | TVA_2_VACAR | TVA | VACAR | Internal | Shoulder | B11 | 25 | 150 | 0 | 68.44 | 72.44 | 9 | 0
2030 | TVA_2_VACAR | TVA | VACAR | Internal | Shoulder | B12 | 200 | 150 | 0 | 51.68 | 56.98 | 9 | 0
2030 | TVA_2_VACAR | TVA | VACAR | Internal | Shoulder | B13 | 600 | 150 | 0 | 49.55 | 53.88 | 9 | 0
2030 | TVA_2_VACAR | TVA | VACAR | Internal | Shoulder | B14 | 900 | 150 | 0 | 49.55 | 49.86 | 9 | 0
2030 | TVA_2_VACAR | TVA | VACAR | Internal | Shoulder | B15 | 1203 | 150 | 0 | 49.55 | 49.45 | 9 | 0
2030 | TVA_2_VACAR | TVA | VACAR | Internal | Summer | B1 | 10 | 150 | 150 | 86.55 | 99.07 | 9 | 3.52
2030 | TVA_2_VACAR | TVA | VACAR | Internal | Summer | B2 | 25 | 150 | 0 | 85.09 | 85.75 | 9 | 0
2030 | TVA_2_VACAR | TVA | VACAR | Internal | Summer | B3 | 75 | 150 | 0 | 79.81 | 85.75 | 9 | 0
2030 | TVA_2_VACAR | TVA | VACAR | Internal | Summer | B4 | 100 | 150 | 0 | 78.63 | 83.9 | 9 | 0
2030 | TVA_2_VACAR | TVA | VACAR | Internal | Summer | B5 | 200 | 150 | 0 | 73.07 | 75.07 | 9 | 0
2030 | TVA_2_VACAR | TVA | VACAR | Internal | Summer | B6 | 300 | 150 | 150 | 55.66 | 65.66 | 9 | 1
2030 | TVA_2_VACAR | TVA | VACAR | Internal | Summer | B7 | 400 | 150 | 0 | 48.14 | 54.62 | 9 | 0
2030 | TVA_2_VACAR | TVA | VACAR | Internal | Summer | B8 | 500 | 150 | 0 | 48.14 | 49.86 | 9 | 0
2030 | TVA_2_VACAR | TVA | VACAR | Internal | Summer | B9 | 800 | 150 | 0 | 46.28 | 47.46 | 9 | 0
2030 | TVA_2_VACAR | TVA | VACAR | Internal | Summer | B10 | 1262 | 150 | 0 | 44.33 | 47.46 | 9 | 0
2030 | TVA_2_VACAR | TVA | VACAR | Internal | Winter | B16 | 25 | 150 | 91.44 | 70.18 | 79.18 | 9 | 0
2030 | TVA_2_VACAR | TVA | VACAR | Internal | Winter | B17 | 100 | 150 | 0 | 54.75 | 63.26 | 9 | 0
2030 | TVA_2_VACAR | TVA | VACAR | Internal | Winter | B18 | 400 | 150 | 0 | 50.34 | 53.9 | 9 | 0
2030 | TVA_2_VACAR | TVA | VACAR | Internal | Winter | B19 | 700 | 150 | 0 | 50.34 | 53.9 | 9 | 0
2030 | TVA_2_VACAR | TVA | VACAR | Internal | Winter | B20 | 935 | 150 | 0 | 48.22 | 50.97 | 9 | 0
2030 | TVA_Transmission_2_NonRTO_Midwest | TVA_Transmission | NonRTO_Midwest | Internal | Shoulder | B11 | 25 | 700 | 0 | 72.38 | 81.32 | 9 | 0
2030 | TVA_Transmission_2_NonRTO_Midwest | TVA_Transmission | NonRTO_Midwest | Internal | Shoulder | B12 | 200 | 700 | 0 | 56.51 | 63.69 | 9 | 0
2030 | TVA_Transmission_2_NonRTO_Midwest | TVA_Transmission | NonRTO_Midwest | Internal | Shoulder | B13 | 600 | 700 | 0 | 52.53 | 56.18 | 9 | 0
2030 | TVA_Transmission_2_NonRTO_Midwest | TVA_Transmission | NonRTO_Midwest | Internal | Shoulder | B14 | 900 | 700 | 0 | 50.81 | 45.63 | 9 | 0
2030 | TVA_Transmission_2_NonRTO_Midwest | TVA_Transmission | NonRTO_Midwest | Internal | Shoulder | B15 | 1203 | 700 | 0 | 49.54 | 41.54 | 9 | 0
2030 | TVA_Transmission_2_NonRTO_Midwest | TVA_Transmission | NonRTO_Midwest | Internal | Summer | B1 | 10 | 700 | 0 | 90.07 | 82.07 | 9 | 0
2030 | TVA_Transmission_2_NonRTO_Midwest | TVA_Transmission | NonRTO_Midwest | Internal | Summer | B2 | 25 | 700 | 0 | 85.08 | 80.48 | 9 | 0
2030 | TVA_Transmission_2_NonRTO_Midwest | TVA_Transmission | NonRTO_Midwest | Internal | Summer | B3 | 75 | 700 | 0 | 79.8 | 80.48 | 9 | 0
2030 | TVA_Transmission_2_NonRTO_Midwest | TVA_Transmission | NonRTO_Midwest | Internal | Summer | B4 | 100 | 700 | 0 | 79.13 | 80.48 | 9 | 0
2030 | TVA_Transmission_2_NonRTO_Midwest | TVA_Transmission | NonRTO_Midwest | Internal | Summer | B5 | 200 | 700 | 0 | 74.14 | 78.67 | 9 | 0
2030 | TVA_Transmission_2_NonRTO_Midwest | TVA_Transmission | NonRTO_Midwest | Internal | Summer | B6 | 300 | 700 | 0 | 64.39 | 65.67 | 9 | 0
2030 | TVA_Transmission_2_NonRTO_Midwest | TVA_Transmission | NonRTO_Midwest | Internal | Summer | B7 | 400 | 700 | 0 | 53.11 | 46.06 | 9 | 0
2030 | TVA_Transmission_2_NonRTO_Midwest | TVA_Transmission | NonRTO_Midwest | Internal | Summer | B8 | 500 | 700 | 0 | 49.25 | 44.13 | 9 | 0
2030 | TVA_Transmission_2_NonRTO_Midwest | TVA_Transmission | NonRTO_Midwest | Internal | Summer | B9 | 800 | 700 | 0 | 47.6 | 43.75 | 9 | 0
2030 | TVA_Transmission_2_NonRTO_Midwest | TVA_Transmission | NonRTO_Midwest | Internal | Summer | B10 | 1262 | 700 | 0 | 44.78 | 37.34 | 9 | 0
2030 | TVA_Transmission_2_NonRTO_Midwest | TVA_Transmission | NonRTO_Midwest | Internal | Winter | B16 | 25 | 700 | 0 | 74.28 | 77.08 | 9 | 0
2030 | TVA_Transmission_2_NonRTO_Midwest | TVA_Transmission | NonRTO_Midwest | Internal | Winter | B17 | 100 | 700 | 0 | 58.45 | 63.26 | 9 | 0
2030 | TVA_Transmission_2_NonRTO_Midwest | TVA_Transmission | NonRTO_Midwest | Internal | Winter | B18 | 400 | 700 | 0 | 54.5 | 59.15 | 9 | 0
2030 | TVA_Transmission_2_NonRTO_Midwest | TVA_Transmission | NonRTO_Midwest | Internal | Winter | B19 | 700 | 700 | 0 | 52.19 | 47.74 | 9 | 0
2030 | TVA_Transmission_2_NonRTO_Midwest | TVA_Transmission | NonRTO_Midwest | Internal | Winter | B20 | 935 | 700 | 0 | 48.21 | 40.21 | 9 | 0
2030 | TVA_Transmission_2_SOCO | TVA_Transmission | SOCO | Internal | Shoulder | B11 | 25 | 3200 | 0 | 72.38 | 79.44 | 9 | 0
2030 | TVA_Transmission_2_SOCO | TVA_Transmission | SOCO | Internal | Shoulder | B12 | 200 | 3200 | 0 | 56.51 | 51.92 | 9 | 0
2030 | TVA_Transmission_2_SOCO | TVA_Transmission | SOCO | Internal | Shoulder | B13 | 600 | 3200 | 0 | 52.53 | 50.12 | 9 | 0
2030 | TVA_Transmission_2_SOCO | TVA_Transmission | SOCO | Internal | Shoulder | B14 | 900 | 3200 | 0 | 50.81 | 50.12 | 9 | 0
2030 | TVA_Transmission_2_SOCO | TVA_Transmission | SOCO | Internal | Shoulder | B15 | 1203 | 3200 | 0 | 49.54 | 50.12 | 9 | 0
2030 | TVA_Transmission_2_SOCO | TVA_Transmission | SOCO | Internal | Summer | B1 | 10 | 3200 | 0 | 90.07 | 90.07 | 9 | 0
2030 | TVA_Transmission_2_SOCO | TVA_Transmission | SOCO | Internal | Summer | B2 | 25 | 3200 | 0 | 85.08 | 83.67 | 9 | 0
2030 | TVA_Transmission_2_SOCO | TVA_Transmission | SOCO | Internal | Summer | B3 | 75 | 3200 | 0 | 79.8 | 83.67 | 9 | 0
2030 | TVA_Transmission_2_SOCO | TVA_Transmission | SOCO | Internal | Summer | B4 | 100 | 3200 | 0 | 79.13 | 82.07 | 9 | 0
2030 | TVA_Transmission_2_SOCO | TVA_Transmission | SOCO | Internal | Summer | B5 | 200 | 3200 | 0 | 74.14 | 82.07 | 9 | 0
2030 | TVA_Transmission_2_SOCO | TVA_Transmission | SOCO | Internal | Summer | B6 | 300 | 3200 | 0 | 64.39 | 72.66 | 9 | 0
2030 | TVA_Transmission_2_SOCO | TVA_Transmission | SOCO | Internal | Summer | B7 | 400 | 3200 | 0 | 53.11 | 61.62 | 9 | 0
2030 | TVA_Transmission_2_SOCO | TVA_Transmission | SOCO | Internal | Summer | B8 | 500 | 3200 | 0 | 49.25 | 50.38 | 9 | 0
2030 | TVA_Transmission_2_SOCO | TVA_Transmission | SOCO | Internal | Summer | B9 | 800 | 3200 | 0 | 47.6 | 48.64 | 9 | 0
2030 | TVA_Transmission_2_SOCO | TVA_Transmission | SOCO | Internal | Summer | B10 | 1262 | 3200 | 0 | 44.78 | 48.64 | 9 | 0
2030 | TVA_Transmission_2_SOCO | TVA_Transmission | SOCO | Internal | Winter | B16 | 25 | 3200 | 0 | 74.28 | 79.18 | 9 | 0
2030 | TVA_Transmission_2_SOCO | TVA_Transmission | SOCO | Internal | Winter | B17 | 100 | 3200 | 0 | 58.45 | 54.72 | 9 | 0
2030 | TVA_Transmission_2_SOCO | TVA_Transmission | SOCO | Internal | Winter | B18 | 400 | 3200 | 0 | 54.5 | 53.17 | 9 | 0
2030 | TVA_Transmission_2_SOCO | TVA_Transmission | SOCO | Internal | Winter | B19 | 700 | 3200 | 0 | 52.19 | 53.17 | 9 | 0
2030 | TVA_Transmission_2_SOCO | TVA_Transmission | SOCO | Internal | Winter | B20 | 935 | 3200 | 0 | 48.21 | 52.42 | 9 | 0
2030 | TVA_Transmission_2_TVA | TVA_Transmission | TVA | Internal | Shoulder | B11 | 25 | 99999 | 0 | 72.38 | 68.44 | 0.01 | 0
2030 | TVA_Transmission_2_TVA | TVA_Transmission | TVA | Internal | Shoulder | B12 | 200 | 99999 | 0 | 56.51 | 51.68 | 0.01 | 0
2030 | TVA_Transmission_2_TVA | TVA_Transmission | TVA | Internal | Shoulder | B13 | 600 | 99999 | 0 | 52.53 | 49.55 | 0.01 | 0
2030 | TVA_Transmission_2_TVA | TVA_Transmission | TVA | Internal | Shoulder | B14 | 900 | 99999 | 0 | 50.81 | 49.55 | 0.01 | 0
2030 | TVA_Transmission_2_TVA | TVA_Transmission | TVA | Internal | Shoulder | B15 | 1203 | 99999 | 262.19 | 49.54 | 49.55 | 0.01 | 0
2030 | TVA_Transmission_2_TVA | TVA_Transmission | TVA | Internal | Summer | B1 | 10 | 99999 | 0 | 90.07 | 86.55 | 0.01 | 0
2030 | TVA_Transmission_2_TVA | TVA_Transmission | TVA | Internal | Summer | B2 | 25 | 99999 | 2535.86 | 85.08 | 85.09 | 0.01 | 0
2030 | TVA_Transmission_2_TVA | TVA_Transmission | TVA | Internal | Summer | B3 | 75 | 99999 | 797.15 | 79.8 | 79.81 | 0.01 | 0
2030 | TVA_Transmission_2_TVA | TVA_Transmission | TVA | Internal | Summer | B4 | 100 | 99999 | 0 | 79.13 | 78.63 | 0.01 | 0
2030 | TVA_Transmission_2_TVA | TVA_Transmission | TVA | Internal | Summer | B5 | 200 | 99999 | 0 | 74.14 | 73.07 | 0.01 | 0
2030 | TVA_Transmission_2_TVA | TVA_Transmission | TVA | Internal | Summer | B6 | 300 | 99999 | 0 | 64.39 | 55.66 | 0.01 | 0
2030 | TVA_Transmission_2_TVA | TVA_Transmission | TVA | Internal | Summer | B7 | 400 | 99999 | 0 | 53.11 | 48.14 | 0.01 | 0
2030 | TVA_Transmission_2_TVA | TVA_Transmission | TVA | Internal | Summer | B8 | 500 | 99999 | 0 | 49.25 | 48.14 | 0.01 | 0
2030 | TVA_Transmission_2_TVA | TVA_Transmission | TVA | Internal | Summer | B9 | 800 | 99999 | 0 | 47.6 | 46.28 | 0.01 | 0
2030 | TVA_Transmission_2_TVA | TVA_Transmission | TVA | Internal | Summer | B10 | 1262 | 99999 | 0 | 44.78 | 44.33 | 0.01 | 0
2030 | TVA_Transmission_2_TVA | TVA_Transmission | TVA | Internal | Winter | B16 | 25 | 99999 | 0 | 74.28 | 70.18 | 0.01 | 0
2030 | TVA_Transmission_2_TVA | TVA_Transmission | TVA | Internal | Winter | B17 | 100 | 99999 | 0 | 58.45 | 54.75 | 0.01 | 0
2030 | TVA_Transmission_2_TVA | TVA_Transmission | TVA | Internal | Winter | B18 | 400 | 99999 | 0 | 54.5 | 50.34 | 0.01 | 0
2030 | TVA_Transmission_2_TVA | TVA_Transmission | TVA | Internal | Winter | B19 | 700 | 99999 | 0 | 52.19 | 50.34 | 0.01 | 0
2030 | TVA_Transmission_2_TVA | TVA_Transmission | TVA | Internal | Winter | B20 | 935 | 99999 | 366.38 | 48.21 | 48.22 | 0.01 | 0
2030 | TVA_Transmission_2_VACAR | TVA_Transmission | VACAR | Internal | Shoulder | B11 | 25 | 900 | 0 | 72.38 | 72.44 | 9 | 0
2030 | TVA_Transmission_2_VACAR | TVA_Transmission | VACAR | Internal | Shoulder | B12 | 200 | 900 | 0 | 56.51 | 56.98 | 9 | 0
2030 | TVA_Transmission_2_VACAR | TVA_Transmission | VACAR | Internal | Shoulder | B13 | 600 | 900 | 0 | 52.53 | 53.88 | 9 | 0
2030 | TVA_Transmission_2_VACAR | TVA_Transmission | VACAR | Internal | Shoulder | B14 | 900 | 900 | 0 | 50.81 | 49.86 | 9 | 0
2030 | TVA_Transmission_2_VACAR | TVA_Transmission | VACAR | Internal | Shoulder | B15 | 1203 | 900 | 0 | 49.54 | 49.45 | 9 | 0
2030 | TVA_Transmission_2_VACAR | TVA_Transmission | VACAR | Internal | Summer | B1 | 10 | 900 | 517.32 | 90.07 | 99.07 | 9 | 0
2030 | TVA_Transmission_2_VACAR | TVA_Transmission | VACAR | Internal | Summer | B2 | 25 | 900 | 0 | 85.08 | 85.75 | 9 | 0
2030 | TVA_Transmission_2_VACAR | TVA_Transmission | VACAR | Internal | Summer | B3 | 75 | 900 | 0 | 79.8 | 85.75 | 9 | 0
2030 | TVA_Transmission_2_VACAR | TVA_Transmission | VACAR | Internal | Summer | B4 | 100 | 900 | 0 | 79.13 | 83.9 | 9 | 0
2030 | TVA_Transmission_2_VACAR | TVA_Transmission | VACAR | Internal | Summer | B5 | 200 | 900 | 0 | 74.14 | 75.07 | 9 | 0
2030 | TVA_Transmission_2_VACAR | TVA_Transmission | VACAR | Internal | Summer | B6 | 300 | 900 | 0 | 64.39 | 65.66 | 9 | 0
2030 | TVA_Transmission_2_VACAR | TVA_Transmission | VACAR | Internal | Summer | B7 | 400 | 900 | 0 | 53.11 | 54.62 | 9 | 0
2030 | TVA_Transmission_2_VACAR | TVA_Transmission | VACAR | Internal | Summer | B8 | 500 | 900 | 0 | 49.25 | 49.86 | 9 | 0
2030 | TVA_Transmission_2_VACAR | TVA_Transmission | VACAR | Internal | Summer | B9 | 800 | 900 | 0 | 47.6 | 47.46 | 9 | 0
2030 | TVA_Transmission_2_VACAR | TVA_Transmission | VACAR | Internal | Summer | B10 | 1262 | 900 | 0 | 44.78 | 47.46 | 9 | 0
2030 | TVA_Transmission_2_VACAR | TVA_Transmission | VACAR | Internal | Winter | B16 | 25 | 900 | 0 | 74.28 | 79.18 | 9 | 0
2030 | TVA_Transmission_2_VACAR | TVA_Transmission | VACAR | Internal | Winter | B17 | 100 | 900 | 0 | 58.45 | 63.26 | 9 | 0
2030 | TVA_Transmission_2_VACAR | TVA_Transmission | VACAR | Internal | Winter | B18 | 400 | 900 | 0 | 54.5 | 53.9 | 9 | 0
2030 | TVA_Transmission_2_VACAR | TVA_Transmission | VACAR | Internal | Winter | B19 | 700 | 900 | 0 | 52.19 | 53.9 | 9 | 0
2030 | TVA_Transmission_2_VACAR | TVA_Transmission | VACAR | Internal | Winter | B20 | 935 | 900 | 0 | 48.21 | 50.97 | 9 | 0
2030 | VACAR_2_SOCO | VACAR | SOCO | Internal | Shoulder | B11 | 25 | 3000 | 2458.76 | 72.44 | 79.44 | 7 | 0
2030 | VACAR_2_SOCO | VACAR | SOCO | Internal | Shoulder | B12 | 200 | 3000 | 0 | 56.98 | 51.92 | 7 | 0
2030 | VACAR_2_SOCO | VACAR | SOCO | Internal | Shoulder | B13 | 600 | 3000 | 0 | 53.88 | 50.12 | 7 | 0
2030 | VACAR_2_SOCO | VACAR | SOCO | Internal | Shoulder | B14 | 900 | 3000 | 0 | 49.86 | 50.12 | 7 | 0
2030 | VACAR_2_SOCO | VACAR | SOCO | Internal | Shoulder | B15 | 1203 | 3000 | 0 | 49.45 | 50.12 | 7 | 0
2030 | VACAR_2_SOCO | VACAR | SOCO | Internal | Summer | B1 | 10 | 3000 | 0 | 99.07 | 90.07 | 7 | 0
2030 | VACAR_2_SOCO | VACAR | SOCO | Internal | Summer | B2 | 25 | 3000 | 0 | 85.75 | 83.67 | 7 | 0
2030 | VACAR_2_SOCO | VACAR | SOCO | Internal | Summer | B3 | 75 | 3000 | 0 | 85.75 | 83.67 | 7 | 0
2030 | VACAR_2_SOCO | VACAR | SOCO | Internal | Summer | B4 | 100 | 3000 | 0 | 83.9 | 82.07 | 7 | 0
2030 | VACAR_2_SOCO | VACAR | SOCO | Internal | Summer | B5 | 200 | 3000 | 1511.88 | 75.07 | 82.07 | 7 | 0
2030 | VACAR_2_SOCO | VACAR | SOCO | Internal | Summer | B6 | 300 | 3000 | 1209.32 | 65.66 | 72.66 | 7 | 0
2030 | VACAR_2_SOCO | VACAR | SOCO | Internal | Summer | B7 | 400 | 3000 | 2292.43 | 54.62 | 61.62 | 7 | 0
2030 | VACAR_2_SOCO | VACAR | SOCO | Internal | Summer | B8 | 500 | 3000 | 0 | 49.86 | 50.38 | 7 | 0
2030 | VACAR_2_SOCO | VACAR | SOCO | Internal | Summer | B9 | 800 | 3000 | 0 | 47.46 | 48.64 | 7 | 0
2030 | VACAR_2_SOCO | VACAR | SOCO | Internal | Summer | B10 | 1262 | 3000 | 0 | 47.46 | 48.64 | 7 | 0
2030 | VACAR_2_SOCO | VACAR | SOCO | Internal | Winter | B16 | 25 | 3000 | 0 | 79.18 | 79.18 | 7 | 0
2030 | VACAR_2_SOCO | VACAR | SOCO | Internal | Winter | B17 | 100 | 3000 | 0 | 63.26 | 54.72 | 7 | 0
2030 | VACAR_2_SOCO | VACAR | SOCO | Internal | Winter | B18 | 400 | 3000 | 0 | 53.9 | 53.17 | 7 | 0
2030 | VACAR_2_SOCO | VACAR | SOCO | Internal | Winter | B19 | 700 | 3000 | 0 | 53.9 | 53.17 | 7 | 0
2030 | VACAR_2_SOCO | VACAR | SOCO | Internal | Winter | B20 | 935 | 3000 | 0 | 50.97 | 52.42 | 7 | 0
2035 | ENT_2_SOCO | ENT | SOCO | Internal | Shoulder | B11 | 25 | 2000 | 1023.84 | 79.63 | 87.63 | 8 | 0
2035 | ENT_2_SOCO | ENT | SOCO | Internal | Shoulder | B12 | 200 | 2000 | 0 | 55.85 | 57.56 | 8 | 0
2035 | ENT_2_SOCO | ENT | SOCO | Internal | Shoulder | B13 | 600 | 2000 | 0 | 55.45 | 55.72 | 8 | 0
2035 | ENT_2_SOCO | ENT | SOCO | Internal | Shoulder | B14 | 900 | 2000 | 0 | 55.45 | 55.72 | 8 | 0
2035 | ENT_2_SOCO | ENT | SOCO | Internal | Shoulder | B15 | 1203 | 2000 | 0 | 53.61 | 55.72 | 8 | 0
2035 | ENT_2_SOCO | ENT | SOCO | Internal | Summer | B1 | 10 | 2000 | 1492.99 | 89.32 | 97.32 | 8 | 0
2035 | ENT_2_SOCO | ENT | SOCO | Internal | Summer | B2 | 25 | 2000 | 0 | 88.01 | 92.69 | 8 | 0
2035 | ENT_2_SOCO | ENT | SOCO | Internal | Summer | B3 | 75 | 2000 | 806.3 | 84.69 | 92.69 | 8 | 0
2035 | ENT_2_SOCO | ENT | SOCO | Internal | Summer | B4 | 100 | 2000 | 690.76 | 82.9 | 90.9 | 8 | 0
2035 | ENT_2_SOCO | ENT | SOCO | Internal | Summer | B5 | 200 | 2000 | 1828.71 | 82.9 | 90.9 | 8 | 0
2035 | ENT_2_SOCO | ENT | SOCO | Internal | Summer | B6 | 300 | 2000 | 507.08 | 69.12 | 77.12 | 8 | 0
2035 | ENT_2_SOCO | ENT | SOCO | Internal | Summer | B7 | 400 | 2000 | 1080.78 | 56.27 | 64.27 | 8 | 0
2035 | ENT_2_SOCO | ENT | SOCO | Internal | Summer | B8 | 500 | 2000 | 0 | 54.06 | 56.13 | 8 | 0
2035 | ENT_2_SOCO | ENT | SOCO | Internal | Summer | B9 | 800 | 2000 | 0 | 53.67 | 54.18 | 8 | 0
2035 | ENT_2_SOCO | ENT | SOCO | Internal | Summer | B10 | 1262 | 2000 | 0 | 51.9 | 54.18 | 8 | 0
2035 | ENT_2_SOCO | ENT | SOCO | Internal | Winter | B16 | 25 | 2000 | 1341.78 | 76.96 | 84.96 | 8 | 0
2035 | ENT_2_SOCO | ENT | SOCO | Internal | Winter | B17 | 100 | 2000 | 0 | 59.42 | 61.21 | 8 | 0
2035 | ENT_2_SOCO | ENT | SOCO | Internal | Winter | B18 | 400 | 2000 | 0 | 59.02 | 59.07 | 8 | 0
2035 | ENT_2_SOCO | ENT | SOCO | Internal | Winter | B19 | 700 | 2000 | 0 | 58.26 | 59.07 | 8 | 0
2035 | ENT_2_SOCO | ENT | SOCO | Internal | Winter | B20 | 935 | 2000 | 0 | 56.07 | 58.25 | 8 | 0
2035 | ENT_2_TVA_Transmission | ENT | TVA_Transmission | Internal | Shoulder | B11 | 25 | 2100 | 0 | 79.63 | 78.63 | 8 | 0
2035 | ENT_2_TVA_Transmission | ENT | TVA_Transmission | Internal | Shoulder | B12 | 200 | 2100 | 0 | 55.85 | 62.66 | 8 | 0
2035 | ENT_2_TVA_Transmission | ENT | TVA_Transmission | Internal | Shoulder | B13 | 600 | 2100 | 0 | 55.45 | 56.67 | 8 | 0
2035 | ENT_2_TVA_Transmission | ENT | TVA_Transmission | Internal | Shoulder | B14 | 900 | 2100 | 0 | 55.45 | 56.12 | 8 | 0
2035 | ENT_2_TVA_Transmission | ENT | TVA_Transmission | Internal | Shoulder | B15 | 1203 | 2100 | 0 | 53.61 | 53.49 | 8 | 0
2035 | ENT_2_TVA_Transmission | ENT | TVA_Transmission | Internal | Summer | B1 | 10 | 2100 | 0 | 89.32 | 96.22 | 8 | 0
2035 | ENT_2_TVA_Transmission | ENT | TVA_Transmission | Internal | Summer | B2 | 25 | 2100 | 0 | 88.01 | 93.37 | 8 | 0
2035 | ENT_2_TVA_Transmission | ENT | TVA_Transmission | Internal | Summer | B3 | 75 | 2100 | 0 | 84.69 | 87.8 | 8 | 0
2035 | ENT_2_TVA_Transmission | ENT | TVA_Transmission | Internal | Summer | B4 | 100 | 2100 | 0 | 82.9 | 86.78 | 8 | 0
2035 | ENT_2_TVA_Transmission | ENT | TVA_Transmission | Internal | Summer | B5 | 200 | 2100 | 0 | 82.9 | 81.95 | 8 | 0
2035 | ENT_2_TVA_Transmission | ENT | TVA_Transmission | Internal | Summer | B6 | 300 | 2100 | 0 | 69.12 | 68.19 | 8 | 0
2035 | ENT_2_TVA_Transmission | ENT | TVA_Transmission | Internal | Summer | B7 | 400 | 2100 | 0 | 56.27 | 56.11 | 8 | 0
2035 | ENT_2_TVA_Transmission | ENT | TVA_Transmission | Internal | Summer | B8 | 500 | 2100 | 0 | 54.06 | 54.09 | 8 | 0
2035 | ENT_2_TVA_Transmission | ENT | TVA_Transmission | Internal | Summer | B9 | 800 | 2100 | 0 | 53.67 | 50.54 | 8 | 0
2035 | ENT_2_TVA_Transmission | ENT | TVA_Transmission | Internal | Summer | B10 | 1262 | 2100 | 0 | 51.9 | 48.2 | 8 | 0
2035 | ENT_2_TVA_Transmission | ENT | TVA_Transmission | Internal | Winter | B16 | 25 | 2100 | 900 | 76.96 | 84.96 | 8 | 0
2035 | ENT_2_TVA_Transmission | ENT | TVA_Transmission | Internal | Winter | B17 | 100 | 2100 | 0 | 59.42 | 65.78 | 8 | 0
2035 | ENT_2_TVA_Transmission | ENT | TVA_Transmission | Internal | Winter | B18 | 400 | 2100 | 0 | 59.02 | 59.98 | 8 | 0
2035 | ENT_2_TVA_Transmission | ENT | TVA_Transmission | Internal | Winter | B19 | 700 | 2100 | 0 | 58.26 | 55.97 | 8 | 0
2035 | ENT_2_TVA_Transmission | ENT | TVA_Transmission | Internal | Winter | B20 | 935 | 2100 | 0 | 56.07 | 53.32 | 8 | 0
2035 | HQ_NEISO_2_NEISO | HQ_NEISO | NEISO | Internal | Shoulder | B11 | 25 | 99999 | 2920 | 46.3 | 46.31 | 0.01 | 0
2035 | HQ_NEISO_2_NEISO | HQ_NEISO | NEISO | Internal | Shoulder | B12 | 200 | 99999 | 2920 | 46.3 | 46.31 | 0.01 | 0
2035 | HQ_NEISO_2_NEISO | HQ_NEISO | NEISO | Internal | Shoulder | B13 | 600 | 99999 | 2920 | 46.3 | 46.31 | 0.01 | 0
2035 | HQ_NEISO_2_NEISO | HQ_NEISO | NEISO | Internal | Shoulder | B14 | 900 | 99999 | 2920 | 46.3 | 46.31 | 0.01 | 0
2035 | HQ_NEISO_2_NEISO | HQ_NEISO | NEISO | Internal | Shoulder | B15 | 1203 | 99999 | 1143.24 | 46.3 | 46.31 | 0.01 | 0
2035 | HQ_NEISO_2_NEISO | HQ_NEISO | NEISO | Internal | Summer | B1 | 10 | 99999 | 2920.1 | 99.61 | 99.62 | 0.01 | 0
2035 | HQ_NEISO_2_NEISO | HQ_NEISO | NEISO | Internal | Summer | B2 | 25 | 99999 | 2920 | 76.39 | 76.41 | 0.01 | 0
2035 | HQ_NEISO_2_NEISO | HQ_NEISO | NEISO | Internal | Summer | B3 | 75 | 99999 | 2920 | 68.37 | 68.39 | 0.01 | 0
2035 | HQ_NEISO_2_NEISO | HQ_NEISO | NEISO | Internal | Summer | B4 | 100 | 99999 | 2920 | 59.39 | 59.4 | 0.01 | 0
2035 | HQ_NEISO_2_NEISO | HQ_NEISO | NEISO | Internal | Summer | B5 | 200 | 99999 | 2920 | 46.3 | 46.31 | 0.01 | 0
2035 | HQ_NEISO_2_NEISO | HQ_NEISO | NEISO | Internal | Summer | B6 | 300 | 99999 | 2920 | 42.76 | 42.77 | 0.01 | 0
2035 | HQ_NEISO_2_NEISO | HQ_NEISO | NEISO | Internal | Summer | B7 | 400 | 99999 | 2920 | 42.76 | 42.77 | 0.01 | 0
2035 | HQ_NEISO_2_NEISO | HQ_NEISO | NEISO | Internal | Summer | B8 | 500 | 99999 | 2920 | 42.76 | 42.77 | 0.01 | 0
2035 | HQ_NEISO_2_NEISO | HQ_NEISO | NEISO | Internal | Summer | B9 | 800 | 99999 | 2920 | 42.76 | 42.77 | 0.01 | 0
2035 | HQ_NEISO_2_NEISO | HQ_NEISO | NEISO | Internal | Summer | B10 | 1262 | 99999 | 795.94 | 42.76 | 42.77 | 0.01 | 0
2035 | HQ_NEISO_2_NEISO | HQ_NEISO | NEISO | Internal | Winter | B16 | 25 | 99999 | 2920 | 57.21 | 57.22 | 0.01 | 0
2035 | HQ_NEISO_2_NEISO | HQ_NEISO | NEISO | Internal | Winter | B17 | 100 | 99999 | 2920 | 57.21 | 57.22 | 0.01 | 0
2035 | HQ_NEISO_2_NEISO | HQ_NEISO | NEISO | Internal | Winter | B18 | 400 | 99999 | 2920 | 57.21 | 57.22 | 0.01 | 0
2035 | HQ_NEISO_2_NEISO | HQ_NEISO | NEISO | Internal | Winter | B19 | 700 | 99999 | 2920 | 57.21 | 57.22 | 0.01 | 0
2035 | HQ_NEISO_2_NEISO | HQ_NEISO | NEISO | Internal | Winter | B20 | 935 | 99999 | 1233.58 | 57.21 | 57.22 | 0.01 | 0
2035 | HQ_NY_2_NYISO_A-F | HQ_NY | NYISO_A-F | Internal | Shoulder | B11 | 25 | 99999 | 1000 | 59.05 | 59.06 | 0.01 | 0
2035 | HQ_NY_2_NYISO_A-F | HQ_NY | NYISO_A-F | Internal | Shoulder | B12 | 200 | 99999 | 1000 | 55.92 | 55.93 | 0.01 | 0
2035 | HQ_NY_2_NYISO_A-F | HQ_NY | NYISO_A-F | Internal | Shoulder | B13 | 600 | 99999 | 1000 | 49.88 | 49.89 | 0.01 | 0
2035 | HQ_NY_2_NYISO_A-F | HQ_NY | NYISO_A-F | Internal | Shoulder | B14 | 900 | 99999 | 1000 | 49.64 | 49.65 | 0.01 | 0
2035 | HQ_NY_2_NYISO_A-F | HQ_NY | NYISO_A-F | Internal | Shoulder | B15 | 1203 | 99999 | 188.69 | 49.31 | 49.32 | 0.01 | 0
2035 | HQ_NY_2_NYISO_A-F | HQ_NY | NYISO_A-F | Internal | Summer | B1 | 10 | 99999 | 1000.1 | 96.61 | 96.62 | 0.01 | 0
2035 | HQ_NY_2_NYISO_A-F | HQ_NY | NYISO_A-F | Internal | Summer | B2 | 25 | 99999 | 1000 | 79.37 | 79.38 | 0.01 | 0
2035 | HQ_NY_2_NYISO_A-F | HQ_NY | NYISO_A-F | Internal | Summer | B3 | 75 | 99999 | 1000 | 71.37 | 71.39 | 0.01 | 0
2035 | HQ_NY_2_NYISO_A-F | HQ_NY | NYISO_A-F | Internal | Summer | B4 | 100 | 99999 | 1000 | 64.79 | 64.8 | 0.01 | 0
2035 | HQ_NY_2_NYISO_A-F | HQ_NY | NYISO_A-F | Internal | Summer | B5 | 200 | 99999 | 1000 | 63.8 | 63.81 | 0.01 | 0
2035 | HQ_NY_2_NYISO_A-F | HQ_NY | NYISO_A-F | Internal | Summer | B6 | 300 | 99999 | 1000 | 54.25 | 54.26 | 0.01 | 0
2035 | HQ_NY_2_NYISO_A-F | HQ_NY | NYISO_A-F | Internal | Summer | B7 | 400 | 99999 | 1000 | 52.31 | 52.32 | 0.01 | 0
2035 | HQ_NY_2_NYISO_A-F | HQ_NY | NYISO_A-F | Internal | Summer | B8 | 500 | 99999 | 1000 | 48.34 | 48.35 | 0.01 | 0
2035 | HQ_NY_2_NYISO_A-F | HQ_NY | NYISO_A-F | Internal | Summer | B9 | 800 | 99999 | 1000 | 46.07 | 46.08 | 0.01 | 0
2035 | HQ_NY_2_NYISO_A-F | HQ_NY | NYISO_A-F | Internal | Summer | B10 | 1262 | 99999 | 30.11 | 46.07 | 46.08 | 0.01 | 0
2035 | HQ_NY_2_NYISO_A-F | HQ_NY | NYISO_A-F | Internal | Winter | B16 | 25 | 99999 | 1000 | 71.83 | 71.85 | 0.01 | 0
2035 | HQ_NY_2_NYISO_A-F | HQ_NY | NYISO_A-F | Internal | Winter | B17 | 100 | 99999 | 1000 | 57.95 | 57.96 | 0.01 | 0
2035 | HQ_NY_2_NYISO_A-F | HQ_NY | NYISO_A-F | Internal | Winter | B18 | 400 | 99999 | 1000 | 57.87 | 57.89 | 0.01 | 0
2035 | HQ_NY_2_NYISO_A-F | HQ_NY | NYISO_A-F | Internal | Winter | B19 | 700 | 99999 | 1000 | 57.46 | 57.47 | 0.01 | 0
2035 | HQ_NY_2_NYISO_A-F | HQ_NY | NYISO_A-F | Internal | Winter | B20 | 935 | 99999 | 229.95 | 57.03 | 57.04 | 0.01 | 0
2035 | HQ_IESO_2_IESO | HQ_IESO | IESO | Internal | Shoulder | B11 | 25 | 99999 | 400 | 48.5 | 48.51 | 0.01 | 0
2035 | HQ_IESO_2_IESO | HQ_IESO | IESO | Internal | Shoulder | B12 | 200 | 99999 | 400 | 48.92 | 48.93 | 0.01 | 0
2035 | HQ_IESO_2_IESO | HQ_IESO | IESO | Internal | Shoulder | B13 | 600 | 99999 | 400 | 46.71 | 46.72 | 0.01 | 0
2035 | HQ_IESO_2_IESO | HQ_IESO | IESO | Internal | Shoulder | B14 | 900 | 99999 | 400 | 46.71 | 46.72 | 0.01 | 0
2035 | HQ_IESO_2_IESO | HQ_IESO | IESO | Internal | Shoulder | B15 | 1203 | 99999 | 75.48 | 46.71 | 46.72 | 0.01 | 0
2035 | HQ_IESO_2_IESO | HQ_IESO | IESO | Internal | Summer | B1 | 10 | 99999 | 400 | 89.61 | 89.62 | 0.01 | 0
2035 | HQ_IESO_2_IESO | HQ_IESO | IESO | Internal | Summer | B2 | 25 | 99999 | 400 | 78.37 | 78.38 | 0.01 | 0
2035 | HQ_IESO_2_IESO | HQ_IESO | IESO | Internal | Summer | B3 | 75 | 99999 | 400 | 76.2 | 76.22 | 0.01 | 0
2035 | HQ_IESO_2_IESO | HQ_IESO | IESO | Internal | Summer | B4 | 100 | 99999 | 400 | 71.79 | 71.8 | 0.01 | 0
2035 | HQ_IESO_2_IESO | HQ_IESO | IESO | Internal | Summer | B5 | 200 | 99999 | 400 | 57.35 | 57.37 | 0.01 | 0
2035 | HQ_IESO_2_IESO | HQ_IESO | IESO | Internal | Summer | B6 | 300 | 99999 | 400 | 47.67 | 47.68 | 0.01 | 0
2035 | HQ_IESO_2_IESO | HQ_IESO | IESO | Internal | Summer | B7 | 400 | 99999 | 400 | 45.31 | 45.32 | 0.01 | 0
2035 | HQ_IESO_2_IESO | HQ_IESO | IESO | Internal | Summer | B8 | 500 | 99999 | 400 | 43.9 | 43.92 | 0.01 | 0
2035 | HQ_IESO_2_IESO | HQ_IESO | IESO | Internal | Summer | B9 | 800 | 99999 | 400 | 43.9 | 43.92 | 0.01 | 0
2035 | HQ_IESO_2_IESO | HQ_IESO | IESO | Internal | Summer | B10 | 1262 | 99999 | 12.04 | 43.9 | 43.92 | 0.01 | 0
2035 | HQ_IESO_2_IESO | HQ_IESO | IESO | Internal | Winter | B16 | 25 | 99999 | 400 | 64.83 | 64.85 | 0.01 | 0
2035 | HQ_IESO_2_IESO | HQ_IESO | IESO | Internal | Winter | B17 | 100 | 99999 | 400 | 50.95 | 50.96 | 0.01 | 0
2035 | HQ_IESO_2_IESO | HQ_IESO | IESO | Internal | Winter | B18 | 400 | 99999 | 400 | 50.87 | 50.89 | 0.01 | 0
2035 | HQ_IESO_2_IESO | HQ_IESO | IESO | Internal | Winter | B19 | 700 | 99999 | 400 | 50.87 | 50.89 | 0.01 | 0
2035 | HQ_IESO_2_IESO | HQ_IESO | IESO | Internal | Winter | B20 | 935 | 99999 | 91.98 | 50.87 | 50.89 | 0.01 | 0
2035 | IESO_2_MAPP_CA | IESO | MAPP_CA | Internal | Shoulder | B11 | 25 | 262 | 262 | 48.51 | 58.35 | 7 | 2.84
2035 | IESO_2_MAPP_CA | IESO | MAPP_CA | Internal | Shoulder | B12 | 200 | 262 | 262 | 48.93 | 61.49 | 7 | 5.56
2035 | IESO_2_MAPP_CA | IESO | MAPP_CA | Internal | Shoulder | B13 | 600 | 262 | 262 | 46.72 | 53.95 | 7 | 0.23
2035 | IESO_2_MAPP_CA | IESO | MAPP_CA | Internal | Shoulder | B14 | 900 | 262 | 0 | 46.72 | 53.7 | 7 | 0
2035 | IESO_2_MAPP_CA | IESO | MAPP_CA | Internal | Shoulder | B15 | 1203 | 262 | 0 | 46.72 | 53.7 | 7 | 0
2035 | IESO_2_MAPP_CA | IESO | MAPP_CA | Internal | Summer | B1 | 10 | 262 | 0 | 89.62 | 81.62 | 7 | 0
2035 | IESO_2_MAPP_CA | IESO | MAPP_CA | Internal | Summer | B2 | 25 | 262 | 0 | 78.38 | 85.37 | 7 | 0
2035 | IESO_2_MAPP_CA | IESO | MAPP_CA | Internal | Summer | B3 | 75 | 262 | 78.7 | 76.22 | 83.22 | 7 | 0
2035 | IESO_2_MAPP_CA | IESO | MAPP_CA | Internal | Summer | B4 | 100 | 262 | 0 | 71.8 | 74.31 | 7 | 0
2035 | IESO_2_MAPP_CA | IESO | MAPP_CA | Internal | Summer | B5 | 200 | 262 | 262 | 57.37 | 66.04 | 7 | 1.68
2035 | IESO_2_MAPP_CA | IESO | MAPP_CA | Internal | Summer | B6 | 300 | 262 | 262 | 47.68 | 56.01 | 7 | 1.33
2035 | IESO_2_MAPP_CA | IESO | MAPP_CA | Internal | Summer | B7 | 400 | 262 | 0 | 45.32 | 52.29 | 7 | 0
2035 | IESO_2_MAPP_CA | IESO | MAPP_CA | Internal | Summer | B8 | 500 | 262 | 0 | 43.92 | 49.36 | 7 | 0
2035 | IESO_2_MAPP_CA | IESO | MAPP_CA | Internal | Summer | B9 | 800 | 262 | 0 | 43.92 | 48.6 | 7 | 0
2035 | IESO_2_MAPP_CA | IESO | MAPP_CA | Internal | Summer | B10 | 1262 | 262 | 0 | 43.92 | 48.6 | 7 | 0
2035 | IESO_2_MAPP_CA | IESO | MAPP_CA | Internal | Winter | B16 | 25 | 262 | 262 | 64.85 | 77.81 | 7 | 5.96
2035 | IESO_2_MAPP_CA | IESO | MAPP_CA | Internal | Winter | B17 | 100 | 262 | 262 | 50.96 | 63.91 | 7 | 5.95
2035 | IESO_2_MAPP_CA | IESO | MAPP_CA | Internal | Winter | B18 | 400 | 262 | 0 | 50.89 | 57.62 | 7 | 0
2035 | IESO_2_MAPP_CA | IESO | MAPP_CA | Internal | Winter | B19 | 700 | 262 | 0 | 50.89 | 57.58 | 7 | 0
2035 | IESO_2_MAPP_CA | IESO | MAPP_CA | Internal | Winter | B20 | 935 | 262 | 0 | 50.89 | 57.58 | 7 | 0
2035 | IESO_2_MISO_MI | IESO | MISO_MI | Internal | Shoulder | B11 | 25 | 1840 | 1840 | 48.51 | 77.14 | 7 | 21.63
2035 | IESO_2_MISO_MI | IESO | MISO_MI | Internal | Shoulder | B12 | 200 | 1840 | 1840 | 48.93 | 62.17 | 7 | 6.24
2035 | IESO_2_MISO_MI | IESO | MISO_MI | Internal | Shoulder | B13 | 600 | 1840 | 1840 | 46.72 | 53.95 | 7 | 0.23
2035 | IESO_2_MISO_MI | IESO | MISO_MI | Internal | Shoulder | B14 | 900 | 1840 | 369.82 | 46.72 | 53.72 | 7 | 0
2035 | IESO_2_MISO_MI | IESO | MISO_MI | Internal | Shoulder | B15 | 1203 | 1840 | 0 | 46.72 | 46.64 | 7 | 0
2035 | IESO_2_MISO_MI | IESO | MISO_MI | Internal | Summer | B1 | 10 | 1840 | 0 | 89.62 | 90.63 | 7 | 0
2035 | IESO_2_MISO_MI | IESO | MISO_MI | Internal | Summer | B2 | 25 | 1840 | 317.5 | 78.38 | 85.38 | 7 | 0
2035 | IESO_2_MISO_MI | IESO | MISO_MI | Internal | Summer | B3 | 75 | 1840 | 433.43 | 76.22 | 83.22 | 7 | 0
2035 | IESO_2_MISO_MI | IESO | MISO_MI | Internal | Summer | B4 | 100 | 1840 | 1840 | 71.8 | 80.45 | 7 | 1.66
2035 | IESO_2_MISO_MI | IESO | MISO_MI | Internal | Summer | B5 | 200 | 1840 | 1840 | 57.37 | 77.98 | 7 | 13.61
2035 | IESO_2_MISO_MI | IESO | MISO_MI | Internal | Summer | B6 | 300 | 1840 | 1840 | 47.68 | 62.92 | 7 | 8.24
2035 | IESO_2_MISO_MI | IESO | MISO_MI | Internal | Summer | B7 | 400 | 1840 | 758.27 | 45.32 | 52.32 | 7 | 0
2035 | IESO_2_MISO_MI | IESO | MISO_MI | Internal | Summer | B8 | 500 | 1840 | 0 | 43.92 | 49.36 | 7 | 0
2035 | IESO_2_MISO_MI | IESO | MISO_MI | Internal | Summer | B9 | 800 | 1840 | 0 | 43.92 | 45.67 | 7 | 0
2035 | IESO_2_MISO_MI | IESO | MISO_MI | Internal | Summer | B10 | 1262 | 1840 | 0 | 43.92 | 45.17 | 7 | 0
2035 | IESO_2_MISO_MI | IESO | MISO_MI | Internal | Winter | B16 | 25 | 1840 | 1840 | 64.85 | 77.83 | 7 | 5.99
2035 | IESO_2_MISO_MI | IESO | MISO_MI | Internal | Winter | B17 | 100 | 1840 | 1840 | 50.96 | 63.96 | 7 | 6
2035 | IESO_2_MISO_MI | IESO | MISO_MI | Internal | Winter | B18 | 400 | 1840 | 0 | 50.89 | 57.63 | 7 | 0
2035 | IESO_2_MISO_MI | IESO | MISO_MI | Internal | Winter | B19 | 700 | 1840 | 0 | 50.89 | 53.58 | 7 | 0
2035 | IESO_2_MISO_MI | IESO | MISO_MI | Internal | Winter | B20 | 935 | 1840 | 0 | 50.89 | 48.09 | 7 | 0
2035 | IESO_2_MISO_W | IESO | MISO_W | Internal | Shoulder | B11 | 25 | 140 | 140 | 48.51 | 78.16 | 7 | 22.65
2035 | IESO_2_MISO_W | IESO | MISO_W | Internal | Shoulder | B12 | 200 | 140 | 140 | 48.93 | 62.13 | 7 | 6.2
2035 | IESO_2_MISO_W | IESO | MISO_W | Internal | Shoulder | B13 | 600 | 140 | 140 | 46.72 | 53.96 | 7 | 0.24
2035 | IESO_2_MISO_W | IESO | MISO_W | Internal | Shoulder | B14 | 900 | 140 | 0 | 46.72 | 53.71 | 7 | 0
2035 | IESO_2_MISO_W | IESO | MISO_W | Internal | Shoulder | B15 | 1203 | 140 | 0 | 46.72 | 47.79 | 7 | 0
2035 | IESO_2_MISO_W | IESO | MISO_W | Internal | Summer | B1 | 10 | 140 | 0 | 89.62 | 90.62 | 7 | 0
2035 | IESO_2_MISO_W | IESO | MISO_W | Internal | Summer | B2 | 25 | 140 | 70.87 | 78.38 | 85.38 | 7 | 0
2035 | IESO_2_MISO_W | IESO | MISO_W | Internal | Summer | B3 | 75 | 140 | 140 | 76.22 | 84.55 | 7 | 1.34
2035 | IESO_2_MISO_W | IESO | MISO_W | Internal | Summer | B4 | 100 | 140 | 140 | 71.8 | 83.67 | 7 | 4.88
2035 | IESO_2_MISO_W | IESO | MISO_W | Internal | Summer | B5 | 200 | 140 | 140 | 57.37 | 83.67 | 7 | 19.31
2035 | IESO_2_MISO_W | IESO | MISO_W | Internal | Summer | B6 | 300 | 140 | 140 | 47.68 | 64.25 | 7 | 9.57
2035 | IESO_2_MISO_W | IESO | MISO_W | Internal | Summer | B7 | 400 | 140 | 0 | 45.32 | 52.31 | 7 | 0
2035 | IESO_2_MISO_W | IESO | MISO_W | Internal | Summer | B8 | 500 | 140 | 0 | 43.92 | 49.37 | 7 | 0
2035 | IESO_2_MISO_W | IESO | MISO_W | Internal | Summer | B9 | 800 | 140 | 0 | 43.92 | 48.62 | 7 | 0
2035 | IESO_2_MISO_W | IESO | MISO_W | Internal | Summer | B10 | 1262 | 140 | 0 | 43.92 | 44.05 | 7 | 0
2035 | IESO_2_MISO_W | IESO | MISO_W | Internal | Winter | B16 | 25 | 140 | 140 | 64.85 | 77.82 | 7 | 5.98
2035 | IESO_2_MISO_W | IESO | MISO_W | Internal | Winter | B17 | 100 | 140 | 140 | 50.96 | 63.93 | 7 | 5.96
2035 | IESO_2_MISO_W | IESO | MISO_W | Internal | Winter | B18 | 400 | 140 | 0 | 50.89 | 57.63 | 7 | 0
2035 | IESO_2_MISO_W | IESO | MISO_W | Internal | Winter | B19 | 700 | 140 | 0 | 50.89 | 57.56 | 7 | 0
2035 | IESO_2_MISO_W | IESO | MISO_W | Internal | Winter | B20 | 935 | 140 | 0 | 50.89 | 48.08 | 7 | 0
2035 | IESO_2_NYISO_A-F | IESO | NYISO_A-F | Internal | Shoulder | B11 | 25 | 1725 | 1725 | 48.51 | 59.06 | 7 | 3.55
2035 | IESO_2_NYISO_A-F | IESO | NYISO_A-F | Internal | Shoulder | B12 | 200 | 1725 | 1499.96 | 48.93 | 55.93 | 7 | 0
2035 | IESO_2_NYISO_A-F | IESO | NYISO_A-F | Internal | Shoulder | B13 | 600 | 1725 | 0 | 46.72 | 49.89 | 7 | 0
2035 | IESO_2_NYISO_A-F | IESO | NYISO_A-F | Internal | Shoulder | B14 | 900 | 1725 | 0 | 46.72 | 49.65 | 7 | 0
2035 | IESO_2_NYISO_A-F | IESO | NYISO_A-F | Internal | Shoulder | B15 | 1203 | 1725 | 0 | 46.72 | 49.32 | 7 | 0
2035 | IESO_2_NYISO_A-F | IESO | NYISO_A-F | Internal | Summer | B1 | 10 | 1725 | 9.46 | 89.62 | 96.62 | 7 | 0
2035 | IESO_2_NYISO_A-F | IESO | NYISO_A-F | Internal | Summer | B2 | 25 | 1725 | 0 | 78.38 | 79.38 | 7 | 0
2035 | IESO_2_NYISO_A-F | IESO | NYISO_A-F | Internal | Summer | B3 | 75 | 1725 | 0 | 76.22 | 71.39 | 7 | 0
2035 | IESO_2_NYISO_A-F | IESO | NYISO_A-F | Internal | Summer | B4 | 100 | 1725 | 0 | 71.8 | 64.8 | 7 | 0
2035 | IESO_2_NYISO_A-F | IESO | NYISO_A-F | Internal | Summer | B5 | 200 | 1725 | 0 | 57.37 | 63.81 | 7 | 0
2035 | IESO_2_NYISO_A-F | IESO | NYISO_A-F | Internal | Summer | B6 | 300 | 1725 | 0 | 47.68 | 54.26 | 7 | 0
2035 | IESO_2_NYISO_A-F | IESO | NYISO_A-F | Internal | Summer | B7 | 400 | 1725 | 187.3 | 45.32 | 52.32 | 7 | 0
2035 | IESO_2_NYISO_A-F | IESO | NYISO_A-F | Internal | Summer | B8 | 500 | 1725 | 0 | 43.92 | 48.35 | 7 | 0
2035 | IESO_2_NYISO_A-F | IESO | NYISO_A-F | Internal | Summer | B9 | 800 | 1725 | 0 | 43.92 | 46.08 | 7 | 0
2035 | IESO_2_NYISO_A-F | IESO | NYISO_A-F | Internal | Summer | B10 | 1262 | 1725 | 0 | 43.92 | 46.08 | 7 | 0
2035 | IESO_2_NYISO_A-F | IESO | NYISO_A-F | Internal | Winter | B16 | 25 | 1725 | 335.46 | 64.85 | 71.85 | 7 | 0
2035 | IESO_2_NYISO_A-F | IESO | NYISO_A-F | Internal | Winter | B17 | 100 | 1725 | 909.9 | 50.96 | 57.96 | 7 | 0
2035 | IESO_2_NYISO_A-F | IESO | NYISO_A-F | Internal | Winter | B18 | 400 | 1725 | 274.25 | 50.89 | 57.89 | 7 | 0
2035 | IESO_2_NYISO_A-F | IESO | NYISO_A-F | Internal | Winter | B19 | 700 | 1725 | 0 | 50.89 | 57.47 | 7 | 0
2035 | IESO_2_NYISO_A-F | IESO | NYISO_A-F | Internal | Winter | B20 | 935 | 1725 | 0 | 50.89 | 57.04 | 7 | 0
2035 | MAPP_CA_2_IESO | MAPP_CA | IESO | Internal | Shoulder | B11 | 25 | 330 | 0 | 58.35 | 48.51 | 8 | 0
2035 | MAPP_CA_2_IESO | MAPP_CA | IESO | Internal | Shoulder | B12 | 200 | 330 | 0 | 61.49 | 48.93 | 8 | 0
2035 | MAPP_CA_2_IESO | MAPP_CA | IESO | Internal | Shoulder | B13 | 600 | 330 | 0 | 53.95 | 46.72 | 8 | 0
2035 | MAPP_CA_2_IESO | MAPP_CA | IESO | Internal | Shoulder | B14 | 900 | 330 | 0 | 53.7 | 46.72 | 8 | 0
2035 | MAPP_CA_2_IESO | MAPP_CA | IESO | Internal | Shoulder | B15 | 1203 | 330 | 0 | 53.7 | 46.72 | 8 | 0
2035 | MAPP_CA_2_IESO | MAPP_CA | IESO | Internal | Summer | B1 | 10 | 330 | 95.19 | 81.62 | 89.62 | 8 | 0
2035 | MAPP_CA_2_IESO | MAPP_CA | IESO | Internal | Summer | B2 | 25 | 330 | 0 | 85.37 | 78.38 | 8 | 0
2035 | MAPP_CA_2_IESO | MAPP_CA | IESO | Internal | Summer | B3 | 75 | 330 | 0 | 83.22 | 76.22 | 8 | 0
2035 | MAPP_CA_2_IESO | MAPP_CA | IESO | Internal | Summer | B4 | 100 | 330 | 0 | 74.31 | 71.8 | 8 | 0
2035 | MAPP_CA_2_IESO | MAPP_CA | IESO | Internal | Summer | B5 | 200 | 330 | 0 | 66.04 | 57.37 | 8 | 0
2035 | MAPP_CA_2_IESO | MAPP_CA | IESO | Internal | Summer | B6 | 300 | 330 | 0 | 56.01 | 47.68 | 8 | 0
2035 | MAPP_CA_2_IESO | MAPP_CA | IESO | Internal | Summer | B7 | 400 | 330 | 0 | 52.29 | 45.32 | 8 | 0
2035 | MAPP_CA_2_IESO | MAPP_CA | IESO | Internal | Summer | B8 | 500 | 330 | 0 | 49.36 | 43.92 | 8 | 0
2035 | MAPP_CA_2_IESO | MAPP_CA | IESO | Internal | Summer | B9 | 800 | 330 | 0 | 48.6 | 43.92 | 8 | 0
2035 | MAPP_CA_2_IESO | MAPP_CA | IESO | Internal | Summer | B10 | 1262 | 330 | 0 | 48.6 | 43.92 | 8 | 0
2035 | MAPP_CA_2_IESO | MAPP_CA | IESO | Internal | Winter | B16 | 25 | 330 | 0 | 77.81 | 64.85 | 8 | 0
2035 | MAPP_CA_2_IESO | MAPP_CA | IESO | Internal | Winter | B17 | 100 | 330 | 0 | 63.91 | 50.96 | 8 | 0
2035 | MAPP_CA_2_IESO | MAPP_CA | IESO | Internal | Winter | B18 | 400 | 330 | 0 | 57.62 | 50.89 | 8 | 0
2035 | MAPP_CA_2_IESO | MAPP_CA | IESO | Internal | Winter | B19 | 700 | 330 | 0 | 57.58 | 50.89 | 8 | 0
2035 | MAPP_CA_2_IESO | MAPP_CA | IESO | Internal | Winter | B20 | 935 | 330 | 0 | 57.58 | 50.89 | 8 | 0
2035 | MAPP_CA_2_MAPP_US | MAPP_CA | MAPP_US | Internal | Shoulder | B11 | 25 | 372 | 372 | 58.35 | 78.15 | 7 | 12.8
2035 | MAPP_CA_2_MAPP_US | MAPP_CA | MAPP_US | Internal | Shoulder | B12 | 200 | 372 | 0 | 61.49 | 55.13 | 7 | 0
2035 | MAPP_CA_2_MAPP_US | MAPP_CA | MAPP_US | Internal | Shoulder | B13 | 600 | 372 | 0 | 53.95 | 48.29 | 7 | 0
2035 | MAPP_CA_2_MAPP_US | MAPP_CA | MAPP_US | Internal | Shoulder | B14 | 900 | 372 | 0 | 53.7 | 48.29 | 7 | 0
2035 | MAPP_CA_2_MAPP_US | MAPP_CA | MAPP_US | Internal | Shoulder | B15 | 1203 | 372 | 0 | 53.7 | 46.7 | 7 | 0
2035 | MAPP_CA_2_MAPP_US | MAPP_CA | MAPP_US | Internal | Summer | B1 | 10 | 372 | 0 | 81.62 | 83.62 | 7 | 0
2035 | MAPP_CA_2_MAPP_US | MAPP_CA | MAPP_US | Internal | Summer | B2 | 25 | 372 | 0 | 85.37 | 83.62 | 7 | 0
2035 | MAPP_CA_2_MAPP_US | MAPP_CA | MAPP_US | Internal | Summer | B3 | 75 | 372 | 0 | 83.22 | 81.31 | 7 | 0
2035 | MAPP_CA_2_MAPP_US | MAPP_CA | MAPP_US | Internal | Summer | B4 | 100 | 372 | 27.11 | 74.31 | 81.31 | 7 | 0
2035 | MAPP_CA_2_MAPP_US | MAPP_CA | MAPP_US | Internal | Summer | B5 | 200 | 372 | 372 | 66.04 | 78.99 | 7 | 5.95
2035 | MAPP_CA_2_MAPP_US | MAPP_CA | MAPP_US | Internal | Summer | B6 | 300 | 372 | 372 | 56.01 | 63.93 | 7 | 0.92
2035 | MAPP_CA_2_MAPP_US | MAPP_CA | MAPP_US | Internal | Summer | B7 | 400 | 372 | 0 | 52.29 | 49.06 | 7 | 0
2035 | MAPP_CA_2_MAPP_US | MAPP_CA | MAPP_US | Internal | Summer | B8 | 500 | 372 | 0 | 49.36 | 44.73 | 7 | 0
2035 | MAPP_CA_2_MAPP_US | MAPP_CA | MAPP_US | Internal | Summer | B9 | 800 | 372 | 0 | 48.6 | 44.59 | 7 | 0
2035 | MAPP_CA_2_MAPP_US | MAPP_CA | MAPP_US | Internal | Summer | B10 | 1262 | 372 | 0 | 48.6 | 37.85 | 7 | 0
2035 | MAPP_CA_2_MAPP_US | MAPP_CA | MAPP_US | Internal | Winter | B16 | 25 | 372 | 0 | 77.81 | 70.82 | 7 | 0
2035 | MAPP_CA_2_MAPP_US | MAPP_CA | MAPP_US | Internal | Winter | B17 | 100 | 372 | 0 | 63.91 | 56.93 | 7 | 0
2035 | MAPP_CA_2_MAPP_US | MAPP_CA | MAPP_US | Internal | Winter | B18 | 400 | 372 | 0 | 57.62 | 50.92 | 7 | 0
2035 | MAPP_CA_2_MAPP_US | MAPP_CA | MAPP_US | Internal | Winter | B19 | 700 | 372 | 0 | 57.58 | 50.92 | 7 | 0
2035 | MAPP_CA_2_MAPP_US | MAPP_CA | MAPP_US | Internal | Winter | B20 | 935 | 372 | 0 | 57.58 | 43.83 | 7 | 0
2035 | MAPP_CA_2_MISO_W | MAPP_CA | MISO_W | Internal | Shoulder | B11 | 25 | 1970 | 1970 | 58.35 | 78.16 | 0.01 | 19.8
2035 | MAPP_CA_2_MISO_W | MAPP_CA | MISO_W | Internal | Shoulder | B12 | 200 | 1970 | 1970 | 61.49 | 62.13 | 0.01 | 0.63
2035 | MAPP_CA_2_MISO_W | MAPP_CA | MISO_W | Internal | Shoulder | B13 | 600 | 1970 | 1710.23 | 53.95 | 53.96 | 0.01 | 0
2035 | MAPP_CA_2_MISO_W | MAPP_CA | MISO_W | Internal | Shoulder | B14 | 900 | 1970 | 933.73 | 53.7 | 53.71 | 0.01 | 0
2035 | MAPP_CA_2_MISO_W | MAPP_CA | MISO_W | Internal | Shoulder | B15 | 1203 | 1970 | 0 | 53.7 | 47.79 | 0.01 | 0
2035 | MAPP_CA_2_MISO_W | MAPP_CA | MISO_W | Internal | Summer | B1 | 10 | 1970 | 1970 | 81.62 | 90.62 | 0.01 | 8.98
2035 | MAPP_CA_2_MISO_W | MAPP_CA | MISO_W | Internal | Summer | B2 | 25 | 1970 | 1949.79 | 85.37 | 85.38 | 0.01 | 0
2035 | MAPP_CA_2_MISO_W | MAPP_CA | MISO_W | Internal | Summer | B3 | 75 | 1970 | 1970 | 83.22 | 84.55 | 0.01 | 1.32
2035 | MAPP_CA_2_MISO_W | MAPP_CA | MISO_W | Internal | Summer | B4 | 100 | 1970 | 1970 | 74.31 | 83.67 | 0.01 | 9.35
2035 | MAPP_CA_2_MISO_W | MAPP_CA | MISO_W | Internal | Summer | B5 | 200 | 1970 | 1970 | 66.04 | 83.67 | 0.01 | 17.62
2035 | MAPP_CA_2_MISO_W | MAPP_CA | MISO_W | Internal | Summer | B6 | 300 | 1970 | 1970 | 56.01 | 64.25 | 0.01 | 8.23
2035 | MAPP_CA_2_MISO_W | MAPP_CA | MISO_W | Internal | Summer | B7 | 400 | 1970 | 1966.38 | 52.29 | 52.31 | 0.01 | 0
2035 | MAPP_CA_2_MISO_W | MAPP_CA | MISO_W | Internal | Summer | B8 | 500 | 1970 | 1256.44 | 49.36 | 49.37 | 0.01 | 0
2035 | MAPP_CA_2_MISO_W | MAPP_CA | MISO_W | Internal | Summer | B9 | 800 | 1970 | 126.2 | 48.6 | 48.62 | 0.01 | 0
2035 | MAPP_CA_2_MISO_W | MAPP_CA | MISO_W | Internal | Summer | B10 | 1262 | 1970 | 0 | 48.6 | 44.05 | 0.01 | 0
2035 | MAPP_CA_2_MISO_W | MAPP_CA | MISO_W | Internal | Winter | B16 | 25 | 1970 | 1274.63 | 77.81 | 77.82 | 0.01 | 0
2035 | MAPP_CA_2_MISO_W | MAPP_CA | MISO_W | Internal | Winter | B17 | 100 | 1970 | 1139.1 | 63.91 | 63.93 | 0.01 | 0
2035 | MAPP_CA_2_MISO_W | MAPP_CA | MISO_W | Internal | Winter | B18 | 400 | 1970 | 472.47 | 57.62 | 57.63 | 0.01 | 0
2035 | MAPP_CA_2_MISO_W | MAPP_CA | MISO_W | Internal | Winter | B19 | 700 | 1970 | 0 | 57.58 | 57.56 | 0.01 | 0
2035 | MAPP_CA_2_MISO_W | MAPP_CA | MISO_W | Internal | Winter | B20 | 935 | 1970 | 0 | 57.58 | 48.08 | 0.01 | 0
2035 | MAPP_US_2_MAPP_CA | MAPP_US | MAPP_CA | Internal | Shoulder | B11 | 25 | 165 | 0 | 78.15 | 58.35 | 7 | 0
2035 | MAPP_US_2_MAPP_CA | MAPP_US | MAPP_CA | Internal | Shoulder | B12 | 200 | 165 | 0 | 55.13 | 61.49 | 7 | 0
2035 | MAPP_US_2_MAPP_CA | MAPP_US | MAPP_CA | Internal | Shoulder | B13 | 600 | 165 | 0 | 48.29 | 53.95 | 7 | 0
2035 | MAPP_US_2_MAPP_CA | MAPP_US | MAPP_CA | Internal | Shoulder | B14 | 900 | 165 | 0 | 48.29 | 53.7 | 7 | 0
2035 | MAPP_US_2_MAPP_CA | MAPP_US | MAPP_CA | Internal | Shoulder | B15 | 1203 | 165 | 5.78 | 46.7 | 53.7 | 7 | 0
2035 | MAPP_US_2_MAPP_CA | MAPP_US | MAPP_CA | Internal | Summer | B1 | 10 | 165 | 0 | 83.62 | 81.62 | 7 | 0
2035 | MAPP_US_2_MAPP_CA | MAPP_US | MAPP_CA | Internal | Summer | B2 | 25 | 165 | 0 | 83.62 | 85.37 | 7 | 0
2035 | MAPP_US_2_MAPP_CA | MAPP_US | MAPP_CA | Internal | Summer | B3 | 75 | 165 | 0 | 81.31 | 83.22 | 7 | 0
2035 | MAPP_US_2_MAPP_CA | MAPP_US | MAPP_CA | Internal | Summer | B4 | 100 | 165 | 0 | 81.31 | 74.31 | 7 | 0
2035 | MAPP_US_2_MAPP_CA | MAPP_US | MAPP_CA | Internal | Summer | B5 | 200 | 165 | 0 | 78.99 | 66.04 | 7 | 0
2035 | MAPP_US_2_MAPP_CA | MAPP_US | MAPP_CA | Internal | Summer | B6 | 300 | 165 | 0 | 63.93 | 56.01 | 7 | 0
2035 | MAPP_US_2_MAPP_CA | MAPP_US | MAPP_CA | Internal | Summer | B7 | 400 | 165 | 0 | 49.06 | 52.29 | 7 | 0
2035 | MAPP_US_2_MAPP_CA | MAPP_US | MAPP_CA | Internal | Summer | B8 | 500 | 165 | 0 | 44.73 | 49.36 | 7 | 0
2035 | MAPP_US_2_MAPP_CA | MAPP_US | MAPP_CA | Internal | Summer | B9 | 800 | 165 | 0 | 44.59 | 48.6 | 7 | 0
2035 | MAPP_US_2_MAPP_CA | MAPP_US | MAPP_CA | Internal | Summer | B10 | 1262 | 165 | 165 | 37.85 | 48.6 | 7 | 3.75
2035 | MAPP_US_2_MAPP_CA | MAPP_US | MAPP_CA | Internal | Winter | B16 | 25 | 165 | 0 | 70.82 | 77.81 | 7 | 0
2035 | MAPP_US_2_MAPP_CA | MAPP_US | MAPP_CA | Internal | Winter | B17 | 100 | 165 | 0 | 56.93 | 63.91 | 7 | 0
2035 | MAPP_US_2_MAPP_CA | MAPP_US | MAPP_CA | Internal | Winter | B18 | 400 | 165 | 0 | 50.92 | 57.62 | 7 | 0
2035 | MAPP_US_2_MAPP_CA | MAPP_US | MAPP_CA | Internal | Winter | B19 | 700 | 165 | 0 | 50.92 | 57.58 | 7 | 0
2035 | MAPP_US_2_MAPP_CA | MAPP_US | MAPP_CA | Internal | Winter | B20 | 935 | 165 | 165 | 43.83 | 57.58 | 7 | 6.75
2035 | MAPP_US_2_MISO_W | MAPP_US | MISO_W | Internal | Shoulder | B11 | 25 | 2635 | 0 | 78.15 | 78.16 | 7 | 0
2035 | MAPP_US_2_MISO_W | MAPP_US | MISO_W | Internal | Shoulder | B12 | 200 | 2635 | 830.42 | 55.13 | 62.13 | 7 | 0
2035 | MAPP_US_2_MISO_W | MAPP_US | MISO_W | Internal | Shoulder | B13 | 600 | 2635 | 0 | 48.29 | 53.96 | 7 | 0
2035 | MAPP_US_2_MISO_W | MAPP_US | MISO_W | Internal | Shoulder | B14 | 900 | 2635 | 0 | 48.29 | 53.71 | 7 | 0
2035 | MAPP_US_2_MISO_W | MAPP_US | MISO_W | Internal | Shoulder | B15 | 1203 | 2635 | 0 | 46.7 | 47.79 | 7 | 0
2035 | MAPP_US_2_MISO_W | MAPP_US | MISO_W | Internal | Summer | B1 | 10 | 2635 | 7.02 | 83.62 | 90.62 | 7 | 0
2035 | MAPP_US_2_MISO_W | MAPP_US | MISO_W | Internal | Summer | B2 | 25 | 2635 | 0 | 83.62 | 85.38 | 7 | 0
2035 | MAPP_US_2_MISO_W | MAPP_US | MISO_W | Internal | Summer | B3 | 75 | 2635 | 0 | 81.31 | 84.55 | 7 | 0
2035 | MAPP_US_2_MISO_W | MAPP_US | MISO_W | Internal | Summer | B4 | 100 | 2635 | 0 | 81.31 | 83.67 | 7 | 0
2035 | MAPP_US_2_MISO_W | MAPP_US | MISO_W | Internal | Summer | B5 | 200 | 2635 | 0 | 78.99 | 83.67 | 7 | 0
2035 | MAPP_US_2_MISO_W | MAPP_US | MISO_W | Internal | Summer | B6 | 300 | 2635 | 0 | 63.93 | 64.25 | 7 | 0
2035 | MAPP_US_2_MISO_W | MAPP_US | MISO_W | Internal | Summer | B7 | 400 | 2635 | 0 | 49.06 | 52.31 | 7 | 0
2035 | MAPP_US_2_MISO_W | MAPP_US | MISO_W | Internal | Summer | B8 | 500 | 2635 | 0 | 44.73 | 49.37 | 7 | 0
2035 | MAPP_US_2_MISO_W | MAPP_US | MISO_W | Internal | Summer | B9 | 800 | 2635 | 0 | 44.59 | 48.62 | 7 | 0
2035 | MAPP_US_2_MISO_W | MAPP_US | MISO_W | Internal | Summer | B10 | 1262 | 2635 | 0 | 37.85 | 44.05 | 7 | 0
2035 | MAPP_US_2_MISO_W | MAPP_US | MISO_W | Internal | Winter | B16 | 25 | 2635 | 720.19 | 70.82 | 77.82 | 7 | 0
2035 | MAPP_US_2_MISO_W | MAPP_US | MISO_W | Internal | Winter | B17 | 100 | 2635 | 887.22 | 56.93 | 63.93 | 7 | 0
2035 | MAPP_US_2_MISO_W | MAPP_US | MISO_W | Internal | Winter | B18 | 400 | 2635 | 0 | 50.92 | 57.63 | 7 | 0
2035 | MAPP_US_2_MISO_W | MAPP_US | MISO_W | Internal | Winter | B19 | 700 | 2635 | 0 | 50.92 | 57.56 | 7 | 0
2035 | MAPP_US_2_MISO_W | MAPP_US | MISO_W | Internal | Winter | B20 | 935 | 2635 | 0 | 43.83 | 48.08 | 7 | 0
2035 | MAPP_US_2_NE | MAPP_US | NE | Internal | Shoulder | B11 | 25 | 2000 | 1944.21 | 78.15 | 85.15 | 7 | 0
2035 | MAPP_US_2_NE | MAPP_US | NE | Internal | Shoulder | B12 | 200 | 2000 | 265.76 | 55.13 | 62.13 | 7 | 0
2035 | MAPP_US_2_NE | MAPP_US | NE | Internal | Shoulder | B13 | 600 | 2000 | 353.57 | 48.29 | 55.29 | 7 | 0
2035 | MAPP_US_2_NE | MAPP_US | NE | Internal | Shoulder | B14 | 900 | 2000 | 0 | 48.29 | 53.51 | 7 | 0
2035 | MAPP_US_2_NE | MAPP_US | NE | Internal | Shoulder | B15 | 1203 | 2000 | 0 | 46.7 | 49.7 | 7 | 0
2035 | MAPP_US_2_NE | MAPP_US | NE | Internal | Summer | B1 | 10 | 2000 | 1324.2 | 83.62 | 90.62 | 7 | 0
2035 | MAPP_US_2_NE | MAPP_US | NE | Internal | Summer | B2 | 25 | 2000 | 1221.34 | 83.62 | 90.62 | 7 | 0
2035 | MAPP_US_2_NE | MAPP_US | NE | Internal | Summer | B3 | 75 | 2000 | 871.7 | 81.31 | 88.31 | 7 | 0
2035 | MAPP_US_2_NE | MAPP_US | NE | Internal | Summer | B4 | 100 | 2000 | 1202.01 | 81.31 | 88.31 | 7 | 0
2035 | MAPP_US_2_NE | MAPP_US | NE | Internal | Summer | B5 | 200 | 2000 | 1691.3 | 78.99 | 85.99 | 7 | 0
2035 | MAPP_US_2_NE | MAPP_US | NE | Internal | Summer | B6 | 300 | 2000 | 1399.3 | 63.93 | 70.93 | 7 | 0
2035 | MAPP_US_2_NE | MAPP_US | NE | Internal | Summer | B7 | 400 | 2000 | 1172.71 | 49.06 | 56.06 | 7 | 0
2035 | MAPP_US_2_NE | MAPP_US | NE | Internal | Summer | B8 | 500 | 2000 | 1403.73 | 44.73 | 51.73 | 7 | 0
2035 | MAPP_US_2_NE | MAPP_US | NE | Internal | Summer | B9 | 800 | 2000 | 728.64 | 44.59 | 51.59 | 7 | 0
2035 | MAPP_US_2_NE | MAPP_US | NE | Internal | Summer | B10 | 1262 | 2000 | 546.06 | 37.85 | 44.85 | 7 | 0
2035 | MAPP_US_2_NE | MAPP_US | NE | Internal | Winter | B16 | 25 | 2000 | 697.46 | 70.82 | 77.82 | 7 | 0
2035 | MAPP_US_2_NE | MAPP_US | NE | Internal | Winter | B17 | 100 | 2000 | 0 | 56.93 | 58.93 | 7 | 0
2035 | MAPP_US_2_NE | MAPP_US | NE | Internal | Winter | B18 | 400 | 2000 | 0 | 50.92 | 55.52 | 7 | 0
2035 | MAPP_US_2_NE | MAPP_US | NE | Internal | Winter | B19 | 700 | 2000 | 0 | 50.92 | 53.25 | 7 | 0
2035 | MAPP_US_2_NE | MAPP_US | NE | Internal | Winter | B20 | 935 | 2000 | 51.1 | 43.83 | 50.83 | 7 | 0
2035 | MARITIMES_2_NEISO | MARITIMES | NEISO | Internal | Shoulder | B11 | 25 | 99999 | 1400 | 46.3 | 46.31 | 0.01 | 0
2035 | MARITIMES_2_NEISO | MARITIMES | NEISO | Internal | Shoulder | B12 | 200 | 99999 | 1400 | 46.3 | 46.31 | 0.01 | 0
2035 | MARITIMES_2_NEISO | MARITIMES | NEISO | Internal | Shoulder | B13 | 600 | 99999 | 1400 | 46.3 | 46.31 | 0.01 | 0
2035 | MARITIMES_2_NEISO | MARITIMES | NEISO | Internal | Shoulder | B14 | 900 | 99999 | 1400 | 46.3 | 46.31 | 0.01 | 0
2035 | MARITIMES_2_NEISO | MARITIMES | NEISO | Internal | Shoulder | B15 | 1203 | 99999 | 426.43 | 46.3 | 46.31 | 0.01 | 0
2035 | MARITIMES_2_NEISO | MARITIMES | NEISO | Internal | Summer | B1 | 10 | 99999 | 1400.1 | 99.61 | 99.62 | 0.01 | 0
2035 | MARITIMES_2_NEISO | MARITIMES | NEISO | Internal | Summer | B2 | 25 | 99999 | 1400 | 76.39 | 76.41 | 0.01 | 0
2035 | MARITIMES_2_NEISO | MARITIMES | NEISO | Internal | Summer | B3 | 75 | 99999 | 1400 | 68.37 | 68.39 | 0.01 | 0
2035 | MARITIMES_2_NEISO | MARITIMES | NEISO | Internal | Summer | B4 | 100 | 99999 | 1400 | 59.39 | 59.4 | 0.01 | 0
2035 | MARITIMES_2_NEISO | MARITIMES | NEISO | Internal | Summer | B5 | 200 | 99999 | 1400 | 46.3 | 46.31 | 0.01 | 0
2035 | MARITIMES_2_NEISO | MARITIMES | NEISO | Internal | Summer | B6 | 300 | 99999 | 1400 | 42.76 | 42.77 | 0.01 | 0
2035 | MARITIMES_2_NEISO | MARITIMES | NEISO | Internal | Summer | B7 | 400 | 99999 | 1400 | 42.76 | 42.77 | 0.01 | 0
2035 | MARITIMES_2_NEISO | MARITIMES | NEISO | Internal | Summer | B8 | 500 | 99999 | 1400 | 42.76 | 42.77 | 0.01 | 0
2035 | MARITIMES_2_NEISO | MARITIMES | NEISO | Internal | Summer | B9 | 800 | 99999 | 1400 | 42.76 | 42.77 | 0.01 | 0
2035 | MARITIMES_2_NEISO | MARITIMES | NEISO | Internal | Summer | B10 | 1262 | 99999 | 236.13 | 42.76 | 42.77 | 0.01 | 0
2035 | MARITIMES_2_NEISO | MARITIMES | NEISO | Internal | Winter | B16 | 25 | 99999 | 1400 | 57.21 | 57.22 | 0.01 | 0
2035 | MARITIMES_2_NEISO | MARITIMES | NEISO | Internal | Winter | B17 | 100 | 99999 | 1400 | 57.21 | 57.22 | 0.01 | 0
2035 | MARITIMES_2_NEISO | MARITIMES | NEISO | Internal | Winter | B18 | 400 | 99999 | 1400 | 57.21 | 57.22 | 0.01 | 0
2035 | MARITIMES_2_NEISO | MARITIMES | NEISO | Internal | Winter | B19 | 700 | 99999 | 1400 | 57.21 | 57.22 | 0.01 | 0
2035 | MARITIMES_2_NEISO | MARITIMES | NEISO | Internal | Winter | B20 | 935 | 99999 | 475.94 | 57.21 | 57.22 | 0.01 | 0
2035 | MISO_IN_2_MISO_MI | MISO_IN | MISO_MI | Internal | Shoulder | B11 | 25 | 5000 | 0 | 77.15 | 77.14 | 0.01 | 0
2035 | MISO_IN_2_MISO_MI | MISO_IN | MISO_MI | Internal | Shoulder | B12 | 200 | 5000 | 1862.83 | 62.15 | 62.17 | 0.01 | 0
2035 | MISO_IN_2_MISO_MI | MISO_IN | MISO_MI | Internal | Shoulder | B13 | 600 | 5000 | 2459.98 | 53.93 | 53.95 | 0.01 | 0
2035 | MISO_IN_2_MISO_MI | MISO_IN | MISO_MI | Internal | Shoulder | B14 | 900 | 5000 | 3867.28 | 53.71 | 53.72 | 0.01 | 0
2035 | MISO_IN_2_MISO_MI | MISO_IN | MISO_MI | Internal | Shoulder | B15 | 1203 | 5000 | 4020.21 | 46.63 | 46.64 | 0.01 | 0
2035 | MISO_IN_2_MISO_MI | MISO_IN | MISO_MI | Internal | Summer | B1 | 10 | 5000 | 1485.83 | 90.62 | 90.63 | 0.01 | 0
2035 | MISO_IN_2_MISO_MI | MISO_IN | MISO_MI | Internal | Summer | B2 | 25 | 5000 | 838 | 85.37 | 85.38 | 0.01 | 0
2035 | MISO_IN_2_MISO_MI | MISO_IN | MISO_MI | Internal | Summer | B3 | 75 | 5000 | 14.87 | 83.2 | 83.22 | 0.01 | 0
2035 | MISO_IN_2_MISO_MI | MISO_IN | MISO_MI | Internal | Summer | B4 | 100 | 5000 | 0 | 80.47 | 80.45 | 0.01 | 0
2035 | MISO_IN_2_MISO_MI | MISO_IN | MISO_MI | Internal | Summer | B5 | 200 | 5000 | 0 | 77.99 | 77.98 | 0.01 | 0
2035 | MISO_IN_2_MISO_MI | MISO_IN | MISO_MI | Internal | Summer | B6 | 300 | 5000 | 0 | 62.93 | 62.92 | 0.01 | 0
2035 | MISO_IN_2_MISO_MI | MISO_IN | MISO_MI | Internal | Summer | B7 | 400 | 5000 | 3961.52 | 52.31 | 52.32 | 0.01 | 0
2035 | MISO_IN_2_MISO_MI | MISO_IN | MISO_MI | Internal | Summer | B8 | 500 | 5000 | 4690.29 | 49.34 | 49.36 | 0.01 | 0
2035 | MISO_IN_2_MISO_MI | MISO_IN | MISO_MI | Internal | Summer | B9 | 800 | 5000 | 4703.04 | 45.66 | 45.67 | 0.01 | 0
2035 | MISO_IN_2_MISO_MI | MISO_IN | MISO_MI | Internal | Summer | B10 | 1262 | 5000 | 3989.45 | 45.16 | 45.17 | 0.01 | 0
2035 | MISO_IN_2_MISO_MI | MISO_IN | MISO_MI | Internal | Winter | B16 | 25 | 5000 | 0 | 77.85 | 77.83 | 0.01 | 0
2035 | MISO_IN_2_MISO_MI | MISO_IN | MISO_MI | Internal | Winter | B17 | 100 | 5000 | 2063.61 | 63.95 | 63.96 | 0.01 | 0
2035 | MISO_IN_2_MISO_MI | MISO_IN | MISO_MI | Internal | Winter | B18 | 400 | 5000 | 3175.19 | 57.62 | 57.63 | 0.01 | 0
2035 | MISO_IN_2_MISO_MI | MISO_IN | MISO_MI | Internal | Winter | B19 | 700 | 5000 | 3083.62 | 53.56 | 53.58 | 0.01 | 0
2035 | MISO_IN_2_MISO_MI | MISO_IN | MISO_MI | Internal | Winter | B20 | 935 | 5000 | 1906.46 | 48.08 | 48.09 | 0.01 | 0
2035 | MISO_IN_2_MISO_MO-IL | MISO_IN | MISO_MO-IL | Internal | Shoulder | B11 | 25 | 5000 | 3037.08 | 77.15 | 77.16 | 0.01 | 0
2035 | MISO_IN_2_MISO_MO-IL | MISO_IN | MISO_MO-IL | Internal | Shoulder | B12 | 200 | 5000 | 0 | 62.15 | 62.14 | 0.01 | 0
2035 | MISO_IN_2_MISO_MO-IL | MISO_IN | MISO_MO-IL | Internal | Shoulder | B13 | 600 | 5000 | 463.58 | 53.93 | 53.95 | 0.01 | 0
2035 | MISO_IN_2_MISO_MO-IL | MISO_IN | MISO_MO-IL | Internal | Shoulder | B14 | 900 | 5000 | 0 | 53.71 | 53.7 | 0.01 | 0
2035 | MISO_IN_2_MISO_MO-IL | MISO_IN | MISO_MO-IL | Internal | Shoulder | B15 | 1203 | 5000 | 0 | 46.63 | 46.62 | 0.01 | 0
2035 | MISO_IN_2_MISO_MO-IL | MISO_IN | MISO_MO-IL | Internal | Summer | B1 | 10 | 5000 | 1479.74 | 90.62 | 90.63 | 0.01 | 0
2035 | MISO_IN_2_MISO_MO-IL | MISO_IN | MISO_MO-IL | Internal | Summer | B2 | 25 | 5000 | 0.02 | 85.37 | 85.37 | 0.01 | 0
2035 | MISO_IN_2_MISO_MO-IL | MISO_IN | MISO_MO-IL | Internal | Summer | B3 | 75 | 5000 | 2696.44 | 83.2 | 83.22 | 0.01 | 0
2035 | MISO_IN_2_MISO_MO-IL | MISO_IN | MISO_MO-IL | Internal | Summer | B4 | 100 | 5000 | 4329.88 | 80.47 | 80.48 | 0.01 | 0
2035 | MISO_IN_2_MISO_MO-IL | MISO_IN | MISO_MO-IL | Internal | Summer | B5 | 200 | 5000 | 2990.99 | 77.99 | 78 | 0.01 | 0
2035 | MISO_IN_2_MISO_MO-IL | MISO_IN | MISO_MO-IL | Internal | Summer | B6 | 300 | 5000 | 3447.49 | 62.93 | 62.94 | 0.01 | 0
2035 | MISO_IN_2_MISO_MO-IL | MISO_IN | MISO_MO-IL | Internal | Summer | B7 | 400 | 5000 | 930.15 | 52.31 | 52.32 | 0.01 | 0
2035 | MISO_IN_2_MISO_MO-IL | MISO_IN | MISO_MO-IL | Internal | Summer | B8 | 500 | 5000 | 1117.85 | 49.34 | 49.36 | 0.01 | 0
2035 | MISO_IN_2_MISO_MO-IL | MISO_IN | MISO_MO-IL | Internal | Summer | B9 | 800 | 5000 | 1078.33 | 45.66 | 45.67 | 0.01 | 0
2035 | MISO_IN_2_MISO_MO-IL | MISO_IN | MISO_MO-IL | Internal | Summer | B10 | 1262 | 5000 | 0 | 45.16 | 44.04 | 0.01 | 0
2035 | MISO_IN_2_MISO_MO-IL | MISO_IN | MISO_MO-IL | Internal | Winter | B16 | 25 | 5000 | 0 | 77.85 | 77.83 | 0.01 | 0
2035 | MISO_IN_2_MISO_MO-IL | MISO_IN | MISO_MO-IL | Internal | Winter | B17 | 100 | 5000 | 0 | 63.95 | 63.94 | 0.01 | 0
2035 | MISO_IN_2_MISO_MO-IL | MISO_IN | MISO_MO-IL | Internal | Winter | B18 | 400 | 5000 | 0 | 57.62 | 57.62 | 0.01 | 0
2035 | MISO_IN_2_MISO_MO-IL | MISO_IN | MISO_MO-IL | Internal | Winter | B19 | 700 | 5000 | 0 | 53.56 | 53.56 | 0.01 | 0
2035 | MISO_IN_2_MISO_MO-IL | MISO_IN | MISO_MO-IL | Internal | Winter | B20 | 935 | 5000 | 0 | 48.08 | 48.07 | 0.01 | 0
2035 | MISO_IN_2_NonRTO_Midwest | MISO_IN | NonRTO_Midwest | Internal | Shoulder | B11 | 25 | 4800 | 1031.81 | 77.15 | 85.15 | 8 | 0
2035 | MISO_IN_2_NonRTO_Midwest | MISO_IN | NonRTO_Midwest | Internal | Shoulder | B12 | 200 | 4800 | 539.23 | 62.15 | 70.15 | 8 | 0
2035 | MISO_IN_2_NonRTO_Midwest | MISO_IN | NonRTO_Midwest | Internal | Shoulder | B13 | 600 | 4800 | 0 | 53.93 | 58.41 | 8 | 0
2035 | MISO_IN_2_NonRTO_Midwest | MISO_IN | NonRTO_Midwest | Internal | Shoulder | B14 | 900 | 4800 | 0 | 53.71 | 50.47 | 8 | 0
2035 | MISO_IN_2_NonRTO_Midwest | MISO_IN | NonRTO_Midwest | Internal | Shoulder | B15 | 1203 | 4800 | 0 | 46.63 | 45.49 | 8 | 0
2035 | MISO_IN_2_NonRTO_Midwest | MISO_IN | NonRTO_Midwest | Internal | Summer | B1 | 10 | 4800 | 0 | 90.62 | 88.93 | 8 | 0
2035 | MISO_IN_2_NonRTO_Midwest | MISO_IN | NonRTO_Midwest | Internal | Summer | B2 | 25 | 4800 | 0 | 85.37 | 88.93 | 8 | 0
2035 | MISO_IN_2_NonRTO_Midwest | MISO_IN | NonRTO_Midwest | Internal | Summer | B3 | 75 | 4800 | 0 | 83.2 | 88.93 | 8 | 0
2035 | MISO_IN_2_NonRTO_Midwest | MISO_IN | NonRTO_Midwest | Internal | Summer | B4 | 100 | 4800 | 1309.03 | 80.47 | 88.47 | 8 | 0
2035 | MISO_IN_2_NonRTO_Midwest | MISO_IN | NonRTO_Midwest | Internal | Summer | B5 | 200 | 4800 | 1229.42 | 77.99 | 85.99 | 8 | 0
2035 | MISO_IN_2_NonRTO_Midwest | MISO_IN | NonRTO_Midwest | Internal | Summer | B6 | 300 | 4800 | 572.27 | 62.93 | 70.93 | 8 | 0
2035 | MISO_IN_2_NonRTO_Midwest | MISO_IN | NonRTO_Midwest | Internal | Summer | B7 | 400 | 4800 | 0 | 52.31 | 50.07 | 8 | 0
2035 | MISO_IN_2_NonRTO_Midwest | MISO_IN | NonRTO_Midwest | Internal | Summer | B8 | 500 | 4800 | 0 | 49.34 | 48.9 | 8 | 0
2035 | MISO_IN_2_NonRTO_Midwest | MISO_IN | NonRTO_Midwest | Internal | Summer | B9 | 800 | 4800 | 0 | 45.66 | 46.85 | 8 | 0
2035 | MISO_IN_2_NonRTO_Midwest | MISO_IN | NonRTO_Midwest | Internal | Summer | B10 | 1262 | 4800 | 0 | 45.16 | 40.2 | 8 | 0
2035 | MISO_IN_2_NonRTO_Midwest | MISO_IN | NonRTO_Midwest | Internal | Winter | B16 | 25 | 4800 | 2152.73 | 77.85 | 85.85 | 8 | 0
2035 | MISO_IN_2_NonRTO_Midwest | MISO_IN | NonRTO_Midwest | Internal | Winter | B17 | 100 | 4800 | 979.95 | 63.95 | 71.95 | 8 | 0
2035 | MISO_IN_2_NonRTO_Midwest | MISO_IN | NonRTO_Midwest | Internal | Winter | B18 | 400 | 4800 | 0 | 57.62 | 63.89 | 8 | 0
2035 | MISO_IN_2_NonRTO_Midwest | MISO_IN | NonRTO_Midwest | Internal | Winter | B19 | 700 | 4800 | 0 | 53.56 | 49.1 | 8 | 0
2035 | MISO_IN_2_NonRTO_Midwest | MISO_IN | NonRTO_Midwest | Internal | Winter | B20 | 935 | 4800 | 0 | 48.08 | 45.32 | 8 | 0
2035 | MISO_IN_2_PJM_ROR | MISO_IN | PJM_ROR | Internal | Shoulder | B11 | 25 | 992 | 0 | 77.15 | 72.63 | 2 | 0
2035 | MISO_IN_2_PJM_ROR | MISO_IN | PJM_ROR | Internal | Shoulder | B12 | 200 | 992 | 0 | 62.15 | 63.94 | 2 | 0
2035 | MISO_IN_2_PJM_ROR | MISO_IN | PJM_ROR | Internal | Shoulder | B13 | 600 | 992 | 0 | 53.93 | 53.23 | 2 | 0
2035 | MISO_IN_2_PJM_ROR | MISO_IN | PJM_ROR | Internal | Shoulder | B14 | 900 | 992 | 0 | 53.71 | 53.2 | 2 | 0
2035 | MISO_IN_2_PJM_ROR | MISO_IN | PJM_ROR | Internal | Shoulder | B15 | 1203 | 992 | 0 | 46.63 | 47.49 | 2 | 0
2035 | MISO_IN_2_PJM_ROR | MISO_IN | PJM_ROR | Internal | Summer | B1 | 10 | 992 | 991.98 | 90.62 | 92.63 | 2 | 0.01
2035 | MISO_IN_2_PJM_ROR | MISO_IN | PJM_ROR | Internal | Summer | B2 | 25 | 992 | 858.1 | 85.37 | 87.37 | 2 | 0
2035 | MISO_IN_2_PJM_ROR | MISO_IN | PJM_ROR | Internal | Summer | B3 | 75 | 992 | 0 | 83.2 | 81.8 | 2 | 0
2035 | MISO_IN_2_PJM_ROR | MISO_IN | PJM_ROR | Internal | Summer | B4 | 100 | 992 | 0 | 80.47 | 80.78 | 2 | 0
2035 | MISO_IN_2_PJM_ROR | MISO_IN | PJM_ROR | Internal | Summer | B5 | 200 | 992 | 0 | 77.99 | 75.98 | 2 | 0
2035 | MISO_IN_2_PJM_ROR | MISO_IN | PJM_ROR | Internal | Summer | B6 | 300 | 992 | 0 | 62.93 | 62.25 | 2 | 0
2035 | MISO_IN_2_PJM_ROR | MISO_IN | PJM_ROR | Internal | Summer | B7 | 400 | 992 | 0 | 52.31 | 51.27 | 2 | 0
2035 | MISO_IN_2_PJM_ROR | MISO_IN | PJM_ROR | Internal | Summer | B8 | 500 | 992 | 0 | 49.34 | 48.79 | 2 | 0
2035 | MISO_IN_2_PJM_ROR | MISO_IN | PJM_ROR | Internal | Summer | B9 | 800 | 992 | 0 | 45.66 | 46.62 | 2 | 0
2035 | MISO_IN_2_PJM_ROR | MISO_IN | PJM_ROR | Internal | Summer | B10 | 1262 | 992 | 0 | 45.16 | 44.9 | 2 | 0
2035 | MISO_IN_2_PJM_ROR | MISO_IN | PJM_ROR | Internal | Winter | B16 | 25 | 992 | 0.01 | 77.85 | 79.83 | 2 | 0
2035 | MISO_IN_2_PJM_ROR | MISO_IN | PJM_ROR | Internal | Winter | B17 | 100 | 992 | 343.12 | 63.95 | 65.95 | 2 | 0
2035 | MISO_IN_2_PJM_ROR | MISO_IN | PJM_ROR | Internal | Winter | B18 | 400 | 992 | 461.94 | 57.62 | 59.62 | 2 | 0
2035 | MISO_IN_2_PJM_ROR | MISO_IN | PJM_ROR | Internal | Winter | B19 | 700 | 992 | 579.76 | 53.56 | 55.56 | 2 | 0
2035 | MISO_IN_2_PJM_ROR | MISO_IN | PJM_ROR | Internal | Winter | B20 | 935 | 992 | 0 | 48.08 | 50.07 | 2 | 0
2035 | MISO_MI_2_MISO_IN | MISO_MI | MISO_IN | Internal | Shoulder | B11 | 25 | 2045 | 1560.16 | 77.14 | 77.15 | 0.01 | 0
2035 | MISO_MI_2_MISO_IN | MISO_MI | MISO_IN | Internal | Shoulder | B12 | 200 | 2045 | 0 | 62.17 | 62.15 | 0.01 | 0
2035 | MISO_MI_2_MISO_IN | MISO_MI | MISO_IN | Internal | Shoulder | B13 | 600 | 2045 | 0 | 53.95 | 53.93 | 0.01 | 0
2035 | MISO_MI_2_MISO_IN | MISO_MI | MISO_IN | Internal | Shoulder | B14 | 900 | 2045 | 0 | 53.72 | 53.71 | 0.01 | 0
2035 | MISO_MI_2_MISO_IN | MISO_MI | MISO_IN | Internal | Shoulder | B15 | 1203 | 2045 | 0 | 46.64 | 46.63 | 0.01 | 0
2035 | MISO_MI_2_MISO_IN | MISO_MI | MISO_IN | Internal | Summer | B1 | 10 | 2045 | 0.01 | 90.63 | 90.62 | 0.01 | 0
2035 | MISO_MI_2_MISO_IN | MISO_MI | MISO_IN | Internal | Summer | B2 | 25 | 2045 | 0 | 85.38 | 85.37 | 0.01 | 0
2035 | MISO_MI_2_MISO_IN | MISO_MI | MISO_IN | Internal | Summer | B3 | 75 | 2045 | 0 | 83.22 | 83.2 | 0.01 | 0
2035 | MISO_MI_2_MISO_IN | MISO_MI | MISO_IN | Internal | Summer | B4 | 100 | 2045 | 1982.93 | 80.45 | 80.47 | 0.01 | 0
2035 | MISO_MI_2_MISO_IN | MISO_MI | MISO_IN | Internal | Summer | B5 | 200 | 2045 | 781.91 | 77.98 | 77.99 | 0.01 | 0
2035 | MISO_MI_2_MISO_IN | MISO_MI | MISO_IN | Internal | Summer | B6 | 300 | 2045 | 416.26 | 62.92 | 62.93 | 0.01 | 0
2035 | MISO_MI_2_MISO_IN | MISO_MI | MISO_IN | Internal | Summer | B7 | 400 | 2045 | 0 | 52.32 | 52.31 | 0.01 | 0
2035 | MISO_MI_2_MISO_IN | MISO_MI | MISO_IN | Internal | Summer | B8 | 500 | 2045 | 0 | 49.36 | 49.34 | 0.01 | 0
2035 | MISO_MI_2_MISO_IN | MISO_MI | MISO_IN | Internal | Summer | B9 | 800 | 2045 | 0 | 45.67 | 45.66 | 0.01 | 0
2035 | MISO_MI_2_MISO_IN | MISO_MI | MISO_IN | Internal | Summer | B10 | 1262 | 2045 | 0 | 45.17 | 45.16 | 0.01 | 0
2035 | MISO_MI_2_MISO_IN | MISO_MI | MISO_IN | Internal | Winter | B16 | 25 | 2045 | 126.13 | 77.83 | 77.85 | 0.01 | 0
2035 | MISO_MI_2_MISO_IN | MISO_MI | MISO_IN | Internal | Winter | B17 | 100 | 2045 | 0 | 63.96 | 63.95 | 0.01 | 0
2035 | MISO_MI_2_MISO_IN | MISO_MI | MISO_IN | Internal | Winter | B18 | 400 | 2045 | 0 | 57.63 | 57.62 | 0.01 | 0
2035 | MISO_MI_2_MISO_IN | MISO_MI | MISO_IN | Internal | Winter | B19 | 700 | 2045 | 0 | 53.58 | 53.56 | 0.01 | 0
2035 | MISO_MI_2_MISO_IN | MISO_MI | MISO_IN | Internal | Winter | B20 | 935 | 2045 | 0 | 48.09 | 48.08 | 0.01 | 0
2035 | MISO_MI_2_MISO_WUMS | MISO_MI | MISO_WUMS | Internal | Shoulder | B11 | 25 | 117 | 0 | 77.14 | 74.63 | 0.01 | 0
2035 | MISO_MI_2_MISO_WUMS | MISO_MI | MISO_WUMS | Internal | Shoulder | B12 | 200 | 117 | 0 | 62.17 | 62.12 | 0.01 | 0
2035 | MISO_MI_2_MISO_WUMS | MISO_MI | MISO_WUMS | Internal | Shoulder | B13 | 600 | 117 | 0 | 53.95 | 53.95 | 0.01 | 0
2035 | MISO_MI_2_MISO_WUMS | MISO_MI | MISO_WUMS | Internal | Shoulder | B14 | 900 | 117 | 0 | 53.72 | 51.87 | 0.01 | 0
2035 | MISO_MI_2_MISO_WUMS | MISO_MI | MISO_WUMS | Internal | Shoulder | B15 | 1203 | 117 | 117 | 46.64 | 47.78 | 0.01 | 1.13
2035 | MISO_MI_2_MISO_WUMS | MISO_MI | MISO_WUMS | Internal | Summer | B1 | 10 | 117 | 0 | 90.63 | 90.6 | 0.01 | 0
2035 | MISO_MI_2_MISO_WUMS | MISO_MI | MISO_WUMS | Internal | Summer | B2 | 25 | 117 | 0 | 85.38 | 85.37 | 0.01 | 0
2035 | MISO_MI_2_MISO_WUMS | MISO_MI | MISO_WUMS | Internal | Summer | B3 | 75 | 117 | 117 | 83.22 | 83.8 | 0.01 | 0.57
2035 | MISO_MI_2_MISO_WUMS | MISO_MI | MISO_WUMS | Internal | Summer | B4 | 100 | 117 | 0 | 80.45 | 79.65 | 0.01 | 0
2035 | MISO_MI_2_MISO_WUMS | MISO_MI | MISO_WUMS | Internal | Summer | B5 | 200 | 117 | 0 | 77.98 | 77.98 | 0.01 | 0
2035 | MISO_MI_2_MISO_WUMS | MISO_MI | MISO_WUMS | Internal | Summer | B6 | 300 | 117 | 18.49 | 62.92 | 62.93 | 0.01 | 0
2035 | MISO_MI_2_MISO_WUMS | MISO_MI | MISO_WUMS | Internal | Summer | B7 | 400 | 117 | 0 | 52.32 | 49.27 | 0.01 | 0
2035 | MISO_MI_2_MISO_WUMS | MISO_MI | MISO_WUMS | Internal | Summer | B8 | 500 | 117 | 0 | 49.36 | 48.82 | 0.01 | 0
2035 | MISO_MI_2_MISO_WUMS | MISO_MI | MISO_WUMS | Internal | Summer | B9 | 800 | 117 | 117 | 45.67 | 48.6 | 0.01 | 2.92
2035 | MISO_MI_2_MISO_WUMS | MISO_MI | MISO_WUMS | Internal | Summer | B10 | 1262 | 117 | 0 | 45.17 | 44.93 | 0.01 | 0
2035 | MISO_MI_2_MISO_WUMS | MISO_MI | MISO_WUMS | Internal | Winter | B16 | 25 | 117 | 0 | 77.83 | 77.83 | 0.01 | 0
2035 | MISO_MI_2_MISO_WUMS | MISO_MI | MISO_WUMS | Internal | Winter | B17 | 100 | 117 | 0 | 63.96 | 63.94 | 0.01 | 0
2035 | MISO_MI_2_MISO_WUMS | MISO_MI | MISO_WUMS | Internal | Winter | B18 | 400 | 117 | 0 | 57.63 | 57.62 | 0.01 | 0
2035 | MISO_MI_2_MISO_WUMS | MISO_MI | MISO_WUMS | Internal | Winter | B19 | 700 | 117 | 117 | 53.58 | 55.9 | 0.01 | 2.31
2035 | MISO_MI_2_MISO_WUMS | MISO_MI | MISO_WUMS | Internal | Winter | B20 | 935 | 117 | 117 | 48.09 | 49.46 | 0.01 | 1.35
2035 | MISO_MI_2_PJM_ROR | MISO_MI | PJM_ROR | Internal | Shoulder | B11 | 25 | 1424 | 0 | 77.14 | 72.63 | 2 | 0
2035 | MISO_MI_2_PJM_ROR | MISO_MI | PJM_ROR | Internal | Shoulder | B12 | 200 | 1424 | 0 | 62.17 | 63.94 | 2 | 0
2035 | MISO_MI_2_PJM_ROR | MISO_MI | PJM_ROR | Internal | Shoulder | B13 | 600 | 1424 | 0 | 53.95 | 53.23 | 2 | 0
2035 | MISO_MI_2_PJM_ROR | MISO_MI | PJM_ROR | Internal | Shoulder | B14 | 900 | 1424 | 0 | 53.72 | 53.2 | 2 | 0
2035 | MISO_MI_2_PJM_ROR | MISO_MI | PJM_ROR | Internal | Shoulder | B15 | 1203 | 1424 | 0 | 46.64 | 47.49 | 2 | 0
2035 | MISO_MI_2_PJM_ROR | MISO_MI | PJM_ROR | Internal | Summer | B1 | 10 | 1424 | 1322.17 | 90.63 | 92.63 | 2 | 0
2035 | MISO_MI_2_PJM_ROR | MISO_MI | PJM_ROR | Internal | Summer | B2 | 25 | 1424 | 0.01 | 85.38 | 87.37 | 2 | 0
2035 | MISO_MI_2_PJM_ROR | MISO_MI | PJM_ROR | Internal | Summer | B3 | 75 | 1424 | 0 | 83.22 | 81.8 | 2 | 0
2035 | MISO_MI_2_PJM_ROR | MISO_MI | PJM_ROR | Internal | Summer | B4 | 100 | 1424 | 0 | 80.45 | 80.78 | 2 | 0
2035 | MISO_MI_2_PJM_ROR | MISO_MI | PJM_ROR | Internal | Summer | B5 | 200 | 1424 | 0 | 77.98 | 75.98 | 2 | 0
2035 | MISO_MI_2_PJM_ROR | MISO_MI | PJM_ROR | Internal | Summer | B6 | 300 | 1424 | 0 | 62.92 | 62.25 | 2 | 0
2035 | MISO_MI_2_PJM_ROR | MISO_MI | PJM_ROR | Internal | Summer | B7 | 400 | 1424 | 0 | 52.32 | 51.27 | 2 | 0
2035 | MISO_MI_2_PJM_ROR | MISO_MI | PJM_ROR | Internal | Summer | B8 | 500 | 1424 | 0 | 49.36 | 48.79 | 2 | 0
2035 | MISO_MI_2_PJM_ROR | MISO_MI | PJM_ROR | Internal | Summer | B9 | 800 | 1424 | 0 | 45.67 | 46.62 | 2 | 0
2035 | MISO_MI_2_PJM_ROR | MISO_MI | PJM_ROR | Internal | Summer | B10 | 1262 | 1424 | 0 | 45.17 | 44.9 | 2 | 0
2035 | MISO_MI_2_PJM_ROR | MISO_MI | PJM_ROR | Internal | Winter | B16 | 25 | 1424 | 188.2 | 77.83 | 79.83 | 2 | 0
2035 | MISO_MI_2_PJM_ROR | MISO_MI | PJM_ROR | Internal | Winter | B17 | 100 | 1424 | 0 | 63.96 | 65.95 | 2 | 0
2035 | MISO_MI_2_PJM_ROR | MISO_MI | PJM_ROR | Internal | Winter | B18 | 400 | 1424 | 0 | 57.63 | 59.62 | 2 | 0
2035 | MISO_MI_2_PJM_ROR | MISO_MI | PJM_ROR | Internal | Winter | B19 | 700 | 1424 | 0 | 53.58 | 55.56 | 2 | 0
2035 | MISO_MI_2_PJM_ROR | MISO_MI | PJM_ROR | Internal | Winter | B20 | 935 | 1424 | 0 | 48.09 | 50.07 | 2 | 0
2035 | MISO_MO-IL_2_ENT | MISO_MO-IL | ENT | Internal | Shoulder | B11 | 25 | 2540 | 0 | 77.16 | 79.63 | 8 | 0
2035 | MISO_MO-IL_2_ENT | MISO_MO-IL | ENT | Internal | Shoulder | B12 | 200 | 2540 | 0 | 62.14 | 55.85 | 8 | 0
2035 | MISO_MO-IL_2_ENT | MISO_MO-IL | ENT | Internal | Shoulder | B13 | 600 | 2540 | 0 | 53.95 | 55.45 | 8 | 0
2035 | MISO_MO-IL_2_ENT | MISO_MO-IL | ENT | Internal | Shoulder | B14 | 900 | 2540 | 0 | 53.7 | 55.45 | 8 | 0
2035 | MISO_MO-IL_2_ENT | MISO_MO-IL | ENT | Internal | Shoulder | B15 | 1203 | 2540 | 0 | 46.62 | 53.61 | 8 | 0
2035 | MISO_MO-IL_2_ENT | MISO_MO-IL | ENT | Internal | Summer | B1 | 10 | 2540 | 0 | 90.63 | 89.32 | 8 | 0
2035 | MISO_MO-IL_2_ENT | MISO_MO-IL | ENT | Internal | Summer | B2 | 25 | 2540 | 0 | 85.37 | 88.01 | 8 | 0
2035 | MISO_MO-IL_2_ENT | MISO_MO-IL | ENT | Internal | Summer | B3 | 75 | 2540 | 0 | 83.22 | 84.69 | 8 | 0
2035 | MISO_MO-IL_2_ENT | MISO_MO-IL | ENT | Internal | Summer | B4 | 100 | 2540 | 0 | 80.48 | 82.9 | 8 | 0
2035 | MISO_MO-IL_2_ENT | MISO_MO-IL | ENT | Internal | Summer | B5 | 200 | 2540 | 0 | 78 | 82.9 | 8 | 0
2035 | MISO_MO-IL_2_ENT | MISO_MO-IL | ENT | Internal | Summer | B6 | 300 | 2540 | 0 | 62.94 | 69.12 | 8 | 0
2035 | MISO_MO-IL_2_ENT | MISO_MO-IL | ENT | Internal | Summer | B7 | 400 | 2540 | 0 | 52.32 | 56.27 | 8 | 0
2035 | MISO_MO-IL_2_ENT | MISO_MO-IL | ENT | Internal | Summer | B8 | 500 | 2540 | 0 | 49.36 | 54.06 | 8 | 0
2035 | MISO_MO-IL_2_ENT | MISO_MO-IL | ENT | Internal | Summer | B9 | 800 | 2540 | 622.19 | 45.67 | 53.67 | 8 | 0
2035 | MISO_MO-IL_2_ENT | MISO_MO-IL | ENT | Internal | Summer | B10 | 1262 | 2540 | 0 | 44.04 | 51.9 | 8 | 0
2035 | MISO_MO-IL_2_ENT | MISO_MO-IL | ENT | Internal | Winter | B16 | 25 | 2540 | 0 | 77.83 | 76.96 | 8 | 0
2035 | MISO_MO-IL_2_ENT | MISO_MO-IL | ENT | Internal | Winter | B17 | 100 | 2540 | 0 | 63.94 | 59.42 | 8 | 0
2035 | MISO_MO-IL_2_ENT | MISO_MO-IL | ENT | Internal | Winter | B18 | 400 | 2540 | 0 | 57.62 | 59.02 | 8 | 0
2035 | MISO_MO-IL_2_ENT | MISO_MO-IL | ENT | Internal | Winter | B19 | 700 | 2540 | 0 | 53.56 | 58.26 | 8 | 0
2035 | MISO_MO-IL_2_ENT | MISO_MO-IL | ENT | Internal | Winter | B20 | 935 | 2540 | 1345.91 | 48.07 | 56.07 | 8 | 0
2035 | MISO_MO-IL_2_MISO_IN | MISO_MO-IL | MISO_IN | Internal | Shoulder | B11 | 25 | 2100 | 0 | 77.16 | 77.15 | 0.01 | 0
2035 | MISO_MO-IL_2_MISO_IN | MISO_MO-IL | MISO_IN | Internal | Shoulder | B12 | 200 | 2100 | 3.18 | 62.14 | 62.15 | 0.01 | 0
2035 | MISO_MO-IL_2_MISO_IN | MISO_MO-IL | MISO_IN | Internal | Shoulder | B13 | 600 | 2100 | 0 | 53.95 | 53.93 | 0.01 | 0
2035 | MISO_MO-IL_2_MISO_IN | MISO_MO-IL | MISO_IN | Internal | Shoulder | B14 | 900 | 2100 | 421.64 | 53.7 | 53.71 | 0.01 | 0
2035 | MISO_MO-IL_2_MISO_IN | MISO_MO-IL | MISO_IN | Internal | Shoulder | B15 | 1203 | 2100 | 843.37 | 46.62 | 46.63 | 0.01 | 0
2035 | MISO_MO-IL_2_MISO_IN | MISO_MO-IL | MISO_IN | Internal | Summer | B1 | 10 | 2100 | 0.01 | 90.63 | 90.62 | 0.01 | 0
2035 | MISO_MO-IL_2_MISO_IN | MISO_MO-IL | MISO_IN | Internal | Summer | B2 | 25 | 2100 | 0 | 85.37 | 85.37 | 0.01 | 0
2035 | MISO_MO-IL_2_MISO_IN | MISO_MO-IL | MISO_IN | Internal | Summer | B3 | 75 | 2100 | 0 | 83.22 | 83.2 | 0.01 | 0
2035 | MISO_MO-IL_2_MISO_IN | MISO_MO-IL | MISO_IN | Internal | Summer | B4 | 100 | 2100 | 0 | 80.48 | 80.47 | 0.01 | 0
2035 | MISO_MO-IL_2_MISO_IN | MISO_MO-IL | MISO_IN | Internal | Summer | B5 | 200 | 2100 | 0 | 78 | 77.99 | 0.01 | 0
2035 | MISO_MO-IL_2_MISO_IN | MISO_MO-IL | MISO_IN | Internal | Summer | B6 | 300 | 2100 | 0 | 62.94 | 62.93 | 0.01 | 0
2035 | MISO_MO-IL_2_MISO_IN | MISO_MO-IL | MISO_IN | Internal | Summer | B7 | 400 | 2100 | 0 | 52.32 | 52.31 | 0.01 | 0
2035 | MISO_MO-IL_2_MISO_IN | MISO_MO-IL | MISO_IN | Internal | Summer | B8 | 500 | 2100 | 0 | 49.36 | 49.34 | 0.01 | 0
2035 | MISO_MO-IL_2_MISO_IN | MISO_MO-IL | MISO_IN | Internal | Summer | B9 | 800 | 2100 | 0 | 45.67 | 45.66 | 0.01 | 0
2035 | MISO_MO-IL_2_MISO_IN | MISO_MO-IL | MISO_IN | Internal | Summer | B10 | 1262 | 2100 | 2100 | 44.04 | 45.16 | 0.01 | 1.11
2035 | MISO_MO-IL_2_MISO_IN | MISO_MO-IL | MISO_IN | Internal | Winter | B16 | 25 | 2100 | 262.06 | 77.83 | 77.85 | 0.01 | 0
2035 | MISO_MO-IL_2_MISO_IN | MISO_MO-IL | MISO_IN | Internal | Winter | B17 | 100 | 2100 | 657.27 | 63.94 | 63.95 | 0.01 | 0
2035 | MISO_MO-IL_2_MISO_IN | MISO_MO-IL | MISO_IN | Internal | Winter | B18 | 400 | 2100 | 0 | 57.62 | 57.62 | 0.01 | 0
2035 | MISO_MO-IL_2_MISO_IN | MISO_MO-IL | MISO_IN | Internal | Winter | B19 | 700 | 2100 | 0 | 53.56 | 53.56 | 0.01 | 0
2035 | MISO_MO-IL_2_MISO_IN | MISO_MO-IL | MISO_IN | Internal | Winter | B20 | 935 | 2100 | 604.91 | 48.07 | 48.08 | 0.01 | 0
2035 | MISO_MO-IL_2_MISO_W | MISO_MO-IL | MISO_W | Internal | Shoulder | B11 | 25 | 960 | 960 | 77.16 | 78.16 | 0.01 | 0.99
2035 | MISO_MO-IL_2_MISO_W | MISO_MO-IL | MISO_W | Internal | Shoulder | B12 | 200 | 960 | 0 | 62.14 | 62.13 | 0.01 | 0
2035 | MISO_MO-IL_2_MISO_W | MISO_MO-IL | MISO_W | Internal | Shoulder | B13 | 600 | 960 | 601.86 | 53.95 | 53.96 | 0.01 | 0
2035 | MISO_MO-IL_2_MISO_W | MISO_MO-IL | MISO_W | Internal | Shoulder | B14 | 900 | 960 | 443.33 | 53.7 | 53.71 | 0.01 | 0
2035 | MISO_MO-IL_2_MISO_W | MISO_MO-IL | MISO_W | Internal | Shoulder | B15 | 1203 | 960 | 960 | 46.62 | 47.79 | 0.01 | 1.17
2035 | MISO_MO-IL_2_MISO_W | MISO_MO-IL | MISO_W | Internal | Summer | B1 | 10 | 960 | 0.01 | 90.63 | 90.62 | 0.01 | 0
2035 | MISO_MO-IL_2_MISO_W | MISO_MO-IL | MISO_W | Internal | Summer | B2 | 25 | 960 | 28.6 | 85.37 | 85.38 | 0.01 | 0
2035 | MISO_MO-IL_2_MISO_W | MISO_MO-IL | MISO_W | Internal | Summer | B3 | 75 | 960 | 960 | 83.22 | 84.55 | 0.01 | 1.32
2035 | MISO_MO-IL_2_MISO_W | MISO_MO-IL | MISO_W | Internal | Summer | B4 | 100 | 960 | 960 | 80.48 | 83.67 | 0.01 | 3.18
2035 | MISO_MO-IL_2_MISO_W | MISO_MO-IL | MISO_W | Internal | Summer | B5 | 200 | 960 | 960 | 78 | 83.67 | 0.01 | 5.66
2035 | MISO_MO-IL_2_MISO_W | MISO_MO-IL | MISO_W | Internal | Summer | B6 | 300 | 960 | 960 | 62.94 | 64.25 | 0.01 | 1.29
2035 | MISO_MO-IL_2_MISO_W | MISO_MO-IL | MISO_W | Internal | Summer | B7 | 400 | 960 | 0 | 52.32 | 52.31 | 0.01 | 0
2035 | MISO_MO-IL_2_MISO_W | MISO_MO-IL | MISO_W | Internal | Summer | B8 | 500 | 960 | 255.74 | 49.36 | 49.37 | 0.01 | 0
2035 | MISO_MO-IL_2_MISO_W | MISO_MO-IL | MISO_W | Internal | Summer | B9 | 800 | 960 | 960 | 45.67 | 48.62 | 0.01 | 2.93
2035 | MISO_MO-IL_2_MISO_W | MISO_MO-IL | MISO_W | Internal | Summer | B10 | 1262 | 960 | 158.35 | 44.04 | 44.05 | 0.01 | 0
2035 | MISO_MO-IL_2_MISO_W | MISO_MO-IL | MISO_W | Internal | Winter | B16 | 25 | 960 | 0 | 77.83 | 77.82 | 0.01 | 0
2035 | MISO_MO-IL_2_MISO_W | MISO_MO-IL | MISO_W | Internal | Winter | B17 | 100 | 960 | 0 | 63.94 | 63.93 | 0.01 | 0
2035 | MISO_MO-IL_2_MISO_W | MISO_MO-IL | MISO_W | Internal | Winter | B18 | 400 | 960 | 944.76 | 57.62 | 57.63 | 0.01 | 0
2035 | MISO_MO-IL_2_MISO_W | MISO_MO-IL | MISO_W | Internal | Winter | B19 | 700 | 960 | 960 | 53.56 | 57.56 | 0.01 | 3.99
2035 | MISO_MO-IL_2_MISO_W | MISO_MO-IL | MISO_W | Internal | Winter | B20 | 935 | 960 | 582.78 | 48.07 | 48.08 | 0.01 | 0
2035 | MISO_MO-IL_2_PJM_ROR | MISO_MO-IL | PJM_ROR | Internal | Shoulder | B11 | 25 | 1212 | 0 | 77.16 | 72.63 | 2 | 0
2035 | MISO_MO-IL_2_PJM_ROR | MISO_MO-IL | PJM_ROR | Internal | Shoulder | B12 | 200 | 1212 | 0 | 62.14 | 63.94 | 2 | 0
2035 | MISO_MO-IL_2_PJM_ROR | MISO_MO-IL | PJM_ROR | Internal | Shoulder | B13 | 600 | 1212 | 0 | 53.95 | 53.23 | 2 | 0
2035 | MISO_MO-IL_2_PJM_ROR | MISO_MO-IL | PJM_ROR | Internal | Shoulder | B14 | 900 | 1212 | 0 | 53.7 | 53.2 | 2 | 0
2035 | MISO_MO-IL_2_PJM_ROR | MISO_MO-IL | PJM_ROR | Internal | Shoulder | B15 | 1203 | 1212 | 0 | 46.62 | 47.49 | 2 | 0
2035 | MISO_MO-IL_2_PJM_ROR | MISO_MO-IL | PJM_ROR | Internal | Summer | B1 | 10 | 1212 | 1112.12 | 90.63 | 92.63 | 2 | 0
2035 | MISO_MO-IL_2_PJM_ROR | MISO_MO-IL | PJM_ROR | Internal | Summer | B2 | 25 | 1212 | 31.52 | 85.37 | 87.37 | 2 | 0
2035 | MISO_MO-IL_2_PJM_ROR | MISO_MO-IL | PJM_ROR | Internal | Summer | B3 | 75 | 1212 | 0 | 83.22 | 81.8 | 2 | 0
2035 | MISO_MO-IL_2_PJM_ROR | MISO_MO-IL | PJM_ROR | Internal | Summer | B4 | 100 | 1212 | 0 | 80.48 | 80.78 | 2 | 0
2035 | MISO_MO-IL_2_PJM_ROR | MISO_MO-IL | PJM_ROR | Internal | Summer | B5 | 200 | 1212 | 0 | 78 | 75.98 | 2 | 0
2035 | MISO_MO-IL_2_PJM_ROR | MISO_MO-IL | PJM_ROR | Internal | Summer | B6 | 300 | 1212 | 0 | 62.94 | 62.25 | 2 | 0
2035 | MISO_MO-IL_2_PJM_ROR | MISO_MO-IL | PJM_ROR | Internal | Summer | B7 | 400 | 1212 | 0 | 52.32 | 51.27 | 2 | 0
2035 | MISO_MO-IL_2_PJM_ROR | MISO_MO-IL | PJM_ROR | Internal | Summer | B8 | 500 | 1212 | 0 | 49.36 | 48.79 | 2 | 0
2035 | MISO_MO-IL_2_PJM_ROR | MISO_MO-IL | PJM_ROR | Internal | Summer | B9 | 800 | 1212 | 0 | 45.67 | 46.62 | 2 | 0
2035 | MISO_MO-IL_2_PJM_ROR | MISO_MO-IL | PJM_ROR | Internal | Summer | B10 | 1262 | 1212 | 0 | 44.04 | 44.9 | 2 | 0
2035 | MISO_MO-IL_2_PJM_ROR | MISO_MO-IL | PJM_ROR | Internal | Winter | B16 | 25 | 1212 | 485.25 | 77.83 | 79.83 | 2 | 0
2035 | MISO_MO-IL_2_PJM_ROR | MISO_MO-IL | PJM_ROR | Internal | Winter | B17 | 100 | 1212 | 1212 | 63.94 | 65.95 | 2 | 0.01
2035 | MISO_MO-IL_2_PJM_ROR | MISO_MO-IL | PJM_ROR | Internal | Winter | B18 | 400 | 1212 | 482.92 | 57.62 | 59.62 | 2 | 0
2035 | MISO_MO-IL_2_PJM_ROR | MISO_MO-IL | PJM_ROR | Internal | Winter | B19 | 700 | 1212 | 852.62 | 53.56 | 55.56 | 2 | 0
2035 | MISO_MO-IL_2_PJM_ROR | MISO_MO-IL | PJM_ROR | Internal | Winter | B20 | 935 | 1212 | 784.79 | 48.07 | 50.07 | 2 | 0
2035 | MISO_MO-IL_2_SPP_N | MISO_MO-IL | SPP_N | Internal | Shoulder | B11 | 25 | 2000 | 482.52 | 77.16 | 85.16 | 8 | 0
2035 | MISO_MO-IL_2_SPP_N | MISO_MO-IL | SPP_N | Internal | Shoulder | B12 | 200 | 2000 | 0 | 62.14 | 62.14 | 8 | 0
2035 | MISO_MO-IL_2_SPP_N | MISO_MO-IL | SPP_N | Internal | Shoulder | B13 | 600 | 2000 | 0 | 53.95 | 55.3 | 8 | 0
2035 | MISO_MO-IL_2_SPP_N | MISO_MO-IL | SPP_N | Internal | Shoulder | B14 | 900 | 2000 | 0 | 53.7 | 53.52 | 8 | 0
2035 | MISO_MO-IL_2_SPP_N | MISO_MO-IL | SPP_N | Internal | Shoulder | B15 | 1203 | 2000 | 0 | 46.62 | 49.71 | 8 | 0
2035 | MISO_MO-IL_2_SPP_N | MISO_MO-IL | SPP_N | Internal | Summer | B1 | 10 | 2000 | 0 | 90.63 | 90.63 | 8 | 0
2035 | MISO_MO-IL_2_SPP_N | MISO_MO-IL | SPP_N | Internal | Summer | B2 | 25 | 2000 | 0 | 85.37 | 90.63 | 8 | 0
2035 | MISO_MO-IL_2_SPP_N | MISO_MO-IL | SPP_N | Internal | Summer | B3 | 75 | 2000 | 0 | 83.22 | 88.32 | 8 | 0
2035 | MISO_MO-IL_2_SPP_N | MISO_MO-IL | SPP_N | Internal | Summer | B4 | 100 | 2000 | 0 | 80.48 | 88.32 | 8 | 0
2035 | MISO_MO-IL_2_SPP_N | MISO_MO-IL | SPP_N | Internal | Summer | B5 | 200 | 2000 | 291.69 | 78 | 86 | 8 | 0
2035 | MISO_MO-IL_2_SPP_N | MISO_MO-IL | SPP_N | Internal | Summer | B6 | 300 | 2000 | 853.51 | 62.94 | 70.94 | 8 | 0
2035 | MISO_MO-IL_2_SPP_N | MISO_MO-IL | SPP_N | Internal | Summer | B7 | 400 | 2000 | 0 | 52.32 | 56.07 | 8 | 0
2035 | MISO_MO-IL_2_SPP_N | MISO_MO-IL | SPP_N | Internal | Summer | B8 | 500 | 2000 | 0 | 49.36 | 51.74 | 8 | 0
2035 | MISO_MO-IL_2_SPP_N | MISO_MO-IL | SPP_N | Internal | Summer | B9 | 800 | 2000 | 0 | 45.67 | 51.6 | 8 | 0
2035 | MISO_MO-IL_2_SPP_N | MISO_MO-IL | SPP_N | Internal | Summer | B10 | 1262 | 2000 | 0 | 44.04 | 46.9 | 8 | 0
2035 | MISO_MO-IL_2_SPP_N | MISO_MO-IL | SPP_N | Internal | Winter | B16 | 25 | 2000 | 0 | 77.83 | 77.83 | 8 | 0
2035 | MISO_MO-IL_2_SPP_N | MISO_MO-IL | SPP_N | Internal | Winter | B17 | 100 | 2000 | 0 | 63.94 | 58.94 | 8 | 0
2035 | MISO_MO-IL_2_SPP_N | MISO_MO-IL | SPP_N | Internal | Winter | B18 | 400 | 2000 | 0 | 57.62 | 55.53 | 8 | 0
2035 | MISO_MO-IL_2_SPP_N | MISO_MO-IL | SPP_N | Internal | Winter | B19 | 700 | 2000 | 0 | 53.56 | 53.26 | 8 | 0
2035 | MISO_MO-IL_2_SPP_N | MISO_MO-IL | SPP_N | Internal | Winter | B20 | 935 | 2000 | 0 | 48.07 | 50.84 | 8 | 0
2035 | MISO_MO-IL_2_TVA_Transmission | MISO_MO-IL | TVA_Transmission | Internal | Shoulder | B11 | 25 | 4000 | 0 | 77.16 | 78.63 | 8 | 0
2035 | MISO_MO-IL_2_TVA_Transmission | MISO_MO-IL | TVA_Transmission | Internal | Shoulder | B12 | 200 | 4000 | 0 | 62.14 | 62.66 | 8 | 0
2035 | MISO_MO-IL_2_TVA_Transmission | MISO_MO-IL | TVA_Transmission | Internal | Shoulder | B13 | 600 | 4000 | 0 | 53.95 | 56.67 | 8 | 0
2035 | MISO_MO-IL_2_TVA_Transmission | MISO_MO-IL | TVA_Transmission | Internal | Shoulder | B14 | 900 | 4000 | 0 | 53.7 | 56.12 | 8 | 0
2035 | MISO_MO-IL_2_TVA_Transmission | MISO_MO-IL | TVA_Transmission | Internal | Shoulder | B15 | 1203 | 4000 | 0 | 46.62 | 53.49 | 8 | 0
2035 | MISO_MO-IL_2_TVA_Transmission | MISO_MO-IL | TVA_Transmission | Internal | Summer | B1 | 10 | 4000 | 0 | 90.63 | 96.22 | 8 | 0
2035 | MISO_MO-IL_2_TVA_Transmission | MISO_MO-IL | TVA_Transmission | Internal | Summer | B2 | 25 | 4000 | 51.13 | 85.37 | 93.37 | 8 | 0
2035 | MISO_MO-IL_2_TVA_Transmission | MISO_MO-IL | TVA_Transmission | Internal | Summer | B3 | 75 | 4000 | 0 | 83.22 | 87.8 | 8 | 0
2035 | MISO_MO-IL_2_TVA_Transmission | MISO_MO-IL | TVA_Transmission | Internal | Summer | B4 | 100 | 4000 | 0 | 80.48 | 86.78 | 8 | 0
2035 | MISO_MO-IL_2_TVA_Transmission | MISO_MO-IL | TVA_Transmission | Internal | Summer | B5 | 200 | 4000 | 0 | 78 | 81.95 | 8 | 0
2035 | MISO_MO-IL_2_TVA_Transmission | MISO_MO-IL | TVA_Transmission | Internal | Summer | B6 | 300 | 4000 | 0 | 62.94 | 68.19 | 8 | 0
2035 | MISO_MO-IL_2_TVA_Transmission | MISO_MO-IL | TVA_Transmission | Internal | Summer | B7 | 400 | 4000 | 0 | 52.32 | 56.11 | 8 | 0
2035 | MISO_MO-IL_2_TVA_Transmission | MISO_MO-IL | TVA_Transmission | Internal | Summer | B8 | 500 | 4000 | 0 | 49.36 | 54.09 | 8 | 0
2035 | MISO_MO-IL_2_TVA_Transmission | MISO_MO-IL | TVA_Transmission | Internal | Summer | B9 | 800 | 4000 | 0 | 45.67 | 50.54 | 8 | 0
2035 | MISO_MO-IL_2_TVA_Transmission | MISO_MO-IL | TVA_Transmission | Internal | Summer | B10 | 1262 | 4000 | 0 | 44.04 | 48.2 | 8 | 0
2035 | MISO_MO-IL_2_TVA_Transmission | MISO_MO-IL | TVA_Transmission | Internal | Winter | B16 | 25 | 4000 | 0 | 77.83 | 84.96 | 8 | 0
2035 | MISO_MO-IL_2_TVA_Transmission | MISO_MO-IL | TVA_Transmission | Internal | Winter | B17 | 100 | 4000 | 0 | 63.94 | 65.78 | 8 | 0
2035 | MISO_MO-IL_2_TVA_Transmission | MISO_MO-IL | TVA_Transmission | Internal | Winter | B18 | 400 | 4000 | 0 | 57.62 | 59.98 | 8 | 0
2035 | MISO_MO-IL_2_TVA_Transmission | MISO_MO-IL | TVA_Transmission | Internal | Winter | B19 | 700 | 4000 | 0 | 53.56 | 55.97 | 8 | 0
2035 | MISO_MO-IL_2_TVA_Transmission | MISO_MO-IL | TVA_Transmission | Internal | Winter | B20 | 935 | 4000 | 0 | 48.07 | 53.32 | 8 | 0
2035 | MISO_W_2_MAPP_CA | MISO_W | MAPP_CA | Internal | Shoulder | B11 | 25 | 700 | 0 | 78.16 | 58.35 | 0.01 | 0
2035 | MISO_W_2_MAPP_CA | MISO_W | MAPP_CA | Internal | Shoulder | B12 | 200 | 700 | 0 | 62.13 | 61.49 | 0.01 | 0
2035 | MISO_W_2_MAPP_CA | MISO_W | MAPP_CA | Internal | Shoulder | B13 | 600 | 700 | 0 | 53.96 | 53.95 | 0.01 | 0
2035 | MISO_W_2_MAPP_CA | MISO_W | MAPP_CA | Internal | Shoulder | B14 | 900 | 700 | 0 | 53.71 | 53.7 | 0.01 | 0
2035 | MISO_W_2_MAPP_CA | MISO_W | MAPP_CA | Internal | Shoulder | B15 | 1203 | 700 | 700 | 47.79 | 53.7 | 0.01 | 5.89
2035 | MISO_W_2_MAPP_CA | MISO_W | MAPP_CA | Internal | Summer | B1 | 10 | 700 | 0 | 90.62 | 81.62 | 0.01 | 0
2035 | MISO_W_2_MAPP_CA | MISO_W | MAPP_CA | Internal | Summer | B2 | 25 | 700 | 0 | 85.38 | 85.37 | 0.01 | 0
2035 | MISO_W_2_MAPP_CA | MISO_W | MAPP_CA | Internal | Summer | B3 | 75 | 700 | 0 | 84.55 | 83.22 | 0.01 | 0
2035 | MISO_W_2_MAPP_CA | MISO_W | MAPP_CA | Internal | Summer | B4 | 100 | 700 | 0 | 83.67 | 74.31 | 0.01 | 0
2035 | MISO_W_2_MAPP_CA | MISO_W | MAPP_CA | Internal | Summer | B5 | 200 | 700 | 0 | 83.67 | 66.04 | 0.01 | 0
2035 | MISO_W_2_MAPP_CA | MISO_W | MAPP_CA | Internal | Summer | B6 | 300 | 700 | 0 | 64.25 | 56.01 | 0.01 | 0
2035 | MISO_W_2_MAPP_CA | MISO_W | MAPP_CA | Internal | Summer | B7 | 400 | 700 | 0 | 52.31 | 52.29 | 0.01 | 0
2035 | MISO_W_2_MAPP_CA | MISO_W | MAPP_CA | Internal | Summer | B8 | 500 | 700 | 0 | 49.37 | 49.36 | 0.01 | 0
2035 | MISO_W_2_MAPP_CA | MISO_W | MAPP_CA | Internal | Summer | B9 | 800 | 700 | 0 | 48.62 | 48.6 | 0.01 | 0
2035 | MISO_W_2_MAPP_CA | MISO_W | MAPP_CA | Internal | Summer | B10 | 1262 | 700 | 700 | 44.05 | 48.6 | 0.01 | 4.54
2035 | MISO_W_2_MAPP_CA | MISO_W | MAPP_CA | Internal | Winter | B16 | 25 | 700 | 0 | 77.82 | 77.81 | 0.01 | 0
2035 | MISO_W_2_MAPP_CA | MISO_W | MAPP_CA | Internal | Winter | B17 | 100 | 700 | 0 | 63.93 | 63.91 | 0.01 | 0
2035 | MISO_W_2_MAPP_CA | MISO_W | MAPP_CA | Internal | Winter | B18 | 400 | 700 | 0 | 57.63 | 57.62 | 0.01 | 0
2035 | MISO_W_2_MAPP_CA | MISO_W | MAPP_CA | Internal | Winter | B19 | 700 | 700 | 324.82 | 57.56 | 57.58 | 0.01 | 0
2035 | MISO_W_2_MAPP_CA | MISO_W | MAPP_CA | Internal | Winter | B20 | 935 | 700 | 700 | 48.08 | 57.58 | 0.01 | 9.48
2035 | MISO_W_2_MISO_MO-IL | MISO_W | MISO_MO-IL | Internal | Shoulder | B11 | 25 | 3800 | 0 | 78.16 | 77.16 | 0.01 | 0
2035 | MISO_W_2_MISO_MO-IL | MISO_W | MISO_MO-IL | Internal | Shoulder | B12 | 200 | 3800 | 317.19 | 62.13 | 62.14 | 0.01 | 0
2035 | MISO_W_2_MISO_MO-IL | MISO_W | MISO_MO-IL | Internal | Shoulder | B13 | 600 | 3800 | 0 | 53.96 | 53.95 | 0.01 | 0
2035 | MISO_W_2_MISO_MO-IL | MISO_W | MISO_MO-IL | Internal | Shoulder | B14 | 900 | 3800 | 0 | 53.71 | 53.7 | 0.01 | 0
2035 | MISO_W_2_MISO_MO-IL | MISO_W | MISO_MO-IL | Internal | Shoulder | B15 | 1203 | 3800 | 0 | 47.79 | 46.62 | 0.01 | 0
2035 | MISO_W_2_MISO_MO-IL | MISO_W | MISO_MO-IL | Internal | Summer | B1 | 10 | 3800 | 245.53 | 90.62 | 90.63 | 0.01 | 0
2035 | MISO_W_2_MISO_MO-IL | MISO_W | MISO_MO-IL | Internal | Summer | B2 | 25 | 3800 | 0 | 85.38 | 85.37 | 0.01 | 0
2035 | MISO_W_2_MISO_MO-IL | MISO_W | MISO_MO-IL | Internal | Summer | B3 | 75 | 3800 | 0 | 84.55 | 83.22 | 0.01 | 0
2035 | MISO_W_2_MISO_MO-IL | MISO_W | MISO_MO-IL | Internal | Summer | B4 | 100 | 3800 | 0 | 83.67 | 80.48 | 0.01 | 0
2035 | MISO_W_2_MISO_MO-IL | MISO_W | MISO_MO-IL | Internal | Summer | B5 | 200 | 3800 | 0 | 83.67 | 78 | 0.01 | 0
2035 | MISO_W_2_MISO_MO-IL | MISO_W | MISO_MO-IL | Internal | Summer | B6 | 300 | 3800 | 0 | 64.25 | 62.94 | 0.01 | 0
2035 | MISO_W_2_MISO_MO-IL | MISO_W | MISO_MO-IL | Internal | Summer | B7 | 400 | 3800 | 495.97 | 52.31 | 52.32 | 0.01 | 0
2035 | MISO_W_2_MISO_MO-IL | MISO_W | MISO_MO-IL | Internal | Summer | B8 | 500 | 3800 | 0 | 49.37 | 49.36 | 0.01 | 0
2035 | MISO_W_2_MISO_MO-IL | MISO_W | MISO_MO-IL | Internal | Summer | B9 | 800 | 3800 | 0 | 48.62 | 45.67 | 0.01 | 0
2035 | MISO_W_2_MISO_MO-IL | MISO_W | MISO_MO-IL | Internal | Summer | B10 | 1262 | 3800 | 0 | 44.05 | 44.04 | 0.01 | 0
2035 | MISO_W_2_MISO_MO-IL | MISO_W | MISO_MO-IL | Internal | Winter | B16 | 25 | 3800 | 722.43 | 77.82 | 77.83 | 0.01 | 0
2035 | MISO_W_2_MISO_MO-IL | MISO_W | MISO_MO-IL | Internal | Winter | B17 | 100 | 3800 | 627.01 | 63.93 | 63.94 | 0.01 | 0
2035 | MISO_W_2_MISO_MO-IL | MISO_W | MISO_MO-IL | Internal | Winter | B18 | 400 | 3800 | 0 | 57.63 | 57.62 | 0.01 | 0
2035 | MISO_W_2_MISO_MO-IL | MISO_W | MISO_MO-IL | Internal | Winter | B19 | 700 | 3800 | 0 | 57.56 | 53.56 | 0.01 | 0
2035 | MISO_W_2_MISO_MO-IL | MISO_W | MISO_MO-IL | Internal | Winter | B20 | 935 | 3800 | 0 | 48.08 | 48.07 | 0.01 | 0
2035 | MISO_W_2_MISO_WUMS | MISO_W | MISO_WUMS | Internal | Shoulder | B11 | 25 | 1629 | 0 | 78.16 | 74.63 | 0.01 | 0
2035 | MISO_W_2_MISO_WUMS | MISO_W | MISO_WUMS | Internal | Shoulder | B12 | 200 | 1629 | 0 | 62.13 | 62.12 | 0.01 | 0
2035 | MISO_W_2_MISO_WUMS | MISO_W | MISO_WUMS | Internal | Shoulder | B13 | 600 | 1629 | 0 | 53.96 | 53.95 | 0.01 | 0
2035 | MISO_W_2_MISO_WUMS | MISO_W | MISO_WUMS | Internal | Shoulder | B14 | 900 | 1629 | 0 | 53.71 | 51.87 | 0.01 | 0
2035 | MISO_W_2_MISO_WUMS | MISO_W | MISO_WUMS | Internal | Shoulder | B15 | 1203 | 1629 | 0 | 47.79 | 47.78 | 0.01 | 0
2035 | MISO_W_2_MISO_WUMS | MISO_W | MISO_WUMS | Internal | Summer | B1 | 10 | 1629 | 0.01 | 90.62 | 90.6 | 0.01 | 0
2035 | MISO_W_2_MISO_WUMS | MISO_W | MISO_WUMS | Internal | Summer | B2 | 25 | 1629 | 0 | 85.38 | 85.37 | 0.01 | 0
2035 | MISO_W_2_MISO_WUMS | MISO_W | MISO_WUMS | Internal | Summer | B3 | 75 | 1629 | 0 | 84.55 | 83.8 | 0.01 | 0
2035 | MISO_W_2_MISO_WUMS | MISO_W | MISO_WUMS | Internal | Summer | B4 | 100 | 1629 | 0 | 83.67 | 79.65 | 0.01 | 0
2035 | MISO_W_2_MISO_WUMS | MISO_W | MISO_WUMS | Internal | Summer | B5 | 200 | 1629 | 0 | 83.67 | 77.98 | 0.01 | 0
2035 | MISO_W_2_MISO_WUMS | MISO_W | MISO_WUMS | Internal | Summer | B6 | 300 | 1629 | 0 | 64.25 | 62.93 | 0.01 | 0
2035 | MISO_W_2_MISO_WUMS | MISO_W | MISO_WUMS | Internal | Summer | B7 | 400 | 1629 | 0 | 52.31 | 49.27 | 0.01 | 0
2035 | MISO_W_2_MISO_WUMS | MISO_W | MISO_WUMS | Internal | Summer | B8 | 500 | 1629 | 0 | 49.37 | 48.82 | 0.01 | 0
2035 | MISO_W_2_MISO_WUMS | MISO_W | MISO_WUMS | Internal | Summer | B9 | 800 | 1629 | 0 | 48.62 | 48.6 | 0.01 | 0
2035 | MISO_W_2_MISO_WUMS | MISO_W | MISO_WUMS | Internal | Summer | B10 | 1262 | 1629 | 1629 | 44.05 | 44.93 | 0.01 | 0.87
2035 | MISO_W_2_MISO_WUMS | MISO_W | MISO_WUMS | Internal | Winter | B16 | 25 | 1629 | 495.99 | 77.82 | 77.83 | 0.01 | 0
2035 | MISO_W_2_MISO_WUMS | MISO_W | MISO_WUMS | Internal | Winter | B17 | 100 | 1629 | 1271.38 | 63.93 | 63.94 | 0.01 | 0
2035 | MISO_W_2_MISO_WUMS | MISO_W | MISO_WUMS | Internal | Winter | B18 | 400 | 1629 | 0 | 57.63 | 57.62 | 0.01 | 0
2035 | MISO_W_2_MISO_WUMS | MISO_W | MISO_WUMS | Internal | Winter | B19 | 700 | 1629 | 0 | 57.56 | 55.9 | 0.01 | 0
2035 | MISO_W_2_MISO_WUMS | MISO_W | MISO_WUMS | Internal | Winter | B20 | 935 | 1629 | 1629 | 48.08 | 49.46 | 0.01 | 1.37
2035 | MISO_W_2_NE | MISO_W | NE | Internal | Shoulder | B11 | 25 | 2800 | 0 | 78.16 | 85.15 | 7 | 0
2035 | MISO_W_2_NE | MISO_W | NE | Internal | Shoulder | B12 | 200 | 2800 | 0 | 62.13 | 62.13 | 7 | 0
2035 | MISO_W_2_NE | MISO_W | NE | Internal | Shoulder | B13 | 600 | 2800 | 0 | 53.96 | 55.29 | 7 | 0
2035 | MISO_W_2_NE | MISO_W | NE | Internal | Shoulder | B14 | 900 | 2800 | 0 | 53.71 | 53.51 | 7 | 0
2035 | MISO_W_2_NE | MISO_W | NE | Internal | Shoulder | B15 | 1203 | 2800 | 0 | 47.79 | 49.7 | 7 | 0
2035 | MISO_W_2_NE | MISO_W | NE | Internal | Summer | B1 | 10 | 2800 | 0 | 90.62 | 90.62 | 7 | 0
2035 | MISO_W_2_NE | MISO_W | NE | Internal | Summer | B2 | 25 | 2800 | 0 | 85.38 | 90.62 | 7 | 0
2035 | MISO_W_2_NE | MISO_W | NE | Internal | Summer | B3 | 75 | 2800 | 0 | 84.55 | 88.31 | 7 | 0
2035 | MISO_W_2_NE | MISO_W | NE | Internal | Summer | B4 | 100 | 2800 | 0 | 83.67 | 88.31 | 7 | 0
2035 | MISO_W_2_NE | MISO_W | NE | Internal | Summer | B5 | 200 | 2800 | 0 | 83.67 | 85.99 | 7 | 0
2035 | MISO_W_2_NE | MISO_W | NE | Internal | Summer | B6 | 300 | 2800 | 0 | 64.25 | 70.93 | 7 | 0
2035 | MISO_W_2_NE | MISO_W | NE | Internal | Summer | B7 | 400 | 2800 | 0 | 52.31 | 56.06 | 7 | 0
2035 | MISO_W_2_NE | MISO_W | NE | Internal | Summer | B8 | 500 | 2800 | 0 | 49.37 | 51.73 | 7 | 0
2035 | MISO_W_2_NE | MISO_W | NE | Internal | Summer | B9 | 800 | 2800 | 0 | 48.62 | 51.59 | 7 | 0
2035 | MISO_W_2_NE | MISO_W | NE | Internal | Summer | B10 | 1262 | 2800 | 0 | 44.05 | 44.85 | 7 | 0
2035 | MISO_W_2_NE | MISO_W | NE | Internal | Winter | B16 | 25 | 2800 | 0 | 77.82 | 77.82 | 7 | 0
2035 | MISO_W_2_NE | MISO_W | NE | Internal | Winter | B17 | 100 | 2800 | 0 | 63.93 | 58.93 | 7 | 0
2035 | MISO_W_2_NE | MISO_W | NE | Internal | Winter | B18 | 400 | 2800 | 0 | 57.63 | 55.52 | 7 | 0
2035 | MISO_W_2_NE | MISO_W | NE | Internal | Winter | B19 | 700 | 2800 | 0 | 57.56 | 53.25 | 7 | 0
2035 | MISO_W_2_NE | MISO_W | NE | Internal | Winter | B20 | 935 | 2800 | 0 | 48.08 | 50.83 | 7 | 0
2035 | MISO_W_2_PJM_ROR | MISO_W | PJM_ROR | Internal | Shoulder | B11 | 25 | 773 | 0 | 78.16 | 72.63 | 2 | 0
2035 | MISO_W_2_PJM_ROR | MISO_W | PJM_ROR | Internal | Shoulder | B12 | 200 | 773 | 0 | 62.13 | 63.94 | 2 | 0
2035 | MISO_W_2_PJM_ROR | MISO_W | PJM_ROR | Internal | Shoulder | B13 | 600 | 773 | 0 | 53.96 | 53.23 | 2 | 0
2035 | MISO_W_2_PJM_ROR | MISO_W | PJM_ROR | Internal | Shoulder | B14 | 900 | 773 | 0 | 53.71 | 53.2 | 2 | 0
2035 | MISO_W_2_PJM_ROR | MISO_W | PJM_ROR | Internal | Shoulder | B15 | 1203 | 773 | 0 | 47.79 | 47.49 | 2 | 0
2035 | MISO_W_2_PJM_ROR | MISO_W | PJM_ROR | Internal | Summer | B1 | 10 | 773 | 772.98 | 90.62 | 92.63 | 2 | 0.01
2035 | MISO_W_2_PJM_ROR | MISO_W | PJM_ROR | Internal | Summer | B2 | 25 | 773 | 0.01 | 85.38 | 87.37 | 2 | 0
2035 | MISO_W_2_PJM_ROR | MISO_W | PJM_ROR | Internal | Summer | B3 | 75 | 773 | 0 | 84.55 | 81.8 | 2 | 0
2035 | MISO_W_2_PJM_ROR | MISO_W | PJM_ROR | Internal | Summer | B4 | 100 | 773 | 0 | 83.67 | 80.78 | 2 | 0
2035 | MISO_W_2_PJM_ROR | MISO_W | PJM_ROR | Internal | Summer | B5 | 200 | 773 | 0 | 83.67 | 75.98 | 2 | 0
2035 | MISO_W_2_PJM_ROR | MISO_W | PJM_ROR | Internal | Summer | B6 | 300 | 773 | 0 | 64.25 | 62.25 | 2 | 0
2035 | MISO_W_2_PJM_ROR | MISO_W | PJM_ROR | Internal | Summer | B7 | 400 | 773 | 0 | 52.31 | 51.27 | 2 | 0
2035 | MISO_W_2_PJM_ROR | MISO_W | PJM_ROR | Internal | Summer | B8 | 500 | 773 | 0 | 49.37 | 48.79 | 2 | 0
2035 | MISO_W_2_PJM_ROR | MISO_W | PJM_ROR | Internal | Summer | B9 | 800 | 773 | 0 | 48.62 | 46.62 | 2 | 0
2035 | MISO_W_2_PJM_ROR | MISO_W | PJM_ROR | Internal | Summer | B10 | 1262 | 773 | 0 | 44.05 | 44.9 | 2 | 0
2035 | MISO_W_2_PJM_ROR | MISO_W | PJM_ROR | Internal | Winter | B16 | 25 | 773 | 772.99 | 77.82 | 79.83 | 2 | 0.01
2035 | MISO_W_2_PJM_ROR | MISO_W | PJM_ROR | Internal | Winter | B17 | 100 | 773 | 773 | 63.93 | 65.95 | 2 | 0.02
2035 | MISO_W_2_PJM_ROR | MISO_W | PJM_ROR | Internal | Winter | B18 | 400 | 773 | 0 | 57.63 | 59.62 | 2 | 0
2035 | MISO_W_2_PJM_ROR | MISO_W | PJM_ROR | Internal | Winter | B19 | 700 | 773 | 0 | 57.56 | 55.56 | 2 | 0
2035 | MISO_W_2_PJM_ROR | MISO_W | PJM_ROR | Internal | Winter | B20 | 935 | 773 | 0 | 48.08 | 50.07 | 2 | 0
2035 | MISO_W_2_SPP_N | MISO_W | SPP_N | Internal | Shoulder | B11 | 25 | 3200 | 49.2 | 78.16 | 85.16 | 7 | 0
2035 | MISO_W_2_SPP_N | MISO_W | SPP_N | Internal | Shoulder | B12 | 200 | 3200 | 0 | 62.13 | 62.14 | 7 | 0
2035 | MISO_W_2_SPP_N | MISO_W | SPP_N | Internal | Shoulder | B13 | 600 | 3200 | 0 | 53.96 | 55.3 | 7 | 0
2035 | MISO_W_2_SPP_N | MISO_W | SPP_N | Internal | Shoulder | B14 | 900 | 3200 | 0 | 53.71 | 53.52 | 7 | 0
2035 | MISO_W_2_SPP_N | MISO_W | SPP_N | Internal | Shoulder | B15 | 1203 | 3200 | 0 | 47.79 | 49.71 | 7 | 0
2035 | MISO_W_2_SPP_N | MISO_W | SPP_N | Internal | Summer | B1 | 10 | 3200 | 0 | 90.62 | 90.63 | 7 | 0
2035 | MISO_W_2_SPP_N | MISO_W | SPP_N | Internal | Summer | B2 | 25 | 3200 | 0 | 85.38 | 90.63 | 7 | 0
2035 | MISO_W_2_SPP_N | MISO_W | SPP_N | Internal | Summer | B3 | 75 | 3200 | 0 | 84.55 | 88.32 | 7 | 0
2035 | MISO_W_2_SPP_N | MISO_W | SPP_N | Internal | Summer | B4 | 100 | 3200 | 0 | 83.67 | 88.32 | 7 | 0
2035 | MISO_W_2_SPP_N | MISO_W | SPP_N | Internal | Summer | B5 | 200 | 3200 | 0 | 83.67 | 86 | 7 | 0
2035 | MISO_W_2_SPP_N | MISO_W | SPP_N | Internal | Summer | B6 | 300 | 3200 | 0 | 64.25 | 70.94 | 7 | 0
2035 | MISO_W_2_SPP_N | MISO_W | SPP_N | Internal | Summer | B7 | 400 | 3200 | 0 | 52.31 | 56.07 | 7 | 0
2035 | MISO_W_2_SPP_N | MISO_W | SPP_N | Internal | Summer | B8 | 500 | 3200 | 0 | 49.37 | 51.74 | 7 | 0
2035 | MISO_W_2_SPP_N | MISO_W | SPP_N | Internal | Summer | B9 | 800 | 3200 | 0 | 48.62 | 51.6 | 7 | 0
2035 | MISO_W_2_SPP_N | MISO_W | SPP_N | Internal | Summer | B10 | 1262 | 3200 | 0 | 44.05 | 46.9 | 7 | 0
2035 | MISO_W_2_SPP_N | MISO_W | SPP_N | Internal | Winter | B16 | 25 | 3200 | 0 | 77.82 | 77.83 | 7 | 0
2035 | MISO_W_2_SPP_N | MISO_W | SPP_N | Internal | Winter | B17 | 100 | 3200 | 0 | 63.93 | 58.94 | 7 | 0
2035 | MISO_W_2_SPP_N | MISO_W | SPP_N | Internal | Winter | B18 | 400 | 3200 | 0 | 57.63 | 55.53 | 7 | 0
2035 | MISO_W_2_SPP_N | MISO_W | SPP_N | Internal | Winter | B19 | 700 | 3200 | 0 | 57.56 | 53.26 | 7 | 0
2035 | MISO_W_2_SPP_N | MISO_W | SPP_N | Internal | Winter | B20 | 935 | 3200 | 0 | 48.08 | 50.84 | 7 | 0
2035 | MISO_WUMS_2_MISO_MI | MISO_WUMS | MISO_MI | Internal | Shoulder | B11 | 25 | 99 | 99 | 74.63 | 77.14 | 0.01 | 2.5
2035 | MISO_WUMS_2_MISO_MI | MISO_WUMS | MISO_MI | Internal | Shoulder | B12 | 200 | 99 | 99 | 62.12 | 62.17 | 0.01 | 0.04
2035 | MISO_WUMS_2_MISO_MI | MISO_WUMS | MISO_MI | Internal | Shoulder | B13 | 600 | 99 | 0 | 53.95 | 53.95 | 0.01 | 0
2035 | MISO_WUMS_2_MISO_MI | MISO_WUMS | MISO_MI | Internal | Shoulder | B14 | 900 | 99 | 99 | 51.87 | 53.72 | 0.01 | 1.84
2035 | MISO_WUMS_2_MISO_MI | MISO_WUMS | MISO_MI | Internal | Shoulder | B15 | 1203 | 99 | 0 | 47.78 | 46.64 | 0.01 | 0
2035 | MISO_WUMS_2_MISO_MI | MISO_WUMS | MISO_MI | Internal | Summer | B1 | 10 | 99 | 98.98 | 90.6 | 90.63 | 0.01 | 0.01
2035 | MISO_WUMS_2_MISO_MI | MISO_WUMS | MISO_MI | Internal | Summer | B2 | 25 | 99 | 55.15 | 85.37 | 85.38 | 0.01 | 0
2035 | MISO_WUMS_2_MISO_MI | MISO_WUMS | MISO_MI | Internal | Summer | B3 | 75 | 99 | 0 | 83.8 | 83.22 | 0.01 | 0
2035 | MISO_WUMS_2_MISO_MI | MISO_WUMS | MISO_MI | Internal | Summer | B4 | 100 | 99 | 99 | 79.65 | 80.45 | 0.01 | 0.79
2035 | MISO_WUMS_2_MISO_MI | MISO_WUMS | MISO_MI | Internal | Summer | B5 | 200 | 99 | 0 | 77.98 | 77.98 | 0.01 | 0
2035 | MISO_WUMS_2_MISO_MI | MISO_WUMS | MISO_MI | Internal | Summer | B6 | 300 | 99 | 0 | 62.93 | 62.92 | 0.01 | 0
2035 | MISO_WUMS_2_MISO_MI | MISO_WUMS | MISO_MI | Internal | Summer | B7 | 400 | 99 | 99 | 49.27 | 52.32 | 0.01 | 3.03
2035 | MISO_WUMS_2_MISO_MI | MISO_WUMS | MISO_MI | Internal | Summer | B8 | 500 | 99 | 99 | 48.82 | 49.36 | 0.01 | 0.52
2035 | MISO_WUMS_2_MISO_MI | MISO_WUMS | MISO_MI | Internal | Summer | B9 | 800 | 99 | 0 | 48.6 | 45.67 | 0.01 | 0
2035 | MISO_WUMS_2_MISO_MI | MISO_WUMS | MISO_MI | Internal | Summer | B10 | 1262 | 99 | 99 | 44.93 | 45.17 | 0.01 | 0.23
2035 | MISO_WUMS_2_MISO_MI | MISO_WUMS | MISO_MI | Internal | Winter | B16 | 25 | 99 | 0 | 77.83 | 77.83 | 0.01 | 0
2035 | MISO_WUMS_2_MISO_MI | MISO_WUMS | MISO_MI | Internal | Winter | B17 | 100 | 99 | 99 | 63.94 | 63.96 | 0.01 | 0.01
2035 | MISO_WUMS_2_MISO_MI | MISO_WUMS | MISO_MI | Internal | Winter | B18 | 400 | 99 | 12.79 | 57.62 | 57.63 | 0.01 | 0
2035 | MISO_WUMS_2_MISO_MI | MISO_WUMS | MISO_MI | Internal | Winter | B19 | 700 | 99 | 0 | 55.9 | 53.58 | 0.01 | 0
2035 | MISO_WUMS_2_MISO_MI | MISO_WUMS | MISO_MI | Internal | Winter | B20 | 935 | 99 | 0 | 49.46 | 48.09 | 0.01 | 0
2035 | MISO_WUMS_2_MISO_W | MISO_WUMS | MISO_W | Internal | Shoulder | B11 | 25 | 1137 | 1137 | 74.63 | 78.16 | 0.01 | 3.52
2035 | MISO_WUMS_2_MISO_W | MISO_WUMS | MISO_W | Internal | Shoulder | B12 | 200 | 1137 | 423.5 | 62.12 | 62.13 | 0.01 | 0
2035 | MISO_WUMS_2_MISO_W | MISO_WUMS | MISO_W | Internal | Shoulder | B13 | 600 | 1137 | 629.74 | 53.95 | 53.96 | 0.01 | 0
2035 | MISO_WUMS_2_MISO_W | MISO_WUMS | MISO_W | Internal | Shoulder | B14 | 900 | 1137 | 1137 | 51.87 | 53.71 | 0.01 | 1.83
2035 | MISO_WUMS_2_MISO_W | MISO_WUMS | MISO_W | Internal | Shoulder | B15 | 1203 | 1137 | 506.34 | 47.78 | 47.79 | 0.01 | 0
2035 | MISO_WUMS_2_MISO_W | MISO_WUMS | MISO_W | Internal | Summer | B1 | 10 | 1137 | 1011.43 | 90.6 | 90.62 | 0.01 | 0
2035 | MISO_WUMS_2_MISO_W | MISO_WUMS | MISO_W | Internal | Summer | B2 | 25 | 1137 | 1021.21 | 85.37 | 85.38 | 0.01 | 0
2035 | MISO_WUMS_2_MISO_W | MISO_WUMS | MISO_W | Internal | Summer | B3 | 75 | 1137 | 1137 | 83.8 | 84.55 | 0.01 | 0.74
2035 | MISO_WUMS_2_MISO_W | MISO_WUMS | MISO_W | Internal | Summer | B4 | 100 | 1137 | 1137 | 79.65 | 83.67 | 0.01 | 4.01
2035 | MISO_WUMS_2_MISO_W | MISO_WUMS | MISO_W | Internal | Summer | B5 | 200 | 1137 | 1137 | 77.98 | 83.67 | 0.01 | 5.68
2035 | MISO_WUMS_2_MISO_W | MISO_WUMS | MISO_W | Internal | Summer | B6 | 300 | 1137 | 1137 | 62.93 | 64.25 | 0.01 | 1.31
2035 | MISO_WUMS_2_MISO_W | MISO_WUMS | MISO_W | Internal | Summer | B7 | 400 | 1137 | 1137 | 49.27 | 52.31 | 0.01 | 3.02
2035 | MISO_WUMS_2_MISO_W | MISO_WUMS | MISO_W | Internal | Summer | B8 | 500 | 1137 | 1137 | 48.82 | 49.37 | 0.01 | 0.53
2035 | MISO_WUMS_2_MISO_W | MISO_WUMS | MISO_W | Internal | Summer | B9 | 800 | 1137 | 262.97 | 48.6 | 48.62 | 0.01 | 0
2035 | MISO_WUMS_2_MISO_W | MISO_WUMS | MISO_W | Internal | Summer | B10 | 1262 | 1137 | 0 | 44.93 | 44.05 | 0.01 | 0
2035 | MISO_WUMS_2_MISO_W | MISO_WUMS | MISO_W | Internal | Winter | B16 | 25 | 1137 | 0 | 77.83 | 77.82 | 0.01 | 0
2035 | MISO_WUMS_2_MISO_W | MISO_WUMS | MISO_W | Internal | Winter | B17 | 100 | 1137 | 0 | 63.94 | 63.93 | 0.01 | 0
2035 | MISO_WUMS_2_MISO_W | MISO_WUMS | MISO_W | Internal | Winter | B18 | 400 | 1137 | 587.16 | 57.62 | 57.63 | 0.01 | 0
2035 | MISO_WUMS_2_MISO_W | MISO_WUMS | MISO_W | Internal | Winter | B19 | 700 | 1137 | 1137 | 55.9 | 57.56 | 0.01 | 1.65
2035 | MISO_WUMS_2_MISO_W | MISO_WUMS | MISO_W | Internal | Winter | B20 | 935 | 1137 | 0 | 49.46 | 48.08 | 0.01 | 0
2035 | MISO_WUMS_2_PJM_ROR | MISO_WUMS | PJM_ROR | Internal | Shoulder | B11 | 25 | 1600 | 0 | 74.63 | 72.63 | 2 | 0
2035 | MISO_WUMS_2_PJM_ROR | MISO_WUMS | PJM_ROR | Internal | Shoulder | B12 | 200 | 1600 | 0 | 62.12 | 63.94 | 2 | 0
2035 | MISO_WUMS_2_PJM_ROR | MISO_WUMS | PJM_ROR | Internal | Shoulder | B13 | 600 | 1600 | 0 | 53.95 | 53.23 | 2 | 0
2035 | MISO_WUMS_2_PJM_ROR | MISO_WUMS | PJM_ROR | Internal | Shoulder | B14 | 900 | 1600 | 0 | 51.87 | 53.2 | 2 | 0
2035 | MISO_WUMS_2_PJM_ROR | MISO_WUMS | PJM_ROR | Internal | Shoulder | B15 | 1203 | 1600 | 0 | 47.78 | 47.49 | 2 | 0
2035 | MISO_WUMS_2_PJM_ROR | MISO_WUMS | PJM_ROR | Internal | Summer | B1 | 10 | 1600 | 1599.99 | 90.6 | 92.63 | 2 | 0.02
2035 | MISO_WUMS_2_PJM_ROR | MISO_WUMS | PJM_ROR | Internal | Summer | B2 | 25 | 1600 | 1523.63 | 85.37 | 87.37 | 2 | 0
2035 | MISO_WUMS_2_PJM_ROR | MISO_WUMS | PJM_ROR | Internal | Summer | B3 | 75 | 1600 | 0 | 83.8 | 81.8 | 2 | 0
2035 | MISO_WUMS_2_PJM_ROR | MISO_WUMS | PJM_ROR | Internal | Summer | B4 | 100 | 1600 | 0 | 79.65 | 80.78 | 2 | 0
2035 | MISO_WUMS_2_PJM_ROR | MISO_WUMS | PJM_ROR | Internal | Summer | B5 | 200 | 1600 | 0 | 77.98 | 75.98 | 2 | 0
2035 | MISO_WUMS_2_PJM_ROR | MISO_WUMS | PJM_ROR | Internal | Summer | B6 | 300 | 1600 | 0 | 62.93 | 62.25 | 2 | 0
2035 | MISO_WUMS_2_PJM_ROR | MISO_WUMS | PJM_ROR | Internal | Summer | B7 | 400 | 1600 | 299.35 | 49.27 | 51.27 | 2 | 0
2035 | MISO_WUMS_2_PJM_ROR | MISO_WUMS | PJM_ROR | Internal | Summer | B8 | 500 | 1600 | 0 | 48.82 | 48.79 | 2 | 0
2035 | MISO_WUMS_2_PJM_ROR | MISO_WUMS | PJM_ROR | Internal | Summer | B9 | 800 | 1600 | 0 | 48.6 | 46.62 | 2 | 0
2035 | MISO_WUMS_2_PJM_ROR | MISO_WUMS | PJM_ROR | Internal | Summer | B10 | 1262 | 1600 | 0 | 44.93 | 44.9 | 2 | 0
2035 | MISO_WUMS_2_PJM_ROR | MISO_WUMS | PJM_ROR | Internal | Winter | B16 | 25 | 1600 | 618.32 | 77.83 | 79.83 | 2 | 0
2035 | MISO_WUMS_2_PJM_ROR | MISO_WUMS | PJM_ROR | Internal | Winter | B17 | 100 | 1600 | 1600 | 63.94 | 65.95 | 2 | 0.01
2035 | MISO_WUMS_2_PJM_ROR | MISO_WUMS | PJM_ROR | Internal | Winter | B18 | 400 | 1600 | 14.93 | 57.62 | 59.62 | 2 | 0
2035 | MISO_WUMS_2_PJM_ROR | MISO_WUMS | PJM_ROR | Internal | Winter | B19 | 700 | 1600 | 0 | 55.9 | 55.56 | 2 | 0
2035 | MISO_WUMS_2_PJM_ROR | MISO_WUMS | PJM_ROR | Internal | Winter | B20 | 935 | 1600 | 0 | 49.46 | 50.07 | 2 | 0
2035 | NE_2_MISO_W | NE | MISO_W | Internal | Shoulder | B11 | 25 | 1600 | 0 | 85.15 | 78.16 | 5 | 0
2035 | NE_2_MISO_W | NE | MISO_W | Internal | Shoulder | B12 | 200 | 1600 | 0 | 62.13 | 62.13 | 5 | 0
2035 | NE_2_MISO_W | NE | MISO_W | Internal | Shoulder | B13 | 600 | 1600 | 0 | 55.29 | 53.96 | 5 | 0
2035 | NE_2_MISO_W | NE | MISO_W | Internal | Shoulder | B14 | 900 | 1600 | 0 | 53.51 | 53.71 | 5 | 0
2035 | NE_2_MISO_W | NE | MISO_W | Internal | Shoulder | B15 | 1203 | 1600 | 0 | 49.7 | 47.79 | 5 | 0
2035 | NE_2_MISO_W | NE | MISO_W | Internal | Summer | B1 | 10 | 1600 | 0 | 90.62 | 90.62 | 5 | 0
2035 | NE_2_MISO_W | NE | MISO_W | Internal | Summer | B2 | 25 | 1600 | 0 | 90.62 | 85.38 | 5 | 0
2035 | NE_2_MISO_W | NE | MISO_W | Internal | Summer | B3 | 75 | 1600 | 0 | 88.31 | 84.55 | 5 | 0
2035 | NE_2_MISO_W | NE | MISO_W | Internal | Summer | B4 | 100 | 1600 | 0 | 88.31 | 83.67 | 5 | 0
2035 | NE_2_MISO_W | NE | MISO_W | Internal | Summer | B5 | 200 | 1600 | 0 | 85.99 | 83.67 | 5 | 0
2035 | NE_2_MISO_W | NE | MISO_W | Internal | Summer | B6 | 300 | 1600 | 0 | 70.93 | 64.25 | 5 | 0
2035 | NE_2_MISO_W | NE | MISO_W | Internal | Summer | B7 | 400 | 1600 | 0 | 56.06 | 52.31 | 5 | 0
2035 | NE_2_MISO_W | NE | MISO_W | Internal | Summer | B8 | 500 | 1600 | 0 | 51.73 | 49.37 | 5 | 0
2035 | NE_2_MISO_W | NE | MISO_W | Internal | Summer | B9 | 800 | 1600 | 0 | 51.59 | 48.62 | 5 | 0
2035 | NE_2_MISO_W | NE | MISO_W | Internal | Summer | B10 | 1262 | 1600 | 0 | 44.85 | 44.05 | 5 | 0
2035 | NE_2_MISO_W | NE | MISO_W | Internal | Winter | B16 | 25 | 1600 | 0 | 77.82 | 77.82 | 5 | 0
2035 | NE_2_MISO_W | NE | MISO_W | Internal | Winter | B17 | 100 | 1600 | 215.03 | 58.93 | 63.93 | 5 | 0
2035 | NE_2_MISO_W | NE | MISO_W | Internal | Winter | B18 | 400 | 1600 | 0 | 55.52 | 57.63 | 5 | 0
2035 | NE_2_MISO_W | NE | MISO_W | Internal | Winter | B19 | 700 | 1600 | 0 | 53.25 | 57.56 | 5 | 0
2035 | NE_2_MISO_W | NE | MISO_W | Internal | Winter | B20 | 935 | 1600 | 0 | 50.83 | 48.08 | 5 | 0
2035 | NE_2_SPP_N | NE | SPP_N | Internal | Shoulder | B11 | 25 | 1800 | 1745.77 | 85.15 | 85.16 | 0.01 | 0
2035 | NE_2_SPP_N | NE | SPP_N | Internal | Shoulder | B12 | 200 | 1800 | 243.34 | 62.13 | 62.14 | 0.01 | 0
2035 | NE_2_SPP_N | NE | SPP_N | Internal | Shoulder | B13 | 600 | 1800 | 158.26 | 55.29 | 55.3 | 0.01 | 0
2035 | NE_2_SPP_N | NE | SPP_N | Internal | Shoulder | B14 | 900 | 1800 | 0 | 53.51 | 53.52 | 0.01 | 0
2035 | NE_2_SPP_N | NE | SPP_N | Internal | Shoulder | B15 | 1203 | 1800 | 345.88 | 49.7 | 49.71 | 0.01 | 0
2035 | NE_2_SPP_N | NE | SPP_N | Internal | Summer | B1 | 10 | 1800 | 1684.29 | 90.62 | 90.63 | 0.01 | 0
2035 | NE_2_SPP_N | NE | SPP_N | Internal | Summer | B2 | 25 | 1800 | 1566.81 | 90.62 | 90.63 | 0.01 | 0
2035 | NE_2_SPP_N | NE | SPP_N | Internal | Summer | B3 | 75 | 1800 | 1252.31 | 88.31 | 88.32 | 0.01 | 0
2035 | NE_2_SPP_N | NE | SPP_N | Internal | Summer | B4 | 100 | 1800 | 1733.56 | 88.31 | 88.32 | 0.01 | 0
2035 | NE_2_SPP_N | NE | SPP_N | Internal | Summer | B5 | 200 | 1800 | 1561.84 | 85.99 | 86 | 0.01 | 0
2035 | NE_2_SPP_N | NE | SPP_N | Internal | Summer | B6 | 300 | 1800 | 1347.02 | 70.93 | 70.94 | 0.01 | 0
2035 | NE_2_SPP_N | NE | SPP_N | Internal | Summer | B7 | 400 | 1800 | 1130.35 | 56.06 | 56.07 | 0.01 | 0
2035 | NE_2_SPP_N | NE | SPP_N | Internal | Summer | B8 | 500 | 1800 | 1308.38 | 51.73 | 51.74 | 0.01 | 0
2035 | NE_2_SPP_N | NE | SPP_N | Internal | Summer | B9 | 800 | 1800 | 1259.83 | 51.59 | 51.6 | 0.01 | 0
2035 | NE_2_SPP_N | NE | SPP_N | Internal | Summer | B10 | 1262 | 1800 | 1800 | 44.85 | 46.9 | 0.01 | 2.03
2035 | NE_2_SPP_N | NE | SPP_N | Internal | Winter | B16 | 25 | 1800 | 1111.26 | 77.82 | 77.83 | 0.01 | 0
2035 | NE_2_SPP_N | NE | SPP_N | Internal | Winter | B17 | 100 | 1800 | 250.76 | 58.93 | 58.94 | 0.01 | 0
2035 | NE_2_SPP_N | NE | SPP_N | Internal | Winter | B18 | 400 | 1800 | 261.47 | 55.52 | 55.53 | 0.01 | 0
2035 | NE_2_SPP_N | NE | SPP_N | Internal | Winter | B19 | 700 | 1800 | 308.55 | 53.25 | 53.26 | 0.01 | 0
2035 | NE_2_SPP_N | NE | SPP_N | Internal | Winter | B20 | 935 | 1800 | 1177.68 | 50.83 | 50.84 | 0.01 | 0
2035 | NEISO_2_NYISO_A-F | NEISO | NYISO_A-F | Internal | Shoulder | B11 | 25 | 600 | 600 | 46.31 | 59.06 | 3 | 9.75
2035 | NEISO_2_NYISO_A-F | NEISO | NYISO_A-F | Internal | Shoulder | B12 | 200 | 600 | 600 | 46.31 | 55.93 | 3 | 6.62
2035 | NEISO_2_NYISO_A-F | NEISO | NYISO_A-F | Internal | Shoulder | B13 | 600 | 600 | 600 | 46.31 | 49.89 | 3 | 0.58
2035 | NEISO_2_NYISO_A-F | NEISO | NYISO_A-F | Internal | Shoulder | B14 | 900 | 600 | 600 | 46.31 | 49.65 | 3 | 0.34
2035 | NEISO_2_NYISO_A-F | NEISO | NYISO_A-F | Internal | Shoulder | B15 | 1203 | 600 | 600 | 46.31 | 49.32 | 3 | 0.01
2035 | NEISO_2_NYISO_A-F | NEISO | NYISO_A-F | Internal | Summer | B1 | 10 | 600 | 0 | 99.62 | 96.62 | 3 | 0
2035 | NEISO_2_NYISO_A-F | NEISO | NYISO_A-F | Internal | Summer | B2 | 25 | 600 | 0 | 76.41 | 79.38 | 3 | 0
2035 | NEISO_2_NYISO_A-F | NEISO | NYISO_A-F | Internal | Summer | B3 | 75 | 600 | 478.81 | 68.39 | 71.39 | 3 | 0
2035 | NEISO_2_NYISO_A-F | NEISO | NYISO_A-F | Internal | Summer | B4 | 100 | 600 | 600 | 59.4 | 64.8 | 3 | 2.39
2035 | NEISO_2_NYISO_A-F | NEISO | NYISO_A-F | Internal | Summer | B5 | 200 | 600 | 600 | 46.31 | 63.81 | 3 | 14.5
2035 | NEISO_2_NYISO_A-F | NEISO | NYISO_A-F | Internal | Summer | B6 | 300 | 600 | 600 | 42.77 | 54.26 | 3 | 8.49
2035 | NEISO_2_NYISO_A-F | NEISO | NYISO_A-F | Internal | Summer | B7 | 400 | 600 | 600 | 42.77 | 52.32 | 3 | 6.55
2035 | NEISO_2_NYISO_A-F | NEISO | NYISO_A-F | Internal | Summer | B8 | 500 | 600 | 600 | 42.77 | 48.35 | 3 | 2.58
2035 | NEISO_2_NYISO_A-F | NEISO | NYISO_A-F | Internal | Summer | B9 | 800 | 600 | 600 | 42.77 | 46.08 | 3 | 0.31
2035 | NEISO_2_NYISO_A-F | NEISO | NYISO_A-F | Internal | Summer | B10 | 1262 | 600 | 600 | 42.77 | 46.08 | 3 | 0.31
2035 | NEISO_2_NYISO_A-F | NEISO | NYISO_A-F | Internal | Winter | B16 | 25 | 600 | 600 | 57.22 | 71.85 | 3 | 11.62
2035 | NEISO_2_NYISO_A-F | NEISO | NYISO_A-F | Internal | Winter | B17 | 100 | 600 | 0 | 57.22 | 57.96 | 3 | 0
2035 | NEISO_2_NYISO_A-F | NEISO | NYISO_A-F | Internal | Winter | B18 | 400 | 600 | 0 | 57.22 | 57.89 | 3 | 0
2035 | NEISO_2_NYISO_A-F | NEISO | NYISO_A-F | Internal | Winter | B19 | 700 | 600 | 0 | 57.22 | 57.47 | 3 | 0
2035 | NEISO_2_NYISO_A-F | NEISO | NYISO_A-F | Internal | Winter | B20 | 935 | 600 | 0 | 57.22 | 57.04 | 3 | 0
2035 | NEISO_2_NYISO_G-I | NEISO | NYISO_G-I | Internal | Shoulder | B11 | 25 | 600 | 600 | 46.31 | 59.07 | 3 | 9.76
2035 | NEISO_2_NYISO_G-I | NEISO | NYISO_G-I | Internal | Shoulder | B12 | 200 | 600 | 600 | 46.31 | 55.94 | 3 | 6.63
2035 | NEISO_2_NYISO_G-I | NEISO | NYISO_G-I | Internal | Shoulder | B13 | 600 | 600 | 600 | 46.31 | 49.9 | 3 | 0.59
2035 | NEISO_2_NYISO_G-I | NEISO | NYISO_G-I | Internal | Shoulder | B14 | 900 | 600 | 600 | 46.31 | 49.67 | 3 | 0.35
2035 | NEISO_2_NYISO_G-I | NEISO | NYISO_G-I | Internal | Shoulder | B15 | 1203 | 600 | 296.92 | 46.31 | 49.31 | 3 | 0
2035 | NEISO_2_NYISO_G-I | NEISO | NYISO_G-I | Internal | Summer | B1 | 10 | 600 | 0 | 99.62 | 96.63 | 3 | 0
2035 | NEISO_2_NYISO_G-I | NEISO | NYISO_G-I | Internal | Summer | B2 | 25 | 600 | 0 | 76.41 | 79.39 | 3 | 0
2035 | NEISO_2_NYISO_G-I | NEISO | NYISO_G-I | Internal | Summer | B3 | 75 | 600 | 600 | 68.39 | 71.4 | 3 | 0.01
2035 | NEISO_2_NYISO_G-I | NEISO | NYISO_G-I | Internal | Summer | B4 | 100 | 600 | 600 | 59.4 | 64.81 | 3 | 2.41
2035 | NEISO_2_NYISO_G-I | NEISO | NYISO_G-I | Internal | Summer | B5 | 200 | 600 | 600 | 46.31 | 63.82 | 3 | 14.51
2035 | NEISO_2_NYISO_G-I | NEISO | NYISO_G-I | Internal | Summer | B6 | 300 | 600 | 600 | 42.77 | 54.27 | 3 | 8.5
2035 | NEISO_2_NYISO_G-I | NEISO | NYISO_G-I | Internal | Summer | B7 | 400 | 600 | 600 | 42.77 | 52.33 | 3 | 6.56
2035 | NEISO_2_NYISO_G-I | NEISO | NYISO_G-I | Internal | Summer | B8 | 500 | 600 | 600 | 42.77 | 48.36 | 3 | 2.59
2035 | NEISO_2_NYISO_G-I | NEISO | NYISO_G-I | Internal | Summer | B9 | 800 | 600 | 600 | 42.77 | 46.09 | 3 | 0.32
2035 | NEISO_2_NYISO_G-I | NEISO | NYISO_G-I | Internal | Summer | B10 | 1262 | 600 | 600 | 42.77 | 46.07 | 3 | 0.3
2035 | NEISO_2_NYISO_G-I | NEISO | NYISO_G-I | Internal | Winter | B16 | 25 | 600 | 600 | 57.22 | 71.86 | 3 | 11.64
2035 | NEISO_2_NYISO_G-I | NEISO | NYISO_G-I | Internal | Winter | B17 | 100 | 600 | 81.03 | 57.22 | 60.22 | 3 | 0
2035 | NEISO_2_NYISO_G-I | NEISO | NYISO_G-I | Internal | Winter | B18 | 400 | 600 | 0 | 57.22 | 59.01 | 3 | 0
2035 | NEISO_2_NYISO_G-I | NEISO | NYISO_G-I | Internal | Winter | B19 | 700 | 600 | 0 | 57.22 | 57.48 | 3 | 0
2035 | NEISO_2_NYISO_G-I | NEISO | NYISO_G-I | Internal | Winter | B20 | 935 | 600 | 0 | 57.22 | 57.05 | 3 | 0
2035 | NEISO_2_NYISO_J-K | NEISO | NYISO_J-K | Internal | Shoulder | B11 | 25 | 430 | 430 | 46.31 | 66.67 | 3 | 17.36
2035 | NEISO_2_NYISO_J-K | NEISO | NYISO_J-K | Internal | Shoulder | B12 | 200 | 430 | 430 | 46.31 | 55.95 | 3 | 6.64
2035 | NEISO_2_NYISO_J-K | NEISO | NYISO_J-K | Internal | Shoulder | B13 | 600 | 430 | 430 | 46.31 | 50.01 | 3 | 0.7
2035 | NEISO_2_NYISO_J-K | NEISO | NYISO_J-K | Internal | Shoulder | B14 | 900 | 430 | 430 | 46.31 | 49.68 | 3 | 0.37
2035 | NEISO_2_NYISO_J-K | NEISO | NYISO_J-K | Internal | Shoulder | B15 | 1203 | 430 | 430 | 46.31 | 49.32 | 3 | 0.01
2035 | NEISO_2_NYISO_J-K | NEISO | NYISO_J-K | Internal | Summer | B1 | 10 | 430 | 0 | 99.62 | 96.65 | 3 | 0
2035 | NEISO_2_NYISO_J-K | NEISO | NYISO_J-K | Internal | Summer | B2 | 25 | 430 | 221.36 | 76.41 | 79.41 | 3 | 0
2035 | NEISO_2_NYISO_J-K | NEISO | NYISO_J-K | Internal | Summer | B3 | 75 | 430 | 430 | 68.39 | 71.41 | 3 | 0.02
2035 | NEISO_2_NYISO_J-K | NEISO | NYISO_J-K | Internal | Summer | B4 | 100 | 430 | 430 | 59.4 | 64.82 | 3 | 2.42
2035 | NEISO_2_NYISO_J-K | NEISO | NYISO_J-K | Internal | Summer | B5 | 200 | 430 | 430 | 46.31 | 63.84 | 3 | 14.52
2035 | NEISO_2_NYISO_J-K | NEISO | NYISO_J-K | Internal | Summer | B6 | 300 | 430 | 430 | 42.77 | 61.37 | 3 | 15.6
2035 | NEISO_2_NYISO_J-K | NEISO | NYISO_J-K | Internal | Summer | B7 | 400 | 430 | 430 | 42.77 | 61.37 | 3 | 15.6
2035 | NEISO_2_NYISO_J-K | NEISO | NYISO_J-K | Internal | Summer | B8 | 500 | 430 | 430 | 42.77 | 61.37 | 3 | 15.6
2035 | NEISO_2_NYISO_J-K | NEISO | NYISO_J-K | Internal | Summer | B9 | 800 | 430 | 430 | 42.77 | 46.1 | 3 | 0.33
2035 | NEISO_2_NYISO_J-K | NEISO | NYISO_J-K | Internal | Summer | B10 | 1262 | 430 | 430 | 42.77 | 46.08 | 3 | 0.31
2035 | NEISO_2_NYISO_J-K | NEISO | NYISO_J-K | Internal | Winter | B16 | 25 | 430 | 430 | 57.22 | 85.06 | 3 | 24.84
2035 | NEISO_2_NYISO_J-K | NEISO | NYISO_J-K | Internal | Winter | B17 | 100 | 430 | 430 | 57.22 | 70.12 | 3 | 9.9
2035 | NEISO_2_NYISO_J-K | NEISO | NYISO_J-K | Internal | Winter | B18 | 400 | 430 | 430 | 57.22 | 63.63 | 3 | 3.41
2035 | NEISO_2_NYISO_J-K | NEISO | NYISO_J-K | Internal | Winter | B19 | 700 | 430 | 430 | 57.22 | 63.63 | 3 | 3.41
2035 | NEISO_2_NYISO_J-K | NEISO | NYISO_J-K | Internal | Winter | B20 | 935 | 430 | 0 | 57.22 | 59.79 | 3 | 0
2035 | NonRTO_Midwest_2_MISO_IN | NonRTO_Midwest | MISO_IN | Internal | Shoulder | B11 | 25 | 4450 | 0 | 85.15 | 77.15 | 8 | 0
2035 | NonRTO_Midwest_2_MISO_IN | NonRTO_Midwest | MISO_IN | Internal | Shoulder | B12 | 200 | 4450 | 0 | 70.15 | 62.15 | 8 | 0
2035 | NonRTO_Midwest_2_MISO_IN | NonRTO_Midwest | MISO_IN | Internal | Shoulder | B13 | 600 | 4450 | 0 | 58.41 | 53.93 | 8 | 0
2035 | NonRTO_Midwest_2_MISO_IN | NonRTO_Midwest | MISO_IN | Internal | Shoulder | B14 | 900 | 4450 | 0 | 50.47 | 53.71 | 8 | 0
2035 | NonRTO_Midwest_2_MISO_IN | NonRTO_Midwest | MISO_IN | Internal | Shoulder | B15 | 1203 | 4450 | 0 | 45.49 | 46.63 | 8 | 0
2035 | NonRTO_Midwest_2_MISO_IN | NonRTO_Midwest | MISO_IN | Internal | Summer | B1 | 10 | 4450 | 0 | 88.93 | 90.62 | 8 | 0
2035 | NonRTO_Midwest_2_MISO_IN | NonRTO_Midwest | MISO_IN | Internal | Summer | B2 | 25 | 4450 | 0 | 88.93 | 85.37 | 8 | 0
2035 | NonRTO_Midwest_2_MISO_IN | NonRTO_Midwest | MISO_IN | Internal | Summer | B3 | 75 | 4450 | 0 | 88.93 | 83.2 | 8 | 0
2035 | NonRTO_Midwest_2_MISO_IN | NonRTO_Midwest | MISO_IN | Internal | Summer | B4 | 100 | 4450 | 0 | 88.47 | 80.47 | 8 | 0
2035 | NonRTO_Midwest_2_MISO_IN | NonRTO_Midwest | MISO_IN | Internal | Summer | B5 | 200 | 4450 | 0 | 85.99 | 77.99 | 8 | 0
2035 | NonRTO_Midwest_2_MISO_IN | NonRTO_Midwest | MISO_IN | Internal | Summer | B6 | 300 | 4450 | 0 | 70.93 | 62.93 | 8 | 0
2035 | NonRTO_Midwest_2_MISO_IN | NonRTO_Midwest | MISO_IN | Internal | Summer | B7 | 400 | 4450 | 0 | 50.07 | 52.31 | 8 | 0
2035 | NonRTO_Midwest_2_MISO_IN | NonRTO_Midwest | MISO_IN | Internal | Summer | B8 | 500 | 4450 | 0 | 48.9 | 49.34 | 8 | 0
2035 | NonRTO_Midwest_2_MISO_IN | NonRTO_Midwest | MISO_IN | Internal | Summer | B9 | 800 | 4450 | 0 | 46.85 | 45.66 | 8 | 0
2035 | NonRTO_Midwest_2_MISO_IN | NonRTO_Midwest | MISO_IN | Internal | Summer | B10 | 1262 | 4450 | 0 | 40.2 | 45.16 | 8 | 0
2035 | NonRTO_Midwest_2_MISO_IN | NonRTO_Midwest | MISO_IN | Internal | Winter | B16 | 25 | 4450 | 0 | 85.85 | 77.85 | 8 | 0
2035 | NonRTO_Midwest_2_MISO_IN | NonRTO_Midwest | MISO_IN | Internal | Winter | B17 | 100 | 4450 | 0 | 71.95 | 63.95 | 8 | 0
2035 | NonRTO_Midwest_2_MISO_IN | NonRTO_Midwest | MISO_IN | Internal | Winter | B18 | 400 | 4450 | 0 | 63.89 | 57.62 | 8 | 0
2035 | NonRTO_Midwest_2_MISO_IN | NonRTO_Midwest | MISO_IN | Internal | Winter | B19 | 700 | 4450 | 0 | 49.1 | 53.56 | 8 | 0
2035 | NonRTO_Midwest_2_MISO_IN | NonRTO_Midwest | MISO_IN | Internal | Winter | B20 | 935 | 4450 | 0 | 45.32 | 48.08 | 8 | 0
2035 | NonRTO_Midwest_2_TVA_Transmission | NonRTO_Midwest | TVA_Transmission | Internal | Shoulder | B11 | 25 | 2400 | 0 | 85.15 | 78.63 | 8 | 0
2035 | NonRTO_Midwest_2_TVA_Transmission | NonRTO_Midwest | TVA_Transmission | Internal | Shoulder | B12 | 200 | 2400 | 0 | 70.15 | 62.66 | 8 | 0
2035 | NonRTO_Midwest_2_TVA_Transmission | NonRTO_Midwest | TVA_Transmission | Internal | Shoulder | B13 | 600 | 2400 | 0 | 58.41 | 56.67 | 8 | 0
2035 | NonRTO_Midwest_2_TVA_Transmission | NonRTO_Midwest | TVA_Transmission | Internal | Shoulder | B14 | 900 | 2400 | 0 | 50.47 | 56.12 | 8 | 0
2035 | NonRTO_Midwest_2_TVA_Transmission | NonRTO_Midwest | TVA_Transmission | Internal | Shoulder | B15 | 1203 | 2400 | 71.89 | 45.49 | 53.49 | 8 | 0
2035 | NonRTO_Midwest_2_TVA_Transmission | NonRTO_Midwest | TVA_Transmission | Internal | Summer | B1 | 10 | 2400 | 0 | 88.93 | 96.22 | 8 | 0
2035 | NonRTO_Midwest_2_TVA_Transmission | NonRTO_Midwest | TVA_Transmission | Internal | Summer | B2 | 25 | 2400 | 0 | 88.93 | 93.37 | 8 | 0
2035 | NonRTO_Midwest_2_TVA_Transmission | NonRTO_Midwest | TVA_Transmission | Internal | Summer | B3 | 75 | 2400 | 0 | 88.93 | 87.8 | 8 | 0
2035 | NonRTO_Midwest_2_TVA_Transmission | NonRTO_Midwest | TVA_Transmission | Internal | Summer | B4 | 100 | 2400 | 0 | 88.47 | 86.78 | 8 | 0
2035 | NonRTO_Midwest_2_TVA_Transmission | NonRTO_Midwest | TVA_Transmission | Internal | Summer | B5 | 200 | 2400 | 0 | 85.99 | 81.95 | 8 | 0
2035 | NonRTO_Midwest_2_TVA_Transmission | NonRTO_Midwest | TVA_Transmission | Internal | Summer | B6 | 300 | 2400 | 0 | 70.93 | 68.19 | 8 | 0
2035 | NonRTO_Midwest_2_TVA_Transmission | NonRTO_Midwest | TVA_Transmission | Internal | Summer | B7 | 400 | 2400 | 0 | 50.07 | 56.11 | 8 | 0
2035 | NonRTO_Midwest_2_TVA_Transmission | NonRTO_Midwest | TVA_Transmission | Internal | Summer | B8 | 500 | 2400 | 0 | 48.9 | 54.09 | 8 | 0
2035 | NonRTO_Midwest_2_TVA_Transmission | NonRTO_Midwest | TVA_Transmission | Internal | Summer | B9 | 800 | 2400 | 0 | 46.85 | 50.54 | 8 | 0
2035 | NonRTO_Midwest_2_TVA_Transmission | NonRTO_Midwest | TVA_Transmission | Internal | Summer | B10 | 1262 | 2400 | 593.62 | 40.2 | 48.2 | 8 | 0
2035 | NonRTO_Midwest_2_TVA_Transmission | NonRTO_Midwest | TVA_Transmission | Internal | Winter | B16 | 25 | 2400 | 0 | 85.85 | 84.96 | 8 | 0
2035 | NonRTO_Midwest_2_TVA_Transmission | NonRTO_Midwest | TVA_Transmission | Internal | Winter | B17 | 100 | 2400 | 0 | 71.95 | 65.78 | 8 | 0
2035 | NonRTO_Midwest_2_TVA_Transmission | NonRTO_Midwest | TVA_Transmission | Internal | Winter | B18 | 400 | 2400 | 0 | 63.89 | 59.98 | 8 | 0
2035 | NonRTO_Midwest_2_TVA_Transmission | NonRTO_Midwest | TVA_Transmission | Internal | Winter | B19 | 700 | 2400 | 0 | 49.1 | 55.97 | 8 | 0
2035 | NonRTO_Midwest_2_TVA_Transmission | NonRTO_Midwest | TVA_Transmission | Internal | Winter | B20 | 935 | 2400 | 392.14 | 45.32 | 53.32 | 8 | 0
2035 | NYISO_A-F_2_IESO | NYISO_A-F | IESO | Internal | Shoulder | B11 | 25 | 1600 | 0 | 59.06 | 48.51 | 7 | 0
2035 | NYISO_A-F_2_IESO | NYISO_A-F | IESO | Internal | Shoulder | B12 | 200 | 1600 | 0 | 55.93 | 48.93 | 7 | 0
2035 | NYISO_A-F_2_IESO | NYISO_A-F | IESO | Internal | Shoulder | B13 | 600 | 1600 | 0 | 49.89 | 46.72 | 7 | 0
2035 | NYISO_A-F_2_IESO | NYISO_A-F | IESO | Internal | Shoulder | B14 | 900 | 1600 | 0 | 49.65 | 46.72 | 7 | 0
2035 | NYISO_A-F_2_IESO | NYISO_A-F | IESO | Internal | Shoulder | B15 | 1203 | 1600 | 0 | 49.32 | 46.72 | 7 | 0
2035 | NYISO_A-F_2_IESO | NYISO_A-F | IESO | Internal | Summer | B1 | 10 | 1600 | 0 | 96.62 | 89.62 | 7 | 0
2035 | NYISO_A-F_2_IESO | NYISO_A-F | IESO | Internal | Summer | B2 | 25 | 1600 | 0 | 79.38 | 78.38 | 7 | 0
2035 | NYISO_A-F_2_IESO | NYISO_A-F | IESO | Internal | Summer | B3 | 75 | 1600 | 0 | 71.39 | 76.22 | 7 | 0
2035 | NYISO_A-F_2_IESO | NYISO_A-F | IESO | Internal | Summer | B4 | 100 | 1600 | 355.89 | 64.8 | 71.8 | 7 | 0
2035 | NYISO_A-F_2_IESO | NYISO_A-F | IESO | Internal | Summer | B5 | 200 | 1600 | 0 | 63.81 | 57.37 | 7 | 0
2035 | NYISO_A-F_2_IESO | NYISO_A-F | IESO | Internal | Summer | B6 | 300 | 1600 | 0 | 54.26 | 47.68 | 7 | 0
2035 | NYISO_A-F_2_IESO | NYISO_A-F | IESO | Internal | Summer | B7 | 400 | 1600 | 0 | 52.32 | 45.32 | 7 | 0
2035 | NYISO_A-F_2_IESO | NYISO_A-F | IESO | Internal | Summer | B8 | 500 | 1600 | 0 | 48.35 | 43.92 | 7 | 0
2035 | NYISO_A-F_2_IESO | NYISO_A-F | IESO | Internal | Summer | B9 | 800 | 1600 | 0 | 46.08 | 43.92 | 7 | 0
2035 | NYISO_A-F_2_IESO | NYISO_A-F | IESO | Internal | Summer | B10 | 1262 | 1600 | 0 | 46.08 | 43.92 | 7 | 0
2035 | NYISO_A-F_2_IESO | NYISO_A-F | IESO | Internal | Winter | B16 | 25 | 1600 | 0 | 71.85 | 64.85 | 7 | 0
2035 | NYISO_A-F_2_IESO | NYISO_A-F | IESO | Internal | Winter | B17 | 100 | 1600 | 0 | 57.96 | 50.96 | 7 | 0
2035 | NYISO_A-F_2_IESO | NYISO_A-F | IESO | Internal | Winter | B18 | 400 | 1600 | 0 | 57.89 | 50.89 | 7 | 0
2035 | NYISO_A-F_2_IESO | NYISO_A-F | IESO | Internal | Winter | B19 | 700 | 1600 | 0 | 57.47 | 50.89 | 7 | 0
2035 | NYISO_A-F_2_IESO | NYISO_A-F | IESO | Internal | Winter | B20 | 935 | 1600 | 0 | 57.04 | 50.89 | 7 | 0
2035 | NYISO_A-F_2_NEISO | NYISO_A-F | NEISO | Internal | Shoulder | B11 | 25 | 600 | 0 | 59.06 | 46.31 | 3 | 0
2035 | NYISO_A-F_2_NEISO | NYISO_A-F | NEISO | Internal | Shoulder | B12 | 200 | 600 | 0 | 55.93 | 46.31 | 3 | 0
2035 | NYISO_A-F_2_NEISO | NYISO_A-F | NEISO | Internal | Shoulder | B13 | 600 | 600 | 0 | 49.89 | 46.31 | 3 | 0
2035 | NYISO_A-F_2_NEISO | NYISO_A-F | NEISO | Internal | Shoulder | B14 | 900 | 600 | 0 | 49.65 | 46.31 | 3 | 0
2035 | NYISO_A-F_2_NEISO | NYISO_A-F | NEISO | Internal | Shoulder | B15 | 1203 | 600 | 0 | 49.32 | 46.31 | 3 | 0
2035 | NYISO_A-F_2_NEISO | NYISO_A-F | NEISO | Internal | Summer | B1 | 10 | 600 | 234.93 | 96.62 | 99.62 | 3 | 0
2035 | NYISO_A-F_2_NEISO | NYISO_A-F | NEISO | Internal | Summer | B2 | 25 | 600 | 0 | 79.38 | 76.41 | 3 | 0
2035 | NYISO_A-F_2_NEISO | NYISO_A-F | NEISO | Internal | Summer | B3 | 75 | 600 | 0 | 71.39 | 68.39 | 3 | 0
2035 | NYISO_A-F_2_NEISO | NYISO_A-F | NEISO | Internal | Summer | B4 | 100 | 600 | 0 | 64.8 | 59.4 | 3 | 0
2035 | NYISO_A-F_2_NEISO | NYISO_A-F | NEISO | Internal | Summer | B5 | 200 | 600 | 0 | 63.81 | 46.31 | 3 | 0
2035 | NYISO_A-F_2_NEISO | NYISO_A-F | NEISO | Internal | Summer | B6 | 300 | 600 | 0 | 54.26 | 42.77 | 3 | 0
2035 | NYISO_A-F_2_NEISO | NYISO_A-F | NEISO | Internal | Summer | B7 | 400 | 600 | 0 | 52.32 | 42.77 | 3 | 0
2035 | NYISO_A-F_2_NEISO | NYISO_A-F | NEISO | Internal | Summer | B8 | 500 | 600 | 0 | 48.35 | 42.77 | 3 | 0
2035 | NYISO_A-F_2_NEISO | NYISO_A-F | NEISO | Internal | Summer | B9 | 800 | 600 | 0 | 46.08 | 42.77 | 3 | 0
2035 | NYISO_A-F_2_NEISO | NYISO_A-F | NEISO | Internal | Summer | B10 | 1262 | 600 | 0 | 46.08 | 42.77 | 3 | 0
2035 | NYISO_A-F_2_NEISO | NYISO_A-F | NEISO | Internal | Winter | B16 | 25 | 600 | 0 | 71.85 | 57.22 | 3 | 0
2035 | NYISO_A-F_2_NEISO | NYISO_A-F | NEISO | Internal | Winter | B17 | 100 | 600 | 0 | 57.96 | 57.22 | 3 | 0
2035 | NYISO_A-F_2_NEISO | NYISO_A-F | NEISO | Internal | Winter | B18 | 400 | 600 | 0 | 57.89 | 57.22 | 3 | 0
2035 | NYISO_A-F_2_NEISO | NYISO_A-F | NEISO | Internal | Winter | B19 | 700 | 600 | 0 | 57.47 | 57.22 | 3 | 0
2035 | NYISO_A-F_2_NEISO | NYISO_A-F | NEISO | Internal | Winter | B20 | 935 | 600 | 0 | 57.04 | 57.22 | 3 | 0
2035 | NYISO_A-F_2_NYISO_G-I | NYISO_A-F | NYISO_G-I | Internal | Shoulder | B11 | 25 | 4250 | 4193.86 | 59.06 | 59.07 | 0.01 | 0
2035 | NYISO_A-F_2_NYISO_G-I | NYISO_A-F | NYISO_G-I | Internal | Shoulder | B12 | 200 | 4250 | 3328.12 | 55.93 | 55.94 | 0.01 | 0
2035 | NYISO_A-F_2_NYISO_G-I | NYISO_A-F | NYISO_G-I | Internal | Shoulder | B13 | 600 | 4250 | 2489.2 | 49.89 | 49.9 | 0.01 | 0
2035 | NYISO_A-F_2_NYISO_G-I | NYISO_A-F | NYISO_G-I | Internal | Shoulder | B14 | 900 | 4250 | 2120.49 | 49.65 | 49.67 | 0.01 | 0
2035 | NYISO_A-F_2_NYISO_G-I | NYISO_A-F | NYISO_G-I | Internal | Shoulder | B15 | 1203 | 4250 | 0 | 49.32 | 49.31 | 0.01 | 0
2035 | NYISO_A-F_2_NYISO_G-I | NYISO_A-F | NYISO_G-I | Internal | Summer | B1 | 10 | 4250 | 3940.19 | 96.62 | 96.63 | 0.01 | 0
2035 | NYISO_A-F_2_NYISO_G-I | NYISO_A-F | NYISO_G-I | Internal | Summer | B2 | 25 | 4250 | 3439.03 | 79.38 | 79.39 | 0.01 | 0
2035 | NYISO_A-F_2_NYISO_G-I | NYISO_A-F | NYISO_G-I | Internal | Summer | B3 | 75 | 4250 | 2901.2 | 71.39 | 71.4 | 0.01 | 0
2035 | NYISO_A-F_2_NYISO_G-I | NYISO_A-F | NYISO_G-I | Internal | Summer | B4 | 100 | 4250 | 3066.62 | 64.8 | 64.81 | 0.01 | 0
2035 | NYISO_A-F_2_NYISO_G-I | NYISO_A-F | NYISO_G-I | Internal | Summer | B5 | 200 | 4250 | 2513.11 | 63.81 | 63.82 | 0.01 | 0
2035 | NYISO_A-F_2_NYISO_G-I | NYISO_A-F | NYISO_G-I | Internal | Summer | B6 | 300 | 4250 | 2968.08 | 54.26 | 54.27 | 0.01 | 0
2035 | NYISO_A-F_2_NYISO_G-I | NYISO_A-F | NYISO_G-I | Internal | Summer | B7 | 400 | 4250 | 2550.34 | 52.32 | 52.33 | 0.01 | 0
2035 | NYISO_A-F_2_NYISO_G-I | NYISO_A-F | NYISO_G-I | Internal | Summer | B8 | 500 | 4250 | 2387.79 | 48.35 | 48.36 | 0.01 | 0
2035 | NYISO_A-F_2_NYISO_G-I | NYISO_A-F | NYISO_G-I | Internal | Summer | B9 | 800 | 4250 | 1448.37 | 46.08 | 46.09 | 0.01 | 0
2035 | NYISO_A-F_2_NYISO_G-I | NYISO_A-F | NYISO_G-I | Internal | Summer | B10 | 1262 | 4250 | 0 | 46.08 | 46.07 | 0.01 | 0
2035 | NYISO_A-F_2_NYISO_G-I | NYISO_A-F | NYISO_G-I | Internal | Winter | B16 | 25 | 4250 | 4170.83 | 71.85 | 71.86 | 0.01 | 0
2035 | NYISO_A-F_2_NYISO_G-I | NYISO_A-F | NYISO_G-I | Internal | Winter | B17 | 100 | 4250 | 4250 | 57.96 | 60.22 | 0.01 | 2.25
2035 | NYISO_A-F_2_NYISO_G-I | NYISO_A-F | NYISO_G-I | Internal | Winter | B18 | 400 | 4250 | 4250 | 57.89 | 59.01 | 0.01 | 1.11
2035 | NYISO_A-F_2_NYISO_G-I | NYISO_A-F | NYISO_G-I | Internal | Winter | B19 | 700 | 4250 | 4045.48 | 57.47 | 57.48 | 0.01 | 0
2035 | NYISO_A-F_2_NYISO_G-I | NYISO_A-F | NYISO_G-I | Internal | Winter | B20 | 935 | 4250 | 3246.87 | 57.04 | 57.05 | 0.01 | 0
2035 | NYISO_A-F_2_PJM_ROM | NYISO_A-F | PJM_ROM | Internal | Shoulder | B11 | 25 | 1000 | 1000 | 59.06 | 72.62 | 8 | 5.56
2035 | NYISO_A-F_2_PJM_ROM | NYISO_A-F | PJM_ROM | Internal | Shoulder | B12 | 200 | 1000 | 1000 | 55.93 | 63.95 | 8 | 0.02
2035 | NYISO_A-F_2_PJM_ROM | NYISO_A-F | PJM_ROM | Internal | Shoulder | B13 | 600 | 1000 | 0 | 49.89 | 53.24 | 8 | 0
2035 | NYISO_A-F_2_PJM_ROM | NYISO_A-F | PJM_ROM | Internal | Shoulder | B14 | 900 | 1000 | 0 | 49.65 | 53.21 | 8 | 0
2035 | NYISO_A-F_2_PJM_ROM | NYISO_A-F | PJM_ROM | Internal | Shoulder | B15 | 1203 | 1000 | 0 | 49.32 | 47.5 | 8 | 0
2035 | NYISO_A-F_2_PJM_ROM | NYISO_A-F | PJM_ROM | Internal | Summer | B1 | 10 | 1000 | 33.28 | 96.62 | 104.62 | 8 | 0
2035 | NYISO_A-F_2_PJM_ROM | NYISO_A-F | PJM_ROM | Internal | Summer | B2 | 25 | 1000 | 58.54 | 79.38 | 87.38 | 8 | 0
2035 | NYISO_A-F_2_PJM_ROM | NYISO_A-F | PJM_ROM | Internal | Summer | B3 | 75 | 1000 | 1000 | 71.39 | 81.79 | 8 | 2.4
2035 | NYISO_A-F_2_PJM_ROM | NYISO_A-F | PJM_ROM | Internal | Summer | B4 | 100 | 1000 | 1000 | 64.8 | 80.77 | 8 | 7.97
2035 | NYISO_A-F_2_PJM_ROM | NYISO_A-F | PJM_ROM | Internal | Summer | B5 | 200 | 1000 | 1000 | 63.81 | 75.97 | 8 | 4.15
2035 | NYISO_A-F_2_PJM_ROM | NYISO_A-F | PJM_ROM | Internal | Summer | B6 | 300 | 1000 | 196.96 | 54.26 | 62.26 | 8 | 0
2035 | NYISO_A-F_2_PJM_ROM | NYISO_A-F | PJM_ROM | Internal | Summer | B7 | 400 | 1000 | 0 | 52.32 | 51.28 | 8 | 0
2035 | NYISO_A-F_2_PJM_ROM | NYISO_A-F | PJM_ROM | Internal | Summer | B8 | 500 | 1000 | 0 | 48.35 | 48.8 | 8 | 0
2035 | NYISO_A-F_2_PJM_ROM | NYISO_A-F | PJM_ROM | Internal | Summer | B9 | 800 | 1000 | 0 | 46.08 | 46.63 | 8 | 0
2035 | NYISO_A-F_2_PJM_ROM | NYISO_A-F | PJM_ROM | Internal | Summer | B10 | 1262 | 1000 | 0 | 46.08 | 44.92 | 8 | 0
2035 | NYISO_A-F_2_PJM_ROM | NYISO_A-F | PJM_ROM | Internal | Winter | B16 | 25 | 1000 | 912.05 | 71.85 | 79.85 | 8 | 0
2035 | NYISO_A-F_2_PJM_ROM | NYISO_A-F | PJM_ROM | Internal | Winter | B17 | 100 | 1000 | 332.35 | 57.96 | 65.96 | 8 | 0
2035 | NYISO_A-F_2_PJM_ROM | NYISO_A-F | PJM_ROM | Internal | Winter | B18 | 400 | 1000 | 0 | 57.89 | 59.63 | 8 | 0
2035 | NYISO_A-F_2_PJM_ROM | NYISO_A-F | PJM_ROM | Internal | Winter | B19 | 700 | 1000 | 0 | 57.47 | 55.58 | 8 | 0
2035 | NYISO_A-F_2_PJM_ROM | NYISO_A-F | PJM_ROM | Internal | Winter | B20 | 935 | 1000 | 0 | 57.04 | 51.04 | 8 | 0
2035 | NYISO_G-I_2_NEISO | NYISO_G-I | NEISO | Internal | Shoulder | B11 | 25 | 600 | 0 | 59.07 | 46.31 | 3 | 0
2035 | NYISO_G-I_2_NEISO | NYISO_G-I | NEISO | Internal | Shoulder | B12 | 200 | 600 | 0 | 55.94 | 46.31 | 3 | 0
2035 | NYISO_G-I_2_NEISO | NYISO_G-I | NEISO | Internal | Shoulder | B13 | 600 | 600 | 0 | 49.9 | 46.31 | 3 | 0
2035 | NYISO_G-I_2_NEISO | NYISO_G-I | NEISO | Internal | Shoulder | B14 | 900 | 600 | 0 | 49.67 | 46.31 | 3 | 0
2035 | NYISO_G-I_2_NEISO | NYISO_G-I | NEISO | Internal | Shoulder | B15 | 1203 | 600 | 0 | 49.31 | 46.31 | 3 | 0
2035 | NYISO_G-I_2_NEISO | NYISO_G-I | NEISO | Internal | Summer | B1 | 10 | 600 | 0.02 | 96.63 | 99.62 | 3 | 0
2035 | NYISO_G-I_2_NEISO | NYISO_G-I | NEISO | Internal | Summer | B2 | 25 | 600 | 0 | 79.39 | 76.41 | 3 | 0
2035 | NYISO_G-I_2_NEISO | NYISO_G-I | NEISO | Internal | Summer | B3 | 75 | 600 | 0 | 71.4 | 68.39 | 3 | 0
2035 | NYISO_G-I_2_NEISO | NYISO_G-I | NEISO | Internal | Summer | B4 | 100 | 600 | 0 | 64.81 | 59.4 | 3 | 0
2035 | NYISO_G-I_2_NEISO | NYISO_G-I | NEISO | Internal | Summer | B5 | 200 | 600 | 0 | 63.82 | 46.31 | 3 | 0
2035 | NYISO_G-I_2_NEISO | NYISO_G-I | NEISO | Internal | Summer | B6 | 300 | 600 | 0 | 54.27 | 42.77 | 3 | 0
2035 | NYISO_G-I_2_NEISO | NYISO_G-I | NEISO | Internal | Summer | B7 | 400 | 600 | 0 | 52.33 | 42.77 | 3 | 0
2035 | NYISO_G-I_2_NEISO | NYISO_G-I | NEISO | Internal | Summer | B8 | 500 | 600 | 0 | 48.36 | 42.77 | 3 | 0
2035 | NYISO_G-I_2_NEISO | NYISO_G-I | NEISO | Internal | Summer | B9 | 800 | 600 | 0 | 46.09 | 42.77 | 3 | 0
2035 | NYISO_G-I_2_NEISO | NYISO_G-I | NEISO | Internal | Summer | B10 | 1262 | 600 | 0 | 46.07 | 42.77 | 3 | 0
2035 | NYISO_G-I_2_NEISO | NYISO_G-I | NEISO | Internal | Winter | B16 | 25 | 600 | 0 | 71.86 | 57.22 | 3 | 0
2035 | NYISO_G-I_2_NEISO | NYISO_G-I | NEISO | Internal | Winter | B17 | 100 | 600 | 0 | 60.22 | 57.22 | 3 | 0
2035 | NYISO_G-I_2_NEISO | NYISO_G-I | NEISO | Internal | Winter | B18 | 400 | 600 | 0 | 59.01 | 57.22 | 3 | 0
2035 | NYISO_G-I_2_NEISO | NYISO_G-I | NEISO | Internal | Winter | B19 | 700 | 600 | 0 | 57.48 | 57.22 | 3 | 0
2035 | NYISO_G-I_2_NEISO | NYISO_G-I | NEISO | Internal | Winter | B20 | 935 | 600 | 0 | 57.05 | 57.22 | 3 | 0
2035 | NYISO_G-I_2_NYISO_A-F | NYISO_G-I | NYISO_A-F | Internal | Shoulder | B11 | 25 | 1999 | 0 | 59.07 | 59.06 | 0.01 | 0
2035 | NYISO_G-I_2_NYISO_A-F | NYISO_G-I | NYISO_A-F | Internal | Shoulder | B12 | 200 | 1999 | 0 | 55.94 | 55.93 | 0.01 | 0
2035 | NYISO_G-I_2_NYISO_A-F | NYISO_G-I | NYISO_A-F | Internal | Shoulder | B13 | 600 | 1999 | 0 | 49.9 | 49.89 | 0.01 | 0
2035 | NYISO_G-I_2_NYISO_A-F | NYISO_G-I | NYISO_A-F | Internal | Shoulder | B14 | 900 | 1999 | 0 | 49.67 | 49.65 | 0.01 | 0
2035 | NYISO_G-I_2_NYISO_A-F | NYISO_G-I | NYISO_A-F | Internal | Shoulder | B15 | 1203 | 1999 | 102.29 | 49.31 | 49.32 | 0.01 | 0
2035 | NYISO_G-I_2_NYISO_A-F | NYISO_G-I | NYISO_A-F | Internal | Summer | B1 | 10 | 1999 | 0.01 | 96.63 | 96.62 | 0.01 | 0
2035 | NYISO_G-I_2_NYISO_A-F | NYISO_G-I | NYISO_A-F | Internal | Summer | B2 | 25 | 1999 | 0 | 79.39 | 79.38 | 0.01 | 0
2035 | NYISO_G-I_2_NYISO_A-F | NYISO_G-I | NYISO_A-F | Internal | Summer | B3 | 75 | 1999 | 0 | 71.4 | 71.39 | 0.01 | 0
2035 | NYISO_G-I_2_NYISO_A-F | NYISO_G-I | NYISO_A-F | Internal | Summer | B4 | 100 | 1999 | 0 | 64.81 | 64.8 | 0.01 | 0
2035 | NYISO_G-I_2_NYISO_A-F | NYISO_G-I | NYISO_A-F | Internal | Summer | B5 | 200 | 1999 | 0 | 63.82 | 63.81 | 0.01 | 0
2035 | NYISO_G-I_2_NYISO_A-F | NYISO_G-I | NYISO_A-F | Internal | Summer | B6 | 300 | 1999 | 0 | 54.27 | 54.26 | 0.01 | 0
2035 | NYISO_G-I_2_NYISO_A-F | NYISO_G-I | NYISO_A-F | Internal | Summer | B7 | 400 | 1999 | 0 | 52.33 | 52.32 | 0.01 | 0
2035 | NYISO_G-I_2_NYISO_A-F | NYISO_G-I | NYISO_A-F | Internal | Summer | B8 | 500 | 1999 | 0 | 48.36 | 48.35 | 0.01 | 0
2035 | NYISO_G-I_2_NYISO_A-F | NYISO_G-I | NYISO_A-F | Internal | Summer | B9 | 800 | 1999 | 0 | 46.09 | 46.08 | 0.01 | 0
2035 | NYISO_G-I_2_NYISO_A-F | NYISO_G-I | NYISO_A-F | Internal | Summer | B10 | 1262 | 1999 | 1081.41 | 46.07 | 46.08 | 0.01 | 0
2035 | NYISO_G-I_2_NYISO_A-F | NYISO_G-I | NYISO_A-F | Internal | Winter | B16 | 25 | 1999 | 0 | 71.86 | 71.85 | 0.01 | 0
2035 | NYISO_G-I_2_NYISO_A-F | NYISO_G-I | NYISO_A-F | Internal | Winter | B17 | 100 | 1999 | 0 | 60.22 | 57.96 | 0.01 | 0
2035 | NYISO_G-I_2_NYISO_A-F | NYISO_G-I | NYISO_A-F | Internal | Winter | B18 | 400 | 1999 | 0 | 59.01 | 57.89 | 0.01 | 0
2035 | NYISO_G-I_2_NYISO_A-F | NYISO_G-I | NYISO_A-F | Internal | Winter | B19 | 700 | 1999 | 0 | 57.48 | 57.47 | 0.01 | 0
2035 | NYISO_G-I_2_NYISO_A-F | NYISO_G-I | NYISO_A-F | Internal | Winter | B20 | 935 | 1999 | 0 | 57.05 | 57.04 | 0.01 | 0
2035 | NYISO_G-I_2_NYISO_J-K | NYISO_G-I | NYISO_J-K | Internal | Shoulder | B11 | 25 | 6130 | 6130 | 59.07 | 66.67 | 0.01 | 7.59
2035 | NYISO_G-I_2_NYISO_J-K | NYISO_G-I | NYISO_J-K | Internal | Shoulder | B12 | 200 | 6130 | 6090.25 | 55.94 | 55.95 | 0.01 | 0
2035 | NYISO_G-I_2_NYISO_J-K | NYISO_G-I | NYISO_J-K | Internal | Shoulder | B13 | 600 | 6130 | 6130 | 49.9 | 50.01 | 0.01 | 0.09
2035 | NYISO_G-I_2_NYISO_J-K | NYISO_G-I | NYISO_J-K | Internal | Shoulder | B14 | 900 | 6130 | 5944.28 | 49.67 | 49.68 | 0.01 | 0
2035 | NYISO_G-I_2_NYISO_J-K | NYISO_G-I | NYISO_J-K | Internal | Shoulder | B15 | 1203 | 6130 | 3928.32 | 49.31 | 49.32 | 0.01 | 0
2035 | NYISO_G-I_2_NYISO_J-K | NYISO_G-I | NYISO_J-K | Internal | Summer | B1 | 10 | 6130 | 5296.28 | 96.63 | 96.65 | 0.01 | 0
2035 | NYISO_G-I_2_NYISO_J-K | NYISO_G-I | NYISO_J-K | Internal | Summer | B2 | 25 | 6130 | 4956.43 | 79.39 | 79.41 | 0.01 | 0
2035 | NYISO_G-I_2_NYISO_J-K | NYISO_G-I | NYISO_J-K | Internal | Summer | B3 | 75 | 6130 | 4054.75 | 71.4 | 71.41 | 0.01 | 0
2035 | NYISO_G-I_2_NYISO_J-K | NYISO_G-I | NYISO_J-K | Internal | Summer | B4 | 100 | 6130 | 4533.28 | 64.81 | 64.82 | 0.01 | 0
2035 | NYISO_G-I_2_NYISO_J-K | NYISO_G-I | NYISO_J-K | Internal | Summer | B5 | 200 | 6130 | 4140.54 | 63.82 | 63.84 | 0.01 | 0
2035 | NYISO_G-I_2_NYISO_J-K | NYISO_G-I | NYISO_J-K | Internal | Summer | B6 | 300 | 6130 | 6130 | 54.27 | 61.37 | 0.01 | 7.08
2035 | NYISO_G-I_2_NYISO_J-K | NYISO_G-I | NYISO_J-K | Internal | Summer | B7 | 400 | 6130 | 6130 | 52.33 | 61.37 | 0.01 | 9.03
2035 | NYISO_G-I_2_NYISO_J-K | NYISO_G-I | NYISO_J-K | Internal | Summer | B8 | 500 | 6130 | 6130 | 48.36 | 61.37 | 0.01 | 12.99
2035 | NYISO_G-I_2_NYISO_J-K | NYISO_G-I | NYISO_J-K | Internal | Summer | B9 | 800 | 6130 | 5436.96 | 46.09 | 46.1 | 0.01 | 0
2035 | NYISO_G-I_2_NYISO_J-K | NYISO_G-I | NYISO_J-K | Internal | Summer | B10 | 1262 | 6130 | 3442.27 | 46.07 | 46.08 | 0.01 | 0
2035 | NYISO_G-I_2_NYISO_J-K | NYISO_G-I | NYISO_J-K | Internal | Winter | B16 | 25 | 6130 | 6130 | 71.86 | 85.06 | 0.01 | 13.19
2035 | NYISO_G-I_2_NYISO_J-K | NYISO_G-I | NYISO_J-K | Internal | Winter | B17 | 100 | 6130 | 6130 | 60.22 | 70.12 | 0.01 | 9.88
2035 | NYISO_G-I_2_NYISO_J-K | NYISO_G-I | NYISO_J-K | Internal | Winter | B18 | 400 | 6130 | 6130 | 59.01 | 63.63 | 0.01 | 4.61
2035 | NYISO_G-I_2_NYISO_J-K | NYISO_G-I | NYISO_J-K | Internal | Winter | B19 | 700 | 6130 | 6130 | 57.48 | 63.63 | 0.01 | 6.14
2035 | NYISO_G-I_2_NYISO_J-K | NYISO_G-I | NYISO_J-K | Internal | Winter | B20 | 935 | 6130 | 6130 | 57.05 | 59.79 | 0.01 | 2.72
2035 | NYISO_G-I_2_PJM_E | NYISO_G-I | PJM_E | Internal | Shoulder | B11 | 25 | 1500 | 1500 | 59.07 | 72.61 | 8 | 5.53
2035 | NYISO_G-I_2_PJM_E | NYISO_G-I | PJM_E | Internal | Shoulder | B12 | 200 | 1500 | 749.96 | 55.94 | 63.94 | 8 | 0
2035 | NYISO_G-I_2_PJM_E | NYISO_G-I | PJM_E | Internal | Shoulder | B13 | 600 | 1500 | 0 | 49.9 | 53.23 | 8 | 0
2035 | NYISO_G-I_2_PJM_E | NYISO_G-I | PJM_E | Internal | Shoulder | B14 | 900 | 1500 | 0 | 49.67 | 53.22 | 8 | 0
2035 | NYISO_G-I_2_PJM_E | NYISO_G-I | PJM_E | Internal | Shoulder | B15 | 1203 | 1500 | 0 | 49.31 | 47.51 | 8 | 0
2035 | NYISO_G-I_2_PJM_E | NYISO_G-I | PJM_E | Internal | Summer | B1 | 10 | 1500 | 32.23 | 96.63 | 104.63 | 8 | 0
2035 | NYISO_G-I_2_PJM_E | NYISO_G-I | PJM_E | Internal | Summer | B2 | 25 | 1500 | 58.44 | 79.39 | 87.39 | 8 | 0
2035 | NYISO_G-I_2_PJM_E | NYISO_G-I | PJM_E | Internal | Summer | B3 | 75 | 1500 | 1500 | 71.4 | 81.8 | 8 | 2.4
2035 | NYISO_G-I_2_PJM_E | NYISO_G-I | PJM_E | Internal | Summer | B4 | 100 | 1500 | 1500 | 64.81 | 80.76 | 8 | 7.95
2035 | NYISO_G-I_2_PJM_E | NYISO_G-I | PJM_E | Internal | Summer | B5 | 200 | 1500 | 1500 | 63.82 | 75.95 | 8 | 4.13
2035 | NYISO_G-I_2_PJM_E | NYISO_G-I | PJM_E | Internal | Summer | B6 | 300 | 1500 | 194.8 | 54.27 | 62.27 | 8 | 0
2035 | NYISO_G-I_2_PJM_E | NYISO_G-I | PJM_E | Internal | Summer | B7 | 400 | 1500 | 0 | 52.33 | 51.3 | 8 | 0
2035 | NYISO_G-I_2_PJM_E | NYISO_G-I | PJM_E | Internal | Summer | B8 | 500 | 1500 | 0 | 48.36 | 48.81 | 8 | 0
2035 | NYISO_G-I_2_PJM_E | NYISO_G-I | PJM_E | Internal | Summer | B9 | 800 | 1500 | 0 | 46.09 | 46.64 | 8 | 0
2035 | NYISO_G-I_2_PJM_E | NYISO_G-I | PJM_E | Internal | Summer | B10 | 1262 | 1500 | 0 | 46.07 | 44.93 | 8 | 0
2035 | NYISO_G-I_2_PJM_E | NYISO_G-I | PJM_E | Internal | Winter | B16 | 25 | 1500 | 301.15 | 71.86 | 79.86 | 8 | 0
2035 | NYISO_G-I_2_PJM_E | NYISO_G-I | PJM_E | Internal | Winter | B17 | 100 | 1500 | 0 | 60.22 | 65.97 | 8 | 0
2035 | NYISO_G-I_2_PJM_E | NYISO_G-I | PJM_E | Internal | Winter | B18 | 400 | 1500 | 0 | 59.01 | 59.64 | 8 | 0
2035 | NYISO_G-I_2_PJM_E | NYISO_G-I | PJM_E | Internal | Winter | B19 | 700 | 1500 | 0 | 57.48 | 55.59 | 8 | 0
2035 | NYISO_G-I_2_PJM_E | NYISO_G-I | PJM_E | Internal | Winter | B20 | 935 | 1500 | 0 | 57.05 | 51.05 | 8 | 0
2035 | NYISO_J-K_2_NEISO | NYISO_J-K | NEISO | Internal | Shoulder | B11 | 25 | 0.01 | 0 | 66.67 | 46.31 | 3 | 0.01
2035 | NYISO_J-K_2_NEISO | NYISO_J-K | NEISO | Internal | Shoulder | B12 | 200 | 0.01 | 0 | 55.95 | 46.31 | 3 | 0
2035 | NYISO_J-K_2_NEISO | NYISO_J-K | NEISO | Internal | Shoulder | B13 | 600 | 0.01 | 0 | 50.01 | 46.31 | 3 | 0
2035 | NYISO_J-K_2_NEISO | NYISO_J-K | NEISO | Internal | Shoulder | B14 | 900 | 0.01 | 0 | 49.68 | 46.31 | 3 | 0
2035 | NYISO_J-K_2_NEISO | NYISO_J-K | NEISO | Internal | Shoulder | B15 | 1203 | 0.01 | 0 | 49.32 | 46.31 | 3 | 0
2035 | NYISO_J-K_2_NEISO | NYISO_J-K | NEISO | Internal | Summer | B1 | 10 | 0.01 | 0 | 96.65 | 99.62 | 3 | 0.05
2035 | NYISO_J-K_2_NEISO | NYISO_J-K | NEISO | Internal | Summer | B2 | 25 | 0.01 | 0 | 79.41 | 76.41 | 3 | 0.01
2035 | NYISO_J-K_2_NEISO | NYISO_J-K | NEISO | Internal | Summer | B3 | 75 | 0.01 | 0 | 71.41 | 68.39 | 3 | 0.01
2035 | NYISO_J-K_2_NEISO | NYISO_J-K | NEISO | Internal | Summer | B4 | 100 | 0.01 | 0 | 64.82 | 59.4 | 3 | 0
2035 | NYISO_J-K_2_NEISO | NYISO_J-K | NEISO | Internal | Summer | B5 | 200 | 0.01 | 0 | 63.84 | 46.31 | 3 | 0
2035 | NYISO_J-K_2_NEISO | NYISO_J-K | NEISO | Internal | Summer | B6 | 300 | 0.01 | 0 | 61.37 | 42.77 | 3 | 0
2035 | NYISO_J-K_2_NEISO | NYISO_J-K | NEISO | Internal | Summer | B7 | 400 | 0.01 | 0 | 61.37 | 42.77 | 3 | 0
2035 | NYISO_J-K_2_NEISO | NYISO_J-K | NEISO | Internal | Summer | B8 | 500 | 0.01 | 0 | 61.37 | 42.77 | 3 | 0
2035 | NYISO_J-K_2_NEISO | NYISO_J-K | NEISO | Internal | Summer | B9 | 800 | 0.01 | 0 | 46.1 | 42.77 | 3 | 0
2035 | NYISO_J-K_2_NEISO | NYISO_J-K | NEISO | Internal | Summer | B10 | 1262 | 0.01 | 0 | 46.08 | 42.77 | 3 | 0
2035 | NYISO_J-K_2_NEISO | NYISO_J-K | NEISO | Internal | Winter | B16 | 25 | 0.01 | 0 | 85.06 | 57.22 | 3 | 0.01
2035 | NYISO_J-K_2_NEISO | NYISO_J-K | NEISO | Internal | Winter | B17 | 100 | 0.01 | 0 | 70.12 | 57.22 | 3 | 0
2035 | NYISO_J-K_2_NEISO | NYISO_J-K | NEISO | Internal | Winter | B18 | 400 | 0.01 | 0 | 63.63 | 57.22 | 3 | 0
2035 | NYISO_J-K_2_NEISO | NYISO_J-K | NEISO | Internal | Winter | B19 | 700 | 0.01 | 0 | 63.63 | 57.22 | 3 | 0
2035 | NYISO_J-K_2_NEISO | NYISO_J-K | NEISO | Internal | Winter | B20 | 935 | 0.01 | 0 | 59.79 | 57.22 | 3 | 0
2035 | NYISO_J-K_2_NYISO_G-I | NYISO_J-K | NYISO_G-I | Internal | Shoulder | B11 | 25 | 1999 | 0 | 66.67 | 59.07 | 0.01 | 0
2035 | NYISO_J-K_2_NYISO_G-I | NYISO_J-K | NYISO_G-I | Internal | Shoulder | B12 | 200 | 1999 | 0 | 55.95 | 55.94 | 0.01 | 0
2035 | NYISO_J-K_2_NYISO_G-I | NYISO_J-K | NYISO_G-I | Internal | Shoulder | B13 | 600 | 1999 | 0 | 50.01 | 49.9 | 0.01 | 0
2035 | NYISO_J-K_2_NYISO_G-I | NYISO_J-K | NYISO_G-I | Internal | Shoulder | B14 | 900 | 1999 | 0 | 49.68 | 49.67 | 0.01 | 0
2035 | NYISO_J-K_2_NYISO_G-I | NYISO_J-K | NYISO_G-I | Internal | Shoulder | B15 | 1203 | 1999 | 0 | 49.32 | 49.31 | 0.01 | 0
2035 | NYISO_J-K_2_NYISO_G-I | NYISO_J-K | NYISO_G-I | Internal | Summer | B1 | 10 | 1999 | 0.01 | 96.65 | 96.63 | 0.01 | 0
2035 | NYISO_J-K_2_NYISO_G-I | NYISO_J-K | NYISO_G-I | Internal | Summer | B2 | 25 | 1999 | 0 | 79.41 | 79.39 | 0.01 | 0
2035 | NYISO_J-K_2_NYISO_G-I | NYISO_J-K | NYISO_G-I | Internal | Summer | B3 | 75 | 1999 | 0 | 71.41 | 71.4 | 0.01 | 0
2035 | NYISO_J-K_2_NYISO_G-I | NYISO_J-K | NYISO_G-I | Internal | Summer | B4 | 100 | 1999 | 0 | 64.82 | 64.81 | 0.01 | 0
2035 | NYISO_J-K_2_NYISO_G-I | NYISO_J-K | NYISO_G-I | Internal | Summer | B5 | 200 | 1999 | 0 | 63.84 | 63.82 | 0.01 | 0
2035 | NYISO_J-K_2_NYISO_G-I | NYISO_J-K | NYISO_G-I | Internal | Summer | B6 | 300 | 1999 | 0 | 61.37 | 54.27 | 0.01 | 0
2035 | NYISO_J-K_2_NYISO_G-I | NYISO_J-K | NYISO_G-I | Internal | Summer | B7 | 400 | 1999 | 0 | 61.37 | 52.33 | 0.01 | 0
2035 | NYISO_J-K_2_NYISO_G-I | NYISO_J-K | NYISO_G-I | Internal | Summer | B8 | 500 | 1999 | 0 | 61.37 | 48.36 | 0.01 | 0
2035 | NYISO_J-K_2_NYISO_G-I | NYISO_J-K | NYISO_G-I | Internal | Summer | B9 | 800 | 1999 | 0 | 46.1 | 46.09 | 0.01 | 0
2035 | NYISO_J-K_2_NYISO_G-I | NYISO_J-K | NYISO_G-I | Internal | Summer | B10 | 1262 | 1999 | 0 | 46.08 | 46.07 | 0.01 | 0
2035 | NYISO_J-K_2_NYISO_G-I | NYISO_J-K | NYISO_G-I | Internal | Winter | B16 | 25 | 1999 | 0 | 85.06 | 71.86 | 0.01 | 0
2035 | NYISO_J-K_2_NYISO_G-I | NYISO_J-K | NYISO_G-I | Internal | Winter | B17 | 100 | 1999 | 0 | 70.12 | 60.22 | 0.01 | 0
2035 | NYISO_J-K_2_NYISO_G-I | NYISO_J-K | NYISO_G-I | Internal | Winter | B18 | 400 | 1999 | 0 | 63.63 | 59.01 | 0.01 | 0
2035 | NYISO_J-K_2_NYISO_G-I | NYISO_J-K | NYISO_G-I | Internal | Winter | B19 | 700 | 1999 | 0 | 63.63 | 57.48 | 0.01 | 0
2035 | NYISO_J-K_2_NYISO_G-I | NYISO_J-K | NYISO_G-I | Internal | Winter | B20 | 935 | 1999 | 0 | 59.79 | 57.05 | 0.01 | 0
2035 | NYISO_J-K_2_PJM_E | NYISO_J-K | PJM_E | Internal | Shoulder | B11 | 25 | 0.01 | 0 | 66.67 | 72.61 | 8 | 0.01
2035 | NYISO_J-K_2_PJM_E | NYISO_J-K | PJM_E | Internal | Shoulder | B12 | 200 | 0.01 | 0 | 55.95 | 63.94 | 8 | 0
2035 | NYISO_J-K_2_PJM_E | NYISO_J-K | PJM_E | Internal | Shoulder | B13 | 600 | 0.01 | 0 | 50.01 | 53.23 | 8 | 0
2035 | NYISO_J-K_2_PJM_E | NYISO_J-K | PJM_E | Internal | Shoulder | B14 | 900 | 0.01 | 0 | 49.68 | 53.22 | 8 | 0
2035 | NYISO_J-K_2_PJM_E | NYISO_J-K | PJM_E | Internal | Shoulder | B15 | 1203 | 0.01 | 0 | 49.32 | 47.51 | 8 | 0
2035 | NYISO_J-K_2_PJM_E | NYISO_J-K | PJM_E | Internal | Summer | B1 | 10 | 0.01 | 0 | 96.65 | 104.63 | 8 | 0.06
2035 | NYISO_J-K_2_PJM_E | NYISO_J-K | PJM_E | Internal | Summer | B2 | 25 | 0.01 | 0 | 79.41 | 87.39 | 8 | 0.02
2035 | NYISO_J-K_2_PJM_E | NYISO_J-K | PJM_E | Internal | Summer | B3 | 75 | 0.01 | 0 | 71.41 | 81.8 | 8 | 2.4
2035 | NYISO_J-K_2_PJM_E | NYISO_J-K | PJM_E | Internal | Summer | B4 | 100 | 0.01 | 0 | 64.82 | 80.76 | 8 | 7.94
2035 | NYISO_J-K_2_PJM_E | NYISO_J-K | PJM_E | Internal | Summer | B5 | 200 | 0.01 | 0 | 63.84 | 75.95 | 8 | 4.12
2035 | NYISO_J-K_2_PJM_E | NYISO_J-K | PJM_E | Internal | Summer | B6 | 300 | 0.01 | 0 | 61.37 | 62.27 | 8 | 0
2035 | NYISO_J-K_2_PJM_E | NYISO_J-K | PJM_E | Internal | Summer | B7 | 400 | 0.01 | 0 | 61.37 | 51.3 | 8 | 0
2035 | NYISO_J-K_2_PJM_E | NYISO_J-K | PJM_E | Internal | Summer | B8 | 500 | 0.01 | 0 | 61.37 | 48.81 | 8 | 0
2035 | NYISO_J-K_2_PJM_E | NYISO_J-K | PJM_E | Internal | Summer | B9 | 800 | 0.01 | 0 | 46.1 | 46.64 | 8 | 0
2035 | NYISO_J-K_2_PJM_E | NYISO_J-K | PJM_E | Internal | Summer | B10 | 1262 | 0.01 | 0 | 46.08 | 44.93 | 8 | 0
2035 | NYISO_J-K_2_PJM_E | NYISO_J-K | PJM_E | Internal | Winter | B16 | 25 | 0.01 | 0 | 85.06 | 79.86 | 8 | 0.02
2035 | NYISO_J-K_2_PJM_E | NYISO_J-K | PJM_E | Internal | Winter | B17 | 100 | 0.01 | 0 | 70.12 | 65.97 | 8 | 0
2035 | NYISO_J-K_2_PJM_E | NYISO_J-K | PJM_E | Internal | Winter | B18 | 400 | 0.01 | 0 | 63.63 | 59.64 | 8 | 0
2035 | NYISO_J-K_2_PJM_E | NYISO_J-K | PJM_E | Internal | Winter | B19 | 700 | 0.01 | 0 | 63.63 | 55.59 | 8 | 0
2035 | NYISO_J-K_2_PJM_E | NYISO_J-K | PJM_E | Internal | Winter | B20 | 935 | 0.01 | 0 | 59.79 | 51.05 | 8 | 0
2035 | PJM_E_2_NYISO_G-I | PJM_E | NYISO_G-I | Internal | Shoulder | B11 | 25 | 500 | 0 | 72.61 | 59.07 | 6 | 0
2035 | PJM_E_2_NYISO_G-I | PJM_E | NYISO_G-I | Internal | Shoulder | B12 | 200 | 500 | 0 | 63.94 | 55.94 | 6 | 0
2035 | PJM_E_2_NYISO_G-I | PJM_E | NYISO_G-I | Internal | Shoulder | B13 | 600 | 500 | 0 | 53.23 | 49.9 | 6 | 0
2035 | PJM_E_2_NYISO_G-I | PJM_E | NYISO_G-I | Internal | Shoulder | B14 | 900 | 500 | 0 | 53.22 | 49.67 | 6 | 0
2035 | PJM_E_2_NYISO_G-I | PJM_E | NYISO_G-I | Internal | Shoulder | B15 | 1203 | 500 | 0 | 47.51 | 49.31 | 6 | 0
2035 | PJM_E_2_NYISO_G-I | PJM_E | NYISO_G-I | Internal | Summer | B1 | 10 | 500 | 0 | 104.63 | 96.63 | 6 | 0
2035 | PJM_E_2_NYISO_G-I | PJM_E | NYISO_G-I | Internal | Summer | B2 | 25 | 500 | 0 | 87.39 | 79.39 | 6 | 0
2035 | PJM_E_2_NYISO_G-I | PJM_E | NYISO_G-I | Internal | Summer | B3 | 75 | 500 | 0 | 81.8 | 71.4 | 6 | 0
2035 | PJM_E_2_NYISO_G-I | PJM_E | NYISO_G-I | Internal | Summer | B4 | 100 | 500 | 0 | 80.76 | 64.81 | 6 | 0
2035 | PJM_E_2_NYISO_G-I | PJM_E | NYISO_G-I | Internal | Summer | B5 | 200 | 500 | 0 | 75.95 | 63.82 | 6 | 0
2035 | PJM_E_2_NYISO_G-I | PJM_E | NYISO_G-I | Internal | Summer | B6 | 300 | 500 | 0 | 62.27 | 54.27 | 6 | 0
2035 | PJM_E_2_NYISO_G-I | PJM_E | NYISO_G-I | Internal | Summer | B7 | 400 | 500 | 0 | 51.3 | 52.33 | 6 | 0
2035 | PJM_E_2_NYISO_G-I | PJM_E | NYISO_G-I | Internal | Summer | B8 | 500 | 500 | 0 | 48.81 | 48.36 | 6 | 0
2035 | PJM_E_2_NYISO_G-I | PJM_E | NYISO_G-I | Internal | Summer | B9 | 800 | 500 | 0 | 46.64 | 46.09 | 6 | 0
2035 | PJM_E_2_NYISO_G-I | PJM_E | NYISO_G-I | Internal | Summer | B10 | 1262 | 500 | 0 | 44.93 | 46.07 | 6 | 0
2035 | PJM_E_2_NYISO_G-I | PJM_E | NYISO_G-I | Internal | Winter | B16 | 25 | 500 | 0 | 79.86 | 71.86 | 6 | 0
2035 | PJM_E_2_NYISO_G-I | PJM_E | NYISO_G-I | Internal | Winter | B17 | 100 | 500 | 0 | 65.97 | 60.22 | 6 | 0
2035 | PJM_E_2_NYISO_G-I | PJM_E | NYISO_G-I | Internal | Winter | B18 | 400 | 500 | 0 | 59.64 | 59.01 | 6 | 0
2035 | PJM_E_2_NYISO_G-I | PJM_E | NYISO_G-I | Internal | Winter | B19 | 700 | 500 | 0 | 55.59 | 57.48 | 6 | 0
2035 | PJM_E_2_NYISO_G-I | PJM_E | NYISO_G-I | Internal | Winter | B20 | 935 | 500 | 309.71 | 51.05 | 57.05 | 6 | 0
2035 | PJM_E_2_NYISO_J-K | PJM_E | NYISO_J-K | Internal | Shoulder | B11 | 25 | 330 | 0 | 72.61 | 66.67 | 6 | 0
2035 | PJM_E_2_NYISO_J-K | PJM_E | NYISO_J-K | Internal | Shoulder | B12 | 200 | 330 | 0 | 63.94 | 55.95 | 6 | 0
2035 | PJM_E_2_NYISO_J-K | PJM_E | NYISO_J-K | Internal | Shoulder | B13 | 600 | 330 | 0 | 53.23 | 50.01 | 6 | 0
2035 | PJM_E_2_NYISO_J-K | PJM_E | NYISO_J-K | Internal | Shoulder | B14 | 900 | 330 | 0 | 53.22 | 49.68 | 6 | 0
2035 | PJM_E_2_NYISO_J-K | PJM_E | NYISO_J-K | Internal | Shoulder | B15 | 1203 | 330 | 0 | 47.51 | 49.32 | 6 | 0
2035 | PJM_E_2_NYISO_J-K | PJM_E | NYISO_J-K | Internal | Summer | B1 | 10 | 330 | 0 | 104.63 | 96.65 | 6 | 0
2035 | PJM_E_2_NYISO_J-K | PJM_E | NYISO_J-K | Internal | Summer | B2 | 25 | 330 | 0 | 87.39 | 79.41 | 6 | 0
2035 | PJM_E_2_NYISO_J-K | PJM_E | NYISO_J-K | Internal | Summer | B3 | 75 | 330 | 0 | 81.8 | 71.41 | 6 | 0
2035 | PJM_E_2_NYISO_J-K | PJM_E | NYISO_J-K | Internal | Summer | B4 | 100 | 330 | 0 | 80.76 | 64.82 | 6 | 0
2035 | PJM_E_2_NYISO_J-K | PJM_E | NYISO_J-K | Internal | Summer | B5 | 200 | 330 | 0 | 75.95 | 63.84 | 6 | 0
2035 | PJM_E_2_NYISO_J-K | PJM_E | NYISO_J-K | Internal | Summer | B6 | 300 | 330 | 0 | 62.27 | 61.37 | 6 | 0
2035 | PJM_E_2_NYISO_J-K | PJM_E | NYISO_J-K | Internal | Summer | B7 | 400 | 330 | 330 | 51.3 | 61.37 | 6 | 4.07
2035 | PJM_E_2_NYISO_J-K | PJM_E | NYISO_J-K | Internal | Summer | B8 | 500 | 330 | 330 | 48.81 | 61.37 | 6 | 6.56
2035 | PJM_E_2_NYISO_J-K | PJM_E | NYISO_J-K | Internal | Summer | B9 | 800 | 330 | 0 | 46.64 | 46.1 | 6 | 0
2035 | PJM_E_2_NYISO_J-K | PJM_E | NYISO_J-K | Internal | Summer | B10 | 1262 | 330 | 0 | 44.93 | 46.08 | 6 | 0
2035 | PJM_E_2_NYISO_J-K | PJM_E | NYISO_J-K | Internal | Winter | B16 | 25 | 330 | 0 | 79.86 | 85.06 | 6 | 0
2035 | PJM_E_2_NYISO_J-K | PJM_E | NYISO_J-K | Internal | Winter | B17 | 100 | 330 | 0 | 65.97 | 70.12 | 6 | 0
2035 | PJM_E_2_NYISO_J-K | PJM_E | NYISO_J-K | Internal | Winter | B18 | 400 | 330 | 0 | 59.64 | 63.63 | 6 | 0
2035 | PJM_E_2_NYISO_J-K | PJM_E | NYISO_J-K | Internal | Winter | B19 | 700 | 330 | 330 | 55.59 | 63.63 | 6 | 2.04
2035 | PJM_E_2_NYISO_J-K | PJM_E | NYISO_J-K | Internal | Winter | B20 | 935 | 330 | 330 | 51.05 | 59.79 | 6 | 2.73
2035 | PJM_E_2_PJM_ROM | PJM_E | PJM_ROM | Internal | Shoulder | B11 | 25 | 8000 | 2143.85 | 72.61 | 72.62 | 0.01 | 0
2035 | PJM_E_2_PJM_ROM | PJM_E | PJM_ROM | Internal | Shoulder | B12 | 200 | 8000 | 1079.2 | 63.94 | 63.95 | 0.01 | 0
2035 | PJM_E_2_PJM_ROM | PJM_E | PJM_ROM | Internal | Shoulder | B13 | 600 | 8000 | 713.27 | 53.23 | 53.24 | 0.01 | 0
2035 | PJM_E_2_PJM_ROM | PJM_E | PJM_ROM | Internal | Shoulder | B14 | 900 | 8000 | 0 | 53.22 | 53.21 | 0.01 | 0
2035 | PJM_E_2_PJM_ROM | PJM_E | PJM_ROM | Internal | Shoulder | B15 | 1203 | 8000 | 0 | 47.51 | 47.5 | 0.01 | 0
2035 | PJM_E_2_PJM_ROM | PJM_E | PJM_ROM | Internal | Summer | B1 | 10 | 8000 | 0.01 | 104.63 | 104.62 | 0.01 | 0
2035 | PJM_E_2_PJM_ROM | PJM_E | PJM_ROM | Internal | Summer | B2 | 25 | 8000 | 0 | 87.39 | 87.38 | 0.01 | 0
2035 | PJM_E_2_PJM_ROM | PJM_E | PJM_ROM | Internal | Summer | B3 | 75 | 8000 | 0 | 81.8 | 81.79 | 0.01 | 0
2035 | PJM_E_2_PJM_ROM | PJM_E | PJM_ROM | Internal | Summer | B4 | 100 | 8000 | 843.88 | 80.76 | 80.77 | 0.01 | 0
2035 | PJM_E_2_PJM_ROM | PJM_E | PJM_ROM | Internal | Summer | B5 | 200 | 8000 | 661.79 | 75.95 | 75.97 | 0.01 | 0
2035 | PJM_E_2_PJM_ROM | PJM_E | PJM_ROM | Internal | Summer | B6 | 300 | 8000 | 0 | 62.27 | 62.26 | 0.01 | 0
2035 | PJM_E_2_PJM_ROM | PJM_E | PJM_ROM | Internal | Summer | B7 | 400 | 8000 | 0 | 51.3 | 51.28 | 0.01 | 0
2035 | PJM_E_2_PJM_ROM | PJM_E | PJM_ROM | Internal | Summer | B8 | 500 | 8000 | 0 | 48.81 | 48.8 | 0.01 | 0
2035 | PJM_E_2_PJM_ROM | PJM_E | PJM_ROM | Internal | Summer | B9 | 800 | 8000 | 0 | 46.64 | 46.63 | 0.01 | 0
2035 | PJM_E_2_PJM_ROM | PJM_E | PJM_ROM | Internal | Summer | B10 | 1262 | 8000 | 0 | 44.93 | 44.92 | 0.01 | 0
2035 | PJM_E_2_PJM_ROM | PJM_E | PJM_ROM | Internal | Winter | B16 | 25 | 8000 | 0 | 79.86 | 79.85 | 0.01 | 0
2035 | PJM_E_2_PJM_ROM | PJM_E | PJM_ROM | Internal | Winter | B17 | 100 | 8000 | 0 | 65.97 | 65.96 | 0.01 | 0
2035 | PJM_E_2_PJM_ROM | PJM_E | PJM_ROM | Internal | Winter | B18 | 400 | 8000 | 0 | 59.64 | 59.63 | 0.01 | 0
2035 | PJM_E_2_PJM_ROM | PJM_E | PJM_ROM | Internal | Winter | B19 | 700 | 8000 | 0 | 55.59 | 55.58 | 0.01 | 0
2035 | PJM_E_2_PJM_ROM | PJM_E | PJM_ROM | Internal | Winter | B20 | 935 | 8000 | 0 | 51.05 | 51.04 | 0.01 | 0
2035 | PJM_ROR_2_MISO_IN | PJM_ROR | MISO_IN | Internal | Shoulder | B11 | 25 | 909 | 909 | 72.63 | 77.15 | 2 | 2.52
2035 | PJM_ROR_2_MISO_IN | PJM_ROR | MISO_IN | Internal | Shoulder | B12 | 200 | 909 | 0 | 63.94 | 62.15 | 2 | 0
2035 | PJM_ROR_2_MISO_IN | PJM_ROR | MISO_IN | Internal | Shoulder | B13 | 600 | 909 | 0 | 53.23 | 53.93 | 2 | 0
2035 | PJM_ROR_2_MISO_IN | PJM_ROR | MISO_IN | Internal | Shoulder | B14 | 900 | 909 | 0 | 53.2 | 53.71 | 2 | 0
2035 | PJM_ROR_2_MISO_IN | PJM_ROR | MISO_IN | Internal | Shoulder | B15 | 1203 | 909 | 0 | 47.49 | 46.63 | 2 | 0
2035 | PJM_ROR_2_MISO_IN | PJM_ROR | MISO_IN | Internal | Summer | B1 | 10 | 909 | 0 | 92.63 | 90.62 | 2 | 0
2035 | PJM_ROR_2_MISO_IN | PJM_ROR | MISO_IN | Internal | Summer | B2 | 25 | 909 | 0 | 87.37 | 85.37 | 2 | 0
2035 | PJM_ROR_2_MISO_IN | PJM_ROR | MISO_IN | Internal | Summer | B3 | 75 | 909 | 0 | 81.8 | 83.2 | 2 | 0
2035 | PJM_ROR_2_MISO_IN | PJM_ROR | MISO_IN | Internal | Summer | B4 | 100 | 909 | 0 | 80.78 | 80.47 | 2 | 0
2035 | PJM_ROR_2_MISO_IN | PJM_ROR | MISO_IN | Internal | Summer | B5 | 200 | 909 | 909 | 75.98 | 77.99 | 2 | 0.01
2035 | PJM_ROR_2_MISO_IN | PJM_ROR | MISO_IN | Internal | Summer | B6 | 300 | 909 | 0 | 62.25 | 62.93 | 2 | 0
2035 | PJM_ROR_2_MISO_IN | PJM_ROR | MISO_IN | Internal | Summer | B7 | 400 | 909 | 0 | 51.27 | 52.31 | 2 | 0
2035 | PJM_ROR_2_MISO_IN | PJM_ROR | MISO_IN | Internal | Summer | B8 | 500 | 909 | 0 | 48.79 | 49.34 | 2 | 0
2035 | PJM_ROR_2_MISO_IN | PJM_ROR | MISO_IN | Internal | Summer | B9 | 800 | 909 | 0 | 46.62 | 45.66 | 2 | 0
2035 | PJM_ROR_2_MISO_IN | PJM_ROR | MISO_IN | Internal | Summer | B10 | 1262 | 909 | 0 | 44.9 | 45.16 | 2 | 0
2035 | PJM_ROR_2_MISO_IN | PJM_ROR | MISO_IN | Internal | Winter | B16 | 25 | 909 | 0 | 79.83 | 77.85 | 2 | 0
2035 | PJM_ROR_2_MISO_IN | PJM_ROR | MISO_IN | Internal | Winter | B17 | 100 | 909 | 0 | 65.95 | 63.95 | 2 | 0
2035 | PJM_ROR_2_MISO_IN | PJM_ROR | MISO_IN | Internal | Winter | B18 | 400 | 909 | 0 | 59.62 | 57.62 | 2 | 0
2035 | PJM_ROR_2_MISO_IN | PJM_ROR | MISO_IN | Internal | Winter | B19 | 700 | 909 | 0 | 55.56 | 53.56 | 2 | 0
2035 | PJM_ROR_2_MISO_IN | PJM_ROR | MISO_IN | Internal | Winter | B20 | 935 | 909 | 0 | 50.07 | 48.08 | 2 | 0
2035 | PJM_ROR_2_MISO_MI | PJM_ROR | MISO_MI | Internal | Shoulder | B11 | 25 | 1305 | 1305 | 72.63 | 77.14 | 2 | 2.51
2035 | PJM_ROR_2_MISO_MI | PJM_ROR | MISO_MI | Internal | Shoulder | B12 | 200 | 1305 | 0 | 63.94 | 62.17 | 2 | 0
2035 | PJM_ROR_2_MISO_MI | PJM_ROR | MISO_MI | Internal | Shoulder | B13 | 600 | 1305 | 0 | 53.23 | 53.95 | 2 | 0
2035 | PJM_ROR_2_MISO_MI | PJM_ROR | MISO_MI | Internal | Shoulder | B14 | 900 | 1305 | 0 | 53.2 | 53.72 | 2 | 0
2035 | PJM_ROR_2_MISO_MI | PJM_ROR | MISO_MI | Internal | Shoulder | B15 | 1203 | 1305 | 0 | 47.49 | 46.64 | 2 | 0
2035 | PJM_ROR_2_MISO_MI | PJM_ROR | MISO_MI | Internal | Summer | B1 | 10 | 1305 | 0 | 92.63 | 90.63 | 2 | 0
2035 | PJM_ROR_2_MISO_MI | PJM_ROR | MISO_MI | Internal | Summer | B2 | 25 | 1305 | 0 | 87.37 | 85.38 | 2 | 0
2035 | PJM_ROR_2_MISO_MI | PJM_ROR | MISO_MI | Internal | Summer | B3 | 75 | 1305 | 0 | 81.8 | 83.22 | 2 | 0
2035 | PJM_ROR_2_MISO_MI | PJM_ROR | MISO_MI | Internal | Summer | B4 | 100 | 1305 | 0 | 80.78 | 80.45 | 2 | 0
2035 | PJM_ROR_2_MISO_MI | PJM_ROR | MISO_MI | Internal | Summer | B5 | 200 | 1305 | 1238.7 | 75.98 | 77.98 | 2 | 0
2035 | PJM_ROR_2_MISO_MI | PJM_ROR | MISO_MI | Internal | Summer | B6 | 300 | 1305 | 0 | 62.25 | 62.92 | 2 | 0
2035 | PJM_ROR_2_MISO_MI | PJM_ROR | MISO_MI | Internal | Summer | B7 | 400 | 1305 | 0 | 51.27 | 52.32 | 2 | 0
2035 | PJM_ROR_2_MISO_MI | PJM_ROR | MISO_MI | Internal | Summer | B8 | 500 | 1305 | 0 | 48.79 | 49.36 | 2 | 0
2035 | PJM_ROR_2_MISO_MI | PJM_ROR | MISO_MI | Internal | Summer | B9 | 800 | 1305 | 0 | 46.62 | 45.67 | 2 | 0
2035 | PJM_ROR_2_MISO_MI | PJM_ROR | MISO_MI | Internal | Summer | B10 | 1262 | 1305 | 0 | 44.9 | 45.17 | 2 | 0
2035 | PJM_ROR_2_MISO_MI | PJM_ROR | MISO_MI | Internal | Winter | B16 | 25 | 1305 | 0 | 79.83 | 77.83 | 2 | 0
2035 | PJM_ROR_2_MISO_MI | PJM_ROR | MISO_MI | Internal | Winter | B17 | 100 | 1305 | 0 | 65.95 | 63.96 | 2 | 0
2035 | PJM_ROR_2_MISO_MI | PJM_ROR | MISO_MI | Internal | Winter | B18 | 400 | 1305 | 0 | 59.62 | 57.63 | 2 | 0
2035 | PJM_ROR_2_MISO_MI | PJM_ROR | MISO_MI | Internal | Winter | B19 | 700 | 1305 | 0 | 55.56 | 53.58 | 2 | 0
2035 | PJM_ROR_2_MISO_MI | PJM_ROR | MISO_MI | Internal | Winter | B20 | 935 | 1305 | 0 | 50.07 | 48.09 | 2 | 0
2035 | PJM_ROR_2_MISO_MO-IL | PJM_ROR | MISO_MO-IL | Internal | Shoulder | B11 | 25 | 1111 | 1111 | 72.63 | 77.16 | 2 | 2.53
2035 | PJM_ROR_2_MISO_MO-IL | PJM_ROR | MISO_MO-IL | Internal | Shoulder | B12 | 200 | 1111 | 0 | 63.94 | 62.14 | 2 | 0
2035 | PJM_ROR_2_MISO_MO-IL | PJM_ROR | MISO_MO-IL | Internal | Shoulder | B13 | 600 | 1111 | 0 | 53.23 | 53.95 | 2 | 0
2035 | PJM_ROR_2_MISO_MO-IL | PJM_ROR | MISO_MO-IL | Internal | Shoulder | B14 | 900 | 1111 | 0 | 53.2 | 53.7 | 2 | 0
2035 | PJM_ROR_2_MISO_MO-IL | PJM_ROR | MISO_MO-IL | Internal | Shoulder | B15 | 1203 | 1111 | 0 | 47.49 | 46.62 | 2 | 0
2035 | PJM_ROR_2_MISO_MO-IL | PJM_ROR | MISO_MO-IL | Internal | Summer | B1 | 10 | 1111 | 0 | 92.63 | 90.63 | 2 | 0
2035 | PJM_ROR_2_MISO_MO-IL | PJM_ROR | MISO_MO-IL | Internal | Summer | B2 | 25 | 1111 | 0 | 87.37 | 85.37 | 2 | 0
2035 | PJM_ROR_2_MISO_MO-IL | PJM_ROR | MISO_MO-IL | Internal | Summer | B3 | 75 | 1111 | 0 | 81.8 | 83.22 | 2 | 0
2035 | PJM_ROR_2_MISO_MO-IL | PJM_ROR | MISO_MO-IL | Internal | Summer | B4 | 100 | 1111 | 0 | 80.78 | 80.48 | 2 | 0
2035 | PJM_ROR_2_MISO_MO-IL | PJM_ROR | MISO_MO-IL | Internal | Summer | B5 | 200 | 1111 | 1111 | 75.98 | 78 | 2 | 0.02
2035 | PJM_ROR_2_MISO_MO-IL | PJM_ROR | MISO_MO-IL | Internal | Summer | B6 | 300 | 1111 | 0 | 62.25 | 62.94 | 2 | 0
2035 | PJM_ROR_2_MISO_MO-IL | PJM_ROR | MISO_MO-IL | Internal | Summer | B7 | 400 | 1111 | 0 | 51.27 | 52.32 | 2 | 0
2035 | PJM_ROR_2_MISO_MO-IL | PJM_ROR | MISO_MO-IL | Internal | Summer | B8 | 500 | 1111 | 0 | 48.79 | 49.36 | 2 | 0
2035 | PJM_ROR_2_MISO_MO-IL | PJM_ROR | MISO_MO-IL | Internal | Summer | B9 | 800 | 1111 | 0 | 46.62 | 45.67 | 2 | 0
2035 | PJM_ROR_2_MISO_MO-IL | PJM_ROR | MISO_MO-IL | Internal | Summer | B10 | 1262 | 1111 | 0 | 44.9 | 44.04 | 2 | 0
2035 | PJM_ROR_2_MISO_MO-IL | PJM_ROR | MISO_MO-IL | Internal | Winter | B16 | 25 | 1111 | 0 | 79.83 | 77.83 | 2 | 0
2035 | PJM_ROR_2_MISO_MO-IL | PJM_ROR | MISO_MO-IL | Internal | Winter | B17 | 100 | 1111 | 0 | 65.95 | 63.94 | 2 | 0
2035 | PJM_ROR_2_MISO_MO-IL | PJM_ROR | MISO_MO-IL | Internal | Winter | B18 | 400 | 1111 | 0 | 59.62 | 57.62 | 2 | 0
2035 | PJM_ROR_2_MISO_MO-IL | PJM_ROR | MISO_MO-IL | Internal | Winter | B19 | 700 | 1111 | 0 | 55.56 | 53.56 | 2 | 0
2035 | PJM_ROR_2_MISO_MO-IL | PJM_ROR | MISO_MO-IL | Internal | Winter | B20 | 935 | 1111 | 0 | 50.07 | 48.07 | 2 | 0
2035 | PJM_ROR_2_MISO_W | PJM_ROR | MISO_W | Internal | Shoulder | B11 | 25 | 709 | 709 | 72.63 | 78.16 | 2 | 3.53
2035 | PJM_ROR_2_MISO_W | PJM_ROR | MISO_W | Internal | Shoulder | B12 | 200 | 709 | 0 | 63.94 | 62.13 | 2 | 0
2035 | PJM_ROR_2_MISO_W | PJM_ROR | MISO_W | Internal | Shoulder | B13 | 600 | 709 | 0 | 53.23 | 53.96 | 2 | 0
2035 | PJM_ROR_2_MISO_W | PJM_ROR | MISO_W | Internal | Shoulder | B14 | 900 | 709 | 0 | 53.2 | 53.71 | 2 | 0
2035 | PJM_ROR_2_MISO_W | PJM_ROR | MISO_W | Internal | Shoulder | B15 | 1203 | 709 | 0 | 47.49 | 47.79 | 2 | 0
2035 | PJM_ROR_2_MISO_W | PJM_ROR | MISO_W | Internal | Summer | B1 | 10 | 709 | 0 | 92.63 | 90.62 | 2 | 0
2035 | PJM_ROR_2_MISO_W | PJM_ROR | MISO_W | Internal | Summer | B2 | 25 | 709 | 0 | 87.37 | 85.38 | 2 | 0
2035 | PJM_ROR_2_MISO_W | PJM_ROR | MISO_W | Internal | Summer | B3 | 75 | 709 | 709 | 81.8 | 84.55 | 2 | 0.75
2035 | PJM_ROR_2_MISO_W | PJM_ROR | MISO_W | Internal | Summer | B4 | 100 | 709 | 709 | 80.78 | 83.67 | 2 | 0.89
2035 | PJM_ROR_2_MISO_W | PJM_ROR | MISO_W | Internal | Summer | B5 | 200 | 709 | 709 | 75.98 | 83.67 | 2 | 5.7
2035 | PJM_ROR_2_MISO_W | PJM_ROR | MISO_W | Internal | Summer | B6 | 300 | 709 | 305.96 | 62.25 | 64.25 | 2 | 0
2035 | PJM_ROR_2_MISO_W | PJM_ROR | MISO_W | Internal | Summer | B7 | 400 | 709 | 0 | 51.27 | 52.31 | 2 | 0
2035 | PJM_ROR_2_MISO_W | PJM_ROR | MISO_W | Internal | Summer | B8 | 500 | 709 | 0 | 48.79 | 49.37 | 2 | 0
2035 | PJM_ROR_2_MISO_W | PJM_ROR | MISO_W | Internal | Summer | B9 | 800 | 709 | 3.36 | 46.62 | 48.62 | 2 | 0
2035 | PJM_ROR_2_MISO_W | PJM_ROR | MISO_W | Internal | Summer | B10 | 1262 | 709 | 0 | 44.9 | 44.05 | 2 | 0
2035 | PJM_ROR_2_MISO_W | PJM_ROR | MISO_W | Internal | Winter | B16 | 25 | 709 | 0 | 79.83 | 77.82 | 2 | 0
2035 | PJM_ROR_2_MISO_W | PJM_ROR | MISO_W | Internal | Winter | B17 | 100 | 709 | 0 | 65.95 | 63.93 | 2 | 0
2035 | PJM_ROR_2_MISO_W | PJM_ROR | MISO_W | Internal | Winter | B18 | 400 | 709 | 0 | 59.62 | 57.63 | 2 | 0
2035 | PJM_ROR_2_MISO_W | PJM_ROR | MISO_W | Internal | Winter | B19 | 700 | 709 | 174.35 | 55.56 | 57.56 | 2 | 0
2035 | PJM_ROR_2_MISO_W | PJM_ROR | MISO_W | Internal | Winter | B20 | 935 | 709 | 0 | 50.07 | 48.08 | 2 | 0
2035 | PJM_ROR_2_MISO_WUMS | PJM_ROR | MISO_WUMS | Internal | Shoulder | B11 | 25 | 1467 | 832.48 | 72.63 | 74.63 | 2 | 0
2035 | PJM_ROR_2_MISO_WUMS | PJM_ROR | MISO_WUMS | Internal | Shoulder | B12 | 200 | 1467 | 0 | 63.94 | 62.12 | 2 | 0
2035 | PJM_ROR_2_MISO_WUMS | PJM_ROR | MISO_WUMS | Internal | Shoulder | B13 | 600 | 1467 | 0 | 53.23 | 53.95 | 2 | 0
2035 | PJM_ROR_2_MISO_WUMS | PJM_ROR | MISO_WUMS | Internal | Shoulder | B14 | 900 | 1467 | 0 | 53.2 | 51.87 | 2 | 0
2035 | PJM_ROR_2_MISO_WUMS | PJM_ROR | MISO_WUMS | Internal | Shoulder | B15 | 1203 | 1467 | 0 | 47.49 | 47.78 | 2 | 0
2035 | PJM_ROR_2_MISO_WUMS | PJM_ROR | MISO_WUMS | Internal | Summer | B1 | 10 | 1467 | 0 | 92.63 | 90.6 | 2 | 0
2035 | PJM_ROR_2_MISO_WUMS | PJM_ROR | MISO_WUMS | Internal | Summer | B2 | 25 | 1467 | 0 | 87.37 | 85.37 | 2 | 0
2035 | PJM_ROR_2_MISO_WUMS | PJM_ROR | MISO_WUMS | Internal | Summer | B3 | 75 | 1467 | 390.76 | 81.8 | 83.8 | 2 | 0
2035 | PJM_ROR_2_MISO_WUMS | PJM_ROR | MISO_WUMS | Internal | Summer | B4 | 100 | 1467 | 0 | 80.78 | 79.65 | 2 | 0
2035 | PJM_ROR_2_MISO_WUMS | PJM_ROR | MISO_WUMS | Internal | Summer | B5 | 200 | 1467 | 521.48 | 75.98 | 77.98 | 2 | 0
2035 | PJM_ROR_2_MISO_WUMS | PJM_ROR | MISO_WUMS | Internal | Summer | B6 | 300 | 1467 | 0 | 62.25 | 62.93 | 2 | 0
2035 | PJM_ROR_2_MISO_WUMS | PJM_ROR | MISO_WUMS | Internal | Summer | B7 | 400 | 1467 | 0 | 51.27 | 49.27 | 2 | 0
2035 | PJM_ROR_2_MISO_WUMS | PJM_ROR | MISO_WUMS | Internal | Summer | B8 | 500 | 1467 | 0 | 48.79 | 48.82 | 2 | 0
2035 | PJM_ROR_2_MISO_WUMS | PJM_ROR | MISO_WUMS | Internal | Summer | B9 | 800 | 1467 | 0 | 46.62 | 48.6 | 2 | 0
2035 | PJM_ROR_2_MISO_WUMS | PJM_ROR | MISO_WUMS | Internal | Summer | B10 | 1262 | 1467 | 0 | 44.9 | 44.93 | 2 | 0
2035 | PJM_ROR_2_MISO_WUMS | PJM_ROR | MISO_WUMS | Internal | Winter | B16 | 25 | 1467 | 0 | 79.83 | 77.83 | 2 | 0
2035 | PJM_ROR_2_MISO_WUMS | PJM_ROR | MISO_WUMS | Internal | Winter | B17 | 100 | 1467 | 0 | 65.95 | 63.94 | 2 | 0
2035 | PJM_ROR_2_MISO_WUMS | PJM_ROR | MISO_WUMS | Internal | Winter | B18 | 400 | 1467 | 0 | 59.62 | 57.62 | 2 | 0
2035 | PJM_ROR_2_MISO_WUMS | PJM_ROR | MISO_WUMS | Internal | Winter | B19 | 700 | 1467 | 0 | 55.56 | 55.9 | 2 | 0
2035 | PJM_ROR_2_MISO_WUMS | PJM_ROR | MISO_WUMS | Internal | Winter | B20 | 935 | 1467 | 0 | 50.07 | 49.46 | 2 | 0
2035 | PJM_ROR_2_PJM_ROM | PJM_ROR | PJM_ROM | Internal | Shoulder | B11 | 25 | 8000 | 0 | 72.63 | 72.62 | 0.01 | 0
2035 | PJM_ROR_2_PJM_ROM | PJM_ROR | PJM_ROM | Internal | Shoulder | B12 | 200 | 8000 | 221.99 | 63.94 | 63.95 | 0.01 | 0
2035 | PJM_ROR_2_PJM_ROM | PJM_ROR | PJM_ROM | Internal | Shoulder | B13 | 600 | 8000 | 1672 | 53.23 | 53.24 | 0.01 | 0
2035 | PJM_ROR_2_PJM_ROM | PJM_ROR | PJM_ROM | Internal | Shoulder | B14 | 900 | 8000 | 2836.96 | 53.2 | 53.21 | 0.01 | 0
2035 | PJM_ROR_2_PJM_ROM | PJM_ROR | PJM_ROM | Internal | Shoulder | B15 | 1203 | 8000 | 4159.2 | 47.49 | 47.5 | 0.01 | 0
2035 | PJM_ROR_2_PJM_ROM | PJM_ROR | PJM_ROM | Internal | Summer | B1 | 10 | 8000 | 8000 | 92.63 | 104.62 | 0.01 | 11.98
2035 | PJM_ROR_2_PJM_ROM | PJM_ROR | PJM_ROM | Internal | Summer | B2 | 25 | 8000 | 6798.46 | 87.37 | 87.38 | 0.01 | 0
2035 | PJM_ROR_2_PJM_ROM | PJM_ROR | PJM_ROM | Internal | Summer | B3 | 75 | 8000 | 0 | 81.8 | 81.79 | 0.01 | 0
2035 | PJM_ROR_2_PJM_ROM | PJM_ROR | PJM_ROM | Internal | Summer | B4 | 100 | 8000 | 0 | 80.78 | 80.77 | 0.01 | 0
2035 | PJM_ROR_2_PJM_ROM | PJM_ROR | PJM_ROM | Internal | Summer | B5 | 200 | 8000 | 0 | 75.98 | 75.97 | 0.01 | 0
2035 | PJM_ROR_2_PJM_ROM | PJM_ROR | PJM_ROM | Internal | Summer | B6 | 300 | 8000 | 3774.11 | 62.25 | 62.26 | 0.01 | 0
2035 | PJM_ROR_2_PJM_ROM | PJM_ROR | PJM_ROM | Internal | Summer | B7 | 400 | 8000 | 3145.85 | 51.27 | 51.28 | 0.01 | 0
2035 | PJM_ROR_2_PJM_ROM | PJM_ROR | PJM_ROM | Internal | Summer | B8 | 500 | 8000 | 5218.17 | 48.79 | 48.8 | 0.01 | 0
2035 | PJM_ROR_2_PJM_ROM | PJM_ROR | PJM_ROM | Internal | Summer | B9 | 800 | 8000 | 7660.08 | 46.62 | 46.63 | 0.01 | 0
2035 | PJM_ROR_2_PJM_ROM | PJM_ROR | PJM_ROM | Internal | Summer | B10 | 1262 | 8000 | 2917.19 | 44.9 | 44.92 | 0.01 | 0
2035 | PJM_ROR_2_PJM_ROM | PJM_ROR | PJM_ROM | Internal | Winter | B16 | 25 | 8000 | 1252.49 | 79.83 | 79.85 | 0.01 | 0
2035 | PJM_ROR_2_PJM_ROM | PJM_ROR | PJM_ROM | Internal | Winter | B17 | 100 | 8000 | 4457.9 | 65.95 | 65.96 | 0.01 | 0
2035 | PJM_ROR_2_PJM_ROM | PJM_ROR | PJM_ROM | Internal | Winter | B18 | 400 | 8000 | 5808.32 | 59.62 | 59.63 | 0.01 | 0
2035 | PJM_ROR_2_PJM_ROM | PJM_ROR | PJM_ROM | Internal | Winter | B19 | 700 | 8000 | 6799.64 | 55.56 | 55.58 | 0.01 | 0
2035 | PJM_ROR_2_PJM_ROM | PJM_ROR | PJM_ROM | Internal | Winter | B20 | 935 | 8000 | 8000 | 50.07 | 51.04 | 0.01 | 0.96
2035 | PJM_ROR_2_TVA_Transmission | PJM_ROR | TVA_Transmission | Internal | Shoulder | B11 | 25 | 2500 | 606.96 | 72.63 | 78.63 | 6 | 0
2035 | PJM_ROR_2_TVA_Transmission | PJM_ROR | TVA_Transmission | Internal | Shoulder | B12 | 200 | 2500 | 0 | 63.94 | 62.66 | 6 | 0
2035 | PJM_ROR_2_TVA_Transmission | PJM_ROR | TVA_Transmission | Internal | Shoulder | B13 | 600 | 2500 | 0 | 53.23 | 56.67 | 6 | 0
2035 | PJM_ROR_2_TVA_Transmission | PJM_ROR | TVA_Transmission | Internal | Shoulder | B14 | 900 | 2500 | 0 | 53.2 | 56.12 | 6 | 0
2035 | PJM_ROR_2_TVA_Transmission | PJM_ROR | TVA_Transmission | Internal | Shoulder | B15 | 1203 | 2500 | 722.35 | 47.49 | 53.49 | 6 | 0
2035 | PJM_ROR_2_TVA_Transmission | PJM_ROR | TVA_Transmission | Internal | Summer | B1 | 10 | 2500 | 0 | 92.63 | 96.22 | 6 | 0
2035 | PJM_ROR_2_TVA_Transmission | PJM_ROR | TVA_Transmission | Internal | Summer | B2 | 25 | 2500 | 2398.63 | 87.37 | 93.37 | 6 | 0
2035 | PJM_ROR_2_TVA_Transmission | PJM_ROR | TVA_Transmission | Internal | Summer | B3 | 75 | 2500 | 663.45 | 81.8 | 87.8 | 6 | 0
2035 | PJM_ROR_2_TVA_Transmission | PJM_ROR | TVA_Transmission | Internal | Summer | B4 | 100 | 2500 | 1231.72 | 80.78 | 86.78 | 6 | 0
2035 | PJM_ROR_2_TVA_Transmission | PJM_ROR | TVA_Transmission | Internal | Summer | B5 | 200 | 2500 | 0 | 75.98 | 81.95 | 6 | 0
2035 | PJM_ROR_2_TVA_Transmission | PJM_ROR | TVA_Transmission | Internal | Summer | B6 | 300 | 2500 | 0 | 62.25 | 68.19 | 6 | 0
2035 | PJM_ROR_2_TVA_Transmission | PJM_ROR | TVA_Transmission | Internal | Summer | B7 | 400 | 2500 | 0 | 51.27 | 56.11 | 6 | 0
2035 | PJM_ROR_2_TVA_Transmission | PJM_ROR | TVA_Transmission | Internal | Summer | B8 | 500 | 2500 | 0 | 48.79 | 54.09 | 6 | 0
2035 | PJM_ROR_2_TVA_Transmission | PJM_ROR | TVA_Transmission | Internal | Summer | B9 | 800 | 2500 | 0 | 46.62 | 50.54 | 6 | 0
2035 | PJM_ROR_2_TVA_Transmission | PJM_ROR | TVA_Transmission | Internal | Summer | B10 | 1262 | 2500 | 0 | 44.9 | 48.2 | 6 | 0
2035 | PJM_ROR_2_TVA_Transmission | PJM_ROR | TVA_Transmission | Internal | Winter | B16 | 25 | 2500 | 0 | 79.83 | 84.96 | 6 | 0
2035 | PJM_ROR_2_TVA_Transmission | PJM_ROR | TVA_Transmission | Internal | Winter | B17 | 100 | 2500 | 0 | 65.95 | 65.78 | 6 | 0
2035 | PJM_ROR_2_TVA_Transmission | PJM_ROR | TVA_Transmission | Internal | Winter | B18 | 400 | 2500 | 0 | 59.62 | 59.98 | 6 | 0
2035 | PJM_ROR_2_TVA_Transmission | PJM_ROR | TVA_Transmission | Internal | Winter | B19 | 700 | 2500 | 0 | 55.56 | 55.97 | 6 | 0
2035 | PJM_ROR_2_TVA_Transmission | PJM_ROR | TVA_Transmission | Internal | Winter | B20 | 935 | 2500 | 0 | 50.07 | 53.32 | 6 | 0
2035 | PJM_ROR_2_VACAR | PJM_ROR | VACAR | Internal | Shoulder | B11 | 25 | 3000 | 2714.92 | 72.63 | 78.63 | 6 | 0
2035 | PJM_ROR_2_VACAR | PJM_ROR | VACAR | Internal | Shoulder | B12 | 200 | 3000 | 0 | 63.94 | 66.42 | 6 | 0
2035 | PJM_ROR_2_VACAR | PJM_ROR | VACAR | Internal | Shoulder | B13 | 600 | 3000 | 0 | 53.23 | 53.49 | 6 | 0
2035 | PJM_ROR_2_VACAR | PJM_ROR | VACAR | Internal | Shoulder | B14 | 900 | 3000 | 0 | 53.2 | 53.49 | 6 | 0
2035 | PJM_ROR_2_VACAR | PJM_ROR | VACAR | Internal | Shoulder | B15 | 1203 | 3000 | 1761.09 | 47.49 | 53.49 | 6 | 0
2035 | PJM_ROR_2_VACAR | PJM_ROR | VACAR | Internal | Summer | B1 | 10 | 3000 | 1813.27 | 92.63 | 98.63 | 6 | 0
2035 | PJM_ROR_2_VACAR | PJM_ROR | VACAR | Internal | Summer | B2 | 25 | 3000 | 510.27 | 87.37 | 93.37 | 6 | 0
2035 | PJM_ROR_2_VACAR | PJM_ROR | VACAR | Internal | Summer | B3 | 75 | 3000 | 3000 | 81.8 | 92.52 | 6 | 4.72
2035 | PJM_ROR_2_VACAR | PJM_ROR | VACAR | Internal | Summer | B4 | 100 | 3000 | 3000 | 80.78 | 90.38 | 6 | 3.6
2035 | PJM_ROR_2_VACAR | PJM_ROR | VACAR | Internal | Summer | B5 | 200 | 3000 | 3000 | 75.98 | 83.9 | 6 | 1.92
2035 | PJM_ROR_2_VACAR | PJM_ROR | VACAR | Internal | Summer | B6 | 300 | 3000 | 3000 | 62.25 | 70.12 | 6 | 1.87
2035 | PJM_ROR_2_VACAR | PJM_ROR | VACAR | Internal | Summer | B7 | 400 | 3000 | 1905.86 | 51.27 | 57.27 | 6 | 0
2035 | PJM_ROR_2_VACAR | PJM_ROR | VACAR | Internal | Summer | B8 | 500 | 3000 | 0 | 48.79 | 52.55 | 6 | 0
2035 | PJM_ROR_2_VACAR | PJM_ROR | VACAR | Internal | Summer | B9 | 800 | 3000 | 0 | 46.62 | 51.32 | 6 | 0
2035 | PJM_ROR_2_VACAR | PJM_ROR | VACAR | Internal | Summer | B10 | 1262 | 3000 | 3000 | 44.9 | 51.32 | 6 | 0.41
2035 | PJM_ROR_2_VACAR | PJM_ROR | VACAR | Internal | Winter | B16 | 25 | 3000 | 3000 | 79.83 | 94.96 | 6 | 9.13
2035 | PJM_ROR_2_VACAR | PJM_ROR | VACAR | Internal | Winter | B17 | 100 | 3000 | 98.72 | 65.95 | 71.95 | 6 | 0
2035 | PJM_ROR_2_VACAR | PJM_ROR | VACAR | Internal | Winter | B18 | 400 | 3000 | 0 | 59.62 | 58.61 | 6 | 0
2035 | PJM_ROR_2_VACAR | PJM_ROR | VACAR | Internal | Winter | B19 | 700 | 3000 | 0 | 55.56 | 58.37 | 6 | 0
2035 | PJM_ROR_2_VACAR | PJM_ROR | VACAR | Internal | Winter | B20 | 935 | 3000 | 3000 | 50.07 | 58.37 | 6 | 2.3
2035 | PJM_ROM_2_NYISO_A-F | PJM_ROM | NYISO_A-F | Internal | Shoulder | B11 | 25 | 2000 | 0 | 72.62 | 59.06 | 6 | 0
2035 | PJM_ROM_2_NYISO_A-F | PJM_ROM | NYISO_A-F | Internal | Shoulder | B12 | 200 | 2000 | 0 | 63.95 | 55.93 | 6 | 0
2035 | PJM_ROM_2_NYISO_A-F | PJM_ROM | NYISO_A-F | Internal | Shoulder | B13 | 600 | 2000 | 0 | 53.24 | 49.89 | 6 | 0
2035 | PJM_ROM_2_NYISO_A-F | PJM_ROM | NYISO_A-F | Internal | Shoulder | B14 | 900 | 2000 | 0 | 53.21 | 49.65 | 6 | 0
2035 | PJM_ROM_2_NYISO_A-F | PJM_ROM | NYISO_A-F | Internal | Shoulder | B15 | 1203 | 2000 | 0 | 47.5 | 49.32 | 6 | 0
2035 | PJM_ROM_2_NYISO_A-F | PJM_ROM | NYISO_A-F | Internal | Summer | B1 | 10 | 2000 | 0 | 104.62 | 96.62 | 6 | 0
2035 | PJM_ROM_2_NYISO_A-F | PJM_ROM | NYISO_A-F | Internal | Summer | B2 | 25 | 2000 | 0 | 87.38 | 79.38 | 6 | 0
2035 | PJM_ROM_2_NYISO_A-F | PJM_ROM | NYISO_A-F | Internal | Summer | B3 | 75 | 2000 | 0 | 81.79 | 71.39 | 6 | 0
2035 | PJM_ROM_2_NYISO_A-F | PJM_ROM | NYISO_A-F | Internal | Summer | B4 | 100 | 2000 | 0 | 80.77 | 64.8 | 6 | 0
2035 | PJM_ROM_2_NYISO_A-F | PJM_ROM | NYISO_A-F | Internal | Summer | B5 | 200 | 2000 | 0 | 75.97 | 63.81 | 6 | 0
2035 | PJM_ROM_2_NYISO_A-F | PJM_ROM | NYISO_A-F | Internal | Summer | B6 | 300 | 2000 | 0 | 62.26 | 54.26 | 6 | 0
2035 | PJM_ROM_2_NYISO_A-F | PJM_ROM | NYISO_A-F | Internal | Summer | B7 | 400 | 2000 | 0 | 51.28 | 52.32 | 6 | 0
2035 | PJM_ROM_2_NYISO_A-F | PJM_ROM | NYISO_A-F | Internal | Summer | B8 | 500 | 2000 | 0 | 48.8 | 48.35 | 6 | 0
2035 | PJM_ROM_2_NYISO_A-F | PJM_ROM | NYISO_A-F | Internal | Summer | B9 | 800 | 2000 | 0 | 46.63 | 46.08 | 6 | 0
2035 | PJM_ROM_2_NYISO_A-F | PJM_ROM | NYISO_A-F | Internal | Summer | B10 | 1262 | 2000 | 0 | 44.92 | 46.08 | 6 | 0
2035 | PJM_ROM_2_NYISO_A-F | PJM_ROM | NYISO_A-F | Internal | Winter | B16 | 25 | 2000 | 0 | 79.85 | 71.85 | 6 | 0
2035 | PJM_ROM_2_NYISO_A-F | PJM_ROM | NYISO_A-F | Internal | Winter | B17 | 100 | 2000 | 0 | 65.96 | 57.96 | 6 | 0
2035 | PJM_ROM_2_NYISO_A-F | PJM_ROM | NYISO_A-F | Internal | Winter | B18 | 400 | 2000 | 0 | 59.63 | 57.89 | 6 | 0
2035 | PJM_ROM_2_NYISO_A-F | PJM_ROM | NYISO_A-F | Internal | Winter | B19 | 700 | 2000 | 0 | 55.58 | 57.47 | 6 | 0
2035 | PJM_ROM_2_NYISO_A-F | PJM_ROM | NYISO_A-F | Internal | Winter | B20 | 935 | 2000 | 1601.83 | 51.04 | 57.04 | 6 | 0
2035 | PJM_ROM_2_PJM_E | PJM_ROM | PJM_E | Internal | Shoulder | B11 | 25 | 8000 | 0 | 72.62 | 72.61 | 0.01 | 0
2035 | PJM_ROM_2_PJM_E | PJM_ROM | PJM_E | Internal | Shoulder | B12 | 200 | 8000 | 0 | 63.95 | 63.94 | 0.01 | 0
2035 | PJM_ROM_2_PJM_E | PJM_ROM | PJM_E | Internal | Shoulder | B13 | 600 | 8000 | 0 | 53.24 | 53.23 | 0.01 | 0
2035 | PJM_ROM_2_PJM_E | PJM_ROM | PJM_E | Internal | Shoulder | B14 | 900 | 8000 | 861.56 | 53.21 | 53.22 | 0.01 | 0
2035 | PJM_ROM_2_PJM_E | PJM_ROM | PJM_E | Internal | Shoulder | B15 | 1203 | 8000 | 2675.71 | 47.5 | 47.51 | 0.01 | 0
2035 | PJM_ROM_2_PJM_E | PJM_ROM | PJM_E | Internal | Summer | B1 | 10 | 8000 | 6725.15 | 104.62 | 104.63 | 0.01 | 0
2035 | PJM_ROM_2_PJM_E | PJM_ROM | PJM_E | Internal | Summer | B2 | 25 | 8000 | 5806.52 | 87.38 | 87.39 | 0.01 | 0
2035 | PJM_ROM_2_PJM_E | PJM_ROM | PJM_E | Internal | Summer | B3 | 75 | 8000 | 1296.13 | 81.79 | 81.8 | 0.01 | 0
2035 | PJM_ROM_2_PJM_E | PJM_ROM | PJM_E | Internal | Summer | B4 | 100 | 8000 | 0 | 80.77 | 80.76 | 0.01 | 0
2035 | PJM_ROM_2_PJM_E | PJM_ROM | PJM_E | Internal | Summer | B5 | 200 | 8000 | 0 | 75.97 | 75.95 | 0.01 | 0
2035 | PJM_ROM_2_PJM_E | PJM_ROM | PJM_E | Internal | Summer | B6 | 300 | 8000 | 3002.05 | 62.26 | 62.27 | 0.01 | 0
2035 | PJM_ROM_2_PJM_E | PJM_ROM | PJM_E | Internal | Summer | B7 | 400 | 8000 | 1797.76 | 51.28 | 51.3 | 0.01 | 0
2035 | PJM_ROM_2_PJM_E | PJM_ROM | PJM_E | Internal | Summer | B8 | 500 | 8000 | 3473.11 | 48.8 | 48.81 | 0.01 | 0
2035 | PJM_ROM_2_PJM_E | PJM_ROM | PJM_E | Internal | Summer | B9 | 800 | 8000 | 5476.83 | 46.63 | 46.64 | 0.01 | 0
2035 | PJM_ROM_2_PJM_E | PJM_ROM | PJM_E | Internal | Summer | B10 | 1262 | 8000 | 2880.72 | 44.92 | 44.93 | 0.01 | 0
2035 | PJM_ROM_2_PJM_E | PJM_ROM | PJM_E | Internal | Winter | B16 | 25 | 8000 | 2783.45 | 79.85 | 79.86 | 0.01 | 0
2035 | PJM_ROM_2_PJM_E | PJM_ROM | PJM_E | Internal | Winter | B17 | 100 | 8000 | 3057.73 | 65.96 | 65.97 | 0.01 | 0
2035 | PJM_ROM_2_PJM_E | PJM_ROM | PJM_E | Internal | Winter | B18 | 400 | 8000 | 4263.6 | 59.63 | 59.64 | 0.01 | 0
2035 | PJM_ROM_2_PJM_E | PJM_ROM | PJM_E | Internal | Winter | B19 | 700 | 8000 | 6040.46 | 55.58 | 55.59 | 0.01 | 0
2035 | PJM_ROM_2_PJM_E | PJM_ROM | PJM_E | Internal | Winter | B20 | 935 | 8000 | 6479.69 | 51.04 | 51.05 | 0.01 | 0
2035 | PJM_ROM_2_PJM_ROR | PJM_ROM | PJM_ROR | Internal | Shoulder | B11 | 25 | 8000 | 5583.99 | 72.62 | 72.63 | 0.01 | 0
2035 | PJM_ROM_2_PJM_ROR | PJM_ROM | PJM_ROR | Internal | Shoulder | B12 | 200 | 8000 | 0 | 63.95 | 63.94 | 0.01 | 0
2035 | PJM_ROM_2_PJM_ROR | PJM_ROM | PJM_ROR | Internal | Shoulder | B13 | 600 | 8000 | 0 | 53.24 | 53.23 | 0.01 | 0
2035 | PJM_ROM_2_PJM_ROR | PJM_ROM | PJM_ROR | Internal | Shoulder | B14 | 900 | 8000 | 0 | 53.21 | 53.2 | 0.01 | 0
2035 | PJM_ROM_2_PJM_ROR | PJM_ROM | PJM_ROR | Internal | Shoulder | B15 | 1203 | 8000 | 0 | 47.5 | 47.49 | 0.01 | 0
2035 | PJM_ROM_2_PJM_ROR | PJM_ROM | PJM_ROR | Internal | Summer | B1 | 10 | 8000 | 0 | 104.62 | 92.63 | 0.01 | 0
2035 | PJM_ROM_2_PJM_ROR | PJM_ROM | PJM_ROR | Internal | Summer | B2 | 25 | 8000 | 0 | 87.38 | 87.37 | 0.01 | 0
2035 | PJM_ROM_2_PJM_ROR | PJM_ROM | PJM_ROR | Internal | Summer | B3 | 75 | 8000 | 475.79 | 81.79 | 81.8 | 0.01 | 0
2035 | PJM_ROM_2_PJM_ROR | PJM_ROM | PJM_ROR | Internal | Summer | B4 | 100 | 8000 | 3768.49 | 80.77 | 80.78 | 0.01 | 0
2035 | PJM_ROM_2_PJM_ROR | PJM_ROM | PJM_ROR | Internal | Summer | B5 | 200 | 8000 | 2974.87 | 75.97 | 75.98 | 0.01 | 0
2035 | PJM_ROM_2_PJM_ROR | PJM_ROM | PJM_ROR | Internal | Summer | B6 | 300 | 8000 | 0 | 62.26 | 62.25 | 0.01 | 0
2035 | PJM_ROM_2_PJM_ROR | PJM_ROM | PJM_ROR | Internal | Summer | B7 | 400 | 8000 | 0 | 51.28 | 51.27 | 0.01 | 0
2035 | PJM_ROM_2_PJM_ROR | PJM_ROM | PJM_ROR | Internal | Summer | B8 | 500 | 8000 | 0 | 48.8 | 48.79 | 0.01 | 0
2035 | PJM_ROM_2_PJM_ROR | PJM_ROM | PJM_ROR | Internal | Summer | B9 | 800 | 8000 | 0 | 46.63 | 46.62 | 0.01 | 0
2035 | PJM_ROM_2_PJM_ROR | PJM_ROM | PJM_ROR | Internal | Summer | B10 | 1262 | 8000 | 0 | 44.92 | 44.9 | 0.01 | 0
2035 | PJM_ROM_2_PJM_ROR | PJM_ROM | PJM_ROR | Internal | Winter | B16 | 25 | 8000 | 0 | 79.85 | 79.83 | 0.01 | 0
2035 | PJM_ROM_2_PJM_ROR | PJM_ROM | PJM_ROR | Internal | Winter | B17 | 100 | 8000 | 0 | 65.96 | 65.95 | 0.01 | 0
2035 | PJM_ROM_2_PJM_ROR | PJM_ROM | PJM_ROR | Internal | Winter | B18 | 400 | 8000 | 0 | 59.63 | 59.62 | 0.01 | 0
2035 | PJM_ROM_2_PJM_ROR | PJM_ROM | PJM_ROR | Internal | Winter | B19 | 700 | 8000 | 0 | 55.58 | 55.56 | 0.01 | 0
2035 | PJM_ROM_2_PJM_ROR | PJM_ROM | PJM_ROR | Internal | Winter | B20 | 935 | 8000 | 0 | 51.04 | 50.07 | 0.01 | 0
2035 | SOCO_2_FRCC | SOCO | FRCC | Internal | Shoulder | B11 | 25 | 3700 | 2345.73 | 87.63 | 97.63 | 10 | 0
2035 | SOCO_2_FRCC | SOCO | FRCC | Internal | Shoulder | B12 | 200 | 3700 | 0 | 57.56 | 63.63 | 10 | 0
2035 | SOCO_2_FRCC | SOCO | FRCC | Internal | Shoulder | B13 | 600 | 3700 | 0 | 55.72 | 62.25 | 10 | 0
2035 | SOCO_2_FRCC | SOCO | FRCC | Internal | Shoulder | B14 | 900 | 3700 | 0 | 55.72 | 60.99 | 10 | 0
2035 | SOCO_2_FRCC | SOCO | FRCC | Internal | Shoulder | B15 | 1203 | 3700 | 0 | 55.72 | 60.99 | 10 | 0
2035 | SOCO_2_FRCC | SOCO | FRCC | Internal | Summer | B1 | 10 | 3700 | 781.01 | 97.32 | 107.32 | 10 | 0
2035 | SOCO_2_FRCC | SOCO | FRCC | Internal | Summer | B2 | 25 | 3700 | 0 | 92.69 | 98.45 | 10 | 0
2035 | SOCO_2_FRCC | SOCO | FRCC | Internal | Summer | B3 | 75 | 3700 | 0 | 92.69 | 98.45 | 10 | 0
2035 | SOCO_2_FRCC | SOCO | FRCC | Internal | Summer | B4 | 100 | 3700 | 0 | 90.9 | 98.45 | 10 | 0
2035 | SOCO_2_FRCC | SOCO | FRCC | Internal | Summer | B5 | 200 | 3700 | 0 | 90.9 | 96.43 | 10 | 0
2035 | SOCO_2_FRCC | SOCO | FRCC | Internal | Summer | B6 | 300 | 3700 | 0 | 77.12 | 85.04 | 10 | 0
2035 | SOCO_2_FRCC | SOCO | FRCC | Internal | Summer | B7 | 400 | 3700 | 451.04 | 64.27 | 74.27 | 10 | 0
2035 | SOCO_2_FRCC | SOCO | FRCC | Internal | Summer | B8 | 500 | 3700 | 0 | 56.13 | 62.59 | 10 | 0
2035 | SOCO_2_FRCC | SOCO | FRCC | Internal | Summer | B9 | 800 | 3700 | 0 | 54.18 | 59.99 | 10 | 0
2035 | SOCO_2_FRCC | SOCO | FRCC | Internal | Summer | B10 | 1262 | 3700 | 0 | 54.18 | 59.99 | 10 | 0
2035 | SOCO_2_FRCC | SOCO | FRCC | Internal | Winter | B16 | 25 | 3700 | 0 | 84.96 | 91.66 | 10 | 0
2035 | SOCO_2_FRCC | SOCO | FRCC | Internal | Winter | B17 | 100 | 3700 | 0 | 61.21 | 66.58 | 10 | 0
2035 | SOCO_2_FRCC | SOCO | FRCC | Internal | Winter | B18 | 400 | 3700 | 0 | 59.07 | 63.81 | 10 | 0
2035 | SOCO_2_FRCC | SOCO | FRCC | Internal | Winter | B19 | 700 | 3700 | 0 | 59.07 | 63.81 | 10 | 0
2035 | SOCO_2_FRCC | SOCO | FRCC | Internal | Winter | B20 | 935 | 3700 | 0 | 58.25 | 63.81 | 10 | 0
2035 | SOCO_2_VACAR | SOCO | VACAR | Internal | Shoulder | B11 | 25 | 2000 | 0 | 87.63 | 78.63 | 10 | 0
2035 | SOCO_2_VACAR | SOCO | VACAR | Internal | Shoulder | B12 | 200 | 2000 | 0 | 57.56 | 66.42 | 10 | 0
2035 | SOCO_2_VACAR | SOCO | VACAR | Internal | Shoulder | B13 | 600 | 2000 | 0 | 55.72 | 53.49 | 10 | 0
2035 | SOCO_2_VACAR | SOCO | VACAR | Internal | Shoulder | B14 | 900 | 2000 | 0 | 55.72 | 53.49 | 10 | 0
2035 | SOCO_2_VACAR | SOCO | VACAR | Internal | Shoulder | B15 | 1203 | 2000 | 0 | 55.72 | 53.49 | 10 | 0
2035 | SOCO_2_VACAR | SOCO | VACAR | Internal | Summer | B1 | 10 | 2000 | 0 | 97.32 | 98.63 | 10 | 0
2035 | SOCO_2_VACAR | SOCO | VACAR | Internal | Summer | B2 | 25 | 2000 | 0 | 92.69 | 93.37 | 10 | 0
2035 | SOCO_2_VACAR | SOCO | VACAR | Internal | Summer | B3 | 75 | 2000 | 0 | 92.69 | 92.52 | 10 | 0
2035 | SOCO_2_VACAR | SOCO | VACAR | Internal | Summer | B4 | 100 | 2000 | 0 | 90.9 | 90.38 | 10 | 0
2035 | SOCO_2_VACAR | SOCO | VACAR | Internal | Summer | B5 | 200 | 2000 | 0 | 90.9 | 83.9 | 10 | 0
2035 | SOCO_2_VACAR | SOCO | VACAR | Internal | Summer | B6 | 300 | 2000 | 0 | 77.12 | 70.12 | 10 | 0
2035 | SOCO_2_VACAR | SOCO | VACAR | Internal | Summer | B7 | 400 | 2000 | 0 | 64.27 | 57.27 | 10 | 0
2035 | SOCO_2_VACAR | SOCO | VACAR | Internal | Summer | B8 | 500 | 2000 | 0 | 56.13 | 52.55 | 10 | 0
2035 | SOCO_2_VACAR | SOCO | VACAR | Internal | Summer | B9 | 800 | 2000 | 0 | 54.18 | 51.32 | 10 | 0
2035 | SOCO_2_VACAR | SOCO | VACAR | Internal | Summer | B10 | 1262 | 2000 | 0 | 54.18 | 51.32 | 10 | 0
2035 | SOCO_2_VACAR | SOCO | VACAR | Internal | Winter | B16 | 25 | 2000 | 898.7 | 84.96 | 94.96 | 10 | 0
2035 | SOCO_2_VACAR | SOCO | VACAR | Internal | Winter | B17 | 100 | 2000 | 2000 | 61.21 | 71.95 | 10 | 0.74
2035 | SOCO_2_VACAR | SOCO | VACAR | Internal | Winter | B18 | 400 | 2000 | 0 | 59.07 | 58.61 | 10 | 0
2035 | SOCO_2_VACAR | SOCO | VACAR | Internal | Winter | B19 | 700 | 2000 | 0 | 59.07 | 58.37 | 10 | 0
2035 | SOCO_2_VACAR | SOCO | VACAR | Internal | Winter | B20 | 935 | 2000 | 0 | 58.25 | 58.37 | 10 | 0
2035 | SPP_N_2_ENT | SPP_N | ENT | Internal | Shoulder | B11 | 25 | 1800 | 0 | 85.16 | 79.63 | 5 | 0
2035 | SPP_N_2_ENT | SPP_N | ENT | Internal | Shoulder | B12 | 200 | 1800 | 0 | 62.14 | 55.85 | 5 | 0
2035 | SPP_N_2_ENT | SPP_N | ENT | Internal | Shoulder | B13 | 600 | 1800 | 0 | 55.3 | 55.45 | 5 | 0
2035 | SPP_N_2_ENT | SPP_N | ENT | Internal | Shoulder | B14 | 900 | 1800 | 0 | 53.52 | 55.45 | 5 | 0
2035 | SPP_N_2_ENT | SPP_N | ENT | Internal | Shoulder | B15 | 1203 | 1800 | 0 | 49.71 | 53.61 | 5 | 0
2035 | SPP_N_2_ENT | SPP_N | ENT | Internal | Summer | B1 | 10 | 1800 | 0 | 90.63 | 89.32 | 5 | 0
2035 | SPP_N_2_ENT | SPP_N | ENT | Internal | Summer | B2 | 25 | 1800 | 0 | 90.63 | 88.01 | 5 | 0
2035 | SPP_N_2_ENT | SPP_N | ENT | Internal | Summer | B3 | 75 | 1800 | 0 | 88.32 | 84.69 | 5 | 0
2035 | SPP_N_2_ENT | SPP_N | ENT | Internal | Summer | B4 | 100 | 1800 | 0 | 88.32 | 82.9 | 5 | 0
2035 | SPP_N_2_ENT | SPP_N | ENT | Internal | Summer | B5 | 200 | 1800 | 0 | 86 | 82.9 | 5 | 0
2035 | SPP_N_2_ENT | SPP_N | ENT | Internal | Summer | B6 | 300 | 1800 | 0 | 70.94 | 69.12 | 5 | 0
2035 | SPP_N_2_ENT | SPP_N | ENT | Internal | Summer | B7 | 400 | 1800 | 0 | 56.07 | 56.27 | 5 | 0
2035 | SPP_N_2_ENT | SPP_N | ENT | Internal | Summer | B8 | 500 | 1800 | 0 | 51.74 | 54.06 | 5 | 0
2035 | SPP_N_2_ENT | SPP_N | ENT | Internal | Summer | B9 | 800 | 1800 | 0 | 51.6 | 53.67 | 5 | 0
2035 | SPP_N_2_ENT | SPP_N | ENT | Internal | Summer | B10 | 1262 | 1800 | 604.4 | 46.9 | 51.9 | 5 | 0
2035 | SPP_N_2_ENT | SPP_N | ENT | Internal | Winter | B16 | 25 | 1800 | 0 | 77.83 | 76.96 | 5 | 0
2035 | SPP_N_2_ENT | SPP_N | ENT | Internal | Winter | B17 | 100 | 1800 | 0 | 58.94 | 59.42 | 5 | 0
2035 | SPP_N_2_ENT | SPP_N | ENT | Internal | Winter | B18 | 400 | 1800 | 0 | 55.53 | 59.02 | 5 | 0
2035 | SPP_N_2_ENT | SPP_N | ENT | Internal | Winter | B19 | 700 | 1800 | 347.95 | 53.26 | 58.26 | 5 | 0
2035 | SPP_N_2_ENT | SPP_N | ENT | Internal | Winter | B20 | 935 | 1800 | 1800 | 50.84 | 56.07 | 5 | 0.23
2035 | SPP_N_2_MISO_MO-IL | SPP_N | MISO_MO-IL | Internal | Shoulder | B11 | 25 | 2000 | 0 | 85.16 | 77.16 | 5 | 0
2035 | SPP_N_2_MISO_MO-IL | SPP_N | MISO_MO-IL | Internal | Shoulder | B12 | 200 | 2000 | 0 | 62.14 | 62.14 | 5 | 0
2035 | SPP_N_2_MISO_MO-IL | SPP_N | MISO_MO-IL | Internal | Shoulder | B13 | 600 | 2000 | 0 | 55.3 | 53.95 | 5 | 0
2035 | SPP_N_2_MISO_MO-IL | SPP_N | MISO_MO-IL | Internal | Shoulder | B14 | 900 | 2000 | 0 | 53.52 | 53.7 | 5 | 0
2035 | SPP_N_2_MISO_MO-IL | SPP_N | MISO_MO-IL | Internal | Shoulder | B15 | 1203 | 2000 | 0 | 49.71 | 46.62 | 5 | 0
2035 | SPP_N_2_MISO_MO-IL | SPP_N | MISO_MO-IL | Internal | Summer | B1 | 10 | 2000 | 0 | 90.63 | 90.63 | 5 | 0
2035 | SPP_N_2_MISO_MO-IL | SPP_N | MISO_MO-IL | Internal | Summer | B2 | 25 | 2000 | 0 | 90.63 | 85.37 | 5 | 0
2035 | SPP_N_2_MISO_MO-IL | SPP_N | MISO_MO-IL | Internal | Summer | B3 | 75 | 2000 | 0 | 88.32 | 83.22 | 5 | 0
2035 | SPP_N_2_MISO_MO-IL | SPP_N | MISO_MO-IL | Internal | Summer | B4 | 100 | 2000 | 0 | 88.32 | 80.48 | 5 | 0
2035 | SPP_N_2_MISO_MO-IL | SPP_N | MISO_MO-IL | Internal | Summer | B5 | 200 | 2000 | 0 | 86 | 78 | 5 | 0
2035 | SPP_N_2_MISO_MO-IL | SPP_N | MISO_MO-IL | Internal | Summer | B6 | 300 | 2000 | 0 | 70.94 | 62.94 | 5 | 0
2035 | SPP_N_2_MISO_MO-IL | SPP_N | MISO_MO-IL | Internal | Summer | B7 | 400 | 2000 | 0 | 56.07 | 52.32 | 5 | 0
2035 | SPP_N_2_MISO_MO-IL | SPP_N | MISO_MO-IL | Internal | Summer | B8 | 500 | 2000 | 0 | 51.74 | 49.36 | 5 | 0
2035 | SPP_N_2_MISO_MO-IL | SPP_N | MISO_MO-IL | Internal | Summer | B9 | 800 | 2000 | 0 | 51.6 | 45.67 | 5 | 0
2035 | SPP_N_2_MISO_MO-IL | SPP_N | MISO_MO-IL | Internal | Summer | B10 | 1262 | 2000 | 0 | 46.9 | 44.04 | 5 | 0
2035 | SPP_N_2_MISO_MO-IL | SPP_N | MISO_MO-IL | Internal | Winter | B16 | 25 | 2000 | 0 | 77.83 | 77.83 | 5 | 0
2035 | SPP_N_2_MISO_MO-IL | SPP_N | MISO_MO-IL | Internal | Winter | B17 | 100 | 2000 | 408.37 | 58.94 | 63.94 | 5 | 0
2035 | SPP_N_2_MISO_MO-IL | SPP_N | MISO_MO-IL | Internal | Winter | B18 | 400 | 2000 | 0 | 55.53 | 57.62 | 5 | 0
2035 | SPP_N_2_MISO_MO-IL | SPP_N | MISO_MO-IL | Internal | Winter | B19 | 700 | 2000 | 0 | 53.26 | 53.56 | 5 | 0
2035 | SPP_N_2_MISO_MO-IL | SPP_N | MISO_MO-IL | Internal | Winter | B20 | 935 | 2000 | 0 | 50.84 | 48.07 | 5 | 0
2035 | SPP_N_2_MISO_W | SPP_N | MISO_W | Internal | Shoulder | B11 | 25 | 750 | 0 | 85.16 | 78.16 | 5 | 0
2035 | SPP_N_2_MISO_W | SPP_N | MISO_W | Internal | Shoulder | B12 | 200 | 750 | 0 | 62.14 | 62.13 | 5 | 0
2035 | SPP_N_2_MISO_W | SPP_N | MISO_W | Internal | Shoulder | B13 | 600 | 750 | 0 | 55.3 | 53.96 | 5 | 0
2035 | SPP_N_2_MISO_W | SPP_N | MISO_W | Internal | Shoulder | B14 | 900 | 750 | 0 | 53.52 | 53.71 | 5 | 0
2035 | SPP_N_2_MISO_W | SPP_N | MISO_W | Internal | Shoulder | B15 | 1203 | 750 | 0 | 49.71 | 47.79 | 5 | 0
2035 | SPP_N_2_MISO_W | SPP_N | MISO_W | Internal | Summer | B1 | 10 | 750 | 0 | 90.63 | 90.62 | 5 | 0
2035 | SPP_N_2_MISO_W | SPP_N | MISO_W | Internal | Summer | B2 | 25 | 750 | 0 | 90.63 | 85.38 | 5 | 0
2035 | SPP_N_2_MISO_W | SPP_N | MISO_W | Internal | Summer | B3 | 75 | 750 | 0 | 88.32 | 84.55 | 5 | 0
2035 | SPP_N_2_MISO_W | SPP_N | MISO_W | Internal | Summer | B4 | 100 | 750 | 0 | 88.32 | 83.67 | 5 | 0
2035 | SPP_N_2_MISO_W | SPP_N | MISO_W | Internal | Summer | B5 | 200 | 750 | 0 | 86 | 83.67 | 5 | 0
2035 | SPP_N_2_MISO_W | SPP_N | MISO_W | Internal | Summer | B6 | 300 | 750 | 0 | 70.94 | 64.25 | 5 | 0
2035 | SPP_N_2_MISO_W | SPP_N | MISO_W | Internal | Summer | B7 | 400 | 750 | 0 | 56.07 | 52.31 | 5 | 0
2035 | SPP_N_2_MISO_W | SPP_N | MISO_W | Internal | Summer | B8 | 500 | 750 | 0 | 51.74 | 49.37 | 5 | 0
2035 | SPP_N_2_MISO_W | SPP_N | MISO_W | Internal | Summer | B9 | 800 | 750 | 0 | 51.6 | 48.62 | 5 | 0
2035 | SPP_N_2_MISO_W | SPP_N | MISO_W | Internal | Summer | B10 | 1262 | 750 | 0 | 46.9 | 44.05 | 5 | 0
2035 | SPP_N_2_MISO_W | SPP_N | MISO_W | Internal | Winter | B16 | 25 | 750 | 0 | 77.83 | 77.82 | 5 | 0
2035 | SPP_N_2_MISO_W | SPP_N | MISO_W | Internal | Winter | B17 | 100 | 750 | 0 | 58.94 | 63.93 | 5 | 0
2035 | SPP_N_2_MISO_W | SPP_N | MISO_W | Internal | Winter | B18 | 400 | 750 | 0 | 55.53 | 57.63 | 5 | 0
2035 | SPP_N_2_MISO_W | SPP_N | MISO_W | Internal | Winter | B19 | 700 | 750 | 0 | 53.26 | 57.56 | 5 | 0
2035 | SPP_N_2_MISO_W | SPP_N | MISO_W | Internal | Winter | B20 | 935 | 750 | 0 | 50.84 | 48.08 | 5 | 0
2035 | SPP_N_2_NE | SPP_N | NE | Internal | Shoulder | B11 | 25 | 330 | 0 | 85.16 | 85.15 | 0.01 | 0
2035 | SPP_N_2_NE | SPP_N | NE | Internal | Shoulder | B12 | 200 | 330 | 0 | 62.14 | 62.13 | 0.01 | 0
2035 | SPP_N_2_NE | SPP_N | NE | Internal | Shoulder | B13 | 600 | 330 | 0 | 55.3 | 55.29 | 0.01 | 0
2035 | SPP_N_2_NE | SPP_N | NE | Internal | Shoulder | B14 | 900 | 330 | 0 | 53.52 | 53.51 | 0.01 | 0
2035 | SPP_N_2_NE | SPP_N | NE | Internal | Shoulder | B15 | 1203 | 330 | 0 | 49.71 | 49.7 | 0.01 | 0
2035 | SPP_N_2_NE | SPP_N | NE | Internal | Summer | B1 | 10 | 330 | 0.01 | 90.63 | 90.62 | 0.01 | 0
2035 | SPP_N_2_NE | SPP_N | NE | Internal | Summer | B2 | 25 | 330 | 0 | 90.63 | 90.62 | 0.01 | 0
2035 | SPP_N_2_NE | SPP_N | NE | Internal | Summer | B3 | 75 | 330 | 0 | 88.32 | 88.31 | 0.01 | 0
2035 | SPP_N_2_NE | SPP_N | NE | Internal | Summer | B4 | 100 | 330 | 0 | 88.32 | 88.31 | 0.01 | 0
2035 | SPP_N_2_NE | SPP_N | NE | Internal | Summer | B5 | 200 | 330 | 0 | 86 | 85.99 | 0.01 | 0
2035 | SPP_N_2_NE | SPP_N | NE | Internal | Summer | B6 | 300 | 330 | 0 | 70.94 | 70.93 | 0.01 | 0
2035 | SPP_N_2_NE | SPP_N | NE | Internal | Summer | B7 | 400 | 330 | 0 | 56.07 | 56.06 | 0.01 | 0
2035 | SPP_N_2_NE | SPP_N | NE | Internal | Summer | B8 | 500 | 330 | 0 | 51.74 | 51.73 | 0.01 | 0
2035 | SPP_N_2_NE | SPP_N | NE | Internal | Summer | B9 | 800 | 330 | 0 | 51.6 | 51.59 | 0.01 | 0
2035 | SPP_N_2_NE | SPP_N | NE | Internal | Summer | B10 | 1262 | 330 | 0 | 46.9 | 44.85 | 0.01 | 0
2035 | SPP_N_2_NE | SPP_N | NE | Internal | Winter | B16 | 25 | 330 | 0 | 77.83 | 77.82 | 0.01 | 0
2035 | SPP_N_2_NE | SPP_N | NE | Internal | Winter | B17 | 100 | 330 | 0 | 58.94 | 58.93 | 0.01 | 0
2035 | SPP_N_2_NE | SPP_N | NE | Internal | Winter | B18 | 400 | 330 | 0 | 55.53 | 55.52 | 0.01 | 0
2035 | SPP_N_2_NE | SPP_N | NE | Internal | Winter | B19 | 700 | 330 | 0 | 53.26 | 53.25 | 0.01 | 0
2035 | SPP_N_2_NE | SPP_N | NE | Internal | Winter | B20 | 935 | 330 | 0 | 50.84 | 50.83 | 0.01 | 0
2035 | SPP_N_2_SPP_S | SPP_N | SPP_S | Internal | Shoulder | B11 | 25 | 4000 | 0 | 85.16 | 73.16 | 0.01 | 0
2035 | SPP_N_2_SPP_S | SPP_N | SPP_S | Internal | Shoulder | B12 | 200 | 4000 | 0 | 62.14 | 53.52 | 0.01 | 0
2035 | SPP_N_2_SPP_S | SPP_N | SPP_S | Internal | Shoulder | B13 | 600 | 4000 | 0 | 55.3 | 53.4 | 0.01 | 0
2035 | SPP_N_2_SPP_S | SPP_N | SPP_S | Internal | Shoulder | B14 | 900 | 4000 | 0 | 53.52 | 50.45 | 0.01 | 0
2035 | SPP_N_2_SPP_S | SPP_N | SPP_S | Internal | Shoulder | B15 | 1203 | 4000 | 0 | 49.71 | 48.61 | 0.01 | 0
2035 | SPP_N_2_SPP_S | SPP_N | SPP_S | Internal | Summer | B1 | 10 | 4000 | 0 | 90.63 | 73.57 | 0.01 | 0
2035 | SPP_N_2_SPP_S | SPP_N | SPP_S | Internal | Summer | B2 | 25 | 4000 | 0 | 90.63 | 74.74 | 0.01 | 0
2035 | SPP_N_2_SPP_S | SPP_N | SPP_S | Internal | Summer | B3 | 75 | 4000 | 0 | 88.32 | 75.37 | 0.01 | 0
2035 | SPP_N_2_SPP_S | SPP_N | SPP_S | Internal | Summer | B4 | 100 | 4000 | 0 | 88.32 | 74.74 | 0.01 | 0
2035 | SPP_N_2_SPP_S | SPP_N | SPP_S | Internal | Summer | B5 | 200 | 4000 | 0 | 86 | 74.74 | 0.01 | 0
2035 | SPP_N_2_SPP_S | SPP_N | SPP_S | Internal | Summer | B6 | 300 | 4000 | 0 | 70.94 | 70.93 | 0.01 | 0
2035 | SPP_N_2_SPP_S | SPP_N | SPP_S | Internal | Summer | B7 | 400 | 4000 | 0 | 56.07 | 54.1 | 0.01 | 0
2035 | SPP_N_2_SPP_S | SPP_N | SPP_S | Internal | Summer | B8 | 500 | 4000 | 0 | 51.74 | 51.73 | 0.01 | 0
2035 | SPP_N_2_SPP_S | SPP_N | SPP_S | Internal | Summer | B9 | 800 | 4000 | 1305 | 51.6 | 51.61 | 0.01 | 0
2035 | SPP_N_2_SPP_S | SPP_N | SPP_S | Internal | Summer | B10 | 1262 | 4000 | 1419.3 | 46.9 | 46.91 | 0.01 | 0
2035 | SPP_N_2_SPP_S | SPP_N | SPP_S | Internal | Winter | B16 | 25 | 4000 | 0 | 77.83 | 57.13 | 0.01 | 0
2035 | SPP_N_2_SPP_S | SPP_N | SPP_S | Internal | Winter | B17 | 100 | 4000 | 0 | 58.94 | 57 | 0.01 | 0
2035 | SPP_N_2_SPP_S | SPP_N | SPP_S | Internal | Winter | B18 | 400 | 4000 | 0 | 55.53 | 55.52 | 0.01 | 0
2035 | SPP_N_2_SPP_S | SPP_N | SPP_S | Internal | Winter | B19 | 700 | 4000 | 0 | 53.26 | 52.24 | 0.01 | 0
2035 | SPP_N_2_SPP_S | SPP_N | SPP_S | Internal | Winter | B20 | 935 | 4000 | 0 | 50.84 | 50.83 | 0.01 | 0
2035 | SPP_S_2_ENT | SPP_S | ENT | Internal | Shoulder | B11 | 25 | 850 | 850 | 73.16 | 79.63 | 5 | 1.47
2035 | SPP_S_2_ENT | SPP_S | ENT | Internal | Shoulder | B12 | 200 | 850 | 0 | 53.52 | 55.85 | 5 | 0
2035 | SPP_S_2_ENT | SPP_S | ENT | Internal | Shoulder | B13 | 600 | 850 | 0 | 53.4 | 55.45 | 5 | 0
2035 | SPP_S_2_ENT | SPP_S | ENT | Internal | Shoulder | B14 | 900 | 850 | 681.53 | 50.45 | 55.45 | 5 | 0
2035 | SPP_S_2_ENT | SPP_S | ENT | Internal | Shoulder | B15 | 1203 | 850 | 126.02 | 48.61 | 53.61 | 5 | 0
2035 | SPP_S_2_ENT | SPP_S | ENT | Internal | Summer | B1 | 10 | 850 | 850 | 73.57 | 89.32 | 5 | 10.76
2035 | SPP_S_2_ENT | SPP_S | ENT | Internal | Summer | B2 | 25 | 850 | 850 | 74.74 | 88.01 | 5 | 8.27
2035 | SPP_S_2_ENT | SPP_S | ENT | Internal | Summer | B3 | 75 | 850 | 850 | 75.37 | 84.69 | 5 | 4.31
2035 | SPP_S_2_ENT | SPP_S | ENT | Internal | Summer | B4 | 100 | 850 | 850 | 74.74 | 82.9 | 5 | 3.15
2035 | SPP_S_2_ENT | SPP_S | ENT | Internal | Summer | B5 | 200 | 850 | 850 | 74.74 | 82.9 | 5 | 3.15
2035 | SPP_S_2_ENT | SPP_S | ENT | Internal | Summer | B6 | 300 | 850 | 0 | 70.93 | 69.12 | 5 | 0
2035 | SPP_S_2_ENT | SPP_S | ENT | Internal | Summer | B7 | 400 | 850 | 0 | 54.1 | 56.27 | 5 | 0
2035 | SPP_S_2_ENT | SPP_S | ENT | Internal | Summer | B8 | 500 | 850 | 0 | 51.73 | 54.06 | 5 | 0
2035 | SPP_S_2_ENT | SPP_S | ENT | Internal | Summer | B9 | 800 | 850 | 0 | 51.61 | 53.67 | 5 | 0
2035 | SPP_S_2_ENT | SPP_S | ENT | Internal | Summer | B10 | 1262 | 850 | 0 | 46.91 | 51.9 | 5 | 0
2035 | SPP_S_2_ENT | SPP_S | ENT | Internal | Winter | B16 | 25 | 850 | 850 | 57.13 | 76.96 | 5 | 14.84
2035 | SPP_S_2_ENT | SPP_S | ENT | Internal | Winter | B17 | 100 | 850 | 0 | 57 | 59.42 | 5 | 0
2035 | SPP_S_2_ENT | SPP_S | ENT | Internal | Winter | B18 | 400 | 850 | 0 | 55.52 | 59.02 | 5 | 0
2035 | SPP_S_2_ENT | SPP_S | ENT | Internal | Winter | B19 | 700 | 850 | 850 | 52.24 | 58.26 | 5 | 1.02
2035 | SPP_S_2_ENT | SPP_S | ENT | Internal | Winter | B20 | 935 | 850 | 850 | 50.83 | 56.07 | 5 | 0.24
2035 | SPP_S_2_SPP_N | SPP_S | SPP_N | Internal | Shoulder | B11 | 25 | 640 | 640 | 73.16 | 85.16 | 0.01 | 11.99
2035 | SPP_S_2_SPP_N | SPP_S | SPP_N | Internal | Shoulder | B12 | 200 | 640 | 640 | 53.52 | 62.14 | 0.01 | 8.61
2035 | SPP_S_2_SPP_N | SPP_S | SPP_N | Internal | Shoulder | B13 | 600 | 640 | 640 | 53.4 | 55.3 | 0.01 | 1.89
2035 | SPP_S_2_SPP_N | SPP_S | SPP_N | Internal | Shoulder | B14 | 900 | 640 | 640 | 50.45 | 53.52 | 0.01 | 3.06
2035 | SPP_S_2_SPP_N | SPP_S | SPP_N | Internal | Shoulder | B15 | 1203 | 640 | 640 | 48.61 | 49.71 | 0.01 | 1.09
2035 | SPP_S_2_SPP_N | SPP_S | SPP_N | Internal | Summer | B1 | 10 | 640 | 640 | 73.57 | 90.63 | 0.01 | 17.05
2035 | SPP_S_2_SPP_N | SPP_S | SPP_N | Internal | Summer | B2 | 25 | 640 | 640 | 74.74 | 90.63 | 0.01 | 15.87
2035 | SPP_S_2_SPP_N | SPP_S | SPP_N | Internal | Summer | B3 | 75 | 640 | 640 | 75.37 | 88.32 | 0.01 | 12.94
2035 | SPP_S_2_SPP_N | SPP_S | SPP_N | Internal | Summer | B4 | 100 | 640 | 640 | 74.74 | 88.32 | 0.01 | 13.57
2035 | SPP_S_2_SPP_N | SPP_S | SPP_N | Internal | Summer | B5 | 200 | 640 | 640 | 74.74 | 86 | 0.01 | 11.25
2035 | SPP_S_2_SPP_N | SPP_S | SPP_N | Internal | Summer | B6 | 300 | 640 | 502.11 | 70.93 | 70.94 | 0.01 | 0
2035 | SPP_S_2_SPP_N | SPP_S | SPP_N | Internal | Summer | B7 | 400 | 640 | 640 | 54.1 | 56.07 | 0.01 | 1.96
2035 | SPP_S_2_SPP_N | SPP_S | SPP_N | Internal | Summer | B8 | 500 | 640 | 491.95 | 51.73 | 51.74 | 0.01 | 0
2035 | SPP_S_2_SPP_N | SPP_S | SPP_N | Internal | Summer | B9 | 800 | 640 | 0 | 51.61 | 51.6 | 0.01 | 0
2035 | SPP_S_2_SPP_N | SPP_S | SPP_N | Internal | Summer | B10 | 1262 | 640 | 0 | 46.91 | 46.9 | 0.01 | 0
2035 | SPP_S_2_SPP_N | SPP_S | SPP_N | Internal | Winter | B16 | 25 | 640 | 640 | 57.13 | 77.83 | 0.01 | 20.69
2035 | SPP_S_2_SPP_N | SPP_S | SPP_N | Internal | Winter | B17 | 100 | 640 | 640 | 57 | 58.94 | 0.01 | 1.93
2035 | SPP_S_2_SPP_N | SPP_S | SPP_N | Internal | Winter | B18 | 400 | 640 | 363.42 | 55.52 | 55.53 | 0.01 | 0
2035 | SPP_S_2_SPP_N | SPP_S | SPP_N | Internal | Winter | B19 | 700 | 640 | 640 | 52.24 | 53.26 | 0.01 | 1.01
2035 | SPP_S_2_SPP_N | SPP_S | SPP_N | Internal | Winter | B20 | 935 | 640 | 154.02 | 50.83 | 50.84 | 0.01 | 0
2035 | TVA_2_ENT | TVA | ENT | Internal | Shoulder | B11 | 25 | 500 | 0 | 73.71 | 79.63 | 9 | 0
2035 | TVA_2_ENT | TVA | ENT | Internal | Shoulder | B12 | 200 | 500 | 0 | 57.42 | 55.85 | 9 | 0
2035 | TVA_2_ENT | TVA | ENT | Internal | Shoulder | B13 | 600 | 500 | 0 | 55.04 | 55.45 | 9 | 0
2035 | TVA_2_ENT | TVA | ENT | Internal | Shoulder | B14 | 900 | 500 | 0 | 55.04 | 55.45 | 9 | 0
2035 | TVA_2_ENT | TVA | ENT | Internal | Shoulder | B15 | 1203 | 500 | 0 | 53.5 | 53.61 | 9 | 0
2035 | TVA_2_ENT | TVA | ENT | Internal | Summer | B1 | 10 | 500 | 0 | 95.85 | 89.32 | 9 | 0
2035 | TVA_2_ENT | TVA | ENT | Internal | Summer | B2 | 25 | 500 | 0 | 93.38 | 88.01 | 9 | 0
2035 | TVA_2_ENT | TVA | ENT | Internal | Summer | B3 | 75 | 500 | 0 | 87.81 | 84.69 | 9 | 0
2035 | TVA_2_ENT | TVA | ENT | Internal | Summer | B4 | 100 | 500 | 0 | 86.8 | 82.9 | 9 | 0
2035 | TVA_2_ENT | TVA | ENT | Internal | Summer | B5 | 200 | 500 | 0 | 81.9 | 82.9 | 9 | 0
2035 | TVA_2_ENT | TVA | ENT | Internal | Summer | B6 | 300 | 500 | 463.59 | 60.12 | 69.12 | 9 | 0
2035 | TVA_2_ENT | TVA | ENT | Internal | Summer | B7 | 400 | 500 | 0 | 53.58 | 56.27 | 9 | 0
2035 | TVA_2_ENT | TVA | ENT | Internal | Summer | B8 | 500 | 500 | 0 | 53.58 | 54.06 | 9 | 0
2035 | TVA_2_ENT | TVA | ENT | Internal | Summer | B9 | 800 | 500 | 0 | 49.18 | 53.67 | 9 | 0
2035 | TVA_2_ENT | TVA | ENT | Internal | Summer | B10 | 1262 | 500 | 0 | 48.22 | 51.9 | 9 | 0
2035 | TVA_2_ENT | TVA | ENT | Internal | Winter | B16 | 25 | 500 | 0 | 75.96 | 76.96 | 9 | 0
2035 | TVA_2_ENT | TVA | ENT | Internal | Winter | B17 | 100 | 500 | 0 | 60.74 | 59.42 | 9 | 0
2035 | TVA_2_ENT | TVA | ENT | Internal | Winter | B18 | 400 | 500 | 0 | 54.89 | 59.02 | 9 | 0
2035 | TVA_2_ENT | TVA | ENT | Internal | Winter | B19 | 700 | 500 | 0 | 54.89 | 58.26 | 9 | 0
2035 | TVA_2_ENT | TVA | ENT | Internal | Winter | B20 | 935 | 500 | 0 | 53.34 | 56.07 | 9 | 0
2035 | TVA_2_NonRTO_Midwest | TVA | NonRTO_Midwest | Internal | Shoulder | B11 | 25 | 100 | 100 | 73.71 | 85.15 | 9 | 2.44
2035 | TVA_2_NonRTO_Midwest | TVA | NonRTO_Midwest | Internal | Shoulder | B12 | 200 | 100 | 100 | 57.42 | 70.15 | 9 | 3.74
2035 | TVA_2_NonRTO_Midwest | TVA | NonRTO_Midwest | Internal | Shoulder | B13 | 600 | 100 | 0 | 55.04 | 58.41 | 9 | 0
2035 | TVA_2_NonRTO_Midwest | TVA | NonRTO_Midwest | Internal | Shoulder | B14 | 900 | 100 | 0 | 55.04 | 50.47 | 9 | 0
2035 | TVA_2_NonRTO_Midwest | TVA | NonRTO_Midwest | Internal | Shoulder | B15 | 1203 | 100 | 0 | 53.5 | 45.49 | 9 | 0
2035 | TVA_2_NonRTO_Midwest | TVA | NonRTO_Midwest | Internal | Summer | B1 | 10 | 100 | 0 | 95.85 | 88.93 | 9 | 0
2035 | TVA_2_NonRTO_Midwest | TVA | NonRTO_Midwest | Internal | Summer | B2 | 25 | 100 | 0 | 93.38 | 88.93 | 9 | 0
2035 | TVA_2_NonRTO_Midwest | TVA | NonRTO_Midwest | Internal | Summer | B3 | 75 | 100 | 0 | 87.81 | 88.93 | 9 | 0
2035 | TVA_2_NonRTO_Midwest | TVA | NonRTO_Midwest | Internal | Summer | B4 | 100 | 100 | 0 | 86.8 | 88.47 | 9 | 0
2035 | TVA_2_NonRTO_Midwest | TVA | NonRTO_Midwest | Internal | Summer | B5 | 200 | 100 | 0 | 81.9 | 85.99 | 9 | 0
2035 | TVA_2_NonRTO_Midwest | TVA | NonRTO_Midwest | Internal | Summer | B6 | 300 | 100 | 100 | 60.12 | 70.93 | 9 | 1.81
2035 | TVA_2_NonRTO_Midwest | TVA | NonRTO_Midwest | Internal | Summer | B7 | 400 | 100 | 0 | 53.58 | 50.07 | 9 | 0
2035 | TVA_2_NonRTO_Midwest | TVA | NonRTO_Midwest | Internal | Summer | B8 | 500 | 100 | 0 | 53.58 | 48.9 | 9 | 0
2035 | TVA_2_NonRTO_Midwest | TVA | NonRTO_Midwest | Internal | Summer | B9 | 800 | 100 | 0 | 49.18 | 46.85 | 9 | 0
2035 | TVA_2_NonRTO_Midwest | TVA | NonRTO_Midwest | Internal | Summer | B10 | 1262 | 100 | 0 | 48.22 | 40.2 | 9 | 0
2035 | TVA_2_NonRTO_Midwest | TVA | NonRTO_Midwest | Internal | Winter | B16 | 25 | 100 | 100 | 75.96 | 85.85 | 9 | 0.88
2035 | TVA_2_NonRTO_Midwest | TVA | NonRTO_Midwest | Internal | Winter | B17 | 100 | 100 | 100 | 60.74 | 71.95 | 9 | 2.21
2035 | TVA_2_NonRTO_Midwest | TVA | NonRTO_Midwest | Internal | Winter | B18 | 400 | 100 | 86.32 | 54.89 | 63.89 | 9 | 0
2035 | TVA_2_NonRTO_Midwest | TVA | NonRTO_Midwest | Internal | Winter | B19 | 700 | 100 | 0 | 54.89 | 49.1 | 9 | 0
2035 | TVA_2_NonRTO_Midwest | TVA | NonRTO_Midwest | Internal | Winter | B20 | 935 | 100 | 0 | 53.34 | 45.32 | 9 | 0
2035 | TVA_2_SOCO | TVA | SOCO | Internal | Shoulder | B11 | 25 | 500 | 500 | 73.71 | 87.63 | 9 | 4.92
2035 | TVA_2_SOCO | TVA | SOCO | Internal | Shoulder | B12 | 200 | 500 | 0 | 57.42 | 57.56 | 9 | 0
2035 | TVA_2_SOCO | TVA | SOCO | Internal | Shoulder | B13 | 600 | 500 | 0 | 55.04 | 55.72 | 9 | 0
2035 | TVA_2_SOCO | TVA | SOCO | Internal | Shoulder | B14 | 900 | 500 | 0 | 55.04 | 55.72 | 9 | 0
2035 | TVA_2_SOCO | TVA | SOCO | Internal | Shoulder | B15 | 1203 | 500 | 0 | 53.5 | 55.72 | 9 | 0
2035 | TVA_2_SOCO | TVA | SOCO | Internal | Summer | B1 | 10 | 500 | 0 | 95.85 | 97.32 | 9 | 0
2035 | TVA_2_SOCO | TVA | SOCO | Internal | Summer | B2 | 25 | 500 | 0 | 93.38 | 92.69 | 9 | 0
2035 | TVA_2_SOCO | TVA | SOCO | Internal | Summer | B3 | 75 | 500 | 0 | 87.81 | 92.69 | 9 | 0
2035 | TVA_2_SOCO | TVA | SOCO | Internal | Summer | B4 | 100 | 500 | 0 | 86.8 | 90.9 | 9 | 0
2035 | TVA_2_SOCO | TVA | SOCO | Internal | Summer | B5 | 200 | 500 | 283.06 | 81.9 | 90.9 | 9 | 0
2035 | TVA_2_SOCO | TVA | SOCO | Internal | Summer | B6 | 300 | 500 | 500 | 60.12 | 77.12 | 9 | 8
2035 | TVA_2_SOCO | TVA | SOCO | Internal | Summer | B7 | 400 | 500 | 500 | 53.58 | 64.27 | 9 | 1.69
2035 | TVA_2_SOCO | TVA | SOCO | Internal | Summer | B8 | 500 | 500 | 0 | 53.58 | 56.13 | 9 | 0
2035 | TVA_2_SOCO | TVA | SOCO | Internal | Summer | B9 | 800 | 500 | 0 | 49.18 | 54.18 | 9 | 0
2035 | TVA_2_SOCO | TVA | SOCO | Internal | Summer | B10 | 1262 | 500 | 0 | 48.22 | 54.18 | 9 | 0
2035 | TVA_2_SOCO | TVA | SOCO | Internal | Winter | B16 | 25 | 500 | 126.84 | 75.96 | 84.96 | 9 | 0
2035 | TVA_2_SOCO | TVA | SOCO | Internal | Winter | B17 | 100 | 500 | 0 | 60.74 | 61.21 | 9 | 0
2035 | TVA_2_SOCO | TVA | SOCO | Internal | Winter | B18 | 400 | 500 | 0 | 54.89 | 59.07 | 9 | 0
2035 | TVA_2_SOCO | TVA | SOCO | Internal | Winter | B19 | 700 | 500 | 0 | 54.89 | 59.07 | 9 | 0
2035 | TVA_2_SOCO | TVA | SOCO | Internal | Winter | B20 | 935 | 500 | 0 | 53.34 | 58.25 | 9 | 0
2035 | TVA_2_VACAR | TVA | VACAR | Internal | Shoulder | B11 | 25 | 150 | 0 | 73.71 | 78.63 | 9 | 0
2035 | TVA_2_VACAR | TVA | VACAR | Internal | Shoulder | B12 | 200 | 150 | 79.94 | 57.42 | 66.42 | 9 | 0
2035 | TVA_2_VACAR | TVA | VACAR | Internal | Shoulder | B13 | 600 | 150 | 0 | 55.04 | 53.49 | 9 | 0
2035 | TVA_2_VACAR | TVA | VACAR | Internal | Shoulder | B14 | 900 | 150 | 0 | 55.04 | 53.49 | 9 | 0
2035 | TVA_2_VACAR | TVA | VACAR | Internal | Shoulder | B15 | 1203 | 150 | 0 | 53.5 | 53.49 | 9 | 0
2035 | TVA_2_VACAR | TVA | VACAR | Internal | Summer | B1 | 10 | 150 | 0 | 95.85 | 98.63 | 9 | 0
2035 | TVA_2_VACAR | TVA | VACAR | Internal | Summer | B2 | 25 | 150 | 0 | 93.38 | 93.37 | 9 | 0
2035 | TVA_2_VACAR | TVA | VACAR | Internal | Summer | B3 | 75 | 150 | 0 | 87.81 | 92.52 | 9 | 0
2035 | TVA_2_VACAR | TVA | VACAR | Internal | Summer | B4 | 100 | 150 | 0 | 86.8 | 90.38 | 9 | 0
2035 | TVA_2_VACAR | TVA | VACAR | Internal | Summer | B5 | 200 | 150 | 0 | 81.9 | 83.9 | 9 | 0
2035 | TVA_2_VACAR | TVA | VACAR | Internal | Summer | B6 | 300 | 150 | 150 | 60.12 | 70.12 | 9 | 1
2035 | TVA_2_VACAR | TVA | VACAR | Internal | Summer | B7 | 400 | 150 | 0 | 53.58 | 57.27 | 9 | 0
2035 | TVA_2_VACAR | TVA | VACAR | Internal | Summer | B8 | 500 | 150 | 0 | 53.58 | 52.55 | 9 | 0
2035 | TVA_2_VACAR | TVA | VACAR | Internal | Summer | B9 | 800 | 150 | 0 | 49.18 | 51.32 | 9 | 0
2035 | TVA_2_VACAR | TVA | VACAR | Internal | Summer | B10 | 1262 | 150 | 0 | 48.22 | 51.32 | 9 | 0
2035 | TVA_2_VACAR | TVA | VACAR | Internal | Winter | B16 | 25 | 150 | 150 | 75.96 | 94.96 | 9 | 10
2035 | TVA_2_VACAR | TVA | VACAR | Internal | Winter | B17 | 100 | 150 | 150 | 60.74 | 71.95 | 9 | 2.21
2035 | TVA_2_VACAR | TVA | VACAR | Internal | Winter | B18 | 400 | 150 | 0 | 54.89 | 58.61 | 9 | 0
2035 | TVA_2_VACAR | TVA | VACAR | Internal | Winter | B19 | 700 | 150 | 0 | 54.89 | 58.37 | 9 | 0
2035 | TVA_2_VACAR | TVA | VACAR | Internal | Winter | B20 | 935 | 150 | 0 | 53.34 | 58.37 | 9 | 0
2035 | TVA_Transmission_2_NonRTO_Midwest | TVA_Transmission | NonRTO_Midwest | Internal | Shoulder | B11 | 25 | 700 | 0 | 78.63 | 85.15 | 9 | 0
2035 | TVA_Transmission_2_NonRTO_Midwest | TVA_Transmission | NonRTO_Midwest | Internal | Shoulder | B12 | 200 | 700 | 0 | 62.66 | 70.15 | 9 | 0
2035 | TVA_Transmission_2_NonRTO_Midwest | TVA_Transmission | NonRTO_Midwest | Internal | Shoulder | B13 | 600 | 700 | 0 | 56.67 | 58.41 | 9 | 0
2035 | TVA_Transmission_2_NonRTO_Midwest | TVA_Transmission | NonRTO_Midwest | Internal | Shoulder | B14 | 900 | 700 | 0 | 56.12 | 50.47 | 9 | 0
2035 | TVA_Transmission_2_NonRTO_Midwest | TVA_Transmission | NonRTO_Midwest | Internal | Shoulder | B15 | 1203 | 700 | 0 | 53.49 | 45.49 | 9 | 0
2035 | TVA_Transmission_2_NonRTO_Midwest | TVA_Transmission | NonRTO_Midwest | Internal | Summer | B1 | 10 | 700 | 0 | 96.22 | 88.93 | 9 | 0
2035 | TVA_Transmission_2_NonRTO_Midwest | TVA_Transmission | NonRTO_Midwest | Internal | Summer | B2 | 25 | 700 | 0 | 93.37 | 88.93 | 9 | 0
2035 | TVA_Transmission_2_NonRTO_Midwest | TVA_Transmission | NonRTO_Midwest | Internal | Summer | B3 | 75 | 700 | 0 | 87.8 | 88.93 | 9 | 0
2035 | TVA_Transmission_2_NonRTO_Midwest | TVA_Transmission | NonRTO_Midwest | Internal | Summer | B4 | 100 | 700 | 0 | 86.78 | 88.47 | 9 | 0
2035 | TVA_Transmission_2_NonRTO_Midwest | TVA_Transmission | NonRTO_Midwest | Internal | Summer | B5 | 200 | 700 | 0 | 81.95 | 85.99 | 9 | 0
2035 | TVA_Transmission_2_NonRTO_Midwest | TVA_Transmission | NonRTO_Midwest | Internal | Summer | B6 | 300 | 700 | 0 | 68.19 | 70.93 | 9 | 0
2035 | TVA_Transmission_2_NonRTO_Midwest | TVA_Transmission | NonRTO_Midwest | Internal | Summer | B7 | 400 | 700 | 0 | 56.11 | 50.07 | 9 | 0
2035 | TVA_Transmission_2_NonRTO_Midwest | TVA_Transmission | NonRTO_Midwest | Internal | Summer | B8 | 500 | 700 | 0 | 54.09 | 48.9 | 9 | 0
2035 | TVA_Transmission_2_NonRTO_Midwest | TVA_Transmission | NonRTO_Midwest | Internal | Summer | B9 | 800 | 700 | 0 | 50.54 | 46.85 | 9 | 0
2035 | TVA_Transmission_2_NonRTO_Midwest | TVA_Transmission | NonRTO_Midwest | Internal | Summer | B10 | 1262 | 700 | 0 | 48.2 | 40.2 | 9 | 0
2035 | TVA_Transmission_2_NonRTO_Midwest | TVA_Transmission | NonRTO_Midwest | Internal | Winter | B16 | 25 | 700 | 0 | 84.96 | 85.85 | 9 | 0
2035 | TVA_Transmission_2_NonRTO_Midwest | TVA_Transmission | NonRTO_Midwest | Internal | Winter | B17 | 100 | 700 | 0 | 65.78 | 71.95 | 9 | 0
2035 | TVA_Transmission_2_NonRTO_Midwest | TVA_Transmission | NonRTO_Midwest | Internal | Winter | B18 | 400 | 700 | 0 | 59.98 | 63.89 | 9 | 0
2035 | TVA_Transmission_2_NonRTO_Midwest | TVA_Transmission | NonRTO_Midwest | Internal | Winter | B19 | 700 | 700 | 0 | 55.97 | 49.1 | 9 | 0
2035 | TVA_Transmission_2_NonRTO_Midwest | TVA_Transmission | NonRTO_Midwest | Internal | Winter | B20 | 935 | 700 | 0 | 53.32 | 45.32 | 9 | 0
2035 | TVA_Transmission_2_SOCO | TVA_Transmission | SOCO | Internal | Shoulder | B11 | 25 | 3200 | 606.96 | 78.63 | 87.63 | 9 | 0
2035 | TVA_Transmission_2_SOCO | TVA_Transmission | SOCO | Internal | Shoulder | B12 | 200 | 3200 | 0 | 62.66 | 57.56 | 9 | 0
2035 | TVA_Transmission_2_SOCO | TVA_Transmission | SOCO | Internal | Shoulder | B13 | 600 | 3200 | 0 | 56.67 | 55.72 | 9 | 0
2035 | TVA_Transmission_2_SOCO | TVA_Transmission | SOCO | Internal | Shoulder | B14 | 900 | 3200 | 0 | 56.12 | 55.72 | 9 | 0
2035 | TVA_Transmission_2_SOCO | TVA_Transmission | SOCO | Internal | Shoulder | B15 | 1203 | 3200 | 0 | 53.49 | 55.72 | 9 | 0
2035 | TVA_Transmission_2_SOCO | TVA_Transmission | SOCO | Internal | Summer | B1 | 10 | 3200 | 0 | 96.22 | 97.32 | 9 | 0
2035 | TVA_Transmission_2_SOCO | TVA_Transmission | SOCO | Internal | Summer | B2 | 25 | 3200 | 0 | 93.37 | 92.69 | 9 | 0
2035 | TVA_Transmission_2_SOCO | TVA_Transmission | SOCO | Internal | Summer | B3 | 75 | 3200 | 0 | 87.8 | 92.69 | 9 | 0
2035 | TVA_Transmission_2_SOCO | TVA_Transmission | SOCO | Internal | Summer | B4 | 100 | 3200 | 0 | 86.78 | 90.9 | 9 | 0
2035 | TVA_Transmission_2_SOCO | TVA_Transmission | SOCO | Internal | Summer | B5 | 200 | 3200 | 0 | 81.95 | 90.9 | 9 | 0
2035 | TVA_Transmission_2_SOCO | TVA_Transmission | SOCO | Internal | Summer | B6 | 300 | 3200 | 0 | 68.19 | 77.12 | 9 | 0
2035 | TVA_Transmission_2_SOCO | TVA_Transmission | SOCO | Internal | Summer | B7 | 400 | 3200 | 0 | 56.11 | 64.27 | 9 | 0
2035 | TVA_Transmission_2_SOCO | TVA_Transmission | SOCO | Internal | Summer | B8 | 500 | 3200 | 0 | 54.09 | 56.13 | 9 | 0
2035 | TVA_Transmission_2_SOCO | TVA_Transmission | SOCO | Internal | Summer | B9 | 800 | 3200 | 0 | 50.54 | 54.18 | 9 | 0
2035 | TVA_Transmission_2_SOCO | TVA_Transmission | SOCO | Internal | Summer | B10 | 1262 | 3200 | 0 | 48.2 | 54.18 | 9 | 0
2035 | TVA_Transmission_2_SOCO | TVA_Transmission | SOCO | Internal | Winter | B16 | 25 | 3200 | 0 | 84.96 | 84.96 | 9 | 0
2035 | TVA_Transmission_2_SOCO | TVA_Transmission | SOCO | Internal | Winter | B17 | 100 | 3200 | 0 | 65.78 | 61.21 | 9 | 0
2035 | TVA_Transmission_2_SOCO | TVA_Transmission | SOCO | Internal | Winter | B18 | 400 | 3200 | 0 | 59.98 | 59.07 | 9 | 0
2035 | TVA_Transmission_2_SOCO | TVA_Transmission | SOCO | Internal | Winter | B19 | 700 | 3200 | 0 | 55.97 | 59.07 | 9 | 0
2035 | TVA_Transmission_2_SOCO | TVA_Transmission | SOCO | Internal | Winter | B20 | 935 | 3200 | 0 | 53.32 | 58.25 | 9 | 0
2035 | TVA_Transmission_2_TVA | TVA_Transmission | TVA | Internal | Shoulder | B11 | 25 | 99999 | 0 | 78.63 | 73.71 | 0.01 | 0
2035 | TVA_Transmission_2_TVA | TVA_Transmission | TVA | Internal | Shoulder | B12 | 200 | 99999 | 0 | 62.66 | 57.42 | 0.01 | 0
2035 | TVA_Transmission_2_TVA | TVA_Transmission | TVA | Internal | Shoulder | B13 | 600 | 99999 | 0 | 56.67 | 55.04 | 0.01 | 0
2035 | TVA_Transmission_2_TVA | TVA_Transmission | TVA | Internal | Shoulder | B14 | 900 | 99999 | 0 | 56.12 | 55.04 | 0.01 | 0
2035 | TVA_Transmission_2_TVA | TVA_Transmission | TVA | Internal | Shoulder | B15 | 1203 | 99999 | 794.25 | 53.49 | 53.5 | 0.01 | 0
2035 | TVA_Transmission_2_TVA | TVA_Transmission | TVA | Internal | Summer | B1 | 10 | 99999 | 0 | 96.22 | 95.85 | 0.01 | 0
2035 | TVA_Transmission_2_TVA | TVA_Transmission | TVA | Internal | Summer | B2 | 25 | 99999 | 2449.76 | 93.37 | 93.38 | 0.01 | 0
2035 | TVA_Transmission_2_TVA | TVA_Transmission | TVA | Internal | Summer | B3 | 75 | 99999 | 663.45 | 87.8 | 87.81 | 0.01 | 0
2035 | TVA_Transmission_2_TVA | TVA_Transmission | TVA | Internal | Summer | B4 | 100 | 99999 | 1231.72 | 86.78 | 86.8 | 0.01 | 0
2035 | TVA_Transmission_2_TVA | TVA_Transmission | TVA | Internal | Summer | B5 | 200 | 99999 | 0 | 81.95 | 81.9 | 0.01 | 0
2035 | TVA_Transmission_2_TVA | TVA_Transmission | TVA | Internal | Summer | B6 | 300 | 99999 | 0 | 68.19 | 60.12 | 0.01 | 0
2035 | TVA_Transmission_2_TVA | TVA_Transmission | TVA | Internal | Summer | B7 | 400 | 99999 | 0 | 56.11 | 53.58 | 0.01 | 0
2035 | TVA_Transmission_2_TVA | TVA_Transmission | TVA | Internal | Summer | B8 | 500 | 99999 | 0 | 54.09 | 53.58 | 0.01 | 0
2035 | TVA_Transmission_2_TVA | TVA_Transmission | TVA | Internal | Summer | B9 | 800 | 99999 | 0 | 50.54 | 49.18 | 0.01 | 0
2035 | TVA_Transmission_2_TVA | TVA_Transmission | TVA | Internal | Summer | B10 | 1262 | 99999 | 593.62 | 48.2 | 48.22 | 0.01 | 0
2035 | TVA_Transmission_2_TVA | TVA_Transmission | TVA | Internal | Winter | B16 | 25 | 99999 | 0 | 84.96 | 75.96 | 0.01 | 0
2035 | TVA_Transmission_2_TVA | TVA_Transmission | TVA | Internal | Winter | B17 | 100 | 99999 | 0 | 65.78 | 60.74 | 0.01 | 0
2035 | TVA_Transmission_2_TVA | TVA_Transmission | TVA | Internal | Winter | B18 | 400 | 99999 | 0 | 59.98 | 54.89 | 0.01 | 0
2035 | TVA_Transmission_2_TVA | TVA_Transmission | TVA | Internal | Winter | B19 | 700 | 99999 | 0 | 55.97 | 54.89 | 0.01 | 0
2035 | TVA_Transmission_2_TVA | TVA_Transmission | TVA | Internal | Winter | B20 | 935 | 99999 | 392.14 | 53.32 | 53.34 | 0.01 | 0
2035 | TVA_Transmission_2_VACAR | TVA_Transmission | VACAR | Internal | Shoulder | B11 | 25 | 900 | 0 | 78.63 | 78.63 | 9 | 0
2035 | TVA_Transmission_2_VACAR | TVA_Transmission | VACAR | Internal | Shoulder | B12 | 200 | 900 | 0 | 62.66 | 66.42 | 9 | 0
2035 | TVA_Transmission_2_VACAR | TVA_Transmission | VACAR | Internal | Shoulder | B13 | 600 | 900 | 0 | 56.67 | 53.49 | 9 | 0
2035 | TVA_Transmission_2_VACAR | TVA_Transmission | VACAR | Internal | Shoulder | B14 | 900 | 900 | 0 | 56.12 | 53.49 | 9 | 0
2035 | TVA_Transmission_2_VACAR | TVA_Transmission | VACAR | Internal | Shoulder | B15 | 1203 | 900 | 0 | 53.49 | 53.49 | 9 | 0
2035 | TVA_Transmission_2_VACAR | TVA_Transmission | VACAR | Internal | Summer | B1 | 10 | 900 | 0 | 96.22 | 98.63 | 9 | 0
2035 | TVA_Transmission_2_VACAR | TVA_Transmission | VACAR | Internal | Summer | B2 | 25 | 900 | 0 | 93.37 | 93.37 | 9 | 0
2035 | TVA_Transmission_2_VACAR | TVA_Transmission | VACAR | Internal | Summer | B3 | 75 | 900 | 0 | 87.8 | 92.52 | 9 | 0
2035 | TVA_Transmission_2_VACAR | TVA_Transmission | VACAR | Internal | Summer | B4 | 100 | 900 | 0 | 86.78 | 90.38 | 9 | 0
2035 | TVA_Transmission_2_VACAR | TVA_Transmission | VACAR | Internal | Summer | B5 | 200 | 900 | 0 | 81.95 | 83.9 | 9 | 0
2035 | TVA_Transmission_2_VACAR | TVA_Transmission | VACAR | Internal | Summer | B6 | 300 | 900 | 0 | 68.19 | 70.12 | 9 | 0
2035 | TVA_Transmission_2_VACAR | TVA_Transmission | VACAR | Internal | Summer | B7 | 400 | 900 | 0 | 56.11 | 57.27 | 9 | 0
2035 | TVA_Transmission_2_VACAR | TVA_Transmission | VACAR | Internal | Summer | B8 | 500 | 900 | 0 | 54.09 | 52.55 | 9 | 0
2035 | TVA_Transmission_2_VACAR | TVA_Transmission | VACAR | Internal | Summer | B9 | 800 | 900 | 0 | 50.54 | 51.32 | 9 | 0
2035 | TVA_Transmission_2_VACAR | TVA_Transmission | VACAR | Internal | Summer | B10 | 1262 | 900 | 0 | 48.2 | 51.32 | 9 | 0
2035 | TVA_Transmission_2_VACAR | TVA_Transmission | VACAR | Internal | Winter | B16 | 25 | 900 | 900 | 84.96 | 94.96 | 9 | 1
2035 | TVA_Transmission_2_VACAR | TVA_Transmission | VACAR | Internal | Winter | B17 | 100 | 900 | 0 | 65.78 | 71.95 | 9 | 0
2035 | TVA_Transmission_2_VACAR | TVA_Transmission | VACAR | Internal | Winter | B18 | 400 | 900 | 0 | 59.98 | 58.61 | 9 | 0
2035 | TVA_Transmission_2_VACAR | TVA_Transmission | VACAR | Internal | Winter | B19 | 700 | 900 | 0 | 55.97 | 58.37 | 9 | 0
2035 | TVA_Transmission_2_VACAR | TVA_Transmission | VACAR | Internal | Winter | B20 | 935 | 900 | 0 | 53.32 | 58.37 | 9 | 0
2035 | VACAR_2_SOCO | VACAR | SOCO | Internal | Shoulder | B11 | 25 | 3000 | 3000 | 78.63 | 87.63 | 7 | 2
2035 | VACAR_2_SOCO | VACAR | SOCO | Internal | Shoulder | B12 | 200 | 3000 | 0 | 66.42 | 57.56 | 7 | 0
2035 | VACAR_2_SOCO | VACAR | SOCO | Internal | Shoulder | B13 | 600 | 3000 | 0 | 53.49 | 55.72 | 7 | 0
2035 | VACAR_2_SOCO | VACAR | SOCO | Internal | Shoulder | B14 | 900 | 3000 | 0 | 53.49 | 55.72 | 7 | 0
2035 | VACAR_2_SOCO | VACAR | SOCO | Internal | Shoulder | B15 | 1203 | 3000 | 0 | 53.49 | 55.72 | 7 | 0
2035 | VACAR_2_SOCO | VACAR | SOCO | Internal | Summer | B1 | 10 | 3000 | 0 | 98.63 | 97.32 | 7 | 0
2035 | VACAR_2_SOCO | VACAR | SOCO | Internal | Summer | B2 | 25 | 3000 | 0 | 93.37 | 92.69 | 7 | 0
2035 | VACAR_2_SOCO | VACAR | SOCO | Internal | Summer | B3 | 75 | 3000 | 0 | 92.52 | 92.69 | 7 | 0
2035 | VACAR_2_SOCO | VACAR | SOCO | Internal | Summer | B4 | 100 | 3000 | 0 | 90.38 | 90.9 | 7 | 0
2035 | VACAR_2_SOCO | VACAR | SOCO | Internal | Summer | B5 | 200 | 3000 | 306.36 | 83.9 | 90.9 | 7 | 0
2035 | VACAR_2_SOCO | VACAR | SOCO | Internal | Summer | B6 | 300 | 3000 | 411.79 | 70.12 | 77.12 | 7 | 0
2035 | VACAR_2_SOCO | VACAR | SOCO | Internal | Summer | B7 | 400 | 3000 | 828.95 | 57.27 | 64.27 | 7 | 0
2035 | VACAR_2_SOCO | VACAR | SOCO | Internal | Summer | B8 | 500 | 3000 | 0 | 52.55 | 56.13 | 7 | 0
2035 | VACAR_2_SOCO | VACAR | SOCO | Internal | Summer | B9 | 800 | 3000 | 0 | 51.32 | 54.18 | 7 | 0
2035 | VACAR_2_SOCO | VACAR | SOCO | Internal | Summer | B10 | 1262 | 3000 | 0 | 51.32 | 54.18 | 7 | 0
2035 | VACAR_2_SOCO | VACAR | SOCO | Internal | Winter | B16 | 25 | 3000 | 0 | 94.96 | 84.96 | 7 | 0
2035 | VACAR_2_SOCO | VACAR | SOCO | Internal | Winter | B17 | 100 | 3000 | 0 | 71.95 | 61.21 | 7 | 0
2035 | VACAR_2_SOCO | VACAR | SOCO | Internal | Winter | B18 | 400 | 3000 | 0 | 58.61 | 59.07 | 7 | 0
2035 | VACAR_2_SOCO | VACAR | SOCO | Internal | Winter | B19 | 700 | 3000 | 0 | 58.37 | 59.07 | 7 | 0
2035 | VACAR_2_SOCO | VACAR | SOCO | Internal | Winter | B20 | 935 | 3000 | 0 | 58.37 | 58.25 | 7 | 0
2040 | ENT_2_SOCO | ENT | SOCO | Internal | Shoulder | B11 | 25 | 2000 | 444.46 | 87.77 | 95.77 | 8 | 0
2040 | ENT_2_SOCO | ENT | SOCO | Internal | Shoulder | B12 | 200 | 2000 | 0 | 61.96 | 61.82 | 8 | 0
2040 | ENT_2_SOCO | ENT | SOCO | Internal | Shoulder | B13 | 600 | 2000 | 0 | 61.51 | 61.82 | 8 | 0
2040 | ENT_2_SOCO | ENT | SOCO | Internal | Shoulder | B14 | 900 | 2000 | 0 | 59.84 | 61.82 | 8 | 0
2040 | ENT_2_SOCO | ENT | SOCO | Internal | Shoulder | B15 | 1203 | 2000 | 0 | 59.46 | 61.82 | 8 | 0
2040 | ENT_2_SOCO | ENT | SOCO | Internal | Summer | B1 | 10 | 2000 | 1325.85 | 98.63 | 106.63 | 8 | 0
2040 | ENT_2_SOCO | ENT | SOCO | Internal | Summer | B2 | 25 | 2000 | 70.1 | 94.52 | 102.52 | 8 | 0
2040 | ENT_2_SOCO | ENT | SOCO | Internal | Summer | B3 | 75 | 2000 | 1022.89 | 92.52 | 100.52 | 8 | 0
2040 | ENT_2_SOCO | ENT | SOCO | Internal | Summer | B4 | 100 | 2000 | 1028.66 | 92.52 | 100.52 | 8 | 0
2040 | ENT_2_SOCO | ENT | SOCO | Internal | Summer | B5 | 200 | 2000 | 2000 | 88.11 | 100.52 | 8 | 4.4
2040 | ENT_2_SOCO | ENT | SOCO | Internal | Summer | B6 | 300 | 2000 | 634.12 | 75.16 | 83.16 | 8 | 0
2040 | ENT_2_SOCO | ENT | SOCO | Internal | Summer | B7 | 400 | 2000 | 1290.13 | 60.31 | 68.31 | 8 | 0
2040 | ENT_2_SOCO | ENT | SOCO | Internal | Summer | B8 | 500 | 2000 | 0 | 60 | 60.21 | 8 | 0
2040 | ENT_2_SOCO | ENT | SOCO | Internal | Summer | B9 | 800 | 2000 | 0 | 58.04 | 60.21 | 8 | 0
2040 | ENT_2_SOCO | ENT | SOCO | Internal | Summer | B10 | 1262 | 2000 | 0 | 57.5 | 55.74 | 8 | 0
2040 | ENT_2_SOCO | ENT | SOCO | Internal | Winter | B16 | 25 | 2000 | 347.9 | 82.55 | 90.55 | 8 | 0
2040 | ENT_2_SOCO | ENT | SOCO | Internal | Winter | B17 | 100 | 2000 | 0 | 66.07 | 65.5 | 8 | 0
2040 | ENT_2_SOCO | ENT | SOCO | Internal | Winter | B18 | 400 | 2000 | 0 | 65.59 | 65.5 | 8 | 0
2040 | ENT_2_SOCO | ENT | SOCO | Internal | Winter | B19 | 700 | 2000 | 0 | 64.01 | 65.5 | 8 | 0
2040 | ENT_2_SOCO | ENT | SOCO | Internal | Winter | B20 | 935 | 2000 | 0 | 57.96 | 59.84 | 8 | 0
2040 | ENT_2_TVA_Transmission | ENT | TVA_Transmission | Internal | Shoulder | B11 | 25 | 2100 | 0 | 87.77 | 87.84 | 8 | 0
2040 | ENT_2_TVA_Transmission | ENT | TVA_Transmission | Internal | Shoulder | B12 | 200 | 2100 | 0 | 61.96 | 66.62 | 8 | 0
2040 | ENT_2_TVA_Transmission | ENT | TVA_Transmission | Internal | Shoulder | B13 | 600 | 2100 | 0 | 61.51 | 62.31 | 8 | 0
2040 | ENT_2_TVA_Transmission | ENT | TVA_Transmission | Internal | Shoulder | B14 | 900 | 2100 | 0 | 59.84 | 61.39 | 8 | 0
2040 | ENT_2_TVA_Transmission | ENT | TVA_Transmission | Internal | Shoulder | B15 | 1203 | 2100 | 0 | 59.46 | 56.03 | 8 | 0
2040 | ENT_2_TVA_Transmission | ENT | TVA_Transmission | Internal | Summer | B1 | 10 | 2100 | 0 | 98.63 | 105.67 | 8 | 0
2040 | ENT_2_TVA_Transmission | ENT | TVA_Transmission | Internal | Summer | B2 | 25 | 2100 | 0 | 94.52 | 102.39 | 8 | 0
2040 | ENT_2_TVA_Transmission | ENT | TVA_Transmission | Internal | Summer | B3 | 75 | 2100 | 0 | 92.52 | 96.44 | 8 | 0
2040 | ENT_2_TVA_Transmission | ENT | TVA_Transmission | Internal | Summer | B4 | 100 | 2100 | 0 | 92.52 | 96.44 | 8 | 0
2040 | ENT_2_TVA_Transmission | ENT | TVA_Transmission | Internal | Summer | B5 | 200 | 2100 | 0 | 88.11 | 91.97 | 8 | 0
2040 | ENT_2_TVA_Transmission | ENT | TVA_Transmission | Internal | Summer | B6 | 300 | 2100 | 0 | 75.16 | 74.19 | 8 | 0
2040 | ENT_2_TVA_Transmission | ENT | TVA_Transmission | Internal | Summer | B7 | 400 | 2100 | 0 | 60.31 | 60.56 | 8 | 0
2040 | ENT_2_TVA_Transmission | ENT | TVA_Transmission | Internal | Summer | B8 | 500 | 2100 | 0 | 60 | 57.01 | 8 | 0
2040 | ENT_2_TVA_Transmission | ENT | TVA_Transmission | Internal | Summer | B9 | 800 | 2100 | 0 | 58.04 | 54.84 | 8 | 0
2040 | ENT_2_TVA_Transmission | ENT | TVA_Transmission | Internal | Summer | B10 | 1262 | 2100 | 0 | 57.5 | 50.03 | 8 | 0
2040 | ENT_2_TVA_Transmission | ENT | TVA_Transmission | Internal | Winter | B16 | 25 | 2100 | 899.98 | 82.55 | 90.55 | 8 | 0
2040 | ENT_2_TVA_Transmission | ENT | TVA_Transmission | Internal | Winter | B17 | 100 | 2100 | 0 | 66.07 | 71.43 | 8 | 0
2040 | ENT_2_TVA_Transmission | ENT | TVA_Transmission | Internal | Winter | B18 | 400 | 2100 | 0 | 65.59 | 63.3 | 8 | 0
2040 | ENT_2_TVA_Transmission | ENT | TVA_Transmission | Internal | Winter | B19 | 700 | 2100 | 0 | 64.01 | 62.31 | 8 | 0
2040 | ENT_2_TVA_Transmission | ENT | TVA_Transmission | Internal | Winter | B20 | 935 | 2100 | 0 | 57.96 | 57.96 | 8 | 0
2040 | HQ_NEISO_2_NEISO | HQ_NEISO | NEISO | Internal | Shoulder | B11 | 25 | 99999 | 2920 | 48.96 | 48.97 | 0.01 | 0
2040 | HQ_NEISO_2_NEISO | HQ_NEISO | NEISO | Internal | Shoulder | B12 | 200 | 99999 | 2920 | 48.96 | 48.97 | 0.01 | 0
2040 | HQ_NEISO_2_NEISO | HQ_NEISO | NEISO | Internal | Shoulder | B13 | 600 | 99999 | 2920 | 48.96 | 48.97 | 0.01 | 0
2040 | HQ_NEISO_2_NEISO | HQ_NEISO | NEISO | Internal | Shoulder | B14 | 900 | 99999 | 2920 | 48.96 | 48.97 | 0.01 | 0
2040 | HQ_NEISO_2_NEISO | HQ_NEISO | NEISO | Internal | Shoulder | B15 | 1203 | 99999 | 1143.24 | 48.96 | 48.97 | 0.01 | 0
2040 | HQ_NEISO_2_NEISO | HQ_NEISO | NEISO | Internal | Summer | B1 | 10 | 99999 | 2920.1 | 96.47 | 96.48 | 0.01 | 0
2040 | HQ_NEISO_2_NEISO | HQ_NEISO | NEISO | Internal | Summer | B2 | 25 | 99999 | 2920 | 85.37 | 85.38 | 0.01 | 0
2040 | HQ_NEISO_2_NEISO | HQ_NEISO | NEISO | Internal | Summer | B3 | 75 | 99999 | 2920 | 73.27 | 73.29 | 0.01 | 0
2040 | HQ_NEISO_2_NEISO | HQ_NEISO | NEISO | Internal | Summer | B4 | 100 | 99999 | 2920 | 62.62 | 62.63 | 0.01 | 0
2040 | HQ_NEISO_2_NEISO | HQ_NEISO | NEISO | Internal | Summer | B5 | 200 | 99999 | 2920 | 60.08 | 60.1 | 0.01 | 0
2040 | HQ_NEISO_2_NEISO | HQ_NEISO | NEISO | Internal | Summer | B6 | 300 | 99999 | 2920 | 45.18 | 45.19 | 0.01 | 0
2040 | HQ_NEISO_2_NEISO | HQ_NEISO | NEISO | Internal | Summer | B7 | 400 | 99999 | 2920 | 45.18 | 45.19 | 0.01 | 0
2040 | HQ_NEISO_2_NEISO | HQ_NEISO | NEISO | Internal | Summer | B8 | 500 | 99999 | 2920 | 45.18 | 45.19 | 0.01 | 0
2040 | HQ_NEISO_2_NEISO | HQ_NEISO | NEISO | Internal | Summer | B9 | 800 | 99999 | 2920 | 45.18 | 45.19 | 0.01 | 0
2040 | HQ_NEISO_2_NEISO | HQ_NEISO | NEISO | Internal | Summer | B10 | 1262 | 99999 | 795.94 | 45.18 | 45.19 | 0.01 | 0
2040 | HQ_NEISO_2_NEISO | HQ_NEISO | NEISO | Internal | Winter | B16 | 25 | 99999 | 2920 | 60.57 | 60.59 | 0.01 | 0
2040 | HQ_NEISO_2_NEISO | HQ_NEISO | NEISO | Internal | Winter | B17 | 100 | 99999 | 2920 | 60.57 | 60.59 | 0.01 | 0
2040 | HQ_NEISO_2_NEISO | HQ_NEISO | NEISO | Internal | Winter | B18 | 400 | 99999 | 2920 | 60.57 | 60.59 | 0.01 | 0
2040 | HQ_NEISO_2_NEISO | HQ_NEISO | NEISO | Internal | Winter | B19 | 700 | 99999 | 2920 | 60.57 | 60.59 | 0.01 | 0
2040 | HQ_NEISO_2_NEISO | HQ_NEISO | NEISO | Internal | Winter | B20 | 935 | 99999 | 1233.58 | 60.57 | 60.59 | 0.01 | 0
2040 | HQ_NY_2_NYISO_A-F | HQ_NY | NYISO_A-F | Internal | Shoulder | B11 | 25 | 99999 | 1000 | 58.48 | 58.5 | 0.01 | 0
2040 | HQ_NY_2_NYISO_A-F | HQ_NY | NYISO_A-F | Internal | Shoulder | B12 | 200 | 99999 | 1000 | 58.39 | 58.4 | 0.01 | 0
2040 | HQ_NY_2_NYISO_A-F | HQ_NY | NYISO_A-F | Internal | Shoulder | B13 | 600 | 99999 | 1000 | 52.64 | 52.65 | 0.01 | 0
2040 | HQ_NY_2_NYISO_A-F | HQ_NY | NYISO_A-F | Internal | Shoulder | B14 | 900 | 99999 | 1000 | 52.61 | 52.62 | 0.01 | 0
2040 | HQ_NY_2_NYISO_A-F | HQ_NY | NYISO_A-F | Internal | Shoulder | B15 | 1203 | 99999 | 188.69 | 51.97 | 51.98 | 0.01 | 0
2040 | HQ_NY_2_NYISO_A-F | HQ_NY | NYISO_A-F | Internal | Summer | B1 | 10 | 99999 | 1000.1 | 99.45 | 99.46 | 0.01 | 0
2040 | HQ_NY_2_NYISO_A-F | HQ_NY | NYISO_A-F | Internal | Summer | B2 | 25 | 99999 | 1000 | 88.36 | 88.37 | 0.01 | 0
2040 | HQ_NY_2_NYISO_A-F | HQ_NY | NYISO_A-F | Internal | Summer | B3 | 75 | 99999 | 1000 | 76.26 | 76.27 | 0.01 | 0
2040 | HQ_NY_2_NYISO_A-F | HQ_NY | NYISO_A-F | Internal | Summer | B4 | 100 | 99999 | 1000 | 68.36 | 68.37 | 0.01 | 0
2040 | HQ_NY_2_NYISO_A-F | HQ_NY | NYISO_A-F | Internal | Summer | B5 | 200 | 99999 | 1000 | 68.36 | 68.37 | 0.01 | 0
2040 | HQ_NY_2_NYISO_A-F | HQ_NY | NYISO_A-F | Internal | Summer | B6 | 300 | 99999 | 1000 | 60.18 | 60.2 | 0.01 | 0
2040 | HQ_NY_2_NYISO_A-F | HQ_NY | NYISO_A-F | Internal | Summer | B7 | 400 | 99999 | 1000 | 51.35 | 51.36 | 0.01 | 0
2040 | HQ_NY_2_NYISO_A-F | HQ_NY | NYISO_A-F | Internal | Summer | B8 | 500 | 99999 | 1000 | 51.35 | 51.36 | 0.01 | 0
2040 | HQ_NY_2_NYISO_A-F | HQ_NY | NYISO_A-F | Internal | Summer | B9 | 800 | 99999 | 1000 | 49.48 | 49.5 | 0.01 | 0
2040 | HQ_NY_2_NYISO_A-F | HQ_NY | NYISO_A-F | Internal | Summer | B10 | 1262 | 99999 | 30.11 | 49.48 | 49.5 | 0.01 | 0
2040 | HQ_NY_2_NYISO_A-F | HQ_NY | NYISO_A-F | Internal | Winter | B16 | 25 | 99999 | 1000 | 76.55 | 76.56 | 0.01 | 0
2040 | HQ_NY_2_NYISO_A-F | HQ_NY | NYISO_A-F | Internal | Winter | B17 | 100 | 99999 | 1000 | 63.56 | 63.57 | 0.01 | 0
2040 | HQ_NY_2_NYISO_A-F | HQ_NY | NYISO_A-F | Internal | Winter | B18 | 400 | 99999 | 1000 | 60.84 | 60.85 | 0.01 | 0
2040 | HQ_NY_2_NYISO_A-F | HQ_NY | NYISO_A-F | Internal | Winter | B19 | 700 | 99999 | 1000 | 60.84 | 60.85 | 0.01 | 0
2040 | HQ_NY_2_NYISO_A-F | HQ_NY | NYISO_A-F | Internal | Winter | B20 | 935 | 99999 | 229.95 | 60.84 | 60.85 | 0.01 | 0
2040 | HQ_IESO_2_IESO | HQ_IESO | IESO | Internal | Shoulder | B11 | 25 | 99999 | 400 | 51.48 | 51.5 | 0.01 | 0
2040 | HQ_IESO_2_IESO | HQ_IESO | IESO | Internal | Shoulder | B12 | 200 | 99999 | 400 | 51.48 | 51.5 | 0.01 | 0
2040 | HQ_IESO_2_IESO | HQ_IESO | IESO | Internal | Shoulder | B13 | 600 | 99999 | 400 | 51.48 | 51.5 | 0.01 | 0
2040 | HQ_IESO_2_IESO | HQ_IESO | IESO | Internal | Shoulder | B14 | 900 | 99999 | 400 | 50.8 | 50.81 | 0.01 | 0
2040 | HQ_IESO_2_IESO | HQ_IESO | IESO | Internal | Shoulder | B15 | 1203 | 99999 | 75.48 | 50.8 | 50.81 | 0.01 | 0
2040 | HQ_IESO_2_IESO | HQ_IESO | IESO | Internal | Summer | B1 | 10 | 99999 | 400.1 | 92.45 | 92.46 | 0.01 | 0
2040 | HQ_IESO_2_IESO | HQ_IESO | IESO | Internal | Summer | B2 | 25 | 99999 | 400 | 87.4 | 87.42 | 0.01 | 0
2040 | HQ_IESO_2_IESO | HQ_IESO | IESO | Internal | Summer | B3 | 75 | 99999 | 400 | 83.26 | 83.27 | 0.01 | 0
2040 | HQ_IESO_2_IESO | HQ_IESO | IESO | Internal | Summer | B4 | 100 | 99999 | 400 | 75.36 | 75.37 | 0.01 | 0
2040 | HQ_IESO_2_IESO | HQ_IESO | IESO | Internal | Summer | B5 | 200 | 99999 | 400 | 67.59 | 67.6 | 0.01 | 0
2040 | HQ_IESO_2_IESO | HQ_IESO | IESO | Internal | Summer | B6 | 300 | 99999 | 400 | 53.18 | 53.2 | 0.01 | 0
2040 | HQ_IESO_2_IESO | HQ_IESO | IESO | Internal | Summer | B7 | 400 | 99999 | 400 | 50.29 | 50.31 | 0.01 | 0
2040 | HQ_IESO_2_IESO | HQ_IESO | IESO | Internal | Summer | B8 | 500 | 99999 | 400 | 46.65 | 46.66 | 0.01 | 0
2040 | HQ_IESO_2_IESO | HQ_IESO | IESO | Internal | Summer | B9 | 800 | 99999 | 400 | 46.65 | 46.66 | 0.01 | 0
2040 | HQ_IESO_2_IESO | HQ_IESO | IESO | Internal | Summer | B10 | 1262 | 99999 | 12.04 | 46.65 | 46.66 | 0.01 | 0
2040 | HQ_IESO_2_IESO | HQ_IESO | IESO | Internal | Winter | B16 | 25 | 99999 | 400 | 69.55 | 69.56 | 0.01 | 0
2040 | HQ_IESO_2_IESO | HQ_IESO | IESO | Internal | Winter | B17 | 100 | 99999 | 400 | 56.56 | 56.57 | 0.01 | 0
2040 | HQ_IESO_2_IESO | HQ_IESO | IESO | Internal | Winter | B18 | 400 | 99999 | 400 | 53.84 | 53.85 | 0.01 | 0
2040 | HQ_IESO_2_IESO | HQ_IESO | IESO | Internal | Winter | B19 | 700 | 99999 | 400 | 53.84 | 53.85 | 0.01 | 0
2040 | HQ_IESO_2_IESO | HQ_IESO | IESO | Internal | Winter | B20 | 935 | 99999 | 91.98 | 53.84 | 53.85 | 0.01 | 0
2040 | IESO_2_MAPP_CA | IESO | MAPP_CA | Internal | Shoulder | B11 | 25 | 262 | 262 | 51.5 | 64.96 | 7 | 6.46
2040 | IESO_2_MAPP_CA | IESO | MAPP_CA | Internal | Shoulder | B12 | 200 | 262 | 262 | 51.5 | 64.42 | 7 | 5.92
2040 | IESO_2_MAPP_CA | IESO | MAPP_CA | Internal | Shoulder | B13 | 600 | 262 | 262 | 51.5 | 59.84 | 7 | 1.34
2040 | IESO_2_MAPP_CA | IESO | MAPP_CA | Internal | Shoulder | B14 | 900 | 262 | 0 | 50.81 | 57.77 | 7 | 0
2040 | IESO_2_MAPP_CA | IESO | MAPP_CA | Internal | Shoulder | B15 | 1203 | 262 | 0 | 50.81 | 57.77 | 7 | 0
2040 | IESO_2_MAPP_CA | IESO | MAPP_CA | Internal | Summer | B1 | 10 | 262 | 0 | 92.46 | 92.47 | 7 | 0
2040 | IESO_2_MAPP_CA | IESO | MAPP_CA | Internal | Summer | B2 | 25 | 262 | 0 | 87.42 | 94.37 | 7 | 0
2040 | IESO_2_MAPP_CA | IESO | MAPP_CA | Internal | Summer | B3 | 75 | 262 | 262 | 83.27 | 92.37 | 7 | 2.09
2040 | IESO_2_MAPP_CA | IESO | MAPP_CA | Internal | Summer | B4 | 100 | 262 | 262 | 75.37 | 90.65 | 7 | 8.28
2040 | IESO_2_MAPP_CA | IESO | MAPP_CA | Internal | Summer | B5 | 200 | 262 | 262 | 67.6 | 88.21 | 7 | 13.6
2040 | IESO_2_MAPP_CA | IESO | MAPP_CA | Internal | Summer | B6 | 300 | 262 | 262 | 53.2 | 62.45 | 7 | 2.25
2040 | IESO_2_MAPP_CA | IESO | MAPP_CA | Internal | Summer | B7 | 400 | 262 | 0 | 50.31 | 57.28 | 7 | 0
2040 | IESO_2_MAPP_CA | IESO | MAPP_CA | Internal | Summer | B8 | 500 | 262 | 0 | 46.66 | 53.18 | 7 | 0
2040 | IESO_2_MAPP_CA | IESO | MAPP_CA | Internal | Summer | B9 | 800 | 262 | 0 | 46.66 | 52.56 | 7 | 0
2040 | IESO_2_MAPP_CA | IESO | MAPP_CA | Internal | Summer | B10 | 1262 | 262 | 0 | 46.66 | 52.56 | 7 | 0
2040 | IESO_2_MAPP_CA | IESO | MAPP_CA | Internal | Winter | B16 | 25 | 262 | 262 | 69.56 | 82.53 | 7 | 5.98
2040 | IESO_2_MAPP_CA | IESO | MAPP_CA | Internal | Winter | B17 | 100 | 262 | 262 | 56.57 | 68.97 | 7 | 5.39
2040 | IESO_2_MAPP_CA | IESO | MAPP_CA | Internal | Winter | B18 | 400 | 262 | 262 | 53.85 | 62.51 | 7 | 1.65
2040 | IESO_2_MAPP_CA | IESO | MAPP_CA | Internal | Winter | B19 | 700 | 262 | 262 | 53.85 | 62.51 | 7 | 1.65
2040 | IESO_2_MAPP_CA | IESO | MAPP_CA | Internal | Winter | B20 | 935 | 262 | 262 | 53.85 | 62.51 | 7 | 1.65
2040 | IESO_2_MISO_MI | IESO | MISO_MI | Internal | Shoulder | B11 | 25 | 1840 | 1840 | 51.5 | 84.77 | 7 | 26.27
2040 | IESO_2_MISO_MI | IESO | MISO_MI | Internal | Shoulder | B12 | 200 | 1840 | 1840 | 51.5 | 64.46 | 7 | 5.97
2040 | IESO_2_MISO_MI | IESO | MISO_MI | Internal | Shoulder | B13 | 600 | 1840 | 1840 | 51.5 | 59.89 | 7 | 1.39
2040 | IESO_2_MISO_MI | IESO | MISO_MI | Internal | Shoulder | B14 | 900 | 1840 | 521 | 50.81 | 57.81 | 7 | 0
2040 | IESO_2_MISO_MI | IESO | MISO_MI | Internal | Shoulder | B15 | 1203 | 1840 | 0 | 50.81 | 51.66 | 7 | 0
2040 | IESO_2_MISO_MI | IESO | MISO_MI | Internal | Summer | B1 | 10 | 1840 | 0 | 92.46 | 97.7 | 7 | 0
2040 | IESO_2_MISO_MI | IESO | MISO_MI | Internal | Summer | B2 | 25 | 1840 | 790.81 | 87.42 | 94.42 | 7 | 0
2040 | IESO_2_MISO_MI | IESO | MISO_MI | Internal | Summer | B3 | 75 | 1840 | 1840 | 83.27 | 91.98 | 7 | 1.71
2040 | IESO_2_MISO_MI | IESO | MISO_MI | Internal | Summer | B4 | 100 | 1840 | 1840 | 75.37 | 89.89 | 7 | 7.52
2040 | IESO_2_MISO_MI | IESO | MISO_MI | Internal | Summer | B5 | 200 | 1840 | 1840 | 67.6 | 88.22 | 7 | 13.62
2040 | IESO_2_MISO_MI | IESO | MISO_MI | Internal | Summer | B6 | 300 | 1840 | 1840 | 53.2 | 69.1 | 7 | 8.9
2040 | IESO_2_MISO_MI | IESO | MISO_MI | Internal | Summer | B7 | 400 | 1840 | 868.99 | 50.31 | 57.31 | 7 | 0
2040 | IESO_2_MISO_MI | IESO | MISO_MI | Internal | Summer | B8 | 500 | 1840 | 930.51 | 46.66 | 53.66 | 7 | 0
2040 | IESO_2_MISO_MI | IESO | MISO_MI | Internal | Summer | B9 | 800 | 1840 | 0 | 46.66 | 50.05 | 7 | 0
2040 | IESO_2_MISO_MI | IESO | MISO_MI | Internal | Summer | B10 | 1262 | 1840 | 0 | 46.66 | 50.04 | 7 | 0
2040 | IESO_2_MISO_MI | IESO | MISO_MI | Internal | Winter | B16 | 25 | 1840 | 1840 | 69.56 | 82.58 | 7 | 6.02
2040 | IESO_2_MISO_MI | IESO | MISO_MI | Internal | Winter | B17 | 100 | 1840 | 1840 | 56.57 | 69.58 | 7 | 6
2040 | IESO_2_MISO_MI | IESO | MISO_MI | Internal | Winter | B18 | 400 | 1840 | 1840 | 53.85 | 61.77 | 7 | 0.91
2040 | IESO_2_MISO_MI | IESO | MISO_MI | Internal | Winter | B19 | 700 | 1840 | 0 | 53.85 | 59.43 | 7 | 0
2040 | IESO_2_MISO_MI | IESO | MISO_MI | Internal | Winter | B20 | 935 | 1840 | 0 | 53.85 | 53.55 | 7 | 0
2040 | IESO_2_MISO_W | IESO | MISO_W | Internal | Shoulder | B11 | 25 | 140 | 140 | 51.5 | 84.77 | 7 | 26.27
2040 | IESO_2_MISO_W | IESO | MISO_W | Internal | Shoulder | B12 | 200 | 140 | 140 | 51.5 | 64.43 | 7 | 5.93
2040 | IESO_2_MISO_W | IESO | MISO_W | Internal | Shoulder | B13 | 600 | 140 | 140 | 51.5 | 59.85 | 7 | 1.36
2040 | IESO_2_MISO_W | IESO | MISO_W | Internal | Shoulder | B14 | 900 | 140 | 0 | 50.81 | 57.78 | 7 | 0
2040 | IESO_2_MISO_W | IESO | MISO_W | Internal | Shoulder | B15 | 1203 | 140 | 0 | 50.81 | 51.62 | 7 | 0
2040 | IESO_2_MISO_W | IESO | MISO_W | Internal | Summer | B1 | 10 | 140 | 0 | 92.46 | 97.66 | 7 | 0
2040 | IESO_2_MISO_W | IESO | MISO_W | Internal | Summer | B2 | 25 | 140 | 0 | 87.42 | 94.38 | 7 | 0
2040 | IESO_2_MISO_W | IESO | MISO_W | Internal | Summer | B3 | 75 | 140 | 140 | 83.27 | 92.38 | 7 | 2.1
2040 | IESO_2_MISO_W | IESO | MISO_W | Internal | Summer | B4 | 100 | 140 | 140 | 75.37 | 90.66 | 7 | 8.29
2040 | IESO_2_MISO_W | IESO | MISO_W | Internal | Summer | B5 | 200 | 140 | 140 | 67.6 | 88.22 | 7 | 13.62
2040 | IESO_2_MISO_W | IESO | MISO_W | Internal | Summer | B6 | 300 | 140 | 140 | 53.2 | 69.09 | 7 | 8.89
2040 | IESO_2_MISO_W | IESO | MISO_W | Internal | Summer | B7 | 400 | 140 | 0 | 50.31 | 57.29 | 7 | 0
2040 | IESO_2_MISO_W | IESO | MISO_W | Internal | Summer | B8 | 500 | 140 | 0 | 46.66 | 53.2 | 7 | 0
2040 | IESO_2_MISO_W | IESO | MISO_W | Internal | Summer | B9 | 800 | 140 | 0 | 46.66 | 50.03 | 7 | 0
2040 | IESO_2_MISO_W | IESO | MISO_W | Internal | Summer | B10 | 1262 | 140 | 0 | 46.66 | 47.31 | 7 | 0
2040 | IESO_2_MISO_W | IESO | MISO_W | Internal | Winter | B16 | 25 | 140 | 140 | 69.56 | 82.55 | 7 | 5.99
2040 | IESO_2_MISO_W | IESO | MISO_W | Internal | Winter | B17 | 100 | 140 | 140 | 56.57 | 68.98 | 7 | 5.41
2040 | IESO_2_MISO_W | IESO | MISO_W | Internal | Winter | B18 | 400 | 140 | 140 | 53.85 | 61.75 | 7 | 0.9
2040 | IESO_2_MISO_W | IESO | MISO_W | Internal | Winter | B19 | 700 | 140 | 0 | 53.85 | 59.42 | 7 | 0
2040 | IESO_2_MISO_W | IESO | MISO_W | Internal | Winter | B20 | 935 | 140 | 0 | 53.85 | 49.95 | 7 | 0
2040 | IESO_2_NYISO_A-F | IESO | NYISO_A-F | Internal | Shoulder | B11 | 25 | 1725 | 965.09 | 51.5 | 58.5 | 7 | 0
2040 | IESO_2_NYISO_A-F | IESO | NYISO_A-F | Internal | Shoulder | B12 | 200 | 1725 | 0 | 51.5 | 58.4 | 7 | 0
2040 | IESO_2_NYISO_A-F | IESO | NYISO_A-F | Internal | Shoulder | B13 | 600 | 1725 | 0 | 51.5 | 52.65 | 7 | 0
2040 | IESO_2_NYISO_A-F | IESO | NYISO_A-F | Internal | Shoulder | B14 | 900 | 1725 | 0 | 50.81 | 52.62 | 7 | 0
2040 | IESO_2_NYISO_A-F | IESO | NYISO_A-F | Internal | Shoulder | B15 | 1203 | 1725 | 0 | 50.81 | 51.98 | 7 | 0
2040 | IESO_2_NYISO_A-F | IESO | NYISO_A-F | Internal | Summer | B1 | 10 | 1725 | 151.29 | 92.46 | 99.46 | 7 | 0
2040 | IESO_2_NYISO_A-F | IESO | NYISO_A-F | Internal | Summer | B2 | 25 | 1725 | 0 | 87.42 | 88.37 | 7 | 0
2040 | IESO_2_NYISO_A-F | IESO | NYISO_A-F | Internal | Summer | B3 | 75 | 1725 | 0 | 83.27 | 76.27 | 7 | 0
2040 | IESO_2_NYISO_A-F | IESO | NYISO_A-F | Internal | Summer | B4 | 100 | 1725 | 0 | 75.37 | 68.37 | 7 | 0
2040 | IESO_2_NYISO_A-F | IESO | NYISO_A-F | Internal | Summer | B5 | 200 | 1725 | 0 | 67.6 | 68.37 | 7 | 0
2040 | IESO_2_NYISO_A-F | IESO | NYISO_A-F | Internal | Summer | B6 | 300 | 1725 | 489.2 | 53.2 | 60.2 | 7 | 0
2040 | IESO_2_NYISO_A-F | IESO | NYISO_A-F | Internal | Summer | B7 | 400 | 1725 | 0 | 50.31 | 51.36 | 7 | 0
2040 | IESO_2_NYISO_A-F | IESO | NYISO_A-F | Internal | Summer | B8 | 500 | 1725 | 0 | 46.66 | 51.36 | 7 | 0
2040 | IESO_2_NYISO_A-F | IESO | NYISO_A-F | Internal | Summer | B9 | 800 | 1725 | 0 | 46.66 | 49.5 | 7 | 0
2040 | IESO_2_NYISO_A-F | IESO | NYISO_A-F | Internal | Summer | B10 | 1262 | 1725 | 0 | 46.66 | 49.5 | 7 | 0
2040 | IESO_2_NYISO_A-F | IESO | NYISO_A-F | Internal | Winter | B16 | 25 | 1725 | 226.83 | 69.56 | 76.56 | 7 | 0
2040 | IESO_2_NYISO_A-F | IESO | NYISO_A-F | Internal | Winter | B17 | 100 | 1725 | 821.65 | 56.57 | 63.57 | 7 | 0
2040 | IESO_2_NYISO_A-F | IESO | NYISO_A-F | Internal | Winter | B18 | 400 | 1725 | 0 | 53.85 | 60.85 | 7 | 0
2040 | IESO_2_NYISO_A-F | IESO | NYISO_A-F | Internal | Winter | B19 | 700 | 1725 | 0 | 53.85 | 60.85 | 7 | 0
2040 | IESO_2_NYISO_A-F | IESO | NYISO_A-F | Internal | Winter | B20 | 935 | 1725 | 0 | 53.85 | 60.85 | 7 | 0
2040 | MAPP_CA_2_IESO | MAPP_CA | IESO | Internal | Shoulder | B11 | 25 | 330 | 0 | 64.96 | 51.5 | 8 | 0
2040 | MAPP_CA_2_IESO | MAPP_CA | IESO | Internal | Shoulder | B12 | 200 | 330 | 0 | 64.42 | 51.5 | 8 | 0
2040 | MAPP_CA_2_IESO | MAPP_CA | IESO | Internal | Shoulder | B13 | 600 | 330 | 0 | 59.84 | 51.5 | 8 | 0
2040 | MAPP_CA_2_IESO | MAPP_CA | IESO | Internal | Shoulder | B14 | 900 | 330 | 0 | 57.77 | 50.81 | 8 | 0
2040 | MAPP_CA_2_IESO | MAPP_CA | IESO | Internal | Shoulder | B15 | 1203 | 330 | 0 | 57.77 | 50.81 | 8 | 0
2040 | MAPP_CA_2_IESO | MAPP_CA | IESO | Internal | Summer | B1 | 10 | 330 | 0 | 92.47 | 92.46 | 8 | 0
2040 | MAPP_CA_2_IESO | MAPP_CA | IESO | Internal | Summer | B2 | 25 | 330 | 0 | 94.37 | 87.42 | 8 | 0
2040 | MAPP_CA_2_IESO | MAPP_CA | IESO | Internal | Summer | B3 | 75 | 330 | 0 | 92.37 | 83.27 | 8 | 0
2040 | MAPP_CA_2_IESO | MAPP_CA | IESO | Internal | Summer | B4 | 100 | 330 | 0 | 90.65 | 75.37 | 8 | 0
2040 | MAPP_CA_2_IESO | MAPP_CA | IESO | Internal | Summer | B5 | 200 | 330 | 0 | 88.21 | 67.6 | 8 | 0
2040 | MAPP_CA_2_IESO | MAPP_CA | IESO | Internal | Summer | B6 | 300 | 330 | 0 | 62.45 | 53.2 | 8 | 0
2040 | MAPP_CA_2_IESO | MAPP_CA | IESO | Internal | Summer | B7 | 400 | 330 | 0 | 57.28 | 50.31 | 8 | 0
2040 | MAPP_CA_2_IESO | MAPP_CA | IESO | Internal | Summer | B8 | 500 | 330 | 0 | 53.18 | 46.66 | 8 | 0
2040 | MAPP_CA_2_IESO | MAPP_CA | IESO | Internal | Summer | B9 | 800 | 330 | 0 | 52.56 | 46.66 | 8 | 0
2040 | MAPP_CA_2_IESO | MAPP_CA | IESO | Internal | Summer | B10 | 1262 | 330 | 0 | 52.56 | 46.66 | 8 | 0
2040 | MAPP_CA_2_IESO | MAPP_CA | IESO | Internal | Winter | B16 | 25 | 330 | 0 | 82.53 | 69.56 | 8 | 0
2040 | MAPP_CA_2_IESO | MAPP_CA | IESO | Internal | Winter | B17 | 100 | 330 | 0 | 68.97 | 56.57 | 8 | 0
2040 | MAPP_CA_2_IESO | MAPP_CA | IESO | Internal | Winter | B18 | 400 | 330 | 0 | 62.51 | 53.85 | 8 | 0
2040 | MAPP_CA_2_IESO | MAPP_CA | IESO | Internal | Winter | B19 | 700 | 330 | 0 | 62.51 | 53.85 | 8 | 0
2040 | MAPP_CA_2_IESO | MAPP_CA | IESO | Internal | Winter | B20 | 935 | 330 | 0 | 62.51 | 53.85 | 8 | 0
2040 | MAPP_CA_2_MAPP_US | MAPP_CA | MAPP_US | Internal | Shoulder | B11 | 25 | 372 | 372 | 64.96 | 77.77 | 7 | 5.81
2040 | MAPP_CA_2_MAPP_US | MAPP_CA | MAPP_US | Internal | Shoulder | B12 | 200 | 372 | 0 | 64.42 | 57.43 | 7 | 0
2040 | MAPP_CA_2_MAPP_US | MAPP_CA | MAPP_US | Internal | Shoulder | B13 | 600 | 372 | 0 | 59.84 | 52.85 | 7 | 0
2040 | MAPP_CA_2_MAPP_US | MAPP_CA | MAPP_US | Internal | Shoulder | B14 | 900 | 372 | 0 | 57.77 | 51.97 | 7 | 0
2040 | MAPP_CA_2_MAPP_US | MAPP_CA | MAPP_US | Internal | Shoulder | B15 | 1203 | 372 | 0 | 57.77 | 45.18 | 7 | 0
2040 | MAPP_CA_2_MAPP_US | MAPP_CA | MAPP_US | Internal | Summer | B1 | 10 | 372 | 0 | 92.47 | 90.66 | 7 | 0
2040 | MAPP_CA_2_MAPP_US | MAPP_CA | MAPP_US | Internal | Summer | B2 | 25 | 372 | 0 | 94.37 | 90.13 | 7 | 0
2040 | MAPP_CA_2_MAPP_US | MAPP_CA | MAPP_US | Internal | Summer | B3 | 75 | 372 | 0 | 92.37 | 90.13 | 7 | 0
2040 | MAPP_CA_2_MAPP_US | MAPP_CA | MAPP_US | Internal | Summer | B4 | 100 | 372 | 0 | 90.65 | 90.13 | 7 | 0
2040 | MAPP_CA_2_MAPP_US | MAPP_CA | MAPP_US | Internal | Summer | B5 | 200 | 372 | 0 | 88.21 | 81.22 | 7 | 0
2040 | MAPP_CA_2_MAPP_US | MAPP_CA | MAPP_US | Internal | Summer | B6 | 300 | 372 | 0 | 62.45 | 62.09 | 7 | 0
2040 | MAPP_CA_2_MAPP_US | MAPP_CA | MAPP_US | Internal | Summer | B7 | 400 | 372 | 0 | 57.28 | 53.08 | 7 | 0
2040 | MAPP_CA_2_MAPP_US | MAPP_CA | MAPP_US | Internal | Summer | B8 | 500 | 372 | 0 | 53.18 | 46.2 | 7 | 0
2040 | MAPP_CA_2_MAPP_US | MAPP_CA | MAPP_US | Internal | Summer | B9 | 800 | 372 | 0 | 52.56 | 43.03 | 7 | 0
2040 | MAPP_CA_2_MAPP_US | MAPP_CA | MAPP_US | Internal | Summer | B10 | 1262 | 372 | 0 | 52.56 | 40.31 | 7 | 0
2040 | MAPP_CA_2_MAPP_US | MAPP_CA | MAPP_US | Internal | Winter | B16 | 25 | 372 | 0 | 82.53 | 75.55 | 7 | 0
2040 | MAPP_CA_2_MAPP_US | MAPP_CA | MAPP_US | Internal | Winter | B17 | 100 | 372 | 0 | 68.97 | 61.98 | 7 | 0
2040 | MAPP_CA_2_MAPP_US | MAPP_CA | MAPP_US | Internal | Winter | B18 | 400 | 372 | 0 | 62.51 | 55.1 | 7 | 0
2040 | MAPP_CA_2_MAPP_US | MAPP_CA | MAPP_US | Internal | Winter | B19 | 700 | 372 | 0 | 62.51 | 55.1 | 7 | 0
2040 | MAPP_CA_2_MAPP_US | MAPP_CA | MAPP_US | Internal | Winter | B20 | 935 | 372 | 0 | 62.51 | 42.95 | 7 | 0
2040 | MAPP_CA_2_MISO_W | MAPP_CA | MISO_W | Internal | Shoulder | B11 | 25 | 1970 | 1970 | 64.96 | 84.77 | 0.01 | 19.8
2040 | MAPP_CA_2_MISO_W | MAPP_CA | MISO_W | Internal | Shoulder | B12 | 200 | 1970 | 1634.05 | 64.42 | 64.43 | 0.01 | 0
2040 | MAPP_CA_2_MISO_W | MAPP_CA | MISO_W | Internal | Shoulder | B13 | 600 | 1970 | 1752.51 | 59.84 | 59.85 | 0.01 | 0
2040 | MAPP_CA_2_MISO_W | MAPP_CA | MISO_W | Internal | Shoulder | B14 | 900 | 1970 | 805.57 | 57.77 | 57.78 | 0.01 | 0
2040 | MAPP_CA_2_MISO_W | MAPP_CA | MISO_W | Internal | Shoulder | B15 | 1203 | 1970 | 0 | 57.77 | 51.62 | 0.01 | 0
2040 | MAPP_CA_2_MISO_W | MAPP_CA | MISO_W | Internal | Summer | B1 | 10 | 1970 | 1970 | 92.47 | 97.66 | 0.01 | 5.18
2040 | MAPP_CA_2_MISO_W | MAPP_CA | MISO_W | Internal | Summer | B2 | 25 | 1970 | 1942.69 | 94.37 | 94.38 | 0.01 | 0
2040 | MAPP_CA_2_MISO_W | MAPP_CA | MISO_W | Internal | Summer | B3 | 75 | 1970 | 1734.71 | 92.37 | 92.38 | 0.01 | 0
2040 | MAPP_CA_2_MISO_W | MAPP_CA | MISO_W | Internal | Summer | B4 | 100 | 1970 | 1844.84 | 90.65 | 90.66 | 0.01 | 0
2040 | MAPP_CA_2_MISO_W | MAPP_CA | MISO_W | Internal | Summer | B5 | 200 | 1970 | 1931.01 | 88.21 | 88.22 | 0.01 | 0
2040 | MAPP_CA_2_MISO_W | MAPP_CA | MISO_W | Internal | Summer | B6 | 300 | 1970 | 1970 | 62.45 | 69.09 | 0.01 | 6.62
2040 | MAPP_CA_2_MISO_W | MAPP_CA | MISO_W | Internal | Summer | B7 | 400 | 1970 | 1288.15 | 57.28 | 57.29 | 0.01 | 0
2040 | MAPP_CA_2_MISO_W | MAPP_CA | MISO_W | Internal | Summer | B8 | 500 | 1970 | 1520.92 | 53.18 | 53.2 | 0.01 | 0
2040 | MAPP_CA_2_MISO_W | MAPP_CA | MISO_W | Internal | Summer | B9 | 800 | 1970 | 0 | 52.56 | 50.03 | 0.01 | 0
2040 | MAPP_CA_2_MISO_W | MAPP_CA | MISO_W | Internal | Summer | B10 | 1262 | 1970 | 0 | 52.56 | 47.31 | 0.01 | 0
2040 | MAPP_CA_2_MISO_W | MAPP_CA | MISO_W | Internal | Winter | B16 | 25 | 1970 | 697.28 | 82.53 | 82.55 | 0.01 | 0
2040 | MAPP_CA_2_MISO_W | MAPP_CA | MISO_W | Internal | Winter | B17 | 100 | 1970 | 149.31 | 68.97 | 68.98 | 0.01 | 0
2040 | MAPP_CA_2_MISO_W | MAPP_CA | MISO_W | Internal | Winter | B18 | 400 | 1970 | 0 | 62.51 | 61.75 | 0.01 | 0
2040 | MAPP_CA_2_MISO_W | MAPP_CA | MISO_W | Internal | Winter | B19 | 700 | 1970 | 0 | 62.51 | 59.42 | 0.01 | 0
2040 | MAPP_CA_2_MISO_W | MAPP_CA | MISO_W | Internal | Winter | B20 | 935 | 1970 | 0 | 62.51 | 49.95 | 0.01 | 0
2040 | MAPP_US_2_MAPP_CA | MAPP_US | MAPP_CA | Internal | Shoulder | B11 | 25 | 165 | 0 | 77.77 | 64.96 | 7 | 0
2040 | MAPP_US_2_MAPP_CA | MAPP_US | MAPP_CA | Internal | Shoulder | B12 | 200 | 165 | 0 | 57.43 | 64.42 | 7 | 0
2040 | MAPP_US_2_MAPP_CA | MAPP_US | MAPP_CA | Internal | Shoulder | B13 | 600 | 165 | 0 | 52.85 | 59.84 | 7 | 0
2040 | MAPP_US_2_MAPP_CA | MAPP_US | MAPP_CA | Internal | Shoulder | B14 | 900 | 165 | 0 | 51.97 | 57.77 | 7 | 0
2040 | MAPP_US_2_MAPP_CA | MAPP_US | MAPP_CA | Internal | Shoulder | B15 | 1203 | 165 | 165 | 45.18 | 57.77 | 7 | 5.59
2040 | MAPP_US_2_MAPP_CA | MAPP_US | MAPP_CA | Internal | Summer | B1 | 10 | 165 | 0 | 90.66 | 92.47 | 7 | 0
2040 | MAPP_US_2_MAPP_CA | MAPP_US | MAPP_CA | Internal | Summer | B2 | 25 | 165 | 0 | 90.13 | 94.37 | 7 | 0
2040 | MAPP_US_2_MAPP_CA | MAPP_US | MAPP_CA | Internal | Summer | B3 | 75 | 165 | 0 | 90.13 | 92.37 | 7 | 0
2040 | MAPP_US_2_MAPP_CA | MAPP_US | MAPP_CA | Internal | Summer | B4 | 100 | 165 | 0 | 90.13 | 90.65 | 7 | 0
2040 | MAPP_US_2_MAPP_CA | MAPP_US | MAPP_CA | Internal | Summer | B5 | 200 | 165 | 0 | 81.22 | 88.21 | 7 | 0
2040 | MAPP_US_2_MAPP_CA | MAPP_US | MAPP_CA | Internal | Summer | B6 | 300 | 165 | 0 | 62.09 | 62.45 | 7 | 0
2040 | MAPP_US_2_MAPP_CA | MAPP_US | MAPP_CA | Internal | Summer | B7 | 400 | 165 | 0 | 53.08 | 57.28 | 7 | 0
2040 | MAPP_US_2_MAPP_CA | MAPP_US | MAPP_CA | Internal | Summer | B8 | 500 | 165 | 0 | 46.2 | 53.18 | 7 | 0
2040 | MAPP_US_2_MAPP_CA | MAPP_US | MAPP_CA | Internal | Summer | B9 | 800 | 165 | 165 | 43.03 | 52.56 | 7 | 2.53
2040 | MAPP_US_2_MAPP_CA | MAPP_US | MAPP_CA | Internal | Summer | B10 | 1262 | 165 | 165 | 40.31 | 52.56 | 7 | 5.25
2040 | MAPP_US_2_MAPP_CA | MAPP_US | MAPP_CA | Internal | Winter | B16 | 25 | 165 | 0.01 | 75.55 | 82.53 | 7 | 0
2040 | MAPP_US_2_MAPP_CA | MAPP_US | MAPP_CA | Internal | Winter | B17 | 100 | 165 | 0 | 61.98 | 68.97 | 7 | 0
2040 | MAPP_US_2_MAPP_CA | MAPP_US | MAPP_CA | Internal | Winter | B18 | 400 | 165 | 165 | 55.1 | 62.51 | 7 | 0.4
2040 | MAPP_US_2_MAPP_CA | MAPP_US | MAPP_CA | Internal | Winter | B19 | 700 | 165 | 165 | 55.1 | 62.51 | 7 | 0.4
2040 | MAPP_US_2_MAPP_CA | MAPP_US | MAPP_CA | Internal | Winter | B20 | 935 | 165 | 165 | 42.95 | 62.51 | 7 | 12.55
2040 | MAPP_US_2_MISO_W | MAPP_US | MISO_W | Internal | Shoulder | B11 | 25 | 2635 | 1299.18 | 77.77 | 84.77 | 7 | 0
2040 | MAPP_US_2_MISO_W | MAPP_US | MISO_W | Internal | Shoulder | B12 | 200 | 2635 | 1084.8 | 57.43 | 64.43 | 7 | 0
2040 | MAPP_US_2_MISO_W | MAPP_US | MISO_W | Internal | Shoulder | B13 | 600 | 2635 | 1008.46 | 52.85 | 59.85 | 7 | 0
2040 | MAPP_US_2_MISO_W | MAPP_US | MISO_W | Internal | Shoulder | B14 | 900 | 2635 | 0 | 51.97 | 57.78 | 7 | 0
2040 | MAPP_US_2_MISO_W | MAPP_US | MISO_W | Internal | Shoulder | B15 | 1203 | 2635 | 0 | 45.18 | 51.62 | 7 | 0
2040 | MAPP_US_2_MISO_W | MAPP_US | MISO_W | Internal | Summer | B1 | 10 | 2635 | 578.95 | 90.66 | 97.66 | 7 | 0
2040 | MAPP_US_2_MISO_W | MAPP_US | MISO_W | Internal | Summer | B2 | 25 | 2635 | 0 | 90.13 | 94.38 | 7 | 0
2040 | MAPP_US_2_MISO_W | MAPP_US | MISO_W | Internal | Summer | B3 | 75 | 2635 | 0 | 90.13 | 92.38 | 7 | 0
2040 | MAPP_US_2_MISO_W | MAPP_US | MISO_W | Internal | Summer | B4 | 100 | 2635 | 0 | 90.13 | 90.66 | 7 | 0
2040 | MAPP_US_2_MISO_W | MAPP_US | MISO_W | Internal | Summer | B5 | 200 | 2635 | 10.57 | 81.22 | 88.22 | 7 | 0
2040 | MAPP_US_2_MISO_W | MAPP_US | MISO_W | Internal | Summer | B6 | 300 | 2635 | 86.36 | 62.09 | 69.09 | 7 | 0
2040 | MAPP_US_2_MISO_W | MAPP_US | MISO_W | Internal | Summer | B7 | 400 | 2635 | 0 | 53.08 | 57.29 | 7 | 0
2040 | MAPP_US_2_MISO_W | MAPP_US | MISO_W | Internal | Summer | B8 | 500 | 2635 | 607.66 | 46.2 | 53.2 | 7 | 0
2040 | MAPP_US_2_MISO_W | MAPP_US | MISO_W | Internal | Summer | B9 | 800 | 2635 | 176.29 | 43.03 | 50.03 | 7 | 0
2040 | MAPP_US_2_MISO_W | MAPP_US | MISO_W | Internal | Summer | B10 | 1262 | 2635 | 682.88 | 40.31 | 47.31 | 7 | 0
2040 | MAPP_US_2_MISO_W | MAPP_US | MISO_W | Internal | Winter | B16 | 25 | 2635 | 1356.28 | 75.55 | 82.55 | 7 | 0
2040 | MAPP_US_2_MISO_W | MAPP_US | MISO_W | Internal | Winter | B17 | 100 | 2635 | 850.37 | 61.98 | 68.98 | 7 | 0
2040 | MAPP_US_2_MISO_W | MAPP_US | MISO_W | Internal | Winter | B18 | 400 | 2635 | 0 | 55.1 | 61.75 | 7 | 0
2040 | MAPP_US_2_MISO_W | MAPP_US | MISO_W | Internal | Winter | B19 | 700 | 2635 | 0 | 55.1 | 59.42 | 7 | 0
2040 | MAPP_US_2_MISO_W | MAPP_US | MISO_W | Internal | Winter | B20 | 935 | 2635 | 252.35 | 42.95 | 49.95 | 7 | 0
2040 | MAPP_US_2_NE | MAPP_US | NE | Internal | Shoulder | B11 | 25 | 2000 | 753.18 | 77.77 | 84.77 | 7 | 0
2040 | MAPP_US_2_NE | MAPP_US | NE | Internal | Shoulder | B12 | 200 | 2000 | 0 | 57.43 | 59.77 | 7 | 0
2040 | MAPP_US_2_NE | MAPP_US | NE | Internal | Shoulder | B13 | 600 | 2000 | 0 | 52.85 | 59.23 | 7 | 0
2040 | MAPP_US_2_NE | MAPP_US | NE | Internal | Shoulder | B14 | 900 | 2000 | 0 | 51.97 | 55.24 | 7 | 0
2040 | MAPP_US_2_NE | MAPP_US | NE | Internal | Shoulder | B15 | 1203 | 2000 | 0 | 45.18 | 48.18 | 7 | 0
2040 | MAPP_US_2_NE | MAPP_US | NE | Internal | Summer | B1 | 10 | 2000 | 79.74 | 90.66 | 97.66 | 7 | 0
2040 | MAPP_US_2_NE | MAPP_US | NE | Internal | Summer | B2 | 25 | 2000 | 753.22 | 90.13 | 97.13 | 7 | 0
2040 | MAPP_US_2_NE | MAPP_US | NE | Internal | Summer | B3 | 75 | 2000 | 708.48 | 90.13 | 97.13 | 7 | 0
2040 | MAPP_US_2_NE | MAPP_US | NE | Internal | Summer | B4 | 100 | 2000 | 1023.7 | 90.13 | 97.13 | 7 | 0
2040 | MAPP_US_2_NE | MAPP_US | NE | Internal | Summer | B5 | 200 | 2000 | 767.38 | 81.22 | 88.22 | 7 | 0
2040 | MAPP_US_2_NE | MAPP_US | NE | Internal | Summer | B6 | 300 | 2000 | 800.26 | 62.09 | 69.09 | 7 | 0
2040 | MAPP_US_2_NE | MAPP_US | NE | Internal | Summer | B7 | 400 | 2000 | 855.1 | 53.08 | 60.08 | 7 | 0
2040 | MAPP_US_2_NE | MAPP_US | NE | Internal | Summer | B8 | 500 | 2000 | 695.54 | 46.2 | 53.2 | 7 | 0
2040 | MAPP_US_2_NE | MAPP_US | NE | Internal | Summer | B9 | 800 | 2000 | 301.63 | 43.03 | 50.03 | 7 | 0
2040 | MAPP_US_2_NE | MAPP_US | NE | Internal | Summer | B10 | 1262 | 2000 | 0 | 40.31 | 42.31 | 7 | 0
2040 | MAPP_US_2_NE | MAPP_US | NE | Internal | Winter | B16 | 25 | 2000 | 237.92 | 75.55 | 82.55 | 7 | 0
2040 | MAPP_US_2_NE | MAPP_US | NE | Internal | Winter | B17 | 100 | 2000 | 0 | 61.98 | 63.98 | 7 | 0
2040 | MAPP_US_2_NE | MAPP_US | NE | Internal | Winter | B18 | 400 | 2000 | 0 | 55.1 | 60.58 | 7 | 0
2040 | MAPP_US_2_NE | MAPP_US | NE | Internal | Winter | B19 | 700 | 2000 | 0 | 55.1 | 59.01 | 7 | 0
2040 | MAPP_US_2_NE | MAPP_US | NE | Internal | Winter | B20 | 935 | 2000 | 0 | 42.95 | 44.95 | 7 | 0
2040 | MARITIMES_2_NEISO | MARITIMES | NEISO | Internal | Shoulder | B11 | 25 | 99999 | 1400 | 48.96 | 48.97 | 0.01 | 0
2040 | MARITIMES_2_NEISO | MARITIMES | NEISO | Internal | Shoulder | B12 | 200 | 99999 | 1400 | 48.96 | 48.97 | 0.01 | 0
2040 | MARITIMES_2_NEISO | MARITIMES | NEISO | Internal | Shoulder | B13 | 600 | 99999 | 1400 | 48.96 | 48.97 | 0.01 | 0
2040 | MARITIMES_2_NEISO | MARITIMES | NEISO | Internal | Shoulder | B14 | 900 | 99999 | 1400 | 48.96 | 48.97 | 0.01 | 0
2040 | MARITIMES_2_NEISO | MARITIMES | NEISO | Internal | Shoulder | B15 | 1203 | 99999 | 426.43 | 48.96 | 48.97 | 0.01 | 0
2040 | MARITIMES_2_NEISO | MARITIMES | NEISO | Internal | Summer | B1 | 10 | 99999 | 1400.1 | 96.47 | 96.48 | 0.01 | 0
2040 | MARITIMES_2_NEISO | MARITIMES | NEISO | Internal | Summer | B2 | 25 | 99999 | 1400 | 85.37 | 85.38 | 0.01 | 0
2040 | MARITIMES_2_NEISO | MARITIMES | NEISO | Internal | Summer | B3 | 75 | 99999 | 1400 | 73.27 | 73.29 | 0.01 | 0
2040 | MARITIMES_2_NEISO | MARITIMES | NEISO | Internal | Summer | B4 | 100 | 99999 | 1400 | 62.62 | 62.63 | 0.01 | 0
2040 | MARITIMES_2_NEISO | MARITIMES | NEISO | Internal | Summer | B5 | 200 | 99999 | 1400 | 60.08 | 60.1 | 0.01 | 0
2040 | MARITIMES_2_NEISO | MARITIMES | NEISO | Internal | Summer | B6 | 300 | 99999 | 1400 | 45.18 | 45.19 | 0.01 | 0
2040 | MARITIMES_2_NEISO | MARITIMES | NEISO | Internal | Summer | B7 | 400 | 99999 | 1400 | 45.18 | 45.19 | 0.01 | 0
2040 | MARITIMES_2_NEISO | MARITIMES | NEISO | Internal | Summer | B8 | 500 | 99999 | 1400 | 45.18 | 45.19 | 0.01 | 0
2040 | MARITIMES_2_NEISO | MARITIMES | NEISO | Internal | Summer | B9 | 800 | 99999 | 1400 | 45.18 | 45.19 | 0.01 | 0
2040 | MARITIMES_2_NEISO | MARITIMES | NEISO | Internal | Summer | B10 | 1262 | 99999 | 236.13 | 45.18 | 45.19 | 0.01 | 0
2040 | MARITIMES_2_NEISO | MARITIMES | NEISO | Internal | Winter | B16 | 25 | 99999 | 1400 | 60.57 | 60.59 | 0.01 | 0
2040 | MARITIMES_2_NEISO | MARITIMES | NEISO | Internal | Winter | B17 | 100 | 99999 | 1400 | 60.57 | 60.59 | 0.01 | 0
2040 | MARITIMES_2_NEISO | MARITIMES | NEISO | Internal | Winter | B18 | 400 | 99999 | 1400 | 60.57 | 60.59 | 0.01 | 0
2040 | MARITIMES_2_NEISO | MARITIMES | NEISO | Internal | Winter | B19 | 700 | 99999 | 1400 | 60.57 | 60.59 | 0.01 | 0
2040 | MARITIMES_2_NEISO | MARITIMES | NEISO | Internal | Winter | B20 | 935 | 99999 | 475.94 | 60.57 | 60.59 | 0.01 | 0
2040 | MISO_IN_2_MISO_MI | MISO_IN | MISO_MI | Internal | Shoulder | B11 | 25 | 5000 | 0.01 | 84.77 | 84.77 | 0.01 | 0
2040 | MISO_IN_2_MISO_MI | MISO_IN | MISO_MI | Internal | Shoulder | B12 | 200 | 5000 | 3294.56 | 64.45 | 64.46 | 0.01 | 0
2040 | MISO_IN_2_MISO_MI | MISO_IN | MISO_MI | Internal | Shoulder | B13 | 600 | 5000 | 3938.73 | 59.88 | 59.89 | 0.01 | 0
2040 | MISO_IN_2_MISO_MI | MISO_IN | MISO_MI | Internal | Shoulder | B14 | 900 | 5000 | 4175.19 | 57.8 | 57.81 | 0.01 | 0
2040 | MISO_IN_2_MISO_MI | MISO_IN | MISO_MI | Internal | Shoulder | B15 | 1203 | 5000 | 4392.96 | 51.64 | 51.66 | 0.01 | 0
2040 | MISO_IN_2_MISO_MI | MISO_IN | MISO_MI | Internal | Summer | B1 | 10 | 5000 | 2425.53 | 97.68 | 97.7 | 0.01 | 0
2040 | MISO_IN_2_MISO_MI | MISO_IN | MISO_MI | Internal | Summer | B2 | 25 | 5000 | 1828.34 | 94.4 | 94.42 | 0.01 | 0
2040 | MISO_IN_2_MISO_MI | MISO_IN | MISO_MI | Internal | Summer | B3 | 75 | 5000 | 0 | 91.99 | 91.98 | 0.01 | 0
2040 | MISO_IN_2_MISO_MI | MISO_IN | MISO_MI | Internal | Summer | B4 | 100 | 5000 | 0 | 89.9 | 89.89 | 0.01 | 0
2040 | MISO_IN_2_MISO_MI | MISO_IN | MISO_MI | Internal | Summer | B5 | 200 | 5000 | 0 | 88.22 | 88.22 | 0.01 | 0
2040 | MISO_IN_2_MISO_MI | MISO_IN | MISO_MI | Internal | Summer | B6 | 300 | 5000 | 523.58 | 69.09 | 69.1 | 0.01 | 0
2040 | MISO_IN_2_MISO_MI | MISO_IN | MISO_MI | Internal | Summer | B7 | 400 | 5000 | 3667.93 | 57.29 | 57.31 | 0.01 | 0
2040 | MISO_IN_2_MISO_MI | MISO_IN | MISO_MI | Internal | Summer | B8 | 500 | 5000 | 5000 | 53.22 | 53.66 | 0.01 | 0.43
2040 | MISO_IN_2_MISO_MI | MISO_IN | MISO_MI | Internal | Summer | B9 | 800 | 5000 | 5000 | 50.03 | 50.05 | 0.01 | 0.01
2040 | MISO_IN_2_MISO_MI | MISO_IN | MISO_MI | Internal | Summer | B10 | 1262 | 5000 | 4270.74 | 50.03 | 50.04 | 0.01 | 0
2040 | MISO_IN_2_MISO_MI | MISO_IN | MISO_MI | Internal | Winter | B16 | 25 | 5000 | 629.19 | 82.57 | 82.58 | 0.01 | 0
2040 | MISO_IN_2_MISO_MI | MISO_IN | MISO_MI | Internal | Winter | B17 | 100 | 5000 | 2660.9 | 69.56 | 69.58 | 0.01 | 0
2040 | MISO_IN_2_MISO_MI | MISO_IN | MISO_MI | Internal | Winter | B18 | 400 | 5000 | 2617.27 | 61.75 | 61.77 | 0.01 | 0
2040 | MISO_IN_2_MISO_MI | MISO_IN | MISO_MI | Internal | Winter | B19 | 700 | 5000 | 4266.31 | 59.42 | 59.43 | 0.01 | 0
2040 | MISO_IN_2_MISO_MI | MISO_IN | MISO_MI | Internal | Winter | B20 | 935 | 5000 | 2281.54 | 53.54 | 53.55 | 0.01 | 0
2040 | MISO_IN_2_MISO_MO-IL | MISO_IN | MISO_MO-IL | Internal | Shoulder | B11 | 25 | 5000 | 704.75 | 84.77 | 84.78 | 0.01 | 0
2040 | MISO_IN_2_MISO_MO-IL | MISO_IN | MISO_MO-IL | Internal | Shoulder | B12 | 200 | 5000 | 0 | 64.45 | 64.44 | 0.01 | 0
2040 | MISO_IN_2_MISO_MO-IL | MISO_IN | MISO_MO-IL | Internal | Shoulder | B13 | 600 | 5000 | 0 | 59.88 | 59.86 | 0.01 | 0
2040 | MISO_IN_2_MISO_MO-IL | MISO_IN | MISO_MO-IL | Internal | Shoulder | B14 | 900 | 5000 | 0 | 57.8 | 57.79 | 0.01 | 0
2040 | MISO_IN_2_MISO_MO-IL | MISO_IN | MISO_MO-IL | Internal | Shoulder | B15 | 1203 | 5000 | 0 | 51.64 | 51.63 | 0.01 | 0
2040 | MISO_IN_2_MISO_MO-IL | MISO_IN | MISO_MO-IL | Internal | Summer | B1 | 10 | 5000 | 0.02 | 97.68 | 97.67 | 0.01 | 0
2040 | MISO_IN_2_MISO_MO-IL | MISO_IN | MISO_MO-IL | Internal | Summer | B2 | 25 | 5000 | 0 | 94.4 | 94.39 | 0.01 | 0
2040 | MISO_IN_2_MISO_MO-IL | MISO_IN | MISO_MO-IL | Internal | Summer | B3 | 75 | 5000 | 2759.43 | 91.99 | 92.01 | 0.01 | 0
2040 | MISO_IN_2_MISO_MO-IL | MISO_IN | MISO_MO-IL | Internal | Summer | B4 | 100 | 5000 | 5000 | 89.9 | 90.3 | 0.01 | 0.39
2040 | MISO_IN_2_MISO_MO-IL | MISO_IN | MISO_MO-IL | Internal | Summer | B5 | 200 | 5000 | 1580.3 | 88.22 | 88.23 | 0.01 | 0
2040 | MISO_IN_2_MISO_MO-IL | MISO_IN | MISO_MO-IL | Internal | Summer | B6 | 300 | 5000 | 1975.33 | 69.09 | 69.1 | 0.01 | 0
2040 | MISO_IN_2_MISO_MO-IL | MISO_IN | MISO_MO-IL | Internal | Summer | B7 | 400 | 5000 | 439.82 | 57.29 | 57.31 | 0.01 | 0
2040 | MISO_IN_2_MISO_MO-IL | MISO_IN | MISO_MO-IL | Internal | Summer | B8 | 500 | 5000 | 0 | 53.22 | 53.21 | 0.01 | 0
2040 | MISO_IN_2_MISO_MO-IL | MISO_IN | MISO_MO-IL | Internal | Summer | B9 | 800 | 5000 | 338.72 | 50.03 | 50.04 | 0.01 | 0
2040 | MISO_IN_2_MISO_MO-IL | MISO_IN | MISO_MO-IL | Internal | Summer | B10 | 1262 | 5000 | 0 | 50.03 | 47.38 | 0.01 | 0
2040 | MISO_IN_2_MISO_MO-IL | MISO_IN | MISO_MO-IL | Internal | Winter | B16 | 25 | 5000 | 0 | 82.57 | 82.56 | 0.01 | 0
2040 | MISO_IN_2_MISO_MO-IL | MISO_IN | MISO_MO-IL | Internal | Winter | B17 | 100 | 5000 | 0 | 69.56 | 68.99 | 0.01 | 0
2040 | MISO_IN_2_MISO_MO-IL | MISO_IN | MISO_MO-IL | Internal | Winter | B18 | 400 | 5000 | 0 | 61.75 | 61.75 | 0.01 | 0
2040 | MISO_IN_2_MISO_MO-IL | MISO_IN | MISO_MO-IL | Internal | Winter | B19 | 700 | 5000 | 0 | 59.42 | 59.41 | 0.01 | 0
2040 | MISO_IN_2_MISO_MO-IL | MISO_IN | MISO_MO-IL | Internal | Winter | B20 | 935 | 5000 | 0 | 53.54 | 49.96 | 0.01 | 0
2040 | MISO_IN_2_NonRTO_Midwest | MISO_IN | NonRTO_Midwest | Internal | Shoulder | B11 | 25 | 4800 | 1059.56 | 84.77 | 92.77 | 8 | 0
2040 | MISO_IN_2_NonRTO_Midwest | MISO_IN | NonRTO_Midwest | Internal | Shoulder | B12 | 200 | 4800 | 555.02 | 64.45 | 72.45 | 8 | 0
2040 | MISO_IN_2_NonRTO_Midwest | MISO_IN | NonRTO_Midwest | Internal | Shoulder | B13 | 600 | 4800 | 0 | 59.88 | 64.21 | 8 | 0
2040 | MISO_IN_2_NonRTO_Midwest | MISO_IN | NonRTO_Midwest | Internal | Shoulder | B14 | 900 | 4800 | 0 | 57.8 | 55.58 | 8 | 0
2040 | MISO_IN_2_NonRTO_Midwest | MISO_IN | NonRTO_Midwest | Internal | Shoulder | B15 | 1203 | 4800 | 0 | 51.64 | 48.03 | 8 | 0
2040 | MISO_IN_2_NonRTO_Midwest | MISO_IN | NonRTO_Midwest | Internal | Summer | B1 | 10 | 4800 | 0 | 97.68 | 97.9 | 8 | 0
2040 | MISO_IN_2_NonRTO_Midwest | MISO_IN | NonRTO_Midwest | Internal | Summer | B2 | 25 | 4800 | 0 | 94.4 | 97.9 | 8 | 0
2040 | MISO_IN_2_NonRTO_Midwest | MISO_IN | NonRTO_Midwest | Internal | Summer | B3 | 75 | 4800 | 0 | 91.99 | 97.9 | 8 | 0
2040 | MISO_IN_2_NonRTO_Midwest | MISO_IN | NonRTO_Midwest | Internal | Summer | B4 | 100 | 4800 | 129.3 | 89.9 | 97.9 | 8 | 0
2040 | MISO_IN_2_NonRTO_Midwest | MISO_IN | NonRTO_Midwest | Internal | Summer | B5 | 200 | 4800 | 932.55 | 88.22 | 96.22 | 8 | 0
2040 | MISO_IN_2_NonRTO_Midwest | MISO_IN | NonRTO_Midwest | Internal | Summer | B6 | 300 | 4800 | 588.89 | 69.09 | 77.09 | 8 | 0
2040 | MISO_IN_2_NonRTO_Midwest | MISO_IN | NonRTO_Midwest | Internal | Summer | B7 | 400 | 4800 | 0 | 57.29 | 58.05 | 8 | 0
2040 | MISO_IN_2_NonRTO_Midwest | MISO_IN | NonRTO_Midwest | Internal | Summer | B8 | 500 | 4800 | 0 | 53.22 | 53.96 | 8 | 0
2040 | MISO_IN_2_NonRTO_Midwest | MISO_IN | NonRTO_Midwest | Internal | Summer | B9 | 800 | 4800 | 0 | 50.03 | 48.03 | 8 | 0
2040 | MISO_IN_2_NonRTO_Midwest | MISO_IN | NonRTO_Midwest | Internal | Summer | B10 | 1262 | 4800 | 0 | 50.03 | 42.03 | 8 | 0
2040 | MISO_IN_2_NonRTO_Midwest | MISO_IN | NonRTO_Midwest | Internal | Winter | B16 | 25 | 4800 | 2047.94 | 82.57 | 90.57 | 8 | 0
2040 | MISO_IN_2_NonRTO_Midwest | MISO_IN | NonRTO_Midwest | Internal | Winter | B17 | 100 | 4800 | 846.06 | 69.56 | 77.56 | 8 | 0
2040 | MISO_IN_2_NonRTO_Midwest | MISO_IN | NonRTO_Midwest | Internal | Winter | B18 | 400 | 4800 | 0 | 61.75 | 59.41 | 8 | 0
2040 | MISO_IN_2_NonRTO_Midwest | MISO_IN | NonRTO_Midwest | Internal | Winter | B19 | 700 | 4800 | 0 | 59.42 | 59.41 | 8 | 0
2040 | MISO_IN_2_NonRTO_Midwest | MISO_IN | NonRTO_Midwest | Internal | Winter | B20 | 935 | 4800 | 0 | 53.54 | 49.96 | 8 | 0
2040 | MISO_IN_2_PJM_ROR | MISO_IN | PJM_ROR | Internal | Shoulder | B11 | 25 | 992 | 0 | 84.77 | 82.77 | 2 | 0
2040 | MISO_IN_2_PJM_ROR | MISO_IN | PJM_ROR | Internal | Shoulder | B12 | 200 | 992 | 0 | 64.45 | 66.42 | 2 | 0
2040 | MISO_IN_2_PJM_ROR | MISO_IN | PJM_ROR | Internal | Shoulder | B13 | 600 | 992 | 0 | 59.88 | 59.14 | 2 | 0
2040 | MISO_IN_2_PJM_ROR | MISO_IN | PJM_ROR | Internal | Shoulder | B14 | 900 | 992 | 0 | 57.8 | 56.26 | 2 | 0
2040 | MISO_IN_2_PJM_ROR | MISO_IN | PJM_ROR | Internal | Shoulder | B15 | 1203 | 992 | 0 | 51.64 | 51.58 | 2 | 0
2040 | MISO_IN_2_PJM_ROR | MISO_IN | PJM_ROR | Internal | Summer | B1 | 10 | 992 | 992 | 97.68 | 107.45 | 2 | 7.77
2040 | MISO_IN_2_PJM_ROR | MISO_IN | PJM_ROR | Internal | Summer | B2 | 25 | 992 | 0 | 94.4 | 96.38 | 2 | 0
2040 | MISO_IN_2_PJM_ROR | MISO_IN | PJM_ROR | Internal | Summer | B3 | 75 | 992 | 0 | 91.99 | 90.44 | 2 | 0
2040 | MISO_IN_2_PJM_ROR | MISO_IN | PJM_ROR | Internal | Summer | B4 | 100 | 992 | 0 | 89.9 | 90.44 | 2 | 0
2040 | MISO_IN_2_PJM_ROR | MISO_IN | PJM_ROR | Internal | Summer | B5 | 200 | 992 | 0 | 88.22 | 86.22 | 2 | 0
2040 | MISO_IN_2_PJM_ROR | MISO_IN | PJM_ROR | Internal | Summer | B6 | 300 | 992 | 0 | 69.09 | 68.21 | 2 | 0
2040 | MISO_IN_2_PJM_ROR | MISO_IN | PJM_ROR | Internal | Summer | B7 | 400 | 992 | 0 | 57.29 | 55.31 | 2 | 0
2040 | MISO_IN_2_PJM_ROR | MISO_IN | PJM_ROR | Internal | Summer | B8 | 500 | 992 | 0 | 53.22 | 53.37 | 2 | 0
2040 | MISO_IN_2_PJM_ROR | MISO_IN | PJM_ROR | Internal | Summer | B9 | 800 | 992 | 0 | 50.03 | 49.78 | 2 | 0
2040 | MISO_IN_2_PJM_ROR | MISO_IN | PJM_ROR | Internal | Summer | B10 | 1262 | 992 | 0 | 50.03 | 49.38 | 2 | 0
2040 | MISO_IN_2_PJM_ROR | MISO_IN | PJM_ROR | Internal | Winter | B16 | 25 | 992 | 106.06 | 82.57 | 84.57 | 2 | 0
2040 | MISO_IN_2_PJM_ROR | MISO_IN | PJM_ROR | Internal | Winter | B17 | 100 | 992 | 840.36 | 69.56 | 71.56 | 2 | 0
2040 | MISO_IN_2_PJM_ROR | MISO_IN | PJM_ROR | Internal | Winter | B18 | 400 | 992 | 347.49 | 61.75 | 63.75 | 2 | 0
2040 | MISO_IN_2_PJM_ROR | MISO_IN | PJM_ROR | Internal | Winter | B19 | 700 | 992 | 0 | 59.42 | 60.69 | 2 | 0
2040 | MISO_IN_2_PJM_ROR | MISO_IN | PJM_ROR | Internal | Winter | B20 | 935 | 992 | 746.65 | 53.54 | 55.54 | 2 | 0
2040 | MISO_MI_2_MISO_IN | MISO_MI | MISO_IN | Internal | Shoulder | B11 | 25 | 2045 | 0.02 | 84.77 | 84.77 | 0.01 | 0
2040 | MISO_MI_2_MISO_IN | MISO_MI | MISO_IN | Internal | Shoulder | B12 | 200 | 2045 | 0 | 64.46 | 64.45 | 0.01 | 0
2040 | MISO_MI_2_MISO_IN | MISO_MI | MISO_IN | Internal | Shoulder | B13 | 600 | 2045 | 0 | 59.89 | 59.88 | 0.01 | 0
2040 | MISO_MI_2_MISO_IN | MISO_MI | MISO_IN | Internal | Shoulder | B14 | 900 | 2045 | 0 | 57.81 | 57.8 | 0.01 | 0
2040 | MISO_MI_2_MISO_IN | MISO_MI | MISO_IN | Internal | Shoulder | B15 | 1203 | 2045 | 0 | 51.66 | 51.64 | 0.01 | 0
2040 | MISO_MI_2_MISO_IN | MISO_MI | MISO_IN | Internal | Summer | B1 | 10 | 2045 | 0.02 | 97.7 | 97.68 | 0.01 | 0
2040 | MISO_MI_2_MISO_IN | MISO_MI | MISO_IN | Internal | Summer | B2 | 25 | 2045 | 0 | 94.42 | 94.4 | 0.01 | 0
2040 | MISO_MI_2_MISO_IN | MISO_MI | MISO_IN | Internal | Summer | B3 | 75 | 2045 | 646.09 | 91.98 | 91.99 | 0.01 | 0
2040 | MISO_MI_2_MISO_IN | MISO_MI | MISO_IN | Internal | Summer | B4 | 100 | 2045 | 2041.08 | 89.89 | 89.9 | 0.01 | 0
2040 | MISO_MI_2_MISO_IN | MISO_MI | MISO_IN | Internal | Summer | B5 | 200 | 2045 | 0 | 88.22 | 88.22 | 0.01 | 0
2040 | MISO_MI_2_MISO_IN | MISO_MI | MISO_IN | Internal | Summer | B6 | 300 | 2045 | 0 | 69.1 | 69.09 | 0.01 | 0
2040 | MISO_MI_2_MISO_IN | MISO_MI | MISO_IN | Internal | Summer | B7 | 400 | 2045 | 0 | 57.31 | 57.29 | 0.01 | 0
2040 | MISO_MI_2_MISO_IN | MISO_MI | MISO_IN | Internal | Summer | B8 | 500 | 2045 | 0 | 53.66 | 53.22 | 0.01 | 0
2040 | MISO_MI_2_MISO_IN | MISO_MI | MISO_IN | Internal | Summer | B9 | 800 | 2045 | 0 | 50.05 | 50.03 | 0.01 | 0
2040 | MISO_MI_2_MISO_IN | MISO_MI | MISO_IN | Internal | Summer | B10 | 1262 | 2045 | 0 | 50.04 | 50.03 | 0.01 | 0
2040 | MISO_MI_2_MISO_IN | MISO_MI | MISO_IN | Internal | Winter | B16 | 25 | 2045 | 0 | 82.58 | 82.57 | 0.01 | 0
2040 | MISO_MI_2_MISO_IN | MISO_MI | MISO_IN | Internal | Winter | B17 | 100 | 2045 | 0 | 69.58 | 69.56 | 0.01 | 0
2040 | MISO_MI_2_MISO_IN | MISO_MI | MISO_IN | Internal | Winter | B18 | 400 | 2045 | 0 | 61.77 | 61.75 | 0.01 | 0
2040 | MISO_MI_2_MISO_IN | MISO_MI | MISO_IN | Internal | Winter | B19 | 700 | 2045 | 0 | 59.43 | 59.42 | 0.01 | 0
2040 | MISO_MI_2_MISO_IN | MISO_MI | MISO_IN | Internal | Winter | B20 | 935 | 2045 | 0 | 53.55 | 53.54 | 0.01 | 0
2040 | MISO_MI_2_MISO_WUMS | MISO_MI | MISO_WUMS | Internal | Shoulder | B11 | 25 | 117 | 0 | 84.77 | 84.76 | 0.01 | 0
2040 | MISO_MI_2_MISO_WUMS | MISO_MI | MISO_WUMS | Internal | Shoulder | B12 | 200 | 117 | 0 | 64.46 | 64.42 | 0.01 | 0
2040 | MISO_MI_2_MISO_WUMS | MISO_MI | MISO_WUMS | Internal | Shoulder | B13 | 600 | 117 | 0 | 59.89 | 59.84 | 0.01 | 0
2040 | MISO_MI_2_MISO_WUMS | MISO_MI | MISO_WUMS | Internal | Shoulder | B14 | 900 | 117 | 0 | 57.81 | 57.77 | 0.01 | 0
2040 | MISO_MI_2_MISO_WUMS | MISO_MI | MISO_WUMS | Internal | Shoulder | B15 | 1203 | 117 | 117 | 51.66 | 51.69 | 0.01 | 0.02
2040 | MISO_MI_2_MISO_WUMS | MISO_MI | MISO_WUMS | Internal | Summer | B1 | 10 | 117 | 0 | 97.7 | 97.65 | 0.01 | 0
2040 | MISO_MI_2_MISO_WUMS | MISO_MI | MISO_WUMS | Internal | Summer | B2 | 25 | 117 | 0 | 94.42 | 94.37 | 0.01 | 0
2040 | MISO_MI_2_MISO_WUMS | MISO_MI | MISO_WUMS | Internal | Summer | B3 | 75 | 117 | 117 | 91.98 | 92.37 | 0.01 | 0.37
2040 | MISO_MI_2_MISO_WUMS | MISO_MI | MISO_WUMS | Internal | Summer | B4 | 100 | 117 | 49.42 | 89.89 | 89.9 | 0.01 | 0
2040 | MISO_MI_2_MISO_WUMS | MISO_MI | MISO_WUMS | Internal | Summer | B5 | 200 | 117 | 0 | 88.22 | 87.99 | 0.01 | 0
2040 | MISO_MI_2_MISO_WUMS | MISO_MI | MISO_WUMS | Internal | Summer | B6 | 300 | 117 | 0 | 69.1 | 69.07 | 0.01 | 0
2040 | MISO_MI_2_MISO_WUMS | MISO_MI | MISO_WUMS | Internal | Summer | B7 | 400 | 117 | 0 | 57.31 | 57.28 | 0.01 | 0
2040 | MISO_MI_2_MISO_WUMS | MISO_MI | MISO_WUMS | Internal | Summer | B8 | 500 | 117 | 0 | 53.66 | 53.21 | 0.01 | 0
2040 | MISO_MI_2_MISO_WUMS | MISO_MI | MISO_WUMS | Internal | Summer | B9 | 800 | 117 | 0 | 50.05 | 50.04 | 0.01 | 0
2040 | MISO_MI_2_MISO_WUMS | MISO_MI | MISO_WUMS | Internal | Summer | B10 | 1262 | 117 | 0 | 50.04 | 49.9 | 0.01 | 0
2040 | MISO_MI_2_MISO_WUMS | MISO_MI | MISO_WUMS | Internal | Winter | B16 | 25 | 117 | 0 | 82.58 | 82.57 | 0.01 | 0
2040 | MISO_MI_2_MISO_WUMS | MISO_MI | MISO_WUMS | Internal | Winter | B17 | 100 | 117 | 0 | 69.58 | 69.56 | 0.01 | 0
2040 | MISO_MI_2_MISO_WUMS | MISO_MI | MISO_WUMS | Internal | Winter | B18 | 400 | 117 | 0 | 61.77 | 61.77 | 0.01 | 0
2040 | MISO_MI_2_MISO_WUMS | MISO_MI | MISO_WUMS | Internal | Winter | B19 | 700 | 117 | 0 | 59.43 | 59.43 | 0.01 | 0
2040 | MISO_MI_2_MISO_WUMS | MISO_MI | MISO_WUMS | Internal | Winter | B20 | 935 | 117 | 117 | 53.55 | 55.03 | 0.01 | 1.47
2040 | MISO_MI_2_PJM_ROR | MISO_MI | PJM_ROR | Internal | Shoulder | B11 | 25 | 1424 | 0 | 84.77 | 82.77 | 2 | 0
2040 | MISO_MI_2_PJM_ROR | MISO_MI | PJM_ROR | Internal | Shoulder | B12 | 200 | 1424 | 0 | 64.46 | 66.42 | 2 | 0
2040 | MISO_MI_2_PJM_ROR | MISO_MI | PJM_ROR | Internal | Shoulder | B13 | 600 | 1424 | 0 | 59.89 | 59.14 | 2 | 0
2040 | MISO_MI_2_PJM_ROR | MISO_MI | PJM_ROR | Internal | Shoulder | B14 | 900 | 1424 | 0 | 57.81 | 56.26 | 2 | 0
2040 | MISO_MI_2_PJM_ROR | MISO_MI | PJM_ROR | Internal | Shoulder | B15 | 1203 | 1424 | 0 | 51.66 | 51.58 | 2 | 0
2040 | MISO_MI_2_PJM_ROR | MISO_MI | PJM_ROR | Internal | Summer | B1 | 10 | 1424 | 1424 | 97.7 | 107.45 | 2 | 7.75
2040 | MISO_MI_2_PJM_ROR | MISO_MI | PJM_ROR | Internal | Summer | B2 | 25 | 1424 | 0 | 94.42 | 96.38 | 2 | 0
2040 | MISO_MI_2_PJM_ROR | MISO_MI | PJM_ROR | Internal | Summer | B3 | 75 | 1424 | 0 | 91.98 | 90.44 | 2 | 0
2040 | MISO_MI_2_PJM_ROR | MISO_MI | PJM_ROR | Internal | Summer | B4 | 100 | 1424 | 0 | 89.89 | 90.44 | 2 | 0
2040 | MISO_MI_2_PJM_ROR | MISO_MI | PJM_ROR | Internal | Summer | B5 | 200 | 1424 | 0 | 88.22 | 86.22 | 2 | 0
2040 | MISO_MI_2_PJM_ROR | MISO_MI | PJM_ROR | Internal | Summer | B6 | 300 | 1424 | 0 | 69.1 | 68.21 | 2 | 0
2040 | MISO_MI_2_PJM_ROR | MISO_MI | PJM_ROR | Internal | Summer | B7 | 400 | 1424 | 0 | 57.31 | 55.31 | 2 | 0
2040 | MISO_MI_2_PJM_ROR | MISO_MI | PJM_ROR | Internal | Summer | B8 | 500 | 1424 | 0 | 53.66 | 53.37 | 2 | 0
2040 | MISO_MI_2_PJM_ROR | MISO_MI | PJM_ROR | Internal | Summer | B9 | 800 | 1424 | 0 | 50.05 | 49.78 | 2 | 0
2040 | MISO_MI_2_PJM_ROR | MISO_MI | PJM_ROR | Internal | Summer | B10 | 1262 | 1424 | 0 | 50.04 | 49.38 | 2 | 0
2040 | MISO_MI_2_PJM_ROR | MISO_MI | PJM_ROR | Internal | Winter | B16 | 25 | 1424 | 0.01 | 82.58 | 84.57 | 2 | 0
2040 | MISO_MI_2_PJM_ROR | MISO_MI | PJM_ROR | Internal | Winter | B17 | 100 | 1424 | 0 | 69.58 | 71.56 | 2 | 0
2040 | MISO_MI_2_PJM_ROR | MISO_MI | PJM_ROR | Internal | Winter | B18 | 400 | 1424 | 0 | 61.77 | 63.75 | 2 | 0
2040 | MISO_MI_2_PJM_ROR | MISO_MI | PJM_ROR | Internal | Winter | B19 | 700 | 1424 | 0 | 59.43 | 60.69 | 2 | 0
2040 | MISO_MI_2_PJM_ROR | MISO_MI | PJM_ROR | Internal | Winter | B20 | 935 | 1424 | 0 | 53.55 | 55.54 | 2 | 0
2040 | MISO_MO-IL_2_ENT | MISO_MO-IL | ENT | Internal | Shoulder | B11 | 25 | 2540 | 0 | 84.78 | 87.77 | 8 | 0
2040 | MISO_MO-IL_2_ENT | MISO_MO-IL | ENT | Internal | Shoulder | B12 | 200 | 2540 | 0 | 64.44 | 61.96 | 8 | 0
2040 | MISO_MO-IL_2_ENT | MISO_MO-IL | ENT | Internal | Shoulder | B13 | 600 | 2540 | 0 | 59.86 | 61.51 | 8 | 0
2040 | MISO_MO-IL_2_ENT | MISO_MO-IL | ENT | Internal | Shoulder | B14 | 900 | 2540 | 0 | 57.79 | 59.84 | 8 | 0
2040 | MISO_MO-IL_2_ENT | MISO_MO-IL | ENT | Internal | Shoulder | B15 | 1203 | 2540 | 0 | 51.63 | 59.46 | 8 | 0
2040 | MISO_MO-IL_2_ENT | MISO_MO-IL | ENT | Internal | Summer | B1 | 10 | 2540 | 0 | 97.67 | 98.63 | 8 | 0
2040 | MISO_MO-IL_2_ENT | MISO_MO-IL | ENT | Internal | Summer | B2 | 25 | 2540 | 0 | 94.39 | 94.52 | 8 | 0
2040 | MISO_MO-IL_2_ENT | MISO_MO-IL | ENT | Internal | Summer | B3 | 75 | 2540 | 0 | 92.01 | 92.52 | 8 | 0
2040 | MISO_MO-IL_2_ENT | MISO_MO-IL | ENT | Internal | Summer | B4 | 100 | 2540 | 0 | 90.3 | 92.52 | 8 | 0
2040 | MISO_MO-IL_2_ENT | MISO_MO-IL | ENT | Internal | Summer | B5 | 200 | 2540 | 0 | 88.23 | 88.11 | 8 | 0
2040 | MISO_MO-IL_2_ENT | MISO_MO-IL | ENT | Internal | Summer | B6 | 300 | 2540 | 0 | 69.1 | 75.16 | 8 | 0
2040 | MISO_MO-IL_2_ENT | MISO_MO-IL | ENT | Internal | Summer | B7 | 400 | 2540 | 0 | 57.31 | 60.31 | 8 | 0
2040 | MISO_MO-IL_2_ENT | MISO_MO-IL | ENT | Internal | Summer | B8 | 500 | 2540 | 0 | 53.21 | 60 | 8 | 0
2040 | MISO_MO-IL_2_ENT | MISO_MO-IL | ENT | Internal | Summer | B9 | 800 | 2540 | 711.13 | 50.04 | 58.04 | 8 | 0
2040 | MISO_MO-IL_2_ENT | MISO_MO-IL | ENT | Internal | Summer | B10 | 1262 | 2540 | 2540 | 47.38 | 57.5 | 8 | 2.13
2040 | MISO_MO-IL_2_ENT | MISO_MO-IL | ENT | Internal | Winter | B16 | 25 | 2540 | 0 | 82.56 | 82.55 | 8 | 0
2040 | MISO_MO-IL_2_ENT | MISO_MO-IL | ENT | Internal | Winter | B17 | 100 | 2540 | 0 | 68.99 | 66.07 | 8 | 0
2040 | MISO_MO-IL_2_ENT | MISO_MO-IL | ENT | Internal | Winter | B18 | 400 | 2540 | 0 | 61.75 | 65.59 | 8 | 0
2040 | MISO_MO-IL_2_ENT | MISO_MO-IL | ENT | Internal | Winter | B19 | 700 | 2540 | 0 | 59.41 | 64.01 | 8 | 0
2040 | MISO_MO-IL_2_ENT | MISO_MO-IL | ENT | Internal | Winter | B20 | 935 | 2540 | 1255.08 | 49.96 | 57.96 | 8 | 0
2040 | MISO_MO-IL_2_MISO_IN | MISO_MO-IL | MISO_IN | Internal | Shoulder | B11 | 25 | 2100 | 0 | 84.78 | 84.77 | 0.01 | 0
2040 | MISO_MO-IL_2_MISO_IN | MISO_MO-IL | MISO_IN | Internal | Shoulder | B12 | 200 | 2100 | 1892.82 | 64.44 | 64.45 | 0.01 | 0
2040 | MISO_MO-IL_2_MISO_IN | MISO_MO-IL | MISO_IN | Internal | Shoulder | B13 | 600 | 2100 | 1440.59 | 59.86 | 59.88 | 0.01 | 0
2040 | MISO_MO-IL_2_MISO_IN | MISO_MO-IL | MISO_IN | Internal | Shoulder | B14 | 900 | 2100 | 1129.52 | 57.79 | 57.8 | 0.01 | 0
2040 | MISO_MO-IL_2_MISO_IN | MISO_MO-IL | MISO_IN | Internal | Shoulder | B15 | 1203 | 2100 | 1443.14 | 51.63 | 51.64 | 0.01 | 0
2040 | MISO_MO-IL_2_MISO_IN | MISO_MO-IL | MISO_IN | Internal | Summer | B1 | 10 | 2100 | 101.66 | 97.67 | 97.68 | 0.01 | 0
2040 | MISO_MO-IL_2_MISO_IN | MISO_MO-IL | MISO_IN | Internal | Summer | B2 | 25 | 2100 | 762.21 | 94.39 | 94.4 | 0.01 | 0
2040 | MISO_MO-IL_2_MISO_IN | MISO_MO-IL | MISO_IN | Internal | Summer | B3 | 75 | 2100 | 0 | 92.01 | 91.99 | 0.01 | 0
2040 | MISO_MO-IL_2_MISO_IN | MISO_MO-IL | MISO_IN | Internal | Summer | B4 | 100 | 2100 | 0 | 90.3 | 89.9 | 0.01 | 0
2040 | MISO_MO-IL_2_MISO_IN | MISO_MO-IL | MISO_IN | Internal | Summer | B5 | 200 | 2100 | 0 | 88.23 | 88.22 | 0.01 | 0
2040 | MISO_MO-IL_2_MISO_IN | MISO_MO-IL | MISO_IN | Internal | Summer | B6 | 300 | 2100 | 0 | 69.1 | 69.09 | 0.01 | 0
2040 | MISO_MO-IL_2_MISO_IN | MISO_MO-IL | MISO_IN | Internal | Summer | B7 | 400 | 2100 | 0 | 57.31 | 57.29 | 0.01 | 0
2040 | MISO_MO-IL_2_MISO_IN | MISO_MO-IL | MISO_IN | Internal | Summer | B8 | 500 | 2100 | 633 | 53.21 | 53.22 | 0.01 | 0
2040 | MISO_MO-IL_2_MISO_IN | MISO_MO-IL | MISO_IN | Internal | Summer | B9 | 800 | 2100 | 0 | 50.04 | 50.03 | 0.01 | 0
2040 | MISO_MO-IL_2_MISO_IN | MISO_MO-IL | MISO_IN | Internal | Summer | B10 | 1262 | 2100 | 2100 | 47.38 | 50.03 | 0.01 | 2.64
2040 | MISO_MO-IL_2_MISO_IN | MISO_MO-IL | MISO_IN | Internal | Winter | B16 | 25 | 2100 | 1533.82 | 82.56 | 82.57 | 0.01 | 0
2040 | MISO_MO-IL_2_MISO_IN | MISO_MO-IL | MISO_IN | Internal | Winter | B17 | 100 | 2100 | 2100 | 68.99 | 69.56 | 0.01 | 0.56
2040 | MISO_MO-IL_2_MISO_IN | MISO_MO-IL | MISO_IN | Internal | Winter | B18 | 400 | 2100 | 0 | 61.75 | 61.75 | 0.01 | 0
2040 | MISO_MO-IL_2_MISO_IN | MISO_MO-IL | MISO_IN | Internal | Winter | B19 | 700 | 2100 | 1028.07 | 59.41 | 59.42 | 0.01 | 0
2040 | MISO_MO-IL_2_MISO_IN | MISO_MO-IL | MISO_IN | Internal | Winter | B20 | 935 | 2100 | 2100 | 49.96 | 53.54 | 0.01 | 3.57
2040 | MISO_MO-IL_2_MISO_W | MISO_MO-IL | MISO_W | Internal | Shoulder | B11 | 25 | 960 | 0 | 84.78 | 84.77 | 0.01 | 0
2040 | MISO_MO-IL_2_MISO_W | MISO_MO-IL | MISO_W | Internal | Shoulder | B12 | 200 | 960 | 0 | 64.44 | 64.43 | 0.01 | 0
2040 | MISO_MO-IL_2_MISO_W | MISO_MO-IL | MISO_W | Internal | Shoulder | B13 | 600 | 960 | 0 | 59.86 | 59.85 | 0.01 | 0
2040 | MISO_MO-IL_2_MISO_W | MISO_MO-IL | MISO_W | Internal | Shoulder | B14 | 900 | 960 | 0 | 57.79 | 57.78 | 0.01 | 0
2040 | MISO_MO-IL_2_MISO_W | MISO_MO-IL | MISO_W | Internal | Shoulder | B15 | 1203 | 960 | 0 | 51.63 | 51.62 | 0.01 | 0
2040 | MISO_MO-IL_2_MISO_W | MISO_MO-IL | MISO_W | Internal | Summer | B1 | 10 | 960 | 0.02 | 97.67 | 97.66 | 0.01 | 0
2040 | MISO_MO-IL_2_MISO_W | MISO_MO-IL | MISO_W | Internal | Summer | B2 | 25 | 960 | 0 | 94.39 | 94.38 | 0.01 | 0
2040 | MISO_MO-IL_2_MISO_W | MISO_MO-IL | MISO_W | Internal | Summer | B3 | 75 | 960 | 960 | 92.01 | 92.38 | 0.01 | 0.36
2040 | MISO_MO-IL_2_MISO_W | MISO_MO-IL | MISO_W | Internal | Summer | B4 | 100 | 960 | 960 | 90.3 | 90.66 | 0.01 | 0.35
2040 | MISO_MO-IL_2_MISO_W | MISO_MO-IL | MISO_W | Internal | Summer | B5 | 200 | 960 | 0 | 88.23 | 88.22 | 0.01 | 0
2040 | MISO_MO-IL_2_MISO_W | MISO_MO-IL | MISO_W | Internal | Summer | B6 | 300 | 960 | 0 | 69.1 | 69.09 | 0.01 | 0
2040 | MISO_MO-IL_2_MISO_W | MISO_MO-IL | MISO_W | Internal | Summer | B7 | 400 | 960 | 0 | 57.31 | 57.29 | 0.01 | 0
2040 | MISO_MO-IL_2_MISO_W | MISO_MO-IL | MISO_W | Internal | Summer | B8 | 500 | 960 | 0 | 53.21 | 53.2 | 0.01 | 0
2040 | MISO_MO-IL_2_MISO_W | MISO_MO-IL | MISO_W | Internal | Summer | B9 | 800 | 960 | 0 | 50.04 | 50.03 | 0.01 | 0
2040 | MISO_MO-IL_2_MISO_W | MISO_MO-IL | MISO_W | Internal | Summer | B10 | 1262 | 960 | 0 | 47.38 | 47.31 | 0.01 | 0
2040 | MISO_MO-IL_2_MISO_W | MISO_MO-IL | MISO_W | Internal | Winter | B16 | 25 | 960 | 0 | 82.56 | 82.55 | 0.01 | 0
2040 | MISO_MO-IL_2_MISO_W | MISO_MO-IL | MISO_W | Internal | Winter | B17 | 100 | 960 | 0 | 68.99 | 68.98 | 0.01 | 0
2040 | MISO_MO-IL_2_MISO_W | MISO_MO-IL | MISO_W | Internal | Winter | B18 | 400 | 960 | 0 | 61.75 | 61.75 | 0.01 | 0
2040 | MISO_MO-IL_2_MISO_W | MISO_MO-IL | MISO_W | Internal | Winter | B19 | 700 | 960 | 210.94 | 59.41 | 59.42 | 0.01 | 0
2040 | MISO_MO-IL_2_MISO_W | MISO_MO-IL | MISO_W | Internal | Winter | B20 | 935 | 960 | 0 | 49.96 | 49.95 | 0.01 | 0
2040 | MISO_MO-IL_2_PJM_ROR | MISO_MO-IL | PJM_ROR | Internal | Shoulder | B11 | 25 | 1212 | 0 | 84.78 | 82.77 | 2 | 0
2040 | MISO_MO-IL_2_PJM_ROR | MISO_MO-IL | PJM_ROR | Internal | Shoulder | B12 | 200 | 1212 | 0 | 64.44 | 66.42 | 2 | 0
2040 | MISO_MO-IL_2_PJM_ROR | MISO_MO-IL | PJM_ROR | Internal | Shoulder | B13 | 600 | 1212 | 0 | 59.86 | 59.14 | 2 | 0
2040 | MISO_MO-IL_2_PJM_ROR | MISO_MO-IL | PJM_ROR | Internal | Shoulder | B14 | 900 | 1212 | 0 | 57.79 | 56.26 | 2 | 0
2040 | MISO_MO-IL_2_PJM_ROR | MISO_MO-IL | PJM_ROR | Internal | Shoulder | B15 | 1203 | 1212 | 0 | 51.63 | 51.58 | 2 | 0
2040 | MISO_MO-IL_2_PJM_ROR | MISO_MO-IL | PJM_ROR | Internal | Summer | B1 | 10 | 1212 | 1212 | 97.67 | 107.45 | 2 | 7.78
2040 | MISO_MO-IL_2_PJM_ROR | MISO_MO-IL | PJM_ROR | Internal | Summer | B2 | 25 | 1212 | 0.01 | 94.39 | 96.38 | 2 | 0
2040 | MISO_MO-IL_2_PJM_ROR | MISO_MO-IL | PJM_ROR | Internal | Summer | B3 | 75 | 1212 | 0 | 92.01 | 90.44 | 2 | 0
2040 | MISO_MO-IL_2_PJM_ROR | MISO_MO-IL | PJM_ROR | Internal | Summer | B4 | 100 | 1212 | 0 | 90.3 | 90.44 | 2 | 0
2040 | MISO_MO-IL_2_PJM_ROR | MISO_MO-IL | PJM_ROR | Internal | Summer | B5 | 200 | 1212 | 0 | 88.23 | 86.22 | 2 | 0
2040 | MISO_MO-IL_2_PJM_ROR | MISO_MO-IL | PJM_ROR | Internal | Summer | B6 | 300 | 1212 | 0 | 69.1 | 68.21 | 2 | 0
2040 | MISO_MO-IL_2_PJM_ROR | MISO_MO-IL | PJM_ROR | Internal | Summer | B7 | 400 | 1212 | 0 | 57.31 | 55.31 | 2 | 0
2040 | MISO_MO-IL_2_PJM_ROR | MISO_MO-IL | PJM_ROR | Internal | Summer | B8 | 500 | 1212 | 0 | 53.21 | 53.37 | 2 | 0
2040 | MISO_MO-IL_2_PJM_ROR | MISO_MO-IL | PJM_ROR | Internal | Summer | B9 | 800 | 1212 | 0 | 50.04 | 49.78 | 2 | 0
2040 | MISO_MO-IL_2_PJM_ROR | MISO_MO-IL | PJM_ROR | Internal | Summer | B10 | 1262 | 1212 | 1045.06 | 47.38 | 49.38 | 2 | 0
2040 | MISO_MO-IL_2_PJM_ROR | MISO_MO-IL | PJM_ROR | Internal | Winter | B16 | 25 | 1212 | 1211.99 | 82.56 | 84.57 | 2 | 0.01
2040 | MISO_MO-IL_2_PJM_ROR | MISO_MO-IL | PJM_ROR | Internal | Winter | B17 | 100 | 1212 | 1212 | 68.99 | 71.56 | 2 | 0.57
2040 | MISO_MO-IL_2_PJM_ROR | MISO_MO-IL | PJM_ROR | Internal | Winter | B18 | 400 | 1212 | 349.8 | 61.75 | 63.75 | 2 | 0
2040 | MISO_MO-IL_2_PJM_ROR | MISO_MO-IL | PJM_ROR | Internal | Winter | B19 | 700 | 1212 | 0 | 59.41 | 60.69 | 2 | 0
2040 | MISO_MO-IL_2_PJM_ROR | MISO_MO-IL | PJM_ROR | Internal | Winter | B20 | 935 | 1212 | 1212 | 49.96 | 55.54 | 2 | 3.58
2040 | MISO_MO-IL_2_SPP_N | MISO_MO-IL | SPP_N | Internal | Shoulder | B11 | 25 | 2000 | 0 | 84.78 | 91.77 | 8 | 0
2040 | MISO_MO-IL_2_SPP_N | MISO_MO-IL | SPP_N | Internal | Shoulder | B12 | 200 | 2000 | 0 | 64.44 | 59.79 | 8 | 0
2040 | MISO_MO-IL_2_SPP_N | MISO_MO-IL | SPP_N | Internal | Shoulder | B13 | 600 | 2000 | 0 | 59.86 | 59.24 | 8 | 0
2040 | MISO_MO-IL_2_SPP_N | MISO_MO-IL | SPP_N | Internal | Shoulder | B14 | 900 | 2000 | 0 | 57.79 | 55.25 | 8 | 0
2040 | MISO_MO-IL_2_SPP_N | MISO_MO-IL | SPP_N | Internal | Shoulder | B15 | 1203 | 2000 | 0 | 51.63 | 54.26 | 8 | 0
2040 | MISO_MO-IL_2_SPP_N | MISO_MO-IL | SPP_N | Internal | Summer | B1 | 10 | 2000 | 0 | 97.67 | 97.67 | 8 | 0
2040 | MISO_MO-IL_2_SPP_N | MISO_MO-IL | SPP_N | Internal | Summer | B2 | 25 | 2000 | 0 | 94.39 | 97.66 | 8 | 0
2040 | MISO_MO-IL_2_SPP_N | MISO_MO-IL | SPP_N | Internal | Summer | B3 | 75 | 2000 | 0 | 92.01 | 97.66 | 8 | 0
2040 | MISO_MO-IL_2_SPP_N | MISO_MO-IL | SPP_N | Internal | Summer | B4 | 100 | 2000 | 0 | 90.3 | 97.66 | 8 | 0
2040 | MISO_MO-IL_2_SPP_N | MISO_MO-IL | SPP_N | Internal | Summer | B5 | 200 | 2000 | 0 | 88.23 | 91.71 | 8 | 0
2040 | MISO_MO-IL_2_SPP_N | MISO_MO-IL | SPP_N | Internal | Summer | B6 | 300 | 2000 | 0 | 69.1 | 76.09 | 8 | 0
2040 | MISO_MO-IL_2_SPP_N | MISO_MO-IL | SPP_N | Internal | Summer | B7 | 400 | 2000 | 0 | 57.31 | 60.09 | 8 | 0
2040 | MISO_MO-IL_2_SPP_N | MISO_MO-IL | SPP_N | Internal | Summer | B8 | 500 | 2000 | 0 | 53.21 | 57.42 | 8 | 0
2040 | MISO_MO-IL_2_SPP_N | MISO_MO-IL | SPP_N | Internal | Summer | B9 | 800 | 2000 | 0 | 50.04 | 57.03 | 8 | 0
2040 | MISO_MO-IL_2_SPP_N | MISO_MO-IL | SPP_N | Internal | Summer | B10 | 1262 | 2000 | 0 | 47.38 | 52.5 | 8 | 0
2040 | MISO_MO-IL_2_SPP_N | MISO_MO-IL | SPP_N | Internal | Winter | B16 | 25 | 2000 | 0 | 82.56 | 82.56 | 8 | 0
2040 | MISO_MO-IL_2_SPP_N | MISO_MO-IL | SPP_N | Internal | Winter | B17 | 100 | 2000 | 0 | 68.99 | 63.99 | 8 | 0
2040 | MISO_MO-IL_2_SPP_N | MISO_MO-IL | SPP_N | Internal | Winter | B18 | 400 | 2000 | 0 | 61.75 | 60.59 | 8 | 0
2040 | MISO_MO-IL_2_SPP_N | MISO_MO-IL | SPP_N | Internal | Winter | B19 | 700 | 2000 | 0 | 59.41 | 59.02 | 8 | 0
2040 | MISO_MO-IL_2_SPP_N | MISO_MO-IL | SPP_N | Internal | Winter | B20 | 935 | 2000 | 0 | 49.96 | 50.86 | 8 | 0
2040 | MISO_MO-IL_2_TVA_Transmission | MISO_MO-IL | TVA_Transmission | Internal | Shoulder | B11 | 25 | 4000 | 0 | 84.78 | 87.84 | 8 | 0
2040 | MISO_MO-IL_2_TVA_Transmission | MISO_MO-IL | TVA_Transmission | Internal | Shoulder | B12 | 200 | 4000 | 0 | 64.44 | 66.62 | 8 | 0
2040 | MISO_MO-IL_2_TVA_Transmission | MISO_MO-IL | TVA_Transmission | Internal | Shoulder | B13 | 600 | 4000 | 0 | 59.86 | 62.31 | 8 | 0
2040 | MISO_MO-IL_2_TVA_Transmission | MISO_MO-IL | TVA_Transmission | Internal | Shoulder | B14 | 900 | 4000 | 0 | 57.79 | 61.39 | 8 | 0
2040 | MISO_MO-IL_2_TVA_Transmission | MISO_MO-IL | TVA_Transmission | Internal | Shoulder | B15 | 1203 | 4000 | 0 | 51.63 | 56.03 | 8 | 0
2040 | MISO_MO-IL_2_TVA_Transmission | MISO_MO-IL | TVA_Transmission | Internal | Summer | B1 | 10 | 4000 | 255.19 | 97.67 | 105.67 | 8 | 0
2040 | MISO_MO-IL_2_TVA_Transmission | MISO_MO-IL | TVA_Transmission | Internal | Summer | B2 | 25 | 4000 | 176.67 | 94.39 | 102.39 | 8 | 0
2040 | MISO_MO-IL_2_TVA_Transmission | MISO_MO-IL | TVA_Transmission | Internal | Summer | B3 | 75 | 4000 | 0 | 92.01 | 96.44 | 8 | 0
2040 | MISO_MO-IL_2_TVA_Transmission | MISO_MO-IL | TVA_Transmission | Internal | Summer | B4 | 100 | 4000 | 0 | 90.3 | 96.44 | 8 | 0
2040 | MISO_MO-IL_2_TVA_Transmission | MISO_MO-IL | TVA_Transmission | Internal | Summer | B5 | 200 | 4000 | 0 | 88.23 | 91.97 | 8 | 0
2040 | MISO_MO-IL_2_TVA_Transmission | MISO_MO-IL | TVA_Transmission | Internal | Summer | B6 | 300 | 4000 | 0 | 69.1 | 74.19 | 8 | 0
2040 | MISO_MO-IL_2_TVA_Transmission | MISO_MO-IL | TVA_Transmission | Internal | Summer | B7 | 400 | 4000 | 0 | 57.31 | 60.56 | 8 | 0
2040 | MISO_MO-IL_2_TVA_Transmission | MISO_MO-IL | TVA_Transmission | Internal | Summer | B8 | 500 | 4000 | 0 | 53.21 | 57.01 | 8 | 0
2040 | MISO_MO-IL_2_TVA_Transmission | MISO_MO-IL | TVA_Transmission | Internal | Summer | B9 | 800 | 4000 | 0 | 50.04 | 54.84 | 8 | 0
2040 | MISO_MO-IL_2_TVA_Transmission | MISO_MO-IL | TVA_Transmission | Internal | Summer | B10 | 1262 | 4000 | 0 | 47.38 | 50.03 | 8 | 0
2040 | MISO_MO-IL_2_TVA_Transmission | MISO_MO-IL | TVA_Transmission | Internal | Winter | B16 | 25 | 4000 | 0.01 | 82.56 | 90.55 | 8 | 0
2040 | MISO_MO-IL_2_TVA_Transmission | MISO_MO-IL | TVA_Transmission | Internal | Winter | B17 | 100 | 4000 | 0 | 68.99 | 71.43 | 8 | 0
2040 | MISO_MO-IL_2_TVA_Transmission | MISO_MO-IL | TVA_Transmission | Internal | Winter | B18 | 400 | 4000 | 0 | 61.75 | 63.3 | 8 | 0
2040 | MISO_MO-IL_2_TVA_Transmission | MISO_MO-IL | TVA_Transmission | Internal | Winter | B19 | 700 | 4000 | 0 | 59.41 | 62.31 | 8 | 0
2040 | MISO_MO-IL_2_TVA_Transmission | MISO_MO-IL | TVA_Transmission | Internal | Winter | B20 | 935 | 4000 | 1104.27 | 49.96 | 57.96 | 8 | 0
2040 | MISO_W_2_MAPP_CA | MISO_W | MAPP_CA | Internal | Shoulder | B11 | 25 | 700 | 0 | 84.77 | 64.96 | 0.01 | 0
2040 | MISO_W_2_MAPP_CA | MISO_W | MAPP_CA | Internal | Shoulder | B12 | 200 | 700 | 0 | 64.43 | 64.42 | 0.01 | 0
2040 | MISO_W_2_MAPP_CA | MISO_W | MAPP_CA | Internal | Shoulder | B13 | 600 | 700 | 0 | 59.85 | 59.84 | 0.01 | 0
2040 | MISO_W_2_MAPP_CA | MISO_W | MAPP_CA | Internal | Shoulder | B14 | 900 | 700 | 0 | 57.78 | 57.77 | 0.01 | 0
2040 | MISO_W_2_MAPP_CA | MISO_W | MAPP_CA | Internal | Shoulder | B15 | 1203 | 700 | 700 | 51.62 | 57.77 | 0.01 | 6.13
2040 | MISO_W_2_MAPP_CA | MISO_W | MAPP_CA | Internal | Summer | B1 | 10 | 700 | 0 | 97.66 | 92.47 | 0.01 | 0
2040 | MISO_W_2_MAPP_CA | MISO_W | MAPP_CA | Internal | Summer | B2 | 25 | 700 | 0 | 94.38 | 94.37 | 0.01 | 0
2040 | MISO_W_2_MAPP_CA | MISO_W | MAPP_CA | Internal | Summer | B3 | 75 | 700 | 0 | 92.38 | 92.37 | 0.01 | 0
2040 | MISO_W_2_MAPP_CA | MISO_W | MAPP_CA | Internal | Summer | B4 | 100 | 700 | 0 | 90.66 | 90.65 | 0.01 | 0
2040 | MISO_W_2_MAPP_CA | MISO_W | MAPP_CA | Internal | Summer | B5 | 200 | 700 | 0 | 88.22 | 88.21 | 0.01 | 0
2040 | MISO_W_2_MAPP_CA | MISO_W | MAPP_CA | Internal | Summer | B6 | 300 | 700 | 0 | 69.09 | 62.45 | 0.01 | 0
2040 | MISO_W_2_MAPP_CA | MISO_W | MAPP_CA | Internal | Summer | B7 | 400 | 700 | 0 | 57.29 | 57.28 | 0.01 | 0
2040 | MISO_W_2_MAPP_CA | MISO_W | MAPP_CA | Internal | Summer | B8 | 500 | 700 | 0 | 53.2 | 53.18 | 0.01 | 0
2040 | MISO_W_2_MAPP_CA | MISO_W | MAPP_CA | Internal | Summer | B9 | 800 | 700 | 700 | 50.03 | 52.56 | 0.01 | 2.52
2040 | MISO_W_2_MAPP_CA | MISO_W | MAPP_CA | Internal | Summer | B10 | 1262 | 700 | 700 | 47.31 | 52.56 | 0.01 | 5.24
2040 | MISO_W_2_MAPP_CA | MISO_W | MAPP_CA | Internal | Winter | B16 | 25 | 700 | 0 | 82.55 | 82.53 | 0.01 | 0
2040 | MISO_W_2_MAPP_CA | MISO_W | MAPP_CA | Internal | Winter | B17 | 100 | 700 | 0 | 68.98 | 68.97 | 0.01 | 0
2040 | MISO_W_2_MAPP_CA | MISO_W | MAPP_CA | Internal | Winter | B18 | 400 | 700 | 700 | 61.75 | 62.51 | 0.01 | 0.74
2040 | MISO_W_2_MAPP_CA | MISO_W | MAPP_CA | Internal | Winter | B19 | 700 | 700 | 700 | 59.42 | 62.51 | 0.01 | 3.07
2040 | MISO_W_2_MAPP_CA | MISO_W | MAPP_CA | Internal | Winter | B20 | 935 | 700 | 700 | 49.95 | 62.51 | 0.01 | 12.54
2040 | MISO_W_2_MISO_MO-IL | MISO_W | MISO_MO-IL | Internal | Shoulder | B11 | 25 | 3800 | 1742.19 | 84.77 | 84.78 | 0.01 | 0
2040 | MISO_W_2_MISO_MO-IL | MISO_W | MISO_MO-IL | Internal | Shoulder | B12 | 200 | 3800 | 2937.51 | 64.43 | 64.44 | 0.01 | 0
2040 | MISO_W_2_MISO_MO-IL | MISO_W | MISO_MO-IL | Internal | Shoulder | B13 | 600 | 3800 | 1998.88 | 59.85 | 59.86 | 0.01 | 0
2040 | MISO_W_2_MISO_MO-IL | MISO_W | MISO_MO-IL | Internal | Shoulder | B14 | 900 | 3800 | 1579.95 | 57.78 | 57.79 | 0.01 | 0
2040 | MISO_W_2_MISO_MO-IL | MISO_W | MISO_MO-IL | Internal | Shoulder | B15 | 1203 | 3800 | 226.62 | 51.62 | 51.63 | 0.01 | 0
2040 | MISO_W_2_MISO_MO-IL | MISO_W | MISO_MO-IL | Internal | Summer | B1 | 10 | 3800 | 3020.28 | 97.66 | 97.67 | 0.01 | 0
2040 | MISO_W_2_MISO_MO-IL | MISO_W | MISO_MO-IL | Internal | Summer | B2 | 25 | 3800 | 1633.23 | 94.38 | 94.39 | 0.01 | 0
2040 | MISO_W_2_MISO_MO-IL | MISO_W | MISO_MO-IL | Internal | Summer | B3 | 75 | 3800 | 0 | 92.38 | 92.01 | 0.01 | 0
2040 | MISO_W_2_MISO_MO-IL | MISO_W | MISO_MO-IL | Internal | Summer | B4 | 100 | 3800 | 0 | 90.66 | 90.3 | 0.01 | 0
2040 | MISO_W_2_MISO_MO-IL | MISO_W | MISO_MO-IL | Internal | Summer | B5 | 200 | 3800 | 830.11 | 88.22 | 88.23 | 0.01 | 0
2040 | MISO_W_2_MISO_MO-IL | MISO_W | MISO_MO-IL | Internal | Summer | B6 | 300 | 3800 | 279.64 | 69.09 | 69.1 | 0.01 | 0
2040 | MISO_W_2_MISO_MO-IL | MISO_W | MISO_MO-IL | Internal | Summer | B7 | 400 | 3800 | 1269.88 | 57.29 | 57.31 | 0.01 | 0
2040 | MISO_W_2_MISO_MO-IL | MISO_W | MISO_MO-IL | Internal | Summer | B8 | 500 | 3800 | 2025.04 | 53.2 | 53.21 | 0.01 | 0
2040 | MISO_W_2_MISO_MO-IL | MISO_W | MISO_MO-IL | Internal | Summer | B9 | 800 | 3800 | 328.7 | 50.03 | 50.04 | 0.01 | 0
2040 | MISO_W_2_MISO_MO-IL | MISO_W | MISO_MO-IL | Internal | Summer | B10 | 1262 | 3800 | 3800 | 47.31 | 47.38 | 0.01 | 0.05
2040 | MISO_W_2_MISO_MO-IL | MISO_W | MISO_MO-IL | Internal | Winter | B16 | 25 | 3800 | 3427.59 | 82.55 | 82.56 | 0.01 | 0
2040 | MISO_W_2_MISO_MO-IL | MISO_W | MISO_MO-IL | Internal | Winter | B17 | 100 | 3800 | 2882.71 | 68.98 | 68.99 | 0.01 | 0
2040 | MISO_W_2_MISO_MO-IL | MISO_W | MISO_MO-IL | Internal | Winter | B18 | 400 | 3800 | 0 | 61.75 | 61.75 | 0.01 | 0
2040 | MISO_W_2_MISO_MO-IL | MISO_W | MISO_MO-IL | Internal | Winter | B19 | 700 | 3800 | 0 | 59.42 | 59.41 | 0.01 | 0
2040 | MISO_W_2_MISO_MO-IL | MISO_W | MISO_MO-IL | Internal | Winter | B20 | 935 | 3800 | 2874.6 | 49.95 | 49.96 | 0.01 | 0
2040 | MISO_W_2_MISO_WUMS | MISO_W | MISO_WUMS | Internal | Shoulder | B11 | 25 | 1629 | 0 | 84.77 | 84.76 | 0.01 | 0
2040 | MISO_W_2_MISO_WUMS | MISO_W | MISO_WUMS | Internal | Shoulder | B12 | 200 | 1629 | 0 | 64.43 | 64.42 | 0.01 | 0
2040 | MISO_W_2_MISO_WUMS | MISO_W | MISO_WUMS | Internal | Shoulder | B13 | 600 | 1629 | 0 | 59.85 | 59.84 | 0.01 | 0
2040 | MISO_W_2_MISO_WUMS | MISO_W | MISO_WUMS | Internal | Shoulder | B14 | 900 | 1629 | 0 | 57.78 | 57.77 | 0.01 | 0
2040 | MISO_W_2_MISO_WUMS | MISO_W | MISO_WUMS | Internal | Shoulder | B15 | 1203 | 1629 | 1629 | 51.62 | 51.69 | 0.01 | 0.06
2040 | MISO_W_2_MISO_WUMS | MISO_W | MISO_WUMS | Internal | Summer | B1 | 10 | 1629 | 0.02 | 97.66 | 97.65 | 0.01 | 0
2040 | MISO_W_2_MISO_WUMS | MISO_W | MISO_WUMS | Internal | Summer | B2 | 25 | 1629 | 0 | 94.38 | 94.37 | 0.01 | 0
2040 | MISO_W_2_MISO_WUMS | MISO_W | MISO_WUMS | Internal | Summer | B3 | 75 | 1629 | 0 | 92.38 | 92.37 | 0.01 | 0
2040 | MISO_W_2_MISO_WUMS | MISO_W | MISO_WUMS | Internal | Summer | B4 | 100 | 1629 | 0 | 90.66 | 89.9 | 0.01 | 0
2040 | MISO_W_2_MISO_WUMS | MISO_W | MISO_WUMS | Internal | Summer | B5 | 200 | 1629 | 0 | 88.22 | 87.99 | 0.01 | 0
2040 | MISO_W_2_MISO_WUMS | MISO_W | MISO_WUMS | Internal | Summer | B6 | 300 | 1629 | 0 | 69.09 | 69.07 | 0.01 | 0
2040 | MISO_W_2_MISO_WUMS | MISO_W | MISO_WUMS | Internal | Summer | B7 | 400 | 1629 | 0 | 57.29 | 57.28 | 0.01 | 0
2040 | MISO_W_2_MISO_WUMS | MISO_W | MISO_WUMS | Internal | Summer | B8 | 500 | 1629 | 829.4 | 53.2 | 53.21 | 0.01 | 0
2040 | MISO_W_2_MISO_WUMS | MISO_W | MISO_WUMS | Internal | Summer | B9 | 800 | 1629 | 253.42 | 50.03 | 50.04 | 0.01 | 0
2040 | MISO_W_2_MISO_WUMS | MISO_W | MISO_WUMS | Internal | Summer | B10 | 1262 | 1629 | 1629 | 47.31 | 49.9 | 0.01 | 2.57
2040 | MISO_W_2_MISO_WUMS | MISO_W | MISO_WUMS | Internal | Winter | B16 | 25 | 1629 | 1628.99 | 82.55 | 82.57 | 0.01 | 0.01
2040 | MISO_W_2_MISO_WUMS | MISO_W | MISO_WUMS | Internal | Winter | B17 | 100 | 1629 | 1629 | 68.98 | 69.56 | 0.01 | 0.57
2040 | MISO_W_2_MISO_WUMS | MISO_W | MISO_WUMS | Internal | Winter | B18 | 400 | 1629 | 114.43 | 61.75 | 61.77 | 0.01 | 0
2040 | MISO_W_2_MISO_WUMS | MISO_W | MISO_WUMS | Internal | Winter | B19 | 700 | 1629 | 1380.71 | 59.42 | 59.43 | 0.01 | 0
2040 | MISO_W_2_MISO_WUMS | MISO_W | MISO_WUMS | Internal | Winter | B20 | 935 | 1629 | 1629 | 49.95 | 55.03 | 0.01 | 5.07
2040 | MISO_W_2_NE | MISO_W | NE | Internal | Shoulder | B11 | 25 | 2800 | 0 | 84.77 | 84.77 | 7 | 0
2040 | MISO_W_2_NE | MISO_W | NE | Internal | Shoulder | B12 | 200 | 2800 | 0 | 64.43 | 59.77 | 7 | 0
2040 | MISO_W_2_NE | MISO_W | NE | Internal | Shoulder | B13 | 600 | 2800 | 0 | 59.85 | 59.23 | 7 | 0
2040 | MISO_W_2_NE | MISO_W | NE | Internal | Shoulder | B14 | 900 | 2800 | 0 | 57.78 | 55.24 | 7 | 0
2040 | MISO_W_2_NE | MISO_W | NE | Internal | Shoulder | B15 | 1203 | 2800 | 0 | 51.62 | 48.18 | 7 | 0
2040 | MISO_W_2_NE | MISO_W | NE | Internal | Summer | B1 | 10 | 2800 | 0 | 97.66 | 97.66 | 7 | 0
2040 | MISO_W_2_NE | MISO_W | NE | Internal | Summer | B2 | 25 | 2800 | 0 | 94.38 | 97.13 | 7 | 0
2040 | MISO_W_2_NE | MISO_W | NE | Internal | Summer | B3 | 75 | 2800 | 0 | 92.38 | 97.13 | 7 | 0
2040 | MISO_W_2_NE | MISO_W | NE | Internal | Summer | B4 | 100 | 2800 | 0 | 90.66 | 97.13 | 7 | 0
2040 | MISO_W_2_NE | MISO_W | NE | Internal | Summer | B5 | 200 | 2800 | 0 | 88.22 | 88.22 | 7 | 0
2040 | MISO_W_2_NE | MISO_W | NE | Internal | Summer | B6 | 300 | 2800 | 0 | 69.09 | 69.09 | 7 | 0
2040 | MISO_W_2_NE | MISO_W | NE | Internal | Summer | B7 | 400 | 2800 | 0 | 57.29 | 60.08 | 7 | 0
2040 | MISO_W_2_NE | MISO_W | NE | Internal | Summer | B8 | 500 | 2800 | 0 | 53.2 | 53.2 | 7 | 0
2040 | MISO_W_2_NE | MISO_W | NE | Internal | Summer | B9 | 800 | 2800 | 0 | 50.03 | 50.03 | 7 | 0
2040 | MISO_W_2_NE | MISO_W | NE | Internal | Summer | B10 | 1262 | 2800 | 0 | 47.31 | 42.31 | 7 | 0
2040 | MISO_W_2_NE | MISO_W | NE | Internal | Winter | B16 | 25 | 2800 | 0 | 82.55 | 82.55 | 7 | 0
2040 | MISO_W_2_NE | MISO_W | NE | Internal | Winter | B17 | 100 | 2800 | 0 | 68.98 | 63.98 | 7 | 0
2040 | MISO_W_2_NE | MISO_W | NE | Internal | Winter | B18 | 400 | 2800 | 0 | 61.75 | 60.58 | 7 | 0
2040 | MISO_W_2_NE | MISO_W | NE | Internal | Winter | B19 | 700 | 2800 | 0 | 59.42 | 59.01 | 7 | 0
2040 | MISO_W_2_NE | MISO_W | NE | Internal | Winter | B20 | 935 | 2800 | 0 | 49.95 | 44.95 | 7 | 0
2040 | MISO_W_2_PJM_ROR | MISO_W | PJM_ROR | Internal | Shoulder | B11 | 25 | 773 | 0 | 84.77 | 82.77 | 2 | 0
2040 | MISO_W_2_PJM_ROR | MISO_W | PJM_ROR | Internal | Shoulder | B12 | 200 | 773 | 0 | 64.43 | 66.42 | 2 | 0
2040 | MISO_W_2_PJM_ROR | MISO_W | PJM_ROR | Internal | Shoulder | B13 | 600 | 773 | 0 | 59.85 | 59.14 | 2 | 0
2040 | MISO_W_2_PJM_ROR | MISO_W | PJM_ROR | Internal | Shoulder | B14 | 900 | 773 | 0 | 57.78 | 56.26 | 2 | 0
2040 | MISO_W_2_PJM_ROR | MISO_W | PJM_ROR | Internal | Shoulder | B15 | 1203 | 773 | 0 | 51.62 | 51.58 | 2 | 0
2040 | MISO_W_2_PJM_ROR | MISO_W | PJM_ROR | Internal | Summer | B1 | 10 | 773 | 773 | 97.66 | 107.45 | 2 | 7.79
2040 | MISO_W_2_PJM_ROR | MISO_W | PJM_ROR | Internal | Summer | B2 | 25 | 773 | 391.81 | 94.38 | 96.38 | 2 | 0
2040 | MISO_W_2_PJM_ROR | MISO_W | PJM_ROR | Internal | Summer | B3 | 75 | 773 | 0 | 92.38 | 90.44 | 2 | 0
2040 | MISO_W_2_PJM_ROR | MISO_W | PJM_ROR | Internal | Summer | B4 | 100 | 773 | 0 | 90.66 | 90.44 | 2 | 0
2040 | MISO_W_2_PJM_ROR | MISO_W | PJM_ROR | Internal | Summer | B5 | 200 | 773 | 0 | 88.22 | 86.22 | 2 | 0
2040 | MISO_W_2_PJM_ROR | MISO_W | PJM_ROR | Internal | Summer | B6 | 300 | 773 | 0 | 69.09 | 68.21 | 2 | 0
2040 | MISO_W_2_PJM_ROR | MISO_W | PJM_ROR | Internal | Summer | B7 | 400 | 773 | 0 | 57.29 | 55.31 | 2 | 0
2040 | MISO_W_2_PJM_ROR | MISO_W | PJM_ROR | Internal | Summer | B8 | 500 | 773 | 0 | 53.2 | 53.37 | 2 | 0
2040 | MISO_W_2_PJM_ROR | MISO_W | PJM_ROR | Internal | Summer | B9 | 800 | 773 | 0 | 50.03 | 49.78 | 2 | 0
2040 | MISO_W_2_PJM_ROR | MISO_W | PJM_ROR | Internal | Summer | B10 | 1262 | 773 | 773 | 47.31 | 49.38 | 2 | 0.06
2040 | MISO_W_2_PJM_ROR | MISO_W | PJM_ROR | Internal | Winter | B16 | 25 | 773 | 772.99 | 82.55 | 84.57 | 2 | 0.02
2040 | MISO_W_2_PJM_ROR | MISO_W | PJM_ROR | Internal | Winter | B17 | 100 | 773 | 773 | 68.98 | 71.56 | 2 | 0.58
2040 | MISO_W_2_PJM_ROR | MISO_W | PJM_ROR | Internal | Winter | B18 | 400 | 773 | 654.04 | 61.75 | 63.75 | 2 | 0
2040 | MISO_W_2_PJM_ROR | MISO_W | PJM_ROR | Internal | Winter | B19 | 700 | 773 | 0 | 59.42 | 60.69 | 2 | 0
2040 | MISO_W_2_PJM_ROR | MISO_W | PJM_ROR | Internal | Winter | B20 | 935 | 773 | 773 | 49.95 | 55.54 | 2 | 3.59
2040 | MISO_W_2_SPP_N | MISO_W | SPP_N | Internal | Shoulder | B11 | 25 | 3200 | 554.33 | 84.77 | 91.77 | 7 | 0
2040 | MISO_W_2_SPP_N | MISO_W | SPP_N | Internal | Shoulder | B12 | 200 | 3200 | 0 | 64.43 | 59.79 | 7 | 0
2040 | MISO_W_2_SPP_N | MISO_W | SPP_N | Internal | Shoulder | B13 | 600 | 3200 | 0 | 59.85 | 59.24 | 7 | 0
2040 | MISO_W_2_SPP_N | MISO_W | SPP_N | Internal | Shoulder | B14 | 900 | 3200 | 0 | 57.78 | 55.25 | 7 | 0
2040 | MISO_W_2_SPP_N | MISO_W | SPP_N | Internal | Shoulder | B15 | 1203 | 3200 | 0 | 51.62 | 54.26 | 7 | 0
2040 | MISO_W_2_SPP_N | MISO_W | SPP_N | Internal | Summer | B1 | 10 | 3200 | 0 | 97.66 | 97.67 | 7 | 0
2040 | MISO_W_2_SPP_N | MISO_W | SPP_N | Internal | Summer | B2 | 25 | 3200 | 0 | 94.38 | 97.66 | 7 | 0
2040 | MISO_W_2_SPP_N | MISO_W | SPP_N | Internal | Summer | B3 | 75 | 3200 | 0 | 92.38 | 97.66 | 7 | 0
2040 | MISO_W_2_SPP_N | MISO_W | SPP_N | Internal | Summer | B4 | 100 | 3200 | 627.56 | 90.66 | 97.66 | 7 | 0
2040 | MISO_W_2_SPP_N | MISO_W | SPP_N | Internal | Summer | B5 | 200 | 3200 | 0 | 88.22 | 91.71 | 7 | 0
2040 | MISO_W_2_SPP_N | MISO_W | SPP_N | Internal | Summer | B6 | 300 | 3200 | 1189.35 | 69.09 | 76.09 | 7 | 0
2040 | MISO_W_2_SPP_N | MISO_W | SPP_N | Internal | Summer | B7 | 400 | 3200 | 0 | 57.29 | 60.09 | 7 | 0
2040 | MISO_W_2_SPP_N | MISO_W | SPP_N | Internal | Summer | B8 | 500 | 3200 | 0 | 53.2 | 57.42 | 7 | 0
2040 | MISO_W_2_SPP_N | MISO_W | SPP_N | Internal | Summer | B9 | 800 | 3200 | 986.37 | 50.03 | 57.03 | 7 | 0
2040 | MISO_W_2_SPP_N | MISO_W | SPP_N | Internal | Summer | B10 | 1262 | 3200 | 0 | 47.31 | 52.5 | 7 | 0
2040 | MISO_W_2_SPP_N | MISO_W | SPP_N | Internal | Winter | B16 | 25 | 3200 | 0 | 82.55 | 82.56 | 7 | 0
2040 | MISO_W_2_SPP_N | MISO_W | SPP_N | Internal | Winter | B17 | 100 | 3200 | 0 | 68.98 | 63.99 | 7 | 0
2040 | MISO_W_2_SPP_N | MISO_W | SPP_N | Internal | Winter | B18 | 400 | 3200 | 0 | 61.75 | 60.59 | 7 | 0
2040 | MISO_W_2_SPP_N | MISO_W | SPP_N | Internal | Winter | B19 | 700 | 3200 | 0 | 59.42 | 59.02 | 7 | 0
2040 | MISO_W_2_SPP_N | MISO_W | SPP_N | Internal | Winter | B20 | 935 | 3200 | 0 | 49.95 | 50.86 | 7 | 0
2040 | MISO_WUMS_2_MISO_MI | MISO_WUMS | MISO_MI | Internal | Shoulder | B11 | 25 | 99 | 18.66 | 84.76 | 84.77 | 0.01 | 0
2040 | MISO_WUMS_2_MISO_MI | MISO_WUMS | MISO_MI | Internal | Shoulder | B12 | 200 | 99 | 99 | 64.42 | 64.46 | 0.01 | 0.04
2040 | MISO_WUMS_2_MISO_MI | MISO_WUMS | MISO_MI | Internal | Shoulder | B13 | 600 | 99 | 99 | 59.84 | 59.89 | 0.01 | 0.04
2040 | MISO_WUMS_2_MISO_MI | MISO_WUMS | MISO_MI | Internal | Shoulder | B14 | 900 | 99 | 99 | 57.77 | 57.81 | 0.01 | 0.04
2040 | MISO_WUMS_2_MISO_MI | MISO_WUMS | MISO_MI | Internal | Shoulder | B15 | 1203 | 99 | 0 | 51.69 | 51.66 | 0.01 | 0
2040 | MISO_WUMS_2_MISO_MI | MISO_WUMS | MISO_MI | Internal | Summer | B1 | 10 | 99 | 98.99 | 97.65 | 97.7 | 0.01 | 0.04
2040 | MISO_WUMS_2_MISO_MI | MISO_WUMS | MISO_MI | Internal | Summer | B2 | 25 | 99 | 99 | 94.37 | 94.42 | 0.01 | 0.04
2040 | MISO_WUMS_2_MISO_MI | MISO_WUMS | MISO_MI | Internal | Summer | B3 | 75 | 99 | 0 | 92.37 | 91.98 | 0.01 | 0
2040 | MISO_WUMS_2_MISO_MI | MISO_WUMS | MISO_MI | Internal | Summer | B4 | 100 | 99 | 0 | 89.9 | 89.89 | 0.01 | 0
2040 | MISO_WUMS_2_MISO_MI | MISO_WUMS | MISO_MI | Internal | Summer | B5 | 200 | 99 | 99 | 87.99 | 88.22 | 0.01 | 0.21
2040 | MISO_WUMS_2_MISO_MI | MISO_WUMS | MISO_MI | Internal | Summer | B6 | 300 | 99 | 99 | 69.07 | 69.1 | 0.01 | 0.01
2040 | MISO_WUMS_2_MISO_MI | MISO_WUMS | MISO_MI | Internal | Summer | B7 | 400 | 99 | 99 | 57.28 | 57.31 | 0.01 | 0.01
2040 | MISO_WUMS_2_MISO_MI | MISO_WUMS | MISO_MI | Internal | Summer | B8 | 500 | 99 | 99 | 53.21 | 53.66 | 0.01 | 0.44
2040 | MISO_WUMS_2_MISO_MI | MISO_WUMS | MISO_MI | Internal | Summer | B9 | 800 | 99 | 83.12 | 50.04 | 50.05 | 0.01 | 0
2040 | MISO_WUMS_2_MISO_MI | MISO_WUMS | MISO_MI | Internal | Summer | B10 | 1262 | 99 | 99 | 49.9 | 50.04 | 0.01 | 0.13
2040 | MISO_WUMS_2_MISO_MI | MISO_WUMS | MISO_MI | Internal | Winter | B16 | 25 | 99 | 58.13 | 82.57 | 82.58 | 0.01 | 0
2040 | MISO_WUMS_2_MISO_MI | MISO_WUMS | MISO_MI | Internal | Winter | B17 | 100 | 99 | 45.9 | 69.56 | 69.58 | 0.01 | 0
2040 | MISO_WUMS_2_MISO_MI | MISO_WUMS | MISO_MI | Internal | Winter | B18 | 400 | 99 | 0 | 61.77 | 61.77 | 0.01 | 0
2040 | MISO_WUMS_2_MISO_MI | MISO_WUMS | MISO_MI | Internal | Winter | B19 | 700 | 99 | 0 | 59.43 | 59.43 | 0.01 | 0
2040 | MISO_WUMS_2_MISO_MI | MISO_WUMS | MISO_MI | Internal | Winter | B20 | 935 | 99 | 0 | 55.03 | 53.55 | 0.01 | 0
2040 | MISO_WUMS_2_MISO_W | MISO_WUMS | MISO_W | Internal | Shoulder | B11 | 25 | 1137 | 316.56 | 84.76 | 84.77 | 0.01 | 0
2040 | MISO_WUMS_2_MISO_W | MISO_WUMS | MISO_W | Internal | Shoulder | B12 | 200 | 1137 | 103.3 | 64.42 | 64.43 | 0.01 | 0
2040 | MISO_WUMS_2_MISO_W | MISO_WUMS | MISO_W | Internal | Shoulder | B13 | 600 | 1137 | 478.03 | 59.84 | 59.85 | 0.01 | 0
2040 | MISO_WUMS_2_MISO_W | MISO_WUMS | MISO_W | Internal | Shoulder | B14 | 900 | 1137 | 1110.17 | 57.77 | 57.78 | 0.01 | 0
2040 | MISO_WUMS_2_MISO_W | MISO_WUMS | MISO_W | Internal | Shoulder | B15 | 1203 | 1137 | 0 | 51.69 | 51.62 | 0.01 | 0
2040 | MISO_WUMS_2_MISO_W | MISO_WUMS | MISO_W | Internal | Summer | B1 | 10 | 1137 | 283.87 | 97.65 | 97.66 | 0.01 | 0
2040 | MISO_WUMS_2_MISO_W | MISO_WUMS | MISO_W | Internal | Summer | B2 | 25 | 1137 | 90.59 | 94.37 | 94.38 | 0.01 | 0
2040 | MISO_WUMS_2_MISO_W | MISO_WUMS | MISO_W | Internal | Summer | B3 | 75 | 1137 | 297.1 | 92.37 | 92.38 | 0.01 | 0
2040 | MISO_WUMS_2_MISO_W | MISO_WUMS | MISO_W | Internal | Summer | B4 | 100 | 1137 | 1137 | 89.9 | 90.66 | 0.01 | 0.75
2040 | MISO_WUMS_2_MISO_W | MISO_WUMS | MISO_W | Internal | Summer | B5 | 200 | 1137 | 1137 | 87.99 | 88.22 | 0.01 | 0.21
2040 | MISO_WUMS_2_MISO_W | MISO_WUMS | MISO_W | Internal | Summer | B6 | 300 | 1137 | 642.38 | 69.07 | 69.09 | 0.01 | 0
2040 | MISO_WUMS_2_MISO_W | MISO_WUMS | MISO_W | Internal | Summer | B7 | 400 | 1137 | 1078.08 | 57.28 | 57.29 | 0.01 | 0
2040 | MISO_WUMS_2_MISO_W | MISO_WUMS | MISO_W | Internal | Summer | B8 | 500 | 1137 | 0 | 53.21 | 53.2 | 0.01 | 0
2040 | MISO_WUMS_2_MISO_W | MISO_WUMS | MISO_W | Internal | Summer | B9 | 800 | 1137 | 0 | 50.04 | 50.03 | 0.01 | 0
2040 | MISO_WUMS_2_MISO_W | MISO_WUMS | MISO_W | Internal | Summer | B10 | 1262 | 1137 | 0 | 49.9 | 47.31 | 0.01 | 0
2040 | MISO_WUMS_2_MISO_W | MISO_WUMS | MISO_W | Internal | Winter | B16 | 25 | 1137 | 0 | 82.57 | 82.55 | 0.01 | 0
2040 | MISO_WUMS_2_MISO_W | MISO_WUMS | MISO_W | Internal | Winter | B17 | 100 | 1137 | 0 | 69.56 | 68.98 | 0.01 | 0
2040 | MISO_WUMS_2_MISO_W | MISO_WUMS | MISO_W | Internal | Winter | B18 | 400 | 1137 | 0 | 61.77 | 61.75 | 0.01 | 0
2040 | MISO_WUMS_2_MISO_W | MISO_WUMS | MISO_W | Internal | Winter | B19 | 700 | 1137 | 0 | 59.43 | 59.42 | 0.01 | 0
2040 | MISO_WUMS_2_MISO_W | MISO_WUMS | MISO_W | Internal | Winter | B20 | 935 | 1137 | 0 | 55.03 | 49.95 | 0.01 | 0
2040 | MISO_WUMS_2_PJM_ROR | MISO_WUMS | PJM_ROR | Internal | Shoulder | B11 | 25 | 1600 | 0 | 84.76 | 82.77 | 2 | 0
2040 | MISO_WUMS_2_PJM_ROR | MISO_WUMS | PJM_ROR | Internal | Shoulder | B12 | 200 | 1600 | 257.46 | 64.42 | 66.42 | 2 | 0
2040 | MISO_WUMS_2_PJM_ROR | MISO_WUMS | PJM_ROR | Internal | Shoulder | B13 | 600 | 1600 | 0 | 59.84 | 59.14 | 2 | 0
2040 | MISO_WUMS_2_PJM_ROR | MISO_WUMS | PJM_ROR | Internal | Shoulder | B14 | 900 | 1600 | 0 | 57.77 | 56.26 | 2 | 0
2040 | MISO_WUMS_2_PJM_ROR | MISO_WUMS | PJM_ROR | Internal | Shoulder | B15 | 1203 | 1600 | 0 | 51.69 | 51.58 | 2 | 0
2040 | MISO_WUMS_2_PJM_ROR | MISO_WUMS | PJM_ROR | Internal | Summer | B1 | 10 | 1600 | 1600 | 97.65 | 107.45 | 2 | 7.8
2040 | MISO_WUMS_2_PJM_ROR | MISO_WUMS | PJM_ROR | Internal | Summer | B2 | 25 | 1600 | 1599.98 | 94.37 | 96.38 | 2 | 0.01
2040 | MISO_WUMS_2_PJM_ROR | MISO_WUMS | PJM_ROR | Internal | Summer | B3 | 75 | 1600 | 0 | 92.37 | 90.44 | 2 | 0
2040 | MISO_WUMS_2_PJM_ROR | MISO_WUMS | PJM_ROR | Internal | Summer | B4 | 100 | 1600 | 0 | 89.9 | 90.44 | 2 | 0
2040 | MISO_WUMS_2_PJM_ROR | MISO_WUMS | PJM_ROR | Internal | Summer | B5 | 200 | 1600 | 0 | 87.99 | 86.22 | 2 | 0
2040 | MISO_WUMS_2_PJM_ROR | MISO_WUMS | PJM_ROR | Internal | Summer | B6 | 300 | 1600 | 0 | 69.07 | 68.21 | 2 | 0
2040 | MISO_WUMS_2_PJM_ROR | MISO_WUMS | PJM_ROR | Internal | Summer | B7 | 400 | 1600 | 0 | 57.28 | 55.31 | 2 | 0
2040 | MISO_WUMS_2_PJM_ROR | MISO_WUMS | PJM_ROR | Internal | Summer | B8 | 500 | 1600 | 0 | 53.21 | 53.37 | 2 | 0
2040 | MISO_WUMS_2_PJM_ROR | MISO_WUMS | PJM_ROR | Internal | Summer | B9 | 800 | 1600 | 0 | 50.04 | 49.78 | 2 | 0
2040 | MISO_WUMS_2_PJM_ROR | MISO_WUMS | PJM_ROR | Internal | Summer | B10 | 1262 | 1600 | 0 | 49.9 | 49.38 | 2 | 0
2040 | MISO_WUMS_2_PJM_ROR | MISO_WUMS | PJM_ROR | Internal | Winter | B16 | 25 | 1600 | 927.84 | 82.57 | 84.57 | 2 | 0
2040 | MISO_WUMS_2_PJM_ROR | MISO_WUMS | PJM_ROR | Internal | Winter | B17 | 100 | 1600 | 1268.74 | 69.56 | 71.56 | 2 | 0
2040 | MISO_WUMS_2_PJM_ROR | MISO_WUMS | PJM_ROR | Internal | Winter | B18 | 400 | 1600 | 0 | 61.77 | 63.75 | 2 | 0
2040 | MISO_WUMS_2_PJM_ROR | MISO_WUMS | PJM_ROR | Internal | Winter | B19 | 700 | 1600 | 0 | 59.43 | 60.69 | 2 | 0
2040 | MISO_WUMS_2_PJM_ROR | MISO_WUMS | PJM_ROR | Internal | Winter | B20 | 935 | 1600 | 0 | 55.03 | 55.54 | 2 | 0
2040 | NE_2_MISO_W | NE | MISO_W | Internal | Shoulder | B11 | 25 | 1600 | 0 | 84.77 | 84.77 | 5 | 0
2040 | NE_2_MISO_W | NE | MISO_W | Internal | Shoulder | B12 | 200 | 1600 | 0 | 59.77 | 64.43 | 5 | 0
2040 | NE_2_MISO_W | NE | MISO_W | Internal | Shoulder | B13 | 600 | 1600 | 0 | 59.23 | 59.85 | 5 | 0
2040 | NE_2_MISO_W | NE | MISO_W | Internal | Shoulder | B14 | 900 | 1600 | 0 | 55.24 | 57.78 | 5 | 0
2040 | NE_2_MISO_W | NE | MISO_W | Internal | Shoulder | B15 | 1203 | 1600 | 0 | 48.18 | 51.62 | 5 | 0
2040 | NE_2_MISO_W | NE | MISO_W | Internal | Summer | B1 | 10 | 1600 | 0 | 97.66 | 97.66 | 5 | 0
2040 | NE_2_MISO_W | NE | MISO_W | Internal | Summer | B2 | 25 | 1600 | 0 | 97.13 | 94.38 | 5 | 0
2040 | NE_2_MISO_W | NE | MISO_W | Internal | Summer | B3 | 75 | 1600 | 0 | 97.13 | 92.38 | 5 | 0
2040 | NE_2_MISO_W | NE | MISO_W | Internal | Summer | B4 | 100 | 1600 | 0 | 97.13 | 90.66 | 5 | 0
2040 | NE_2_MISO_W | NE | MISO_W | Internal | Summer | B5 | 200 | 1600 | 0 | 88.22 | 88.22 | 5 | 0
2040 | NE_2_MISO_W | NE | MISO_W | Internal | Summer | B6 | 300 | 1600 | 0 | 69.09 | 69.09 | 5 | 0
2040 | NE_2_MISO_W | NE | MISO_W | Internal | Summer | B7 | 400 | 1600 | 0 | 60.08 | 57.29 | 5 | 0
2040 | NE_2_MISO_W | NE | MISO_W | Internal | Summer | B8 | 500 | 1600 | 0 | 53.2 | 53.2 | 5 | 0
2040 | NE_2_MISO_W | NE | MISO_W | Internal | Summer | B9 | 800 | 1600 | 0 | 50.03 | 50.03 | 5 | 0
2040 | NE_2_MISO_W | NE | MISO_W | Internal | Summer | B10 | 1262 | 1600 | 465.05 | 42.31 | 47.31 | 5 | 0
2040 | NE_2_MISO_W | NE | MISO_W | Internal | Winter | B16 | 25 | 1600 | 0 | 82.55 | 82.55 | 5 | 0
2040 | NE_2_MISO_W | NE | MISO_W | Internal | Winter | B17 | 100 | 1600 | 102.58 | 63.98 | 68.98 | 5 | 0
2040 | NE_2_MISO_W | NE | MISO_W | Internal | Winter | B18 | 400 | 1600 | 0 | 60.58 | 61.75 | 5 | 0
2040 | NE_2_MISO_W | NE | MISO_W | Internal | Winter | B19 | 700 | 1600 | 0 | 59.01 | 59.42 | 5 | 0
2040 | NE_2_MISO_W | NE | MISO_W | Internal | Winter | B20 | 935 | 1600 | 11.53 | 44.95 | 49.95 | 5 | 0
2040 | NE_2_SPP_N | NE | SPP_N | Internal | Shoulder | B11 | 25 | 1800 | 1800 | 84.77 | 91.77 | 0.01 | 6.99
2040 | NE_2_SPP_N | NE | SPP_N | Internal | Shoulder | B12 | 200 | 1800 | 904.72 | 59.77 | 59.79 | 0.01 | 0
2040 | NE_2_SPP_N | NE | SPP_N | Internal | Shoulder | B13 | 600 | 1800 | 1073.92 | 59.23 | 59.24 | 0.01 | 0
2040 | NE_2_SPP_N | NE | SPP_N | Internal | Shoulder | B14 | 900 | 1800 | 1136.5 | 55.24 | 55.25 | 0.01 | 0
2040 | NE_2_SPP_N | NE | SPP_N | Internal | Shoulder | B15 | 1203 | 1800 | 1800 | 48.18 | 54.26 | 0.01 | 6.07
2040 | NE_2_SPP_N | NE | SPP_N | Internal | Summer | B1 | 10 | 1800 | 1586.88 | 97.66 | 97.67 | 0.01 | 0
2040 | NE_2_SPP_N | NE | SPP_N | Internal | Summer | B2 | 25 | 1800 | 1800 | 97.13 | 97.66 | 0.01 | 0.52
2040 | NE_2_SPP_N | NE | SPP_N | Internal | Summer | B3 | 75 | 1800 | 1800 | 97.13 | 97.66 | 0.01 | 0.52
2040 | NE_2_SPP_N | NE | SPP_N | Internal | Summer | B4 | 100 | 1800 | 1800 | 97.13 | 97.66 | 0.01 | 0.52
2040 | NE_2_SPP_N | NE | SPP_N | Internal | Summer | B5 | 200 | 1800 | 1800 | 88.22 | 91.71 | 0.01 | 3.48
2040 | NE_2_SPP_N | NE | SPP_N | Internal | Summer | B6 | 300 | 1800 | 1800 | 69.09 | 76.09 | 0.01 | 6.99
2040 | NE_2_SPP_N | NE | SPP_N | Internal | Summer | B7 | 400 | 1800 | 1795.61 | 60.08 | 60.09 | 0.01 | 0
2040 | NE_2_SPP_N | NE | SPP_N | Internal | Summer | B8 | 500 | 1800 | 1800 | 53.2 | 57.42 | 0.01 | 4.21
2040 | NE_2_SPP_N | NE | SPP_N | Internal | Summer | B9 | 800 | 1800 | 1800 | 50.03 | 57.03 | 0.01 | 6.99
2040 | NE_2_SPP_N | NE | SPP_N | Internal | Summer | B10 | 1262 | 1800 | 1800 | 42.31 | 52.5 | 0.01 | 10.18
2040 | NE_2_SPP_N | NE | SPP_N | Internal | Winter | B16 | 25 | 1800 | 1291.09 | 82.55 | 82.56 | 0.01 | 0
2040 | NE_2_SPP_N | NE | SPP_N | Internal | Winter | B17 | 100 | 1800 | 705.02 | 63.98 | 63.99 | 0.01 | 0
2040 | NE_2_SPP_N | NE | SPP_N | Internal | Winter | B18 | 400 | 1800 | 1228.13 | 60.58 | 60.59 | 0.01 | 0
2040 | NE_2_SPP_N | NE | SPP_N | Internal | Winter | B19 | 700 | 1800 | 973.12 | 59.01 | 59.02 | 0.01 | 0
2040 | NE_2_SPP_N | NE | SPP_N | Internal | Winter | B20 | 935 | 1800 | 1800 | 44.95 | 50.86 | 0.01 | 5.9
2040 | NEISO_2_NYISO_A-F | NEISO | NYISO_A-F | Internal | Shoulder | B11 | 25 | 600 | 600 | 48.97 | 58.5 | 3 | 6.53
2040 | NEISO_2_NYISO_A-F | NEISO | NYISO_A-F | Internal | Shoulder | B12 | 200 | 600 | 600 | 48.97 | 58.4 | 3 | 6.43
2040 | NEISO_2_NYISO_A-F | NEISO | NYISO_A-F | Internal | Shoulder | B13 | 600 | 600 | 600 | 48.97 | 52.65 | 3 | 0.68
2040 | NEISO_2_NYISO_A-F | NEISO | NYISO_A-F | Internal | Shoulder | B14 | 900 | 600 | 600 | 48.97 | 52.62 | 3 | 0.65
2040 | NEISO_2_NYISO_A-F | NEISO | NYISO_A-F | Internal | Shoulder | B15 | 1203 | 600 | 600 | 48.97 | 51.98 | 3 | 0.01
2040 | NEISO_2_NYISO_A-F | NEISO | NYISO_A-F | Internal | Summer | B1 | 10 | 600 | 0.01 | 96.48 | 99.46 | 3 | 0
2040 | NEISO_2_NYISO_A-F | NEISO | NYISO_A-F | Internal | Summer | B2 | 25 | 600 | 0.01 | 85.38 | 88.37 | 3 | 0
2040 | NEISO_2_NYISO_A-F | NEISO | NYISO_A-F | Internal | Summer | B3 | 75 | 600 | 0 | 73.29 | 76.27 | 3 | 0
2040 | NEISO_2_NYISO_A-F | NEISO | NYISO_A-F | Internal | Summer | B4 | 100 | 600 | 600 | 62.63 | 68.37 | 3 | 2.74
2040 | NEISO_2_NYISO_A-F | NEISO | NYISO_A-F | Internal | Summer | B5 | 200 | 600 | 600 | 60.1 | 68.37 | 3 | 5.27
2040 | NEISO_2_NYISO_A-F | NEISO | NYISO_A-F | Internal | Summer | B6 | 300 | 600 | 600 | 45.19 | 60.2 | 3 | 12
2040 | NEISO_2_NYISO_A-F | NEISO | NYISO_A-F | Internal | Summer | B7 | 400 | 600 | 600 | 45.19 | 51.36 | 3 | 3.17
2040 | NEISO_2_NYISO_A-F | NEISO | NYISO_A-F | Internal | Summer | B8 | 500 | 600 | 600 | 45.19 | 51.36 | 3 | 3.17
2040 | NEISO_2_NYISO_A-F | NEISO | NYISO_A-F | Internal | Summer | B9 | 800 | 600 | 600 | 45.19 | 49.5 | 3 | 1.3
2040 | NEISO_2_NYISO_A-F | NEISO | NYISO_A-F | Internal | Summer | B10 | 1262 | 600 | 600 | 45.19 | 49.5 | 3 | 1.3
2040 | NEISO_2_NYISO_A-F | NEISO | NYISO_A-F | Internal | Winter | B16 | 25 | 600 | 600 | 60.59 | 76.56 | 3 | 12.97
2040 | NEISO_2_NYISO_A-F | NEISO | NYISO_A-F | Internal | Winter | B17 | 100 | 600 | 0 | 60.59 | 63.57 | 3 | 0
2040 | NEISO_2_NYISO_A-F | NEISO | NYISO_A-F | Internal | Winter | B18 | 400 | 600 | 0 | 60.59 | 60.85 | 3 | 0
2040 | NEISO_2_NYISO_A-F | NEISO | NYISO_A-F | Internal | Winter | B19 | 700 | 600 | 0 | 60.59 | 60.85 | 3 | 0
2040 | NEISO_2_NYISO_A-F | NEISO | NYISO_A-F | Internal | Winter | B20 | 935 | 600 | 0 | 60.59 | 60.85 | 3 | 0
2040 | NEISO_2_NYISO_G-I | NEISO | NYISO_G-I | Internal | Shoulder | B11 | 25 | 600 | 600 | 48.97 | 58.51 | 3 | 6.54
2040 | NEISO_2_NYISO_G-I | NEISO | NYISO_G-I | Internal | Shoulder | B12 | 200 | 600 | 600 | 48.97 | 58.42 | 3 | 6.45
2040 | NEISO_2_NYISO_G-I | NEISO | NYISO_G-I | Internal | Shoulder | B13 | 600 | 600 | 600 | 48.97 | 52.66 | 3 | 0.7
2040 | NEISO_2_NYISO_G-I | NEISO | NYISO_G-I | Internal | Shoulder | B14 | 900 | 600 | 600 | 48.97 | 52.63 | 3 | 0.66
2040 | NEISO_2_NYISO_G-I | NEISO | NYISO_G-I | Internal | Shoulder | B15 | 1203 | 600 | 67.01 | 48.97 | 51.97 | 3 | 0
2040 | NEISO_2_NYISO_G-I | NEISO | NYISO_G-I | Internal | Summer | B1 | 10 | 600 | 0.02 | 96.48 | 99.47 | 3 | 0
2040 | NEISO_2_NYISO_G-I | NEISO | NYISO_G-I | Internal | Summer | B2 | 25 | 600 | 80.16 | 85.38 | 88.38 | 3 | 0
2040 | NEISO_2_NYISO_G-I | NEISO | NYISO_G-I | Internal | Summer | B3 | 75 | 600 | 390.4 | 73.29 | 76.29 | 3 | 0
2040 | NEISO_2_NYISO_G-I | NEISO | NYISO_G-I | Internal | Summer | B4 | 100 | 600 | 600 | 62.63 | 68.38 | 3 | 2.75
2040 | NEISO_2_NYISO_G-I | NEISO | NYISO_G-I | Internal | Summer | B5 | 200 | 600 | 600 | 60.1 | 68.38 | 3 | 5.29
2040 | NEISO_2_NYISO_G-I | NEISO | NYISO_G-I | Internal | Summer | B6 | 300 | 600 | 600 | 45.19 | 60.21 | 3 | 12.01
2040 | NEISO_2_NYISO_G-I | NEISO | NYISO_G-I | Internal | Summer | B7 | 400 | 600 | 600 | 45.19 | 51.37 | 3 | 3.18
2040 | NEISO_2_NYISO_G-I | NEISO | NYISO_G-I | Internal | Summer | B8 | 500 | 600 | 600 | 45.19 | 51.37 | 3 | 3.18
2040 | NEISO_2_NYISO_G-I | NEISO | NYISO_G-I | Internal | Summer | B9 | 800 | 600 | 600 | 45.19 | 49.51 | 3 | 1.32
2040 | NEISO_2_NYISO_G-I | NEISO | NYISO_G-I | Internal | Summer | B10 | 1262 | 600 | 600 | 45.19 | 48.83 | 3 | 0.64
2040 | NEISO_2_NYISO_G-I | NEISO | NYISO_G-I | Internal | Winter | B16 | 25 | 600 | 600 | 60.59 | 76.57 | 3 | 12.99
2040 | NEISO_2_NYISO_G-I | NEISO | NYISO_G-I | Internal | Winter | B17 | 100 | 600 | 317.97 | 60.59 | 63.59 | 3 | 0
2040 | NEISO_2_NYISO_G-I | NEISO | NYISO_G-I | Internal | Winter | B18 | 400 | 600 | 0 | 60.59 | 60.86 | 3 | 0
2040 | NEISO_2_NYISO_G-I | NEISO | NYISO_G-I | Internal | Winter | B19 | 700 | 600 | 0 | 60.59 | 60.86 | 3 | 0
2040 | NEISO_2_NYISO_G-I | NEISO | NYISO_G-I | Internal | Winter | B20 | 935 | 600 | 0 | 60.59 | 60.86 | 3 | 0
2040 | NEISO_2_NYISO_J-K | NEISO | NYISO_J-K | Internal | Shoulder | B11 | 25 | 430 | 430 | 48.97 | 70.74 | 3 | 18.77
2040 | NEISO_2_NYISO_J-K | NEISO | NYISO_J-K | Internal | Shoulder | B12 | 200 | 430 | 430 | 48.97 | 70.74 | 3 | 18.77
2040 | NEISO_2_NYISO_J-K | NEISO | NYISO_J-K | Internal | Shoulder | B13 | 600 | 430 | 430 | 48.97 | 65.14 | 3 | 13.17
2040 | NEISO_2_NYISO_J-K | NEISO | NYISO_J-K | Internal | Shoulder | B14 | 900 | 430 | 430 | 48.97 | 53.02 | 3 | 1.05
2040 | NEISO_2_NYISO_J-K | NEISO | NYISO_J-K | Internal | Shoulder | B15 | 1203 | 430 | 430 | 48.97 | 51.98 | 3 | 0.01
2040 | NEISO_2_NYISO_J-K | NEISO | NYISO_J-K | Internal | Summer | B1 | 10 | 430 | 53.58 | 96.48 | 99.48 | 3 | 0
2040 | NEISO_2_NYISO_J-K | NEISO | NYISO_J-K | Internal | Summer | B2 | 25 | 430 | 429.99 | 85.38 | 88.39 | 3 | 0.01
2040 | NEISO_2_NYISO_J-K | NEISO | NYISO_J-K | Internal | Summer | B3 | 75 | 430 | 430 | 73.29 | 76.3 | 3 | 0.01
2040 | NEISO_2_NYISO_J-K | NEISO | NYISO_J-K | Internal | Summer | B4 | 100 | 430 | 430 | 62.63 | 68.39 | 3 | 2.76
2040 | NEISO_2_NYISO_J-K | NEISO | NYISO_J-K | Internal | Summer | B5 | 200 | 430 | 430 | 60.1 | 68.39 | 3 | 5.3
2040 | NEISO_2_NYISO_J-K | NEISO | NYISO_J-K | Internal | Summer | B6 | 300 | 430 | 430 | 45.19 | 65.1 | 3 | 16.9
2040 | NEISO_2_NYISO_J-K | NEISO | NYISO_J-K | Internal | Summer | B7 | 400 | 430 | 430 | 45.19 | 65.1 | 3 | 16.9
2040 | NEISO_2_NYISO_J-K | NEISO | NYISO_J-K | Internal | Summer | B8 | 500 | 430 | 430 | 45.19 | 65.1 | 3 | 16.9
2040 | NEISO_2_NYISO_J-K | NEISO | NYISO_J-K | Internal | Summer | B9 | 800 | 430 | 430 | 45.19 | 49.52 | 3 | 1.33
2040 | NEISO_2_NYISO_J-K | NEISO | NYISO_J-K | Internal | Summer | B10 | 1262 | 430 | 430 | 45.19 | 48.84 | 3 | 0.65
2040 | NEISO_2_NYISO_J-K | NEISO | NYISO_J-K | Internal | Winter | B16 | 25 | 430 | 430 | 60.59 | 90.38 | 3 | 26.79
2040 | NEISO_2_NYISO_J-K | NEISO | NYISO_J-K | Internal | Winter | B17 | 100 | 430 | 430 | 60.59 | 90.38 | 3 | 26.79
2040 | NEISO_2_NYISO_J-K | NEISO | NYISO_J-K | Internal | Winter | B18 | 400 | 430 | 430 | 60.59 | 83.53 | 3 | 19.95
2040 | NEISO_2_NYISO_J-K | NEISO | NYISO_J-K | Internal | Winter | B19 | 700 | 430 | 430 | 60.59 | 67.57 | 3 | 3.98
2040 | NEISO_2_NYISO_J-K | NEISO | NYISO_J-K | Internal | Winter | B20 | 935 | 430 | 0 | 60.59 | 63.48 | 3 | 0
2040 | NonRTO_Midwest_2_MISO_IN | NonRTO_Midwest | MISO_IN | Internal | Shoulder | B11 | 25 | 4450 | 0 | 92.77 | 84.77 | 8 | 0
2040 | NonRTO_Midwest_2_MISO_IN | NonRTO_Midwest | MISO_IN | Internal | Shoulder | B12 | 200 | 4450 | 0 | 72.45 | 64.45 | 8 | 0
2040 | NonRTO_Midwest_2_MISO_IN | NonRTO_Midwest | MISO_IN | Internal | Shoulder | B13 | 600 | 4450 | 0 | 64.21 | 59.88 | 8 | 0
2040 | NonRTO_Midwest_2_MISO_IN | NonRTO_Midwest | MISO_IN | Internal | Shoulder | B14 | 900 | 4450 | 0 | 55.58 | 57.8 | 8 | 0
2040 | NonRTO_Midwest_2_MISO_IN | NonRTO_Midwest | MISO_IN | Internal | Shoulder | B15 | 1203 | 4450 | 0 | 48.03 | 51.64 | 8 | 0
2040 | NonRTO_Midwest_2_MISO_IN | NonRTO_Midwest | MISO_IN | Internal | Summer | B1 | 10 | 4450 | 0 | 97.9 | 97.68 | 8 | 0
2040 | NonRTO_Midwest_2_MISO_IN | NonRTO_Midwest | MISO_IN | Internal | Summer | B2 | 25 | 4450 | 0 | 97.9 | 94.4 | 8 | 0
2040 | NonRTO_Midwest_2_MISO_IN | NonRTO_Midwest | MISO_IN | Internal | Summer | B3 | 75 | 4450 | 0 | 97.9 | 91.99 | 8 | 0
2040 | NonRTO_Midwest_2_MISO_IN | NonRTO_Midwest | MISO_IN | Internal | Summer | B4 | 100 | 4450 | 0 | 97.9 | 89.9 | 8 | 0
2040 | NonRTO_Midwest_2_MISO_IN | NonRTO_Midwest | MISO_IN | Internal | Summer | B5 | 200 | 4450 | 0 | 96.22 | 88.22 | 8 | 0
2040 | NonRTO_Midwest_2_MISO_IN | NonRTO_Midwest | MISO_IN | Internal | Summer | B6 | 300 | 4450 | 0 | 77.09 | 69.09 | 8 | 0
2040 | NonRTO_Midwest_2_MISO_IN | NonRTO_Midwest | MISO_IN | Internal | Summer | B7 | 400 | 4450 | 0 | 58.05 | 57.29 | 8 | 0
2040 | NonRTO_Midwest_2_MISO_IN | NonRTO_Midwest | MISO_IN | Internal | Summer | B8 | 500 | 4450 | 0 | 53.96 | 53.22 | 8 | 0
2040 | NonRTO_Midwest_2_MISO_IN | NonRTO_Midwest | MISO_IN | Internal | Summer | B9 | 800 | 4450 | 0 | 48.03 | 50.03 | 8 | 0
2040 | NonRTO_Midwest_2_MISO_IN | NonRTO_Midwest | MISO_IN | Internal | Summer | B10 | 1262 | 4450 | 391.07 | 42.03 | 50.03 | 8 | 0
2040 | NonRTO_Midwest_2_MISO_IN | NonRTO_Midwest | MISO_IN | Internal | Winter | B16 | 25 | 4450 | 0 | 90.57 | 82.57 | 8 | 0
2040 | NonRTO_Midwest_2_MISO_IN | NonRTO_Midwest | MISO_IN | Internal | Winter | B17 | 100 | 4450 | 0 | 77.56 | 69.56 | 8 | 0
2040 | NonRTO_Midwest_2_MISO_IN | NonRTO_Midwest | MISO_IN | Internal | Winter | B18 | 400 | 4450 | 0 | 59.41 | 61.75 | 8 | 0
2040 | NonRTO_Midwest_2_MISO_IN | NonRTO_Midwest | MISO_IN | Internal | Winter | B19 | 700 | 4450 | 0 | 59.41 | 59.42 | 8 | 0
2040 | NonRTO_Midwest_2_MISO_IN | NonRTO_Midwest | MISO_IN | Internal | Winter | B20 | 935 | 4450 | 0 | 49.96 | 53.54 | 8 | 0
2040 | NonRTO_Midwest_2_TVA_Transmission | NonRTO_Midwest | TVA_Transmission | Internal | Shoulder | B11 | 25 | 2400 | 0 | 92.77 | 87.84 | 8 | 0
2040 | NonRTO_Midwest_2_TVA_Transmission | NonRTO_Midwest | TVA_Transmission | Internal | Shoulder | B12 | 200 | 2400 | 0 | 72.45 | 66.62 | 8 | 0
2040 | NonRTO_Midwest_2_TVA_Transmission | NonRTO_Midwest | TVA_Transmission | Internal | Shoulder | B13 | 600 | 2400 | 0 | 64.21 | 62.31 | 8 | 0
2040 | NonRTO_Midwest_2_TVA_Transmission | NonRTO_Midwest | TVA_Transmission | Internal | Shoulder | B14 | 900 | 2400 | 0 | 55.58 | 61.39 | 8 | 0
2040 | NonRTO_Midwest_2_TVA_Transmission | NonRTO_Midwest | TVA_Transmission | Internal | Shoulder | B15 | 1203 | 2400 | 244.48 | 48.03 | 56.03 | 8 | 0
2040 | NonRTO_Midwest_2_TVA_Transmission | NonRTO_Midwest | TVA_Transmission | Internal | Summer | B1 | 10 | 2400 | 0 | 97.9 | 105.67 | 8 | 0
2040 | NonRTO_Midwest_2_TVA_Transmission | NonRTO_Midwest | TVA_Transmission | Internal | Summer | B2 | 25 | 2400 | 0 | 97.9 | 102.39 | 8 | 0
2040 | NonRTO_Midwest_2_TVA_Transmission | NonRTO_Midwest | TVA_Transmission | Internal | Summer | B3 | 75 | 2400 | 0 | 97.9 | 96.44 | 8 | 0
2040 | NonRTO_Midwest_2_TVA_Transmission | NonRTO_Midwest | TVA_Transmission | Internal | Summer | B4 | 100 | 2400 | 0 | 97.9 | 96.44 | 8 | 0
2040 | NonRTO_Midwest_2_TVA_Transmission | NonRTO_Midwest | TVA_Transmission | Internal | Summer | B5 | 200 | 2400 | 0 | 96.22 | 91.97 | 8 | 0
2040 | NonRTO_Midwest_2_TVA_Transmission | NonRTO_Midwest | TVA_Transmission | Internal | Summer | B6 | 300 | 2400 | 0 | 77.09 | 74.19 | 8 | 0
2040 | NonRTO_Midwest_2_TVA_Transmission | NonRTO_Midwest | TVA_Transmission | Internal | Summer | B7 | 400 | 2400 | 0 | 58.05 | 60.56 | 8 | 0
2040 | NonRTO_Midwest_2_TVA_Transmission | NonRTO_Midwest | TVA_Transmission | Internal | Summer | B8 | 500 | 2400 | 0 | 53.96 | 57.01 | 8 | 0
2040 | NonRTO_Midwest_2_TVA_Transmission | NonRTO_Midwest | TVA_Transmission | Internal | Summer | B9 | 800 | 2400 | 0 | 48.03 | 54.84 | 8 | 0
2040 | NonRTO_Midwest_2_TVA_Transmission | NonRTO_Midwest | TVA_Transmission | Internal | Summer | B10 | 1262 | 2400 | 347.02 | 42.03 | 50.03 | 8 | 0
2040 | NonRTO_Midwest_2_TVA_Transmission | NonRTO_Midwest | TVA_Transmission | Internal | Winter | B16 | 25 | 2400 | 0 | 90.57 | 90.55 | 8 | 0
2040 | NonRTO_Midwest_2_TVA_Transmission | NonRTO_Midwest | TVA_Transmission | Internal | Winter | B17 | 100 | 2400 | 0 | 77.56 | 71.43 | 8 | 0
2040 | NonRTO_Midwest_2_TVA_Transmission | NonRTO_Midwest | TVA_Transmission | Internal | Winter | B18 | 400 | 2400 | 0 | 59.41 | 63.3 | 8 | 0
2040 | NonRTO_Midwest_2_TVA_Transmission | NonRTO_Midwest | TVA_Transmission | Internal | Winter | B19 | 700 | 2400 | 0 | 59.41 | 62.31 | 8 | 0
2040 | NonRTO_Midwest_2_TVA_Transmission | NonRTO_Midwest | TVA_Transmission | Internal | Winter | B20 | 935 | 2400 | 1036.37 | 49.96 | 57.96 | 8 | 0
2040 | NYISO_A-F_2_IESO | NYISO_A-F | IESO | Internal | Shoulder | B11 | 25 | 1600 | 0 | 58.5 | 51.5 | 7 | 0
2040 | NYISO_A-F_2_IESO | NYISO_A-F | IESO | Internal | Shoulder | B12 | 200 | 1600 | 0 | 58.4 | 51.5 | 7 | 0
2040 | NYISO_A-F_2_IESO | NYISO_A-F | IESO | Internal | Shoulder | B13 | 600 | 1600 | 0 | 52.65 | 51.5 | 7 | 0
2040 | NYISO_A-F_2_IESO | NYISO_A-F | IESO | Internal | Shoulder | B14 | 900 | 1600 | 0 | 52.62 | 50.81 | 7 | 0
2040 | NYISO_A-F_2_IESO | NYISO_A-F | IESO | Internal | Shoulder | B15 | 1203 | 1600 | 0 | 51.98 | 50.81 | 7 | 0
2040 | NYISO_A-F_2_IESO | NYISO_A-F | IESO | Internal | Summer | B1 | 10 | 1600 | 0 | 99.46 | 92.46 | 7 | 0
2040 | NYISO_A-F_2_IESO | NYISO_A-F | IESO | Internal | Summer | B2 | 25 | 1600 | 0 | 88.37 | 87.42 | 7 | 0
2040 | NYISO_A-F_2_IESO | NYISO_A-F | IESO | Internal | Summer | B3 | 75 | 1600 | 439.41 | 76.27 | 83.27 | 7 | 0
2040 | NYISO_A-F_2_IESO | NYISO_A-F | IESO | Internal | Summer | B4 | 100 | 1600 | 766.05 | 68.37 | 75.37 | 7 | 0
2040 | NYISO_A-F_2_IESO | NYISO_A-F | IESO | Internal | Summer | B5 | 200 | 1600 | 0 | 68.37 | 67.6 | 7 | 0
2040 | NYISO_A-F_2_IESO | NYISO_A-F | IESO | Internal | Summer | B6 | 300 | 1600 | 0 | 60.2 | 53.2 | 7 | 0
2040 | NYISO_A-F_2_IESO | NYISO_A-F | IESO | Internal | Summer | B7 | 400 | 1600 | 0 | 51.36 | 50.31 | 7 | 0
2040 | NYISO_A-F_2_IESO | NYISO_A-F | IESO | Internal | Summer | B8 | 500 | 1600 | 0 | 51.36 | 46.66 | 7 | 0
2040 | NYISO_A-F_2_IESO | NYISO_A-F | IESO | Internal | Summer | B9 | 800 | 1600 | 0 | 49.5 | 46.66 | 7 | 0
2040 | NYISO_A-F_2_IESO | NYISO_A-F | IESO | Internal | Summer | B10 | 1262 | 1600 | 0 | 49.5 | 46.66 | 7 | 0
2040 | NYISO_A-F_2_IESO | NYISO_A-F | IESO | Internal | Winter | B16 | 25 | 1600 | 0 | 76.56 | 69.56 | 7 | 0
2040 | NYISO_A-F_2_IESO | NYISO_A-F | IESO | Internal | Winter | B17 | 100 | 1600 | 0 | 63.57 | 56.57 | 7 | 0
2040 | NYISO_A-F_2_IESO | NYISO_A-F | IESO | Internal | Winter | B18 | 400 | 1600 | 0 | 60.85 | 53.85 | 7 | 0
2040 | NYISO_A-F_2_IESO | NYISO_A-F | IESO | Internal | Winter | B19 | 700 | 1600 | 0 | 60.85 | 53.85 | 7 | 0
2040 | NYISO_A-F_2_IESO | NYISO_A-F | IESO | Internal | Winter | B20 | 935 | 1600 | 0 | 60.85 | 53.85 | 7 | 0
2040 | NYISO_A-F_2_NEISO | NYISO_A-F | NEISO | Internal | Shoulder | B11 | 25 | 600 | 0 | 58.5 | 48.97 | 3 | 0
2040 | NYISO_A-F_2_NEISO | NYISO_A-F | NEISO | Internal | Shoulder | B12 | 200 | 600 | 0 | 58.4 | 48.97 | 3 | 0
2040 | NYISO_A-F_2_NEISO | NYISO_A-F | NEISO | Internal | Shoulder | B13 | 600 | 600 | 0 | 52.65 | 48.97 | 3 | 0
2040 | NYISO_A-F_2_NEISO | NYISO_A-F | NEISO | Internal | Shoulder | B14 | 900 | 600 | 0 | 52.62 | 48.97 | 3 | 0
2040 | NYISO_A-F_2_NEISO | NYISO_A-F | NEISO | Internal | Shoulder | B15 | 1203 | 600 | 0 | 51.98 | 48.97 | 3 | 0
2040 | NYISO_A-F_2_NEISO | NYISO_A-F | NEISO | Internal | Summer | B1 | 10 | 600 | 0 | 99.46 | 96.48 | 3 | 0
2040 | NYISO_A-F_2_NEISO | NYISO_A-F | NEISO | Internal | Summer | B2 | 25 | 600 | 0 | 88.37 | 85.38 | 3 | 0
2040 | NYISO_A-F_2_NEISO | NYISO_A-F | NEISO | Internal | Summer | B3 | 75 | 600 | 0 | 76.27 | 73.29 | 3 | 0
2040 | NYISO_A-F_2_NEISO | NYISO_A-F | NEISO | Internal | Summer | B4 | 100 | 600 | 0 | 68.37 | 62.63 | 3 | 0
2040 | NYISO_A-F_2_NEISO | NYISO_A-F | NEISO | Internal | Summer | B5 | 200 | 600 | 0 | 68.37 | 60.1 | 3 | 0
2040 | NYISO_A-F_2_NEISO | NYISO_A-F | NEISO | Internal | Summer | B6 | 300 | 600 | 0 | 60.2 | 45.19 | 3 | 0
2040 | NYISO_A-F_2_NEISO | NYISO_A-F | NEISO | Internal | Summer | B7 | 400 | 600 | 0 | 51.36 | 45.19 | 3 | 0
2040 | NYISO_A-F_2_NEISO | NYISO_A-F | NEISO | Internal | Summer | B8 | 500 | 600 | 0 | 51.36 | 45.19 | 3 | 0
2040 | NYISO_A-F_2_NEISO | NYISO_A-F | NEISO | Internal | Summer | B9 | 800 | 600 | 0 | 49.5 | 45.19 | 3 | 0
2040 | NYISO_A-F_2_NEISO | NYISO_A-F | NEISO | Internal | Summer | B10 | 1262 | 600 | 0 | 49.5 | 45.19 | 3 | 0
2040 | NYISO_A-F_2_NEISO | NYISO_A-F | NEISO | Internal | Winter | B16 | 25 | 600 | 0 | 76.56 | 60.59 | 3 | 0
2040 | NYISO_A-F_2_NEISO | NYISO_A-F | NEISO | Internal | Winter | B17 | 100 | 600 | 0 | 63.57 | 60.59 | 3 | 0
2040 | NYISO_A-F_2_NEISO | NYISO_A-F | NEISO | Internal | Winter | B18 | 400 | 600 | 0 | 60.85 | 60.59 | 3 | 0
2040 | NYISO_A-F_2_NEISO | NYISO_A-F | NEISO | Internal | Winter | B19 | 700 | 600 | 0 | 60.85 | 60.59 | 3 | 0
2040 | NYISO_A-F_2_NEISO | NYISO_A-F | NEISO | Internal | Winter | B20 | 935 | 600 | 0 | 60.85 | 60.59 | 3 | 0
2040 | NYISO_A-F_2_NYISO_G-I | NYISO_A-F | NYISO_G-I | Internal | Shoulder | B11 | 25 | 4250 | 2554.34 | 58.5 | 58.51 | 0.01 | 0
2040 | NYISO_A-F_2_NYISO_G-I | NYISO_A-F | NYISO_G-I | Internal | Shoulder | B12 | 200 | 4250 | 1606.02 | 58.4 | 58.42 | 0.01 | 0
2040 | NYISO_A-F_2_NYISO_G-I | NYISO_A-F | NYISO_G-I | Internal | Shoulder | B13 | 600 | 4250 | 1131.69 | 52.65 | 52.66 | 0.01 | 0
2040 | NYISO_A-F_2_NYISO_G-I | NYISO_A-F | NYISO_G-I | Internal | Shoulder | B14 | 900 | 4250 | 940.77 | 52.62 | 52.63 | 0.01 | 0
2040 | NYISO_A-F_2_NYISO_G-I | NYISO_A-F | NYISO_G-I | Internal | Shoulder | B15 | 1203 | 4250 | 0 | 51.98 | 51.97 | 0.01 | 0
2040 | NYISO_A-F_2_NYISO_G-I | NYISO_A-F | NYISO_G-I | Internal | Summer | B1 | 10 | 4250 | 3202.47 | 99.46 | 99.47 | 0.01 | 0
2040 | NYISO_A-F_2_NYISO_G-I | NYISO_A-F | NYISO_G-I | Internal | Summer | B2 | 25 | 4250 | 2241.47 | 88.37 | 88.38 | 0.01 | 0
2040 | NYISO_A-F_2_NYISO_G-I | NYISO_A-F | NYISO_G-I | Internal | Summer | B3 | 75 | 4250 | 904.63 | 76.27 | 76.29 | 0.01 | 0
2040 | NYISO_A-F_2_NYISO_G-I | NYISO_A-F | NYISO_G-I | Internal | Summer | B4 | 100 | 4250 | 1163.88 | 68.37 | 68.38 | 0.01 | 0
2040 | NYISO_A-F_2_NYISO_G-I | NYISO_A-F | NYISO_G-I | Internal | Summer | B5 | 200 | 4250 | 1455.34 | 68.37 | 68.38 | 0.01 | 0
2040 | NYISO_A-F_2_NYISO_G-I | NYISO_A-F | NYISO_G-I | Internal | Summer | B6 | 300 | 4250 | 2059.37 | 60.2 | 60.21 | 0.01 | 0
2040 | NYISO_A-F_2_NYISO_G-I | NYISO_A-F | NYISO_G-I | Internal | Summer | B7 | 400 | 4250 | 1019.36 | 51.36 | 51.37 | 0.01 | 0
2040 | NYISO_A-F_2_NYISO_G-I | NYISO_A-F | NYISO_G-I | Internal | Summer | B8 | 500 | 4250 | 831.17 | 51.36 | 51.37 | 0.01 | 0
2040 | NYISO_A-F_2_NYISO_G-I | NYISO_A-F | NYISO_G-I | Internal | Summer | B9 | 800 | 4250 | 355.58 | 49.5 | 49.51 | 0.01 | 0
2040 | NYISO_A-F_2_NYISO_G-I | NYISO_A-F | NYISO_G-I | Internal | Summer | B10 | 1262 | 4250 | 0 | 49.5 | 48.83 | 0.01 | 0
2040 | NYISO_A-F_2_NYISO_G-I | NYISO_A-F | NYISO_G-I | Internal | Winter | B16 | 25 | 4250 | 3290.09 | 76.56 | 76.57 | 0.01 | 0
2040 | NYISO_A-F_2_NYISO_G-I | NYISO_A-F | NYISO_G-I | Internal | Winter | B17 | 100 | 4250 | 3052.87 | 63.57 | 63.59 | 0.01 | 0
2040 | NYISO_A-F_2_NYISO_G-I | NYISO_A-F | NYISO_G-I | Internal | Winter | B18 | 400 | 4250 | 2864.88 | 60.85 | 60.86 | 0.01 | 0
2040 | NYISO_A-F_2_NYISO_G-I | NYISO_A-F | NYISO_G-I | Internal | Winter | B19 | 700 | 4250 | 2651.44 | 60.85 | 60.86 | 0.01 | 0
2040 | NYISO_A-F_2_NYISO_G-I | NYISO_A-F | NYISO_G-I | Internal | Winter | B20 | 935 | 4250 | 2141.45 | 60.85 | 60.86 | 0.01 | 0
2040 | NYISO_A-F_2_PJM_ROM | NYISO_A-F | PJM_ROM | Internal | Shoulder | B11 | 25 | 1000 | 836.39 | 58.5 | 66.5 | 8 | 0
2040 | NYISO_A-F_2_PJM_ROM | NYISO_A-F | PJM_ROM | Internal | Shoulder | B12 | 200 | 1000 | 370.36 | 58.4 | 66.4 | 8 | 0
2040 | NYISO_A-F_2_PJM_ROM | NYISO_A-F | PJM_ROM | Internal | Shoulder | B13 | 600 | 1000 | 0 | 52.65 | 59.13 | 8 | 0
2040 | NYISO_A-F_2_PJM_ROM | NYISO_A-F | PJM_ROM | Internal | Shoulder | B14 | 900 | 1000 | 0 | 52.62 | 56.25 | 8 | 0
2040 | NYISO_A-F_2_PJM_ROM | NYISO_A-F | PJM_ROM | Internal | Shoulder | B15 | 1203 | 1000 | 0 | 51.98 | 51.57 | 8 | 0
2040 | NYISO_A-F_2_PJM_ROM | NYISO_A-F | PJM_ROM | Internal | Summer | B1 | 10 | 1000 | 18.59 | 99.46 | 107.46 | 8 | 0
2040 | NYISO_A-F_2_PJM_ROM | NYISO_A-F | PJM_ROM | Internal | Summer | B2 | 25 | 1000 | 215.48 | 88.37 | 96.37 | 8 | 0
2040 | NYISO_A-F_2_PJM_ROM | NYISO_A-F | PJM_ROM | Internal | Summer | B3 | 75 | 1000 | 977.11 | 76.27 | 84.27 | 8 | 0
2040 | NYISO_A-F_2_PJM_ROM | NYISO_A-F | PJM_ROM | Internal | Summer | B4 | 100 | 1000 | 1000 | 68.37 | 80.21 | 8 | 3.84
2040 | NYISO_A-F_2_PJM_ROM | NYISO_A-F | PJM_ROM | Internal | Summer | B5 | 200 | 1000 | 1000 | 68.37 | 76.67 | 8 | 0.3
2040 | NYISO_A-F_2_PJM_ROM | NYISO_A-F | PJM_ROM | Internal | Summer | B6 | 300 | 1000 | 533.16 | 60.2 | 68.2 | 8 | 0
2040 | NYISO_A-F_2_PJM_ROM | NYISO_A-F | PJM_ROM | Internal | Summer | B7 | 400 | 1000 | 0 | 51.36 | 55.29 | 8 | 0
2040 | NYISO_A-F_2_PJM_ROM | NYISO_A-F | PJM_ROM | Internal | Summer | B8 | 500 | 1000 | 0 | 51.36 | 53.36 | 8 | 0
2040 | NYISO_A-F_2_PJM_ROM | NYISO_A-F | PJM_ROM | Internal | Summer | B9 | 800 | 1000 | 0 | 49.5 | 49.77 | 8 | 0
2040 | NYISO_A-F_2_PJM_ROM | NYISO_A-F | PJM_ROM | Internal | Summer | B10 | 1262 | 1000 | 0 | 49.5 | 49.36 | 8 | 0
2040 | NYISO_A-F_2_PJM_ROM | NYISO_A-F | PJM_ROM | Internal | Winter | B16 | 25 | 1000 | 607.37 | 76.56 | 84.56 | 8 | 0
2040 | NYISO_A-F_2_PJM_ROM | NYISO_A-F | PJM_ROM | Internal | Winter | B17 | 100 | 1000 | 371.21 | 63.57 | 71.57 | 8 | 0
2040 | NYISO_A-F_2_PJM_ROM | NYISO_A-F | PJM_ROM | Internal | Winter | B18 | 400 | 1000 | 0 | 60.85 | 63.74 | 8 | 0
2040 | NYISO_A-F_2_PJM_ROM | NYISO_A-F | PJM_ROM | Internal | Winter | B19 | 700 | 1000 | 0 | 60.85 | 60.68 | 8 | 0
2040 | NYISO_A-F_2_PJM_ROM | NYISO_A-F | PJM_ROM | Internal | Winter | B20 | 935 | 1000 | 0 | 60.85 | 55.53 | 8 | 0
2040 | NYISO_G-I_2_NEISO | NYISO_G-I | NEISO | Internal | Shoulder | B11 | 25 | 600 | 0 | 58.51 | 48.97 | 3 | 0
2040 | NYISO_G-I_2_NEISO | NYISO_G-I | NEISO | Internal | Shoulder | B12 | 200 | 600 | 0 | 58.42 | 48.97 | 3 | 0
2040 | NYISO_G-I_2_NEISO | NYISO_G-I | NEISO | Internal | Shoulder | B13 | 600 | 600 | 0 | 52.66 | 48.97 | 3 | 0
2040 | NYISO_G-I_2_NEISO | NYISO_G-I | NEISO | Internal | Shoulder | B14 | 900 | 600 | 0 | 52.63 | 48.97 | 3 | 0
2040 | NYISO_G-I_2_NEISO | NYISO_G-I | NEISO | Internal | Shoulder | B15 | 1203 | 600 | 0 | 51.97 | 48.97 | 3 | 0
2040 | NYISO_G-I_2_NEISO | NYISO_G-I | NEISO | Internal | Summer | B1 | 10 | 600 | 0 | 99.47 | 96.48 | 3 | 0
2040 | NYISO_G-I_2_NEISO | NYISO_G-I | NEISO | Internal | Summer | B2 | 25 | 600 | 0 | 88.38 | 85.38 | 3 | 0
2040 | NYISO_G-I_2_NEISO | NYISO_G-I | NEISO | Internal | Summer | B3 | 75 | 600 | 0 | 76.29 | 73.29 | 3 | 0
2040 | NYISO_G-I_2_NEISO | NYISO_G-I | NEISO | Internal | Summer | B4 | 100 | 600 | 0 | 68.38 | 62.63 | 3 | 0
2040 | NYISO_G-I_2_NEISO | NYISO_G-I | NEISO | Internal | Summer | B5 | 200 | 600 | 0 | 68.38 | 60.1 | 3 | 0
2040 | NYISO_G-I_2_NEISO | NYISO_G-I | NEISO | Internal | Summer | B6 | 300 | 600 | 0 | 60.21 | 45.19 | 3 | 0
2040 | NYISO_G-I_2_NEISO | NYISO_G-I | NEISO | Internal | Summer | B7 | 400 | 600 | 0 | 51.37 | 45.19 | 3 | 0
2040 | NYISO_G-I_2_NEISO | NYISO_G-I | NEISO | Internal | Summer | B8 | 500 | 600 | 0 | 51.37 | 45.19 | 3 | 0
2040 | NYISO_G-I_2_NEISO | NYISO_G-I | NEISO | Internal | Summer | B9 | 800 | 600 | 0 | 49.51 | 45.19 | 3 | 0
2040 | NYISO_G-I_2_NEISO | NYISO_G-I | NEISO | Internal | Summer | B10 | 1262 | 600 | 0 | 48.83 | 45.19 | 3 | 0
2040 | NYISO_G-I_2_NEISO | NYISO_G-I | NEISO | Internal | Winter | B16 | 25 | 600 | 0 | 76.57 | 60.59 | 3 | 0
2040 | NYISO_G-I_2_NEISO | NYISO_G-I | NEISO | Internal | Winter | B17 | 100 | 600 | 0 | 63.59 | 60.59 | 3 | 0
2040 | NYISO_G-I_2_NEISO | NYISO_G-I | NEISO | Internal | Winter | B18 | 400 | 600 | 0 | 60.86 | 60.59 | 3 | 0
2040 | NYISO_G-I_2_NEISO | NYISO_G-I | NEISO | Internal | Winter | B19 | 700 | 600 | 0 | 60.86 | 60.59 | 3 | 0
2040 | NYISO_G-I_2_NEISO | NYISO_G-I | NEISO | Internal | Winter | B20 | 935 | 600 | 0 | 60.86 | 60.59 | 3 | 0
2040 | NYISO_G-I_2_NYISO_A-F | NYISO_G-I | NYISO_A-F | Internal | Shoulder | B11 | 25 | 1999 | 0 | 58.51 | 58.5 | 0.01 | 0
2040 | NYISO_G-I_2_NYISO_A-F | NYISO_G-I | NYISO_A-F | Internal | Shoulder | B12 | 200 | 1999 | 0 | 58.42 | 58.4 | 0.01 | 0
2040 | NYISO_G-I_2_NYISO_A-F | NYISO_G-I | NYISO_A-F | Internal | Shoulder | B13 | 600 | 1999 | 0 | 52.66 | 52.65 | 0.01 | 0
2040 | NYISO_G-I_2_NYISO_A-F | NYISO_G-I | NYISO_A-F | Internal | Shoulder | B14 | 900 | 1999 | 0 | 52.63 | 52.62 | 0.01 | 0
2040 | NYISO_G-I_2_NYISO_A-F | NYISO_G-I | NYISO_A-F | Internal | Shoulder | B15 | 1203 | 1999 | 898.31 | 51.97 | 51.98 | 0.01 | 0
2040 | NYISO_G-I_2_NYISO_A-F | NYISO_G-I | NYISO_A-F | Internal | Summer | B1 | 10 | 1999 | 0.02 | 99.47 | 99.46 | 0.01 | 0
2040 | NYISO_G-I_2_NYISO_A-F | NYISO_G-I | NYISO_A-F | Internal | Summer | B2 | 25 | 1999 | 0 | 88.38 | 88.37 | 0.01 | 0
2040 | NYISO_G-I_2_NYISO_A-F | NYISO_G-I | NYISO_A-F | Internal | Summer | B3 | 75 | 1999 | 0 | 76.29 | 76.27 | 0.01 | 0
2040 | NYISO_G-I_2_NYISO_A-F | NYISO_G-I | NYISO_A-F | Internal | Summer | B4 | 100 | 1999 | 0 | 68.38 | 68.37 | 0.01 | 0
2040 | NYISO_G-I_2_NYISO_A-F | NYISO_G-I | NYISO_A-F | Internal | Summer | B5 | 200 | 1999 | 0 | 68.38 | 68.37 | 0.01 | 0
2040 | NYISO_G-I_2_NYISO_A-F | NYISO_G-I | NYISO_A-F | Internal | Summer | B6 | 300 | 1999 | 0 | 60.21 | 60.2 | 0.01 | 0
2040 | NYISO_G-I_2_NYISO_A-F | NYISO_G-I | NYISO_A-F | Internal | Summer | B7 | 400 | 1999 | 0 | 51.37 | 51.36 | 0.01 | 0
2040 | NYISO_G-I_2_NYISO_A-F | NYISO_G-I | NYISO_A-F | Internal | Summer | B8 | 500 | 1999 | 0 | 51.37 | 51.36 | 0.01 | 0
2040 | NYISO_G-I_2_NYISO_A-F | NYISO_G-I | NYISO_A-F | Internal | Summer | B9 | 800 | 1999 | 0 | 49.51 | 49.5 | 0.01 | 0
2040 | NYISO_G-I_2_NYISO_A-F | NYISO_G-I | NYISO_A-F | Internal | Summer | B10 | 1262 | 1999 | 1999 | 48.83 | 49.5 | 0.01 | 0.66
2040 | NYISO_G-I_2_NYISO_A-F | NYISO_G-I | NYISO_A-F | Internal | Winter | B16 | 25 | 1999 | 0 | 76.57 | 76.56 | 0.01 | 0
2040 | NYISO_G-I_2_NYISO_A-F | NYISO_G-I | NYISO_A-F | Internal | Winter | B17 | 100 | 1999 | 0 | 63.59 | 63.57 | 0.01 | 0
2040 | NYISO_G-I_2_NYISO_A-F | NYISO_G-I | NYISO_A-F | Internal | Winter | B18 | 400 | 1999 | 0 | 60.86 | 60.85 | 0.01 | 0
2040 | NYISO_G-I_2_NYISO_A-F | NYISO_G-I | NYISO_A-F | Internal | Winter | B19 | 700 | 1999 | 0 | 60.86 | 60.85 | 0.01 | 0
2040 | NYISO_G-I_2_NYISO_A-F | NYISO_G-I | NYISO_A-F | Internal | Winter | B20 | 935 | 1999 | 0 | 60.86 | 60.85 | 0.01 | 0
2040 | NYISO_G-I_2_NYISO_J-K | NYISO_G-I | NYISO_J-K | Internal | Shoulder | B11 | 25 | 6130 | 6130 | 58.51 | 70.74 | 0.01 | 12.22
2040 | NYISO_G-I_2_NYISO_J-K | NYISO_G-I | NYISO_J-K | Internal | Shoulder | B12 | 200 | 6130 | 6130 | 58.42 | 70.74 | 0.01 | 12.31
2040 | NYISO_G-I_2_NYISO_J-K | NYISO_G-I | NYISO_J-K | Internal | Shoulder | B13 | 600 | 6130 | 6130 | 52.66 | 65.14 | 0.01 | 12.47
2040 | NYISO_G-I_2_NYISO_J-K | NYISO_G-I | NYISO_J-K | Internal | Shoulder | B14 | 900 | 6130 | 6130 | 52.63 | 53.02 | 0.01 | 0.38
2040 | NYISO_G-I_2_NYISO_J-K | NYISO_G-I | NYISO_J-K | Internal | Shoulder | B15 | 1203 | 6130 | 4289.92 | 51.97 | 51.98 | 0.01 | 0
2040 | NYISO_G-I_2_NYISO_J-K | NYISO_G-I | NYISO_J-K | Internal | Summer | B1 | 10 | 6130 | 6035.95 | 99.47 | 99.48 | 0.01 | 0
2040 | NYISO_G-I_2_NYISO_J-K | NYISO_G-I | NYISO_J-K | Internal | Summer | B2 | 25 | 6130 | 5093.72 | 88.38 | 88.39 | 0.01 | 0
2040 | NYISO_G-I_2_NYISO_J-K | NYISO_G-I | NYISO_J-K | Internal | Summer | B3 | 75 | 6130 | 3380.28 | 76.29 | 76.3 | 0.01 | 0
2040 | NYISO_G-I_2_NYISO_J-K | NYISO_G-I | NYISO_J-K | Internal | Summer | B4 | 100 | 6130 | 4152.75 | 68.38 | 68.39 | 0.01 | 0
2040 | NYISO_G-I_2_NYISO_J-K | NYISO_G-I | NYISO_J-K | Internal | Summer | B5 | 200 | 6130 | 4611.88 | 68.38 | 68.39 | 0.01 | 0
2040 | NYISO_G-I_2_NYISO_J-K | NYISO_G-I | NYISO_J-K | Internal | Summer | B6 | 300 | 6130 | 6130 | 60.21 | 65.1 | 0.01 | 4.88
2040 | NYISO_G-I_2_NYISO_J-K | NYISO_G-I | NYISO_J-K | Internal | Summer | B7 | 400 | 6130 | 6130 | 51.37 | 65.1 | 0.01 | 13.71
2040 | NYISO_G-I_2_NYISO_J-K | NYISO_G-I | NYISO_J-K | Internal | Summer | B8 | 500 | 6130 | 6130 | 51.37 | 65.1 | 0.01 | 13.71
2040 | NYISO_G-I_2_NYISO_J-K | NYISO_G-I | NYISO_J-K | Internal | Summer | B9 | 800 | 6130 | 5911.37 | 49.51 | 49.52 | 0.01 | 0
2040 | NYISO_G-I_2_NYISO_J-K | NYISO_G-I | NYISO_J-K | Internal | Summer | B10 | 1262 | 6130 | 4115.08 | 48.83 | 48.84 | 0.01 | 0
2040 | NYISO_G-I_2_NYISO_J-K | NYISO_G-I | NYISO_J-K | Internal | Winter | B16 | 25 | 6130 | 6130 | 76.57 | 90.38 | 0.01 | 13.79
2040 | NYISO_G-I_2_NYISO_J-K | NYISO_G-I | NYISO_J-K | Internal | Winter | B17 | 100 | 6130 | 6130 | 63.59 | 90.38 | 0.01 | 26.78
2040 | NYISO_G-I_2_NYISO_J-K | NYISO_G-I | NYISO_J-K | Internal | Winter | B18 | 400 | 6130 | 6130 | 60.86 | 83.53 | 0.01 | 22.66
2040 | NYISO_G-I_2_NYISO_J-K | NYISO_G-I | NYISO_J-K | Internal | Winter | B19 | 700 | 6130 | 6130 | 60.86 | 67.57 | 0.01 | 6.69
2040 | NYISO_G-I_2_NYISO_J-K | NYISO_G-I | NYISO_J-K | Internal | Winter | B20 | 935 | 6130 | 6130 | 60.86 | 63.48 | 0.01 | 2.6
2040 | NYISO_G-I_2_PJM_E | NYISO_G-I | PJM_E | Internal | Shoulder | B11 | 25 | 1500 | 1208.03 | 58.51 | 66.51 | 8 | 0
2040 | NYISO_G-I_2_PJM_E | NYISO_G-I | PJM_E | Internal | Shoulder | B12 | 200 | 1500 | 339.26 | 58.42 | 66.42 | 8 | 0
2040 | NYISO_G-I_2_PJM_E | NYISO_G-I | PJM_E | Internal | Shoulder | B13 | 600 | 1500 | 0 | 52.66 | 59.14 | 8 | 0
2040 | NYISO_G-I_2_PJM_E | NYISO_G-I | PJM_E | Internal | Shoulder | B14 | 900 | 1500 | 0 | 52.63 | 56.26 | 8 | 0
2040 | NYISO_G-I_2_PJM_E | NYISO_G-I | PJM_E | Internal | Shoulder | B15 | 1203 | 1500 | 0 | 51.97 | 51.58 | 8 | 0
2040 | NYISO_G-I_2_PJM_E | NYISO_G-I | PJM_E | Internal | Summer | B1 | 10 | 1500 | 34.23 | 99.47 | 107.47 | 8 | 0
2040 | NYISO_G-I_2_PJM_E | NYISO_G-I | PJM_E | Internal | Summer | B2 | 25 | 1500 | 291.47 | 88.38 | 96.38 | 8 | 0
2040 | NYISO_G-I_2_PJM_E | NYISO_G-I | PJM_E | Internal | Summer | B3 | 75 | 1500 | 1476.83 | 76.29 | 84.29 | 8 | 0
2040 | NYISO_G-I_2_PJM_E | NYISO_G-I | PJM_E | Internal | Summer | B4 | 100 | 1500 | 1500 | 68.38 | 80.22 | 8 | 3.84
2040 | NYISO_G-I_2_PJM_E | NYISO_G-I | PJM_E | Internal | Summer | B5 | 200 | 1500 | 1500 | 68.38 | 76.68 | 8 | 0.3
2040 | NYISO_G-I_2_PJM_E | NYISO_G-I | PJM_E | Internal | Summer | B6 | 300 | 1500 | 825.09 | 60.21 | 68.21 | 8 | 0
2040 | NYISO_G-I_2_PJM_E | NYISO_G-I | PJM_E | Internal | Summer | B7 | 400 | 1500 | 0 | 51.37 | 55.31 | 8 | 0
2040 | NYISO_G-I_2_PJM_E | NYISO_G-I | PJM_E | Internal | Summer | B8 | 500 | 1500 | 0 | 51.37 | 53.37 | 8 | 0
2040 | NYISO_G-I_2_PJM_E | NYISO_G-I | PJM_E | Internal | Summer | B9 | 800 | 1500 | 0 | 49.51 | 49.78 | 8 | 0
2040 | NYISO_G-I_2_PJM_E | NYISO_G-I | PJM_E | Internal | Summer | B10 | 1262 | 1500 | 0 | 48.83 | 49.38 | 8 | 0
2040 | NYISO_G-I_2_PJM_E | NYISO_G-I | PJM_E | Internal | Winter | B16 | 25 | 1500 | 795.29 | 76.57 | 84.57 | 8 | 0
2040 | NYISO_G-I_2_PJM_E | NYISO_G-I | PJM_E | Internal | Winter | B17 | 100 | 1500 | 421.3 | 63.59 | 71.59 | 8 | 0
2040 | NYISO_G-I_2_PJM_E | NYISO_G-I | PJM_E | Internal | Winter | B18 | 400 | 1500 | 0 | 60.86 | 63.75 | 8 | 0
2040 | NYISO_G-I_2_PJM_E | NYISO_G-I | PJM_E | Internal | Winter | B19 | 700 | 1500 | 0 | 60.86 | 60.69 | 8 | 0
2040 | NYISO_G-I_2_PJM_E | NYISO_G-I | PJM_E | Internal | Winter | B20 | 935 | 1500 | 0 | 60.86 | 55.54 | 8 | 0
2040 | NYISO_J-K_2_NEISO | NYISO_J-K | NEISO | Internal | Shoulder | B11 | 25 | 0.01 | 0 | 70.74 | 48.97 | 3 | 0.02
2040 | NYISO_J-K_2_NEISO | NYISO_J-K | NEISO | Internal | Shoulder | B12 | 200 | 0.01 | 0 | 70.74 | 48.97 | 3 | 0
2040 | NYISO_J-K_2_NEISO | NYISO_J-K | NEISO | Internal | Shoulder | B13 | 600 | 0.01 | 0 | 65.14 | 48.97 | 3 | 0
2040 | NYISO_J-K_2_NEISO | NYISO_J-K | NEISO | Internal | Shoulder | B14 | 900 | 0.01 | 0 | 53.02 | 48.97 | 3 | 0
2040 | NYISO_J-K_2_NEISO | NYISO_J-K | NEISO | Internal | Shoulder | B15 | 1203 | 0.01 | 0 | 51.98 | 48.97 | 3 | 0
2040 | NYISO_J-K_2_NEISO | NYISO_J-K | NEISO | Internal | Summer | B1 | 10 | 0.01 | 0 | 99.48 | 96.48 | 3 | 0.05
2040 | NYISO_J-K_2_NEISO | NYISO_J-K | NEISO | Internal | Summer | B2 | 25 | 0.01 | 0 | 88.39 | 85.38 | 3 | 0.02
2040 | NYISO_J-K_2_NEISO | NYISO_J-K | NEISO | Internal | Summer | B3 | 75 | 0.01 | 0 | 76.3 | 73.29 | 3 | 0.01
2040 | NYISO_J-K_2_NEISO | NYISO_J-K | NEISO | Internal | Summer | B4 | 100 | 0.01 | 0 | 68.39 | 62.63 | 3 | 0
2040 | NYISO_J-K_2_NEISO | NYISO_J-K | NEISO | Internal | Summer | B5 | 200 | 0.01 | 0 | 68.39 | 60.1 | 3 | 0
2040 | NYISO_J-K_2_NEISO | NYISO_J-K | NEISO | Internal | Summer | B6 | 300 | 0.01 | 0 | 65.1 | 45.19 | 3 | 0
2040 | NYISO_J-K_2_NEISO | NYISO_J-K | NEISO | Internal | Summer | B7 | 400 | 0.01 | 0 | 65.1 | 45.19 | 3 | 0
2040 | NYISO_J-K_2_NEISO | NYISO_J-K | NEISO | Internal | Summer | B8 | 500 | 0.01 | 0 | 65.1 | 45.19 | 3 | 0
2040 | NYISO_J-K_2_NEISO | NYISO_J-K | NEISO | Internal | Summer | B9 | 800 | 0.01 | 0 | 49.52 | 45.19 | 3 | 0
2040 | NYISO_J-K_2_NEISO | NYISO_J-K | NEISO | Internal | Summer | B10 | 1262 | 0.01 | 0 | 48.84 | 45.19 | 3 | 0
2040 | NYISO_J-K_2_NEISO | NYISO_J-K | NEISO | Internal | Winter | B16 | 25 | 0.01 | 0 | 90.38 | 60.59 | 3 | 0.02
2040 | NYISO_J-K_2_NEISO | NYISO_J-K | NEISO | Internal | Winter | B17 | 100 | 0.01 | 0 | 90.38 | 60.59 | 3 | 0
2040 | NYISO_J-K_2_NEISO | NYISO_J-K | NEISO | Internal | Winter | B18 | 400 | 0.01 | 0 | 83.53 | 60.59 | 3 | 0
2040 | NYISO_J-K_2_NEISO | NYISO_J-K | NEISO | Internal | Winter | B19 | 700 | 0.01 | 0 | 67.57 | 60.59 | 3 | 0
2040 | NYISO_J-K_2_NEISO | NYISO_J-K | NEISO | Internal | Winter | B20 | 935 | 0.01 | 0 | 63.48 | 60.59 | 3 | 0
2040 | NYISO_J-K_2_NYISO_G-I | NYISO_J-K | NYISO_G-I | Internal | Shoulder | B11 | 25 | 1999 | 0 | 70.74 | 58.51 | 0.01 | 0
2040 | NYISO_J-K_2_NYISO_G-I | NYISO_J-K | NYISO_G-I | Internal | Shoulder | B12 | 200 | 1999 | 0 | 70.74 | 58.42 | 0.01 | 0
2040 | NYISO_J-K_2_NYISO_G-I | NYISO_J-K | NYISO_G-I | Internal | Shoulder | B13 | 600 | 1999 | 0 | 65.14 | 52.66 | 0.01 | 0
2040 | NYISO_J-K_2_NYISO_G-I | NYISO_J-K | NYISO_G-I | Internal | Shoulder | B14 | 900 | 1999 | 0 | 53.02 | 52.63 | 0.01 | 0
2040 | NYISO_J-K_2_NYISO_G-I | NYISO_J-K | NYISO_G-I | Internal | Shoulder | B15 | 1203 | 1999 | 0 | 51.98 | 51.97 | 0.01 | 0
2040 | NYISO_J-K_2_NYISO_G-I | NYISO_J-K | NYISO_G-I | Internal | Summer | B1 | 10 | 1999 | 0.01 | 99.48 | 99.47 | 0.01 | 0
2040 | NYISO_J-K_2_NYISO_G-I | NYISO_J-K | NYISO_G-I | Internal | Summer | B2 | 25 | 1999 | 0 | 88.39 | 88.38 | 0.01 | 0
2040 | NYISO_J-K_2_NYISO_G-I | NYISO_J-K | NYISO_G-I | Internal | Summer | B3 | 75 | 1999 | 0 | 76.3 | 76.29 | 0.01 | 0
2040 | NYISO_J-K_2_NYISO_G-I | NYISO_J-K | NYISO_G-I | Internal | Summer | B4 | 100 | 1999 | 0 | 68.39 | 68.38 | 0.01 | 0
2040 | NYISO_J-K_2_NYISO_G-I | NYISO_J-K | NYISO_G-I | Internal | Summer | B5 | 200 | 1999 | 0 | 68.39 | 68.38 | 0.01 | 0
2040 | NYISO_J-K_2_NYISO_G-I | NYISO_J-K | NYISO_G-I | Internal | Summer | B6 | 300 | 1999 | 0 | 65.1 | 60.21 | 0.01 | 0
2040 | NYISO_J-K_2_NYISO_G-I | NYISO_J-K | NYISO_G-I | Internal | Summer | B7 | 400 | 1999 | 0 | 65.1 | 51.37 | 0.01 | 0
2040 | NYISO_J-K_2_NYISO_G-I | NYISO_J-K | NYISO_G-I | Internal | Summer | B8 | 500 | 1999 | 0 | 65.1 | 51.37 | 0.01 | 0
2040 | NYISO_J-K_2_NYISO_G-I | NYISO_J-K | NYISO_G-I | Internal | Summer | B9 | 800 | 1999 | 0 | 49.52 | 49.51 | 0.01 | 0
2040 | NYISO_J-K_2_NYISO_G-I | NYISO_J-K | NYISO_G-I | Internal | Summer | B10 | 1262 | 1999 | 0 | 48.84 | 48.83 | 0.01 | 0
2040 | NYISO_J-K_2_NYISO_G-I | NYISO_J-K | NYISO_G-I | Internal | Winter | B16 | 25 | 1999 | 0 | 90.38 | 76.57 | 0.01 | 0
2040 | NYISO_J-K_2_NYISO_G-I | NYISO_J-K | NYISO_G-I | Internal | Winter | B17 | 100 | 1999 | 0 | 90.38 | 63.59 | 0.01 | 0
2040 | NYISO_J-K_2_NYISO_G-I | NYISO_J-K | NYISO_G-I | Internal | Winter | B18 | 400 | 1999 | 0 | 83.53 | 60.86 | 0.01 | 0
2040 | NYISO_J-K_2_NYISO_G-I | NYISO_J-K | NYISO_G-I | Internal | Winter | B19 | 700 | 1999 | 0 | 67.57 | 60.86 | 0.01 | 0
2040 | NYISO_J-K_2_NYISO_G-I | NYISO_J-K | NYISO_G-I | Internal | Winter | B20 | 935 | 1999 | 0 | 63.48 | 60.86 | 0.01 | 0
2040 | NYISO_J-K_2_PJM_E | NYISO_J-K | PJM_E | Internal | Shoulder | B11 | 25 | 0.01 | 0 | 70.74 | 66.51 | 8 | 0.02
2040 | NYISO_J-K_2_PJM_E | NYISO_J-K | PJM_E | Internal | Shoulder | B12 | 200 | 0.01 | 0 | 70.74 | 66.42 | 8 | 0
2040 | NYISO_J-K_2_PJM_E | NYISO_J-K | PJM_E | Internal | Shoulder | B13 | 600 | 0.01 | 0 | 65.14 | 59.14 | 8 | 0
2040 | NYISO_J-K_2_PJM_E | NYISO_J-K | PJM_E | Internal | Shoulder | B14 | 900 | 0.01 | 0 | 53.02 | 56.26 | 8 | 0
2040 | NYISO_J-K_2_PJM_E | NYISO_J-K | PJM_E | Internal | Shoulder | B15 | 1203 | 0.01 | 0 | 51.98 | 51.58 | 8 | 0
2040 | NYISO_J-K_2_PJM_E | NYISO_J-K | PJM_E | Internal | Summer | B1 | 10 | 0.01 | 0 | 99.48 | 107.47 | 8 | 0.07
2040 | NYISO_J-K_2_PJM_E | NYISO_J-K | PJM_E | Internal | Summer | B2 | 25 | 0.01 | 0 | 88.39 | 96.38 | 8 | 0.03
2040 | NYISO_J-K_2_PJM_E | NYISO_J-K | PJM_E | Internal | Summer | B3 | 75 | 0.01 | 0 | 76.3 | 84.29 | 8 | 0.01
2040 | NYISO_J-K_2_PJM_E | NYISO_J-K | PJM_E | Internal | Summer | B4 | 100 | 0.01 | 0 | 68.39 | 80.22 | 8 | 3.83
2040 | NYISO_J-K_2_PJM_E | NYISO_J-K | PJM_E | Internal | Summer | B5 | 200 | 0.01 | 0 | 68.39 | 76.68 | 8 | 0.29
2040 | NYISO_J-K_2_PJM_E | NYISO_J-K | PJM_E | Internal | Summer | B6 | 300 | 0.01 | 0 | 65.1 | 68.21 | 8 | 0
2040 | NYISO_J-K_2_PJM_E | NYISO_J-K | PJM_E | Internal | Summer | B7 | 400 | 0.01 | 0 | 65.1 | 55.31 | 8 | 0
2040 | NYISO_J-K_2_PJM_E | NYISO_J-K | PJM_E | Internal | Summer | B8 | 500 | 0.01 | 0 | 65.1 | 53.37 | 8 | 0
2040 | NYISO_J-K_2_PJM_E | NYISO_J-K | PJM_E | Internal | Summer | B9 | 800 | 0.01 | 0 | 49.52 | 49.78 | 8 | 0
2040 | NYISO_J-K_2_PJM_E | NYISO_J-K | PJM_E | Internal | Summer | B10 | 1262 | 0.01 | 0 | 48.84 | 49.38 | 8 | 0
2040 | NYISO_J-K_2_PJM_E | NYISO_J-K | PJM_E | Internal | Winter | B16 | 25 | 0.01 | 0 | 90.38 | 84.57 | 8 | 0.02
2040 | NYISO_J-K_2_PJM_E | NYISO_J-K | PJM_E | Internal | Winter | B17 | 100 | 0.01 | 0 | 90.38 | 71.59 | 8 | 0
2040 | NYISO_J-K_2_PJM_E | NYISO_J-K | PJM_E | Internal | Winter | B18 | 400 | 0.01 | 0 | 83.53 | 63.75 | 8 | 0
2040 | NYISO_J-K_2_PJM_E | NYISO_J-K | PJM_E | Internal | Winter | B19 | 700 | 0.01 | 0 | 67.57 | 60.69 | 8 | 0
2040 | NYISO_J-K_2_PJM_E | NYISO_J-K | PJM_E | Internal | Winter | B20 | 935 | 0.01 | 0 | 63.48 | 55.54 | 8 | 0
2040 | PJM_E_2_NYISO_G-I | PJM_E | NYISO_G-I | Internal | Shoulder | B11 | 25 | 500 | 0 | 66.51 | 58.51 | 6 | 0
2040 | PJM_E_2_NYISO_G-I | PJM_E | NYISO_G-I | Internal | Shoulder | B12 | 200 | 500 | 0 | 66.42 | 58.42 | 6 | 0
2040 | PJM_E_2_NYISO_G-I | PJM_E | NYISO_G-I | Internal | Shoulder | B13 | 600 | 500 | 0 | 59.14 | 52.66 | 6 | 0
2040 | PJM_E_2_NYISO_G-I | PJM_E | NYISO_G-I | Internal | Shoulder | B14 | 900 | 500 | 0 | 56.26 | 52.63 | 6 | 0
2040 | PJM_E_2_NYISO_G-I | PJM_E | NYISO_G-I | Internal | Shoulder | B15 | 1203 | 500 | 0 | 51.58 | 51.97 | 6 | 0
2040 | PJM_E_2_NYISO_G-I | PJM_E | NYISO_G-I | Internal | Summer | B1 | 10 | 500 | 0 | 107.47 | 99.47 | 6 | 0
2040 | PJM_E_2_NYISO_G-I | PJM_E | NYISO_G-I | Internal | Summer | B2 | 25 | 500 | 0 | 96.38 | 88.38 | 6 | 0
2040 | PJM_E_2_NYISO_G-I | PJM_E | NYISO_G-I | Internal | Summer | B3 | 75 | 500 | 0 | 84.29 | 76.29 | 6 | 0
2040 | PJM_E_2_NYISO_G-I | PJM_E | NYISO_G-I | Internal | Summer | B4 | 100 | 500 | 0 | 80.22 | 68.38 | 6 | 0
2040 | PJM_E_2_NYISO_G-I | PJM_E | NYISO_G-I | Internal | Summer | B5 | 200 | 500 | 0 | 76.68 | 68.38 | 6 | 0
2040 | PJM_E_2_NYISO_G-I | PJM_E | NYISO_G-I | Internal | Summer | B6 | 300 | 500 | 0 | 68.21 | 60.21 | 6 | 0
2040 | PJM_E_2_NYISO_G-I | PJM_E | NYISO_G-I | Internal | Summer | B7 | 400 | 500 | 0 | 55.31 | 51.37 | 6 | 0
2040 | PJM_E_2_NYISO_G-I | PJM_E | NYISO_G-I | Internal | Summer | B8 | 500 | 500 | 0 | 53.37 | 51.37 | 6 | 0
2040 | PJM_E_2_NYISO_G-I | PJM_E | NYISO_G-I | Internal | Summer | B9 | 800 | 500 | 0 | 49.78 | 49.51 | 6 | 0
2040 | PJM_E_2_NYISO_G-I | PJM_E | NYISO_G-I | Internal | Summer | B10 | 1262 | 500 | 0 | 49.38 | 48.83 | 6 | 0
2040 | PJM_E_2_NYISO_G-I | PJM_E | NYISO_G-I | Internal | Winter | B16 | 25 | 500 | 0 | 84.57 | 76.57 | 6 | 0
2040 | PJM_E_2_NYISO_G-I | PJM_E | NYISO_G-I | Internal | Winter | B17 | 100 | 500 | 0 | 71.59 | 63.59 | 6 | 0
2040 | PJM_E_2_NYISO_G-I | PJM_E | NYISO_G-I | Internal | Winter | B18 | 400 | 500 | 0 | 63.75 | 60.86 | 6 | 0
2040 | PJM_E_2_NYISO_G-I | PJM_E | NYISO_G-I | Internal | Winter | B19 | 700 | 500 | 0 | 60.69 | 60.86 | 6 | 0
2040 | PJM_E_2_NYISO_G-I | PJM_E | NYISO_G-I | Internal | Winter | B20 | 935 | 500 | 0 | 55.54 | 60.86 | 6 | 0
2040 | PJM_E_2_NYISO_J-K | PJM_E | NYISO_J-K | Internal | Shoulder | B11 | 25 | 330 | 0 | 66.51 | 70.74 | 6 | 0
2040 | PJM_E_2_NYISO_J-K | PJM_E | NYISO_J-K | Internal | Shoulder | B12 | 200 | 330 | 0 | 66.42 | 70.74 | 6 | 0
2040 | PJM_E_2_NYISO_J-K | PJM_E | NYISO_J-K | Internal | Shoulder | B13 | 600 | 330 | 114.9 | 59.14 | 65.14 | 6 | 0
2040 | PJM_E_2_NYISO_J-K | PJM_E | NYISO_J-K | Internal | Shoulder | B14 | 900 | 330 | 0 | 56.26 | 53.02 | 6 | 0
2040 | PJM_E_2_NYISO_J-K | PJM_E | NYISO_J-K | Internal | Shoulder | B15 | 1203 | 330 | 0 | 51.58 | 51.98 | 6 | 0
2040 | PJM_E_2_NYISO_J-K | PJM_E | NYISO_J-K | Internal | Summer | B1 | 10 | 330 | 0 | 107.47 | 99.48 | 6 | 0
2040 | PJM_E_2_NYISO_J-K | PJM_E | NYISO_J-K | Internal | Summer | B2 | 25 | 330 | 0 | 96.38 | 88.39 | 6 | 0
2040 | PJM_E_2_NYISO_J-K | PJM_E | NYISO_J-K | Internal | Summer | B3 | 75 | 330 | 0 | 84.29 | 76.3 | 6 | 0
2040 | PJM_E_2_NYISO_J-K | PJM_E | NYISO_J-K | Internal | Summer | B4 | 100 | 330 | 0 | 80.22 | 68.39 | 6 | 0
2040 | PJM_E_2_NYISO_J-K | PJM_E | NYISO_J-K | Internal | Summer | B5 | 200 | 330 | 0 | 76.68 | 68.39 | 6 | 0
2040 | PJM_E_2_NYISO_J-K | PJM_E | NYISO_J-K | Internal | Summer | B6 | 300 | 330 | 0 | 68.21 | 65.1 | 6 | 0
2040 | PJM_E_2_NYISO_J-K | PJM_E | NYISO_J-K | Internal | Summer | B7 | 400 | 330 | 330 | 55.31 | 65.1 | 6 | 3.79
2040 | PJM_E_2_NYISO_J-K | PJM_E | NYISO_J-K | Internal | Summer | B8 | 500 | 330 | 330 | 53.37 | 65.1 | 6 | 5.73
2040 | PJM_E_2_NYISO_J-K | PJM_E | NYISO_J-K | Internal | Summer | B9 | 800 | 330 | 0 | 49.78 | 49.52 | 6 | 0
2040 | PJM_E_2_NYISO_J-K | PJM_E | NYISO_J-K | Internal | Summer | B10 | 1262 | 330 | 0 | 49.38 | 48.84 | 6 | 0
2040 | PJM_E_2_NYISO_J-K | PJM_E | NYISO_J-K | Internal | Winter | B16 | 25 | 330 | 0 | 84.57 | 90.38 | 6 | 0
2040 | PJM_E_2_NYISO_J-K | PJM_E | NYISO_J-K | Internal | Winter | B17 | 100 | 330 | 330 | 71.59 | 90.38 | 6 | 12.79
2040 | PJM_E_2_NYISO_J-K | PJM_E | NYISO_J-K | Internal | Winter | B18 | 400 | 330 | 330 | 63.75 | 83.53 | 6 | 13.78
2040 | PJM_E_2_NYISO_J-K | PJM_E | NYISO_J-K | Internal | Winter | B19 | 700 | 330 | 330 | 60.69 | 67.57 | 6 | 0.87
2040 | PJM_E_2_NYISO_J-K | PJM_E | NYISO_J-K | Internal | Winter | B20 | 935 | 330 | 330 | 55.54 | 63.48 | 6 | 1.93
2040 | PJM_E_2_PJM_ROM | PJM_E | PJM_ROM | Internal | Shoulder | B11 | 25 | 8000 | 0 | 66.51 | 66.5 | 0.01 | 0
2040 | PJM_E_2_PJM_ROM | PJM_E | PJM_ROM | Internal | Shoulder | B12 | 200 | 8000 | 0 | 66.42 | 66.4 | 0.01 | 0
2040 | PJM_E_2_PJM_ROM | PJM_E | PJM_ROM | Internal | Shoulder | B13 | 600 | 8000 | 0 | 59.14 | 59.13 | 0.01 | 0
2040 | PJM_E_2_PJM_ROM | PJM_E | PJM_ROM | Internal | Shoulder | B14 | 900 | 8000 | 0 | 56.26 | 56.25 | 0.01 | 0
2040 | PJM_E_2_PJM_ROM | PJM_E | PJM_ROM | Internal | Shoulder | B15 | 1203 | 8000 | 0 | 51.58 | 51.57 | 0.01 | 0
2040 | PJM_E_2_PJM_ROM | PJM_E | PJM_ROM | Internal | Summer | B1 | 10 | 8000 | 0.01 | 107.47 | 107.46 | 0.01 | 0
2040 | PJM_E_2_PJM_ROM | PJM_E | PJM_ROM | Internal | Summer | B2 | 25 | 8000 | 0 | 96.38 | 96.37 | 0.01 | 0
2040 | PJM_E_2_PJM_ROM | PJM_E | PJM_ROM | Internal | Summer | B3 | 75 | 8000 | 0 | 84.29 | 84.27 | 0.01 | 0
2040 | PJM_E_2_PJM_ROM | PJM_E | PJM_ROM | Internal | Summer | B4 | 100 | 8000 | 0 | 80.22 | 80.21 | 0.01 | 0
2040 | PJM_E_2_PJM_ROM | PJM_E | PJM_ROM | Internal | Summer | B5 | 200 | 8000 | 0 | 76.68 | 76.67 | 0.01 | 0
2040 | PJM_E_2_PJM_ROM | PJM_E | PJM_ROM | Internal | Summer | B6 | 300 | 8000 | 0 | 68.21 | 68.2 | 0.01 | 0
2040 | PJM_E_2_PJM_ROM | PJM_E | PJM_ROM | Internal | Summer | B7 | 400 | 8000 | 0 | 55.31 | 55.29 | 0.01 | 0
2040 | PJM_E_2_PJM_ROM | PJM_E | PJM_ROM | Internal | Summer | B8 | 500 | 8000 | 0 | 53.37 | 53.36 | 0.01 | 0
2040 | PJM_E_2_PJM_ROM | PJM_E | PJM_ROM | Internal | Summer | B9 | 800 | 8000 | 0 | 49.78 | 49.77 | 0.01 | 0
2040 | PJM_E_2_PJM_ROM | PJM_E | PJM_ROM | Internal | Summer | B10 | 1262 | 8000 | 0 | 49.38 | 49.36 | 0.01 | 0
2040 | PJM_E_2_PJM_ROM | PJM_E | PJM_ROM | Internal | Winter | B16 | 25 | 8000 | 0 | 84.57 | 84.56 | 0.01 | 0
2040 | PJM_E_2_PJM_ROM | PJM_E | PJM_ROM | Internal | Winter | B17 | 100 | 8000 | 0 | 71.59 | 71.57 | 0.01 | 0
2040 | PJM_E_2_PJM_ROM | PJM_E | PJM_ROM | Internal | Winter | B18 | 400 | 8000 | 0 | 63.75 | 63.74 | 0.01 | 0
2040 | PJM_E_2_PJM_ROM | PJM_E | PJM_ROM | Internal | Winter | B19 | 700 | 8000 | 0 | 60.69 | 60.68 | 0.01 | 0
2040 | PJM_E_2_PJM_ROM | PJM_E | PJM_ROM | Internal | Winter | B20 | 935 | 8000 | 0 | 55.54 | 55.53 | 0.01 | 0
2040 | PJM_ROR_2_MISO_IN | PJM_ROR | MISO_IN | Internal | Shoulder | B11 | 25 | 909 | 632.52 | 82.77 | 84.77 | 2 | 0
2040 | PJM_ROR_2_MISO_IN | PJM_ROR | MISO_IN | Internal | Shoulder | B12 | 200 | 909 | 0 | 66.42 | 64.45 | 2 | 0
2040 | PJM_ROR_2_MISO_IN | PJM_ROR | MISO_IN | Internal | Shoulder | B13 | 600 | 909 | 0 | 59.14 | 59.88 | 2 | 0
2040 | PJM_ROR_2_MISO_IN | PJM_ROR | MISO_IN | Internal | Shoulder | B14 | 900 | 909 | 0 | 56.26 | 57.8 | 2 | 0
2040 | PJM_ROR_2_MISO_IN | PJM_ROR | MISO_IN | Internal | Shoulder | B15 | 1203 | 909 | 0 | 51.58 | 51.64 | 2 | 0
2040 | PJM_ROR_2_MISO_IN | PJM_ROR | MISO_IN | Internal | Summer | B1 | 10 | 909 | 0 | 107.45 | 97.68 | 2 | 0
2040 | PJM_ROR_2_MISO_IN | PJM_ROR | MISO_IN | Internal | Summer | B2 | 25 | 909 | 0 | 96.38 | 94.4 | 2 | 0
2040 | PJM_ROR_2_MISO_IN | PJM_ROR | MISO_IN | Internal | Summer | B3 | 75 | 909 | 0 | 90.44 | 91.99 | 2 | 0
2040 | PJM_ROR_2_MISO_IN | PJM_ROR | MISO_IN | Internal | Summer | B4 | 100 | 909 | 0 | 90.44 | 89.9 | 2 | 0
2040 | PJM_ROR_2_MISO_IN | PJM_ROR | MISO_IN | Internal | Summer | B5 | 200 | 909 | 147.97 | 86.22 | 88.22 | 2 | 0
2040 | PJM_ROR_2_MISO_IN | PJM_ROR | MISO_IN | Internal | Summer | B6 | 300 | 909 | 0 | 68.21 | 69.09 | 2 | 0
2040 | PJM_ROR_2_MISO_IN | PJM_ROR | MISO_IN | Internal | Summer | B7 | 400 | 909 | 0 | 55.31 | 57.29 | 2 | 0
2040 | PJM_ROR_2_MISO_IN | PJM_ROR | MISO_IN | Internal | Summer | B8 | 500 | 909 | 0 | 53.37 | 53.22 | 2 | 0
2040 | PJM_ROR_2_MISO_IN | PJM_ROR | MISO_IN | Internal | Summer | B9 | 800 | 909 | 0 | 49.78 | 50.03 | 2 | 0
2040 | PJM_ROR_2_MISO_IN | PJM_ROR | MISO_IN | Internal | Summer | B10 | 1262 | 909 | 0 | 49.38 | 50.03 | 2 | 0
2040 | PJM_ROR_2_MISO_IN | PJM_ROR | MISO_IN | Internal | Winter | B16 | 25 | 909 | 0 | 84.57 | 82.57 | 2 | 0
2040 | PJM_ROR_2_MISO_IN | PJM_ROR | MISO_IN | Internal | Winter | B17 | 100 | 909 | 0 | 71.56 | 69.56 | 2 | 0
2040 | PJM_ROR_2_MISO_IN | PJM_ROR | MISO_IN | Internal | Winter | B18 | 400 | 909 | 0 | 63.75 | 61.75 | 2 | 0
2040 | PJM_ROR_2_MISO_IN | PJM_ROR | MISO_IN | Internal | Winter | B19 | 700 | 909 | 0 | 60.69 | 59.42 | 2 | 0
2040 | PJM_ROR_2_MISO_IN | PJM_ROR | MISO_IN | Internal | Winter | B20 | 935 | 909 | 0 | 55.54 | 53.54 | 2 | 0
2040 | PJM_ROR_2_MISO_MI | PJM_ROR | MISO_MI | Internal | Shoulder | B11 | 25 | 1305 | 26.59 | 82.77 | 84.77 | 2 | 0
2040 | PJM_ROR_2_MISO_MI | PJM_ROR | MISO_MI | Internal | Shoulder | B12 | 200 | 1305 | 0 | 66.42 | 64.46 | 2 | 0
2040 | PJM_ROR_2_MISO_MI | PJM_ROR | MISO_MI | Internal | Shoulder | B13 | 600 | 1305 | 0 | 59.14 | 59.89 | 2 | 0
2040 | PJM_ROR_2_MISO_MI | PJM_ROR | MISO_MI | Internal | Shoulder | B14 | 900 | 1305 | 0 | 56.26 | 57.81 | 2 | 0
2040 | PJM_ROR_2_MISO_MI | PJM_ROR | MISO_MI | Internal | Shoulder | B15 | 1203 | 1305 | 0 | 51.58 | 51.66 | 2 | 0
2040 | PJM_ROR_2_MISO_MI | PJM_ROR | MISO_MI | Internal | Summer | B1 | 10 | 1305 | 0 | 107.45 | 97.7 | 2 | 0
2040 | PJM_ROR_2_MISO_MI | PJM_ROR | MISO_MI | Internal | Summer | B2 | 25 | 1305 | 0 | 96.38 | 94.42 | 2 | 0
2040 | PJM_ROR_2_MISO_MI | PJM_ROR | MISO_MI | Internal | Summer | B3 | 75 | 1305 | 0 | 90.44 | 91.98 | 2 | 0
2040 | PJM_ROR_2_MISO_MI | PJM_ROR | MISO_MI | Internal | Summer | B4 | 100 | 1305 | 0 | 90.44 | 89.89 | 2 | 0
2040 | PJM_ROR_2_MISO_MI | PJM_ROR | MISO_MI | Internal | Summer | B5 | 200 | 1305 | 1014.37 | 86.22 | 88.22 | 2 | 0
2040 | PJM_ROR_2_MISO_MI | PJM_ROR | MISO_MI | Internal | Summer | B6 | 300 | 1305 | 0 | 68.21 | 69.1 | 2 | 0
2040 | PJM_ROR_2_MISO_MI | PJM_ROR | MISO_MI | Internal | Summer | B7 | 400 | 1305 | 761.91 | 55.31 | 57.31 | 2 | 0
2040 | PJM_ROR_2_MISO_MI | PJM_ROR | MISO_MI | Internal | Summer | B8 | 500 | 1305 | 0 | 53.37 | 53.66 | 2 | 0
2040 | PJM_ROR_2_MISO_MI | PJM_ROR | MISO_MI | Internal | Summer | B9 | 800 | 1305 | 0 | 49.78 | 50.05 | 2 | 0
2040 | PJM_ROR_2_MISO_MI | PJM_ROR | MISO_MI | Internal | Summer | B10 | 1262 | 1305 | 0 | 49.38 | 50.04 | 2 | 0
2040 | PJM_ROR_2_MISO_MI | PJM_ROR | MISO_MI | Internal | Winter | B16 | 25 | 1305 | 0 | 84.57 | 82.58 | 2 | 0
2040 | PJM_ROR_2_MISO_MI | PJM_ROR | MISO_MI | Internal | Winter | B17 | 100 | 1305 | 0 | 71.56 | 69.58 | 2 | 0
2040 | PJM_ROR_2_MISO_MI | PJM_ROR | MISO_MI | Internal | Winter | B18 | 400 | 1305 | 0 | 63.75 | 61.77 | 2 | 0
2040 | PJM_ROR_2_MISO_MI | PJM_ROR | MISO_MI | Internal | Winter | B19 | 700 | 1305 | 0 | 60.69 | 59.43 | 2 | 0
2040 | PJM_ROR_2_MISO_MI | PJM_ROR | MISO_MI | Internal | Winter | B20 | 935 | 1305 | 0 | 55.54 | 53.55 | 2 | 0
2040 | PJM_ROR_2_MISO_MO-IL | PJM_ROR | MISO_MO-IL | Internal | Shoulder | B11 | 25 | 1111 | 1110.99 | 82.77 | 84.78 | 2 | 0.01
2040 | PJM_ROR_2_MISO_MO-IL | PJM_ROR | MISO_MO-IL | Internal | Shoulder | B12 | 200 | 1111 | 0 | 66.42 | 64.44 | 2 | 0
2040 | PJM_ROR_2_MISO_MO-IL | PJM_ROR | MISO_MO-IL | Internal | Shoulder | B13 | 600 | 1111 | 0 | 59.14 | 59.86 | 2 | 0
2040 | PJM_ROR_2_MISO_MO-IL | PJM_ROR | MISO_MO-IL | Internal | Shoulder | B14 | 900 | 1111 | 0 | 56.26 | 57.79 | 2 | 0
2040 | PJM_ROR_2_MISO_MO-IL | PJM_ROR | MISO_MO-IL | Internal | Shoulder | B15 | 1203 | 1111 | 0 | 51.58 | 51.63 | 2 | 0
2040 | PJM_ROR_2_MISO_MO-IL | PJM_ROR | MISO_MO-IL | Internal | Summer | B1 | 10 | 1111 | 0 | 107.45 | 97.67 | 2 | 0
2040 | PJM_ROR_2_MISO_MO-IL | PJM_ROR | MISO_MO-IL | Internal | Summer | B2 | 25 | 1111 | 0 | 96.38 | 94.39 | 2 | 0
2040 | PJM_ROR_2_MISO_MO-IL | PJM_ROR | MISO_MO-IL | Internal | Summer | B3 | 75 | 1111 | 0 | 90.44 | 92.01 | 2 | 0
2040 | PJM_ROR_2_MISO_MO-IL | PJM_ROR | MISO_MO-IL | Internal | Summer | B4 | 100 | 1111 | 0 | 90.44 | 90.3 | 2 | 0
2040 | PJM_ROR_2_MISO_MO-IL | PJM_ROR | MISO_MO-IL | Internal | Summer | B5 | 200 | 1111 | 1111 | 86.22 | 88.23 | 2 | 0.01
2040 | PJM_ROR_2_MISO_MO-IL | PJM_ROR | MISO_MO-IL | Internal | Summer | B6 | 300 | 1111 | 0 | 68.21 | 69.1 | 2 | 0
2040 | PJM_ROR_2_MISO_MO-IL | PJM_ROR | MISO_MO-IL | Internal | Summer | B7 | 400 | 1111 | 296.57 | 55.31 | 57.31 | 2 | 0
2040 | PJM_ROR_2_MISO_MO-IL | PJM_ROR | MISO_MO-IL | Internal | Summer | B8 | 500 | 1111 | 0 | 53.37 | 53.21 | 2 | 0
2040 | PJM_ROR_2_MISO_MO-IL | PJM_ROR | MISO_MO-IL | Internal | Summer | B9 | 800 | 1111 | 0 | 49.78 | 50.04 | 2 | 0
2040 | PJM_ROR_2_MISO_MO-IL | PJM_ROR | MISO_MO-IL | Internal | Summer | B10 | 1262 | 1111 | 0 | 49.38 | 47.38 | 2 | 0
2040 | PJM_ROR_2_MISO_MO-IL | PJM_ROR | MISO_MO-IL | Internal | Winter | B16 | 25 | 1111 | 0 | 84.57 | 82.56 | 2 | 0
2040 | PJM_ROR_2_MISO_MO-IL | PJM_ROR | MISO_MO-IL | Internal | Winter | B17 | 100 | 1111 | 0 | 71.56 | 68.99 | 2 | 0
2040 | PJM_ROR_2_MISO_MO-IL | PJM_ROR | MISO_MO-IL | Internal | Winter | B18 | 400 | 1111 | 0 | 63.75 | 61.75 | 2 | 0
2040 | PJM_ROR_2_MISO_MO-IL | PJM_ROR | MISO_MO-IL | Internal | Winter | B19 | 700 | 1111 | 0 | 60.69 | 59.41 | 2 | 0
2040 | PJM_ROR_2_MISO_MO-IL | PJM_ROR | MISO_MO-IL | Internal | Winter | B20 | 935 | 1111 | 0 | 55.54 | 49.96 | 2 | 0
2040 | PJM_ROR_2_MISO_W | PJM_ROR | MISO_W | Internal | Shoulder | B11 | 25 | 709 | 413.49 | 82.77 | 84.77 | 2 | 0
2040 | PJM_ROR_2_MISO_W | PJM_ROR | MISO_W | Internal | Shoulder | B12 | 200 | 709 | 0 | 66.42 | 64.43 | 2 | 0
2040 | PJM_ROR_2_MISO_W | PJM_ROR | MISO_W | Internal | Shoulder | B13 | 600 | 709 | 0 | 59.14 | 59.85 | 2 | 0
2040 | PJM_ROR_2_MISO_W | PJM_ROR | MISO_W | Internal | Shoulder | B14 | 900 | 709 | 0 | 56.26 | 57.78 | 2 | 0
2040 | PJM_ROR_2_MISO_W | PJM_ROR | MISO_W | Internal | Shoulder | B15 | 1203 | 709 | 0 | 51.58 | 51.62 | 2 | 0
2040 | PJM_ROR_2_MISO_W | PJM_ROR | MISO_W | Internal | Summer | B1 | 10 | 709 | 0 | 107.45 | 97.66 | 2 | 0
2040 | PJM_ROR_2_MISO_W | PJM_ROR | MISO_W | Internal | Summer | B2 | 25 | 709 | 0 | 96.38 | 94.38 | 2 | 0
2040 | PJM_ROR_2_MISO_W | PJM_ROR | MISO_W | Internal | Summer | B3 | 75 | 709 | 0 | 90.44 | 92.38 | 2 | 0
2040 | PJM_ROR_2_MISO_W | PJM_ROR | MISO_W | Internal | Summer | B4 | 100 | 709 | 0 | 90.44 | 90.66 | 2 | 0
2040 | PJM_ROR_2_MISO_W | PJM_ROR | MISO_W | Internal | Summer | B5 | 200 | 709 | 147.32 | 86.22 | 88.22 | 2 | 0
2040 | PJM_ROR_2_MISO_W | PJM_ROR | MISO_W | Internal | Summer | B6 | 300 | 709 | 0 | 68.21 | 69.09 | 2 | 0
2040 | PJM_ROR_2_MISO_W | PJM_ROR | MISO_W | Internal | Summer | B7 | 400 | 709 | 0 | 55.31 | 57.29 | 2 | 0
2040 | PJM_ROR_2_MISO_W | PJM_ROR | MISO_W | Internal | Summer | B8 | 500 | 709 | 0 | 53.37 | 53.2 | 2 | 0
2040 | PJM_ROR_2_MISO_W | PJM_ROR | MISO_W | Internal | Summer | B9 | 800 | 709 | 0 | 49.78 | 50.03 | 2 | 0
2040 | PJM_ROR_2_MISO_W | PJM_ROR | MISO_W | Internal | Summer | B10 | 1262 | 709 | 0 | 49.38 | 47.31 | 2 | 0
2040 | PJM_ROR_2_MISO_W | PJM_ROR | MISO_W | Internal | Winter | B16 | 25 | 709 | 0 | 84.57 | 82.55 | 2 | 0
2040 | PJM_ROR_2_MISO_W | PJM_ROR | MISO_W | Internal | Winter | B17 | 100 | 709 | 0 | 71.56 | 68.98 | 2 | 0
2040 | PJM_ROR_2_MISO_W | PJM_ROR | MISO_W | Internal | Winter | B18 | 400 | 709 | 0 | 63.75 | 61.75 | 2 | 0
2040 | PJM_ROR_2_MISO_W | PJM_ROR | MISO_W | Internal | Winter | B19 | 700 | 709 | 0 | 60.69 | 59.42 | 2 | 0
2040 | PJM_ROR_2_MISO_W | PJM_ROR | MISO_W | Internal | Winter | B20 | 935 | 709 | 0 | 55.54 | 49.95 | 2 | 0
2040 | PJM_ROR_2_MISO_WUMS | PJM_ROR | MISO_WUMS | Internal | Shoulder | B11 | 25 | 1467 | 0.01 | 82.77 | 84.76 | 2 | 0
2040 | PJM_ROR_2_MISO_WUMS | PJM_ROR | MISO_WUMS | Internal | Shoulder | B12 | 200 | 1467 | 0 | 66.42 | 64.42 | 2 | 0
2040 | PJM_ROR_2_MISO_WUMS | PJM_ROR | MISO_WUMS | Internal | Shoulder | B13 | 600 | 1467 | 0 | 59.14 | 59.84 | 2 | 0
2040 | PJM_ROR_2_MISO_WUMS | PJM_ROR | MISO_WUMS | Internal | Shoulder | B14 | 900 | 1467 | 0 | 56.26 | 57.77 | 2 | 0
2040 | PJM_ROR_2_MISO_WUMS | PJM_ROR | MISO_WUMS | Internal | Shoulder | B15 | 1203 | 1467 | 0 | 51.58 | 51.69 | 2 | 0
2040 | PJM_ROR_2_MISO_WUMS | PJM_ROR | MISO_WUMS | Internal | Summer | B1 | 10 | 1467 | 0 | 107.45 | 97.65 | 2 | 0
2040 | PJM_ROR_2_MISO_WUMS | PJM_ROR | MISO_WUMS | Internal | Summer | B2 | 25 | 1467 | 0 | 96.38 | 94.37 | 2 | 0
2040 | PJM_ROR_2_MISO_WUMS | PJM_ROR | MISO_WUMS | Internal | Summer | B3 | 75 | 1467 | 0 | 90.44 | 92.37 | 2 | 0
2040 | PJM_ROR_2_MISO_WUMS | PJM_ROR | MISO_WUMS | Internal | Summer | B4 | 100 | 1467 | 0 | 90.44 | 89.9 | 2 | 0
2040 | PJM_ROR_2_MISO_WUMS | PJM_ROR | MISO_WUMS | Internal | Summer | B5 | 200 | 1467 | 0 | 86.22 | 87.99 | 2 | 0
2040 | PJM_ROR_2_MISO_WUMS | PJM_ROR | MISO_WUMS | Internal | Summer | B6 | 300 | 1467 | 0 | 68.21 | 69.07 | 2 | 0
2040 | PJM_ROR_2_MISO_WUMS | PJM_ROR | MISO_WUMS | Internal | Summer | B7 | 400 | 1467 | 0 | 55.31 | 57.28 | 2 | 0
2040 | PJM_ROR_2_MISO_WUMS | PJM_ROR | MISO_WUMS | Internal | Summer | B8 | 500 | 1467 | 0 | 53.37 | 53.21 | 2 | 0
2040 | PJM_ROR_2_MISO_WUMS | PJM_ROR | MISO_WUMS | Internal | Summer | B9 | 800 | 1467 | 0 | 49.78 | 50.04 | 2 | 0
2040 | PJM_ROR_2_MISO_WUMS | PJM_ROR | MISO_WUMS | Internal | Summer | B10 | 1262 | 1467 | 0 | 49.38 | 49.9 | 2 | 0
2040 | PJM_ROR_2_MISO_WUMS | PJM_ROR | MISO_WUMS | Internal | Winter | B16 | 25 | 1467 | 0 | 84.57 | 82.57 | 2 | 0
2040 | PJM_ROR_2_MISO_WUMS | PJM_ROR | MISO_WUMS | Internal | Winter | B17 | 100 | 1467 | 0 | 71.56 | 69.56 | 2 | 0
2040 | PJM_ROR_2_MISO_WUMS | PJM_ROR | MISO_WUMS | Internal | Winter | B18 | 400 | 1467 | 0 | 63.75 | 61.77 | 2 | 0
2040 | PJM_ROR_2_MISO_WUMS | PJM_ROR | MISO_WUMS | Internal | Winter | B19 | 700 | 1467 | 0 | 60.69 | 59.43 | 2 | 0
2040 | PJM_ROR_2_MISO_WUMS | PJM_ROR | MISO_WUMS | Internal | Winter | B20 | 935 | 1467 | 0 | 55.54 | 55.03 | 2 | 0
2040 | PJM_ROR_2_PJM_ROM | PJM_ROR | PJM_ROM | Internal | Shoulder | B11 | 25 | 8000 | 0 | 82.77 | 66.5 | 0.01 | 0
2040 | PJM_ROR_2_PJM_ROM | PJM_ROR | PJM_ROM | Internal | Shoulder | B12 | 200 | 8000 | 0 | 66.42 | 66.4 | 0.01 | 0
2040 | PJM_ROR_2_PJM_ROM | PJM_ROR | PJM_ROM | Internal | Shoulder | B13 | 600 | 8000 | 0 | 59.14 | 59.13 | 0.01 | 0
2040 | PJM_ROR_2_PJM_ROM | PJM_ROR | PJM_ROM | Internal | Shoulder | B14 | 900 | 8000 | 0 | 56.26 | 56.25 | 0.01 | 0
2040 | PJM_ROR_2_PJM_ROM | PJM_ROR | PJM_ROM | Internal | Shoulder | B15 | 1203 | 8000 | 0 | 51.58 | 51.57 | 0.01 | 0
2040 | PJM_ROR_2_PJM_ROM | PJM_ROR | PJM_ROM | Internal | Summer | B1 | 10 | 8000 | 712.86 | 107.45 | 107.46 | 0.01 | 0
2040 | PJM_ROR_2_PJM_ROM | PJM_ROR | PJM_ROM | Internal | Summer | B2 | 25 | 8000 | 0 | 96.38 | 96.37 | 0.01 | 0
2040 | PJM_ROR_2_PJM_ROM | PJM_ROR | PJM_ROM | Internal | Summer | B3 | 75 | 8000 | 0 | 90.44 | 84.27 | 0.01 | 0
2040 | PJM_ROR_2_PJM_ROM | PJM_ROR | PJM_ROM | Internal | Summer | B4 | 100 | 8000 | 0 | 90.44 | 80.21 | 0.01 | 0
2040 | PJM_ROR_2_PJM_ROM | PJM_ROR | PJM_ROM | Internal | Summer | B5 | 200 | 8000 | 0 | 86.22 | 76.67 | 0.01 | 0
2040 | PJM_ROR_2_PJM_ROM | PJM_ROR | PJM_ROM | Internal | Summer | B6 | 300 | 8000 | 0 | 68.21 | 68.2 | 0.01 | 0
2040 | PJM_ROR_2_PJM_ROM | PJM_ROR | PJM_ROM | Internal | Summer | B7 | 400 | 8000 | 0 | 55.31 | 55.29 | 0.01 | 0
2040 | PJM_ROR_2_PJM_ROM | PJM_ROR | PJM_ROM | Internal | Summer | B8 | 500 | 8000 | 0 | 53.37 | 53.36 | 0.01 | 0
2040 | PJM_ROR_2_PJM_ROM | PJM_ROR | PJM_ROM | Internal | Summer | B9 | 800 | 8000 | 0 | 49.78 | 49.77 | 0.01 | 0
2040 | PJM_ROR_2_PJM_ROM | PJM_ROR | PJM_ROM | Internal | Summer | B10 | 1262 | 8000 | 0 | 49.38 | 49.36 | 0.01 | 0
2040 | PJM_ROR_2_PJM_ROM | PJM_ROR | PJM_ROM | Internal | Winter | B16 | 25 | 8000 | 0 | 84.57 | 84.56 | 0.01 | 0
2040 | PJM_ROR_2_PJM_ROM | PJM_ROR | PJM_ROM | Internal | Winter | B17 | 100 | 8000 | 0.02 | 71.56 | 71.57 | 0.01 | 0
2040 | PJM_ROR_2_PJM_ROM | PJM_ROR | PJM_ROM | Internal | Winter | B18 | 400 | 8000 | 0 | 63.75 | 63.74 | 0.01 | 0
2040 | PJM_ROR_2_PJM_ROM | PJM_ROR | PJM_ROM | Internal | Winter | B19 | 700 | 8000 | 0 | 60.69 | 60.68 | 0.01 | 0
2040 | PJM_ROR_2_PJM_ROM | PJM_ROR | PJM_ROM | Internal | Winter | B20 | 935 | 8000 | 0 | 55.54 | 55.53 | 0.01 | 0
2040 | PJM_ROR_2_TVA_Transmission | PJM_ROR | TVA_Transmission | Internal | Shoulder | B11 | 25 | 2500 | 0 | 82.77 | 87.84 | 6 | 0
2040 | PJM_ROR_2_TVA_Transmission | PJM_ROR | TVA_Transmission | Internal | Shoulder | B12 | 200 | 2500 | 0 | 66.42 | 66.62 | 6 | 0
2040 | PJM_ROR_2_TVA_Transmission | PJM_ROR | TVA_Transmission | Internal | Shoulder | B13 | 600 | 2500 | 0 | 59.14 | 62.31 | 6 | 0
2040 | PJM_ROR_2_TVA_Transmission | PJM_ROR | TVA_Transmission | Internal | Shoulder | B14 | 900 | 2500 | 0 | 56.26 | 61.39 | 6 | 0
2040 | PJM_ROR_2_TVA_Transmission | PJM_ROR | TVA_Transmission | Internal | Shoulder | B15 | 1203 | 2500 | 0 | 51.58 | 56.03 | 6 | 0
2040 | PJM_ROR_2_TVA_Transmission | PJM_ROR | TVA_Transmission | Internal | Summer | B1 | 10 | 2500 | 0 | 107.45 | 105.67 | 6 | 0
2040 | PJM_ROR_2_TVA_Transmission | PJM_ROR | TVA_Transmission | Internal | Summer | B2 | 25 | 2500 | 2499.99 | 96.38 | 102.39 | 6 | 0.01
2040 | PJM_ROR_2_TVA_Transmission | PJM_ROR | TVA_Transmission | Internal | Summer | B3 | 75 | 2500 | 846.19 | 90.44 | 96.44 | 6 | 0
2040 | PJM_ROR_2_TVA_Transmission | PJM_ROR | TVA_Transmission | Internal | Summer | B4 | 100 | 2500 | 0.37 | 90.44 | 96.44 | 6 | 0
2040 | PJM_ROR_2_TVA_Transmission | PJM_ROR | TVA_Transmission | Internal | Summer | B5 | 200 | 2500 | 0 | 86.22 | 91.97 | 6 | 0
2040 | PJM_ROR_2_TVA_Transmission | PJM_ROR | TVA_Transmission | Internal | Summer | B6 | 300 | 2500 | 0 | 68.21 | 74.19 | 6 | 0
2040 | PJM_ROR_2_TVA_Transmission | PJM_ROR | TVA_Transmission | Internal | Summer | B7 | 400 | 2500 | 0 | 55.31 | 60.56 | 6 | 0
2040 | PJM_ROR_2_TVA_Transmission | PJM_ROR | TVA_Transmission | Internal | Summer | B8 | 500 | 2500 | 0 | 53.37 | 57.01 | 6 | 0
2040 | PJM_ROR_2_TVA_Transmission | PJM_ROR | TVA_Transmission | Internal | Summer | B9 | 800 | 2500 | 0 | 49.78 | 54.84 | 6 | 0
2040 | PJM_ROR_2_TVA_Transmission | PJM_ROR | TVA_Transmission | Internal | Summer | B10 | 1262 | 2500 | 0 | 49.38 | 50.03 | 6 | 0
2040 | PJM_ROR_2_TVA_Transmission | PJM_ROR | TVA_Transmission | Internal | Winter | B16 | 25 | 2500 | 0 | 84.57 | 90.55 | 6 | 0
2040 | PJM_ROR_2_TVA_Transmission | PJM_ROR | TVA_Transmission | Internal | Winter | B17 | 100 | 2500 | 0 | 71.56 | 71.43 | 6 | 0
2040 | PJM_ROR_2_TVA_Transmission | PJM_ROR | TVA_Transmission | Internal | Winter | B18 | 400 | 2500 | 0 | 63.75 | 63.3 | 6 | 0
2040 | PJM_ROR_2_TVA_Transmission | PJM_ROR | TVA_Transmission | Internal | Winter | B19 | 700 | 2500 | 0 | 60.69 | 62.31 | 6 | 0
2040 | PJM_ROR_2_TVA_Transmission | PJM_ROR | TVA_Transmission | Internal | Winter | B20 | 935 | 2500 | 0 | 55.54 | 57.96 | 6 | 0
2040 | PJM_ROR_2_VACAR | PJM_ROR | VACAR | Internal | Shoulder | B11 | 25 | 3000 | 2350.88 | 82.77 | 88.77 | 6 | 0
2040 | PJM_ROR_2_VACAR | PJM_ROR | VACAR | Internal | Shoulder | B12 | 200 | 3000 | 0 | 66.42 | 68.56 | 6 | 0
2040 | PJM_ROR_2_VACAR | PJM_ROR | VACAR | Internal | Shoulder | B13 | 600 | 3000 | 0 | 59.14 | 57.65 | 6 | 0
2040 | PJM_ROR_2_VACAR | PJM_ROR | VACAR | Internal | Shoulder | B14 | 900 | 3000 | 0 | 56.26 | 57.65 | 6 | 0
2040 | PJM_ROR_2_VACAR | PJM_ROR | VACAR | Internal | Shoulder | B15 | 1203 | 3000 | 3000 | 51.58 | 57.65 | 6 | 0.07
2040 | PJM_ROR_2_VACAR | PJM_ROR | VACAR | Internal | Summer | B1 | 10 | 3000 | 1788.02 | 107.45 | 113.45 | 6 | 0
2040 | PJM_ROR_2_VACAR | PJM_ROR | VACAR | Internal | Summer | B2 | 25 | 3000 | 498.2 | 96.38 | 102.38 | 6 | 0
2040 | PJM_ROR_2_VACAR | PJM_ROR | VACAR | Internal | Summer | B3 | 75 | 3000 | 3000 | 90.44 | 99.6 | 6 | 3.16
2040 | PJM_ROR_2_VACAR | PJM_ROR | VACAR | Internal | Summer | B4 | 100 | 3000 | 3000 | 90.44 | 97.15 | 6 | 0.71
2040 | PJM_ROR_2_VACAR | PJM_ROR | VACAR | Internal | Summer | B5 | 200 | 3000 | 3000 | 86.22 | 93.52 | 6 | 1.3
2040 | PJM_ROR_2_VACAR | PJM_ROR | VACAR | Internal | Summer | B6 | 300 | 3000 | 3000 | 68.21 | 76.16 | 6 | 1.96
2040 | PJM_ROR_2_VACAR | PJM_ROR | VACAR | Internal | Summer | B7 | 400 | 3000 | 471.45 | 55.31 | 61.31 | 6 | 0
2040 | PJM_ROR_2_VACAR | PJM_ROR | VACAR | Internal | Summer | B8 | 500 | 3000 | 0 | 53.37 | 55.34 | 6 | 0
2040 | PJM_ROR_2_VACAR | PJM_ROR | VACAR | Internal | Summer | B9 | 800 | 3000 | 0 | 49.78 | 55.34 | 6 | 0
2040 | PJM_ROR_2_VACAR | PJM_ROR | VACAR | Internal | Summer | B10 | 1262 | 3000 | 0 | 49.38 | 55.34 | 6 | 0
2040 | PJM_ROR_2_VACAR | PJM_ROR | VACAR | Internal | Winter | B16 | 25 | 3000 | 3000 | 84.57 | 100.55 | 6 | 9.97
2040 | PJM_ROR_2_VACAR | PJM_ROR | VACAR | Internal | Winter | B17 | 100 | 3000 | 0 | 71.56 | 75.5 | 6 | 0
2040 | PJM_ROR_2_VACAR | PJM_ROR | VACAR | Internal | Winter | B18 | 400 | 3000 | 0 | 63.75 | 63.05 | 6 | 0
2040 | PJM_ROR_2_VACAR | PJM_ROR | VACAR | Internal | Winter | B19 | 700 | 3000 | 0 | 60.69 | 63.05 | 6 | 0
2040 | PJM_ROR_2_VACAR | PJM_ROR | VACAR | Internal | Winter | B20 | 935 | 3000 | 3000 | 55.54 | 63.05 | 6 | 1.5
2040 | PJM_ROM_2_NYISO_A-F | PJM_ROM | NYISO_A-F | Internal | Shoulder | B11 | 25 | 2000 | 0 | 66.5 | 58.5 | 6 | 0
2040 | PJM_ROM_2_NYISO_A-F | PJM_ROM | NYISO_A-F | Internal | Shoulder | B12 | 200 | 2000 | 0 | 66.4 | 58.4 | 6 | 0
2040 | PJM_ROM_2_NYISO_A-F | PJM_ROM | NYISO_A-F | Internal | Shoulder | B13 | 600 | 2000 | 0 | 59.13 | 52.65 | 6 | 0
2040 | PJM_ROM_2_NYISO_A-F | PJM_ROM | NYISO_A-F | Internal | Shoulder | B14 | 900 | 2000 | 0 | 56.25 | 52.62 | 6 | 0
2040 | PJM_ROM_2_NYISO_A-F | PJM_ROM | NYISO_A-F | Internal | Shoulder | B15 | 1203 | 2000 | 0 | 51.57 | 51.98 | 6 | 0
2040 | PJM_ROM_2_NYISO_A-F | PJM_ROM | NYISO_A-F | Internal | Summer | B1 | 10 | 2000 | 0 | 107.46 | 99.46 | 6 | 0
2040 | PJM_ROM_2_NYISO_A-F | PJM_ROM | NYISO_A-F | Internal | Summer | B2 | 25 | 2000 | 0 | 96.37 | 88.37 | 6 | 0
2040 | PJM_ROM_2_NYISO_A-F | PJM_ROM | NYISO_A-F | Internal | Summer | B3 | 75 | 2000 | 0 | 84.27 | 76.27 | 6 | 0
2040 | PJM_ROM_2_NYISO_A-F | PJM_ROM | NYISO_A-F | Internal | Summer | B4 | 100 | 2000 | 0 | 80.21 | 68.37 | 6 | 0
2040 | PJM_ROM_2_NYISO_A-F | PJM_ROM | NYISO_A-F | Internal | Summer | B5 | 200 | 2000 | 0 | 76.67 | 68.37 | 6 | 0
2040 | PJM_ROM_2_NYISO_A-F | PJM_ROM | NYISO_A-F | Internal | Summer | B6 | 300 | 2000 | 0 | 68.2 | 60.2 | 6 | 0
2040 | PJM_ROM_2_NYISO_A-F | PJM_ROM | NYISO_A-F | Internal | Summer | B7 | 400 | 2000 | 0 | 55.29 | 51.36 | 6 | 0
2040 | PJM_ROM_2_NYISO_A-F | PJM_ROM | NYISO_A-F | Internal | Summer | B8 | 500 | 2000 | 0 | 53.36 | 51.36 | 6 | 0
2040 | PJM_ROM_2_NYISO_A-F | PJM_ROM | NYISO_A-F | Internal | Summer | B9 | 800 | 2000 | 0 | 49.77 | 49.5 | 6 | 0
2040 | PJM_ROM_2_NYISO_A-F | PJM_ROM | NYISO_A-F | Internal | Summer | B10 | 1262 | 2000 | 0 | 49.36 | 49.5 | 6 | 0
2040 | PJM_ROM_2_NYISO_A-F | PJM_ROM | NYISO_A-F | Internal | Winter | B16 | 25 | 2000 | 0 | 84.56 | 76.56 | 6 | 0
2040 | PJM_ROM_2_NYISO_A-F | PJM_ROM | NYISO_A-F | Internal | Winter | B17 | 100 | 2000 | 0 | 71.57 | 63.57 | 6 | 0
2040 | PJM_ROM_2_NYISO_A-F | PJM_ROM | NYISO_A-F | Internal | Winter | B18 | 400 | 2000 | 0 | 63.74 | 60.85 | 6 | 0
2040 | PJM_ROM_2_NYISO_A-F | PJM_ROM | NYISO_A-F | Internal | Winter | B19 | 700 | 2000 | 0 | 60.68 | 60.85 | 6 | 0
2040 | PJM_ROM_2_NYISO_A-F | PJM_ROM | NYISO_A-F | Internal | Winter | B20 | 935 | 2000 | 0 | 55.53 | 60.85 | 6 | 0
2040 | PJM_ROM_2_PJM_E | PJM_ROM | PJM_E | Internal | Shoulder | B11 | 25 | 8000 | 453.44 | 66.5 | 66.51 | 0.01 | 0
2040 | PJM_ROM_2_PJM_E | PJM_ROM | PJM_E | Internal | Shoulder | B12 | 200 | 8000 | 716.46 | 66.4 | 66.42 | 0.01 | 0
2040 | PJM_ROM_2_PJM_E | PJM_ROM | PJM_E | Internal | Shoulder | B13 | 600 | 8000 | 760.13 | 59.13 | 59.14 | 0.01 | 0
2040 | PJM_ROM_2_PJM_E | PJM_ROM | PJM_E | Internal | Shoulder | B14 | 900 | 8000 | 2289.08 | 56.25 | 56.26 | 0.01 | 0
2040 | PJM_ROM_2_PJM_E | PJM_ROM | PJM_E | Internal | Shoulder | B15 | 1203 | 8000 | 3552.14 | 51.57 | 51.58 | 0.01 | 0
2040 | PJM_ROM_2_PJM_E | PJM_ROM | PJM_E | Internal | Summer | B1 | 10 | 8000 | 7958.56 | 107.46 | 107.47 | 0.01 | 0
2040 | PJM_ROM_2_PJM_E | PJM_ROM | PJM_E | Internal | Summer | B2 | 25 | 8000 | 6768.08 | 96.37 | 96.38 | 0.01 | 0
2040 | PJM_ROM_2_PJM_E | PJM_ROM | PJM_E | Internal | Summer | B3 | 75 | 8000 | 2408.42 | 84.27 | 84.29 | 0.01 | 0
2040 | PJM_ROM_2_PJM_E | PJM_ROM | PJM_E | Internal | Summer | B4 | 100 | 8000 | 2402.99 | 80.21 | 80.22 | 0.01 | 0
2040 | PJM_ROM_2_PJM_E | PJM_ROM | PJM_E | Internal | Summer | B5 | 200 | 8000 | 3216.57 | 76.67 | 76.68 | 0.01 | 0
2040 | PJM_ROM_2_PJM_E | PJM_ROM | PJM_E | Internal | Summer | B6 | 300 | 8000 | 3619.19 | 68.2 | 68.21 | 0.01 | 0
2040 | PJM_ROM_2_PJM_E | PJM_ROM | PJM_E | Internal | Summer | B7 | 400 | 8000 | 3631.02 | 55.29 | 55.31 | 0.01 | 0
2040 | PJM_ROM_2_PJM_E | PJM_ROM | PJM_E | Internal | Summer | B8 | 500 | 8000 | 3075.3 | 53.36 | 53.37 | 0.01 | 0
2040 | PJM_ROM_2_PJM_E | PJM_ROM | PJM_E | Internal | Summer | B9 | 800 | 8000 | 7195.07 | 49.77 | 49.78 | 0.01 | 0
2040 | PJM_ROM_2_PJM_E | PJM_ROM | PJM_E | Internal | Summer | B10 | 1262 | 8000 | 4550.02 | 49.36 | 49.38 | 0.01 | 0
2040 | PJM_ROM_2_PJM_E | PJM_ROM | PJM_E | Internal | Winter | B16 | 25 | 8000 | 3947.31 | 84.56 | 84.57 | 0.01 | 0
2040 | PJM_ROM_2_PJM_E | PJM_ROM | PJM_E | Internal | Winter | B17 | 100 | 8000 | 4725.05 | 71.57 | 71.59 | 0.01 | 0
2040 | PJM_ROM_2_PJM_E | PJM_ROM | PJM_E | Internal | Winter | B18 | 400 | 8000 | 4323.44 | 63.74 | 63.75 | 0.01 | 0
2040 | PJM_ROM_2_PJM_E | PJM_ROM | PJM_E | Internal | Winter | B19 | 700 | 8000 | 4898.02 | 60.68 | 60.69 | 0.01 | 0
2040 | PJM_ROM_2_PJM_E | PJM_ROM | PJM_E | Internal | Winter | B20 | 935 | 8000 | 5097.25 | 55.53 | 55.54 | 0.01 | 0
2040 | PJM_ROM_2_PJM_ROR | PJM_ROM | PJM_ROR | Internal | Shoulder | B11 | 25 | 8000 | 8000 | 66.5 | 82.77 | 0.01 | 16.26
2040 | PJM_ROM_2_PJM_ROR | PJM_ROM | PJM_ROR | Internal | Shoulder | B12 | 200 | 8000 | 7348.63 | 66.4 | 66.42 | 0.01 | 0
2040 | PJM_ROM_2_PJM_ROR | PJM_ROM | PJM_ROR | Internal | Shoulder | B13 | 600 | 8000 | 7983.19 | 59.13 | 59.14 | 0.01 | 0
2040 | PJM_ROM_2_PJM_ROR | PJM_ROM | PJM_ROR | Internal | Shoulder | B14 | 900 | 8000 | 5812.2 | 56.25 | 56.26 | 0.01 | 0
2040 | PJM_ROM_2_PJM_ROR | PJM_ROM | PJM_ROR | Internal | Shoulder | B15 | 1203 | 8000 | 5192.21 | 51.57 | 51.58 | 0.01 | 0
2040 | PJM_ROM_2_PJM_ROR | PJM_ROM | PJM_ROR | Internal | Summer | B1 | 10 | 8000 | 0.02 | 107.46 | 107.45 | 0.01 | 0
2040 | PJM_ROM_2_PJM_ROR | PJM_ROM | PJM_ROR | Internal | Summer | B2 | 25 | 8000 | 1166.67 | 96.37 | 96.38 | 0.01 | 0
2040 | PJM_ROM_2_PJM_ROR | PJM_ROM | PJM_ROR | Internal | Summer | B3 | 75 | 8000 | 8000 | 84.27 | 90.44 | 0.01 | 6.15
2040 | PJM_ROM_2_PJM_ROR | PJM_ROM | PJM_ROR | Internal | Summer | B4 | 100 | 8000 | 8000 | 80.21 | 90.44 | 0.01 | 10.22
2040 | PJM_ROM_2_PJM_ROR | PJM_ROM | PJM_ROR | Internal | Summer | B5 | 200 | 8000 | 8000 | 76.67 | 86.22 | 0.01 | 9.53
2040 | PJM_ROM_2_PJM_ROR | PJM_ROM | PJM_ROR | Internal | Summer | B6 | 300 | 8000 | 5213.58 | 68.2 | 68.21 | 0.01 | 0
2040 | PJM_ROM_2_PJM_ROR | PJM_ROM | PJM_ROR | Internal | Summer | B7 | 400 | 8000 | 4022.05 | 55.29 | 55.31 | 0.01 | 0
2040 | PJM_ROM_2_PJM_ROR | PJM_ROM | PJM_ROR | Internal | Summer | B8 | 500 | 8000 | 4226.01 | 53.36 | 53.37 | 0.01 | 0
2040 | PJM_ROM_2_PJM_ROR | PJM_ROM | PJM_ROR | Internal | Summer | B9 | 800 | 8000 | 1944.06 | 49.77 | 49.78 | 0.01 | 0
2040 | PJM_ROM_2_PJM_ROR | PJM_ROM | PJM_ROR | Internal | Summer | B10 | 1262 | 8000 | 6158.19 | 49.36 | 49.38 | 0.01 | 0
2040 | PJM_ROM_2_PJM_ROR | PJM_ROM | PJM_ROR | Internal | Winter | B16 | 25 | 8000 | 4455.92 | 84.56 | 84.57 | 0.01 | 0
2040 | PJM_ROM_2_PJM_ROR | PJM_ROM | PJM_ROR | Internal | Winter | B17 | 100 | 8000 | 0 | 71.57 | 71.56 | 0.01 | 0
2040 | PJM_ROM_2_PJM_ROR | PJM_ROM | PJM_ROR | Internal | Winter | B18 | 400 | 8000 | 1044.87 | 63.74 | 63.75 | 0.01 | 0
2040 | PJM_ROM_2_PJM_ROR | PJM_ROM | PJM_ROR | Internal | Winter | B19 | 700 | 8000 | 533.8 | 60.68 | 60.69 | 0.01 | 0
2040 | PJM_ROM_2_PJM_ROR | PJM_ROM | PJM_ROR | Internal | Winter | B20 | 935 | 8000 | 1282.04 | 55.53 | 55.54 | 0.01 | 0
2040 | SOCO_2_FRCC | SOCO | FRCC | Internal | Shoulder | B11 | 25 | 3700 | 1594.57 | 95.77 | 105.77 | 10 | 0
2040 | SOCO_2_FRCC | SOCO | FRCC | Internal | Shoulder | B12 | 200 | 3700 | 0 | 61.82 | 69.82 | 10 | 0
2040 | SOCO_2_FRCC | SOCO | FRCC | Internal | Shoulder | B13 | 600 | 3700 | 0 | 61.82 | 66.91 | 10 | 0
2040 | SOCO_2_FRCC | SOCO | FRCC | Internal | Shoulder | B14 | 900 | 3700 | 0 | 61.82 | 66.91 | 10 | 0
2040 | SOCO_2_FRCC | SOCO | FRCC | Internal | Shoulder | B15 | 1203 | 3700 | 0 | 61.82 | 66.91 | 10 | 0
2040 | SOCO_2_FRCC | SOCO | FRCC | Internal | Summer | B1 | 10 | 3700 | 648.06 | 106.63 | 116.63 | 10 | 0
2040 | SOCO_2_FRCC | SOCO | FRCC | Internal | Summer | B2 | 25 | 3700 | 0 | 102.52 | 107.43 | 10 | 0
2040 | SOCO_2_FRCC | SOCO | FRCC | Internal | Summer | B3 | 75 | 3700 | 0 | 100.52 | 107.43 | 10 | 0
2040 | SOCO_2_FRCC | SOCO | FRCC | Internal | Summer | B4 | 100 | 3700 | 0 | 100.52 | 107.43 | 10 | 0
2040 | SOCO_2_FRCC | SOCO | FRCC | Internal | Summer | B5 | 200 | 3700 | 0 | 100.52 | 105.06 | 10 | 0
2040 | SOCO_2_FRCC | SOCO | FRCC | Internal | Summer | B6 | 300 | 3700 | 1975.62 | 83.16 | 93.16 | 10 | 0
2040 | SOCO_2_FRCC | SOCO | FRCC | Internal | Summer | B7 | 400 | 3700 | 0 | 68.31 | 78.23 | 10 | 0
2040 | SOCO_2_FRCC | SOCO | FRCC | Internal | Summer | B8 | 500 | 3700 | 0 | 60.21 | 68.59 | 10 | 0
2040 | SOCO_2_FRCC | SOCO | FRCC | Internal | Summer | B9 | 800 | 3700 | 0 | 60.21 | 65.74 | 10 | 0
2040 | SOCO_2_FRCC | SOCO | FRCC | Internal | Summer | B10 | 1262 | 3700 | 1051.16 | 55.74 | 65.74 | 10 | 0
2040 | SOCO_2_FRCC | SOCO | FRCC | Internal | Winter | B16 | 25 | 3700 | 0 | 90.55 | 99.36 | 10 | 0
2040 | SOCO_2_FRCC | SOCO | FRCC | Internal | Winter | B17 | 100 | 3700 | 0 | 65.5 | 73.02 | 10 | 0
2040 | SOCO_2_FRCC | SOCO | FRCC | Internal | Winter | B18 | 400 | 3700 | 0 | 65.5 | 69.97 | 10 | 0
2040 | SOCO_2_FRCC | SOCO | FRCC | Internal | Winter | B19 | 700 | 3700 | 0 | 65.5 | 69.97 | 10 | 0
2040 | SOCO_2_FRCC | SOCO | FRCC | Internal | Winter | B20 | 935 | 3700 | 0 | 59.84 | 69.33 | 10 | 0
2040 | SOCO_2_VACAR | SOCO | VACAR | Internal | Shoulder | B11 | 25 | 2000 | 0 | 95.77 | 88.77 | 10 | 0
2040 | SOCO_2_VACAR | SOCO | VACAR | Internal | Shoulder | B12 | 200 | 2000 | 0 | 61.82 | 68.56 | 10 | 0
2040 | SOCO_2_VACAR | SOCO | VACAR | Internal | Shoulder | B13 | 600 | 2000 | 0 | 61.82 | 57.65 | 10 | 0
2040 | SOCO_2_VACAR | SOCO | VACAR | Internal | Shoulder | B14 | 900 | 2000 | 0 | 61.82 | 57.65 | 10 | 0
2040 | SOCO_2_VACAR | SOCO | VACAR | Internal | Shoulder | B15 | 1203 | 2000 | 0 | 61.82 | 57.65 | 10 | 0
2040 | SOCO_2_VACAR | SOCO | VACAR | Internal | Summer | B1 | 10 | 2000 | 0 | 106.63 | 113.45 | 10 | 0
2040 | SOCO_2_VACAR | SOCO | VACAR | Internal | Summer | B2 | 25 | 2000 | 0 | 102.52 | 102.38 | 10 | 0
2040 | SOCO_2_VACAR | SOCO | VACAR | Internal | Summer | B3 | 75 | 2000 | 0 | 100.52 | 99.6 | 10 | 0
2040 | SOCO_2_VACAR | SOCO | VACAR | Internal | Summer | B4 | 100 | 2000 | 0 | 100.52 | 97.15 | 10 | 0
2040 | SOCO_2_VACAR | SOCO | VACAR | Internal | Summer | B5 | 200 | 2000 | 0 | 100.52 | 93.52 | 10 | 0
2040 | SOCO_2_VACAR | SOCO | VACAR | Internal | Summer | B6 | 300 | 2000 | 0 | 83.16 | 76.16 | 10 | 0
2040 | SOCO_2_VACAR | SOCO | VACAR | Internal | Summer | B7 | 400 | 2000 | 0 | 68.31 | 61.31 | 10 | 0
2040 | SOCO_2_VACAR | SOCO | VACAR | Internal | Summer | B8 | 500 | 2000 | 0 | 60.21 | 55.34 | 10 | 0
2040 | SOCO_2_VACAR | SOCO | VACAR | Internal | Summer | B9 | 800 | 2000 | 0 | 60.21 | 55.34 | 10 | 0
2040 | SOCO_2_VACAR | SOCO | VACAR | Internal | Summer | B10 | 1262 | 2000 | 0 | 55.74 | 55.34 | 10 | 0
2040 | SOCO_2_VACAR | SOCO | VACAR | Internal | Winter | B16 | 25 | 2000 | 79.68 | 90.55 | 100.55 | 10 | 0
2040 | SOCO_2_VACAR | SOCO | VACAR | Internal | Winter | B17 | 100 | 2000 | 1033.29 | 65.5 | 75.5 | 10 | 0
2040 | SOCO_2_VACAR | SOCO | VACAR | Internal | Winter | B18 | 400 | 2000 | 0 | 65.5 | 63.05 | 10 | 0
2040 | SOCO_2_VACAR | SOCO | VACAR | Internal | Winter | B19 | 700 | 2000 | 0 | 65.5 | 63.05 | 10 | 0
2040 | SOCO_2_VACAR | SOCO | VACAR | Internal | Winter | B20 | 935 | 2000 | 0 | 59.84 | 63.05 | 10 | 0
2040 | SPP_N_2_ENT | SPP_N | ENT | Internal | Shoulder | B11 | 25 | 1800 | 0 | 91.77 | 87.77 | 5 | 0
2040 | SPP_N_2_ENT | SPP_N | ENT | Internal | Shoulder | B12 | 200 | 1800 | 0 | 59.79 | 61.96 | 5 | 0
2040 | SPP_N_2_ENT | SPP_N | ENT | Internal | Shoulder | B13 | 600 | 1800 | 0 | 59.24 | 61.51 | 5 | 0
2040 | SPP_N_2_ENT | SPP_N | ENT | Internal | Shoulder | B14 | 900 | 1800 | 0 | 55.25 | 59.84 | 5 | 0
2040 | SPP_N_2_ENT | SPP_N | ENT | Internal | Shoulder | B15 | 1203 | 1800 | 1800 | 54.26 | 59.46 | 5 | 0.2
2040 | SPP_N_2_ENT | SPP_N | ENT | Internal | Summer | B1 | 10 | 1800 | 0 | 97.67 | 98.63 | 5 | 0
2040 | SPP_N_2_ENT | SPP_N | ENT | Internal | Summer | B2 | 25 | 1800 | 0 | 97.66 | 94.52 | 5 | 0
2040 | SPP_N_2_ENT | SPP_N | ENT | Internal | Summer | B3 | 75 | 1800 | 0 | 97.66 | 92.52 | 5 | 0
2040 | SPP_N_2_ENT | SPP_N | ENT | Internal | Summer | B4 | 100 | 1800 | 0 | 97.66 | 92.52 | 5 | 0
2040 | SPP_N_2_ENT | SPP_N | ENT | Internal | Summer | B5 | 200 | 1800 | 0 | 91.71 | 88.11 | 5 | 0
2040 | SPP_N_2_ENT | SPP_N | ENT | Internal | Summer | B6 | 300 | 1800 | 0 | 76.09 | 75.16 | 5 | 0
2040 | SPP_N_2_ENT | SPP_N | ENT | Internal | Summer | B7 | 400 | 1800 | 0 | 60.09 | 60.31 | 5 | 0
2040 | SPP_N_2_ENT | SPP_N | ENT | Internal | Summer | B8 | 500 | 1800 | 0 | 57.42 | 60 | 5 | 0
2040 | SPP_N_2_ENT | SPP_N | ENT | Internal | Summer | B9 | 800 | 1800 | 0 | 57.03 | 58.04 | 5 | 0
2040 | SPP_N_2_ENT | SPP_N | ENT | Internal | Summer | B10 | 1262 | 1800 | 1195.04 | 52.5 | 57.5 | 5 | 0
2040 | SPP_N_2_ENT | SPP_N | ENT | Internal | Winter | B16 | 25 | 1800 | 0 | 82.56 | 82.55 | 5 | 0
2040 | SPP_N_2_ENT | SPP_N | ENT | Internal | Winter | B17 | 100 | 1800 | 0 | 63.99 | 66.07 | 5 | 0
2040 | SPP_N_2_ENT | SPP_N | ENT | Internal | Winter | B18 | 400 | 1800 | 197.3 | 60.59 | 65.59 | 5 | 0
2040 | SPP_N_2_ENT | SPP_N | ENT | Internal | Winter | B19 | 700 | 1800 | 0 | 59.02 | 64.01 | 5 | 0
2040 | SPP_N_2_ENT | SPP_N | ENT | Internal | Winter | B20 | 935 | 1800 | 1800 | 50.86 | 57.96 | 5 | 2.1
2040 | SPP_N_2_MISO_MO-IL | SPP_N | MISO_MO-IL | Internal | Shoulder | B11 | 25 | 2000 | 0 | 91.77 | 84.78 | 5 | 0
2040 | SPP_N_2_MISO_MO-IL | SPP_N | MISO_MO-IL | Internal | Shoulder | B12 | 200 | 2000 | 0 | 59.79 | 64.44 | 5 | 0
2040 | SPP_N_2_MISO_MO-IL | SPP_N | MISO_MO-IL | Internal | Shoulder | B13 | 600 | 2000 | 0 | 59.24 | 59.86 | 5 | 0
2040 | SPP_N_2_MISO_MO-IL | SPP_N | MISO_MO-IL | Internal | Shoulder | B14 | 900 | 2000 | 0 | 55.25 | 57.79 | 5 | 0
2040 | SPP_N_2_MISO_MO-IL | SPP_N | MISO_MO-IL | Internal | Shoulder | B15 | 1203 | 2000 | 0 | 54.26 | 51.63 | 5 | 0
2040 | SPP_N_2_MISO_MO-IL | SPP_N | MISO_MO-IL | Internal | Summer | B1 | 10 | 2000 | 0 | 97.67 | 97.67 | 5 | 0
2040 | SPP_N_2_MISO_MO-IL | SPP_N | MISO_MO-IL | Internal | Summer | B2 | 25 | 2000 | 0 | 97.66 | 94.39 | 5 | 0
2040 | SPP_N_2_MISO_MO-IL | SPP_N | MISO_MO-IL | Internal | Summer | B3 | 75 | 2000 | 0 | 97.66 | 92.01 | 5 | 0
2040 | SPP_N_2_MISO_MO-IL | SPP_N | MISO_MO-IL | Internal | Summer | B4 | 100 | 2000 | 0 | 97.66 | 90.3 | 5 | 0
2040 | SPP_N_2_MISO_MO-IL | SPP_N | MISO_MO-IL | Internal | Summer | B5 | 200 | 2000 | 0 | 91.71 | 88.23 | 5 | 0
2040 | SPP_N_2_MISO_MO-IL | SPP_N | MISO_MO-IL | Internal | Summer | B6 | 300 | 2000 | 0 | 76.09 | 69.1 | 5 | 0
2040 | SPP_N_2_MISO_MO-IL | SPP_N | MISO_MO-IL | Internal | Summer | B7 | 400 | 2000 | 0 | 60.09 | 57.31 | 5 | 0
2040 | SPP_N_2_MISO_MO-IL | SPP_N | MISO_MO-IL | Internal | Summer | B8 | 500 | 2000 | 0 | 57.42 | 53.21 | 5 | 0
2040 | SPP_N_2_MISO_MO-IL | SPP_N | MISO_MO-IL | Internal | Summer | B9 | 800 | 2000 | 0 | 57.03 | 50.04 | 5 | 0
2040 | SPP_N_2_MISO_MO-IL | SPP_N | MISO_MO-IL | Internal | Summer | B10 | 1262 | 2000 | 0 | 52.5 | 47.38 | 5 | 0
2040 | SPP_N_2_MISO_MO-IL | SPP_N | MISO_MO-IL | Internal | Winter | B16 | 25 | 2000 | 0 | 82.56 | 82.56 | 5 | 0
2040 | SPP_N_2_MISO_MO-IL | SPP_N | MISO_MO-IL | Internal | Winter | B17 | 100 | 2000 | 124.36 | 63.99 | 68.99 | 5 | 0
2040 | SPP_N_2_MISO_MO-IL | SPP_N | MISO_MO-IL | Internal | Winter | B18 | 400 | 2000 | 0 | 60.59 | 61.75 | 5 | 0
2040 | SPP_N_2_MISO_MO-IL | SPP_N | MISO_MO-IL | Internal | Winter | B19 | 700 | 2000 | 0 | 59.02 | 59.41 | 5 | 0
2040 | SPP_N_2_MISO_MO-IL | SPP_N | MISO_MO-IL | Internal | Winter | B20 | 935 | 2000 | 0 | 50.86 | 49.96 | 5 | 0
2040 | SPP_N_2_MISO_W | SPP_N | MISO_W | Internal | Shoulder | B11 | 25 | 750 | 0 | 91.77 | 84.77 | 5 | 0
2040 | SPP_N_2_MISO_W | SPP_N | MISO_W | Internal | Shoulder | B12 | 200 | 750 | 0 | 59.79 | 64.43 | 5 | 0
2040 | SPP_N_2_MISO_W | SPP_N | MISO_W | Internal | Shoulder | B13 | 600 | 750 | 0 | 59.24 | 59.85 | 5 | 0
2040 | SPP_N_2_MISO_W | SPP_N | MISO_W | Internal | Shoulder | B14 | 900 | 750 | 0 | 55.25 | 57.78 | 5 | 0
2040 | SPP_N_2_MISO_W | SPP_N | MISO_W | Internal | Shoulder | B15 | 1203 | 750 | 0 | 54.26 | 51.62 | 5 | 0
2040 | SPP_N_2_MISO_W | SPP_N | MISO_W | Internal | Summer | B1 | 10 | 750 | 0 | 97.67 | 97.66 | 5 | 0
2040 | SPP_N_2_MISO_W | SPP_N | MISO_W | Internal | Summer | B2 | 25 | 750 | 0 | 97.66 | 94.38 | 5 | 0
2040 | SPP_N_2_MISO_W | SPP_N | MISO_W | Internal | Summer | B3 | 75 | 750 | 0 | 97.66 | 92.38 | 5 | 0
2040 | SPP_N_2_MISO_W | SPP_N | MISO_W | Internal | Summer | B4 | 100 | 750 | 0 | 97.66 | 90.66 | 5 | 0
2040 | SPP_N_2_MISO_W | SPP_N | MISO_W | Internal | Summer | B5 | 200 | 750 | 0 | 91.71 | 88.22 | 5 | 0
2040 | SPP_N_2_MISO_W | SPP_N | MISO_W | Internal | Summer | B6 | 300 | 750 | 0 | 76.09 | 69.09 | 5 | 0
2040 | SPP_N_2_MISO_W | SPP_N | MISO_W | Internal | Summer | B7 | 400 | 750 | 0 | 60.09 | 57.29 | 5 | 0
2040 | SPP_N_2_MISO_W | SPP_N | MISO_W | Internal | Summer | B8 | 500 | 750 | 0 | 57.42 | 53.2 | 5 | 0
2040 | SPP_N_2_MISO_W | SPP_N | MISO_W | Internal | Summer | B9 | 800 | 750 | 0 | 57.03 | 50.03 | 5 | 0
2040 | SPP_N_2_MISO_W | SPP_N | MISO_W | Internal | Summer | B10 | 1262 | 750 | 0 | 52.5 | 47.31 | 5 | 0
2040 | SPP_N_2_MISO_W | SPP_N | MISO_W | Internal | Winter | B16 | 25 | 750 | 0 | 82.56 | 82.55 | 5 | 0
2040 | SPP_N_2_MISO_W | SPP_N | MISO_W | Internal | Winter | B17 | 100 | 750 | 0 | 63.99 | 68.98 | 5 | 0
2040 | SPP_N_2_MISO_W | SPP_N | MISO_W | Internal | Winter | B18 | 400 | 750 | 0 | 60.59 | 61.75 | 5 | 0
2040 | SPP_N_2_MISO_W | SPP_N | MISO_W | Internal | Winter | B19 | 700 | 750 | 0 | 59.02 | 59.42 | 5 | 0
2040 | SPP_N_2_MISO_W | SPP_N | MISO_W | Internal | Winter | B20 | 935 | 750 | 0 | 50.86 | 49.95 | 5 | 0
2040 | SPP_N_2_NE | SPP_N | NE | Internal | Shoulder | B11 | 25 | 330 | 0 | 91.77 | 84.77 | 0.01 | 0
2040 | SPP_N_2_NE | SPP_N | NE | Internal | Shoulder | B12 | 200 | 330 | 0 | 59.79 | 59.77 | 0.01 | 0
2040 | SPP_N_2_NE | SPP_N | NE | Internal | Shoulder | B13 | 600 | 330 | 0 | 59.24 | 59.23 | 0.01 | 0
2040 | SPP_N_2_NE | SPP_N | NE | Internal | Shoulder | B14 | 900 | 330 | 0 | 55.25 | 55.24 | 0.01 | 0
2040 | SPP_N_2_NE | SPP_N | NE | Internal | Shoulder | B15 | 1203 | 330 | 0 | 54.26 | 48.18 | 0.01 | 0
2040 | SPP_N_2_NE | SPP_N | NE | Internal | Summer | B1 | 10 | 330 | 0.02 | 97.67 | 97.66 | 0.01 | 0
2040 | SPP_N_2_NE | SPP_N | NE | Internal | Summer | B2 | 25 | 330 | 0 | 97.66 | 97.13 | 0.01 | 0
2040 | SPP_N_2_NE | SPP_N | NE | Internal | Summer | B3 | 75 | 330 | 0 | 97.66 | 97.13 | 0.01 | 0
2040 | SPP_N_2_NE | SPP_N | NE | Internal | Summer | B4 | 100 | 330 | 0 | 97.66 | 97.13 | 0.01 | 0
2040 | SPP_N_2_NE | SPP_N | NE | Internal | Summer | B5 | 200 | 330 | 0 | 91.71 | 88.22 | 0.01 | 0
2040 | SPP_N_2_NE | SPP_N | NE | Internal | Summer | B6 | 300 | 330 | 0 | 76.09 | 69.09 | 0.01 | 0
2040 | SPP_N_2_NE | SPP_N | NE | Internal | Summer | B7 | 400 | 330 | 0 | 60.09 | 60.08 | 0.01 | 0
2040 | SPP_N_2_NE | SPP_N | NE | Internal | Summer | B8 | 500 | 330 | 0 | 57.42 | 53.2 | 0.01 | 0
2040 | SPP_N_2_NE | SPP_N | NE | Internal | Summer | B9 | 800 | 330 | 0 | 57.03 | 50.03 | 0.01 | 0
2040 | SPP_N_2_NE | SPP_N | NE | Internal | Summer | B10 | 1262 | 330 | 0 | 52.5 | 42.31 | 0.01 | 0
2040 | SPP_N_2_NE | SPP_N | NE | Internal | Winter | B16 | 25 | 330 | 0 | 82.56 | 82.55 | 0.01 | 0
2040 | SPP_N_2_NE | SPP_N | NE | Internal | Winter | B17 | 100 | 330 | 0 | 63.99 | 63.98 | 0.01 | 0
2040 | SPP_N_2_NE | SPP_N | NE | Internal | Winter | B18 | 400 | 330 | 0 | 60.59 | 60.58 | 0.01 | 0
2040 | SPP_N_2_NE | SPP_N | NE | Internal | Winter | B19 | 700 | 330 | 0 | 59.02 | 59.01 | 0.01 | 0
2040 | SPP_N_2_NE | SPP_N | NE | Internal | Winter | B20 | 935 | 330 | 0 | 50.86 | 44.95 | 0.01 | 0
2040 | SPP_N_2_SPP_S | SPP_N | SPP_S | Internal | Shoulder | B11 | 25 | 4000 | 0 | 91.77 | 81.87 | 0.01 | 0
2040 | SPP_N_2_SPP_S | SPP_N | SPP_S | Internal | Shoulder | B12 | 200 | 4000 | 0 | 59.79 | 59.39 | 0.01 | 0
2040 | SPP_N_2_SPP_S | SPP_N | SPP_S | Internal | Shoulder | B13 | 600 | 4000 | 227.38 | 59.24 | 59.25 | 0.01 | 0
2040 | SPP_N_2_SPP_S | SPP_N | SPP_S | Internal | Shoulder | B14 | 900 | 4000 | 0 | 55.25 | 54.84 | 0.01 | 0
2040 | SPP_N_2_SPP_S | SPP_N | SPP_S | Internal | Shoulder | B15 | 1203 | 4000 | 0 | 54.26 | 54.25 | 0.01 | 0
2040 | SPP_N_2_SPP_S | SPP_N | SPP_S | Internal | Summer | B1 | 10 | 4000 | 0 | 97.67 | 83.11 | 0.01 | 0
2040 | SPP_N_2_SPP_S | SPP_N | SPP_S | Internal | Summer | B2 | 25 | 4000 | 0 | 97.66 | 83.82 | 0.01 | 0
2040 | SPP_N_2_SPP_S | SPP_N | SPP_S | Internal | Summer | B3 | 75 | 4000 | 0 | 97.66 | 83.82 | 0.01 | 0
2040 | SPP_N_2_SPP_S | SPP_N | SPP_S | Internal | Summer | B4 | 100 | 4000 | 0 | 97.66 | 83.11 | 0.01 | 0
2040 | SPP_N_2_SPP_S | SPP_N | SPP_S | Internal | Summer | B5 | 200 | 4000 | 0 | 91.71 | 83.11 | 0.01 | 0
2040 | SPP_N_2_SPP_S | SPP_N | SPP_S | Internal | Summer | B6 | 300 | 4000 | 595.45 | 76.09 | 76.1 | 0.01 | 0
2040 | SPP_N_2_SPP_S | SPP_N | SPP_S | Internal | Summer | B7 | 400 | 4000 | 0 | 60.09 | 60.08 | 0.01 | 0
2040 | SPP_N_2_SPP_S | SPP_N | SPP_S | Internal | Summer | B8 | 500 | 4000 | 424.32 | 57.42 | 57.43 | 0.01 | 0
2040 | SPP_N_2_SPP_S | SPP_N | SPP_S | Internal | Summer | B9 | 800 | 4000 | 3333.42 | 57.03 | 57.04 | 0.01 | 0
2040 | SPP_N_2_SPP_S | SPP_N | SPP_S | Internal | Summer | B10 | 1262 | 4000 | 1426.93 | 52.5 | 52.51 | 0.01 | 0
2040 | SPP_N_2_SPP_S | SPP_N | SPP_S | Internal | Winter | B16 | 25 | 4000 | 0 | 82.56 | 64.31 | 0.01 | 0
2040 | SPP_N_2_SPP_S | SPP_N | SPP_S | Internal | Winter | B17 | 100 | 4000 | 0 | 63.99 | 63.27 | 0.01 | 0
2040 | SPP_N_2_SPP_S | SPP_N | SPP_S | Internal | Winter | B18 | 400 | 4000 | 465.92 | 60.59 | 60.6 | 0.01 | 0
2040 | SPP_N_2_SPP_S | SPP_N | SPP_S | Internal | Winter | B19 | 700 | 4000 | 0 | 59.02 | 59.01 | 0.01 | 0
2040 | SPP_N_2_SPP_S | SPP_N | SPP_S | Internal | Winter | B20 | 935 | 4000 | 503.01 | 50.86 | 50.88 | 0.01 | 0
2040 | SPP_S_2_ENT | SPP_S | ENT | Internal | Shoulder | B11 | 25 | 850 | 850 | 81.87 | 87.77 | 5 | 0.89
2040 | SPP_S_2_ENT | SPP_S | ENT | Internal | Shoulder | B12 | 200 | 850 | 0 | 59.39 | 61.96 | 5 | 0
2040 | SPP_S_2_ENT | SPP_S | ENT | Internal | Shoulder | B13 | 600 | 850 | 0 | 59.25 | 61.51 | 5 | 0
2040 | SPP_S_2_ENT | SPP_S | ENT | Internal | Shoulder | B14 | 900 | 850 | 747.68 | 54.84 | 59.84 | 5 | 0
2040 | SPP_S_2_ENT | SPP_S | ENT | Internal | Shoulder | B15 | 1203 | 850 | 850 | 54.25 | 59.46 | 5 | 0.21
2040 | SPP_S_2_ENT | SPP_S | ENT | Internal | Summer | B1 | 10 | 850 | 850 | 83.11 | 98.63 | 5 | 10.52
2040 | SPP_S_2_ENT | SPP_S | ENT | Internal | Summer | B2 | 25 | 850 | 850 | 83.82 | 94.52 | 5 | 5.7
2040 | SPP_S_2_ENT | SPP_S | ENT | Internal | Summer | B3 | 75 | 850 | 850 | 83.82 | 92.52 | 5 | 3.7
2040 | SPP_S_2_ENT | SPP_S | ENT | Internal | Summer | B4 | 100 | 850 | 850 | 83.11 | 92.52 | 5 | 4.4
2040 | SPP_S_2_ENT | SPP_S | ENT | Internal | Summer | B5 | 200 | 850 | 704.06 | 83.11 | 88.11 | 5 | 0
2040 | SPP_S_2_ENT | SPP_S | ENT | Internal | Summer | B6 | 300 | 850 | 0 | 76.1 | 75.16 | 5 | 0
2040 | SPP_S_2_ENT | SPP_S | ENT | Internal | Summer | B7 | 400 | 850 | 0 | 60.08 | 60.31 | 5 | 0
2040 | SPP_S_2_ENT | SPP_S | ENT | Internal | Summer | B8 | 500 | 850 | 0 | 57.43 | 60 | 5 | 0
2040 | SPP_S_2_ENT | SPP_S | ENT | Internal | Summer | B9 | 800 | 850 | 0 | 57.04 | 58.04 | 5 | 0
2040 | SPP_S_2_ENT | SPP_S | ENT | Internal | Summer | B10 | 1262 | 850 | 0 | 52.51 | 57.5 | 5 | 0
2040 | SPP_S_2_ENT | SPP_S | ENT | Internal | Winter | B16 | 25 | 850 | 850 | 64.31 | 82.55 | 5 | 13.23
2040 | SPP_S_2_ENT | SPP_S | ENT | Internal | Winter | B17 | 100 | 850 | 0 | 63.27 | 66.07 | 5 | 0
2040 | SPP_S_2_ENT | SPP_S | ENT | Internal | Winter | B18 | 400 | 850 | 0 | 60.6 | 65.59 | 5 | 0
2040 | SPP_S_2_ENT | SPP_S | ENT | Internal | Winter | B19 | 700 | 850 | 529.99 | 59.01 | 64.01 | 5 | 0
2040 | SPP_S_2_ENT | SPP_S | ENT | Internal | Winter | B20 | 935 | 850 | 850 | 50.88 | 57.96 | 5 | 2.09
2040 | SPP_S_2_SPP_N | SPP_S | SPP_N | Internal | Shoulder | B11 | 25 | 640 | 640 | 81.87 | 91.77 | 0.01 | 9.88
2040 | SPP_S_2_SPP_N | SPP_S | SPP_N | Internal | Shoulder | B12 | 200 | 640 | 640 | 59.39 | 59.79 | 0.01 | 0.39
2040 | SPP_S_2_SPP_N | SPP_S | SPP_N | Internal | Shoulder | B13 | 600 | 640 | 0 | 59.25 | 59.24 | 0.01 | 0
2040 | SPP_S_2_SPP_N | SPP_S | SPP_N | Internal | Shoulder | B14 | 900 | 640 | 640 | 54.84 | 55.25 | 0.01 | 0.4
2040 | SPP_S_2_SPP_N | SPP_S | SPP_N | Internal | Shoulder | B15 | 1203 | 640 | 206.34 | 54.25 | 54.26 | 0.01 | 0
2040 | SPP_S_2_SPP_N | SPP_S | SPP_N | Internal | Summer | B1 | 10 | 640 | 640 | 83.11 | 97.67 | 0.01 | 14.55
2040 | SPP_S_2_SPP_N | SPP_S | SPP_N | Internal | Summer | B2 | 25 | 640 | 640 | 83.82 | 97.66 | 0.01 | 13.83
2040 | SPP_S_2_SPP_N | SPP_S | SPP_N | Internal | Summer | B3 | 75 | 640 | 640 | 83.82 | 97.66 | 0.01 | 13.83
2040 | SPP_S_2_SPP_N | SPP_S | SPP_N | Internal | Summer | B4 | 100 | 640 | 640 | 83.11 | 97.66 | 0.01 | 14.53
2040 | SPP_S_2_SPP_N | SPP_S | SPP_N | Internal | Summer | B5 | 200 | 640 | 640 | 83.11 | 91.71 | 0.01 | 8.58
2040 | SPP_S_2_SPP_N | SPP_S | SPP_N | Internal | Summer | B6 | 300 | 640 | 0 | 76.1 | 76.09 | 0.01 | 0
2040 | SPP_S_2_SPP_N | SPP_S | SPP_N | Internal | Summer | B7 | 400 | 640 | 197.82 | 60.08 | 60.09 | 0.01 | 0
2040 | SPP_S_2_SPP_N | SPP_S | SPP_N | Internal | Summer | B8 | 500 | 640 | 0 | 57.43 | 57.42 | 0.01 | 0
2040 | SPP_S_2_SPP_N | SPP_S | SPP_N | Internal | Summer | B9 | 800 | 640 | 0 | 57.04 | 57.03 | 0.01 | 0
2040 | SPP_S_2_SPP_N | SPP_S | SPP_N | Internal | Summer | B10 | 1262 | 640 | 0 | 52.51 | 52.5 | 0.01 | 0
2040 | SPP_S_2_SPP_N | SPP_S | SPP_N | Internal | Winter | B16 | 25 | 640 | 640 | 64.31 | 82.56 | 0.01 | 18.23
2040 | SPP_S_2_SPP_N | SPP_S | SPP_N | Internal | Winter | B17 | 100 | 640 | 640 | 63.27 | 63.99 | 0.01 | 0.71
2040 | SPP_S_2_SPP_N | SPP_S | SPP_N | Internal | Winter | B18 | 400 | 640 | 0 | 60.6 | 60.59 | 0.01 | 0
2040 | SPP_S_2_SPP_N | SPP_S | SPP_N | Internal | Winter | B19 | 700 | 640 | 466.21 | 59.01 | 59.02 | 0.01 | 0
2040 | SPP_S_2_SPP_N | SPP_S | SPP_N | Internal | Winter | B20 | 935 | 640 | 0 | 50.88 | 50.86 | 0.01 | 0
2040 | TVA_2_ENT | TVA | ENT | Internal | Shoulder | B11 | 25 | 500 | 500 | 77.09 | 87.77 | 9 | 1.67
2040 | TVA_2_ENT | TVA | ENT | Internal | Shoulder | B12 | 200 | 500 | 0 | 60.87 | 61.96 | 9 | 0
2040 | TVA_2_ENT | TVA | ENT | Internal | Shoulder | B13 | 600 | 500 | 0 | 60.87 | 61.51 | 9 | 0
2040 | TVA_2_ENT | TVA | ENT | Internal | Shoulder | B14 | 900 | 500 | 0 | 60.87 | 59.84 | 9 | 0
2040 | TVA_2_ENT | TVA | ENT | Internal | Shoulder | B15 | 1203 | 500 | 0 | 56.04 | 59.46 | 9 | 0
2040 | TVA_2_ENT | TVA | ENT | Internal | Summer | B1 | 10 | 500 | 0 | 105.68 | 98.63 | 9 | 0
2040 | TVA_2_ENT | TVA | ENT | Internal | Summer | B2 | 25 | 500 | 0 | 102.4 | 94.52 | 9 | 0
2040 | TVA_2_ENT | TVA | ENT | Internal | Summer | B3 | 75 | 500 | 0 | 96.45 | 92.52 | 9 | 0
2040 | TVA_2_ENT | TVA | ENT | Internal | Summer | B4 | 100 | 500 | 0 | 96.45 | 92.52 | 9 | 0
2040 | TVA_2_ENT | TVA | ENT | Internal | Summer | B5 | 200 | 500 | 0 | 91.52 | 88.11 | 9 | 0
2040 | TVA_2_ENT | TVA | ENT | Internal | Summer | B6 | 300 | 500 | 414.35 | 66.16 | 75.16 | 9 | 0
2040 | TVA_2_ENT | TVA | ENT | Internal | Summer | B7 | 400 | 500 | 0 | 59.33 | 60.31 | 9 | 0
2040 | TVA_2_ENT | TVA | ENT | Internal | Summer | B8 | 500 | 500 | 0 | 55.48 | 60 | 9 | 0
2040 | TVA_2_ENT | TVA | ENT | Internal | Summer | B9 | 800 | 500 | 0 | 54.33 | 58.04 | 9 | 0
2040 | TVA_2_ENT | TVA | ENT | Internal | Summer | B10 | 1262 | 500 | 0 | 50.04 | 57.5 | 9 | 0
2040 | TVA_2_ENT | TVA | ENT | Internal | Winter | B16 | 25 | 500 | 0 | 80.4 | 82.55 | 9 | 0
2040 | TVA_2_ENT | TVA | ENT | Internal | Winter | B17 | 100 | 500 | 0 | 66.5 | 66.07 | 9 | 0
2040 | TVA_2_ENT | TVA | ENT | Internal | Winter | B18 | 400 | 500 | 0 | 58.75 | 65.59 | 9 | 0
2040 | TVA_2_ENT | TVA | ENT | Internal | Winter | B19 | 700 | 500 | 0 | 58.75 | 64.01 | 9 | 0
2040 | TVA_2_ENT | TVA | ENT | Internal | Winter | B20 | 935 | 500 | 0 | 57.97 | 57.96 | 9 | 0
2040 | TVA_2_NonRTO_Midwest | TVA | NonRTO_Midwest | Internal | Shoulder | B11 | 25 | 100 | 100 | 77.09 | 92.77 | 9 | 6.67
2040 | TVA_2_NonRTO_Midwest | TVA | NonRTO_Midwest | Internal | Shoulder | B12 | 200 | 100 | 100 | 60.87 | 72.45 | 9 | 2.58
2040 | TVA_2_NonRTO_Midwest | TVA | NonRTO_Midwest | Internal | Shoulder | B13 | 600 | 100 | 0 | 60.87 | 64.21 | 9 | 0
2040 | TVA_2_NonRTO_Midwest | TVA | NonRTO_Midwest | Internal | Shoulder | B14 | 900 | 100 | 0 | 60.87 | 55.58 | 9 | 0
2040 | TVA_2_NonRTO_Midwest | TVA | NonRTO_Midwest | Internal | Shoulder | B15 | 1203 | 100 | 0 | 56.04 | 48.03 | 9 | 0
2040 | TVA_2_NonRTO_Midwest | TVA | NonRTO_Midwest | Internal | Summer | B1 | 10 | 100 | 0 | 105.68 | 97.9 | 9 | 0
2040 | TVA_2_NonRTO_Midwest | TVA | NonRTO_Midwest | Internal | Summer | B2 | 25 | 100 | 0 | 102.4 | 97.9 | 9 | 0
2040 | TVA_2_NonRTO_Midwest | TVA | NonRTO_Midwest | Internal | Summer | B3 | 75 | 100 | 0 | 96.45 | 97.9 | 9 | 0
2040 | TVA_2_NonRTO_Midwest | TVA | NonRTO_Midwest | Internal | Summer | B4 | 100 | 100 | 0 | 96.45 | 97.9 | 9 | 0
2040 | TVA_2_NonRTO_Midwest | TVA | NonRTO_Midwest | Internal | Summer | B5 | 200 | 100 | 0 | 91.52 | 96.22 | 9 | 0
2040 | TVA_2_NonRTO_Midwest | TVA | NonRTO_Midwest | Internal | Summer | B6 | 300 | 100 | 100 | 66.16 | 77.09 | 9 | 1.92
2040 | TVA_2_NonRTO_Midwest | TVA | NonRTO_Midwest | Internal | Summer | B7 | 400 | 100 | 0 | 59.33 | 58.05 | 9 | 0
2040 | TVA_2_NonRTO_Midwest | TVA | NonRTO_Midwest | Internal | Summer | B8 | 500 | 100 | 0 | 55.48 | 53.96 | 9 | 0
2040 | TVA_2_NonRTO_Midwest | TVA | NonRTO_Midwest | Internal | Summer | B9 | 800 | 100 | 0 | 54.33 | 48.03 | 9 | 0
2040 | TVA_2_NonRTO_Midwest | TVA | NonRTO_Midwest | Internal | Summer | B10 | 1262 | 100 | 0 | 50.04 | 42.03 | 9 | 0
2040 | TVA_2_NonRTO_Midwest | TVA | NonRTO_Midwest | Internal | Winter | B16 | 25 | 100 | 100 | 80.4 | 90.57 | 9 | 1.17
2040 | TVA_2_NonRTO_Midwest | TVA | NonRTO_Midwest | Internal | Winter | B17 | 100 | 100 | 100 | 66.5 | 77.56 | 9 | 2.06
2040 | TVA_2_NonRTO_Midwest | TVA | NonRTO_Midwest | Internal | Winter | B18 | 400 | 100 | 0 | 58.75 | 59.41 | 9 | 0
2040 | TVA_2_NonRTO_Midwest | TVA | NonRTO_Midwest | Internal | Winter | B19 | 700 | 100 | 0 | 58.75 | 59.41 | 9 | 0
2040 | TVA_2_NonRTO_Midwest | TVA | NonRTO_Midwest | Internal | Winter | B20 | 935 | 100 | 0 | 57.97 | 49.96 | 9 | 0
2040 | TVA_2_SOCO | TVA | SOCO | Internal | Shoulder | B11 | 25 | 500 | 500 | 77.09 | 95.77 | 9 | 9.67
2040 | TVA_2_SOCO | TVA | SOCO | Internal | Shoulder | B12 | 200 | 500 | 0 | 60.87 | 61.82 | 9 | 0
2040 | TVA_2_SOCO | TVA | SOCO | Internal | Shoulder | B13 | 600 | 500 | 0 | 60.87 | 61.82 | 9 | 0
2040 | TVA_2_SOCO | TVA | SOCO | Internal | Shoulder | B14 | 900 | 500 | 0 | 60.87 | 61.82 | 9 | 0
2040 | TVA_2_SOCO | TVA | SOCO | Internal | Shoulder | B15 | 1203 | 500 | 0 | 56.04 | 61.82 | 9 | 0
2040 | TVA_2_SOCO | TVA | SOCO | Internal | Summer | B1 | 10 | 500 | 0 | 105.68 | 106.63 | 9 | 0
2040 | TVA_2_SOCO | TVA | SOCO | Internal | Summer | B2 | 25 | 500 | 0 | 102.4 | 102.52 | 9 | 0
2040 | TVA_2_SOCO | TVA | SOCO | Internal | Summer | B3 | 75 | 500 | 0 | 96.45 | 100.52 | 9 | 0
2040 | TVA_2_SOCO | TVA | SOCO | Internal | Summer | B4 | 100 | 500 | 0 | 96.45 | 100.52 | 9 | 0
2040 | TVA_2_SOCO | TVA | SOCO | Internal | Summer | B5 | 200 | 500 | 167.57 | 91.52 | 100.52 | 9 | 0
2040 | TVA_2_SOCO | TVA | SOCO | Internal | Summer | B6 | 300 | 500 | 500 | 66.16 | 83.16 | 9 | 8
2040 | TVA_2_SOCO | TVA | SOCO | Internal | Summer | B7 | 400 | 500 | 0 | 59.33 | 68.31 | 9 | 0
2040 | TVA_2_SOCO | TVA | SOCO | Internal | Summer | B8 | 500 | 500 | 0 | 55.48 | 60.21 | 9 | 0
2040 | TVA_2_SOCO | TVA | SOCO | Internal | Summer | B9 | 800 | 500 | 0 | 54.33 | 60.21 | 9 | 0
2040 | TVA_2_SOCO | TVA | SOCO | Internal | Summer | B10 | 1262 | 500 | 0 | 50.04 | 55.74 | 9 | 0
2040 | TVA_2_SOCO | TVA | SOCO | Internal | Winter | B16 | 25 | 500 | 500 | 80.4 | 90.55 | 9 | 1.14
2040 | TVA_2_SOCO | TVA | SOCO | Internal | Winter | B17 | 100 | 500 | 0 | 66.5 | 65.5 | 9 | 0
2040 | TVA_2_SOCO | TVA | SOCO | Internal | Winter | B18 | 400 | 500 | 0 | 58.75 | 65.5 | 9 | 0
2040 | TVA_2_SOCO | TVA | SOCO | Internal | Winter | B19 | 700 | 500 | 0 | 58.75 | 65.5 | 9 | 0
2040 | TVA_2_SOCO | TVA | SOCO | Internal | Winter | B20 | 935 | 500 | 0 | 57.97 | 59.84 | 9 | 0
2040 | TVA_2_VACAR | TVA | VACAR | Internal | Shoulder | B11 | 25 | 150 | 150 | 77.09 | 88.77 | 9 | 2.67
2040 | TVA_2_VACAR | TVA | VACAR | Internal | Shoulder | B12 | 200 | 150 | 0 | 60.87 | 68.56 | 9 | 0
2040 | TVA_2_VACAR | TVA | VACAR | Internal | Shoulder | B13 | 600 | 150 | 0 | 60.87 | 57.65 | 9 | 0
2040 | TVA_2_VACAR | TVA | VACAR | Internal | Shoulder | B14 | 900 | 150 | 0 | 60.87 | 57.65 | 9 | 0
2040 | TVA_2_VACAR | TVA | VACAR | Internal | Shoulder | B15 | 1203 | 150 | 0 | 56.04 | 57.65 | 9 | 0
2040 | TVA_2_VACAR | TVA | VACAR | Internal | Summer | B1 | 10 | 150 | 0 | 105.68 | 113.45 | 9 | 0
2040 | TVA_2_VACAR | TVA | VACAR | Internal | Summer | B2 | 25 | 150 | 0 | 102.4 | 102.38 | 9 | 0
2040 | TVA_2_VACAR | TVA | VACAR | Internal | Summer | B3 | 75 | 150 | 0 | 96.45 | 99.6 | 9 | 0
2040 | TVA_2_VACAR | TVA | VACAR | Internal | Summer | B4 | 100 | 150 | 0 | 96.45 | 97.15 | 9 | 0
2040 | TVA_2_VACAR | TVA | VACAR | Internal | Summer | B5 | 200 | 150 | 0 | 91.52 | 93.52 | 9 | 0
2040 | TVA_2_VACAR | TVA | VACAR | Internal | Summer | B6 | 300 | 150 | 150 | 66.16 | 76.16 | 9 | 1
2040 | TVA_2_VACAR | TVA | VACAR | Internal | Summer | B7 | 400 | 150 | 0 | 59.33 | 61.31 | 9 | 0
2040 | TVA_2_VACAR | TVA | VACAR | Internal | Summer | B8 | 500 | 150 | 0 | 55.48 | 55.34 | 9 | 0
2040 | TVA_2_VACAR | TVA | VACAR | Internal | Summer | B9 | 800 | 150 | 0 | 54.33 | 55.34 | 9 | 0
2040 | TVA_2_VACAR | TVA | VACAR | Internal | Summer | B10 | 1262 | 150 | 0 | 50.04 | 55.34 | 9 | 0
2040 | TVA_2_VACAR | TVA | VACAR | Internal | Winter | B16 | 25 | 150 | 150 | 80.4 | 100.55 | 9 | 11.14
2040 | TVA_2_VACAR | TVA | VACAR | Internal | Winter | B17 | 100 | 150 | 117.17 | 66.5 | 75.5 | 9 | 0
2040 | TVA_2_VACAR | TVA | VACAR | Internal | Winter | B18 | 400 | 150 | 0 | 58.75 | 63.05 | 9 | 0
2040 | TVA_2_VACAR | TVA | VACAR | Internal | Winter | B19 | 700 | 150 | 0 | 58.75 | 63.05 | 9 | 0
2040 | TVA_2_VACAR | TVA | VACAR | Internal | Winter | B20 | 935 | 150 | 0 | 57.97 | 63.05 | 9 | 0
2040 | TVA_Transmission_2_NonRTO_Midwest | TVA_Transmission | NonRTO_Midwest | Internal | Shoulder | B11 | 25 | 700 | 0 | 87.84 | 92.77 | 9 | 0
2040 | TVA_Transmission_2_NonRTO_Midwest | TVA_Transmission | NonRTO_Midwest | Internal | Shoulder | B12 | 200 | 700 | 0 | 66.62 | 72.45 | 9 | 0
2040 | TVA_Transmission_2_NonRTO_Midwest | TVA_Transmission | NonRTO_Midwest | Internal | Shoulder | B13 | 600 | 700 | 0 | 62.31 | 64.21 | 9 | 0
2040 | TVA_Transmission_2_NonRTO_Midwest | TVA_Transmission | NonRTO_Midwest | Internal | Shoulder | B14 | 900 | 700 | 0 | 61.39 | 55.58 | 9 | 0
2040 | TVA_Transmission_2_NonRTO_Midwest | TVA_Transmission | NonRTO_Midwest | Internal | Shoulder | B15 | 1203 | 700 | 0 | 56.03 | 48.03 | 9 | 0
2040 | TVA_Transmission_2_NonRTO_Midwest | TVA_Transmission | NonRTO_Midwest | Internal | Summer | B1 | 10 | 700 | 0 | 105.67 | 97.9 | 9 | 0
2040 | TVA_Transmission_2_NonRTO_Midwest | TVA_Transmission | NonRTO_Midwest | Internal | Summer | B2 | 25 | 700 | 0 | 102.39 | 97.9 | 9 | 0
2040 | TVA_Transmission_2_NonRTO_Midwest | TVA_Transmission | NonRTO_Midwest | Internal | Summer | B3 | 75 | 700 | 0 | 96.44 | 97.9 | 9 | 0
2040 | TVA_Transmission_2_NonRTO_Midwest | TVA_Transmission | NonRTO_Midwest | Internal | Summer | B4 | 100 | 700 | 0 | 96.44 | 97.9 | 9 | 0
2040 | TVA_Transmission_2_NonRTO_Midwest | TVA_Transmission | NonRTO_Midwest | Internal | Summer | B5 | 200 | 700 | 0 | 91.97 | 96.22 | 9 | 0
2040 | TVA_Transmission_2_NonRTO_Midwest | TVA_Transmission | NonRTO_Midwest | Internal | Summer | B6 | 300 | 700 | 0 | 74.19 | 77.09 | 9 | 0
2040 | TVA_Transmission_2_NonRTO_Midwest | TVA_Transmission | NonRTO_Midwest | Internal | Summer | B7 | 400 | 700 | 0 | 60.56 | 58.05 | 9 | 0
2040 | TVA_Transmission_2_NonRTO_Midwest | TVA_Transmission | NonRTO_Midwest | Internal | Summer | B8 | 500 | 700 | 0 | 57.01 | 53.96 | 9 | 0
2040 | TVA_Transmission_2_NonRTO_Midwest | TVA_Transmission | NonRTO_Midwest | Internal | Summer | B9 | 800 | 700 | 0 | 54.84 | 48.03 | 9 | 0
2040 | TVA_Transmission_2_NonRTO_Midwest | TVA_Transmission | NonRTO_Midwest | Internal | Summer | B10 | 1262 | 700 | 0 | 50.03 | 42.03 | 9 | 0
2040 | TVA_Transmission_2_NonRTO_Midwest | TVA_Transmission | NonRTO_Midwest | Internal | Winter | B16 | 25 | 700 | 0 | 90.55 | 90.57 | 9 | 0
2040 | TVA_Transmission_2_NonRTO_Midwest | TVA_Transmission | NonRTO_Midwest | Internal | Winter | B17 | 100 | 700 | 0 | 71.43 | 77.56 | 9 | 0
2040 | TVA_Transmission_2_NonRTO_Midwest | TVA_Transmission | NonRTO_Midwest | Internal | Winter | B18 | 400 | 700 | 0 | 63.3 | 59.41 | 9 | 0
2040 | TVA_Transmission_2_NonRTO_Midwest | TVA_Transmission | NonRTO_Midwest | Internal | Winter | B19 | 700 | 700 | 0 | 62.31 | 59.41 | 9 | 0
2040 | TVA_Transmission_2_NonRTO_Midwest | TVA_Transmission | NonRTO_Midwest | Internal | Winter | B20 | 935 | 700 | 0 | 57.96 | 49.96 | 9 | 0
2040 | TVA_Transmission_2_SOCO | TVA_Transmission | SOCO | Internal | Shoulder | B11 | 25 | 3200 | 0 | 87.84 | 95.77 | 9 | 0
2040 | TVA_Transmission_2_SOCO | TVA_Transmission | SOCO | Internal | Shoulder | B12 | 200 | 3200 | 0 | 66.62 | 61.82 | 9 | 0
2040 | TVA_Transmission_2_SOCO | TVA_Transmission | SOCO | Internal | Shoulder | B13 | 600 | 3200 | 0 | 62.31 | 61.82 | 9 | 0
2040 | TVA_Transmission_2_SOCO | TVA_Transmission | SOCO | Internal | Shoulder | B14 | 900 | 3200 | 0 | 61.39 | 61.82 | 9 | 0
2040 | TVA_Transmission_2_SOCO | TVA_Transmission | SOCO | Internal | Shoulder | B15 | 1203 | 3200 | 0 | 56.03 | 61.82 | 9 | 0
2040 | TVA_Transmission_2_SOCO | TVA_Transmission | SOCO | Internal | Summer | B1 | 10 | 3200 | 0 | 105.67 | 106.63 | 9 | 0
2040 | TVA_Transmission_2_SOCO | TVA_Transmission | SOCO | Internal | Summer | B2 | 25 | 3200 | 0 | 102.39 | 102.52 | 9 | 0
2040 | TVA_Transmission_2_SOCO | TVA_Transmission | SOCO | Internal | Summer | B3 | 75 | 3200 | 0 | 96.44 | 100.52 | 9 | 0
2040 | TVA_Transmission_2_SOCO | TVA_Transmission | SOCO | Internal | Summer | B4 | 100 | 3200 | 0 | 96.44 | 100.52 | 9 | 0
2040 | TVA_Transmission_2_SOCO | TVA_Transmission | SOCO | Internal | Summer | B5 | 200 | 3200 | 0 | 91.97 | 100.52 | 9 | 0
2040 | TVA_Transmission_2_SOCO | TVA_Transmission | SOCO | Internal | Summer | B6 | 300 | 3200 | 0 | 74.19 | 83.16 | 9 | 0
2040 | TVA_Transmission_2_SOCO | TVA_Transmission | SOCO | Internal | Summer | B7 | 400 | 3200 | 0 | 60.56 | 68.31 | 9 | 0
2040 | TVA_Transmission_2_SOCO | TVA_Transmission | SOCO | Internal | Summer | B8 | 500 | 3200 | 0 | 57.01 | 60.21 | 9 | 0
2040 | TVA_Transmission_2_SOCO | TVA_Transmission | SOCO | Internal | Summer | B9 | 800 | 3200 | 0 | 54.84 | 60.21 | 9 | 0
2040 | TVA_Transmission_2_SOCO | TVA_Transmission | SOCO | Internal | Summer | B10 | 1262 | 3200 | 0 | 50.03 | 55.74 | 9 | 0
2040 | TVA_Transmission_2_SOCO | TVA_Transmission | SOCO | Internal | Winter | B16 | 25 | 3200 | 0 | 90.55 | 90.55 | 9 | 0
2040 | TVA_Transmission_2_SOCO | TVA_Transmission | SOCO | Internal | Winter | B17 | 100 | 3200 | 0 | 71.43 | 65.5 | 9 | 0
2040 | TVA_Transmission_2_SOCO | TVA_Transmission | SOCO | Internal | Winter | B18 | 400 | 3200 | 0 | 63.3 | 65.5 | 9 | 0
2040 | TVA_Transmission_2_SOCO | TVA_Transmission | SOCO | Internal | Winter | B19 | 700 | 3200 | 0 | 62.31 | 65.5 | 9 | 0
2040 | TVA_Transmission_2_SOCO | TVA_Transmission | SOCO | Internal | Winter | B20 | 935 | 3200 | 0 | 57.96 | 59.84 | 9 | 0
2040 | TVA_Transmission_2_TVA | TVA_Transmission | TVA | Internal | Shoulder | B11 | 25 | 99999 | 0 | 87.84 | 77.09 | 0.01 | 0
2040 | TVA_Transmission_2_TVA | TVA_Transmission | TVA | Internal | Shoulder | B12 | 200 | 99999 | 0 | 66.62 | 60.87 | 0.01 | 0
2040 | TVA_Transmission_2_TVA | TVA_Transmission | TVA | Internal | Shoulder | B13 | 600 | 99999 | 0 | 62.31 | 60.87 | 0.01 | 0
2040 | TVA_Transmission_2_TVA | TVA_Transmission | TVA | Internal | Shoulder | B14 | 900 | 99999 | 0 | 61.39 | 60.87 | 0.01 | 0
2040 | TVA_Transmission_2_TVA | TVA_Transmission | TVA | Internal | Shoulder | B15 | 1203 | 99999 | 244.48 | 56.03 | 56.04 | 0.01 | 0
2040 | TVA_Transmission_2_TVA | TVA_Transmission | TVA | Internal | Summer | B1 | 10 | 99999 | 255.2 | 105.67 | 105.68 | 0.01 | 0
2040 | TVA_Transmission_2_TVA | TVA_Transmission | TVA | Internal | Summer | B2 | 25 | 99999 | 2676.65 | 102.39 | 102.4 | 0.01 | 0
2040 | TVA_Transmission_2_TVA | TVA_Transmission | TVA | Internal | Summer | B3 | 75 | 99999 | 846.19 | 96.44 | 96.45 | 0.01 | 0
2040 | TVA_Transmission_2_TVA | TVA_Transmission | TVA | Internal | Summer | B4 | 100 | 99999 | 0.37 | 96.44 | 96.45 | 0.01 | 0
2040 | TVA_Transmission_2_TVA | TVA_Transmission | TVA | Internal | Summer | B5 | 200 | 99999 | 0 | 91.97 | 91.52 | 0.01 | 0
2040 | TVA_Transmission_2_TVA | TVA_Transmission | TVA | Internal | Summer | B6 | 300 | 99999 | 0 | 74.19 | 66.16 | 0.01 | 0
2040 | TVA_Transmission_2_TVA | TVA_Transmission | TVA | Internal | Summer | B7 | 400 | 99999 | 0 | 60.56 | 59.33 | 0.01 | 0
2040 | TVA_Transmission_2_TVA | TVA_Transmission | TVA | Internal | Summer | B8 | 500 | 99999 | 0 | 57.01 | 55.48 | 0.01 | 0
2040 | TVA_Transmission_2_TVA | TVA_Transmission | TVA | Internal | Summer | B9 | 800 | 99999 | 0 | 54.84 | 54.33 | 0.01 | 0
2040 | TVA_Transmission_2_TVA | TVA_Transmission | TVA | Internal | Summer | B10 | 1262 | 99999 | 347.02 | 50.03 | 50.04 | 0.01 | 0
2040 | TVA_Transmission_2_TVA | TVA_Transmission | TVA | Internal | Winter | B16 | 25 | 99999 | 0 | 90.55 | 80.4 | 0.01 | 0
2040 | TVA_Transmission_2_TVA | TVA_Transmission | TVA | Internal | Winter | B17 | 100 | 99999 | 0 | 71.43 | 66.5 | 0.01 | 0
2040 | TVA_Transmission_2_TVA | TVA_Transmission | TVA | Internal | Winter | B18 | 400 | 99999 | 0 | 63.3 | 58.75 | 0.01 | 0
2040 | TVA_Transmission_2_TVA | TVA_Transmission | TVA | Internal | Winter | B19 | 700 | 99999 | 0 | 62.31 | 58.75 | 0.01 | 0
2040 | TVA_Transmission_2_TVA | TVA_Transmission | TVA | Internal | Winter | B20 | 935 | 99999 | 2140.65 | 57.96 | 57.97 | 0.01 | 0
2040 | TVA_Transmission_2_VACAR | TVA_Transmission | VACAR | Internal | Shoulder | B11 | 25 | 900 | 0 | 87.84 | 88.77 | 9 | 0
2040 | TVA_Transmission_2_VACAR | TVA_Transmission | VACAR | Internal | Shoulder | B12 | 200 | 900 | 0 | 66.62 | 68.56 | 9 | 0
2040 | TVA_Transmission_2_VACAR | TVA_Transmission | VACAR | Internal | Shoulder | B13 | 600 | 900 | 0 | 62.31 | 57.65 | 9 | 0
2040 | TVA_Transmission_2_VACAR | TVA_Transmission | VACAR | Internal | Shoulder | B14 | 900 | 900 | 0 | 61.39 | 57.65 | 9 | 0
2040 | TVA_Transmission_2_VACAR | TVA_Transmission | VACAR | Internal | Shoulder | B15 | 1203 | 900 | 0 | 56.03 | 57.65 | 9 | 0
2040 | TVA_Transmission_2_VACAR | TVA_Transmission | VACAR | Internal | Summer | B1 | 10 | 900 | 0 | 105.67 | 113.45 | 9 | 0
2040 | TVA_Transmission_2_VACAR | TVA_Transmission | VACAR | Internal | Summer | B2 | 25 | 900 | 0 | 102.39 | 102.38 | 9 | 0
2040 | TVA_Transmission_2_VACAR | TVA_Transmission | VACAR | Internal | Summer | B3 | 75 | 900 | 0 | 96.44 | 99.6 | 9 | 0
2040 | TVA_Transmission_2_VACAR | TVA_Transmission | VACAR | Internal | Summer | B4 | 100 | 900 | 0 | 96.44 | 97.15 | 9 | 0
2040 | TVA_Transmission_2_VACAR | TVA_Transmission | VACAR | Internal | Summer | B5 | 200 | 900 | 0 | 91.97 | 93.52 | 9 | 0
2040 | TVA_Transmission_2_VACAR | TVA_Transmission | VACAR | Internal | Summer | B6 | 300 | 900 | 0 | 74.19 | 76.16 | 9 | 0
2040 | TVA_Transmission_2_VACAR | TVA_Transmission | VACAR | Internal | Summer | B7 | 400 | 900 | 0 | 60.56 | 61.31 | 9 | 0
2040 | TVA_Transmission_2_VACAR | TVA_Transmission | VACAR | Internal | Summer | B8 | 500 | 900 | 0 | 57.01 | 55.34 | 9 | 0
2040 | TVA_Transmission_2_VACAR | TVA_Transmission | VACAR | Internal | Summer | B9 | 800 | 900 | 0 | 54.84 | 55.34 | 9 | 0
2040 | TVA_Transmission_2_VACAR | TVA_Transmission | VACAR | Internal | Summer | B10 | 1262 | 900 | 0 | 50.03 | 55.34 | 9 | 0
2040 | TVA_Transmission_2_VACAR | TVA_Transmission | VACAR | Internal | Winter | B16 | 25 | 900 | 900 | 90.55 | 100.55 | 9 | 1
2040 | TVA_Transmission_2_VACAR | TVA_Transmission | VACAR | Internal | Winter | B17 | 100 | 900 | 0 | 71.43 | 75.5 | 9 | 0
2040 | TVA_Transmission_2_VACAR | TVA_Transmission | VACAR | Internal | Winter | B18 | 400 | 900 | 0 | 63.3 | 63.05 | 9 | 0
2040 | TVA_Transmission_2_VACAR | TVA_Transmission | VACAR | Internal | Winter | B19 | 700 | 900 | 0 | 62.31 | 63.05 | 9 | 0
2040 | TVA_Transmission_2_VACAR | TVA_Transmission | VACAR | Internal | Winter | B20 | 935 | 900 | 0 | 57.96 | 63.05 | 9 | 0
2040 | VACAR_2_SOCO | VACAR | SOCO | Internal | Shoulder | B11 | 25 | 3000 | 2911.82 | 88.77 | 95.77 | 7 | 0
2040 | VACAR_2_SOCO | VACAR | SOCO | Internal | Shoulder | B12 | 200 | 3000 | 0 | 68.56 | 61.82 | 7 | 0
2040 | VACAR_2_SOCO | VACAR | SOCO | Internal | Shoulder | B13 | 600 | 3000 | 0 | 57.65 | 61.82 | 7 | 0
2040 | VACAR_2_SOCO | VACAR | SOCO | Internal | Shoulder | B14 | 900 | 3000 | 0 | 57.65 | 61.82 | 7 | 0
2040 | VACAR_2_SOCO | VACAR | SOCO | Internal | Shoulder | B15 | 1203 | 3000 | 0 | 57.65 | 61.82 | 7 | 0
2040 | VACAR_2_SOCO | VACAR | SOCO | Internal | Summer | B1 | 10 | 3000 | 0 | 113.45 | 106.63 | 7 | 0
2040 | VACAR_2_SOCO | VACAR | SOCO | Internal | Summer | B2 | 25 | 3000 | 0 | 102.38 | 102.52 | 7 | 0
2040 | VACAR_2_SOCO | VACAR | SOCO | Internal | Summer | B3 | 75 | 3000 | 0 | 99.6 | 100.52 | 7 | 0
2040 | VACAR_2_SOCO | VACAR | SOCO | Internal | Summer | B4 | 100 | 3000 | 0 | 97.15 | 100.52 | 7 | 0
2040 | VACAR_2_SOCO | VACAR | SOCO | Internal | Summer | B5 | 200 | 3000 | 642.61 | 93.52 | 100.52 | 7 | 0
2040 | VACAR_2_SOCO | VACAR | SOCO | Internal | Summer | B6 | 300 | 3000 | 1841.7 | 76.16 | 83.16 | 7 | 0
2040 | VACAR_2_SOCO | VACAR | SOCO | Internal | Summer | B7 | 400 | 3000 | 85.53 | 61.31 | 68.31 | 7 | 0
2040 | VACAR_2_SOCO | VACAR | SOCO | Internal | Summer | B8 | 500 | 3000 | 0 | 55.34 | 60.21 | 7 | 0
2040 | VACAR_2_SOCO | VACAR | SOCO | Internal | Summer | B9 | 800 | 3000 | 0 | 55.34 | 60.21 | 7 | 0
2040 | VACAR_2_SOCO | VACAR | SOCO | Internal | Summer | B10 | 1262 | 3000 | 0 | 55.34 | 55.74 | 7 | 0
2040 | VACAR_2_SOCO | VACAR | SOCO | Internal | Winter | B16 | 25 | 3000 | 0 | 100.55 | 90.55 | 7 | 0
2040 | VACAR_2_SOCO | VACAR | SOCO | Internal | Winter | B17 | 100 | 3000 | 0 | 75.5 | 65.5 | 7 | 0
2040 | VACAR_2_SOCO | VACAR | SOCO | Internal | Winter | B18 | 400 | 3000 | 0 | 63.05 | 65.5 | 7 | 0
2040 | VACAR_2_SOCO | VACAR | SOCO | Internal | Winter | B19 | 700 | 3000 | 0 | 63.05 | 65.5 | 7 | 0
2040 | VACAR_2_SOCO | VACAR | SOCO | Internal | Winter | B20 | 935 | 3000 | 0 | 63.05 | 59.84 | 7 | 0
2015 | AZ_NM_SNV_Coal_2_SPP_S | AZ_NM_SNV_Coal | SPP_S | External | Shoulder | B11 | 25 | 400 | 400 | 37.02 | 52.2 | 8.17 | 7.02
2015 | AZ_NM_SNV_Coal_2_SPP_S | AZ_NM_SNV_Coal | SPP_S | External | Shoulder | B12 | 200 | 400 | 0 | 37 | 39.22 | 8.17 | 0
2015 | AZ_NM_SNV_Coal_2_SPP_S | AZ_NM_SNV_Coal | SPP_S | External | Shoulder | B13 | 600 | 400 | 0 | 37 | 37.62 | 8.17 | 0
2015 | AZ_NM_SNV_Coal_2_SPP_S | AZ_NM_SNV_Coal | SPP_S | External | Shoulder | B14 | 900 | 400 | 0 | 37 | 36.35 | 8.17 | 0
2015 | AZ_NM_SNV_Coal_2_SPP_S | AZ_NM_SNV_Coal | SPP_S | External | Shoulder | B15 | 1203 | 400 | 0 | 37 | 36.31 | 8.17 | 0
2015 | AZ_NM_SNV_Coal_2_SPP_S | AZ_NM_SNV_Coal | SPP_S | External | Summer | B1 | 10 | 400 | 0 | 54.72 | 58.75 | 8.17 | 0
2015 | AZ_NM_SNV_Coal_2_SPP_S | AZ_NM_SNV_Coal | SPP_S | External | Summer | B2 | 25 | 400 | 0 | 54.72 | 58.78 | 8.17 | 0
2015 | AZ_NM_SNV_Coal_2_SPP_S | AZ_NM_SNV_Coal | SPP_S | External | Summer | B3 | 75 | 400 | 0 | 54.72 | 58.75 | 8.17 | 0
2015 | AZ_NM_SNV_Coal_2_SPP_S | AZ_NM_SNV_Coal | SPP_S | External | Summer | B4 | 100 | 400 | 0 | 52.94 | 50.82 | 8.17 | 0
2015 | AZ_NM_SNV_Coal_2_SPP_S | AZ_NM_SNV_Coal | SPP_S | External | Summer | B5 | 200 | 400 | 0 | 45.03 | 50.41 | 8.17 | 0
2015 | AZ_NM_SNV_Coal_2_SPP_S | AZ_NM_SNV_Coal | SPP_S | External | Summer | B6 | 300 | 400 | 400 | 39.53 | 49.11 | 8.17 | 1.42
2015 | AZ_NM_SNV_Coal_2_SPP_S | AZ_NM_SNV_Coal | SPP_S | External | Summer | B7 | 400 | 400 | 0 | 37.02 | 42.93 | 8.17 | 0
2015 | AZ_NM_SNV_Coal_2_SPP_S | AZ_NM_SNV_Coal | SPP_S | External | Summer | B8 | 500 | 400 | 0 | 37.02 | 36.71 | 8.17 | 0
2015 | AZ_NM_SNV_Coal_2_SPP_S | AZ_NM_SNV_Coal | SPP_S | External | Summer | B9 | 800 | 400 | 0 | 37 | 35.13 | 8.17 | 0
2015 | AZ_NM_SNV_Coal_2_SPP_S | AZ_NM_SNV_Coal | SPP_S | External | Summer | B10 | 1262 | 400 | 0 | 35.88 | 35.05 | 8.17 | 0
2015 | AZ_NM_SNV_Coal_2_SPP_S | AZ_NM_SNV_Coal | SPP_S | External | Winter | B16 | 25 | 400 | 0 | 39.31 | 46.86 | 8.17 | 0
2015 | AZ_NM_SNV_Coal_2_SPP_S | AZ_NM_SNV_Coal | SPP_S | External | Winter | B17 | 100 | 400 | 0 | 39.3 | 39.9 | 8.17 | 0
2015 | AZ_NM_SNV_Coal_2_SPP_S | AZ_NM_SNV_Coal | SPP_S | External | Winter | B18 | 400 | 400 | 0 | 39.3 | 38.73 | 8.17 | 0
2015 | AZ_NM_SNV_Coal_2_SPP_S | AZ_NM_SNV_Coal | SPP_S | External | Winter | B19 | 700 | 400 | 0 | 39.3 | 38.68 | 8.17 | 0
2015 | AZ_NM_SNV_Coal_2_SPP_S | AZ_NM_SNV_Coal | SPP_S | External | Winter | B20 | 935 | 400 | 0 | 39.29 | 38.64 | 8.17 | 0
2015 | ERCOT_2_SPP_S | ERCOT | SPP_S | External | Shoulder | B11 | 25 | 800 | 0 | 52.82 | 52.2 | 8 | 0
2015 | ERCOT_2_SPP_S | ERCOT | SPP_S | External | Shoulder | B12 | 200 | 800 | 0 | 39.52 | 39.22 | 8 | 0
2015 | ERCOT_2_SPP_S | ERCOT | SPP_S | External | Shoulder | B13 | 600 | 800 | 0 | 36.29 | 37.62 | 8 | 0
2015 | ERCOT_2_SPP_S | ERCOT | SPP_S | External | Shoulder | B14 | 900 | 800 | 0 | 36.29 | 36.35 | 8 | 0
2015 | ERCOT_2_SPP_S | ERCOT | SPP_S | External | Shoulder | B15 | 1203 | 800 | 0 | 36.29 | 36.31 | 8 | 0
2015 | ERCOT_2_SPP_S | ERCOT | SPP_S | External | Summer | B1 | 10 | 800 | 0 | 51.3 | 58.75 | 8 | 0
2015 | ERCOT_2_SPP_S | ERCOT | SPP_S | External | Summer | B2 | 25 | 800 | 0 | 51.3 | 58.78 | 8 | 0
2015 | ERCOT_2_SPP_S | ERCOT | SPP_S | External | Summer | B3 | 75 | 800 | 0 | 51.3 | 58.75 | 8 | 0
2015 | ERCOT_2_SPP_S | ERCOT | SPP_S | External | Summer | B4 | 100 | 800 | 0 | 51.3 | 50.82 | 8 | 0
2015 | ERCOT_2_SPP_S | ERCOT | SPP_S | External | Summer | B5 | 200 | 800 | 0 | 51.3 | 50.41 | 8 | 0
2015 | ERCOT_2_SPP_S | ERCOT | SPP_S | External | Summer | B6 | 300 | 800 | 0 | 51.3 | 49.11 | 8 | 0
2015 | ERCOT_2_SPP_S | ERCOT | SPP_S | External | Summer | B7 | 400 | 800 | 0 | 39.08 | 42.93 | 8 | 0
2015 | ERCOT_2_SPP_S | ERCOT | SPP_S | External | Summer | B8 | 500 | 800 | 0 | 38.4 | 36.71 | 8 | 0
2015 | ERCOT_2_SPP_S | ERCOT | SPP_S | External | Summer | B9 | 800 | 800 | 0 | 35.27 | 35.13 | 8 | 0
2015 | ERCOT_2_SPP_S | ERCOT | SPP_S | External | Summer | B10 | 1262 | 800 | 0 | 35.27 | 35.05 | 8 | 0
2015 | ERCOT_2_SPP_S | ERCOT | SPP_S | External | Winter | B16 | 25 | 800 | 0 | 42.59 | 46.86 | 8 | 0
2015 | ERCOT_2_SPP_S | ERCOT | SPP_S | External | Winter | B17 | 100 | 800 | 0 | 40.33 | 39.9 | 8 | 0
2015 | ERCOT_2_SPP_S | ERCOT | SPP_S | External | Winter | B18 | 400 | 800 | 0 | 38.39 | 38.73 | 8 | 0
2015 | ERCOT_2_SPP_S | ERCOT | SPP_S | External | Winter | B19 | 700 | 800 | 0 | 38.39 | 38.68 | 8 | 0
2015 | ERCOT_2_SPP_S | ERCOT | SPP_S | External | Winter | B20 | 935 | 800 | 0 | 38.39 | 38.64 | 8 | 0
2015 | MAPP_US_2_RMPA | MAPP_US | RMPA | External | Shoulder | B11 | 25 | 200 | 0 | 39.6 | 38.16 | 8 | 0
2015 | MAPP_US_2_RMPA | MAPP_US | RMPA | External | Shoulder | B12 | 200 | 200 | 0 | 32.99 | 38.16 | 8 | 0
2015 | MAPP_US_2_RMPA | MAPP_US | RMPA | External | Shoulder | B13 | 600 | 200 | 0 | 30.29 | 38.16 | 8 | 0
2015 | MAPP_US_2_RMPA | MAPP_US | RMPA | External | Shoulder | B14 | 900 | 200 | 200 | 29.33 | 38.16 | 8 | 0.83
2015 | MAPP_US_2_RMPA | MAPP_US | RMPA | External | Shoulder | B15 | 1203 | 200 | 200 | 28.94 | 38.16 | 8 | 1.23
2015 | MAPP_US_2_RMPA | MAPP_US | RMPA | External | Summer | B1 | 10 | 200 | 0 | 52.37 | 57.71 | 8 | 0
2015 | MAPP_US_2_RMPA | MAPP_US | RMPA | External | Summer | B2 | 25 | 200 | 0 | 50.36 | 57.71 | 8 | 0
2015 | MAPP_US_2_RMPA | MAPP_US | RMPA | External | Summer | B3 | 75 | 200 | 0 | 50.36 | 57.71 | 8 | 0
2015 | MAPP_US_2_RMPA | MAPP_US | RMPA | External | Summer | B4 | 100 | 200 | 0 | 49.95 | 50.58 | 8 | 0
2015 | MAPP_US_2_RMPA | MAPP_US | RMPA | External | Summer | B5 | 200 | 200 | 0 | 45.81 | 44.82 | 8 | 0
2015 | MAPP_US_2_RMPA | MAPP_US | RMPA | External | Summer | B6 | 300 | 200 | 0 | 35.1 | 36.71 | 8 | 0
2015 | MAPP_US_2_RMPA | MAPP_US | RMPA | External | Summer | B7 | 400 | 200 | 0 | 28.91 | 36.71 | 8 | 0
2015 | MAPP_US_2_RMPA | MAPP_US | RMPA | External | Summer | B8 | 500 | 200 | 200 | 26.51 | 36.71 | 8 | 2.2
2015 | MAPP_US_2_RMPA | MAPP_US | RMPA | External | Summer | B9 | 800 | 200 | 200 | 26.51 | 36.71 | 8 | 2.2
2015 | MAPP_US_2_RMPA | MAPP_US | RMPA | External | Summer | B10 | 1262 | 200 | 200 | 25.98 | 36.71 | 8 | 2.73
2015 | MAPP_US_2_RMPA | MAPP_US | RMPA | External | Winter | B16 | 25 | 200 | 0 | 39.84 | 47.45 | 8 | 0
2015 | MAPP_US_2_RMPA | MAPP_US | RMPA | External | Winter | B17 | 100 | 200 | 0 | 35.03 | 40.91 | 8 | 0
2015 | MAPP_US_2_RMPA | MAPP_US | RMPA | External | Winter | B18 | 400 | 200 | 200 | 31.66 | 40.91 | 8 | 1.26
2015 | MAPP_US_2_RMPA | MAPP_US | RMPA | External | Winter | B19 | 700 | 200 | 200 | 31.66 | 40.91 | 8 | 1.26
2015 | MAPP_US_2_RMPA | MAPP_US | RMPA | External | Winter | B20 | 935 | 200 | 0 | 26.68 | 34.38 | 8 | 0
2015 | NE_2_RMPA | NE | RMPA | External | Shoulder | B11 | 25 | 310 | 0 | 46.6 | 38.16 | 5 | 0
2015 | NE_2_RMPA | NE | RMPA | External | Shoulder | B12 | 200 | 310 | 0 | 39.22 | 38.16 | 5 | 0
2015 | NE_2_RMPA | NE | RMPA | External | Shoulder | B13 | 600 | 310 | 0 | 37.29 | 38.16 | 5 | 0
2015 | NE_2_RMPA | NE | RMPA | External | Shoulder | B14 | 900 | 310 | 0 | 36.33 | 38.16 | 5 | 0
2015 | NE_2_RMPA | NE | RMPA | External | Shoulder | B15 | 1203 | 310 | 0 | 35.94 | 38.16 | 5 | 0
2015 | NE_2_RMPA | NE | RMPA | External | Summer | B1 | 10 | 310 | 0 | 58.75 | 57.71 | 5 | 0
2015 | NE_2_RMPA | NE | RMPA | External | Summer | B2 | 25 | 310 | 0 | 57.36 | 57.71 | 5 | 0
2015 | NE_2_RMPA | NE | RMPA | External | Summer | B3 | 75 | 310 | 0 | 57.36 | 57.71 | 5 | 0
2015 | NE_2_RMPA | NE | RMPA | External | Summer | B4 | 100 | 310 | 0 | 56.95 | 50.58 | 5 | 0
2015 | NE_2_RMPA | NE | RMPA | External | Summer | B5 | 200 | 310 | 0 | 52.81 | 44.82 | 5 | 0
2015 | NE_2_RMPA | NE | RMPA | External | Summer | B6 | 300 | 310 | 0 | 42.1 | 36.71 | 5 | 0
2015 | NE_2_RMPA | NE | RMPA | External | Summer | B7 | 400 | 310 | 0 | 35.91 | 36.71 | 5 | 0
2015 | NE_2_RMPA | NE | RMPA | External | Summer | B8 | 500 | 310 | 0 | 33.51 | 36.71 | 5 | 0
2015 | NE_2_RMPA | NE | RMPA | External | Summer | B9 | 800 | 310 | 0 | 33.51 | 36.71 | 5 | 0
2015 | NE_2_RMPA | NE | RMPA | External | Summer | B10 | 1262 | 310 | 0 | 32.84 | 36.71 | 5 | 0
2015 | NE_2_RMPA | NE | RMPA | External | Winter | B16 | 25 | 310 | 0 | 46.84 | 47.45 | 5 | 0
2015 | NE_2_RMPA | NE | RMPA | External | Winter | B17 | 100 | 310 | 0 | 39.88 | 40.91 | 5 | 0
2015 | NE_2_RMPA | NE | RMPA | External | Winter | B18 | 400 | 310 | 0 | 38.66 | 40.91 | 5 | 0
2015 | NE_2_RMPA | NE | RMPA | External | Winter | B19 | 700 | 310 | 0 | 38.66 | 40.91 | 5 | 0
2015 | NE_2_RMPA | NE | RMPA | External | Winter | B20 | 935 | 310 | 0 | 33.68 | 34.38 | 5 | 0
2015 | NWPP_Coal_2_MAPP_US | NWPP_Coal | MAPP_US | External | Shoulder | B11 | 25 | 150 | 0 | 36.99 | 39.6 | 8 | 0
2015 | NWPP_Coal_2_MAPP_US | NWPP_Coal | MAPP_US | External | Shoulder | B12 | 200 | 150 | 0 | 36.99 | 32.99 | 8 | 0
2015 | NWPP_Coal_2_MAPP_US | NWPP_Coal | MAPP_US | External | Shoulder | B13 | 600 | 150 | 0 | 36.99 | 30.29 | 8 | 0
2015 | NWPP_Coal_2_MAPP_US | NWPP_Coal | MAPP_US | External | Shoulder | B14 | 900 | 150 | 0 | 36.99 | 29.33 | 8 | 0
2015 | NWPP_Coal_2_MAPP_US | NWPP_Coal | MAPP_US | External | Shoulder | B15 | 1203 | 150 | 0 | 36.99 | 28.94 | 8 | 0
2015 | NWPP_Coal_2_MAPP_US | NWPP_Coal | MAPP_US | External | Summer | B1 | 10 | 150 | 150 | 36.99 | 52.37 | 8 | 7.37
2015 | NWPP_Coal_2_MAPP_US | NWPP_Coal | MAPP_US | External | Summer | B2 | 25 | 150 | 150 | 36.99 | 50.36 | 8 | 5.36
2015 | NWPP_Coal_2_MAPP_US | NWPP_Coal | MAPP_US | External | Summer | B3 | 75 | 150 | 150 | 36.99 | 50.36 | 8 | 5.36
2015 | NWPP_Coal_2_MAPP_US | NWPP_Coal | MAPP_US | External | Summer | B4 | 100 | 150 | 150 | 36.99 | 49.95 | 8 | 4.95
2015 | NWPP_Coal_2_MAPP_US | NWPP_Coal | MAPP_US | External | Summer | B5 | 200 | 150 | 150 | 36.99 | 45.81 | 8 | 0.82
2015 | NWPP_Coal_2_MAPP_US | NWPP_Coal | MAPP_US | External | Summer | B6 | 300 | 150 | 0 | 36.99 | 35.1 | 8 | 0
2015 | NWPP_Coal_2_MAPP_US | NWPP_Coal | MAPP_US | External | Summer | B7 | 400 | 150 | 0 | 36.99 | 28.91 | 8 | 0
2015 | NWPP_Coal_2_MAPP_US | NWPP_Coal | MAPP_US | External | Summer | B8 | 500 | 150 | 0 | 36.99 | 26.51 | 8 | 0
2015 | NWPP_Coal_2_MAPP_US | NWPP_Coal | MAPP_US | External | Summer | B9 | 800 | 150 | 0 | 36.99 | 26.51 | 8 | 0
2015 | NWPP_Coal_2_MAPP_US | NWPP_Coal | MAPP_US | External | Summer | B10 | 1262 | 150 | 0 | 36.99 | 25.98 | 8 | 0
2015 | NWPP_Coal_2_MAPP_US | NWPP_Coal | MAPP_US | External | Winter | B16 | 25 | 150 | 0 | 39.29 | 39.84 | 8 | 0
2015 | NWPP_Coal_2_MAPP_US | NWPP_Coal | MAPP_US | External | Winter | B17 | 100 | 150 | 0 | 39.29 | 35.03 | 8 | 0
2015 | NWPP_Coal_2_MAPP_US | NWPP_Coal | MAPP_US | External | Winter | B18 | 400 | 150 | 0 | 39.29 | 31.66 | 8 | 0
2015 | NWPP_Coal_2_MAPP_US | NWPP_Coal | MAPP_US | External | Winter | B19 | 700 | 150 | 0 | 39.29 | 31.66 | 8 | 0
2015 | NWPP_Coal_2_MAPP_US | NWPP_Coal | MAPP_US | External | Winter | B20 | 935 | 150 | 0 | 39.29 | 26.68 | 8 | 0
2015 | RMPA_2_MAPP_US | RMPA | MAPP_US | External | Shoulder | B11 | 25 | 200 | 0 | 38.16 | 39.6 | 8 | 0
2015 | RMPA_2_MAPP_US | RMPA | MAPP_US | External | Shoulder | B12 | 200 | 200 | 0 | 38.16 | 32.99 | 8 | 0
2015 | RMPA_2_MAPP_US | RMPA | MAPP_US | External | Shoulder | B13 | 600 | 200 | 0 | 38.16 | 30.29 | 8 | 0
2015 | RMPA_2_MAPP_US | RMPA | MAPP_US | External | Shoulder | B14 | 900 | 200 | 0 | 38.16 | 29.33 | 8 | 0
2015 | RMPA_2_MAPP_US | RMPA | MAPP_US | External | Shoulder | B15 | 1203 | 200 | 0 | 38.16 | 28.94 | 8 | 0
2015 | RMPA_2_MAPP_US | RMPA | MAPP_US | External | Summer | B1 | 10 | 200 | 0 | 57.71 | 52.37 | 8 | 0
2015 | RMPA_2_MAPP_US | RMPA | MAPP_US | External | Summer | B2 | 25 | 200 | 0 | 57.71 | 50.36 | 8 | 0
2015 | RMPA_2_MAPP_US | RMPA | MAPP_US | External | Summer | B3 | 75 | 200 | 0 | 57.71 | 50.36 | 8 | 0
2015 | RMPA_2_MAPP_US | RMPA | MAPP_US | External | Summer | B4 | 100 | 200 | 0 | 50.58 | 49.95 | 8 | 0
2015 | RMPA_2_MAPP_US | RMPA | MAPP_US | External | Summer | B5 | 200 | 200 | 0 | 44.82 | 45.81 | 8 | 0
2015 | RMPA_2_MAPP_US | RMPA | MAPP_US | External | Summer | B6 | 300 | 200 | 0 | 36.71 | 35.1 | 8 | 0
2015 | RMPA_2_MAPP_US | RMPA | MAPP_US | External | Summer | B7 | 400 | 200 | 0 | 36.71 | 28.91 | 8 | 0
2015 | RMPA_2_MAPP_US | RMPA | MAPP_US | External | Summer | B8 | 500 | 200 | 0 | 36.71 | 26.51 | 8 | 0
2015 | RMPA_2_MAPP_US | RMPA | MAPP_US | External | Summer | B9 | 800 | 200 | 0 | 36.71 | 26.51 | 8 | 0
2015 | RMPA_2_MAPP_US | RMPA | MAPP_US | External | Summer | B10 | 1262 | 200 | 0 | 36.71 | 25.98 | 8 | 0
2015 | RMPA_2_MAPP_US | RMPA | MAPP_US | External | Winter | B16 | 25 | 200 | 0 | 47.45 | 39.84 | 8 | 0
2015 | RMPA_2_MAPP_US | RMPA | MAPP_US | External | Winter | B17 | 100 | 200 | 0 | 40.91 | 35.03 | 8 | 0
2015 | RMPA_2_MAPP_US | RMPA | MAPP_US | External | Winter | B18 | 400 | 200 | 0 | 40.91 | 31.66 | 8 | 0
2015 | RMPA_2_MAPP_US | RMPA | MAPP_US | External | Winter | B19 | 700 | 200 | 0 | 40.91 | 31.66 | 8 | 0
2015 | RMPA_2_MAPP_US | RMPA | MAPP_US | External | Winter | B20 | 935 | 200 | 0 | 34.38 | 26.68 | 8 | 0
2015 | RMPA_2_NE | RMPA | NE | External | Shoulder | B11 | 25 | 310 | 310 | 38.16 | 46.6 | 8 | 0.43
2015 | RMPA_2_NE | RMPA | NE | External | Shoulder | B12 | 200 | 310 | 0 | 38.16 | 39.22 | 8 | 0
2015 | RMPA_2_NE | RMPA | NE | External | Shoulder | B13 | 600 | 310 | 0 | 38.16 | 37.29 | 8 | 0
2015 | RMPA_2_NE | RMPA | NE | External | Shoulder | B14 | 900 | 310 | 0 | 38.16 | 36.33 | 8 | 0
2015 | RMPA_2_NE | RMPA | NE | External | Shoulder | B15 | 1203 | 310 | 0 | 38.16 | 35.94 | 8 | 0
2015 | RMPA_2_NE | RMPA | NE | External | Summer | B1 | 10 | 310 | 0 | 57.71 | 58.75 | 8 | 0
2015 | RMPA_2_NE | RMPA | NE | External | Summer | B2 | 25 | 310 | 0 | 57.71 | 57.36 | 8 | 0
2015 | RMPA_2_NE | RMPA | NE | External | Summer | B3 | 75 | 310 | 0 | 57.71 | 57.36 | 8 | 0
2015 | RMPA_2_NE | RMPA | NE | External | Summer | B4 | 100 | 310 | 0 | 50.58 | 56.95 | 8 | 0
2015 | RMPA_2_NE | RMPA | NE | External | Summer | B5 | 200 | 310 | 0 | 44.82 | 52.81 | 8 | 0
2015 | RMPA_2_NE | RMPA | NE | External | Summer | B6 | 300 | 310 | 0 | 36.71 | 42.1 | 8 | 0
2015 | RMPA_2_NE | RMPA | NE | External | Summer | B7 | 400 | 310 | 0 | 36.71 | 35.91 | 8 | 0
2015 | RMPA_2_NE | RMPA | NE | External | Summer | B8 | 500 | 310 | 0 | 36.71 | 33.51 | 8 | 0
2015 | RMPA_2_NE | RMPA | NE | External | Summer | B9 | 800 | 310 | 0 | 36.71 | 33.51 | 8 | 0
2015 | RMPA_2_NE | RMPA | NE | External | Summer | B10 | 1262 | 310 | 0 | 36.71 | 32.84 | 8 | 0
2015 | RMPA_2_NE | RMPA | NE | External | Winter | B16 | 25 | 310 | 0 | 47.45 | 46.84 | 8 | 0
2015 | RMPA_2_NE | RMPA | NE | External | Winter | B17 | 100 | 310 | 0 | 40.91 | 39.88 | 8 | 0
2015 | RMPA_2_NE | RMPA | NE | External | Winter | B18 | 400 | 310 | 0 | 40.91 | 38.66 | 8 | 0
2015 | RMPA_2_NE | RMPA | NE | External | Winter | B19 | 700 | 310 | 0 | 40.91 | 38.66 | 8 | 0
2015 | RMPA_2_NE | RMPA | NE | External | Winter | B20 | 935 | 310 | 0 | 34.38 | 33.68 | 8 | 0
2015 | RMPA_2_SPP_N | RMPA | SPP_N | External | Shoulder | B11 | 25 | 210 | 210 | 38.16 | 53.6 | 8 | 7.43
2015 | RMPA_2_SPP_N | RMPA | SPP_N | External | Shoulder | B12 | 200 | 210 | 0 | 38.16 | 39.23 | 8 | 0
2015 | RMPA_2_SPP_N | RMPA | SPP_N | External | Shoulder | B13 | 600 | 210 | 0 | 38.16 | 37.6 | 8 | 0
2015 | RMPA_2_SPP_N | RMPA | SPP_N | External | Shoulder | B14 | 900 | 210 | 0 | 38.16 | 36.34 | 8 | 0
2015 | RMPA_2_SPP_N | RMPA | SPP_N | External | Shoulder | B15 | 1203 | 210 | 0 | 38.16 | 36.3 | 8 | 0
2015 | RMPA_2_SPP_N | RMPA | SPP_N | External | Summer | B1 | 10 | 210 | 0 | 57.71 | 58.76 | 8 | 0
2015 | RMPA_2_SPP_N | RMPA | SPP_N | External | Summer | B2 | 25 | 210 | 0 | 57.71 | 58.76 | 8 | 0
2015 | RMPA_2_SPP_N | RMPA | SPP_N | External | Summer | B3 | 75 | 210 | 0 | 57.71 | 58.76 | 8 | 0
2015 | RMPA_2_SPP_N | RMPA | SPP_N | External | Summer | B4 | 100 | 210 | 0 | 50.58 | 56.96 | 8 | 0
2015 | RMPA_2_SPP_N | RMPA | SPP_N | External | Summer | B5 | 200 | 210 | 24.57 | 44.82 | 52.82 | 8 | 0
2015 | RMPA_2_SPP_N | RMPA | SPP_N | External | Summer | B6 | 300 | 210 | 210 | 36.71 | 49.1 | 8 | 4.38
2015 | RMPA_2_SPP_N | RMPA | SPP_N | External | Summer | B7 | 400 | 210 | 0 | 36.71 | 42.91 | 8 | 0
2015 | RMPA_2_SPP_N | RMPA | SPP_N | External | Summer | B8 | 500 | 210 | 0 | 36.71 | 36.69 | 8 | 0
2015 | RMPA_2_SPP_N | RMPA | SPP_N | External | Summer | B9 | 800 | 210 | 0 | 36.71 | 35.12 | 8 | 0
2015 | RMPA_2_SPP_N | RMPA | SPP_N | External | Summer | B10 | 1262 | 210 | 0 | 36.71 | 34.55 | 8 | 0
2015 | RMPA_2_SPP_N | RMPA | SPP_N | External | Winter | B16 | 25 | 210 | 0 | 47.45 | 46.85 | 8 | 0
2015 | RMPA_2_SPP_N | RMPA | SPP_N | External | Winter | B17 | 100 | 210 | 0 | 40.91 | 39.89 | 8 | 0
2015 | RMPA_2_SPP_N | RMPA | SPP_N | External | Winter | B18 | 400 | 210 | 0 | 40.91 | 38.72 | 8 | 0
2015 | RMPA_2_SPP_N | RMPA | SPP_N | External | Winter | B19 | 700 | 210 | 0 | 40.91 | 38.67 | 8 | 0
2015 | RMPA_2_SPP_N | RMPA | SPP_N | External | Winter | B20 | 935 | 210 | 0 | 34.38 | 38.07 | 8 | 0
2015 | SPP_N_2_RMPA | SPP_N | RMPA | External | Shoulder | B11 | 25 | 210 | 0 | 53.6 | 38.16 | 5 | 0
2015 | SPP_N_2_RMPA | SPP_N | RMPA | External | Shoulder | B12 | 200 | 210 | 0 | 39.23 | 38.16 | 5 | 0
2015 | SPP_N_2_RMPA | SPP_N | RMPA | External | Shoulder | B13 | 600 | 210 | 0 | 37.6 | 38.16 | 5 | 0
2015 | SPP_N_2_RMPA | SPP_N | RMPA | External | Shoulder | B14 | 900 | 210 | 0 | 36.34 | 38.16 | 5 | 0
2015 | SPP_N_2_RMPA | SPP_N | RMPA | External | Shoulder | B15 | 1203 | 210 | 0 | 36.3 | 38.16 | 5 | 0
2015 | SPP_N_2_RMPA | SPP_N | RMPA | External | Summer | B1 | 10 | 210 | 0 | 58.76 | 57.71 | 5 | 0
2015 | SPP_N_2_RMPA | SPP_N | RMPA | External | Summer | B2 | 25 | 210 | 0 | 58.76 | 57.71 | 5 | 0
2015 | SPP_N_2_RMPA | SPP_N | RMPA | External | Summer | B3 | 75 | 210 | 0 | 58.76 | 57.71 | 5 | 0
2015 | SPP_N_2_RMPA | SPP_N | RMPA | External | Summer | B4 | 100 | 210 | 0 | 56.96 | 50.58 | 5 | 0
2015 | SPP_N_2_RMPA | SPP_N | RMPA | External | Summer | B5 | 200 | 210 | 0 | 52.82 | 44.82 | 5 | 0
2015 | SPP_N_2_RMPA | SPP_N | RMPA | External | Summer | B6 | 300 | 210 | 0 | 49.1 | 36.71 | 5 | 0
2015 | SPP_N_2_RMPA | SPP_N | RMPA | External | Summer | B7 | 400 | 210 | 0 | 42.91 | 36.71 | 5 | 0
2015 | SPP_N_2_RMPA | SPP_N | RMPA | External | Summer | B8 | 500 | 210 | 0 | 36.69 | 36.71 | 5 | 0
2015 | SPP_N_2_RMPA | SPP_N | RMPA | External | Summer | B9 | 800 | 210 | 0 | 35.12 | 36.71 | 5 | 0
2015 | SPP_N_2_RMPA | SPP_N | RMPA | External | Summer | B10 | 1262 | 210 | 0 | 34.55 | 36.71 | 5 | 0
2015 | SPP_N_2_RMPA | SPP_N | RMPA | External | Winter | B16 | 25 | 210 | 0 | 46.85 | 47.45 | 5 | 0
2015 | SPP_N_2_RMPA | SPP_N | RMPA | External | Winter | B17 | 100 | 210 | 0 | 39.89 | 40.91 | 5 | 0
2015 | SPP_N_2_RMPA | SPP_N | RMPA | External | Winter | B18 | 400 | 210 | 0 | 38.72 | 40.91 | 5 | 0
2015 | SPP_N_2_RMPA | SPP_N | RMPA | External | Winter | B19 | 700 | 210 | 0 | 38.67 | 40.91 | 5 | 0
2015 | SPP_N_2_RMPA | SPP_N | RMPA | External | Winter | B20 | 935 | 210 | 0 | 38.07 | 34.38 | 5 | 0
2015 | SPP_S_2_ERCOT | SPP_S | ERCOT | External | Shoulder | B11 | 25 | 800 | 0 | 52.2 | 52.82 | 5 | 0
2015 | SPP_S_2_ERCOT | SPP_S | ERCOT | External | Shoulder | B12 | 200 | 800 | 0 | 39.22 | 39.52 | 5 | 0
2015 | SPP_S_2_ERCOT | SPP_S | ERCOT | External | Shoulder | B13 | 600 | 800 | 0 | 37.62 | 36.29 | 5 | 0
2015 | SPP_S_2_ERCOT | SPP_S | ERCOT | External | Shoulder | B14 | 900 | 800 | 0 | 36.35 | 36.29 | 5 | 0
2015 | SPP_S_2_ERCOT | SPP_S | ERCOT | External | Shoulder | B15 | 1203 | 800 | 0 | 36.31 | 36.29 | 5 | 0
2015 | SPP_S_2_ERCOT | SPP_S | ERCOT | External | Summer | B1 | 10 | 800 | 0 | 58.75 | 51.3 | 5 | 0
2015 | SPP_S_2_ERCOT | SPP_S | ERCOT | External | Summer | B2 | 25 | 800 | 0 | 58.78 | 51.3 | 5 | 0
2015 | SPP_S_2_ERCOT | SPP_S | ERCOT | External | Summer | B3 | 75 | 800 | 0 | 58.75 | 51.3 | 5 | 0
2015 | SPP_S_2_ERCOT | SPP_S | ERCOT | External | Summer | B4 | 100 | 800 | 0 | 50.82 | 51.3 | 5 | 0
2015 | SPP_S_2_ERCOT | SPP_S | ERCOT | External | Summer | B5 | 200 | 800 | 0 | 50.41 | 51.3 | 5 | 0
2015 | SPP_S_2_ERCOT | SPP_S | ERCOT | External | Summer | B6 | 300 | 800 | 0 | 49.11 | 51.3 | 5 | 0
2015 | SPP_S_2_ERCOT | SPP_S | ERCOT | External | Summer | B7 | 400 | 800 | 0 | 42.93 | 39.08 | 5 | 0
2015 | SPP_S_2_ERCOT | SPP_S | ERCOT | External | Summer | B8 | 500 | 800 | 0 | 36.71 | 38.4 | 5 | 0
2015 | SPP_S_2_ERCOT | SPP_S | ERCOT | External | Summer | B9 | 800 | 800 | 0 | 35.13 | 35.27 | 5 | 0
2015 | SPP_S_2_ERCOT | SPP_S | ERCOT | External | Summer | B10 | 1262 | 800 | 0 | 35.05 | 35.27 | 5 | 0
2015 | SPP_S_2_ERCOT | SPP_S | ERCOT | External | Winter | B16 | 25 | 800 | 0 | 46.86 | 42.59 | 5 | 0
2015 | SPP_S_2_ERCOT | SPP_S | ERCOT | External | Winter | B17 | 100 | 800 | 0 | 39.9 | 40.33 | 5 | 0
2015 | SPP_S_2_ERCOT | SPP_S | ERCOT | External | Winter | B18 | 400 | 800 | 0 | 38.73 | 38.39 | 5 | 0
2015 | SPP_S_2_ERCOT | SPP_S | ERCOT | External | Winter | B19 | 700 | 800 | 0 | 38.68 | 38.39 | 5 | 0
2015 | SPP_S_2_ERCOT | SPP_S | ERCOT | External | Winter | B20 | 935 | 800 | 0 | 38.64 | 38.39 | 5 | 0
2020 | AZ_NM_SNV_Coal_2_SPP_S | AZ_NM_SNV_Coal | SPP_S | External | Shoulder | B11 | 25 | 400 | 400 | 44.75 | 57.84 | 8.17 | 4.93
2020 | AZ_NM_SNV_Coal_2_SPP_S | AZ_NM_SNV_Coal | SPP_S | External | Shoulder | B12 | 200 | 400 | 0 | 44.74 | 43.39 | 8.17 | 0
2020 | AZ_NM_SNV_Coal_2_SPP_S | AZ_NM_SNV_Coal | SPP_S | External | Shoulder | B13 | 600 | 400 | 0 | 44.72 | 41.63 | 8.17 | 0
2020 | AZ_NM_SNV_Coal_2_SPP_S | AZ_NM_SNV_Coal | SPP_S | External | Shoulder | B14 | 900 | 400 | 0 | 44.72 | 40.78 | 8.17 | 0
2020 | AZ_NM_SNV_Coal_2_SPP_S | AZ_NM_SNV_Coal | SPP_S | External | Shoulder | B15 | 1203 | 400 | 0 | 41.53 | 40.2 | 8.17 | 0
2020 | AZ_NM_SNV_Coal_2_SPP_S | AZ_NM_SNV_Coal | SPP_S | External | Summer | B1 | 10 | 400 | 0 | 65.8 | 64.56 | 8.17 | 0
2020 | AZ_NM_SNV_Coal_2_SPP_S | AZ_NM_SNV_Coal | SPP_S | External | Summer | B2 | 25 | 400 | 0 | 65.8 | 65.22 | 8.17 | 0
2020 | AZ_NM_SNV_Coal_2_SPP_S | AZ_NM_SNV_Coal | SPP_S | External | Summer | B3 | 75 | 400 | 0 | 65.8 | 64.77 | 8.17 | 0
2020 | AZ_NM_SNV_Coal_2_SPP_S | AZ_NM_SNV_Coal | SPP_S | External | Summer | B4 | 100 | 400 | 0 | 61.81 | 56.69 | 8.17 | 0
2020 | AZ_NM_SNV_Coal_2_SPP_S | AZ_NM_SNV_Coal | SPP_S | External | Summer | B5 | 200 | 400 | 0 | 52.78 | 56.34 | 8.17 | 0
2020 | AZ_NM_SNV_Coal_2_SPP_S | AZ_NM_SNV_Coal | SPP_S | External | Summer | B6 | 300 | 400 | 400 | 44.64 | 55.88 | 8.17 | 3.08
2020 | AZ_NM_SNV_Coal_2_SPP_S | AZ_NM_SNV_Coal | SPP_S | External | Summer | B7 | 400 | 400 | 0 | 44.64 | 46.67 | 8.17 | 0
2020 | AZ_NM_SNV_Coal_2_SPP_S | AZ_NM_SNV_Coal | SPP_S | External | Summer | B8 | 500 | 400 | 0 | 44.62 | 40.78 | 8.17 | 0
2020 | AZ_NM_SNV_Coal_2_SPP_S | AZ_NM_SNV_Coal | SPP_S | External | Summer | B9 | 800 | 400 | 0 | 44.61 | 40.22 | 8.17 | 0
2020 | AZ_NM_SNV_Coal_2_SPP_S | AZ_NM_SNV_Coal | SPP_S | External | Summer | B10 | 1262 | 400 | 0 | 42.54 | 38.98 | 8.17 | 0
2020 | AZ_NM_SNV_Coal_2_SPP_S | AZ_NM_SNV_Coal | SPP_S | External | Winter | B16 | 25 | 400 | 0 | 47.32 | 54.3 | 8.17 | 0
2020 | AZ_NM_SNV_Coal_2_SPP_S | AZ_NM_SNV_Coal | SPP_S | External | Winter | B17 | 100 | 400 | 0 | 47.3 | 44 | 8.17 | 0
2020 | AZ_NM_SNV_Coal_2_SPP_S | AZ_NM_SNV_Coal | SPP_S | External | Winter | B18 | 400 | 400 | 0 | 47.29 | 42.84 | 8.17 | 0
2020 | AZ_NM_SNV_Coal_2_SPP_S | AZ_NM_SNV_Coal | SPP_S | External | Winter | B19 | 700 | 400 | 0 | 47.29 | 42.84 | 8.17 | 0
2020 | AZ_NM_SNV_Coal_2_SPP_S | AZ_NM_SNV_Coal | SPP_S | External | Winter | B20 | 935 | 400 | 0 | 44.43 | 42.75 | 8.17 | 0
2020 | ERCOT_2_SPP_S | ERCOT | SPP_S | External | Shoulder | B11 | 25 | 800 | 0 | 58.4 | 57.84 | 8 | 0
2020 | ERCOT_2_SPP_S | ERCOT | SPP_S | External | Shoulder | B12 | 200 | 800 | 0 | 43.63 | 43.39 | 8 | 0
2020 | ERCOT_2_SPP_S | ERCOT | SPP_S | External | Shoulder | B13 | 600 | 800 | 0 | 40.04 | 41.63 | 8 | 0
2020 | ERCOT_2_SPP_S | ERCOT | SPP_S | External | Shoulder | B14 | 900 | 800 | 0 | 40.04 | 40.78 | 8 | 0
2020 | ERCOT_2_SPP_S | ERCOT | SPP_S | External | Shoulder | B15 | 1203 | 800 | 0 | 40.04 | 40.2 | 8 | 0
2020 | ERCOT_2_SPP_S | ERCOT | SPP_S | External | Summer | B1 | 10 | 800 | 0 | 67.49 | 64.56 | 8 | 0
2020 | ERCOT_2_SPP_S | ERCOT | SPP_S | External | Summer | B2 | 25 | 800 | 0 | 64.82 | 65.22 | 8 | 0
2020 | ERCOT_2_SPP_S | ERCOT | SPP_S | External | Summer | B3 | 75 | 800 | 8.74 | 56.77 | 64.77 | 8 | 0
2020 | ERCOT_2_SPP_S | ERCOT | SPP_S | External | Summer | B4 | 100 | 800 | 0 | 56.77 | 56.69 | 8 | 0
2020 | ERCOT_2_SPP_S | ERCOT | SPP_S | External | Summer | B5 | 200 | 800 | 0 | 56.77 | 56.34 | 8 | 0
2020 | ERCOT_2_SPP_S | ERCOT | SPP_S | External | Summer | B6 | 300 | 800 | 0 | 56.77 | 55.88 | 8 | 0
2020 | ERCOT_2_SPP_S | ERCOT | SPP_S | External | Summer | B7 | 400 | 800 | 0 | 42.43 | 46.67 | 8 | 0
2020 | ERCOT_2_SPP_S | ERCOT | SPP_S | External | Summer | B8 | 500 | 800 | 0 | 42.1 | 40.78 | 8 | 0
2020 | ERCOT_2_SPP_S | ERCOT | SPP_S | External | Summer | B9 | 800 | 800 | 0 | 38.95 | 40.22 | 8 | 0
2020 | ERCOT_2_SPP_S | ERCOT | SPP_S | External | Summer | B10 | 1262 | 800 | 0 | 38.95 | 38.98 | 8 | 0
2020 | ERCOT_2_SPP_S | ERCOT | SPP_S | External | Winter | B16 | 25 | 800 | 0 | 55.36 | 54.3 | 8 | 0
2020 | ERCOT_2_SPP_S | ERCOT | SPP_S | External | Winter | B17 | 100 | 800 | 0 | 42.4 | 44 | 8 | 0
2020 | ERCOT_2_SPP_S | ERCOT | SPP_S | External | Winter | B18 | 400 | 800 | 0 | 42.4 | 42.84 | 8 | 0
2020 | ERCOT_2_SPP_S | ERCOT | SPP_S | External | Winter | B19 | 700 | 800 | 0 | 42.4 | 42.84 | 8 | 0
2020 | ERCOT_2_SPP_S | ERCOT | SPP_S | External | Winter | B20 | 935 | 800 | 0 | 42.4 | 42.75 | 8 | 0
2020 | MAPP_US_2_RMPA | MAPP_US | RMPA | External | Shoulder | B11 | 25 | 200 | 0 | 53.89 | 52.89 | 8 | 0
2020 | MAPP_US_2_RMPA | MAPP_US | RMPA | External | Shoulder | B12 | 200 | 200 | 0 | 38.85 | 43.61 | 8 | 0
2020 | MAPP_US_2_RMPA | MAPP_US | RMPA | External | Shoulder | B13 | 600 | 200 | 200 | 34.61 | 43.61 | 8 | 1
2020 | MAPP_US_2_RMPA | MAPP_US | RMPA | External | Shoulder | B14 | 900 | 200 | 200 | 34.61 | 43.61 | 8 | 1
2020 | MAPP_US_2_RMPA | MAPP_US | RMPA | External | Shoulder | B15 | 1203 | 200 | 200 | 34.12 | 43.61 | 8 | 1.49
2020 | MAPP_US_2_RMPA | MAPP_US | RMPA | External | Summer | B1 | 10 | 200 | 0 | 57.47 | 65.22 | 8 | 0
2020 | MAPP_US_2_RMPA | MAPP_US | RMPA | External | Summer | B2 | 25 | 200 | 0 | 57.47 | 65.22 | 8 | 0
2020 | MAPP_US_2_RMPA | MAPP_US | RMPA | External | Summer | B3 | 75 | 200 | 0 | 57.47 | 65.22 | 8 | 0
2020 | MAPP_US_2_RMPA | MAPP_US | RMPA | External | Summer | B4 | 100 | 200 | 0 | 57.14 | 56.75 | 8 | 0
2020 | MAPP_US_2_RMPA | MAPP_US | RMPA | External | Summer | B5 | 200 | 200 | 0 | 53.08 | 52.35 | 8 | 0
2020 | MAPP_US_2_RMPA | MAPP_US | RMPA | External | Summer | B6 | 300 | 200 | 0 | 48.85 | 47.85 | 8 | 0
2020 | MAPP_US_2_RMPA | MAPP_US | RMPA | External | Summer | B7 | 400 | 200 | 88.89 | 33.93 | 41.93 | 8 | 0
2020 | MAPP_US_2_RMPA | MAPP_US | RMPA | External | Summer | B8 | 500 | 200 | 200 | 31.39 | 41.93 | 8 | 2.54
2020 | MAPP_US_2_RMPA | MAPP_US | RMPA | External | Summer | B9 | 800 | 200 | 200 | 31.39 | 41.93 | 8 | 2.54
2020 | MAPP_US_2_RMPA | MAPP_US | RMPA | External | Summer | B10 | 1262 | 200 | 200 | 28.78 | 40.78 | 8 | 4
2020 | MAPP_US_2_RMPA | MAPP_US | RMPA | External | Winter | B16 | 25 | 200 | 191.61 | 47.15 | 55.15 | 8 | 0
2020 | MAPP_US_2_RMPA | MAPP_US | RMPA | External | Winter | B17 | 100 | 200 | 0 | 39.26 | 46.79 | 8 | 0
2020 | MAPP_US_2_RMPA | MAPP_US | RMPA | External | Winter | B18 | 400 | 200 | 200 | 35.82 | 46.79 | 8 | 2.96
2020 | MAPP_US_2_RMPA | MAPP_US | RMPA | External | Winter | B19 | 700 | 200 | 200 | 35.82 | 46.79 | 8 | 2.96
2020 | MAPP_US_2_RMPA | MAPP_US | RMPA | External | Winter | B20 | 935 | 200 | 0 | 32.94 | 39.41 | 8 | 0
2020 | NE_2_RMPA | NE | RMPA | External | Shoulder | B11 | 25 | 310 | 0 | 60.89 | 52.89 | 5 | 0
2020 | NE_2_RMPA | NE | RMPA | External | Shoulder | B12 | 200 | 310 | 0 | 43.39 | 43.61 | 5 | 0
2020 | NE_2_RMPA | NE | RMPA | External | Shoulder | B13 | 600 | 310 | 0 | 41.61 | 43.61 | 5 | 0
2020 | NE_2_RMPA | NE | RMPA | External | Shoulder | B14 | 900 | 310 | 0 | 40.76 | 43.61 | 5 | 0
2020 | NE_2_RMPA | NE | RMPA | External | Shoulder | B15 | 1203 | 310 | 0 | 40.17 | 43.61 | 5 | 0
2020 | NE_2_RMPA | NE | RMPA | External | Summer | B1 | 10 | 310 | 0 | 64.47 | 65.22 | 5 | 0
2020 | NE_2_RMPA | NE | RMPA | External | Summer | B2 | 25 | 310 | 0 | 64.47 | 65.22 | 5 | 0
2020 | NE_2_RMPA | NE | RMPA | External | Summer | B3 | 75 | 310 | 0 | 64.47 | 65.22 | 5 | 0
2020 | NE_2_RMPA | NE | RMPA | External | Summer | B4 | 100 | 310 | 0 | 64.14 | 56.75 | 5 | 0
2020 | NE_2_RMPA | NE | RMPA | External | Summer | B5 | 200 | 310 | 0 | 60.08 | 52.35 | 5 | 0
2020 | NE_2_RMPA | NE | RMPA | External | Summer | B6 | 300 | 310 | 0 | 55.85 | 47.85 | 5 | 0
2020 | NE_2_RMPA | NE | RMPA | External | Summer | B7 | 400 | 310 | 0 | 40.93 | 41.93 | 5 | 0
2020 | NE_2_RMPA | NE | RMPA | External | Summer | B8 | 500 | 310 | 0 | 38.39 | 41.93 | 5 | 0
2020 | NE_2_RMPA | NE | RMPA | External | Summer | B9 | 800 | 310 | 0 | 38.39 | 41.93 | 5 | 0
2020 | NE_2_RMPA | NE | RMPA | External | Summer | B10 | 1262 | 310 | 150.64 | 35.78 | 40.78 | 5 | 0
2020 | NE_2_RMPA | NE | RMPA | External | Winter | B16 | 25 | 310 | 0 | 54.15 | 55.15 | 5 | 0
2020 | NE_2_RMPA | NE | RMPA | External | Winter | B17 | 100 | 310 | 0 | 43.98 | 46.79 | 5 | 0
2020 | NE_2_RMPA | NE | RMPA | External | Winter | B18 | 400 | 310 | 0 | 42.82 | 46.79 | 5 | 0
2020 | NE_2_RMPA | NE | RMPA | External | Winter | B19 | 700 | 310 | 0 | 42.82 | 46.79 | 5 | 0
2020 | NE_2_RMPA | NE | RMPA | External | Winter | B20 | 935 | 310 | 0 | 39.94 | 39.41 | 5 | 0
2020 | NWPP_Coal_2_MAPP_US | NWPP_Coal | MAPP_US | External | Shoulder | B11 | 25 | 150 | 150 | 44.72 | 53.89 | 8 | 1.17
2020 | NWPP_Coal_2_MAPP_US | NWPP_Coal | MAPP_US | External | Shoulder | B12 | 200 | 150 | 0 | 44.72 | 38.85 | 8 | 0
2020 | NWPP_Coal_2_MAPP_US | NWPP_Coal | MAPP_US | External | Shoulder | B13 | 600 | 150 | 0 | 44.72 | 34.61 | 8 | 0
2020 | NWPP_Coal_2_MAPP_US | NWPP_Coal | MAPP_US | External | Shoulder | B14 | 900 | 150 | 0 | 44.72 | 34.61 | 8 | 0
2020 | NWPP_Coal_2_MAPP_US | NWPP_Coal | MAPP_US | External | Shoulder | B15 | 1203 | 150 | 0 | 44.72 | 34.12 | 8 | 0
2020 | NWPP_Coal_2_MAPP_US | NWPP_Coal | MAPP_US | External | Summer | B1 | 10 | 150 | 0 | 56.46 | 57.47 | 8 | 0
2020 | NWPP_Coal_2_MAPP_US | NWPP_Coal | MAPP_US | External | Summer | B2 | 25 | 150 | 0 | 56.46 | 57.47 | 8 | 0
2020 | NWPP_Coal_2_MAPP_US | NWPP_Coal | MAPP_US | External | Summer | B3 | 75 | 150 | 150 | 44.61 | 57.47 | 8 | 4.86
2020 | NWPP_Coal_2_MAPP_US | NWPP_Coal | MAPP_US | External | Summer | B4 | 100 | 150 | 150 | 44.61 | 57.14 | 8 | 4.53
2020 | NWPP_Coal_2_MAPP_US | NWPP_Coal | MAPP_US | External | Summer | B5 | 200 | 150 | 150 | 44.61 | 53.08 | 8 | 0.47
2020 | NWPP_Coal_2_MAPP_US | NWPP_Coal | MAPP_US | External | Summer | B6 | 300 | 150 | 0 | 44.61 | 48.85 | 8 | 0
2020 | NWPP_Coal_2_MAPP_US | NWPP_Coal | MAPP_US | External | Summer | B7 | 400 | 150 | 0 | 44.61 | 33.93 | 8 | 0
2020 | NWPP_Coal_2_MAPP_US | NWPP_Coal | MAPP_US | External | Summer | B8 | 500 | 150 | 0 | 44.61 | 31.39 | 8 | 0
2020 | NWPP_Coal_2_MAPP_US | NWPP_Coal | MAPP_US | External | Summer | B9 | 800 | 150 | 0 | 44.61 | 31.39 | 8 | 0
2020 | NWPP_Coal_2_MAPP_US | NWPP_Coal | MAPP_US | External | Summer | B10 | 1262 | 150 | 0 | 44.61 | 28.78 | 8 | 0
2020 | NWPP_Coal_2_MAPP_US | NWPP_Coal | MAPP_US | External | Winter | B16 | 25 | 150 | 0 | 47.29 | 47.15 | 8 | 0
2020 | NWPP_Coal_2_MAPP_US | NWPP_Coal | MAPP_US | External | Winter | B17 | 100 | 150 | 0 | 47.29 | 39.26 | 8 | 0
2020 | NWPP_Coal_2_MAPP_US | NWPP_Coal | MAPP_US | External | Winter | B18 | 400 | 150 | 0 | 47.29 | 35.82 | 8 | 0
2020 | NWPP_Coal_2_MAPP_US | NWPP_Coal | MAPP_US | External | Winter | B19 | 700 | 150 | 0 | 47.29 | 35.82 | 8 | 0
2020 | NWPP_Coal_2_MAPP_US | NWPP_Coal | MAPP_US | External | Winter | B20 | 935 | 150 | 0 | 47.29 | 32.94 | 8 | 0
2020 | RMPA_2_MAPP_US | RMPA | MAPP_US | External | Shoulder | B11 | 25 | 200 | 0 | 52.89 | 53.89 | 8 | 0
2020 | RMPA_2_MAPP_US | RMPA | MAPP_US | External | Shoulder | B12 | 200 | 200 | 0 | 43.61 | 38.85 | 8 | 0
2020 | RMPA_2_MAPP_US | RMPA | MAPP_US | External | Shoulder | B13 | 600 | 200 | 0 | 43.61 | 34.61 | 8 | 0
2020 | RMPA_2_MAPP_US | RMPA | MAPP_US | External | Shoulder | B14 | 900 | 200 | 0 | 43.61 | 34.61 | 8 | 0
2020 | RMPA_2_MAPP_US | RMPA | MAPP_US | External | Shoulder | B15 | 1203 | 200 | 0 | 43.61 | 34.12 | 8 | 0
2020 | RMPA_2_MAPP_US | RMPA | MAPP_US | External | Summer | B1 | 10 | 200 | 0 | 65.22 | 57.47 | 8 | 0
2020 | RMPA_2_MAPP_US | RMPA | MAPP_US | External | Summer | B2 | 25 | 200 | 0 | 65.22 | 57.47 | 8 | 0
2020 | RMPA_2_MAPP_US | RMPA | MAPP_US | External | Summer | B3 | 75 | 200 | 0 | 65.22 | 57.47 | 8 | 0
2020 | RMPA_2_MAPP_US | RMPA | MAPP_US | External | Summer | B4 | 100 | 200 | 0 | 56.75 | 57.14 | 8 | 0
2020 | RMPA_2_MAPP_US | RMPA | MAPP_US | External | Summer | B5 | 200 | 200 | 0 | 52.35 | 53.08 | 8 | 0
2020 | RMPA_2_MAPP_US | RMPA | MAPP_US | External | Summer | B6 | 300 | 200 | 0 | 47.85 | 48.85 | 8 | 0
2020 | RMPA_2_MAPP_US | RMPA | MAPP_US | External | Summer | B7 | 400 | 200 | 0 | 41.93 | 33.93 | 8 | 0
2020 | RMPA_2_MAPP_US | RMPA | MAPP_US | External | Summer | B8 | 500 | 200 | 0 | 41.93 | 31.39 | 8 | 0
2020 | RMPA_2_MAPP_US | RMPA | MAPP_US | External | Summer | B9 | 800 | 200 | 0 | 41.93 | 31.39 | 8 | 0
2020 | RMPA_2_MAPP_US | RMPA | MAPP_US | External | Summer | B10 | 1262 | 200 | 0 | 40.78 | 28.78 | 8 | 0
2020 | RMPA_2_MAPP_US | RMPA | MAPP_US | External | Winter | B16 | 25 | 200 | 0 | 55.15 | 47.15 | 8 | 0
2020 | RMPA_2_MAPP_US | RMPA | MAPP_US | External | Winter | B17 | 100 | 200 | 0 | 46.79 | 39.26 | 8 | 0
2020 | RMPA_2_MAPP_US | RMPA | MAPP_US | External | Winter | B18 | 400 | 200 | 0 | 46.79 | 35.82 | 8 | 0
2020 | RMPA_2_MAPP_US | RMPA | MAPP_US | External | Winter | B19 | 700 | 200 | 0 | 46.79 | 35.82 | 8 | 0
2020 | RMPA_2_MAPP_US | RMPA | MAPP_US | External | Winter | B20 | 935 | 200 | 0 | 39.41 | 32.94 | 8 | 0
2020 | RMPA_2_NE | RMPA | NE | External | Shoulder | B11 | 25 | 310 | 279.61 | 52.89 | 60.89 | 8 | 0
2020 | RMPA_2_NE | RMPA | NE | External | Shoulder | B12 | 200 | 310 | 0 | 43.61 | 43.39 | 8 | 0
2020 | RMPA_2_NE | RMPA | NE | External | Shoulder | B13 | 600 | 310 | 0 | 43.61 | 41.61 | 8 | 0
2020 | RMPA_2_NE | RMPA | NE | External | Shoulder | B14 | 900 | 310 | 0 | 43.61 | 40.76 | 8 | 0
2020 | RMPA_2_NE | RMPA | NE | External | Shoulder | B15 | 1203 | 310 | 0 | 43.61 | 40.17 | 8 | 0
2020 | RMPA_2_NE | RMPA | NE | External | Summer | B1 | 10 | 310 | 0 | 65.22 | 64.47 | 8 | 0
2020 | RMPA_2_NE | RMPA | NE | External | Summer | B2 | 25 | 310 | 0 | 65.22 | 64.47 | 8 | 0
2020 | RMPA_2_NE | RMPA | NE | External | Summer | B3 | 75 | 310 | 0 | 65.22 | 64.47 | 8 | 0
2020 | RMPA_2_NE | RMPA | NE | External | Summer | B4 | 100 | 310 | 0 | 56.75 | 64.14 | 8 | 0
2020 | RMPA_2_NE | RMPA | NE | External | Summer | B5 | 200 | 310 | 0 | 52.35 | 60.08 | 8 | 0
2020 | RMPA_2_NE | RMPA | NE | External | Summer | B6 | 300 | 310 | 185.77 | 47.85 | 55.85 | 8 | 0
2020 | RMPA_2_NE | RMPA | NE | External | Summer | B7 | 400 | 310 | 0 | 41.93 | 40.93 | 8 | 0
2020 | RMPA_2_NE | RMPA | NE | External | Summer | B8 | 500 | 310 | 0 | 41.93 | 38.39 | 8 | 0
2020 | RMPA_2_NE | RMPA | NE | External | Summer | B9 | 800 | 310 | 0 | 41.93 | 38.39 | 8 | 0
2020 | RMPA_2_NE | RMPA | NE | External | Summer | B10 | 1262 | 310 | 0 | 40.78 | 35.78 | 8 | 0
2020 | RMPA_2_NE | RMPA | NE | External | Winter | B16 | 25 | 310 | 0 | 55.15 | 54.15 | 8 | 0
2020 | RMPA_2_NE | RMPA | NE | External | Winter | B17 | 100 | 310 | 0 | 46.79 | 43.98 | 8 | 0
2020 | RMPA_2_NE | RMPA | NE | External | Winter | B18 | 400 | 310 | 0 | 46.79 | 42.82 | 8 | 0
2020 | RMPA_2_NE | RMPA | NE | External | Winter | B19 | 700 | 310 | 0 | 46.79 | 42.82 | 8 | 0
2020 | RMPA_2_NE | RMPA | NE | External | Winter | B20 | 935 | 310 | 0 | 39.41 | 39.94 | 8 | 0
2020 | RMPA_2_SPP_N | RMPA | SPP_N | External | Shoulder | B11 | 25 | 210 | 210 | 52.89 | 62.26 | 8 | 1.37
2020 | RMPA_2_SPP_N | RMPA | SPP_N | External | Shoulder | B12 | 200 | 210 | 0 | 43.61 | 43.4 | 8 | 0
2020 | RMPA_2_SPP_N | RMPA | SPP_N | External | Shoulder | B13 | 600 | 210 | 0 | 43.61 | 41.62 | 8 | 0
2020 | RMPA_2_SPP_N | RMPA | SPP_N | External | Shoulder | B14 | 900 | 210 | 0 | 43.61 | 40.77 | 8 | 0
2020 | RMPA_2_SPP_N | RMPA | SPP_N | External | Shoulder | B15 | 1203 | 210 | 0 | 43.61 | 40.19 | 8 | 0
2020 | RMPA_2_SPP_N | RMPA | SPP_N | External | Summer | B1 | 10 | 210 | 0 | 65.22 | 66.03 | 8 | 0
2020 | RMPA_2_SPP_N | RMPA | SPP_N | External | Summer | B2 | 25 | 210 | 0 | 65.22 | 66.03 | 8 | 0
2020 | RMPA_2_SPP_N | RMPA | SPP_N | External | Summer | B3 | 75 | 210 | 0 | 65.22 | 66.03 | 8 | 0
2020 | RMPA_2_SPP_N | RMPA | SPP_N | External | Summer | B4 | 100 | 210 | 0 | 56.75 | 64.16 | 8 | 0
2020 | RMPA_2_SPP_N | RMPA | SPP_N | External | Summer | B5 | 200 | 210 | 0 | 52.35 | 60.09 | 8 | 0
2020 | RMPA_2_SPP_N | RMPA | SPP_N | External | Summer | B6 | 300 | 210 | 210 | 47.85 | 55.86 | 8 | 0.01
2020 | RMPA_2_SPP_N | RMPA | SPP_N | External | Summer | B7 | 400 | 210 | 0 | 41.93 | 46.66 | 8 | 0
2020 | RMPA_2_SPP_N | RMPA | SPP_N | External | Summer | B8 | 500 | 210 | 0 | 41.93 | 40.77 | 8 | 0
2020 | RMPA_2_SPP_N | RMPA | SPP_N | External | Summer | B9 | 800 | 210 | 0 | 41.93 | 40.2 | 8 | 0
2020 | RMPA_2_SPP_N | RMPA | SPP_N | External | Summer | B10 | 1262 | 210 | 0 | 40.78 | 38.97 | 8 | 0
2020 | RMPA_2_SPP_N | RMPA | SPP_N | External | Winter | B16 | 25 | 210 | 0 | 55.15 | 54.28 | 8 | 0
2020 | RMPA_2_SPP_N | RMPA | SPP_N | External | Winter | B17 | 100 | 210 | 0 | 46.79 | 43.99 | 8 | 0
2020 | RMPA_2_SPP_N | RMPA | SPP_N | External | Winter | B18 | 400 | 210 | 0 | 46.79 | 42.83 | 8 | 0
2020 | RMPA_2_SPP_N | RMPA | SPP_N | External | Winter | B19 | 700 | 210 | 0 | 46.79 | 42.83 | 8 | 0
2020 | RMPA_2_SPP_N | RMPA | SPP_N | External | Winter | B20 | 935 | 210 | 0 | 39.41 | 42.74 | 8 | 0
2020 | SPP_N_2_RMPA | SPP_N | RMPA | External | Shoulder | B11 | 25 | 210 | 0 | 62.26 | 52.89 | 5 | 0
2020 | SPP_N_2_RMPA | SPP_N | RMPA | External | Shoulder | B12 | 200 | 210 | 0 | 43.4 | 43.61 | 5 | 0
2020 | SPP_N_2_RMPA | SPP_N | RMPA | External | Shoulder | B13 | 600 | 210 | 0 | 41.62 | 43.61 | 5 | 0
2020 | SPP_N_2_RMPA | SPP_N | RMPA | External | Shoulder | B14 | 900 | 210 | 0 | 40.77 | 43.61 | 5 | 0
2020 | SPP_N_2_RMPA | SPP_N | RMPA | External | Shoulder | B15 | 1203 | 210 | 0 | 40.19 | 43.61 | 5 | 0
2020 | SPP_N_2_RMPA | SPP_N | RMPA | External | Summer | B1 | 10 | 210 | 0 | 66.03 | 65.22 | 5 | 0
2020 | SPP_N_2_RMPA | SPP_N | RMPA | External | Summer | B2 | 25 | 210 | 0 | 66.03 | 65.22 | 5 | 0
2020 | SPP_N_2_RMPA | SPP_N | RMPA | External | Summer | B3 | 75 | 210 | 0 | 66.03 | 65.22 | 5 | 0
2020 | SPP_N_2_RMPA | SPP_N | RMPA | External | Summer | B4 | 100 | 210 | 0 | 64.16 | 56.75 | 5 | 0
2020 | SPP_N_2_RMPA | SPP_N | RMPA | External | Summer | B5 | 200 | 210 | 0 | 60.09 | 52.35 | 5 | 0
2020 | SPP_N_2_RMPA | SPP_N | RMPA | External | Summer | B6 | 300 | 210 | 0 | 55.86 | 47.85 | 5 | 0
2020 | SPP_N_2_RMPA | SPP_N | RMPA | External | Summer | B7 | 400 | 210 | 0 | 46.66 | 41.93 | 5 | 0
2020 | SPP_N_2_RMPA | SPP_N | RMPA | External | Summer | B8 | 500 | 210 | 0 | 40.77 | 41.93 | 5 | 0
2020 | SPP_N_2_RMPA | SPP_N | RMPA | External | Summer | B9 | 800 | 210 | 0 | 40.2 | 41.93 | 5 | 0
2020 | SPP_N_2_RMPA | SPP_N | RMPA | External | Summer | B10 | 1262 | 210 | 0 | 38.97 | 40.78 | 5 | 0
2020 | SPP_N_2_RMPA | SPP_N | RMPA | External | Winter | B16 | 25 | 210 | 0 | 54.28 | 55.15 | 5 | 0
2020 | SPP_N_2_RMPA | SPP_N | RMPA | External | Winter | B17 | 100 | 210 | 0 | 43.99 | 46.79 | 5 | 0
2020 | SPP_N_2_RMPA | SPP_N | RMPA | External | Winter | B18 | 400 | 210 | 0 | 42.83 | 46.79 | 5 | 0
2020 | SPP_N_2_RMPA | SPP_N | RMPA | External | Winter | B19 | 700 | 210 | 0 | 42.83 | 46.79 | 5 | 0
2020 | SPP_N_2_RMPA | SPP_N | RMPA | External | Winter | B20 | 935 | 210 | 0 | 42.74 | 39.41 | 5 | 0
2020 | SPP_S_2_ERCOT | SPP_S | ERCOT | External | Shoulder | B11 | 25 | 800 | 0 | 57.84 | 58.4 | 5 | 0
2020 | SPP_S_2_ERCOT | SPP_S | ERCOT | External | Shoulder | B12 | 200 | 800 | 0 | 43.39 | 43.63 | 5 | 0
2020 | SPP_S_2_ERCOT | SPP_S | ERCOT | External | Shoulder | B13 | 600 | 800 | 0 | 41.63 | 40.04 | 5 | 0
2020 | SPP_S_2_ERCOT | SPP_S | ERCOT | External | Shoulder | B14 | 900 | 800 | 0 | 40.78 | 40.04 | 5 | 0
2020 | SPP_S_2_ERCOT | SPP_S | ERCOT | External | Shoulder | B15 | 1203 | 800 | 0 | 40.2 | 40.04 | 5 | 0
2020 | SPP_S_2_ERCOT | SPP_S | ERCOT | External | Summer | B1 | 10 | 800 | 0 | 64.56 | 67.49 | 5 | 0
2020 | SPP_S_2_ERCOT | SPP_S | ERCOT | External | Summer | B2 | 25 | 800 | 0 | 65.22 | 64.82 | 5 | 0
2020 | SPP_S_2_ERCOT | SPP_S | ERCOT | External | Summer | B3 | 75 | 800 | 0 | 64.77 | 56.77 | 5 | 0
2020 | SPP_S_2_ERCOT | SPP_S | ERCOT | External | Summer | B4 | 100 | 800 | 0 | 56.69 | 56.77 | 5 | 0
2020 | SPP_S_2_ERCOT | SPP_S | ERCOT | External | Summer | B5 | 200 | 800 | 0 | 56.34 | 56.77 | 5 | 0
2020 | SPP_S_2_ERCOT | SPP_S | ERCOT | External | Summer | B6 | 300 | 800 | 0 | 55.88 | 56.77 | 5 | 0
2020 | SPP_S_2_ERCOT | SPP_S | ERCOT | External | Summer | B7 | 400 | 800 | 0 | 46.67 | 42.43 | 5 | 0
2020 | SPP_S_2_ERCOT | SPP_S | ERCOT | External | Summer | B8 | 500 | 800 | 0 | 40.78 | 42.1 | 5 | 0
2020 | SPP_S_2_ERCOT | SPP_S | ERCOT | External | Summer | B9 | 800 | 800 | 0 | 40.22 | 38.95 | 5 | 0
2020 | SPP_S_2_ERCOT | SPP_S | ERCOT | External | Summer | B10 | 1262 | 800 | 0 | 38.98 | 38.95 | 5 | 0
2020 | SPP_S_2_ERCOT | SPP_S | ERCOT | External | Winter | B16 | 25 | 800 | 0 | 54.3 | 55.36 | 5 | 0
2020 | SPP_S_2_ERCOT | SPP_S | ERCOT | External | Winter | B17 | 100 | 800 | 0 | 44 | 42.4 | 5 | 0
2020 | SPP_S_2_ERCOT | SPP_S | ERCOT | External | Winter | B18 | 400 | 800 | 0 | 42.84 | 42.4 | 5 | 0
2020 | SPP_S_2_ERCOT | SPP_S | ERCOT | External | Winter | B19 | 700 | 800 | 0 | 42.84 | 42.4 | 5 | 0
2020 | SPP_S_2_ERCOT | SPP_S | ERCOT | External | Winter | B20 | 935 | 800 | 0 | 42.75 | 42.4 | 5 | 0
2025 | AZ_NM_SNV_Coal_2_SPP_S | AZ_NM_SNV_Coal | SPP_S | External | Shoulder | B11 | 25 | 400 | 400 | 54.58 | 64.71 | 8.17 | 1.96
2025 | AZ_NM_SNV_Coal_2_SPP_S | AZ_NM_SNV_Coal | SPP_S | External | Shoulder | B12 | 200 | 400 | 0 | 52.63 | 51.05 | 8.17 | 0
2025 | AZ_NM_SNV_Coal_2_SPP_S | AZ_NM_SNV_Coal | SPP_S | External | Shoulder | B13 | 600 | 400 | 0 | 52.63 | 46.46 | 8.17 | 0
2025 | AZ_NM_SNV_Coal_2_SPP_S | AZ_NM_SNV_Coal | SPP_S | External | Shoulder | B14 | 900 | 400 | 0 | 52.63 | 45.55 | 8.17 | 0
2025 | AZ_NM_SNV_Coal_2_SPP_S | AZ_NM_SNV_Coal | SPP_S | External | Shoulder | B15 | 1203 | 400 | 0 | 46.41 | 44.88 | 8.17 | 0
2025 | AZ_NM_SNV_Coal_2_SPP_S | AZ_NM_SNV_Coal | SPP_S | External | Summer | B1 | 10 | 400 | 0 | 76.88 | 72.92 | 8.17 | 0
2025 | AZ_NM_SNV_Coal_2_SPP_S | AZ_NM_SNV_Coal | SPP_S | External | Summer | B2 | 25 | 400 | 0 | 76.88 | 72.92 | 8.17 | 0
2025 | AZ_NM_SNV_Coal_2_SPP_S | AZ_NM_SNV_Coal | SPP_S | External | Summer | B3 | 75 | 400 | 0 | 74.08 | 72.25 | 8.17 | 0
2025 | AZ_NM_SNV_Coal_2_SPP_S | AZ_NM_SNV_Coal | SPP_S | External | Summer | B4 | 100 | 400 | 0 | 71.63 | 71.53 | 8.17 | 0
2025 | AZ_NM_SNV_Coal_2_SPP_S | AZ_NM_SNV_Coal | SPP_S | External | Summer | B5 | 200 | 400 | 0 | 63.64 | 64.11 | 8.17 | 0
2025 | AZ_NM_SNV_Coal_2_SPP_S | AZ_NM_SNV_Coal | SPP_S | External | Summer | B6 | 300 | 400 | 0 | 56.13 | 62.49 | 8.17 | 0
2025 | AZ_NM_SNV_Coal_2_SPP_S | AZ_NM_SNV_Coal | SPP_S | External | Summer | B7 | 400 | 400 | 0 | 55.32 | 52.85 | 8.17 | 0
2025 | AZ_NM_SNV_Coal_2_SPP_S | AZ_NM_SNV_Coal | SPP_S | External | Summer | B8 | 500 | 400 | 0 | 55.31 | 45.34 | 8.17 | 0
2025 | AZ_NM_SNV_Coal_2_SPP_S | AZ_NM_SNV_Coal | SPP_S | External | Summer | B9 | 800 | 400 | 0 | 55.3 | 44.02 | 8.17 | 0
2025 | AZ_NM_SNV_Coal_2_SPP_S | AZ_NM_SNV_Coal | SPP_S | External | Summer | B10 | 1262 | 400 | 0 | 47.51 | 43.27 | 8.17 | 0
2025 | AZ_NM_SNV_Coal_2_SPP_S | AZ_NM_SNV_Coal | SPP_S | External | Winter | B16 | 25 | 400 | 400 | 57.12 | 65.48 | 8.17 | 0.2
2025 | AZ_NM_SNV_Coal_2_SPP_S | AZ_NM_SNV_Coal | SPP_S | External | Winter | B17 | 100 | 400 | 0 | 55.67 | 49.84 | 8.17 | 0
2025 | AZ_NM_SNV_Coal_2_SPP_S | AZ_NM_SNV_Coal | SPP_S | External | Winter | B18 | 400 | 400 | 0 | 55.48 | 47.83 | 8.17 | 0
2025 | AZ_NM_SNV_Coal_2_SPP_S | AZ_NM_SNV_Coal | SPP_S | External | Winter | B19 | 700 | 400 | 0 | 55.48 | 47.83 | 8.17 | 0
2025 | AZ_NM_SNV_Coal_2_SPP_S | AZ_NM_SNV_Coal | SPP_S | External | Winter | B20 | 935 | 400 | 0 | 49.65 | 47.33 | 8.17 | 0
2025 | ERCOT_2_SPP_S | ERCOT | SPP_S | External | Shoulder | B11 | 25 | 800 | 0 | 65.35 | 64.71 | 8 | 0
2025 | ERCOT_2_SPP_S | ERCOT | SPP_S | External | Shoulder | B12 | 200 | 800 | 0 | 56.05 | 51.05 | 8 | 0
2025 | ERCOT_2_SPP_S | ERCOT | SPP_S | External | Shoulder | B13 | 600 | 800 | 0 | 44.71 | 46.46 | 8 | 0
2025 | ERCOT_2_SPP_S | ERCOT | SPP_S | External | Shoulder | B14 | 900 | 800 | 0 | 44.71 | 45.55 | 8 | 0
2025 | ERCOT_2_SPP_S | ERCOT | SPP_S | External | Shoulder | B15 | 1203 | 800 | 0 | 44.71 | 44.88 | 8 | 0
2025 | ERCOT_2_SPP_S | ERCOT | SPP_S | External | Summer | B1 | 10 | 800 | 0 | 74.84 | 72.92 | 8 | 0
2025 | ERCOT_2_SPP_S | ERCOT | SPP_S | External | Summer | B2 | 25 | 800 | 0 | 74.84 | 72.92 | 8 | 0
2025 | ERCOT_2_SPP_S | ERCOT | SPP_S | External | Summer | B3 | 75 | 800 | 0 | 71.64 | 72.25 | 8 | 0
2025 | ERCOT_2_SPP_S | ERCOT | SPP_S | External | Summer | B4 | 100 | 800 | 183.74 | 63.53 | 71.53 | 8 | 0
2025 | ERCOT_2_SPP_S | ERCOT | SPP_S | External | Summer | B5 | 200 | 800 | 0 | 63.53 | 64.11 | 8 | 0
2025 | ERCOT_2_SPP_S | ERCOT | SPP_S | External | Summer | B6 | 300 | 800 | 0 | 63.53 | 62.49 | 8 | 0
2025 | ERCOT_2_SPP_S | ERCOT | SPP_S | External | Summer | B7 | 400 | 800 | 0 | 63.53 | 52.85 | 8 | 0
2025 | ERCOT_2_SPP_S | ERCOT | SPP_S | External | Summer | B8 | 500 | 800 | 0 | 47.41 | 45.34 | 8 | 0
2025 | ERCOT_2_SPP_S | ERCOT | SPP_S | External | Summer | B9 | 800 | 800 | 0 | 43.49 | 44.02 | 8 | 0
2025 | ERCOT_2_SPP_S | ERCOT | SPP_S | External | Summer | B10 | 1262 | 800 | 0 | 43.49 | 43.27 | 8 | 0
2025 | ERCOT_2_SPP_S | ERCOT | SPP_S | External | Winter | B16 | 25 | 800 | 0 | 69.26 | 65.48 | 8 | 0
2025 | ERCOT_2_SPP_S | ERCOT | SPP_S | External | Winter | B17 | 100 | 800 | 0 | 51.63 | 49.84 | 8 | 0
2025 | ERCOT_2_SPP_S | ERCOT | SPP_S | External | Winter | B18 | 400 | 800 | 0 | 47.34 | 47.83 | 8 | 0
2025 | ERCOT_2_SPP_S | ERCOT | SPP_S | External | Winter | B19 | 700 | 800 | 0 | 47.34 | 47.83 | 8 | 0
2025 | ERCOT_2_SPP_S | ERCOT | SPP_S | External | Winter | B20 | 935 | 800 | 0 | 47.34 | 47.33 | 8 | 0
2025 | MAPP_US_2_RMPA | MAPP_US | RMPA | External | Shoulder | B11 | 25 | 200 | 0 | 57.46 | 48.96 | 8 | 0
2025 | MAPP_US_2_RMPA | MAPP_US | RMPA | External | Shoulder | B12 | 200 | 200 | 0 | 44.05 | 48.96 | 8 | 0
2025 | MAPP_US_2_RMPA | MAPP_US | RMPA | External | Shoulder | B13 | 600 | 200 | 0 | 39.44 | 46.55 | 8 | 0
2025 | MAPP_US_2_RMPA | MAPP_US | RMPA | External | Shoulder | B14 | 900 | 200 | 14.62 | 38.55 | 46.55 | 8 | 0
2025 | MAPP_US_2_RMPA | MAPP_US | RMPA | External | Shoulder | B15 | 1203 | 200 | 166.2 | 37.86 | 45.86 | 8 | 0
2025 | MAPP_US_2_RMPA | MAPP_US | RMPA | External | Summer | B1 | 10 | 200 | 0 | 68.12 | 72.57 | 8 | 0
2025 | MAPP_US_2_RMPA | MAPP_US | RMPA | External | Summer | B2 | 25 | 200 | 0 | 66.58 | 68.71 | 8 | 0
2025 | MAPP_US_2_RMPA | MAPP_US | RMPA | External | Summer | B3 | 75 | 200 | 0 | 65.42 | 65.92 | 8 | 0
2025 | MAPP_US_2_RMPA | MAPP_US | RMPA | External | Summer | B4 | 100 | 200 | 0 | 65.42 | 63.46 | 8 | 0
2025 | MAPP_US_2_RMPA | MAPP_US | RMPA | External | Summer | B5 | 200 | 200 | 0 | 60.64 | 55.47 | 8 | 0
2025 | MAPP_US_2_RMPA | MAPP_US | RMPA | External | Summer | B6 | 300 | 200 | 0 | 55.46 | 47.96 | 8 | 0
2025 | MAPP_US_2_RMPA | MAPP_US | RMPA | External | Summer | B7 | 400 | 200 | 0 | 42.14 | 47.04 | 8 | 0
2025 | MAPP_US_2_RMPA | MAPP_US | RMPA | External | Summer | B8 | 500 | 200 | 200 | 35.16 | 47.04 | 8 | 3.88
2025 | MAPP_US_2_RMPA | MAPP_US | RMPA | External | Summer | B9 | 800 | 200 | 200 | 35.16 | 47.04 | 8 | 3.88
2025 | MAPP_US_2_RMPA | MAPP_US | RMPA | External | Summer | B10 | 1262 | 200 | 200 | 30.14 | 40.72 | 8 | 2.58
2025 | MAPP_US_2_RMPA | MAPP_US | RMPA | External | Winter | B16 | 25 | 200 | 0 | 57.39 | 54.46 | 8 | 0
2025 | MAPP_US_2_RMPA | MAPP_US | RMPA | External | Winter | B17 | 100 | 200 | 200 | 42.81 | 52.57 | 8 | 1.76
2025 | MAPP_US_2_RMPA | MAPP_US | RMPA | External | Winter | B18 | 400 | 200 | 200 | 40.81 | 51.99 | 8 | 3.18
2025 | MAPP_US_2_RMPA | MAPP_US | RMPA | External | Winter | B19 | 700 | 200 | 200 | 40.81 | 51.99 | 8 | 3.18
2025 | MAPP_US_2_RMPA | MAPP_US | RMPA | External | Winter | B20 | 935 | 200 | 0 | 35.93 | 39.06 | 8 | 0
2025 | NE_2_RMPA | NE | RMPA | External | Shoulder | B11 | 25 | 310 | 0 | 64.46 | 48.96 | 5 | 0
2025 | NE_2_RMPA | NE | RMPA | External | Shoulder | B12 | 200 | 310 | 0 | 51.05 | 48.96 | 5 | 0
2025 | NE_2_RMPA | NE | RMPA | External | Shoulder | B13 | 600 | 310 | 0 | 46.44 | 46.55 | 5 | 0
2025 | NE_2_RMPA | NE | RMPA | External | Shoulder | B14 | 900 | 310 | 0 | 45.55 | 46.55 | 5 | 0
2025 | NE_2_RMPA | NE | RMPA | External | Shoulder | B15 | 1203 | 310 | 0 | 44.86 | 45.86 | 5 | 0
2025 | NE_2_RMPA | NE | RMPA | External | Summer | B1 | 10 | 310 | 0 | 75.12 | 72.57 | 5 | 0
2025 | NE_2_RMPA | NE | RMPA | External | Summer | B2 | 25 | 310 | 0 | 73.58 | 68.71 | 5 | 0
2025 | NE_2_RMPA | NE | RMPA | External | Summer | B3 | 75 | 310 | 0 | 72.42 | 65.92 | 5 | 0
2025 | NE_2_RMPA | NE | RMPA | External | Summer | B4 | 100 | 310 | 0 | 72.42 | 63.46 | 5 | 0
2025 | NE_2_RMPA | NE | RMPA | External | Summer | B5 | 200 | 310 | 0 | 67.64 | 55.47 | 5 | 0
2025 | NE_2_RMPA | NE | RMPA | External | Summer | B6 | 300 | 310 | 0 | 62.46 | 47.96 | 5 | 0
2025 | NE_2_RMPA | NE | RMPA | External | Summer | B7 | 400 | 310 | 0 | 49.14 | 47.04 | 5 | 0
2025 | NE_2_RMPA | NE | RMPA | External | Summer | B8 | 500 | 310 | 0 | 42.16 | 47.04 | 5 | 0
2025 | NE_2_RMPA | NE | RMPA | External | Summer | B9 | 800 | 310 | 0 | 42.16 | 47.04 | 5 | 0
2025 | NE_2_RMPA | NE | RMPA | External | Summer | B10 | 1262 | 310 | 0 | 37.14 | 40.72 | 5 | 0
2025 | NE_2_RMPA | NE | RMPA | External | Winter | B16 | 25 | 310 | 0 | 64.39 | 54.46 | 5 | 0
2025 | NE_2_RMPA | NE | RMPA | External | Winter | B17 | 100 | 310 | 0 | 49.81 | 52.57 | 5 | 0
2025 | NE_2_RMPA | NE | RMPA | External | Winter | B18 | 400 | 310 | 0 | 47.81 | 51.99 | 5 | 0
2025 | NE_2_RMPA | NE | RMPA | External | Winter | B19 | 700 | 310 | 0 | 47.81 | 51.99 | 5 | 0
2025 | NE_2_RMPA | NE | RMPA | External | Winter | B20 | 935 | 310 | 0 | 42.93 | 39.06 | 5 | 0
2025 | NWPP_Coal_2_MAPP_US | NWPP_Coal | MAPP_US | External | Shoulder | B11 | 25 | 150 | 0 | 54.57 | 57.46 | 8 | 0
2025 | NWPP_Coal_2_MAPP_US | NWPP_Coal | MAPP_US | External | Shoulder | B12 | 200 | 150 | 0 | 54.57 | 44.05 | 8 | 0
2025 | NWPP_Coal_2_MAPP_US | NWPP_Coal | MAPP_US | External | Shoulder | B13 | 600 | 150 | 0 | 54.57 | 39.44 | 8 | 0
2025 | NWPP_Coal_2_MAPP_US | NWPP_Coal | MAPP_US | External | Shoulder | B14 | 900 | 150 | 0 | 54.57 | 38.55 | 8 | 0
2025 | NWPP_Coal_2_MAPP_US | NWPP_Coal | MAPP_US | External | Shoulder | B15 | 1203 | 150 | 0 | 54.57 | 37.86 | 8 | 0
2025 | NWPP_Coal_2_MAPP_US | NWPP_Coal | MAPP_US | External | Summer | B1 | 10 | 150 | 150 | 59.59 | 68.12 | 8 | 0.53
2025 | NWPP_Coal_2_MAPP_US | NWPP_Coal | MAPP_US | External | Summer | B2 | 25 | 150 | 0 | 59.59 | 66.58 | 8 | 0
2025 | NWPP_Coal_2_MAPP_US | NWPP_Coal | MAPP_US | External | Summer | B3 | 75 | 150 | 150 | 55.3 | 65.42 | 8 | 2.12
2025 | NWPP_Coal_2_MAPP_US | NWPP_Coal | MAPP_US | External | Summer | B4 | 100 | 150 | 150 | 55.3 | 65.42 | 8 | 2.12
2025 | NWPP_Coal_2_MAPP_US | NWPP_Coal | MAPP_US | External | Summer | B5 | 200 | 150 | 0 | 55.3 | 60.64 | 8 | 0
2025 | NWPP_Coal_2_MAPP_US | NWPP_Coal | MAPP_US | External | Summer | B6 | 300 | 150 | 0 | 55.3 | 55.46 | 8 | 0
2025 | NWPP_Coal_2_MAPP_US | NWPP_Coal | MAPP_US | External | Summer | B7 | 400 | 150 | 0 | 55.3 | 42.14 | 8 | 0
2025 | NWPP_Coal_2_MAPP_US | NWPP_Coal | MAPP_US | External | Summer | B8 | 500 | 150 | 0 | 55.3 | 35.16 | 8 | 0
2025 | NWPP_Coal_2_MAPP_US | NWPP_Coal | MAPP_US | External | Summer | B9 | 800 | 150 | 0 | 55.3 | 35.16 | 8 | 0
2025 | NWPP_Coal_2_MAPP_US | NWPP_Coal | MAPP_US | External | Summer | B10 | 1262 | 150 | 0 | 55.3 | 30.14 | 8 | 0
2025 | NWPP_Coal_2_MAPP_US | NWPP_Coal | MAPP_US | External | Winter | B16 | 25 | 150 | 0 | 57.82 | 57.39 | 8 | 0
2025 | NWPP_Coal_2_MAPP_US | NWPP_Coal | MAPP_US | External | Winter | B17 | 100 | 150 | 0 | 57.82 | 42.81 | 8 | 0
2025 | NWPP_Coal_2_MAPP_US | NWPP_Coal | MAPP_US | External | Winter | B18 | 400 | 150 | 0 | 57.82 | 40.81 | 8 | 0
2025 | NWPP_Coal_2_MAPP_US | NWPP_Coal | MAPP_US | External | Winter | B19 | 700 | 150 | 0 | 57.82 | 40.81 | 8 | 0
2025 | NWPP_Coal_2_MAPP_US | NWPP_Coal | MAPP_US | External | Winter | B20 | 935 | 150 | 0 | 57.82 | 35.93 | 8 | 0
2025 | RMPA_2_MAPP_US | RMPA | MAPP_US | External | Shoulder | B11 | 25 | 200 | 200 | 48.96 | 57.46 | 8 | 0.5
2025 | RMPA_2_MAPP_US | RMPA | MAPP_US | External | Shoulder | B12 | 200 | 200 | 0 | 48.96 | 44.05 | 8 | 0
2025 | RMPA_2_MAPP_US | RMPA | MAPP_US | External | Shoulder | B13 | 600 | 200 | 0 | 46.55 | 39.44 | 8 | 0
2025 | RMPA_2_MAPP_US | RMPA | MAPP_US | External | Shoulder | B14 | 900 | 200 | 0 | 46.55 | 38.55 | 8 | 0
2025 | RMPA_2_MAPP_US | RMPA | MAPP_US | External | Shoulder | B15 | 1203 | 200 | 0 | 45.86 | 37.86 | 8 | 0
2025 | RMPA_2_MAPP_US | RMPA | MAPP_US | External | Summer | B1 | 10 | 200 | 0 | 72.57 | 68.12 | 8 | 0
2025 | RMPA_2_MAPP_US | RMPA | MAPP_US | External | Summer | B2 | 25 | 200 | 0 | 68.71 | 66.58 | 8 | 0
2025 | RMPA_2_MAPP_US | RMPA | MAPP_US | External | Summer | B3 | 75 | 200 | 0 | 65.92 | 65.42 | 8 | 0
2025 | RMPA_2_MAPP_US | RMPA | MAPP_US | External | Summer | B4 | 100 | 200 | 0 | 63.46 | 65.42 | 8 | 0
2025 | RMPA_2_MAPP_US | RMPA | MAPP_US | External | Summer | B5 | 200 | 200 | 0 | 55.47 | 60.64 | 8 | 0
2025 | RMPA_2_MAPP_US | RMPA | MAPP_US | External | Summer | B6 | 300 | 200 | 0 | 47.96 | 55.46 | 8 | 0
2025 | RMPA_2_MAPP_US | RMPA | MAPP_US | External | Summer | B7 | 400 | 200 | 0 | 47.04 | 42.14 | 8 | 0
2025 | RMPA_2_MAPP_US | RMPA | MAPP_US | External | Summer | B8 | 500 | 200 | 0 | 47.04 | 35.16 | 8 | 0
2025 | RMPA_2_MAPP_US | RMPA | MAPP_US | External | Summer | B9 | 800 | 200 | 0 | 47.04 | 35.16 | 8 | 0
2025 | RMPA_2_MAPP_US | RMPA | MAPP_US | External | Summer | B10 | 1262 | 200 | 0 | 40.72 | 30.14 | 8 | 0
2025 | RMPA_2_MAPP_US | RMPA | MAPP_US | External | Winter | B16 | 25 | 200 | 0 | 54.46 | 57.39 | 8 | 0
2025 | RMPA_2_MAPP_US | RMPA | MAPP_US | External | Winter | B17 | 100 | 200 | 0 | 52.57 | 42.81 | 8 | 0
2025 | RMPA_2_MAPP_US | RMPA | MAPP_US | External | Winter | B18 | 400 | 200 | 0 | 51.99 | 40.81 | 8 | 0
2025 | RMPA_2_MAPP_US | RMPA | MAPP_US | External | Winter | B19 | 700 | 200 | 0 | 51.99 | 40.81 | 8 | 0
2025 | RMPA_2_MAPP_US | RMPA | MAPP_US | External | Winter | B20 | 935 | 200 | 0 | 39.06 | 35.93 | 8 | 0
2025 | RMPA_2_NE | RMPA | NE | External | Shoulder | B11 | 25 | 310 | 310 | 48.96 | 64.46 | 8 | 7.5
2025 | RMPA_2_NE | RMPA | NE | External | Shoulder | B12 | 200 | 310 | 0 | 48.96 | 51.05 | 8 | 0
2025 | RMPA_2_NE | RMPA | NE | External | Shoulder | B13 | 600 | 310 | 0 | 46.55 | 46.44 | 8 | 0
2025 | RMPA_2_NE | RMPA | NE | External | Shoulder | B14 | 900 | 310 | 0 | 46.55 | 45.55 | 8 | 0
2025 | RMPA_2_NE | RMPA | NE | External | Shoulder | B15 | 1203 | 310 | 0 | 45.86 | 44.86 | 8 | 0
2025 | RMPA_2_NE | RMPA | NE | External | Summer | B1 | 10 | 310 | 0 | 72.57 | 75.12 | 8 | 0
2025 | RMPA_2_NE | RMPA | NE | External | Summer | B2 | 25 | 310 | 0 | 68.71 | 73.58 | 8 | 0
2025 | RMPA_2_NE | RMPA | NE | External | Summer | B3 | 75 | 310 | 0 | 65.92 | 72.42 | 8 | 0
2025 | RMPA_2_NE | RMPA | NE | External | Summer | B4 | 100 | 310 | 310 | 63.46 | 72.42 | 8 | 0.96
2025 | RMPA_2_NE | RMPA | NE | External | Summer | B5 | 200 | 310 | 310 | 55.47 | 67.64 | 8 | 4.16
2025 | RMPA_2_NE | RMPA | NE | External | Summer | B6 | 300 | 310 | 310 | 47.96 | 62.46 | 8 | 6.5
2025 | RMPA_2_NE | RMPA | NE | External | Summer | B7 | 400 | 310 | 0 | 47.04 | 49.14 | 8 | 0
2025 | RMPA_2_NE | RMPA | NE | External | Summer | B8 | 500 | 310 | 0 | 47.04 | 42.16 | 8 | 0
2025 | RMPA_2_NE | RMPA | NE | External | Summer | B9 | 800 | 310 | 0 | 47.04 | 42.16 | 8 | 0
2025 | RMPA_2_NE | RMPA | NE | External | Summer | B10 | 1262 | 310 | 0 | 40.72 | 37.14 | 8 | 0
2025 | RMPA_2_NE | RMPA | NE | External | Winter | B16 | 25 | 310 | 310 | 54.46 | 64.39 | 8 | 1.93
2025 | RMPA_2_NE | RMPA | NE | External | Winter | B17 | 100 | 310 | 0 | 52.57 | 49.81 | 8 | 0
2025 | RMPA_2_NE | RMPA | NE | External | Winter | B18 | 400 | 310 | 0 | 51.99 | 47.81 | 8 | 0
2025 | RMPA_2_NE | RMPA | NE | External | Winter | B19 | 700 | 310 | 0 | 51.99 | 47.81 | 8 | 0
2025 | RMPA_2_NE | RMPA | NE | External | Winter | B20 | 935 | 310 | 0 | 39.06 | 42.93 | 8 | 0
2025 | RMPA_2_SPP_N | RMPA | SPP_N | External | Shoulder | B11 | 25 | 210 | 210 | 48.96 | 70.09 | 8 | 13.13
2025 | RMPA_2_SPP_N | RMPA | SPP_N | External | Shoulder | B12 | 200 | 210 | 0 | 48.96 | 51.06 | 8 | 0
2025 | RMPA_2_SPP_N | RMPA | SPP_N | External | Shoulder | B13 | 600 | 210 | 0 | 46.55 | 46.45 | 8 | 0
2025 | RMPA_2_SPP_N | RMPA | SPP_N | External | Shoulder | B14 | 900 | 210 | 0 | 46.55 | 45.56 | 8 | 0
2025 | RMPA_2_SPP_N | RMPA | SPP_N | External | Shoulder | B15 | 1203 | 210 | 0 | 45.86 | 44.87 | 8 | 0
2025 | RMPA_2_SPP_N | RMPA | SPP_N | External | Summer | B1 | 10 | 210 | 0 | 72.57 | 75.14 | 8 | 0
2025 | RMPA_2_SPP_N | RMPA | SPP_N | External | Summer | B2 | 25 | 210 | 0 | 68.71 | 73.59 | 8 | 0
2025 | RMPA_2_SPP_N | RMPA | SPP_N | External | Summer | B3 | 75 | 210 | 0 | 65.92 | 73.59 | 8 | 0
2025 | RMPA_2_SPP_N | RMPA | SPP_N | External | Summer | B4 | 100 | 210 | 210 | 63.46 | 73.59 | 8 | 2.13
2025 | RMPA_2_SPP_N | RMPA | SPP_N | External | Summer | B5 | 200 | 210 | 210 | 55.47 | 67.65 | 8 | 4.18
2025 | RMPA_2_SPP_N | RMPA | SPP_N | External | Summer | B6 | 300 | 210 | 210 | 47.96 | 62.48 | 8 | 6.51
2025 | RMPA_2_SPP_N | RMPA | SPP_N | External | Summer | B7 | 400 | 210 | 0 | 47.04 | 52.83 | 8 | 0
2025 | RMPA_2_SPP_N | RMPA | SPP_N | External | Summer | B8 | 500 | 210 | 0 | 47.04 | 45.33 | 8 | 0
2025 | RMPA_2_SPP_N | RMPA | SPP_N | External | Summer | B9 | 800 | 210 | 0 | 47.04 | 44.01 | 8 | 0
2025 | RMPA_2_SPP_N | RMPA | SPP_N | External | Summer | B10 | 1262 | 210 | 0 | 40.72 | 41.04 | 8 | 0
2025 | RMPA_2_SPP_N | RMPA | SPP_N | External | Winter | B16 | 25 | 210 | 210 | 54.46 | 65.47 | 8 | 3.01
2025 | RMPA_2_SPP_N | RMPA | SPP_N | External | Winter | B17 | 100 | 210 | 0 | 52.57 | 49.83 | 8 | 0
2025 | RMPA_2_SPP_N | RMPA | SPP_N | External | Winter | B18 | 400 | 210 | 0 | 51.99 | 47.82 | 8 | 0
2025 | RMPA_2_SPP_N | RMPA | SPP_N | External | Winter | B19 | 700 | 210 | 0 | 51.99 | 47.82 | 8 | 0
2025 | RMPA_2_SPP_N | RMPA | SPP_N | External | Winter | B20 | 935 | 210 | 31.51 | 39.06 | 47.06 | 8 | 0
2025 | SPP_N_2_RMPA | SPP_N | RMPA | External | Shoulder | B11 | 25 | 210 | 0 | 70.09 | 48.96 | 5 | 0
2025 | SPP_N_2_RMPA | SPP_N | RMPA | External | Shoulder | B12 | 200 | 210 | 0 | 51.06 | 48.96 | 5 | 0
2025 | SPP_N_2_RMPA | SPP_N | RMPA | External | Shoulder | B13 | 600 | 210 | 0 | 46.45 | 46.55 | 5 | 0
2025 | SPP_N_2_RMPA | SPP_N | RMPA | External | Shoulder | B14 | 900 | 210 | 0 | 45.56 | 46.55 | 5 | 0
2025 | SPP_N_2_RMPA | SPP_N | RMPA | External | Shoulder | B15 | 1203 | 210 | 0 | 44.87 | 45.86 | 5 | 0
2025 | SPP_N_2_RMPA | SPP_N | RMPA | External | Summer | B1 | 10 | 210 | 0 | 75.14 | 72.57 | 5 | 0
2025 | SPP_N_2_RMPA | SPP_N | RMPA | External | Summer | B2 | 25 | 210 | 0 | 73.59 | 68.71 | 5 | 0
2025 | SPP_N_2_RMPA | SPP_N | RMPA | External | Summer | B3 | 75 | 210 | 0 | 73.59 | 65.92 | 5 | 0
2025 | SPP_N_2_RMPA | SPP_N | RMPA | External | Summer | B4 | 100 | 210 | 0 | 73.59 | 63.46 | 5 | 0
2025 | SPP_N_2_RMPA | SPP_N | RMPA | External | Summer | B5 | 200 | 210 | 0 | 67.65 | 55.47 | 5 | 0
2025 | SPP_N_2_RMPA | SPP_N | RMPA | External | Summer | B6 | 300 | 210 | 0 | 62.48 | 47.96 | 5 | 0
2025 | SPP_N_2_RMPA | SPP_N | RMPA | External | Summer | B7 | 400 | 210 | 0 | 52.83 | 47.04 | 5 | 0
2025 | SPP_N_2_RMPA | SPP_N | RMPA | External | Summer | B8 | 500 | 210 | 0 | 45.33 | 47.04 | 5 | 0
2025 | SPP_N_2_RMPA | SPP_N | RMPA | External | Summer | B9 | 800 | 210 | 0 | 44.01 | 47.04 | 5 | 0
2025 | SPP_N_2_RMPA | SPP_N | RMPA | External | Summer | B10 | 1262 | 210 | 0 | 41.04 | 40.72 | 5 | 0
2025 | SPP_N_2_RMPA | SPP_N | RMPA | External | Winter | B16 | 25 | 210 | 0 | 65.47 | 54.46 | 5 | 0
2025 | SPP_N_2_RMPA | SPP_N | RMPA | External | Winter | B17 | 100 | 210 | 0 | 49.83 | 52.57 | 5 | 0
2025 | SPP_N_2_RMPA | SPP_N | RMPA | External | Winter | B18 | 400 | 210 | 0 | 47.82 | 51.99 | 5 | 0
2025 | SPP_N_2_RMPA | SPP_N | RMPA | External | Winter | B19 | 700 | 210 | 0 | 47.82 | 51.99 | 5 | 0
2025 | SPP_N_2_RMPA | SPP_N | RMPA | External | Winter | B20 | 935 | 210 | 0 | 47.06 | 39.06 | 5 | 0
2025 | SPP_S_2_ERCOT | SPP_S | ERCOT | External | Shoulder | B11 | 25 | 800 | 0 | 64.71 | 65.35 | 5 | 0
2025 | SPP_S_2_ERCOT | SPP_S | ERCOT | External | Shoulder | B12 | 200 | 800 | 124.81 | 51.05 | 56.05 | 5 | 0
2025 | SPP_S_2_ERCOT | SPP_S | ERCOT | External | Shoulder | B13 | 600 | 800 | 0 | 46.46 | 44.71 | 5 | 0
2025 | SPP_S_2_ERCOT | SPP_S | ERCOT | External | Shoulder | B14 | 900 | 800 | 0 | 45.55 | 44.71 | 5 | 0
2025 | SPP_S_2_ERCOT | SPP_S | ERCOT | External | Shoulder | B15 | 1203 | 800 | 0 | 44.88 | 44.71 | 5 | 0
2025 | SPP_S_2_ERCOT | SPP_S | ERCOT | External | Summer | B1 | 10 | 800 | 0 | 72.92 | 74.84 | 5 | 0
2025 | SPP_S_2_ERCOT | SPP_S | ERCOT | External | Summer | B2 | 25 | 800 | 0 | 72.92 | 74.84 | 5 | 0
2025 | SPP_S_2_ERCOT | SPP_S | ERCOT | External | Summer | B3 | 75 | 800 | 0 | 72.25 | 71.64 | 5 | 0
2025 | SPP_S_2_ERCOT | SPP_S | ERCOT | External | Summer | B4 | 100 | 800 | 0 | 71.53 | 63.53 | 5 | 0
2025 | SPP_S_2_ERCOT | SPP_S | ERCOT | External | Summer | B5 | 200 | 800 | 0 | 64.11 | 63.53 | 5 | 0
2025 | SPP_S_2_ERCOT | SPP_S | ERCOT | External | Summer | B6 | 300 | 800 | 0 | 62.49 | 63.53 | 5 | 0
2025 | SPP_S_2_ERCOT | SPP_S | ERCOT | External | Summer | B7 | 400 | 800 | 800 | 52.85 | 63.53 | 5 | 5.68
2025 | SPP_S_2_ERCOT | SPP_S | ERCOT | External | Summer | B8 | 500 | 800 | 0 | 45.34 | 47.41 | 5 | 0
2025 | SPP_S_2_ERCOT | SPP_S | ERCOT | External | Summer | B9 | 800 | 800 | 0 | 44.02 | 43.49 | 5 | 0
2025 | SPP_S_2_ERCOT | SPP_S | ERCOT | External | Summer | B10 | 1262 | 800 | 0 | 43.27 | 43.49 | 5 | 0
2025 | SPP_S_2_ERCOT | SPP_S | ERCOT | External | Winter | B16 | 25 | 800 | 0 | 65.48 | 69.26 | 5 | 0
2025 | SPP_S_2_ERCOT | SPP_S | ERCOT | External | Winter | B17 | 100 | 800 | 0 | 49.84 | 51.63 | 5 | 0
2025 | SPP_S_2_ERCOT | SPP_S | ERCOT | External | Winter | B18 | 400 | 800 | 0 | 47.83 | 47.34 | 5 | 0
2025 | SPP_S_2_ERCOT | SPP_S | ERCOT | External | Winter | B19 | 700 | 800 | 0 | 47.83 | 47.34 | 5 | 0
2025 | SPP_S_2_ERCOT | SPP_S | ERCOT | External | Winter | B20 | 935 | 800 | 0 | 47.33 | 47.34 | 5 | 0
2030 | AZ_NM_SNV_Coal_2_SPP_S | AZ_NM_SNV_Coal | SPP_S | External | Shoulder | B11 | 25 | 400 | 400 | 59.91 | 69.41 | 8.17 | 1.33
2030 | AZ_NM_SNV_Coal_2_SPP_S | AZ_NM_SNV_Coal | SPP_S | External | Shoulder | B12 | 200 | 400 | 0 | 58.66 | 50.62 | 8.17 | 0
2030 | AZ_NM_SNV_Coal_2_SPP_S | AZ_NM_SNV_Coal | SPP_S | External | Shoulder | B13 | 600 | 400 | 0 | 58.65 | 50.15 | 8.17 | 0
2030 | AZ_NM_SNV_Coal_2_SPP_S | AZ_NM_SNV_Coal | SPP_S | External | Shoulder | B14 | 900 | 400 | 0 | 58.65 | 48.09 | 8.17 | 0
2030 | AZ_NM_SNV_Coal_2_SPP_S | AZ_NM_SNV_Coal | SPP_S | External | Shoulder | B15 | 1203 | 400 | 0 | 50.6 | 47.98 | 8.17 | 0
2030 | AZ_NM_SNV_Coal_2_SPP_S | AZ_NM_SNV_Coal | SPP_S | External | Summer | B1 | 10 | 400 | 0 | 87.3 | 77.07 | 8.17 | 0
2030 | AZ_NM_SNV_Coal_2_SPP_S | AZ_NM_SNV_Coal | SPP_S | External | Summer | B2 | 25 | 400 | 0 | 87.3 | 77.07 | 8.17 | 0
2030 | AZ_NM_SNV_Coal_2_SPP_S | AZ_NM_SNV_Coal | SPP_S | External | Summer | B3 | 75 | 400 | 0 | 87.3 | 77.07 | 8.17 | 0
2030 | AZ_NM_SNV_Coal_2_SPP_S | AZ_NM_SNV_Coal | SPP_S | External | Summer | B4 | 100 | 400 | 0 | 80.34 | 75.95 | 8.17 | 0
2030 | AZ_NM_SNV_Coal_2_SPP_S | AZ_NM_SNV_Coal | SPP_S | External | Summer | B5 | 200 | 400 | 0 | 74.16 | 67.59 | 8.17 | 0
2030 | AZ_NM_SNV_Coal_2_SPP_S | AZ_NM_SNV_Coal | SPP_S | External | Summer | B6 | 300 | 400 | 0 | 63.93 | 67.02 | 8.17 | 0
2030 | AZ_NM_SNV_Coal_2_SPP_S | AZ_NM_SNV_Coal | SPP_S | External | Summer | B7 | 400 | 400 | 0 | 58.66 | 54.33 | 8.17 | 0
2030 | AZ_NM_SNV_Coal_2_SPP_S | AZ_NM_SNV_Coal | SPP_S | External | Summer | B8 | 500 | 400 | 0 | 58.66 | 48.58 | 8.17 | 0
2030 | AZ_NM_SNV_Coal_2_SPP_S | AZ_NM_SNV_Coal | SPP_S | External | Summer | B9 | 800 | 400 | 0 | 58.64 | 46.46 | 8.17 | 0
2030 | AZ_NM_SNV_Coal_2_SPP_S | AZ_NM_SNV_Coal | SPP_S | External | Summer | B10 | 1262 | 400 | 0 | 51.8 | 46.36 | 8.17 | 0
2030 | AZ_NM_SNV_Coal_2_SPP_S | AZ_NM_SNV_Coal | SPP_S | External | Winter | B16 | 25 | 400 | 0 | 62.58 | 69.74 | 8.17 | 0
2030 | AZ_NM_SNV_Coal_2_SPP_S | AZ_NM_SNV_Coal | SPP_S | External | Winter | B17 | 100 | 400 | 0 | 62.56 | 53.52 | 8.17 | 0
2030 | AZ_NM_SNV_Coal_2_SPP_S | AZ_NM_SNV_Coal | SPP_S | External | Winter | B18 | 400 | 400 | 0 | 62.55 | 52.35 | 8.17 | 0
2030 | AZ_NM_SNV_Coal_2_SPP_S | AZ_NM_SNV_Coal | SPP_S | External | Winter | B19 | 700 | 400 | 0 | 62.55 | 51.3 | 8.17 | 0
2030 | AZ_NM_SNV_Coal_2_SPP_S | AZ_NM_SNV_Coal | SPP_S | External | Winter | B20 | 935 | 400 | 0 | 54.12 | 47.75 | 8.17 | 0
2030 | ERCOT_2_SPP_S | ERCOT | SPP_S | External | Shoulder | B11 | 25 | 800 | 0 | 70.04 | 69.41 | 8 | 0
2030 | ERCOT_2_SPP_S | ERCOT | SPP_S | External | Shoulder | B12 | 200 | 800 | 0 | 55.62 | 50.62 | 8 | 0
2030 | ERCOT_2_SPP_S | ERCOT | SPP_S | External | Shoulder | B13 | 600 | 800 | 0 | 47.87 | 50.15 | 8 | 0
2030 | ERCOT_2_SPP_S | ERCOT | SPP_S | External | Shoulder | B14 | 900 | 800 | 0 | 47.87 | 48.09 | 8 | 0
2030 | ERCOT_2_SPP_S | ERCOT | SPP_S | External | Shoulder | B15 | 1203 | 800 | 0 | 47.87 | 47.98 | 8 | 0
2030 | ERCOT_2_SPP_S | ERCOT | SPP_S | External | Summer | B1 | 10 | 800 | 0 | 79.8 | 77.07 | 8 | 0
2030 | ERCOT_2_SPP_S | ERCOT | SPP_S | External | Summer | B2 | 25 | 800 | 0 | 79.8 | 77.07 | 8 | 0
2030 | ERCOT_2_SPP_S | ERCOT | SPP_S | External | Summer | B3 | 75 | 800 | 0 | 73.5 | 77.07 | 8 | 0
2030 | ERCOT_2_SPP_S | ERCOT | SPP_S | External | Summer | B4 | 100 | 800 | 0 | 68.1 | 75.95 | 8 | 0
2030 | ERCOT_2_SPP_S | ERCOT | SPP_S | External | Summer | B5 | 200 | 800 | 0 | 68.1 | 67.59 | 8 | 0
2030 | ERCOT_2_SPP_S | ERCOT | SPP_S | External | Summer | B6 | 300 | 800 | 0 | 68.1 | 67.02 | 8 | 0
2030 | ERCOT_2_SPP_S | ERCOT | SPP_S | External | Summer | B7 | 400 | 800 | 0 | 68.1 | 54.33 | 8 | 0
2030 | ERCOT_2_SPP_S | ERCOT | SPP_S | External | Summer | B8 | 500 | 800 | 0 | 50.77 | 48.58 | 8 | 0
2030 | ERCOT_2_SPP_S | ERCOT | SPP_S | External | Summer | B9 | 800 | 800 | 0 | 46.56 | 46.46 | 8 | 0
2030 | ERCOT_2_SPP_S | ERCOT | SPP_S | External | Summer | B10 | 1262 | 800 | 0 | 46.56 | 46.36 | 8 | 0
2030 | ERCOT_2_SPP_S | ERCOT | SPP_S | External | Winter | B16 | 25 | 800 | 0 | 73.5 | 69.74 | 8 | 0
2030 | ERCOT_2_SPP_S | ERCOT | SPP_S | External | Winter | B17 | 100 | 800 | 0 | 53.99 | 53.52 | 8 | 0
2030 | ERCOT_2_SPP_S | ERCOT | SPP_S | External | Winter | B18 | 400 | 800 | 0 | 50.72 | 52.35 | 8 | 0
2030 | ERCOT_2_SPP_S | ERCOT | SPP_S | External | Winter | B19 | 700 | 800 | 0 | 50.72 | 51.3 | 8 | 0
2030 | ERCOT_2_SPP_S | ERCOT | SPP_S | External | Winter | B20 | 935 | 800 | 0 | 50.72 | 47.75 | 8 | 0
2030 | MAPP_US_2_RMPA | MAPP_US | RMPA | External | Shoulder | B11 | 25 | 200 | 0 | 69.06 | 53.4 | 8 | 0
2030 | MAPP_US_2_RMPA | MAPP_US | RMPA | External | Shoulder | B12 | 200 | 200 | 0 | 48.67 | 53.4 | 8 | 0
2030 | MAPP_US_2_RMPA | MAPP_US | RMPA | External | Shoulder | B13 | 600 | 200 | 200 | 44.17 | 53.4 | 8 | 1.23
2030 | MAPP_US_2_RMPA | MAPP_US | RMPA | External | Shoulder | B14 | 900 | 200 | 200 | 44.17 | 53.4 | 8 | 1.23
2030 | MAPP_US_2_RMPA | MAPP_US | RMPA | External | Shoulder | B15 | 1203 | 200 | 200 | 44.17 | 52.59 | 8 | 0.42
2030 | MAPP_US_2_RMPA | MAPP_US | RMPA | External | Summer | B1 | 10 | 200 | 0 | 75.06 | 78.67 | 8 | 0
2030 | MAPP_US_2_RMPA | MAPP_US | RMPA | External | Summer | B2 | 25 | 200 | 0 | 72.4 | 78.67 | 8 | 0
2030 | MAPP_US_2_RMPA | MAPP_US | RMPA | External | Summer | B3 | 75 | 200 | 0 | 72.4 | 78.67 | 8 | 0
2030 | MAPP_US_2_RMPA | MAPP_US | RMPA | External | Summer | B4 | 100 | 200 | 0 | 71.44 | 72.17 | 8 | 0
2030 | MAPP_US_2_RMPA | MAPP_US | RMPA | External | Summer | B5 | 200 | 200 | 0 | 67.8 | 66.8 | 8 | 0
2030 | MAPP_US_2_RMPA | MAPP_US | RMPA | External | Summer | B6 | 300 | 200 | 0 | 60 | 55.77 | 8 | 0
2030 | MAPP_US_2_RMPA | MAPP_US | RMPA | External | Summer | B7 | 400 | 200 | 0 | 47.3 | 51.28 | 8 | 0
2030 | MAPP_US_2_RMPA | MAPP_US | RMPA | External | Summer | B8 | 500 | 200 | 200 | 39.44 | 51.28 | 8 | 3.84
2030 | MAPP_US_2_RMPA | MAPP_US | RMPA | External | Summer | B9 | 800 | 200 | 200 | 39.44 | 50.47 | 8 | 3.04
2030 | MAPP_US_2_RMPA | MAPP_US | RMPA | External | Summer | B10 | 1262 | 200 | 200 | 37.41 | 49.41 | 8 | 4
2030 | MAPP_US_2_RMPA | MAPP_US | RMPA | External | Winter | B16 | 25 | 200 | 200 | 62.05 | 70.72 | 8 | 0.66
2030 | MAPP_US_2_RMPA | MAPP_US | RMPA | External | Winter | B17 | 100 | 200 | 200 | 48.23 | 57.33 | 8 | 1.1
2030 | MAPP_US_2_RMPA | MAPP_US | RMPA | External | Winter | B18 | 400 | 200 | 200 | 47.34 | 57.33 | 8 | 1.99
2030 | MAPP_US_2_RMPA | MAPP_US | RMPA | External | Winter | B19 | 700 | 200 | 200 | 47.34 | 57.33 | 8 | 1.99
2030 | MAPP_US_2_RMPA | MAPP_US | RMPA | External | Winter | B20 | 935 | 200 | 0 | 40.73 | 47.12 | 8 | 0
2030 | NE_2_RMPA | NE | RMPA | External | Shoulder | B11 | 25 | 310 | 0 | 76.06 | 53.4 | 5 | 0
2030 | NE_2_RMPA | NE | RMPA | External | Shoulder | B12 | 200 | 310 | 0 | 55.67 | 53.4 | 5 | 0
2030 | NE_2_RMPA | NE | RMPA | External | Shoulder | B13 | 600 | 310 | 0 | 50.17 | 53.4 | 5 | 0
2030 | NE_2_RMPA | NE | RMPA | External | Shoulder | B14 | 900 | 310 | 0 | 49.37 | 53.4 | 5 | 0
2030 | NE_2_RMPA | NE | RMPA | External | Shoulder | B15 | 1203 | 310 | 0 | 47.96 | 52.59 | 5 | 0
2030 | NE_2_RMPA | NE | RMPA | External | Summer | B1 | 10 | 310 | 0 | 82.06 | 78.67 | 5 | 0
2030 | NE_2_RMPA | NE | RMPA | External | Summer | B2 | 25 | 310 | 0 | 79.4 | 78.67 | 5 | 0
2030 | NE_2_RMPA | NE | RMPA | External | Summer | B3 | 75 | 310 | 0 | 79.4 | 78.67 | 5 | 0
2030 | NE_2_RMPA | NE | RMPA | External | Summer | B4 | 100 | 310 | 0 | 78.44 | 72.17 | 5 | 0
2030 | NE_2_RMPA | NE | RMPA | External | Summer | B5 | 200 | 310 | 0 | 74.8 | 66.8 | 5 | 0
2030 | NE_2_RMPA | NE | RMPA | External | Summer | B6 | 300 | 310 | 0 | 67 | 55.77 | 5 | 0
2030 | NE_2_RMPA | NE | RMPA | External | Summer | B7 | 400 | 310 | 0 | 54.3 | 51.28 | 5 | 0
2030 | NE_2_RMPA | NE | RMPA | External | Summer | B8 | 500 | 310 | 0 | 46.44 | 51.28 | 5 | 0
2030 | NE_2_RMPA | NE | RMPA | External | Summer | B9 | 800 | 310 | 0 | 46.44 | 50.47 | 5 | 0
2030 | NE_2_RMPA | NE | RMPA | External | Summer | B10 | 1262 | 310 | 277.32 | 44.41 | 49.41 | 5 | 0
2030 | NE_2_RMPA | NE | RMPA | External | Winter | B16 | 25 | 310 | 0 | 69.05 | 70.72 | 5 | 0
2030 | NE_2_RMPA | NE | RMPA | External | Winter | B17 | 100 | 310 | 0 | 53.5 | 57.33 | 5 | 0
2030 | NE_2_RMPA | NE | RMPA | External | Winter | B18 | 400 | 310 | 304.72 | 52.33 | 57.33 | 5 | 0
2030 | NE_2_RMPA | NE | RMPA | External | Winter | B19 | 700 | 310 | 310 | 51.28 | 57.33 | 5 | 1.05
2030 | NE_2_RMPA | NE | RMPA | External | Winter | B20 | 935 | 310 | 0 | 47.73 | 47.12 | 5 | 0
2030 | NWPP_Coal_2_MAPP_US | NWPP_Coal | MAPP_US | External | Shoulder | B11 | 25 | 150 | 150 | 58.64 | 69.06 | 8 | 2.42
2030 | NWPP_Coal_2_MAPP_US | NWPP_Coal | MAPP_US | External | Shoulder | B12 | 200 | 150 | 0 | 58.64 | 48.67 | 8 | 0
2030 | NWPP_Coal_2_MAPP_US | NWPP_Coal | MAPP_US | External | Shoulder | B13 | 600 | 150 | 0 | 58.64 | 44.17 | 8 | 0
2030 | NWPP_Coal_2_MAPP_US | NWPP_Coal | MAPP_US | External | Shoulder | B14 | 900 | 150 | 0 | 58.64 | 44.17 | 8 | 0
2030 | NWPP_Coal_2_MAPP_US | NWPP_Coal | MAPP_US | External | Shoulder | B15 | 1203 | 150 | 0 | 58.64 | 44.17 | 8 | 0
2030 | NWPP_Coal_2_MAPP_US | NWPP_Coal | MAPP_US | External | Summer | B1 | 10 | 150 | 150 | 58.64 | 75.06 | 8 | 8.42
2030 | NWPP_Coal_2_MAPP_US | NWPP_Coal | MAPP_US | External | Summer | B2 | 25 | 150 | 150 | 58.64 | 72.4 | 8 | 5.76
2030 | NWPP_Coal_2_MAPP_US | NWPP_Coal | MAPP_US | External | Summer | B3 | 75 | 150 | 150 | 58.64 | 72.4 | 8 | 5.76
2030 | NWPP_Coal_2_MAPP_US | NWPP_Coal | MAPP_US | External | Summer | B4 | 100 | 150 | 150 | 58.64 | 71.44 | 8 | 4.8
2030 | NWPP_Coal_2_MAPP_US | NWPP_Coal | MAPP_US | External | Summer | B5 | 200 | 150 | 150 | 58.64 | 67.8 | 8 | 1.17
2030 | NWPP_Coal_2_MAPP_US | NWPP_Coal | MAPP_US | External | Summer | B6 | 300 | 150 | 0 | 58.64 | 60 | 8 | 0
2030 | NWPP_Coal_2_MAPP_US | NWPP_Coal | MAPP_US | External | Summer | B7 | 400 | 150 | 0 | 58.64 | 47.3 | 8 | 0
2030 | NWPP_Coal_2_MAPP_US | NWPP_Coal | MAPP_US | External | Summer | B8 | 500 | 150 | 0 | 58.64 | 39.44 | 8 | 0
2030 | NWPP_Coal_2_MAPP_US | NWPP_Coal | MAPP_US | External | Summer | B9 | 800 | 150 | 0 | 58.64 | 39.44 | 8 | 0
2030 | NWPP_Coal_2_MAPP_US | NWPP_Coal | MAPP_US | External | Summer | B10 | 1262 | 150 | 0 | 58.64 | 37.41 | 8 | 0
2030 | NWPP_Coal_2_MAPP_US | NWPP_Coal | MAPP_US | External | Winter | B16 | 25 | 150 | 0 | 62.55 | 62.05 | 8 | 0
2030 | NWPP_Coal_2_MAPP_US | NWPP_Coal | MAPP_US | External | Winter | B17 | 100 | 150 | 0 | 62.55 | 48.23 | 8 | 0
2030 | NWPP_Coal_2_MAPP_US | NWPP_Coal | MAPP_US | External | Winter | B18 | 400 | 150 | 0 | 62.55 | 47.34 | 8 | 0
2030 | NWPP_Coal_2_MAPP_US | NWPP_Coal | MAPP_US | External | Winter | B19 | 700 | 150 | 0 | 62.55 | 47.34 | 8 | 0
2030 | NWPP_Coal_2_MAPP_US | NWPP_Coal | MAPP_US | External | Winter | B20 | 935 | 150 | 0 | 62.55 | 40.73 | 8 | 0
2030 | RMPA_2_MAPP_US | RMPA | MAPP_US | External | Shoulder | B11 | 25 | 200 | 200 | 53.4 | 69.06 | 8 | 7.66
2030 | RMPA_2_MAPP_US | RMPA | MAPP_US | External | Shoulder | B12 | 200 | 200 | 0 | 53.4 | 48.67 | 8 | 0
2030 | RMPA_2_MAPP_US | RMPA | MAPP_US | External | Shoulder | B13 | 600 | 200 | 0 | 53.4 | 44.17 | 8 | 0
2030 | RMPA_2_MAPP_US | RMPA | MAPP_US | External | Shoulder | B14 | 900 | 200 | 0 | 53.4 | 44.17 | 8 | 0
2030 | RMPA_2_MAPP_US | RMPA | MAPP_US | External | Shoulder | B15 | 1203 | 200 | 0 | 52.59 | 44.17 | 8 | 0
2030 | RMPA_2_MAPP_US | RMPA | MAPP_US | External | Summer | B1 | 10 | 200 | 0 | 78.67 | 75.06 | 8 | 0
2030 | RMPA_2_MAPP_US | RMPA | MAPP_US | External | Summer | B2 | 25 | 200 | 0 | 78.67 | 72.4 | 8 | 0
2030 | RMPA_2_MAPP_US | RMPA | MAPP_US | External | Summer | B3 | 75 | 200 | 0 | 78.67 | 72.4 | 8 | 0
2030 | RMPA_2_MAPP_US | RMPA | MAPP_US | External | Summer | B4 | 100 | 200 | 0 | 72.17 | 71.44 | 8 | 0
2030 | RMPA_2_MAPP_US | RMPA | MAPP_US | External | Summer | B5 | 200 | 200 | 0 | 66.8 | 67.8 | 8 | 0
2030 | RMPA_2_MAPP_US | RMPA | MAPP_US | External | Summer | B6 | 300 | 200 | 0 | 55.77 | 60 | 8 | 0
2030 | RMPA_2_MAPP_US | RMPA | MAPP_US | External | Summer | B7 | 400 | 200 | 0 | 51.28 | 47.3 | 8 | 0
2030 | RMPA_2_MAPP_US | RMPA | MAPP_US | External | Summer | B8 | 500 | 200 | 0 | 51.28 | 39.44 | 8 | 0
2030 | RMPA_2_MAPP_US | RMPA | MAPP_US | External | Summer | B9 | 800 | 200 | 0 | 50.47 | 39.44 | 8 | 0
2030 | RMPA_2_MAPP_US | RMPA | MAPP_US | External | Summer | B10 | 1262 | 200 | 0 | 49.41 | 37.41 | 8 | 0
2030 | RMPA_2_MAPP_US | RMPA | MAPP_US | External | Winter | B16 | 25 | 200 | 0 | 70.72 | 62.05 | 8 | 0
2030 | RMPA_2_MAPP_US | RMPA | MAPP_US | External | Winter | B17 | 100 | 200 | 0 | 57.33 | 48.23 | 8 | 0
2030 | RMPA_2_MAPP_US | RMPA | MAPP_US | External | Winter | B18 | 400 | 200 | 0 | 57.33 | 47.34 | 8 | 0
2030 | RMPA_2_MAPP_US | RMPA | MAPP_US | External | Winter | B19 | 700 | 200 | 0 | 57.33 | 47.34 | 8 | 0
2030 | RMPA_2_MAPP_US | RMPA | MAPP_US | External | Winter | B20 | 935 | 200 | 0 | 47.12 | 40.73 | 8 | 0
2030 | RMPA_2_NE | RMPA | NE | External | Shoulder | B11 | 25 | 310 | 310 | 53.4 | 76.06 | 8 | 14.66
2030 | RMPA_2_NE | RMPA | NE | External | Shoulder | B12 | 200 | 310 | 0 | 53.4 | 55.67 | 8 | 0
2030 | RMPA_2_NE | RMPA | NE | External | Shoulder | B13 | 600 | 310 | 0 | 53.4 | 50.17 | 8 | 0
2030 | RMPA_2_NE | RMPA | NE | External | Shoulder | B14 | 900 | 310 | 0 | 53.4 | 49.37 | 8 | 0
2030 | RMPA_2_NE | RMPA | NE | External | Shoulder | B15 | 1203 | 310 | 0 | 52.59 | 47.96 | 8 | 0
2030 | RMPA_2_NE | RMPA | NE | External | Summer | B1 | 10 | 310 | 0 | 78.67 | 82.06 | 8 | 0
2030 | RMPA_2_NE | RMPA | NE | External | Summer | B2 | 25 | 310 | 0 | 78.67 | 79.4 | 8 | 0
2030 | RMPA_2_NE | RMPA | NE | External | Summer | B3 | 75 | 310 | 0 | 78.67 | 79.4 | 8 | 0
2030 | RMPA_2_NE | RMPA | NE | External | Summer | B4 | 100 | 310 | 0 | 72.17 | 78.44 | 8 | 0
2030 | RMPA_2_NE | RMPA | NE | External | Summer | B5 | 200 | 310 | 244.77 | 66.8 | 74.8 | 8 | 0
2030 | RMPA_2_NE | RMPA | NE | External | Summer | B6 | 300 | 310 | 310 | 55.77 | 67 | 8 | 3.23
2030 | RMPA_2_NE | RMPA | NE | External | Summer | B7 | 400 | 310 | 0 | 51.28 | 54.3 | 8 | 0
2030 | RMPA_2_NE | RMPA | NE | External | Summer | B8 | 500 | 310 | 0 | 51.28 | 46.44 | 8 | 0
2030 | RMPA_2_NE | RMPA | NE | External | Summer | B9 | 800 | 310 | 0 | 50.47 | 46.44 | 8 | 0
2030 | RMPA_2_NE | RMPA | NE | External | Summer | B10 | 1262 | 310 | 0 | 49.41 | 44.41 | 8 | 0
2030 | RMPA_2_NE | RMPA | NE | External | Winter | B16 | 25 | 310 | 0 | 70.72 | 69.05 | 8 | 0
2030 | RMPA_2_NE | RMPA | NE | External | Winter | B17 | 100 | 310 | 0 | 57.33 | 53.5 | 8 | 0
2030 | RMPA_2_NE | RMPA | NE | External | Winter | B18 | 400 | 310 | 0 | 57.33 | 52.33 | 8 | 0
2030 | RMPA_2_NE | RMPA | NE | External | Winter | B19 | 700 | 310 | 0 | 57.33 | 51.28 | 8 | 0
2030 | RMPA_2_NE | RMPA | NE | External | Winter | B20 | 935 | 310 | 0 | 47.12 | 47.73 | 8 | 0
2030 | RMPA_2_SPP_N | RMPA | SPP_N | External | Shoulder | B11 | 25 | 210 | 210 | 53.4 | 76.07 | 8 | 14.67
2030 | RMPA_2_SPP_N | RMPA | SPP_N | External | Shoulder | B12 | 200 | 210 | 0 | 53.4 | 55.68 | 8 | 0
2030 | RMPA_2_SPP_N | RMPA | SPP_N | External | Shoulder | B13 | 600 | 210 | 0 | 53.4 | 50.16 | 8 | 0
2030 | RMPA_2_SPP_N | RMPA | SPP_N | External | Shoulder | B14 | 900 | 210 | 0 | 53.4 | 49.38 | 8 | 0
2030 | RMPA_2_SPP_N | RMPA | SPP_N | External | Shoulder | B15 | 1203 | 210 | 0 | 52.59 | 47.97 | 8 | 0
2030 | RMPA_2_SPP_N | RMPA | SPP_N | External | Summer | B1 | 10 | 210 | 0 | 78.67 | 82.07 | 8 | 0
2030 | RMPA_2_SPP_N | RMPA | SPP_N | External | Summer | B2 | 25 | 210 | 0 | 78.67 | 79.41 | 8 | 0
2030 | RMPA_2_SPP_N | RMPA | SPP_N | External | Summer | B3 | 75 | 210 | 0 | 78.67 | 79.41 | 8 | 0
2030 | RMPA_2_SPP_N | RMPA | SPP_N | External | Summer | B4 | 100 | 210 | 0 | 72.17 | 79.41 | 8 | 0
2030 | RMPA_2_SPP_N | RMPA | SPP_N | External | Summer | B5 | 200 | 210 | 210 | 66.8 | 74.82 | 8 | 0.01
2030 | RMPA_2_SPP_N | RMPA | SPP_N | External | Summer | B6 | 300 | 210 | 210 | 55.77 | 67.01 | 8 | 3.24
2030 | RMPA_2_SPP_N | RMPA | SPP_N | External | Summer | B7 | 400 | 210 | 0 | 51.28 | 54.32 | 8 | 0
2030 | RMPA_2_SPP_N | RMPA | SPP_N | External | Summer | B8 | 500 | 210 | 0 | 51.28 | 48.57 | 8 | 0
2030 | RMPA_2_SPP_N | RMPA | SPP_N | External | Summer | B9 | 800 | 210 | 0 | 50.47 | 46.45 | 8 | 0
2030 | RMPA_2_SPP_N | RMPA | SPP_N | External | Summer | B10 | 1262 | 210 | 0 | 49.41 | 45.34 | 8 | 0
2030 | RMPA_2_SPP_N | RMPA | SPP_N | External | Winter | B16 | 25 | 210 | 0 | 70.72 | 69.73 | 8 | 0
2030 | RMPA_2_SPP_N | RMPA | SPP_N | External | Winter | B17 | 100 | 210 | 0 | 57.33 | 53.51 | 8 | 0
2030 | RMPA_2_SPP_N | RMPA | SPP_N | External | Winter | B18 | 400 | 210 | 0 | 57.33 | 52.34 | 8 | 0
2030 | RMPA_2_SPP_N | RMPA | SPP_N | External | Winter | B19 | 700 | 210 | 0 | 57.33 | 51.29 | 8 | 0
2030 | RMPA_2_SPP_N | RMPA | SPP_N | External | Winter | B20 | 935 | 210 | 0 | 47.12 | 47.74 | 8 | 0
2030 | SPP_N_2_RMPA | SPP_N | RMPA | External | Shoulder | B11 | 25 | 210 | 0 | 76.07 | 53.4 | 5 | 0
2030 | SPP_N_2_RMPA | SPP_N | RMPA | External | Shoulder | B12 | 200 | 210 | 0 | 55.68 | 53.4 | 5 | 0
2030 | SPP_N_2_RMPA | SPP_N | RMPA | External | Shoulder | B13 | 600 | 210 | 0 | 50.16 | 53.4 | 5 | 0
2030 | SPP_N_2_RMPA | SPP_N | RMPA | External | Shoulder | B14 | 900 | 210 | 0 | 49.38 | 53.4 | 5 | 0
2030 | SPP_N_2_RMPA | SPP_N | RMPA | External | Shoulder | B15 | 1203 | 210 | 0 | 47.97 | 52.59 | 5 | 0
2030 | SPP_N_2_RMPA | SPP_N | RMPA | External | Summer | B1 | 10 | 210 | 0 | 82.07 | 78.67 | 5 | 0
2030 | SPP_N_2_RMPA | SPP_N | RMPA | External | Summer | B2 | 25 | 210 | 0 | 79.41 | 78.67 | 5 | 0
2030 | SPP_N_2_RMPA | SPP_N | RMPA | External | Summer | B3 | 75 | 210 | 0 | 79.41 | 78.67 | 5 | 0
2030 | SPP_N_2_RMPA | SPP_N | RMPA | External | Summer | B4 | 100 | 210 | 0 | 79.41 | 72.17 | 5 | 0
2030 | SPP_N_2_RMPA | SPP_N | RMPA | External | Summer | B5 | 200 | 210 | 0 | 74.82 | 66.8 | 5 | 0
2030 | SPP_N_2_RMPA | SPP_N | RMPA | External | Summer | B6 | 300 | 210 | 0 | 67.01 | 55.77 | 5 | 0
2030 | SPP_N_2_RMPA | SPP_N | RMPA | External | Summer | B7 | 400 | 210 | 0 | 54.32 | 51.28 | 5 | 0
2030 | SPP_N_2_RMPA | SPP_N | RMPA | External | Summer | B8 | 500 | 210 | 0 | 48.57 | 51.28 | 5 | 0
2030 | SPP_N_2_RMPA | SPP_N | RMPA | External | Summer | B9 | 800 | 210 | 0 | 46.45 | 50.47 | 5 | 0
2030 | SPP_N_2_RMPA | SPP_N | RMPA | External | Summer | B10 | 1262 | 210 | 0 | 45.34 | 49.41 | 5 | 0
2030 | SPP_N_2_RMPA | SPP_N | RMPA | External | Winter | B16 | 25 | 210 | 0 | 69.73 | 70.72 | 5 | 0
2030 | SPP_N_2_RMPA | SPP_N | RMPA | External | Winter | B17 | 100 | 210 | 0 | 53.51 | 57.33 | 5 | 0
2030 | SPP_N_2_RMPA | SPP_N | RMPA | External | Winter | B18 | 400 | 210 | 0 | 52.34 | 57.33 | 5 | 0
2030 | SPP_N_2_RMPA | SPP_N | RMPA | External | Winter | B19 | 700 | 210 | 210 | 51.29 | 57.33 | 5 | 1.04
2030 | SPP_N_2_RMPA | SPP_N | RMPA | External | Winter | B20 | 935 | 210 | 0 | 47.74 | 47.12 | 5 | 0
2030 | SPP_S_2_ERCOT | SPP_S | ERCOT | External | Shoulder | B11 | 25 | 800 | 0 | 69.41 | 70.04 | 5 | 0
2030 | SPP_S_2_ERCOT | SPP_S | ERCOT | External | Shoulder | B12 | 200 | 800 | 386.49 | 50.62 | 55.62 | 5 | 0
2030 | SPP_S_2_ERCOT | SPP_S | ERCOT | External | Shoulder | B13 | 600 | 800 | 0 | 50.15 | 47.87 | 5 | 0
2030 | SPP_S_2_ERCOT | SPP_S | ERCOT | External | Shoulder | B14 | 900 | 800 | 0 | 48.09 | 47.87 | 5 | 0
2030 | SPP_S_2_ERCOT | SPP_S | ERCOT | External | Shoulder | B15 | 1203 | 800 | 0 | 47.98 | 47.87 | 5 | 0
2030 | SPP_S_2_ERCOT | SPP_S | ERCOT | External | Summer | B1 | 10 | 800 | 0 | 77.07 | 79.8 | 5 | 0
2030 | SPP_S_2_ERCOT | SPP_S | ERCOT | External | Summer | B2 | 25 | 800 | 0 | 77.07 | 79.8 | 5 | 0
2030 | SPP_S_2_ERCOT | SPP_S | ERCOT | External | Summer | B3 | 75 | 800 | 0 | 77.07 | 73.5 | 5 | 0
2030 | SPP_S_2_ERCOT | SPP_S | ERCOT | External | Summer | B4 | 100 | 800 | 0 | 75.95 | 68.1 | 5 | 0
2030 | SPP_S_2_ERCOT | SPP_S | ERCOT | External | Summer | B5 | 200 | 800 | 0 | 67.59 | 68.1 | 5 | 0
2030 | SPP_S_2_ERCOT | SPP_S | ERCOT | External | Summer | B6 | 300 | 800 | 0 | 67.02 | 68.1 | 5 | 0
2030 | SPP_S_2_ERCOT | SPP_S | ERCOT | External | Summer | B7 | 400 | 800 | 800 | 54.33 | 68.1 | 5 | 8.77
2030 | SPP_S_2_ERCOT | SPP_S | ERCOT | External | Summer | B8 | 500 | 800 | 0 | 48.58 | 50.77 | 5 | 0
2030 | SPP_S_2_ERCOT | SPP_S | ERCOT | External | Summer | B9 | 800 | 800 | 0 | 46.46 | 46.56 | 5 | 0
2030 | SPP_S_2_ERCOT | SPP_S | ERCOT | External | Summer | B10 | 1262 | 800 | 0 | 46.36 | 46.56 | 5 | 0
2030 | SPP_S_2_ERCOT | SPP_S | ERCOT | External | Winter | B16 | 25 | 800 | 0 | 69.74 | 73.5 | 5 | 0
2030 | SPP_S_2_ERCOT | SPP_S | ERCOT | External | Winter | B17 | 100 | 800 | 0 | 53.52 | 53.99 | 5 | 0
2030 | SPP_S_2_ERCOT | SPP_S | ERCOT | External | Winter | B18 | 400 | 800 | 0 | 52.35 | 50.72 | 5 | 0
2030 | SPP_S_2_ERCOT | SPP_S | ERCOT | External | Winter | B19 | 700 | 800 | 0 | 51.3 | 50.72 | 5 | 0
2030 | SPP_S_2_ERCOT | SPP_S | ERCOT | External | Winter | B20 | 935 | 800 | 0 | 47.75 | 50.72 | 5 | 0
2035 | AZ_NM_SNV_Coal_2_SPP_S | AZ_NM_SNV_Coal | SPP_S | External | Shoulder | B11 | 25 | 400 | 0 | 69.84 | 73.16 | 8.17 | 0
2035 | AZ_NM_SNV_Coal_2_SPP_S | AZ_NM_SNV_Coal | SPP_S | External | Shoulder | B12 | 200 | 400 | 0 | 64.27 | 53.52 | 8.17 | 0
2035 | AZ_NM_SNV_Coal_2_SPP_S | AZ_NM_SNV_Coal | SPP_S | External | Shoulder | B13 | 600 | 400 | 0 | 64.25 | 53.4 | 8.17 | 0
2035 | AZ_NM_SNV_Coal_2_SPP_S | AZ_NM_SNV_Coal | SPP_S | External | Shoulder | B14 | 900 | 400 | 0 | 64.25 | 50.45 | 8.17 | 0
2035 | AZ_NM_SNV_Coal_2_SPP_S | AZ_NM_SNV_Coal | SPP_S | External | Shoulder | B15 | 1203 | 400 | 0 | 56.07 | 48.61 | 8.17 | 0
2035 | AZ_NM_SNV_Coal_2_SPP_S | AZ_NM_SNV_Coal | SPP_S | External | Summer | B1 | 10 | 400 | 0 | 101.54 | 73.57 | 8.17 | 0
2035 | AZ_NM_SNV_Coal_2_SPP_S | AZ_NM_SNV_Coal | SPP_S | External | Summer | B2 | 25 | 400 | 0 | 101.54 | 74.74 | 8.17 | 0
2035 | AZ_NM_SNV_Coal_2_SPP_S | AZ_NM_SNV_Coal | SPP_S | External | Summer | B3 | 75 | 400 | 0 | 101.54 | 75.37 | 8.17 | 0
2035 | AZ_NM_SNV_Coal_2_SPP_S | AZ_NM_SNV_Coal | SPP_S | External | Summer | B4 | 100 | 400 | 0 | 90.77 | 74.74 | 8.17 | 0
2035 | AZ_NM_SNV_Coal_2_SPP_S | AZ_NM_SNV_Coal | SPP_S | External | Summer | B5 | 200 | 400 | 0 | 84.35 | 74.74 | 8.17 | 0
2035 | AZ_NM_SNV_Coal_2_SPP_S | AZ_NM_SNV_Coal | SPP_S | External | Summer | B6 | 300 | 400 | 0 | 74.6 | 70.93 | 8.17 | 0
2035 | AZ_NM_SNV_Coal_2_SPP_S | AZ_NM_SNV_Coal | SPP_S | External | Summer | B7 | 400 | 400 | 0 | 68.36 | 54.1 | 8.17 | 0
2035 | AZ_NM_SNV_Coal_2_SPP_S | AZ_NM_SNV_Coal | SPP_S | External | Summer | B8 | 500 | 400 | 0 | 68.36 | 51.73 | 8.17 | 0
2035 | AZ_NM_SNV_Coal_2_SPP_S | AZ_NM_SNV_Coal | SPP_S | External | Summer | B9 | 800 | 400 | 0 | 68.13 | 51.61 | 8.17 | 0
2035 | AZ_NM_SNV_Coal_2_SPP_S | AZ_NM_SNV_Coal | SPP_S | External | Summer | B10 | 1262 | 400 | 0 | 57.22 | 46.91 | 8.17 | 0
2035 | AZ_NM_SNV_Coal_2_SPP_S | AZ_NM_SNV_Coal | SPP_S | External | Winter | B16 | 25 | 400 | 0 | 73.32 | 57.13 | 8.17 | 0
2035 | AZ_NM_SNV_Coal_2_SPP_S | AZ_NM_SNV_Coal | SPP_S | External | Winter | B17 | 100 | 400 | 0 | 68.71 | 57 | 8.17 | 0
2035 | AZ_NM_SNV_Coal_2_SPP_S | AZ_NM_SNV_Coal | SPP_S | External | Winter | B18 | 400 | 400 | 0 | 68.7 | 55.52 | 8.17 | 0
2035 | AZ_NM_SNV_Coal_2_SPP_S | AZ_NM_SNV_Coal | SPP_S | External | Winter | B19 | 700 | 400 | 0 | 68.7 | 52.24 | 8.17 | 0
2035 | AZ_NM_SNV_Coal_2_SPP_S | AZ_NM_SNV_Coal | SPP_S | External | Winter | B20 | 935 | 400 | 0 | 59.92 | 50.83 | 8.17 | 0
2035 | ERCOT_2_SPP_S | ERCOT | SPP_S | External | Shoulder | B11 | 25 | 800 | 0 | 78.16 | 73.16 | 8 | 0
2035 | ERCOT_2_SPP_S | ERCOT | SPP_S | External | Shoulder | B12 | 200 | 800 | 0 | 58.18 | 53.52 | 8 | 0
2035 | ERCOT_2_SPP_S | ERCOT | SPP_S | External | Shoulder | B13 | 600 | 800 | 0 | 53.32 | 53.4 | 8 | 0
2035 | ERCOT_2_SPP_S | ERCOT | SPP_S | External | Shoulder | B14 | 900 | 800 | 0 | 53.32 | 50.45 | 8 | 0
2035 | ERCOT_2_SPP_S | ERCOT | SPP_S | External | Shoulder | B15 | 1203 | 800 | 0 | 53.32 | 48.61 | 8 | 0
2035 | ERCOT_2_SPP_S | ERCOT | SPP_S | External | Summer | B1 | 10 | 800 | 0 | 88.33 | 73.57 | 8 | 0
2035 | ERCOT_2_SPP_S | ERCOT | SPP_S | External | Summer | B2 | 25 | 800 | 0 | 88.33 | 74.74 | 8 | 0
2035 | ERCOT_2_SPP_S | ERCOT | SPP_S | External | Summer | B3 | 75 | 800 | 0 | 75.93 | 75.37 | 8 | 0
2035 | ERCOT_2_SPP_S | ERCOT | SPP_S | External | Summer | B4 | 100 | 800 | 0 | 75.93 | 74.74 | 8 | 0
2035 | ERCOT_2_SPP_S | ERCOT | SPP_S | External | Summer | B5 | 200 | 800 | 0 | 75.93 | 74.74 | 8 | 0
2035 | ERCOT_2_SPP_S | ERCOT | SPP_S | External | Summer | B6 | 300 | 800 | 0 | 75.93 | 70.93 | 8 | 0
2035 | ERCOT_2_SPP_S | ERCOT | SPP_S | External | Summer | B7 | 400 | 800 | 0 | 64.05 | 54.1 | 8 | 0
2035 | ERCOT_2_SPP_S | ERCOT | SPP_S | External | Summer | B8 | 500 | 800 | 0 | 51.83 | 51.73 | 8 | 0
2035 | ERCOT_2_SPP_S | ERCOT | SPP_S | External | Summer | B9 | 800 | 800 | 0 | 51.83 | 51.61 | 8 | 0
2035 | ERCOT_2_SPP_S | ERCOT | SPP_S | External | Summer | B10 | 1262 | 800 | 0 | 51.83 | 46.91 | 8 | 0
2035 | ERCOT_2_SPP_S | ERCOT | SPP_S | External | Winter | B16 | 25 | 800 | 0 | 62.13 | 57.13 | 8 | 0
2035 | ERCOT_2_SPP_S | ERCOT | SPP_S | External | Winter | B17 | 100 | 800 | 0 | 59.57 | 57 | 8 | 0
2035 | ERCOT_2_SPP_S | ERCOT | SPP_S | External | Winter | B18 | 400 | 800 | 0 | 56.47 | 55.52 | 8 | 0
2035 | ERCOT_2_SPP_S | ERCOT | SPP_S | External | Winter | B19 | 700 | 800 | 0 | 56.47 | 52.24 | 8 | 0
2035 | ERCOT_2_SPP_S | ERCOT | SPP_S | External | Winter | B20 | 935 | 800 | 0 | 56.47 | 50.83 | 8 | 0
2035 | MAPP_US_2_RMPA | MAPP_US | RMPA | External | Shoulder | B11 | 25 | 200 | 0 | 78.15 | 59.27 | 8 | 0
2035 | MAPP_US_2_RMPA | MAPP_US | RMPA | External | Shoulder | B12 | 200 | 200 | 0 | 55.13 | 59.27 | 8 | 0
2035 | MAPP_US_2_RMPA | MAPP_US | RMPA | External | Shoulder | B13 | 600 | 200 | 200 | 48.29 | 58.51 | 8 | 2.23
2035 | MAPP_US_2_RMPA | MAPP_US | RMPA | External | Shoulder | B14 | 900 | 200 | 200 | 48.29 | 58.51 | 8 | 2.23
2035 | MAPP_US_2_RMPA | MAPP_US | RMPA | External | Shoulder | B15 | 1203 | 200 | 48.7 | 46.7 | 54.7 | 8 | 0
2035 | MAPP_US_2_RMPA | MAPP_US | RMPA | External | Summer | B1 | 10 | 200 | 0 | 83.62 | 86.76 | 8 | 0
2035 | MAPP_US_2_RMPA | MAPP_US | RMPA | External | Summer | B2 | 25 | 200 | 0 | 83.62 | 86.76 | 8 | 0
2035 | MAPP_US_2_RMPA | MAPP_US | RMPA | External | Summer | B3 | 75 | 200 | 0 | 81.31 | 86.76 | 8 | 0
2035 | MAPP_US_2_RMPA | MAPP_US | RMPA | External | Summer | B4 | 100 | 200 | 0 | 81.31 | 80.31 | 8 | 0
2035 | MAPP_US_2_RMPA | MAPP_US | RMPA | External | Summer | B5 | 200 | 200 | 0 | 78.99 | 72.4 | 8 | 0
2035 | MAPP_US_2_RMPA | MAPP_US | RMPA | External | Summer | B6 | 300 | 200 | 0 | 63.93 | 62.93 | 8 | 0
2035 | MAPP_US_2_RMPA | MAPP_US | RMPA | External | Summer | B7 | 400 | 200 | 0 | 49.06 | 56.9 | 8 | 0
2035 | MAPP_US_2_RMPA | MAPP_US | RMPA | External | Summer | B8 | 500 | 200 | 200 | 44.73 | 56.9 | 8 | 4.17
2035 | MAPP_US_2_RMPA | MAPP_US | RMPA | External | Summer | B9 | 800 | 200 | 200 | 44.59 | 56.59 | 8 | 4
2035 | MAPP_US_2_RMPA | MAPP_US | RMPA | External | Summer | B10 | 1262 | 200 | 200 | 37.85 | 49.05 | 8 | 3.2
2035 | MAPP_US_2_RMPA | MAPP_US | RMPA | External | Winter | B16 | 25 | 200 | 0 | 70.82 | 71.38 | 8 | 0
2035 | MAPP_US_2_RMPA | MAPP_US | RMPA | External | Winter | B17 | 100 | 200 | 0 | 56.93 | 63.7 | 8 | 0
2035 | MAPP_US_2_RMPA | MAPP_US | RMPA | External | Winter | B18 | 400 | 200 | 200 | 50.92 | 60.53 | 8 | 1.62
2035 | MAPP_US_2_RMPA | MAPP_US | RMPA | External | Winter | B19 | 700 | 200 | 200 | 50.92 | 60.53 | 8 | 1.62
2035 | MAPP_US_2_RMPA | MAPP_US | RMPA | External | Winter | B20 | 935 | 200 | 0 | 43.83 | 51.75 | 8 | 0
2035 | NE_2_RMPA | NE | RMPA | External | Shoulder | B11 | 25 | 310 | 0 | 85.15 | 59.27 | 5 | 0
2035 | NE_2_RMPA | NE | RMPA | External | Shoulder | B12 | 200 | 310 | 0 | 62.13 | 59.27 | 5 | 0
2035 | NE_2_RMPA | NE | RMPA | External | Shoulder | B13 | 600 | 310 | 0 | 55.29 | 58.51 | 5 | 0
2035 | NE_2_RMPA | NE | RMPA | External | Shoulder | B14 | 900 | 310 | 66.37 | 53.51 | 58.51 | 5 | 0
2035 | NE_2_RMPA | NE | RMPA | External | Shoulder | B15 | 1203 | 310 | 213.25 | 49.7 | 54.7 | 5 | 0
2035 | NE_2_RMPA | NE | RMPA | External | Summer | B1 | 10 | 310 | 0 | 90.62 | 86.76 | 5 | 0
2035 | NE_2_RMPA | NE | RMPA | External | Summer | B2 | 25 | 310 | 0 | 90.62 | 86.76 | 5 | 0
2035 | NE_2_RMPA | NE | RMPA | External | Summer | B3 | 75 | 310 | 0 | 88.31 | 86.76 | 5 | 0
2035 | NE_2_RMPA | NE | RMPA | External | Summer | B4 | 100 | 310 | 0 | 88.31 | 80.31 | 5 | 0
2035 | NE_2_RMPA | NE | RMPA | External | Summer | B5 | 200 | 310 | 0 | 85.99 | 72.4 | 5 | 0
2035 | NE_2_RMPA | NE | RMPA | External | Summer | B6 | 300 | 310 | 0 | 70.93 | 62.93 | 5 | 0
2035 | NE_2_RMPA | NE | RMPA | External | Summer | B7 | 400 | 310 | 0 | 56.06 | 56.9 | 5 | 0
2035 | NE_2_RMPA | NE | RMPA | External | Summer | B8 | 500 | 310 | 310 | 51.73 | 56.9 | 5 | 0.17
2035 | NE_2_RMPA | NE | RMPA | External | Summer | B9 | 800 | 310 | 13.69 | 51.59 | 56.59 | 5 | 0
2035 | NE_2_RMPA | NE | RMPA | External | Summer | B10 | 1262 | 310 | 0 | 44.85 | 49.05 | 5 | 0
2035 | NE_2_RMPA | NE | RMPA | External | Winter | B16 | 25 | 310 | 0 | 77.82 | 71.38 | 5 | 0
2035 | NE_2_RMPA | NE | RMPA | External | Winter | B17 | 100 | 310 | 0 | 58.93 | 63.7 | 5 | 0
2035 | NE_2_RMPA | NE | RMPA | External | Winter | B18 | 400 | 310 | 310 | 55.52 | 60.53 | 5 | 0.01
2035 | NE_2_RMPA | NE | RMPA | External | Winter | B19 | 700 | 310 | 310 | 53.25 | 60.53 | 5 | 2.29
2035 | NE_2_RMPA | NE | RMPA | External | Winter | B20 | 935 | 310 | 0 | 50.83 | 51.75 | 5 | 0
2035 | NWPP_Coal_2_MAPP_US | NWPP_Coal | MAPP_US | External | Shoulder | B11 | 25 | 150 | 150 | 64.24 | 78.15 | 8 | 5.91
2035 | NWPP_Coal_2_MAPP_US | NWPP_Coal | MAPP_US | External | Shoulder | B12 | 200 | 150 | 0 | 64.24 | 55.13 | 8 | 0
2035 | NWPP_Coal_2_MAPP_US | NWPP_Coal | MAPP_US | External | Shoulder | B13 | 600 | 150 | 0 | 64.24 | 48.29 | 8 | 0
2035 | NWPP_Coal_2_MAPP_US | NWPP_Coal | MAPP_US | External | Shoulder | B14 | 900 | 150 | 0 | 64.24 | 48.29 | 8 | 0
2035 | NWPP_Coal_2_MAPP_US | NWPP_Coal | MAPP_US | External | Shoulder | B15 | 1203 | 150 | 0 | 64.24 | 46.7 | 8 | 0
2035 | NWPP_Coal_2_MAPP_US | NWPP_Coal | MAPP_US | External | Summer | B1 | 10 | 150 | 150 | 64.24 | 83.62 | 8 | 11.38
2035 | NWPP_Coal_2_MAPP_US | NWPP_Coal | MAPP_US | External | Summer | B2 | 25 | 150 | 150 | 64.24 | 83.62 | 8 | 11.38
2035 | NWPP_Coal_2_MAPP_US | NWPP_Coal | MAPP_US | External | Summer | B3 | 75 | 150 | 150 | 64.24 | 81.31 | 8 | 9.07
2035 | NWPP_Coal_2_MAPP_US | NWPP_Coal | MAPP_US | External | Summer | B4 | 100 | 150 | 150 | 64.24 | 81.31 | 8 | 9.07
2035 | NWPP_Coal_2_MAPP_US | NWPP_Coal | MAPP_US | External | Summer | B5 | 200 | 150 | 150 | 64.24 | 78.99 | 8 | 6.75
2035 | NWPP_Coal_2_MAPP_US | NWPP_Coal | MAPP_US | External | Summer | B6 | 300 | 150 | 0 | 64.24 | 63.93 | 8 | 0
2035 | NWPP_Coal_2_MAPP_US | NWPP_Coal | MAPP_US | External | Summer | B7 | 400 | 150 | 0 | 64.24 | 49.06 | 8 | 0
2035 | NWPP_Coal_2_MAPP_US | NWPP_Coal | MAPP_US | External | Summer | B8 | 500 | 150 | 0 | 64.24 | 44.73 | 8 | 0
2035 | NWPP_Coal_2_MAPP_US | NWPP_Coal | MAPP_US | External | Summer | B9 | 800 | 150 | 0 | 64.24 | 44.59 | 8 | 0
2035 | NWPP_Coal_2_MAPP_US | NWPP_Coal | MAPP_US | External | Summer | B10 | 1262 | 150 | 0 | 64.24 | 37.85 | 8 | 0
2035 | NWPP_Coal_2_MAPP_US | NWPP_Coal | MAPP_US | External | Winter | B16 | 25 | 150 | 0 | 68.7 | 70.82 | 8 | 0
2035 | NWPP_Coal_2_MAPP_US | NWPP_Coal | MAPP_US | External | Winter | B17 | 100 | 150 | 0 | 68.7 | 56.93 | 8 | 0
2035 | NWPP_Coal_2_MAPP_US | NWPP_Coal | MAPP_US | External | Winter | B18 | 400 | 150 | 0 | 68.7 | 50.92 | 8 | 0
2035 | NWPP_Coal_2_MAPP_US | NWPP_Coal | MAPP_US | External | Winter | B19 | 700 | 150 | 0 | 68.7 | 50.92 | 8 | 0
2035 | NWPP_Coal_2_MAPP_US | NWPP_Coal | MAPP_US | External | Winter | B20 | 935 | 150 | 0 | 68.7 | 43.83 | 8 | 0
2035 | RMPA_2_MAPP_US | RMPA | MAPP_US | External | Shoulder | B11 | 25 | 200 | 200 | 59.27 | 78.15 | 8 | 10.88
2035 | RMPA_2_MAPP_US | RMPA | MAPP_US | External | Shoulder | B12 | 200 | 200 | 0 | 59.27 | 55.13 | 8 | 0
2035 | RMPA_2_MAPP_US | RMPA | MAPP_US | External | Shoulder | B13 | 600 | 200 | 0 | 58.51 | 48.29 | 8 | 0
2035 | RMPA_2_MAPP_US | RMPA | MAPP_US | External | Shoulder | B14 | 900 | 200 | 0 | 58.51 | 48.29 | 8 | 0
2035 | RMPA_2_MAPP_US | RMPA | MAPP_US | External | Shoulder | B15 | 1203 | 200 | 0 | 54.7 | 46.7 | 8 | 0
2035 | RMPA_2_MAPP_US | RMPA | MAPP_US | External | Summer | B1 | 10 | 200 | 0 | 86.76 | 83.62 | 8 | 0
2035 | RMPA_2_MAPP_US | RMPA | MAPP_US | External | Summer | B2 | 25 | 200 | 0 | 86.76 | 83.62 | 8 | 0
2035 | RMPA_2_MAPP_US | RMPA | MAPP_US | External | Summer | B3 | 75 | 200 | 0 | 86.76 | 81.31 | 8 | 0
2035 | RMPA_2_MAPP_US | RMPA | MAPP_US | External | Summer | B4 | 100 | 200 | 0 | 80.31 | 81.31 | 8 | 0
2035 | RMPA_2_MAPP_US | RMPA | MAPP_US | External | Summer | B5 | 200 | 200 | 0 | 72.4 | 78.99 | 8 | 0
2035 | RMPA_2_MAPP_US | RMPA | MAPP_US | External | Summer | B6 | 300 | 200 | 0 | 62.93 | 63.93 | 8 | 0
2035 | RMPA_2_MAPP_US | RMPA | MAPP_US | External | Summer | B7 | 400 | 200 | 0 | 56.9 | 49.06 | 8 | 0
2035 | RMPA_2_MAPP_US | RMPA | MAPP_US | External | Summer | B8 | 500 | 200 | 0 | 56.9 | 44.73 | 8 | 0
2035 | RMPA_2_MAPP_US | RMPA | MAPP_US | External | Summer | B9 | 800 | 200 | 0 | 56.59 | 44.59 | 8 | 0
2035 | RMPA_2_MAPP_US | RMPA | MAPP_US | External | Summer | B10 | 1262 | 200 | 0 | 49.05 | 37.85 | 8 | 0
2035 | RMPA_2_MAPP_US | RMPA | MAPP_US | External | Winter | B16 | 25 | 200 | 0 | 71.38 | 70.82 | 8 | 0
2035 | RMPA_2_MAPP_US | RMPA | MAPP_US | External | Winter | B17 | 100 | 200 | 0 | 63.7 | 56.93 | 8 | 0
2035 | RMPA_2_MAPP_US | RMPA | MAPP_US | External | Winter | B18 | 400 | 200 | 0 | 60.53 | 50.92 | 8 | 0
2035 | RMPA_2_MAPP_US | RMPA | MAPP_US | External | Winter | B19 | 700 | 200 | 0 | 60.53 | 50.92 | 8 | 0
2035 | RMPA_2_MAPP_US | RMPA | MAPP_US | External | Winter | B20 | 935 | 200 | 0 | 51.75 | 43.83 | 8 | 0
2035 | RMPA_2_NE | RMPA | NE | External | Shoulder | B11 | 25 | 310 | 310 | 59.27 | 85.15 | 8 | 17.88
2035 | RMPA_2_NE | RMPA | NE | External | Shoulder | B12 | 200 | 310 | 0 | 59.27 | 62.13 | 8 | 0
2035 | RMPA_2_NE | RMPA | NE | External | Shoulder | B13 | 600 | 310 | 0 | 58.51 | 55.29 | 8 | 0
2035 | RMPA_2_NE | RMPA | NE | External | Shoulder | B14 | 900 | 310 | 0 | 58.51 | 53.51 | 8 | 0
2035 | RMPA_2_NE | RMPA | NE | External | Shoulder | B15 | 1203 | 310 | 0 | 54.7 | 49.7 | 8 | 0
2035 | RMPA_2_NE | RMPA | NE | External | Summer | B1 | 10 | 310 | 0 | 86.76 | 90.62 | 8 | 0
2035 | RMPA_2_NE | RMPA | NE | External | Summer | B2 | 25 | 310 | 0 | 86.76 | 90.62 | 8 | 0
2035 | RMPA_2_NE | RMPA | NE | External | Summer | B3 | 75 | 310 | 0 | 86.76 | 88.31 | 8 | 0
2035 | RMPA_2_NE | RMPA | NE | External | Summer | B4 | 100 | 310 | 7.85 | 80.31 | 88.31 | 8 | 0
2035 | RMPA_2_NE | RMPA | NE | External | Summer | B5 | 200 | 310 | 310 | 72.4 | 85.99 | 8 | 5.59
2035 | RMPA_2_NE | RMPA | NE | External | Summer | B6 | 300 | 310 | 120.48 | 62.93 | 70.93 | 8 | 0
2035 | RMPA_2_NE | RMPA | NE | External | Summer | B7 | 400 | 310 | 0 | 56.9 | 56.06 | 8 | 0
2035 | RMPA_2_NE | RMPA | NE | External | Summer | B8 | 500 | 310 | 0 | 56.9 | 51.73 | 8 | 0
2035 | RMPA_2_NE | RMPA | NE | External | Summer | B9 | 800 | 310 | 0 | 56.59 | 51.59 | 8 | 0
2035 | RMPA_2_NE | RMPA | NE | External | Summer | B10 | 1262 | 310 | 0 | 49.05 | 44.85 | 8 | 0
2035 | RMPA_2_NE | RMPA | NE | External | Winter | B16 | 25 | 310 | 0 | 71.38 | 77.82 | 8 | 0
2035 | RMPA_2_NE | RMPA | NE | External | Winter | B17 | 100 | 310 | 0 | 63.7 | 58.93 | 8 | 0
2035 | RMPA_2_NE | RMPA | NE | External | Winter | B18 | 400 | 310 | 0 | 60.53 | 55.52 | 8 | 0
2035 | RMPA_2_NE | RMPA | NE | External | Winter | B19 | 700 | 310 | 0 | 60.53 | 53.25 | 8 | 0
2035 | RMPA_2_NE | RMPA | NE | External | Winter | B20 | 935 | 310 | 0 | 51.75 | 50.83 | 8 | 0
2035 | RMPA_2_SPP_N | RMPA | SPP_N | External | Shoulder | B11 | 25 | 210 | 210 | 59.27 | 85.16 | 8 | 17.9
2035 | RMPA_2_SPP_N | RMPA | SPP_N | External | Shoulder | B12 | 200 | 210 | 0 | 59.27 | 62.14 | 8 | 0
2035 | RMPA_2_SPP_N | RMPA | SPP_N | External | Shoulder | B13 | 600 | 210 | 0 | 58.51 | 55.3 | 8 | 0
2035 | RMPA_2_SPP_N | RMPA | SPP_N | External | Shoulder | B14 | 900 | 210 | 0 | 58.51 | 53.52 | 8 | 0
2035 | RMPA_2_SPP_N | RMPA | SPP_N | External | Shoulder | B15 | 1203 | 210 | 0 | 54.7 | 49.71 | 8 | 0
2035 | RMPA_2_SPP_N | RMPA | SPP_N | External | Summer | B1 | 10 | 210 | 0 | 86.76 | 90.63 | 8 | 0
2035 | RMPA_2_SPP_N | RMPA | SPP_N | External | Summer | B2 | 25 | 210 | 0 | 86.76 | 90.63 | 8 | 0
2035 | RMPA_2_SPP_N | RMPA | SPP_N | External | Summer | B3 | 75 | 210 | 0 | 86.76 | 88.32 | 8 | 0
2035 | RMPA_2_SPP_N | RMPA | SPP_N | External | Summer | B4 | 100 | 210 | 210 | 80.31 | 88.32 | 8 | 0.01
2035 | RMPA_2_SPP_N | RMPA | SPP_N | External | Summer | B5 | 200 | 210 | 210 | 72.4 | 86 | 8 | 5.6
2035 | RMPA_2_SPP_N | RMPA | SPP_N | External | Summer | B6 | 300 | 210 | 210 | 62.93 | 70.94 | 8 | 0.01
2035 | RMPA_2_SPP_N | RMPA | SPP_N | External | Summer | B7 | 400 | 210 | 0 | 56.9 | 56.07 | 8 | 0
2035 | RMPA_2_SPP_N | RMPA | SPP_N | External | Summer | B8 | 500 | 210 | 0 | 56.9 | 51.74 | 8 | 0
2035 | RMPA_2_SPP_N | RMPA | SPP_N | External | Summer | B9 | 800 | 210 | 0 | 56.59 | 51.6 | 8 | 0
2035 | RMPA_2_SPP_N | RMPA | SPP_N | External | Summer | B10 | 1262 | 210 | 0 | 49.05 | 46.9 | 8 | 0
2035 | RMPA_2_SPP_N | RMPA | SPP_N | External | Winter | B16 | 25 | 210 | 0 | 71.38 | 77.83 | 8 | 0
2035 | RMPA_2_SPP_N | RMPA | SPP_N | External | Winter | B17 | 100 | 210 | 0 | 63.7 | 58.94 | 8 | 0
2035 | RMPA_2_SPP_N | RMPA | SPP_N | External | Winter | B18 | 400 | 210 | 0 | 60.53 | 55.53 | 8 | 0
2035 | RMPA_2_SPP_N | RMPA | SPP_N | External | Winter | B19 | 700 | 210 | 0 | 60.53 | 53.26 | 8 | 0
2035 | RMPA_2_SPP_N | RMPA | SPP_N | External | Winter | B20 | 935 | 210 | 0 | 51.75 | 50.84 | 8 | 0
2035 | SPP_N_2_RMPA | SPP_N | RMPA | External | Shoulder | B11 | 25 | 210 | 0 | 85.16 | 59.27 | 5 | 0
2035 | SPP_N_2_RMPA | SPP_N | RMPA | External | Shoulder | B12 | 200 | 210 | 0 | 62.14 | 59.27 | 5 | 0
2035 | SPP_N_2_RMPA | SPP_N | RMPA | External | Shoulder | B13 | 600 | 210 | 0 | 55.3 | 58.51 | 5 | 0
2035 | SPP_N_2_RMPA | SPP_N | RMPA | External | Shoulder | B14 | 900 | 210 | 0 | 53.52 | 58.51 | 5 | 0
2035 | SPP_N_2_RMPA | SPP_N | RMPA | External | Shoulder | B15 | 1203 | 210 | 0 | 49.71 | 54.7 | 5 | 0
2035 | SPP_N_2_RMPA | SPP_N | RMPA | External | Summer | B1 | 10 | 210 | 0 | 90.63 | 86.76 | 5 | 0
2035 | SPP_N_2_RMPA | SPP_N | RMPA | External | Summer | B2 | 25 | 210 | 0 | 90.63 | 86.76 | 5 | 0
2035 | SPP_N_2_RMPA | SPP_N | RMPA | External | Summer | B3 | 75 | 210 | 0 | 88.32 | 86.76 | 5 | 0
2035 | SPP_N_2_RMPA | SPP_N | RMPA | External | Summer | B4 | 100 | 210 | 0 | 88.32 | 80.31 | 5 | 0
2035 | SPP_N_2_RMPA | SPP_N | RMPA | External | Summer | B5 | 200 | 210 | 0 | 86 | 72.4 | 5 | 0
2035 | SPP_N_2_RMPA | SPP_N | RMPA | External | Summer | B6 | 300 | 210 | 0 | 70.94 | 62.93 | 5 | 0
2035 | SPP_N_2_RMPA | SPP_N | RMPA | External | Summer | B7 | 400 | 210 | 0 | 56.07 | 56.9 | 5 | 0
2035 | SPP_N_2_RMPA | SPP_N | RMPA | External | Summer | B8 | 500 | 210 | 210 | 51.74 | 56.9 | 5 | 0.16
2035 | SPP_N_2_RMPA | SPP_N | RMPA | External | Summer | B9 | 800 | 210 | 0 | 51.6 | 56.59 | 5 | 0
2035 | SPP_N_2_RMPA | SPP_N | RMPA | External | Summer | B10 | 1262 | 210 | 0 | 46.9 | 49.05 | 5 | 0
2035 | SPP_N_2_RMPA | SPP_N | RMPA | External | Winter | B16 | 25 | 210 | 0 | 77.83 | 71.38 | 5 | 0
2035 | SPP_N_2_RMPA | SPP_N | RMPA | External | Winter | B17 | 100 | 210 | 0 | 58.94 | 63.7 | 5 | 0
2035 | SPP_N_2_RMPA | SPP_N | RMPA | External | Winter | B18 | 400 | 210 | 127.52 | 55.53 | 60.53 | 5 | 0
2035 | SPP_N_2_RMPA | SPP_N | RMPA | External | Winter | B19 | 700 | 210 | 210 | 53.26 | 60.53 | 5 | 2.27
2035 | SPP_N_2_RMPA | SPP_N | RMPA | External | Winter | B20 | 935 | 210 | 0 | 50.84 | 51.75 | 5 | 0
2035 | SPP_S_2_ERCOT | SPP_S | ERCOT | External | Shoulder | B11 | 25 | 800 | 339.51 | 73.16 | 78.16 | 5 | 0
2035 | SPP_S_2_ERCOT | SPP_S | ERCOT | External | Shoulder | B12 | 200 | 800 | 0 | 53.52 | 58.18 | 5 | 0
2035 | SPP_S_2_ERCOT | SPP_S | ERCOT | External | Shoulder | B13 | 600 | 800 | 0 | 53.4 | 53.32 | 5 | 0
2035 | SPP_S_2_ERCOT | SPP_S | ERCOT | External | Shoulder | B14 | 900 | 800 | 0 | 50.45 | 53.32 | 5 | 0
2035 | SPP_S_2_ERCOT | SPP_S | ERCOT | External | Shoulder | B15 | 1203 | 800 | 0 | 48.61 | 53.32 | 5 | 0
2035 | SPP_S_2_ERCOT | SPP_S | ERCOT | External | Summer | B1 | 10 | 800 | 800 | 73.57 | 88.33 | 5 | 9.76
2035 | SPP_S_2_ERCOT | SPP_S | ERCOT | External | Summer | B2 | 25 | 800 | 800 | 74.74 | 88.33 | 5 | 8.58
2035 | SPP_S_2_ERCOT | SPP_S | ERCOT | External | Summer | B3 | 75 | 800 | 0 | 75.37 | 75.93 | 5 | 0
2035 | SPP_S_2_ERCOT | SPP_S | ERCOT | External | Summer | B4 | 100 | 800 | 0 | 74.74 | 75.93 | 5 | 0
2035 | SPP_S_2_ERCOT | SPP_S | ERCOT | External | Summer | B5 | 200 | 800 | 0 | 74.74 | 75.93 | 5 | 0
2035 | SPP_S_2_ERCOT | SPP_S | ERCOT | External | Summer | B6 | 300 | 800 | 458.27 | 70.93 | 75.93 | 5 | 0
2035 | SPP_S_2_ERCOT | SPP_S | ERCOT | External | Summer | B7 | 400 | 800 | 800 | 54.1 | 64.05 | 5 | 4.95
2035 | SPP_S_2_ERCOT | SPP_S | ERCOT | External | Summer | B8 | 500 | 800 | 0 | 51.73 | 51.83 | 5 | 0
2035 | SPP_S_2_ERCOT | SPP_S | ERCOT | External | Summer | B9 | 800 | 800 | 0 | 51.61 | 51.83 | 5 | 0
2035 | SPP_S_2_ERCOT | SPP_S | ERCOT | External | Summer | B10 | 1262 | 800 | 0 | 46.91 | 51.83 | 5 | 0
2035 | SPP_S_2_ERCOT | SPP_S | ERCOT | External | Winter | B16 | 25 | 800 | 763.56 | 57.13 | 62.13 | 5 | 0
2035 | SPP_S_2_ERCOT | SPP_S | ERCOT | External | Winter | B17 | 100 | 800 | 0 | 57 | 59.57 | 5 | 0
2035 | SPP_S_2_ERCOT | SPP_S | ERCOT | External | Winter | B18 | 400 | 800 | 0 | 55.52 | 56.47 | 5 | 0
2035 | SPP_S_2_ERCOT | SPP_S | ERCOT | External | Winter | B19 | 700 | 800 | 0 | 52.24 | 56.47 | 5 | 0
2035 | SPP_S_2_ERCOT | SPP_S | ERCOT | External | Winter | B20 | 935 | 800 | 800 | 50.83 | 56.47 | 5 | 0.64
2040 | AZ_NM_SNV_Coal_2_SPP_S | AZ_NM_SNV_Coal | SPP_S | External | Shoulder | B11 | 25 | 400 | 0 | 78.33 | 81.87 | 8.17 | 0
2040 | AZ_NM_SNV_Coal_2_SPP_S | AZ_NM_SNV_Coal | SPP_S | External | Shoulder | B12 | 200 | 400 | 0 | 70.17 | 59.39 | 8.17 | 0
2040 | AZ_NM_SNV_Coal_2_SPP_S | AZ_NM_SNV_Coal | SPP_S | External | Shoulder | B13 | 600 | 400 | 0 | 70.16 | 59.25 | 8.17 | 0
2040 | AZ_NM_SNV_Coal_2_SPP_S | AZ_NM_SNV_Coal | SPP_S | External | Shoulder | B14 | 900 | 400 | 0 | 65.33 | 54.84 | 8.17 | 0
2040 | AZ_NM_SNV_Coal_2_SPP_S | AZ_NM_SNV_Coal | SPP_S | External | Shoulder | B15 | 1203 | 400 | 0 | 61.35 | 54.25 | 8.17 | 0
2040 | AZ_NM_SNV_Coal_2_SPP_S | AZ_NM_SNV_Coal | SPP_S | External | Summer | B1 | 10 | 400 | 0 | 126.85 | 83.11 | 8.17 | 0
2040 | AZ_NM_SNV_Coal_2_SPP_S | AZ_NM_SNV_Coal | SPP_S | External | Summer | B2 | 25 | 400 | 0 | 117.69 | 83.82 | 8.17 | 0
2040 | AZ_NM_SNV_Coal_2_SPP_S | AZ_NM_SNV_Coal | SPP_S | External | Summer | B3 | 75 | 400 | 0 | 117.69 | 83.82 | 8.17 | 0
2040 | AZ_NM_SNV_Coal_2_SPP_S | AZ_NM_SNV_Coal | SPP_S | External | Summer | B4 | 100 | 400 | 0 | 117.69 | 83.11 | 8.17 | 0
2040 | AZ_NM_SNV_Coal_2_SPP_S | AZ_NM_SNV_Coal | SPP_S | External | Summer | B5 | 200 | 400 | 0 | 86.7 | 83.11 | 8.17 | 0
2040 | AZ_NM_SNV_Coal_2_SPP_S | AZ_NM_SNV_Coal | SPP_S | External | Summer | B6 | 300 | 400 | 0 | 79.48 | 76.1 | 8.17 | 0
2040 | AZ_NM_SNV_Coal_2_SPP_S | AZ_NM_SNV_Coal | SPP_S | External | Summer | B7 | 400 | 400 | 0 | 79.45 | 60.08 | 8.17 | 0
2040 | AZ_NM_SNV_Coal_2_SPP_S | AZ_NM_SNV_Coal | SPP_S | External | Summer | B8 | 500 | 400 | 0 | 79.25 | 57.43 | 8.17 | 0
2040 | AZ_NM_SNV_Coal_2_SPP_S | AZ_NM_SNV_Coal | SPP_S | External | Summer | B9 | 800 | 400 | 0 | 78.33 | 57.04 | 8.17 | 0
2040 | AZ_NM_SNV_Coal_2_SPP_S | AZ_NM_SNV_Coal | SPP_S | External | Summer | B10 | 1262 | 400 | 0 | 59.12 | 52.51 | 8.17 | 0
2040 | AZ_NM_SNV_Coal_2_SPP_S | AZ_NM_SNV_Coal | SPP_S | External | Winter | B16 | 25 | 400 | 0 | 85 | 64.31 | 8.17 | 0
2040 | AZ_NM_SNV_Coal_2_SPP_S | AZ_NM_SNV_Coal | SPP_S | External | Winter | B17 | 100 | 400 | 0 | 75.23 | 63.27 | 8.17 | 0
2040 | AZ_NM_SNV_Coal_2_SPP_S | AZ_NM_SNV_Coal | SPP_S | External | Winter | B18 | 400 | 400 | 0 | 72.74 | 60.6 | 8.17 | 0
2040 | AZ_NM_SNV_Coal_2_SPP_S | AZ_NM_SNV_Coal | SPP_S | External | Winter | B19 | 700 | 400 | 0 | 70.34 | 59.01 | 8.17 | 0
2040 | AZ_NM_SNV_Coal_2_SPP_S | AZ_NM_SNV_Coal | SPP_S | External | Winter | B20 | 935 | 400 | 0 | 66.04 | 50.88 | 8.17 | 0
2040 | ERCOT_2_SPP_S | ERCOT | SPP_S | External | Shoulder | B11 | 25 | 800 | 0 | 86.87 | 81.87 | 8 | 0
2040 | ERCOT_2_SPP_S | ERCOT | SPP_S | External | Shoulder | B12 | 200 | 800 | 0 | 64.6 | 59.39 | 8 | 0
2040 | ERCOT_2_SPP_S | ERCOT | SPP_S | External | Shoulder | B13 | 600 | 800 | 0 | 59.18 | 59.25 | 8 | 0
2040 | ERCOT_2_SPP_S | ERCOT | SPP_S | External | Shoulder | B14 | 900 | 800 | 0 | 59.18 | 54.84 | 8 | 0
2040 | ERCOT_2_SPP_S | ERCOT | SPP_S | External | Shoulder | B15 | 1203 | 800 | 0 | 56.93 | 54.25 | 8 | 0
2040 | ERCOT_2_SPP_S | ERCOT | SPP_S | External | Summer | B1 | 10 | 800 | 0 | 97.53 | 83.11 | 8 | 0
2040 | ERCOT_2_SPP_S | ERCOT | SPP_S | External | Summer | B2 | 25 | 800 | 0 | 97.53 | 83.82 | 8 | 0
2040 | ERCOT_2_SPP_S | ERCOT | SPP_S | External | Summer | B3 | 75 | 800 | 0 | 84.4 | 83.82 | 8 | 0
2040 | ERCOT_2_SPP_S | ERCOT | SPP_S | External | Summer | B4 | 100 | 800 | 0 | 84.4 | 83.11 | 8 | 0
2040 | ERCOT_2_SPP_S | ERCOT | SPP_S | External | Summer | B5 | 200 | 800 | 0 | 84.4 | 83.11 | 8 | 0
2040 | ERCOT_2_SPP_S | ERCOT | SPP_S | External | Summer | B6 | 300 | 800 | 0 | 84.4 | 76.1 | 8 | 0
2040 | ERCOT_2_SPP_S | ERCOT | SPP_S | External | Summer | B7 | 400 | 800 | 0 | 62.77 | 60.08 | 8 | 0
2040 | ERCOT_2_SPP_S | ERCOT | SPP_S | External | Summer | B8 | 500 | 800 | 0 | 57.52 | 57.43 | 8 | 0
2040 | ERCOT_2_SPP_S | ERCOT | SPP_S | External | Summer | B9 | 800 | 800 | 0 | 57.52 | 57.04 | 8 | 0
2040 | ERCOT_2_SPP_S | ERCOT | SPP_S | External | Summer | B10 | 1262 | 800 | 0 | 57.52 | 52.51 | 8 | 0
2040 | ERCOT_2_SPP_S | ERCOT | SPP_S | External | Winter | B16 | 25 | 800 | 0 | 69.31 | 64.31 | 8 | 0
2040 | ERCOT_2_SPP_S | ERCOT | SPP_S | External | Winter | B17 | 100 | 800 | 0 | 62.65 | 63.27 | 8 | 0
2040 | ERCOT_2_SPP_S | ERCOT | SPP_S | External | Winter | B18 | 400 | 800 | 0 | 62.65 | 60.6 | 8 | 0
2040 | ERCOT_2_SPP_S | ERCOT | SPP_S | External | Winter | B19 | 700 | 800 | 0 | 62.65 | 59.01 | 8 | 0
2040 | ERCOT_2_SPP_S | ERCOT | SPP_S | External | Winter | B20 | 935 | 800 | 0 | 57.29 | 50.88 | 8 | 0
2040 | MAPP_US_2_RMPA | MAPP_US | RMPA | External | Shoulder | B11 | 25 | 200 | 0 | 77.77 | 65.38 | 8 | 0
2040 | MAPP_US_2_RMPA | MAPP_US | RMPA | External | Shoulder | B12 | 200 | 200 | 0 | 57.43 | 64.32 | 8 | 0
2040 | MAPP_US_2_RMPA | MAPP_US | RMPA | External | Shoulder | B13 | 600 | 200 | 200 | 52.85 | 62 | 8 | 1.14
2040 | MAPP_US_2_RMPA | MAPP_US | RMPA | External | Shoulder | B14 | 900 | 200 | 200 | 51.97 | 60.24 | 8 | 0.27
2040 | MAPP_US_2_RMPA | MAPP_US | RMPA | External | Shoulder | B15 | 1203 | 200 | 176.83 | 45.18 | 53.18 | 8 | 0
2040 | MAPP_US_2_RMPA | MAPP_US | RMPA | External | Summer | B1 | 10 | 200 | 0 | 90.66 | 95.17 | 8 | 0
2040 | MAPP_US_2_RMPA | MAPP_US | RMPA | External | Summer | B2 | 25 | 200 | 0 | 90.13 | 95.17 | 8 | 0
2040 | MAPP_US_2_RMPA | MAPP_US | RMPA | External | Summer | B3 | 75 | 200 | 0 | 90.13 | 95.17 | 8 | 0
2040 | MAPP_US_2_RMPA | MAPP_US | RMPA | External | Summer | B4 | 100 | 200 | 0 | 90.13 | 89.13 | 8 | 0
2040 | MAPP_US_2_RMPA | MAPP_US | RMPA | External | Summer | B5 | 200 | 200 | 0 | 81.22 | 73.22 | 8 | 0
2040 | MAPP_US_2_RMPA | MAPP_US | RMPA | External | Summer | B6 | 300 | 200 | 0 | 62.09 | 62.75 | 8 | 0
2040 | MAPP_US_2_RMPA | MAPP_US | RMPA | External | Summer | B7 | 400 | 200 | 200 | 53.08 | 62.75 | 8 | 1.66
2040 | MAPP_US_2_RMPA | MAPP_US | RMPA | External | Summer | B8 | 500 | 200 | 200 | 46.2 | 62.75 | 8 | 8.55
2040 | MAPP_US_2_RMPA | MAPP_US | RMPA | External | Summer | B9 | 800 | 200 | 200 | 43.03 | 55.03 | 8 | 4
2040 | MAPP_US_2_RMPA | MAPP_US | RMPA | External | Summer | B10 | 1262 | 200 | 0 | 40.31 | 47.31 | 8 | 0
2040 | MAPP_US_2_RMPA | MAPP_US | RMPA | External | Winter | B16 | 25 | 200 | 0 | 75.55 | 76.83 | 8 | 0
2040 | MAPP_US_2_RMPA | MAPP_US | RMPA | External | Winter | B17 | 100 | 200 | 200 | 61.98 | 70.34 | 8 | 0.36
2040 | MAPP_US_2_RMPA | MAPP_US | RMPA | External | Winter | B18 | 400 | 200 | 200 | 55.1 | 65.53 | 8 | 2.43
2040 | MAPP_US_2_RMPA | MAPP_US | RMPA | External | Winter | B19 | 700 | 200 | 200 | 55.1 | 65.53 | 8 | 2.43
2040 | MAPP_US_2_RMPA | MAPP_US | RMPA | External | Winter | B20 | 935 | 200 | 0 | 42.95 | 47.37 | 8 | 0
2040 | NE_2_RMPA | NE | RMPA | External | Shoulder | B11 | 25 | 310 | 0 | 84.77 | 65.38 | 5 | 0
2040 | NE_2_RMPA | NE | RMPA | External | Shoulder | B12 | 200 | 310 | 0 | 59.77 | 64.32 | 5 | 0
2040 | NE_2_RMPA | NE | RMPA | External | Shoulder | B13 | 600 | 310 | 0 | 59.23 | 62 | 5 | 0
2040 | NE_2_RMPA | NE | RMPA | External | Shoulder | B14 | 900 | 310 | 210.68 | 55.24 | 60.24 | 5 | 0
2040 | NE_2_RMPA | NE | RMPA | External | Shoulder | B15 | 1203 | 310 | 63.85 | 48.18 | 53.18 | 5 | 0
2040 | NE_2_RMPA | NE | RMPA | External | Summer | B1 | 10 | 310 | 0 | 97.66 | 95.17 | 5 | 0
2040 | NE_2_RMPA | NE | RMPA | External | Summer | B2 | 25 | 310 | 0 | 97.13 | 95.17 | 5 | 0
2040 | NE_2_RMPA | NE | RMPA | External | Summer | B3 | 75 | 310 | 0 | 97.13 | 95.17 | 5 | 0
2040 | NE_2_RMPA | NE | RMPA | External | Summer | B4 | 100 | 310 | 0 | 97.13 | 89.13 | 5 | 0
2040 | NE_2_RMPA | NE | RMPA | External | Summer | B5 | 200 | 310 | 0 | 88.22 | 73.22 | 5 | 0
2040 | NE_2_RMPA | NE | RMPA | External | Summer | B6 | 300 | 310 | 0 | 69.09 | 62.75 | 5 | 0
2040 | NE_2_RMPA | NE | RMPA | External | Summer | B7 | 400 | 310 | 0 | 60.08 | 62.75 | 5 | 0
2040 | NE_2_RMPA | NE | RMPA | External | Summer | B8 | 500 | 310 | 310 | 53.2 | 62.75 | 5 | 4.55
2040 | NE_2_RMPA | NE | RMPA | External | Summer | B9 | 800 | 310 | 265.82 | 50.03 | 55.03 | 5 | 0
2040 | NE_2_RMPA | NE | RMPA | External | Summer | B10 | 1262 | 310 | 235.75 | 42.31 | 47.31 | 5 | 0
2040 | NE_2_RMPA | NE | RMPA | External | Winter | B16 | 25 | 310 | 0 | 82.55 | 76.83 | 5 | 0
2040 | NE_2_RMPA | NE | RMPA | External | Winter | B17 | 100 | 310 | 310 | 63.98 | 70.34 | 5 | 1.36
2040 | NE_2_RMPA | NE | RMPA | External | Winter | B18 | 400 | 310 | 0 | 60.58 | 65.53 | 5 | 0
2040 | NE_2_RMPA | NE | RMPA | External | Winter | B19 | 700 | 310 | 310 | 59.01 | 65.53 | 5 | 1.52
2040 | NE_2_RMPA | NE | RMPA | External | Winter | B20 | 935 | 310 | 0 | 44.95 | 47.37 | 5 | 0
2040 | NWPP_Coal_2_MAPP_US | NWPP_Coal | MAPP_US | External | Shoulder | B11 | 25 | 150 | 0 | 70.16 | 77.77 | 8 | 0
2040 | NWPP_Coal_2_MAPP_US | NWPP_Coal | MAPP_US | External | Shoulder | B12 | 200 | 150 | 0 | 70.16 | 57.43 | 8 | 0
2040 | NWPP_Coal_2_MAPP_US | NWPP_Coal | MAPP_US | External | Shoulder | B13 | 600 | 150 | 0 | 70.16 | 52.85 | 8 | 0
2040 | NWPP_Coal_2_MAPP_US | NWPP_Coal | MAPP_US | External | Shoulder | B14 | 900 | 150 | 0 | 70.16 | 51.97 | 8 | 0
2040 | NWPP_Coal_2_MAPP_US | NWPP_Coal | MAPP_US | External | Shoulder | B15 | 1203 | 150 | 0 | 70.16 | 45.18 | 8 | 0
2040 | NWPP_Coal_2_MAPP_US | NWPP_Coal | MAPP_US | External | Summer | B1 | 10 | 150 | 150 | 70.16 | 90.66 | 8 | 12.5
2040 | NWPP_Coal_2_MAPP_US | NWPP_Coal | MAPP_US | External | Summer | B2 | 25 | 150 | 150 | 70.16 | 90.13 | 8 | 11.97
2040 | NWPP_Coal_2_MAPP_US | NWPP_Coal | MAPP_US | External | Summer | B3 | 75 | 150 | 150 | 70.16 | 90.13 | 8 | 11.97
2040 | NWPP_Coal_2_MAPP_US | NWPP_Coal | MAPP_US | External | Summer | B4 | 100 | 150 | 150 | 70.16 | 90.13 | 8 | 11.97
2040 | NWPP_Coal_2_MAPP_US | NWPP_Coal | MAPP_US | External | Summer | B5 | 200 | 150 | 150 | 70.16 | 81.22 | 8 | 3.06
2040 | NWPP_Coal_2_MAPP_US | NWPP_Coal | MAPP_US | External | Summer | B6 | 300 | 150 | 0 | 70.16 | 62.09 | 8 | 0
2040 | NWPP_Coal_2_MAPP_US | NWPP_Coal | MAPP_US | External | Summer | B7 | 400 | 150 | 0 | 70.16 | 53.08 | 8 | 0
2040 | NWPP_Coal_2_MAPP_US | NWPP_Coal | MAPP_US | External | Summer | B8 | 500 | 150 | 0 | 70.16 | 46.2 | 8 | 0
2040 | NWPP_Coal_2_MAPP_US | NWPP_Coal | MAPP_US | External | Summer | B9 | 800 | 150 | 0 | 70.16 | 43.03 | 8 | 0
2040 | NWPP_Coal_2_MAPP_US | NWPP_Coal | MAPP_US | External | Summer | B10 | 1262 | 150 | 0 | 70.16 | 40.31 | 8 | 0
2040 | NWPP_Coal_2_MAPP_US | NWPP_Coal | MAPP_US | External | Winter | B16 | 25 | 150 | 0 | 76.83 | 75.55 | 8 | 0
2040 | NWPP_Coal_2_MAPP_US | NWPP_Coal | MAPP_US | External | Winter | B17 | 100 | 150 | 0 | 75.22 | 61.98 | 8 | 0
2040 | NWPP_Coal_2_MAPP_US | NWPP_Coal | MAPP_US | External | Winter | B18 | 400 | 150 | 0 | 75.22 | 55.1 | 8 | 0
2040 | NWPP_Coal_2_MAPP_US | NWPP_Coal | MAPP_US | External | Winter | B19 | 700 | 150 | 0 | 75.22 | 55.1 | 8 | 0
2040 | NWPP_Coal_2_MAPP_US | NWPP_Coal | MAPP_US | External | Winter | B20 | 935 | 150 | 0 | 75.22 | 42.95 | 8 | 0
2040 | RMPA_2_MAPP_US | RMPA | MAPP_US | External | Shoulder | B11 | 25 | 200 | 200 | 65.38 | 77.77 | 8 | 4.39
2040 | RMPA_2_MAPP_US | RMPA | MAPP_US | External | Shoulder | B12 | 200 | 200 | 0 | 64.32 | 57.43 | 8 | 0
2040 | RMPA_2_MAPP_US | RMPA | MAPP_US | External | Shoulder | B13 | 600 | 200 | 0 | 62 | 52.85 | 8 | 0
2040 | RMPA_2_MAPP_US | RMPA | MAPP_US | External | Shoulder | B14 | 900 | 200 | 0 | 60.24 | 51.97 | 8 | 0
2040 | RMPA_2_MAPP_US | RMPA | MAPP_US | External | Shoulder | B15 | 1203 | 200 | 0 | 53.18 | 45.18 | 8 | 0
2040 | RMPA_2_MAPP_US | RMPA | MAPP_US | External | Summer | B1 | 10 | 200 | 0 | 95.17 | 90.66 | 8 | 0
2040 | RMPA_2_MAPP_US | RMPA | MAPP_US | External | Summer | B2 | 25 | 200 | 0 | 95.17 | 90.13 | 8 | 0
2040 | RMPA_2_MAPP_US | RMPA | MAPP_US | External | Summer | B3 | 75 | 200 | 0 | 95.17 | 90.13 | 8 | 0
2040 | RMPA_2_MAPP_US | RMPA | MAPP_US | External | Summer | B4 | 100 | 200 | 0 | 89.13 | 90.13 | 8 | 0
2040 | RMPA_2_MAPP_US | RMPA | MAPP_US | External | Summer | B5 | 200 | 200 | 33.3 | 73.22 | 81.22 | 8 | 0
2040 | RMPA_2_MAPP_US | RMPA | MAPP_US | External | Summer | B6 | 300 | 200 | 0 | 62.75 | 62.09 | 8 | 0
2040 | RMPA_2_MAPP_US | RMPA | MAPP_US | External | Summer | B7 | 400 | 200 | 0 | 62.75 | 53.08 | 8 | 0
2040 | RMPA_2_MAPP_US | RMPA | MAPP_US | External | Summer | B8 | 500 | 200 | 0 | 62.75 | 46.2 | 8 | 0
2040 | RMPA_2_MAPP_US | RMPA | MAPP_US | External | Summer | B9 | 800 | 200 | 0 | 55.03 | 43.03 | 8 | 0
2040 | RMPA_2_MAPP_US | RMPA | MAPP_US | External | Summer | B10 | 1262 | 200 | 0 | 47.31 | 40.31 | 8 | 0
2040 | RMPA_2_MAPP_US | RMPA | MAPP_US | External | Winter | B16 | 25 | 200 | 0 | 76.83 | 75.55 | 8 | 0
2040 | RMPA_2_MAPP_US | RMPA | MAPP_US | External | Winter | B17 | 100 | 200 | 0 | 70.34 | 61.98 | 8 | 0
2040 | RMPA_2_MAPP_US | RMPA | MAPP_US | External | Winter | B18 | 400 | 200 | 0 | 65.53 | 55.1 | 8 | 0
2040 | RMPA_2_MAPP_US | RMPA | MAPP_US | External | Winter | B19 | 700 | 200 | 0 | 65.53 | 55.1 | 8 | 0
2040 | RMPA_2_MAPP_US | RMPA | MAPP_US | External | Winter | B20 | 935 | 200 | 0 | 47.37 | 42.95 | 8 | 0
2040 | RMPA_2_NE | RMPA | NE | External | Shoulder | B11 | 25 | 310 | 310 | 65.38 | 84.77 | 8 | 11.39
2040 | RMPA_2_NE | RMPA | NE | External | Shoulder | B12 | 200 | 310 | 0 | 64.32 | 59.77 | 8 | 0
2040 | RMPA_2_NE | RMPA | NE | External | Shoulder | B13 | 600 | 310 | 0 | 62 | 59.23 | 8 | 0
2040 | RMPA_2_NE | RMPA | NE | External | Shoulder | B14 | 900 | 310 | 0 | 60.24 | 55.24 | 8 | 0
2040 | RMPA_2_NE | RMPA | NE | External | Shoulder | B15 | 1203 | 310 | 0 | 53.18 | 48.18 | 8 | 0
2040 | RMPA_2_NE | RMPA | NE | External | Summer | B1 | 10 | 310 | 0 | 95.17 | 97.66 | 8 | 0
2040 | RMPA_2_NE | RMPA | NE | External | Summer | B2 | 25 | 310 | 0 | 95.17 | 97.13 | 8 | 0
2040 | RMPA_2_NE | RMPA | NE | External | Summer | B3 | 75 | 310 | 0 | 95.17 | 97.13 | 8 | 0
2040 | RMPA_2_NE | RMPA | NE | External | Summer | B4 | 100 | 310 | 97.15 | 89.13 | 97.13 | 8 | 0
2040 | RMPA_2_NE | RMPA | NE | External | Summer | B5 | 200 | 310 | 310 | 73.22 | 88.22 | 8 | 7
2040 | RMPA_2_NE | RMPA | NE | External | Summer | B6 | 300 | 310 | 0 | 62.75 | 69.09 | 8 | 0
2040 | RMPA_2_NE | RMPA | NE | External | Summer | B7 | 400 | 310 | 0 | 62.75 | 60.08 | 8 | 0
2040 | RMPA_2_NE | RMPA | NE | External | Summer | B8 | 500 | 310 | 0 | 62.75 | 53.2 | 8 | 0
2040 | RMPA_2_NE | RMPA | NE | External | Summer | B9 | 800 | 310 | 0 | 55.03 | 50.03 | 8 | 0
2040 | RMPA_2_NE | RMPA | NE | External | Summer | B10 | 1262 | 310 | 0 | 47.31 | 42.31 | 8 | 0
2040 | RMPA_2_NE | RMPA | NE | External | Winter | B16 | 25 | 310 | 0 | 76.83 | 82.55 | 8 | 0
2040 | RMPA_2_NE | RMPA | NE | External | Winter | B17 | 100 | 310 | 0 | 70.34 | 63.98 | 8 | 0
2040 | RMPA_2_NE | RMPA | NE | External | Winter | B18 | 400 | 310 | 0 | 65.53 | 60.58 | 8 | 0
2040 | RMPA_2_NE | RMPA | NE | External | Winter | B19 | 700 | 310 | 0 | 65.53 | 59.01 | 8 | 0
2040 | RMPA_2_NE | RMPA | NE | External | Winter | B20 | 935 | 310 | 0 | 47.37 | 44.95 | 8 | 0
2040 | RMPA_2_SPP_N | RMPA | SPP_N | External | Shoulder | B11 | 25 | 210 | 210 | 65.38 | 91.77 | 8 | 18.39
2040 | RMPA_2_SPP_N | RMPA | SPP_N | External | Shoulder | B12 | 200 | 210 | 0 | 64.32 | 59.79 | 8 | 0
2040 | RMPA_2_SPP_N | RMPA | SPP_N | External | Shoulder | B13 | 600 | 210 | 0 | 62 | 59.24 | 8 | 0
2040 | RMPA_2_SPP_N | RMPA | SPP_N | External | Shoulder | B14 | 900 | 210 | 0 | 60.24 | 55.25 | 8 | 0
2040 | RMPA_2_SPP_N | RMPA | SPP_N | External | Shoulder | B15 | 1203 | 210 | 0 | 53.18 | 54.26 | 8 | 0
2040 | RMPA_2_SPP_N | RMPA | SPP_N | External | Summer | B1 | 10 | 210 | 0 | 95.17 | 97.67 | 8 | 0
2040 | RMPA_2_SPP_N | RMPA | SPP_N | External | Summer | B2 | 25 | 210 | 0 | 95.17 | 97.66 | 8 | 0
2040 | RMPA_2_SPP_N | RMPA | SPP_N | External | Summer | B3 | 75 | 210 | 0 | 95.17 | 97.66 | 8 | 0
2040 | RMPA_2_SPP_N | RMPA | SPP_N | External | Summer | B4 | 100 | 210 | 210 | 89.13 | 97.66 | 8 | 0.53
2040 | RMPA_2_SPP_N | RMPA | SPP_N | External | Summer | B5 | 200 | 210 | 210 | 73.22 | 91.71 | 8 | 10.49
2040 | RMPA_2_SPP_N | RMPA | SPP_N | External | Summer | B6 | 300 | 210 | 210 | 62.75 | 76.09 | 8 | 5.34
2040 | RMPA_2_SPP_N | RMPA | SPP_N | External | Summer | B7 | 400 | 210 | 0 | 62.75 | 60.09 | 8 | 0
2040 | RMPA_2_SPP_N | RMPA | SPP_N | External | Summer | B8 | 500 | 210 | 0 | 62.75 | 57.42 | 8 | 0
2040 | RMPA_2_SPP_N | RMPA | SPP_N | External | Summer | B9 | 800 | 210 | 0 | 55.03 | 57.03 | 8 | 0
2040 | RMPA_2_SPP_N | RMPA | SPP_N | External | Summer | B10 | 1262 | 210 | 0 | 47.31 | 52.5 | 8 | 0
2040 | RMPA_2_SPP_N | RMPA | SPP_N | External | Winter | B16 | 25 | 210 | 0 | 76.83 | 82.56 | 8 | 0
2040 | RMPA_2_SPP_N | RMPA | SPP_N | External | Winter | B17 | 100 | 210 | 0 | 70.34 | 63.99 | 8 | 0
2040 | RMPA_2_SPP_N | RMPA | SPP_N | External | Winter | B18 | 400 | 210 | 0 | 65.53 | 60.59 | 8 | 0
2040 | RMPA_2_SPP_N | RMPA | SPP_N | External | Winter | B19 | 700 | 210 | 0 | 65.53 | 59.02 | 8 | 0
2040 | RMPA_2_SPP_N | RMPA | SPP_N | External | Winter | B20 | 935 | 210 | 0 | 47.37 | 50.86 | 8 | 0
2040 | SPP_N_2_RMPA | SPP_N | RMPA | External | Shoulder | B11 | 25 | 210 | 0 | 91.77 | 65.38 | 5 | 0
2040 | SPP_N_2_RMPA | SPP_N | RMPA | External | Shoulder | B12 | 200 | 210 | 0 | 59.79 | 64.32 | 5 | 0
2040 | SPP_N_2_RMPA | SPP_N | RMPA | External | Shoulder | B13 | 600 | 210 | 0 | 59.24 | 62 | 5 | 0
2040 | SPP_N_2_RMPA | SPP_N | RMPA | External | Shoulder | B14 | 900 | 210 | 0 | 55.25 | 60.24 | 5 | 0
2040 | SPP_N_2_RMPA | SPP_N | RMPA | External | Shoulder | B15 | 1203 | 210 | 0 | 54.26 | 53.18 | 5 | 0
2040 | SPP_N_2_RMPA | SPP_N | RMPA | External | Summer | B1 | 10 | 210 | 0 | 97.67 | 95.17 | 5 | 0
2040 | SPP_N_2_RMPA | SPP_N | RMPA | External | Summer | B2 | 25 | 210 | 0 | 97.66 | 95.17 | 5 | 0
2040 | SPP_N_2_RMPA | SPP_N | RMPA | External | Summer | B3 | 75 | 210 | 0 | 97.66 | 95.17 | 5 | 0
2040 | SPP_N_2_RMPA | SPP_N | RMPA | External | Summer | B4 | 100 | 210 | 0 | 97.66 | 89.13 | 5 | 0
2040 | SPP_N_2_RMPA | SPP_N | RMPA | External | Summer | B5 | 200 | 210 | 0 | 91.71 | 73.22 | 5 | 0
2040 | SPP_N_2_RMPA | SPP_N | RMPA | External | Summer | B6 | 300 | 210 | 0 | 76.09 | 62.75 | 5 | 0
2040 | SPP_N_2_RMPA | SPP_N | RMPA | External | Summer | B7 | 400 | 210 | 0 | 60.09 | 62.75 | 5 | 0
2040 | SPP_N_2_RMPA | SPP_N | RMPA | External | Summer | B8 | 500 | 210 | 210 | 57.42 | 62.75 | 5 | 0.32
2040 | SPP_N_2_RMPA | SPP_N | RMPA | External | Summer | B9 | 800 | 210 | 0 | 57.03 | 55.03 | 5 | 0
2040 | SPP_N_2_RMPA | SPP_N | RMPA | External | Summer | B10 | 1262 | 210 | 0 | 52.5 | 47.31 | 5 | 0
2040 | SPP_N_2_RMPA | SPP_N | RMPA | External | Winter | B16 | 25 | 210 | 0 | 82.56 | 76.83 | 5 | 0
2040 | SPP_N_2_RMPA | SPP_N | RMPA | External | Winter | B17 | 100 | 210 | 210 | 63.99 | 70.34 | 5 | 1.35
2040 | SPP_N_2_RMPA | SPP_N | RMPA | External | Winter | B18 | 400 | 210 | 0 | 60.59 | 65.53 | 5 | 0
2040 | SPP_N_2_RMPA | SPP_N | RMPA | External | Winter | B19 | 700 | 210 | 210 | 59.02 | 65.53 | 5 | 1.51
2040 | SPP_N_2_RMPA | SPP_N | RMPA | External | Winter | B20 | 935 | 210 | 0 | 50.86 | 47.37 | 5 | 0
2040 | SPP_S_2_ERCOT | SPP_S | ERCOT | External | Shoulder | B11 | 25 | 800 | 59.37 | 81.87 | 86.87 | 5 | 0
2040 | SPP_S_2_ERCOT | SPP_S | ERCOT | External | Shoulder | B12 | 200 | 800 | 800 | 59.39 | 64.6 | 5 | 0.21
2040 | SPP_S_2_ERCOT | SPP_S | ERCOT | External | Shoulder | B13 | 600 | 800 | 0 | 59.25 | 59.18 | 5 | 0
2040 | SPP_S_2_ERCOT | SPP_S | ERCOT | External | Shoulder | B14 | 900 | 800 | 0 | 54.84 | 59.18 | 5 | 0
2040 | SPP_S_2_ERCOT | SPP_S | ERCOT | External | Shoulder | B15 | 1203 | 800 | 0 | 54.25 | 56.93 | 5 | 0
2040 | SPP_S_2_ERCOT | SPP_S | ERCOT | External | Summer | B1 | 10 | 800 | 800 | 83.11 | 97.53 | 5 | 9.42
2040 | SPP_S_2_ERCOT | SPP_S | ERCOT | External | Summer | B2 | 25 | 800 | 800 | 83.82 | 97.53 | 5 | 8.72
2040 | SPP_S_2_ERCOT | SPP_S | ERCOT | External | Summer | B3 | 75 | 800 | 0 | 83.82 | 84.4 | 5 | 0
2040 | SPP_S_2_ERCOT | SPP_S | ERCOT | External | Summer | B4 | 100 | 800 | 0 | 83.11 | 84.4 | 5 | 0
2040 | SPP_S_2_ERCOT | SPP_S | ERCOT | External | Summer | B5 | 200 | 800 | 0 | 83.11 | 84.4 | 5 | 0
2040 | SPP_S_2_ERCOT | SPP_S | ERCOT | External | Summer | B6 | 300 | 800 | 800 | 76.1 | 84.4 | 5 | 3.3
2040 | SPP_S_2_ERCOT | SPP_S | ERCOT | External | Summer | B7 | 400 | 800 | 0 | 60.08 | 62.77 | 5 | 0
2040 | SPP_S_2_ERCOT | SPP_S | ERCOT | External | Summer | B8 | 500 | 800 | 0 | 57.43 | 57.52 | 5 | 0
2040 | SPP_S_2_ERCOT | SPP_S | ERCOT | External | Summer | B9 | 800 | 800 | 0 | 57.04 | 57.52 | 5 | 0
2040 | SPP_S_2_ERCOT | SPP_S | ERCOT | External | Summer | B10 | 1262 | 800 | 800 | 52.51 | 57.52 | 5 | 0
2040 | SPP_S_2_ERCOT | SPP_S | ERCOT | External | Winter | B16 | 25 | 800 | 712.88 | 64.31 | 69.31 | 5 | 0
2040 | SPP_S_2_ERCOT | SPP_S | ERCOT | External | Winter | B17 | 100 | 800 | 0 | 63.27 | 62.65 | 5 | 0
2040 | SPP_S_2_ERCOT | SPP_S | ERCOT | External | Winter | B18 | 400 | 800 | 0 | 60.6 | 62.65 | 5 | 0
2040 | SPP_S_2_ERCOT | SPP_S | ERCOT | External | Winter | B19 | 700 | 800 | 0 | 59.01 | 62.65 | 5 | 0
2040 | SPP_S_2_ERCOT | SPP_S | ERCOT | External | Winter | B20 | 935 | 800 | 800 | 50.88 | 57.29 | 5 | 1.42