## Title
Phase II, Scenario 2 Base
"The results presented herein use modeling assumptions developed by EIPC, EIPC stakeholders and CRA for purposes of EIPC capacity expansion modeling. As such, these results do not necessarily reflect the opinions or views of CRA or any individual EIPC stakeholder."

## Hourly HVDC Flows
Date | Hour | HVDCGRE-CO-6 2-GRE-DI-5 3--1 | HVDCGRE-CO-6 2-GRE-DI-5 3--2 | HVDCRAR RVR 2-NEPTCONV 3--3 | HVDCSQBUTTE4 2-ARROWHD4 2--4 | HVDCSQBUTTE4 2-ARROWHD4 2--5 | HVDCIA-G S-2 7-05SULLVA 7--6 | HVDCIATAN765 7-05HANG R 7--7 | HVDCBRKNGC-1 7-COLLI; 7--8 | HVDCLKFLDX-1 7-05GRNTWN 7--9 | HVDCMN-I S-1 7-05MARYSV 7--A | HVDCSOONER-1 7-05J.FERR 7--B | HVDCCNV_BRG1 -CNV_BRG2 --C | HVDCQ283HV-1 3-Q283HV-2 3--D
2030-01-01 | 1 | 153.4735 | 153.4735 | 28.7533 | 0 | 0 | 3777.208 | 3625.9746 | 3785.312 | 3743.1306 | 3642.53 | 3538.3291 | 0 | -1080.5876
2030-01-01 | 2 | 153.4735 | 153.4735 | 0 | 0 | 0 | 3777.208 | 3625.9746 | 3785.312 | 3743.1306 | 3642.53 | 3538.3291 | 0 | -1080.5876
2030-01-01 | 3 | 0 | 0 | 0 | 0 | 0 | 3777.208 | 3625.9746 | 3785.312 | 3743.1306 | 3642.53 | 3538.3291 | 0 | -1080.5876
2030-01-01 | 4 | 0 | 0 | 0 | 0 | 0 | 3777.208 | 3625.9746 | 3785.312 | 3743.1306 | 3642.53 | 3538.3291 | 0 | -1080.5876
2030-01-01 | 5 | 0 | 0 | 0 | 0 | 0 | 3777.208 | 3625.9746 | 3785.312 | 3743.1306 | 3642.53 | 3538.3291 | 0 | -1080.5876
2030-01-01 | 6 | 153.4735 | 153.4735 | 0 | 0 | 0 | 3777.208 | 3625.9746 | 3785.312 | 3743.1306 | 3642.53 | 3538.3291 | 0 | -1080.5876
2030-01-01 | 7 | 153.4735 | 153.4735 | 0 | 0 | 0 | 3777.208 | 3625.9746 | 3785.312 | 3743.1306 | 3642.53 | 3538.3291 | 0 | -1080.5876
2030-01-01 | 8 | 153.4735 | 153.4735 | 0 | 0 | 0 | 3777.208 | 3625.9746 | 3785.312 | 3743.1306 | 3642.53 | 3538.3291 | 0 | -1080.5876
2030-01-01 | 9 | 153.4735 | 153.4735 | 0 | 133.2797 | 133.2797 | 3777.208 | 3625.9746 | 3785.3108 | 3743.1306 | 3642.53 | 3538.3291 | 0 | -1080.5876
2030-01-01 | 10 | 153.4735 | 153.4735 | 0 | 133.2797 | 133.2797 | 3777.208 | 3625.9746 | 3785.312 | 3743.1306 | 3642.53 | 3538.3291 | 0 | -1080.5876
2030-01-01 | 11 | 153.4735 | 153.4735 | 0 | 66.6399 | 16.1635 | 3777.208 | 3625.9746 | 3785.312 | 3743.1306 | 3642.53 | 3538.3291 | 0 | -1080.5876
2030-01-01 | 12 | 153.4735 | 153.4735 | 0 | 66.6399 | 15.3859 | 3777.208 | 3625.9746 | 3785.312 | 3743.1306 | 3642.53 | 3538.3291 | 0 | -1080.5876
2030-01-01 | 13 | 153.4735 | 153.4735 | 0 | 126.4079 | 133.2797 | 3777.208 | 3625.9746 | 3785.312 | 3743.1306 | 3642.53 | 3538.3291 | 0 | -1080.5876
2030-01-01 | 14 | 153.4735 | 153.4735 | 0 | 0 | 0 | 3777.208 | 3625.9746 | 3785.312 | 3743.1306 | 3642.53 | 3538.3291 | 0 | -1080.5876
2030-01-01 | 15 | 153.4735 | 153.4735 | 0 | 12.5113 | 0 | 3777.208 | 3625.9746 | 3785.312 | 3743.1306 | 3642.53 | 3538.3291 | 0 | -1080.5876
2030-01-01 | 16 | 153.4735 | 153.4735 | 0 | 0 | 0 | 3777.208 | 3625.9746 | 3785.312 | 3743.1306 | 3642.53 | 3538.3291 | 0 | -1080.5876
2030-01-01 | 17 | 153.4735 | 153.4735 | 0 | 0 | 0 | 3777.208 | 3625.9746 | 3785.312 | 3743.1306 | 3642.53 | 3538.3291 | 0 | -1080.5876
2030-01-01 | 18 | 153.4735 | 153.4735 | 237.13 | 0 | 0 | 3777.208 | 3625.9746 | 3785.312 | 3743.1306 | 3642.53 | 3538.3291 | 323.5132 | -1.6451e-05
2030-01-01 | 19 | 153.4735 | 153.4735 | 646.4638 | 0 | 0 | 3777.208 | 3625.9746 | 3785.312 | 3743.1306 | 3642.53 | 3538.3291 | 647.0264 | 1080.5876
2030-01-01 | 20 | 153.4735 | 153.4735 | 209.895 | 0 | 0 | 3777.208 | 3625.9746 | 3785.312 | 3743.1306 | 3642.53 | 3538.3291 | 47.4724 | -198.766
2030-01-01 | 21 | 153.4735 | 153.4735 | 52.0344 | 0 | 0 | 3777.208 | 3625.9746 | 3785.312 | 3743.1306 | 3642.53 | 3538.3291 | 0 | -540.2938
2030-01-01 | 22 | 153.4735 | 153.4735 | 0 | 0 | 0 | 3777.208 | 3625.9746 | 3785.312 | 3743.1306 | 3642.53 | 3538.3291 | 0 | -1080.5876
2030-01-01 | 23 | 153.4735 | 153.4735 | 0 | 0 | 0 | 3777.208 | 3625.9746 | 3785.312 | 3743.1306 | 3642.53 | 3538.3291 | 0 | -1.6451e-05
2030-01-01 | 24 | 153.4735 | 153.4735 | 0 | 0 | 0 | 3777.208 | 3625.9746 | 3785.312 | 3743.1306 | 3642.53 | 3538.3291 | 0 | -1.6451e-05
2030-01-02 | 1 | 0 | 0 | 0 | 0 | 0 | 3777.208 | 3625.9746 | 3785.312 | 3743.1306 | 3642.53 | 3538.3291 | 0 | -1080.5876
2030-01-02 | 2 | 0 | 0 | 0 | 0 | 0 | 3777.208 | 3625.9746 | 3785.312 | 3743.1306 | 3642.53 | 3538.3291 | 0 | -1080.5876
2030-01-02 | 3 | 0 | 0 | 0 | 0 | 0 | 3777.208 | 3625.9746 | 2729.6321 | 3743.1306 | 3642.53 | 3538.3291 | 0 | -1080.5876
2030-01-02 | 4 | 0 | 0 | 0 | 0 | 0 | 3777.208 | 3625.9746 | 2926.2649 | 3743.1306 | 3642.53 | 3538.3291 | 0 | -1080.5876
2030-01-02 | 5 | 0 | 0 | 0 | 0 | 0 | 3777.208 | 3625.9746 | 3785.312 | 3743.1306 | 3642.53 | 3538.3291 | 0 | -1080.5876
2030-01-02 | 6 | 0 | 0 | 0 | 0 | 0 | 3777.208 | 3625.9746 | 3785.312 | 3743.1306 | 3642.53 | 3538.3291 | 0 | -1080.5876
2030-01-02 | 7 | 153.4735 | 130.9332 | 0 | 0 | 0 | 3777.208 | 3625.9746 | 3785.312 | 3743.1306 | 3642.53 | 3538.3291 | 0 | -1080.5876
2030-01-02 | 8 | 153.4735 | 153.4735 | 0 | 133.2797 | 91.2513 | 3777.208 | 3625.9746 | 3785.312 | 3743.1306 | 3642.53 | 3538.3291 | 0 | -1080.5876
2030-01-02 | 9 | 153.4735 | 153.4735 | 0 | 133.2797 | 113.9326 | 3777.208 | 3625.9746 | 3785.312 | 3743.1306 | 3642.53 | 3538.3291 | 0 | -1080.5876
2030-01-02 | 10 | 153.4735 | 153.4735 | 0 | 123.2892 | 133.2797 | 3777.208 | 3625.9746 | 3785.3108 | 3743.1306 | 3642.53 | 3538.3291 | 0 | -1080.5876
2030-01-02 | 11 | 153.4735 | 153.4735 | 0 | 133.2797 | 129.621 | 3777.208 | 3625.9746 | 3785.312 | 3743.1306 | 3642.53 | 3538.3291 | 0 | -1080.5876
2030-01-02 | 12 | 153.4735 | 153.4735 | 0 | 66.6399 | 69.8519 | 3777.208 | 3625.9746 | 3785.312 | 3743.1306 | 3642.53 | 3538.3291 | 0 | -1080.5876
2030-01-02 | 13 | 0 | 0 | 0 | 0 | 0 | 3777.208 | 3625.9746 | 3785.312 | 3743.1306 | 3642.53 | 3538.3291 | 0 | -1080.5876
2030-01-02 | 14 | 153.4735 | 76.5897 | 326.5136 | 0 | 0 | 3777.208 | 3625.9746 | 3785.312 | 3743.1306 | 3642.53 | 3538.3291 | 0 | -1080.5876
2030-01-02 | 15 | 153.4735 | 153.4735 | 0 | 4.2676 | 0 | 3777.2092 | 3625.9746 | 3785.312 | 3743.1306 | 3642.53 | 3538.3291 | 0 | -1080.5876
2030-01-02 | 16 | 153.4735 | 153.4735 | 0 | 66.6399 | 1.4916 | 3777.208 | 3625.9746 | 3785.312 | 3743.1306 | 3642.53 | 3538.3291 | 0 | -1080.5876
2030-01-02 | 17 | 153.4735 | 153.4735 | 0 | 51.1334 | 66.6399 | 3777.208 | 3625.9746 | 3785.312 | 3743.1306 | 3642.53 | 3538.3291 | 0 | -1080.5876
2030-01-02 | 18 | 153.4735 | 70.7591 | 152.9778 | 0 | 0 | 3777.208 | 3625.9746 | 3785.312 | 3743.1306 | 3642.53 | 3538.3291 | 596.2928 | 1080.5876
2030-01-02 | 19 | 153.4735 | 153.4735 | 201.1989 | 0 | 0 | 3777.208 | 3625.9746 | 3359.4089 | 3743.1306 | 3642.53 | 3538.3291 | 647.0264 | -1080.5876
2030-01-02 | 20 | 153.4735 | 153.4735 | 131.3308 | 0 | 0 | 3777.208 | 3625.9746 | -1876.3025 | 3743.1306 | 3642.53 | 3538.3291 | 647.0264 | -1080.5876
2030-01-02 | 21 | 153.4735 | 153.4735 | 646.4638 | 0 | 0 | 3777.208 | 1830.6255 | -2056.2847 | 3743.1306 | 3642.53 | 3538.3291 | 40.6628 | -1080.5876
2030-01-02 | 22 | 153.4735 | 153.4735 | 646.4638 | 0 | 0 | 3777.208 | 1812.9873 | -2057.0525 | 3743.1306 | 3642.53 | 1913.017 | 0 | -1080.5876
2030-01-02 | 23 | 153.4735 | 153.4735 | 628.7666 | 0 | 0 | 3777.208 | 1219.6095 | -1961.8501 | 1827.1844 | 3642.53 | 3538.3291 | 0 | -1080.5876
2030-01-02 | 24 | 153.4735 | 153.4735 | 75.6396 | 0 | 0 | 3777.208 | 1462.9785 | -1191.4535 | 3743.1306 | 3642.53 | 1769.1646 | 0 | -1080.5876
2030-01-03 | 1 | 153.4735 | 153.4735 | 561.5945 | 0 | 0 | 3777.208 | 2846.032 | -876.0475 | 3743.1306 | 3642.53 | 3538.3291 | 0 | -1080.5876
2030-01-03 | 2 | 153.4735 | 153.4735 | 124.7844 | 266.4473 | 266.4473 | 3777.208 | 3625.9746 | 3785.312 | 3743.1306 | 3642.53 | 3538.3291 | 0 | -1080.5876
2030-01-03 | 3 | 294.6491 | 153.4735 | 0 | 266.4473 | 266.4473 | 3777.208 | 3625.9746 | 1892.6559 | 3743.1306 | 3642.53 | 3538.3291 | 0 | -1080.5876
2030-01-03 | 4 | 192.3745 | 306.9471 | 0 | 266.4472 | 266.4473 | 3777.208 | 3625.9746 | 2392.9751 | 3743.1306 | 3642.53 | 3538.3291 | 0 | -1080.5876
2030-01-03 | 5 | 153.4735 | 153.4735 | 0 | 199.9196 | 189.1951 | 3777.208 | 3625.9746 | 3785.312 | 3743.1306 | 3642.53 | 3538.3291 | 0 | -1080.5876
2030-01-03 | 6 | 153.4735 | 153.4735 | 517.8259 | 199.9196 | 193.4046 | 3777.208 | 3625.9746 | 3785.312 | 3743.1306 | 3642.53 | 3538.3291 | 0 | -1080.5876
2030-01-03 | 7 | 153.4735 | 153.4735 | 0 | 101.2694 | 66.6399 | 3777.208 | 3625.9746 | 3785.312 | 3743.1306 | 3642.53 | 3538.3291 | 136.9137 | -1080.5876
2030-01-03 | 8 | 153.4735 | 291.274 | 215.2688 | 133.2797 | 133.2797 | 3777.208 | 3625.9746 | 3785.312 | 3743.1306 | 3642.53 | 3538.3291 | 101.9215 | -1080.5876
2030-01-03 | 9 | 447.4967 | 460.4206 | 646.4638 | 0 | 0 | 3777.208 | 3625.9746 | 2046.483 | 3743.1306 | 3642.53 | 3538.3291 | 0 | -1080.5876
2030-01-03 | 10 | 306.9471 | 201.0504 | 646.4638 | 199.9196 | 199.9196 | 3777.208 | 3625.9746 | 3540.5457 | 3743.1306 | 3642.53 | 3538.3291 | 305.5254 | -1080.5876
2030-01-03 | 11 | 168.1708 | 306.9471 | 449.2144 | 199.9196 | 199.9196 | 3777.208 | 3625.9746 | 3785.312 | 3743.1306 | 3642.53 | 3538.3291 | 594.8143 | -1080.5876
2030-01-03 | 12 | 153.4735 | 153.4735 | 426.3759 | 199.9196 | 199.9196 | 3777.208 | 3625.9746 | 3554.3743 | 3743.1306 | 3642.53 | 3538.3291 | 647.0264 | -1080.5876
2030-01-03 | 13 | 153.4735 | 153.4735 | 547.4506 | 133.2797 | 81.0814 | 3777.208 | 3625.9746 | 3785.312 | 3743.1306 | 3642.53 | 3538.3291 | 485.2698 | -1080.5876
2030-01-03 | 14 | 153.4735 | 153.4735 | 0 | 0 | 0 | 3777.208 | 3625.9746 | 3785.312 | 3743.1306 | 3642.53 | 3538.3291 | 485.2698 | -1080.5876
2030-01-03 | 15 | 153.4735 | 153.4735 | 0 | 0 | 0 | 3777.208 | 3625.9746 | 3785.312 | 3743.1306 | 3642.53 | 3538.3291 | 485.2698 | -1080.5876
2030-01-03 | 16 | 153.4735 | 153.4735 | 145.3973 | 0 | 0 | 3777.208 | 3625.9746 | 3785.312 | 3743.1306 | 3642.53 | 3538.3291 | 0 | -1080.5876
2030-01-03 | 17 | 153.4735 | 153.4735 | 0 | 133.2797 | 133.2797 | 3777.208 | 3625.9746 | 3785.312 | 3743.1306 | 3642.53 | 3538.3291 | 0 | -1080.5876
2030-01-03 | 18 | 153.4735 | 153.4735 | 0 | 147.931 | 199.9196 | 3777.208 | 3625.9746 | 3785.312 | 3743.1306 | 3642.53 | 3538.3291 | 0 | -1080.5876
2030-01-03 | 19 | 153.4735 | 153.4735 | 0 | 0 | 0 | 3777.208 | 3625.9746 | 3785.312 | 3743.1306 | 3642.53 | 3538.3291 | 0 | -1080.5876
2030-01-03 | 20 | 153.4735 | 153.4735 | 0 | 0 | 0 | 3777.208 | 3625.9746 | 3785.312 | 3743.1306 | 3642.53 | 3538.3291 | 0 | -1080.5876
2030-01-03 | 21 | 153.4735 | 153.4735 | 0 | 0 | 0 | 3777.208 | 3625.9746 | 3785.312 | 3743.1306 | 3642.53 | 3538.3291 | 25.7828 | -1080.5876
2030-01-03 | 22 | 153.4735 | 153.4735 | 0 | 0 | 0 | 3777.208 | 3625.9746 | 3785.312 | 3743.1306 | 3642.53 | 3538.3291 | 0 | -1080.5876
2030-01-03 | 23 | 153.4735 | 153.4735 | 0 | 0 | 0 | 3777.208 | 3625.9746 | 3785.312 | 3743.1306 | 3642.53 | 3538.3291 | 0 | -1080.5876
2030-01-03 | 24 | 153.4735 | 153.4735 | 0 | 0 | 0 | 3777.208 | 3625.9746 | 3785.312 | 3743.1306 | 3642.53 | 3538.3291 | 0 | -1080.5876
2030-01-04 | 1 | 153.4735 | 153.4735 | 0 | 116.5607 | 66.6399 | 3777.208 | 3625.9746 | 3785.312 | 3743.1306 | 3642.53 | 3538.3291 | 0 | -1080.5876
2030-01-04 | 2 | 153.4735 | 153.4735 | 0 | 66.6399 | 28.5723 | 3777.208 | 3625.9746 | 3785.312 | 3743.1306 | 3642.53 | 3538.3291 | 0 | -1080.5876
2030-01-04 | 3 | 153.4735 | 153.4735 | 0 | 133.2797 | 133.2797 | 3777.208 | 3625.9746 | 3785.312 | 3743.1306 | 3642.53 | 3538.3291 | 0 | -1080.5876
2030-01-04 | 4 | 153.4735 | 153.4735 | 0 | 199.9196 | 199.9196 | 3777.208 | 3625.9746 | 3785.312 | 3743.1306 | 3642.53 | 3538.3291 | 0 | -1080.5876
2030-01-04 | 5 | 153.4735 | 153.4735 | 0 | 0 | 0 | 3777.208 | 3625.9746 | 3785.312 | 3743.1306 | 3642.53 | 3538.3291 | 0 | -1080.5876
2030-01-04 | 6 | 153.4735 | 153.4735 | 0 | 0 | 0 | 3777.208 | 3625.9746 | 3785.312 | 3743.1306 | 3642.53 | 3538.3291 | 0 | -1080.5876
2030-01-04 | 7 | 153.4735 | 153.4735 | 0 | 0 | 0 | 3777.208 | 3625.9746 | 3785.312 | 3743.1306 | 3642.53 | 3538.3291 | 0 | -1080.5876
2030-01-04 | 8 | 153.4735 | 153.4735 | 0 | 0 | 0 | 3719.5571 | 3625.9746 | 3785.312 | 3743.1306 | 3642.53 | 3538.3291 | 0 | -1080.5876
2030-01-04 | 9 | 153.4735 | 153.4735 | 0 | 66.6399 | 71.2256 | 3622.9436 | 3625.9746 | 3785.312 | 3743.1306 | 3642.53 | 3538.3291 | 0 | -1080.5876
2030-01-04 | 10 | 153.4735 | 153.4735 | 0 | 0 | 0 | 3777.208 | 3625.9746 | 3785.312 | 3743.1306 | 3642.53 | 3538.3291 | 0 | -1080.5876
2030-01-04 | 11 | 153.4735 | 153.4735 | 0 | 0 | 0 | 3694.6602 | 3625.9746 | 3785.312 | 3743.1306 | 3642.53 | 3538.3291 | 0 | -1080.5876
2030-01-04 | 12 | 153.4735 | 153.4735 | 0 | 0 | 24.694 | 3740.7908 | 3625.9746 | 3785.312 | 3743.1306 | 3642.53 | 3538.3291 | 0 | -1080.5876
2030-01-04 | 13 | 153.4735 | 153.4735 | 0 | 0 | 0 | 3777.208 | 3625.9746 | 3785.312 | 3743.1306 | 3642.53 | 3538.3291 | 98.2533 | -1080.5876
2030-01-04 | 14 | 153.4735 | 153.4735 | 0 | 0 | 0 | 3777.208 | 3625.9746 | 3785.312 | 3743.1306 | 3642.53 | 3538.3291 | 228.6481 | -1080.5876
2030-01-04 | 15 | 0 | 0 | 125.075 | 266.4473 | 256.6376 | 3126.2798 | 3625.9746 | 3785.312 | 3743.1306 | 3642.53 | 3538.3291 | 551.0152 | 1080.5876
2030-01-04 | 16 | 153.4735 | 153.4735 | 0 | 0 | 0 | 3200.7651 | 3625.9756 | 3785.312 | 3743.1306 | 3642.53 | 3538.3291 | 323.5132 | -1080.5876
2030-01-04 | 17 | 153.4735 | 153.4735 | 339.4522 | 0 | 0 | 3365.0657 | 3055.2861 | 3785.312 | 3743.1306 | 3642.53 | 1949.2625 | 647.0264 | -1080.5876
2030-01-04 | 18 | 153.4735 | 1.4503 | 576.2881 | 0 | 0 | 2595.6606 | 1947.609 | 3785.312 | 3743.1306 | 3642.53 | 2590.0176 | 485.2698 | -1080.5876
2030-01-04 | 19 | 0 | 0 | 646.4638 | 0 | 0 | 2368.1282 | 921.4905 | 3785.312 | 3743.1306 | 3642.53 | 3538.3291 | 384.1806 | -1080.5876
2030-01-04 | 20 | 0 | 0 | 646.4638 | 0 | 0 | 2316.7173 | 852.947 | 3785.312 | 3743.1306 | 3642.53 | 1769.1646 | 140.8255 | -1080.5876
2030-01-04 | 21 | 153.4735 | 153.4735 | 646.4638 | 114.0026 | 66.6399 | 2565.0732 | 1118.298 | 3785.312 | 3743.1306 | 3642.53 | 295.2231 | 0 | -1080.5876
2030-01-04 | 22 | 90.3418 | 0 | 646.4638 | 0 | 0 | 2195.2852 | 908.923 | 3785.312 | 3743.1306 | 3642.53 | 221.0093 | 0 | -1080.5876
2030-01-04 | 23 | 0 | 0 | 646.4638 | 0 | 0 | 2343.6211 | 918.6906 | 3785.312 | 3743.1306 | 3642.53 | 221.0087 | 0 | -1080.5876
2030-01-04 | 24 | 0 | 0 | 315.7799 | 0 | 0 | 3106.5859 | 168.9193 | 3785.312 | 3743.1306 | 3642.53 | -483.2601 | 0 | -1080.5876
2030-01-05 | 1 | 0 | 0 | 0 | 66.6399 | 66.3079 | 3171.4126 | 689.3055 | 3785.312 | 3743.1306 | 3642.53 | 1769.1646 | 0 | -1080.5876
2030-01-05 | 2 | 0 | 0 | 0 | 199.9196 | 165.6089 | 3369.4785 | 2252.3052 | 3785.312 | 3743.1306 | 3642.53 | 3538.3291 | 0 | -1080.5876
2030-01-05 | 3 | 0 | 0 | 0 | 266.4473 | 266.4473 | 3197.0669 | 3587.1765 | 3785.312 | 3743.1306 | 3642.53 | 3538.3291 | 0 | -1080.5876
2030-01-05 | 4 | 0 | 0 | 0 | 266.4472 | 266.4473 | 3050.3774 | 3625.9746 | 3785.312 | 3743.1306 | 3642.53 | 3538.3291 | 0 | -1080.5876
2030-01-05 | 5 | 0 | 0 | 0 | 199.9196 | 199.9196 | 3336.2737 | 3625.9746 | 3785.312 | 3743.1306 | 3642.53 | 3538.3291 | 0 | -1080.5876
2030-01-05 | 6 | 0 | 0 | 0 | 0 | 0 | 3688.1936 | 3625.9746 | 3785.312 | 3743.1306 | 3642.53 | 3538.3291 | 0 | -1080.5876
2030-01-05 | 7 | 153.4735 | 145.9618 | 0 | 0 | 0 | 3595.5862 | 3625.9746 | 3785.312 | 3743.1306 | 3642.53 | 3538.3291 | 0 | -1080.5876
2030-01-05 | 8 | 153.4735 | 153.4735 | 0 | 0 | 0 | 3622.6902 | 3625.9746 | 3785.312 | 3743.1306 | 3642.53 | 3538.3291 | 0 | -1080.5876
2030-01-05 | 9 | 153.4735 | 153.4735 | 0 | 0 | 0 | 3777.208 | 3625.9746 | 3785.312 | 3743.1306 | 3642.53 | 3538.3291 | 0 | -1080.5876
2030-01-05 | 10 | 153.4735 | 153.4735 | 0 | 0 | 0 | 3777.208 | 3625.9746 | 3785.312 | 3743.1306 | 3642.53 | 3538.3291 | 0 | -1080.5876
2030-01-05 | 11 | 153.4735 | 153.4735 | 0 | 0 | 0 | 3777.208 | 3625.9746 | 3785.312 | 3743.1306 | 3642.53 | 3538.3291 | 0 | -1080.5876
2030-01-05 | 12 | 153.4735 | 153.4735 | 0 | 0 | 0 | 3777.208 | 3625.9746 | 3785.312 | 3743.1306 | 3642.53 | 3538.3291 | 365.4296 | -1080.5876
2030-01-05 | 13 | 153.4735 | 153.4735 | 0 | 66.6399 | 66.6399 | 3777.208 | 3625.9746 | 3785.312 | 3743.1306 | 3642.53 | 3538.3291 | 573.1566 | -1080.5876
2030-01-05 | 14 | 153.4735 | 153.4735 | 0 | 0 | 0 | 3777.208 | 3625.9746 | 3785.312 | 3743.1306 | 3642.53 | 3538.3291 | 0 | -1080.5876
2030-01-05 | 15 | 153.4735 | 153.4735 | 0 | 66.6399 | 66.6399 | 3777.208 | 3625.9746 | 3785.312 | 3743.1306 | 3642.53 | 3538.3291 | 0 | -1080.5876
2030-01-05 | 16 | 153.4735 | 153.4735 | 0 | 85.4264 | 66.6399 | 3777.208 | 3625.9746 | 3785.312 | 3743.1306 | 3642.53 | 3538.3291 | 0 | -1080.5876
2030-01-05 | 17 | 153.4735 | 153.4735 | 0 | 42.5017 | 0 | 3777.208 | 3625.9746 | 3785.312 | 3743.1316 | 3642.53 | 3538.3291 | 0 | -1080.5876
2030-01-05 | 18 | 153.4735 | 153.4735 | 58.9196 | 266.4472 | 266.4473 | 3777.208 | 3625.9746 | 3785.312 | 3743.1306 | 3642.53 | 3538.3291 | 477.4551 | -1080.5876
2030-01-05 | 19 | 384.2724 | 306.9471 | 646.4638 | 266.4472 | 266.4472 | 3777.208 | 3625.9746 | 3785.312 | 3743.1306 | 3642.53 | 3538.3291 | 0 | -1080.5876
2030-01-05 | 20 | 153.4735 | 202.5396 | 646.4638 | 266.4473 | 266.4473 | 3777.208 | 3625.9746 | 3785.312 | 3743.1306 | 3642.53 | 3538.3291 | 0 | -1080.5876
2030-01-05 | 21 | 153.4735 | 153.4735 | 646.4638 | 66.6399 | 73.4865 | 3777.208 | 3625.9746 | 3785.312 | 3743.1306 | 3642.53 | 3538.3291 | 0 | -1080.5876
2030-01-05 | 22 | 153.4735 | 153.4735 | 646.4638 | 0 | 0 | 3777.208 | 3625.9746 | 3785.312 | 3743.1306 | 3642.53 | 3538.3291 | 0 | -1080.5876
2030-01-05 | 23 | 153.4735 | 153.4735 | 0 | 0 | 0 | 3777.208 | 3625.9746 | 3785.312 | 3743.1306 | 3642.53 | 3538.3291 | 0 | -1080.5876
2030-01-05 | 24 | 153.4735 | 153.4735 | 0 | 0 | 0 | 3777.208 | 3625.9746 | 3785.312 | 3743.1306 | 3642.53 | 3538.3291 | 485.2698 | -1080.5876
2030-01-06 | 1 | 153.4735 | 119.2951 | 0 | 0 | 0 | 3777.208 | 3625.9746 | 3785.312 | 3743.1306 | 3642.53 | 3538.3281 | 0 | -1080.5876
2030-01-06 | 2 | 0 | 0 | 0 | 0 | 0 | 3777.208 | 3625.9746 | 3785.312 | 3743.1306 | 3642.53 | 3538.3291 | 0 | -1080.5876
2030-01-06 | 3 | 0 | 0 | 0 | 0 | 0 | 3777.208 | 3625.9746 | 3785.312 | 3743.1306 | 3642.53 | 3538.3291 | 0 | -1080.5876
2030-01-06 | 4 | 0 | 0 | 0 | 0 | 0 | 3777.208 | 3625.9746 | 1720.2689 | 3743.1306 | 3642.53 | 3538.3291 | 0 | -1080.5876
2030-01-06 | 5 | 153.4735 | 153.4735 | 0 | 0 | 0 | 3777.208 | 3625.9746 | 2108.2024 | 3743.1306 | 3642.53 | 3538.3291 | 0 | -1080.5876
2030-01-06 | 6 | 189.52 | 153.4735 | 0 | 266.4472 | 266.4472 | 3777.208 | 1639.2289 | 1333.7289 | 3113.2759 | 1821.265 | 3538.3291 | 0 | -1080.5876
2030-01-06 | 7 | 460.4206 | 460.4206 | 0 | 66.6399 | 121.6302 | 3777.208 | 168.9199 | 1691.2924 | 1315.2715 | 1821.265 | 3538.3291 | 0 | -1080.5876
2030-01-06 | 8 | 460.4206 | 316.1606 | 0 | 0 | 0 | 2924.5186 | 168.9194 | 2275.0786 | 0 | 1821.265 | 3538.3291 | 0 | -1080.5876
2030-01-06 | 9 | 336.6445 | 306.9471 | 403.8654 | 0 | 0 | 1888.604 | 168.9195 | 2400.9875 | 0 | 1821.265 | 3358.9033 | 0 | -1080.5876
2030-01-06 | 10 | 272.7593 | 153.4735 | 0 | 0 | 0 | 3777.208 | 168.9198 | 2087.22 | 1621.1672 | 3642.53 | 3538.3291 | 0 | -1080.5876
2030-01-06 | 11 | 153.4735 | 193.9689 | 198.4587 | 66.6399 | 96.1539 | 3777.208 | 1812.9873 | 3534.9917 | 3743.1306 | 3642.53 | 3538.3291 | 0 | -1080.5876
2030-01-06 | 12 | 153.4735 | 233.9124 | 0 | 66.6399 | 66.6399 | 3777.208 | 1712.4767 | 3785.312 | 2363.6941 | 3642.53 | 3538.3291 | 0 | -1080.5876
2030-01-06 | 13 | 274.3793 | 153.4735 | 0 | 133.2797 | 133.2797 | 3777.208 | 1800.8058 | 3785.312 | 1546.7798 | 3642.53 | 3538.3291 | 302.4468 | -1080.5876
2030-01-06 | 14 | 153.4735 | 153.4735 | 0 | 131.205 | 133.2797 | 3777.208 | 3625.9746 | 3785.312 | 2348.8345 | 3642.53 | 3538.3291 | 142.4906 | -1080.5876
2030-01-06 | 15 | 153.4735 | 153.4735 | 0 | 133.2797 | 75.8144 | 3777.208 | 3625.9746 | 3785.312 | 3743.1306 | 3642.53 | 3538.3301 | 0 | -1080.5876
2030-01-06 | 16 | 153.4735 | 153.4735 | 0 | 0 | 0 | 3777.208 | 3625.9746 | 3785.312 | 3743.1306 | 3642.53 | 3538.3291 | 0 | -1080.5876
2030-01-06 | 17 | 153.4735 | 153.4735 | 0 | 0 | 0 | 3777.208 | 3625.9746 | 3785.312 | 3743.1306 | 3642.53 | 3538.3291 | 0 | -1080.5876
2030-01-06 | 18 | 153.4735 | 153.4735 | 0 | 0 | 0 | 3777.208 | 3625.9746 | 3785.312 | 3743.1306 | 3642.53 | 3538.3291 | 0 | -1080.5876
2030-01-06 | 19 | 0 | 0 | 0 | 199.9196 | 161.675 | 3777.208 | 3625.9746 | 3785.312 | 3743.1306 | 3642.53 | 3538.3291 | 296.5331 | -1080.5876
2030-01-06 | 20 | 0 | 0 | 164.644 | 199.9196 | 237.5324 | 3777.208 | 2061.959 | 3785.312 | 3743.1306 | 3642.53 | 3538.3291 | 0 | -1080.5876
2030-01-06 | 21 | 0 | 0 | 19.3075 | 266.4473 | 266.4473 | 3777.208 | 1211.0354 | 3785.312 | 3743.1306 | 3642.53 | 3152.5369 | 0 | -1080.5876
2030-01-06 | 22 | 0 | 0 | 0 | 266.4472 | 252.8955 | 3777.208 | 1578.0834 | 3785.312 | 3743.1306 | 3642.53 | 3538.3291 | 0 | -1080.5876
2030-01-06 | 23 | 0 | 12.5651 | 0 | 266.4473 | 266.4473 | 3777.208 | 1829.0713 | 3785.312 | 3743.1306 | 3642.53 | 3538.3291 | 0 | -1080.5876
2030-01-06 | 24 | 153.4735 | 153.4735 | 0 | 266.4472 | 266.4472 | 3777.208 | 2411.9163 | 3785.312 | 3743.1306 | 3642.53 | 3538.3291 | 205.356 | -1080.5876
2030-01-07 | 1 | 153.4735 | 153.4735 | 0 | 266.4472 | 266.4472 | 3777.208 | 3625.9746 | 3785.312 | 3743.1306 | 3642.53 | 3538.3291 | 0 | -1080.5876
2030-01-07 | 2 | 153.4735 | 153.4735 | 0 | 266.4472 | 266.4473 | 3777.208 | 3625.9746 | 3785.312 | 3743.1306 | 3642.53 | 3538.3291 | 0 | -1080.5876
2030-01-07 | 3 | 0 | 0 | 0 | 266.4473 | 266.4473 | 3777.208 | 3625.9746 | 3785.312 | 3743.1306 | 3642.53 | 3538.3291 | 0 | -1080.5876
2030-01-07 | 4 | 0 | 0 | 0 | 266.4473 | 266.4472 | 3777.208 | 3625.9734 | 3785.312 | 3743.1306 | 3642.53 | 3538.3291 | 0 | -1080.5876
2030-01-07 | 5 | 0 | 0 | 0 | 266.4473 | 266.4472 | 3777.208 | 3625.9746 | 2326.2532 | 3743.1306 | 3642.53 | 3538.3291 | 0 | -1080.5876
2030-01-07 | 6 | 153.4735 | 153.4735 | 0 | 199.9196 | 142.1902 | 3777.208 | 3625.9746 | 3785.312 | 3743.1306 | 3642.53 | 3538.3291 | 0 | -1080.5876
2030-01-07 | 7 | 153.4735 | 128.329 | 0 | 0 | 0 | 3777.2092 | 3625.9746 | 3785.312 | 3743.1306 | 3642.53 | 3538.3291 | 0 | -1080.5876
2030-01-07 | 8 | 153.4735 | 153.4735 | 0 | 0 | 0 | 3443.2036 | 3625.9746 | 3785.312 | 3743.1306 | 3642.53 | 3538.3291 | 0 | -1080.5876
2030-01-07 | 9 | 153.4735 | 153.4735 | 0 | 0 | 0 | 3583.7144 | 3625.9746 | 3785.312 | 3743.1306 | 3642.53 | 3538.3291 | 0 | -1080.5876
2030-01-07 | 10 | 153.4735 | 153.4735 | 0 | 0 | 0 | 3753.1509 | 3625.9746 | 3100.1428 | 3743.1306 | 3642.53 | 3538.3291 | 0 | -1080.5876
2030-01-07 | 11 | 153.4735 | 153.4735 | 0 | 0 | 0 | 3777.208 | 3625.9746 | 1912.984 | 3743.1306 | 3642.53 | 3538.3291 | 0 | -1080.5876
2030-01-07 | 12 | 153.4735 | 153.4735 | 0 | 0 | 0 | 3777.208 | 3625.9746 | -3.7193e-05 | 3743.1306 | 3642.53 | 3538.3291 | 0 | -1080.5876
2030-01-07 | 13 | 153.4735 | 153.4735 | 0 | 0 | 0 | 3777.208 | 3625.9746 | 1607.9302 | 3743.1306 | 3642.53 | 3538.3291 | 0 | -1080.5876
2030-01-07 | 14 | 153.4735 | 153.4735 | 0 | 0 | 0 | 3777.208 | 3625.9746 | 3785.312 | 3743.1306 | 3642.53 | 3538.3291 | 0 | -1080.5876
2030-01-07 | 15 | 153.4735 | 153.4735 | 0 | 0 | 0 | 3777.208 | 3625.9746 | 3785.312 | 3743.1306 | 3642.53 | 3538.3291 | 0 | -1080.5876
2030-01-07 | 16 | 153.4735 | 153.4735 | 0 | 0 | 0 | 3777.208 | 3625.9746 | 1892.6559 | 3743.1306 | 3642.53 | 3538.3291 | 0 | -1080.5876
2030-01-07 | 17 | 153.4735 | 153.4735 | 0 | 0 | 0 | 3777.208 | 3625.9746 | -3.7193e-05 | 3743.1306 | 3642.53 | 3538.3291 | 0 | -1080.5876
2030-01-07 | 18 | 153.4735 | 153.4735 | 519.6782 | 0 | 0 | 3777.208 | 3625.9746 | -725.3387 | 3743.1306 | 3534.083 | 3538.3291 | 0 | -1080.5876
2030-01-07 | 19 | 153.4735 | 153.4735 | 181.7357 | 0 | 0 | 3777.208 | 3625.9746 | 155.8803 | -1871.5653 | 515.006 | 3538.3291 | 0 | -1080.5876
2030-01-07 | 20 | 153.4735 | 153.4735 | 646.4638 | 24.6072 | 66.6399 | 3777.208 | 308.5138 | -472.3959 | -3614.7053 | 1237.6875 | 3538.3291 | 0 | -1080.5876
2030-01-07 | 21 | 153.4735 | 153.4735 | 646.4638 | 0 | 0 | 3777.208 | 1409.384 | -22.0107 | -2335.1914 | 0 | 3538.3291 | 0 | -1080.5876
2030-01-07 | 22 | 153.4735 | 153.4735 | 646.4638 | 0 | 0 | 3777.208 | 3625.9746 | -719.212 | 1374.9957 | 1821.265 | 3538.3291 | 0 | -1080.5876
2030-01-07 | 23 | 153.4735 | 153.4735 | 0 | 0 | 0 | 3777.208 | 3625.9746 | -1667.1263 | 3743.1306 | 3642.53 | 3538.3291 | 0 | -1080.5876
2030-01-07 | 24 | 153.4735 | 153.4735 | 0 | 0 | 0 | 3777.208 | 3625.9746 | 1410.2588 | 3743.1306 | 3642.53 | 3538.3291 | 0 | -1080.5876
2030-01-08 | 1 | 153.4735 | 153.4735 | 0 | 0 | 0 | 3777.208 | 3625.9746 | 3785.312 | 3743.1306 | 3642.53 | 3538.3291 | 0 | -1080.5876
2030-01-08 | 2 | 153.4735 | 153.4735 | 0 | 0 | 0 | 3777.208 | 3625.9746 | 1892.6559 | 3743.1306 | 3642.53 | 3538.3291 | 0 | -1080.5876
2030-01-08 | 3 | 0 | 0 | 0 | 0 | 0 | 3777.208 | 3625.9746 | 2523.8547 | 3743.1306 | 3642.53 | 3538.3291 | 0 | -1080.5876
2030-01-08 | 4 | 0 | 0 | 0 | 0 | 0 | 3777.208 | 3625.9746 | 3785.312 | 3743.1306 | 3642.53 | 3538.3291 | 0 | -1080.5876
2030-01-08 | 5 | 0 | 0 | 0 | 0 | 0 | 3777.208 | 3625.9746 | 3785.312 | 3743.1306 | 3642.53 | 3538.3291 | 0 | -1080.5876
2030-01-08 | 6 | 153.4735 | 153.4735 | 0 | 0 | 0 | 3777.208 | 3625.9746 | 3785.312 | 3743.1306 | 3642.53 | 3538.3291 | 0 | -1080.5876
2030-01-08 | 7 | 153.4735 | 153.4735 | 0 | 0 | 0 | 3777.208 | 3625.9746 | 3785.312 | 3743.1306 | 3642.53 | 3538.3291 | 0 | -1080.5876
2030-01-08 | 8 | 153.4735 | 153.4735 | 0 | 0 | 0 | 3777.208 | 3625.9746 | 3785.312 | 3743.1306 | 3642.53 | 3538.3291 | 0 | -1080.5876
2030-01-08 | 9 | 153.4735 | 153.4735 | 0 | 0 | 0 | 3777.208 | 3625.9746 | 3785.312 | 3743.1306 | 3642.53 | 3538.3291 | 485.2698 | -1080.5876
2030-01-08 | 10 | 153.4735 | 153.4735 | 0 | 0 | 0 | 3777.208 | 3625.9746 | 3785.312 | 3743.1306 | 3642.53 | 3538.3291 | 173.3722 | -1080.5876
2030-01-08 | 11 | 153.4735 | 153.4735 | 0 | 0 | 0 | 3777.208 | 3625.9746 | 3785.312 | 3743.1306 | 3642.53 | 3538.3291 | 323.5132 | -1080.5876
2030-01-08 | 12 | 153.4735 | 153.4735 | 0 | 0 | 0 | 3777.208 | 3625.9746 | 3785.312 | 3743.1306 | 3642.53 | 3538.3291 | 146.8114 | -1080.5876
2030-01-08 | 13 | 153.4735 | 153.4735 | 0 | 0 | 0 | 3777.208 | 3625.9746 | 3785.312 | 3743.1306 | 3642.53 | 3538.3291 | 106.2581 | -1080.5876
2030-01-08 | 14 | 153.4735 | 153.4735 | 0 | 0 | 0 | 3777.208 | 3625.9746 | 3785.312 | 3743.1306 | 3642.53 | 3538.3291 | 110.2392 | -1080.5876
2030-01-08 | 15 | 153.4735 | 153.4735 | 0 | 0 | 0 | 3777.208 | 3625.9746 | 3785.312 | 3743.1306 | 3642.53 | 3538.3291 | 88.5297 | -1080.5876
2030-01-08 | 16 | 153.4735 | 153.4735 | 0 | 0 | 0 | 3777.208 | 3625.9746 | 3360.054 | 3743.1306 | 3642.53 | 3538.3291 | 113.0865 | -1080.5876
2030-01-08 | 17 | 153.4735 | 153.4735 | 0 | 0 | 0 | 3777.208 | 3625.9746 | 1898.1426 | 3743.1306 | 3642.53 | 3538.3291 | 0 | -1080.5876
2030-01-08 | 18 | 153.4735 | 153.4735 | 0 | 0 | 0 | 3777.208 | 3625.9746 | 1892.6559 | 3743.1306 | 3642.53 | 3538.3291 | 0 | -1080.5876
2030-01-08 | 19 | 153.4735 | 153.4735 | 0 | 0 | 0 | 3777.208 | 3625.9746 | 72.048 | 3743.1306 | 3642.53 | 3538.3291 | 0 | -1080.5876
2030-01-08 | 20 | 153.4735 | 153.4735 | 646.4638 | 0 | 0 | 3644.113 | 3625.9746 | 256.7727 | 3743.1306 | 3642.53 | 3538.3291 | 0 | -1080.5876
2030-01-08 | 21 | 153.4735 | 153.4735 | 642.1938 | 0 | 0 | 2870.0159 | 3625.9746 | 1464.4823 | 3743.1306 | 3642.53 | 3538.3301 | 0 | -1080.5876
2030-01-08 | 22 | 153.4735 | 153.4735 | 260.0335 | 0 | 0 | 3003.4585 | 3625.9746 | 2895.0872 | 3743.1306 | 3642.53 | 2668.907 | 0 | -1080.5876
2030-01-08 | 23 | 0 | 0 | 0 | 0 | 0 | 3141.7678 | 2695.4299 | 3409.5916 | 3743.1306 | 3642.53 | 1457.5574 | 0 | -1080.5876
2030-01-08 | 24 | 0 | 0 | 0 | 0 | 0 | 3777.208 | 2837.0259 | 3785.312 | 3743.1306 | 3642.53 | 338.8167 | 33.8602 | -1080.5876
2030-01-09 | 1 | 0 | 0 | 0 | 0 | 0 | 3777.208 | 3586.9668 | 3785.312 | 3743.1306 | 3642.53 | 321.9239 | 0 | -1080.5876
2030-01-09 | 2 | 0 | 0 | 0 | 0 | 0 | 3010.4248 | 3494.9668 | 2671.3445 | 3743.1306 | 3642.53 | 3538.3291 | 0 | -1.6451e-05
2030-01-09 | 3 | 0 | 0 | 0 | 0 | 0 | 3497.4734 | 3551.9539 | -258.6883 | 3743.1306 | 3642.53 | 3538.3291 | 0 | -1.6451e-05
2030-01-09 | 4 | 0 | 0 | 0 | 0 | 0 | 3777.208 | 3383.1853 | -939.053 | 1871.5653 | 3642.53 | 3538.3291 | 0 | 1080.5876
2030-01-09 | 5 | 0 | 0 | 0 | 0 | 0 | 3777.208 | 1812.9863 | -1993.3203 | 1871.5653 | 3642.53 | 3538.3291 | 0 | -1080.5876
2030-01-09 | 6 | 0 | 0 | 0 | 22.1706 | 66.6399 | 3777.208 | 3625.9746 | -1807.1338 | 3167.325 | 3642.53 | 3538.3291 | 0 | -1080.5876
2030-01-09 | 7 | 153.4735 | 153.4735 | 0 | 0 | 0 | 3380.9695 | 3625.9746 | 1271.1088 | 3743.1306 | 3642.53 | 3538.3291 | 0 | -1080.5876
2030-01-09 | 8 | 153.4735 | 153.4735 | 0 | 0 | 0 | 3777.208 | 3625.9746 | 178.5259 | 3743.1306 | 3642.53 | 3538.3291 | 0 | -1080.5876
2030-01-09 | 9 | 153.4735 | 153.4735 | 0 | 0 | 0 | 3777.208 | 3559.5144 | -346.6451 | 3743.1306 | 3642.53 | 3538.3291 | 128.2163 | -1080.5876
2030-01-09 | 10 | 153.4735 | 153.4735 | 31.3028 | 0 | 0 | 3777.208 | 3625.9746 | -3.7193e-05 | 3743.1306 | 3642.53 | 3538.3291 | 371.0995 | -1080.5876
2030-01-09 | 11 | 153.4735 | 153.4735 | 170.1512 | 0 | 0 | 3777.208 | 3625.9746 | -84.6222 | 3743.1306 | 3642.53 | 3538.3291 | 360.5948 | -1080.5876
2030-01-09 | 12 | 153.4735 | 153.4735 | 168.6833 | 0 | 0 | 3777.208 | 2760.6204 | -1501.7325 | 3743.1306 | 3642.53 | 3538.3291 | 406.0306 | -1080.5876
2030-01-09 | 13 | 153.4735 | 153.4735 | 255.3237 | 0 | 0 | 3777.208 | 3625.9746 | -1123.0814 | 3743.1306 | 3642.53 | 3538.3291 | 323.5132 | -1080.5876
2030-01-09 | 14 | 153.4735 | 153.4735 | 197.6854 | 0 | 0 | 3777.208 | 3625.9746 | 537.1764 | 3743.1306 | 3642.53 | 3538.3291 | 390.3269 | -1080.5876
2030-01-09 | 15 | 153.4735 | 153.4735 | 484.8478 | 0 | 0 | 3777.208 | 1385.95 | -3.7193e-05 | 3743.1306 | 3642.53 | 3538.3291 | 49.2008 | -1080.5876
2030-01-09 | 16 | 153.4735 | 153.4735 | 581.6755 | 0 | 0 | 3777.208 | 215.8934 | 705.2823 | 865.0599 | 1821.265 | 2113.8333 | 0 | -1080.5876
2030-01-09 | 17 | 460.4206 | 460.4206 | 303.9368 | 199.9196 | 199.9196 | 3777.208 | 213.8932 | 274.1476 | -1531.8586 | 3642.53 | 1669.4877 | 485.2698 | -1080.5876
2030-01-09 | 18 | 460.4206 | 460.4206 | 646.4638 | 177.4755 | 133.2797 | 2011.348 | 168.9193 | 1796.0995 | 0 | 1821.265 | 3538.3291 | 647.0264 | -1080.5876
2030-01-09 | 19 | 460.4206 | 460.4206 | 646.4638 | 199.9196 | 199.9196 | 3478.5737 | 168.9196 | 1892.656 | 0 | 1821.265 | 2530.1841 | 551.196 | -1080.5876
2030-01-09 | 20 | 460.4206 | 460.4206 | 646.4638 | 199.9196 | 199.9196 | 3750.5559 | 168.9206 | 1996.0001 | 0 | 1821.265 | 1769.1646 | 295.1227 | -1080.5876
2030-01-09 | 21 | 460.4206 | 460.4206 | 646.4638 | 266.4473 | 266.4473 | 1888.604 | 166.8608 | 1887.79 | 0 | 1821.265 | 1769.1646 | 0 | -1079.3237
2030-01-09 | 22 | 460.4206 | 460.4206 | 646.4638 | 266.4473 | 222.3468 | 1888.604 | 166.8604 | 1898.1224 | -863.0704 | 1821.265 | 747.8414 | 0 | -987.0172
2030-01-09 | 23 | 460.4206 | 460.4206 | 646.4638 | 266.4473 | 266.4473 | 1888.604 | 166.8606 | 1968.506 | 0 | 2439.1577 | 461.7738 | 0 | -745.6959
2030-01-09 | 24 | 460.4206 | 460.4206 | 168.1106 | 199.9196 | 199.9196 | 987.9255 | 166.8608 | 1892.656 | 1871.5653 | 2381.4185 | 0 | 0 | -1080.5876
2030-01-10 | 1 | 460.4206 | 460.4206 | 0 | 199.9196 | 199.9196 | 3164.9014 | 166.8603 | 1892.656 | 1871.5653 | 1821.265 | 221.0035 | 0 | -1080.5876
2030-01-10 | 2 | 460.4206 | 460.4206 | 0 | 0 | 0 | 3777.208 | 166.8604 | 3397.0251 | 1871.5653 | 3642.53 | 814.6125 | 0 | -1080.5876
2030-01-10 | 3 | 460.4206 | 460.4206 | 0 | 133.2797 | 133.2797 | 3777.208 | 168.9191 | 3785.312 | 1718.4065 | 3642.53 | 1814.2147 | 0 | -1080.5876
2030-01-10 | 4 | 460.4206 | 460.4206 | 0 | 0 | 0 | 3777.208 | 1501.0331 | 3785.312 | 3248.6116 | 3642.53 | 3538.3291 | 0 | -1080.5876
2030-01-10 | 5 | 153.4735 | 153.4735 | 0 | 66.6399 | 30.6205 | 3777.208 | 2669.2625 | 3785.312 | 3743.1306 | 3642.53 | 3538.3291 | 0 | -1080.5876
2030-01-10 | 6 | 0 | 0 | 0 | 199.9196 | 159.2524 | 3777.208 | 2303.0088 | 3785.312 | 3743.1306 | 3642.53 | 3538.3291 | 0 | -1080.5876
2030-01-10 | 7 | 0 | 0 | 150.266 | 266.4473 | 266.4473 | 3777.208 | 2484.7666 | 3785.312 | 3743.1306 | 3642.53 | 3538.3281 | 0 | -1080.5876
2030-01-10 | 8 | 153.4735 | 153.4039 | 0 | 65.3504 | 0 | 3777.208 | 2660.0249 | 3785.312 | 3743.1306 | 3642.53 | 3538.3291 | 0 | -1080.5876
2030-01-10 | 9 | 153.4735 | 153.4735 | 0 | 137.1465 | 133.2797 | 3777.208 | 3115.8921 | 3785.312 | 3743.1306 | 3642.53 | 3538.3291 | 238.2189 | -1080.5876
2030-01-10 | 10 | 153.4735 | 153.4735 | 0 | 210.1599 | 266.4473 | 3777.208 | 3625.9746 | 3785.312 | 3743.1306 | 3642.53 | 3538.3291 | 4.0499 | -1080.5876
2030-01-10 | 11 | 153.4735 | 153.4735 | 0 | 133.2797 | 158.695 | 3777.208 | 3625.9746 | 3785.312 | 3743.1306 | 3642.53 | 3538.3291 | 96.4544 | -1080.5876
2030-01-10 | 12 | 153.4735 | 153.4735 | 0 | 104.8494 | 133.2797 | 3777.208 | 3625.9746 | 3785.312 | 3743.1306 | 3642.53 | 3538.3291 | 144.967 | -1080.5876
2030-01-10 | 13 | 0 | 33.9549 | 0 | 133.2797 | 115.5701 | 3777.208 | 3625.9746 | 3785.312 | 3743.1306 | 3642.53 | 3538.3291 | 85.8625 | -1080.5876
2030-01-10 | 14 | 153.4735 | 153.4735 | 0 | 82.4112 | 133.2797 | 3777.208 | 3625.9746 | 3785.312 | 3743.1306 | 3642.53 | 3538.3291 | 323.5132 | -1080.5876
2030-01-10 | 15 | 153.4735 | 153.4735 | 0 | 0.65961 | 66.6399 | 3777.208 | 3625.9746 | 3785.312 | 3743.1306 | 3642.53 | 3538.3291 | 248.8581 | -1080.5876
2030-01-10 | 16 | 153.4735 | 153.4735 | 0 | 0 | 0 | 3777.208 | 3625.9746 | 3785.312 | 3743.1306 | 3642.53 | 3538.3291 | 323.5132 | -1080.5876
2030-01-10 | 17 | 153.4735 | 153.4735 | 0 | 133.2797 | 162.0426 | 3777.208 | 3373.0754 | 3785.312 | 3743.1306 | 3642.53 | 3538.3291 | 485.2698 | -1080.5876
2030-01-10 | 18 | 297.0149 | 306.9471 | 19.7992 | 133.2797 | 133.2797 | 3777.208 | 2476.6501 | 3785.312 | 3743.1306 | 3642.53 | 3538.3291 | 0 | -1080.5876
2030-01-10 | 19 | 153.4735 | 153.4735 | 646.4638 | 199.9196 | 199.9196 | 3777.208 | 195.8659 | 3785.312 | 3743.1306 | 3642.53 | 3236.77 | 0 | -1080.5876
2030-01-10 | 20 | 153.4735 | 153.4735 | 628.8662 | 143.6333 | 133.2797 | 3777.208 | 168.9205 | 3785.312 | 2976.1353 | 3642.53 | 1930.458 | 0 | -1080.5876
2030-01-10 | 21 | 153.4735 | 153.4735 | 226.0459 | 133.2797 | 156.3532 | 3633.8928 | 166.8606 | 3785.312 | 1611.9211 | 3642.53 | 982.425 | 0 | -1080.5876
2030-01-10 | 22 | 153.4735 | 153.4735 | 646.4638 | 133.2797 | 118.8651 | 3777.208 | 166.861 | 3785.312 | 1135.3918 | 3188.8828 | 1563.4308 | 0 | -1080.5876
2030-01-10 | 23 | 306.9471 | 200.8113 | 83.017 | 133.2797 | 133.2797 | 3777.208 | 168.9191 | 3679.6956 | 1598.2916 | 2059.7002 | 2399.7361 | 0 | -1080.5876
2030-01-10 | 24 | 306.9471 | 384.7508 | 40.8318 | 133.2797 | 133.2797 | 3777.208 | 168.9201 | 3785.312 | 804.7955 | 3642.53 | 3538.3291 | 0 | -1080.5876
2030-01-11 | 1 | 153.4735 | 153.4735 | 0 | 199.9196 | 161.9503 | 3777.208 | 170.4987 | 3785.312 | 3487.1228 | 3642.53 | 3538.3291 | 0 | -1080.5876
2030-01-11 | 2 | 153.4735 | 153.4735 | 0 | 133.2797 | 140.4925 | 3777.208 | 230.9237 | 3785.312 | 1317.5687 | 3642.53 | 3538.3291 | 0 | -1080.5876
2030-01-11 | 3 | 153.4735 | 153.4735 | 0 | 0 | 0 | 3777.208 | 3625.9746 | 3785.312 | 3743.1306 | 3642.53 | 3538.3291 | 0 | -1080.5876
2030-01-11 | 4 | 153.4735 | 153.4735 | 0 | 0 | 0 | 3777.208 | 3625.9746 | 3785.312 | 3743.1306 | 3642.53 | 3538.3291 | 0 | -1080.5876
2030-01-11 | 5 | 0 | 0 | 0 | 0 | 0 | 3777.208 | 3625.9746 | 3417.3723 | 3743.1306 | 3642.53 | 3538.3291 | 0 | -1080.5876
2030-01-11 | 6 | 153.4735 | 153.4735 | 0 | 0 | 0 | 3777.208 | 3625.9746 | 3785.312 | 3743.1306 | 3642.53 | 3538.3291 | 0 | -417.111
2030-01-11 | 7 | 153.4735 | 153.4735 | 0 | 0 | 0 | 3777.208 | 3625.9746 | 3785.312 | 3743.1306 | 3642.53 | 3538.3291 | 0 | -1.6451e-05
2030-01-11 | 8 | 153.4735 | 153.4735 | 0 | 0 | 0 | 3777.208 | 3625.9746 | 3785.312 | 3743.1306 | 3642.53 | 3538.3291 | 0 | -1080.5876
2030-01-11 | 9 | 153.4735 | 153.4735 | 0 | 0 | 36.5308 | 3777.208 | 3625.9746 | 3785.312 | 3743.1306 | 3642.53 | 3538.3291 | 165.8808 | -1080.5876
2030-01-11 | 10 | 153.4735 | 153.4735 | 34.6965 | 46.3862 | 0 | 3777.208 | 3625.9746 | 3785.312 | 3743.1306 | 3642.53 | 3538.3291 | 256.3286 | -1080.5876
2030-01-11 | 11 | 153.4735 | 153.4735 | 323.2319 | 50.9881 | 0 | 3777.208 | 3625.9746 | 3785.312 | 3743.1306 | 3642.53 | 3538.3291 | 105.3959 | -1080.5876
2030-01-11 | 12 | 153.4735 | 153.4735 | 646.4638 | 19.2935 | 0 | 3777.208 | 3625.9746 | 3785.312 | 3743.1306 | 3642.53 | 3538.3291 | 21.5598 | -1080.5876
2030-01-11 | 13 | 153.4735 | 153.4735 | 321.6341 | 60.5976 | 0 | 3777.208 | 3625.9746 | 3785.312 | 3743.1306 | 3642.53 | 3538.3291 | 323.5132 | -1080.5876
2030-01-11 | 14 | 0 | 0 | 618.4112 | 266.4473 | 217.9654 | 3777.208 | 3625.9746 | 3785.312 | 3743.1306 | 3642.53 | 3538.3291 | 0 | 1080.5876
2030-01-11 | 15 | 153.4735 | 153.4735 | 646.4638 | 127.7464 | 66.6399 | 3777.208 | 3625.9746 | 3785.312 | 3743.1306 | 3642.53 | 3538.3291 | 0 | -1080.5876
2030-01-11 | 16 | 153.4735 | 153.4735 | 102.5242 | 49.82 | 66.6399 | 3777.208 | 3625.9746 | 3785.312 | 3743.1306 | 3642.53 | 3538.3291 | 505.5659 | -1080.5876
2030-01-11 | 17 | 153.4735 | 153.4735 | 401.8688 | 0 | 0 | 3777.208 | 3625.9746 | 3785.312 | 3743.1306 | 3642.53 | 3538.3291 | 406.3344 | -1080.5876
2030-01-11 | 18 | 153.4735 | 153.4735 | 646.4638 | 0 | 0 | 3086.4045 | 3625.9746 | 3785.312 | 3743.1306 | 3642.53 | 3538.3291 | 478.5055 | -1080.5876
2030-01-11 | 19 | 153.4735 | 153.4735 | 646.4638 | 251.8524 | 199.9196 | 3017.5791 | 3625.9746 | 3185.5112 | 3743.1306 | 3642.53 | 3538.3291 | 240.0167 | -1080.5876
2030-01-11 | 20 | 153.4735 | 153.4735 | 646.4638 | 266.4473 | 247.9741 | 2796.7563 | 3625.9746 | 2600.718 | 3743.1306 | 3642.53 | 3538.3291 | 0 | -1080.5876
2030-01-11 | 21 | 298.0237 | 153.4735 | 646.4638 | 266.4472 | 266.4473 | 3343.8816 | 3625.9746 | 1899.6442 | 1653.1827 | 3642.53 | 3538.3291 | 0 | -1080.5876
2030-01-11 | 22 | 153.4735 | 227.1473 | 646.4638 | 266.4473 | 266.4473 | 3388.6494 | 3625.9746 | 842.235 | 109.1712 | 3642.53 | 3538.3291 | 0 | -1080.5876
2030-01-11 | 23 | 153.4735 | 153.4735 | 598.8209 | 199.9196 | 210.3997 | 2897.4646 | 3625.9746 | 1222.4912 | 2185.4565 | 3642.53 | 3538.3291 | 0 | -1080.5876
2030-01-11 | 24 | 153.4735 | 15.5567 | 230.9612 | 66.5277 | 47.1114 | 2780.9604 | 3625.9746 | 2716.4771 | 3743.1306 | 3642.53 | 3022.9578 | 0 | -1080.5876
2030-01-12 | 1 | 0 | 0 | 0 | 0 | 0 | 2133.8074 | 3595.0266 | 1711.9086 | 3743.1306 | 3642.53 | 3538.3291 | 0 | -1080.5876
2030-01-12 | 2 | 0 | 0 | 0 | 0 | 6.4388 | 2551.4888 | 3625.9746 | 1892.6559 | 3743.1306 | 3642.53 | 3538.3291 | 0 | -651.0653
2030-01-12 | 3 | 0 | 0 | 0 | 266.4473 | 266.4473 | 2601.9565 | 3625.9746 | 1611.569 | 3743.1306 | 3642.53 | 3538.3291 | 0 | 1080.5876
2030-01-12 | 4 | 0 | 0 | 0 | 266.4473 | 266.4473 | 2756.8064 | 3625.9746 | 1025.9786 | 3743.1306 | 3642.53 | 3538.3291 | 0 | -73.6522
2030-01-12 | 5 | 0 | 0 | 0 | 266.4473 | 266.4473 | 2624.3291 | 3625.9746 | 1410.58 | 3743.1306 | 3642.53 | 3538.3291 | 0 | -1080.5876
2030-01-12 | 6 | 0 | 0 | 0 | 266.4473 | 266.4473 | 2762.6292 | 3625.9746 | 2788.876 | 3743.1306 | 3642.53 | 3538.3291 | 0 | -1.6451e-05
2030-01-12 | 7 | 0 | 0 | 0 | 0 | 0 | 3116.5657 | 3625.9746 | 3785.312 | 3743.1306 | 3642.53 | 3538.3291 | 0 | -1080.5876
2030-01-12 | 8 | 0 | 0 | 0 | 30.4256 | 66.5277 | 3021.7158 | 3625.9746 | 3785.312 | 3743.1306 | 3642.53 | 3538.3291 | 0 | 1080.5876
2030-01-12 | 9 | 0 | 0 | 13.7058 | 0 | 0 | 2929.6907 | 3625.9746 | 3785.312 | 3743.1306 | 3642.53 | 3538.3291 | 0 | -1080.5876
2030-01-12 | 10 | 65.1124 | 0 | 0 | 0 | 0 | 3239.0479 | 3625.9746 | 3785.312 | 3743.1306 | 3642.53 | 3538.3291 | 0 | -1080.5876
2030-01-12 | 11 | 153.4735 | 153.4735 | 0 | 0 | 0 | 3430.8167 | 3625.9746 | 3785.312 | 3743.1306 | 3642.53 | 3538.3291 | 0 | -1080.5876
2030-01-12 | 12 | 153.4735 | 153.4735 | 0 | 0 | 0 | 3636.3208 | 3625.9746 | 3785.312 | 3743.1306 | 3642.53 | 3538.3291 | 44.3885 | -1080.5876
2030-01-12 | 13 | 153.4735 | 153.4735 | 0 | 0 | 0 | 3777.208 | 3625.9746 | 3785.312 | 3743.1306 | 3642.53 | 3538.3291 | 268.1859 | -1080.5876
2030-01-12 | 14 | 153.4735 | 153.4735 | 0 | 66.6399 | 19.2679 | 3777.208 | 3625.9746 | 3785.312 | 3743.1306 | 3642.53 | 3538.3291 | 0 | -1080.5876
2030-01-12 | 15 | 153.4735 | 153.4735 | 0 | 0 | 0 | 3777.208 | 3625.9746 | 3785.312 | 3743.1306 | 3642.53 | 3538.3291 | 0 | -1080.5876
2030-01-12 | 16 | 153.4735 | 153.4735 | 0 | 0 | 0 | 3777.208 | 3625.9746 | 3785.312 | 3743.1306 | 3642.53 | 3538.3291 | 0 | -1080.5876
2030-01-12 | 17 | 153.4735 | 153.4735 | 0 | 66.6399 | 108.0391 | 3777.208 | 3625.9746 | 3785.312 | 3743.1306 | 3642.53 | 3538.3291 | 0 | -1080.5876
2030-01-12 | 18 | 153.4735 | 153.4735 | 0 | 0 | 0 | 3777.208 | 3625.9746 | 3785.312 | 3743.1306 | 3642.53 | 3538.3291 | 68.879 | -1080.5876
2030-01-12 | 19 | 153.4735 | 153.4735 | 0 | 0 | 0 | 3777.208 | 3625.9746 | 3785.312 | 3743.1306 | 3642.53 | 3538.3291 | 0 | -1080.5876
2030-01-12 | 20 | 153.4735 | 153.4735 | 0 | 0 | 0 | 3777.208 | 3625.9746 | 3785.312 | 3743.1306 | 3642.53 | 3538.3291 | 0 | -1080.5876
2030-01-12 | 21 | 153.4735 | 153.4735 | 0 | 0 | 0 | 3529.575 | 3625.9746 | 3785.312 | 3743.1306 | 3642.53 | 3538.3291 | 0 | -1080.5876
2030-01-12 | 22 | 153.4735 | 153.4735 | 0 | 0 | 0 | 3441.6006 | 3625.9746 | 3785.312 | 3743.1306 | 3642.53 | 3538.3291 | 0 | -1080.5876
2030-01-12 | 23 | 153.4735 | 153.4735 | 0 | 0 | 0 | 3509.0176 | 3625.9746 | 3785.312 | 3743.1306 | 3642.53 | 3538.3291 | 229.447 | -1080.5876
2030-01-12 | 24 | 0 | 0 | 0 | 0 | 0 | 3578.6697 | 3625.9746 | 3785.312 | 3743.1306 | 3642.53 | 3538.3291 | 0 | -1080.5876
2030-01-13 | 1 | 0 | 0 | 0 | 0 | 0 | 3377.4326 | 3625.9746 | 3785.312 | 3743.1306 | 3642.53 | 3538.3291 | 0 | -1080.5876
2030-01-13 | 2 | 0 | 0 | 0 | 0 | 0 | 3304.1099 | 3625.9746 | 3785.312 | 3743.1306 | 3642.53 | 3538.3291 | 0 | -1080.5876
2030-01-13 | 3 | 0 | 0 | 0 | 0 | 0 | 3154.552 | 3625.9746 | 3785.312 | 3743.1306 | 3642.53 | 3538.3291 | 0 | -1080.5876
2030-01-13 | 4 | 0 | 0 | 0 | 266.4473 | 266.4473 | 3178.1677 | 3625.9746 | 3785.312 | 3743.1306 | 3642.53 | 3538.3291 | 0 | -1080.5876
2030-01-13 | 5 | 0 | 0 | 0 | 266.4472 | 266.4473 | 3030.6697 | 3625.9746 | 3785.312 | 3743.1306 | 3642.53 | 3538.3291 | 0 | -1080.5876
2030-01-13 | 6 | 0 | 0 | 0 | 0 | 0 | 2911.8208 | 3625.9746 | 3785.312 | 3743.1306 | 3642.53 | 3538.3291 | 0 | -1080.5876
2030-01-13 | 7 | 0 | 0 | 0 | 0 | 0 | 3045.2634 | 3625.9746 | 3785.312 | 3743.1306 | 3642.53 | 3538.3291 | 0 | -1080.5876
2030-01-13 | 8 | 0 | 0 | 0 | 0 | 0 | 2997.2551 | 3625.9746 | 3785.312 | 3743.1306 | 3642.53 | 3538.3291 | 0 | -1080.5876
2030-01-13 | 9 | 0 | 0 | 0 | 0 | 0 | 3243.99 | 3625.9746 | 3785.312 | 3743.1306 | 3642.53 | 3538.3291 | 0 | -1080.5876
2030-01-13 | 10 | 0 | 0 | 0 | 0 | 0 | 3504.8896 | 3625.9746 | 3785.312 | 3743.1306 | 3642.53 | 3538.3291 | 0 | -1080.5876
2030-01-13 | 11 | 0 | 0 | 14.9587 | 226.8737 | 199.9196 | 3777.208 | 3625.9746 | 3785.312 | 3743.1306 | 3642.53 | 3538.3291 | 0 | 1080.5876
2030-01-13 | 12 | 153.4735 | 153.4735 | 0 | 0 | 0 | 3777.208 | 3625.9746 | 3785.312 | 3743.1306 | 3642.53 | 3538.3291 | 0 | -1080.5876
2030-01-13 | 13 | 153.4735 | 153.4735 | 0 | 0 | 0 | 3777.208 | 3625.9746 | 3785.312 | 3743.1306 | 3642.53 | 3538.3291 | 0 | -1080.5876
2030-01-13 | 14 | 0 | 0 | 0 | 0 | 0 | 3777.208 | 3625.9746 | 3785.312 | 3743.1306 | 3642.53 | 3538.3291 | 0 | -1080.5876
2030-01-13 | 15 | 0 | 0 | 0 | 0 | 0 | 3777.208 | 3625.9746 | 3785.312 | 3743.1306 | 3642.53 | 3538.3291 | 280.4896 | -1080.5876
2030-01-13 | 16 | 0 | 0 | 0 | 0 | 0 | 3777.208 | 3625.9746 | 3785.312 | 3743.1306 | 3642.53 | 3538.3291 | 0 | -1080.5876
2030-01-13 | 17 | 0 | 0 | 0 | 0 | 0 | 3777.208 | 3625.9746 | 3785.312 | 3743.1306 | 3642.53 | 3538.3291 | 109.3453 | -1080.5876
2030-01-13 | 18 | 0 | 0 | 140.0346 | 0 | 0 | 3777.208 | 3625.9746 | 3785.312 | 3743.1306 | 3642.53 | 3538.3291 | 356.7592 | -1080.5876
2030-01-13 | 19 | 134.4495 | 153.4735 | 104.7762 | 0 | 0 | 3777.208 | 3625.9746 | 3785.312 | 3743.1306 | 3642.53 | 3538.3291 | 485.2698 | -1080.5876
2030-01-13 | 20 | 153.4735 | 153.4735 | 646.4638 | 0 | 0 | 3401.4634 | 3625.9746 | 2181.0757 | 3743.1306 | 3642.53 | 3538.3281 | 0 | -1080.5876
2030-01-13 | 21 | 153.4735 | 153.4735 | 646.4638 | 0 | 0 | 3499.5044 | 3625.9746 | -53.6582 | 3743.1306 | 3642.53 | 3538.3291 | 0 | -1080.5876
2030-01-13 | 22 | 138.4472 | 0 | 646.4638 | 0 | 0 | 3392.1965 | 3625.9746 | -1443.7935 | 3743.1306 | 3642.53 | 3024.6357 | 0 | -1080.5876
2030-01-13 | 23 | 153.4735 | 153.4735 | 593.6033 | 0 | 0 | 3217.4995 | 3073.0681 | -2376.6082 | 1959.4867 | 3642.53 | 2847.8252 | 0 | -1080.5876
2030-01-13 | 24 | 4.2356 | 0 | 378.8537 | 0 | 0 | 2100.8953 | 1501.8414 | -2441.1133 | 1871.5653 | 3642.53 | 2883.0662 | 0 | -1080.5876
2030-01-14 | 1 | 0 | 0 | 21.4385 | 0 | 0 | 3275.5261 | 669.4789 | -2009.0344 | 1871.5653 | 3642.53 | 3538.3291 | 0 | -1080.5876
2030-01-14 | 2 | 0 | 0 | 0 | 248.4272 | 199.9196 | 3688.3376 | 3625.9746 | -1625.1188 | 1746.942 | 3642.53 | 3538.3291 | 0 | -1080.5876
2030-01-14 | 3 | 0 | 0 | 0 | 266.4473 | 266.4473 | 3696.6106 | 3625.9746 | -1106.3633 | 2846.6055 | 3642.53 | 3538.3291 | 0 | -1080.5876
2030-01-14 | 4 | 0 | 0 | 0 | 266.4473 | 266.4473 | 3777.208 | 3625.9746 | -552.9283 | 3418.3452 | 3642.53 | 3538.3291 | 0 | -1080.5876
2030-01-14 | 5 | 0 | 0 | 0 | 266.4473 | 266.4473 | 3662.1848 | 3625.9746 | 286.7378 | 3743.1306 | 3642.53 | 3538.3291 | 0 | -1080.5876
2030-01-14 | 6 | 153.4735 | 45.9463 | 0 | 0 | 0 | 3214.2585 | 3625.9746 | 3785.312 | 3743.1306 | 3642.53 | 3538.3291 | 0 | -1080.5876
2030-01-14 | 7 | 153.4735 | 153.4735 | 0 | 0 | 0 | 2838.603 | 3625.9746 | 3597.3218 | 3743.1306 | 3642.53 | 3538.3291 | 0 | -1080.5876
2030-01-14 | 8 | 153.4735 | 153.4735 | 0 | 133.2797 | 120.0143 | 3605.6267 | 3625.9746 | 1892.6559 | 3743.1306 | 3642.53 | 3538.3291 | 41.1957 | -1080.5876
2030-01-14 | 9 | 153.4735 | 153.4735 | 0 | 266.4473 | 266.4473 | 3323.3713 | 3625.9746 | 1676.4686 | 3743.1306 | 3642.53 | 3538.3291 | 0 | -1080.5876
2030-01-14 | 10 | 153.4735 | 153.4735 | 646.4638 | 199.9196 | 252.7532 | 3091.001 | 3625.9746 | 2401.1418 | 3743.1306 | 3642.53 | 3538.3291 | 0 | -1080.5876
2030-01-14 | 11 | 153.4735 | 153.4735 | 646.4638 | 133.2797 | 95.4736 | 3064.8674 | 3625.9746 | 2889.7446 | 2622.6467 | 3642.53 | 3538.3291 | 0 | -1080.5876
2030-01-14 | 12 | 153.4735 | 153.4735 | 0 | 114.1094 | 66.6399 | 3601.9282 | 3625.9746 | 3438.6189 | 2032.8401 | 3642.53 | 3538.3291 | 315.8046 | -1080.5876
2030-01-14 | 13 | 153.4735 | 153.4735 | 0 | 69.166 | 66.6399 | 3777.208 | 3625.9746 | 3785.312 | 3743.1306 | 3642.53 | 3538.3291 | 236.3894 | -1080.5876
2030-01-14 | 14 | 153.4735 | 153.4735 | 0 | 84.4809 | 133.2797 | 3777.208 | 3625.9746 | 3785.312 | 3743.1306 | 3642.53 | 3538.3291 | 323.5132 | -1080.5876
2030-01-14 | 15 | 153.4735 | 153.4735 | 12.268 | 66.6399 | 15.7152 | 3777.208 | 3625.9746 | 3785.312 | 3743.1306 | 3642.53 | 3538.3291 | 87.0481 | -540.2938
2030-01-14 | 16 | 153.4735 | 153.4735 | 0 | 0 | 15.2409 | 3777.208 | 3625.9746 | 3785.312 | 3743.1306 | 3642.53 | 3538.3291 | 323.5132 | -1080.5876
2030-01-14 | 17 | 153.4735 | 153.4735 | 0 | 23.194 | 0 | 3777.208 | 3625.9746 | 3785.312 | 3743.1306 | 3642.53 | 3538.3291 | 323.5132 | -1080.5876
2030-01-14 | 18 | 153.4735 | 153.4735 | 131.7722 | 199.9196 | 164.1171 | 3777.208 | 3625.9746 | 3785.312 | 3743.1306 | 3642.53 | 3538.3291 | 194.7456 | -1080.5876
2030-01-14 | 19 | 153.4735 | 153.4735 | 577.9639 | 199.9196 | 199.9196 | 3777.208 | 3625.9746 | 3785.312 | 3743.1306 | 3642.53 | 3538.3291 | 0 | -1080.5876
2030-01-14 | 20 | 153.4735 | 153.4735 | 646.4638 | 199.9196 | 190.8702 | 3777.208 | 3625.9746 | 3785.312 | 3743.1306 | 3642.53 | 3538.3291 | 0 | -1080.5876
2030-01-14 | 21 | 153.4735 | 153.4735 | 646.4638 | 199.9196 | 205.1686 | 3777.208 | 3625.9746 | 3785.312 | 3743.1306 | 3642.53 | 3538.3291 | 182.0098 | -1080.5876
2030-01-14 | 22 | 153.4735 | 153.4735 | 646.4638 | 244.9131 | 199.9196 | 3777.208 | 3625.9746 | 3785.312 | 3743.1306 | 3642.53 | 3538.3291 | 0 | -1080.5876
2030-01-14 | 23 | 153.4735 | 153.4735 | 646.4638 | 248.7728 | 199.9196 | 3777.208 | 3625.9746 | 3785.312 | 3743.1306 | 3642.53 | 3538.3291 | 0 | -1080.5876
2030-01-14 | 24 | 153.4735 | 153.4735 | 0 | 0 | 0 | 3777.208 | 3625.9746 | 3785.312 | 3743.1306 | 3642.53 | 3538.3291 | 0 | -1080.5876
2030-01-15 | 1 | 0 | 0 | 0 | 0 | 0 | 3777.208 | 3625.9746 | 3785.312 | 3743.1306 | 3642.53 | 3538.3291 | 0 | -1080.5876
2030-01-15 | 2 | 0 | 0 | 0 | 0 | 0 | 3777.208 | 3625.9746 | 3785.312 | 3743.1306 | 3642.53 | 3538.3291 | 0 | -1080.5876
2030-01-15 | 3 | 153.4735 | 29.7837 | 0 | 0 | 0 | 3777.208 | 3625.9746 | 3785.312 | 3743.1306 | 3642.53 | 3538.3291 | 0 | -1080.5876
2030-01-15 | 4 | 0 | 3.7748 | 0 | 0 | 0 | 3777.208 | 3625.9746 | 3785.312 | 3743.1306 | 3642.53 | 3538.3291 | 0 | -1080.5876
2030-01-15 | 5 | 0 | 0 | 0 | 0 | 0 | 3777.208 | 3625.9746 | 3785.312 | 3743.1306 | 3642.53 | 3538.3291 | 0 | -1080.5876
2030-01-15 | 6 | 0 | 0 | 0 | 0 | 66.4351 | 3777.208 | 3625.9746 | 3785.312 | 3743.1306 | 3642.53 | 3538.3291 | 0 | -1080.5876
2030-01-15 | 7 | 0 | 0 | 0 | 0 | 0 | 3777.208 | 3625.9746 | 3785.312 | 3743.1306 | 3642.53 | 3538.3291 | 100.456 | -1080.5876
2030-01-15 | 8 | 153.4735 | 153.4735 | 0 | 0 | 0 | 3777.208 | 3625.9746 | 3785.312 | 3743.1306 | 3642.53 | 3538.3291 | 323.5132 | -1080.5876
2030-01-15 | 9 | 153.4735 | 153.4735 | 0 | 73.4813 | 133.2797 | 3777.208 | 3625.9746 | 3785.312 | 3743.1306 | 3642.53 | 3538.3291 | 323.5132 | -1080.5876
2030-01-15 | 10 | 153.4735 | 153.4735 | 0 | 0 | 0 | 3777.208 | 3625.9746 | 3785.312 | 3743.1306 | 3642.53 | 3538.3291 | 323.5132 | -1080.5876
2030-01-15 | 11 | 0 | 142.9822 | 0 | 47.9859 | 0 | 3777.208 | 3625.9746 | 3785.312 | 3743.1306 | 3642.53 | 3538.3291 | 331.3923 | -1080.5876
2030-01-15 | 12 | 153.4735 | 153.4735 | 0 | 0 | 0 | 3777.208 | 3625.9746 | 3785.312 | 3743.1306 | 3642.53 | 3538.3291 | 400.1039 | -1080.5876
2030-01-15 | 13 | 153.4735 | 153.4735 | 0 | 0 | 0 | 3777.208 | 3625.9746 | 3785.313 | 3743.1306 | 3642.53 | 3538.3291 | 366.7635 | -1080.5876
2030-01-15 | 14 | 153.4735 | 153.4735 | 0 | 0 | 0 | 3777.208 | 3625.9746 | 3785.312 | 3743.1306 | 3642.53 | 3538.3291 | 323.5132 | -1080.5876
2030-01-15 | 15 | 153.4735 | 153.4735 | 0 | 0 | 0 | 3777.208 | 3625.9746 | 3785.312 | 3743.1306 | 3642.53 | 3538.3291 | 386.7979 | -1080.5876
2030-01-15 | 16 | 153.4735 | 153.4735 | 0 | 0 | 0 | 3777.208 | 3625.9746 | 3785.312 | 3743.1306 | 3642.53 | 3538.3291 | 323.5132 | -1080.5876
2030-01-15 | 17 | 153.4735 | 153.4735 | 17.9228 | 0 | 0 | 3777.208 | 3625.9746 | 3785.312 | 3743.1306 | 3642.53 | 3538.3291 | 485.2698 | -1080.5876
2030-01-15 | 18 | 0 | 0 | 646.4638 | 0 | 0 | 3777.208 | 3625.9746 | 3785.312 | 3743.1306 | 3642.53 | 3538.3291 | 647.0264 | 1080.5876
2030-01-15 | 19 | 153.4735 | 153.4735 | 646.4638 | 66.6399 | 16.219 | 3777.208 | 3625.9746 | 3785.312 | 3743.1306 | 3642.53 | 3538.3291 | 647.0264 | 436.7525
2030-01-15 | 20 | 153.4735 | 153.4735 | 646.4638 | 0 | 25.5544 | 3777.208 | 3625.9746 | 3785.312 | 3743.1306 | 3642.53 | 3538.3291 | 380.7975 | -673.1382
2030-01-15 | 21 | 153.4735 | 153.4735 | 646.4638 | 0 | 0 | 3777.208 | 3625.9746 | 2720.1094 | 3743.1306 | 3642.53 | 3538.3291 | 24.1729 | -661.7173
2030-01-15 | 22 | 153.4735 | 153.4735 | 646.4638 | 0 | 0 | 3777.208 | 3625.9746 | 256.1962 | 3743.1306 | 3642.53 | 3538.3291 | 0 | -1080.5876
2030-01-15 | 23 | 26.2559 | 0 | 646.4638 | 0 | 0 | 2394.657 | 3625.9746 | -649.4611 | 3743.1306 | 3642.53 | 3538.3291 | 0 | -1080.5876
2030-01-15 | 24 | 153.4735 | 153.4735 | 369.2151 | 0 | 0 | 3777.208 | 3625.9746 | -673.8873 | 1965.8633 | 3642.53 | 3538.3291 | 0 | -1080.5876
2030-01-16 | 1 | 0 | 132.1287 | 0 | 0 | 0 | 3339.1689 | 3625.9746 | 307.4663 | 3669.3335 | 3642.53 | 3538.3291 | 0 | -1080.5876
2030-01-16 | 2 | 0 | 0 | 0 | 199.9196 | 179.1469 | 3719.7451 | 3625.9746 | 3084.0576 | 3743.1306 | 3642.53 | 3538.3291 | 0 | -1080.5876
2030-01-16 | 3 | 0 | 0 | 160.88 | 266.4473 | 266.4473 | 3630.0791 | 3625.9746 | 3785.312 | 3743.1306 | 3642.53 | 3538.3291 | 0 | 1080.5876
2030-01-16 | 4 | 0 | 0 | 0 | 266.4473 | 266.4472 | 3666.7422 | 3625.9746 | 3785.312 | 3743.1306 | 3642.53 | 3538.3291 | 0 | 1080.5876
2030-01-16 | 5 | 0 | 0 | 240.3555 | 133.1675 | 105.852 | 3442.2544 | 3625.9746 | 3785.312 | 3743.1306 | 3642.53 | 3538.3291 | 0 | 1080.5876
2030-01-16 | 6 | 0 | 0 | 0 | 0 | 0 | 3462.8682 | 3625.9746 | 3785.312 | 3743.1306 | 3642.53 | 3538.3291 | 0 | -1080.5876
2030-01-16 | 7 | 0 | 0 | 0 | 0 | 0 | 3051.9292 | 3625.9746 | 3785.312 | 3743.1306 | 3642.53 | 3538.3291 | 0 | -1080.5876
2030-01-16 | 8 | 153.4735 | 153.4735 | 0 | 0 | 0 | 2984.1777 | 3625.9746 | 3785.312 | 3743.1306 | 3642.53 | 3538.3291 | 0 | -1080.5876
2030-01-16 | 9 | 153.4735 | 153.4735 | 0 | 0 | 0 | 3204.2004 | 3625.9746 | 3785.312 | 3743.1306 | 3642.53 | 3538.3291 | 0 | -1080.5876
2030-01-16 | 10 | 153.4735 | 153.4735 | 0 | 0 | 0 | 3489.2998 | 3625.9746 | 3785.312 | 3743.1306 | 3642.53 | 3538.3291 | 117.4402 | -1080.5876
2030-01-16 | 11 | 153.4735 | 153.4735 | 0 | 0 | 0 | 3777.208 | 3625.9746 | 3785.312 | 3743.1306 | 3642.53 | 3538.3291 | 0 | -1080.5876
2030-01-16 | 12 | 153.4735 | 153.4735 | 0 | 0 | 0 | 3777.208 | 3625.9746 | 3785.312 | 3743.1306 | 3642.53 | 3538.3291 | 0 | -1080.5876
2030-01-16 | 13 | 153.4735 | 153.4735 | 0 | 0 | 0 | 3777.208 | 3625.9746 | 3785.312 | 3743.1306 | 3642.53 | 3538.3291 | 0 | -1021.0338
2030-01-16 | 14 | 153.4735 | 153.4735 | 0 | 0 | 0 | 3777.208 | 3625.9746 | 3785.312 | 3743.1306 | 3642.53 | 3538.3291 | 0 | -790.3359
2030-01-16 | 15 | 153.4735 | 153.4735 | 0 | 0 | 0 | 3777.208 | 3625.9746 | 3785.312 | 3743.1306 | 3642.53 | 3538.3291 | 0 | -778.3824
2030-01-16 | 16 | 153.4735 | 153.4735 | 0 | 0 | 0 | 3777.208 | 3625.9746 | 3785.312 | 3743.1306 | 3642.53 | 3538.3291 | 0 | -773.4276
2030-01-16 | 17 | 153.4735 | 153.4735 | 0 | 199.9196 | 199.9196 | 3777.208 | 3625.9746 | 3785.312 | 3743.1306 | 3642.53 | 3538.3291 | 485.2698 | -842.625
2030-01-16 | 18 | 153.4735 | 153.4735 | 95.8063 | 199.9196 | 199.9196 | 3777.208 | 3625.9746 | 3785.312 | 3743.1306 | 3642.53 | 3538.3291 | 323.5132 | -933.3984
2030-01-16 | 19 | 153.4735 | 153.4735 | 73.4422 | 199.9196 | 141.2631 | 3777.208 | 3625.9746 | 3785.312 | 3743.1306 | 3642.53 | 3538.3291 | 323.5132 | -902.2222
2030-01-16 | 20 | 153.4735 | 153.4735 | 0 | 193.4732 | 133.2797 | 3777.208 | 3625.9746 | 3785.312 | 3743.1306 | 3642.53 | 3538.3291 | 0 | -931.9488
2030-01-16 | 21 | 153.4735 | 153.4735 | 0 | 199.9196 | 199.9196 | 3777.208 | 3625.9746 | 3785.312 | 3743.1306 | 3642.53 | 3538.3291 | 128.1583 | -786.446
2030-01-16 | 22 | 0 | 45.6975 | 32.5472 | 266.4473 | 266.4473 | 3777.208 | 3625.9746 | 3785.312 | 3743.1306 | 3642.53 | 3538.3291 | 0 | -785.0801
2030-01-16 | 23 | 0 | 0 | 0 | 266.4473 | 266.4472 | 3777.208 | 3625.9746 | 3785.312 | 3743.1306 | 3642.53 | 3538.3291 | 0 | -1034.3021
2030-01-16 | 24 | 153.4735 | 101.0131 | 0 | 66.6399 | 105.4678 | 3777.208 | 3625.9746 | 3785.312 | 3743.1306 | 3642.53 | 3538.3291 | 194.6114 | -1080.5876
2030-01-17 | 1 | 153.4735 | 153.4735 | 0 | 0 | 0 | 3777.208 | 3625.9746 | 3785.312 | 3743.1306 | 3642.53 | 3538.3291 | 118.5586 | -1080.5876
2030-01-17 | 2 | 0 | 0 | 0 | 266.4473 | 266.4472 | 3777.208 | 3625.9746 | 3785.312 | 3743.1306 | 3642.53 | 3538.3291 | 0 | 1080.5876
2030-01-17 | 3 | 153.4735 | 153.4735 | 0 | 0 | 0 | 3777.208 | 3625.9746 | 3785.312 | 3743.1306 | 3642.53 | 3538.3291 | 0 | -1080.5876
2030-01-17 | 4 | 0 | 0 | 0 | 0 | 0 | 3777.208 | 3625.9746 | 3785.312 | 3743.1306 | 3642.53 | 3538.3291 | 0 | -1080.5876
2030-01-17 | 5 | 153.4735 | 153.4735 | 0 | 0 | 0 | 3777.208 | 3625.9746 | 3785.312 | 3743.1306 | 3642.53 | 3538.3291 | 0 | -1080.5876
2030-01-17 | 6 | 153.4735 | 153.4735 | 0 | 0 | 0 | 3777.208 | 3625.9746 | 3785.312 | 3743.1306 | 3642.53 | 3538.3291 | 0 | -1080.5876
2030-01-17 | 7 | 153.4735 | 153.4735 | 0 | 0 | 0 | 3777.208 | 3625.9746 | 3785.312 | 3743.1306 | 3642.53 | 3538.3291 | 0 | -1080.5876
2030-01-17 | 8 | 153.4735 | 153.4735 | 0 | 165.4764 | 133.2797 | 3777.208 | 3625.9746 | 3785.312 | 3743.1306 | 3642.53 | 3538.3291 | 0 | -1080.5876
2030-01-17 | 9 | 153.4735 | 153.4735 | 0 | 197.753 | 133.2797 | 3777.208 | 3625.9746 | 3785.312 | 3743.1306 | 3642.53 | 3538.3301 | 0 | -1080.5876
2030-01-17 | 10 | 145.3001 | 0 | 205.4081 | 266.4473 | 266.4473 | 3777.208 | 3625.9746 | 3785.312 | 3743.1306 | 3642.53 | 3538.3291 | 0 | 1080.5876
2030-01-17 | 11 | 153.4735 | 153.4735 | 30.3786 | 199.9196 | 199.9196 | 3777.208 | 3625.9746 | 3785.312 | 3743.1306 | 3642.53 | 3538.3291 | 0 | -1080.5876
2030-01-17 | 12 | 153.4735 | 153.4735 | 272.0956 | 66.6399 | 60.0097 | 3777.208 | 3625.9746 | 3785.312 | 3743.1306 | 3642.53 | 3538.3291 | 0 | -1080.5876
2030-01-17 | 13 | 153.4735 | 153.4735 | 206.6284 | 0 | 0 | 3777.208 | 3625.9746 | 3785.312 | 3743.1306 | 3642.53 | 3538.3291 | 0 | -1080.5876
2030-01-17 | 14 | 153.4735 | 153.4735 | 162.3346 | 0 | 0 | 3777.208 | 3625.9746 | 3785.312 | 3743.1306 | 3642.53 | 3538.3291 | 0 | -1080.5876
2030-01-17 | 15 | 153.4735 | 153.4735 | 176.5856 | 0 | 0 | 3777.208 | 3625.9746 | 3785.312 | 3743.1306 | 3642.53 | 3538.3291 | 0 | -1080.5876
2030-01-17 | 16 | 153.4735 | 153.4735 | 395.6606 | 165.8149 | 199.9196 | 3777.208 | 3625.9746 | 3785.312 | 3743.1306 | 3642.53 | 3538.3291 | 25.4654 | -1080.5876
2030-01-17 | 17 | 153.4735 | 153.4735 | 646.4638 | 66.6399 | 89.8499 | 3777.208 | 2706.553 | 2880.8618 | 3743.1306 | 3642.53 | 3538.3291 | 43.8708 | -1080.5876
2030-01-17 | 18 | 153.4735 | 153.4735 | 646.4638 | 199.9196 | 199.9196 | 3777.208 | 3625.9746 | 3785.312 | 3743.1306 | 3642.53 | 3538.3291 | 506.4355 | -1080.5876
2030-01-17 | 19 | 153.4735 | 153.4735 | 646.4638 | 133.2797 | 133.2797 | 3777.208 | 3625.9746 | 3785.312 | 3743.1306 | 3642.53 | 3538.3291 | 401.6996 | -1080.5876
2030-01-17 | 20 | 153.4735 | 153.4735 | 646.4638 | 97.4968 | 133.2797 | 3777.208 | 3625.9746 | 3216.7117 | 3743.1306 | 3642.53 | 3538.3291 | 156.542 | -1080.5876
2030-01-17 | 21 | 153.4735 | 153.4735 | 465.6206 | 109.1474 | 133.2797 | 3368.0955 | 3625.9746 | 3785.312 | 3743.1306 | 3642.53 | 3538.3291 | 29.8535 | -1080.5876
2030-01-17 | 22 | 153.4735 | 153.4735 | 0 | 119.4064 | 66.6399 | 3777.208 | 3625.9746 | 3785.312 | 3743.1306 | 3642.53 | 3538.3291 | 0 | -1080.5876
2030-01-17 | 23 | 153.4735 | 60.8142 | 0 | 14.5465 | 0 | 3777.208 | 3625.9746 | 3785.3108 | 3743.1306 | 3642.53 | 3538.3291 | 0 | -1080.5876
2030-01-17 | 24 | 0.75593 | 0 | 0 | 0 | 0 | 3777.208 | 3625.9746 | 3785.312 | 3743.1306 | 3642.53 | 3538.3291 | 0 | -1080.5876
2030-01-18 | 1 | 0 | 0 | 116.8734 | 66.6399 | 55.004 | 3777.208 | 3625.9746 | 3785.312 | 3743.1306 | 3642.53 | 3538.3291 | 0 | -1080.5876
2030-01-18 | 2 | 0 | 0 | 0 | 266.4473 | 259.7393 | 3777.208 | 3625.9746 | 1998.7738 | 3743.1306 | 3642.53 | 3538.3291 | 0 | -1080.5876
2030-01-18 | 3 | 0 | 0 | 0 | 133.2797 | 87.0793 | 3777.208 | 3625.9746 | 1141.4779 | 3743.1306 | 3642.53 | 3538.3291 | 0 | -1080.5876
2030-01-18 | 4 | 41.8118 | 0 | 0 | 133.2797 | 133.2797 | 3777.208 | 3625.9746 | 917.3745 | 3743.1306 | 3642.53 | 3538.3291 | 0 | -1080.5876
2030-01-18 | 5 | 153.4735 | 153.4735 | 0 | 199.9196 | 138.5194 | 3777.208 | 3625.9746 | 3545.6501 | 3743.1306 | 3642.53 | 3538.3291 | 0 | -1080.5876
2030-01-18 | 6 | 153.4735 | 153.4735 | 646.4638 | 0 | 0 | 3777.208 | 3625.9746 | 3785.312 | 3743.1306 | 3642.53 | 3538.3291 | 0 | -1080.5876
2030-01-18 | 7 | 153.4735 | 153.4735 | 344.3829 | 266.4472 | 266.4473 | 3777.208 | 3625.9746 | 3785.312 | 3743.1306 | 3642.53 | 3538.3291 | 0 | -910.0872
2030-01-18 | 8 | 153.4735 | 153.4735 | 323.2319 | 133.2797 | 133.2797 | 3777.208 | 3625.9746 | 2565.1211 | 3743.1306 | 3642.53 | 3538.3291 | 0 | -814.0484
2030-01-18 | 9 | 153.4735 | 153.4735 | 268.6927 | 177.3116 | 199.9196 | 3777.208 | 3625.9746 | 3785.312 | 3743.1306 | 3642.53 | 3538.3291 | 0 | -808.4768
2030-01-18 | 10 | 153.4735 | 153.4735 | 471.3573 | 199.9196 | 199.9196 | 3777.208 | 3625.9746 | 3785.312 | 3743.1306 | 3642.53 | 3538.3291 | 0 | -818.9615
2030-01-18 | 11 | 153.4735 | 153.4735 | 416.7332 | 133.2797 | 133.2797 | 3777.208 | 3625.9746 | 3785.312 | 3743.1306 | 3642.53 | 3538.3291 | 0 | -904.4647
2030-01-18 | 12 | 153.4735 | 153.4735 | 436.3332 | 0 | 0 | 3777.208 | 3625.9746 | 3785.312 | 3743.1306 | 3642.53 | 3538.3291 | 0 | -897.4997
2030-01-18 | 13 | 153.4735 | 153.4735 | 646.4638 | 0 | 0 | 3777.208 | 3625.9746 | 2759.8733 | 3743.1306 | 3642.53 | 3538.3291 | 0 | -885.0146
2030-01-18 | 14 | 153.4735 | 153.4735 | 646.4638 | 0 | 0 | 3777.208 | 3625.9746 | 2082.3784 | 3743.1306 | 3642.53 | 3538.3291 | 0 | -913.6746
2030-01-18 | 15 | 0 | 0 | 646.4638 | 0 | 0 | 3777.208 | 3625.9746 | 1892.656 | 3743.1306 | 3642.53 | 3538.3291 | 0 | -944.8886
2030-01-18 | 16 | 0 | 0 | 323.2319 | 0 | 0 | 3777.208 | 3625.9746 | 2237.3972 | 3743.1306 | 3642.53 | 3538.3291 | 0 | -886.3893
2030-01-18 | 17 | 0 | 0 | 429.0244 | 0 | 0 | 3777.208 | 3625.9746 | 675.2817 | 3743.1306 | 3642.53 | 3538.3291 | 0 | -865.6434
2030-01-18 | 18 | 153.4735 | 95.2082 | 646.4638 | 0 | 0 | 3777.208 | 3625.9746 | -1135.3315 | 2063.0051 | 3642.53 | 3538.3291 | 337.1837 | -732.8347
2030-01-18 | 19 | 153.4735 | 153.4735 | 646.4638 | 0 | 0 | 3777.208 | 3625.9746 | -2093.1985 | 1748.6262 | 3642.53 | 3538.3291 | 197.1292 | -1080.5876
2030-01-18 | 20 | 153.4735 | 153.4735 | 646.4638 | 0 | 0 | 3771.675 | 3625.9746 | -3201.9272 | 1572.4104 | 3642.53 | 3538.3291 | 0 | -1080.5876
2030-01-18 | 21 | 153.4735 | 153.4735 | 646.4638 | 0 | 0 | 3777.208 | 3625.9746 | -2876.8586 | 1833.1106 | 1978.0735 | 3538.3291 | 0 | -1080.5876
2030-01-18 | 22 | 153.4735 | 153.4735 | 646.4638 | 0 | 0 | 3777.208 | 3625.9746 | -2852.0945 | 978.0441 | 1722.7136 | 3538.3291 | 0 | -1080.5876
2030-01-18 | 23 | 153.4735 | 153.4735 | 617.8051 | 0 | 0 | 3777.208 | 3625.9746 | -3785.312 | 1206.3439 | 3528.9395 | 3538.3291 | 0 | -1080.5876
2030-01-18 | 24 | 153.4735 | 153.4735 | 113.3844 | 0 | 0 | 3777.208 | 3625.9746 | -3785.312 | 3699.8552 | 2883.5505 | 3538.3291 | 0 | -1080.5876
2030-01-19 | 1 | 153.4735 | 153.4735 | 0 | 0 | 0 | 3777.208 | 3625.9746 | 0 | 3743.1306 | 3642.53 | 3538.3291 | 0 | -1080.5876
2030-01-19 | 2 | 0 | 0 | 0 | 0 | 0 | 3777.208 | 3625.9746 | -3360.1179 | 876.0752 | 3399.7446 | 3538.3291 | 0 | 1080.5876
2030-01-19 | 3 | 0 | 0 | 0 | 0 | 0 | 3777.208 | 3625.9746 | -3056.418 | 838.7656 | 3642.53 | 3538.3291 | 0 | 409.6564
2030-01-19 | 4 | 0 | 0 | 0 | 0 | 0 | 3777.208 | 3625.9746 | -2304.6746 | 495.155 | 3642.53 | 3538.3291 | 0 | -1080.5876
2030-01-19 | 5 | 0 | 0 | 0 | 0 | 0 | 3777.208 | 3625.9746 | -1457.2286 | 594.2988 | 3642.53 | 3538.3291 | 0 | -540.2938
2030-01-19 | 6 | 0 | 0 | 0 | 0 | 0 | 3777.208 | 3625.9746 | -1223.4119 | 480.8625 | 3642.53 | 3538.3291 | 0 | -1080.5876
2030-01-19 | 7 | 0 | 0 | 0 | 0 | 0 | 3777.208 | 3625.9746 | -833.7747 | 3743.1306 | 3642.53 | 3538.3291 | 0 | -924.6556
2030-01-19 | 8 | 0 | 0 | 0 | 0 | 0 | 3777.208 | 3625.9746 | -332.1393 | 3743.1306 | 3642.53 | 3538.3291 | 0 | -1.2971
2030-01-19 | 9 | 0 | 0 | 0 | 0 | 0 | 3777.208 | 3625.9746 | -1328.3059 | 3743.1306 | 3642.53 | 3538.3291 | 0 | -1080.5876
2030-01-19 | 10 | 0 | 0 | 203.3297 | 0 | 0 | 3777.208 | 3625.9746 | -1505.7244 | 3743.1306 | 3642.53 | 3538.3291 | 0 | -1080.5876
2030-01-19 | 11 | 0 | 0 | 486.9467 | 0 | 0 | 3777.208 | 3625.9746 | -193.2297 | 3743.1306 | 3642.53 | 3538.3291 | 0 | -1080.5876
2030-01-19 | 12 | 153.4735 | 153.4735 | 515.13 | 0 | 0 | 3777.208 | 3625.9746 | -1892.656 | 3743.1306 | 3642.53 | 3538.3291 | 0 | -1080.5876
2030-01-19 | 13 | 153.4735 | 153.4735 | 499.3585 | 0 | 0 | 3777.208 | 3625.9746 | -766.3458 | 3743.1306 | 3642.53 | 3538.3291 | 0 | -1080.5876
2030-01-19 | 14 | 153.4735 | 153.4735 | 428.1654 | 0 | 0 | 3777.208 | 3625.9746 | -1594.8574 | 3743.1306 | 3642.53 | 3538.3291 | 0 | -1080.5876
2030-01-19 | 15 | 153.4735 | 153.4735 | 361.9397 | 0 | 0 | 3777.208 | 3625.9746 | -1238.5109 | 3743.1306 | 3642.53 | 3538.3291 | 0 | -1080.5876
2030-01-19 | 16 | 153.4735 | 153.4735 | 378.16 | 0 | 0 | 3777.208 | 3625.9746 | -2061.4543 | 3743.1306 | 3642.53 | 3538.3291 | 0 | -1080.5876
2030-01-19 | 17 | 0 | 0 | 0 | 0 | 0 | 3777.208 | 3625.9746 | -634.9997 | 3743.1306 | 3642.53 | 3538.3291 | 0 | -1080.5876
2030-01-19 | 18 | 0 | 0 | 646.4638 | 0 | 0 | 3777.208 | 3625.9746 | 1896.9941 | 3743.1306 | 3642.53 | 3538.3291 | 0 | -1080.5876
2030-01-19 | 19 | 0 | 0 | 646.4638 | 0 | 0 | 3777.208 | 3625.9746 | 3039.0918 | 3743.1306 | 3642.53 | 3538.3291 | 0 | -1080.5876
2030-01-19 | 20 | 106.1933 | 0 | 646.4638 | 0 | 0 | 3777.208 | 3625.9746 | -1425.6691 | 3743.1306 | 3642.53 | 3538.3291 | 0 | -1080.5876
2030-01-19 | 21 | 153.4735 | 153.4735 | 646.4638 | 0 | 0 | 3777.208 | 3625.9746 | -2448.2561 | 1871.5653 | 3642.53 | 3538.3291 | 0 | -1080.5876
2030-01-19 | 22 | 153.4735 | 153.4735 | 617.2638 | 0 | 0 | 3777.208 | 2310.4944 | -3306.4026 | 560.8303 | 3642.53 | 3538.3291 | 0 | -1080.5876
2030-01-19 | 23 | 153.4735 | 153.4735 | 346.4803 | 0 | 0 | 3777.208 | 3625.9746 | -3206.0195 | 1100.7791 | 3642.53 | 3538.3291 | 0 | -1080.5876
2030-01-19 | 24 | 0 | 0 | 0 | 0 | 0 | 3777.208 | 3625.9746 | -3420.9033 | 421.4096 | 3642.53 | 3538.3291 | 0 | -1080.5876
2030-01-20 | 1 | 153.4735 | 153.4735 | 0 | 0 | 0 | 3682.6736 | 3625.9746 | -2537.0984 | 3743.1306 | 3642.53 | 3538.3291 | 0 | -1.6451e-05
2030-01-20 | 2 | 0 | 0 | 0 | 0 | 0 | 3777.208 | 3625.9746 | -2812.5872 | 2466.5754 | 3642.53 | 3538.3291 | 0 | 1080.5876
2030-01-20 | 3 | 0 | 0 | 0 | 0 | 0 | 3777.208 | 3625.9746 | -3529.949 | 580.0727 | 3642.53 | 3538.3291 | 0 | -1080.5876
2030-01-20 | 4 | 0 | 0 | 0 | 0 | 0 | 3777.208 | 3625.9746 | -3474.3611 | 219.8601 | 3642.53 | 3538.3291 | 0 | -1080.5876
2030-01-20 | 5 | 0 | 0 | 0 | 0 | 0 | 3777.208 | 3625.9746 | -3712.1655 | -1557.1339 | 3642.53 | 3538.3291 | 0 | -1080.5876
2030-01-20 | 6 | 0 | 0 | 0 | 0 | 0 | 3777.208 | 3625.9746 | -3612.8718 | -1678.3615 | 3642.53 | 3538.3291 | 0 | -1080.5876
2030-01-20 | 7 | 0 | 0 | 0 | 0 | 0 | 3777.208 | 3625.9746 | -3785.312 | -1581.3789 | 3642.53 | 3538.3291 | 0 | -1080.5876
2030-01-20 | 8 | 0 | 0 | 0 | 0 | 0 | 3777.208 | 3625.9746 | -3693.1724 | 674.5311 | 3642.53 | 3538.3291 | 0 | -1080.5876
2030-01-20 | 9 | 153.4735 | 153.4735 | 0 | 0 | 0 | 3777.208 | 3625.9746 | -3375.7935 | 3743.1306 | 3642.53 | 3538.3291 | 0 | -1080.5876
2030-01-20 | 10 | 153.4735 | 153.4735 | 100.5144 | 0 | 0 | 3777.208 | 3625.9746 | -3185.0081 | 2790.6843 | 3642.53 | 3538.3291 | 0 | -1080.5876
2030-01-20 | 11 | 153.4735 | 153.4735 | 372.3026 | 0 | 0 | 3777.208 | 3625.9746 | -2352.9941 | 690.7002 | 3642.53 | 3538.3291 | 0 | -1080.5876
2030-01-20 | 12 | 153.4735 | 153.4735 | 508.9613 | 0 | 0 | 3777.208 | 3625.9746 | -1402.0964 | 0 | 2801.3457 | 3538.3291 | 0 | -1080.5876
2030-01-20 | 13 | 153.4735 | 153.4735 | 575.2844 | 0 | 0 | 3777.208 | 3625.9746 | -333.2904 | 1871.5653 | 1821.265 | 3538.3291 | 0 | -1080.5876
2030-01-20 | 14 | 153.4735 | 153.4735 | 561.4694 | 0 | 0 | 3777.208 | 3625.9746 | 0 | 1545.0194 | 1872.7034 | 3538.3291 | 0 | -1080.5876
2030-01-20 | 15 | 153.4735 | 153.4735 | 532.6859 | 0 | 0 | 3777.208 | 3625.9746 | 309.912 | 1541.6571 | 1821.265 | 3538.3291 | 0 | -1023.91
2030-01-20 | 16 | 153.4735 | 153.4735 | 646.4638 | 0 | 0 | 3777.208 | 3625.9746 | 293.9824 | 1228.719 | 1821.265 | 3538.3291 | 0 | -1080.5876
2030-01-20 | 17 | 153.4735 | 153.4735 | 14.8218 | 0 | 0 | 3777.208 | 3625.9746 | 72.0055 | 1167.3409 | 1821.265 | 3538.3291 | 0 | -1080.5876
2030-01-20 | 18 | 153.4735 | 153.4735 | 646.4638 | 0 | 0 | 3777.208 | 3625.9746 | -288.9357 | 2400.9812 | 1821.265 | 3538.3291 | 0 | -1080.5876
2030-01-20 | 19 | 153.4735 | 153.4735 | 646.4638 | 8.1484 | 66.6399 | 3777.208 | 3625.9746 | -1023.8241 | 2348.7637 | 1821.265 | 3538.3291 | 0 | -1080.5876
2030-01-20 | 20 | 153.4735 | 153.4735 | 646.4638 | 135.9196 | 199.9196 | 3777.208 | 3625.9746 | -1116.5376 | 799.5364 | 0 | 3538.3291 | 0 | -1080.5876
2030-01-20 | 21 | 153.4735 | 153.4735 | 646.4638 | 133.2797 | 133.2797 | 3777.208 | 2702.2415 | -1207.8105 | -428.3787 | 0 | 3538.3291 | 0 | -1080.5876
2030-01-20 | 22 | 153.4735 | 153.4735 | 646.4638 | 104.2777 | 133.2797 | 3777.208 | 168.9194 | -1490.9265 | -385.6989 | 0 | 3498.3784 | 0 | -1080.5876
2030-01-20 | 23 | 153.4735 | 153.4735 | 547.0888 | 0 | 0 | 3777.208 | 166.8609 | -1418.3722 | -236.7834 | 0 | 709.989 | 0 | -1080.5876
2030-01-20 | 24 | 153.4735 | 153.4735 | 0 | 0 | 0 | 3777.208 | 166.8609 | -1584.8994 | -785.0588 | 0 | 0 | 0 | -1080.5876
2030-01-21 | 1 | 153.4735 | 153.4735 | 0 | 0 | 0 | 3777.208 | 166.8608 | -2510.3489 | -1290.1511 | 0 | 221.0085 | 0 | -1080.5876
2030-01-21 | 2 | 153.4735 | 153.4735 | 0 | 0 | 0 | 3777.208 | 166.861 | -2021.619 | -1193.5752 | 1821.265 | 221.0081 | 0 | -1080.5876
2030-01-21 | 3 | 153.4735 | 153.4735 | 0 | 0 | 0 | 3728.1655 | 166.8608 | -1956.9307 | -1989.6299 | 3642.53 | 0 | 0 | -1080.5876
2030-01-21 | 4 | 153.4735 | 153.4735 | 0 | 0 | 0 | 3777.208 | 166.8607 | -843.5037 | -1373.9563 | 3642.53 | -393.1461 | 0 | -1080.5876
2030-01-21 | 5 | 153.4735 | 153.4735 | 0 | 199.9196 | 156.1801 | 3542.665 | 166.8609 | 678.7529 | 2880.0239 | 3642.53 | 487.7824 | 0 | -1080.5876
2030-01-21 | 6 | 460.4206 | 460.4206 | 293.0466 | 264.3765 | 199.9196 | 3777.208 | 168.9197 | 1032.6458 | 853.3334 | 3642.53 | 3538.3291 | 0 | -1080.5876
2030-01-21 | 7 | 460.4206 | 460.4206 | 0 | 266.4473 | 266.4473 | 3777.208 | 171.9399 | 1223.5087 | 540.5958 | 3642.53 | 2869.6135 | 0 | -1080.5876
2030-01-21 | 8 | 460.4206 | 460.4206 | 0 | 171.1168 | 133.2797 | 3777.208 | 215.8921 | 2475.8535 | 2923.1665 | 3642.53 | 2071.1414 | 264.2934 | -1080.5876
2030-01-21 | 9 | 460.4206 | 460.4206 | 646.4638 | 199.9196 | 199.9196 | 3777.208 | 691.8043 | 2773.5256 | 1871.5653 | 3642.53 | 3538.3291 | 0 | -1080.5876
2030-01-21 | 10 | 460.4206 | 460.4206 | 646.4638 | 198.734 | 133.2797 | 3777.208 | 1812.9873 | 3212.6362 | 2117.6973 | 3642.53 | 3538.3291 | 178.9509 | -846.9564
2030-01-21 | 11 | 153.4735 | 153.4735 | 646.4638 | 172.5328 | 133.2797 | 3777.208 | 3625.9746 | 3431.5088 | 819.1057 | 3642.53 | 3538.3291 | 367.5468 | -494.2699
2030-01-21 | 12 | 153.4735 | 153.4735 | 0 | 199.9196 | 199.9196 | 3777.208 | 3625.9746 | 3785.312 | 3743.1306 | 3642.53 | 3538.3291 | 315.1896 | -1080.5876
2030-01-21 | 13 | 153.4735 | 153.4735 | 0 | 133.2797 | 138.2052 | 3777.208 | 3625.9746 | 3785.312 | 3743.1306 | 3642.53 | 3538.3291 | 321.9225 | -1080.5876
2030-01-21 | 14 | 153.4735 | 153.4735 | 56.9924 | 145.4565 | 199.9196 | 3777.208 | 3625.9756 | 3785.312 | 3743.1306 | 3642.53 | 3538.3291 | 283.1757 | -1080.5876
2030-01-21 | 15 | 153.4735 | 153.4735 | 132.1483 | 167.0743 | 133.2797 | 3777.208 | 3625.9746 | 3785.312 | 3743.1306 | 3642.53 | 3538.3291 | 323.5132 | -1080.5876
2030-01-21 | 16 | 153.4735 | 153.4735 | 0 | 66.6399 | 130.7013 | 3777.208 | 3625.9746 | 3785.312 | 3743.1306 | 3642.53 | 3538.3291 | 467.7908 | -1080.5876
2030-01-21 | 17 | 153.4735 | 153.4735 | 233.0561 | 133.2797 | 95.6008 | 3777.208 | 3625.9746 | 3785.312 | 3743.1306 | 3642.53 | 3538.3291 | 346.4091 | -1080.5876
2030-01-21 | 18 | 153.4735 | 153.4735 | 484.8478 | 133.2797 | 73.1413 | 3777.208 | 3625.9746 | 3785.312 | 3743.1306 | 3642.53 | 3538.3291 | 442.9379 | -1080.5876
2030-01-21 | 19 | 153.4735 | 153.4735 | 164.1526 | 199.9196 | 199.9196 | 3777.208 | 3625.9746 | 3785.312 | 3743.1306 | 3642.53 | 3538.3291 | 396.9078 | -1080.5876
2030-01-21 | 20 | 153.4735 | 153.4735 | 44.4651 | 133.2797 | 132.2542 | 3777.208 | 3625.9746 | 3785.312 | 3743.1306 | 3642.53 | 3538.3291 | 328.9312 | -1080.5876
2030-01-21 | 21 | 153.4735 | 53.0851 | 19.2169 | 199.9196 | 238.3267 | 3777.208 | 3625.9746 | 3785.312 | 3743.1306 | 3642.53 | 3538.3291 | 323.5132 | -1080.5876
2030-01-21 | 22 | 153.4735 | 131.2255 | 0 | 199.9196 | 199.9196 | 3777.208 | 3625.9746 | 3785.312 | 3743.1306 | 3642.53 | 3538.3291 | 485.2698 | -1080.5876
2030-01-21 | 23 | 153.4735 | 63.7803 | 0 | 166.148 | 133.2797 | 3777.208 | 3625.9746 | 3785.312 | 3743.1306 | 3642.53 | 3538.3291 | 0 | -1080.5876
2030-01-21 | 24 | 0 | 0 | 132.4272 | 199.9196 | 234.4022 | 3777.208 | 3625.9746 | 3785.312 | 3743.1306 | 3642.53 | 3538.3291 | 0 | -1080.5876
2030-01-22 | 1 | 0 | 151.7207 | 453.8875 | 133.2797 | 133.2797 | 3777.208 | 3625.9746 | 3785.312 | 3743.1306 | 3642.53 | 3538.3291 | 0 | 540.2938
2030-01-22 | 2 | 0 | 0 | 646.4638 | 199.9196 | 170.6268 | 3777.208 | 3625.9746 | 3785.312 | 3743.1306 | 3642.53 | 3538.3291 | 0 | 1080.5876
2030-01-22 | 3 | 0 | 0 | 645.4287 | 0 | 56.2012 | 3777.208 | 3625.9746 | 3785.312 | 3743.1306 | 3642.53 | 3538.3291 | 0 | 1080.5876
2030-01-22 | 4 | 0 | 0 | 505.3403 | 133.2797 | 133.2797 | 3777.208 | 3625.9746 | 3785.312 | 3743.1306 | 3642.53 | 3538.3291 | 0 | 1080.5876
2030-01-22 | 5 | 0 | 0 | 309.0041 | 0 | 0 | 3777.208 | 3625.9746 | 3785.312 | 3743.1306 | 3642.53 | 3538.3291 | 0 | -1.6451e-05
2030-01-22 | 6 | 0 | 0 | 0 | 199.9196 | 199.9196 | 3777.208 | 3625.9746 | 3785.312 | 3743.1306 | 3642.53 | 3538.3291 | 0 | -1080.5876
2030-01-22 | 7 | 153.4735 | 153.4735 | 0 | 50.9203 | 66.6399 | 3777.208 | 3625.9746 | 3785.312 | 3743.1306 | 3642.53 | 3538.3291 | 199.0317 | -1080.5876
2030-01-22 | 8 | 153.4735 | 153.4735 | 0 | 199.9196 | 179.8351 | 3777.208 | 3625.9746 | 3785.312 | 3743.1306 | 3642.53 | 3538.3291 | 0 | -1080.5876
2030-01-22 | 9 | 153.4735 | 153.4735 | 646.4638 | 199.9196 | 199.9196 | 3777.208 | 3625.9746 | 3785.312 | 3743.1306 | 3642.53 | 3538.3291 | 485.2698 | 1080.5876
2030-01-22 | 10 | 153.4735 | 153.4735 | 0 | 0 | 0 | 3777.208 | 3625.9746 | 3450.6477 | 3743.1306 | 3642.53 | 3538.3291 | 0 | -1080.5876
2030-01-22 | 11 | 153.4735 | 153.4735 | 253.8168 | 0 | 0 | 3777.208 | 3625.9746 | -420.6658 | 3743.1306 | 3642.53 | 3299.2832 | 0 | -1080.5876
2030-01-22 | 12 | 153.4735 | 153.4735 | 484.8478 | 0 | 0 | 3777.208 | 215.8925 | -2154.3799 | 1871.5653 | 2329.1077 | 3538.3291 | 0 | -1080.5876
2030-01-22 | 13 | 153.4735 | 153.4735 | 323.2319 | 0 | 0 | 3777.208 | 215.8926 | -1783.5304 | 509.9046 | 2159.6174 | 3155.4661 | 0 | -1080.5876
2030-01-22 | 14 | 153.4735 | 153.4735 | 484.8478 | 0 | 0 | 3777.208 | 215.8928 | -1736.5723 | 285.4869 | 1821.265 | 3050.4065 | 0 | -1080.5876
2030-01-22 | 15 | 153.4735 | 153.4735 | 189.4194 | 0 | 0 | 3777.208 | 215.8932 | -851.8215 | 729.6953 | 1856.1958 | 3538.3291 | 0 | -1080.5876
2030-01-22 | 16 | 153.4735 | 153.4735 | 328.1194 | 0 | 0 | 3777.208 | 215.8928 | -126.0453 | 1461.5664 | 1821.265 | 2048.3516 | 0 | -1080.5876
2030-01-22 | 17 | 153.4735 | 153.4735 | 646.4638 | 0 | 0 | 2067.7854 | 166.8605 | 549.6505 | 0 | 1156.9417 | 221.0088 | 569.203 | -1.6451e-05
2030-01-22 | 18 | 153.4735 | 153.4735 | 646.4638 | 0 | 0 | 1888.604 | 166.8607 | 131.05 | -605.5544 | 1821.265 | 1236.9408 | 0 | -1080.5876
2030-01-22 | 19 | 153.4735 | 153.4735 | 646.4638 | 133.2797 | 133.2797 | 1888.604 | 168.9194 | 265.8078 | 1011.9777 | 1821.265 | 2252.4304 | 0 | -1080.5876
2030-01-22 | 20 | 153.4735 | 211.9378 | 646.4638 | 133.2797 | 133.2797 | 1888.604 | 168.9191 | 226.3246 | 143.5926 | 1821.265 | 3538.3291 | 0 | -1080.5876
2030-01-22 | 21 | 407.936 | 306.9471 | 646.4638 | 199.9196 | 199.9196 | 1888.604 | 168.9193 | 347.2623 | 0 | 1821.265 | 1769.1646 | 627.9341 | -1080.5876
2030-01-22 | 22 | 460.4206 | 460.4206 | 646.4638 | 199.9196 | 199.9196 | 0 | 166.8608 | 833.44 | 0 | 1821.265 | 1021.158 | 647.0264 | -1080.5876
2030-01-22 | 23 | 460.4206 | 460.4206 | 646.4638 | 199.9196 | 199.9196 | 0 | 166.8607 | 1519.6858 | 0 | 762.2458 | 221.0081 | 647.0264 | -1080.5876
2030-01-22 | 24 | 460.4206 | 460.4206 | 484.8478 | 185.4346 | 133.2797 | 1888.604 | 166.8608 | 1892.656 | -827.7734 | 907.0758 | -65.6868 | 416.8258 | -1080.5876
2030-01-23 | 1 | 460.4206 | 460.4206 | 646.4638 | 133.2797 | 179.5457 | 1888.604 | 166.8608 | 1670.8115 | 476.525 | 1821.265 | 209.3431 | 122.9928 | -1080.5876
2030-01-23 | 2 | 460.4206 | 460.4206 | 646.4638 | 66.6399 | 3.0667 | 1888.604 | 166.8609 | 1410.6377 | 1240.8496 | 3642.53 | 221.0085 | 0 | -1080.5876
2030-01-23 | 3 | 460.4206 | 460.4206 | 646.4638 | 0 | 0 | 1888.604 | 166.8608 | 1892.656 | 1871.5653 | 3642.53 | 221.0089 | 0 | -1080.5876
2030-01-23 | 4 | 460.4206 | 460.4206 | 364.7155 | 66.6399 | 60.5969 | 1888.604 | 166.8599 | 1892.656 | 1871.5653 | 3642.53 | 221.008 | 0 | -1080.5876
2030-01-23 | 5 | 460.4206 | 460.4206 | 442.5331 | 0 | 0 | 1888.604 | 166.8611 | 2376.3013 | 1871.5653 | 3642.53 | 1019.1912 | 0 | -1080.5876
2030-01-23 | 6 | 460.4206 | 460.4206 | 646.4638 | 0 | 0 | 1888.604 | 168.9195 | 3327.5806 | 1871.5653 | 3642.53 | 2541.1501 | 0 | -1080.5876
2030-01-23 | 7 | 460.4206 | 460.4206 | 154.6628 | 266.4472 | 266.4473 | 3219.6782 | 168.9198 | 3785.312 | 1871.5653 | 3642.53 | 1769.1646 | 485.2698 | -1080.5876
2030-01-23 | 8 | 460.4206 | 460.4206 | 484.8478 | 266.4472 | 266.4473 | 1888.604 | 605.1158 | 3785.312 | 1114.8057 | 3642.53 | 3538.3291 | 0 | -1080.5876
2030-01-23 | 9 | 460.4206 | 460.4206 | 558.9623 | 266.4473 | 266.4473 | 3173.7866 | 168.9185 | 3785.312 | 778.5641 | 3642.53 | 547.2804 | 32.9408 | -1080.5876
2030-01-23 | 10 | 460.4206 | 460.4206 | 484.8478 | 266.4473 | 266.4473 | 3777.208 | 168.9205 | 3785.312 | 372.994 | 3642.53 | 1769.1646 | 115.5742 | -1080.5876
2030-01-23 | 11 | 460.4206 | 460.4206 | 484.8478 | 266.4473 | 266.4472 | 3777.208 | 166.8615 | 3785.312 | 3743.1306 | 3642.53 | 932.0013 | 0 | -1080.5876
2030-01-23 | 12 | 460.4206 | 460.4206 | 484.8478 | 266.4473 | 266.4472 | 3777.208 | 215.8942 | 3785.312 | 3743.1306 | 3642.53 | 2235.7832 | 0 | -1080.5876
2030-01-23 | 13 | 153.4735 | 153.4735 | 287.1487 | 266.4473 | 266.4473 | 3777.208 | 1236.931 | 3785.312 | 3743.1306 | 3642.53 | 2605.5828 | 323.5132 | -1080.5876
2030-01-23 | 14 | 148.429 | 0 | 100.593 | 199.9196 | 147.0393 | 3777.208 | 769.33 | 3785.312 | 3743.1306 | 3642.53 | 3300.0518 | 328.0128 | -1080.5876
2030-01-23 | 15 | 0 | 0 | 0 | 150.5896 | 199.9196 | 3777.208 | 1635.5557 | 3785.312 | 3743.1306 | 3642.53 | 3538.3291 | 31.0112 | -1080.5876
2030-01-23 | 16 | 153.4735 | 153.4735 | 0 | 199.9196 | 168.531 | 3777.208 | 3625.9746 | 3785.312 | 3743.1306 | 3642.53 | 3538.3291 | 0 | -1080.5876
2030-01-23 | 17 | 153.4735 | 153.4735 | 0 | 133.2797 | 170.2234 | 3777.208 | 3228.1299 | 3785.312 | 3743.1306 | 3642.53 | 3538.3291 | 457.9286 | -1080.5876
2030-01-23 | 18 | 153.4735 | 153.4735 | 294.6078 | 199.9196 | 216.2654 | 3777.208 | 3447.7046 | 3785.312 | 3743.1306 | 3642.53 | 3538.3291 | 0 | -1080.5876
2030-01-23 | 19 | 153.4735 | 153.4735 | 484.8478 | 266.4472 | 266.4473 | 3777.208 | 3625.9746 | 3785.312 | 3743.1306 | 3642.53 | 3538.3291 | 0 | -1080.5876
2030-01-23 | 20 | 153.4735 | 153.4735 | 646.4638 | 266.4473 | 266.4473 | 3777.208 | 3625.9746 | 3785.312 | 3743.1306 | 3642.53 | 3538.3291 | 0 | -1080.5876
2030-01-23 | 21 | 153.4735 | 153.4735 | 484.8478 | 266.4473 | 266.4473 | 3777.208 | 3043.7498 | 3785.312 | 3743.1306 | 3642.53 | 3538.3291 | 0 | -1080.5876
2030-01-23 | 22 | 0 | 0 | 364.3173 | 266.4473 | 222.7269 | 3777.208 | 2196.0042 | 3785.312 | 3743.1306 | 3642.53 | 3538.3291 | 0 | -1080.5876
2030-01-23 | 23 | 0 | 0 | 323.2319 | 133.2797 | 119.7215 | 3777.208 | 1767.9565 | 3785.312 | 3743.1306 | 3642.53 | 3538.3291 | 0 | -1080.5876
2030-01-23 | 24 | 0 | 0 | 0 | 266.4472 | 266.4472 | 3777.207 | 1055.8997 | 3785.312 | 3743.1306 | 3642.53 | 3538.3291 | 206.5043 | -1080.5876
2030-01-24 | 1 | 153.4735 | 92.1479 | 0 | 266.4473 | 266.4473 | 3777.208 | 2924.0662 | 3785.312 | 3743.1306 | 3642.53 | 3538.3291 | 262.9013 | -1080.5876
2030-01-24 | 2 | 153.4735 | 153.4735 | 0 | 266.4473 | 266.4473 | 3777.208 | 3625.9746 | 3785.312 | 3743.1306 | 3642.53 | 3538.3291 | 0 | -1080.5876
2030-01-24 | 3 | 153.4735 | 153.4735 | 0 | 266.4473 | 266.4473 | 3777.208 | 3625.9746 | 3785.312 | 3743.1306 | 3642.53 | 3538.3291 | 0 | -1080.5876
2030-01-24 | 4 | 153.4735 | 153.4735 | 0 | 266.4472 | 266.4473 | 3777.208 | 3625.9746 | 3785.312 | 3743.1306 | 3642.53 | 3538.3291 | 0 | -1080.5876
2030-01-24 | 5 | 153.4735 | 153.4735 | 0 | 266.4473 | 266.4472 | 3777.208 | 3625.9746 | 3785.312 | 3743.1306 | 3642.53 | 3538.3291 | 0 | -1080.5876
2030-01-24 | 6 | 153.4735 | 153.4735 | 0 | 266.4472 | 266.4472 | 3777.208 | 3625.9746 | 3785.312 | 3743.1306 | 3642.53 | 3538.3291 | 0 | -1080.5876
2030-01-24 | 7 | 153.4735 | 153.4735 | 0 | 199.9196 | 199.9196 | 3777.208 | 3625.9746 | 3785.312 | 3743.1306 | 3642.53 | 3538.3291 | 459.4182 | -1080.5876
2030-01-24 | 8 | 153.4735 | 153.4735 | 0 | 0 | 0 | 3777.208 | 3625.9746 | 3785.312 | 3743.1306 | 3642.53 | 3538.3291 | 485.2698 | -1080.5876
2030-01-24 | 9 | 153.4735 | 153.4735 | 0 | 0 | 0 | 3777.208 | 3625.9746 | 3785.312 | 3743.1306 | 3642.53 | 3538.3291 | 485.2698 | -1080.5876
2030-01-24 | 10 | 153.4735 | 153.4735 | 0 | 0 | 0 | 3777.208 | 3625.9746 | 3785.312 | 3743.1306 | 3642.53 | 3538.3291 | 280.7993 | -1080.5876
2030-01-24 | 11 | 153.4735 | 153.4735 | 0 | 0 | 0 | 3777.208 | 3625.9746 | 3785.312 | 3743.1306 | 3642.53 | 3538.3291 | 450.5055 | -1080.5876
2030-01-24 | 12 | 153.4735 | 153.4735 | 0 | 0 | 0 | 3777.208 | 3625.9746 | 3785.312 | 3743.1306 | 3642.53 | 3538.3291 | 323.5132 | -1080.5876
2030-01-24 | 13 | 153.4735 | 153.4735 | 0 | 0 | 0 | 3777.208 | 3625.9746 | 3785.312 | 3743.1306 | 3642.53 | 3538.3291 | 0 | -1080.5876
2030-01-24 | 14 | 153.4735 | 153.4735 | 0 | 0 | 0 | 3777.208 | 3625.9746 | 3785.312 | 3743.1306 | 3642.53 | 3538.3291 | 367.782 | -1080.5876
2030-01-24 | 15 | 153.4735 | 153.4735 | 0 | 0 | 0 | 3777.208 | 3625.9746 | 3785.312 | 3743.1306 | 3642.53 | 3538.3291 | 401.402 | -1080.5876
2030-01-24 | 16 | 153.4735 | 153.4735 | 0 | 0 | 0 | 3507.5098 | 3625.9746 | 3785.312 | 3743.1306 | 3642.53 | 3538.3291 | 388.5061 | -1080.5876
2030-01-24 | 17 | 153.4735 | 153.4735 | 0 | 0 | 0 | 3208.595 | 3625.9746 | 3785.312 | 3743.1306 | 3642.53 | 3538.3291 | 398.5717 | -1080.5876
2030-01-24 | 18 | 153.4735 | 153.4735 | 0 | 0 | 0 | 3331.3125 | 3625.9746 | 3785.312 | 3743.1306 | 3642.53 | 3538.3291 | 245.5182 | -1080.5876
2030-01-24 | 19 | 153.4735 | 153.4735 | 46.7791 | 0 | 0 | 2704.9397 | 3469.8157 | 3785.312 | 3743.1306 | 3642.53 | 3538.3291 | 385.663 | -1080.5876
2030-01-24 | 20 | 0 | 0 | 0 | 0 | 0 | 2625.5288 | 2304.3806 | 3785.312 | 3743.1306 | 3642.53 | 2867.583 | 226.6762 | -1080.5876
2030-01-24 | 21 | 0 | 0 | 0 | 0 | 0 | 2452.1362 | 1163.8093 | 3785.312 | 3743.1306 | 3642.53 | 1560.3844 | 0 | -1080.5876
2030-01-24 | 22 | 0 | 0 | 646.4638 | 199.9196 | 172.8572 | 2431.0627 | 1027.2477 | 3785.312 | 3743.1306 | 3642.53 | 221.0055 | 0 | -1080.5876
2030-01-24 | 23 | 0 | 0 | 308.9998 | 199.9196 | 216.6719 | 2893.739 | 422.2185 | 3785.312 | 3743.1306 | 3642.53 | 1618.9402 | 0 | -1080.5876
2030-01-24 | 24 | 0 | 0 | 0 | 241.1195 | 199.9196 | 2691.759 | 410.2688 | 3785.312 | 3743.1306 | 3642.53 | 1865.4489 | 0 | -1080.5876
2030-01-25 | 1 | 0 | 0 | 0 | 133.2797 | 133.2797 | 2668.2366 | 1665.4222 | 3785.312 | 3743.1306 | 3642.53 | 1874.2072 | 0 | -1.6451e-05
2030-01-25 | 2 | 0 | 0 | 0 | 199.9196 | 199.9196 | 3025.1868 | 2983.603 | 1892.6559 | 3743.1306 | 3642.53 | 3165.7197 | 0 | -1.6451e-05
2030-01-25 | 3 | 0 | 0 | 0 | 266.4472 | 266.4472 | 2906.8569 | 3625.9746 | 1892.6549 | 3743.1306 | 3642.53 | 480.1694 | 0 | -1.6451e-05
2030-01-25 | 4 | 0 | 0 | 0 | 266.4473 | 266.4473 | 2577.856 | 1812.9873 | 2331.6318 | 3743.1306 | 3642.53 | 1095.6121 | 0 | -1080.5876
2030-01-25 | 5 | 153.4735 | 153.4735 | 223.559 | 199.9196 | 199.9196 | 2458.0466 | 1063.6501 | -84.2648 | 3743.1306 | 3642.53 | 1957.2716 | 0 | -1080.5876
2030-01-25 | 6 | 153.4735 | 153.4735 | 0 | 199.9196 | 213.9272 | 2007.6216 | 1812.9873 | 59.4228 | 3743.1306 | 3642.53 | 3496.917 | 0 | 1080.5876
2030-01-25 | 7 | 153.4735 | 153.4735 | 0 | 199.9196 | 197.122 | 1571.9219 | 3625.9746 | 342.4765 | 3743.1306 | 3642.53 | 3538.3291 | 207.5469 | -1080.5876
2030-01-25 | 8 | 153.4735 | 153.4735 | 646.4638 | 66.6399 | 66.6399 | 1301.214 | 1812.9873 | 387.0315 | 3272.728 | 3642.53 | 3538.3291 | 0 | -1080.5876
2030-01-25 | 9 | 153.4735 | 153.4735 | 646.4638 | 0 | 0 | 2214.9888 | 168.9193 | 146.3955 | 2854.2837 | 3642.53 | 3425.2051 | 0 | -1080.5876
2030-01-25 | 10 | 153.4735 | 153.4735 | 646.4638 | 0 | 0 | 2479.6675 | 168.9212 | 73.9057 | 1871.5653 | 3642.53 | 3538.3291 | 233.6779 | -1080.5876
2030-01-25 | 11 | 153.4735 | 153.4735 | 646.4638 | 0 | 0 | 3469.4465 | 168.9203 | 558.5828 | 1871.5653 | 3642.53 | 1944.772 | 432.1921 | -1080.5876
2030-01-25 | 12 | 153.4735 | 153.4735 | 646.4638 | 0 | 0 | 3777.208 | 1812.9873 | -277.5821 | 613.6788 | 3642.53 | 1026.2335 | 508.3018 | -1080.5876
2030-01-25 | 13 | 153.4735 | 153.4735 | 646.4638 | 0 | 0 | 3741.6753 | 168.9193 | -700.913 | 1871.5653 | 3642.53 | 1769.1646 | 300.7706 | -1080.5876
2030-01-25 | 14 | 153.4735 | 153.4735 | 484.8478 | 0 | 0 | 3588.4746 | 168.918 | -1063.7784 | 1871.5653 | 3642.53 | 1269.2018 | 536.1526 | -1080.5876
2030-01-25 | 15 | 153.4735 | 153.4735 | 484.8478 | 0 | 0 | 3777.208 | 168.9196 | -1103.9877 | -633.0534 | 3642.53 | 2122.8411 | 485.2698 | -1080.5876
2030-01-25 | 16 | 153.4735 | 153.4735 | 484.8478 | 0 | 0 | 3777.208 | 3487.2949 | -552.049 | -1695.9899 | 3642.53 | 3538.3291 | 485.2698 | -1080.5876
2030-01-25 | 17 | 352.0939 | 306.9471 | 115.7835 | 133.2797 | 133.2797 | 3777.208 | 3531.4839 | 335.2375 | -1697.3007 | 3642.53 | 3538.3291 | 336.7825 | -1080.5876
2030-01-25 | 18 | 460.4206 | 460.4206 | 131.063 | 171.321 | 199.9196 | 3777.208 | 215.8932 | 509.2954 | -959.1049 | 3642.53 | 2883.8989 | 323.5132 | -1080.5876
2030-01-25 | 19 | 460.4206 | 460.4206 | 646.4638 | 133.2797 | 148.5504 | 3777.208 | 168.9195 | 1244.6506 | 0 | 2346.7117 | 3538.3291 | 491.0052 | -1080.5876
2030-01-25 | 20 | 460.4206 | 460.4206 | 646.4638 | 199.9196 | 199.9196 | 3701.397 | 168.9196 | 850.7859 | 0 | 2984.749 | 3538.3291 | 143.665 | -1080.5876
2030-01-25 | 21 | 460.4206 | 460.4206 | 0 | 133.2797 | 131.9289 | 3777.208 | 215.8922 | 1361.2241 | 199.8003 | 3642.53 | 3538.3291 | 276.5241 | -1080.5876
2030-01-25 | 22 | 420.5659 | 306.9471 | 0 | 0 | 0 | 3505.4834 | 2420.5581 | 2369.7939 | 1871.5653 | 3642.53 | 3538.3291 | 185.3723 | -1080.5876
2030-01-25 | 23 | 239.6842 | 153.4735 | 0 | 0 | 14.6758 | 3777.208 | 3625.9746 | 3035.6006 | 1871.5653 | 3642.53 | 3538.3291 | 0 | -1080.5876
2030-01-25 | 24 | 153.4735 | 298.5819 | 0 | 0 | 12.7512 | 3777.208 | 3625.9746 | 3696.1265 | 3055.2266 | 3642.53 | 3538.3291 | 0 | -1080.5876
2030-01-26 | 1 | 153.4735 | 153.4735 | 642.9698 | 133.2797 | 68.8961 | 3777.208 | 3625.9746 | 3785.312 | 3743.1306 | 3642.53 | 3538.3291 | 0 | -1080.5876
2030-01-26 | 2 | 153.4735 | 153.4735 | 0 | 30.0831 | 66.5277 | 3777.208 | 3625.9746 | 3785.312 | 3743.1306 | 3642.53 | 3538.3291 | 0 | -835.5493
2030-01-26 | 3 | 153.4735 | 58.5679 | 0 | 0 | 0 | 3777.208 | 3625.9746 | 3785.312 | 3743.1306 | 3642.53 | 3538.3291 | 0 | -1.6451e-05
2030-01-26 | 4 | 0 | 0 | 0 | 0 | 0 | 3777.208 | 3625.9746 | 3785.312 | 3743.1306 | 3642.53 | 3538.3291 | 0 | -770.9598
2030-01-26 | 5 | 0 | 0 | 0 | 0 | 0 | 3777.208 | 3625.9746 | 3785.312 | 3743.1306 | 3642.53 | 3538.3291 | 0 | -1080.5876
2030-01-26 | 6 | 0 | 0 | 0 | 199.8074 | 207.125 | 3777.208 | 3625.9746 | 3785.312 | 3743.1306 | 3642.53 | 3538.3291 | 0 | 1080.5876
2030-01-26 | 7 | 0 | 0 | 494.7649 | 0 | 0 | 3777.208 | 3625.9746 | 3785.312 | 3743.1306 | 3642.53 | 3538.3291 | 0 | -1080.5876
2030-01-26 | 8 | 0 | 0 | 406.1131 | 127.6644 | 133.2797 | 3777.208 | 3625.9746 | 3785.312 | 3743.1306 | 3642.53 | 3538.3291 | 0 | -1080.5876
2030-01-26 | 9 | 0 | 0 | 646.4638 | 266.4473 | 266.4472 | 3777.208 | 3625.9746 | 3785.312 | 3743.1306 | 3642.53 | 3538.3291 | 0 | -1080.5876
2030-01-26 | 10 | 153.4735 | 153.4735 | 0 | 0 | 0 | 3777.208 | 3625.9746 | 3785.312 | 3743.1306 | 3642.53 | 3538.3291 | 4.6094 | -1080.5876
2030-01-26 | 11 | 153.4735 | 153.4735 | 0 | 0.75626 | 66.6399 | 3777.208 | 3625.9746 | 3785.312 | 3743.1306 | 3642.53 | 3538.3291 | 354.8251 | -1080.5876
2030-01-26 | 12 | 153.4735 | 153.4735 | 0 | 52.6861 | 66.6399 | 3777.208 | 3625.9746 | 3785.312 | 3743.1306 | 3642.53 | 3538.3291 | 299.4206 | -1080.5876
2030-01-26 | 13 | 153.4735 | 153.4735 | 0 | 66.6399 | 77.8484 | 3777.208 | 3625.9746 | 3785.312 | 3743.1306 | 3642.53 | 3538.3291 | 293.7472 | -1080.5876
2030-01-26 | 14 | 118.5274 | 153.4735 | 0 | 199.9196 | 199.9196 | 3777.208 | 3625.9746 | 3785.312 | 3743.1306 | 3642.53 | 3538.3291 | 265.4785 | -1080.5876
2030-01-26 | 15 | 0 | 0 | 445.8336 | 199.9196 | 242.369 | 3777.208 | 3625.9746 | 3785.312 | 3743.1306 | 3642.53 | 3538.3291 | 0 | -1080.5876
2030-01-26 | 16 | 153.4735 | 153.4735 | 0 | 0 | 0 | 3777.208 | 3625.9746 | 3785.312 | 3743.1306 | 3642.53 | 3538.3291 | 365.6581 | -1080.5876
2030-01-26 | 17 | 153.4735 | 153.4735 | 0 | 0 | 0 | 3777.208 | 3625.9746 | 3785.312 | 3743.1306 | 3642.53 | 3538.3291 | 479.4918 | -1080.5876
2030-01-26 | 18 | 153.4735 | 153.4735 | 0 | 0 | 0 | 3777.208 | 3625.9746 | 3785.312 | 3743.1306 | 3642.53 | 3538.3291 | 269.7751 | -1080.5876
2030-01-26 | 19 | 153.4735 | 153.4735 | 0 | 66.6399 | 66.6399 | 3777.208 | 3625.9746 | 3785.312 | 3743.1306 | 3642.53 | 3538.3291 | 227.4238 | -1080.5876
2030-01-26 | 20 | 153.4735 | 153.4735 | 0 | 66.6399 | 66.6399 | 3777.208 | 3625.9746 | 3785.312 | 3743.1306 | 3642.53 | 3538.3291 | 261.0583 | -1080.5876
2030-01-26 | 21 | 153.4735 | 153.4735 | 0 | 133.2797 | 133.2797 | 3777.208 | 3625.9746 | 3785.312 | 3743.1306 | 3642.53 | 3538.3291 | 147.3915 | -1080.5876
2030-01-26 | 22 | 0 | 0 | 0 | 133.2797 | 133.2797 | 3777.208 | 3625.9746 | 3785.312 | 3743.1306 | 3642.53 | 3538.3291 | 0 | -1080.5876
2030-01-26 | 23 | 0 | 0 | 0 | 266.4472 | 266.4472 | 3777.208 | 3625.9746 | 3785.312 | 3743.1306 | 3642.53 | 3538.3291 | 0 | -1080.5876
2030-01-26 | 24 | 153.4735 | 153.4735 | 0 | 266.4473 | 266.4473 | 3777.208 | 3625.9746 | 3785.312 | 3743.1306 | 3642.53 | 3538.3291 | 442.8705 | -1080.5876
2030-01-27 | 1 | 153.4735 | 153.4735 | 0 | 266.4473 | 266.4473 | 3777.208 | 3625.9746 | 3785.312 | 3743.1306 | 3642.53 | 3538.3291 | 0 | -1.6451e-05
2030-01-27 | 2 | 0 | 0 | 0 | 266.4473 | 266.4473 | 3777.208 | 3625.9746 | 3785.312 | 3743.1306 | 3642.53 | 3538.3291 | 0 | 1080.5876
2030-01-27 | 3 | 0 | 0 | 0 | 266.4473 | 266.4473 | 3777.208 | 3625.9746 | 3785.312 | 3743.1306 | 3642.53 | 3538.3291 | 0 | 1080.5876
2030-01-27 | 4 | 0 | 0 | 0 | 266.4472 | 266.4472 | 3777.2092 | 3625.9746 | 3785.3108 | 3743.1306 | 3642.53 | 3538.3291 | 0 | 1080.5876
2030-01-27 | 5 | 0 | 0 | 0 | 266.4473 | 266.4472 | 3777.208 | 3625.9746 | 2805.2737 | 3743.1306 | 3642.53 | 3538.3291 | 0 | 1080.5876
2030-01-27 | 6 | 0 | 0 | 0 | 266.4472 | 266.4473 | 3777.208 | 3625.9746 | 1892.6559 | 3743.1306 | 3642.53 | 3538.3291 | 0 | 1080.5876
2030-01-27 | 7 | 0 | 0 | 323.2319 | 266.4472 | 266.4472 | 3777.208 | 3625.9746 | 3785.312 | 3743.1306 | 3642.53 | 3538.3291 | 0 | -1.6451e-05
2030-01-27 | 8 | 0 | 0 | 233.1008 | 266.4472 | 266.4473 | 3777.208 | 3625.9746 | 3785.312 | 3743.1306 | 3642.53 | 3538.3291 | 0 | 1080.5876
2030-01-27 | 9 | 0 | 0 | 0 | 266.4473 | 266.4473 | 3777.208 | 3625.9746 | 3785.312 | 3743.1306 | 3642.53 | 3538.3291 | 0 | 1080.5876
2030-01-27 | 10 | 0 | 0 | 0 | 266.4473 | 266.4472 | 3777.208 | 3625.9746 | 3486.8132 | 3743.1306 | 3642.53 | 3538.3291 | 0 | -1080.5876
2030-01-27 | 11 | 0 | 0 | 0 | 266.4472 | 266.4473 | 3777.208 | 3625.9746 | 3785.312 | 3743.1306 | 3642.53 | 3538.3291 | 0 | -1080.5876
2030-01-27 | 12 | 0 | 0 | 0 | 266.4473 | 266.4473 | 3777.208 | 3625.9746 | 2290.1519 | 3743.1306 | 3642.53 | 3538.3291 | 0 | -1080.5876
2030-01-27 | 13 | 0 | 0 | 0 | 266.4472 | 266.4473 | 3777.208 | 3625.9746 | 1892.6559 | 3743.1306 | 3642.53 | 3538.3291 | 0 | -1080.5876
2030-01-27 | 14 | 0 | 0 | 0 | 133.2797 | 193.7626 | 3777.208 | 3625.9746 | 393.6342 | 3743.1306 | 3642.53 | 3538.3291 | 0 | -1080.5876
2030-01-27 | 15 | 0 | 0 | 0 | 199.9196 | 240.549 | 3777.208 | 3625.9746 | -303.835 | 3743.1306 | 3642.53 | 3538.3291 | 0 | -1080.5876
2030-01-27 | 16 | 0 | 0 | 0 | 199.9196 | 199.9196 | 3777.208 | 3625.9746 | -160.7588 | 3743.1306 | 3642.53 | 3538.3291 | 0 | -1080.5876
2030-01-27 | 17 | 153.4735 | 153.4735 | 0 | 133.2797 | 153.4311 | 3777.208 | 3625.9746 | 385.8567 | 3743.1306 | 3642.53 | 3538.3291 | 0 | -1080.5876
2030-01-27 | 18 | 153.4735 | 153.4735 | 0 | 66.6399 | 129.5816 | 3777.208 | 3625.9746 | -1557.6091 | 3743.1306 | 3642.53 | 3538.3291 | 0 | -1080.5876
2030-01-27 | 19 | 186.0639 | 153.4735 | 0 | 266.4472 | 266.4473 | 3777.208 | 215.8932 | -1702.6866 | 2156.4841 | 3642.53 | 3538.3291 | 0 | -1080.5876
2030-01-27 | 20 | 153.4735 | 153.4735 | 0 | 0 | 0 | 3777.208 | 215.8947 | -2284.5906 | 956.3473 | 3642.53 | 1224.2141 | 0 | -1080.5876
2030-01-27 | 21 | 153.4735 | 153.4735 | 0 | 0 | 0 | 3777.208 | 215.8927 | -1859.9064 | -136.6475 | 1821.265 | 265.242 | 0 | -1080.5876
2030-01-27 | 22 | 153.4735 | 153.4735 | 0 | 0 | 0 | 3777.208 | 168.9201 | -1733.6295 | -1626.8894 | 56.2125 | 3019.9907 | 0 | -1080.5876
2030-01-27 | 23 | 153.4735 | 153.4735 | 0 | 0 | 0 | 3777.208 | 168.919 | -1910.9009 | -531.8094 | 0 | 3538.3291 | 0 | -1080.5876
2030-01-27 | 24 | 153.4735 | 153.4735 | 0 | 0 | 0 | 3777.208 | 3625.9746 | -2507.1003 | -1600.7855 | 0 | 3538.3291 | 0 | -1080.5876
2030-01-28 | 1 | 153.4735 | 153.4735 | 40.5219 | 0 | 0 | 3777.208 | 3625.9746 | -3570.7483 | -1846.2123 | 1821.265 | 3538.3291 | 0 | -1.6451e-05
2030-01-28 | 2 | 0 | 0 | 0 | 0 | 0 | 3777.208 | 3625.9746 | -3540.1116 | -829.5969 | 3642.53 | 3538.3291 | 0 | -179.5927
2030-01-28 | 3 | 0 | 0 | 0 | 0 | 0 | 3777.208 | 3625.9746 | -2824.5508 | -1086.3335 | 3642.53 | 3538.3291 | 0 | -1080.5876
2030-01-28 | 4 | 0 | 0 | 0 | 0 | 0 | 3777.208 | 3135.0896 | -2404.6528 | -1305.129 | 3579.9607 | 3538.3291 | 0 | -1080.5876
2030-01-28 | 5 | 0 | 0 | 0 | 0 | 0 | 3777.208 | 3341.0757 | -2028.1417 | -1224.0029 | 3642.53 | 3538.3291 | 0 | -1080.5876
2030-01-28 | 6 | 0 | 0 | 0 | 0 | 0 | 3777.208 | 3625.9746 | -1872.2959 | 2101.9272 | 3642.53 | 3538.3291 | 0 | 1080.5876
2030-01-28 | 7 | 0 | 0 | 22.4899 | 0 | 0 | 3712.228 | 3625.9746 | 684.9318 | 3743.1306 | 3642.53 | 3538.3291 | 0 | 540.2947
2030-01-28 | 8 | 0 | 0 | 166.3519 | 0 | 0 | 3777.208 | 3625.9746 | 1389.2994 | 3743.1306 | 3642.53 | 3538.3291 | 0 | 540.2938
2030-01-28 | 9 | 0 | 0 | 0 | 0 | 0 | 3777.208 | 3625.9746 | 1885.0955 | 3743.1306 | 3642.53 | 3538.3291 | 0 | -983.9376
2030-01-28 | 10 | 66.5315 | 0 | 172.663 | 0 | 0 | 3777.208 | 3625.9746 | 3240.874 | 3743.1306 | 3642.53 | 3538.3291 | 0 | -875.1646
2030-01-28 | 11 | 153.4735 | 153.4735 | 283.3456 | 0 | 24.6887 | 3777.208 | 3625.9746 | 3347.1562 | 3743.1306 | 3642.53 | 3538.3291 | 0 | -858.3751
2030-01-28 | 12 | 153.4735 | 153.4735 | 305.3367 | 0 | 20.8168 | 3777.208 | 3625.9746 | 3216.9277 | 3743.1306 | 3642.53 | 3538.3291 | 0 | -717.8162
2030-01-28 | 13 | 153.4735 | 153.4735 | 294.8798 | 0 | 0 | 3777.208 | 3625.9746 | 3785.312 | 3743.1306 | 3642.53 | 3538.3291 | 0 | -866.4943
2030-01-28 | 14 | 153.4735 | 153.4735 | 285.937 | 0 | 0 | 3777.208 | 3625.9746 | 3785.312 | 3743.1306 | 3642.53 | 3538.3291 | 0 | -946.3546
2030-01-28 | 15 | 153.4735 | 153.4735 | 267.4636 | 0 | 0 | 3777.208 | 3625.9746 | 3785.312 | 3743.1306 | 3642.53 | 3538.3291 | 0 | -992.0828
2030-01-28 | 16 | 153.4735 | 153.4735 | 309.2444 | 0 | 0 | 3777.208 | 3625.9746 | 3785.312 | 3743.1306 | 3642.53 | 3538.3291 | 0 | -1080.5876
2030-01-28 | 17 | 153.4735 | 153.4735 | 165.68 | 0 | 0 | 3777.208 | 3625.9746 | 3785.312 | 3743.1306 | 3642.53 | 3538.3291 | 163.1717 | -1080.5876
2030-01-28 | 18 | 153.4735 | 153.4735 | 513.5941 | 0 | 0 | 3777.208 | 3625.9746 | 3785.312 | 3743.1306 | 3642.53 | 3538.3291 | 456.6226 | -1080.5876
2030-01-28 | 19 | 153.4735 | 153.4735 | 646.4638 | 0 | 0 | 3777.208 | 3625.9746 | 3785.312 | 3743.1306 | 3642.53 | 3538.3291 | 212.8842 | -1080.5876
2030-01-28 | 20 | 153.4735 | 153.4735 | 646.4638 | 0 | 0 | 3777.208 | 3625.9746 | 2683.0039 | 3743.1306 | 3642.53 | 3538.3291 | 0 | -1080.5876
2030-01-28 | 21 | 153.4735 | 153.4735 | 646.4638 | 0 | 0 | 3777.208 | 3625.9746 | 3785.312 | 3743.1306 | 3642.53 | 3538.3291 | 0 | -1080.5876
2030-01-28 | 22 | 153.4735 | 153.4735 | 646.4638 | 0 | 0 | 3777.208 | 3625.9746 | 3785.312 | 3743.1306 | 3642.53 | 3538.3291 | 0 | -1080.5876
2030-01-28 | 23 | 153.4735 | 153.4735 | 500.6994 | 0 | 0 | 3777.208 | 3625.9746 | 3785.312 | 3743.1306 | 3642.53 | 3538.3291 | 0 | -1080.5876
2030-01-28 | 24 | 153.4735 | 153.4735 | 0 | 0 | 0 | 3777.208 | 3625.9746 | 309.9245 | 3743.1306 | 3642.53 | 3538.3291 | 0 | 1080.5876
2030-01-29 | 1 | 153.4735 | 153.4735 | 146.1277 | 0 | 0 | 3777.208 | 3625.9746 | -1220.751 | 3743.1306 | 3642.53 | 3538.3291 | 0 | -1080.5876
2030-01-29 | 2 | 0 | 0 | 16.787 | 0 | 0 | 3777.208 | 3625.9746 | -1438.4856 | 3743.1306 | 3642.53 | 3538.3291 | 0 | 503.9824
2030-01-29 | 3 | 0 | 0 | 178.1718 | 0 | 0 | 3777.208 | 3625.9746 | -201.5276 | 2515.2769 | 3642.53 | 3538.3291 | 0 | 1080.5876
2030-01-29 | 4 | 0 | 0 | 0 | 0 | 0 | 3777.208 | 3625.9746 | -1215.2534 | 3743.1306 | 3642.53 | 3538.3291 | 0 | 1021.9881
2030-01-29 | 5 | 0 | 0 | 0 | 0 | 0 | 3519.3735 | 3625.9746 | -2112.6106 | 673.8928 | 3642.53 | 3538.3291 | 0 | -1.6451e-05
2030-01-29 | 6 | 0 | 0 | 0 | 0 | 0 | 3350.5205 | 3625.9746 | -1767.2422 | 3743.1306 | 3642.53 | 3538.3291 | 0 | -1080.5876
2030-01-29 | 7 | 0 | 0 | 304.3001 | 0 | 0 | 1973.3612 | 3625.9746 | 3587.8376 | 3743.1306 | 3642.53 | 3538.3291 | 0 | -1080.5876
2030-01-29 | 8 | 153.4735 | 153.4735 | 646.009 | 0 | 0 | 2558.4023 | 3625.9746 | -188.7489 | 3743.1306 | 3642.53 | 3538.3291 | 0 | -1080.5876
2030-01-29 | 9 | 153.4735 | 68.2736 | 646.4638 | 0 | 0 | 2548.032 | 3625.9746 | 1126.5276 | 3743.1306 | 3642.53 | 3538.3291 | 0 | -1080.5876
2030-01-29 | 10 | 0 | 0 | 0 | 0 | 0 | 2064.2974 | 3625.9746 | 2918.5408 | 3743.1306 | 3642.53 | 3538.3291 | 322.8268 | -1080.5876
2030-01-29 | 11 | 0 | 0 | 0 | 0 | 0 | 2625.2017 | 3625.9746 | 3785.312 | 3743.1306 | 3642.53 | 3538.3291 | 214.4474 | -1080.5876
2030-01-29 | 12 | 0 | 0 | 0 | 0 | 0 | 2462.228 | 3625.9746 | 3785.312 | 3743.1306 | 3642.53 | 3538.3291 | 259.5978 | -1080.5876
2030-01-29 | 13 | 153.4735 | 153.4735 | 0 | 0 | 0 | 3123.1875 | 3625.9746 | 3785.312 | 3743.1306 | 3642.53 | 3538.3291 | 347.6231 | -1080.5876
2030-01-29 | 14 | 153.4735 | 153.4735 | 187.013 | 0 | 0 | 3070.5139 | 3625.9746 | 3785.312 | 3743.1306 | 3642.53 | 3538.3291 | 311.4741 | -1080.5876
2030-01-29 | 15 | 153.4735 | 153.4735 | 381.126 | 0 | 0 | 3172.9895 | 3625.9746 | 3785.312 | 3743.1306 | 3642.53 | 3538.3291 | 345.0033 | -1080.5876
2030-01-29 | 16 | 153.4735 | 153.4735 | 505.5853 | 0 | 0 | 3062.7366 | 3625.9746 | 3785.312 | 3743.1306 | 3642.53 | 3538.3291 | 485.2698 | -1080.5876
2030-01-29 | 17 | 153.4735 | 153.4735 | 484.8478 | 0 | 0 | 2709.1511 | 3625.9746 | 3785.312 | 3743.1306 | 3642.53 | 3538.3291 | 466.6896 | -1080.5876
2030-01-29 | 18 | 153.4735 | 153.4735 | 643.8109 | 0 | 0 | 2574.6799 | 3625.9746 | 3785.312 | 3743.1306 | 3642.53 | 3538.3291 | 390.2893 | -1080.5876
2030-01-29 | 19 | 153.4735 | 153.4735 | 646.4638 | 0 | 0 | 2838.7114 | 3625.9746 | 3785.312 | 3743.1306 | 3642.53 | 3538.3291 | 231.2387 | -1080.5876
2030-01-29 | 20 | 153.4735 | 153.4735 | 646.4638 | 0 | 0 | 2844.1162 | 3625.9746 | 3785.312 | 3743.1306 | 3642.53 | 3538.3301 | 97.2931 | -1080.5876
2030-01-29 | 21 | 153.4735 | 153.4735 | 355.0356 | 0 | 0 | 2783.7278 | 3625.9746 | 3785.312 | 3743.1306 | 3642.53 | 3538.3291 | 0 | -1080.5876
2030-01-29 | 22 | 153.4735 | 153.4735 | 143.7718 | 0 | 0 | 3174.6838 | 3625.9746 | 3785.312 | 3743.1306 | 3642.53 | 3538.3291 | 0 | -1080.5876
2030-01-29 | 23 | 67.8792 | 153.4735 | 646.4638 | 0 | 0 | 3100.5156 | 3625.9746 | 3785.312 | 3743.1306 | 3642.53 | 3538.3291 | 0 | -1080.5876
2030-01-29 | 24 | 153.4735 | 90.6594 | 0 | 0 | 0 | 3333.6995 | 3625.9746 | 3785.312 | 3743.1306 | 3642.53 | 3538.3291 | 0 | -1080.5876
2030-01-30 | 1 | 0 | 0 | 0 | 0 | 0 | 3152.5024 | 3625.9746 | 3785.312 | 3743.1306 | 3642.53 | 3538.3291 | 0 | -1080.5876
2030-01-30 | 2 | 0 | 0 | 237.0058 | 0 | 0 | 3304.3843 | 3625.9746 | 3785.312 | 3743.1306 | 3642.53 | 3538.3291 | 0 | -1080.5876
2030-01-30 | 3 | 0 | 0 | 0 | 0 | 0 | 3214.1724 | 3625.9746 | 3785.312 | 3743.1306 | 3642.53 | 3538.3291 | 0 | -1080.5876
2030-01-30 | 4 | 0 | 0 | 0 | 0 | 0 | 3427.0981 | 3625.9746 | 3785.312 | 3743.1306 | 3642.53 | 3538.3291 | 0 | -1080.5876
2030-01-30 | 5 | 0 | 0 | 0 | 0 | 0 | 3760.6733 | 3625.9746 | 3785.312 | 3743.1306 | 3642.53 | 3538.3291 | 0 | -1080.5876
2030-01-30 | 6 | 0 | 0 | 0 | 0 | 0 | 3777.208 | 3625.9746 | 3785.312 | 3743.1306 | 3642.53 | 3538.3291 | 0 | -1080.5876
2030-01-30 | 7 | 153.4735 | 153.4735 | 0 | 0 | 0 | 3777.208 | 3625.9746 | 3785.312 | 3743.1306 | 3642.53 | 3538.3291 | 0 | -1080.5876
2030-01-30 | 8 | 153.4735 | 153.4735 | 0 | 0 | 0 | 3777.208 | 3528.0662 | 3785.312 | 3743.1306 | 3642.53 | 3538.3291 | 485.2698 | -1080.5876
2030-01-30 | 9 | 153.4735 | 153.4735 | 0 | 0 | 0 | 3777.208 | 3625.9746 | 1765.7145 | 3743.1306 | 3642.53 | 3538.3291 | 485.2698 | -1080.5876
2030-01-30 | 10 | 153.4735 | 153.4735 | 0 | 0 | 0 | 3777.208 | 3625.9746 | 416.2709 | 3743.1306 | 3642.53 | 3538.3291 | 485.2698 | -1080.5876
2030-01-30 | 11 | 153.4735 | 153.4735 | 0 | 0 | 0 | 3777.208 | 3625.9746 | -3.7193e-05 | 3743.1306 | 3642.53 | 3538.3291 | 437.7315 | -1080.5876
2030-01-30 | 12 | 153.4735 | 153.4735 | 0 | 0 | 0 | 3777.208 | 3625.9746 | -590.319 | 3039.6167 | 3642.53 | 3538.3291 | 485.2698 | -1080.5876
2030-01-30 | 13 | 153.4735 | 153.4735 | 0 | 0 | 0 | 3777.208 | 3625.9746 | -1854.3871 | 1386.7874 | 1120.8406 | 3538.3291 | 485.2698 | -1080.5876
2030-01-30 | 14 | 153.4735 | 153.4735 | 0 | 0 | 0 | 3777.208 | 3625.9746 | -2370.6667 | -2.5272e-05 | 2711.011 | 3538.3291 | 485.2698 | -1080.5876
2030-01-30 | 15 | 153.4735 | 153.4735 | 0 | 0 | 0 | 3777.208 | 3625.9746 | -904.3531 | 3743.1306 | 3642.53 | 3538.3291 | 194.5103 | -1080.5876
2030-01-30 | 16 | 153.4735 | 153.4735 | 0 | 0 | 0 | 3777.208 | 3625.9746 | -406.3579 | 3743.1306 | 3642.53 | 3538.3291 | 0 | -1080.5876
2030-01-30 | 17 | 153.4735 | 153.4735 | 0 | 0 | 0 | 3777.208 | 2992.7031 | 12.9922 | 3743.1306 | 3642.53 | 3157.6152 | 0 | -1080.5876
2030-01-30 | 18 | 153.4735 | 153.4735 | 484.8478 | 0 | 9.5461 | 3777.208 | 746.2651 | -3.7193e-05 | 3743.1306 | 3642.53 | 2127.3501 | 0 | -745.2553
2030-01-30 | 19 | 153.4735 | 153.4735 | 646.4638 | 133.2797 | 133.2797 | 3777.208 | 1632.9457 | -697.8765 | 2343.8638 | 3642.53 | 3538.3291 | 0 | -1080.5876
2030-01-30 | 20 | 153.4735 | 153.4735 | 646.4638 | 133.2797 | 72.1739 | 2311.6694 | 708.9686 | 378.979 | 1588.0872 | 1821.265 | 3538.3291 | 0 | -1080.5876
2030-01-30 | 21 | 460.4206 | 460.4206 | 646.4638 | 199.9196 | 199.9196 | 1888.604 | 168.9196 | 436.89 | 820.8454 | 782.819 | 3538.3291 | 0 | -1080.5876
2030-01-30 | 22 | 153.4735 | 153.4735 | 646.4638 | 199.9196 | 199.9196 | 1888.604 | 168.9186 | 1009.1653 | 0 | 574.0352 | 3252.6426 | 0 | -1080.5876
2030-01-30 | 23 | 153.4735 | 153.4735 | 646.4638 | 133.2797 | 133.2797 | 1869.098 | 166.8608 | 1613.6222 | 0 | 0 | 1351.8763 | 0 | -1080.5876
2030-01-30 | 24 | 153.4735 | 153.4735 | 52.6403 | 0 | 0 | 1888.604 | 168.9194 | 1635.2902 | 0 | 0 | 2254.502 | 0 | -1080.5876
2030-01-31 | 1 | 153.4735 | 153.4735 | 442.329 | 0 | 0 | 1888.604 | 168.9201 | 1092.0543 | 0 | 0 | 2032.2141 | 0 | -1080.5876
2030-01-31 | 2 | 314.9319 | 306.9471 | 0 | 50.1199 | 0 | 3169.9343 | 168.9196 | 1203.2476 | 0 | 1821.265 | 3538.3291 | 0 | -1080.5876
2030-01-31 | 3 | 460.4206 | 460.4206 | 0 | 260.4268 | 199.9196 | 3777.208 | 3625.9746 | 1014.6177 | 436.4199 | 3642.53 | 3538.3291 | 0 | -1080.5876
2030-01-31 | 4 | 306.9471 | 401.275 | 0 | 199.9196 | 199.9196 | 3777.208 | 3625.9746 | 3785.312 | 3743.1306 | 3642.53 | 3538.3291 | 0 | -1080.5876
2030-01-31 | 5 | 153.4735 | 153.4735 | 0 | 266.4473 | 266.4473 | 3777.208 | 3625.9746 | 3785.312 | 3743.1306 | 3642.53 | 3538.3291 | 0 | -1080.5876
2030-01-31 | 6 | 153.4735 | 153.4735 | 441.6016 | 199.9196 | 181.1325 | 3777.208 | 3625.9746 | 3785.312 | 3743.1306 | 3642.53 | 3538.3291 | 0 | -1080.5876
2030-01-31 | 7 | 153.4735 | 153.4735 | 0 | 66.6399 | 55.9439 | 3777.208 | 3625.9746 | 3785.312 | 3743.1306 | 3642.53 | 3538.3291 | 0 | -1080.5876
2030-01-31 | 8 | 153.4735 | 153.4735 | 0 | 266.4473 | 232.3649 | 3777.208 | 3625.9746 | 3785.312 | 3743.1306 | 3642.53 | 3538.3291 | 0 | -1080.5876
2030-01-31 | 9 | 153.4735 | 153.4735 | 0 | 199.9196 | 190.4851 | 3777.208 | 3625.9746 | 3785.312 | 3743.1306 | 3642.53 | 3538.3291 | 323.5132 | -1080.5876
2030-01-31 | 10 | 153.4735 | 153.4735 | 189.9344 | 69.8617 | 133.2797 | 3777.208 | 3625.9746 | 3785.312 | 3743.1306 | 3642.53 | 3538.3291 | 0 | -1080.5876
2030-01-31 | 11 | 153.4735 | 153.4735 | 0 | 133.2797 | 92.0668 | 3777.208 | 3625.9746 | 3785.312 | 3743.1306 | 3642.53 | 3538.3291 | 323.5132 | -1080.5876
2030-01-31 | 12 | 153.4735 | 153.4735 | 0 | 66.6399 | 65.9482 | 3777.208 | 3625.9746 | 3785.312 | 3743.1306 | 3642.53 | 3538.3291 | 0 | -1080.5876
2030-01-31 | 13 | 153.4735 | 153.4735 | 0 | 66.6399 | 28.3366 | 3777.208 | 3625.9746 | 3785.312 | 3743.1306 | 3642.53 | 3538.3291 | 0 | -1080.5876
2030-01-31 | 14 | 153.4735 | 153.4735 | 0 | 133.2797 | 133.2797 | 3777.208 | 3625.9746 | 3785.312 | 3743.1306 | 3642.53 | 3538.3291 | 289.6308 | -1080.5876
2030-01-31 | 15 | 153.4735 | 153.4735 | 0 | 66.6399 | 71.3501 | 3777.208 | 3625.9746 | 3785.312 | 3743.1306 | 3642.53 | 3538.3291 | 323.5132 | -1080.5876
2030-01-31 | 16 | 153.4735 | 153.4735 | 0 | 45.7518 | 66.6399 | 3777.208 | 3625.9746 | 3785.312 | 3743.1306 | 3642.53 | 3538.3291 | 435.4314 | -1080.5876
2030-01-31 | 17 | 153.4735 | 153.4735 | 0 | 133.2797 | 124.1915 | 3777.208 | 3625.9746 | 3785.312 | 3743.1306 | 3642.53 | 3538.3291 | 0 | -1080.5876
2030-01-31 | 18 | 153.4735 | 153.4735 | 0 | 199.9196 | 220.9548 | 3777.208 | 3625.9746 | 3785.312 | 3743.1306 | 3642.53 | 3538.3291 | 384.6023 | -1080.5876
2030-01-31 | 19 | 153.4735 | 205.2595 | 217.9688 | 266.4473 | 266.4473 | 3777.208 | 3625.9746 | 3785.312 | 3743.1306 | 3642.53 | 3538.3291 | 302.5108 | -1080.5876
2030-01-31 | 20 | 460.4206 | 460.4206 | 109.0687 | 199.9196 | 179.3178 | 3777.208 | 3625.9746 | 3785.312 | 3743.1306 | 3642.53 | 3538.3301 | 314.0464 | -1080.5876
2030-01-31 | 21 | 460.4206 | 460.4206 | 360.4619 | 200.2821 | 266.4472 | 3777.208 | 3625.9746 | 3785.312 | 3743.1306 | 3642.53 | 3538.3291 | 0 | -1080.5876
2030-01-31 | 22 | 460.4206 | 460.4206 | 646.4638 | 195.6954 | 133.2797 | 3777.208 | 3625.9746 | 3785.312 | 3743.1306 | 3642.53 | 3538.3291 | 0 | -1080.5876
2030-01-31 | 23 | 306.9471 | 421.963 | 646.4638 | 199.9196 | 188.3477 | 3777.208 | 3625.9746 | 3785.312 | 3743.1306 | 3642.53 | 3538.3281 | 0 | -1080.5876
2030-01-31 | 24 | 153.4735 | 153.4735 | 0 | 266.4473 | 236.8487 | 3777.208 | 3625.9746 | 3785.312 | 3743.1306 | 3642.53 | 3538.3291 | 0 | -621.3878
2030-02-01 | 1 | 0 | 0 | 0 | 266.4473 | 266.4473 | 3777.208 | 3625.9746 | 3785.312 | 3743.1306 | 3642.53 | 3538.3291 | 0 | 1080.5876
2030-02-01 | 2 | 153.4735 | 153.4735 | 0 | 0 | 0 | 3777.208 | 3625.9746 | 3785.312 | 3743.1306 | 3642.53 | 3538.3291 | 0 | -1080.5876
2030-02-01 | 3 | 153.4735 | 96.6362 | 0 | 0 | 0 | 3777.208 | 3625.9746 | 3785.312 | 3743.1306 | 3642.53 | 3538.3291 | 0 | -1080.5876
2030-02-01 | 4 | 0 | 17.3053 | 0 | 0 | 27.2698 | 3777.208 | 3625.9746 | 3785.312 | 3743.1306 | 3642.53 | 3538.3291 | 0 | -1080.5876
2030-02-01 | 5 | 0 | 0 | 0 | 266.4472 | 266.4472 | 3777.208 | 3625.9746 | 3785.312 | 3743.1306 | 3642.53 | 3538.3291 | 0 | -1080.5876
2030-02-01 | 6 | 50.1989 | 153.4735 | 0 | 0 | 0 | 3777.208 | 3625.9746 | 3785.312 | 3743.1306 | 3642.53 | 3538.3291 | 0 | -1080.5876
2030-02-01 | 7 | 0 | 0 | 0 | 0 | 0 | 3777.208 | 3625.9746 | 3785.312 | 3743.1306 | 3642.53 | 3538.3291 | 0 | -1080.5876
2030-02-01 | 8 | 153.4735 | 153.4735 | 0 | 22.7386 | 0 | 3777.208 | 3625.9746 | 3785.312 | 3743.1306 | 3642.53 | 3538.3291 | 0 | -1080.5876
2030-02-01 | 9 | 153.4735 | 153.4735 | 0 | 133.2797 | 82.6509 | 3777.208 | 3625.9734 | 3785.312 | 3743.1306 | 3642.53 | 3538.3291 | 0 | -1080.5876
2030-02-01 | 10 | 153.4735 | 153.4735 | 0 | 133.2797 | 133.2797 | 3777.208 | 3625.9746 | 3785.312 | 3743.1306 | 3642.53 | 3538.3291 | 323.5132 | -1080.5876
2030-02-01 | 11 | 153.4735 | 153.4735 | 0 | 133.2797 | 189.678 | 3777.208 | 3625.9746 | 3785.312 | 3743.1306 | 3642.53 | 3538.3291 | 0 | -1080.5876
2030-02-01 | 12 | 153.4735 | 153.4735 | 0 | 133.2797 | 140.302 | 3777.208 | 3625.9746 | 3785.312 | 3743.1306 | 3642.53 | 3538.3291 | 0 | -1080.5876
2030-02-01 | 13 | 153.4735 | 153.4735 | 0 | 133.2797 | 166.6541 | 3623.0879 | 3625.9746 | 3785.312 | 3743.1306 | 3642.53 | 3538.3291 | 226.3379 | -1080.5876
2030-02-01 | 14 | 153.4735 | 153.4735 | 0 | 133.2797 | 130.0905 | 3777.208 | 3625.9746 | 2527.6333 | 3743.1306 | 3642.53 | 2953.5215 | 0 | -1080.5876
2030-02-01 | 15 | 153.4735 | 153.4735 | 0 | 190.1959 | 133.2797 | 3777.208 | 1475.4097 | 1803.6366 | 3743.1306 | 3642.53 | 1769.1646 | 67.5707 | -1080.5876
2030-02-01 | 16 | 153.4735 | 192.0144 | 0 | 199.9196 | 155.7375 | 3777.208 | 215.8938 | 1750.4523 | 3243.5537 | 3642.53 | 962.8069 | 253.3813 | -1080.5876
2030-02-01 | 17 | 306.9471 | 275.7892 | 0 | 133.2797 | 133.2797 | 3777.208 | 215.8936 | 810.678 | -1090.6736 | 3642.53 | 1093.4862 | 153.0908 | -1080.5876
2030-02-01 | 18 | 153.4735 | 153.4735 | 0 | 266.4473 | 263.9799 | 3777.208 | 215.8927 | 982.7914 | -2.5272e-05 | 3642.53 | 265.242 | 43.6196 | -1080.5876
2030-02-01 | 19 | 153.4735 | 153.4735 | 40.6714 | 199.9196 | 199.9196 | 3777.208 | 215.8943 | 1457.7678 | 743.1997 | 1821.265 | 1302.4735 | 252.3528 | -1080.5876
2030-02-01 | 20 | 153.4735 | 153.4735 | 442.1668 | 199.9196 | 199.9196 | 3777.208 | 215.8927 | 1259.0415 | 59.363 | 1244.5199 | 2272.9802 | 0 | -1080.5876
2030-02-01 | 21 | 153.4735 | 153.4735 | 646.4638 | 199.9196 | 199.9196 | 3777.208 | 168.9197 | 1250.2662 | 0 | 0 | 2178.7961 | 0 | -1080.5876
2030-02-01 | 22 | 153.4735 | 153.4735 | 0 | 266.4473 | 266.4472 | 3777.208 | 215.8925 | 786.4124 | -3318.624 | 1821.265 | 2659.3315 | 0 | -1080.5876
2030-02-01 | 23 | 153.4735 | 249.3378 | 0 | 266.4472 | 266.4473 | 3777.208 | 168.9203 | 532.1348 | -1831.6842 | 3642.53 | 1769.1646 | 0 | -1080.5876
2030-02-01 | 24 | 153.4735 | 304.0385 | 0 | 266.4473 | 266.4473 | 3777.208 | 213.5277 | 2583.5286 | -235.4894 | 3642.53 | 1769.1646 | 323.5132 | -1080.5876
2030-02-02 | 1 | 153.4735 | 153.4735 | 0 | 217.6478 | 266.4473 | 3777.208 | 168.92 | 2843.8909 | 1871.5653 | 3642.53 | 221.0083 | 0 | -1080.5876
2030-02-02 | 2 | 153.4735 | 153.4735 | 114.7128 | 199.9196 | 211.8409 | 3777.208 | 168.9188 | 2753.0134 | 3743.1306 | 3642.53 | 2813.1165 | 0 | -1080.5876
2030-02-02 | 3 | 153.4735 | 153.4735 | 0 | 235.0943 | 199.9196 | 3777.208 | 1812.9873 | 3356.9402 | 3743.1306 | 3642.53 | 3538.3291 | 0 | -1080.5876
2030-02-02 | 4 | 153.4735 | 211.2271 | 0 | 266.4473 | 266.4473 | 3777.208 | 3625.9746 | 3785.312 | 3743.1306 | 3642.53 | 3538.3291 | 0 | -1080.5876
2030-02-02 | 5 | 153.4735 | 153.4735 | 0 | 266.4472 | 266.4473 | 3777.208 | 3625.9746 | 3785.312 | 3743.1306 | 3642.53 | 3538.3291 | 0 | -1080.5876
2030-02-02 | 6 | 153.4735 | 153.4735 | 0 | 199.9196 | 199.9196 | 3777.208 | 3625.9746 | 3785.312 | 3743.1306 | 3642.53 | 3538.3291 | 0 | -1080.5876
2030-02-02 | 7 | 153.4735 | 153.4735 | 0 | 266.4472 | 266.4473 | 3777.208 | 3625.9746 | 3785.312 | 3743.1306 | 3642.53 | 3538.3291 | 0 | -1080.5876
2030-02-02 | 8 | 153.4735 | 153.4735 | 0 | 266.4472 | 266.4472 | 3777.208 | 3348.3862 | 3785.312 | 3743.1306 | 3642.53 | 3538.3291 | 0 | -1080.5876
2030-02-02 | 9 | 153.4735 | 153.4735 | 0 | 266.4472 | 266.4472 | 3777.208 | 2878.7361 | 3785.312 | 3743.1306 | 3642.53 | 3538.3291 | 0 | -1080.5876
2030-02-02 | 10 | 153.4735 | 153.4735 | 0 | 266.4473 | 266.4473 | 3777.208 | 3625.9746 | 3785.312 | 3743.1306 | 3642.53 | 3538.3291 | 53.3493 | -1080.5876
2030-02-02 | 11 | 153.4735 | 153.4735 | 0 | 199.9196 | 226.5341 | 3777.208 | 3625.9746 | 3785.312 | 3743.1306 | 3642.53 | 3538.3291 | 249.4202 | -1080.5876
2030-02-02 | 12 | 153.4735 | 153.4735 | 0 | 199.9196 | 199.9196 | 3777.208 | 3625.9746 | 3785.312 | 3743.1306 | 3642.53 | 3538.3291 | 355.1346 | -1080.5876
2030-02-02 | 13 | 153.4735 | 280.7564 | 0 | 133.2797 | 133.2797 | 3777.208 | 3625.9746 | 3785.312 | 3743.1306 | 3642.53 | 3538.3291 | 443.7726 | -1080.5876
2030-02-02 | 14 | 153.4735 | 153.4735 | 0 | 199.9196 | 199.9196 | 3777.208 | 3625.9746 | 3785.312 | 3743.1306 | 3642.53 | 3538.3291 | 0 | -1080.5876
2030-02-02 | 15 | 153.4735 | 153.4735 | 0 | 266.4473 | 266.4473 | 3777.208 | 3625.9746 | 3785.312 | 3743.1306 | 3642.53 | 3538.3291 | 0 | -1080.5876
2030-02-02 | 16 | 153.4735 | 153.4735 | 0 | 266.4473 | 253.646 | 3777.208 | 3625.9746 | 3785.312 | 3743.1306 | 3642.53 | 3538.3291 | 419.4073 | -1080.5876
2030-02-02 | 17 | 153.4735 | 153.4735 | 0 | 199.9196 | 197.8171 | 3777.208 | 3625.9746 | 3785.312 | 3743.1306 | 3642.53 | 3538.3281 | 0 | 1080.5876
2030-02-02 | 18 | 153.4735 | 229.5278 | 0 | 133.2797 | 133.2797 | 3777.208 | 3599.4814 | 3641.8613 | 2251.3457 | 3642.53 | 3538.3291 | 0 | -1080.5876
2030-02-02 | 19 | 460.4206 | 460.4206 | 646.4638 | 133.2797 | 133.2797 | 3777.208 | 168.9198 | 2598.8335 | 1844.7496 | 1821.265 | 3538.3291 | 0 | -1080.5876
2030-02-02 | 20 | 460.4206 | 460.4206 | 382.7036 | 199.9196 | 199.9196 | 3777.208 | 168.9194 | 1621.975 | 188.4202 | 1821.265 | 3538.3291 | 0 | -1080.5876
2030-02-02 | 21 | 460.4206 | 452.6538 | 148.3761 | 133.2797 | 133.2797 | 3777.208 | 168.9205 | 2510.3086 | 1700.6731 | 1821.265 | 3538.3291 | 0 | -1080.5876
2030-02-02 | 22 | 219.6744 | 306.9471 | 646.4638 | 199.9196 | 185.2043 | 3777.208 | 1812.9873 | 3503.437 | 3743.1306 | 3642.53 | 3538.3291 | 0 | -1080.5876
2030-02-02 | 23 | 153.4735 | 153.4735 | 0 | 199.9196 | 181.0437 | 3777.208 | 3050.479 | 3772.2551 | 3743.1306 | 3642.53 | 3538.3291 | 0 | -1080.5876
2030-02-02 | 24 | 153.4735 | 153.4735 | 0 | 66.6399 | 41.6637 | 3777.208 | 3625.9746 | 3785.312 | 3743.1306 | 3642.53 | 3538.3291 | 0 | -1080.5876
2030-02-03 | 1 | 153.4735 | 153.4735 | 73.3102 | 66.6399 | 65.9506 | 3777.208 | 3625.9746 | 3785.312 | 3743.1306 | 3642.53 | 3538.3291 | 0 | -1080.5876
2030-02-03 | 2 | 153.4735 | 153.4735 | 0 | 199.9196 | 174.2823 | 3777.208 | 3625.9746 | 3785.312 | 3743.1306 | 3642.53 | 3538.3291 | 0 | -1080.5876
2030-02-03 | 3 | 127.8099 | 153.4735 | 0 | 266.4473 | 266.4473 | 3777.208 | 3625.9746 | 3785.312 | 3743.1306 | 3642.53 | 3538.3291 | 0 | -1080.5876
2030-02-03 | 4 | 153.4735 | 153.4735 | 0 | 218.9927 | 199.9196 | 3777.208 | 3625.9746 | 3785.312 | 3743.1306 | 3642.53 | 3538.3291 | 0 | -1080.5876
2030-02-03 | 5 | 153.4735 | 153.4735 | 0 | 225.2365 | 199.9196 | 3777.208 | 3625.9746 | 3785.312 | 3743.1306 | 3642.53 | 3538.3291 | 0 | -1080.5876
2030-02-03 | 6 | 153.4735 | 153.4735 | 0 | 153.3787 | 199.9196 | 3777.208 | 3625.9746 | 3785.312 | 3743.1306 | 3642.53 | 3538.3291 | 0 | -1080.5876
2030-02-03 | 7 | 153.4735 | 153.4735 | 0 | 66.6399 | 4.5923 | 3777.208 | 3625.9746 | 3785.312 | 3743.1306 | 3642.53 | 3538.3291 | 0 | -1080.5876
2030-02-03 | 8 | 153.4735 | 153.4735 | 0 | 66.6399 | 8.6648 | 3777.208 | 3381.8843 | 3785.312 | 3743.1306 | 3642.53 | 3538.3291 | 0 | -1080.5876
2030-02-03 | 9 | 0 | 134.5123 | 0 | 199.4965 | 133.2797 | 3777.208 | 3625.9746 | 3785.312 | 3743.1306 | 3642.53 | 3538.3291 | 0 | -1080.5876
2030-02-03 | 10 | 153.4735 | 101.2327 | 0 | 199.9196 | 199.9196 | 3777.208 | 3625.9746 | 3785.312 | 3743.1306 | 3642.53 | 3538.3291 | 0 | -1080.5876
2030-02-03 | 11 | 0 | 150.8157 | 93.6713 | 266.4473 | 266.4473 | 3777.208 | 3625.9746 | 3785.312 | 3743.1306 | 3642.53 | 3538.3291 | 0 | -1080.5876
2030-02-03 | 12 | 153.4735 | 153.4735 | 240.0589 | 199.9196 | 234.6039 | 3777.208 | 3585.7427 | 3785.312 | 3743.1306 | 3642.53 | 3538.3291 | 0 | -1080.5876
2030-02-03 | 13 | 153.4735 | 153.4735 | 299.1698 | 151.5233 | 133.2797 | 3777.208 | 3625.9746 | 3785.312 | 3743.1306 | 3642.53 | 3538.3291 | 0 | -991.2848
2030-02-03 | 14 | 153.4735 | 75.2895 | 325.3139 | 66.6399 | 80.025 | 3777.208 | 3625.9746 | 3785.312 | 3743.1306 | 3642.53 | 3538.3291 | 0 | -928.1393
2030-02-03 | 15 | 0 | 0 | 320.1948 | 193.7469 | 133.2797 | 3777.208 | 3625.9746 | 3785.312 | 3743.1306 | 3642.53 | 3538.3291 | 0 | -1080.5876
2030-02-03 | 16 | 0 | 0 | 435.2639 | 66.6399 | 66.3625 | 3777.208 | 3625.9746 | 3785.312 | 3743.1306 | 3642.53 | 3538.3291 | 0 | -1080.5876
2030-02-03 | 17 | 0 | 0 | 645.5931 | 0 | 0 | 3777.208 | 3625.9746 | 3785.312 | 3743.1306 | 3642.53 | 3538.3291 | 0 | -1080.5876
2030-02-03 | 18 | 153.4735 | 153.4735 | 0 | 0 | 0 | 3777.208 | 3625.9746 | 3785.312 | 3743.1306 | 3642.53 | 3538.3291 | 0 | -999.9458
2030-02-03 | 19 | 153.4735 | 153.4735 | 0 | 0 | 0 | 3777.208 | 3625.9746 | 2110.259 | 3743.1306 | 3642.53 | 3538.3291 | 0 | -922.9354
2030-02-03 | 20 | 153.4735 | 153.4735 | 646.4638 | 0 | 0 | 3777.208 | 3625.9746 | -753.4579 | 3743.1306 | 3642.53 | 3538.3291 | 0 | -871.9731
2030-02-03 | 21 | 153.4735 | 153.4735 | 646.4638 | 0 | 0 | 3777.208 | 3625.9746 | -1495.892 | 3743.1306 | 3642.53 | 2417.5012 | 0 | -847.8769
2030-02-03 | 22 | 153.4735 | 153.4735 | 646.4638 | 0 | 0 | 3777.208 | 3625.9746 | -1991.9049 | 3743.1306 | 3642.53 | 3538.3291 | 0 | -1080.5876
2030-02-03 | 23 | 153.4735 | 153.4735 | 361.7237 | 0 | 0 | 3777.208 | 3625.9746 | -470.8908 | 3743.1306 | 3642.53 | 3538.3291 | 0 | -1080.5876
2030-02-03 | 24 | 153.4735 | 153.4735 | 0 | 0 | 0 | 3777.208 | 3625.9746 | -1520.5052 | 3743.1306 | 3642.53 | 3538.3291 | 0 | -1080.5876
2030-02-04 | 1 | 153.4735 | 153.4735 | 0 | 0 | 0 | 3777.208 | 3625.9746 | 241.389 | 3743.1306 | 3642.53 | 3538.3291 | 0 | -1080.5876
2030-02-04 | 2 | 153.4735 | 153.4735 | 0 | 0 | 0 | 3777.208 | 3625.9746 | 3785.312 | 3743.1306 | 3642.53 | 3538.3291 | 0 | -1080.5876
2030-02-04 | 3 | 153.4735 | 153.4735 | 0 | 0 | 0 | 3777.208 | 3625.9746 | 3785.312 | 3743.1306 | 3642.53 | 3538.3291 | 0 | -1080.5876
2030-02-04 | 4 | 153.4735 | 153.4735 | 0 | 0 | 34.8449 | 3777.208 | 3625.9746 | 3785.312 | 3743.1306 | 3642.53 | 3538.3291 | 0 | -1080.5876
2030-02-04 | 5 | 153.4735 | 153.4735 | 0 | 133.2797 | 133.2797 | 3777.208 | 3625.9746 | 3684.5352 | 3743.1306 | 3642.53 | 3538.3291 | 0 | -1080.5876
2030-02-04 | 6 | 153.4735 | 153.4735 | 0 | 0 | 0 | 3777.208 | 3625.9746 | 3785.312 | 3743.1306 | 3642.53 | 3538.3291 | 0 | -1080.5876
2030-02-04 | 7 | 153.4735 | 153.4735 | 0 | 0 | 0 | 3777.208 | 3625.9746 | 3785.312 | 3743.1306 | 3642.53 | 3538.3291 | 247.6032 | -1080.5876
2030-02-04 | 8 | 153.4735 | 153.4735 | 327.6035 | 0 | 0 | 3777.208 | 3625.9746 | 3785.312 | 3743.1306 | 3642.53 | 3538.3291 | 0 | -1080.5876
2030-02-04 | 9 | 153.4735 | 153.4735 | 333.2285 | 0 | 0 | 3777.208 | 3625.9746 | 1636.6283 | 3743.1306 | 3642.53 | 3538.3291 | 0 | -1080.5876
2030-02-04 | 10 | 153.4735 | 153.4735 | 646.4638 | 0 | 0 | 3777.208 | 3625.9746 | -67.6886 | 3743.1306 | 3642.53 | 3538.3291 | 394.7567 | -1080.5876
2030-02-04 | 11 | 153.4735 | 153.4735 | 404.3819 | 0 | 0 | 3777.208 | 3625.9746 | 2.4425 | 3743.1306 | 3642.53 | 3538.3291 | 0 | -1080.5876
2030-02-04 | 12 | 153.4735 | 153.4735 | 0 | 0 | 0 | 3777.208 | 3625.9746 | 1004.3693 | 3743.1306 | 3642.53 | 3538.3291 | 0 | -1080.5876
2030-02-04 | 13 | 153.4735 | 153.4735 | 0 | 0 | 0 | 3777.208 | 3625.9746 | 1105.3066 | 3743.1306 | 3642.53 | 3538.3291 | 0 | -1080.5876
2030-02-04 | 14 | 153.4735 | 153.4735 | 0 | 0 | 0 | 3777.208 | 3625.9746 | 3191.6104 | 3743.1306 | 3642.53 | 3538.3291 | 0 | -1080.5876
2030-02-04 | 15 | 153.4735 | 153.4735 | 0 | 0 | 0 | 3777.208 | 3625.9746 | 611.6832 | 3743.1306 | 3642.53 | 3538.3291 | 0 | -1080.5876
2030-02-04 | 16 | 153.4735 | 153.4735 | 0 | 0 | 0 | 3777.208 | 3625.9746 | -1294.2545 | 3743.1306 | 3642.53 | 2005.3303 | 0 | -1080.5876
2030-02-04 | 17 | 153.4735 | 153.4735 | 646.4638 | 0 | 0 | 3777.208 | 1393.5891 | -535.2827 | 2494.2695 | 3642.53 | 2371.1931 | 0 | -1080.5876
2030-02-04 | 18 | 153.4735 | 153.4735 | 250.0027 | 0 | 0 | 3777.208 | 215.8926 | -1069.8584 | -1309.8264 | 3642.53 | 3538.3291 | 297.6735 | -1080.5876
2030-02-04 | 19 | 153.4735 | 153.4735 | 602.8263 | 0 | 0 | 3777.208 | 166.8603 | -171.6879 | 904.9321 | 1821.265 | 265.2906 | 485.2698 | -1080.5876
2030-02-04 | 20 | 153.4735 | 153.4735 | 646.4638 | 133.2797 | 133.2797 | 3777.208 | 168.9196 | 0 | 115.9374 | 1571.7469 | 1864.6298 | 287.5742 | -1080.5876
2030-02-04 | 21 | 153.4735 | 153.4735 | 646.4638 | 199.9196 | 136.4931 | 2509.0869 | 166.8607 | 0 | 0 | 409.9786 | 0 | 0 | -1080.5876
2030-02-04 | 22 | 153.4735 | 153.4735 | 646.4638 | 66.6399 | 80.6678 | 2608.3025 | 166.8601 | -66.2708 | 0 | 1821.265 | 221.0088 | 0 | -1080.5876
2030-02-04 | 23 | 153.4735 | 153.4735 | 646.4638 | 0 | 0 | 3777.208 | 168.9198 | 340.8864 | -1369.8301 | 1821.265 | 221.0081 | 0 | -860.6904
2030-02-04 | 24 | 153.4735 | 153.4735 | 141.5092 | 0 | 0 | 3777.208 | 166.861 | 241.1718 | -144.6335 | 3079.7612 | 221.0081 | 0 | -1080.5876
2030-02-05 | 1 | 153.4735 | 153.4735 | 0 | 0 | 0 | 3553.3838 | 166.8601 | 599.4901 | 1235.9071 | 3642.53 | 1116.6674 | 0 | -1080.5876
2030-02-05 | 2 | 153.4735 | 153.4735 | 41.971 | 266.4473 | 266.4473 | 3513.2656 | 2299.3091 | 1079.0839 | 2380.522 | 3642.53 | 3538.3291 | 0 | -1080.5876
2030-02-05 | 3 | 62.0118 | 153.4735 | 0 | 266.4472 | 266.4473 | 3299.9426 | 3625.9746 | 1302.0182 | 3743.1306 | 3642.53 | 3538.3291 | 0 | -1080.5876
2030-02-05 | 4 | 0 | 0 | 0 | 266.4473 | 266.4472 | 3564.3218 | 3625.9746 | 551.6606 | 3743.1306 | 3642.53 | 3538.3291 | 0 | -1080.5876
2030-02-05 | 5 | 0 | 0 | 0 | 266.4472 | 266.4473 | 3480.2717 | 3625.9746 | 1663.1942 | 3743.1306 | 3642.53 | 3538.3291 | 0 | -1080.5876
2030-02-05 | 6 | 95.3623 | 153.4735 | 0 | 199.9196 | 199.9196 | 3584.9409 | 3625.9746 | 420.9361 | 3743.1306 | 3642.53 | 3538.3291 | 0 | -1080.5876
2030-02-05 | 7 | 181.47 | 306.9471 | 0 | 266.4472 | 266.4473 | 3292.8044 | 3625.9746 | 5.3147 | 3743.1306 | 3642.53 | 3538.3291 | 0 | -1080.5876
2030-02-05 | 8 | 387.4136 | 460.4206 | 0 | 0 | 0 | 3690.1907 | 3625.9746 | -416.718 | 3743.1306 | 3642.53 | 3538.3291 | 0 | -1080.5876
2030-02-05 | 9 | 460.4206 | 422.0874 | 0 | 133.2797 | 133.2797 | 3777.208 | 3625.9746 | -3.7193e-05 | 3743.1306 | 3642.53 | 3538.3291 | 0 | -1080.5876
2030-02-05 | 10 | 460.4206 | 460.4206 | 226.1347 | 82.9842 | 66.6399 | 3777.208 | 3625.9746 | -33.1606 | 3743.1306 | 3642.53 | 3538.3291 | 0 | -1080.5876
2030-02-05 | 11 | 220.4151 | 306.9471 | 320.5434 | 199.9196 | 199.9196 | 3777.208 | 3625.9746 | 425.0407 | 3743.1306 | 3642.53 | 3538.3291 | 0 | -1080.5876
2030-02-05 | 12 | 153.4735 | 153.4735 | 252.7214 | 133.2797 | 112.4191 | 3777.208 | 3625.9746 | 631.4763 | 3743.1306 | 3642.53 | 3538.3291 | 323.5132 | -1080.5876
2030-02-05 | 13 | 153.4735 | 153.4735 | 529.3808 | 0 | 0 | 3777.208 | 3625.9746 | 1463.8721 | 3743.1306 | 3642.53 | 3538.3291 | 0 | -1080.5876
2030-02-05 | 14 | 153.4735 | 153.4735 | 489.9796 | 0 | 0 | 3777.208 | 3625.9746 | 1967.5381 | 3743.1306 | 3642.53 | 3538.3291 | 0 | -1080.5876
2030-02-05 | 15 | 153.4735 | 153.4735 | 450.904 | 0 | 0 | 3777.208 | 3625.9746 | 211.1831 | 3743.1306 | 3642.53 | 3538.3291 | 0 | -1080.5876
2030-02-05 | 16 | 153.4735 | 153.4735 | 397.5497 | 0 | 0 | 3777.208 | 3625.9746 | 222.3864 | 3743.1306 | 3642.53 | 3538.3291 | 53.8237 | -1080.5876
2030-02-05 | 17 | 153.4735 | 153.4735 | 232.2159 | 0 | 0 | 3777.208 | 3625.9746 | 129.739 | 3071.8779 | 3642.53 | 3538.3291 | 380.0767 | -1080.5876
2030-02-05 | 18 | 153.4735 | 153.4735 | 297.5674 | 0 | 0 | 3777.208 | 3625.9746 | 308.8579 | 3025.8059 | 3642.53 | 3538.3291 | 485.2698 | -1080.5876
2030-02-05 | 19 | 153.4735 | 153.4735 | 132.1025 | 0 | 0 | 3777.208 | 3625.9746 | 204.7569 | 2515.8413 | 3642.53 | 3538.3291 | 538.8261 | -1080.5876
2030-02-05 | 20 | 153.4735 | 153.4735 | 193.227 | 0 | 0 | 3777.208 | 3625.9746 | 404.2497 | -2.5272e-05 | 2392.2361 | 3538.3291 | 244.2583 | -1080.5876
2030-02-05 | 21 | 153.4735 | 153.4735 | 546.0062 | 0 | 0 | 3777.208 | 3625.9746 | 13.2409 | -2205.9795 | 2833.4819 | 3538.3291 | 0 | -1080.5876
2030-02-05 | 22 | 153.4735 | 153.4735 | 298.4175 | 0 | 0 | 3777.208 | 3625.9746 | -3.7193e-05 | -1388.5571 | 2501.2275 | 3538.3291 | 0 | -1080.5876
2030-02-05 | 23 | 153.4735 | 153.4735 | 646.4638 | 0 | 0 | 3777.208 | 3625.9746 | 0 | 87.3295 | 2468.7688 | 3538.3291 | 0 | -1001.7172
2030-02-05 | 24 | 153.4735 | 153.4735 | 526.0388 | 0 | 0 | 3777.208 | 3625.9746 | 267.4583 | 1871.5653 | 2154.6265 | 3538.3291 | 0 | -1080.5876
2030-02-06 | 1 | 153.4735 | 153.4735 | 0 | 0 | 0 | 3777.208 | 3625.9746 | -404.579 | 1871.5653 | 2709.2305 | 3538.3291 | 0 | -1080.5876
2030-02-06 | 2 | 153.4735 | 153.4735 | 0 | 0 | 0 | 3777.208 | 3625.9746 | -870.3245 | 3743.1306 | 3642.53 | 3538.3291 | 0 | -1080.5876
2030-02-06 | 3 | 153.4735 | 153.4735 | 0 | 0 | 0 | 3777.208 | 3625.9746 | -754.5941 | 3068.6587 | 3642.53 | 3538.3291 | 0 | -1080.5876
2030-02-06 | 4 | 153.4735 | 153.4735 | 0 | 0 | 0 | 3777.208 | 3365.3657 | -358.683 | 0 | 3450.8735 | 3538.3291 | 0 | -1080.5876
2030-02-06 | 5 | 153.4735 | 153.4735 | 0 | 0 | 0 | 3777.208 | 2701.479 | -61.6004 | -659.9179 | 3567.303 | 3538.3291 | 0 | -1080.5876
2030-02-06 | 6 | 153.4735 | 153.4735 | 516.9313 | 0 | 0 | 3777.208 | 1812.9873 | 398.222 | -1034.7864 | 3642.53 | 3538.3291 | 0 | -1080.5876
2030-02-06 | 7 | 153.4735 | 153.4735 | 0 | 0 | 0 | 3777.208 | 3625.9746 | 545.6901 | -2139.7087 | 3642.53 | 3538.3291 | 0 | -1080.5876
2030-02-06 | 8 | 153.4735 | 153.4735 | 178.4075 | 0 | 0 | 1888.604 | 168.9201 | 0 | 0 | 3642.53 | 3497.5471 | 0 | -1080.5876
2030-02-06 | 9 | 153.4735 | 153.4735 | 323.2319 | 0 | 0 | 3486.5876 | 168.9202 | 4.7808 | 0 | 3521.7747 | 1001.5098 | 167.2336 | -1080.5876
2030-02-06 | 10 | 153.4735 | 153.4735 | 646.4638 | 0 | 0 | 3777.208 | 456.1535 | 580.6937 | -1760.5903 | 1821.265 | 1769.1646 | 0 | -1019.2094
2030-02-06 | 11 | 153.4735 | 153.4735 | 646.4638 | 0 | 0 | 3777.208 | 1363.8081 | 427.4535 | -2470.4375 | 1821.265 | 1769.1646 | 0 | -998.1564
2030-02-06 | 12 | 153.4735 | 153.4735 | 610.5628 | 0 | 0 | 3777.208 | 299.3805 | 54.1579 | -3031.1465 | 1821.265 | 3538.3291 | 0 | -933.5353
2030-02-06 | 13 | 153.4735 | 153.4735 | 0 | 0 | 0 | 3777.208 | 215.8926 | 860.4372 | -637.6346 | 1821.265 | 1348.9917 | 505.8594 | -1080.5876
2030-02-06 | 14 | 153.4735 | 153.4735 | 0 | 0 | 0 | 3777.208 | 215.8949 | 701.2759 | -3123.4106 | 3642.53 | 2799.5828 | 445.3964 | -1080.5876
2030-02-06 | 15 | 153.4735 | 153.4735 | 0 | 0 | 0 | 3777.208 | 215.8927 | 766.1531 | -2695.7136 | 3642.53 | 3538.3291 | 523.142 | -1080.5876
2030-02-06 | 16 | 153.4735 | 153.4735 | 0 | 0 | 0 | 3777.208 | 215.8948 | 939.1213 | -3743.1306 | 3642.53 | 2695.3821 | 541.527 | -1080.5876
2030-02-06 | 17 | 153.4735 | 153.4735 | 43.652 | 0 | 0 | 3777.208 | 215.8923 | 705.7427 | -2296.5737 | 3642.53 | 1769.1646 | 599.8895 | -1080.5876
2030-02-06 | 18 | 153.4735 | 153.4735 | 152.4046 | 0 | 0 | 3777.208 | 1321.682 | -3.7193e-05 | -1933.2179 | 3613.3352 | 3538.3291 | 638.986 | -1080.5876
2030-02-06 | 19 | 153.4735 | 153.4735 | 161.8052 | 0 | 0 | 3777.208 | 2988.436 | 97.5903 | -3071.5466 | 3642.53 | 3538.3291 | 647.0264 | -1080.5876
2030-02-06 | 20 | 153.4735 | 153.4735 | 484.8478 | 0 | 0 | 3777.208 | 3625.9746 | 601.2613 | -2046.2174 | 2523.1074 | 3538.3291 | 39.5329 | -1005.9894
2030-02-06 | 21 | 153.4735 | 153.4735 | 265.374 | 0 | 0 | 3777.208 | 3625.9746 | 53.6003 | -1548.9451 | 3642.53 | 3538.3291 | 0 | -951.5309
2030-02-06 | 22 | 153.4735 | 153.4735 | 0 | 0 | 0 | 3777.208 | 3625.9746 | -280.2863 | -1457.8777 | 3642.53 | 3538.3291 | 485.2698 | -1080.5876
2030-02-06 | 23 | 153.4735 | 153.4735 | 0 | 0 | 0 | 3777.208 | 2769.0159 | 134.1114 | -1367.2324 | 1821.265 | 3538.3291 | 0 | -1080.5876
2030-02-06 | 24 | 153.4735 | 153.4735 | 626.6101 | 0 | 0 | 3777.208 | 168.9192 | 283.1924 | 0 | 2038.6067 | 966.1413 | 0 | -1080.5876
2030-02-07 | 1 | 153.4735 | 153.4735 | 0 | 0 | 0 | 1888.604 | 166.8607 | -1043.4441 | -1597.0857 | 3573.375 | 1697.8691 | 0 | -1080.5876
2030-02-07 | 2 | 153.4735 | 153.4735 | 0 | 0 | 0 | 1888.604 | 166.8609 | -1445.7758 | -1001.7153 | 3642.53 | 1584.2977 | 0 | -1080.5876
2030-02-07 | 3 | 153.4735 | 153.4735 | 0 | 0 | 0 | 1888.604 | 166.8608 | -1756.5366 | -663.6494 | 3642.53 | 221.0085 | 0 | -1080.5876
2030-02-07 | 4 | 153.4735 | 153.4735 | 0 | 0 | 0 | 1888.604 | 166.8606 | -1795.0386 | -362.0713 | 3113.7673 | 221.0105 | 0 | -1080.5876
2030-02-07 | 5 | 153.4735 | 153.4735 | 0 | 0 | 0 | 2825.5769 | 166.8613 | -1308.9418 | 0 | 1324.295 | 221.0092 | 0 | -1080.5876
2030-02-07 | 6 | 153.4735 | 153.4735 | 621.6359 | 0 | 0 | 2650.4412 | 168.9207 | -1567.0728 | 0 | 1821.265 | 1769.1646 | 0 | -1080.5876
2030-02-07 | 7 | 153.4735 | 153.4735 | 646.4638 | 0 | 0 | 2328.4082 | 168.921 | -1786.8516 | 1703.0073 | 3642.53 | 3538.3291 | 0 | -1080.5876
2030-02-07 | 8 | 153.4735 | 153.4735 | 646.4638 | 0 | 0 | 2136.9082 | 168.9189 | -43.8576 | 1871.5653 | 1821.265 | 3538.3291 | 0 | -1080.5876
2030-02-07 | 9 | 153.4735 | 153.4735 | 646.4638 | 0 | 0 | 2760.8767 | 168.9196 | 18.9611 | 0 | 0 | 1903.0773 | 364.6736 | -1080.5876
2030-02-07 | 10 | 153.4735 | 153.4735 | 536.9002 | 0 | 0 | 3777.208 | 168.9192 | -341.1133 | -1676.7872 | 1821.265 | 2007.1621 | 647.0264 | -1080.5876
2030-02-07 | 11 | 153.4735 | 153.4735 | 141.884 | 0 | 0 | 3777.208 | 215.8926 | -453.977 | 524.9282 | 1821.265 | 3538.3291 | 397.0018 | -1080.5876
2030-02-07 | 12 | 153.4735 | 153.4735 | 0 | 0 | 0 | 3777.208 | 1812.9873 | -376.2361 | -2.5272e-05 | 1153.6575 | 3538.3291 | 313.3153 | -1080.5876
2030-02-07 | 13 | 153.4735 | 153.4735 | 377.3942 | 0 | 0 | 3777.208 | 2628.3149 | -3.7193e-05 | -408.1215 | 286.5667 | 3538.3291 | 352.8598 | -1080.5876
2030-02-07 | 14 | 153.4735 | 153.4735 | 367.7992 | 0 | 0 | 3777.208 | 215.8933 | -208.7278 | -111.3651 | 1821.265 | 3538.3291 | 451.5526 | -1080.5876
2030-02-07 | 15 | 153.4735 | 153.4735 | 357.244 | 0 | 0 | 3777.208 | 178.3289 | -172.2805 | -51.4558 | 1821.265 | 3538.3291 | 464.7692 | -1080.5876
2030-02-07 | 16 | 153.4735 | 153.4735 | 440.8244 | 0 | 0 | 3777.208 | 1333.042 | -535.2045 | -1871.5653 | 1032.7577 | 3538.3291 | 460.5077 | -1080.5876
2030-02-07 | 17 | 153.4735 | 153.4735 | 484.8478 | 0 | 0 | 3777.208 | 168.92 | 0 | -1582.7305 | 225.7375 | 2599.1704 | 646.4191 | -1080.5876
2030-02-07 | 18 | 153.4735 | 153.4735 | 646.4638 | 0 | 0 | 1888.604 | 168.9197 | -387.3369 | 0 | 1381.8407 | 2709.2388 | 647.0264 | -1080.5876
2030-02-07 | 19 | 153.4735 | 153.4735 | 646.4638 | 133.2797 | 133.2797 | 1888.604 | 1724.7489 | 139.9185 | 0 | 327.7162 | 3538.3291 | 211.4016 | -1080.5876
2030-02-07 | 20 | 153.4735 | 153.4735 | 646.4638 | 133.2797 | 133.2797 | 3477.5474 | 1812.9873 | 598.0579 | 0 | 0 | 3538.3291 | 75.8111 | -1080.5876
2030-02-07 | 21 | 153.4735 | 153.4735 | 646.4638 | 133.2797 | 133.2797 | 1888.604 | 168.9188 | 561.4802 | 622.0529 | 0 | 3538.3291 | 0 | -1080.5876
2030-02-07 | 22 | 153.4735 | 215.4544 | 646.4638 | 133.2797 | 133.2797 | 2155.1265 | 1301.0918 | 0 | 0 | 1821.265 | 3538.3291 | 0 | -1080.5876
2030-02-07 | 23 | 153.4735 | 153.4735 | 646.4638 | 13.815 | 66.6399 | 1888.604 | 168.9203 | -70.2778 | 1580.479 | 1821.265 | 3538.3291 | 123.3965 | -1080.5876
2030-02-07 | 24 | 153.4735 | 153.4735 | 646.4638 | 0 | 0 | 2624.321 | 168.9194 | 0 | 0 | 1237.3707 | 3538.3291 | 0 | -1080.5876
2030-02-08 | 1 | 153.4735 | 153.4735 | 646.4638 | 0 | 0 | 1888.604 | 168.92 | -802.7698 | 0 | 1196.0568 | 2040.5273 | 0 | -1080.5876
2030-02-08 | 2 | 153.4735 | 153.4735 | 493.9387 | 0 | 0 | 1888.604 | 166.861 | -38.9196 | 0 | 811.4794 | 1417.3082 | 0 | -1080.5876
2030-02-08 | 3 | 153.4735 | 153.4735 | 430.1152 | 0 | 0 | 1888.604 | 166.8603 | -898.8795 | 1445.9882 | 1821.265 | 1853.2362 | 0 | -1080.5876
2030-02-08 | 4 | 153.4735 | 153.4735 | 646.4638 | 0 | 0 | 2962.2214 | 168.92 | -494.0742 | 1127.646 | 1821.265 | 2152.0459 | 0 | -1080.5876
2030-02-08 | 5 | 153.4735 | 153.4735 | 646.4638 | 0 | 0 | 1888.604 | 168.9204 | -1152.6644 | 652.5505 | 1821.265 | 3162.8909 | 0 | -1080.5876
2030-02-08 | 6 | 153.4735 | 153.4735 | 646.4638 | 0 | 0 | 1888.604 | 168.9198 | -374.8031 | 1871.5653 | 1821.265 | 3538.3291 | 0 | -1080.5876
2030-02-08 | 7 | 153.4735 | 153.4735 | 646.4638 | 0 | 0 | 3777.208 | 168.919 | 0 | 1871.5653 | 2164.9995 | 3538.3291 | 0 | -1080.5876
2030-02-08 | 8 | 153.4735 | 153.4735 | 646.4638 | 0 | 0 | 3777.208 | 1812.9873 | 0 | 1871.5653 | 2864.1011 | 3538.3291 | 0 | -1080.5876
2030-02-08 | 9 | 153.4735 | 153.4735 | 646.4638 | 0 | 0 | 3777.208 | 3625.9746 | -1157.615 | 342.3412 | 1821.265 | 3538.3291 | 0 | -1080.5876
2030-02-08 | 10 | 153.4735 | 153.4735 | 484.8478 | 0 | 0 | 3777.208 | 3625.9746 | -1622.4473 | 2579.7524 | 3041.7224 | 3538.3291 | 0 | -1080.5876
2030-02-08 | 11 | 153.4735 | 153.4735 | 276.842 | 0 | 0 | 3777.208 | 3625.9746 | -1623.5635 | 3743.1306 | 3642.53 | 3538.3291 | 0 | -1080.5876
2030-02-08 | 12 | 153.4735 | 153.4735 | 0 | 0 | 0 | 3777.208 | 3625.9746 | -1985.9734 | 3743.1306 | 3108.697 | 3538.3291 | 0 | -1080.5876
2030-02-08 | 13 | 153.4735 | 153.4735 | 0 | 0 | 0 | 3777.208 | 3625.9746 | -812.4975 | 3743.1306 | 3642.53 | 3538.3291 | 0 | -1080.5876
2030-02-08 | 14 | 153.4735 | 153.4735 | 0 | 0 | 0 | 3777.208 | 3625.9746 | 278.1595 | 3743.1306 | 3642.53 | 3538.3291 | 0 | -1080.5876
2030-02-08 | 15 | 153.4735 | 153.4735 | 0 | 0 | 0 | 3777.208 | 3625.9746 | 692.185 | 3743.1306 | 3642.53 | 3538.3291 | 0 | -1080.5876
2030-02-08 | 16 | 153.4735 | 153.4735 | 138.5981 | 0 | 0 | 3777.208 | 3022.0684 | -1383.5436 | 1871.5653 | 1821.265 | 1769.1646 | 0 | -1080.5876
2030-02-08 | 17 | 153.4735 | 153.4735 | 646.4638 | 0 | 0 | 3777.208 | 215.892 | -9.4925 | 1871.5653 | 1821.265 | 569.5426 | 0 | -1080.5876
2030-02-08 | 18 | 153.4735 | 153.4735 | 646.4638 | 0 | 0 | 3777.208 | 215.8934 | 596.7877 | 1871.5653 | 1821.265 | 601.1997 | 0 | -1080.5876
2030-02-08 | 19 | 153.4735 | 153.4735 | 646.4638 | 0 | 0 | 3777.208 | 215.8934 | 326.8239 | 1871.5653 | 1821.265 | 2639.1318 | 0 | -1080.5876
2030-02-08 | 20 | 153.4735 | 153.4735 | 646.4638 | 0 | 0 | 1888.604 | 898.7894 | 282.0914 | 1594.2017 | 1821.265 | 3538.3291 | 0 | -1080.5876
2030-02-08 | 21 | 153.4735 | 153.4735 | 646.4638 | 0 | 0 | 2245.1934 | 168.9189 | 744.2386 | 1871.5653 | 1821.265 | 1844.4371 | 0 | -1080.5876
2030-02-08 | 22 | 153.4735 | 153.4735 | 646.4638 | 0 | 0 | 1888.604 | 168.9195 | 985.6703 | 1459.0444 | 1821.265 | 1769.1646 | 0 | -1080.5876
2030-02-08 | 23 | 153.4735 | 153.4735 | 323.2319 | 0 | 0 | 1888.604 | 168.9188 | 1551.103 | 1518.6764 | 1821.265 | 1769.1646 | 0 | -1080.5876
2030-02-08 | 24 | 306.9471 | 388.3836 | 0 | 0 | 0 | 1888.604 | 168.9193 | 1597.6107 | 763.7729 | 1821.265 | 1769.1646 | 155.0999 | -1080.5876
2030-02-09 | 1 | 460.4206 | 460.4206 | 646.4638 | 133.2797 | 133.2797 | 1888.604 | 168.9191 | 1442.955 | 1034.9249 | 1821.265 | 1769.1646 | 0 | -1080.5876
2030-02-09 | 2 | 460.4206 | 460.4206 | 0 | 242.6126 | 266.4473 | 3777.208 | 168.9195 | 1284.2815 | -1538.0988 | 2138.564 | 1769.1646 | 0 | -1080.5876
2030-02-09 | 3 | 460.4206 | 460.4206 | 0 | 0 | 62.6744 | 3777.208 | 168.9198 | 1399.3954 | -1358.0901 | 1821.265 | 3088.3489 | 0 | -1080.5876
2030-02-09 | 4 | 431.4922 | 460.4206 | 0 | 0 | 0 | 3777.208 | 168.9194 | 1286.1034 | 0 | 1821.265 | 3538.3291 | 0 | -1080.5876
2030-02-09 | 5 | 306.9471 | 350.4313 | 0 | 66.6399 | 66.6399 | 3777.208 | 3558.04 | 1245.5817 | 235.8545 | 1821.265 | 3538.3291 | 0 | -1080.5876
2030-02-09 | 6 | 153.4735 | 153.4735 | 0 | 66.6399 | 82.334 | 3777.208 | 3625.9746 | 3785.312 | 2792.5044 | 3642.53 | 3538.3291 | 0 | -1080.5876
2030-02-09 | 7 | 153.4735 | 153.4735 | 0 | 133.2797 | 100.1095 | 3777.208 | 3625.9746 | 3785.312 | 3743.1306 | 3642.53 | 3538.3291 | 99.5879 | -1080.5876
2030-02-09 | 8 | 153.4735 | 153.4735 | 0 | 133.2797 | 131.0494 | 3777.208 | 3625.9746 | 3785.312 | 3312.6365 | 3642.53 | 3538.3291 | 0 | -1080.5876
2030-02-09 | 9 | 153.4735 | 153.4735 | 0 | 82.5132 | 133.2797 | 3777.208 | 3625.9746 | 3785.312 | 3743.1306 | 3642.53 | 3538.3291 | 24.2714 | -1080.5876
2030-02-09 | 10 | 153.4735 | 153.4735 | 0 | 133.2797 | 185.8663 | 3777.208 | 3625.9746 | 3785.312 | 3743.1306 | 3642.53 | 3538.3291 | 0 | -1080.5876
2030-02-09 | 11 | 153.4735 | 153.4735 | 0 | 133.2797 | 178.2369 | 3777.208 | 3625.9746 | 3785.312 | 3743.1306 | 3642.53 | 3538.3291 | 0 | -1080.5876
2030-02-09 | 12 | 153.4735 | 153.4735 | 0 | 199.9196 | 199.9196 | 3777.208 | 3625.9746 | 3785.312 | 3743.1306 | 3642.53 | 3538.3291 | 267.0755 | -1080.5876
2030-02-09 | 13 | 153.4735 | 153.4735 | 0 | 133.2797 | 133.2797 | 3777.208 | 3625.9746 | 3785.312 | 3743.1306 | 3642.53 | 3538.3291 | 323.5132 | -1080.5876
2030-02-09 | 14 | 153.4735 | 153.4735 | 0 | 158.9542 | 133.2797 | 3777.208 | 3625.9746 | 3785.312 | 3743.1306 | 3642.53 | 3538.3291 | 0 | -1080.5876
2030-02-09 | 15 | 153.4735 | 153.4735 | 0 | 0 | 0 | 3777.208 | 3625.9746 | 3785.312 | 3743.1306 | 3642.53 | 3538.3291 | 586.0878 | -1080.5876
2030-02-09 | 16 | 153.4735 | 153.4735 | 0 | 0 | 0 | 3777.208 | 3625.9746 | 3785.312 | 3743.1306 | 3642.53 | 3538.3291 | 647.0264 | -1080.5876
2030-02-09 | 17 | 153.4735 | 153.4735 | 0 | 0 | 0 | 3777.208 | 3625.9746 | 3785.312 | 3743.1306 | 3642.53 | 3538.3291 | 485.2698 | -1080.5876
2030-02-09 | 18 | 153.4735 | 153.4735 | 0 | 0 | 0 | 3777.208 | 3625.9746 | 3785.312 | 3743.1306 | 3642.53 | 3538.3291 | 485.2698 | -1080.5876
2030-02-09 | 19 | 153.4735 | 153.4735 | 54.7122 | 0 | 0 | 3777.208 | 3625.9746 | 3785.312 | 3743.1306 | 3642.53 | 3538.3291 | 323.5132 | -1080.5876
2030-02-09 | 20 | 0 | 0 | 646.4638 | 266.4473 | 266.4473 | 3777.208 | 3625.9746 | 3785.312 | 3743.1306 | 3642.53 | 3538.3291 | 0 | -1080.5876
2030-02-09 | 21 | 153.4735 | 153.4735 | 646.4638 | 266.4472 | 247.3073 | 3777.208 | 3625.9746 | 3785.312 | 3743.1306 | 3642.53 | 3538.3291 | 0 | -1080.5876
2030-02-09 | 22 | 153.4735 | 153.4735 | 646.4638 | 199.9196 | 220.1568 | 3777.208 | 3625.9746 | 3785.312 | 3743.1306 | 3642.53 | 3538.3291 | 0 | -1080.5876
2030-02-09 | 23 | 153.4735 | 153.4735 | 0 | 199.9196 | 224.2197 | 3777.208 | 3625.9756 | 3785.312 | 3743.1306 | 3642.53 | 3538.3291 | 0 | -1080.5876
2030-02-09 | 24 | 153.4735 | 153.4735 | 103.1192 | 241.5239 | 266.4473 | 3777.208 | 3625.9746 | 3785.312 | 3743.1306 | 3642.53 | 3538.3291 | 323.5132 | -1080.5876
2030-02-10 | 1 | 153.4735 | 153.4735 | 0 | 199.9196 | 199.9196 | 3777.208 | 3625.9746 | 3785.312 | 3743.1306 | 3642.53 | 3538.3291 | 0 | -1080.5876
2030-02-10 | 2 | 153.4735 | 153.4735 | 0 | 140.2298 | 199.9196 | 3777.208 | 3625.9746 | 3785.312 | 3743.1306 | 3642.53 | 3538.3281 | 0 | -1080.5876
2030-02-10 | 3 | 153.4735 | 153.4735 | 0 | 266.4473 | 266.4472 | 3777.208 | 3625.9746 | 3785.312 | 3743.1306 | 3642.53 | 3538.3291 | 0 | -1080.5876
2030-02-10 | 4 | 88.3087 | 153.4735 | 0 | 266.4472 | 266.4473 | 3777.208 | 3625.9746 | 3785.312 | 3743.1306 | 3642.53 | 3538.3291 | 0 | -1080.5876
2030-02-10 | 5 | 153.4735 | 153.4735 | 0 | 266.4473 | 266.4473 | 3777.208 | 3625.9746 | 3785.312 | 3743.1306 | 3642.53 | 3538.3291 | 0 | -1080.5876
2030-02-10 | 6 | 153.4735 | 153.4735 | 0 | 266.4472 | 266.4472 | 3777.208 | 3625.9746 | 3785.312 | 3743.1306 | 3642.53 | 3538.3291 | 0 | -1080.5876
2030-02-10 | 7 | 153.4735 | 153.4735 | 0 | 266.4472 | 266.4473 | 3777.208 | 3625.9746 | 3785.312 | 3743.1306 | 3642.53 | 3538.3291 | 0 | -1080.5876
2030-02-10 | 8 | 153.4735 | 153.4735 | 0 | 0 | 0 | 3777.208 | 3625.9746 | 3785.312 | 3743.1306 | 3642.53 | 3538.3291 | 0 | -1080.5876
2030-02-10 | 9 | 153.4735 | 133.1639 | 0 | 0 | 0 | 3777.208 | 3625.9746 | 3785.312 | 3743.1306 | 3642.53 | 3538.3291 | 0 | -1080.5876
2030-02-10 | 10 | 0 | 5.2564 | 0 | 66.6399 | 84.1222 | 3777.208 | 3625.9746 | 3785.312 | 3743.1306 | 3642.53 | 3538.3291 | 0 | -1080.5876
2030-02-10 | 11 | 153.4735 | 127.9923 | 0 | 0 | 0 | 3777.208 | 3625.9746 | 3785.312 | 3743.1306 | 3642.53 | 3538.3291 | 153.5944 | -1080.5876
2030-02-10 | 12 | 153.4735 | 153.4735 | 0 | 0 | 0 | 3777.208 | 3625.9746 | 3785.312 | 3743.1306 | 3642.53 | 3538.3291 | 0 | -1080.5876
2030-02-10 | 13 | 153.4735 | 153.4735 | 0 | 0 | 0 | 3777.208 | 3625.9746 | 3785.312 | 3743.1306 | 3642.53 | 3538.3291 | 0 | -1080.5876
2030-02-10 | 14 | 153.4735 | 153.4735 | 0 | 0 | 0 | 3777.208 | 3625.9746 | 3785.312 | 3743.1306 | 3642.53 | 3538.3291 | 0 | -1080.5876
2030-02-10 | 15 | 153.4735 | 153.4735 | 0 | 133.2797 | 133.2797 | 3777.208 | 3625.9746 | 3785.312 | 3743.1306 | 3642.53 | 3538.3291 | 0 | -1080.5876
2030-02-10 | 16 | 153.4735 | 153.4735 | 0 | 0 | 0 | 3777.208 | 3625.9746 | 3785.312 | 3743.1306 | 3642.53 | 3538.3291 | 0 | -1080.5876
2030-02-10 | 17 | 153.4735 | 153.4735 | 0 | 0 | 0 | 3777.208 | 3625.9746 | 3785.312 | 3743.1306 | 3642.53 | 3538.3291 | 0 | -1080.5876
2030-02-10 | 18 | 0 | 0 | 0 | 266.4473 | 266.4473 | 3777.208 | 3625.9746 | 3785.312 | 3743.1306 | 3642.53 | 3538.3291 | 0 | 1080.5876
2030-02-10 | 19 | 153.4735 | 153.4735 | 0 | 0 | 0 | 3777.208 | 3625.9746 | 3785.312 | 3743.1306 | 3642.53 | 3538.3291 | 0 | -1080.5876
2030-02-10 | 20 | 153.4735 | 153.4735 | 146.0167 | 199.9196 | 218.2269 | 3777.208 | 3625.9746 | 3785.312 | 3743.1306 | 3642.53 | 3538.3291 | 0 | -1080.5876
2030-02-10 | 21 | 76.7368 | 76.7368 | 396.2403 | 217.4744 | 242.3371 | 3777.208 | 3625.9746 | 3785.312 | 3743.1306 | 3642.53 | 3538.3291 | 0 | -1080.5876
2030-02-10 | 22 | 0 | 0 | 646.4638 | 235.0292 | 266.4472 | 3777.208 | 3625.9746 | 3785.312 | 3743.1306 | 3642.53 | 3538.3291 | 0 | -1080.5876
2030-02-10 | 23 | 153.4735 | 153.4735 | 0 | 133.2797 | 115.3532 | 3777.208 | 3625.9746 | 3785.312 | 3743.1306 | 3642.53 | 3538.3291 | 0 | -1080.5876
2030-02-10 | 24 | 153.4735 | 153.4735 | 0 | 0 | 0 | 3777.208 | 3625.9746 | 3785.312 | 3743.1306 | 3642.53 | 3538.3291 | 0 | -1080.5876
2030-02-11 | 1 | 153.4735 | 153.4735 | 0 | 0 | 0 | 3777.208 | 3625.9746 | 3785.312 | 3743.1306 | 3642.53 | 3538.3291 | 0 | -1080.5876
2030-02-11 | 2 | 153.4735 | 153.4735 | 0 | 0 | 0 | 3777.208 | 3625.9746 | 3785.312 | 3743.1306 | 3642.53 | 3538.3291 | 0 | -1080.5876
2030-02-11 | 3 | 153.4735 | 153.4735 | 0 | 0 | 0 | 3777.208 | 3625.9746 | 3785.312 | 3743.1306 | 3642.53 | 3538.3291 | 0 | -1080.5876
2030-02-11 | 4 | 0 | 0 | 27.2846 | 199.9196 | 178.1606 | 3777.208 | 3625.9746 | 3785.312 | 3743.1306 | 3642.53 | 3538.3291 | 0 | -1080.5876
2030-02-11 | 5 | 0 | 0 | 53.0448 | 266.4472 | 227.1074 | 3777.208 | 3625.9746 | 3785.312 | 3743.1306 | 3642.53 | 3538.3291 | 0 | -1080.5876
2030-02-11 | 6 | 0 | 0 | 375.7103 | 199.3777 | 199.9196 | 3777.208 | 3625.9746 | 3785.312 | 3743.1306 | 3642.53 | 3538.3291 | 0 | -1080.5876
2030-02-11 | 7 | 0 | 0 | 646.4638 | 256.0974 | 199.9196 | 3777.208 | 3625.9746 | 3785.312 | 3743.1306 | 3642.53 | 3538.3291 | 0 | -1080.5876
2030-02-11 | 8 | 153.4735 | 153.4735 | 646.4638 | 133.2797 | 133.2797 | 3777.208 | 3625.9746 | 3785.312 | 3743.1306 | 3642.53 | 3538.3291 | 0 | -1080.5876
2030-02-11 | 9 | 140.8192 | 0 | 646.4638 | 266.4473 | 266.4473 | 3777.208 | 3625.9746 | 3785.312 | 3743.1306 | 3642.53 | 3538.3291 | 0 | -1080.5876
2030-02-11 | 10 | 153.4735 | 153.4735 | 429.749 | 189.2981 | 199.9196 | 3777.208 | 3625.9746 | 3785.312 | 3743.1306 | 3642.53 | 3538.3291 | 0 | -1080.5876
2030-02-11 | 11 | 153.4735 | 153.4735 | 247.9182 | 66.6399 | 53.7913 | 3777.208 | 3625.9746 | 3785.312 | 3743.1316 | 3642.53 | 3538.3291 | 0 | -1080.5876
2030-02-11 | 12 | 153.4735 | 153.4735 | 257.7268 | 133.2797 | 95.919 | 3777.208 | 3625.9746 | 3785.312 | 3743.1306 | 3642.53 | 3538.3291 | 0 | -1080.5876
2030-02-11 | 13 | 153.4735 | 153.4735 | 174.8316 | 0 | 0 | 3777.208 | 3625.9746 | 3785.312 | 3743.1306 | 3642.53 | 3538.3291 | 0 | -1080.5876
2030-02-11 | 14 | 153.4735 | 147.7168 | 299.4985 | 0 | 0 | 3777.208 | 3625.9746 | 3785.313 | 3743.1306 | 3642.53 | 3538.3291 | 0 | -1080.5876
2030-02-11 | 15 | 117.6437 | 0 | 484.8478 | 0 | 51.6856 | 3777.208 | 3625.9746 | 3785.312 | 3743.1306 | 3642.53 | 3538.3291 | 0 | -1080.5876
2030-02-11 | 16 | 153.4735 | 153.4735 | 297.9041 | 0 | 9.6788 | 3777.208 | 3625.9746 | 3785.312 | 3743.1306 | 3642.53 | 3538.3291 | 0 | -1080.5876
2030-02-11 | 17 | 153.4735 | 153.4735 | 484.8478 | 0 | 0 | 3777.208 | 3625.9746 | 3785.312 | 3743.1306 | 3642.53 | 3538.3291 | 0 | -1080.5876
2030-02-11 | 18 | 153.4735 | 153.4735 | 0 | 0 | 0 | 3777.208 | 3625.9746 | 3785.312 | 3743.1306 | 3642.53 | 3538.3291 | 0 | -1080.5876
2030-02-11 | 19 | 153.4735 | 153.4735 | 0 | 0 | 0 | 3777.208 | 3625.9746 | 3785.312 | 3743.1306 | 3642.53 | 3538.3291 | 0 | -1080.5876
2030-02-11 | 20 | 153.4735 | 153.4735 | 323.2319 | 5.4079 | 66.6399 | 3777.208 | 3625.9746 | 3785.312 | 3743.1306 | 3642.53 | 3538.3291 | 0 | -1080.5876
2030-02-11 | 21 | 153.4735 | 153.4735 | 646.4638 | 0 | 0 | 3777.208 | 3625.9746 | 3785.312 | 3743.1306 | 3642.53 | 3538.3291 | 0 | -1080.5876
2030-02-11 | 22 | 153.4735 | 153.4735 | 646.4638 | 0 | 0 | 3777.208 | 3625.9746 | 3785.312 | 3743.1306 | 3642.53 | 3538.3291 | 0 | -1080.5876
2030-02-11 | 23 | 153.4735 | 153.4735 | 646.4638 | 0 | 0 | 3777.208 | 3625.9746 | 3785.312 | 3743.1306 | 3642.53 | 3538.3291 | 0 | -1080.5876
2030-02-11 | 24 | 153.4735 | 153.4735 | 484.8478 | 0 | 0 | 3777.208 | 3625.9746 | 3716.0127 | 3743.1306 | 3642.53 | 3538.3291 | 0 | -1080.5876
2030-02-12 | 1 | 153.4735 | 153.4735 | 646.4638 | 0 | 0 | 3777.208 | 3625.9746 | 3785.312 | 3743.1306 | 3642.53 | 3538.3291 | 0 | -1080.5876
2030-02-12 | 2 | 460.4206 | 460.4206 | 646.4638 | 133.2797 | 171.2262 | 3777.208 | 1898.9309 | 1487.5817 | 3743.1306 | 3642.53 | 3538.3291 | 0 | -1080.5876
2030-02-12 | 3 | 460.4206 | 460.4206 | 174.0473 | 66.6399 | 32.0879 | 3777.208 | 168.92 | 1651.8623 | 944.48 | 3642.53 | 1769.1646 | 0 | -1080.5876
2030-02-12 | 4 | 460.4206 | 460.4206 | 45.7784 | 34.1568 | 0 | 3777.208 | 166.8611 | 1484.7949 | 0 | 3642.53 | 709.8512 | 0 | -1080.5876
2030-02-12 | 5 | 460.4206 | 460.4206 | 104.9412 | 66.6399 | 12.2178 | 3777.208 | 168.9195 | 1815.3495 | 1871.5653 | 3642.53 | 3538.3291 | 0 | -1080.5876
2030-02-12 | 6 | 306.9471 | 383.0089 | 572.9457 | 133.2797 | 133.2797 | 3777.208 | 3576.7275 | 3114.6699 | 3033.6846 | 3642.53 | 3538.3291 | 0 | -1080.5876
2030-02-12 | 7 | 153.4735 | 153.4735 | 646.4638 | 176.7339 | 133.2797 | 3777.208 | 3625.9746 | 3785.312 | 3743.1306 | 3642.53 | 3538.3291 | 0 | -1080.5876
2030-02-12 | 8 | 153.4735 | 153.4735 | 646.4638 | 199.9196 | 199.9196 | 3777.208 | 3625.9746 | 3575.8228 | 3743.1306 | 3642.53 | 3538.3291 | 0 | -1080.5876
2030-02-12 | 9 | 153.4735 | 153.4735 | 646.4638 | 199.9196 | 199.9196 | 3777.208 | 3625.9746 | 3566.3108 | 3743.1306 | 3642.53 | 3538.3291 | 0 | -1080.5876
2030-02-12 | 10 | 153.4735 | 153.4735 | 646.4638 | 199.9196 | 185.1454 | 3777.208 | 3625.9746 | 3785.312 | 3743.1306 | 3642.53 | 3538.3291 | 0 | -1080.5876
2030-02-12 | 11 | 153.4735 | 153.4735 | 484.8478 | 133.2797 | 112.0695 | 3777.208 | 3625.9746 | 3785.312 | 3743.1306 | 3642.53 | 3538.3291 | 0 | -1080.5876
2030-02-12 | 12 | 153.4735 | 153.4735 | 552.8021 | 133.2797 | 87.0255 | 3777.208 | 3625.9746 | 3785.312 | 3743.1306 | 3642.53 | 3538.3291 | 0 | -1025.978
2030-02-12 | 13 | 153.4735 | 153.4735 | 646.4638 | 133.2797 | 96.942 | 3777.208 | 3625.9746 | 3785.312 | 3743.1306 | 3642.53 | 3538.3291 | 0 | -1006.5601
2030-02-12 | 14 | 153.4735 | 153.4735 | 646.4638 | 93.1816 | 133.2797 | 3777.208 | 3625.9746 | 3785.312 | 3743.1306 | 3642.53 | 3538.3291 | 0 | -1080.5876
2030-02-12 | 15 | 153.4735 | 153.4735 | 484.8478 | 66.6399 | 15.7627 | 3777.208 | 3625.9746 | 3785.312 | 3743.1306 | 3642.53 | 3538.3291 | 0 | -1.6451e-05
2030-02-12 | 16 | 153.4735 | 153.4735 | 77.3808 | 199.9196 | 199.9196 | 3777.208 | 3625.9746 | 3785.312 | 3743.1306 | 3642.53 | 3538.3291 | 0 | -1.6451e-05
2030-02-12 | 17 | 153.4735 | 153.4735 | 135.6926 | 266.4473 | 266.4473 | 3777.208 | 3625.9746 | 3785.312 | 3743.1306 | 3642.53 | 3538.3291 | 0 | -1.6451e-05
2030-02-12 | 18 | 153.4735 | 153.4735 | 171.1627 | 199.9196 | 199.9196 | 3777.208 | 3625.9746 | 3785.312 | 3743.1306 | 3642.53 | 3538.3291 | 0 | -1.6451e-05
2030-02-12 | 19 | 153.4735 | 153.4735 | 323.2319 | 199.9196 | 205.2306 | 3777.208 | 3625.9746 | 3785.312 | 3743.1306 | 3642.53 | 3538.3291 | 0 | -1080.5876
2030-02-12 | 20 | 153.4735 | 153.4735 | 461.3804 | 199.9196 | 199.9196 | 3777.208 | 3625.9746 | 3785.312 | 3743.1306 | 3642.53 | 3538.3291 | 0 | -1080.5876
2030-02-12 | 21 | 0 | 0 | 0 | 0 | 0 | 3777.208 | 3625.9746 | 3785.312 | 3743.1306 | 3642.53 | 3538.3291 | 0 | -1080.5876
2030-02-12 | 22 | 153.4735 | 153.4735 | 0 | 0 | 0 | 3777.208 | 3625.9746 | 3785.312 | 3743.1306 | 3642.53 | 3538.3291 | 0 | -1080.5876
2030-02-12 | 23 | 0 | 0 | 530.2761 | 0 | 0 | 3777.208 | 3625.9746 | 3785.312 | 3743.1306 | 3642.53 | 3538.3291 | 0 | -1080.5876
2030-02-12 | 24 | 0 | 53.4661 | 208.5531 | 0 | 0 | 3777.208 | 3625.9746 | 3785.312 | 3743.1306 | 3642.53 | 3538.3291 | 0 | -1080.5876
2030-02-13 | 1 | 153.4735 | 153.4735 | 0 | 0 | 0 | 3777.208 | 3625.9746 | 3785.312 | 3743.1306 | 3642.53 | 3538.3291 | 0 | -1080.5876
2030-02-13 | 2 | 153.4735 | 153.4735 | 0 | 199.9196 | 235.2358 | 3777.208 | 2022.2347 | 1157.5717 | 3743.1306 | 3642.53 | 3538.3291 | 0 | -1080.5876
2030-02-13 | 3 | 338.0385 | 306.9471 | 0 | 199.9196 | 199.9196 | 3777.208 | 166.8608 | 917.4395 | 570.3081 | 3642.53 | 1118.8656 | 0 | -1080.5876
2030-02-13 | 4 | 285.332 | 153.4735 | 0 | 199.9196 | 199.9196 | 3777.208 | 168.9205 | 2271.1663 | 2624.0283 | 3642.53 | 2585.6423 | 0 | -1080.5876
2030-02-13 | 5 | 306.9471 | 365.2112 | 0 | 199.9196 | 199.9196 | 3777.208 | 429.9114 | 3785.312 | 3545.3884 | 3642.53 | 3538.3291 | 0 | -1080.5876
2030-02-13 | 6 | 153.4735 | 153.4735 | 0 | 194.0558 | 133.2797 | 3777.208 | 2561.019 | 3785.312 | 3743.1306 | 3642.53 | 3538.3291 | 0 | -1080.5876
2030-02-13 | 7 | 153.4735 | 153.4735 | 341.3307 | 246.8807 | 199.9196 | 3777.208 | 3034.7292 | 3785.312 | 3743.1306 | 3642.53 | 3538.3291 | 0 | -1080.5876
2030-02-13 | 8 | 93.9447 | 153.4735 | 646.4638 | 133.2797 | 88.1395 | 3777.208 | 3625.9746 | 3785.312 | 3743.1306 | 3642.53 | 3538.3291 | 0 | -1080.5876
2030-02-13 | 9 | 153.4735 | 153.4735 | 0 | 133.2797 | 121.2804 | 3777.208 | 3625.9746 | 3785.312 | 3743.1306 | 3642.53 | 3538.3281 | 485.2698 | -1080.5876
2030-02-13 | 10 | 153.4735 | 153.4735 | 0 | 199.9196 | 199.9196 | 3777.208 | 3625.9746 | 3785.312 | 3743.1306 | 3642.53 | 3538.3291 | 647.0264 | -1080.5876
2030-02-13 | 11 | 153.4735 | 153.4735 | 0 | 199.9196 | 199.9196 | 3777.208 | 3625.9746 | 3785.312 | 3743.1306 | 3642.53 | 3538.3291 | 605.4222 | -1080.5876
2030-02-13 | 12 | 153.4735 | 153.4735 | 0 | 164.3445 | 133.2797 | 3777.208 | 3625.9746 | 3785.312 | 3743.1306 | 3642.53 | 3538.3291 | 485.2698 | -1080.5876
2030-02-13 | 13 | 153.4735 | 153.4735 | 0 | 199.9196 | 199.9196 | 3777.208 | 3625.9746 | 3785.312 | 3743.1306 | 3642.53 | 3538.3291 | 647.0264 | -1080.5876
2030-02-13 | 14 | 153.4735 | 153.4735 | 0 | 0 | 0 | 3777.208 | 3625.9746 | 3785.312 | 3743.1306 | 3642.53 | 3538.3291 | 485.2698 | -1080.5876
2030-02-13 | 15 | 153.4735 | 153.4735 | 0 | 199.9196 | 199.9196 | 3777.208 | 3625.9746 | 3785.312 | 3743.1306 | 3642.53 | 3538.3291 | 545.7318 | -1080.5876
2030-02-13 | 16 | 153.4735 | 153.4735 | 0 | 0 | 0 | 3777.208 | 3625.9746 | 3785.312 | 3743.1306 | 3642.53 | 3538.3281 | 485.2698 | -1080.5876
2030-02-13 | 17 | 153.4735 | 153.4735 | 0 | 0 | 0 | 3777.208 | 3625.9746 | 3785.312 | 3743.1306 | 3642.53 | 3538.3291 | 485.2698 | -1080.5876
2030-02-13 | 18 | 153.4735 | 153.4735 | 19.4119 | 0 | 0 | 3777.208 | 3625.9746 | 3785.312 | 3743.1306 | 3642.53 | 3538.3291 | 485.2698 | -1080.5876
2030-02-13 | 19 | 153.4735 | 153.4735 | 484.8478 | 0 | 0 | 3441.9053 | 3625.9746 | 3785.312 | 3743.1306 | 3642.53 | 3538.3291 | 443.2739 | -1080.5876
2030-02-13 | 20 | 153.4735 | 153.4735 | 225.9042 | 0 | 0 | 3263.2424 | 3625.9746 | 3785.312 | 3743.1306 | 3642.53 | 3538.3291 | 485.2698 | -1080.5876
2030-02-13 | 21 | 153.4735 | 153.4735 | 0 | 0 | 0 | 3377.4324 | 3625.9746 | 3785.312 | 3743.1306 | 3642.53 | 3538.3291 | 423.5034 | -1080.5876
2030-02-13 | 22 | 0 | 0 | 9.9545 | 0 | 0 | 3556.9966 | 3625.9746 | 3497.2139 | 3743.1306 | 3642.53 | 3538.3291 | 0 | -1080.5876
2030-02-13 | 23 | 153.4735 | 153.4735 | 515.1097 | 0 | 0 | 2885.814 | 3625.9746 | 1934.5416 | 3743.1306 | 3642.53 | 2742.7839 | 0 | -1080.5876
2030-02-13 | 24 | 153.4735 | 153.4735 | 62.6567 | 0 | 7.3069 | 2975.5422 | 2735.1199 | 1201.3619 | 3333.9663 | 3642.53 | 3538.3291 | 0 | -1080.5876
2030-02-14 | 1 | 153.4735 | 153.4735 | 0 | 133.2797 | 76.7689 | 3777.208 | 215.895 | 1280.3944 | 3743.1306 | 3642.53 | 3538.3291 | 0 | -1080.5876
2030-02-14 | 2 | 153.4735 | 153.4735 | 0 | 133.2797 | 93.6845 | 3777.208 | 1580.7198 | 349.6653 | 2829.6123 | 3642.53 | 3538.3291 | 0 | -1080.5876
2030-02-14 | 3 | 153.4735 | 153.4735 | 0 | 199.9196 | 199.9196 | 3777.208 | 3625.9746 | -119.1711 | 883.0422 | 3642.53 | 3538.3291 | 0 | -1080.5876
2030-02-14 | 4 | 153.4735 | 153.4735 | 0 | 199.9196 | 194.9657 | 3777.208 | 3625.9746 | -152.7042 | 200.5626 | 3642.53 | 3538.3291 | 0 | -1080.5876
2030-02-14 | 5 | 153.4735 | 153.4735 | 0 | 133.2797 | 131.9663 | 3777.208 | 3625.9746 | 1058.6215 | 2334.251 | 3642.53 | 3538.3291 | 0 | -1080.5876
2030-02-14 | 6 | 153.4735 | 153.4735 | 0 | 0 | 27.14 | 3777.208 | 3625.9746 | 3785.312 | 3743.1306 | 3642.53 | 3538.3291 | 0 | -1080.5876
2030-02-14 | 7 | 153.4735 | 153.4735 | 596.1169 | 133.2797 | 187.6417 | 3777.208 | 3625.9746 | 3785.312 | 3743.1306 | 3642.53 | 3538.3291 | 0 | -1080.5876
2030-02-14 | 8 | 153.4735 | 153.4735 | 646.4638 | 66.6399 | 123.8779 | 3777.208 | 3625.9746 | 3785.312 | 3743.1306 | 3642.53 | 3538.3291 | 0 | -1080.5876
2030-02-14 | 9 | 153.4735 | 153.4735 | 646.4638 | 131.1704 | 66.6399 | 3777.208 | 3625.9746 | 3785.312 | 3743.1306 | 3642.53 | 3538.3291 | 0 | -1080.5876
2030-02-14 | 10 | 153.4735 | 153.4735 | 0 | 133.2797 | 121.8412 | 3777.208 | 3625.9746 | 3785.312 | 3743.1306 | 3642.53 | 3538.3291 | 276.8376 | -1080.5876
2030-02-14 | 11 | 153.4735 | 153.4735 | 0 | 110.3528 | 133.2797 | 3777.208 | 3625.9746 | 3785.312 | 3743.1306 | 3642.53 | 3538.3291 | 375.9702 | -1080.5876
2030-02-14 | 12 | 153.4735 | 145.6444 | 477.0433 | 66.6399 | 74.0747 | 3777.208 | 3625.9746 | 3785.312 | 3743.1306 | 3642.53 | 3538.3291 | 0 | -1080.5876
2030-02-14 | 13 | 65.9175 | 153.4735 | 0 | 66.6399 | 21.6047 | 3777.208 | 3625.9746 | 3785.312 | 3743.1306 | 3642.53 | 3538.3291 | 323.5132 | -1080.5876
2030-02-14 | 14 | 153.4735 | 153.4735 | 0 | 66.6399 | 102.7709 | 3777.208 | 3625.9746 | 3785.312 | 3743.1306 | 3642.53 | 3538.3281 | 0 | -1080.5876
2030-02-14 | 15 | 153.4735 | 153.4735 | 0 | 133.2797 | 73.968 | 3777.208 | 3625.9746 | 3785.312 | 3743.1306 | 3642.53 | 3538.3291 | 323.5132 | -1080.5876
2030-02-14 | 16 | 153.4735 | 153.4735 | 0 | 133.2797 | 169.2163 | 3777.208 | 3625.9746 | 3785.312 | 3743.1306 | 3642.53 | 3538.3291 | 0 | -1080.5876
2030-02-14 | 17 | 153.4735 | 153.4735 | 446.9092 | 0 | 0 | 3777.208 | 3625.9746 | 0 | 3743.1306 | 3642.53 | 3538.3291 | 0 | 1080.5876
2030-02-14 | 18 | 153.4735 | 153.4735 | 0 | 6.3469 | 0 | 3777.208 | 3625.9746 | -1637.6807 | 1872.9097 | 3642.53 | 3538.3291 | 378.572 | -1080.5876
2030-02-14 | 19 | 153.4735 | 153.4735 | 646.4638 | 0 | 0 | 3777.208 | 3625.9746 | -1426.7843 | 1282.3109 | 3642.53 | 3538.3291 | 91.1915 | -1080.5876
2030-02-14 | 20 | 153.4735 | 153.4735 | 646.4638 | 0 | 0 | 3777.208 | 3625.9746 | -841.7305 | -442.0202 | 3642.53 | 3538.3291 | 0 | -1080.5876
2030-02-14 | 21 | 153.4735 | 153.4735 | 646.4638 | 129.7928 | 66.6399 | 3777.208 | 1812.9873 | -374.231 | -808.2745 | 3642.53 | 3538.3291 | 0 | -1080.5876
2030-02-14 | 22 | 153.4735 | 254.3136 | 646.4638 | 133.2797 | 189.0824 | 3777.208 | 3395.7393 | -312.6908 | -372.03 | 3642.53 | 3538.3291 | 0 | -1080.5876
2030-02-14 | 23 | 214.0587 | 153.4735 | 146.4993 | 133.2797 | 136.0798 | 3777.208 | 3625.9746 | -159.8046 | -268.0584 | 3642.53 | 3538.3291 | 0 | -1080.5876
2030-02-14 | 24 | 153.4735 | 153.4735 | 132.169 | 96.6493 | 133.2797 | 3777.208 | 168.9196 | -232.6211 | -343.9119 | 3642.53 | 3538.3291 | 0 | -1080.5876
2030-02-15 | 1 | 0 | 0 | 0 | 0 | 0 | 3777.208 | 2116.4709 | -206.7163 | 1326.0708 | 3642.53 | 3538.3291 | 0 | 1080.5876
2030-02-15 | 2 | 0 | 116.4755 | 0 | 0 | 0 | 3777.208 | 3625.9746 | 144.1011 | 862.0034 | 3642.53 | 3538.3291 | 0 | -1080.5876
2030-02-15 | 3 | 0 | 0 | 0 | 66.6399 | 55.4657 | 3777.208 | 1812.9873 | 257.7082 | 678.6523 | 3642.53 | 3538.3291 | 0 | -1.6451e-05
2030-02-15 | 4 | 0 | 0 | 0 | 197.6476 | 133.2797 | 3777.208 | 3625.9756 | -755.0453 | -1132.4111 | 3642.53 | 3538.3291 | 0 | -1080.5876
2030-02-15 | 5 | 0 | 0 | 0 | 66.6399 | 61.3468 | 3777.208 | 525.4084 | -1592.29 | -1691.9728 | 3642.53 | 3538.3291 | 0 | -1080.5876
2030-02-15 | 6 | 0 | 0 | 0 | 0 | 27.2358 | 3777.208 | 3625.9746 | -1871.1713 | -2069.4421 | 3642.53 | 3538.3291 | 0 | -1080.5876
2030-02-15 | 7 | 153.4735 | 153.4735 | 358.3185 | 0 | 0 | 3561.0664 | 3625.9746 | -1582.9263 | 3743.1306 | 3642.53 | 3538.3291 | 0 | -1080.5876
2030-02-15 | 8 | 153.4735 | 153.4735 | 0 | 0 | 0 | 3649.6223 | 3625.9746 | -2091.324 | 3743.1306 | 3642.53 | 3538.3291 | 0 | -1080.5876
2030-02-15 | 9 | 153.4735 | 153.4735 | 0 | 0 | 0 | 3777.208 | 3625.9746 | -2376.0249 | 3743.1306 | 3642.53 | 3538.3291 | 78.9933 | -1080.5876
2030-02-15 | 10 | 153.4735 | 153.4735 | 0 | 0 | 0 | 3777.208 | 3625.9746 | -1884.552 | 3743.1306 | 3642.53 | 3538.3291 | 163.7058 | -1080.5876
2030-02-15 | 11 | 153.4735 | 153.4735 | 87.7973 | 0 | 0 | 3777.208 | 3625.9746 | -2972.9172 | 3743.1306 | 3642.53 | 3538.3291 | 137.1869 | -1080.5876
2030-02-15 | 12 | 153.4735 | 153.4735 | 278.8954 | 0 | 0 | 3777.208 | 3625.9746 | -2923.1694 | 3590.8826 | 3642.53 | 3538.3291 | 0 | -1080.5876
2030-02-15 | 13 | 153.4735 | 153.4735 | 233.0235 | 0 | 0 | 3777.208 | 3625.9746 | -1790.2532 | 3743.1306 | 3642.53 | 3538.3291 | 0 | -1080.5876
2030-02-15 | 14 | 153.4735 | 153.4735 | 224.509 | 0 | 0 | 3777.208 | 3625.9746 | -1369.8826 | 3743.1306 | 3642.53 | 3538.3291 | 0 | -1080.5876
2030-02-15 | 15 | 153.4735 | 153.4735 | 646.4638 | 0 | 11.0974 | 3777.208 | 3625.9746 | -2384.4856 | 3743.1306 | 3642.53 | 3538.3291 | 0 | -1080.5876
2030-02-15 | 16 | 153.4735 | 153.4735 | 646.4638 | 66.6399 | 36.4636 | 3777.208 | 3625.9746 | -2616.417 | 3366.0039 | 3642.53 | 3538.3291 | 0 | -1080.5876
2030-02-15 | 17 | 153.4735 | 153.4735 | 646.4638 | 66.6399 | 55.8149 | 3777.208 | 3625.9746 | -2221.3887 | 1667.9464 | 1821.265 | 3538.3291 | 0 | -1080.5876
2030-02-15 | 18 | 153.4735 | 153.4735 | 646.4638 | 66.6399 | 66.6399 | 3777.208 | 1303.7546 | -2388.0347 | 0 | 1821.265 | 3538.3291 | 12.1492 | -1080.5876
2030-02-15 | 19 | 153.4735 | 153.4735 | 646.4638 | 0 | 0 | 3777.208 | 1812.9873 | -2338.6228 | 896.0972 | 1821.265 | 1769.1646 | 158.7885 | -1080.5876
2030-02-15 | 20 | 153.4735 | 153.4735 | 646.4638 | 46.134 | 66.6399 | 3777.208 | 1812.9873 | -2409.231 | 1849.8011 | 1821.265 | 2251.5278 | 0 | -1080.5876
2030-02-15 | 21 | 153.4735 | 153.4735 | 646.4638 | 66.6399 | 57.9895 | 3777.208 | 3625.9746 | -2739.9287 | 2342.4248 | 1821.265 | 3538.3291 | 0 | -1080.5876
2030-02-15 | 22 | 153.4735 | 153.4735 | 646.4638 | 133.2797 | 68.0311 | 3777.208 | 3625.9746 | -2114.0305 | 3743.1306 | 3642.53 | 3538.3291 | 0 | -1080.5876
2030-02-15 | 23 | 153.4735 | 153.4735 | 0 | 133.2797 | 121.3635 | 3777.208 | 3625.9746 | -582.8066 | 3743.1306 | 3642.53 | 3538.3291 | 385.2827 | -1080.5876
2030-02-15 | 24 | 153.4735 | 153.4735 | 0 | 49.7656 | 0 | 3777.208 | 3625.9746 | 3714.5146 | 3743.1306 | 3642.53 | 3538.3291 | 126.2986 | -1080.5876
2030-02-16 | 1 | 0 | 104.7241 | 0 | 0 | 0 | 3777.208 | 3625.9746 | 3462.2725 | 3743.1306 | 3642.53 | 3538.3291 | 0 | -1080.5876
2030-02-16 | 2 | 153.4735 | 153.4735 | 0 | 0 | 0 | 3777.208 | 3625.9746 | 3558.5828 | 3743.1306 | 3642.53 | 3538.3291 | 0 | -1080.5876
2030-02-16 | 3 | 0 | 0 | 0 | 0 | 0 | 3777.208 | 3625.9746 | 3675.6118 | 3743.1306 | 3642.53 | 3538.3291 | 0 | -1080.5876
2030-02-16 | 4 | 0 | 0 | 0 | 0 | 0 | 3777.208 | 3625.9746 | 1892.6559 | 3743.1306 | 3642.53 | 3538.3291 | 0 | -114.2271
2030-02-16 | 5 | 0 | 0 | 0 | 0 | 0 | 3777.208 | 3625.9746 | 1892.6559 | 3743.1306 | 3642.53 | 3538.3291 | 0 | -1080.5876
2030-02-16 | 6 | 0 | 0 | 0 | 0 | 0 | 3639.6882 | 3625.9746 | 1892.6559 | 3743.1306 | 3642.53 | 3538.3291 | 0 | -1080.5876
2030-02-16 | 7 | 0 | 0 | 0 | 0 | 0 | 3777.208 | 3625.9746 | 1892.6559 | 3743.1306 | 3642.53 | 3538.3291 | 0 | -1080.5876
2030-02-16 | 8 | 0 | 0 | 0 | 0 | 0 | 3777.208 | 3625.9746 | 2006.8961 | 3743.1306 | 3642.53 | 3538.3291 | 0 | -1080.5876
2030-02-16 | 9 | 0 | 0 | 0 | 0 | 0 | 3777.208 | 3625.9746 | 18.9028 | 3743.1306 | 3642.53 | 3538.3291 | 131.7101 | -1080.5876
2030-02-16 | 10 | 0 | 0 | 23.5116 | 0 | 0 | 3507.217 | 3625.9746 | 0 | 3743.1306 | 3642.53 | 3538.3291 | 0 | -1080.5876
2030-02-16 | 11 | 0 | 0 | 646.4638 | 0 | 0 | 3649.9983 | 3625.9746 | -3.7193e-05 | 3743.1306 | 3642.53 | 3538.3291 | 0 | -1080.5876
2030-02-16 | 12 | 0 | 0 | 398.1247 | 0 | 0 | 3777.208 | 3625.9746 | 0 | 3743.1306 | 3642.53 | 3538.3291 | 0 | 540.2938
2030-02-16 | 13 | 0 | 0 | 21.4042 | 0 | 0 | 2907.2402 | 3625.9746 | 3352.2725 | 3743.1306 | 3642.53 | 3538.3291 | 0 | -1080.5876
2030-02-16 | 14 | 0 | 0 | 0 | 0 | 0 | 3242.6887 | 3625.9746 | 3785.312 | 3743.1306 | 3642.53 | 3538.3291 | 564.427 | -1080.5876
2030-02-16 | 15 | 0 | 0 | 0 | 0 | 0 | 3182.8589 | 3625.9746 | 3785.312 | 3743.1306 | 3642.53 | 3538.3291 | 470.0221 | -1080.5876
2030-02-16 | 16 | 0 | 0 | 0 | 0 | 0 | 3110.4958 | 3625.9746 | 3785.312 | 3743.1306 | 3642.53 | 3538.3291 | 0 | -1080.5876
2030-02-16 | 17 | 0 | 0 | 0 | 0 | 0 | 2744.3594 | 3625.9746 | 3785.312 | 3743.1306 | 3642.53 | 3538.3291 | 163.6254 | -1080.5876
2030-02-16 | 18 | 0 | 0 | 0 | 0 | 0 | 2143.925 | 3625.9746 | 2591.8674 | 3743.1306 | 3642.53 | 3538.3291 | 21.4786 | -1080.5876
2030-02-16 | 19 | 0 | 0 | 646.4638 | 0 | 0 | 1535.5562 | 3625.9746 | 3354.8611 | 3743.1306 | 3642.53 | 3538.3291 | 0 | -1080.5876
2030-02-16 | 20 | 0 | 0 | 646.4638 | 0 | 0 | 1563.0303 | 3625.9746 | 3785.312 | 3743.1306 | 3642.53 | 3538.3291 | 0 | -1080.5876
2030-02-16 | 21 | 0 | 0 | 0 | 0 | 0 | 1852.8209 | 3625.9746 | 3785.312 | 3743.1306 | 3642.53 | 3538.3291 | 323.5132 | -1080.5876
2030-02-16 | 22 | 0 | 0 | 0 | 0 | 0 | 1695.3918 | 3625.9746 | 3785.312 | 3743.1306 | 3642.53 | 3538.3291 | 57.6127 | -1080.5876
2030-02-16 | 23 | 0 | 0 | 0 | 0 | 56.7226 | 2045.5936 | 3625.9746 | 3785.312 | 3743.1306 | 3642.53 | 3538.3291 | 0 | -1080.5876
2030-02-16 | 24 | 0 | 0 | 0 | 0 | 0 | 3009.7036 | 3625.9746 | 3785.312 | 3743.1306 | 3642.53 | 3538.3291 | 0 | -1080.5876
2030-02-17 | 1 | 0 | 0 | 0 | 199.9196 | 173.8489 | 2860.2932 | 3625.9746 | 3785.312 | 3743.1306 | 3642.53 | 3538.3291 | 0 | -1080.5876
2030-02-17 | 2 | 0 | 0 | 0 | 266.4473 | 266.4473 | 2916.1667 | 3625.9746 | 3785.312 | 3743.1306 | 3642.53 | 3538.3291 | 0 | -540.2938
2030-02-17 | 3 | 0 | 0 | 0 | 266.4472 | 266.4472 | 2882.5217 | 3625.9746 | 3785.312 | 3743.1306 | 3642.53 | 3538.3291 | 0 | -1080.5876
2030-02-17 | 4 | 0 | 0 | 0 | 266.4473 | 266.4473 | 2864.7773 | 3625.9734 | 3785.312 | 3743.1306 | 3642.53 | 3538.3291 | 0 | -1080.5876
2030-02-17 | 5 | 0 | 0 | 0 | 266.4473 | 266.4473 | 2748.9949 | 3625.9746 | 3785.312 | 3743.1306 | 3642.53 | 3538.3291 | 0 | -1080.5876
2030-02-17 | 6 | 0 | 0 | 0 | 266.4472 | 266.4473 | 2341.7173 | 3625.9746 | 3785.312 | 3743.1306 | 3642.53 | 3538.3291 | 0 | -1080.5876
2030-02-17 | 7 | 0 | 0 | 0 | 266.4473 | 266.4473 | 2502.3464 | 3625.9746 | 3785.312 | 3743.1306 | 3642.53 | 3538.3291 | 0 | -1080.5876
2030-02-17 | 8 | 0 | 0 | 0 | 233.4119 | 199.9196 | 2369.6528 | 3625.9746 | 3785.312 | 3743.1306 | 3642.53 | 3538.3291 | 0 | -1080.5876
2030-02-17 | 9 | 0 | 0 | 0 | 199.9196 | 199.9196 | 1215.4873 | 3521.5698 | 3785.312 | 3743.1306 | 3642.53 | 3538.3291 | 0 | -1080.5876
2030-02-17 | 10 | 0 | 0 | 538.1927 | 199.9196 | 181.9349 | 1617.075 | 3436.8188 | 3180.7905 | 3743.1306 | 3642.53 | 1769.1646 | 0 | -828.006
2030-02-17 | 11 | 153.4735 | 83.3465 | 646.4638 | 199.9196 | 199.9196 | 1939.2227 | 1652.6799 | 2068.2952 | 3743.1306 | 3642.53 | 1618.7437 | 0 | -710.8308
2030-02-17 | 12 | 153.4735 | 116.4716 | 646.4638 | 151.1055 | 133.2797 | 2444.4539 | 168.9197 | 2023.817 | 3743.1306 | 3642.53 | 1571.4021 | 0 | -695.3499
2030-02-17 | 13 | 0 | 0 | 646.4638 | 199.9196 | 255.5305 | 3464.9192 | 918.7037 | 3785.312 | 3743.1306 | 3642.53 | 701.3455 | 0 | -714.0087
2030-02-17 | 14 | 0 | 0 | 646.4638 | 235.7063 | 199.9196 | 3777.208 | 888.2106 | 3785.312 | 3743.1306 | 3642.53 | 1693.9761 | 0 | -898.9156
2030-02-17 | 15 | 0 | 0 | 646.4638 | 170.1108 | 199.9196 | 3777.208 | 1812.9873 | 3785.312 | 3743.1306 | 3642.53 | 1641.7489 | 0 | -1080.5876
2030-02-17 | 16 | 0 | 0 | 646.4638 | 66.6399 | 67.4538 | 3777.208 | 1470.6108 | 3785.312 | 3743.1306 | 3642.53 | 1112.5969 | 0 | -1080.5876
2030-02-17 | 17 | 0 | 0 | 600.5721 | 199.9196 | 199.9196 | 3777.208 | 168.9211 | 3785.312 | 3743.1306 | 3642.53 | 1769.1646 | 0 | -638.1484
2030-02-17 | 18 | 0 | 0 | 646.4638 | 199.9196 | 199.9196 | 3777.208 | 168.9212 | 3785.312 | 3743.1306 | 3642.53 | 2891.0713 | 0 | -732.6577
2030-02-17 | 19 | 64.9364 | 0 | 646.4638 | 266.4473 | 266.4473 | 3777.208 | 745.512 | 3785.312 | 3743.1306 | 3642.53 | 3538.3291 | 0 | -666.3441
2030-02-17 | 20 | 153.4735 | 153.4735 | 646.4638 | 250.9595 | 199.9196 | 3777.208 | 1019.059 | 3785.312 | 3743.1306 | 3642.53 | 3538.3281 | 0 | -673.5233
2030-02-17 | 21 | 153.4735 | 153.4735 | 646.4638 | 213.1301 | 266.4472 | 3777.208 | 1388.2743 | 3785.312 | 3743.1306 | 3642.53 | 3538.3291 | 0 | -629.5738
2030-02-17 | 22 | 153.4735 | 153.4735 | 646.4638 | 266.4473 | 240.2642 | 3777.208 | 2754.0366 | 2042.965 | 3743.1306 | 3642.53 | 3538.3291 | 0 | -695.6101
2030-02-17 | 23 | 153.4735 | 153.4735 | 628.9838 | 266.4472 | 266.4473 | 3777.208 | 2062.5649 | 494.3846 | 3743.1306 | 3642.53 | 3538.3291 | 0 | -900.5255
2030-02-17 | 24 | 153.4735 | 153.4735 | 221.3532 | 266.4472 | 266.4472 | 3777.208 | 168.9193 | 83.5197 | 3497.9028 | 3642.53 | 3538.3291 | 0 | -1080.5876
2030-02-18 | 1 | 153.4735 | 153.4735 | 0 | 193.8872 | 133.2797 | 3777.208 | 3625.9746 | 2044.6451 | 3743.1306 | 3642.53 | 3538.3291 | 0 | -1080.5876
2030-02-18 | 2 | 153.4735 | 153.4735 | 0 | 252.8795 | 199.9196 | 3777.208 | 3625.9746 | 3785.312 | 3743.1306 | 3642.53 | 3538.3291 | 0 | -1080.5876
2030-02-18 | 3 | 153.4735 | 153.4735 | 0 | 199.9196 | 172.419 | 3777.208 | 3625.9746 | 1735.9689 | 3743.1306 | 3642.53 | 3538.3291 | 0 | -1080.5876
2030-02-18 | 4 | 153.4735 | 153.4735 | 0 | 138.5146 | 199.9196 | 3777.208 | 3625.9746 | -140.8612 | 3310.1602 | 3642.53 | 3538.3291 | 0 | -1080.5876
2030-02-18 | 5 | 153.4735 | 153.4735 | 0 | 133.2797 | 127.2152 | 3777.208 | 2938.9946 | 249.925 | 3479.3906 | 3642.53 | 3538.3291 | 0 | -1080.5876
2030-02-18 | 6 | 153.4735 | 153.4735 | 55.9093 | 66.6399 | 94.464 | 3777.208 | 2396.8984 | 527.5634 | 2918.4514 | 3642.53 | 3538.3291 | 0 | -1080.5876
2030-02-18 | 7 | 153.4735 | 153.4735 | 0 | 66.6399 | 68.9145 | 3777.208 | 1202.6168 | 843.7554 | 1871.5653 | 3642.53 | 3538.3291 | 0 | -1080.5876
2030-02-18 | 8 | 153.4735 | 153.4735 | 22.2585 | 128.4444 | 66.6399 | 3777.208 | 365.5076 | 1095.0696 | 529.3942 | 3642.53 | 3538.3291 | 0 | -1080.5876
2030-02-18 | 9 | 153.4735 | 153.4735 | 646.4638 | 114.9686 | 133.2797 | 3777.208 | 568.9149 | 1072.5082 | -1871.5642 | 3642.53 | 3538.3291 | 0 | -1080.5876
2030-02-18 | 10 | 153.4735 | 153.4735 | 646.4638 | 133.2797 | 119.9667 | 3777.208 | 168.9198 | 1380.349 | -1871.5642 | 2308.8645 | 3538.3291 | 0 | -1080.5876
2030-02-18 | 11 | 153.4735 | 153.4735 | 646.4638 | 133.2797 | 87.2605 | 3777.208 | 168.9198 | 1758.7736 | 357.6748 | 1821.265 | 2240.3103 | 0 | -1080.5876
2030-02-18 | 12 | 153.4735 | 153.4735 | 646.4638 | 98.306 | 133.2797 | 1888.604 | 166.861 | 1562.6742 | 981.2207 | 1821.265 | 1714.9846 | 0 | -1080.5876
2030-02-18 | 13 | 153.4735 | 153.4735 | 646.4638 | 66.6399 | 87.7272 | 3598.8499 | 166.8603 | 781.6174 | 0 | 3642.53 | 510.1391 | 0 | -1080.5876
2030-02-18 | 14 | 276.6577 | 153.4735 | 323.2319 | 0 | 26.8864 | 3777.208 | 168.9197 | 485.3428 | 1422.7496 | 3642.53 | 1769.1646 | 0 | -1080.5876
2030-02-18 | 15 | 153.4735 | 153.4735 | 323.2319 | 133.2797 | 122.7813 | 3777.208 | 213.8926 | 686.254 | 1129.9631 | 3642.53 | 1058.4701 | 0 | -1080.5876
2030-02-18 | 16 | 413.5599 | 306.9471 | 484.8478 | 0 | 0 | 3777.208 | 166.8608 | 1150.4578 | 522.1609 | 3642.53 | 221.0089 | 0 | -1080.5876
2030-02-18 | 17 | 306.9471 | 352.8407 | 646.4638 | 0 | 0 | 3446.8955 | 166.8615 | 902.5645 | 172.0469 | 3642.53 | 221.0088 | 0 | -1080.5876
2030-02-18 | 18 | 153.4735 | 153.4735 | 646.4638 | 133.2797 | 96.6547 | 1888.604 | 166.8608 | 750.89 | -509.9034 | 2865.3186 | 221.0101 | 0 | -872.6988
2030-02-18 | 19 | 153.4735 | 153.4735 | 646.4638 | 66.6399 | 19.2111 | 1888.604 | 166.8606 | 1055.1912 | 1596.7308 | 1821.265 | 1769.1646 | 32.1637 | -781.8879
2030-02-18 | 20 | 153.4735 | 153.4735 | 646.4638 | 66.6399 | 9.6524 | 1888.604 | 168.9191 | 1429.0215 | 1871.5653 | 1821.265 | 1856.8536 | 0 | -741.2154
2030-02-18 | 21 | 153.4735 | 153.4735 | 646.4638 | 66.6399 | 12.8925 | 1888.604 | 166.8597 | 1892.656 | 1871.5653 | 1042.3506 | 1769.1646 | 0 | -687.9908
2030-02-18 | 22 | 153.4735 | 153.4735 | 646.4638 | 66.6399 | 20.2585 | 2151.585 | 166.8608 | 2039.7061 | 1871.5653 | 0 | 221.0093 | 0 | -1080.5876
2030-02-18 | 23 | 153.4735 | 153.4735 | 646.4638 | 0 | 61.2844 | 2143.7422 | 166.8601 | 962.0897 | 0 | 1821.265 | 1422.9171 | 0 | -898.2717
2030-02-18 | 24 | 153.4735 | 153.4735 | 571.2315 | 66.6399 | 5.1092 | 1888.604 | 166.8608 | 1274.5275 | 1871.5653 | 1821.265 | 841.9061 | 0 | -1080.5876
2030-02-19 | 1 | 153.4735 | 153.4735 | 0 | 0 | 5.0702 | 3028.4983 | 168.9196 | 1053.4994 | 1871.5653 | 1821.265 | 1966.1128 | 0 | -1080.5876
2030-02-19 | 2 | 153.4735 | 153.4735 | 0 | 0 | 0 | 3251.1536 | 1947.365 | 674.5104 | 1871.5653 | 3642.53 | 3538.3291 | 0 | -1080.5876
2030-02-19 | 3 | 153.4735 | 153.4735 | 0 | 66.6399 | 68.6138 | 3777.208 | 3625.9746 | 2334.6575 | 2705.8801 | 3642.53 | 3538.3291 | 0 | -1080.5876
2030-02-19 | 4 | 153.4735 | 155.4714 | 0 | 266.4472 | 266.4472 | 3777.208 | 3625.9746 | 3785.312 | 3743.1306 | 3642.53 | 3538.3291 | 0 | -1080.5876
2030-02-19 | 5 | 306.9471 | 198.0182 | 0 | 266.4473 | 266.4473 | 3777.208 | 3625.9746 | 3785.312 | 3743.1306 | 3642.53 | 3538.3291 | 0 | -1080.5876
2030-02-19 | 6 | 153.4735 | 281.2669 | 246.2618 | 266.4473 | 266.4473 | 3777.208 | 3625.9746 | 3785.312 | 3743.1306 | 3642.53 | 3538.3291 | 0 | -1080.5876
2030-02-19 | 7 | 153.4735 | 184.069 | 369.5113 | 266.4473 | 266.4473 | 3777.208 | 3625.9746 | 3785.312 | 3743.1306 | 3642.53 | 3538.3301 | 0 | -1080.5876
2030-02-19 | 8 | 177.924 | 153.4735 | 646.4638 | 266.4472 | 266.4473 | 3777.208 | 3503.6606 | 3785.312 | 3743.1306 | 3642.53 | 3538.3291 | 0 | -1080.5876
2030-02-19 | 9 | 153.4735 | 290.2355 | 352.7384 | 199.9196 | 199.9196 | 3777.208 | 3625.9746 | 3785.312 | 3743.1306 | 3642.53 | 3538.3291 | 323.5132 | -1080.5876
2030-02-19 | 10 | 153.4735 | 153.4735 | 0 | 212.7774 | 266.4473 | 3777.208 | 3625.9746 | 3785.312 | 3743.1306 | 3642.53 | 3538.3291 | 323.5132 | -1080.5876
2030-02-19 | 11 | 153.4735 | 153.4735 | 0 | 199.9196 | 199.9196 | 3777.208 | 3625.9746 | 3785.312 | 3743.1306 | 3642.53 | 3538.3291 | 485.2698 | -1080.5876
2030-02-19 | 12 | 153.4735 | 153.4735 | 0 | 199.9196 | 199.9196 | 3777.208 | 3625.9746 | 3785.312 | 3743.1306 | 3642.53 | 3538.3291 | 509.4836 | -1080.5876
2030-02-19 | 13 | 153.4735 | 153.4735 | 112.0938 | 199.9196 | 210.1971 | 3777.208 | 3625.9746 | 3785.312 | 3743.1306 | 3642.53 | 3538.3291 | 294.9288 | -1080.5876
2030-02-19 | 14 | 153.4735 | 153.4735 | 350.0305 | 199.9196 | 193.4913 | 3777.208 | 3625.9746 | 3785.312 | 3743.1306 | 3642.53 | 3538.3291 | 0 | -1080.5876
2030-02-19 | 15 | 153.4735 | 153.4735 | 317.43 | 199.9196 | 192.9422 | 3777.208 | 3625.9746 | 3785.312 | 3743.1306 | 3642.53 | 3538.3291 | 0 | -1080.5876
2030-02-19 | 16 | 153.4735 | 153.4735 | 0 | 199.9196 | 199.9196 | 3777.208 | 3625.9746 | 3785.312 | 3743.1306 | 3642.53 | 3538.3291 | 323.7307 | -1080.5876
2030-02-19 | 17 | 153.4735 | 153.4735 | 0 | 133.2797 | 133.2797 | 3777.208 | 3625.9746 | 3785.312 | 3743.1306 | 3642.53 | 3538.3291 | 469.5032 | -1080.5876
2030-02-19 | 18 | 153.4735 | 153.4735 | 0 | 66.6399 | 42.2001 | 3777.208 | 3625.9746 | 3785.312 | 3743.1306 | 3642.53 | 3538.3291 | 551.2307 | -1080.5876
2030-02-19 | 19 | 153.4735 | 153.4735 | 69.7143 | 70.7935 | 66.6399 | 3777.208 | 3625.9746 | 3785.312 | 3743.1306 | 3642.53 | 3538.3291 | 647.0264 | -1080.5876
2030-02-19 | 20 | 153.4735 | 153.4735 | 323.2319 | 113.6067 | 66.6399 | 3777.208 | 3625.9746 | 3007.4285 | 3213.9775 | 3642.53 | 3538.3291 | 278.3782 | -1080.5876
2030-02-19 | 21 | 153.4735 | 153.4735 | 646.4638 | 133.2797 | 71.2277 | 3777.208 | 168.9197 | 2575.9631 | 1871.5653 | 2839.9714 | 2210.0554 | 0 | -1080.5876
2030-02-19 | 22 | 153.4735 | 153.4735 | 646.4638 | 84.2894 | 133.2797 | 2737.0225 | 168.9195 | 1907.0728 | 1871.5653 | 3642.53 | 2035.8563 | 0 | -1080.5876
2030-02-19 | 23 | 153.4735 | 153.4735 | 603.5718 | 133.2797 | 92.3179 | 3777.208 | 168.92 | 1983.2782 | 2372.4331 | 3642.53 | 2423.2947 | 0 | -1080.5876
2030-02-19 | 24 | 153.4735 | 153.4735 | 0 | 66.6399 | 105.2988 | 3777.208 | 215.8934 | 1823.8607 | 1871.5653 | 3642.53 | 2195.3799 | 0 | -1080.5876
2030-02-20 | 1 | 153.4735 | 153.4735 | 296.8689 | 73.0808 | 66.6399 | 3777.208 | 168.9199 | 1697.3776 | 2294.5417 | 3642.53 | 2955.5344 | 0 | -1080.5876
2030-02-20 | 2 | 153.4735 | 153.4735 | 0 | 174.3421 | 133.2797 | 3777.208 | 3625.9746 | 3785.312 | 3743.1306 | 3642.53 | 3538.3291 | 0 | -690.1115
2030-02-20 | 3 | 153.4735 | 153.4735 | 0 | 266.4472 | 266.4472 | 3777.208 | 3625.9746 | 3785.312 | 3743.1306 | 3642.53 | 3538.3291 | 0 | -1080.5876
2030-02-20 | 4 | 153.4735 | 153.4735 | 0 | 266.4473 | 266.4472 | 3777.208 | 3625.9746 | 3785.312 | 3743.1306 | 3642.53 | 3538.3291 | 0 | -1080.5876
2030-02-20 | 5 | 153.4735 | 153.4735 | 0 | 266.4472 | 266.4473 | 3777.208 | 3625.9746 | 3785.312 | 3743.1306 | 3642.53 | 3538.3301 | 0 | -1080.5876
2030-02-20 | 6 | 23.0739 | 0 | 0 | 266.4473 | 266.4473 | 3777.208 | 3625.9746 | 3785.312 | 3743.1306 | 3642.53 | 3538.3291 | 0 | -1080.5876
2030-02-20 | 7 | 153.4735 | 153.4735 | 0 | 199.9196 | 200.7735 | 3777.208 | 3625.9746 | 3785.312 | 3743.1306 | 3642.53 | 3538.3291 | 0 | -1080.5876
2030-02-20 | 8 | 153.4735 | 153.4735 | 0 | 266.4473 | 266.4473 | 3777.208 | 3625.9746 | 3785.312 | 3743.1306 | 3642.53 | 3538.3291 | 0 | -1080.5876
2030-02-20 | 9 | 153.4735 | 153.4735 | 0 | 266.4473 | 266.4473 | 3777.208 | 2375.9131 | 3785.312 | 3743.1306 | 3642.53 | 3538.3291 | 323.5132 | -1080.5876
2030-02-20 | 10 | 153.4735 | 153.4735 | 21.548 | 266.4473 | 266.4473 | 3777.208 | 3346.1118 | 3785.312 | 3743.1306 | 3642.53 | 3538.3291 | 410.9197 | -1080.5876
2030-02-20 | 11 | 153.4735 | 153.4735 | 80.7074 | 266.4473 | 266.4473 | 3777.208 | 3436.1929 | 3785.312 | 3743.1306 | 3642.53 | 3538.3291 | 485.2698 | -1080.5876
2030-02-20 | 12 | 153.4735 | 153.4735 | 72.089 | 266.4473 | 266.4473 | 3777.208 | 2472.1272 | 3785.312 | 3743.1306 | 3642.53 | 3538.3291 | 485.2698 | -1080.5876
2030-02-20 | 13 | 153.4735 | 153.4735 | 0 | 266.4473 | 266.4473 | 3777.208 | 1844.2053 | 3785.312 | 3743.1306 | 3642.53 | 3538.3291 | 485.2698 | -1080.5876
2030-02-20 | 14 | 153.4735 | 153.4735 | 0 | 266.4473 | 266.4473 | 3777.208 | 1620.5795 | 3785.312 | 3743.1306 | 3642.53 | 3316.5386 | 485.2698 | -1080.5876
2030-02-20 | 15 | 153.4735 | 153.4735 | 0 | 266.4473 | 266.4473 | 3777.208 | 1652.8031 | 3785.312 | 3743.1306 | 3642.53 | 3187.0305 | 485.2698 | -1080.5876
2030-02-20 | 16 | 153.4735 | 153.4735 | 0 | 266.4473 | 266.4473 | 3777.208 | 1466.244 | 3785.312 | 3743.1306 | 3642.53 | 3355.5732 | 433.2588 | -1080.5876
2030-02-20 | 17 | 153.4735 | 153.4735 | 0 | 266.4472 | 266.4472 | 3777.208 | 1367.9318 | 3785.312 | 3743.1306 | 3642.53 | 2359.7207 | 323.5132 | -1080.5876
2030-02-20 | 18 | 153.4735 | 153.4735 | 162.4002 | 266.4473 | 266.4473 | 3777.208 | 1186.5382 | 3785.312 | 3743.1306 | 3642.53 | 1945.1582 | 454.3992 | -1080.5876
2030-02-20 | 19 | 153.4735 | 153.4735 | 165.4845 | 266.4473 | 266.4473 | 3777.208 | 1255.0314 | 3785.312 | 3743.1306 | 3642.53 | 3020.2334 | 323.5132 | -1080.5876
2030-02-20 | 20 | 153.4735 | 153.4735 | 0 | 266.4472 | 266.4472 | 3777.208 | 1839.0654 | 3785.312 | 3743.1306 | 3642.53 | 1676.2991 | 0 | -1080.5876
2030-02-20 | 21 | 306.9471 | 220.3165 | 0 | 266.4472 | 266.4473 | 3777.208 | 2012.4873 | 3785.312 | 3743.1306 | 3642.53 | 221.0067 | 0 | -1080.5876
2030-02-20 | 22 | 153.4735 | 153.4735 | 0 | 266.4472 | 266.4473 | 3777.208 | 2071.8774 | 3785.312 | 3743.1306 | 3642.53 | -367.1143 | 0 | -1080.5876
2030-02-20 | 23 | 0 | 57.7794 | 0 | 266.4473 | 266.4473 | 3777.208 | 1880.1572 | 3785.312 | 3743.1306 | 3642.53 | -118.484 | 0 | -1080.5876
2030-02-20 | 24 | 0 | 0 | 0 | 266.4472 | 266.4473 | 3777.208 | 1997.8115 | 3785.312 | 3743.1306 | 3642.53 | 265.2437 | 0 | -1080.5876
2030-02-21 | 1 | 0 | 0 | 0 | 266.4472 | 206.052 | 3777.208 | 185.2802 | 3785.312 | 3743.1306 | 3642.53 | 1769.1646 | 0 | -1080.5876
2030-02-21 | 2 | 0 | 0 | 0 | 249.4912 | 266.4473 | 3777.208 | 3625.9746 | 3785.312 | 3743.1306 | 3642.53 | 3538.3291 | 0 | -1080.5876
2030-02-21 | 3 | 153.4735 | 153.4735 | 0 | 266.4472 | 266.4472 | 3777.208 | 3625.9746 | 3785.312 | 3743.1306 | 3642.53 | 3538.3291 | 0 | -1.6451e-05
2030-02-21 | 4 | 153.4735 | 153.4735 | 0 | 266.4473 | 266.4473 | 3777.208 | 3625.9746 | 3785.312 | 3743.1306 | 3642.53 | 3538.3291 | 0 | -1080.5876
2030-02-21 | 5 | 153.4735 | 153.4735 | 0 | 266.4472 | 266.4472 | 3694.5557 | 3625.9746 | 3785.312 | 3743.1306 | 3642.53 | 3538.3291 | 0 | -1080.5876
2030-02-21 | 6 | 153.4735 | 153.4735 | 0 | 266.4472 | 266.4472 | 3682.5056 | 3625.9746 | -29.0192 | 3743.1306 | 3642.53 | 3538.3291 | 0 | -1080.5876
2030-02-21 | 7 | 153.4735 | 153.4735 | 646.4638 | 133.2797 | 80.2702 | 3305.1372 | 3625.9746 | 607.4313 | 3743.1306 | 3642.53 | 3538.3291 | 0 | -1080.5876
2030-02-21 | 8 | 153.4735 | 153.4735 | 0 | 0 | 0 | 3777.208 | 3531.145 | 83.4396 | -0.0010018 | 3642.53 | 2411.7446 | 449.8383 | -1080.5876
2030-02-21 | 9 | 153.4735 | 270.8491 | 0 | 199.9196 | 134.3131 | 3777.208 | 839.1368 | 211.3031 | -2.5272e-05 | 3642.53 | 1488.3871 | 549.6893 | -1080.5876
2030-02-21 | 10 | 460.4206 | 351.5919 | 0 | 266.4473 | 266.4473 | 3777.208 | 652.288 | 357.1424 | -612.9524 | 3642.53 | 1116.663 | 485.2698 | -1080.5876
2030-02-21 | 11 | 460.4206 | 460.4206 | 0 | 266.4473 | 266.4473 | 3777.208 | 215.8934 | 83.2912 | -2295.6716 | 3642.53 | 2529.5552 | 445.4509 | -1080.5876
2030-02-21 | 12 | 306.9471 | 434.6202 | 0 | 66.6399 | 93.7303 | 3729.6831 | 213.8928 | 1546.2395 | -711.5919 | 3642.53 | 1363.9194 | 88.7884 | -1080.5876
2030-02-21 | 13 | 460.4206 | 460.4206 | 0 | 0 | 50.2126 | 2286.0149 | 213.8926 | 2629.156 | 732.2706 | 3642.53 | 922.6318 | 0 | -1080.5876
2030-02-21 | 14 | 306.9471 | 292.5535 | 0 | 66.6399 | 89.1182 | 3098.4395 | 213.8933 | 3785.312 | 827.8683 | 3642.53 | 1673.7498 | 0 | -1080.5876
2030-02-21 | 15 | 306.9471 | 213.6896 | 0 | 66.6399 | 66.6399 | 3777.208 | 508.1501 | 3785.312 | 3743.1306 | 3642.53 | 3538.3291 | 323.7711 | -1080.5876
2030-02-21 | 16 | 306.9471 | 335.1892 | 0 | 66.6399 | 51.895 | 3777.208 | 1377.2246 | 3785.312 | 3743.1306 | 3642.53 | 3538.3291 | 357.697 | -1080.5876
2030-02-21 | 17 | 212.3428 | 306.9471 | 0 | 133.2797 | 133.2797 | 3777.208 | 1257.359 | 3785.312 | 3743.1306 | 3642.53 | 3538.3291 | 407.3953 | -1080.5876
2030-02-21 | 18 | 153.4735 | 153.4735 | 0 | 129.0006 | 66.6399 | 3777.208 | 215.8922 | 3785.312 | 3743.1306 | 3642.53 | 2361.802 | 485.2698 | -1080.5876
2030-02-21 | 19 | 211.8327 | 153.4735 | 0 | 199.9196 | 191.1099 | 3777.208 | 215.8932 | 3785.312 | 3743.1306 | 3642.53 | 3505.302 | 519.8368 | -1080.5876
2030-02-21 | 20 | 460.4206 | 460.4206 | 0 | 266.4473 | 266.4473 | 3777.208 | 215.8927 | 3785.312 | 2839.6467 | 3642.53 | 3360.269 | 458.6378 | -1080.5876
2030-02-21 | 21 | 460.4206 | 460.4206 | 132.5228 | 266.4473 | 266.4473 | 3777.208 | 215.8948 | 3785.312 | 2689.207 | 3642.53 | 2556.0776 | 0 | -1080.5876
2030-02-21 | 22 | 306.9471 | 292.9788 | 130.8418 | 199.9196 | 199.9196 | 3777.208 | 215.8948 | 3785.312 | 3334.4863 | 3642.53 | 2989.7595 | 485.2698 | -1080.5876
2030-02-21 | 23 | 460.4206 | 429.6637 | 0 | 0 | 0 | 3777.208 | 215.8917 | 3243.2231 | 2537.8958 | 3642.53 | 3538.3291 | 400.6482 | -1080.5876
2030-02-21 | 24 | 306.9471 | 364.1637 | 0 | 0 | 0 | 3777.208 | 215.8936 | 3004.6943 | 3743.1306 | 3642.53 | 303.8448 | 41.1437 | -1080.5876
2030-02-22 | 1 | 216.6143 | 306.9471 | 148.5104 | 66.6399 | 9.8292 | 3777.208 | 168.9194 | 2851.4426 | 3743.1306 | 3642.53 | 1629.2292 | 0 | -1080.5876
2030-02-22 | 2 | 243.4298 | 306.9471 | 0 | 1.6182 | 66.6399 | 3777.208 | 3625.9746 | 3785.312 | 3743.1306 | 3642.53 | 3538.3291 | 0 | -1080.5876
2030-02-22 | 3 | 0 | 0 | 0 | 0 | 0 | 3777.208 | 3625.9746 | 3785.312 | 3743.1306 | 3642.53 | 3538.3291 | 0 | -1080.5876
2030-02-22 | 4 | 0 | 0 | 0 | 0 | 21.8238 | 3777.208 | 3625.9746 | 3785.312 | 3743.1306 | 3642.53 | 3538.3291 | 0 | -1080.5876
2030-02-22 | 5 | 153.4735 | 153.4735 | 0 | 199.9196 | 199.9196 | 3777.208 | 3625.9746 | 3785.312 | 3743.1306 | 3642.53 | 3538.3291 | 0 | -1080.5876
2030-02-22 | 6 | 153.4735 | 153.4735 | 0 | 142.4438 | 133.2797 | 3777.208 | 3625.9746 | 3785.312 | 3743.1306 | 3642.53 | 3538.3291 | 0 | -1080.5876
2030-02-22 | 7 | 153.4735 | 153.4735 | 0 | 199.9196 | 199.9196 | 3777.208 | 3625.9746 | 3785.312 | 3743.1306 | 3642.53 | 3538.3291 | 0 | -1080.5876
2030-02-22 | 8 | 153.4735 | 153.4735 | 0 | 199.9196 | 261.5722 | 3777.208 | 3625.9746 | 3785.312 | 3743.1306 | 3642.53 | 2476.6338 | 0 | -1080.5876
2030-02-22 | 9 | 306.9471 | 210.4818 | 110.3285 | 199.9196 | 199.9196 | 3777.208 | 3625.9746 | 3785.312 | 3743.1306 | 3642.53 | 2182.5667 | 0 | -1080.5876
2030-02-22 | 10 | 306.9471 | 281.4091 | 0 | 197.2806 | 199.9196 | 3777.208 | 3625.9746 | 3785.312 | 3743.1306 | 3642.53 | 2587.5439 | 0 | -1080.5876
2030-02-22 | 11 | 460.4206 | 375.4057 | 0 | 199.9196 | 199.9196 | 3777.208 | 3422.1887 | 3785.312 | 3743.1306 | 3642.53 | 1779.7122 | 0 | -1080.5876
2030-02-22 | 12 | 460.4206 | 460.4206 | 0 | 133.2797 | 133.2797 | 3777.208 | 2833.2793 | 3785.312 | 3079.7109 | 3642.53 | 781.2746 | 0 | -1080.5876
2030-02-22 | 13 | 306.9471 | 391.6541 | 0 | 66.6399 | 66.6399 | 3777.208 | 215.892 | 3375.6743 | 2203.3904 | 3642.53 | 265.242 | 304.6467 | -1080.5876
2030-02-22 | 14 | 460.4206 | 460.4206 | 0 | 66.6399 | 66.6399 | 3777.208 | 215.8933 | 3404.9607 | 1871.5653 | 3642.53 | 1253.3889 | 323.5132 | -1080.5876
2030-02-22 | 15 | 460.4206 | 460.4206 | 0 | 73.0931 | 133.2797 | 3777.208 | 1670.4005 | 3785.312 | 2664.718 | 3642.53 | 437.4057 | 0 | -1080.5876
2030-02-22 | 16 | 276.1893 | 306.9471 | 0 | 199.9196 | 199.9196 | 3777.208 | 2502.7888 | 3785.312 | 3743.1306 | 3642.53 | 696.6643 | 0 | -1080.5876
2030-02-22 | 17 | 412.887 | 306.9471 | 0 | 112.6902 | 66.6399 | 3777.208 | 1269.2495 | 3785.312 | 3446.344 | 3642.53 | 283.7075 | 0 | -1080.5876
2030-02-22 | 18 | 306.9471 | 306.9471 | 256.3737 | 66.6399 | 63.1976 | 3777.208 | 1744.3795 | 3785.312 | 1873.9266 | 3642.53 | 582.3933 | 0 | -1080.5876
2030-02-22 | 19 | 306.9471 | 196.6379 | 0 | 133.2797 | 133.2797 | 3777.208 | 265.3622 | 3785.312 | 3003.342 | 3642.53 | 3349.6084 | 0 | -1080.5876
2030-02-22 | 20 | 228.7697 | 306.9471 | 323.2319 | 199.9196 | 199.9196 | 3777.208 | 1144.7635 | 3652.043 | 3743.1306 | 3642.53 | 3538.3291 | 0 | -1080.5876
2030-02-22 | 21 | 274.1986 | 306.9471 | 147.464 | 199.9196 | 199.9196 | 3777.208 | 2585.3689 | 3293.8982 | 3743.1306 | 3522.7205 | 3538.3291 | 0 | -1080.5876
2030-02-22 | 22 | 175.542 | 153.4735 | 0 | 199.9196 | 199.9196 | 3777.208 | 2345.9614 | 3635.4546 | 3743.1306 | 3642.53 | 3538.3291 | 0 | -1080.5876
2030-02-22 | 23 | 153.4735 | 153.4735 | 0 | 199.9196 | 250.4634 | 3777.208 | 1915.8281 | 3333.0757 | 3743.1306 | 3642.53 | 3538.3291 | 323.5132 | -1080.5876
2030-02-22 | 24 | 153.4735 | 153.4735 | 0 | 48.5196 | 0 | 3777.208 | 1812.9873 | 3785.312 | 3743.1306 | 3642.53 | 857.3047 | 441.336 | -1080.5876
2030-02-23 | 1 | 153.4735 | 153.4735 | 0 | 133.2797 | 113.3793 | 3777.208 | 215.8932 | 1892.656 | 3743.1306 | 3290.1462 | 221.0078 | 0 | -1080.5876
2030-02-23 | 2 | 153.4735 | 153.4735 | 0 | 199.9196 | 199.9196 | 3777.208 | 1174.8347 | 344.6733 | 3743.1306 | 3642.53 | 1050.3799 | 0 | -1080.5876
2030-02-23 | 3 | 153.4735 | 153.4735 | 0 | 199.9196 | 199.9196 | 3777.208 | 3625.9746 | 910.2617 | 3743.1306 | 3642.53 | 2749.2969 | 0 | -1080.5876
2030-02-23 | 4 | 153.4735 | 153.4735 | 0 | 266.4472 | 266.4472 | 3777.208 | 3625.9746 | 612.819 | 3743.1306 | 3642.53 | 3538.3291 | 0 | -1080.5876
2030-02-23 | 5 | 153.4735 | 153.4735 | 0 | 266.4472 | 266.4472 | 3777.208 | 3625.9746 | 272.703 | 3743.1306 | 3642.53 | 3538.3291 | 0 | -1080.5876
2030-02-23 | 6 | 153.4735 | 153.4735 | 0 | 266.4472 | 266.4473 | 3777.208 | 3625.9746 | 1892.6559 | 3743.1306 | 3642.53 | 3538.3291 | 0 | -1080.5876
2030-02-23 | 7 | 153.4735 | 153.4735 | 0 | 266.4472 | 266.4473 | 3777.208 | 3625.9746 | 3785.312 | 3743.1306 | 3642.53 | 3538.3291 | 0 | -1080.5876
2030-02-23 | 8 | 153.4735 | 153.4735 | 0 | 0 | 33.4041 | 3777.208 | 3625.9746 | 1772.1995 | 3743.1306 | 3642.53 | 3538.3291 | 0 | -1080.5876
2030-02-23 | 9 | 153.4735 | 153.4735 | 0 | 0 | 0 | 3777.208 | 3625.9746 | 1346.751 | 3743.1306 | 3642.53 | 3538.3291 | 0 | -1080.5876
2030-02-23 | 10 | 153.4735 | 153.4735 | 0 | 0 | 0 | 3777.208 | 3625.9746 | 1198.9376 | 3743.1306 | 3642.53 | 3538.3291 | 0 | -1080.5876
2030-02-23 | 11 | 153.4735 | 153.4735 | 0 | 0 | 0 | 3777.208 | 3625.9746 | -1111.4775 | 3743.1306 | 3642.53 | 3538.3291 | 0 | -1080.5876
2030-02-23 | 12 | 153.4735 | 153.4735 | 0 | 0 | 0 | 3777.208 | 3625.9746 | -2262.9087 | 3743.1306 | 3642.53 | 3538.3291 | 36.254 | -1080.5876
2030-02-23 | 13 | 153.4735 | 153.4735 | 0 | 0 | 0 | 3777.208 | 3625.9746 | -2976.9187 | 3743.1306 | 3642.53 | 3538.3291 | 0 | -1080.5876
2030-02-23 | 14 | 153.4735 | 153.4735 | 0 | 0 | 0 | 3777.208 | 1032.2959 | -63.0281 | 3743.1306 | 3642.53 | 265.2431 | 0 | -1080.5876
2030-02-23 | 15 | 153.4735 | 153.4735 | 0 | 0 | 0 | 3777.208 | 3596.6599 | -2735.5889 | 3244.957 | 3642.53 | 1769.1646 | 0 | -1080.5876
2030-02-23 | 16 | 153.4735 | 153.4735 | 0 | 0 | 0 | 3777.208 | 2595.1521 | -2642.8613 | 1530.1488 | 3642.53 | 1769.1646 | 165.7114 | -1080.5876
2030-02-23 | 17 | 306.9471 | 306.9471 | 646.4638 | 94.391 | 66.6399 | 1888.604 | 166.8609 | 0 | 1789.0742 | 1821.265 | 509.8845 | 0 | -1080.5876
2030-02-23 | 18 | 460.4206 | 460.4206 | 646.4638 | 133.2797 | 133.2797 | 1888.604 | 0 | 233.0942 | 0 | 996.4224 | 0 | 0 | -1080.5876
2030-02-23 | 19 | 460.4206 | 460.4206 | 646.4638 | 199.9196 | 199.9196 | 1888.604 | 0 | 0 | 0 | 1543.8329 | 0 | 0 | -1080.5876
2030-02-23 | 20 | 460.4206 | 460.4206 | 646.4638 | 133.2797 | 133.2797 | 1888.604 | 0 | 738.2509 | 0 | 1196.2056 | 0 | 0 | -1080.5876
2030-02-23 | 21 | 460.4206 | 447.3432 | 646.4638 | 133.2797 | 133.2797 | 1888.604 | 0 | 0 | 0 | 1160.8654 | 0 | 0 | -1080.5876
2030-02-23 | 22 | 153.4735 | 153.4735 | 646.4638 | 0 | 0 | 3172.3928 | 166.8608 | -930.5087 | -3743.1306 | 0 | 2000.5114 | 0 | -1080.5876
2030-02-23 | 23 | 153.4735 | 153.4735 | 646.4638 | 0 | 0 | 2984.5225 | 168.9196 | -1115.3479 | -3743.1306 | 0 | 1950.9786 | 0 | -1080.5876
2030-02-23 | 24 | 153.4735 | 153.4735 | 478.2023 | 0 | 0 | 1888.604 | 166.8615 | -1878.7119 | -3743.1306 | 1538.418 | 1769.1646 | 0 | -1080.5876
2030-02-24 | 1 | 153.4735 | 153.4735 | 646.4638 | 0 | 0 | 2417.7783 | 166.8608 | -1104.0947 | -3743.1306 | 1821.265 | 1196.3846 | 0 | -1080.5876
2030-02-24 | 2 | 153.4735 | 153.4735 | 323.2319 | 0 | 0 | 3777.208 | 1050.1051 | -738.5347 | -3609.1248 | 3642.53 | 3538.3291 | 0 | -1080.5876
2030-02-24 | 3 | 153.4735 | 153.4735 | 0 | 0 | 0 | 3777.208 | 3625.9746 | -687.1675 | -1314.5782 | 3642.53 | 3538.3291 | 0 | -1080.5876
2030-02-24 | 4 | 153.4735 | 83.1975 | 0 | 0 | 0 | 3777.208 | 3625.9746 | 968.2551 | 1616.1799 | 2672.2266 | 3538.3291 | 0 | -1080.5876
2030-02-24 | 5 | 153.4735 | 153.4735 | 0 | 14.5778 | 66.6399 | 3777.208 | 3625.9746 | 3716.3953 | 3743.1306 | 3642.53 | 3538.3291 | 0 | -1080.5876
2030-02-24 | 6 | 153.4735 | 153.4735 | 0 | 199.9196 | 199.9196 | 3777.208 | 3625.9746 | 3785.312 | 3743.1306 | 3642.53 | 3538.3291 | 0 | -1080.5876
2030-02-24 | 7 | 153.4735 | 153.4735 | 0 | 0 | 0 | 3777.208 | 3625.9746 | 3785.312 | 3743.1306 | 3642.53 | 3538.3291 | 0 | -1080.5876
2030-02-24 | 8 | 153.4735 | 153.4735 | 0 | 266.4473 | 266.4472 | 3777.208 | 3625.9746 | 3785.312 | 3743.1306 | 3642.53 | 3538.3291 | 0 | -1080.5876
2030-02-24 | 9 | 153.4735 | 153.4735 | 21.3271 | 199.9196 | 199.9196 | 3777.208 | 3625.9746 | 3785.312 | 3743.1306 | 3642.53 | 3538.3291 | 0 | -1080.5876
2030-02-24 | 10 | 153.4735 | 153.4735 | 0 | 66.6399 | 66.6399 | 3777.208 | 3625.9746 | 3785.312 | 3743.1306 | 3642.53 | 3538.3291 | 0 | -1080.5876
2030-02-24 | 11 | 153.4735 | 153.4735 | 0 | 133.2797 | 142.8405 | 3777.208 | 3625.9746 | 3785.312 | 3743.1306 | 3642.53 | 3538.3291 | 0 | -1080.5876
2030-02-24 | 12 | 153.4735 | 153.4735 | 0 | 133.2797 | 106.2267 | 3777.208 | 3625.9746 | 3785.312 | 3743.1306 | 3642.53 | 3538.3291 | 0 | -1080.5876
2030-02-24 | 13 | 153.4735 | 153.4735 | 0 | 83.8472 | 133.2797 | 3777.208 | 3625.9746 | 3785.312 | 3743.1306 | 3642.53 | 3538.3291 | 0 | -1080.5876
2030-02-24 | 14 | 153.4735 | 153.4735 | 0 | 133.2797 | 66.9878 | 3777.208 | 3625.9746 | 3785.312 | 3743.1306 | 3642.53 | 3538.3291 | 0 | -1020.2435
2030-02-24 | 15 | 153.4735 | 153.4735 | 66.0495 | 173.0743 | 133.2797 | 3777.208 | 3625.9746 | 3785.312 | 3743.1306 | 3642.53 | 3538.3291 | 0 | 540.2938
2030-02-24 | 16 | 153.4735 | 153.4735 | 0 | 66.6399 | 66.6399 | 3777.208 | 3625.9746 | 3785.312 | 3743.1306 | 3642.53 | 3538.3291 | 0 | 540.2947
2030-02-24 | 17 | 153.4735 | 153.4735 | 236.2617 | 66.6399 | 65.7279 | 3777.208 | 3625.9746 | 3785.312 | 3743.1306 | 3642.53 | 3538.3291 | 0 | -1.6451e-05
2030-02-24 | 18 | 153.4735 | 153.4735 | 63.5846 | 199.9196 | 199.9196 | 3777.208 | 3625.9746 | 3785.312 | 3743.1306 | 3642.53 | 3538.3291 | 0 | -716.709
2030-02-24 | 19 | 153.4735 | 153.4735 | 88.0344 | 199.9196 | 199.9196 | 3777.2092 | 3625.9746 | 3785.312 | 3743.1306 | 3642.53 | 3538.3291 | 485.2698 | -683.2905
2030-02-24 | 20 | 153.4735 | 153.4735 | 66.7118 | 266.4473 | 266.4472 | 3777.208 | 3625.9746 | 3785.312 | 3743.1306 | 3642.53 | 3538.3291 | 485.2698 | -605.1169
2030-02-24 | 21 | 0 | 0 | 407.3203 | 266.4473 | 266.4472 | 3777.208 | 3625.9746 | 3785.312 | 3743.1306 | 3642.53 | 1774.8506 | 0 | 1080.5876
2030-02-24 | 22 | 255.2155 | 306.9471 | 323.2319 | 266.4473 | 266.4472 | 3777.208 | 3625.9746 | 3785.312 | 3743.1306 | 3642.53 | 1665.269 | 0 | -572.7656
2030-02-24 | 23 | 153.4735 | 128.3629 | 646.4638 | 266.4473 | 266.4472 | 3777.208 | 3625.9746 | 3785.312 | 3743.1306 | 3642.53 | 1539.8785 | 0 | -556.0748
2030-02-24 | 24 | 0 | 0 | 646.4638 | 92.7156 | 66.6399 | 3777.208 | 3625.9746 | 3785.312 | 3743.1306 | 3642.53 | 1734.9231 | 0 | -1080.5876
2030-02-25 | 1 | 0 | 0 | 0 | 266.4473 | 266.4473 | 3777.208 | 3625.9746 | 3785.312 | 3743.1306 | 3642.53 | 3538.3291 | 0 | -1080.5876
2030-02-25 | 2 | 150.1298 | 0 | 0 | 266.4473 | 266.4473 | 3777.208 | 3625.9746 | 3785.312 | 3743.1306 | 3642.53 | 3538.3291 | 0 | -1080.5876
2030-02-25 | 3 | 62.76 | 0 | 0 | 266.4473 | 266.4472 | 3777.208 | 3625.9746 | 3785.312 | 3743.1306 | 3642.53 | 3538.3291 | 0 | -1080.5876
2030-02-25 | 4 | 153.4735 | 139.1742 | 0 | 266.4473 | 266.4472 | 3777.208 | 3625.9746 | 3785.312 | 3743.1306 | 3642.53 | 3538.3291 | 0 | -1080.5876
2030-02-25 | 5 | 153.4735 | 153.4735 | 0 | 266.4473 | 266.4473 | 3596.8342 | 3625.9746 | 3785.312 | 3743.1306 | 3642.53 | 3538.3291 | 0 | -1080.5876
2030-02-25 | 6 | 153.4735 | 153.4735 | 0 | 266.4473 | 266.4472 | 3653.1782 | 3625.9746 | 3785.312 | 3743.1306 | 3642.53 | 3538.3291 | 0 | -1080.5876
2030-02-25 | 7 | 0 | 0 | 0 | 7.7244 | 66.6399 | 2960.3411 | 3625.9746 | 3760.2786 | 3743.1306 | 3642.53 | 3538.3291 | 0 | -1080.5876
2030-02-25 | 8 | 0 | 97.639 | 0 | 199.9196 | 199.9196 | 3594.6528 | 3625.9746 | 1892.6549 | 3743.1306 | 3642.53 | 3538.3291 | 438.6434 | -1080.5876
2030-02-25 | 9 | 153.4735 | 153.4735 | 0 | 66.6399 | 31.646 | 3709.4709 | 3625.9746 | -32.5676 | 3743.1306 | 3642.53 | 3538.3291 | 302.2488 | -1080.5876
2030-02-25 | 10 | 153.4735 | 153.4735 | 61.1623 | 0 | 0 | 3777.208 | 3625.9746 | 169.8811 | 3743.1306 | 3642.53 | 3538.3291 | 0 | -1080.5876
2030-02-25 | 11 | 153.4735 | 153.4735 | 0 | 0 | 0 | 3777.208 | 3625.9746 | 1892.6559 | 3743.1306 | 3642.53 | 3538.3291 | 441.8764 | -1080.5876
2030-02-25 | 12 | 153.4735 | 153.4735 | 248.6338 | 0 | 0 | 3777.208 | 3625.9746 | 514.642 | 3743.1306 | 3642.53 | 3538.3291 | 445.495 | -1080.5876
2030-02-25 | 13 | 153.4735 | 153.4735 | 646.4638 | 0 | 0 | 3777.208 | 3625.9746 | -166.2649 | 3743.1306 | 3642.53 | 3538.3291 | 425.0584 | -1080.5876
2030-02-25 | 14 | 153.4735 | 153.4735 | 144.0704 | 0 | 0 | 3777.208 | 3625.9746 | 913.3179 | 3743.1306 | 3642.53 | 3538.3291 | 499.0334 | -1080.5876
2030-02-25 | 15 | 153.4735 | 153.4735 | 211.9311 | 0 | 0 | 3777.208 | 3625.9746 | -1702.9872 | 3743.1306 | 3642.53 | 3538.3291 | 531.8212 | -1080.5876
2030-02-25 | 16 | 153.4735 | 153.4735 | 81.9448 | 0 | 0 | 3777.208 | 3625.9746 | -2017.3754 | 3385.4783 | 3642.53 | 3538.3291 | 647.0264 | -1080.5876
2030-02-25 | 17 | 153.4735 | 153.4735 | 36.009 | 0 | 0 | 3777.208 | 3625.9746 | -2462.5564 | -1871.5653 | 3642.53 | 3538.3291 | 605.972 | -1080.5876
2030-02-25 | 18 | 153.4735 | 153.4735 | 171.8551 | 0 | 0 | 3777.208 | 3374.1912 | -2732.5427 | -2551.4097 | 3642.53 | 3538.3291 | 647.0264 | -1080.5876
2030-02-25 | 19 | 153.4735 | 153.4735 | 646.4638 | 0 | 0 | 3777.208 | 3625.9746 | -2730.3518 | -1298.4343 | 3642.53 | 3538.3291 | 559.6586 | -1080.5876
2030-02-25 | 20 | 153.4735 | 153.4735 | 646.4638 | 0 | 0 | 3777.208 | 3064.95 | -983.2891 | 535.9863 | 0 | 3538.3291 | 647.0264 | -1080.5876
2030-02-25 | 21 | 153.4735 | 153.4735 | 646.4638 | 0 | 0 | 3565.3938 | 168.9194 | -551.5764 | 0 | 0 | 3538.3291 | 469.1407 | -1080.5876
2030-02-25 | 22 | 153.4735 | 153.4735 | 646.4638 | 0 | 0 | 1888.604 | 166.8609 | -910.0497 | 0 | -158.7303 | 2143.4651 | 112.6687 | -1080.5876
2030-02-25 | 23 | 153.4735 | 153.4735 | 646.4638 | 0 | 0 | 1888.604 | 166.8608 | -1555.0934 | -3743.1306 | 507.3202 | 2024.6825 | 0 | -1080.5876
2030-02-25 | 24 | 153.4735 | 153.4735 | 646.4638 | 0 | 0 | 1888.604 | 166.8608 | -1800.7332 | -3743.1306 | 1684.5067 | 3538.3291 | 0 | -1080.5876
2030-02-26 | 1 | 153.4735 | 153.4735 | 646.4638 | 0 | 0 | 2044.8876 | 166.8608 | -769.1313 | 0 | 1012.1529 | 1341.903 | 0 | -1080.5876
2030-02-26 | 2 | 153.4735 | 153.4735 | 625.7159 | 0 | 0 | 1888.604 | 166.8605 | -702.6357 | 0 | 2029.9209 | 1769.1646 | 0 | -1080.5876
2030-02-26 | 3 | 153.4735 | 153.4735 | 646.4638 | 199.9196 | 199.9196 | 3777.208 | 941.3534 | -180.1307 | -2481.0525 | 1821.265 | 3538.3291 | 0 | -1080.5876
2030-02-26 | 4 | 306.9471 | 253.1905 | 463.0251 | 199.9196 | 199.9196 | 3777.208 | 2333.6919 | -463.1537 | -2365.5891 | 3642.53 | 3538.3291 | 0 | -1080.5876
2030-02-26 | 5 | 460.4206 | 352.8523 | 632.3994 | 0 | 0 | 2943.5166 | 1989.3512 | 244.3623 | 0 | 2318.134 | 3538.3291 | 0 | -1080.5876
2030-02-26 | 6 | 306.9471 | 358.5544 | 0 | 0 | 0 | 3777.208 | 2690.5054 | -193.5765 | -1253.3191 | 3642.53 | 3538.3291 | 165.4688 | -1080.5876
2030-02-26 | 7 | 460.4206 | 460.4206 | 0 | 133.2797 | 133.2797 | 3777.208 | 2993.0247 | 839.1242 | 1091.1442 | 3642.53 | 3538.3291 | 0 | -1080.5876
2030-02-26 | 8 | 460.4206 | 460.4206 | 270.792 | 199.9196 | 199.9196 | 3719.7437 | 1812.9873 | 1414.6976 | 0 | 3642.53 | 3538.3291 | 0 | -1080.5876
2030-02-26 | 9 | 460.4206 | 460.4206 | 646.4638 | 199.9196 | 199.9196 | 2144.1418 | 168.9193 | 2322.8562 | 922.1708 | 1821.265 | 2724.6895 | 509.9767 | -1080.5876
2030-02-26 | 10 | 460.4206 | 460.4206 | 0 | 133.2797 | 142.6114 | 3427.1843 | 168.9192 | 2953.4023 | 1130.8153 | 1821.265 | 1769.1646 | 485.2698 | -1080.5876
2030-02-26 | 11 | 153.4735 | 266.117 | 0 | 66.6399 | 35.4766 | 3777.208 | 215.8922 | 3669.074 | 1871.5653 | 1849.8947 | 3538.3291 | 485.2698 | -1080.5876
2030-02-26 | 12 | 153.4735 | 153.4735 | 0 | 133.2797 | 115.689 | 3777.208 | 3625.9746 | 3785.312 | 1877.8396 | 3642.53 | 3538.3291 | 479.6553 | -1080.5876
2030-02-26 | 13 | 153.4735 | 153.4735 | 0 | 199.9196 | 199.9196 | 3777.208 | 3625.9746 | 3785.312 | 2976.0999 | 2084.9268 | 3538.3291 | 540.9471 | -1080.5876
2030-02-26 | 14 | 279.2024 | 153.4735 | 0 | 199.9196 | 199.9196 | 2366.4409 | 3625.9746 | 3785.312 | 3743.1306 | 3642.53 | 3538.3291 | 485.2698 | -1080.5876
2030-02-26 | 15 | 153.4735 | 153.4735 | 0 | 199.9196 | 199.9196 | 3777.208 | 3625.9746 | 3785.312 | 3743.1306 | 3642.53 | 3538.3291 | 485.2698 | -1080.5876
2030-02-26 | 16 | 153.4735 | 153.4735 | 0 | 133.2797 | 77.5478 | 3777.208 | 3625.9746 | 3785.312 | 3743.1306 | 3642.53 | 3538.3291 | 587.9465 | -1080.5876
2030-02-26 | 17 | 153.4735 | 153.4735 | 0 | 0 | 0 | 3777.208 | 3625.9746 | 3785.312 | 3743.1306 | 3642.53 | 3538.3291 | 276.2008 | -1080.5876
2030-02-26 | 18 | 153.4735 | 153.4735 | 84.4186 | 95.2687 | 133.2797 | 3777.208 | 2863.5669 | 2121.3306 | 3743.1306 | 3642.53 | 3538.3291 | 647.0264 | -1080.5876
2030-02-26 | 19 | 153.4735 | 153.4735 | 123.375 | 27.8779 | 66.6399 | 3777.208 | 2874.4534 | 3769.4211 | 3743.1306 | 3642.53 | 3538.3291 | 618.1687 | -1080.5876
2030-02-26 | 20 | 153.4735 | 153.4735 | 332.5778 | 115.959 | 133.2797 | 3777.208 | 899.986 | 1892.656 | 1998.1331 | 3642.53 | 3538.3291 | 485.2698 | -1080.5876
2030-02-26 | 21 | 153.4735 | 153.4735 | 646.4638 | 133.2797 | 133.2797 | 2611.4053 | 168.9199 | 1829.1194 | 1871.5653 | 1821.265 | 1380.5139 | 66.9355 | -1080.5876
2030-02-26 | 22 | 153.4735 | 153.4735 | 646.4638 | 0 | 0 | 3777.208 | 279.8379 | -1728.9144 | 0 | 1546.6328 | 3538.3291 | 0 | -1080.5876
2030-02-26 | 23 | 153.4735 | 153.4735 | 646.4638 | 0 | 0 | 3777.208 | 1812.9873 | -727.4018 | 0 | 0 | 3538.3291 | 0 | -1080.5876
2030-02-26 | 24 | 153.4735 | 153.4735 | 415.9478 | 0 | 0 | 3777.208 | 3398.9707 | -1047.9677 | 0 | 0 | 3538.3291 | 0 | -1063.757
2030-02-27 | 1 | 153.4735 | 153.4735 | 0 | 0 | 0 | 3777.208 | 3625.9746 | 2073.3931 | 3743.1306 | 3642.53 | 3538.3291 | 0 | -565.072
2030-02-27 | 2 | 153.4735 | 153.4735 | 0 | 80.3883 | 133.2797 | 3777.208 | 3625.9746 | 1145.7068 | 3743.1306 | 3642.53 | 3538.3291 | 0 | -1.6451e-05
2030-02-27 | 3 | 153.4735 | 153.4735 | 0 | 0 | 0 | 3777.208 | 3625.9746 | 3785.312 | 3743.1306 | 3642.53 | 3538.3291 | 0 | -1080.5876
2030-02-27 | 4 | 153.4735 | 153.4735 | 0 | 0 | 0 | 3777.208 | 3625.9746 | 3785.312 | 3743.1306 | 3642.53 | 3538.3291 | 0 | -1080.5876
2030-02-27 | 5 | 153.4735 | 153.4735 | 0 | 199.9196 | 199.9196 | 3777.208 | 3625.9746 | 3785.312 | 3743.1306 | 3642.53 | 3538.3291 | 0 | -1080.5876
2030-02-27 | 6 | 153.4735 | 153.4735 | 0 | 133.2797 | 133.2797 | 3777.208 | 3625.9746 | 3785.312 | 3743.1306 | 3642.53 | 3538.3291 | 0 | -1080.5876
2030-02-27 | 7 | 153.4735 | 153.4735 | 0 | 0 | 0 | 3777.208 | 3625.9746 | 3785.312 | 3743.1306 | 3642.53 | 3538.3291 | 2.14 | -1080.5876
2030-02-27 | 8 | 153.4735 | 153.4735 | 0 | 0 | 0 | 3777.208 | 3625.9746 | 3785.312 | 3743.1306 | 3642.53 | 3538.3291 | 0 | -1080.5876
2030-02-27 | 9 | 153.4735 | 153.4735 | 0 | 0 | 0 | 3777.208 | 3625.9746 | 3785.312 | 3743.1316 | 3642.53 | 3538.3291 | 0 | -1080.5876
2030-02-27 | 10 | 153.4735 | 153.4735 | 68.081 | 0 | 0 | 3777.208 | 3625.9746 | 3785.312 | 3743.1306 | 3642.53 | 3538.3291 | 0 | -1080.5876
2030-02-27 | 11 | 153.4735 | 153.4735 | 167.5482 | 0 | 0 | 3777.208 | 3625.9746 | 3785.312 | 3743.1306 | 3642.53 | 3538.3291 | 0 | -1080.5876
2030-02-27 | 12 | 153.4735 | 153.4735 | 0 | 0 | 0 | 3777.208 | 3625.9746 | 3785.312 | 3743.1306 | 3642.53 | 3538.3291 | 218.6872 | -1080.5876
2030-02-27 | 13 | 153.4735 | 153.4735 | 0 | 199.9196 | 141.8505 | 3777.208 | 3625.9746 | 3785.312 | 3743.1306 | 3642.53 | 3538.3291 | 164.5429 | -1080.5876
2030-02-27 | 14 | 306.9471 | 370.222 | 0 | 199.9196 | 199.9196 | 3777.208 | 3625.9746 | 3785.312 | 3743.1306 | 3642.53 | 3538.3291 | 110.4648 | -1080.5876
2030-02-27 | 15 | 460.4206 | 395.0504 | 0 | 199.9196 | 199.9196 | 3777.208 | 3625.9746 | 3785.312 | 3743.1306 | 3642.53 | 3538.3291 | 40.4255 | -1080.5876
2030-02-27 | 16 | 453.1149 | 306.9471 | 0 | 199.9196 | 199.9196 | 3777.208 | 3625.9746 | 3785.312 | 3743.1306 | 3642.53 | 3538.3291 | 29.6718 | -1080.5876
2030-02-27 | 17 | 153.4735 | 153.4735 | 0 | 0 | 0 | 3777.208 | 3625.9746 | 3785.312 | 3743.1306 | 3642.53 | 3538.3291 | 376.7137 | -1042.7568
2030-02-27 | 18 | 153.4735 | 153.4735 | 0 | 0 | 0 | 3777.208 | 3625.9746 | 3441.323 | 3743.1306 | 3642.53 | 3538.3291 | 0 | -992.028
2030-02-27 | 19 | 153.4735 | 153.4735 | 323.2319 | 0 | 0 | 3777.208 | 3625.9746 | 318.0874 | 3743.1306 | 3642.53 | 3538.3291 | 0 | -1002.9141
2030-02-27 | 20 | 153.4735 | 153.4735 | 646.4638 | 0 | 0 | 3777.208 | 3625.9746 | 13.1095 | 2622.2498 | 1821.265 | 3538.3291 | 0 | -1080.5876
2030-02-27 | 21 | 153.4735 | 153.4735 | 646.4638 | 0 | 0 | 3777.208 | 3625.9746 | 549.0078 | 0 | 990.119 | 3538.3291 | 0 | -1080.5876
2030-02-27 | 22 | 153.4735 | 153.4735 | 646.4638 | 0 | 0 | 3777.208 | 883.4799 | 935.2628 | -166.0012 | 0 | 3538.3291 | 0 | -1080.5876
2030-02-27 | 23 | 153.4735 | 153.4735 | 188.6654 | 0 | 0 | 1956.2097 | 168.9197 | 350.9618 | 0 | 0 | 2697.8301 | 0 | -1080.5876
2030-02-27 | 24 | 153.4735 | 153.4735 | 646.4638 | 0 | 0 | 1888.604 | 0 | 163.8145 | -327.4516 | 0 | -197.6765 | 0 | -1080.5876
2030-02-28 | 1 | 153.4735 | 153.4735 | 301.771 | 0 | 0 | 2048.0125 | 166.8602 | 1099.4489 | 0 | 0 | 221.0083 | 0 | -1080.5876
2030-02-28 | 2 | 153.4735 | 292.1113 | 0 | 266.4473 | 266.4472 | 3777.208 | 166.8609 | 1875.8453 | 0 | 0 | 1264.3263 | 0 | -1080.5876
2030-02-28 | 3 | 153.4735 | 153.4735 | 0 | 66.6399 | 92.7404 | 3777.208 | 168.9202 | 1309.688 | 1871.5653 | 1821.265 | 1769.1646 | 0 | -1080.5876
2030-02-28 | 4 | 422.9107 | 306.9471 | 0 | 0 | 0 | 3777.208 | 2417.7151 | 2815.4629 | 3743.1306 | 3642.53 | 3538.3291 | 0 | -1080.5876
2030-02-28 | 5 | 153.4735 | 153.4735 | 0 | 199.9196 | 225.1742 | 3777.208 | 3625.9746 | 3785.312 | 3743.1306 | 3642.53 | 3538.3291 | 0 | -1080.5876
2030-02-28 | 6 | 153.4735 | 153.4735 | 0 | 0 | 0 | 3777.208 | 3625.9746 | 3785.312 | 3743.1306 | 3642.53 | 3538.3291 | 0 | -1080.5876
2030-02-28 | 7 | 153.4735 | 153.4735 | 0 | 133.2797 | 133.2797 | 3777.208 | 3625.9746 | 3785.312 | 3743.1306 | 3642.53 | 3538.3291 | 82.7356 | -1080.5876
2030-02-28 | 8 | 153.4735 | 153.4735 | 0 | 130.2869 | 66.6399 | 3777.208 | 3625.9746 | 3785.312 | 3743.1306 | 3642.53 | 3538.3291 | 323.5132 | -1080.5876
2030-02-28 | 9 | 153.4735 | 153.4735 | 0 | 133.2797 | 137.1077 | 3777.208 | 3625.9746 | 3785.312 | 3743.1306 | 3642.53 | 3538.3291 | 485.2698 | -1080.5876
2030-02-28 | 10 | 153.4735 | 153.4735 | 0 | 133.2797 | 148.4786 | 3777.208 | 3625.9746 | 3785.312 | 3743.1306 | 3642.53 | 3538.3291 | 485.2698 | -1080.5876
2030-02-28 | 11 | 153.4735 | 153.4735 | 0 | 133.2797 | 159.1633 | 3777.208 | 3625.9746 | 3785.312 | 3743.1306 | 3642.53 | 3538.3291 | 467.8956 | -1080.5876
2030-02-28 | 12 | 153.4735 | 153.4735 | 0 | 66.6399 | 104.9766 | 3777.208 | 3625.9746 | 3743.2324 | 3397.3096 | 3642.53 | 3538.3291 | 647.0264 | -1080.5876
2030-02-28 | 13 | 306.9471 | 237.211 | 0 | 133.2797 | 133.2797 | 3777.208 | 3625.9746 | 2531.0264 | 2030.3075 | 3642.53 | 3538.3291 | 647.0264 | -1080.5876
2030-02-28 | 14 | 226.7404 | 306.9471 | 0 | 90.2352 | 133.2797 | 3777.208 | 3625.9746 | 1893.673 | 3743.1306 | 3402.2617 | 3538.3301 | 647.0264 | -1080.5876
2030-02-28 | 15 | 277.2452 | 306.9471 | 0 | 133.2797 | 133.2797 | 3777.208 | 3625.9746 | 1969.0696 | 3743.1306 | 2095.9438 | 3538.3291 | 647.0264 | -1080.5876
2030-02-28 | 16 | 306.9471 | 306.9471 | 0 | 199.9196 | 199.9196 | 3777.208 | 2067.8235 | 1859.8538 | 3206.0918 | 1821.265 | 3538.3291 | 647.0264 | -1080.5876
2030-02-28 | 17 | 274.5834 | 153.4735 | 157.7915 | 133.2797 | 133.2797 | 3777.208 | 2069.3027 | 621.7028 | 3291.3494 | 1821.265 | 2802.6458 | 647.0264 | -1080.5876
2030-02-28 | 18 | 153.4735 | 153.4735 | 646.4638 | 0 | 0 | 3777.208 | 168.9198 | -554.3052 | 1871.5653 | 958.0142 | 3538.3291 | 647.0264 | -1080.5876
2030-02-28 | 19 | 153.4735 | 153.4735 | 646.4638 | 133.2797 | 133.2797 | 3777.208 | 168.9198 | 0 | 1871.5653 | 0 | 1769.1646 | 647.0264 | -1080.5876
2030-02-28 | 20 | 326.9511 | 306.9471 | 646.4638 | 199.9196 | 199.9196 | 2631.8728 | 168.9192 | 0 | 1389.6995 | 0 | 2827.3284 | 611.3398 | -1080.5876
2030-02-28 | 21 | 153.4735 | 153.4735 | 646.4638 | 0 | 0 | 3777.208 | 168.9196 | -77.2374 | 0 | 0 | 3014.8601 | 224.708 | -1080.5876
2030-02-28 | 22 | 153.4735 | 153.4735 | 646.4638 | 0 | 0 | 3777.208 | 168.9187 | 0 | 0 | 0 | 3538.3291 | 0 | -1080.5876
2030-02-28 | 23 | 153.4735 | 153.4735 | 646.4638 | 0 | 0 | 3777.208 | 1812.9873 | 126.0853 | 1204.9125 | 0 | 3538.3291 | 0 | -1080.5876
2030-02-28 | 24 | 153.4735 | 153.4735 | 0 | 0 | 0 | 3777.208 | 787.1928 | -394.0322 | 2414.2153 | 1821.265 | 3538.3291 | 0 | -1080.5876
2030-03-01 | 1 | 153.4735 | 153.4735 | 209.332 | 127.0816 | 66.6399 | 3777.208 | 3458.2886 | 685.7749 | 3743.1306 | 2764.5715 | 3538.3291 | 0 | -1080.5876
2030-03-01 | 2 | 153.4735 | 153.4735 | 0 | 0 | 4.4556 | 3777.208 | 3625.9746 | 3785.312 | 3743.1306 | 3642.53 | 3538.3291 | 0 | -1080.5876
2030-03-01 | 3 | 153.4735 | 153.4735 | 0 | 49.0171 | 0 | 3777.208 | 3625.9746 | 3785.312 | 3743.1306 | 3642.53 | 3538.3291 | 0 | -1080.5876
2030-03-01 | 4 | 153.4735 | 153.4735 | 0 | 0 | 9.6465 | 3777.208 | 3625.9746 | 3785.312 | 3743.1306 | 3642.53 | 3538.3291 | 0 | -1080.5876
2030-03-01 | 5 | 153.4735 | 153.4735 | 0 | 0 | 0 | 3777.208 | 3625.9746 | 3785.312 | 3743.1306 | 3642.53 | 3538.3291 | 0 | -1080.5876
2030-03-01 | 6 | 153.4735 | 153.4735 | 0 | 0 | 0 | 3777.208 | 3625.9746 | 3785.312 | 3743.1306 | 3642.53 | 3538.3291 | 0 | -1080.5876
2030-03-01 | 7 | 153.4735 | 153.4735 | 0 | 0 | 0 | 3777.208 | 3625.9746 | 3785.312 | 3743.1306 | 3642.53 | 3538.3291 | 597.5604 | -1080.5876
2030-03-01 | 8 | 153.4735 | 153.4735 | 0 | 66.6399 | 47.1635 | 3777.208 | 3625.9746 | 3785.312 | 3743.1306 | 3642.53 | 3538.3291 | 647.0264 | -1080.5876
2030-03-01 | 9 | 153.4735 | 153.4735 | 0 | 133.2797 | 79.2599 | 3777.208 | 3625.9746 | 3785.312 | 3743.1306 | 3642.53 | 3538.3291 | 447.4163 | -1080.5876
2030-03-01 | 10 | 153.4735 | 153.4735 | 0 | 133.2797 | 151.3332 | 3777.208 | 3625.9746 | 3785.312 | 3743.1306 | 3642.53 | 3538.3291 | 0 | -1080.5876
2030-03-01 | 11 | 153.4735 | 153.4735 | 0 | 199.9196 | 199.9041 | 3777.208 | 3625.9746 | 3785.312 | 3743.1306 | 3642.53 | 3538.3291 | 0 | -1080.5876
2030-03-01 | 12 | 153.4735 | 153.4735 | 0 | 199.9196 | 169.9502 | 3777.208 | 3625.9746 | 3785.312 | 3743.1306 | 3642.53 | 3538.3291 | 0 | -1080.5876
2030-03-01 | 13 | 153.4735 | 153.4735 | 0 | 266.4473 | 266.4473 | 3777.208 | 3625.9746 | 3785.312 | 3743.1306 | 3642.53 | 3538.3291 | 525.0125 | -1080.5876
2030-03-01 | 14 | 153.4735 | 153.4735 | 0 | 209.4899 | 199.9196 | 3777.2092 | 3625.9746 | 3785.312 | 3743.1306 | 3642.53 | 3538.3291 | 619.1679 | -1080.5876
2030-03-01 | 15 | 153.4735 | 153.4735 | 0 | 199.9196 | 164.339 | 3777.208 | 3625.9746 | 3785.312 | 3743.1306 | 3642.53 | 3538.3291 | 485.2698 | -1080.5876
2030-03-01 | 16 | 153.4735 | 153.4735 | 0 | 133.2797 | 191.9353 | 3777.208 | 3625.9746 | 3785.312 | 3743.1306 | 3642.53 | 3538.3291 | 485.2698 | -1080.5876
2030-03-01 | 17 | 153.4735 | 153.4735 | 0 | 266.4473 | 266.4473 | 3777.208 | 3625.9746 | 3785.312 | 3743.1306 | 3642.53 | 3538.3291 | 485.2698 | -1080.5876
2030-03-01 | 18 | 153.4735 | 153.4735 | 0 | 130.4614 | 66.6399 | 3777.208 | 3625.9746 | 3785.312 | 3743.1306 | 3642.53 | 3538.3291 | 485.2698 | -1080.5876
2030-03-01 | 19 | 153.4735 | 153.4735 | 371.1523 | 133.2797 | 133.2797 | 3777.208 | 3625.9746 | 3785.312 | 3743.1306 | 3642.53 | 3538.3291 | 67.032 | -1080.5876
2030-03-01 | 20 | 306.9471 | 155.361 | 453.3795 | 266.4472 | 266.4473 | 3777.208 | 3625.9746 | 3785.312 | 3743.1306 | 3642.53 | 3538.3291 | 0 | -1080.5876
2030-03-01 | 21 | 415.7856 | 306.9471 | 646.4638 | 266.4472 | 266.4472 | 3777.208 | 3625.9746 | 3785.312 | 3743.1306 | 3642.53 | 3538.3291 | 0 | -1080.5876
2030-03-01 | 22 | 153.4735 | 153.4735 | 0 | 150.7043 | 199.9196 | 3777.208 | 3625.9746 | 3785.312 | 3743.1306 | 3642.53 | 3538.3291 | 323.5132 | -1080.5876
2030-03-01 | 23 | 153.4735 | 153.4735 | 0 | 157.6765 | 133.2797 | 3777.208 | 3625.9746 | 3785.312 | 3743.1306 | 3642.53 | 3538.3291 | 647.0264 | -1080.5876
2030-03-01 | 24 | 153.4735 | 153.4735 | 0 | 66.6399 | 96.4575 | 3777.208 | 3625.9746 | 3785.312 | 3743.1306 | 3642.53 | 3538.3291 | 125.5936 | -1080.5876
2030-03-02 | 1 | 153.4735 | 153.4735 | 0 | 0 | 0 | 3777.208 | 3625.9746 | 3785.312 | 3743.1306 | 3642.53 | 3538.3291 | 432.4189 | -1080.5876
2030-03-02 | 2 | 153.4735 | 153.4735 | 0 | 0 | 0 | 3777.208 | 3625.9746 | 3785.312 | 3743.1306 | 3642.53 | 3538.3291 | 428.2262 | -1080.5876
2030-03-02 | 3 | 153.4735 | 153.4735 | 0 | 0 | 0 | 3777.208 | 3625.9746 | 3785.312 | 3743.1306 | 3642.53 | 3538.3291 | 101.8762 | -1080.5876
2030-03-02 | 4 | 153.4735 | 153.4735 | 0 | 0 | 0 | 3777.208 | 3625.9746 | 3785.312 | 3743.1306 | 3642.53 | 3538.3291 | 0 | -1080.5876
2030-03-02 | 5 | 153.4735 | 153.4735 | 0 | 199.9196 | 199.9196 | 3777.208 | 3625.9746 | 3785.312 | 3743.1306 | 3642.53 | 3538.3291 | 0 | -1080.5876
2030-03-02 | 6 | 0 | 0 | 0 | 266.4473 | 266.4472 | 3777.208 | 3625.9746 | 3785.312 | 3743.1306 | 3642.53 | 3538.3291 | 0 | 1080.5876
2030-03-02 | 7 | 0 | 0 | 0 | 266.4472 | 266.4473 | 3777.208 | 3625.9746 | 3785.312 | 3743.1306 | 3642.53 | 3538.3291 | 0 | -1080.5876
2030-03-02 | 8 | 153.4735 | 153.4735 | 0 | 133.2797 | 133.2797 | 3777.208 | 3625.9746 | 3785.312 | 3743.1306 | 3642.53 | 3538.3291 | 0 | -1080.5876
2030-03-02 | 9 | 153.4735 | 153.4735 | 0 | 0 | 0 | 3777.208 | 3625.9746 | 3785.312 | 3743.1306 | 3642.53 | 3538.3291 | 323.5132 | -1080.5876
2030-03-02 | 10 | 153.4735 | 153.4735 | 0 | 0 | 0 | 3777.208 | 3625.9746 | 3785.312 | 3743.1306 | 3642.53 | 3538.3291 | 0 | -1080.5876
2030-03-02 | 11 | 153.4735 | 153.4735 | 0 | 0 | 61.1333 | 3777.208 | 3625.9746 | 3785.312 | 3743.1306 | 3642.53 | 3538.3291 | 0 | -1080.5876
2030-03-02 | 12 | 153.4735 | 153.4735 | 0 | 0 | 0 | 3777.208 | 3625.9746 | 3785.312 | 3743.1306 | 3642.53 | 3538.3291 | 0 | -1080.5876
2030-03-02 | 13 | 153.4735 | 153.4735 | 0 | 0 | 0 | 3777.208 | 3625.9746 | 3785.312 | 3743.1306 | 3642.53 | 3538.3291 | 0 | -1080.5876
2030-03-02 | 14 | 0 | 0 | 0 | 0 | 0 | 3777.208 | 3400.6189 | 3785.312 | 3743.1306 | 3642.53 | 3538.3291 | 0 | -1080.5876
2030-03-02 | 15 | 0 | 0 | 0 | 0 | 0 | 3777.208 | 2059.844 | 3785.312 | 3743.1306 | 3642.53 | 3538.3291 | 0 | -1080.5876
2030-03-02 | 16 | 0 | 0 | 0 | 66.6399 | 65.8037 | 3777.208 | 1958.1681 | 3785.312 | 3743.1306 | 3642.53 | 3538.3291 | 0 | -1.6451e-05
2030-03-02 | 17 | 0 | 0 | 0 | 180.1483 | 199.9196 | 3777.208 | 2152.2302 | 3647.7795 | 3743.1306 | 3642.53 | 3538.3291 | 0 | -1.6451e-05
2030-03-02 | 18 | 0 | 0 | 0 | 89.0875 | 133.2797 | 3777.208 | 2425.4185 | 2520.9153 | 3743.1306 | 3642.53 | 3538.3291 | 0 | -1080.5876
2030-03-02 | 19 | 23.8374 | 153.4735 | 0 | 0 | 0 | 3777.208 | 2680.6655 | 3785.312 | 3743.1306 | 3642.53 | 3538.3291 | 0 | -1080.5876
2030-03-02 | 20 | 153.4735 | 8.9855 | 0 | 0 | 0 | 3777.208 | 2739.3271 | 3785.312 | 3743.1306 | 3642.53 | 3538.3291 | 0 | -1080.5876
2030-03-02 | 21 | 153.4735 | 153.4735 | 0 | 0 | 0 | 3777.208 | 2498.9712 | 3228.5381 | 3743.1306 | 3642.53 | 3538.3291 | 0 | -1080.5876
2030-03-02 | 22 | 153.4735 | 153.4735 | 0 | 0 | 0 | 3777.208 | 3625.9746 | 585.6568 | 3743.1306 | 3642.53 | 2942.9294 | 0 | -1080.5876
2030-03-02 | 23 | 153.4735 | 153.4735 | 0 | 0 | 0 | 3777.208 | 3282.3628 | -1317.6443 | 3743.1306 | 3642.53 | 2049.4751 | 0 | -1080.5876
2030-03-02 | 24 | 153.4735 | 153.4735 | 0 | 0 | 0 | 3777.208 | 215.8933 | -2893.6057 | 3743.1306 | 3642.53 | 2671.8682 | 20.4203 | -1080.5876
2030-03-03 | 1 | 153.4735 | 153.4735 | 0 | 0 | 0 | 3777.208 | 899.7335 | -3221.6252 | 3743.1306 | 3642.53 | 3538.3291 | 0 | -1080.5876
2030-03-03 | 2 | 153.4735 | 153.4735 | 430.2518 | 0 | 0 | 3777.208 | 3625.9746 | -2691.3848 | 3496.8018 | 3642.53 | 3538.3291 | 0 | -1080.5876
2030-03-03 | 3 | 153.4735 | 153.4735 | 33.3867 | 0 | 0 | 3777.208 | 3625.9746 | -2024.9106 | 1871.5653 | 1821.265 | 3538.3291 | 0 | -1080.5876
2030-03-03 | 4 | 153.4735 | 153.4735 | 0 | 0 | 0 | 3777.208 | 3625.9746 | -1978.6783 | 1485.6272 | 1272.1815 | 3538.3291 | 0 | -1080.5876
2030-03-03 | 5 | 153.4735 | 153.4735 | 105.7439 | 0 | 0 | 3777.208 | 3625.9746 | -1575.4568 | 567.6523 | 1515.2424 | 3538.3291 | 0 | -1080.5876
2030-03-03 | 6 | 153.4735 | 153.4735 | 326.6098 | 0 | 0 | 3777.208 | 3436.665 | -808.5954 | 1768.3936 | 1821.265 | 3538.3291 | 0 | -1080.5876
2030-03-03 | 7 | 153.4735 | 153.4735 | 591.7826 | 0 | 0 | 3777.208 | 412.6302 | -523.4396 | 1778.4464 | 1821.265 | 3538.3291 | 0 | -1080.5876
2030-03-03 | 8 | 153.4735 | 153.4735 | 646.4638 | 0 | 0 | 3777.208 | 1812.9873 | -624.9662 | 599.2834 | 1821.265 | 3538.3291 | 0 | -1080.5876
2030-03-03 | 9 | 153.4735 | 153.4735 | 0 | 0 | 0 | 3777.208 | 168.9195 | 0 | 980.8524 | 2.8744 | 3538.3291 | 0 | -1080.5876
2030-03-03 | 10 | 153.4735 | 153.4735 | 213.1354 | 0 | 0 | 2077.7344 | 168.92 | 0 | 0 | 704.9572 | 1769.1646 | 0 | -1080.5876
2030-03-03 | 11 | 153.4735 | 153.4735 | 451.1625 | 0 | 0 | 1888.604 | 166.8606 | 483.7207 | 0 | 0 | 1010.9189 | 0 | -1080.5876
2030-03-03 | 12 | 153.4735 | 153.4735 | 512.0849 | 0 | 0 | 2593.4294 | 168.92 | 725.9343 | 0 | 0 | 1769.1646 | 0 | -1080.5876
2030-03-03 | 13 | 153.4735 | 153.4735 | 545.3631 | 0 | 0 | 3480.4519 | 168.92 | 1013.2014 | 0 | 0 | 3538.3291 | 0 | -1080.5876
2030-03-03 | 14 | 153.4735 | 153.4735 | 525.8486 | 0 | 0 | 3529.5959 | 168.9191 | 1187.3824 | 0 | 0 | 3538.3291 | 0 | -1080.5876
2030-03-03 | 15 | 153.4735 | 153.4735 | 462.7107 | 0 | 0 | 2551.9839 | 168.9194 | 1484.0308 | 0 | 0 | 3273.1802 | 0 | -1080.5876
2030-03-03 | 16 | 153.4735 | 153.4735 | 456.8427 | 0 | 0 | 2973.052 | 168.9191 | 1420.5033 | 0 | 0 | 3538.3291 | 0 | -1080.5876
2030-03-03 | 17 | 153.4735 | 153.4735 | 521.7791 | 0 | 0 | 1888.604 | 1717.0928 | 908.5959 | 0 | 719.8329 | 3538.3291 | 0 | -1075.064
2030-03-03 | 18 | 153.4735 | 153.4735 | 646.4638 | 0 | 0 | 1888.604 | 3625.9746 | 670.1658 | 0 | 1821.265 | 3538.3291 | 0 | -806.2015
2030-03-03 | 19 | 153.4735 | 153.4735 | 646.4638 | 0 | 0 | 3776.3032 | 3625.9746 | 1159.254 | -73.5031 | 1157.6991 | 3538.3291 | 0 | -813.0715
2030-03-03 | 20 | 153.4735 | 153.4735 | 646.4638 | 0 | 0 | 3777.208 | 3625.9746 | 937.0728 | 0 | 859.7228 | 3538.3291 | 0 | -796.058
2030-03-03 | 21 | 460.4206 | 347.5477 | 646.4638 | 199.9196 | 199.9196 | 3777.208 | 3625.9746 | 1099.4412 | 596.7933 | 1821.265 | 3538.3291 | 0 | -754.3301
2030-03-03 | 22 | 460.4206 | 398.6397 | 646.4638 | 199.9196 | 199.9196 | 3777.208 | 3625.9746 | 635.57 | 2354.6443 | 3642.53 | 3538.3291 | 0 | -714.801
2030-03-03 | 23 | 460.4206 | 396.0105 | 523.6611 | 133.2797 | 172.0275 | 3777.208 | 3625.9746 | 1661.9326 | 3743.1306 | 3642.53 | 3538.3291 | 0 | -1080.5876
2030-03-03 | 24 | 306.9471 | 430.6832 | 61.0769 | 199.9196 | 199.9196 | 3777.208 | 3625.9746 | 183.7258 | 3743.1306 | 3642.53 | 3538.3291 | 0 | -1080.5876
2030-03-04 | 1 | 460.4206 | 460.4206 | 0 | 133.2797 | 109.796 | 3777.208 | 3625.9746 | 259.2016 | 2307.3071 | 3642.53 | 3538.3291 | 0 | -1080.5876
2030-03-04 | 2 | 460.4206 | 460.4206 | 0 | 133.2797 | 133.2797 | 3777.208 | 3625.9746 | 899.3348 | 3304.4968 | 3642.53 | 3538.3291 | 0 | -1080.5876
2030-03-04 | 3 | 153.4735 | 153.4735 | 0 | 137.7162 | 133.2797 | 3777.208 | 3625.9746 | 2653.3201 | 3477.1533 | 3642.53 | 3538.3291 | 0 | -1080.5876
2030-03-04 | 4 | 153.4735 | 153.4735 | 0 | 0 | 0 | 3777.208 | 3625.9746 | 3785.312 | 3743.1306 | 3642.53 | 3538.3291 | 0 | -1080.5876
2030-03-04 | 5 | 153.4735 | 153.4735 | 0 | 0 | 0 | 3777.208 | 3625.9746 | 3785.312 | 3743.1306 | 3642.53 | 3538.3291 | 0 | -1080.5876
2030-03-04 | 6 | 153.4735 | 153.4735 | 0 | 0 | 0 | 3777.208 | 3625.9746 | 3785.312 | 3743.1316 | 3642.53 | 3538.3291 | 0 | -1080.5876
2030-03-04 | 7 | 153.4735 | 153.4735 | 214.2238 | 266.4473 | 266.4472 | 3777.208 | 3625.9746 | 3785.312 | 3743.1306 | 3642.53 | 3538.3291 | 0 | -1080.5876
2030-03-04 | 8 | 153.4735 | 153.4735 | 89.9825 | 199.9196 | 199.9196 | 3777.208 | 3625.9746 | 3785.312 | 3743.1306 | 3642.53 | 3538.3291 | 0 | -1080.5876
2030-03-04 | 9 | 153.4735 | 153.4735 | 646.4638 | 266.4473 | 241.056 | 3777.208 | 3625.9746 | 3785.312 | 3743.1306 | 3642.53 | 3538.3291 | 0 | -1080.5876
2030-03-04 | 10 | 153.4735 | 153.4735 | 646.4638 | 199.9196 | 178.5466 | 3777.208 | 3625.9746 | 3785.312 | 3743.1306 | 3642.53 | 3538.3291 | 87.9195 | -1080.5876
2030-03-04 | 11 | 153.4735 | 95.4609 | 646.4638 | 199.9196 | 193.8569 | 3777.208 | 3625.9746 | 3785.312 | 3743.1306 | 3642.53 | 3538.3291 | 54.3485 | -1080.5876
2030-03-04 | 12 | 20.6616 | 0 | 646.4638 | 266.4473 | 266.4473 | 3777.208 | 3625.9746 | 3785.312 | 3743.1306 | 3642.53 | 3538.3291 | 173.319 | -1080.5876
2030-03-04 | 13 | 153.4735 | 153.4735 | 646.4638 | 133.2797 | 146.1218 | 3777.208 | 3625.9746 | 3785.312 | 3743.1306 | 3642.53 | 3538.3291 | 0 | -1080.5876
2030-03-04 | 14 | 153.4735 | 153.4735 | 646.4638 | 133.2797 | 142.4881 | 3777.208 | 3625.9746 | 3785.312 | 3743.1306 | 3642.53 | 3538.3291 | 0 | -1080.5876
2030-03-04 | 15 | 142.5707 | 0 | 646.4638 | 199.9196 | 218.5842 | 3777.208 | 3625.9746 | 3785.312 | 3743.1306 | 3642.53 | 3538.3291 | 0 | -1080.5876
2030-03-04 | 16 | 0 | 24.5807 | 646.4638 | 266.4473 | 266.4473 | 3777.208 | 3625.9746 | 3785.312 | 3743.1306 | 3642.53 | 3538.3291 | 0 | -1080.5876
2030-03-04 | 17 | 0 | 0 | 646.4638 | 266.4473 | 266.4473 | 3777.208 | 3625.9746 | 3785.312 | 3743.1306 | 3642.53 | 3538.3291 | 0 | -1080.5876
2030-03-04 | 18 | 153.4735 | 153.4735 | 517.9235 | 266.4473 | 266.4473 | 3777.208 | 3625.9746 | 3785.312 | 3743.1306 | 3642.53 | 3538.3291 | 0 | -1080.5876
2030-03-04 | 19 | 153.4735 | 153.4735 | 106.4152 | 199.9196 | 199.9196 | 3777.208 | 3625.9746 | 3785.312 | 3743.1306 | 3642.53 | 3538.3291 | 606.5119 | -1080.5876
2030-03-04 | 20 | 153.4735 | 153.4735 | 513.3705 | 185.8089 | 133.2797 | 3777.208 | 3625.9746 | 3785.312 | 3743.1306 | 3642.53 | 3538.3291 | 0 | -1080.5876
2030-03-04 | 21 | 153.4735 | 127.3304 | 646.4638 | 266.4473 | 220.0226 | 3777.208 | 3625.9746 | 3785.312 | 3743.1306 | 3642.53 | 3538.3291 | 0 | -1080.5876
2030-03-04 | 22 | 56.4121 | 153.4735 | 646.4638 | 266.4472 | 266.4473 | 3777.208 | 3625.9746 | 3785.312 | 3743.1306 | 3642.53 | 3538.3291 | 0 | -1080.5876
2030-03-04 | 23 | 153.4735 | 153.4735 | 443.8259 | 133.2797 | 123.5977 | 3777.208 | 3625.9746 | 3785.312 | 3743.1306 | 3642.53 | 3538.3291 | 0 | -1080.5876
2030-03-04 | 24 | 153.4735 | 153.4735 | 0 | 66.6399 | 14.3176 | 3777.207 | 3625.9746 | 3785.312 | 3743.1306 | 3642.53 | 3538.3291 | 0 | -1080.5876
2030-03-05 | 1 | 153.4735 | 153.4735 | 127.5645 | 0 | 0 | 3777.208 | 3625.9746 | 3785.312 | 3743.1306 | 3642.53 | 3538.3291 | 0 | -1080.5876
2030-03-05 | 2 | 153.4735 | 153.4735 | 0 | 66.6399 | 116.0176 | 3777.208 | 3625.9746 | 3785.312 | 3743.1306 | 3642.53 | 3538.3291 | 0 | 1080.5876
2030-03-05 | 3 | 153.4735 | 153.4735 | 273.635 | 0 | 0 | 3777.208 | 3625.9746 | 3785.312 | 3743.1306 | 3642.53 | 3538.3291 | 0 | -1080.5876
2030-03-05 | 4 | 153.4735 | 153.4735 | 574.5243 | 0 | 0 | 3777.208 | 3625.9746 | 3785.312 | 3743.1306 | 3642.53 | 3538.3291 | 0 | -1080.5876
2030-03-05 | 5 | 153.4735 | 153.4735 | 0 | 0 | 0 | 3777.208 | 3625.9746 | 3785.312 | 3743.1306 | 3642.53 | 3538.3291 | 0 | -1080.5876
2030-03-05 | 6 | 153.4735 | 153.4735 | 101.0792 | 66.6399 | 61.9283 | 3777.208 | 3625.9746 | 3785.312 | 3743.1306 | 3642.53 | 3538.3291 | 0 | -1080.5876
2030-03-05 | 7 | 153.4735 | 153.4735 | 323.2319 | 66.6399 | 61.4861 | 3777.208 | 3625.9746 | 3785.312 | 3743.1306 | 3642.53 | 3538.3291 | 0 | -1080.5876
2030-03-05 | 8 | 153.4735 | 153.4735 | 290.2033 | 199.9196 | 199.9196 | 3777.208 | 3625.9746 | 3785.312 | 3743.1306 | 3642.53 | 3538.3291 | 0 | -1080.5876
2030-03-05 | 9 | 157.7707 | 306.9471 | 0 | 199.9196 | 199.9196 | 3777.208 | 3625.9746 | 3785.312 | 3743.1306 | 3642.53 | 3538.3291 | 0 | -1080.5876
2030-03-05 | 10 | 153.4735 | 153.4735 | 31.6242 | 199.9196 | 199.9196 | 3777.208 | 3625.9746 | 3785.312 | 3743.1306 | 3642.53 | 3538.3291 | 394.7185 | -1080.5876
2030-03-05 | 11 | 153.4735 | 153.4735 | 0 | 157.0538 | 133.2797 | 3777.208 | 3625.9746 | 3785.312 | 3743.1306 | 3642.53 | 3538.3291 | 485.2698 | -1080.5876
2030-03-05 | 12 | 153.4735 | 153.4735 | 0 | 199.9196 | 199.9196 | 3777.208 | 3625.9746 | 3785.312 | 3743.1306 | 3642.53 | 3538.3291 | 485.2698 | -1080.5876
2030-03-05 | 13 | 153.4735 | 153.4735 | 203.3349 | 0 | 0 | 3777.208 | 3625.9746 | 3785.312 | 3743.1306 | 3642.53 | 3538.3291 | 138.3302 | -1080.5876
2030-03-05 | 14 | 153.4735 | 153.4735 | 310.3966 | 0 | 0 | 3777.208 | 3625.9746 | 3785.312 | 3743.1306 | 3642.53 | 3538.3291 | 0 | -1080.5876
2030-03-05 | 15 | 202.2229 | 306.9471 | 294.9646 | 66.6399 | 2.8146 | 3777.208 | 3625.9746 | 3785.312 | 3743.1306 | 3642.53 | 3538.3291 | 0 | -1080.5876
2030-03-05 | 16 | 460.4206 | 460.4206 | 106.8816 | 165.3005 | 133.2797 | 3777.208 | 3625.9746 | 3405.124 | 3743.1306 | 3642.53 | 3538.3291 | 167.7825 | -1080.5876
2030-03-05 | 17 | 460.4206 | 460.4206 | 0 | 174.1651 | 199.9196 | 3777.208 | 3625.9746 | 3359.4778 | 3743.1306 | 3642.53 | 3538.3291 | 485.2698 | -1080.5876
2030-03-05 | 18 | 460.4206 | 460.4206 | 0 | 266.4472 | 266.4473 | 3777.208 | 3625.9746 | 360.4345 | 3743.1306 | 3642.53 | 3538.3291 | 485.2698 | -1080.5876
2030-03-05 | 19 | 460.4206 | 460.4206 | 0 | 199.9196 | 263.7311 | 3777.208 | 3625.9746 | 1477.7714 | 3043.9912 | 3642.53 | 3538.3291 | 485.2698 | -1080.5876
2030-03-05 | 20 | 460.4206 | 460.4206 | 646.4638 | 266.4473 | 266.4473 | 3777.208 | 3506.9946 | 2979.9861 | 1819.2517 | 3433.1433 | 3538.3291 | 0 | -1080.5876
2030-03-05 | 21 | 460.4206 | 460.4206 | 484.8478 | 199.9196 | 199.9196 | 3777.208 | 3625.9746 | 3785.312 | 1871.5653 | 3642.53 | 3538.3291 | 0 | -1080.5876
2030-03-05 | 22 | 460.4206 | 460.4206 | 0 | 199.9196 | 199.9196 | 3777.208 | 3160.3245 | 3785.312 | 3393.1138 | 3642.53 | 3538.3291 | 0 | -1080.5876
2030-03-05 | 23 | 460.4206 | 460.4206 | 0 | 199.9196 | 199.9196 | 3777.208 | 3625.9746 | 3785.312 | 3743.1306 | 3642.53 | 625.6638 | 343.4062 | -1080.5876
2030-03-05 | 24 | 460.4206 | 460.4206 | 619.4659 | 266.4473 | 224.986 | 3777.208 | 3343.3794 | 3785.312 | 3743.1306 | 3642.53 | 2128.3992 | 0 | -1080.5876
2030-03-06 | 1 | 306.9471 | 342.4053 | 0 | 266.4472 | 266.4473 | 3777.208 | 330.0459 | 3785.312 | 3743.1306 | 3642.53 | 3268.5901 | 0 | -1080.5876
2030-03-06 | 2 | 153.4735 | 153.4735 | 0 | 199.9196 | 233.2856 | 3777.208 | 1729.7478 | 3785.312 | 3743.1306 | 3642.53 | 3538.3291 | 0 | -1080.5876
2030-03-06 | 3 | 306.9471 | 205.387 | 0 | 66.6399 | 20.7603 | 3777.208 | 2171.7644 | 3785.312 | 3743.1306 | 3642.53 | 3538.3291 | 0 | -1080.5876
2030-03-06 | 4 | 153.4735 | 153.4735 | 0 | 148.2883 | 133.2797 | 3777.208 | 2673.928 | 1892.656 | 3743.1306 | 3642.53 | 3538.3291 | 0 | -1080.5876
2030-03-06 | 5 | 153.4735 | 153.4735 | 0 | 133.2797 | 129.0681 | 3777.208 | 3359.073 | 1892.656 | 3743.1306 | 3642.53 | 3538.3291 | 0 | -1080.5876
2030-03-06 | 6 | 153.4735 | 153.4735 | 0 | 119.3886 | 133.2797 | 3777.208 | 3625.9746 | 934.9751 | 3743.1306 | 3642.53 | 3538.3291 | 0 | -1080.5876
2030-03-06 | 7 | 153.4735 | 153.4735 | 246.5805 | 0 | 0 | 3777.208 | 3625.9746 | 3785.312 | 3743.1306 | 3642.53 | 3538.3291 | 0 | -1080.5876
2030-03-06 | 8 | 153.4735 | 153.4735 | 646.4638 | 0 | 0 | 3777.208 | 3625.9746 | 3785.312 | 3743.1306 | 3642.53 | 3538.3291 | 0 | -1080.5876
2030-03-06 | 9 | 153.4735 | 153.4735 | 0 | 0 | 0 | 3777.208 | 3625.9746 | 3785.312 | 3743.1306 | 3642.53 | 3538.3291 | 0 | -1080.5876
2030-03-06 | 10 | 153.4735 | 153.4735 | 0 | 0 | 0 | 3777.208 | 3625.9746 | 3785.312 | 3743.1306 | 3642.53 | 3538.3291 | 0 | -1080.5876
2030-03-06 | 11 | 153.4735 | 153.4735 | 0 | 0 | 0 | 3777.208 | 3625.9746 | 3785.312 | 3743.1306 | 3642.53 | 3538.3291 | 0 | -1080.5876
2030-03-06 | 12 | 153.4735 | 153.4735 | 0 | 0 | 0 | 3777.208 | 3625.9746 | 3785.312 | 3743.1306 | 3642.53 | 3538.3291 | 0 | -1080.5876
2030-03-06 | 13 | 153.4735 | 153.4735 | 0 | 0 | 0 | 3777.208 | 3625.9746 | 3197.2422 | 3743.1306 | 3642.53 | 3538.3291 | 195.5751 | -1080.5876
2030-03-06 | 14 | 153.4735 | 153.4735 | 0 | 0 | 0 | 3777.208 | 3625.9746 | 1384.9354 | 3743.1306 | 3642.53 | 3538.3291 | 323.5132 | -1080.5876
2030-03-06 | 15 | 153.4735 | 153.4735 | 0 | 0 | 0 | 3777.208 | 3625.9746 | 1254.1963 | 3743.1306 | 3642.53 | 3538.3291 | 391.3703 | -1080.5876
2030-03-06 | 16 | 153.4735 | 153.4735 | 0 | 0 | 0 | 3777.208 | 1812.9873 | 10.6849 | 1871.5653 | 526.5116 | 3538.3291 | 383.0025 | -1080.5876
2030-03-06 | 17 | 153.4735 | 153.4735 | 646.4638 | 0 | 0 | 3777.208 | 318.7313 | 0 | 1777.4791 | 0 | 1769.1646 | 0 | -1080.5876
2030-03-06 | 18 | 153.4735 | 153.4735 | 646.4638 | 0 | 0 | 3777.208 | 1308.9484 | 149.9049 | 0 | 0 | 3538.3291 | 0 | -1080.5876
2030-03-06 | 19 | 153.4735 | 153.4735 | 646.4638 | 0 | 0 | 3777.208 | 1816.2358 | -428.8596 | -1076.4193 | 1821.265 | 3538.3291 | 0 | -1080.5876
2030-03-06 | 20 | 306.9471 | 306.9471 | 646.4638 | 199.9196 | 199.9196 | 3777.208 | 1228.3835 | -54.9994 | -1713.2946 | -127.75 | 3538.3291 | 0 | -1080.5876
2030-03-06 | 21 | 306.9471 | 335.3527 | 646.4638 | 199.9196 | 199.9196 | 2893.9988 | 168.9198 | 452.0469 | 0 | 0 | 1790.2806 | 0 | -1080.5876
2030-03-06 | 22 | 153.4735 | 153.4735 | 646.4638 | 199.9196 | 199.9196 | 1888.604 | 166.8609 | 965.3327 | -75.2848 | 0 | 320.327 | 0 | -1080.5876
2030-03-06 | 23 | 153.4735 | 153.4735 | 484.8478 | 66.6399 | 35.8143 | 3710.2139 | 166.861 | 1892.656 | -1871.5653 | -1215.2261 | 1410.98 | 0 | -1080.5876
2030-03-06 | 24 | 306.9471 | 415.0511 | 284.5438 | 0 | 0 | 1888.604 | 215.8922 | 1182.8447 | -786.6081 | 1821.265 | 1854.1177 | 0 | -1080.5876
2030-03-07 | 1 | 153.4735 | 153.4735 | 472.1911 | 35.3805 | 66.6399 | 1888.604 | 2797.6125 | 769.6091 | -118.3474 | 1821.265 | 3538.3291 | 0 | -1080.5876
2030-03-07 | 2 | 460.4206 | 460.4206 | 0 | 199.9196 | 186.0875 | 3777.208 | 3625.9746 | 560.4509 | 3743.1306 | 3642.53 | 3538.3291 | 0 | -1080.5876
2030-03-07 | 3 | 153.4735 | 294.384 | 0 | 266.4473 | 266.4472 | 3777.208 | 3625.9746 | 1860.7025 | 3743.1306 | 3642.53 | 3538.3291 | 0 | -1080.5876
2030-03-07 | 4 | 153.4735 | 153.4735 | 0 | 145.4386 | 199.9196 | 3777.208 | 3625.9746 | 3785.312 | 3743.1306 | 3642.53 | 3538.3291 | 0 | -1080.5876
2030-03-07 | 5 | 153.4735 | 153.4735 | 0 | 133.2797 | 133.2797 | 3777.208 | 3625.9746 | 3785.312 | 3743.1306 | 3642.53 | 3538.3291 | 0 | -1080.5876
2030-03-07 | 6 | 153.4735 | 153.4735 | 0 | 133.2797 | 106.6205 | 3777.208 | 3625.9746 | 3785.312 | 3743.1306 | 3642.53 | 3538.3291 | 0 | -1080.5876
2030-03-07 | 7 | 153.4735 | 153.4735 | 0 | 0 | 0 | 3777.208 | 3625.9746 | 3785.312 | 3743.1306 | 3642.53 | 3538.3291 | 184.1562 | -1080.5876
2030-03-07 | 8 | 153.4735 | 153.4735 | 0 | 114.8049 | 133.2797 | 3777.208 | 3625.9746 | 3785.312 | 3743.1306 | 3642.53 | 3538.3291 | 0 | -1080.5876
2030-03-07 | 9 | 153.4735 | 153.4735 | 0 | 199.9196 | 199.9196 | 3777.208 | 3625.9746 | 3785.312 | 3743.1306 | 3642.53 | 3538.3291 | 370.9805 | -1080.5876
2030-03-07 | 10 | 153.4735 | 153.4735 | 0 | 199.9196 | 199.9196 | 3777.208 | 3625.9746 | 3785.312 | 3743.1306 | 3642.53 | 3538.3291 | 362.9738 | -1080.5876
2030-03-07 | 11 | 0 | 0 | 0 | 183.0598 | 199.9196 | 3777.208 | 3625.9746 | 3785.312 | 3743.1306 | 3642.53 | 3538.3291 | 0 | -1080.5876
2030-03-07 | 12 | 153.4735 | 153.4735 | 323.2319 | 266.4473 | 266.4473 | 3777.208 | 3625.9746 | 3785.312 | 3743.1306 | 3642.53 | 3538.3291 | 0 | -1080.5876
2030-03-07 | 13 | 153.4735 | 153.4735 | 67.9222 | 137.606 | 133.2797 | 3777.208 | 3625.9746 | 3785.312 | 3743.1306 | 3642.53 | 3538.3291 | 0 | -1080.5876
2030-03-07 | 14 | 153.4735 | 153.4735 | 208.5166 | 212.8608 | 266.4473 | 3777.207 | 3625.9746 | 3785.312 | 3743.1306 | 3642.53 | 3538.3291 | 0 | -1080.5876
2030-03-07 | 15 | 153.4735 | 153.4735 | 323.2319 | 199.9196 | 186.3192 | 3777.208 | 3625.9746 | 3785.312 | 3743.1306 | 3642.53 | 3538.3291 | 0 | -1080.5876
2030-03-07 | 16 | 102.8535 | 76.7368 | 161.616 | 99.9598 | 108.4537 | 3777.208 | 3625.9746 | 3785.312 | 3743.1306 | 3642.53 | 3538.3291 | 0 | -1080.5876
2030-03-07 | 17 | 52.2334 | 0 | 0 | 0 | 30.5882 | 3777.208 | 3625.9746 | 3785.312 | 3743.1306 | 3642.53 | 3538.3291 | 0 | -1080.5876
2030-03-07 | 18 | 153.4735 | 153.4735 | 0 | 66.6399 | 61.8127 | 3777.208 | 3625.9746 | 3785.312 | 3743.1306 | 3642.53 | 3538.3291 | 369.9802 | -1080.5876
2030-03-07 | 19 | 153.4735 | 153.4735 | 0 | 0 | 0 | 3777.208 | 3625.9746 | 3785.312 | 3743.1306 | 3642.53 | 3538.3291 | 304.7419 | -1080.5876
2030-03-07 | 20 | 153.4735 | 153.4735 | 0 | 199.9196 | 199.9196 | 3777.208 | 3625.9746 | 3785.312 | 3743.1306 | 3642.53 | 3538.3291 | 358.3022 | -1080.5876
2030-03-07 | 21 | 153.4735 | 153.4735 | 0 | 0 | 37.9154 | 3777.208 | 3625.9746 | 3785.312 | 3743.1306 | 3642.53 | 3538.3291 | 323.5132 | -1080.5876
2030-03-07 | 22 | 0 | 22.3954 | 0 | 266.4473 | 266.4473 | 3777.208 | 3625.9746 | 3785.312 | 3743.1306 | 3642.53 | 3538.3291 | 0 | 1080.5876
2030-03-07 | 23 | 153.4735 | 153.4735 | 0 | 0 | 0 | 3777.208 | 3625.9746 | 3785.312 | 3743.1306 | 3642.53 | 3538.3291 | 0 | -1080.5876
2030-03-07 | 24 | 153.4735 | 153.4735 | 0 | 0 | 0 | 3777.208 | 3625.9746 | 3785.312 | 3743.1306 | 3642.53 | 3538.3291 | 485.2698 | -1080.5876
2030-03-08 | 1 | 153.4735 | 153.4735 | 0 | 199.9196 | 199.9196 | 3777.208 | 3625.9746 | 3785.312 | 3743.1306 | 3642.53 | 3538.3291 | 323.5132 | -1080.5876
2030-03-08 | 2 | 153.4735 | 153.4735 | 0 | 266.4473 | 266.4473 | 3777.208 | 3625.9746 | 3785.312 | 3743.1306 | 3642.53 | 3538.3291 | 0 | -1080.5876
2030-03-08 | 3 | 153.4735 | 153.4735 | 0 | 266.4472 | 266.4473 | 3777.208 | 3625.9746 | 1781.4382 | 3743.1306 | 3642.53 | 3538.3291 | 0 | -1080.5876
2030-03-08 | 4 | 50.6092 | 0 | 0 | 266.4473 | 266.4473 | 3777.208 | 3625.9746 | 3785.312 | 3743.1306 | 3642.53 | 3538.3291 | 0 | -1.6451e-05
2030-03-08 | 5 | 153.4735 | 153.4735 | 0 | 266.4472 | 266.4472 | 3777.208 | 3625.9746 | 3785.312 | 3743.1306 | 3642.53 | 3538.3291 | 0 | -1080.5876
2030-03-08 | 6 | 153.4735 | 153.4735 | 0 | 266.4473 | 266.4472 | 3777.208 | 3625.9746 | 3785.312 | 3743.1306 | 3642.53 | 3538.3291 | 0 | -1080.5876
2030-03-08 | 7 | 153.4735 | 153.4735 | 0 | 66.6399 | 45.2415 | 3777.208 | 3625.9746 | 3785.312 | 3743.1306 | 3642.53 | 3538.3291 | 0 | -1080.5876
2030-03-08 | 8 | 153.4735 | 153.4735 | 0 | 0 | 0 | 3777.208 | 3625.9746 | 3785.312 | 3743.1306 | 3642.53 | 3538.3291 | 0 | -1080.5876
2030-03-08 | 9 | 0 | 0 | 0 | 133.2797 | 187.8222 | 3777.208 | 3625.9746 | 3785.312 | 3743.1306 | 3642.53 | 3538.3291 | 0 | 1080.5876
2030-03-08 | 10 | 153.4735 | 153.4735 | 0 | 0 | 0 | 3777.208 | 3625.9746 | 3785.312 | 3743.1306 | 3642.53 | 3538.3291 | 0 | -1080.5876
2030-03-08 | 11 | 153.4735 | 153.4735 | 0 | 66.6399 | 66.6399 | 3777.208 | 3625.9746 | 3785.312 | 3743.1306 | 3642.53 | 3538.3291 | 0 | -1080.5876
2030-03-08 | 12 | 153.4735 | 153.4735 | 0 | 0 | 0 | 3777.208 | 3625.9746 | 3785.312 | 3743.1306 | 3642.53 | 3538.3291 | 0 | -1080.5876
2030-03-08 | 13 | 153.4735 | 153.4735 | 0 | 199.9196 | 210.6915 | 3777.208 | 3625.9746 | 3785.312 | 3743.1306 | 3642.53 | 3538.3291 | 0 | -1080.5876
2030-03-08 | 14 | 153.4735 | 153.4735 | 0 | 214.5496 | 199.9196 | 3777.208 | 3625.9746 | 3785.312 | 3743.1306 | 3642.53 | 3538.3291 | 0 | -1080.5876
2030-03-08 | 15 | 153.4735 | 153.4735 | 0 | 0 | 0 | 3777.208 | 3625.9746 | 3785.312 | 3743.1306 | 3642.53 | 3538.3291 | 0 | -1080.5876
2030-03-08 | 16 | 153.4735 | 153.4735 | 0 | 0 | 0 | 3777.208 | 3625.9746 | 3785.312 | 3743.1306 | 3642.53 | 3538.3291 | 0 | -1080.5876
2030-03-08 | 17 | 153.4735 | 153.4735 | 484.8478 | 0 | 0 | 3777.208 | 3625.9746 | 2873.1372 | 3743.1306 | 3642.53 | 3538.3291 | 0 | -1080.5876
2030-03-08 | 18 | 153.4735 | 153.4735 | 0 | 0 | 0 | 3777.208 | 3625.9746 | 3785.312 | 3743.1306 | 3642.53 | 3538.3291 | 89.1304 | -1080.5876
2030-03-08 | 19 | 153.4735 | 153.4735 | 0 | 0 | 0 | 3777.208 | 3625.9746 | 2482.7029 | 3743.1306 | 3642.53 | 3538.3291 | 203.8023 | -1080.5876
2030-03-08 | 20 | 153.4735 | 153.4735 | 646.4638 | 0 | 0 | 3777.208 | 3625.9746 | 1776.0723 | 3743.1306 | 3642.53 | 3538.3291 | 0 | -1080.5876
2030-03-08 | 21 | 153.4735 | 153.4735 | 646.4638 | 0 | 0 | 3777.208 | 3625.9746 | -1268.3484 | 3743.1306 | 3642.53 | 3538.3291 | 0 | -1080.5876
2030-03-08 | 22 | 153.4735 | 153.4735 | 620.6484 | 0 | 0 | 3777.208 | 3625.9746 | 0 | 3743.1306 | 3642.53 | 3538.3291 | 0 | -1080.5876
2030-03-08 | 23 | 153.4735 | 153.4735 | 0 | 0 | 0 | 3777.208 | 3625.9746 | 1358.7955 | 3743.1306 | 3642.53 | 3538.3291 | 0 | -1080.5876
2030-03-08 | 24 | 153.4735 | 153.4735 | 0 | 0 | 0 | 3777.208 | 3625.9746 | 2688.1196 | 3743.1306 | 3642.53 | 3538.3291 | 0 | -540.2938
2030-03-09 | 1 | 0 | 0 | 0 | 0 | 0 | 3777.208 | 3625.9746 | -1539.0221 | 3743.1306 | 3642.53 | 3538.3291 | 0 | -1080.5876
2030-03-09 | 2 | 0 | 0 | 0 | 0 | 0 | 3777.208 | 3625.9746 | -3240.8191 | 357.3796 | 3642.53 | 3538.3291 | 0 | -1.6451e-05
2030-03-09 | 3 | 0 | 0 | 0 | 0 | 0 | 3777.208 | 3625.9746 | -3512.7129 | -1600.8857 | 3642.53 | 3538.3281 | 0 | -1.6451e-05
2030-03-09 | 4 | 0 | 0 | 0 | 0 | 0 | 3777.208 | 3625.9734 | -3753.467 | -1750.8341 | 3642.53 | 3538.3291 | 0 | 1080.5876
2030-03-09 | 5 | 0 | 0 | 0 | 0 | 0 | 3777.208 | 709.0417 | -3695.416 | -1261.9159 | 3642.53 | 3538.3291 | 0 | 1080.5876
2030-03-09 | 6 | 0 | 0 | 0 | 0 | 0 | 3777.208 | 333.8911 | -3492.5691 | -2409.2561 | 3642.53 | 3538.3291 | 0 | -1080.5876
2030-03-09 | 7 | 0 | 0 | 0 | 0 | 0 | 3777.208 | 2317.342 | -3236.4773 | -2359.6943 | 3642.53 | 3538.3291 | 0 | -1080.5876
2030-03-09 | 8 | 0 | 0 | 0 | 0 | 0 | 3777.208 | 3625.9746 | -3335.3091 | -2160.2371 | 3642.53 | 3538.3291 | 0 | -1080.5876
2030-03-09 | 9 | 0 | 0 | 257.6342 | 0 | 0 | 3777.208 | 3625.9746 | -3117.6536 | 1497.0651 | 3642.53 | 3538.3291 | 0 | -1080.5876
2030-03-09 | 10 | 153.4735 | 153.4735 | 364.4454 | 0 | 0 | 3777.208 | 3625.9746 | -2953.137 | 1337.3799 | 3642.53 | 3538.3291 | 0 | -1080.5876
2030-03-09 | 11 | 153.4735 | 153.4735 | 640.923 | 0 | 0 | 3777.208 | 3625.9746 | -3000.4185 | -1725.7382 | 3642.53 | 3538.3291 | 0 | -1080.5876
2030-03-09 | 12 | 153.4735 | 153.4735 | 646.4638 | 0 | 0 | 3777.208 | 2874.5706 | -2579.3379 | -2186.7632 | 2296.9263 | 3538.3291 | 0 | -1080.5876
2030-03-09 | 13 | 153.4735 | 153.4735 | 646.4638 | 0 | 0 | 3777.208 | 168.9186 | -2244.2939 | -3514.6602 | 1196.2587 | 3538.3291 | 0 | -1080.5876
2030-03-09 | 14 | 153.4735 | 153.4735 | 642.9301 | 0 | 0 | 3372.2668 | 166.8603 | -1676.3927 | -3743.1294 | 865.4945 | 1769.1646 | 0 | -1080.5876
2030-03-09 | 15 | 153.4735 | 153.4735 | 572.2743 | 0 | 0 | 2581.4851 | 166.8608 | -1436.3896 | -3743.1306 | 0 | 1769.1646 | 0 | -1080.5876
2030-03-09 | 16 | 153.4735 | 153.4735 | 529.8437 | 0 | 0 | 3269.5962 | 166.8606 | -659.1206 | -3743.1306 | 745.2657 | 1487.4362 | 0 | -1080.5876
2030-03-09 | 17 | 153.4735 | 153.4735 | 556.9347 | 0 | 0 | 1888.604 | 166.8605 | -926.9704 | -3743.1306 | 415.9507 | 1769.1646 | 0 | -1080.5876
2030-03-09 | 18 | 153.4735 | 153.4735 | 646.4638 | 0 | 0 | 3777.208 | 166.8606 | -1009.9147 | -3743.1306 | 0 | 3513.0647 | 0 | -1080.5876
2030-03-09 | 19 | 153.4735 | 153.4735 | 646.4638 | 0 | 0 | 3777.208 | 168.9193 | -1036.4227 | -1871.5663 | 1096.4573 | 3538.3291 | 0 | -1080.5876
2030-03-09 | 20 | 153.4735 | 153.4735 | 646.4638 | 0 | 0 | 3777.208 | 1812.9873 | -662.809 | -1621.3557 | 0 | 3538.3291 | 0 | -1080.5876
2030-03-09 | 21 | 153.4735 | 153.4735 | 646.4638 | 0 | 0 | 3777.208 | 2329.9314 | -986.9171 | -1295.5999 | 0 | 3538.3291 | 0 | -1080.5876
2030-03-09 | 22 | 153.4735 | 153.4735 | 646.4638 | 0 | 0 | 3777.208 | 1720.5509 | -1132.0016 | -40.8444 | 0 | 3538.3291 | 0 | -1080.5876
2030-03-09 | 23 | 153.4735 | 153.4735 | 437.4835 | 0 | 0 | 3777.208 | 640.3502 | -1052.344 | -153.0103 | 0 | 3538.3291 | 0 | -1080.5876
2030-03-09 | 24 | 153.4735 | 153.4735 | 63.3061 | 0 | 0 | 3777.208 | 168.9197 | -1296.8503 | -569.0209 | 0 | 3538.3291 | 0 | -1080.5876
2030-03-10 | 1 | 153.4735 | 153.4735 | 0 | 0 | 0 | 3777.208 | 168.9198 | -1697.9957 | -3743.1306 | 0 | 3538.3291 | 0 | -1080.5876
2030-03-10 | 2 | 153.4735 | 153.4735 | 0 | 0 | 0 | 3777.208 | 168.9198 | -2170.6177 | -2797.7468 | -0.0010407 | 3538.3291 | 0 | -1080.5876
2030-03-10 | 3 | 0 | 0 | 0 | 0 | 0 | 3777.208 | 2450.4092 | -2054.7056 | -1070.0077 | 0 | 3538.3291 | 0 | 1080.5876
2030-03-10 | 4 | 0 | 0 | 0 | 133.2797 | 169.3625 | 3777.208 | 230.9219 | -1729.2291 | 226.4288 | 0 | 3538.3291 | 0 | 1080.5876
2030-03-10 | 5 | 0 | 0 | 0 | 133.2797 | 133.2797 | 3777.208 | 333.8938 | -1711.0521 | -1800.2229 | 0 | 3538.3291 | 0 | 540.2938
2030-03-10 | 6 | 0 | 0 | 0 | 133.2797 | 167.4929 | 3777.208 | 230.9238 | -1505.1644 | -1395.2831 | 140.6744 | 3538.3291 | 0 | 1080.5876
2030-03-10 | 7 | 0 | 0 | 0 | 152.0411 | 199.9196 | 3777.208 | 333.897 | -1684.6072 | -1398.8588 | 1299.234 | 3538.3291 | 0 | -1080.5876
2030-03-10 | 8 | 0 | 0 | 0 | 0 | 23.499 | 3777.208 | 1423.2528 | -1721.241 | -2441.8755 | 3642.53 | 3538.3291 | 0 | -1080.5876
2030-03-10 | 9 | 0 | 0 | 0 | 0 | 0 | 3777.208 | 2631.3892 | -247.7715 | -1607.9705 | 3642.53 | 3538.3291 | 0 | 540.2938
2030-03-10 | 10 | 153.4735 | 109.9217 | 176.7637 | 0 | 0 | 3777.208 | 215.8918 | 1591.9996 | 1871.5653 | 3642.53 | 2861.3208 | 0 | -1080.5876
2030-03-10 | 11 | 153.4735 | 153.4735 | 252.804 | 66.6399 | 66.2387 | 3777.208 | 3625.9746 | 1328.3405 | 3129.6519 | 3642.53 | 2587.7913 | 0 | -1080.5876
2030-03-10 | 12 | 0 | 8.6534 | 408.1108 | 199.9196 | 199.9196 | 3777.208 | 3625.9746 | 1892.656 | 3743.1306 | 3642.53 | 2713.7014 | 0 | -1080.5876
2030-03-10 | 13 | 0 | 96.0941 | 440.5546 | 266.4472 | 266.4472 | 3777.208 | 3625.9746 | 3785.312 | 3743.1306 | 3642.53 | 2506.179 | 0 | -1080.5876
2030-03-10 | 14 | 0 | 129.5738 | 433.2346 | 266.4472 | 266.4473 | 3777.208 | 3625.9746 | 3785.312 | 3743.1306 | 3642.53 | 3076.7021 | 0 | -1080.5876
2030-03-10 | 15 | 153.4735 | 30.3916 | 427.0439 | 266.4472 | 266.4473 | 3777.208 | 3625.9746 | 3785.312 | 3743.1306 | 3642.53 | 2456.9275 | 0 | -1080.5876
2030-03-10 | 16 | 153.4735 | 153.4735 | 425.73 | 199.9196 | 233.3907 | 3777.208 | 3625.9746 | 3249.2441 | 3743.1306 | 3642.53 | 2275.2717 | 0 | -1080.5876
2030-03-10 | 17 | 153.4735 | 153.4735 | 515.8896 | 199.9196 | 248.7438 | 3777.208 | 3558.7283 | -148.9754 | 3743.1306 | 3642.53 | 3486.2336 | 0 | -1080.5876
2030-03-10 | 18 | 153.4735 | 153.4735 | 635.3085 | 261.3228 | 199.9196 | 3777.208 | 3625.9746 | -1141.7581 | 3743.1306 | 2656.0012 | 3538.3291 | 0 | -1080.5876
2030-03-10 | 19 | 153.4735 | 153.4735 | 646.4638 | 0 | 0 | 3777.208 | 3625.9746 | -61.6356 | 3743.1306 | 3642.53 | 3538.3291 | 0 | -1080.5876
2030-03-10 | 20 | 153.4735 | 153.4735 | 646.4638 | 0 | 0 | 3777.208 | 3625.9746 | 1836.9768 | 3743.1306 | 3642.53 | 3538.3291 | 0 | -1080.5876
2030-03-10 | 21 | 153.4735 | 153.4735 | 646.4638 | 0 | 0 | 3777.208 | 3625.9746 | 1892.656 | 3743.1306 | 3642.53 | 3538.3291 | 0 | -1080.5876
2030-03-10 | 22 | 153.4735 | 153.4735 | 646.4638 | 0 | 0 | 3777.208 | 3625.9746 | 2399.0796 | 3743.1306 | 3642.53 | 3538.3291 | 0 | -1080.5876
2030-03-10 | 23 | 153.4735 | 153.4735 | 488.0474 | 0 | 0 | 3777.208 | 3625.9746 | 3785.312 | 3743.1306 | 3642.53 | 3538.3291 | 0 | -1080.5876
2030-03-10 | 24 | 153.4735 | 153.4735 | 103.7156 | 0 | 0 | 3777.208 | 3625.9746 | 3785.312 | 3743.1306 | 3642.53 | 3538.3291 | 0 | -1080.5876
2030-03-11 | 1 | 0 | 0 | 0 | 0 | 0 | 3777.208 | 3625.9746 | 3395.22 | 3743.1306 | 3642.53 | 3538.3291 | 0 | -1.6451e-05
2030-03-11 | 2 | 0 | 0 | 0 | 0 | 0 | 3777.208 | 3625.9746 | 1271.4875 | 3743.1306 | 3642.53 | 3538.3291 | 0 | 540.2938
2030-03-11 | 3 | 0 | 0 | 0 | 0 | 0 | 3777.208 | 3625.9746 | 522.5887 | 3743.1306 | 3642.53 | 3538.3291 | 0 | 1080.5876
2030-03-11 | 4 | 0 | 0 | 0 | 0 | 0 | 3777.208 | 3625.9746 | -199.0785 | 3743.1306 | 3642.53 | 3538.3291 | 0 | 1080.5876
2030-03-11 | 5 | 0 | 0 | 0 | 0 | 0 | 3777.208 | 3625.9746 | 557.7654 | 3743.1306 | 3642.53 | 3538.3291 | 0 | 1080.5876
2030-03-11 | 6 | 0 | 0 | 0 | 0 | 0 | 3777.208 | 3625.9746 | 2171.5387 | 3743.1306 | 3642.53 | 3538.3291 | 0 | 810.4407
2030-03-11 | 7 | 0 | 0 | 0 | 0 | 0 | 3777.208 | 3625.9746 | 3785.312 | 3743.1306 | 3642.53 | 3538.3291 | 0 | 540.2938
2030-03-11 | 8 | 0 | 0 | 0 | 0 | 0 | 3777.208 | 3625.9746 | 3785.312 | 3743.1306 | 3642.53 | 3538.3291 | 0 | -1080.5876
2030-03-11 | 9 | 0 | 0 | 0 | 0 | 0 | 3777.2092 | 3625.9746 | 3785.312 | 3743.1306 | 3642.53 | 3538.3291 | 210.5291 | -1080.5876
2030-03-11 | 10 | 57.8888 | 0 | 0 | 0 | 0 | 3777.208 | 3625.9746 | 3785.312 | 3743.1306 | 3642.53 | 3538.3291 | 0 | -1080.5876
2030-03-11 | 11 | 153.4735 | 153.4735 | 0 | 167.3166 | 133.2797 | 3777.208 | 3625.9746 | 3785.312 | 3743.1306 | 3642.53 | 3538.3291 | 0 | -1080.5876
2030-03-11 | 12 | 153.4735 | 153.4735 | 8.1768 | 199.9196 | 211.6792 | 3777.208 | 3625.9746 | 3785.312 | 3743.1306 | 3642.53 | 3538.3291 | 0 | -1080.5876
2030-03-11 | 13 | 153.4735 | 153.4735 | 0 | 199.9196 | 199.9196 | 3777.208 | 3625.9746 | 3785.312 | 3743.1306 | 3642.53 | 3538.3291 | 0 | -1080.5876
2030-03-11 | 14 | 153.4735 | 153.4735 | 0 | 178.1741 | 199.9196 | 3777.208 | 3625.9746 | 3785.312 | 3743.1306 | 3642.53 | 3538.3291 | 0 | -1080.5876
2030-03-11 | 15 | 153.4735 | 153.4735 | 0 | 199.9196 | 146.8737 | 3777.208 | 3625.9746 | 3785.312 | 3743.1306 | 3642.53 | 3538.3291 | 0 | -1080.5876
2030-03-11 | 16 | 153.4735 | 153.4735 | 0 | 199.9196 | 247.2686 | 3777.208 | 1836.3712 | 3785.312 | 3743.1306 | 3642.53 | 3538.3301 | 0 | -1080.5876
2030-03-11 | 17 | 153.4735 | 153.4735 | 646.4638 | 199.9196 | 262.0041 | 3777.208 | 326.3032 | 3785.312 | 3743.1306 | 3642.53 | 3538.3291 | 0 | -1080.5876
2030-03-11 | 18 | 153.4735 | 153.4735 | 646.4638 | 260.4402 | 199.9196 | 3777.208 | 2464.4775 | 3409.7637 | 3743.1306 | 3642.53 | 3538.3291 | 0 | -1080.5876
2030-03-11 | 19 | 153.4735 | 153.4735 | 646.4638 | 266.4473 | 266.4473 | 3777.208 | 1813.3771 | 1839.6677 | 3743.1306 | 3642.53 | 3538.3291 | 90.157 | -1080.5876
2030-03-11 | 20 | 165.4702 | 153.4735 | 646.4638 | 266.4472 | 266.4472 | 3777.208 | 1749.2675 | 335.2854 | 1871.5653 | 3642.53 | 3538.3291 | 0 | -1080.5876
2030-03-11 | 21 | 257.8986 | 153.4735 | 646.4638 | 266.4472 | 266.4473 | 3777.208 | 2684.2256 | -686.7796 | 1036.5942 | 3098.9214 | 3538.3291 | 0 | -1080.5876
2030-03-11 | 22 | 236.1939 | 153.4735 | 646.4638 | 266.4472 | 266.4473 | 3777.208 | 3263.4158 | -1181.3439 | 629.9637 | 1821.265 | 3538.3291 | 0 | -1080.5876
2030-03-11 | 23 | 187.1393 | 153.4735 | 438.6258 | 266.4473 | 266.4473 | 3777.208 | 3625.9746 | -2248.97 | -1378.0975 | 3540.7468 | 3538.3291 | 0 | -1080.5876
2030-03-11 | 24 | 153.4735 | 153.4735 | 0 | 199.9196 | 213.8778 | 3777.208 | 3625.9746 | -1764.786 | 1518.1301 | 1791.9836 | 3538.3291 | 0 | -1080.5876
2030-03-12 | 1 | 153.4735 | 153.4735 | 0 | 199.9196 | 199.9111 | 3777.208 | 3625.9746 | -3142.751 | -1199.7582 | 3642.53 | 3538.3291 | 0 | -1080.5876
2030-03-12 | 2 | 153.4735 | 153.4735 | 0 | 0 | 0 | 3777.208 | 3625.9746 | -2118.4766 | 3743.1306 | 3642.53 | 3538.3291 | 0 | -1080.5876
2030-03-12 | 3 | 153.4735 | 153.4735 | 0 | 0 | 0 | 3777.208 | 3625.9746 | -2013.5261 | 1432.3185 | 3642.53 | 3538.3291 | 0 | -1080.5876
2030-03-12 | 4 | 153.4735 | 153.4735 | 0 | 102.2361 | 66.6399 | 3777.208 | 3625.9746 | -1424.7271 | 1950.8989 | 1518.781 | 3538.3291 | 0 | -1080.5876
2030-03-12 | 5 | 153.4735 | 153.4735 | 0 | 66.6399 | 92.6615 | 3777.208 | 3625.9746 | -2305.7493 | 1871.5653 | 3642.53 | 3538.3291 | 0 | -1080.5876
2030-03-12 | 6 | 153.4735 | 153.4735 | 0 | 0 | 0 | 3777.208 | 3625.9746 | -941.0748 | 3743.1306 | 3642.53 | 3538.3291 | 0 | -1080.5876
2030-03-12 | 7 | 153.4735 | 153.4735 | 0 | 0 | 0 | 3777.208 | 3625.9746 | 3785.312 | 3743.1306 | 3642.53 | 3538.3291 | 0 | -1080.5876
2030-03-12 | 8 | 153.4735 | 153.4735 | 0 | 0 | 0 | 3777.208 | 3625.9746 | 3282.8455 | 3743.1306 | 3642.53 | 3538.3291 | 0 | -1080.5876
2030-03-12 | 9 | 153.4735 | 153.4735 | 0 | 0 | 0 | 3777.208 | 3625.9746 | 3385.5964 | 3743.1306 | 3642.53 | 3538.3291 | 485.2698 | -1080.5876
2030-03-12 | 10 | 153.4735 | 153.4735 | 0 | 0 | 0 | 3777.208 | 3625.9746 | 3440.998 | 3743.1306 | 3642.53 | 3538.3291 | 32.6239 | -1080.5876
2030-03-12 | 11 | 153.4735 | 153.4735 | 0 | 0 | 0 | 3777.208 | 3625.9746 | 3785.312 | 3743.1306 | 3642.53 | 3538.3291 | 46.1947 | -1080.5876
2030-03-12 | 12 | 153.4735 | 153.4735 | 0 | 0 | 0 | 3777.208 | 3625.9746 | 3785.312 | 3743.1306 | 3642.53 | 3538.3291 | 323.5132 | -1080.5876
2030-03-12 | 13 | 153.4735 | 153.4735 | 0 | 0 | 0 | 3777.208 | 3625.9746 | 3785.312 | 3743.1306 | 3642.53 | 3538.3291 | 0 | -1080.5876
2030-03-12 | 14 | 153.4735 | 153.4735 | 259.9077 | 0 | 0 | 3777.208 | 3625.9746 | 3785.312 | 3743.1306 | 3642.53 | 3538.3291 | 0 | 1080.5876
2030-03-12 | 15 | 153.4735 | 153.4735 | 186.0583 | 0 | 0 | 3777.208 | 3625.9746 | 3785.312 | 3743.1306 | 3642.53 | 3538.3291 | 0 | -1080.5876
2030-03-12 | 16 | 153.4735 | 153.4735 | 0 | 0 | 0 | 3777.208 | 3625.9746 | 3785.312 | 3743.1306 | 3642.53 | 3538.3291 | 323.5132 | -1080.5876
2030-03-12 | 17 | 153.4735 | 153.4735 | 0 | 0 | 0 | 3777.208 | 3625.9746 | 3785.312 | 3743.1306 | 3642.53 | 3538.3291 | 485.2698 | -1080.5876
2030-03-12 | 18 | 153.4735 | 153.4735 | 0 | 0 | 0 | 3777.208 | 3625.9746 | 3785.312 | 3743.1306 | 3642.53 | 3538.3291 | 323.5132 | -1080.5876
2030-03-12 | 19 | 153.4735 | 153.4735 | 0 | 0 | 0 | 3777.208 | 3625.9746 | 3785.312 | 3743.1306 | 3642.53 | 3538.3291 | 647.0264 | -1080.5876
2030-03-12 | 20 | 153.4735 | 153.4735 | 0 | 0 | 0 | 3777.208 | 3625.9746 | 3785.312 | 3743.1306 | 3642.53 | 3538.3291 | 647.0264 | -1080.5876
2030-03-12 | 21 | 153.4735 | 153.4735 | 0 | 0 | 0 | 3777.208 | 3625.9746 | 3785.312 | 3743.1306 | 3642.53 | 3538.3291 | 647.0264 | -1080.5876
2030-03-12 | 22 | 153.4735 | 153.4735 | 0 | 0 | 0 | 3777.208 | 3625.9746 | 3785.312 | 3743.1306 | 3642.53 | 3538.3291 | 349.555 | -1080.5876
2030-03-12 | 23 | 153.4735 | 153.4735 | 0 | 0 | 0 | 3777.208 | 3625.9746 | 3785.312 | 3743.1306 | 3642.53 | 3538.3291 | 170.8544 | -1080.5876
2030-03-12 | 24 | 0 | 0 | 0 | 0 | 0 | 3777.208 | 3625.9746 | 3785.312 | 3743.1306 | 3642.53 | 3538.3291 | 511.1195 | -1080.5876
2030-03-13 | 1 | 0 | 0 | 232.3064 | 155.1759 | 199.9196 | 3777.208 | 3625.9746 | 3785.312 | 3743.1306 | 3642.53 | 3538.3291 | 0 | 1080.5876
2030-03-13 | 2 | 0 | 0 | 0 | 266.4473 | 266.4472 | 3777.208 | 3625.9746 | 3785.312 | 3743.1306 | 3642.53 | 3538.3291 | 0 | -1080.5876
2030-03-13 | 3 | 0 | 0 | 0 | 199.9196 | 261.9949 | 3777.208 | 3625.9746 | 3785.312 | 3743.1306 | 3642.53 | 3538.3291 | 0 | -1080.5876
2030-03-13 | 4 | 0 | 0 | 0 | 133.2797 | 195.0826 | 3777.208 | 3625.9746 | 2733.9285 | 3743.1306 | 3642.53 | 3538.3291 | 0 | -1080.5876
2030-03-13 | 5 | 0 | 0 | 0 | 266.4473 | 266.4472 | 3777.208 | 3625.9746 | 1892.6549 | 3743.1306 | 3642.53 | 3538.3291 | 0 | -1080.5876
2030-03-13 | 6 | 0 | 0 | 0 | 266.4473 | 266.4472 | 3777.208 | 3625.9746 | 3785.312 | 3743.1306 | 3642.53 | 3538.3291 | 0 | -1080.5876
2030-03-13 | 7 | 0 | 0 | 0 | 0 | 0 | 3777.208 | 3625.9746 | 3785.313 | 3743.1306 | 3642.53 | 3538.3291 | 0 | -1080.5876
2030-03-13 | 8 | 97.0647 | 0 | 0 | 133.2797 | 133.2797 | 3669.6987 | 3625.9746 | 3785.312 | 3743.1306 | 3642.53 | 3538.3291 | 0 | -1080.5876
2030-03-13 | 9 | 153.4735 | 153.4735 | 0 | 54.8794 | 66.6399 | 3752.8442 | 3625.9746 | 3785.312 | 3743.1306 | 3642.53 | 3538.3291 | 0 | -1080.5876
2030-03-13 | 10 | 153.4735 | 153.4735 | 0 | 66.6399 | 66.4168 | 3777.208 | 3625.9746 | 3785.312 | 3743.1306 | 3642.53 | 3538.3291 | 0 | -1080.5876
2030-03-13 | 11 | 153.4735 | 153.4735 | 0 | 66.6399 | 82.1811 | 3777.208 | 3625.9746 | 3785.312 | 3743.1306 | 3642.53 | 3538.3291 | 0 | -1080.5876
2030-03-13 | 12 | 153.4735 | 153.4735 | 0 | 94.0389 | 66.6399 | 3777.208 | 3625.9746 | 3785.312 | 3743.1306 | 3642.53 | 3538.3291 | 0 | -1080.5876
2030-03-13 | 13 | 153.4735 | 153.4735 | 0 | 123.233 | 66.6399 | 3777.208 | 3625.9746 | 3785.312 | 3743.1306 | 3642.53 | 3538.3291 | 104.1301 | -1080.5876
2030-03-13 | 14 | 153.4735 | 153.4735 | 0 | 89.6649 | 66.6399 | 3777.208 | 3625.9746 | 3785.312 | 3743.1306 | 3642.53 | 3538.3291 | 485.2698 | -1080.5876
2030-03-13 | 15 | 153.4735 | 153.4735 | 0 | 30.094 | 66.6399 | 3777.208 | 3625.9746 | 3785.312 | 3743.1306 | 3642.53 | 3538.3291 | 647.0264 | -1080.5876
2030-03-13 | 16 | 153.4735 | 153.4735 | 0 | 66.6399 | 67.2571 | 3612.7627 | 3625.9746 | 3785.312 | 3743.1306 | 3642.53 | 3538.3291 | 632.1342 | -1080.5876
2030-03-13 | 17 | 0 | 0 | 0 | 199.9196 | 191.0752 | 3475.249 | 3625.9734 | 3785.312 | 3743.1306 | 3642.53 | 3538.3291 | 590.6471 | -1080.5876
2030-03-13 | 18 | 0 | 0 | 0 | 206.771 | 199.9196 | 3577.0154 | 3625.9746 | 3785.312 | 3743.1306 | 3642.53 | 2965.9817 | 593.6483 | -1080.5876
2030-03-13 | 19 | 30.9287 | 0 | 210.311 | 199.9196 | 199.9196 | 2763.1394 | 3625.9746 | 3785.312 | 3743.1306 | 3642.53 | 2099.1394 | 647.0264 | -1080.5876
2030-03-13 | 20 | 0 | 0 | 646.4638 | 255.6723 | 199.9196 | 2685.8547 | 3552.241 | 3785.312 | 3743.1306 | 3642.53 | 1833.5476 | 105.626 | -1080.5876
2030-03-13 | 21 | 0 | 0 | 646.4638 | 266.4473 | 231.2421 | 2574.3337 | 2583.0896 | 3785.312 | 3743.1306 | 3642.53 | 1769.1646 | 0 | -1080.5876
2030-03-13 | 22 | 0 | 0 | 563.2396 | 266.4473 | 200.1774 | 2657.79 | 1851.0219 | 3785.312 | 3743.1306 | 3642.53 | 1032.5942 | 0 | -1080.5876
2030-03-13 | 23 | 0 | 0 | 540.3138 | 266.4473 | 242.2657 | 2955.5466 | 2051.2039 | 3785.312 | 3743.1306 | 3642.53 | 1310.8827 | 0 | -1080.5876
2030-03-13 | 24 | 0 | 0 | 46.5475 | 266.4473 | 240.933 | 3043.0872 | 1650.235 | 3785.312 | 3743.1306 | 3642.53 | 1609.058 | 0 | -1080.5876
2030-03-14 | 1 | 0 | 0 | 0 | 266.4472 | 266.4472 | 3777.208 | 613.2358 | 2590.3354 | 3743.1306 | 3642.53 | 1769.1646 | 0 | -1080.5876
2030-03-14 | 2 | 0 | 0 | 0 | 266.4473 | 266.4473 | 3777.208 | 168.9187 | 172.8847 | 3743.1306 | 3642.53 | 3477.9087 | 0 | -1080.5876
2030-03-14 | 3 | 153.4735 | 153.4735 | 0 | 266.4472 | 266.4472 | 3777.208 | 1882.6224 | -143.4319 | 3743.1306 | 3642.53 | 3538.3291 | 0 | -1080.5876
2030-03-14 | 4 | 0 | 110.6807 | 0 | 266.4473 | 266.4473 | 3777.208 | 1863.354 | 165.3198 | 3743.1306 | 3642.53 | 3538.3291 | 0 | -1080.5876
2030-03-14 | 5 | 153.4735 | 153.4735 | 0 | 266.4472 | 266.4472 | 3056.7209 | 2236.1033 | 198.6711 | 3743.1306 | 3642.53 | 2050.3865 | 0 | 540.2938
2030-03-14 | 6 | 153.4735 | 153.4735 | 0 | 266.4473 | 266.4472 | 3114.0625 | 1812.9873 | -20.8785 | 3743.1306 | 3642.53 | 3538.3291 | 0 | -1080.5876
2030-03-14 | 7 | 153.4735 | 153.4735 | 0 | 266.4472 | 266.4473 | 3120.8564 | 2896.9287 | 144.3806 | 3743.1306 | 3642.53 | 3538.3291 | 0 | -1080.5876
2030-03-14 | 8 | 153.4735 | 153.4735 | 0 | 0 | 0 | 3358.5554 | 3625.9746 | 965.6751 | 3743.1306 | 3642.53 | 3538.3291 | 239.8011 | -1080.5876
2030-03-14 | 9 | 153.4735 | 153.4735 | 0 | 0 | 0 | 3469.7458 | 3625.9746 | 1177.9556 | 3743.1306 | 3642.53 | 3538.3291 | 0 | -1080.5876
2030-03-14 | 10 | 153.4735 | 153.4735 | 0 | 0 | 0 | 3558.2656 | 3625.9746 | 1345.0245 | 3743.1306 | 3642.53 | 3538.3291 | 272.5966 | -1080.5876
2030-03-14 | 11 | 153.4735 | 153.4735 | 0 | 0 | 0 | 3746.2795 | 3625.9746 | 1667.3512 | 3743.1306 | 3642.53 | 3538.3291 | 376.3793 | -1080.5876
2030-03-14 | 12 | 153.4735 | 153.4735 | 0 | 0 | 0 | 3777.208 | 3625.9746 | 1255.2966 | 2288.1353 | 3642.53 | 3538.3291 | 401.5193 | -1080.5876
2030-03-14 | 13 | 153.4735 | 153.4735 | 0 | 133.2797 | 133.2797 | 3777.208 | 3445.2214 | 1360.9465 | -2.5272e-05 | 3642.53 | 3538.3291 | 367.5061 | -1080.5876
2030-03-14 | 14 | 153.4735 | 153.4735 | 0 | 199.9196 | 199.9196 | 3777.208 | 323.2633 | 1765.6816 | 759.7688 | 3642.53 | 3538.3291 | 439.3592 | -1080.5876
2030-03-14 | 15 | 153.4735 | 153.4735 | 0 | 133.2797 | 133.2797 | 3777.208 | 1967.3783 | 1377.7134 | 169.9487 | 3642.53 | 3538.3291 | 386.118 | -1080.5876
2030-03-14 | 16 | 153.4735 | 153.4735 | 0 | 199.9196 | 199.9196 | 3777.208 | 215.8926 | 725.0746 | 66.0371 | 3642.53 | 2817.1582 | 370.6206 | -1080.5876
2030-03-14 | 17 | 153.4735 | 153.4735 | 646.4638 | 0 | 0 | 3777.208 | 168.9199 | -489.102 | 411.8353 | 2361.3154 | 2766.0308 | 0 | -1080.5876
2030-03-14 | 18 | 153.4735 | 153.4735 | 646.4638 | 0 | 0 | 3777.208 | 301.5895 | -1865.5427 | 0 | 2646.0945 | 3538.3291 | 0 | -1080.5876
2030-03-14 | 19 | 153.4735 | 153.4735 | 646.4638 | 0 | 0 | 3777.208 | 168.921 | -2501.6685 | 128.6647 | 2751.4854 | 3538.3291 | 152.6857 | -1080.5876
2030-03-14 | 20 | 153.4735 | 153.4735 | 646.4638 | 161.1082 | 133.2797 | 3777.208 | 168.9191 | -2486.9932 | 136.1364 | 3642.53 | 1848.0527 | 35.7182 | -1051.6056
2030-03-14 | 21 | 162.0225 | 306.9471 | 646.4638 | 266.4472 | 266.4473 | 3777.208 | 168.9198 | -2610.384 | 708.8817 | 3642.53 | 345.4766 | 0 | -851.0133
2030-03-14 | 22 | 247.8342 | 153.4735 | 646.4638 | 266.4473 | 266.4472 | 3777.208 | 166.8607 | -2702.3518 | 1195.4446 | 3642.53 | 221.008 | 0 | -1080.5876
2030-03-14 | 23 | 153.4735 | 230.3387 | 646.4638 | 266.4472 | 266.4473 | 3777.208 | 168.9197 | -3122.4946 | 663.0521 | 3642.53 | 721.4688 | 0 | -1080.5876
2030-03-14 | 24 | 153.4735 | 153.4735 | 233.4117 | 0 | 0 | 3777.208 | 168.9197 | -3046.2266 | 693.4168 | 3642.53 | 1769.1646 | 0 | -1080.5876
2030-03-15 | 1 | 153.4735 | 153.4735 | 0 | 0 | 0 | 3777.208 | 168.9197 | -3486.5247 | 0 | 3642.53 | 3538.3291 | 0 | -1080.5876
2030-03-15 | 2 | 0 | 0 | 0 | 0 | 0 | 3777.208 | 2961.374 | -3359.6978 | -2124.8508 | 3642.53 | 3538.3291 | 0 | -1080.5876
2030-03-15 | 3 | 0 | 0 | 0 | 123.3622 | 133.2797 | 3777.208 | 3625.9746 | -993.9924 | -2.5272e-05 | 1804.0094 | 3538.3291 | 0 | 1080.5876
2030-03-15 | 4 | 0 | 0 | 0 | 109.7743 | 66.6399 | 3777.208 | 3625.9746 | -768.09 | -1747.5975 | 3642.53 | 3538.3291 | 0 | 1080.5876
2030-03-15 | 5 | 153.4735 | 153.4735 | 0 | 66.6399 | 66.6399 | 3777.208 | 3625.9746 | 123.7052 | 1135.3904 | 3642.53 | 3538.3291 | 0 | 1080.5876
2030-03-15 | 6 | 153.4735 | 153.4735 | 0 | 170.9685 | 133.2797 | 3777.208 | 3625.9746 | 3484.804 | 3743.1306 | 3642.53 | 3538.3291 | 0 | -1080.5876
2030-03-15 | 7 | 306.9471 | 228.4485 | 8.5775 | 187.171 | 133.2797 | 3777.208 | 3625.9746 | 1892.656 | 3743.1306 | 3642.53 | 3538.3291 | 0 | -996.8848
2030-03-15 | 8 | 306.9471 | 202.959 | 646.4638 | 133.2797 | 77.8592 | 3777.208 | 3625.9746 | 911.5698 | 3743.1306 | 3642.53 | 3538.3291 | 0 | -997.3143
2030-03-15 | 9 | 306.9471 | 293.6903 | 646.4638 | 133.2797 | 133.2797 | 3777.208 | 3625.9746 | 1205.8882 | 3743.1306 | 3642.53 | 3538.3291 | 0 | -985.5175
2030-03-15 | 10 | 460.4206 | 460.4206 | 382.5271 | 54.2704 | 0 | 3777.208 | 3625.9746 | 1788.9167 | 3743.1306 | 3642.53 | 3538.3291 | 0 | -1070.1432
2030-03-15 | 11 | 460.4206 | 424.0659 | 513.0411 | 199.9196 | 199.9196 | 3777.208 | 3625.9746 | 3744.355 | 3743.1306 | 3642.53 | 3538.3291 | 0 | 1080.5876
2030-03-15 | 12 | 153.4735 | 153.4735 | 323.2319 | 266.4473 | 250.7189 | 3777.208 | 3625.9746 | 3785.312 | 3743.1306 | 3642.53 | 3538.3291 | 82.1328 | -1080.5876
2030-03-15 | 13 | 153.4735 | 153.4735 | 485.2571 | 199.9196 | 199.9196 | 3777.208 | 3625.9746 | 3785.312 | 3743.1306 | 3642.53 | 3538.3291 | 0 | -1080.5876
2030-03-15 | 14 | 306.9471 | 346.9628 | 646.4638 | 199.9196 | 175.9033 | 3777.208 | 3625.9746 | 3785.312 | 3743.1306 | 3642.53 | 3538.3291 | 0 | -1080.5876
2030-03-15 | 15 | 153.4735 | 153.4735 | 646.4638 | 266.4473 | 266.4472 | 3777.208 | 3625.9746 | 3785.312 | 3743.1306 | 3642.53 | 3538.3291 | 0 | -944.4568
2030-03-15 | 16 | 153.4735 | 153.4735 | 646.4638 | 0 | 0 | 3777.208 | 3625.9746 | 3785.312 | 3743.1306 | 3642.53 | 3538.3291 | 0 | -926.4125
2030-03-15 | 17 | 153.4735 | 153.4735 | 403.6181 | 0 | 0 | 3777.208 | 3625.9746 | 3785.312 | 3743.1306 | 3642.53 | 3538.3291 | 0 | -905.1055
2030-03-15 | 18 | 153.4735 | 153.4735 | 308.0105 | 0 | 0 | 3777.208 | 3625.9746 | 3785.312 | 3743.1306 | 3642.53 | 3538.3291 | 0 | -875.4705
2030-03-15 | 19 | 153.4735 | 153.4735 | 0 | 0 | 0 | 3777.208 | 3625.9746 | 3785.312 | 3743.1306 | 3642.53 | 3538.3291 | 406.6554 | -819.7664
2030-03-15 | 20 | 153.4735 | 153.4735 | 0 | 0 | 0 | 3777.208 | 3625.9746 | 3785.312 | 3743.1306 | 3642.53 | 3538.3291 | 315.763 | -749.533
2030-03-15 | 21 | 153.4735 | 153.4735 | 139.2672 | 0 | 0 | 3777.208 | 3625.9746 | 3785.312 | 3743.1306 | 3642.53 | 3538.3301 | 0 | -692.6611
2030-03-15 | 22 | 153.4735 | 153.4735 | 0 | 0 | 0 | 3777.208 | 3625.9746 | 3785.312 | 3743.1306 | 3642.53 | 3538.3291 | 0 | -621.3981
2030-03-15 | 23 | 153.4735 | 153.4735 | 0 | 0 | 0 | 3777.208 | 3625.9746 | 3785.312 | 3743.1306 | 3642.53 | 3538.3291 | 0 | 540.2938
2030-03-15 | 24 | 153.4735 | 153.4735 | 0 | 0 | 0 | 3777.208 | 3625.9746 | 3785.312 | 3743.1306 | 3642.53 | 3538.3291 | 0 | -66.827
2030-03-16 | 1 | 153.4735 | 153.4735 | 0 | 0 | 0 | 3777.208 | 3625.9746 | 3785.313 | 3743.1306 | 3642.53 | 3538.3291 | 0 | -1080.5876
2030-03-16 | 2 | 153.4735 | 153.4735 | 0 | 199.9196 | 199.9196 | 3777.208 | 3625.9746 | 3785.312 | 3743.1306 | 3642.53 | 3538.3291 | 0 | -1080.5876
2030-03-16 | 3 | 153.4735 | 153.4735 | 0 | 0 | 0 | 3777.208 | 3625.9746 | 3785.312 | 3743.1306 | 3642.53 | 3538.3291 | 0 | -82.1805
2030-03-16 | 4 | 0 | 0 | 0 | 0 | 0 | 3777.208 | 3625.9746 | 3785.313 | 3743.1306 | 3642.53 | 3538.3291 | 0 | -1080.5876
2030-03-16 | 5 | 0 | 0 | 0 | 266.4472 | 266.4472 | 3777.208 | 3625.9746 | 3785.312 | 3743.1306 | 3642.53 | 3538.3291 | 0 | 1080.5876
2030-03-16 | 6 | 153.4735 | 153.4735 | 0 | 0 | 0 | 3777.208 | 3625.9746 | 3785.312 | 3743.1306 | 3642.53 | 3538.3291 | 0 | -1080.5876
2030-03-16 | 7 | 0 | 0 | 0 | 0 | 0 | 3777.208 | 3625.9746 | 3785.312 | 3743.1306 | 3642.53 | 3538.3291 | 0 | 540.2938
2030-03-16 | 8 | 0 | 0 | 0 | 0 | 0 | 3777.208 | 3625.9746 | 3785.312 | 3743.1306 | 3642.53 | 3538.3291 | 0 | 540.2938
2030-03-16 | 9 | 153.4735 | 33.0845 | 0 | 0 | 0 | 3777.208 | 3625.9746 | 3785.312 | 3743.1306 | 3642.53 | 3538.3291 | 0 | -1080.5876
2030-03-16 | 10 | 31.8912 | 153.4735 | 0 | 0 | 0 | 3777.208 | 3625.9746 | 3785.312 | 3743.1306 | 3642.53 | 3538.3291 | 0 | -1080.5876
2030-03-16 | 11 | 0 | 81.9803 | 0 | 0 | 0 | 3777.208 | 3625.9746 | 3785.312 | 3743.1306 | 3642.53 | 3538.3291 | 0 | -1080.5876
2030-03-16 | 12 | 80.0591 | 0 | 0 | 0 | 0 | 3777.208 | 3625.9746 | 3785.312 | 3743.1306 | 3642.53 | 3538.3291 | 0 | -1080.5876
2030-03-16 | 13 | 0 | 0 | 0 | 0 | 0 | 3777.208 | 3625.9746 | 3785.312 | 3743.1306 | 3642.53 | 3538.3291 | 0 | -1080.5876
2030-03-16 | 14 | 0 | 0 | 0 | 0 | 0 | 3777.208 | 3625.9746 | 3785.312 | 3743.1306 | 3642.53 | 3538.3291 | 0 | -1080.5876
2030-03-16 | 15 | 0 | 0 | 323.2319 | 0 | 0 | 3777.208 | 3625.9746 | 3785.312 | 3743.1306 | 3642.53 | 3538.3291 | 0 | -1080.5876
2030-03-16 | 16 | 0 | 0 | 320.2327 | 0 | 0 | 3777.208 | 3625.9746 | 3785.312 | 3743.1306 | 3642.53 | 3538.3291 | 0 | -1080.5876
2030-03-16 | 17 | 0 | 0 | 0 | 0 | 0 | 3777.208 | 3625.9746 | 3785.312 | 3743.1306 | 3642.53 | 3538.3291 | 0 | -1080.5876
2030-03-16 | 18 | 18.3674 | 153.4735 | 0 | 0 | 0 | 3777.208 | 3625.9746 | 3785.312 | 3743.1306 | 3642.53 | 3538.3291 | 0 | -1080.5876
2030-03-16 | 19 | 153.4735 | 153.4735 | 0 | 0 | 0 | 3777.208 | 3625.9746 | 3785.312 | 3743.1306 | 3642.53 | 3538.3291 | 485.2698 | -1080.5876
2030-03-16 | 20 | 153.4735 | 153.4735 | 0 | 0 | 0 | 3777.208 | 3625.9746 | 3785.312 | 3743.1306 | 3642.53 | 3538.3291 | 485.2698 | -1080.5876
2030-03-16 | 21 | 0 | 0 | 309.1197 | 199.9196 | 211.6404 | 3777.208 | 3625.9746 | 3785.312 | 3743.1306 | 3642.53 | 3538.3291 | 0 | 1080.5876
2030-03-16 | 22 | 153.4735 | 153.4735 | 0 | 66.6399 | 63.4297 | 3777.208 | 3625.9746 | 3785.312 | 3743.1306 | 3642.53 | 1657.3461 | 5.1322 | -1080.5876
2030-03-16 | 23 | 153.4735 | 153.4735 | 0 | 66.6399 | 4.4681 | 3777.208 | 3625.9746 | 3785.312 | 3743.1306 | 3642.53 | 710.7748 | 0 | -1080.5876
2030-03-16 | 24 | 0 | 0 | 362.6148 | 0 | 31.7446 | 3777.208 | 3625.9746 | 3785.312 | 3743.1306 | 3642.53 | 1358.9647 | 0 | -1080.5876
2030-03-17 | 1 | 0 | 0 | 0 | 0 | 0 | 3777.208 | 3625.9746 | 3214.7715 | 3743.1306 | 3642.53 | 3521.606 | 0 | -1080.5876
2030-03-17 | 2 | 0 | 0 | 0 | 0 | 0 | 3777.208 | 3625.9746 | 3785.312 | 3743.1306 | 3642.53 | 3538.3291 | 0 | -1080.5876
2030-03-17 | 3 | 0 | 43.1128 | 0 | 199.9196 | 199.9196 | 3777.208 | 3625.9746 | 3785.312 | 3743.1306 | 3642.53 | 3538.3291 | 0 | -1080.5876
2030-03-17 | 4 | 153.4735 | 153.4735 | 0 | 0 | 0 | 3777.208 | 3625.9746 | 3785.312 | 3743.1306 | 3642.53 | 3538.3291 | 0 | -1080.5876
2030-03-17 | 5 | 153.4735 | 153.4735 | 0 | 133.2797 | 165.7459 | 3777.208 | 3625.9746 | 3785.312 | 3743.1306 | 3642.53 | 3538.3291 | 0 | -1080.5876
2030-03-17 | 6 | 153.4735 | 153.4735 | 0 | 266.4473 | 266.4473 | 3777.208 | 3625.9746 | 3785.312 | 3743.1306 | 3642.53 | 3538.3291 | 0 | 1080.5876
2030-03-17 | 7 | 153.4735 | 153.4735 | 0 | 199.9196 | 199.9196 | 3777.208 | 3625.9746 | 3785.312 | 3743.1306 | 3642.53 | 3538.3291 | 0 | -1080.5876
2030-03-17 | 8 | 153.4735 | 153.4735 | 0 | 0 | 0 | 3777.208 | 3625.9746 | 640.365 | 3743.1306 | 3642.53 | 3538.3291 | 0 | -1080.5876
2030-03-17 | 9 | 153.4735 | 153.4735 | 0 | 199.9196 | 199.9196 | 3777.208 | 3625.9746 | -479.7 | 3051.6638 | 3642.53 | 3538.3291 | 0 | -1080.5876
2030-03-17 | 10 | 153.4735 | 153.4735 | 0 | 0 | 0 | 3777.208 | 3625.9746 | 311.5385 | -1052.7795 | -3.2425e-05 | 3538.3291 | 185.2274 | -1080.5876
2030-03-17 | 11 | 153.4735 | 153.4735 | 0 | 0 | 0 | 3777.208 | 215.8929 | 258.7522 | -1871.5653 | 1111.5033 | 3538.3291 | 351.6822 | -1080.5876
2030-03-17 | 12 | 153.4735 | 153.4735 | 0 | 66.6399 | 83.0733 | 3777.208 | 215.895 | 685.168 | -1315.0126 | 1821.265 | 2700.6394 | 485.2698 | -1080.5876
2030-03-17 | 13 | 271.2241 | 153.4735 | 0 | 133.2797 | 133.2797 | 3777.208 | 213.8916 | 1506.0065 | -1164.459 | -3.2425e-05 | 1192.5101 | 485.2698 | -1080.5876
2030-03-17 | 14 | 306.9471 | 376.2054 | 0 | 79.6916 | 133.2797 | 3777.208 | 174.5704 | 1533.9604 | -1871.5653 | -3.2425e-05 | 747.2655 | 0 | -1080.5876
2030-03-17 | 15 | 460.4206 | 460.4206 | 0 | 133.2797 | 166.8955 | 3397.9509 | 166.8607 | 1892.656 | -1871.5653 | -285.3021 | 221.0079 | 0 | -1080.5876
2030-03-17 | 16 | 460.4206 | 460.4206 | 0 | 63.4738 | 0 | 3777.208 | 166.8608 | 1892.656 | -2760.1021 | -420.8187 | 221.0067 | 0 | -1080.5876
2030-03-17 | 17 | 306.9471 | 157.1634 | 646.4638 | 66.6399 | 92.9088 | 1888.604 | 166.8593 | 2141.1394 | 0 | 148.4198 | 1769.1646 | 0 | -1080.5876
2030-03-17 | 18 | 153.4735 | 297.5823 | 0 | 0 | 0 | 3226.3274 | 924.022 | 1367.0765 | -1871.5653 | 1821.265 | 3538.3291 | 0 | -1080.5876
2030-03-17 | 19 | 306.9471 | 219.1751 | 646.4638 | 0 | 55.6031 | 1888.604 | 1827.5283 | 1057.3698 | -653.2711 | 1821.265 | 3538.3291 | 0 | -1080.5876
2030-03-17 | 20 | 153.4735 | 185.8867 | 646.4638 | 118.7268 | 66.6399 | 1888.604 | 1488.845 | 1304.8021 | 0 | 1293.8134 | 3538.3291 | 0 | -1080.5876
2030-03-17 | 21 | 292.2084 | 306.9471 | 646.4638 | 133.2797 | 133.2797 | 2750.6824 | 388.3992 | 1279.8104 | 0 | 1821.265 | 3538.3291 | 0 | -1080.5876
2030-03-17 | 22 | 460.4206 | 326.5751 | 646.4638 | 199.9196 | 199.9196 | 3777.208 | 286.6706 | 1485.4791 | 16.3554 | 1821.265 | 3538.3291 | 0 | -1080.5876
2030-03-17 | 23 | 460.4206 | 460.4206 | 0 | 209.1303 | 199.9196 | 3777.208 | 2122.9082 | 363.8768 | -499.8329 | 3485.4363 | 3538.3291 | 0 | -1080.5876
2030-03-17 | 24 | 460.4206 | 458.5476 | 296.9287 | 133.2797 | 133.2797 | 3777.208 | 3625.9746 | 815.1803 | 1871.5653 | 3112.7776 | 3538.3291 | 0 | -1080.5876
2030-03-18 | 1 | 460.4206 | 428.9521 | 235.9589 | 184.1331 | 133.2797 | 3777.208 | 3625.9746 | 918.2021 | 3743.1306 | 3642.53 | 3538.3291 | 0 | 540.2938
2030-03-18 | 2 | 306.9471 | 406.0907 | 569.8358 | 266.4473 | 218.0109 | 3777.208 | 3625.9746 | 3181.4299 | 3743.1306 | 3642.53 | 3538.3291 | 0 | -1.6451e-05
2030-03-18 | 3 | 153.4735 | 153.4735 | 646.4638 | 212.5757 | 266.4473 | 3777.208 | 3625.9746 | 3785.312 | 3743.1306 | 3642.53 | 3538.3291 | 0 | -1.6451e-05
2030-03-18 | 4 | 153.4735 | 153.4735 | 646.4638 | 199.9196 | 184.0408 | 3777.208 | 3625.9746 | 3785.312 | 3743.1306 | 3642.53 | 3538.3291 | 0 | 540.2938
2030-03-18 | 5 | 153.4735 | 153.4735 | 646.4638 | 31.935 | 0 | 3777.208 | 3625.9746 | 3785.312 | 3743.1306 | 3642.53 | 3538.3291 | 0 | -1.6451e-05
2030-03-18 | 6 | 153.4735 | 153.4735 | 646.4638 | 196.1612 | 133.2797 | 3777.208 | 3625.9746 | 3785.312 | 3743.1306 | 3642.53 | 3538.3291 | 0 | 69.8478
2030-03-18 | 7 | 153.4735 | 153.4735 | 323.2319 | 133.2797 | 78.3313 | 3777.208 | 3625.9746 | 3785.312 | 3743.1306 | 3642.53 | 3538.3291 | 0 | -1080.5876
2030-03-18 | 8 | 153.4735 | 153.4735 | 0 | 66.6399 | 71.4011 | 3777.208 | 3625.9746 | 3785.312 | 3743.1306 | 3642.53 | 3538.3281 | 0 | -1080.5876
2030-03-18 | 9 | 153.4735 | 153.4735 | 52.3502 | 151.1672 | 133.2797 | 3777.208 | 3625.9746 | 3785.312 | 3743.1306 | 3642.53 | 3538.3291 | 0 | -1080.5876
2030-03-18 | 10 | 153.4735 | 153.4735 | 0 | 133.2797 | 170.1603 | 3777.208 | 3625.9746 | 3785.312 | 3743.1306 | 3642.53 | 3538.3291 | 0 | -1080.5876
2030-03-18 | 11 | 153.4735 | 153.4735 | 0 | 131.7347 | 66.6399 | 3777.208 | 3625.9746 | 3785.312 | 3743.1306 | 3642.53 | 3538.3291 | 0 | -1080.5876
2030-03-18 | 12 | 153.4735 | 153.4735 | 0 | 86.5261 | 133.2797 | 3777.208 | 3625.9746 | 3785.312 | 3743.1306 | 3642.53 | 3538.3291 | 0 | -1080.5876
2030-03-18 | 13 | 224.7055 | 153.4735 | 610.9116 | 199.9196 | 145.1066 | 3777.208 | 3625.9746 | 3785.312 | 3743.1306 | 3642.53 | 3538.3291 | 0 | 1080.5876
2030-03-18 | 14 | 249.9934 | 306.9471 | 646.4638 | 0 | 0 | 3777.208 | 1812.9873 | 3341.8647 | 1311.958 | 3642.53 | 1769.1646 | 0 | -1080.5876
2030-03-18 | 15 | 460.4206 | 460.4206 | 646.4638 | 66.6399 | 66.6399 | 3777.208 | 425.6857 | 2730.5171 | 0 | 2879.0898 | 3538.3291 | 0 | -1080.5876
2030-03-18 | 16 | 460.4206 | 460.4206 | 646.4638 | 133.2797 | 133.2797 | 3777.208 | 3344.6577 | 2531.5918 | 1140.0056 | 1821.265 | 3538.3291 | 0 | -1080.5876
2030-03-18 | 17 | 460.4206 | 460.4206 | 646.4638 | 199.9196 | 199.9196 | 3777.208 | 3625.9746 | 2189.0391 | 0 | 3337.0986 | 3538.3291 | 0 | -1080.5876
2030-03-18 | 18 | 460.4206 | 460.4206 | 646.4638 | 172.1505 | 199.9196 | 3777.208 | 3625.9746 | 2764.2183 | 1990.2869 | 3642.53 | 3538.3291 | 0 | -1080.5876
2030-03-18 | 19 | 460.4206 | 460.4206 | 646.4638 | 199.9196 | 229.8214 | 3777.208 | 3625.9746 | 2488.2153 | 1883.0037 | 3642.53 | 3538.3291 | 400.1075 | -1080.5876
2030-03-18 | 20 | 460.4206 | 460.4206 | 646.4638 | 199.9196 | 219.222 | 3777.208 | 3625.9746 | 3239.0559 | 3086.8499 | 3642.53 | 3538.3291 | 413.6436 | -1080.5876
2030-03-18 | 21 | 410.8581 | 460.4206 | 646.4638 | 133.2797 | 138.4572 | 3777.208 | 3625.9746 | 3749.2798 | 3743.1306 | 3642.53 | 3538.3291 | 0 | -1080.5876
2030-03-18 | 22 | 306.9471 | 184.7043 | 0 | 266.4473 | 266.4473 | 3777.208 | 3625.9746 | 3785.312 | 3743.1306 | 3642.53 | 3538.3291 | 0 | -1080.5876
2030-03-18 | 23 | 153.4735 | 153.4735 | 314.2353 | 266.4473 | 243.6306 | 3777.208 | 3625.9746 | 3785.312 | 3743.1306 | 3642.53 | 3538.3291 | 0 | -1080.5876
2030-03-18 | 24 | 153.4735 | 153.4735 | 0 | 0 | 0 | 3777.208 | 3625.9746 | 3785.312 | 3743.1306 | 3642.53 | 3538.3291 | 0 | -1080.5876
2030-03-19 | 1 | 153.4735 | 153.4735 | 0 | 0 | 0 | 3777.208 | 3625.9746 | 3785.312 | 3743.1306 | 3642.53 | 3538.3291 | 0 | -1080.5876
2030-03-19 | 2 | 153.4735 | 153.4735 | 0 | 0 | 0 | 3777.208 | 3625.9746 | 3785.312 | 3743.1306 | 3642.53 | 3538.3291 | 0 | -1080.5876
2030-03-19 | 3 | 153.4735 | 153.4735 | 0 | 0 | 0 | 3777.208 | 3625.9746 | 3785.312 | 3743.1306 | 3642.53 | 3538.3301 | 0 | -1080.5876
2030-03-19 | 4 | 153.4735 | 153.4735 | 0 | 0 | 0 | 3777.208 | 3625.9746 | 3785.312 | 3743.1306 | 3642.53 | 3538.3291 | 0 | -1080.5876
2030-03-19 | 5 | 153.4735 | 153.4735 | 0 | 0 | 0 | 3777.208 | 3625.9746 | 3785.312 | 3743.1306 | 3642.53 | 3538.3301 | 0 | -1080.5876
2030-03-19 | 6 | 153.4735 | 153.4735 | 0 | 0 | 0 | 3777.208 | 3625.9746 | 3785.312 | 3743.1306 | 3642.53 | 3538.3291 | 0 | -1080.5876
2030-03-19 | 7 | 153.4735 | 153.4735 | 0 | 0 | 0 | 3777.208 | 3625.9746 | 3785.312 | 3743.1306 | 3642.53 | 3538.3291 | 0 | -1080.5876
2030-03-19 | 8 | 153.4735 | 153.4735 | 0 | 133.2797 | 97.491 | 3777.208 | 3625.9746 | 3785.312 | 3743.1306 | 3642.53 | 3538.3291 | 220.0834 | -1080.5876
2030-03-19 | 9 | 153.4735 | 153.4735 | 0 | 133.2797 | 140.4564 | 3777.208 | 3625.9746 | 3785.312 | 3743.1306 | 3642.53 | 3538.3291 | 0 | -1080.5876
2030-03-19 | 10 | 153.4735 | 153.4735 | 0 | 133.2797 | 132.0418 | 3777.208 | 3625.9746 | 3785.312 | 3743.1306 | 3642.53 | 3538.3291 | 146.377 | -1080.5876
2030-03-19 | 11 | 153.4735 | 153.4735 | 0 | 117.3943 | 66.6399 | 3777.208 | 3625.9746 | 3785.312 | 3743.1306 | 3642.53 | 3538.3291 | 232.4339 | -1080.5876
2030-03-19 | 12 | 153.4735 | 153.4735 | 138.2731 | 133.2797 | 79.6646 | 3777.208 | 3625.9746 | 3785.312 | 3743.1306 | 3642.53 | 3538.3291 | 323.5132 | -1080.5876
2030-03-19 | 13 | 153.4735 | 153.4735 | 393.2859 | 67.1881 | 133.2797 | 3777.208 | 3625.9746 | 3785.312 | 3743.1306 | 3642.53 | 3538.3291 | 0 | -1080.5876
2030-03-19 | 14 | 153.4735 | 153.4735 | 308.7946 | 0 | 0 | 3777.208 | 3625.9746 | 3785.312 | 3743.1306 | 3642.53 | 3538.3291 | 323.5132 | -1080.5876
2030-03-19 | 15 | 153.4735 | 153.4735 | 0 | 266.4473 | 266.4473 | 3777.208 | 3625.9746 | 3785.312 | 3743.1306 | 3642.53 | 3538.3291 | 246.5595 | -1080.5876
2030-03-19 | 16 | 351.3582 | 460.4206 | 55.1865 | 178.9191 | 133.2797 | 3777.208 | 3625.9746 | 3785.312 | 3743.1306 | 3642.53 | 3538.3291 | 341.4025 | -1080.5876
2030-03-19 | 17 | 460.4206 | 460.4206 | 646.4638 | 152.8204 | 199.9196 | 3777.208 | 3625.9746 | 3785.312 | 3743.1306 | 3642.53 | 3538.3281 | 0 | -1080.5876
2030-03-19 | 18 | 460.4206 | 460.4206 | 646.4638 | 265.9789 | 199.9196 | 3777.208 | 3625.9746 | 3785.312 | 3743.1306 | 3642.53 | 3538.3291 | 5.2007 | -1080.5876
2030-03-19 | 19 | 460.4206 | 460.4206 | 484.8478 | 199.9196 | 244.2648 | 3777.208 | 3625.9746 | 3785.312 | 3743.1306 | 3642.53 | 3538.3291 | 274.7868 | -1.6451e-05
2030-03-19 | 20 | 336.9933 | 460.4206 | 646.4638 | 199.9196 | 199.9196 | 3777.208 | 3625.9746 | 3785.312 | 3743.1306 | 3642.53 | 3538.3291 | 94.1997 | -1080.5876
2030-03-19 | 21 | 306.9471 | 302.7057 | 0 | 199.9196 | 230.3302 | 3777.208 | 3625.9746 | 3785.312 | 3743.1306 | 3642.53 | 3538.3291 | 214.7567 | -1080.5876
2030-03-19 | 22 | 153.4735 | 153.4735 | 0 | 199.9196 | 199.9196 | 3777.208 | 3625.9746 | 3785.312 | 3743.1306 | 3642.53 | 3538.3291 | 285.3813 | -1080.5876
2030-03-19 | 23 | 153.4735 | 153.4735 | 284.5306 | 266.4472 | 266.4473 | 3777.208 | 3625.9746 | 3785.312 | 3743.1306 | 3642.53 | 3538.3291 | 0 | 1080.5876
2030-03-19 | 24 | 153.4735 | 153.4735 | 0 | 0 | 0 | 3777.208 | 3625.9746 | 3785.312 | 3743.1306 | 3642.53 | 3538.3291 | 0 | -1080.5876
2030-03-20 | 1 | 153.4735 | 153.4735 | 0 | 0 | 0 | 3777.208 | 3625.9746 | 3785.312 | 3743.1306 | 3642.53 | 3538.3291 | 0 | -1080.5876
2030-03-20 | 2 | 0 | 0 | 434.8748 | 161.3666 | 133.1675 | 3777.208 | 3625.9746 | 3785.312 | 3743.1306 | 3642.53 | 3538.3291 | 0 | 1080.5876
2030-03-20 | 3 | 153.4735 | 153.4735 | 0 | 0 | 0 | 3777.208 | 3625.9746 | 3785.312 | 3743.1306 | 3642.53 | 3538.3291 | 0 | -1080.5876
2030-03-20 | 4 | 153.4735 | 153.4735 | 0 | 0 | 0 | 3777.208 | 3625.9746 | 3785.312 | 3743.1306 | 3642.53 | 3538.3291 | 0 | -700.9775
2030-03-20 | 5 | 153.4735 | 153.4735 | 0 | 0 | 0 | 3777.208 | 3625.9746 | 3785.312 | 3743.1306 | 3642.53 | 3538.3291 | 0 | -1080.5876
2030-03-20 | 6 | 0 | 0 | 646.4638 | 266.4473 | 266.4473 | 3777.208 | 3625.9746 | 3785.312 | 3743.1306 | 3642.53 | 3538.3291 | 0 | 1080.5876
2030-03-20 | 7 | 153.4735 | 153.4735 | 0 | 0 | 0 | 3777.208 | 3625.9746 | 3785.312 | 3743.1306 | 3642.53 | 3538.3291 | 0 | -1080.5876
2030-03-20 | 8 | 153.4735 | 153.4735 | 0 | 46.457 | 0 | 3777.208 | 3625.9746 | 3785.312 | 3743.1306 | 3642.53 | 3538.3291 | 0 | -1080.5876
2030-03-20 | 9 | 15.9364 | 153.4735 | 646.4638 | 199.9196 | 170.8685 | 3777.208 | 3625.9746 | 3785.312 | 3743.1306 | 3642.53 | 3538.3291 | 0 | -1080.5876
2030-03-20 | 10 | 153.4735 | 153.4735 | 646.4638 | 199.9196 | 199.9196 | 3777.208 | 3625.9746 | 3785.312 | 3743.1306 | 3642.53 | 3538.3291 | 0 | -1080.5876
2030-03-20 | 11 | 153.4735 | 153.4735 | 646.4638 | 199.9196 | 199.9196 | 3777.208 | 3625.9746 | 3785.312 | 3743.1306 | 3642.53 | 3538.3291 | 0 | -1080.5876
2030-03-20 | 12 | 153.4735 | 153.4735 | 646.4638 | 199.9196 | 205.2898 | 3777.208 | 3625.9746 | 3785.312 | 3743.1306 | 3642.53 | 3538.3291 | 0 | -1080.5876
2030-03-20 | 13 | 153.4735 | 153.4735 | 484.8478 | 26.3325 | 0 | 3777.208 | 3625.9756 | 3785.312 | 3743.1306 | 3642.53 | 3538.3291 | 0 | -1080.5876
2030-03-20 | 14 | 153.4735 | 153.4735 | 193.6973 | 0 | 0 | 3777.208 | 3625.9746 | 3785.312 | 3743.1306 | 3642.53 | 3538.3291 | 0 | -1080.5876
2030-03-20 | 15 | 153.4735 | 153.4735 | 0 | 0 | 0 | 3777.208 | 3625.9746 | 3785.312 | 3743.1306 | 3642.53 | 3538.3291 | 0 | -1080.5876
2030-03-20 | 16 | 153.4735 | 153.4735 | 0 | 0 | 0 | 3777.208 | 3625.9746 | 3785.312 | 3743.1306 | 3642.53 | 3538.3291 | 0 | -1080.5876
2030-03-20 | 17 | 0 | 0 | 0 | 0 | 0 | 3777.208 | 3625.9746 | 3785.312 | 3743.1306 | 3642.53 | 3538.3291 | 0 | -1080.5876
2030-03-20 | 18 | 0 | 0 | 0 | 0 | 0 | 3777.208 | 3625.9746 | 3785.312 | 3743.1306 | 3642.53 | 3538.3291 | 0 | -1080.5876
2030-03-20 | 19 | 153.4735 | 79.6544 | 0 | 0 | 0 | 3777.208 | 3625.9746 | 3785.312 | 3743.1306 | 3642.53 | 3538.3291 | 0 | -1080.5876
2030-03-20 | 20 | 0 | 0 | 0 | 0 | 0 | 3777.208 | 3625.9746 | 3785.312 | 3743.1306 | 3642.53 | 3538.3291 | 0 | -1080.5876
2030-03-20 | 21 | 0 | 0 | 0 | 0 | 0 | 3777.208 | 3625.9746 | 3785.312 | 3743.1306 | 3642.53 | 3538.3291 | 0 | -1080.5876
2030-03-20 | 22 | 0 | 0 | 0 | 0 | 0 | 3777.208 | 3625.9746 | 3785.312 | 3743.1306 | 3642.53 | 3538.3291 | 485.2698 | -1080.5876
2030-03-20 | 23 | 0 | 0 | 0 | 0 | 0 | 3777.208 | 3625.9746 | 3785.312 | 3743.1306 | 3642.53 | 3538.3291 | 153.0179 | -1080.5876
2030-03-20 | 24 | 0 | 0 | 0 | 0 | 0 | 3777.208 | 3625.9746 | 3785.312 | 3743.1306 | 3642.53 | 3538.3291 | 0 | -1080.5876
2030-03-21 | 1 | 0 | 0 | 0 | 180.5722 | 133.2797 | 3777.208 | 3625.9734 | 3785.312 | 3743.1306 | 3642.53 | 3538.3291 | 0 | -1080.5876
2030-03-21 | 2 | 0 | 0 | 0 | 266.4472 | 266.4472 | 3777.208 | 3625.9746 | 3785.312 | 3743.1306 | 3642.53 | 3538.3291 | 0 | -1080.5876
2030-03-21 | 3 | 0 | 0 | 0 | 266.4473 | 266.4473 | 3777.208 | 3625.9746 | 3785.312 | 3743.1306 | 3642.53 | 3538.3291 | 0 | -1080.5876
2030-03-21 | 4 | 0 | 0 | 0 | 266.4472 | 266.4472 | 3777.208 | 3625.9746 | 3785.312 | 3743.1306 | 3642.53 | 3538.3291 | 0 | -1080.5876
2030-03-21 | 5 | 0 | 0 | 0 | 199.9196 | 199.9196 | 3777.208 | 3625.9746 | 3785.312 | 3743.1306 | 3642.53 | 3538.3291 | 0 | -1080.5876
2030-03-21 | 6 | 0 | 0 | 0 | 0 | 0 | 3777.208 | 3625.9746 | 3785.312 | 3743.1306 | 3642.53 | 3538.3291 | 0 | -1080.5876
2030-03-21 | 7 | 0 | 0 | 0 | 0 | 0 | 3531.4446 | 3625.9746 | 3785.312 | 3743.1306 | 3642.53 | 3538.3291 | 0 | -1080.5876
2030-03-21 | 8 | 0 | 0 | 327.1314 | 199.9196 | 229.5911 | 3128.7834 | 3625.9746 | 3785.312 | 3743.1306 | 3642.53 | 3538.3291 | 0 | 1080.5876
2030-03-21 | 9 | 153.4735 | 153.4735 | 0 | 66.6399 | 42.7801 | 3551.6162 | 3625.9746 | 3785.312 | 3743.1306 | 3642.53 | 3538.3291 | 0 | -1080.5876
2030-03-21 | 10 | 153.4735 | 153.4735 | 0 | 124.1249 | 66.6399 | 3590.77 | 3625.9746 | 3785.312 | 3743.1306 | 3642.53 | 3538.3291 | 0 | -1080.5876
2030-03-21 | 11 | 153.4735 | 153.4735 | 0 | 113.1602 | 133.2797 | 3749.9426 | 3625.9746 | 3785.312 | 3743.1306 | 3642.53 | 3538.3291 | 0 | -1080.5876
2030-03-21 | 12 | 153.4735 | 153.4735 | 0 | 133.2797 | 116.5103 | 3777.208 | 3625.9746 | 3785.312 | 3743.1306 | 3642.53 | 3538.3291 | 230.6796 | -1080.5876
2030-03-21 | 13 | 153.4735 | 153.4735 | 0 | 117.0175 | 133.2797 | 3777.208 | 3625.9746 | 3785.312 | 3743.1306 | 3642.53 | 3538.3291 | 0 | -1080.5876
2030-03-21 | 14 | 153.4735 | 153.4735 | 0 | 0 | 0 | 3777.208 | 3625.9746 | 2894.3972 | 3743.1306 | 3642.53 | 3538.3291 | 47.9364 | -1080.5876
2030-03-21 | 15 | 153.4735 | 153.4735 | 0 | 0 | 0 | 3777.208 | 3625.9746 | 1521.6191 | 3743.1306 | 3642.53 | 3538.3291 | 0 | -1080.5876
2030-03-21 | 16 | 153.4735 | 153.4735 | 0 | 0 | 0 | 3777.208 | 3625.9746 | -2642.0349 | 3743.1306 | 3642.53 | 3538.3291 | 0 | -1080.5876
2030-03-21 | 17 | 153.4735 | 153.4735 | 0 | 0 | 0 | 3777.208 | 3625.9746 | -2875.1875 | -0.0010018 | 2120.2876 | 3538.3291 | 0 | -1080.5876
2030-03-21 | 18 | 153.4735 | 153.4735 | 199.5623 | 0 | 0 | 3777.208 | 230.4153 | -2576.0635 | 868.1206 | 1821.265 | 3538.3291 | 0 | -1080.5876
2030-03-21 | 19 | 153.4735 | 153.4735 | 471.8712 | 0 | 0 | 3777.208 | 215.8947 | -1699.5989 | -1871.5653 | 1821.265 | 3538.3291 | 0 | -1080.5876
2030-03-21 | 20 | 153.4735 | 153.4735 | 646.4638 | 0 | 0 | 2638.168 | 168.9184 | -999.2087 | 719.8198 | 1821.265 | 3538.3291 | 0 | -1080.5876
2030-03-21 | 21 | 153.4735 | 153.4735 | 646.4638 | 66.6399 | 66.6399 | 1888.604 | 168.9193 | -764.8762 | 233.1682 | 1821.265 | 1769.1646 | 0 | -1080.5876
2030-03-21 | 22 | 153.4735 | 153.4735 | 646.4638 | 0 | 0 | 1888.604 | 168.9192 | -208.993 | 0 | 1821.265 | 2234.8879 | 0 | -1080.5876
2030-03-21 | 23 | 153.4735 | 153.4735 | 646.4638 | 0 | 0 | 1888.604 | 166.8606 | -272.8444 | 0 | 2860.5767 | 221.0085 | 0 | -1080.5876
2030-03-21 | 24 | 153.4735 | 153.4735 | 0 | 0 | 0 | 2333.1248 | 166.8607 | -242.8404 | -1756.677 | 1821.265 | -55.8179 | 0 | -1080.5876
2030-03-22 | 1 | 153.4735 | 153.4735 | 398.0531 | 0 | 0 | 3298.9155 | 166.8604 | 462.3619 | -651.2523 | 1821.265 | 1769.1646 | 0 | -1080.5876
2030-03-22 | 2 | 153.4735 | 153.4735 | 0 | 0 | 0 | 3777.208 | 747.0271 | 273.4283 | -1834.4399 | 3444.2485 | 3538.3291 | 0 | -1080.5876
2030-03-22 | 3 | 153.4735 | 153.4735 | 40.5639 | 0 | 0 | 3777.208 | 2198.9331 | 840.9517 | -2765.384 | 1821.265 | 3538.3291 | 0 | -1080.5876
2030-03-22 | 4 | 153.4735 | 153.4735 | 0 | 0 | 0 | 3777.208 | 1812.9873 | 594.6376 | -3743.1306 | 2013.119 | 3538.3291 | 0 | -1080.5876
2030-03-22 | 5 | 153.4735 | 153.4735 | 187.1038 | 0 | 0 | 3492.3501 | 168.9199 | 0 | 0 | 3623.0813 | 3538.3291 | 0 | -1080.5876
2030-03-22 | 6 | 153.4735 | 153.4735 | 484.8478 | 0 | 0 | 3777.208 | 168.9201 | 338.1899 | -1014.4697 | 1821.265 | 3538.3291 | 0 | -1080.5876
2030-03-22 | 7 | 153.4735 | 153.4735 | 646.4638 | 0 | 0 | 1888.604 | 168.9205 | 0 | 957.7485 | 3624.2395 | 3538.3291 | 0 | -1080.5876
2030-03-22 | 8 | 153.4735 | 153.4735 | 646.4638 | 0 | 0 | 1888.604 | 168.9213 | 0 | 0 | 2657.625 | 3538.3291 | 0 | -1080.5876
2030-03-22 | 9 | 153.4735 | 153.4735 | 646.4638 | 0 | 0 | 1888.604 | 168.9206 | 139.5183 | 0 | 1821.265 | 1769.1646 | 0 | -1080.5876
2030-03-22 | 10 | 153.4735 | 153.4735 | 646.4638 | 0 | 0 | 1888.604 | 168.9193 | -123.8453 | -1193.5383 | 1821.265 | 1769.1646 | 0 | -1080.5876
2030-03-22 | 11 | 153.4735 | 153.4735 | 646.4638 | 0 | 0 | 1888.604 | 166.8609 | -314.6308 | -965.3173 | 1821.265 | 1389.9525 | 117.7802 | -1080.5876
2030-03-22 | 12 | 153.4735 | 153.4735 | 323.2319 | 0 | 0 | 1888.604 | 166.8605 | -192.3074 | -923.2975 | 1821.265 | 490.3887 | 468.843 | -1080.5876
2030-03-22 | 13 | 153.4735 | 153.4735 | 421.5471 | 0 | 0 | 1888.604 | 166.8605 | -174.9208 | -956.6152 | 1821.265 | 480.2846 | 485.2698 | -1080.5876
2030-03-22 | 14 | 153.4735 | 153.4735 | 484.8478 | 0 | 0 | 1888.604 | 168.9197 | -204.3975 | -883.9874 | 1821.265 | 1316.7395 | 485.2698 | -1080.5876
2030-03-22 | 15 | 153.4735 | 153.4735 | 646.4638 | 0 | 0 | 1888.604 | 168.9196 | -498.4978 | -749.4003 | 1821.265 | 221.0109 | 201.6203 | -1080.5876
2030-03-22 | 16 | 153.4735 | 153.4735 | 646.4638 | 0 | 0 | 1888.604 | 166.8608 | -844.8159 | -391.688 | 1821.265 | 221.0068 | 647.0264 | -1080.5876
2030-03-22 | 17 | 153.4735 | 153.4735 | 646.4638 | 0 | 0 | 1888.604 | 166.8609 | -997.8129 | -154.0641 | 1821.265 | 221.008 | 622.5562 | -1080.5876
2030-03-22 | 18 | 153.4735 | 153.4735 | 646.4638 | 0 | 0 | 1888.604 | 168.9195 | -711.1685 | 0 | 1821.265 | 1422.8669 | 136.1054 | -1080.5876
2030-03-22 | 19 | 153.4735 | 153.4735 | 646.4638 | 0 | 0 | 1888.604 | 168.9193 | -982.8447 | 0 | 1821.265 | 1761.5457 | 0 | -1080.5876
2030-03-22 | 20 | 153.4735 | 153.4735 | 646.4638 | 0 | 0 | 1888.604 | 168.919 | -1444.0625 | 373.4781 | 3642.53 | 1769.1646 | 0 | -1080.5876
2030-03-22 | 21 | 153.4735 | 153.4735 | 646.4638 | 0 | 0 | 1888.604 | 168.9197 | -1375.7517 | 1741.3159 | 1821.265 | 1769.1646 | 204.8509 | -1080.5876
2030-03-22 | 22 | 153.4735 | 153.4735 | 484.8478 | 0 | 0 | 1888.604 | 168.9203 | -1884.8817 | 1871.5653 | 1821.265 | 2358.0273 | 0 | -1080.5876
2030-03-22 | 23 | 153.4735 | 153.4735 | 561.9282 | 0 | 0 | 1888.604 | 168.9196 | -2132.5383 | 289.6134 | 1821.265 | 1769.1646 | 0 | -1080.5876
2030-03-22 | 24 | 153.4735 | 153.4735 | 484.8478 | 0 | 0 | 1888.604 | 166.8608 | -1785.6498 | -10.2158 | 1821.265 | 661.9928 | 323.5132 | -1080.5876
2030-03-23 | 1 | 153.4735 | 153.4735 | 646.4638 | 0 | 0 | 1888.604 | 166.8608 | -819.9458 | 0 | 1114.5143 | 221.0096 | 0 | -1080.5876
2030-03-23 | 2 | 153.4735 | 153.4735 | 646.4638 | 0 | 0 | 2524.052 | 166.8609 | -356.1357 | 0 | 0 | 1058.1985 | 0 | -1080.5876
2030-03-23 | 3 | 153.4735 | 153.4735 | 266.8799 | 66.6399 | 86.0633 | 2302.6694 | 166.8606 | 0 | 0 | 0 | 221.0074 | 0 | -1080.5876
2030-03-23 | 4 | 153.4735 | 153.4735 | 271.1541 | 81.0409 | 66.6399 | 1888.604 | 166.8608 | 0 | 0 | 0 | 221.009 | 0 | -1080.5876
2030-03-23 | 5 | 153.4735 | 153.4735 | 369.0323 | 66.6399 | 42.7705 | 1888.604 | 166.8603 | 0 | 0 | 238.8168 | 221.0086 | 0 | -1080.5876
2030-03-23 | 6 | 153.4735 | 153.4735 | 485.3229 | 53.0532 | 66.6399 | 3777.208 | 166.8606 | -884.1135 | 1871.5653 | 1821.265 | 221.0077 | 0 | -1080.5876
2030-03-23 | 7 | 153.4735 | 153.4735 | 0 | 66.6399 | 70.6615 | 3777.208 | 166.8606 | -68.2152 | 1871.5653 | 3500.0535 | 221.0098 | 0 | -1080.5876
2030-03-23 | 8 | 153.4735 | 153.4735 | 0 | 66.6399 | 57.7239 | 3777.208 | 166.8603 | 0 | 1871.5653 | 2718.2529 | 221.0084 | 0 | -1080.5876
2030-03-23 | 9 | 295.9091 | 153.4735 | 254.4881 | 266.4473 | 266.4473 | 3777.208 | 166.8607 | 392.1907 | 1871.5653 | 2765.3774 | 1217.0403 | 0 | -1080.5876
2030-03-23 | 10 | 274.3702 | 306.9471 | 646.4638 | 199.9196 | 231.45 | 3777.208 | 168.9198 | -347.8232 | 1393.5835 | 1821.265 | 2322.8931 | 0 | -1080.5876
2030-03-23 | 11 | 306.9471 | 248.7624 | 484.8478 | 199.9196 | 245.4368 | 3777.208 | 168.919 | -880.9032 | 1215.1628 | 1821.265 | 1769.1646 | 0 | -1080.5876
2030-03-23 | 12 | 306.9471 | 284.6626 | 112.7802 | 199.9196 | 199.9196 | 3777.208 | 168.9197 | -636.9298 | 1130.4142 | 1821.265 | 1769.1646 | 323.5132 | -1080.5876
2030-03-23 | 13 | 306.9471 | 297.3827 | 0 | 199.9196 | 199.9196 | 3777.208 | 168.9194 | -196.5759 | 1383.8448 | 1821.265 | 3538.3291 | 270.4037 | -1080.5876
2030-03-23 | 14 | 153.4735 | 270.2286 | 646.4638 | 266.4473 | 266.4473 | 3777.208 | 168.9198 | 293.8354 | 1871.5653 | 2157.5281 | 2978.0095 | 0 | -1080.5876
2030-03-23 | 15 | 153.4735 | 267.5177 | 0 | 207.1001 | 199.9196 | 3777.208 | 168.9193 | 223.5053 | 1370.5995 | 1821.265 | 1993.7885 | 323.5132 | -1080.5876
2030-03-23 | 16 | 153.4735 | 153.4735 | 77.2837 | 88.8103 | 133.2797 | 3777.208 | 166.8608 | -11.8471 | 1120.2463 | 1287.415 | 1554.2455 | 387.0592 | -1080.5876
2030-03-23 | 17 | 153.4735 | 153.4735 | 524.7007 | 0 | 0 | 3777.208 | 168.9208 | -371.2739 | 1871.5653 | 186.1488 | 2140.1685 | 0 | -1080.5876
2030-03-23 | 18 | 153.4735 | 153.4735 | 0 | 0 | 0 | 3777.208 | 168.9192 | -819.982 | 1871.5653 | 1821.265 | 2436.9749 | 393.2377 | -1080.5876
2030-03-23 | 19 | 153.4735 | 153.4735 | 0 | 0 | 0 | 3777.208 | 215.8931 | -656.0016 | 2789.9207 | 1821.265 | 3538.3291 | 481.8664 | -1080.5876
2030-03-23 | 20 | 153.4735 | 153.4735 | 646.4638 | 0 | 0 | 3777.208 | 168.9202 | -27.8318 | 1871.5653 | 3642.53 | 2655.873 | 0 | -1080.5876
2030-03-23 | 21 | 153.4735 | 153.4735 | 577.096 | 66.6399 | 33.6901 | 3777.208 | 168.9194 | 1508.5681 | 1871.5653 | 3642.53 | 2525.6624 | 0 | -1080.5876
2030-03-23 | 22 | 153.4735 | 249.0027 | 646.4638 | 199.9196 | 199.9196 | 3777.208 | 1812.9873 | 62.2835 | 1871.5653 | 2495.6252 | 3469.0203 | 0 | -1080.5876
2030-03-23 | 23 | 153.4735 | 153.4735 | 0 | 248.4201 | 266.4472 | 3777.208 | 1812.9873 | 445.1497 | 3050.531 | 3642.53 | 2210.6394 | 0 | -1080.5876
2030-03-23 | 24 | 153.4735 | 182.0468 | 0 | 266.4473 | 266.4473 | 3777.208 | 215.8927 | -28.8538 | 2703.4275 | 3642.53 | 1769.1646 | 485.2698 | -1080.5876
2030-03-24 | 1 | 153.4735 | 153.4735 | 0 | 118.6636 | 66.6399 | 3777.208 | 593.5431 | -31.5956 | 2733.1521 | 3642.53 | 3538.3291 | 268.4597 | -1080.5876
2030-03-24 | 2 | 153.4735 | 153.4735 | 0 | 79.0377 | 133.2797 | 3777.208 | 373.8049 | -218.9606 | 2895.4773 | 3642.53 | 3538.3291 | 0 | -1080.5876
2030-03-24 | 3 | 153.4735 | 153.4735 | 0 | 133.2797 | 127.9883 | 3777.208 | 168.9192 | -595.9838 | 1871.5653 | 2934.8071 | 1614.2123 | 0 | -1080.5876
2030-03-24 | 4 | 153.4735 | 153.4735 | 0 | 0 | 51.3289 | 3777.208 | 168.9191 | -803.0635 | 1871.5653 | 2735.5554 | 2157.6323 | 0 | -1080.5876
2030-03-24 | 5 | 153.4735 | 153.4735 | 0 | 0 | 0 | 3777.208 | 501.9382 | -1437.3356 | 1871.5653 | 1821.265 | 3538.3291 | 0 | -1080.5876
2030-03-24 | 6 | 153.4735 | 153.4735 | 0 | 0 | 0 | 3777.208 | 1098.3254 | -1645.9702 | 1439.809 | 1821.265 | 3538.3291 | 0 | -1080.5876
2030-03-24 | 7 | 153.4735 | 153.4735 | 0 | 0 | 0 | 3777.208 | 1971.7145 | -1950.6088 | 1871.5653 | 1821.265 | 3538.3291 | 0 | -1080.5876
2030-03-24 | 8 | 153.4735 | 153.4735 | 157.7211 | 0 | 0 | 3777.208 | 1812.9873 | -2205.1023 | 1871.5653 | 1821.265 | 3538.3291 | 0 | -1080.5876
2030-03-24 | 9 | 153.4735 | 153.4735 | 646.4638 | 0 | 0 | 3777.208 | 1812.9873 | -2088.1448 | 2319.4929 | 2725.7964 | 3538.3291 | 0 | -1080.5876
2030-03-24 | 10 | 153.4735 | 153.4735 | 0 | 0 | 0 | 3777.208 | 3285.6094 | -2601.6746 | 1871.5653 | 1821.265 | 3538.3291 | 485.2698 | -1080.5876
2030-03-24 | 11 | 153.4735 | 153.4735 | 0 | 0 | 0 | 3777.208 | 1948.9663 | -2644.6687 | 1871.5653 | 1821.265 | 3538.3291 | 485.2698 | -1080.5876
2030-03-24 | 12 | 153.4735 | 153.4735 | 0 | 0 | 0 | 3777.208 | 366.8998 | -1718.739 | 1871.5653 | 0 | 3538.3291 | 485.2698 | -1080.5876
2030-03-24 | 13 | 153.4735 | 153.4735 | 484.8478 | 0 | 0 | 3777.208 | 168.9194 | -1359.2855 | 1871.5653 | 253.2763 | 1769.1646 | 0 | -1080.5876
2030-03-24 | 14 | 153.4735 | 153.4735 | 484.8478 | 0 | 0 | 3777.208 | 168.9196 | -949.0505 | 1648.0752 | 0 | 894.3965 | 0 | -1080.5876
2030-03-24 | 15 | 153.4735 | 153.4735 | 103.823 | 0 | 0 | 2550.2454 | 168.9116 | -765.3273 | 1871.5653 | 0 | 871.045 | 323.5132 | -1080.5876
2030-03-24 | 16 | 153.4735 | 153.4735 | 484.8478 | 0 | 0 | 1888.604 | 166.8608 | 0 | 1871.5653 | 356.9818 | 221.0072 | 16.9604 | -1080.5876
2030-03-24 | 17 | 153.4735 | 153.4735 | 484.8478 | 0 | 0 | 1888.604 | 166.8609 | 0 | 1871.5653 | 1478.4126 | 221.0082 | 90.1112 | -1080.5876
2030-03-24 | 18 | 153.4735 | 153.4735 | 646.4638 | 0 | 0 | 2178.2839 | 168.9196 | -855.2332 | 1871.5653 | 996.2658 | 221.0083 | 0 | -1080.5876
2030-03-24 | 19 | 153.4735 | 153.4735 | 323.2319 | 0 | 0 | 3777.208 | 168.9202 | -782.7989 | 1652.6283 | 1821.265 | 3538.3291 | 0 | -1080.5876
2030-03-24 | 20 | 153.4735 | 153.4735 | 484.8478 | 0 | 0 | 3777.208 | 1812.9873 | -709.9294 | 462.0365 | 1821.265 | 3538.3291 | 0 | -1080.5876
2030-03-24 | 21 | 153.4735 | 153.4735 | 646.4638 | 0 | 0 | 3193.6748 | 168.92 | -650.1058 | 0 | 1789.5134 | 3538.3291 | 0 | -1080.5876
2030-03-24 | 22 | 153.4735 | 153.4735 | 646.4638 | 0 | 0 | 2306.6814 | 168.9196 | 0 | 1434.2789 | 0 | 1769.1646 | 0 | -1080.5876
2030-03-24 | 23 | 153.4735 | 153.4735 | 646.4638 | 0 | 0 | 1888.604 | 168.9195 | 0 | 1036.8857 | 0 | 1527.5538 | 0 | -1080.5876
2030-03-24 | 24 | 153.4735 | 153.4735 | 646.4638 | 0 | 0 | 1888.604 | 166.8607 | 0 | 1871.5653 | 1821.265 | 221.0092 | 0 | -1080.5876
2030-03-25 | 1 | 153.4735 | 153.4735 | 484.8478 | 0 | 0 | 3777.208 | 53.7305 | -202.6127 | -1871.5653 | -1821.265 | -1090.6902 | 0 | -1080.5876
2030-03-25 | 2 | 153.4735 | 153.4735 | 0 | 0 | 0 | 3777.208 | 215.8912 | -219.189 | 388.5411 | -3.2425e-05 | 3538.3291 | 0 | -1080.5876
2030-03-25 | 3 | 153.4735 | 153.4735 | 0 | 0 | 0 | 3777.208 | 2218.0156 | -558.3513 | -1871.5653 | 1197.594 | 3538.3291 | 0 | -1080.5876
2030-03-25 | 4 | 153.4735 | 153.4735 | 382.8805 | 0 | 0 | 3777.208 | 3625.9746 | 0 | 188.3273 | 990.7745 | 3538.3291 | 0 | -1080.5876
2030-03-25 | 5 | 153.4735 | 153.4735 | 0 | 0 | 0 | 3777.208 | 3625.9746 | 269.1191 | 847.005 | 928.6255 | 3538.3291 | 0 | -1080.5876
2030-03-25 | 6 | 153.4735 | 153.4735 | 0 | 0 | 0 | 3777.208 | 3625.9746 | 294.8358 | -2.5272e-05 | 866.2468 | 3538.3291 | 0 | -1080.5876
2030-03-25 | 7 | 153.4735 | 153.4735 | 0 | 0 | 0 | 2662.3237 | 3625.9746 | -3.7193e-05 | -2.5272e-05 | 2681.2947 | 3538.3291 | 0 | -1080.5876
2030-03-25 | 8 | 153.4735 | 153.4735 | 0 | 0 | 0 | 2863.1609 | 2842.3926 | 307.6842 | -2.5272e-05 | 1821.265 | 3538.3291 | 0 | -1080.5876
2030-03-25 | 9 | 153.4735 | 153.4735 | 523.6534 | 0 | 0 | 3777.208 | 1812.9873 | 1079.6216 | -1871.5653 | 508.0565 | 3538.3291 | 0 | -1080.5876
2030-03-25 | 10 | 153.4735 | 153.4735 | 0 | 0 | 0 | 3777.208 | 1897.1479 | 1071.3705 | -1871.5653 | -120.207 | 3538.3291 | 0 | -1080.5876
2030-03-25 | 11 | 153.4735 | 153.4735 | 0 | 0 | 0 | 3777.208 | 2748.7505 | 1002.0725 | -2655.3779 | -3.2425e-05 | 3538.3291 | 0 | -1080.5876
2030-03-25 | 12 | 153.4735 | 153.4735 | 373.5566 | 0 | 0 | 3777.208 | 474.5107 | 984.5947 | -1871.5663 | -2.7641 | 3538.3291 | 0 | -1080.5876
2030-03-25 | 13 | 153.4735 | 153.4735 | 484.8478 | 0 | 0 | 3777.208 | 215.8925 | 1892.656 | -872.5076 | -1599.2815 | 437.686 | 0 | -1080.5876
2030-03-25 | 14 | 153.4735 | 153.4735 | 637.3028 | 0 | 0 | 3777.208 | 213.8932 | 1892.656 | -1871.5653 | -2085.4487 | 265.2398 | 0 | -1080.5876
2030-03-25 | 15 | 153.4735 | 153.4735 | 639.1199 | 0 | 0 | 3777.208 | 213.8929 | 1892.656 | -3007.6211 | -1821.265 | 265.2417 | 0 | -1080.5876
2030-03-25 | 16 | 153.4735 | 153.4735 | 484.8478 | 0 | 0 | 3003.4531 | 202.1512 | 1683.7506 | -2353.072 | -1821.265 | -1117.2777 | 0 | -1080.5876
2030-03-25 | 17 | 153.4735 | 153.4735 | 323.2319 | 0 | 0 | 3777.208 | 213.8936 | 1870.7582 | -1624.4009 | -1821.265 | 265.2431 | 0 | -1080.5876
2030-03-25 | 18 | 153.4735 | 240.6108 | 0 | 133.2797 | 106.2434 | 3777.208 | 213.8929 | 1186.02 | -3231.8237 | -3.2425e-05 | 1465.085 | 0 | -1080.5876
2030-03-25 | 19 | 460.4206 | 460.4206 | 0 | 133.2797 | 70.0995 | 3777.208 | 213.8929 | 1331.6357 | -3531.5842 | -3.2425e-05 | 2586.7969 | 0 | -1080.5876
2030-03-25 | 20 | 415.893 | 306.9471 | 0 | 199.9196 | 199.9196 | 2070.6868 | 610.5265 | 1256.0579 | -1871.5653 | 899.0193 | 3538.3291 | 0 | -1080.5876
2030-03-25 | 21 | 446.3266 | 306.9471 | 646.4638 | 199.9196 | 199.9196 | 2899.5754 | 215.8918 | 1716.3167 | -1871.5653 | -3.2425e-05 | 2080.042 | 0 | -1080.5876
2030-03-25 | 22 | 334.1769 | 460.4206 | 0 | 199.9196 | 199.9196 | 3777.208 | 213.8929 | 1829.6406 | -2534.8923 | -0.001009 | 2300.2964 | 0 | -1080.5876
2030-03-25 | 23 | 460.4206 | 404.3595 | 0 | 199.9196 | 199.9196 | 3777.208 | 213.8928 | 1855.5586 | -2793.0349 | -3.2425e-05 | 1769.1646 | 0 | -1080.5876
2030-03-25 | 24 | 460.4206 | 460.4206 | 0 | 199.9196 | 199.9196 | 3777.208 | 213.8936 | 1105.2668 | -3677.5046 | 1556.7528 | 2971.7351 | 0 | -1080.5876
2030-03-26 | 1 | 460.4206 | 430.1835 | 0 | 133.2797 | 127.4054 | 3777.208 | 3625.9746 | 0.0010614 | -2136.3062 | 3531.6238 | 3538.3291 | 0 | -1080.5876
2030-03-26 | 2 | 460.4206 | 460.4206 | 0 | 133.2797 | 140.1978 | 3777.208 | 3625.9746 | 360.7045 | 3743.1306 | 3642.53 | 3538.3291 | 0 | -1080.5876
2030-03-26 | 3 | 460.4206 | 460.4206 | 0 | 199.9196 | 199.9196 | 3777.208 | 3625.9746 | 2089.387 | 3743.1306 | 3642.53 | 3538.3291 | 0 | -1080.5876
2030-03-26 | 4 | 460.4206 | 312.6068 | 0 | 199.9196 | 199.9196 | 3777.208 | 3625.9746 | 2904.3105 | 3743.1294 | 3642.53 | 3538.3291 | 0 | -1080.5876
2030-03-26 | 5 | 153.4735 | 153.4735 | 0 | 266.4473 | 266.4472 | 3777.208 | 3625.9746 | 3648.2434 | 3743.1306 | 3642.53 | 3538.3291 | 0 | -1080.5876
2030-03-26 | 6 | 153.4735 | 153.4735 | 0 | 199.9196 | 263.4783 | 3777.208 | 3625.9746 | 3785.312 | 3743.1306 | 3642.53 | 3538.3291 | 0 | -1080.5876
2030-03-26 | 7 | 153.4735 | 153.4735 | 0 | 192.2879 | 133.2797 | 3777.208 | 3625.9746 | 3785.312 | 3743.1306 | 3642.53 | 3538.3291 | 0 | -1080.5876
2030-03-26 | 8 | 153.4735 | 153.4735 | 0 | 89.1569 | 133.2797 | 3777.208 | 3625.9746 | 3785.312 | 3743.1306 | 3642.53 | 3538.3291 | 0 | -1080.5876
2030-03-26 | 9 | 153.4735 | 153.4735 | 0 | 133.2797 | 133.2797 | 3777.208 | 3625.9746 | 3785.312 | 3743.1306 | 3642.53 | 3538.3291 | 0 | -1080.5876
2030-03-26 | 10 | 153.4735 | 153.4735 | 0 | 133.2797 | 179.2696 | 3777.208 | 3625.9746 | 3785.312 | 3743.1306 | 3642.53 | 3538.3291 | 0 | -1080.5876
2030-03-26 | 11 | 153.4735 | 153.4735 | 0 | 135.8649 | 133.2797 | 3777.208 | 3625.9746 | 3785.312 | 3743.1306 | 3642.53 | 3538.3291 | 0 | -1080.5876
2030-03-26 | 12 | 153.4735 | 153.4735 | 0 | 158.1382 | 133.2797 | 3777.208 | 3625.9746 | 3785.312 | 3743.1306 | 3642.53 | 3538.3291 | 0 | -1080.5876
2030-03-26 | 13 | 153.4735 | 153.4735 | 0 | 66.6399 | 42.3485 | 3777.208 | 3625.9746 | 3785.312 | 3743.1306 | 3642.53 | 3538.3291 | 0 | -1080.5876
2030-03-26 | 14 | 153.4735 | 153.4735 | 0 | 66.6399 | 86.9477 | 3777.208 | 3625.9746 | 3785.312 | 3743.1306 | 3642.53 | 3538.3291 | 0 | -1080.5876
2030-03-26 | 15 | 153.4735 | 153.4735 | 0 | 66.6399 | 60.5989 | 3777.208 | 3625.9746 | 3785.312 | 3743.1306 | 3642.53 | 3538.3291 | 0 | -1080.5876
2030-03-26 | 16 | 153.4735 | 153.4735 | 0 | 66.6399 | 47.6998 | 3777.208 | 3625.9746 | 3785.312 | 3743.1306 | 3642.53 | 3538.3291 | 0 | -1080.5876
2030-03-26 | 17 | 153.4735 | 153.4735 | 0 | 0 | 0 | 3777.208 | 3625.9746 | 3785.312 | 3743.1306 | 3642.53 | 3538.3291 | 0 | -1080.5876
2030-03-26 | 18 | 153.4735 | 153.4735 | 0 | 0 | 0 | 3777.208 | 3625.9746 | 3785.312 | 3743.1306 | 3642.53 | 3538.3291 | 0 | -1080.5876
2030-03-26 | 19 | 153.4735 | 153.4735 | 0 | 0 | 0 | 3777.208 | 3625.9746 | 3785.312 | 3743.1306 | 3642.53 | 3538.3291 | 0 | -1080.5876
2030-03-26 | 20 | 153.4735 | 153.4735 | 0 | 0 | 50.377 | 3777.208 | 3625.9746 | 3785.312 | 3743.1306 | 3642.53 | 3538.3291 | 0 | -1080.5876
2030-03-26 | 21 | 153.4735 | 153.4735 | 0 | 66.6399 | 40.8638 | 3777.208 | 3625.9746 | 3785.312 | 3743.1306 | 3642.53 | 3538.3291 | 0 | -1080.5876
2030-03-26 | 22 | 153.4735 | 153.4735 | 0 | 0 | 60.703 | 3777.208 | 3625.9746 | 3785.312 | 3743.1306 | 3642.53 | 3538.3291 | 0 | -1080.5876
2030-03-26 | 23 | 153.4735 | 153.4735 | 0 | 0 | 23.2764 | 3777.207 | 3625.9746 | 3785.312 | 3743.1306 | 3642.53 | 3538.3291 | 0 | -1080.5876
2030-03-26 | 24 | 153.4735 | 153.4735 | 0 | 133.2797 | 125.6081 | 3777.208 | 3625.9746 | 3785.312 | 3743.1306 | 3642.53 | 3538.3291 | 0 | -1080.5876
2030-03-27 | 1 | 153.4735 | 153.4735 | 0 | 53.4011 | 0 | 3777.208 | 3625.9746 | 3785.312 | 3743.1306 | 3642.53 | 3538.3291 | 0 | -1080.5876
2030-03-27 | 2 | 153.4735 | 153.4735 | 0 | 0 | 0 | 3777.208 | 3625.9746 | 3785.312 | 3743.1306 | 3642.53 | 3538.3291 | 0 | -1080.5876
2030-03-27 | 3 | 153.4735 | 153.4735 | 0 | 154.2509 | 133.2797 | 3777.208 | 3625.9746 | 3785.312 | 3743.1306 | 3642.53 | 3538.3291 | 0 | -1080.5876
2030-03-27 | 4 | 153.4735 | 153.4735 | 0 | 199.9196 | 199.9196 | 3777.208 | 3625.9746 | 3785.312 | 3743.1306 | 3642.53 | 3538.3291 | 0 | -1080.5876
2030-03-27 | 5 | 153.4735 | 153.4735 | 0 | 133.2797 | 133.2797 | 3777.208 | 3625.9746 | 3785.312 | 3743.1306 | 3642.53 | 3538.3291 | 0 | -1080.5876
2030-03-27 | 6 | 153.4735 | 153.4735 | 0 | 199.9196 | 199.9196 | 3777.208 | 3625.9746 | 3785.312 | 3743.1306 | 3642.53 | 3538.3291 | 0 | -1080.5876
2030-03-27 | 7 | 153.4735 | 153.4735 | 0 | 66.6399 | 112.3619 | 3777.208 | 3625.9746 | 3785.312 | 3743.1306 | 3642.53 | 3538.3291 | 0 | -1080.5876
2030-03-27 | 8 | 153.4735 | 153.4735 | 0 | 0 | 0 | 3777.208 | 3625.9746 | 3785.312 | 3743.1306 | 3642.53 | 3538.3291 | 0 | -1080.5876
2030-03-27 | 9 | 153.4735 | 153.4735 | 0 | 0 | 0 | 3777.208 | 3625.9746 | 3785.312 | 3743.1306 | 3642.53 | 3538.3291 | 0 | -1080.5876
2030-03-27 | 10 | 153.4735 | 153.4735 | 0 | 0 | 0 | 3777.208 | 3625.9746 | 3785.312 | 3743.1306 | 3642.53 | 3538.3291 | 0 | -1080.5876
2030-03-27 | 11 | 153.4735 | 153.4735 | 0 | 0 | 0 | 3777.208 | 3625.9746 | 3785.312 | 3743.1306 | 3642.53 | 3538.3291 | 0 | -1080.5876
2030-03-27 | 12 | 153.4735 | 153.4735 | 0 | 0 | 0 | 3777.208 | 3625.9746 | 3785.312 | 3743.1306 | 3642.53 | 3538.3291 | 0 | -1080.5876
2030-03-27 | 13 | 153.4735 | 153.4735 | 0 | 0 | 0 | 3777.208 | 3625.9746 | 3785.312 | 3743.1306 | 3642.53 | 3538.3291 | 72.0944 | -1080.5876
2030-03-27 | 14 | 153.4735 | 153.4735 | 0 | 0 | 0 | 3777.208 | 3625.9746 | 3785.312 | 3743.1306 | 3642.53 | 3538.3291 | 0 | -1080.5876
2030-03-27 | 15 | 153.4735 | 153.4735 | 0 | 0 | 0 | 3777.208 | 3625.9746 | 3785.312 | 3743.1306 | 3642.53 | 3538.3291 | 0 | -1080.5876
2030-03-27 | 16 | 153.4735 | 153.4735 | 0 | 0 | 0 | 3777.207 | 3625.9746 | 3785.312 | 3743.1306 | 3642.53 | 3538.3291 | 0 | -1080.5876
2030-03-27 | 17 | 153.4735 | 153.4735 | 0 | 0 | 0 | 3777.207 | 3625.9746 | 3785.312 | 3743.1306 | 3642.53 | 3538.3291 | 0 | -1080.5876
2030-03-27 | 18 | 153.4735 | 153.4735 | 0 | 0 | 0 | 3777.208 | 3625.9746 | 3785.312 | 3743.1306 | 3642.53 | 3538.3291 | 0 | -1080.5876
2030-03-27 | 19 | 153.4735 | 153.4735 | 0 | 0 | 0 | 3777.208 | 3625.9746 | 3785.312 | 3743.1306 | 3642.53 | 3538.3291 | 0 | -1080.5876
2030-03-27 | 20 | 153.4735 | 153.4735 | 0 | 0 | 0 | 3777.208 | 3625.9746 | 2500.6458 | 3743.1306 | 3642.53 | 3538.3291 | 0 | -1080.5876
2030-03-27 | 21 | 153.4735 | 153.4735 | 0 | 0 | 0 | 3777.208 | 3625.9746 | -952.4009 | 3743.1306 | 3642.53 | 3538.3291 | 0 | -1080.5876
2030-03-27 | 22 | 153.4735 | 153.4735 | 0 | 0 | 0 | 3777.208 | 3625.9746 | 0.0010614 | 3743.1306 | 3642.53 | 3538.3291 | 0 | -1080.5876
2030-03-27 | 23 | 153.4735 | 153.4735 | 0 | 0 | 0 | 3777.208 | 3625.9746 | -1409.7859 | 2464.4197 | 3642.53 | 3002.8596 | 49.4286 | -1080.5876
2030-03-27 | 24 | 153.4735 | 153.4735 | 0 | 0 | 0 | 3777.208 | 3625.9746 | -1686.4664 | 1871.5653 | 3306.2102 | 1769.1646 | 0 | -1080.5876
2030-03-28 | 1 | 153.4735 | 153.4735 | 0 | 0 | 0 | 3777.208 | 3625.9746 | -2951.9741 | 1023.8792 | 3642.53 | 3538.3291 | 0 | -1080.5876
2030-03-28 | 2 | 153.4735 | 153.4735 | 0 | 0 | 0 | 3777.208 | 3625.9746 | -3785.312 | 361.868 | 3403.0723 | 3538.3291 | 0 | -1080.5876
2030-03-28 | 3 | 153.4735 | 153.4735 | 0 | 0 | 0 | 3777.208 | 3402.167 | -3689.7681 | -133.9684 | 3642.53 | 3538.3291 | 0 | -1080.5876
2030-03-28 | 4 | 153.4735 | 153.4735 | 0 | 0 | 0 | 3777.208 | 1787.7439 | -2824.5664 | -629.2623 | 2939.5791 | 3538.3291 | 0 | -1080.5876
2030-03-28 | 5 | 153.4735 | 153.4735 | 0 | 0 | 0 | 3777.208 | 1541.4305 | -1349.9583 | -862.5269 | -3.2425e-05 | 3538.3291 | 0 | -1080.5876
2030-03-28 | 6 | 153.4735 | 153.4735 | 0 | 0 | 0 | 3777.208 | 1054.1068 | -730.4518 | 240.1176 | -3.2425e-05 | 3538.3291 | 0 | -1080.5876
2030-03-28 | 7 | 153.4735 | 153.4735 | 0 | 0 | 0 | 3777.208 | 215.8905 | -304.8366 | -900.7632 | -3.2425e-05 | 3538.3291 | 0 | -1080.5876
2030-03-28 | 8 | 153.4735 | 153.4735 | 118.0811 | 0 | 0 | 3777.208 | 215.8936 | 523.9219 | -999.9429 | -3.2425e-05 | 1468.3889 | 0 | -1080.5876
2030-03-28 | 9 | 153.4735 | 153.4735 | 358.9096 | 0 | 0 | 3777.208 | 215.8923 | 1167.8975 | -688.1646 | -1217.7112 | 286.4998 | 0 | -1080.5876
2030-03-28 | 10 | 153.4735 | 153.4735 | 0 | 0 | 0 | 3777.208 | 215.8934 | 1576.4056 | -6.6944 | -1589.3541 | 378.9939 | 0 | -1080.5876
2030-03-28 | 11 | 153.4735 | 153.4735 | 0 | 0 | 0 | 3777.208 | 215.8925 | 1108.1732 | -815.9309 | -3.2425e-05 | 347.8049 | 0 | -1080.5876
2030-03-28 | 12 | 153.4735 | 153.4735 | 0 | 0 | 0 | 3777.208 | 215.8932 | 1313.439 | -1559.3564 | -3.2425e-05 | 856.731 | 0 | -1080.5876
2030-03-28 | 13 | 153.4735 | 153.4735 | 0 | 0 | 0 | 3777.208 | 213.8931 | 2087.0867 | -1871.5653 | -1561.8667 | 265.2404 | 0 | -1080.5876
2030-03-28 | 14 | 153.4735 | 153.4735 | 0 | 0 | 0 | 3777.208 | 213.8918 | 2137.7786 | -2648.6008 | -1821.265 | 265.2419 | 0 | -1080.5876
2030-03-28 | 15 | 153.4735 | 153.4735 | 646.4638 | 66.6399 | 133.2604 | 3777.208 | 166.8608 | 1892.656 | -2643.2366 | -1821.265 | -701.7496 | 0 | -1080.5876
2030-03-28 | 16 | 306.9471 | 197.9123 | 646.4638 | 133.2797 | 72.8345 | 3777.208 | 213.8926 | 1892.656 | -2867.1147 | -1821.265 | -1663.0964 | 0 | -1080.5876
2030-03-28 | 17 | 232.666 | 306.9471 | 0 | 133.2797 | 133.2797 | 2462.4431 | 215.8929 | 1489.1434 | -1871.5653 | -1004.9752 | 1769.1646 | 0 | -1080.5876
2030-03-28 | 18 | 460.4206 | 452.9353 | 0 | 133.2797 | 133.2797 | 3777.208 | 3625.9746 | 898.6154 | -3270.5879 | -3.2425e-05 | 3538.3291 | 0 | -1080.5876
2030-03-28 | 19 | 460.4206 | 460.4206 | 0 | 199.9196 | 199.9196 | 3777.208 | 3625.9746 | 764.938 | -346.4194 | -3.2425e-05 | 3538.3291 | 0 | -1080.5876
2030-03-28 | 20 | 460.4206 | 460.4206 | 0 | 216.9199 | 199.9196 | 3777.208 | 3625.9746 | -0.0010138 | 21.7157 | 1832.1603 | 3538.3291 | 0 | -1080.5876
2030-03-28 | 21 | 460.4206 | 460.4206 | 0 | 133.2797 | 145.7917 | 3777.208 | 3625.9746 | -399.4126 | 104.3611 | 3642.53 | 3538.3291 | 0 | -1080.5876
2030-03-28 | 22 | 460.4206 | 460.4206 | 0 | 133.2797 | 141.1554 | 3777.208 | 3625.9746 | -506.7317 | 825.1592 | 3642.53 | 3538.3291 | 0 | -1080.5876
2030-03-28 | 23 | 460.4206 | 460.4206 | 0 | 133.2797 | 120.4047 | 3777.208 | 3625.9746 | -438.3589 | 2883.2126 | 3011.8359 | 3538.3291 | 0 | -1080.5876
2030-03-28 | 24 | 460.4206 | 460.4206 | 0 | 177.221 | 133.2797 | 3777.208 | 3625.9746 | 24.8533 | 3743.1306 | 2681.1926 | 3538.3291 | 0 | -1080.5876
2030-03-29 | 1 | 153.4735 | 299.9536 | 0 | 0 | 0 | 3777.208 | 3625.9746 | -6.1781 | 3743.1306 | 3642.53 | 3538.3291 | 0 | -1080.5876
2030-03-29 | 2 | 153.4735 | 153.4735 | 0 | 133.2797 | 106.5547 | 3777.208 | 3625.9746 | 820.4099 | 3743.1306 | 2033.8831 | 3538.3291 | 0 | -1080.5876
2030-03-29 | 3 | 153.4735 | 153.4735 | 0 | 133.2797 | 133.2797 | 3777.208 | 3625.9746 | 3785.312 | 3743.1306 | 3642.53 | 3538.3291 | 0 | -1080.5876
2030-03-29 | 4 | 153.4735 | 153.4735 | 0 | 199.9196 | 199.9196 | 3777.208 | 3625.9746 | 3785.312 | 3743.1306 | 3642.53 | 3538.3291 | 0 | -1080.5876
2030-03-29 | 5 | 153.4735 | 153.4735 | 0 | 199.9196 | 199.9196 | 3777.208 | 3625.9746 | 3785.312 | 3743.1306 | 3642.53 | 3538.3291 | 0 | -1080.5876
2030-03-29 | 6 | 153.4735 | 153.4735 | 0 | 133.2797 | 133.2797 | 3777.208 | 3625.9746 | 3785.312 | 3743.1306 | 3642.53 | 3538.3291 | 0 | -1080.5876
2030-03-29 | 7 | 153.4735 | 153.4735 | 0 | 0 | 0 | 3777.208 | 3625.9746 | 3785.312 | 3743.1306 | 3642.53 | 3538.3291 | 0 | -1080.5876
2030-03-29 | 8 | 153.4735 | 153.4735 | 0 | 199.9196 | 199.9196 | 3777.208 | 3625.9746 | 3785.312 | 3743.1306 | 3642.53 | 3538.3291 | 0 | -1080.5876
2030-03-29 | 9 | 153.4735 | 153.4735 | 0 | 133.2797 | 136.8658 | 3777.208 | 3625.9746 | 3785.312 | 3743.1306 | 3642.53 | 3538.3291 | 0 | -1080.5876
2030-03-29 | 10 | 153.4735 | 153.4735 | 0 | 199.9196 | 199.9196 | 3777.208 | 3625.9756 | 3785.312 | 3743.1306 | 3642.53 | 3538.3291 | 0 | -1080.5876
2030-03-29 | 11 | 153.4735 | 153.4735 | 0 | 199.9196 | 196.4463 | 3777.208 | 3625.9746 | 3785.312 | 3743.1306 | 3642.53 | 3538.3291 | 0 | -1080.5876
2030-03-29 | 12 | 153.4735 | 153.4735 | 0 | 199.9196 | 217.8617 | 3777.208 | 3625.9746 | 3785.312 | 3743.1306 | 3642.53 | 3538.3291 | 0 | -1080.5876
2030-03-29 | 13 | 153.4735 | 153.4735 | 0 | 199.9196 | 200.8229 | 3777.208 | 3625.9746 | 3785.312 | 3743.1306 | 3642.53 | 3538.3291 | 0 | -1080.5876
2030-03-29 | 14 | 153.4735 | 153.4735 | 0 | 199.9196 | 175.8644 | 3777.208 | 3625.9746 | 3785.312 | 3743.1306 | 3642.53 | 3538.3291 | 0 | -1080.5876
2030-03-29 | 15 | 153.4735 | 153.4735 | 0 | 133.2797 | 184.2473 | 3777.208 | 3625.9746 | 3785.312 | 3743.1306 | 3642.53 | 3538.3291 | 0 | -1080.5876
2030-03-29 | 16 | 153.4735 | 153.4735 | 0 | 133.2797 | 131.5531 | 3777.207 | 3625.9746 | 3785.312 | 3743.1306 | 3642.53 | 3538.3291 | 0 | -1080.5876
2030-03-29 | 17 | 153.4735 | 153.4735 | 0 | 66.6399 | 91.8759 | 3777.208 | 3625.9746 | 3785.312 | 3743.1306 | 3642.53 | 3538.3291 | 0 | -1080.5876
2030-03-29 | 18 | 0 | 0 | 0 | 0 | 0 | 3777.208 | 3625.9746 | 3785.312 | 3743.1306 | 3642.53 | 3538.3291 | 0 | -1080.5876
2030-03-29 | 19 | 0 | 0 | 0 | 0 | 0 | 3777.208 | 3625.9746 | 3785.312 | 3743.1306 | 3642.53 | 3538.3291 | 0 | -1080.5876
2030-03-29 | 20 | 0 | 0 | 0 | 0 | 0 | 3777.208 | 3625.9746 | 3785.312 | 3743.1306 | 3642.53 | 3538.3291 | 0 | -1080.5876
2030-03-29 | 21 | 0 | 0 | 0 | 0 | 0 | 3777.208 | 3625.9746 | 3785.312 | 3743.1306 | 3642.53 | 3538.3291 | 0 | -1080.5876
2030-03-29 | 22 | 0 | 0 | 0 | 0 | 0 | 3777.208 | 3625.9746 | 3785.312 | 3743.1306 | 3642.53 | 3538.3291 | 0 | -1080.5876
2030-03-29 | 23 | 0 | 0 | 0 | 0 | 0 | 3777.208 | 3625.9746 | 3785.312 | 3743.1306 | 3642.53 | 3538.3291 | 0 | -1080.5876
2030-03-29 | 24 | 0 | 0 | 0 | 199.9196 | 199.9196 | 3777.208 | 3625.9746 | 3785.312 | 3743.1306 | 3642.53 | 3538.3291 | 0 | -1080.5876
2030-03-30 | 1 | 0 | 0 | 0 | 0 | 0 | 3777.208 | 3625.9746 | 3785.312 | 3743.1306 | 3642.53 | 3538.3291 | 0 | -1080.5876
2030-03-30 | 2 | 0 | 0 | 0 | 266.4472 | 266.4473 | 3777.208 | 3625.9746 | 3785.312 | 3743.1306 | 3642.53 | 3538.3291 | 0 | -1080.5876
2030-03-30 | 3 | 153.4735 | 153.4735 | 0 | 266.4473 | 266.4473 | 3777.208 | 3625.9746 | 3785.312 | 3743.1306 | 3642.53 | 3538.3291 | 0 | -1080.5876
2030-03-30 | 4 | 153.4735 | 80.0649 | 0 | 266.4473 | 266.4473 | 3777.208 | 3625.9746 | 3785.312 | 3743.1306 | 3642.53 | 3538.3291 | 0 | -1.6451e-05
2030-03-30 | 5 | 153.4735 | 153.4735 | 177.978 | 266.4473 | 266.4472 | 3777.208 | 3625.9746 | 3785.312 | 3743.1306 | 3642.53 | 3538.3291 | 0 | -1.6451e-05
2030-03-30 | 6 | 69.4614 | 0 | 0 | 266.4472 | 266.4473 | 3777.208 | 3625.9746 | 3785.312 | 3743.1306 | 3642.53 | 3538.3291 | 0 | -1.6451e-05
2030-03-30 | 7 | 0 | 0 | 0 | 266.4473 | 266.4473 | 3777.208 | 3625.9746 | 3785.312 | 3743.1306 | 3642.53 | 3538.3291 | 0 | 540.2938
2030-03-30 | 8 | 0 | 0 | 0 | 199.9196 | 199.9196 | 3777.208 | 3625.9746 | 3785.312 | 3743.1306 | 3642.53 | 3538.3291 | 0 | -1080.5876
2030-03-30 | 9 | 0 | 0 | 0 | 243.3923 | 199.9196 | 3777.208 | 3625.9746 | 3785.312 | 3743.1306 | 3642.53 | 3538.3291 | 0 | -1080.5876
2030-03-30 | 10 | 0 | 0 | 0 | 0 | 0 | 3777.208 | 3625.9746 | 3785.312 | 3743.1306 | 3642.53 | 3538.3291 | 0 | -1080.5876
2030-03-30 | 11 | 0 | 0 | 0 | 0 | 0 | 3777.208 | 3625.9746 | 3785.312 | 3743.1306 | 3642.53 | 3538.3291 | 0 | -1080.5876
2030-03-30 | 12 | 0 | 0 | 0 | 0 | 0 | 3777.208 | 3625.9746 | 3785.312 | 3743.1306 | 3642.53 | 3538.3291 | 0 | -1080.5876
2030-03-30 | 13 | 0 | 0 | 0 | 0 | 0 | 3777.208 | 3625.9746 | 3785.312 | 3743.1306 | 3642.53 | 3538.3291 | 0 | -1080.5876
2030-03-30 | 14 | 153.4735 | 153.4735 | 0 | 0 | 0 | 3777.208 | 3625.9746 | 3785.312 | 3743.1306 | 3642.53 | 3538.3291 | 0 | -1080.5876
2030-03-30 | 15 | 153.4735 | 153.4735 | 0 | 0 | 0 | 3777.208 | 3625.9746 | 3785.312 | 3743.1306 | 3642.53 | 3538.3291 | 0 | -1080.5876
2030-03-30 | 16 | 153.4735 | 153.4735 | 0 | 70.6711 | 66.6399 | 3777.208 | 3625.9746 | 3785.312 | 3743.1306 | 3642.53 | 3538.3291 | 0 | -1080.5876
2030-03-30 | 17 | 153.4735 | 153.4735 | 0 | 66.6399 | 35.5394 | 3777.208 | 3625.9746 | 3785.312 | 3743.1306 | 3642.53 | 3538.3291 | 0 | -1080.5876
2030-03-30 | 18 | 153.4735 | 153.4735 | 0 | 0 | 0 | 3777.208 | 3625.9746 | 3785.312 | 3743.1306 | 3642.53 | 3538.3291 | 0 | -1080.5876
2030-03-30 | 19 | 153.4735 | 153.4735 | 0 | 0 | 0 | 3777.208 | 3625.9746 | 3785.312 | 3743.1306 | 3642.53 | 3538.3291 | 0 | -1080.5876
2030-03-30 | 20 | 153.4735 | 153.4735 | 0 | 0 | 0 | 3777.208 | 3625.9746 | 3785.312 | 3743.1306 | 3642.53 | 3538.3291 | 0 | -1080.5876
2030-03-30 | 21 | 153.4735 | 153.4735 | 0 | 0 | 0 | 3777.208 | 3625.9746 | 3785.312 | 3743.1306 | 3642.53 | 3538.3291 | 0 | -1080.5876
2030-03-30 | 22 | 153.4735 | 153.4735 | 0 | 0 | 0 | 3777.208 | 3625.9746 | 3785.312 | 3743.1306 | 3642.53 | 3538.3291 | 0 | -1080.5876
2030-03-30 | 23 | 0 | 0 | 0 | 219.3808 | 199.9196 | 3777.208 | 3625.9746 | 3785.312 | 3743.1306 | 3642.53 | 3538.3291 | 0 | -1080.5876
2030-03-30 | 24 | 26.1677 | 153.4735 | 0 | 266.4473 | 266.4473 | 3777.208 | 3625.9746 | 3785.312 | 3743.1306 | 3642.53 | 3538.3291 | 0 | -1080.5876
2030-03-31 | 1 | 0 | 0 | 0 | 266.4472 | 266.4473 | 3777.208 | 1886.6422 | 1100.9918 | 3743.1306 | 3642.53 | 3538.3291 | 0 | -1080.5876
2030-03-31 | 2 | 0 | 0 | 0 | 266.4472 | 266.4473 | 3777.208 | 333.8933 | 1126.5848 | 3743.1306 | 979.818 | 3538.3291 | 0 | -1080.5876
2030-03-31 | 3 | 0 | 0 | 0 | 266.4473 | 266.4473 | 3777.208 | 333.8936 | 1734.0514 | 3743.1306 | 1143.1647 | 3538.3291 | 0 | -1.6451e-05
2030-03-31 | 4 | 0 | 0 | 0 | 266.4472 | 266.4473 | 3777.208 | 333.8914 | 1001.934 | 3743.1306 | 1093.5067 | 3538.3291 | 0 | -1.6451e-05
2030-03-31 | 5 | 0 | 0 | 0 | 266.4472 | 266.4472 | 3777.208 | 333.8965 | 328.9143 | 3743.1306 | 2699.7449 | 3538.3291 | 0 | 1080.5876
2030-03-31 | 6 | 0 | 0 | 0 | 266.4473 | 266.4473 | 3777.208 | 1164.2417 | -3.7193e-05 | 3743.1306 | 3642.53 | 3538.3291 | 0 | 1045.9025
2030-03-31 | 7 | 0 | 0 | 0 | 266.4472 | 266.4472 | 3777.208 | 1812.9873 | 273.2475 | 3743.1306 | 3642.53 | 3538.3291 | 0 | -1.6451e-05
2030-03-31 | 8 | 0 | 0 | 0 | 266.4473 | 266.4473 | 3777.208 | 2230.8591 | 744.1682 | 3743.1306 | 3642.53 | 3538.3291 | 0 | -1080.5876
2030-03-31 | 9 | 0 | 0 | 0 | 266.4472 | 266.4473 | 3777.208 | 333.8921 | -680.8595 | 3442.3279 | 2775.1401 | 3538.3291 | 0 | -1080.5876
2030-03-31 | 10 | 0 | 0 | 0 | 266.4473 | 266.4473 | 3655.9734 | 333.8899 | 1892.6559 | 3743.1306 | 3642.53 | 2924.8982 | 0 | -1080.5876
2030-03-31 | 11 | 0 | 0 | 0 | 266.4472 | 266.4473 | 2915.678 | 1812.9873 | 1892.657 | 3743.1306 | 3642.53 | 340.6421 | 0 | -1080.5876
2030-03-31 | 12 | 0 | 0 | 0 | 266.4473 | 266.4473 | 2695.668 | 1487.0022 | 1892.6559 | 3743.1306 | 3642.53 | 265.2433 | 0 | -1080.5876
2030-03-31 | 13 | 0 | 0 | 0 | 266.4473 | 266.4473 | 2646.2737 | 2372.0369 | 1892.6559 | 3743.1306 | 3642.53 | 265.2415 | 0 | -1080.5876
2030-03-31 | 14 | 0 | 0 | 0 | 266.4472 | 266.4472 | 2759.8098 | 2118.321 | 1892.6559 | 3743.1306 | 3642.53 | 554.4791 | 0 | -1080.5876
2030-03-31 | 15 | 0 | 0 | 0 | 266.4472 | 266.4473 | 3641.3337 | 1111.5398 | 1892.6559 | 3743.1306 | 3642.53 | 761.8126 | 0 | -1080.5876
2030-03-31 | 16 | 0 | 0 | 0 | 266.4473 | 266.4472 | 3420.5317 | 2467.6101 | 2918.5959 | 3743.1306 | 3642.53 | -739.067 | 0 | -1080.5876
2030-03-31 | 17 | 0 | 0 | 0 | 266.4473 | 266.4473 | 3777.208 | 2900.0496 | 3036.647 | 3743.1306 | 3642.53 | -820.7396 | 0 | -1080.5876
2030-03-31 | 18 | 0 | 0 | 0 | 266.4473 | 266.4472 | 3773.8379 | 3116.4104 | 3318.6934 | 3743.1306 | 3642.53 | -698.5469 | 0 | -1080.5876
2030-03-31 | 19 | 0 | 0 | 0 | 266.4473 | 266.4473 | 3765.0168 | 2905.9734 | 3785.312 | 3743.1306 | 3642.53 | -821.1262 | 0 | -1080.5876
2030-03-31 | 20 | 0 | 0 | 0 | 266.4472 | 266.4473 | 3777.208 | 2926.6858 | 3785.312 | 3743.1306 | 3642.53 | -337.8074 | 243.214 | -1080.5876
2030-03-31 | 21 | 0 | 0 | 0 | 249.6529 | 266.4473 | 3777.208 | 2041.0615 | 3785.312 | 3743.1306 | 3642.53 | -289.7229 | 323.5132 | -1080.5876
2030-03-31 | 22 | 0 | 0 | 0 | 266.4472 | 266.4472 | 3777.208 | 1260.5671 | 3785.312 | 3743.1306 | 3642.53 | -838.5015 | 173.6063 | -1080.5876
2030-03-31 | 23 | 0 | 0 | 0 | 266.4473 | 266.4472 | 3777.208 | 319.1416 | 3785.312 | 3743.1306 | 3642.53 | -1620.9949 | 0 | -1080.5876
2030-03-31 | 24 | 0 | 0 | 0 | 266.4472 | 266.4472 | 2019.9293 | 166.8612 | 2071.5437 | 3743.1306 | 3642.53 | -1231.8867 | 0 | -1080.5876
2030-04-01 | 1 | 0 | 0 | 0 | 199.9196 | 216.9942 | 3330.4585 | 0 | -951.197 | 3743.1306 | 3642.53 | -197.8871 | 0 | -1080.5876
2030-04-01 | 2 | 0 | 0 | 0 | 199.9196 | 195.3912 | 3777.208 | 166.8608 | 106.0362 | 165.1444 | -455.9599 | 1214.6658 | 0 | -1080.5876
2030-04-01 | 3 | 0 | 0 | 0 | 0 | 0 | 3777.208 | 213.8921 | 947.5684 | 1716.6953 | -3642.53 | 3538.3291 | 0 | -1080.5876
2030-04-01 | 4 | 0 | 0 | 0 | 0 | 0 | 3777.208 | 213.8925 | 952.28 | 2229.98 | -3642.53 | 3538.3291 | 0 | -1080.5876
2030-04-01 | 5 | 0 | 0 | 0 | 0 | 0 | 3777.208 | 230.9216 | 22.7091 | 724.0115 | -658.4196 | 3538.3291 | 0 | -1080.5876
2030-04-01 | 6 | 0 | 0 | 0 | 0 | 0 | 3777.208 | 230.9259 | 1358.7463 | -2.5272e-05 | 1855.1731 | 3538.3291 | 0 | -1080.5876
2030-04-01 | 7 | 153.4735 | 130.4686 | 0 | 0 | 0 | 3777.208 | 2523.0999 | 1973.5358 | 3743.1306 | 3642.53 | 3538.3291 | 0 | -1080.5876
2030-04-01 | 8 | 153.4735 | 153.4735 | 0 | 0 | 0 | 3777.208 | 3625.9746 | 3785.312 | 3743.1306 | 3642.53 | 3538.3291 | 0 | -1080.5876
2030-04-01 | 9 | 231.2451 | 306.9471 | 0 | 0 | 0 | 3777.208 | 3625.9746 | 2638.842 | 3743.1306 | 3642.53 | 3538.3291 | 0 | -1080.5876
2030-04-01 | 10 | 340.3683 | 460.4206 | 0 | 133.2797 | 133.2797 | 3777.208 | 3625.9746 | 3005.0276 | 3743.1306 | 3642.53 | 3538.3291 | 0 | -1080.5876
2030-04-01 | 11 | 450.0863 | 460.4206 | 0 | 133.2797 | 133.2797 | 3777.208 | 3625.9746 | 2372.697 | 3743.1306 | 3642.53 | 3538.3291 | 0 | -1080.5876
2030-04-01 | 12 | 460.4206 | 460.4206 | 0 | 199.9196 | 265.8933 | 3777.208 | 3625.9746 | 2408.7441 | 3743.1306 | 3642.53 | 3538.3291 | 137.6959 | -1080.5876
2030-04-01 | 13 | 460.4206 | 460.4206 | 0 | 153.7857 | 133.2797 | 3777.208 | 3625.9746 | 670.4982 | 3743.1306 | 3642.53 | 3538.3291 | 186.9105 | -1080.5876
2030-04-01 | 14 | 457.2233 | 460.4206 | 0 | 133.2797 | 133.2797 | 3777.208 | 3625.9746 | -636.2006 | 3743.1306 | 3642.53 | 3538.3291 | 458.6555 | -1080.5876
2030-04-01 | 15 | 460.4206 | 460.4206 | 437.6585 | 262.3855 | 266.4473 | 3777.208 | 3625.9746 | -92.1394 | 2294.929 | 1821.265 | 3538.3291 | 0 | -1080.5876
2030-04-01 | 16 | 460.4206 | 460.4206 | 441.2818 | 250.429 | 266.4473 | 3777.208 | 3625.9746 | -59.3201 | -2.5272e-05 | 1222.5901 | 3538.3291 | 0 | -1080.5876
2030-04-01 | 17 | 460.4206 | 460.4206 | 537.9867 | 266.4473 | 266.4473 | 3777.208 | 3625.9746 | 91.8864 | -2.5272e-05 | 717.3948 | 3538.3291 | 0 | -1080.5876
2030-04-01 | 18 | 460.4206 | 460.4206 | 484.8478 | 266.4473 | 261.7226 | 3777.208 | 3625.9746 | 87.2898 | 1217.6548 | 1336.6801 | 3538.3291 | 124.2942 | -1080.5876
2030-04-01 | 19 | 460.4206 | 460.4206 | 481.8183 | 199.9196 | 199.9196 | 3777.208 | 3625.9746 | 506.2618 | 3743.1306 | 582.4821 | 3538.3291 | 0 | -1080.5876
2030-04-01 | 20 | 460.4206 | 460.4206 | 472.9561 | 66.6399 | 62.5808 | 3777.208 | 3625.9746 | 995.1833 | 3743.1306 | 3642.53 | 3538.3291 | 0 | -1080.5876
2030-04-01 | 21 | 306.9471 | 432.326 | 336.0993 | 133.2797 | 133.2797 | 3777.208 | 3625.9746 | 3785.312 | 3743.1306 | 3642.53 | 3538.3291 | 0 | -1080.5876
2030-04-01 | 22 | 153.4735 | 153.4735 | 0 | 199.9196 | 134.5265 | 3777.208 | 3625.9746 | 3785.312 | 3743.1306 | 3642.53 | 3538.3291 | 0 | -937.9448
2030-04-01 | 23 | 153.4735 | 153.4735 | 0 | 0 | 0 | 3777.208 | 3625.9746 | 3785.312 | 3743.1306 | 3642.53 | 3538.3291 | 0 | -968.8501
2030-04-01 | 24 | 153.4735 | 153.4735 | 0 | 181.8697 | 133.2797 | 3777.208 | 3625.9746 | 3785.312 | 3743.1306 | 3642.53 | 3538.3291 | 0 | -1080.5876
2030-04-02 | 1 | 153.4735 | 153.4735 | 0 | 0 | 0 | 3777.208 | 3625.9746 | 3785.312 | 3743.1306 | 3642.53 | 3538.3291 | 0 | -1080.5876
2030-04-02 | 2 | 153.4735 | 153.4735 | 0 | 0 | 0 | 3777.208 | 3625.9746 | 3785.312 | 3743.1306 | 3642.53 | 3538.3291 | 0 | -1080.5876
2030-04-02 | 3 | 153.4735 | 153.4735 | 0 | 0 | 0 | 3777.208 | 3625.9746 | 3785.312 | 3743.1306 | 3642.53 | 3538.3291 | 0 | -1080.5876
2030-04-02 | 4 | 153.4735 | 153.4735 | 0 | 0 | 0 | 3777.208 | 3625.9746 | 3785.312 | 3743.1316 | 3642.53 | 3538.3291 | 0 | -1080.5876
2030-04-02 | 5 | 153.4735 | 153.4735 | 0 | 0 | 0 | 3777.208 | 3625.9746 | 3785.312 | 3743.1306 | 3642.53 | 3538.3291 | 0 | -1080.5876
2030-04-02 | 6 | 153.4735 | 153.4735 | 0 | 0 | 0 | 3777.208 | 3625.9746 | 3785.312 | 3743.1306 | 3642.53 | 3538.3291 | 0 | -1080.5876
2030-04-02 | 7 | 153.4735 | 153.4735 | 0 | 0 | 0 | 3777.208 | 3625.9746 | 3785.312 | 3743.1306 | 3642.53 | 3538.3291 | 0 | -1080.5876
2030-04-02 | 8 | 153.4735 | 153.4735 | 0 | 66.6399 | 14.2003 | 3777.208 | 3625.9746 | 3785.312 | 3743.1306 | 3642.53 | 3538.3291 | 0 | -1041.2054
2030-04-02 | 9 | 153.4735 | 153.4735 | 0 | 133.2797 | 112.2277 | 3777.208 | 3625.9746 | 3785.312 | 3743.1306 | 3642.53 | 3538.3291 | 0 | -1031.4884
2030-04-02 | 10 | 153.4735 | 153.4735 | 0 | 0 | 0 | 3777.208 | 3625.9746 | 3785.313 | 3743.1306 | 3642.53 | 3538.3291 | 0 | -1080.5876
2030-04-02 | 11 | 153.4735 | 153.4735 | 0 | 0 | 0 | 3777.208 | 3625.9746 | 3785.312 | 3743.1306 | 3642.53 | 3538.3291 | 0 | -1080.5876
2030-04-02 | 12 | 153.4735 | 153.4735 | 0 | 0 | 0 | 3777.208 | 3625.9746 | 3785.312 | 3743.1306 | 3642.53 | 3538.3291 | 0 | -1080.5876
2030-04-02 | 13 | 153.4735 | 153.4735 | 0 | 0 | 0 | 3777.208 | 3625.9746 | 3785.312 | 3743.1306 | 3642.53 | 3538.3291 | 0 | -1080.5876
2030-04-02 | 14 | 153.4735 | 153.4735 | 0 | 0 | 0 | 3777.208 | 3625.9746 | 3785.312 | 3743.1306 | 3642.53 | 3538.3291 | 0 | -1080.5876
2030-04-02 | 15 | 153.4735 | 153.4735 | 0 | 0 | 0 | 3777.208 | 3625.9746 | 3785.312 | 3743.1306 | 3642.53 | 3538.3291 | 0 | -1080.5876
2030-04-02 | 16 | 153.4735 | 153.4735 | 0 | 0 | 0 | 3777.208 | 3625.9746 | 3536.4343 | 3743.1306 | 3642.53 | 3538.3291 | 0 | -1080.5876
2030-04-02 | 17 | 153.4735 | 304.6148 | 0 | 0 | 0 | 3777.208 | 3625.9746 | 2767.1934 | 3743.1306 | 3642.53 | 3538.3291 | 0 | -1080.5876
2030-04-02 | 18 | 271.9656 | 306.9471 | 0 | 66.6399 | 99.7688 | 3777.208 | 3625.9746 | 2418.0269 | 3743.1306 | 3642.53 | 3538.3291 | 0 | -1080.5876
2030-04-02 | 19 | 451.491 | 306.9471 | 0 | 133.2797 | 133.2797 | 3777.208 | 3625.9746 | 2456.4253 | 3743.1306 | 3642.53 | 3538.3291 | 0 | -1080.5876
2030-04-02 | 20 | 460.4206 | 460.4206 | 0 | 199.9196 | 179.9126 | 3777.208 | 3625.9746 | 1764.1621 | 3743.1306 | 3642.53 | 3538.3291 | 0 | -1080.5876
2030-04-02 | 21 | 226.726 | 306.9471 | 0 | 156.3052 | 133.2797 | 3777.208 | 3625.9746 | 3785.312 | 3743.1306 | 3642.53 | 3538.3291 | 0 | -1080.5876
2030-04-02 | 22 | 153.4735 | 153.4735 | 0 | 185.2211 | 199.9196 | 3777.208 | 3625.9746 | 3785.312 | 3743.1306 | 3642.53 | 3538.3291 | 0 | -1080.5876
2030-04-02 | 23 | 153.4735 | 153.4735 | 0 | 0 | 0 | 3777.208 | 3625.9746 | 3785.312 | 3743.1306 | 3642.53 | 3538.3291 | 0 | -1080.5876
2030-04-02 | 24 | 153.4735 | 153.4735 | 0 | 0 | 0 | 3777.208 | 3625.9746 | 3785.312 | 3743.1306 | 3642.53 | 3538.3291 | 0 | -1080.5876
2030-04-03 | 1 | 153.4735 | 153.4735 | 0 | 0 | 0 | 3777.208 | 3625.9746 | 3785.312 | 3743.1306 | 3642.53 | 3538.3291 | 0 | -1080.5876
2030-04-03 | 2 | 116.046 | 153.4735 | 0 | 0 | 0 | 3777.208 | 3625.9746 | 3785.312 | 3743.1306 | 3642.53 | 3538.3291 | 0 | -1080.5876
2030-04-03 | 3 | 153.4735 | 153.4735 | 0 | 0 | 0 | 3777.208 | 3625.9746 | 2701.6238 | 3743.1306 | 3642.53 | 3538.3291 | 0 | -139.8219
2030-04-03 | 4 | 153.4735 | 153.4735 | 0 | 0 | 0 | 3777.208 | 3625.9746 | 2005.0695 | 3743.1306 | 3642.53 | 3538.3291 | 0 | -1.6451e-05
2030-04-03 | 5 | 153.4735 | 153.4735 | 0 | 0 | 0 | 3541.6929 | 3625.9746 | 2895.1907 | 3743.1306 | 3642.53 | 3538.3291 | 0 | -540.2938
2030-04-03 | 6 | 153.4735 | 153.4735 | 0 | 0 | 0 | 3306.1777 | 3625.9746 | 3785.312 | 3743.1306 | 3642.53 | 3538.3291 | 0 | -1080.5876
2030-04-03 | 7 | 153.4735 | 153.4735 | 0 | 0 | 0 | 3357.865 | 3625.9746 | 3785.312 | 3743.1306 | 3642.53 | 3538.3291 | 0 | -1080.5876
2030-04-03 | 8 | 153.4735 | 153.4735 | 0 | 66.6399 | 32.0986 | 3591.2922 | 3625.9746 | 3785.312 | 3743.1306 | 3642.53 | 3538.3291 | 0 | -1080.5876
2030-04-03 | 9 | 153.4735 | 153.4735 | 0 | 66.6399 | 39.9357 | 3777.208 | 3625.9746 | 3785.312 | 3743.1306 | 3642.53 | 3538.3291 | 0 | -1080.5876
2030-04-03 | 10 | 153.4735 | 153.4735 | 0 | 66.6399 | 83.362 | 3777.208 | 3625.9746 | 3785.312 | 3743.1306 | 3642.53 | 3538.3291 | 0 | -1080.5876
2030-04-03 | 11 | 153.4735 | 153.4735 | 98.1629 | 114.1704 | 133.2797 | 3777.208 | 3625.9746 | 3785.312 | 3743.1306 | 3642.53 | 3538.3291 | 0 | -1080.5876
2030-04-03 | 12 | 153.4735 | 153.4735 | 225.44 | 156.5086 | 133.2797 | 3777.208 | 3625.9746 | 3785.312 | 3743.1306 | 3642.53 | 3538.3291 | 0 | -1080.5876
2030-04-03 | 13 | 153.4735 | 153.4735 | 0 | 133.2797 | 177.1957 | 3777.208 | 3625.9746 | 3785.312 | 3743.1306 | 3642.53 | 3538.3291 | 0 | -1080.5876
2030-04-03 | 14 | 153.4735 | 153.4735 | 0 | 133.2797 | 178.5916 | 3556.5862 | 3625.9746 | 3785.312 | 3743.1306 | 3642.53 | 3538.3291 | 0 | -1080.5876
2030-04-03 | 15 | 153.4735 | 153.4735 | 0 | 187.8073 | 133.2797 | 3623.1062 | 3317.5518 | 2689.4712 | 3743.1306 | 3642.53 | 3538.3291 | 0 | -1080.5876
2030-04-03 | 16 | 153.4735 | 153.4735 | 106.8107 | 133.2797 | 140.6874 | 3777.208 | 1480.4685 | 1607.3275 | 3743.1306 | 3642.53 | 2083.8779 | 0 | -1080.5876
2030-04-03 | 17 | 153.4735 | 153.4735 | 179.818 | 0 | 0 | 3777.208 | 226.5507 | -1566.5527 | 2421.9626 | 3642.53 | 265.2414 | 0 | -1080.5876
2030-04-03 | 18 | 153.4735 | 153.4735 | 163.864 | 0 | 0 | 3777.208 | 213.8928 | -1513.1499 | 2395.1248 | 3642.53 | 14.081 | 0 | -1080.5876
2030-04-03 | 19 | 153.4735 | 153.4735 | 12.6812 | 18.1885 | 0 | 3672.2119 | 213.8929 | -974.4883 | 2935.469 | 3642.53 | -1334.7914 | 0 | -1080.5876
2030-04-03 | 20 | 153.4735 | 153.4735 | 54.2375 | 0 | 0 | 3777.208 | 213.8956 | -1451.6001 | 2772.9121 | 3642.53 | 265.2444 | 0 | -1080.5876
2030-04-03 | 21 | 153.4735 | 153.4735 | 100.4032 | 0 | 0 | 3777.208 | 213.8928 | -2354.9099 | 1769.4337 | 3642.53 | -39.6251 | 0 | -1080.5876
2030-04-03 | 22 | 153.4735 | 153.4735 | 234.5472 | 0 | 0 | 3777.208 | 213.8933 | -2913.959 | -31.1896 | 3642.53 | -1397.9226 | 0 | -1080.5876
2030-04-03 | 23 | 153.4735 | 153.4735 | 456.5584 | 0 | 0 | 2882.3315 | 166.8609 | -2675.1858 | -1395.7323 | 3642.53 | 221.0092 | 0 | -1080.5876
2030-04-03 | 24 | 153.4735 | 153.4735 | 0 | 0 | 0 | 2997.9309 | -6.9141e-06 | -2626.3845 | -2594.9736 | 3642.53 | -1.8358e-05 | 0 | -1080.5876
2030-04-04 | 1 | 153.4735 | 153.4735 | 0 | 0 | 0 | 3777.208 | 166.8611 | -2361.502 | -2760.9402 | 3642.53 | 221.0092 | 0 | -1080.5876
2030-04-04 | 2 | 153.4735 | 153.4735 | 0 | 0 | 0 | 3777.208 | 168.9188 | -1953.0505 | -3373.9565 | 3642.53 | 3538.3291 | 0 | -1080.5876
2030-04-04 | 3 | 0 | 0 | 0 | 0 | 0 | 3777.208 | 3625.9746 | -365.8733 | -55.5183 | 836.1934 | 3538.3291 | 0 | -1080.5876
2030-04-04 | 4 | 153.4735 | 153.4735 | 0 | 0 | 0 | 3777.208 | 3625.9746 | -1200.4109 | 1008.4351 | 3642.53 | 3538.3291 | 0 | -1080.5876
2030-04-04 | 5 | 153.4735 | 153.4735 | 0 | 0 | 0 | 3777.208 | 3625.9746 | 1892.6559 | 3743.1306 | 3642.53 | 3538.3291 | 0 | -1080.5876
2030-04-04 | 6 | 153.4735 | 153.4735 | 0 | 0 | 0 | 3777.208 | 3625.9746 | 1905.3434 | 3743.1306 | 3642.53 | 3538.3291 | 0 | -1080.5876
2030-04-04 | 7 | 306.9471 | 396.0265 | 0 | 66.6399 | 66.6399 | 3777.208 | 3625.9746 | 3785.312 | 3743.1306 | 3642.53 | 3538.3291 | 0 | -1080.5876
2030-04-04 | 8 | 308.3214 | 460.4206 | 0 | 66.6399 | 66.6399 | 3777.208 | 3625.9746 | 3291.7087 | 3743.1306 | 3642.53 | 3538.3291 | 0 | -1080.5876
2030-04-04 | 9 | 224.597 | 153.4735 | 0 | 66.6399 | 66.6399 | 3777.208 | 3625.9746 | 2279.114 | 3743.1306 | 3642.53 | 3538.3291 | 0 | -1050.1204
2030-04-04 | 10 | 153.4735 | 190.0969 | 0 | 199.9196 | 199.9196 | 3777.208 | 3625.9746 | 3518.6665 | 3743.1306 | 3642.53 | 3538.3291 | 0 | 1080.5876
2030-04-04 | 11 | 153.4735 | 153.4735 | 0 | 0 | 0 | 3777.208 | 3625.9746 | 2949.4822 | 3743.1306 | 3642.53 | 3538.3291 | 0 | -1080.5876
2030-04-04 | 12 | 153.4735 | 153.4735 | 0 | 0 | 0 | 3777.208 | 3625.9746 | 3125.3484 | 3743.1306 | 3642.53 | 3538.3291 | 485.2698 | -1080.5876
2030-04-04 | 13 | 153.4735 | 153.4735 | 0 | 0 | 0 | 3777.208 | 3625.9746 | 2125.9717 | 3743.1306 | 3642.53 | 3538.3291 | 485.2698 | -1080.5876
2030-04-04 | 14 | 153.4735 | 153.4735 | 0 | 0 | 0 | 3777.208 | 3625.9746 | 178.912 | 3743.1306 | 3642.53 | 3538.3291 | 485.2698 | -1080.5876
2030-04-04 | 15 | 153.4735 | 153.4735 | 0 | 0 | 0 | 3777.208 | 3625.9746 | -406.0312 | 3743.1306 | 3642.53 | 3538.3291 | 0 | -1080.5876
2030-04-04 | 16 | 153.4735 | 153.4735 | 0 | 0 | 0 | 3777.208 | 3625.9746 | -178.6931 | 3743.1306 | 3642.53 | 3538.3291 | 0 | -1080.5876
2030-04-04 | 17 | 153.4735 | 153.4735 | 0 | 0 | 0 | 3777.208 | 3625.9746 | -678.363 | 3743.1306 | 3642.53 | 3538.3291 | 0 | -1080.5876
2030-04-04 | 18 | 153.4735 | 153.4735 | 0 | 0 | 0 | 3777.208 | 3625.9746 | -684.6387 | 3743.1306 | 2846.3022 | 3538.3291 | 0 | -1080.5876
2030-04-04 | 19 | 153.4735 | 153.4735 | 0 | 0 | 0 | 3777.208 | 3625.9746 | -668.241 | 3743.1306 | 3642.53 | 3538.3291 | 0 | -1080.5876
2030-04-04 | 20 | 153.4735 | 153.4735 | 0 | 0 | 0 | 3777.208 | 3625.9746 | -1083.0178 | 3743.1306 | 3298.9639 | 3538.3291 | 0 | -1080.5876
2030-04-04 | 21 | 153.4735 | 153.4735 | 0 | 0 | 0 | 3777.208 | 3625.9746 | -670.6172 | 3743.1306 | 3240.3333 | 3538.3291 | 0 | -1080.5876
2030-04-04 | 22 | 153.4735 | 153.4735 | 0 | 0 | 0 | 3777.208 | 3625.9746 | -193.7373 | 3381.2444 | 3044.7498 | 3538.3291 | 0 | -1080.5876
2030-04-04 | 23 | 153.4735 | 153.4735 | 0 | 0 | 0 | 3777.208 | 3625.9746 | -550.9932 | 1824.551 | 3642.53 | 3538.3291 | 0 | -1080.5876
2030-04-04 | 24 | 44.9139 | 0 | 0 | 0 | 0 | 3777.208 | 3625.9746 | -1068.7502 | -976.8661 | 1821.2649 | 3538.3291 | 0 | -1080.5876
2030-04-05 | 1 | 0 | 7.4027 | 0 | 0 | 0 | 3777.208 | 3625.9756 | 689.1034 | 1534.9142 | -3.2425e-05 | 3538.3291 | 0 | -1080.5876
2030-04-05 | 2 | 153.4735 | 153.4735 | 0 | 0 | 0 | 3777.208 | 3625.9746 | 2091.7334 | 1980.8387 | 3642.53 | 3538.3291 | 0 | 1080.5876
2030-04-05 | 3 | 153.4735 | 153.4735 | 0 | 0 | 0 | 3777.208 | 3625.9746 | 1966.1981 | 3743.1306 | 3642.53 | 3538.3291 | 0 | 572.9694
2030-04-05 | 4 | 153.4735 | 153.4735 | 0 | 0 | 0 | 3777.208 | 3625.9746 | 2408.9441 | 3743.1306 | 3642.53 | 3538.3291 | 0 | -1080.5876
2030-04-05 | 5 | 153.4735 | 153.4735 | 0 | 0 | 0 | 3777.208 | 3625.9746 | 3575.5576 | 3743.1306 | 3642.53 | 3538.3291 | 0 | 1080.5876
2030-04-05 | 6 | 153.4735 | 153.4735 | 0 | 0 | 0 | 3777.208 | 3625.9734 | 3785.312 | 3743.1306 | 3642.53 | 3538.3291 | 0 | -1.6451e-05
2030-04-05 | 7 | 153.4735 | 153.4735 | 0 | 0 | 0 | 3777.208 | 3625.9746 | 3785.312 | 3743.1306 | 3642.53 | 3538.3291 | 0 | -1.6451e-05
2030-04-05 | 8 | 153.4735 | 153.4735 | 0 | 0 | 0 | 3777.208 | 3625.9746 | 3785.312 | 3743.1306 | 3642.53 | 3538.3291 | 0 | -517.1665
2030-04-05 | 9 | 153.4735 | 153.4735 | 0 | 65.5354 | 66.6399 | 3777.208 | 3625.9746 | 3785.312 | 3743.1306 | 3642.53 | 3538.3291 | 0 | -1080.5876
2030-04-05 | 10 | 153.4735 | 153.4735 | 0 | 133.2797 | 79.5508 | 3777.208 | 3625.9746 | 3785.312 | 3743.1306 | 3642.53 | 3538.3291 | 0 | -1080.5876
2030-04-05 | 11 | 153.4735 | 153.4735 | 0 | 133.2797 | 112.5782 | 3777.208 | 3625.9746 | 3785.312 | 3743.1306 | 3642.53 | 3538.3291 | 0 | -1080.5876
2030-04-05 | 12 | 153.4735 | 153.4735 | 0 | 117.7664 | 66.6399 | 3777.208 | 3625.9746 | 3785.312 | 3743.1306 | 3642.53 | 3538.3291 | 235.1524 | -1080.5876
2030-04-05 | 13 | 153.4735 | 153.4735 | 0 | 133.2797 | 99.5252 | 3777.208 | 3625.9746 | 3785.312 | 3743.1306 | 3642.53 | 3538.3291 | 0 | -1080.5876
2030-04-05 | 14 | 153.4735 | 153.4735 | 0 | 133.2797 | 87.1885 | 3777.208 | 3625.9746 | 3785.312 | 3743.1306 | 3642.53 | 3538.3291 | 0 | -1080.5876
2030-04-05 | 15 | 153.4735 | 153.4735 | 0 | 0 | 0 | 3777.208 | 3625.9746 | 3785.312 | 3743.1306 | 3642.53 | 3538.3291 | 0 | -1080.5876
2030-04-05 | 16 | 153.4735 | 153.4735 | 0 | 0 | 0 | 3777.208 | 3625.9746 | 3785.312 | 3743.1306 | 3642.53 | 3538.3301 | 0 | -1080.5876
2030-04-05 | 17 | 153.4735 | 153.4735 | 0 | 0 | 0 | 3777.208 | 3625.9746 | 3785.312 | 3743.1306 | 3642.53 | 3538.3291 | 0 | -1080.5876
2030-04-05 | 18 | 153.4735 | 153.4735 | 0 | 0 | 0 | 3777.208 | 3625.9746 | -562.7636 | 3743.1306 | 3360.2034 | 3538.3291 | 0 | -1080.5876
2030-04-05 | 19 | 153.4735 | 153.4735 | 142.5324 | 133.2797 | 133.2797 | 3777.208 | 3625.9746 | 186.5815 | 3743.1306 | 3642.53 | 3538.3291 | 0 | -1080.5876
2030-04-05 | 20 | 153.4735 | 153.4735 | 0 | 0 | 0 | 3777.208 | 3625.9746 | 3785.312 | 3743.1306 | 3642.53 | 3538.3291 | 129.7509 | -1080.5876
2030-04-05 | 21 | 153.4735 | 153.4735 | 0 | 0 | 0 | 3777.208 | 3625.9746 | 3785.312 | 3743.1306 | 3642.53 | 3538.3291 | 124.6862 | -1080.5876
2030-04-05 | 22 | 153.4735 | 153.4735 | 0 | 0 | 0 | 3777.208 | 3625.9746 | 3785.312 | 3743.1306 | 3642.53 | 3538.3291 | 0.40086 | -1080.5876
2030-04-05 | 23 | 153.4735 | 153.4735 | 0 | 0 | 0 | 3777.208 | 3625.9746 | 3785.312 | 3743.1306 | 3642.53 | 3538.3291 | 0 | -1080.5876
2030-04-05 | 24 | 153.4735 | 153.4735 | 0 | 0 | 0 | 3777.208 | 3625.9746 | 3785.312 | 3743.1306 | 3642.53 | 3538.3291 | 0 | -1080.5876
2030-04-06 | 1 | 153.4735 | 153.4735 | 0 | 0 | 0 | 3777.208 | 3625.9746 | 3785.312 | 3743.1306 | 3642.53 | 3538.3291 | 0 | -1080.5876
2030-04-06 | 2 | 153.4735 | 153.4735 | 0 | 0 | 0 | 3777.208 | 3625.9746 | 3344.3831 | 3743.1306 | 3642.53 | 3538.3291 | 0 | -1080.5876
2030-04-06 | 3 | 153.4735 | 153.4735 | 0 | 0 | 0 | 3777.208 | 2749.5818 | 3785.313 | 3743.1306 | 3642.53 | 3538.3291 | 0 | -1080.5876
2030-04-06 | 4 | 153.4735 | 153.4735 | 0 | 0 | 0 | 3777.208 | 3625.9746 | 3236.3135 | 3743.1306 | 3642.53 | 3538.3291 | 0 | -1080.5876
2030-04-06 | 5 | 153.4735 | 153.4735 | 0 | 0 | 0 | 3777.208 | 3625.9746 | 2416.7256 | 3743.1306 | 3642.53 | 3538.3301 | 0 | -1080.5876
2030-04-06 | 6 | 153.4735 | 153.4735 | 0 | 0 | 0 | 3777.208 | 3625.9746 | 3785.312 | 3743.1306 | 3642.53 | 3538.3291 | 0 | -1080.5876
2030-04-06 | 7 | 153.4735 | 153.4735 | 0 | 0 | 0 | 3777.208 | 3625.9746 | 3785.312 | 3743.1306 | 3642.53 | 3538.3291 | 0 | -1080.5876
2030-04-06 | 8 | 153.4735 | 153.4735 | 0 | 0 | 0 | 3777.208 | 3625.9746 | 3785.312 | 3743.1306 | 3642.53 | 3538.3291 | 0 | -1080.5876
2030-04-06 | 9 | 153.4735 | 153.4735 | 0 | 0 | 0 | 3777.208 | 3625.9746 | 3785.312 | 3743.1306 | 3642.53 | 3538.3291 | 0 | -1080.5876
2030-04-06 | 10 | 153.4735 | 153.4735 | 0 | 133.2797 | 133.2797 | 3777.208 | 3625.9746 | 3785.313 | 3743.1306 | 3642.53 | 3538.3291 | 0 | -1080.5876
2030-04-06 | 11 | 153.4735 | 153.4735 | 0 | 199.9196 | 199.9196 | 3777.208 | 3625.9734 | 3785.312 | 3743.1306 | 3642.53 | 3538.3291 | 0 | -1080.5876
2030-04-06 | 12 | 153.4735 | 153.4735 | 0 | 133.2797 | 143.1942 | 3777.208 | 3625.9746 | 3785.312 | 3743.1306 | 3642.53 | 3538.3291 | 0 | -1080.5876
2030-04-06 | 13 | 153.4735 | 153.4735 | 0 | 62.8624 | 0 | 3777.208 | 3625.9746 | 3785.312 | 3743.1306 | 3642.53 | 3538.3291 | 0 | -1080.5876
2030-04-06 | 14 | 153.4735 | 153.4735 | 0 | 0 | 0 | 3777.208 | 3625.9746 | 3785.312 | 3743.1306 | 3642.53 | 3538.3291 | 0 | -1080.5876
2030-04-06 | 15 | 153.4735 | 153.4735 | 0 | 0 | 0 | 3777.208 | 3625.9746 | 3785.313 | 3743.1306 | 3642.53 | 3538.3291 | 0 | -1080.5876
2030-04-06 | 16 | 153.4735 | 153.4735 | 0 | 0 | 0 | 3777.208 | 3625.9746 | 3785.312 | 3743.1306 | 3642.53 | 3538.3291 | 0 | -1080.5876
2030-04-06 | 17 | 153.4735 | 153.4735 | 0 | 0 | 0 | 3777.208 | 3625.9746 | 3785.3108 | 3743.1306 | 3642.53 | 3538.3291 | 0 | -1080.5876
2030-04-06 | 18 | 153.4735 | 153.4735 | 0 | 0 | 0 | 3777.208 | 3625.9746 | 3785.312 | 3743.1306 | 3642.53 | 3538.3291 | 0 | -1080.5876
2030-04-06 | 19 | 153.4735 | 153.4735 | 0 | 0 | 0 | 3777.208 | 3625.9746 | 3785.312 | 3743.1306 | 3642.53 | 3538.3291 | 0 | -1080.5876
2030-04-06 | 20 | 153.4735 | 153.4735 | 0 | 0 | 0 | 3777.208 | 3625.9746 | 3785.312 | 3743.1306 | 3642.53 | 3538.3291 | 0 | -1080.5876
2030-04-06 | 21 | 153.4735 | 153.4735 | 0 | 0 | 0 | 3777.208 | 3625.9746 | 3785.312 | 3743.1306 | 3642.53 | 3538.3291 | 0 | -1080.5876
2030-04-06 | 22 | 153.4735 | 153.4735 | 0 | 0 | 0 | 3777.208 | 3625.9746 | 3785.312 | 3743.1306 | 3642.53 | 3538.3281 | 0 | -1080.5876
2030-04-06 | 23 | 153.4735 | 153.4735 | 0 | 0 | 0 | 3777.208 | 3625.9746 | 3785.312 | 3743.1306 | 3642.53 | 3538.3291 | 0 | -1080.5876
2030-04-06 | 24 | 153.4735 | 153.4735 | 0 | 0 | 0 | 3777.208 | 3625.9746 | 3785.312 | 3743.1306 | 3642.53 | 3538.3291 | 0 | -1080.5876
2030-04-07 | 1 | 153.4735 | 153.4735 | 0 | 0 | 0 | 3777.208 | 3625.9746 | 3785.312 | 3743.1306 | 3642.53 | 3538.3291 | 0 | -1080.5876
2030-04-07 | 2 | 153.4735 | 153.4735 | 0 | 0 | 0 | 3777.208 | 3625.9746 | 3785.312 | 3743.1306 | 3642.53 | 3538.3291 | 0 | -1080.5876
2030-04-07 | 3 | 153.4735 | 153.4735 | 0 | 0 | 0 | 3777.208 | 3625.9746 | 3785.312 | 3743.1306 | 3642.53 | 3538.3291 | 0 | -1.6451e-05
2030-04-07 | 4 | 153.4735 | 153.4735 | 0 | 0 | 0 | 3777.208 | 3625.9746 | 1892.6559 | 3743.1306 | 3642.53 | 3538.3291 | 0 | -1.6451e-05
2030-04-07 | 5 | 153.4735 | 153.4735 | 45.2158 | 0 | 0 | 3777.208 | 3625.9746 | 1892.6559 | 3743.1306 | 3642.53 | 3538.3291 | 0 | -1.6451e-05
2030-04-07 | 6 | 153.4735 | 153.4735 | 90.4317 | 0 | 0 | 3777.208 | 3625.9746 | 1892.6559 | 3743.1306 | 3642.53 | 3538.3291 | 0 | -1.6451e-05
2030-04-07 | 7 | 153.4735 | 153.4735 | 0 | 0 | 0 | 3777.208 | 3625.9756 | 3785.312 | 3743.1306 | 3642.53 | 3538.3291 | 0 | -1080.5876
2030-04-07 | 8 | 153.4735 | 153.4735 | 0 | 0 | 0 | 3777.208 | 3625.9746 | 3785.312 | 3743.1306 | 3642.53 | 3538.3291 | 0 | -1080.5876
2030-04-07 | 9 | 153.4735 | 153.4735 | 0 | 0 | 0 | 3777.208 | 3625.9746 | 3454.3176 | 3743.1306 | 3642.53 | 3538.3291 | 0 | -1080.5876
2030-04-07 | 10 | 153.4735 | 153.4735 | 646.4638 | 0 | 0 | 3777.208 | 3625.9746 | 3785.312 | 3743.1306 | 3642.53 | 3538.3291 | 647.0264 | 1080.5876
2030-04-07 | 11 | 153.4735 | 153.4735 | 0 | 0 | 0 | 3777.208 | 3625.9746 | 3191.9141 | 3743.1306 | 3642.53 | 3538.3291 | 0 | -1080.5876
2030-04-07 | 12 | 153.4735 | 153.4735 | 0 | 0 | 0 | 3777.208 | 3625.9746 | 2888.2024 | 3743.1306 | 3642.53 | 3538.3291 | 0 | -1080.5876
2030-04-07 | 13 | 0 | 0 | 0 | 0 | 0 | 3777.208 | 3625.9746 | 1527.4061 | 3743.1306 | 3642.53 | 3538.3291 | 0 | -1080.5876
2030-04-07 | 14 | 0 | 0 | 0 | 0 | 0 | 3777.208 | 3625.9746 | 2960.9187 | 3743.1306 | 3642.53 | 3538.3291 | 0 | -1080.5876
2030-04-07 | 15 | 0 | 0 | 0 | 0 | 0 | 3777.208 | 3625.9746 | 2173.3999 | 3743.1306 | 3642.53 | 3538.3291 | 0 | -1.6451e-05
2030-04-07 | 16 | 0 | 0 | 0 | 0 | 0 | 3777.208 | 3625.9746 | 3163.4666 | 3743.1306 | 3642.53 | 3538.3291 | 0 | -1.6451e-05
2030-04-07 | 17 | 0 | 0 | 0 | 0 | 0 | 3777.208 | 3265.0078 | 3739.1335 | 3743.1306 | 3642.53 | 3538.3291 | 0 | -1.6451e-05
2030-04-07 | 18 | 0 | 0 | 0 | 0 | 0 | 3777.208 | 3625.9746 | 3785.312 | 3743.1306 | 3642.53 | 3538.3291 | 0 | -1080.5876
2030-04-07 | 19 | 0 | 0 | 0 | 0 | 0 | 3777.208 | 3625.9746 | 3785.312 | 3743.1306 | 3642.53 | 3538.3291 | 0 | -1080.5876
2030-04-07 | 20 | 0 | 0 | 0 | 0 | 0 | 3777.208 | 3625.9746 | 3785.312 | 3743.1306 | 3642.53 | 3538.3291 | 0 | -1080.5876
2030-04-07 | 21 | 153.4735 | 153.4735 | 0 | 0 | 0 | 3777.208 | 3625.9746 | 3785.312 | 3743.1306 | 3642.53 | 3538.3291 | 0 | -1080.5876
2030-04-07 | 22 | 153.4735 | 116.4724 | 0 | 0 | 0 | 3777.208 | 3625.9746 | 3785.312 | 3743.1306 | 3642.53 | 3538.3291 | 0 | -1080.5876
2030-04-07 | 23 | 0 | 0 | 0 | 0 | 0 | 3777.208 | 3625.9746 | 3785.312 | 3743.1306 | 3642.53 | 3538.3291 | 0 | -1080.5876
2030-04-07 | 24 | 0 | 0 | 0 | 0 | 0 | 3777.208 | 3625.9746 | 2946.0757 | 3743.1306 | 3642.53 | 3538.3291 | 0 | -1080.5876
2030-04-08 | 1 | 0 | 0 | 0 | 0 | 0 | 3777.208 | 331.8945 | 3785.312 | 3743.1306 | 3642.53 | 3334.324 | 0 | 1080.5876
2030-04-08 | 2 | 0 | 0 | 0 | 0 | 0 | 3777.208 | 333.8926 | -1892.656 | 2600.8884 | 3642.53 | 3538.3291 | 0 | 1080.5876
2030-04-08 | 3 | 0 | 0 | 0 | 0 | 0 | 3777.208 | 333.8931 | -178.6572 | 1871.5653 | 2049.7876 | 3538.3291 | 0 | 218.3389
2030-04-08 | 4 | 0 | 0 | 0 | 0 | 0 | 3777.208 | 333.8918 | -155.8777 | 1495.832 | 3642.53 | 3538.3291 | 0 | -1.6451e-05
2030-04-08 | 5 | 0 | 0 | 0 | 0 | 0 | 3777.208 | 1484.041 | 610.7956 | 2440.2402 | 3642.53 | 3538.3291 | 0 | -1080.5876
2030-04-08 | 6 | 0 | 0 | 0 | 0 | 0 | 3435.2734 | 3625.9746 | 1892.6559 | 3743.1306 | 3642.53 | 3538.3291 | 0 | -1080.5876
2030-04-08 | 7 | 153.4735 | 153.4735 | 0 | 0 | 0 | 3693.7651 | 3625.9746 | 3785.312 | 3743.1306 | 3642.53 | 3538.3291 | 0 | -5.4502
2030-04-08 | 8 | 153.4735 | 153.4735 | 0 | 0 | 0 | 3777.208 | 3625.9746 | 3785.312 | 3743.1306 | 3642.53 | 3538.3291 | 0 | -1080.5876
2030-04-08 | 9 | 153.4735 | 153.4735 | 0 | 0 | 0 | 3777.208 | 3625.9746 | 3785.312 | 3743.1306 | 3642.53 | 3538.3291 | 0 | -1080.5876
2030-04-08 | 10 | 153.4735 | 153.4735 | 0 | 0 | 0 | 3777.208 | 3625.9746 | 2646.5239 | 3743.1306 | 3642.53 | 3538.3291 | 0 | -1080.5876
2030-04-08 | 11 | 153.4735 | 153.4735 | 0 | 0 | 0 | 3777.208 | 3625.9746 | 1657.9152 | 3743.1306 | 3642.53 | 3538.3291 | 0 | -1080.5876
2030-04-08 | 12 | 153.4735 | 280.6107 | 0 | 199.9196 | 199.9196 | 3777.208 | 3625.9746 | 1073.8398 | 1246.2943 | -3.2425e-05 | 3538.3291 | 0 | -1080.5876
2030-04-08 | 13 | 460.4206 | 460.4206 | 0 | 199.9196 | 199.9196 | 3777.208 | 1390.9796 | 1283.8539 | -1985.963 | -3.2425e-05 | 3538.3291 | 0 | -1080.5876
2030-04-08 | 14 | 460.4206 | 460.4206 | 0 | 199.9196 | 199.9196 | 3777.208 | 213.8929 | 1721.6594 | -1167.5767 | -1821.265 | 990.3824 | 138.1604 | -1080.5876
2030-04-08 | 15 | 460.4206 | 460.4206 | 0 | 199.9196 | 199.9196 | 3777.208 | 213.8926 | 2171.9854 | -1192.3027 | -1821.2661 | 265.2442 | 497.3681 | -1080.5876
2030-04-08 | 16 | 460.4206 | 460.4206 | 341.7975 | 199.9196 | 199.9196 | 2631.4385 | 20.85 | 1761.1704 | 0 | -1238.7732 | 0 | 0 | -1080.5876
2030-04-08 | 17 | 460.4206 | 460.4206 | 646.4638 | 199.9196 | 199.9196 | 1888.604 | 0 | 1344.8795 | 0 | -1544.6256 | -1296.8008 | 0 | -1080.5876
2030-04-08 | 18 | 460.4206 | 460.4206 | 646.4638 | 199.9196 | 199.9196 | 1888.604 | 0 | 703.838 | -497.2468 | -86.7783 | -1769.1655 | 0 | -1080.5876
2030-04-08 | 19 | 460.4206 | 460.4206 | 624.4324 | 266.4472 | 266.4472 | 1077.3873 | 0 | 942.697 | 0 | 0 | -1769.1646 | 0 | -1080.5876
2030-04-08 | 20 | 460.4206 | 460.4206 | 646.4638 | 199.9196 | 199.9196 | 1888.604 | 0 | 611.355 | 0 | 0 | -1250.6608 | 0 | -1080.5876
2030-04-08 | 21 | 460.4206 | 460.4206 | 484.8478 | 199.9196 | 199.9196 | 1888.604 | 166.8608 | 706.8325 | 0 | -52.9527 | 221.0085 | 0 | -1080.5876
2030-04-08 | 22 | 460.4206 | 460.4206 | 554.2649 | 199.9196 | 199.9196 | 2240.9253 | 166.8609 | 1213.2732 | 0 | -665.355 | 0 | 0 | -1080.5876
2030-04-08 | 23 | 460.4206 | 460.4206 | 0 | 199.9196 | 143.1573 | 1903.7705 | 166.8607 | 295.7531 | -1871.5653 | 1821.265 | 8.4801 | 0 | -1080.5876
2030-04-08 | 24 | 460.4206 | 460.4206 | 0 | 66.6399 | 37.9911 | 1014.9067 | 213.8926 | 160.2823 | -2.5272e-05 | 2389.2222 | -1.8358e-05 | 0 | -1080.5876
2030-04-09 | 1 | 460.4206 | 460.4206 | 0 | 195.5412 | 133.2797 | 1888.604 | 213.8931 | -478.1479 | 898.964 | 3170.4646 | 1769.1646 | 0 | -1080.5876
2030-04-09 | 2 | 153.4735 | 153.4735 | 0 | 0 | 0 | 3777.208 | 3625.9746 | 682.9155 | 1152.7555 | 3642.53 | 3538.3291 | 0 | -1080.5876
2030-04-09 | 3 | 155.7803 | 153.4735 | 0 | 133.2797 | 197.402 | 3777.208 | 3625.9746 | 3487.7278 | 3743.1306 | 3642.53 | 3538.3291 | 0 | -1.6451e-05
2030-04-09 | 4 | 153.4735 | 153.4735 | 0 | 0 | 0 | 3777.208 | 3625.9746 | 3785.312 | 3743.1306 | 3642.53 | 3538.3291 | 0 | -578.2031
2030-04-09 | 5 | 153.4735 | 153.4735 | 0 | 0 | 0 | 3777.208 | 3625.9746 | 3785.312 | 3743.1306 | 3642.53 | 3538.3291 | 0 | -1080.5876
2030-04-09 | 6 | 153.4735 | 153.4735 | 0 | 0 | 0 | 3777.208 | 3625.9746 | 3785.312 | 3743.1306 | 3642.53 | 3538.3291 | 0 | -1080.5876
2030-04-09 | 7 | 153.4735 | 153.4735 | 0 | 0 | 0 | 3777.208 | 3625.9746 | 3785.312 | 3743.1306 | 3642.53 | 3538.3291 | 0 | -1080.5876
2030-04-09 | 8 | 153.4735 | 153.4735 | 0 | 11.3503 | 66.6399 | 3777.208 | 3625.9746 | 3785.312 | 3743.1306 | 3642.53 | 3538.3291 | 0 | -1080.5876
2030-04-09 | 9 | 153.4735 | 153.4735 | 0 | 66.6399 | 6.2061 | 3777.208 | 3625.9746 | 3785.312 | 3743.1306 | 3642.53 | 3538.3291 | 0 | -1080.5876
2030-04-09 | 10 | 153.4735 | 153.4735 | 0 | 133.2797 | 100.2445 | 3777.208 | 3625.9746 | 3785.312 | 3743.1306 | 3642.53 | 3538.3291 | 0 | -1080.5876
2030-04-09 | 11 | 153.4735 | 153.4735 | 0 | 0 | 0 | 3777.208 | 3625.9746 | 3785.312 | 3743.1306 | 3642.53 | 3538.3291 | 0 | -1080.5876
2030-04-09 | 12 | 153.4735 | 153.4735 | 0 | 0 | 20.1089 | 3777.208 | 3625.9746 | 3785.312 | 3743.1306 | 3642.53 | 3538.3291 | 0 | -1080.5876
2030-04-09 | 13 | 153.4735 | 153.4735 | 0 | 0 | 0 | 3777.208 | 3625.9746 | 3785.312 | 3743.1306 | 3642.53 | 3538.3291 | 0 | -1080.5876
2030-04-09 | 14 | 153.4735 | 153.4735 | 0 | 0 | 42.824 | 3777.208 | 3625.9746 | 3785.312 | 3743.1306 | 3642.53 | 3538.3291 | 0 | -1080.5876
2030-04-09 | 15 | 153.4735 | 153.4735 | 0 | 133.2797 | 110.3228 | 3777.208 | 3625.9746 | 3785.312 | 3743.1306 | 3642.53 | 3538.3291 | 0 | -1080.5876
2030-04-09 | 16 | 153.4735 | 153.4735 | 0 | 0 | 0 | 3777.208 | 3625.9746 | 3785.312 | 3743.1306 | 3642.53 | 3538.3291 | 0 | -1080.5876
2030-04-09 | 17 | 153.4735 | 153.4735 | 0 | 66.6399 | 66.6399 | 3777.208 | 3625.9746 | 3785.312 | 3743.1306 | 3642.53 | 3538.3291 | 0 | -1080.5876
2030-04-09 | 18 | 153.4735 | 153.4735 | 0 | 0 | 0 | 3777.208 | 3625.9746 | 3785.312 | 3743.1306 | 3642.53 | 3538.3291 | 0 | -1080.5876
2030-04-09 | 19 | 153.4735 | 128.5751 | 0 | 0 | 0 | 3777.208 | 3625.9746 | 3785.312 | 3743.1306 | 3642.53 | 3538.3291 | 0 | -1080.5876
2030-04-09 | 20 | 153.4735 | 153.4735 | 0 | 0 | 0 | 3777.208 | 3625.9746 | 3785.312 | 3743.1306 | 3642.53 | 3538.3291 | 0 | -1080.5876
2030-04-09 | 21 | 153.4735 | 153.4735 | 0 | 0 | 0 | 3777.208 | 3625.9746 | 3785.312 | 3743.1306 | 3642.53 | 3538.3291 | 0 | -1080.5876
2030-04-09 | 22 | 153.4735 | 153.4735 | 0 | 0 | 0 | 3777.208 | 3625.9746 | 3785.312 | 3743.1306 | 3642.53 | 3538.3291 | 0 | -1080.5876
2030-04-09 | 23 | 153.4735 | 153.4735 | 0 | 0 | 0 | 3777.208 | 3625.9746 | 3785.312 | 3743.1306 | 3642.53 | 3538.3291 | 0 | -1080.5876
2030-04-09 | 24 | 153.4735 | 153.4735 | 0 | 0 | 0 | 3777.208 | 3625.9746 | 3785.312 | 3743.1306 | 3642.53 | 3538.3291 | 0 | -1080.5876
2030-04-10 | 1 | 0 | 0 | 0 | 0 | 0 | 3777.208 | 3625.9746 | 2820.4983 | 3743.1306 | 3642.53 | 3538.3291 | 0 | -1080.5876
2030-04-10 | 2 | 153.4735 | 153.4735 | 0 | 0 | 0 | 3777.208 | 3625.9746 | 3785.3108 | 3743.1306 | 3642.53 | 3538.3291 | 0 | -1080.5876
2030-04-10 | 3 | 153.4735 | 153.4735 | 0 | 0 | 0 | 3777.208 | 3625.9746 | 3785.312 | 3743.1306 | 3642.53 | 3538.3291 | 0 | 540.2938
2030-04-10 | 4 | 153.4735 | 153.4735 | 0 | 0 | 0 | 3777.208 | 3625.9746 | 3785.312 | 3743.1306 | 3642.53 | 3538.3291 | 0 | -1.6451e-05
2030-04-10 | 5 | 153.4735 | 153.4735 | 0 | 0 | 0 | 3777.208 | 3625.9746 | 3785.312 | 3743.1306 | 3642.53 | 3538.3291 | 0 | -1080.5876
2030-04-10 | 6 | 153.4735 | 153.4735 | 0 | 0 | 0 | 3777.208 | 3625.9746 | 3785.312 | 3743.1306 | 3642.53 | 3538.3291 | 0 | -1080.5876
2030-04-10 | 7 | 153.4735 | 153.4735 | 0 | 0 | 0 | 3777.208 | 3625.9746 | 3785.312 | 3743.1306 | 3642.53 | 3538.3291 | 0 | -1080.5876
2030-04-10 | 8 | 153.4735 | 153.4735 | 0 | 0 | 0 | 3777.208 | 3625.9746 | 3785.312 | 3743.1306 | 3642.53 | 3538.3291 | 0 | -1080.5876
2030-04-10 | 9 | 153.4735 | 153.4735 | 0 | 0 | 0 | 3777.208 | 3625.9746 | 3785.312 | 3743.1306 | 3642.53 | 3538.3291 | 0 | -1080.5876
2030-04-10 | 10 | 153.4735 | 153.4735 | 0 | 0 | 0 | 3777.208 | 3625.9746 | 3785.312 | 3743.1306 | 3642.53 | 3538.3291 | 0 | -1080.5876
2030-04-10 | 11 | 153.4735 | 153.4735 | 0 | 0 | 0 | 3777.208 | 3625.9746 | 3785.312 | 3743.1306 | 3642.53 | 3538.3291 | 0 | -1080.5876
2030-04-10 | 12 | 153.4735 | 153.4735 | 0 | 0 | 0 | 3777.208 | 3625.9746 | 3785.312 | 3743.1306 | 3642.53 | 3538.3291 | 0 | -1080.5876
2030-04-10 | 13 | 153.4735 | 153.4735 | 0 | 0 | 0 | 3777.208 | 3625.9746 | 3785.312 | 3743.1306 | 3642.53 | 3538.3291 | 0 | -1080.5876
2030-04-10 | 14 | 153.4735 | 153.4735 | 0 | 0 | 0 | 3777.208 | 3625.9746 | 3785.312 | 3743.1294 | 3642.53 | 3538.3291 | 0 | -1080.5876
2030-04-10 | 15 | 153.4735 | 153.4735 | 0 | 0 | 0 | 3777.208 | 3625.9746 | 3785.312 | 3743.1306 | 3642.53 | 3538.3291 | 0 | -1080.5876
2030-04-10 | 16 | 153.4735 | 153.4735 | 0 | 0 | 0 | 3777.208 | 3625.9746 | 3785.312 | 3743.1306 | 3642.53 | 3538.3301 | 0 | -1080.5876
2030-04-10 | 17 | 153.4735 | 153.4735 | 0 | 0 | 0 | 3777.208 | 3625.9746 | 3785.312 | 3743.1306 | 3642.53 | 3538.3291 | 0 | -1080.5876
2030-04-10 | 18 | 153.4735 | 153.4735 | 0 | 0 | 0 | 3777.208 | 3625.9746 | 3785.312 | 3743.1306 | 3642.53 | 3538.3291 | 0 | -1080.5876
2030-04-10 | 19 | 153.4735 | 153.4735 | 0 | 0 | 0 | 3777.208 | 3625.9746 | 3785.312 | 3743.1306 | 3642.53 | 3538.3291 | 0 | -1080.5876
2030-04-10 | 20 | 153.4735 | 153.4735 | 0 | 0 | 0 | 3777.208 | 3625.9746 | 3785.312 | 3743.1306 | 3642.53 | 3538.3291 | 0 | -1080.5876
2030-04-10 | 21 | 153.4735 | 153.4735 | 0 | 0 | 0 | 3777.208 | 3625.9746 | 3785.312 | 3743.1306 | 3642.53 | 3538.3291 | 0 | -1080.5876
2030-04-10 | 22 | 153.4735 | 153.4735 | 0 | 0 | 0 | 3777.2092 | 3625.9746 | 3785.312 | 3743.1306 | 3642.53 | 3538.3291 | 0 | -1080.5876
2030-04-10 | 23 | 153.4735 | 153.4735 | 0 | 0 | 0 | 3777.208 | 3625.9746 | 3785.312 | 3743.1306 | 3642.53 | 3538.3291 | 0 | -1080.5876
2030-04-10 | 24 | 153.4735 | 153.4735 | 0 | 0 | 0 | 3777.208 | 3625.9746 | 3785.312 | 3743.1306 | 3642.53 | 3538.3291 | 0 | -1080.5876
2030-04-11 | 1 | 153.4735 | 153.4735 | 0 | 0 | 0 | 3777.208 | 3625.9746 | 3785.312 | 3743.1306 | 3642.53 | 3538.3291 | 0 | -1080.5876
2030-04-11 | 2 | 153.4735 | 153.4735 | 0 | 0 | 0 | 3777.208 | 3625.9746 | 3785.312 | 3743.1306 | 3642.53 | 3538.3291 | 0 | 39.8628
2030-04-11 | 3 | 153.4735 | 153.4735 | 0 | 0 | 0 | 3777.208 | 3625.9746 | 3785.312 | 3743.1306 | 3642.53 | 3538.3291 | 0 | -1080.5876
2030-04-11 | 4 | 153.4735 | 153.4735 | 0 | 0 | 0 | 3777.208 | 3625.9746 | 3527.4282 | 3743.1306 | 3642.53 | 3538.3291 | 0 | -1.6451e-05
2030-04-11 | 5 | 153.4735 | 153.4735 | 0 | 0 | 0 | 3777.208 | 3625.9746 | 2448.0625 | 3743.1306 | 3642.53 | 3538.3291 | 0 | -269.463
2030-04-11 | 6 | 153.4735 | 153.4735 | 0 | 0 | 0 | 3777.208 | 3625.9746 | 3785.312 | 3743.1306 | 3642.53 | 3538.3291 | 0 | -1080.5876
2030-04-11 | 7 | 153.4735 | 153.4735 | 0 | 0 | 0 | 3777.2092 | 3625.9746 | 3785.312 | 3743.1306 | 3642.53 | 3538.3291 | 0 | -1080.5876
2030-04-11 | 8 | 153.4735 | 153.4735 | 0 | 0 | 0 | 3777.208 | 3625.9746 | 3785.312 | 3743.1306 | 3642.53 | 3538.3291 | 0 | -1080.5876
2030-04-11 | 9 | 153.4735 | 153.4735 | 0 | 0 | 0 | 3777.208 | 3625.9746 | 3785.312 | 3743.1306 | 3642.53 | 3538.3291 | 0 | -1080.5876
2030-04-11 | 10 | 153.4735 | 153.4735 | 0 | 0 | 0 | 3777.208 | 3625.9746 | 3785.312 | 3743.1306 | 3642.53 | 3538.3291 | 0 | -1.6451e-05
2030-04-11 | 11 | 153.4735 | 153.4735 | 339.1611 | 0 | 0 | 3777.208 | 3625.9746 | 3785.312 | 3743.1306 | 3642.53 | 3538.3291 | 0 | -1.6451e-05
2030-04-11 | 12 | 153.4735 | 153.4735 | 323.2319 | 0 | 0 | 3777.208 | 3625.9746 | 3785.312 | 3743.1306 | 3642.53 | 3538.3291 | 0 | -1.6451e-05
2030-04-11 | 13 | 153.4735 | 153.4735 | 29.5525 | 0 | 0 | 3777.208 | 3625.9746 | 3785.312 | 3743.1306 | 3642.53 | 3538.3291 | 0 | -1.6451e-05
2030-04-11 | 14 | 153.4735 | 153.4735 | 0 | 0 | 0 | 3777.208 | 3625.9746 | 3785.312 | 3743.1306 | 3642.53 | 3538.3291 | 0 | -1.6451e-05
2030-04-11 | 15 | 153.4735 | 153.4735 | 0 | 0 | 0 | 3777.208 | 3625.9746 | 3785.312 | 3743.1306 | 3642.53 | 3538.3291 | 0 | -1080.5876
2030-04-11 | 16 | 153.4735 | 153.4735 | 0 | 0 | 0 | 3777.208 | 3625.9746 | 3785.312 | 3743.1306 | 3642.53 | 3538.3291 | 0 | -1080.5876
2030-04-11 | 17 | 153.4735 | 153.4735 | 0 | 0 | 0 | 3777.208 | 3625.9746 | 3785.312 | 3743.1306 | 3642.53 | 3538.3291 | 0 | -1080.5876
2030-04-11 | 18 | 153.4735 | 153.4735 | 0 | 0 | 0 | 3777.208 | 3625.9746 | 3785.312 | 3743.1306 | 3642.53 | 3538.3291 | 0 | -874.4609
2030-04-11 | 19 | 0 | 0 | 0 | 0 | 0 | 3777.208 | 3625.9746 | 3785.312 | 3743.1306 | 3642.53 | 3538.3291 | 0 | -1080.5876
2030-04-11 | 20 | 153.4735 | 153.4735 | 0 | 0 | 0 | 3777.208 | 3625.9746 | 3785.312 | 3743.1306 | 3642.53 | 3538.3291 | 0 | -1080.5876
2030-04-11 | 21 | 153.4735 | 153.4735 | 0 | 0 | 0 | 3777.208 | 3625.9746 | 3785.312 | 3743.1306 | 3642.53 | 3538.3291 | 0 | -1080.5876
2030-04-11 | 22 | 153.4735 | 153.4735 | 0 | 0 | 0 | 3777.208 | 3625.9746 | 3785.312 | 3743.1306 | 3642.53 | 3538.3291 | 0 | -1080.5876
2030-04-11 | 23 | 153.4735 | 153.4735 | 0 | 0 | 0 | 3777.208 | 3625.9746 | 3785.3108 | 3743.1306 | 3642.53 | 3538.3291 | 0 | -1080.5876
2030-04-11 | 24 | 0 | 0 | 0 | 0 | 0 | 3777.208 | 3625.9746 | 1393.4926 | 3743.1306 | 3642.53 | 3538.3291 | 0 | -1080.5876
2030-04-12 | 1 | 0 | 0 | 0 | 37.194 | 66.6399 | 3777.208 | 3625.9746 | 1521.8097 | 1605.0005 | 3642.53 | 3538.3291 | 0 | -1080.5876
2030-04-12 | 2 | 0 | 0 | 0 | 0 | 0 | 3777.2092 | 1812.9863 | 396.4194 | 1045.0479 | 3642.53 | 3538.3291 | 0 | -1.6451e-05
2030-04-12 | 3 | 0 | 0 | 0 | 0 | 0 | 3777.208 | 333.8923 | 663.9684 | 92.0549 | 3642.53 | 3538.3291 | 0 | 540.2938
2030-04-12 | 4 | 0 | 0 | 0 | 0 | 0 | 3777.208 | 333.8945 | -233.2823 | -959.7264 | 1821.2649 | 3538.3291 | 73.2402 | 1080.5876
2030-04-12 | 5 | 0 | 0 | 0 | 0 | 0 | 3777.208 | 333.8916 | -3.7193e-05 | -1631.7296 | 1792.3158 | 3538.3291 | 0 | 1080.5876
2030-04-12 | 6 | 0 | 0 | 0 | 0 | 0 | 3777.208 | 333.8926 | -1201.2705 | -2086.2515 | 2286.6423 | 3538.3291 | 0 | -1080.5876
2030-04-12 | 7 | 0 | 0 | 0 | 0 | 0 | 3777.208 | 333.8918 | -1357.7988 | 440.8996 | 3642.53 | 3538.3291 | 0 | -1080.5876
2030-04-12 | 8 | 0 | 0 | 0 | 0 | 0 | 3777.208 | 333.8953 | -502.3045 | 3743.1306 | 3642.53 | 3538.3291 | 0 | -1080.5876
2030-04-12 | 9 | 0 | 0 | 0 | 0 | 0 | 3777.208 | 230.9199 | -3.7193e-05 | 3743.1306 | 3642.53 | 3538.3291 | 0 | -1080.5876
2030-04-12 | 10 | 0 | 0 | 0 | 0 | 0 | 3739.8538 | 342.2185 | -111.8121 | 3743.1306 | 3642.53 | 3538.3291 | 0 | -1080.5876
2030-04-12 | 11 | 153.4735 | 153.4735 | 0 | 0 | 0 | 3628.7109 | 1048.6194 | 763.4208 | 3279.9531 | 3642.53 | 3538.3291 | 0 | -1080.5876
2030-04-12 | 12 | 153.4735 | 153.4735 | 0 | 0 | 0 | 3777.208 | 1119.7789 | -826.3677 | 2140.3232 | 3642.53 | 3538.3291 | 0 | -1080.5876
2030-04-12 | 13 | 153.4735 | 153.4735 | 0 | 0 | 0 | 3777.208 | 230.9229 | -673.8929 | 2210.7446 | 3642.53 | 1916.4072 | 0 | -1080.5876
2030-04-12 | 14 | 153.4735 | 153.4735 | 0 | 0 | 0 | 3777.208 | 213.8928 | -685.41 | 483.8372 | 3642.53 | 265.2409 | 0 | -1080.5876
2030-04-12 | 15 | 153.4735 | 153.4735 | 484.8478 | 0 | 0 | 2986.8718 | 166.8608 | -1404.2013 | -3172.0637 | 3642.53 | -1275.4738 | 0 | -1080.5876
2030-04-12 | 16 | 153.4735 | 153.4735 | 646.4638 | 0 | 0 | 3632.5557 | 0 | -827.989 | -2033.9662 | 1821.265 | -2960.2708 | 0 | -1080.5876
2030-04-12 | 17 | 153.4735 | 153.4735 | 646.4638 | 0 | 0 | 1888.604 | -645.7786 | -585.856 | -1566.1677 | 1821.265 | -3538.3291 | 0 | -1080.5876
2030-04-12 | 18 | 153.4735 | 153.4735 | 414.5791 | 9.9437 | 66.6399 | 1700.8386 | -453.2045 | -134.3427 | 0 | 1821.265 | -3538.3291 | 0 | -1080.5876
2030-04-12 | 19 | 153.4735 | 153.4735 | 268.4976 | 0 | 32.3478 | 1513.4227 | -385.3008 | -483.6816 | 0 | 1821.265 | -3538.3291 | 0 | -1080.5876
2030-04-12 | 20 | 153.4735 | 153.4735 | 278.4699 | 199.9196 | 199.9196 | 1657.5441 | 0 | -707.4122 | 0 | 1821.265 | -2571.9639 | 0 | -1080.5876
2030-04-12 | 21 | 153.4735 | 153.4735 | 174.7178 | 103.9869 | 66.6399 | 1888.604 | 0 | -711.8117 | -323.8083 | 1821.265 | -1769.1646 | 0 | -1080.5876
2030-04-12 | 22 | 153.4735 | 153.4735 | 0 | 66.6399 | 26.7297 | 2100.4053 | 0 | -1248.7598 | 0 | 1821.265 | -2428.0737 | 0 | -1080.5876
2030-04-12 | 23 | 153.4735 | 153.4735 | 0 | 9.2119 | 66.6399 | 2583.312 | 0 | -1760.6409 | -19.4941 | 1821.265 | -2480.0801 | 0 | -1080.5876
2030-04-12 | 24 | 153.4735 | 153.4735 | 0 | 0 | 0 | 2160.2173 | -344.2966 | -2349.73 | -1546.6215 | 1821.265 | -1.8358e-05 | 0 | -1080.5876
2030-04-13 | 1 | 153.4735 | 153.4735 | 0 | 0 | 0 | 3777.208 | 166.8607 | -1759.8066 | 0 | 0 | 221.0081 | 0 | -1080.5876
2030-04-13 | 2 | 153.4735 | 153.4735 | 0 | 0 | 0 | 3777.208 | 213.8915 | -748.3621 | 2591.5874 | -3642.53 | 3101.1865 | 0 | -1080.5876
2030-04-13 | 3 | 0 | 0 | 0 | 0 | 0 | 3777.208 | 2993.0742 | -2533.7656 | 654.1453 | 1821.2649 | 3538.3291 | 0 | 1080.5876
2030-04-13 | 4 | 153.4735 | 153.4735 | 0 | 0 | 0 | 3777.208 | 3625.9746 | -1768.6914 | 2443.6624 | 3642.53 | 3538.3291 | 0 | 259.1005
2030-04-13 | 5 | 153.4735 | 153.4735 | 0 | 0 | 0 | 3777.208 | 3625.9746 | 685.4262 | 2725.2825 | 3642.53 | 3538.3291 | 0 | 723.2888
2030-04-13 | 6 | 153.4735 | 153.4735 | 0 | 199.9196 | 186.6627 | 3777.208 | 3625.9746 | 49.0072 | 3292.1406 | 3642.53 | 3538.3291 | 0 | 511.12
2030-04-13 | 7 | 153.4735 | 153.4735 | 0 | 266.4473 | 266.4473 | 3777.208 | 3625.9746 | 577.1059 | 3743.1306 | 3642.53 | 3538.3291 | 0 | -1080.5876
2030-04-13 | 8 | 153.4735 | 153.4735 | 0 | 199.9196 | 199.9196 | 3777.208 | 3625.9746 | 643.4698 | 3653.6582 | 3642.53 | 3538.3291 | 0 | -1.6451e-05
2030-04-13 | 9 | 153.4735 | 153.4735 | 0 | 266.4473 | 266.4472 | 3777.208 | 3625.9746 | 3785.312 | 3743.1306 | 3642.53 | 3538.3291 | 0 | 540.2938
2030-04-13 | 10 | 153.4735 | 153.4735 | 180.9648 | 199.9196 | 199.9196 | 3777.208 | 3625.9746 | 3785.312 | 3743.1306 | 3642.53 | 3538.3291 | 0 | -1.6451e-05
2030-04-13 | 11 | 153.4735 | 153.4735 | 0 | 199.9196 | 199.9196 | 3777.208 | 3625.9746 | 3785.312 | 3743.1306 | 3642.53 | 3538.3291 | 0 | -1080.5876
2030-04-13 | 12 | 153.4735 | 153.4735 | 0 | 0 | 0 | 3777.208 | 3625.9746 | 3785.312 | 3743.1306 | 3642.53 | 3538.3291 | 0 | -1080.5876
2030-04-13 | 13 | 153.4735 | 153.4735 | 0 | 0 | 37.8869 | 3777.208 | 3625.9746 | 3785.312 | 3743.1306 | 3642.53 | 3538.3291 | 0 | -1080.5876
2030-04-13 | 14 | 153.4735 | 153.4735 | 0 | 0 | 0 | 3777.208 | 3625.9746 | 3785.312 | 3743.1306 | 3642.53 | 3538.3291 | 0 | -1080.5876
2030-04-13 | 15 | 153.4735 | 153.4735 | 0 | 0 | 0 | 3777.208 | 3625.9746 | 3785.312 | 3743.1306 | 3642.53 | 3538.3291 | 0 | -1080.5876
2030-04-13 | 16 | 153.4735 | 153.4735 | 0 | 77.9135 | 66.6399 | 3777.208 | 3625.9746 | 3785.312 | 3743.1306 | 3642.53 | 3538.3291 | 0 | -1080.5876
2030-04-13 | 17 | 0 | 0 | 0 | 231.4038 | 199.9196 | 3777.208 | 3625.9746 | 3785.312 | 3743.1306 | 3642.53 | 3538.3291 | 0 | -1080.5876
2030-04-13 | 18 | 0 | 76.1888 | 0 | 199.9196 | 199.9196 | 3777.208 | 3625.9746 | 3785.312 | 3743.1306 | 3642.53 | 3538.3291 | 0 | -1080.5876
2030-04-13 | 19 | 153.4735 | 153.4735 | 0 | 190.2197 | 133.2797 | 3777.208 | 3625.9746 | 3785.312 | 3743.1306 | 3642.53 | 3538.3291 | 0 | -1080.5876
2030-04-13 | 20 | 153.4735 | 153.4735 | 0 | 0 | 0 | 3777.208 | 3625.9746 | 3785.312 | 3743.1306 | 3642.53 | 3538.3291 | 0 | -1080.5876
2030-04-13 | 21 | 153.4735 | 153.4735 | 0 | 199.9196 | 167.8777 | 3777.208 | 3625.9746 | 3785.312 | 3743.1306 | 3642.53 | 3538.3291 | 0 | -1080.5876
2030-04-13 | 22 | 333.1167 | 460.4206 | 0 | 133.2797 | 133.2797 | 3777.208 | 3625.9746 | 3785.312 | 3743.1306 | 3642.53 | 3538.3291 | 0 | -1080.5876
2030-04-13 | 23 | 153.4735 | 240.2094 | 0 | 0 | 0 | 3777.208 | 3625.9746 | 1892.6559 | 3743.1306 | 3642.53 | 3538.3291 | 0 | -1080.5876
2030-04-13 | 24 | 153.4735 | 295.9738 | 0 | 66.6399 | 66.6399 | 3777.208 | 3625.9746 | 2311.7158 | 3743.1306 | 3642.53 | 3538.3291 | 0 | -1080.5876
2030-04-14 | 1 | 153.4735 | 153.4735 | 222.0345 | 0 | 0 | 3777.208 | 3625.9746 | 416.6731 | 3743.1306 | 3642.53 | 3538.3291 | 0 | 648.2675
2030-04-14 | 2 | 0 | 0 | 0 | 0 | 0 | 3777.208 | 3625.9746 | -971.0392 | -101.8741 | 3642.53 | 3538.3291 | 0 | -1080.5876
2030-04-14 | 3 | 0 | 0 | 0 | 0 | 0 | 3777.208 | 3625.9756 | -1597.392 | 848.4084 | 3642.53 | 3538.3291 | 0 | -1080.5876
2030-04-14 | 4 | 0 | 0 | 0 | 0 | 0 | 3777.208 | 2615.575 | -1755.6338 | 1831.4009 | 3642.53 | 3538.3291 | 0 | -1.6451e-05
2030-04-14 | 5 | 0 | 0 | 0 | 0 | 0 | 3777.208 | 1173.0669 | -1117.0349 | 1758.5447 | 3642.53 | 3538.3291 | 0 | -1.6451e-05
2030-04-14 | 6 | 0 | 12.7657 | 0 | 66.6399 | 66.6399 | 3777.208 | 1242.3027 | -696.9995 | 2874.9075 | 3642.53 | 3538.3291 | 0 | -1080.5876
2030-04-14 | 7 | 153.4735 | 153.4735 | 0 | 0 | 0 | 3777.208 | 333.8921 | -3.7193e-05 | 3480.8838 | 3642.53 | 3538.3291 | 0 | 910.2909
2030-04-14 | 8 | 153.4735 | 146.9866 | 0 | 0 | 0 | 3777.208 | 333.8936 | 1502.3727 | 1871.5653 | 3642.53 | 3538.3291 | 0 | 540.2938
2030-04-14 | 9 | 0 | 0 | 0 | 133.2797 | 138.8777 | 3777.208 | 2759.8076 | -412.5852 | -2.5272e-05 | 3642.53 | 3538.3291 | 0 | -1080.5876
2030-04-14 | 10 | 153.4735 | 13.6103 | 0 | 66.6399 | 66.6399 | 3777.208 | 3625.9746 | 1098.474 | 2961.1199 | 3642.53 | 3538.3291 | 0 | -1080.5876
2030-04-14 | 11 | 64.8372 | 0 | 0 | 0 | 0 | 3777.208 | 3625.9746 | 1902.1688 | 3743.1306 | 3642.53 | 3538.3291 | 0 | -1080.5876
2030-04-14 | 12 | 0 | 0 | 0 | 0 | 0 | 3777.208 | 3625.9746 | 1893.9562 | 3743.1306 | 3642.53 | 3538.3291 | 0 | -1080.5876
2030-04-14 | 13 | 0 | 0 | 0 | 0 | 0 | 3777.208 | 3625.9746 | -71.2942 | 3743.1306 | 3642.53 | 3538.3291 | 0 | -1080.5876
2030-04-14 | 14 | 153.4735 | 153.4735 | 0 | 0 | 0 | 3777.208 | 3625.9746 | -264.5186 | 3743.1306 | 3642.53 | 3538.3291 | 0 | -1.6451e-05
2030-04-14 | 15 | 153.4735 | 153.4735 | 0 | 0 | 0 | 3777.208 | 3625.9746 | -2584.3367 | 3502.2886 | 3642.53 | 3538.3291 | 0 | -1080.5876
2030-04-14 | 16 | 153.4735 | 153.4735 | 0 | 0 | 0 | 3777.208 | 2194.3884 | -2550.2351 | 726.9071 | 3642.53 | 3538.3291 | 0 | -1080.5876
2030-04-14 | 17 | 153.4735 | 153.4735 | 0 | 0 | 0 | 3777.208 | 183.0257 | -3141.7329 | 166.567 | 3642.53 | 1684.1493 | 0 | -1080.5876
2030-04-14 | 18 | 153.4735 | 153.4735 | 0 | 0 | 0 | 3777.208 | 168.9194 | -3177.2708 | 635.1701 | 3642.53 | 302.2235 | 0 | -1080.5876
2030-04-14 | 19 | 153.4735 | 153.4735 | 0 | 0 | 0 | 3777.208 | 166.8608 | -2578.3279 | 1083.1057 | 1821.265 | 221.0088 | 0 | -1080.5876
2030-04-14 | 20 | 153.4735 | 153.4735 | 0 | 0 | 0 | 3777.208 | 168.9195 | -1831.9814 | 460.8858 | 0 | 2390.3308 | 0 | -1080.5876
2030-04-14 | 21 | 153.4735 | 153.4735 | 63.3248 | 0 | 0 | 3777.208 | 291.2861 | -1960.175 | 0 | 1272.7795 | 3538.3291 | 0 | -1080.5876
2030-04-14 | 22 | 153.4735 | 153.4735 | 0 | 0 | 0 | 3777.208 | 2310.4604 | -755.5383 | 772.9853 | -1821.2639 | 3538.3291 | 0 | -1080.5876
2030-04-14 | 23 | 153.4735 | 153.4735 | 0 | 0 | 0 | 3777.208 | 1637.3634 | -1215.5366 | -654.9527 | -3.2425e-05 | 3538.3291 | 0 | -1080.5876
2030-04-14 | 24 | 153.4735 | 153.4735 | 0 | 0 | 0 | 3777.208 | 3625.9746 | -1218.3318 | -424.4657 | -3.2425e-05 | 3538.3291 | 0 | -1080.5876
2030-04-15 | 1 | 153.4735 | 153.4735 | 0 | 0 | 0 | 3777.208 | 3625.9746 | -2111.614 | -1598.6859 | 3642.53 | 3538.3291 | 0 | -1080.5876
2030-04-15 | 2 | 153.4735 | 153.4735 | 0 | 0 | 0 | 3777.208 | 3625.9746 | -1080.7654 | -549.0724 | 3642.53 | 3538.3291 | 0 | -1080.5876
2030-04-15 | 3 | 153.4735 | 153.4735 | 0 | 0 | 0 | 3777.208 | 3625.9746 | 624.3558 | 3743.1294 | 3642.53 | 3538.3291 | 0 | -1080.5876
2030-04-15 | 4 | 153.4735 | 153.4735 | 0 | 0 | 0 | 3777.208 | 3625.9746 | -466.8216 | 1871.5653 | 3642.53 | 3538.3291 | 0 | -1080.5876
2030-04-15 | 5 | 153.4735 | 153.4735 | 0 | 0 | 0 | 3777.208 | 3625.9746 | 59.7707 | 1871.5664 | 3642.53 | 3538.3291 | 0 | -1.6451e-05
2030-04-15 | 6 | 153.4735 | 153.4735 | 0 | 199.9196 | 157.2942 | 3777.208 | 3625.9746 | 3785.312 | 3743.1306 | 3642.53 | 3538.3291 | 0 | -1080.5876
2030-04-15 | 7 | 153.4735 | 153.4735 | 0 | 131.0002 | 66.6399 | 3777.208 | 3625.9746 | 3785.312 | 3743.1306 | 3642.53 | 3538.3291 | 0 | -1080.5876
2030-04-15 | 8 | 153.4735 | 153.4735 | 0 | 66.6399 | 56.7563 | 3777.208 | 3625.9746 | 3785.312 | 3743.1306 | 3642.53 | 3538.3291 | 0 | -1080.5876
2030-04-15 | 9 | 153.4735 | 153.4735 | 0 | 199.9196 | 168.15 | 3777.208 | 3625.9746 | 3785.312 | 3743.1306 | 3642.53 | 3538.3291 | 0 | -1080.5876
2030-04-15 | 10 | 153.4735 | 153.4735 | 0 | 199.9196 | 175.8485 | 3777.208 | 3625.9746 | 3785.312 | 3743.1306 | 3642.53 | 3538.3291 | 0 | -1080.5876
2030-04-15 | 11 | 153.4735 | 153.4735 | 0 | 199.9196 | 146.0868 | 3777.208 | 3625.9746 | 3785.312 | 3743.1306 | 3642.53 | 3538.3291 | 415.4515 | -1080.5876
2030-04-15 | 12 | 153.4735 | 153.4735 | 0 | 197.9075 | 133.2797 | 3777.208 | 3625.9746 | 3785.312 | 3743.1306 | 3642.53 | 3538.3291 | 323.5132 | -1080.5876
2030-04-15 | 13 | 153.4735 | 153.4735 | 0 | 133.2797 | 156.6965 | 3777.208 | 3625.9746 | 3785.312 | 3743.1306 | 3642.53 | 3538.3291 | 323.5132 | -1080.5876
2030-04-15 | 14 | 153.4735 | 153.4735 | 62.0073 | 143.0088 | 199.9196 | 3777.208 | 3625.9746 | 3785.312 | 3743.1306 | 3642.53 | 3538.3291 | 0 | -1080.5876
2030-04-15 | 15 | 153.4735 | 96.9876 | 117.7177 | 66.6399 | 118.929 | 3777.208 | 3625.9746 | 3785.312 | 3743.1306 | 3642.53 | 3538.3291 | 0 | -1080.5876
2030-04-15 | 16 | 153.4735 | 153.4735 | 106.1795 | 66.6399 | 58.1903 | 3777.208 | 3625.9746 | 3785.312 | 3743.1306 | 3642.53 | 3538.3291 | 0 | -1080.5876
2030-04-15 | 17 | 153.4735 | 153.4735 | 63.1903 | 66.6399 | 72.0611 | 3777.208 | 3625.9746 | 3785.312 | 3743.1306 | 3642.53 | 3538.3291 | 0 | -1080.5876
2030-04-15 | 18 | 153.4735 | 153.4735 | 0 | 73.2325 | 133.2797 | 3777.208 | 3625.9746 | 3785.312 | 3743.1306 | 3642.53 | 3538.3291 | 0 | -1080.5876
2030-04-15 | 19 | 153.4735 | 153.4735 | 0 | 68.5292 | 133.2797 | 3777.208 | 3625.9746 | 3785.312 | 3743.1306 | 3642.53 | 3538.3291 | 0 | -1080.5876
2030-04-15 | 20 | 153.4735 | 153.4735 | 0 | 133.2797 | 122.9657 | 3777.208 | 3625.9746 | 3785.312 | 3743.1306 | 3642.53 | 3538.3291 | 0 | -1080.5876
2030-04-15 | 21 | 153.4735 | 153.4735 | 0 | 199.9196 | 175.7328 | 3777.2092 | 3625.9746 | 3785.312 | 3743.1306 | 3642.53 | 3538.3291 | 0 | -1080.5876
2030-04-15 | 22 | 153.4735 | 153.4735 | 0 | 86.6239 | 133.2797 | 3777.208 | 3625.9746 | 3785.312 | 3743.1306 | 3642.53 | 3538.3291 | 0 | -1080.5876
2030-04-15 | 23 | 153.4735 | 153.4735 | 0 | 0 | 15.3704 | 3777.208 | 3625.9746 | 3785.312 | 3743.1306 | 3642.53 | 3538.3291 | 0 | -1080.5876
2030-04-15 | 24 | 153.4735 | 153.4735 | 0 | 0 | 0 | 3777.208 | 3625.9746 | 3785.312 | 3743.1306 | 3642.53 | 3538.3291 | 0 | -1080.5876
2030-04-16 | 1 | 153.4735 | 153.4735 | 0 | 0 | 0 | 3777.208 | 3625.9746 | 3785.312 | 3743.1306 | 3642.53 | 3538.3291 | 0 | -1080.5876
2030-04-16 | 2 | 153.4735 | 153.4735 | 0 | 0 | 0 | 3777.208 | 3625.9746 | 3785.312 | 3743.1306 | 3642.53 | 3538.3291 | 0 | -1080.5876
2030-04-16 | 3 | 153.4735 | 153.4735 | 0 | 0 | 0 | 3777.208 | 3625.9746 | 3785.312 | 3743.1306 | 3642.53 | 3538.3291 | 0 | -1080.5876
2030-04-16 | 4 | 0 | 6.5146 | 0 | 0 | 0 | 3777.208 | 3625.9746 | 3550.2771 | 3743.1306 | 3642.53 | 3538.3291 | 0 | -1080.5876
2030-04-16 | 5 | 130.2806 | 153.4735 | 0 | 0 | 0 | 3777.208 | 3625.9746 | 2115.5537 | 3743.1306 | 3642.53 | 3538.3291 | 0 | -1080.5876
2030-04-16 | 6 | 153.4735 | 153.4735 | 0 | 0 | 0 | 3777.208 | 3625.9746 | 2189.6531 | 3743.1306 | 3642.53 | 3538.3291 | 0 | -1080.5876
2030-04-16 | 7 | 153.4735 | 153.4735 | 0 | 0 | 0 | 3777.208 | 3625.9746 | 3785.312 | 3743.1306 | 3642.53 | 3538.3291 | 0 | -1080.5876
2030-04-16 | 8 | 153.4735 | 153.4735 | 0 | 0 | 0 | 3777.208 | 3625.9746 | 3785.312 | 3743.1306 | 3642.53 | 3538.3291 | 0 | -1080.5876
2030-04-16 | 9 | 153.4735 | 153.4735 | 0 | 66.6399 | 66.6399 | 3777.208 | 3625.9746 | 3785.312 | 3743.1306 | 3642.53 | 3538.3291 | 0 | -1080.5876
2030-04-16 | 10 | 153.4735 | 153.4735 | 0 | 66.6399 | 125.3573 | 3777.208 | 3625.9746 | 3785.312 | 3743.1306 | 3642.53 | 3538.3291 | 280.6569 | -1080.5876
2030-04-16 | 11 | 153.4735 | 153.4735 | 0 | 66.6399 | 71.7093 | 3777.208 | 3625.9746 | 3785.312 | 3743.1306 | 3642.53 | 3538.3291 | 323.5132 | -1080.5876
2030-04-16 | 12 | 153.4735 | 153.4735 | 0 | 0 | 0 | 3777.208 | 3625.9746 | 3785.312 | 3743.1306 | 3642.53 | 3538.3291 | 323.5132 | -1080.5876
2030-04-16 | 13 | 153.4735 | 153.4735 | 0 | 0 | 0 | 3777.208 | 3625.9746 | 3785.312 | 3743.1306 | 3642.53 | 3538.3291 | 371.6183 | -1080.5876
2030-04-16 | 14 | 153.4735 | 153.4735 | 0 | 0 | 35.9509 | 3777.208 | 3625.9746 | 3785.312 | 3743.1306 | 3642.53 | 3538.3291 | 0 | -1080.5876
2030-04-16 | 15 | 153.4735 | 153.4735 | 0 | 0 | 0 | 3777.208 | 3625.9746 | 3785.312 | 3743.1306 | 3642.53 | 943.5202 | 0 | -1080.5876
2030-04-16 | 16 | 153.4735 | 153.4735 | 0 | 87.1668 | 133.2797 | 3777.208 | 3524.2864 | 3785.312 | 3743.1306 | 3642.53 | -402.5078 | 0 | -1080.5876
2030-04-16 | 17 | 153.4735 | 153.4735 | 0 | 66.6399 | 66.6399 | 3777.208 | 2573.4397 | 3785.312 | 3743.1306 | 3642.53 | -480.4444 | 0 | -1080.5876
2030-04-16 | 18 | 153.4735 | 153.4735 | 0 | 0 | 0 | 3777.208 | 2359.3296 | 3655.1843 | 3743.1306 | 3642.53 | -216.835 | 0 | -1080.5876
2030-04-16 | 19 | 153.4735 | 153.4735 | 0 | 0 | 0 | 3777.208 | 3625.9746 | 3785.312 | 3743.1306 | 3642.53 | 2109.0938 | 0 | -1080.5876
2030-04-16 | 20 | 153.4735 | 153.4735 | 0 | 0 | 0 | 3777.208 | 3625.9746 | 3316.4314 | 3743.1306 | 3642.53 | 3538.3291 | 0 | -1080.5876
2030-04-16 | 21 | 153.4735 | 153.4735 | 0 | 0 | 0 | 3777.208 | 3625.9746 | 3268.6206 | 3743.1306 | 3642.53 | 3538.3291 | 0 | -1080.5876
2030-04-16 | 22 | 153.4735 | 153.4735 | 0 | 0 | 0 | 3777.208 | 3625.9746 | 3785.312 | 3743.1306 | 3642.53 | 1467.6865 | 0 | -1080.5876
2030-04-16 | 23 | 153.4735 | 153.4735 | 0 | 0 | 0 | 3777.208 | 3625.9746 | 1677.0228 | 3743.1306 | 3642.53 | 265.2418 | 0 | -1080.5876
2030-04-16 | 24 | 153.4735 | 153.4735 | 0 | 0 | 0 | 3777.208 | 1831.7518 | 3785.312 | 3743.1306 | 3642.53 | 265.2406 | 0 | -1080.5876
2030-04-17 | 1 | 0 | 0 | 0 | 199.9196 | 154.2186 | 3777.208 | 1812.9873 | 3785.312 | 3743.1306 | 3642.53 | 265.2439 | 0 | -1080.5876
2030-04-17 | 2 | 153.4735 | 153.4735 | 0 | 0 | 0 | 3777.208 | 3625.9756 | 3785.312 | 3743.1306 | 3642.53 | 3538.3291 | 0 | -1080.5876
2030-04-17 | 3 | 153.4735 | 153.4735 | 0 | 0 | 0 | 3777.208 | 2947.4004 | 3785.312 | 3743.1306 | 3642.53 | 3538.3291 | 0 | -1080.5876
2030-04-17 | 4 | 153.4735 | 153.4735 | 0 | 0 | 0 | 3777.207 | 3625.9746 | 2344.2546 | 3743.1306 | 3642.53 | 3538.3291 | 0 | -1080.5876
2030-04-17 | 5 | 153.4735 | 153.4735 | 0 | 0 | 0 | 3777.208 | 3625.9746 | 3785.312 | 3743.1306 | 3642.53 | 3538.3291 | 0 | -1080.5876
2030-04-17 | 6 | 153.4735 | 153.4735 | 0 | 0 | 0 | 3777.208 | 3625.9746 | 3785.312 | 3743.1306 | 3642.53 | 3538.3291 | 0 | -1080.5876
2030-04-17 | 7 | 153.4735 | 153.4735 | 0 | 0 | 0 | 3777.208 | 3625.9746 | 3785.312 | 3743.1306 | 3642.53 | 3538.3291 | 0 | -1080.5876
2030-04-17 | 8 | 153.4735 | 153.4735 | 0 | 66.6399 | 13.5625 | 3777.208 | 3625.9746 | 3785.312 | 3743.1306 | 3642.53 | 3538.3291 | 0 | -1080.5876
2030-04-17 | 9 | 153.4735 | 153.4735 | 0 | 115.3953 | 66.6399 | 3777.208 | 3625.9746 | 3785.312 | 3743.1306 | 3642.53 | 3538.3291 | 0 | -1080.5876
2030-04-17 | 10 | 153.4735 | 153.4735 | 0 | 128.5912 | 66.6399 | 3777.208 | 3625.9746 | 3785.312 | 3743.1306 | 3642.53 | 3538.3291 | 0 | -1080.5876
2030-04-17 | 11 | 153.4735 | 153.4735 | 0 | 66.6399 | 118.367 | 3777.208 | 3625.9746 | 3151.8662 | 3743.1306 | 3642.53 | 3538.3291 | 0 | -1080.5876
2030-04-17 | 12 | 196.6938 | 153.4735 | 0 | 66.6399 | 66.5716 | 3777.208 | 3625.9746 | 2066.4846 | 3743.1306 | 3642.53 | 3538.3291 | 0 | -1080.5876
2030-04-17 | 13 | 460.4206 | 460.4206 | 0 | 69.1206 | 66.6399 | 3777.208 | 3625.9746 | 723.3348 | 772.146 | 3642.53 | 3538.3291 | 0 | -1080.5876
2030-04-17 | 14 | 460.4206 | 460.4206 | 0 | 199.9196 | 150.0262 | 3777.208 | 585.9236 | 857.4285 | -2.5272e-05 | 3642.53 | 3538.3291 | 0 | -1080.5876
2030-04-17 | 15 | 460.4206 | 460.4206 | 0 | 133.2797 | 133.2797 | 3777.208 | 215.8923 | 558.0886 | -2.5272e-05 | 3642.53 | 800.7745 | 0 | -1080.5876
2030-04-17 | 16 | 460.4206 | 460.4206 | 0 | 199.9196 | 199.9196 | 3777.208 | 213.8936 | 593.7809 | 467.1688 | 3642.53 | 265.2417 | 0 | -1080.5876
2030-04-17 | 17 | 460.4206 | 438.1167 | 0 | 0 | 28.0623 | 1888.604 | 213.8932 | 691.935 | 1708.1721 | 1821.265 | -449.7183 | 0 | -1080.5876
2030-04-17 | 18 | 153.4735 | 153.4735 | 0 | 66.6399 | 88.6132 | 2089.0369 | 213.8931 | 546.1522 | 628.4054 | 3623.616 | -409.1832 | 0 | -1080.5876
2030-04-17 | 19 | 153.4735 | 153.4735 | 0 | 66.6399 | 10.0277 | 3777.208 | 213.8926 | 2051.7214 | 2903.1804 | 3642.53 | 265.2424 | 0 | -1080.5876
2030-04-17 | 20 | 153.4735 | 153.4735 | 0 | 0 | 42.4061 | 3777.208 | 674.1289 | 2476.5708 | 3743.1306 | 3642.53 | 3526.78 | 0 | -1080.5876
2030-04-17 | 21 | 153.4735 | 153.4735 | 0 | 66.6399 | 118.7237 | 3777.208 | 3625.9746 | 3323.521 | 3743.1306 | 3642.53 | 1590.4611 | 0 | -1080.5876
2030-04-17 | 22 | 153.4735 | 153.4735 | 0 | 66.6399 | 98.7221 | 3777.208 | 3625.9746 | 3785.312 | 3743.1306 | 3642.53 | 3538.3291 | 0 | -1080.5876
2030-04-17 | 23 | 153.4735 | 153.4735 | 0 | 133.2797 | 79.9803 | 3777.208 | 3625.9746 | 3785.312 | 3743.1306 | 3642.53 | 3538.3291 | 0 | -1080.5876
2030-04-17 | 24 | 153.4735 | 153.4735 | 0 | 0 | 30.8041 | 3777.208 | 3625.9746 | 3785.312 | 3743.1306 | 3642.53 | 3538.3291 | 0 | -1080.5876
2030-04-18 | 1 | 153.4735 | 153.4735 | 0 | 0 | 0 | 3777.208 | 3625.9746 | 3785.312 | 3743.1306 | 3642.53 | 3538.3291 | 0 | -1080.5876
2030-04-18 | 2 | 153.4735 | 153.4735 | 0 | 0 | 0 | 3777.208 | 3625.9746 | 3785.312 | 3743.1306 | 3642.53 | 3538.3291 | 0 | -1080.5876
2030-04-18 | 3 | 153.4735 | 153.4735 | 0 | 0 | 0 | 3777.208 | 3625.9746 | 3727.3149 | 3743.1306 | 3642.53 | 3538.3291 | 0 | -1080.5876
2030-04-18 | 4 | 153.4735 | 153.4735 | 0 | 0 | 0 | 3777.208 | 3625.9746 | 3291.2915 | 3743.1306 | 3642.53 | 3538.3291 | 0 | -1080.5876
2030-04-18 | 5 | 153.4735 | 153.4735 | 0 | 0 | 0 | 3777.208 | 3625.9746 | 3785.312 | 3743.1306 | 3642.53 | 3538.3291 | 0 | -1080.5876
2030-04-18 | 6 | 153.4735 | 153.4735 | 0 | 0 | 0 | 3777.208 | 3625.9746 | 3785.312 | 3743.1306 | 3642.53 | 3538.3291 | 0 | -1080.5876
2030-04-18 | 7 | 153.4735 | 153.4735 | 0 | 0 | 0 | 3777.208 | 3625.9746 | 3785.312 | 3743.1306 | 3642.53 | 3538.3291 | 0 | -1080.5876
2030-04-18 | 8 | 153.4735 | 153.4735 | 0 | 0 | 0 | 3777.208 | 3625.9746 | 3785.312 | 3743.1306 | 3642.53 | 3538.3291 | 0 | -1080.5876
2030-04-18 | 9 | 153.4735 | 153.4735 | 0 | 0 | 13.3188 | 3777.208 | 3625.9746 | 3785.312 | 3743.1306 | 3642.53 | 3538.3291 | 0 | -1080.5876
2030-04-18 | 10 | 153.4735 | 153.4735 | 0 | 134.4611 | 199.9196 | 3777.208 | 3625.9746 | 3785.312 | 3743.1306 | 3642.53 | 3538.3291 | 0 | -1080.5876
2030-04-18 | 11 | 153.4735 | 153.4735 | 0 | 199.9196 | 199.9196 | 3777.208 | 3625.9734 | 3785.312 | 3743.1306 | 3642.53 | 3538.3291 | 0 | -1080.5876
2030-04-18 | 12 | 153.4735 | 153.4735 | 0 | 75.5668 | 133.2797 | 3777.208 | 3625.9746 | 3785.312 | 3743.1306 | 3642.53 | 3538.3291 | 0 | -1080.5876
2030-04-18 | 13 | 153.4735 | 153.4735 | 0 | 66.6399 | 79.738 | 3777.208 | 3625.9746 | 3785.312 | 3743.1306 | 3642.53 | 3538.3291 | 0 | -1080.5876
2030-04-18 | 14 | 153.4735 | 153.4735 | 0 | 66.6399 | 55.8478 | 3777.208 | 3625.9746 | 3785.312 | 3743.1306 | 3642.53 | 3538.3291 | 0 | -1080.5876
2030-04-18 | 15 | 153.4735 | 153.4735 | 0 | 66.6399 | 14.4392 | 3777.208 | 3625.9746 | 3785.312 | 3743.1306 | 3642.53 | 3538.3291 | 0 | -1080.5876
2030-04-18 | 16 | 153.4735 | 153.4735 | 0 | 0 | 14.0709 | 3777.208 | 3625.9746 | 3785.312 | 3743.1306 | 3642.53 | 3538.3291 | 0 | -1080.5876
2030-04-18 | 17 | 153.4735 | 153.4735 | 0 | 66.6399 | 13.1176 | 3777.208 | 3625.9746 | 3785.312 | 3743.1306 | 3642.53 | 3538.3291 | 0 | -1080.5876
2030-04-18 | 18 | 153.4735 | 153.4735 | 0 | 66.6399 | 40.9366 | 3777.207 | 3625.9746 | 3785.312 | 3743.1306 | 3642.53 | 3538.3291 | 0 | -1080.5876
2030-04-18 | 19 | 153.4735 | 153.4735 | 0 | 111.2046 | 66.6399 | 3777.208 | 3625.9746 | 3785.312 | 3743.1306 | 3642.53 | 3538.3291 | 0 | -1080.5876
2030-04-18 | 20 | 153.4735 | 153.4735 | 0 | 146.6643 | 199.9196 | 3777.208 | 3625.9746 | 3785.312 | 3743.1306 | 3642.53 | 3538.3291 | 0 | -1080.5876
2030-04-18 | 21 | 153.4735 | 153.4735 | 0 | 199.9196 | 199.9196 | 3777.208 | 3625.9746 | 3785.312 | 3743.1306 | 3642.53 | 3538.3291 | 0 | -1080.5876
2030-04-18 | 22 | 153.4735 | 153.4735 | 646.4638 | 133.2797 | 133.2797 | 3777.208 | 3625.9746 | 3785.312 | 3743.1306 | 3642.53 | 3538.3291 | 0 | -1080.5876
2030-04-18 | 23 | 153.4735 | 153.4735 | 0 | 114.2245 | 133.2797 | 3777.208 | 3625.9746 | 3785.312 | 3743.1306 | 3642.53 | 3538.3291 | 0 | -1080.5876
2030-04-18 | 24 | 153.4735 | 153.4735 | 0 | 0 | 0 | 3777.208 | 3625.9746 | 3785.312 | 3743.1306 | 3642.53 | 3538.3281 | 0 | -1080.5876
2030-04-19 | 1 | 153.4735 | 153.4735 | 0 | 0 | 0 | 3777.208 | 3625.9746 | 3785.312 | 3743.1306 | 3642.53 | 3538.3291 | 0 | -1080.5876
2030-04-19 | 2 | 153.4735 | 153.4735 | 0 | 0 | 0 | 3777.208 | 3625.9746 | 3785.312 | 3743.1306 | 3642.53 | 3538.3291 | 0 | -1080.5876
2030-04-19 | 3 | 153.4735 | 153.4735 | 0 | 0 | 0 | 3777.208 | 3625.9746 | 2450.5315 | 3743.1306 | 3642.53 | 3538.3291 | 0 | -1080.5876
2030-04-19 | 4 | 153.4735 | 153.4735 | 0 | 0 | 0 | 3777.208 | 3625.9746 | 1892.6592 | 3743.1306 | 3642.53 | 3538.3291 | 0 | -1080.5876
2030-04-19 | 5 | 153.4735 | 153.4735 | 0 | 133.2797 | 177.3088 | 3777.208 | 2291.0222 | 551.4892 | 3743.1306 | 3642.53 | 3538.3291 | 0 | -1080.5876
2030-04-19 | 6 | 0 | 0 | 0 | 0 | 0 | 3777.208 | 3625.9746 | 1927.1407 | 3743.1306 | 3642.53 | 3538.3291 | 0 | -1080.5876
2030-04-19 | 7 | 153.4735 | 153.4735 | 0 | 66.6399 | 22.2716 | 3777.208 | 3625.9746 | 3785.312 | 3743.1306 | 3642.53 | 3538.3291 | 0 | -1080.5876
2030-04-19 | 8 | 153.4735 | 153.4735 | 0 | 0 | 0 | 3777.208 | 3625.9746 | 3785.312 | 3743.1306 | 3642.53 | 3538.3291 | 0 | -1080.5876
2030-04-19 | 9 | 153.4735 | 153.4735 | 0 | 199.9196 | 198.6876 | 3777.208 | 3625.9746 | 3785.312 | 3743.1306 | 3642.53 | 3538.3291 | 0 | -1080.5876
2030-04-19 | 10 | 153.4735 | 153.4735 | 0 | 199.9196 | 199.9196 | 3777.208 | 3625.9746 | 3785.312 | 3743.1306 | 3642.53 | 3538.3291 | 0 | -1080.5876
2030-04-19 | 11 | 153.4735 | 153.4735 | 0 | 199.9196 | 199.9196 | 3777.208 | 3625.9746 | 3785.312 | 3743.1306 | 3642.53 | 3538.3291 | 0 | -1080.5876
2030-04-19 | 12 | 153.4735 | 153.4735 | 0 | 199.9196 | 199.9196 | 3777.208 | 3625.9746 | 3785.312 | 3743.1306 | 3642.53 | 3538.3291 | 0 | -1080.5876
2030-04-19 | 13 | 153.4735 | 153.4735 | 0 | 266.4473 | 266.4473 | 3777.208 | 3625.9746 | 3785.312 | 3743.1306 | 3642.53 | 3538.3291 | 0 | -1080.5876
2030-04-19 | 14 | 153.4735 | 153.4735 | 0 | 266.4473 | 266.4473 | 3777.208 | 2837.0442 | 3785.312 | 3743.1306 | 3642.53 | 3538.3291 | 0 | -1080.5876
2030-04-19 | 15 | 0 | 0 | 0 | 266.4472 | 266.4473 | 3777.208 | 2135.4429 | 3785.312 | 3743.1306 | 3642.53 | 265.2395 | 0 | -1080.5876
2030-04-19 | 16 | 0 | 0 | 0 | 266.4473 | 266.4473 | 3777.208 | 1232.8469 | 3785.312 | 3743.1306 | 3642.53 | 265.2434 | 0 | -1080.5876
2030-04-19 | 17 | 0 | 0 | 0 | 263.0215 | 199.9196 | 3777.208 | 1113.625 | 3785.312 | 3743.1306 | 3642.53 | -0.00099492 | 0 | -1080.5876
2030-04-19 | 18 | 0 | 0 | 0 | 199.9196 | 221.7216 | 3777.208 | 1812.9873 | 3785.312 | 3743.1306 | 3642.53 | 1025.4541 | 0 | -1080.5876
2030-04-19 | 19 | 153.4735 | 153.4735 | 0 | 199.9196 | 199.9196 | 3777.208 | 1583.618 | 3785.312 | 3743.1306 | 3642.53 | 3538.3291 | 0 | -1080.5876
2030-04-19 | 20 | 153.4735 | 153.4735 | 0 | 149.8488 | 199.9196 | 3777.208 | 1879.593 | 3785.312 | 3743.1306 | 3642.53 | 2980.063 | 647.0264 | -1080.5876
2030-04-19 | 21 | 153.4735 | 153.4735 | 0 | 206.0982 | 266.4473 | 3777.208 | 2041.4279 | 3785.312 | 3743.1306 | 3642.53 | 3538.3291 | 0 | -1080.5876
2030-04-19 | 22 | 153.4735 | 153.4735 | 0 | 266.4473 | 266.4473 | 3777.208 | 2095.0583 | 3785.312 | 3743.1306 | 3642.53 | 3034.9651 | 0 | -1080.5876
2030-04-19 | 23 | 153.4735 | 153.4735 | 0 | 154.8061 | 199.9196 | 3777.208 | 2249.7163 | 3785.312 | 3743.1306 | 3642.53 | 2722.4011 | 0 | -1080.5876
2030-04-19 | 24 | 153.4735 | 153.4735 | 0 | 54.9661 | 0 | 3777.208 | 2295.6807 | 3785.312 | 3743.1306 | 3642.53 | 2901.6355 | 0 | -1080.5876
2030-04-20 | 1 | 153.4735 | 141.3539 | 0 | 0 | 0 | 3777.208 | 2115.679 | 3785.312 | 3743.1306 | 3642.53 | 3538.3291 | 0 | -1080.5876
2030-04-20 | 2 | 153.4735 | 153.4735 | 0 | 199.9196 | 199.9196 | 3777.208 | 3625.9746 | 3785.312 | 3743.1306 | 3642.53 | 3538.3291 | 0 | -1080.5876
2030-04-20 | 3 | 153.4735 | 153.4735 | 0 | 0 | 0 | 3777.208 | 3625.9746 | 3785.312 | 3743.1306 | 3642.53 | 3538.3291 | 0 | -1080.5876
2030-04-20 | 4 | 153.4735 | 153.4735 | 0 | 0 | 0 | 3777.208 | 3625.9746 | 3785.312 | 3743.1306 | 3642.53 | 3538.3291 | 0 | -1080.5876
2030-04-20 | 5 | 153.4735 | 153.4735 | 0 | 0 | 0 | 3777.208 | 3625.9746 | 3785.312 | 3743.1306 | 3642.53 | 3538.3291 | 0 | -1080.5876
2030-04-20 | 6 | 153.4735 | 153.4735 | 0 | 0 | 0 | 3777.208 | 3625.9746 | 3785.312 | 3743.1306 | 3642.53 | 3538.3291 | 0 | -1080.5876
2030-04-20 | 7 | 153.4735 | 153.4735 | 0 | 0 | 0 | 3777.208 | 3625.9746 | 3785.312 | 3743.1306 | 3642.53 | 3538.3291 | 0 | -1080.5876
2030-04-20 | 8 | 153.4735 | 153.4735 | 0 | 0 | 0 | 3777.208 | 3625.9746 | 3785.312 | 3743.1306 | 3642.53 | 3538.3291 | 0 | -1080.5876
2030-04-20 | 9 | 153.4735 | 153.4735 | 0 | 0 | 51.5186 | 3777.208 | 3625.9746 | 3785.312 | 3743.1306 | 3642.53 | 3538.3291 | 0 | -1080.5876
2030-04-20 | 10 | 153.4735 | 153.4735 | 0 | 0 | 0 | 3777.208 | 3625.9746 | 3785.312 | 3743.1306 | 3642.53 | 3538.3291 | 0 | -1080.5876
2030-04-20 | 11 | 153.4735 | 153.4735 | 0 | 133.2797 | 142.1032 | 3777.208 | 3625.9746 | 3785.312 | 3743.1306 | 3642.53 | 3538.3291 | 0 | -1080.5876
2030-04-20 | 12 | 153.4735 | 153.4735 | 0 | 0 | 0 | 3777.208 | 3625.9746 | 3785.312 | 3743.1306 | 3642.53 | 2102.9714 | 267.0466 | -1080.5876
2030-04-20 | 13 | 153.4735 | 153.4735 | 0 | 0 | 0 | 3777.208 | 3093.803 | 1762.0974 | 3743.1306 | 3642.53 | 1191.3801 | 0 | -1080.5876
2030-04-20 | 14 | 153.4735 | 153.4735 | 0 | 0 | 0 | 3777.208 | 3625.9746 | 3652.7144 | 3743.1306 | 3642.53 | 854.6689 | 0 | -1080.5876
2030-04-20 | 15 | 153.4735 | 153.4735 | 0 | 0 | 0 | 3777.208 | 1231.7435 | 2960.688 | 3743.1306 | 3642.53 | 2411.7925 | 0 | -1080.5876
2030-04-20 | 16 | 153.4735 | 153.4735 | 0 | 0 | 0 | 3777.208 | 929.8852 | 3785.312 | 3743.1306 | 3642.53 | 265.2433 | 0 | -1080.5876
2030-04-20 | 17 | 0 | 0 | 0 | 0 | 0 | 3777.208 | 1123.562 | 3785.312 | 3743.1306 | 3642.53 | 265.2409 | 0 | -1080.5876
2030-04-20 | 18 | 0 | 0 | 0 | 66.6399 | 34.7628 | 3777.208 | 842.4886 | 3785.312 | 3743.1306 | 3642.53 | 265.2424 | 0 | -1080.5876
2030-04-20 | 19 | 36.3921 | 153.4735 | 0 | 133.2797 | 133.2797 | 3777.208 | 1209.1265 | 3785.312 | 3743.1306 | 3642.53 | -1.8358e-05 | 0 | -1080.5876
2030-04-20 | 20 | 153.4735 | 153.4735 | 0 | 266.4473 | 266.4473 | 3777.208 | 1841.6553 | 3785.312 | 3743.1306 | 3642.53 | 265.2414 | 0 | -1080.5876
2030-04-20 | 21 | 153.4735 | 153.4735 | 0 | 199.9196 | 199.9196 | 3777.208 | 2161.1763 | 3785.312 | 3743.1306 | 3642.53 | 588.1833 | 0 | -1080.5876
2030-04-20 | 22 | 153.4735 | 153.4735 | 0 | 199.9196 | 199.9196 | 3777.208 | 2050.9299 | 3785.312 | 3743.1306 | 3642.53 | 564.6406 | 0 | -1080.5876
2030-04-20 | 23 | 153.4735 | 153.4735 | 0 | 199.9196 | 199.9196 | 3777.208 | 2251.6094 | 3785.312 | 3743.1306 | 3642.53 | 265.2401 | 55.6834 | -1080.5876
2030-04-20 | 24 | 153.4735 | 153.4735 | 0 | 199.9196 | 199.9196 | 3777.208 | 1771.4996 | 3785.312 | 3743.1306 | 3642.53 | 918.1719 | 0 | -1080.5876
2030-04-21 | 1 | 153.4735 | 153.4735 | 0 | 199.9196 | 199.9196 | 3777.208 | 3366.6472 | 3785.312 | 3743.1306 | 3642.53 | 3538.3291 | 0 | -1080.5876
2030-04-21 | 2 | 153.4735 | 153.4735 | 0 | 0 | 0 | 3777.208 | 3625.9746 | 3785.312 | 3743.1306 | 3642.53 | 3538.3291 | 0 | -1080.5876
2030-04-21 | 3 | 153.4735 | 153.4735 | 0 | 0 | 0 | 3777.208 | 3625.9746 | 3785.312 | 3743.1306 | 3642.53 | 3538.3291 | 0 | -1080.5876
2030-04-21 | 4 | 153.4735 | 153.4735 | 0 | 0 | 0 | 3777.208 | 3625.9746 | 3785.312 | 3743.1306 | 3642.53 | 3538.3291 | 0 | -1080.5876
2030-04-21 | 5 | 153.4735 | 153.4735 | 0 | 0 | 0 | 3777.208 | 3625.9746 | 3785.312 | 3743.1306 | 3642.53 | 3538.3291 | 0 | -1080.5876
2030-04-21 | 6 | 153.4735 | 153.4735 | 0 | 0 | 0 | 3777.208 | 3625.9746 | 3785.312 | 3743.1306 | 3642.53 | 3538.3291 | 0 | -1080.5876
2030-04-21 | 7 | 153.4735 | 153.4735 | 0 | 0 | 0 | 3777.208 | 1043.8254 | 3049.4856 | 3743.1306 | 3642.53 | 3538.3291 | 0 | -1080.5876
2030-04-21 | 8 | 153.4735 | 153.4735 | 0 | 0 | 0 | 3777.208 | 230.9222 | 2296.3508 | 3743.1306 | 3642.53 | 3538.3291 | 0 | -1080.5876
2030-04-21 | 9 | 153.4735 | 153.4735 | 0 | 0 | 0 | 3777.208 | 1185.354 | 1245.9366 | 3743.1306 | 3642.53 | 3538.3291 | 0 | -1080.5876
2030-04-21 | 10 | 153.4735 | 153.4735 | 0 | 0 | 0 | 3777.208 | 2211.8577 | 1310.5374 | 3743.1306 | 3642.53 | 1769.1636 | 0 | -1080.5876
2030-04-21 | 11 | 153.4735 | 153.4735 | 0 | 0 | 0 | 3777.208 | 1630.9784 | 937.6829 | 3743.1306 | 3642.53 | 1769.1646 | 0 | -1080.5876
2030-04-21 | 12 | 153.4735 | 153.4735 | 0 | 0 | 0 | 3777.208 | 215.8906 | 645.6645 | 3743.1306 | 2868.7085 | 3198.1284 | 0 | -1080.5876
2030-04-21 | 13 | 153.4735 | 153.4735 | 0 | 0 | 0 | 3777.208 | 213.8931 | 1224.9209 | 3238.6157 | 3642.53 | 265.2417 | 146.787 | -1080.5876
2030-04-21 | 14 | 153.4735 | 153.4735 | 0 | 0 | 20.6973 | 3777.208 | 213.8921 | 1012.6654 | 1871.5653 | 3642.53 | -1091.777 | 436.7873 | -1080.5876
2030-04-21 | 15 | 153.4735 | 153.4735 | 0 | 0 | 0 | 3777.208 | -0.00098348 | 1892.656 | 1871.5653 | 3642.53 | -3538.3291 | 639.5334 | -1080.5876
2030-04-21 | 16 | 460.4206 | 460.4206 | 0 | 0 | 0 | 3777.208 | -1436.9324 | 1946.9723 | 1936.8463 | 3642.53 | -3538.3291 | 630.1659 | -1080.5876
2030-04-21 | 17 | 460.4206 | 460.4206 | 0 | 25.0389 | 66.6399 | 3777.208 | -851.8677 | 1892.656 | 1871.5653 | 2142.3125 | -3538.3291 | 0 | -1080.5876
2030-04-21 | 18 | 153.4735 | 153.4735 | 0 | 0 | 0 | 3777.208 | 192.5807 | 663.846 | 2814.0059 | 2422.2695 | -3538.3291 | 0 | -1080.5876
2030-04-21 | 19 | 153.4735 | 153.4735 | 0 | 0 | 0 | 3777.208 | 213.8926 | 1231.7682 | 3743.1306 | 3642.53 | -3538.3291 | 202.6416 | -1080.5876
2030-04-21 | 20 | 153.4735 | 153.4735 | 0 | 0 | 0 | 3777.208 | 213.8933 | 793.2414 | 3743.1306 | 3642.53 | -2575.6851 | 386.638 | -1080.5876
2030-04-21 | 21 | 153.4735 | 153.4735 | 0 | 0 | 0 | 3777.208 | 213.8948 | 329.5448 | 3385.8669 | 3642.53 | -1825.4441 | 433.9903 | -1080.5876
2030-04-21 | 22 | 153.4735 | 153.4735 | 0 | 0 | 0 | 3777.208 | 213.8929 | -76.8145 | 3743.1306 | 2527.4072 | -1850.0824 | 40.2679 | -1080.5876
2030-04-21 | 23 | 153.4735 | 153.4735 | 0 | 0 | 0 | 3777.208 | 44.0564 | -1537.5089 | 2720.9165 | 1821.265 | -2723.5718 | 0 | -1080.5876
2030-04-21 | 24 | 153.4735 | 153.4735 | 0 | 0 | 0 | 3777.208 | 213.8938 | -129.3536 | 1871.5653 | 1821.265 | -1293.2188 | 114.3119 | -1080.5876
2030-04-22 | 1 | 306.9471 | 291.2625 | 0 | 66.6399 | 66.6399 | 3777.208 | 213.8937 | 1892.656 | 3743.1306 | 3642.53 | -2018.6697 | 0 | -1080.5876
2030-04-22 | 2 | 153.4735 | 153.4735 | 0 | 0 | 0 | 3777.208 | 215.8925 | 279.3894 | 3743.1306 | 2909.5168 | 2233.2351 | 0 | -1080.5876
2030-04-22 | 3 | 153.4735 | 153.4735 | 0 | 0 | 0 | 3777.208 | 3608.0686 | -1175.9266 | 1871.5653 | 2799.5645 | 3538.3291 | 0 | -1080.5876
2030-04-22 | 4 | 153.4735 | 153.4735 | 0 | 0 | 0 | 3777.208 | 3625.9746 | -1378.5818 | 2701.3872 | 3642.53 | 3538.3291 | 0 | -1080.5876
2030-04-22 | 5 | 153.4735 | 153.4735 | 0 | 0 | 0 | 3777.208 | 3625.9746 | -1282.3805 | 3743.1306 | 3642.53 | 3538.3291 | 0 | -1080.5876
2030-04-22 | 6 | 153.4735 | 153.4735 | 0 | 0 | 0 | 3777.208 | 3625.9746 | -3.7193e-05 | 3743.1306 | 3642.53 | 3538.3291 | 0 | -1080.5876
2030-04-22 | 7 | 153.4735 | 153.4735 | 0 | 0 | 0 | 3777.208 | 3625.9746 | -471.4191 | 3743.1306 | 3642.53 | 3538.3291 | 0 | -1080.5876
2030-04-22 | 8 | 153.4735 | 153.4735 | 0 | 0 | 0 | 3777.208 | 3625.9746 | 421.1551 | 3743.1306 | 420.6886 | 3538.3291 | 0 | -1080.5876
2030-04-22 | 9 | 153.4735 | 153.4735 | 0 | 0 | 0 | 3777.208 | 3625.9746 | 735.8909 | 2994.3091 | -3.2425e-05 | 3538.3291 | 647.0264 | -1080.5876
2030-04-22 | 10 | 153.4735 | 153.4735 | 0 | 0 | 0 | 3777.208 | 3625.9746 | 1892.656 | 3523.325 | -1441.2817 | 3538.3291 | 647.0264 | -1080.5876
2030-04-22 | 11 | 153.4735 | 153.4735 | 0 | 66.6399 | 13.7448 | 3777.208 | 3625.9746 | 1892.656 | 3136.2932 | -629.8622 | 3538.3291 | 647.0264 | -1080.5876
2030-04-22 | 12 | 153.4735 | 277.4716 | 0 | 81.0767 | 66.6399 | 3777.208 | 3625.9746 | 1892.656 | 3606.0916 | -3.2425e-05 | 3538.3291 | 647.0264 | -1080.5876
2030-04-22 | 13 | 153.4735 | 153.4735 | 0 | 0 | 54.4525 | 3777.208 | 3625.9746 | 1238.7123 | 2248.4734 | 660.9373 | 3538.3291 | 647.0264 | -1080.5876
2030-04-22 | 14 | 460.4206 | 460.4206 | 0 | 199.9196 | 199.9196 | 3158.5137 | 3625.9746 | 1597.813 | 242.4124 | -766.5135 | 3538.3291 | 485.2698 | -1080.5876
2030-04-22 | 15 | 460.4206 | 460.4206 | 630.1246 | 199.9196 | 199.9196 | 1888.604 | 1675.132 | 1414.2963 | 286.3274 | 31.8911 | 3538.3291 | 0 | -1080.5876
2030-04-22 | 16 | 460.4206 | 460.4206 | 380.2401 | 199.9196 | 199.9196 | 1888.604 | 1063.5264 | 516.0189 | 215.7039 | 1263.4497 | 3538.3291 | 485.2698 | -1080.5876
2030-04-22 | 17 | 460.4206 | 460.4206 | 646.4638 | 199.9196 | 199.9196 | 1888.604 | 1553.7102 | 90.5038 | 135.5772 | 1821.265 | 3538.3291 | 0 | -1080.5876
2030-04-22 | 18 | 460.4206 | 460.4206 | 646.4638 | 133.2797 | 127.1657 | 1894.5331 | 3625.9746 | 98.5873 | 0 | 763.4625 | 3538.3291 | 0 | -1080.5876
2030-04-22 | 19 | 153.4735 | 153.4735 | 0 | 0 | 0 | 3777.208 | 3625.9746 | -365.6374 | -2.5272e-05 | 991.3843 | 3538.3291 | 603.4573 | -1080.5876
2030-04-22 | 20 | 153.4735 | 153.4735 | 0 | 0 | 0 | 3777.208 | 3625.9746 | -3.7193e-05 | -1518.4772 | 39.0725 | 3538.3291 | 594.1305 | -1080.5876
2030-04-22 | 21 | 153.4735 | 153.4735 | 0 | 0 | 0 | 3777.208 | 3625.9746 | -3.7193e-05 | -581.0705 | 653.331 | 3538.3291 | 647.0264 | -1080.5876
2030-04-22 | 22 | 153.4735 | 153.4735 | 0 | 0 | 0 | 3777.208 | 3625.9746 | -491.8712 | -2.5272e-05 | 555.4299 | 3538.3291 | 647.0264 | -1080.5876
2030-04-22 | 23 | 153.4735 | 153.4735 | 0 | 0 | 0 | 3777.208 | 3625.9746 | -52.4663 | -12.3692 | -3.2425e-05 | 3538.3291 | 66.6355 | -1080.5876
2030-04-22 | 24 | 153.4735 | 153.4735 | 0 | 0 | 0 | 3777.208 | 3625.9746 | -518.2805 | -2.5272e-05 | 2056.2332 | 3538.3291 | 0 | -1080.5876
2030-04-23 | 1 | 153.4735 | 153.4735 | 0 | 0 | 0 | 3777.208 | 3625.9746 | -3.7193e-05 | 2154.822 | 445.2652 | 3538.3291 | 0 | -1080.5876
2030-04-23 | 2 | 153.4735 | 153.4735 | 0 | 0 | 0 | 3777.208 | 3625.9746 | 21.4959 | 3743.1306 | 3642.53 | 3538.3291 | 0 | -1080.5876
2030-04-23 | 3 | 240.1653 | 306.9471 | 0 | 0 | 0 | 3777.208 | 3625.9746 | 3264.9211 | 3743.1306 | 3642.53 | 3538.3291 | 0 | -1080.5876
2030-04-23 | 4 | 460.4206 | 445.3182 | 0 | 0 | 0 | 3777.208 | 3625.9746 | 3145.7651 | 3743.1306 | 3642.53 | 3538.3291 | 0 | -1080.5876
2030-04-23 | 5 | 460.4206 | 460.4206 | 0 | 50.4272 | 0 | 3777.208 | 3625.9746 | 3160.8855 | 3743.1306 | 3642.53 | 3538.3291 | 0 | -1080.5876
2030-04-23 | 6 | 460.4206 | 460.4206 | 0 | 83.7542 | 66.6399 | 3777.208 | 3625.9746 | 3509.1382 | 3743.1306 | 3642.53 | 3538.3291 | 0 | -1080.5876
2030-04-23 | 7 | 460.4206 | 460.4206 | 0 | 199.9196 | 166.1545 | 3777.208 | 3625.9746 | 3518.4663 | 3743.1306 | 3642.53 | 3538.3291 | 0 | -1080.5876
2030-04-23 | 8 | 460.4206 | 460.4206 | 0 | 66.6399 | 101.7862 | 3777.208 | 3625.9746 | 3584.1133 | 3743.1306 | 3642.53 | 3538.3291 | 254.6508 | -1080.5876
2030-04-23 | 9 | 352.9762 | 460.4206 | 0 | 133.2797 | 133.2797 | 3777.208 | 3625.9746 | 3785.312 | 3743.1306 | 3642.53 | 3538.3291 | 134.2176 | -1080.5876
2030-04-23 | 10 | 460.4206 | 460.4206 | 0 | 116.2192 | 66.6399 | 3777.208 | 3625.9746 | 3785.312 | 3743.1306 | 3642.53 | 3538.3291 | 338.6805 | -1080.5876
2030-04-23 | 11 | 349.0067 | 460.4206 | 0 | 133.2797 | 133.2797 | 3777.208 | 3625.9746 | 3785.312 | 3743.1306 | 3642.53 | 3538.3291 | 301.4698 | -1080.5876
2030-04-23 | 12 | 258.8591 | 153.4735 | 0 | 199.9196 | 199.9196 | 3777.208 | 3625.9746 | 3785.312 | 3743.1306 | 3642.53 | 3538.3291 | 297.0038 | -1080.5876
2030-04-23 | 13 | 153.4735 | 153.4735 | 0 | 0 | 0 | 3777.208 | 3625.9746 | 2273.3057 | 3743.1306 | 3642.53 | 3538.3291 | 601.5747 | -1080.5876
2030-04-23 | 14 | 153.4735 | 153.4735 | 0 | 66.6399 | 66.6399 | 3777.208 | 3625.9746 | 64.0973 | 1892.4485 | 578.962 | 3538.3291 | 647.0264 | -1080.5876
2030-04-23 | 15 | 153.4735 | 153.4735 | 0 | 133.2797 | 101.0839 | 3195.1267 | 3625.9746 | -138.4033 | -1880.5134 | -47.4526 | 3538.3291 | 647.0264 | -1080.5876
2030-04-23 | 16 | 153.4735 | 153.4735 | 0 | 66.6399 | 66.6399 | 3777.208 | 3625.9746 | -90.0128 | -2204.7939 | -3.2425e-05 | 3538.3291 | 647.0264 | -1080.5876
2030-04-23 | 17 | 153.4735 | 153.4735 | 0 | 133.2797 | 81.5865 | 3777.208 | 2854.5012 | 357.1247 | -1941.554 | -3.2425e-05 | 3538.3291 | 647.0264 | -1080.5876
2030-04-23 | 18 | 153.4735 | 153.4735 | 0 | 133.2797 | 133.2797 | 1888.604 | 259.1655 | -31.4422 | 548.02 | 1821.265 | 3538.3291 | 0 | -1060.4791
2030-04-23 | 19 | 153.4735 | 153.4735 | 0 | 0 | 0 | 2351.2065 | 168.9201 | 875.9523 | 1871.5653 | 1821.265 | 3538.3291 | 0 | -994.1545
2030-04-23 | 20 | 153.4735 | 153.4735 | 0 | 0 | 0 | 1888.604 | 168.9199 | 1001.5416 | 1871.5653 | 1821.265 | 3226.6833 | 0 | -979.6987
2030-04-23 | 21 | 306.9471 | 280.3908 | 0 | 133.2797 | 133.2797 | 1888.604 | 168.9202 | 891.7736 | 749.3061 | 1821.265 | 3538.3291 | 0 | -970.4957
2030-04-23 | 22 | 460.4206 | 460.4206 | 0 | 199.9196 | 199.9196 | 1888.604 | 215.8939 | 1027.3997 | -78.3216 | 1821.265 | 3295.489 | 213.6439 | -853.4777
2030-04-23 | 23 | 460.4206 | 460.4206 | 0 | 133.2797 | 133.2797 | 1888.604 | 547.3545 | 902.1275 | -291.7835 | 1821.265 | 3538.3291 | 0 | -1080.5876
2030-04-23 | 24 | 153.4735 | 153.4735 | 0 | 0 | 0 | 3777.208 | 3625.9746 | 1120.1144 | -2.5272e-05 | 76.7313 | 3538.3291 | 232.3915 | -1080.5876
2030-04-24 | 1 | 460.4206 | 460.4206 | 0 | 133.2797 | 138.9661 | 3777.208 | 3625.9746 | 946.4827 | 3743.1306 | 3642.53 | 3538.3291 | 0 | -1080.5876
2030-04-24 | 2 | 460.4206 | 460.4206 | 0 | 133.2797 | 133.2797 | 3777.208 | 3625.9746 | 3472.1208 | 3743.1306 | 3642.53 | 3538.3291 | 0 | -1080.5876
2030-04-24 | 3 | 460.4206 | 460.4206 | 0 | 199.9196 | 199.9196 | 3777.208 | 3625.9746 | 3785.312 | 3743.1306 | 3642.53 | 3538.3291 | 0 | -1080.5876
2030-04-24 | 4 | 460.4206 | 460.4206 | 0 | 199.9196 | 199.9196 | 3777.208 | 3625.9746 | 3785.312 | 3743.1306 | 3642.53 | 3538.3291 | 0 | -1080.5876
2030-04-24 | 5 | 460.4206 | 460.4206 | 0 | 199.9196 | 199.9196 | 3777.208 | 3625.9746 | 3373.4185 | 3743.1306 | 3642.53 | 3538.3291 | 0 | -1080.5876
2030-04-24 | 6 | 460.4206 | 460.4206 | 0 | 199.9196 | 199.9196 | 3777.208 | 3625.9746 | 3035.4392 | 3743.1306 | 3642.53 | 3538.3291 | 0 | -1080.5876
2030-04-24 | 7 | 460.4206 | 460.4206 | 0 | 81.062 | 133.2797 | 3777.208 | 3625.9746 | 3048.8696 | 3743.1306 | 3642.53 | 3538.3291 | 0 | -1080.5876
2030-04-24 | 8 | 460.4206 | 460.4206 | 0 | 66.6399 | 10.9514 | 3777.208 | 3625.9746 | 3361.7893 | 3743.1306 | 3642.53 | 3538.3291 | 0 | -1080.5876
2030-04-24 | 9 | 306.9471 | 384.1857 | 0 | 66.6399 | 5.9193 | 3777.208 | 3625.9746 | 3480.208 | 3743.1306 | 3642.53 | 3538.3291 | 25.9665 | -1080.5876
2030-04-24 | 10 | 306.9471 | 446.9664 | 0 | 0 | 0 | 3777.208 | 3625.9746 | 3473.5532 | 3743.1306 | 3642.53 | 3538.3291 | 323.5132 | -1080.5876
2030-04-24 | 11 | 370.7983 | 460.4206 | 0 | 0 | 0 | 3777.208 | 3625.9746 | 3240.8816 | 3743.1306 | 3642.53 | 3538.3291 | 154.7491 | -1080.5876
2030-04-24 | 12 | 460.4206 | 460.4206 | 0 | 84.9717 | 66.6399 | 3777.208 | 3625.9746 | 2933.6233 | 3743.1306 | 3642.53 | 3538.3291 | 229.8495 | -1080.5876
2030-04-24 | 13 | 460.4206 | 460.4206 | 0 | 199.9196 | 199.9196 | 3777.208 | 3625.9746 | 574.0284 | 2323.7798 | 3642.53 | 3538.3291 | 635.0065 | -1080.5876
2030-04-24 | 14 | 460.4206 | 460.4206 | 255.3413 | 199.9196 | 199.9196 | 2677.2109 | 1812.9873 | 1892.656 | 1871.5653 | 2309.9263 | 1769.1646 | 485.2698 | -1080.5876
2030-04-24 | 15 | 460.4206 | 460.4206 | 0 | 199.9196 | 199.9196 | 1888.604 | 1284.6185 | 2328.3643 | 1871.5653 | 2356.3315 | 1769.1646 | 0 | -1080.5876
2030-04-24 | 16 | 460.4206 | 460.4206 | 0 | 266.4473 | 266.4473 | 1888.604 | 215.8943 | 2321.6665 | 1517.3248 | 2571.5564 | 265.2415 | 273.4377 | -1080.5876
2030-04-24 | 17 | 460.4206 | 460.4206 | 0 | 266.4473 | 244.2416 | 1888.604 | 215.8932 | 2391.5742 | 1871.5653 | 1965.9087 | 535.3007 | 360.5353 | -1080.5876
2030-04-24 | 18 | 460.4206 | 460.4206 | 0 | 266.4473 | 266.4473 | 1888.604 | 215.8918 | 3308.832 | 1871.5653 | 2256.2432 | 1725.5024 | 36.2292 | -1080.5876
2030-04-24 | 19 | 460.4206 | 460.4206 | 0 | 266.4472 | 266.4472 | 3777.208 | 215.8932 | 3785.312 | 1675.3042 | 3642.53 | 1450.7611 | 208.6008 | -1080.5876
2030-04-24 | 20 | 460.4206 | 460.4206 | 0 | 199.9196 | 199.9196 | 3777.208 | 3625.9746 | 3785.312 | 3743.1306 | 3642.53 | 2504.53 | 217.4841 | -1080.5876
2030-04-24 | 21 | 153.4735 | 153.4735 | 0 | 22.8466 | 66.6399 | 3777.208 | 3625.9746 | 3785.312 | 3743.1306 | 3642.53 | 3538.3291 | 460.1913 | -1080.5876
2030-04-24 | 22 | 153.4735 | 153.4735 | 0 | 45.5771 | 0 | 3777.208 | 3625.9746 | 3785.312 | 3743.1306 | 3642.53 | 3538.3291 | 245.1941 | -1080.5876
2030-04-24 | 23 | 153.4735 | 153.4735 | 0 | 0 | 0 | 3777.208 | 3625.9746 | 3785.312 | 3743.1306 | 3642.53 | 3538.3291 | 485.2698 | -1080.5876
2030-04-24 | 24 | 153.4735 | 153.4735 | 0 | 0 | 0 | 3777.208 | 3625.9746 | 3785.312 | 3743.1306 | 3642.53 | 3538.3291 | 0 | -1080.5876
2030-04-25 | 1 | 153.4735 | 153.4735 | 0 | 0 | 0 | 3777.208 | 3625.9746 | 3785.312 | 3743.1306 | 3642.53 | 3538.3291 | 0 | -1080.5876
2030-04-25 | 2 | 153.4735 | 153.4735 | 0 | 0 | 0 | 3777.208 | 3625.9746 | 3785.312 | 3743.1306 | 3642.53 | 3538.3291 | 0 | -1080.5876
2030-04-25 | 3 | 153.4735 | 153.4735 | 0 | 0 | 0 | 3777.208 | 3625.9746 | 3785.312 | 3743.1306 | 3642.53 | 3538.3291 | 0 | -1080.5876
2030-04-25 | 4 | 153.4735 | 153.4735 | 0 | 0 | 0 | 3777.208 | 3625.9746 | 3785.312 | 3743.1306 | 3642.53 | 3538.3291 | 0 | -1080.5876
2030-04-25 | 5 | 153.4735 | 153.4735 | 0 | 0 | 0 | 3777.208 | 3625.9746 | 3785.312 | 3743.1306 | 3642.53 | 3538.3291 | 0 | -1080.5876
2030-04-25 | 6 | 153.4735 | 153.4735 | 0 | 0 | 0 | 3777.208 | 3625.9746 | 3785.312 | 3743.1306 | 3642.53 | 3538.3291 | 0 | -1080.5876
2030-04-25 | 7 | 153.4735 | 153.4735 | 0 | 0 | 0 | 3777.208 | 3625.9746 | 3785.312 | 3743.1306 | 3642.53 | 3538.3291 | 0 | -1080.5876
2030-04-25 | 8 | 153.4735 | 153.4735 | 0 | 0 | 0 | 3777.208 | 3625.9746 | 3785.312 | 3743.1306 | 3642.53 | 3538.3291 | 0 | -1080.5876
2030-04-25 | 9 | 153.4735 | 153.4735 | 0 | 0 | 0 | 3777.208 | 3625.9746 | 3785.312 | 3743.1306 | 3642.53 | 3538.3291 | 0 | -1080.5876
2030-04-25 | 10 | 153.4735 | 153.4735 | 0 | 0 | 0 | 3777.208 | 3625.9746 | 3785.312 | 3743.1306 | 3642.53 | 3538.3291 | 0 | -1080.5876
2030-04-25 | 11 | 153.4735 | 153.4735 | 0 | 0 | 0 | 3777.208 | 3625.9746 | 3785.312 | 3743.1306 | 3642.53 | 3538.3291 | 47.0257 | -1080.5876
2030-04-25 | 12 | 153.4735 | 153.4735 | 0 | 0 | 0 | 3777.208 | 3625.9746 | 3785.312 | 3743.1306 | 3642.53 | 3538.3291 | 253.0059 | -1080.5876
2030-04-25 | 13 | 153.4735 | 153.4735 | 0 | 0 | 0 | 3777.208 | 3625.9746 | 3785.312 | 3743.1306 | 3642.53 | 3538.3291 | 0 | -1080.5876
2030-04-25 | 14 | 153.4735 | 153.4735 | 0 | 0 | 0 | 3777.208 | 3625.9746 | 3785.312 | 3743.1306 | 3642.53 | 3538.3291 | 0 | -1080.5876
2030-04-25 | 15 | 153.4735 | 153.4735 | 0 | 0 | 0 | 3777.208 | 3625.9746 | 2312.8777 | 3743.1306 | 3642.53 | 3538.3291 | 0 | -1080.5876
2030-04-25 | 16 | 153.4735 | 153.4735 | 0 | 0 | 0 | 3777.208 | 3625.9746 | 3352.7485 | 3743.1306 | 3642.53 | 3538.3291 | 0 | -1080.5876
2030-04-25 | 17 | 153.4735 | 153.4735 | 0 | 0 | 0 | 3777.208 | 3625.9746 | -3.7193e-05 | 3743.1306 | 3642.53 | 3538.3291 | 647.0264 | -1080.5876
2030-04-25 | 18 | 153.4735 | 153.4735 | 0 | 0 | 0 | 3777.208 | 3625.9746 | -1427.0887 | 3743.1306 | 3642.53 | 3538.3291 | 647.0264 | -1080.5876
2030-04-25 | 19 | 153.4735 | 153.4735 | 0 | 0 | 0 | 3777.208 | 3625.9746 | -842.7242 | 3743.1306 | 3642.53 | 3538.3291 | 107.1495 | -1080.5876
2030-04-25 | 20 | 153.4735 | 153.4735 | 0 | 0 | 0 | 3777.208 | 3625.9746 | -3252.4875 | 3743.1306 | 2535.6196 | 3538.3291 | 46.5056 | -1080.5876
2030-04-25 | 21 | 153.4735 | 153.4735 | 0 | 66.6399 | 66.6399 | 3777.208 | 215.8921 | -2072.384 | 3743.1306 | 171.182 | 3538.3291 | 441.8053 | -930.7367
2030-04-25 | 22 | 153.4735 | 153.4735 | 0 | 199.9196 | 147.1966 | 3777.208 | 215.8917 | -564.1487 | 1658.6483 | -3.2425e-05 | 1769.1646 | 0 | -988.9666
2030-04-25 | 23 | 153.4735 | 153.4735 | 0 | 133.2797 | 163.5891 | 3777.208 | 215.8934 | 139.3383 | 1549.6487 | -1821.265 | 229.8723 | 0 | -771.4002
2030-04-25 | 24 | 153.4735 | 153.4735 | 0 | 0 | 0 | 3777.208 | 1356.2437 | -862.4913 | -66.4513 | -3.2425e-05 | 265.2425 | 0 | -1080.5876
2030-04-26 | 1 | 153.4735 | 153.4735 | 0 | 0 | 0 | 3777.208 | 1812.9873 | -958.2469 | -711.48 | -3.2425e-05 | 1765.5435 | 0 | -1080.5876
2030-04-26 | 2 | 153.4735 | 153.4735 | 0 | 0 | 0 | 3777.208 | 2804.7737 | -461.7434 | -1121.2008 | -3.2425e-05 | 3538.3291 | 0 | -1080.5876
2030-04-26 | 3 | 313.478 | 460.4206 | 0 | 0 | 0 | 1604.535 | 215.8933 | -3.7193e-05 | -2.5272e-05 | -3.2425e-05 | 2376.3762 | 0 | -1080.5876
2030-04-26 | 4 | 306.9471 | 306.9471 | 0 | 0 | 0 | 2054.3315 | 215.8939 | 827.2269 | -2.5272e-05 | -3.2425e-05 | 2568.9207 | 0 | -1080.5876
2030-04-26 | 5 | 306.9471 | 306.9471 | 0 | 0 | 0 | 1518.9458 | 215.8932 | 1892.656 | -2.5272e-05 | 1117.3923 | 2250.6208 | 0 | -1080.5876
2030-04-26 | 6 | 460.4206 | 460.4206 | 0 | 0 | 0 | 0.0011098 | 215.8932 | 2264.0151 | 1871.5653 | 1821.265 | 907.6923 | 0 | -1080.5876
2030-04-26 | 7 | 460.4206 | 460.4206 | 0 | 199.9196 | 176.2458 | 871.3528 | 215.8937 | 1892.656 | 1871.5653 | 2548.2515 | 265.2417 | 207.564 | -1080.5876
2030-04-26 | 8 | 460.4206 | 460.4206 | 294.5835 | 133.2797 | 173.7779 | 794.3153 | 213.8926 | 1892.656 | 1871.5653 | 3264.1306 | -139.3642 | 43.7654 | -1080.5876
2030-04-26 | 9 | 460.4206 | 460.4206 | 0 | 165.7877 | 199.9196 | 1888.604 | 166.8607 | 1892.656 | 1871.5653 | 2038.2056 | -712.769 | 61.4381 | -1080.5876
2030-04-26 | 10 | 460.4206 | 460.4206 | 0 | 199.9196 | 199.9196 | 1888.604 | 166.8607 | 1945.1896 | 1871.5653 | 3642.53 | -1769.1655 | 402.6575 | -1080.5876
2030-04-26 | 11 | 460.4206 | 460.4206 | 0 | 199.9196 | 199.9196 | 1888.604 | 166.8609 | 3700.8293 | 1871.5653 | 3334.4792 | -2123.7568 | 485.2698 | -1080.5876
2030-04-26 | 12 | 460.4206 | 460.4206 | 0 | 199.9196 | 195.4568 | 1888.604 | 166.8609 | 3392.269 | 1871.5653 | 3333.5708 | -1769.1655 | 485.2698 | -1080.5876
2030-04-26 | 13 | 460.4206 | 460.4206 | 0 | 98.4064 | 66.6399 | 3181.2686 | 166.8607 | 2902.4016 | 1871.5653 | 1632.5884 | -1177.7343 | 485.2698 | -1080.5876
2030-04-26 | 14 | 460.4206 | 460.4206 | 484.8478 | 66.6399 | 63.5434 | 1888.604 | 166.8608 | 2422.3425 | 1871.5653 | 1035.6263 | -407.5383 | 485.2698 | -1080.5876
2030-04-26 | 15 | 460.4206 | 460.4206 | 0 | 133.2797 | 133.2797 | 1888.604 | 166.8608 | 3369.655 | 1871.5653 | 0 | -2163.4949 | 485.2698 | -1080.5876
2030-04-26 | 16 | 460.4206 | 460.4206 | 323.2319 | 66.6399 | 66.6399 | 1888.604 | 166.8608 | 1892.656 | 1871.5653 | 996.0865 | -1149.2142 | 0 | -1080.5876
2030-04-26 | 17 | 153.4735 | 153.4735 | 0 | 0 | 0 | 1888.604 | 166.8608 | 1892.656 | 1871.5653 | -1821.265 | 174.3841 | 485.2698 | -1080.5876
2030-04-26 | 18 | 153.4735 | 153.4735 | 0 | 0 | 0 | 2708.0281 | 166.8608 | 1892.656 | 1871.5653 | -2791.0601 | -112.6147 | 485.2698 | -1080.5876
2030-04-26 | 19 | 153.4735 | 153.4735 | 0 | 0 | 0 | 1888.604 | 168.9197 | 281.6483 | 965.0182 | 654.5551 | 236.8768 | 0 | -1080.5876
2030-04-26 | 20 | 153.4735 | 153.4735 | 0 | 0 | 0 | 1888.604 | 168.9195 | -194.2794 | 384.5644 | 1601.9762 | 221.007 | 0 | -1080.5876
2030-04-26 | 21 | 153.4735 | 153.4735 | 0 | 0 | 0 | 1888.604 | 168.9199 | -174.0095 | 1541.5126 | 1821.265 | 400.2848 | 0 | -1080.5876
2030-04-26 | 22 | 153.4735 | 153.4735 | 0 | 0 | 0 | 1888.604 | 166.8609 | 584.4688 | 1871.5653 | 893.1693 | 158.6089 | 71.6616 | -1080.5876
2030-04-26 | 23 | 153.4735 | 153.4735 | 0 | 0 | 0 | 3667.8379 | 215.8929 | 1474.9978 | 1871.5653 | -1417.0438 | 811.5613 | 0 | -1080.5876
2030-04-26 | 24 | 153.4735 | 153.4735 | 0 | 0 | 0 | 3777.208 | 213.8932 | 1306.1593 | 231.641 | -1821.265 | 265.2422 | 0 | -1080.5876
2030-04-27 | 1 | 153.4735 | 153.4735 | 0 | 0 | 0 | 2116.7947 | 213.8916 | 611.8786 | -2.5272e-05 | -1228.7861 | 235.4009 | 0 | -1080.5876
2030-04-27 | 2 | 153.4735 | 153.4735 | 0 | 0 | 0 | 3511.686 | 215.8917 | -206.9041 | -1871.5653 | 538.7834 | 2842.6096 | 0 | -1080.5876
2030-04-27 | 3 | 153.4735 | 153.4735 | 0 | 0 | 0 | 3777.208 | 3625.9746 | -645.2673 | -3316.9668 | 953.9995 | 3538.3291 | 0 | -1080.5876
2030-04-27 | 4 | 153.4735 | 153.4735 | 0 | 0 | 0 | 3777.208 | 3625.9746 | -247.2211 | 3022.4692 | -3.2425e-05 | 3538.3291 | 0 | -1080.5876
2030-04-27 | 5 | 153.4735 | 153.4735 | 0 | 0 | 0 | 3777.208 | 3625.9746 | 3785.312 | 3743.1306 | 3642.53 | 3538.3291 | 0 | -1080.5876
2030-04-27 | 6 | 153.4735 | 153.4735 | 0 | 0 | 0 | 3777.208 | 3625.9746 | 3785.312 | 3743.1306 | 3642.53 | 3538.3291 | 0 | -1080.5876
2030-04-27 | 7 | 153.4735 | 153.4735 | 0 | 0 | 0 | 3777.208 | 3625.9746 | 3785.312 | 3743.1306 | 3642.53 | 3538.3291 | 0 | -1080.5876
2030-04-27 | 8 | 153.4735 | 153.4735 | 0 | 0 | 0 | 3777.208 | 3625.9746 | 3785.312 | 3743.1306 | 3642.53 | 3538.3291 | 0 | -1080.5876
2030-04-27 | 9 | 153.4735 | 153.4735 | 0 | 0 | 0 | 3777.208 | 3625.9746 | 3785.312 | 3743.1306 | 3642.53 | 3538.3291 | 0 | -1080.5876
2030-04-27 | 10 | 153.4735 | 153.4735 | 0 | 199.9196 | 199.9196 | 3777.208 | 3625.9746 | 3785.312 | 3743.1306 | 3642.53 | 3538.3291 | 0 | -1080.5876
2030-04-27 | 11 | 153.4735 | 153.4735 | 0 | 0 | 0 | 3777.208 | 3625.9746 | 3785.312 | 3743.1306 | 3642.53 | 3538.3291 | 0 | -1080.5876
2030-04-27 | 12 | 153.4735 | 153.4735 | 0 | 199.9196 | 161.2531 | 3777.208 | 3625.9746 | 3785.312 | 3743.1306 | 3642.53 | 3538.3291 | 0 | -1080.5876
2030-04-27 | 13 | 153.4735 | 153.4735 | 0 | 0 | 0 | 3777.208 | 3625.9746 | 3785.312 | 3743.1306 | 3642.53 | 3538.3291 | 0 | -1080.5876
2030-04-27 | 14 | 153.4735 | 153.4735 | 0 | 0 | 0 | 3777.208 | 3625.9746 | 2605.0737 | 3743.1306 | 3642.53 | 3538.3291 | 0 | -1080.5876
2030-04-27 | 15 | 153.4735 | 153.4735 | 0 | 0 | 0 | 3777.208 | 3625.9746 | -3.7193e-05 | 3349.4197 | 1057.8458 | 3538.3291 | 0 | -1080.5876
2030-04-27 | 16 | 153.4735 | 153.4735 | 0 | 0 | 0 | 3777.208 | 3625.9746 | 34.7364 | 1967.6829 | 1099.8851 | 3538.3291 | 0 | -1080.5876
2030-04-27 | 17 | 153.4735 | 153.4735 | 0 | 0 | 0 | 3777.208 | 3625.9746 | -383.0573 | 2371.2615 | 365.3436 | 3538.3291 | 0 | -1080.5876
2030-04-27 | 18 | 153.4735 | 153.4735 | 0 | 0 | 0 | 3777.208 | 3625.9746 | -3.7193e-05 | 3743.1306 | 1090.6107 | 3538.3291 | 0 | -1080.5876
2030-04-27 | 19 | 153.4735 | 153.4735 | 0 | 0 | 0 | 3777.208 | 3625.9746 | -3.7193e-05 | 3743.1306 | 3642.53 | 3538.3291 | 0 | -1080.5876
2030-04-27 | 20 | 153.4735 | 153.4735 | 0 | 0 | 0 | 3777.208 | 3625.9746 | 2644.5276 | 3743.1306 | 3642.53 | 3538.3291 | 0 | -1080.5876
2030-04-27 | 21 | 153.4735 | 153.4735 | 0 | 0 | 0 | 3777.208 | 3625.9746 | 1492.3577 | 3743.1306 | 3642.53 | 3538.3291 | 0 | -1080.5876
2030-04-27 | 22 | 153.4735 | 153.4735 | 0 | 0 | 0 | 3777.208 | 3625.9746 | 425.9411 | 3743.1306 | 2153.3677 | 3538.3291 | 0 | -1080.5876
2030-04-27 | 23 | 153.4735 | 153.4735 | 0 | 0 | 0 | 3777.208 | 3625.9746 | 992.8878 | 3743.1306 | 202.1781 | 3538.3291 | 0 | -1080.5876
2030-04-27 | 24 | 153.4735 | 153.4735 | 0 | 0 | 0 | 3777.208 | 3625.9746 | -194.3906 | 3743.1306 | 3642.53 | 3538.3291 | 0 | -1080.5876
2030-04-28 | 1 | 153.4735 | 153.4735 | 0 | 0 | 0 | 3777.208 | 3625.9746 | 3785.312 | 3743.1306 | 3642.53 | 3538.3291 | 0 | -1080.5876
2030-04-28 | 2 | 153.4735 | 153.4735 | 0 | 0 | 0 | 3777.208 | 3625.9746 | 3785.312 | 3743.1306 | 3642.53 | 3538.3291 | 0 | -1080.5876
2030-04-28 | 3 | 153.4735 | 153.4735 | 0 | 0 | 0 | 3777.208 | 3625.9746 | 3785.312 | 3743.1306 | 3642.53 | 3538.3291 | 0 | -1080.5876
2030-04-28 | 4 | 153.4735 | 153.4735 | 0 | 0 | 0 | 3777.208 | 3625.9746 | 3785.312 | 3743.1306 | 3642.53 | 3538.3291 | 0 | -1080.5876
2030-04-28 | 5 | 153.4735 | 153.4735 | 0 | 0 | 0 | 3777.208 | 3625.9746 | 3785.312 | 3743.1306 | 3642.53 | 3538.3291 | 0 | -1080.5876
2030-04-28 | 6 | 153.4735 | 153.4735 | 0 | 0 | 0 | 3777.208 | 3625.9746 | 3785.312 | 3743.1306 | 3642.53 | 3538.3291 | 0 | -1080.5876
2030-04-28 | 7 | 153.4735 | 153.4735 | 0 | 0 | 0 | 3777.208 | 3625.9746 | 3785.312 | 3743.1306 | 3642.53 | 3538.3291 | 0 | -1080.5876
2030-04-28 | 8 | 153.4735 | 153.4735 | 0 | 0 | 0 | 3777.208 | 3625.9746 | 3785.312 | 3743.1306 | 3642.53 | 3538.3291 | 0 | -1080.5876
2030-04-28 | 9 | 153.4735 | 153.4735 | 0 | 0 | 0 | 3777.208 | 3625.9746 | 3785.312 | 3743.1306 | 3642.53 | 3538.3291 | 0 | -1080.5876
2030-04-28 | 10 | 153.4735 | 153.4735 | 0 | 0 | 0 | 3777.208 | 3625.9746 | 3785.312 | 3743.1306 | 3642.53 | 3538.3291 | 0 | -1080.5876
2030-04-28 | 11 | 153.4735 | 153.4735 | 0 | 0 | 0 | 3777.208 | 3625.9746 | 3785.312 | 3743.1306 | 3642.53 | 3538.3291 | 0 | -1080.5876
2030-04-28 | 12 | 0 | 0 | 0 | 0 | 0 | 3777.208 | 3625.9746 | 3785.312 | 3743.1306 | 3642.53 | 3538.3291 | 0 | -1080.5876
2030-04-28 | 13 | 153.4735 | 153.4735 | 0 | 0 | 0 | 3777.208 | 3625.9746 | 3785.312 | 3743.1306 | 3642.53 | 3538.3291 | 0 | -1080.5876
2030-04-28 | 14 | 153.4735 | 153.4735 | 0 | 0 | 0 | 3777.208 | 3625.9746 | 3785.312 | 3743.1306 | 3642.53 | 3538.3291 | 0 | -1080.5876
2030-04-28 | 15 | 153.4735 | 153.4735 | 0 | 0 | 0 | 3777.208 | 3625.9746 | 3785.312 | 3743.1306 | 3642.53 | 3538.3291 | 0 | -1080.5876
2030-04-28 | 16 | 0 | 0 | 646.4638 | 0 | 0 | 3777.208 | 3625.9746 | 3785.312 | 3743.1306 | 3642.53 | 3538.3291 | 0 | -1080.5876
2030-04-28 | 17 | 153.4735 | 153.4735 | 0 | 0 | 0 | 3777.208 | 3625.9746 | 3785.312 | 3743.1306 | 3642.53 | 3538.3291 | 0 | -1080.5876
2030-04-28 | 18 | 153.4735 | 153.4735 | 0 | 0 | 0 | 3777.208 | 3625.9746 | 3785.312 | 3743.1306 | 3642.53 | 3538.3291 | 0 | -1080.5876
2030-04-28 | 19 | 153.4735 | 153.4735 | 0 | 0 | 0 | 3777.208 | 3625.9746 | 3785.312 | 3743.1306 | 3642.53 | 3538.3291 | 0 | -1080.5876
2030-04-28 | 20 | 153.4735 | 153.4735 | 0 | 0 | 0 | 3777.208 | 3625.9746 | 3785.312 | 3743.1306 | 3642.53 | 3538.3291 | 0 | -1080.5876
2030-04-28 | 21 | 153.4735 | 153.4735 | 0 | 0 | 0 | 3777.208 | 3625.9746 | 3785.312 | 3743.1306 | 3642.53 | 3538.3291 | 0 | -1080.5876
2030-04-28 | 22 | 153.4735 | 153.4735 | 0 | 0 | 0 | 3777.208 | 3625.9746 | 3785.312 | 3743.1306 | 3642.53 | 3538.3291 | 0 | -1080.5876
2030-04-28 | 23 | 153.4735 | 153.4735 | 0 | 0 | 0 | 3777.208 | 3625.9746 | 3785.312 | 3743.1306 | 3642.53 | 3538.3291 | 0 | -1080.5876
2030-04-28 | 24 | 153.4735 | 153.4735 | 0 | 0 | 0 | 3777.208 | 3625.9746 | 3785.312 | 3743.1306 | 3642.53 | 3538.3291 | 0 | -1080.5876
2030-04-29 | 1 | 153.4735 | 153.4735 | 0 | 0 | 0 | 3777.2092 | 3625.9746 | 3785.312 | 3743.1306 | 3642.53 | 3538.3291 | 0 | -1080.5876
2030-04-29 | 2 | 153.4735 | 153.4735 | 0 | 0 | 0 | 3777.207 | 3625.9746 | 3785.312 | 3743.1306 | 3642.53 | 3538.3291 | 0 | 540.2938
2030-04-29 | 3 | 0 | 0 | 0 | 0 | 0 | 3777.208 | 3625.9746 | 2493.2869 | 3743.1306 | 3642.53 | 3538.3291 | 0 | 540.2938
2030-04-29 | 4 | 0 | 0 | 0 | 0 | 0 | 3777.208 | 3625.9746 | 1805.3879 | 3743.1306 | 3642.53 | 3538.3291 | 0 | 1080.5876
2030-04-29 | 5 | 0 | 0 | 0 | 0 | 0 | 3777.208 | 3625.9746 | 694.1599 | 3743.1306 | 3642.53 | 3538.3291 | 0 | -1080.5876
2030-04-29 | 6 | 153.4735 | 153.4735 | 0 | 0 | 0 | 3777.208 | 3625.9746 | 2967.5449 | 3743.1306 | 3642.53 | 3538.3291 | 0 | -1080.5876
2030-04-29 | 7 | 153.4735 | 153.4735 | 0 | 0 | 0 | 3777.208 | 3625.9746 | 3118.2593 | 3743.1306 | 3642.53 | 3538.3291 | 0 | -1080.5876
2030-04-29 | 8 | 153.4735 | 153.4735 | 0 | 0 | 0 | 3777.208 | 3625.9746 | 3785.312 | 3743.1306 | 3642.53 | 3538.3291 | 8.1633 | -1080.5876
2030-04-29 | 9 | 153.4735 | 153.4735 | 0 | 0 | 0 | 3777.208 | 3625.9746 | 2047.3651 | 3743.1306 | 3642.53 | 3538.3291 | 515.7123 | -1080.5876
2030-04-29 | 10 | 153.4735 | 153.4735 | 0 | 0 | 0 | 3777.208 | 3625.9746 | -3.7193e-05 | 3743.1306 | 3642.53 | 3538.3291 | 588.1439 | -1080.5876
2030-04-29 | 11 | 153.4735 | 153.4735 | 0 | 0 | 0 | 3777.208 | 3625.9746 | -3.7193e-05 | 3743.1306 | 3642.53 | 3538.3291 | 647.0264 | -1080.5876
2030-04-29 | 12 | 153.4735 | 153.4735 | 0 | 0 | 0 | 3777.208 | 3625.9746 | -117.0337 | 3743.1306 | 3642.53 | 3538.3291 | 647.0264 | -1080.5876
2030-04-29 | 13 | 153.4735 | 153.4735 | 0 | 0 | 0 | 3777.208 | 3625.9746 | 3686.0369 | 3743.1306 | 3642.53 | 3538.3291 | 647.0264 | -1080.5876
2030-04-29 | 14 | 153.4735 | 153.4735 | 0 | 0 | 0 | 3777.208 | 3625.9746 | 3785.312 | 3743.1306 | 3642.53 | 3538.3291 | 647.0264 | -1080.5876
2030-04-29 | 15 | 153.4735 | 153.4735 | 0 | 0 | 0 | 3777.208 | 3625.9746 | 3785.312 | 3743.1306 | 3642.53 | 3538.3291 | 485.2698 | -1080.5876
2030-04-29 | 16 | 153.4735 | 153.4735 | 646.4638 | 0 | 0 | 3777.208 | 3223.698 | 3785.312 | 3743.1306 | 3642.53 | 3538.3291 | 192.0658 | -1080.5876
2030-04-29 | 17 | 153.4735 | 153.4735 | 0 | 0 | 0 | 3777.208 | 3625.9746 | 3785.312 | 3743.1306 | 3642.53 | 3538.3291 | 427.8484 | -1080.5876
2030-04-29 | 18 | 153.4735 | 153.4735 | 0 | 0 | 0 | 3777.208 | 3625.9746 | 3785.312 | 3743.1306 | 3642.53 | 3538.3291 | 572.2271 | -1080.5876
2030-04-29 | 19 | 153.4735 | 153.4735 | 0 | 0 | 0 | 3777.208 | 3625.9746 | 3785.312 | 3743.1306 | 3642.53 | 3538.3291 | 647.0264 | -1080.5876
2030-04-29 | 20 | 153.4735 | 153.4735 | 0 | 0 | 0 | 3777.208 | 3625.9746 | 3785.312 | 3743.1306 | 3642.53 | 3538.3291 | 485.2698 | -1080.5876
2030-04-29 | 21 | 153.4735 | 153.4735 | 0 | 0 | 0 | 3777.208 | 3625.9746 | 3785.312 | 3743.1306 | 3642.53 | 3538.3291 | 0 | -1080.5876
2030-04-29 | 22 | 153.4735 | 153.4735 | 0 | 66.6399 | 47.8418 | 3777.208 | 3625.9746 | 3785.312 | 3743.1306 | 3642.53 | 3538.3291 | 0 | -1080.5876
2030-04-29 | 23 | 153.4735 | 153.4735 | 0 | 66.6399 | 20.037 | 3777.208 | 3625.9746 | 3785.312 | 3743.1306 | 3642.53 | 3538.3291 | 279.7423 | -1080.5876
2030-04-29 | 24 | 153.4735 | 153.4735 | 0 | 0 | 0 | 3777.208 | 3625.9746 | 3785.312 | 3743.1306 | 3642.53 | 3538.3291 | 0 | -1080.5876
2030-04-30 | 1 | 153.4735 | 153.4735 | 0 | 0 | 0 | 3777.208 | 3625.9746 | 3785.312 | 3743.1306 | 3642.53 | 3538.3291 | 0 | -338.9575
2030-04-30 | 2 | 0 | 152.3133 | 178.8089 | 0 | 0 | 3777.208 | 3625.9746 | 2564.4224 | 3743.1306 | 3642.53 | 3538.3291 | 0 | 1080.5876
2030-04-30 | 3 | 0 | 0 | 0 | 121.2365 | 66.6399 | 3777.208 | 3625.9756 | -3.7193e-05 | 3743.1306 | 3642.53 | 3538.3291 | 0 | 1080.5876
2030-04-30 | 4 | 0 | 0 | 0 | 0 | 0 | 3777.208 | 1812.9873 | -693.2769 | 3394.332 | 3642.53 | 3538.3291 | 0 | -1080.5876
2030-04-30 | 5 | 0 | 0 | 0 | 0 | 0 | 3777.208 | 1857.0887 | -1046.975 | 3626.4424 | 3642.53 | 3538.3291 | 0 | -1080.5876
2030-04-30 | 6 | 153.4735 | 153.4735 | 0 | 0 | 0 | 3777.208 | 3625.9746 | -1007.3831 | 3039.855 | 3642.53 | 3538.3291 | 0 | -1080.5876
2030-04-30 | 7 | 153.4735 | 153.4735 | 0 | 0 | 0 | 3777.208 | 3625.9746 | -1506.3882 | 3743.1306 | 3642.53 | 3538.3291 | 0 | -1080.5876
2030-04-30 | 8 | 153.4735 | 153.4735 | 0 | 0 | 0 | 3777.208 | 3625.9746 | -1038.5769 | 3743.1306 | 3642.53 | 3538.3291 | 105.9692 | -1080.5876
2030-04-30 | 9 | 153.4735 | 153.4735 | 0 | 0 | 0 | 3777.208 | 3625.9746 | -354.0535 | 3743.1306 | 3642.53 | 3538.3291 | 502.3087 | -1080.5876
2030-04-30 | 10 | 153.4735 | 153.4735 | 0 | 66.6399 | 77.2225 | 3777.208 | 3625.9746 | 1068.7148 | 3743.1306 | 3642.53 | 3538.3291 | 638.1539 | -1080.5876
2030-04-30 | 11 | 153.4735 | 153.4735 | 0 | 66.6399 | 124.2658 | 3777.208 | 3625.9746 | 2175.1228 | 3743.1306 | 3642.53 | 3538.3291 | 647.0264 | -1080.5876
2030-04-30 | 12 | 153.4735 | 153.4735 | 0 | 66.6399 | 102.2723 | 3777.208 | 3625.9746 | 2209.5908 | 3743.1306 | 3642.53 | 3538.3291 | 647.0264 | -1080.5876
2030-04-30 | 13 | 153.4735 | 153.4735 | 0 | 0 | 0 | 3777.208 | 3625.9746 | 3785.312 | 3743.1306 | 3642.53 | 3538.3291 | 485.2698 | -1080.5876
2030-04-30 | 14 | 153.4735 | 153.4735 | 0 | 0 | 0 | 3777.208 | 3625.9746 | 3785.312 | 3743.1306 | 3642.53 | 3538.3291 | 462.4846 | -1080.5876
2030-04-30 | 15 | 153.4735 | 153.4735 | 0 | 0 | 0 | 3777.208 | 3625.9746 | 3474.165 | 3743.1306 | 3642.53 | 2713.5447 | 567.0402 | -1080.5876
2030-04-30 | 16 | 153.4735 | 153.4735 | 646.4638 | 0 | 0 | 3777.208 | 3587.4768 | 1587.2875 | 3743.1306 | 3642.53 | 221.0091 | 0 | -1080.5876
2030-04-30 | 17 | 153.4735 | 153.4735 | 0 | 0 | 0 | 3777.208 | 3625.9746 | 2152.5007 | 3743.1306 | 3642.53 | 995.282 | 527.6948 | -1080.5876
2030-04-30 | 18 | 153.4735 | 153.4735 | 0 | 0 | 0 | 3777.208 | 3625.9746 | 3095.5386 | 3743.1306 | 3642.53 | 1476.6265 | 417.2548 | -1080.5876
2030-04-30 | 19 | 153.4735 | 153.4735 | 0 | 0 | 0 | 3777.208 | 3625.9746 | 3785.312 | 3743.1306 | 3642.53 | 3292.4192 | 192.5632 | -1080.5876
2030-04-30 | 20 | 153.4735 | 153.4735 | 0 | 0 | 0 | 3777.208 | 3625.9746 | 3785.312 | 3743.1306 | 3642.53 | 3538.3291 | 153.6434 | -1080.5876
2030-04-30 | 21 | 153.4735 | 153.4735 | 0 | 0 | 0 | 3777.208 | 3625.9746 | 3785.312 | 3743.1306 | 3642.53 | 3538.3291 | 160.902 | -1080.5876
2030-04-30 | 22 | 0 | 0 | 0 | 0 | 0 | 3777.208 | 3625.9746 | 3785.312 | 3743.1306 | 3642.53 | 2725.0535 | 305.2307 | -1080.5876
2030-04-30 | 23 | 0 | 0 | 0 | 0 | 0 | 3777.208 | 3625.9734 | 3785.312 | 3743.1306 | 3642.53 | 731.1991 | 83.0357 | -1080.5876
2030-04-30 | 24 | 0 | 0 | 0 | 0 | 0 | 3777.208 | 2801.0913 | 3785.312 | 3743.1306 | 3642.53 | 221.0083 | 0 | -1080.5876
2030-05-01 | 1 | 0 | 0 | 0 | 0 | 0 | 3777.208 | 1812.2892 | 3785.312 | 3743.1306 | 3642.53 | 248.8596 | 0 | -1080.5876
2030-05-01 | 2 | 0 | 0 | 0 | 0 | 0 | 3777.208 | 1555.0553 | 3785.312 | 3743.1306 | 3642.53 | 3538.3291 | 0 | -1080.5876
2030-05-01 | 3 | 0 | 0 | 0 | 0 | 0 | 3777.208 | 3625.9746 | 3785.312 | 3743.1306 | 3642.53 | 2987.2454 | 0 | -1.6451e-05
2030-05-01 | 4 | 0 | 0 | 122.6817 | 0 | 0 | 3777.208 | 3625.9746 | 1892.6549 | 3743.1306 | 3642.53 | 3538.3291 | 0 | 1080.5876
2030-05-01 | 5 | 0 | 0 | 0 | 0 | 0 | 3777.208 | 3625.9746 | 485.3549 | 3743.1306 | 3642.53 | 3538.3291 | 0 | 1080.5876
2030-05-01 | 6 | 0 | 0 | 0 | 0 | 0 | 3777.208 | 3625.9746 | -101.8346 | 3743.1306 | 3642.53 | 3538.3291 | 0 | -1080.5876
2030-05-01 | 7 | 93.9303 | 153.4735 | 0 | 0 | 0 | 3777.208 | 3625.9746 | 1926.48 | 3743.1306 | 3642.53 | 3538.3291 | 0 | -1080.5876
2030-05-01 | 8 | 153.4735 | 153.4735 | 0 | 0 | 0 | 3777.208 | 3568.4106 | 3675.3328 | 3743.1306 | 3642.53 | 3538.3291 | 0 | -1080.5876
2030-05-01 | 9 | 153.4735 | 153.4735 | 0 | 0 | 0 | 3777.208 | 557.7002 | 3721.4856 | 3743.1306 | 3642.53 | 3538.3291 | 408.4923 | -1080.5876
2030-05-01 | 10 | 153.4735 | 153.4735 | 0 | 0 | 0 | 3777.208 | 2128.3228 | 3262.4431 | 3743.1306 | 3642.53 | 3538.3291 | 647.0264 | -1080.5876
2030-05-01 | 11 | 153.4735 | 153.4735 | 0 | 0 | 0 | 3777.208 | 3625.9746 | 3785.312 | 3743.1306 | 3642.53 | 3538.3291 | 647.0264 | -1080.5876
2030-05-01 | 12 | 153.4735 | 153.4735 | 0 | 0 | 0 | 3777.208 | 3625.9746 | 3271.6543 | 3743.1306 | 3642.53 | 3538.3291 | 647.0264 | -1080.5876
2030-05-01 | 13 | 153.4735 | 153.4735 | 0 | 0 | 0 | 3777.208 | 3159.9827 | 1760.2054 | 3743.1306 | 3642.53 | 3538.3291 | 485.2698 | -1080.5876
2030-05-01 | 14 | 306.9471 | 360.7264 | 0 | 199.9196 | 199.9196 | 3777.208 | 943.6057 | 1817.549 | 3743.1306 | 1821.265 | 3538.3291 | 485.2698 | -1080.5876
2030-05-01 | 15 | 460.4206 | 460.4206 | 0 | 133.2797 | 185.2993 | 3777.208 | 215.8947 | 2964.6328 | 3743.1306 | 2680.9194 | 3538.3291 | 647.0264 | -1080.5876
2030-05-01 | 16 | 306.9471 | 377.4065 | 317.5937 | 199.9196 | 199.9196 | 3777.208 | 245.2146 | 3785.312 | 3113.2324 | 3642.53 | 3538.3291 | 0 | -1080.5876
2030-05-01 | 17 | 306.9471 | 356.4535 | 0 | 199.9196 | 199.9196 | 3777.208 | 1199.9064 | 3138.3938 | 1871.5653 | 3478.5024 | 3538.3291 | 181.9374 | -1080.5876
2030-05-01 | 18 | 306.9471 | 313.9056 | 0 | 199.9196 | 199.9196 | 3777.208 | 1812.9873 | 2992.3264 | 2291.3818 | 3642.53 | 3538.3291 | 323.5132 | -1080.5876
2030-05-01 | 19 | 153.4735 | 261.4337 | 0 | 199.9196 | 199.9196 | 3468.1814 | 1812.9873 | 2766.4832 | 2609.6704 | 3642.53 | 3538.3291 | 485.2698 | -1080.5876
2030-05-01 | 20 | 306.9471 | 270.4683 | 0 | 199.9196 | 199.9196 | 3626.2974 | 1812.9873 | 2498.0222 | 2000.6373 | 3642.53 | 3538.3291 | 485.2698 | -1080.5876
2030-05-01 | 21 | 460.4206 | 441.7608 | 0 | 66.6399 | 66.6399 | 3777.208 | 1483.6473 | 3621.3337 | 1871.5653 | 3642.53 | 3538.3291 | 348.8606 | -1080.5876
2030-05-01 | 22 | 460.4206 | 460.4206 | 0 | 133.2797 | 112.5367 | 3777.208 | 215.8947 | 3575.8818 | 1871.5653 | 3514.0857 | 3282.396 | 647.0264 | -1080.5876
2030-05-01 | 23 | 306.9471 | 272.4637 | 0 | 133.2797 | 133.2797 | 3760.2778 | 204.1996 | 3129.7185 | 1871.5653 | 1821.265 | 2241.3218 | 485.2698 | -1080.5876
2030-05-01 | 24 | 153.4735 | 270.1443 | 646.4638 | 199.9196 | 199.9196 | 3777.208 | 168.9198 | 1967.3772 | 2241.582 | 1821.265 | 2137.6897 | 0 | -1080.5876
2030-05-02 | 1 | 153.4735 | 153.4735 | 0 | 0 | 0 | 2268.5217 | 168.8874 | 616.4832 | 0 | 0 | 1769.1646 | 0 | -1080.5876
2030-05-02 | 2 | 153.4735 | 153.4735 | 0 | 0 | 0 | 2483.3552 | 168.9196 | 467.6446 | 0 | 0 | 3359.2778 | 0 | -1080.5876
2030-05-02 | 3 | 153.4735 | 153.4735 | 0 | 0 | 0 | 3777.208 | 168.9198 | 25.6211 | 0 | 0 | 3538.3291 | 0 | -1080.5876
2030-05-02 | 4 | 153.4735 | 153.4735 | 0 | 0 | 0 | 3777.208 | 855.079 | -1138.761 | 889.2284 | 1821.265 | 3538.3291 | 0 | -1080.5876
2030-05-02 | 5 | 153.4735 | 153.4735 | 0 | 0 | 0 | 3655.1946 | 3625.9746 | -974.5255 | 0 | 1821.265 | 3538.3291 | 0 | -1080.5876
2030-05-02 | 6 | 153.4735 | 153.4735 | 0 | 0 | 0 | 3777.208 | 3625.9746 | -219.211 | 1191.692 | 2286.7393 | 3538.3291 | 0 | -1080.5876
2030-05-02 | 7 | 153.4735 | 153.4735 | 0 | 0 | 0 | 3777.208 | 3625.9746 | -60.2161 | 1283.0845 | 3642.53 | 3538.3291 | 0 | -1080.5876
2030-05-02 | 8 | 460.4206 | 460.4206 | 0 | 133.2797 | 159.6763 | 3777.208 | 3625.9746 | 461.2206 | 411.1904 | 3642.53 | 3538.3291 | 647.0264 | -1080.5876
2030-05-02 | 9 | 460.4206 | 460.4206 | 0 | 197.1644 | 133.2797 | 3777.208 | 3625.9746 | 508.1358 | 2071.6545 | 3642.53 | 3538.3291 | 647.0264 | -1080.5876
2030-05-02 | 10 | 460.4206 | 460.4206 | 0 | 113.1958 | 66.6399 | 3777.208 | 3625.9746 | 1310.6226 | 3703.3831 | 3642.53 | 3538.3291 | 647.0264 | -1080.5876
2030-05-02 | 11 | 460.4206 | 460.4206 | 0 | 133.2797 | 133.2797 | 3777.208 | 3625.9746 | 1363.3715 | 1955.6016 | 3642.53 | 3538.3291 | 647.0264 | -1080.5876
2030-05-02 | 12 | 460.4206 | 460.4206 | 0 | 266.4473 | 249.1389 | 2260.1052 | 1844.8835 | 1131.3149 | 1871.5653 | 2550.4451 | 3538.3291 | 647.0264 | -1080.5876
2030-05-02 | 13 | 460.4206 | 460.4206 | 0 | 228.9466 | 199.9196 | 1888.604 | 1812.9873 | 1172.3802 | 1389.5708 | 1821.265 | 3174.2598 | 206.1597 | -1080.5876
2030-05-02 | 14 | 460.4206 | 460.4206 | 484.8478 | 266.4473 | 266.4473 | 2003.6832 | 168.9193 | 1862.324 | 1871.5653 | 1821.265 | 3538.3291 | 0 | -1080.5876
2030-05-02 | 15 | 460.4206 | 460.4206 | 484.8478 | 199.9196 | 199.9196 | 3156.2959 | 401.8796 | 1892.656 | 1871.5653 | 1821.265 | 3538.3291 | 0 | -1080.5876
2030-05-02 | 16 | 460.4206 | 460.4206 | 473.8376 | 199.9196 | 199.9196 | 2891.3347 | 735.3004 | 1892.656 | 1871.5653 | 1821.265 | 3538.3291 | 0 | -1080.5876
2030-05-02 | 17 | 460.4206 | 410.2567 | 322.3481 | 199.9196 | 199.9196 | 2677.583 | 1812.9873 | 1878.4712 | 1871.5653 | 1821.265 | 3538.3291 | 0 | -1080.5876
2030-05-02 | 18 | 387.1027 | 460.4206 | 0 | 199.9196 | 199.9196 | 3239.8052 | 1812.9873 | 2149.5339 | 1871.5653 | 1821.265 | 3538.3291 | 323.5132 | -1080.5876
2030-05-02 | 19 | 460.4206 | 460.4206 | 0 | 199.9196 | 199.9196 | 3762.6934 | 1812.9873 | 3395.5884 | 1871.5653 | 2715.3694 | 3538.3291 | 0 | -1080.5876
2030-05-02 | 20 | 460.4206 | 460.4206 | 0 | 264.0247 | 199.9196 | 3777.208 | 2088.6907 | 3785.312 | 3743.1306 | 3642.53 | 3538.3291 | 278.2327 | -1080.5876
2030-05-02 | 21 | 153.4735 | 153.4735 | 0 | 66.6399 | 85.6245 | 3777.208 | 3543.9148 | 3785.312 | 3743.1306 | 3642.53 | 3538.3291 | 513.6121 | -1080.5876
2030-05-02 | 22 | 153.4735 | 153.4735 | 0 | 199.9196 | 179.4586 | 3777.208 | 3625.9746 | 3785.312 | 3743.1306 | 3642.53 | 3538.3291 | 566.6152 | -1080.5876
2030-05-02 | 23 | 153.4735 | 153.4735 | 0 | 0 | 0 | 3777.208 | 3625.9746 | 3785.312 | 3743.1306 | 3642.53 | 3538.3291 | 323.5132 | -1080.5876
2030-05-02 | 24 | 0 | 0 | 0 | 0 | 0 | 3777.208 | 3625.9746 | 3785.312 | 3743.1306 | 3642.53 | 3538.3291 | 0 | -1080.5876
2030-05-03 | 1 | 0 | 0 | 0 | 0 | 0 | 3777.208 | 3625.9746 | 3785.312 | 3743.1306 | 3642.53 | 3538.3291 | 0 | -1080.5876
2030-05-03 | 2 | 153.4735 | 134.3183 | 0 | 0 | 0 | 3777.208 | 3625.9746 | 3785.312 | 3743.1306 | 3642.53 | 3538.3291 | 0 | -1080.5876
2030-05-03 | 3 | 153.4735 | 153.4735 | 0 | 0 | 0 | 3777.208 | 3625.9746 | 3785.312 | 3743.1306 | 3642.53 | 3538.3291 | 0 | -1080.5876
2030-05-03 | 4 | 153.4735 | 153.4735 | 0 | 0 | 0 | 3777.208 | 3625.9746 | 3785.312 | 3743.1306 | 3642.53 | 3538.3291 | 0 | -581.8176
2030-05-03 | 5 | 153.4735 | 153.4735 | 0 | 0 | 0 | 3777.208 | 3625.9746 | 3785.312 | 3743.1306 | 3642.53 | 3538.3291 | 0 | -994.2842
2030-05-03 | 6 | 153.4735 | 153.4735 | 0 | 0 | 0 | 3777.208 | 3625.9746 | 3785.312 | 3743.1306 | 3642.53 | 3538.3291 | 0 | -1080.5876
2030-05-03 | 7 | 153.4735 | 153.4735 | 0 | 0 | 21.1435 | 3777.2092 | 3625.9746 | 3785.312 | 3743.1306 | 3642.53 | 3538.3291 | 174.383 | -1080.5876
2030-05-03 | 8 | 153.4735 | 153.4735 | 0 | 133.2797 | 116.5112 | 3777.208 | 3625.9746 | 3785.312 | 3743.1306 | 3642.53 | 3538.3291 | 407.54 | -1080.5876
2030-05-03 | 9 | 153.4735 | 153.4735 | 0 | 133.2797 | 84.2317 | 3777.208 | 3625.9746 | 3785.312 | 3743.1306 | 3642.53 | 3538.3291 | 647.0264 | -1080.5876
2030-05-03 | 10 | 153.4735 | 153.4735 | 0 | 151.4482 | 133.2797 | 3777.208 | 3625.9746 | 3785.312 | 3743.1306 | 3642.53 | 3538.3291 | 622.5582 | -1080.5876
2030-05-03 | 11 | 153.4735 | 153.4735 | 0 | 266.4473 | 264.8459 | 3777.208 | 3625.9746 | 3785.312 | 3743.1306 | 3642.53 | 3538.3291 | 647.0264 | -1080.5876
2030-05-03 | 12 | 153.4735 | 153.4735 | 0 | 171.2846 | 133.2797 | 3777.208 | 3625.9746 | 3785.312 | 3743.1306 | 3642.53 | 3538.3291 | 647.0264 | -1080.5876
2030-05-03 | 13 | 153.4735 | 153.4735 | 0 | 133.2797 | 185.049 | 3777.208 | 3625.9746 | 3785.312 | 3743.1306 | 3642.53 | 3538.3291 | 647.0264 | -1080.5876
2030-05-03 | 14 | 153.4735 | 153.4735 | 0 | 213.7686 | 266.4473 | 3777.208 | 3625.9746 | 3785.312 | 3743.1306 | 3642.53 | 3538.3291 | 647.0264 | -1080.5876
2030-05-03 | 15 | 153.4735 | 153.4735 | 0 | 199.9196 | 206.3132 | 3777.208 | 3625.9746 | 3785.312 | 3743.1306 | 3642.53 | 3538.3291 | 647.0264 | -1080.5876
2030-05-03 | 16 | 460.4206 | 460.4206 | 0 | 266.4473 | 266.4473 | 3777.208 | 3625.9746 | 3785.312 | 3320.2373 | 3642.53 | 3538.3291 | 647.0264 | -1080.5876
2030-05-03 | 17 | 460.4206 | 460.4206 | 0 | 266.4473 | 266.4473 | 3777.208 | 3625.9746 | 3785.312 | 2587.8372 | 3642.53 | 3538.3291 | 0 | -1080.5876
2030-05-03 | 18 | 460.4206 | 460.4206 | 0 | 266.4473 | 266.4473 | 3777.208 | 3066.3821 | 3785.312 | 2777.9807 | 3642.53 | 3538.3291 | 198.1122 | -1080.5876
2030-05-03 | 19 | 460.4206 | 460.4206 | 0 | 199.9196 | 199.9196 | 3777.208 | 3625.9746 | 3785.312 | 3743.1306 | 3642.53 | 3538.3291 | 220.1056 | -1080.5876
2030-05-03 | 20 | 460.4206 | 460.4206 | 0 | 266.4473 | 266.4473 | 3777.208 | 3570.4395 | 3785.312 | 3743.1306 | 3642.53 | 3538.3291 | 14.951 | -1080.5876
2030-05-03 | 21 | 460.4206 | 460.4206 | 0 | 266.4473 | 266.4473 | 3777.208 | 1812.9873 | 3785.312 | 3743.1306 | 3642.53 | 2989.6108 | 148.9928 | -1080.5876
2030-05-03 | 22 | 460.4206 | 460.4206 | 0 | 266.4472 | 266.4472 | 3777.208 | 1812.9873 | 3785.312 | 3618.1743 | 3642.53 | 1851.8955 | 499.8837 | -1080.5876
2030-05-03 | 23 | 460.4206 | 460.4206 | 0 | 266.4473 | 266.4473 | 3777.208 | 1812.9873 | 3785.312 | 2913.2598 | 3642.53 | 1210.8961 | 286.9508 | -1080.5876
2030-05-03 | 24 | 460.4206 | 460.4206 | 0 | 199.9196 | 199.9196 | 3777.208 | 2742.3608 | 3785.312 | 3743.1306 | 3642.53 | 778.981 | 0 | -1080.5876
2030-05-04 | 1 | 460.4206 | 460.4206 | 0 | 199.9196 | 159.5106 | 3777.208 | 2421.9998 | 3785.312 | 3743.1306 | 3642.53 | 3105.4006 | 176.454 | -1080.5876
2030-05-04 | 2 | 153.4735 | 153.4735 | 0 | 0.41813 | 66.6399 | 3777.208 | 3625.9746 | 3785.312 | 3743.1306 | 3642.53 | 3538.3291 | 0 | -1080.5876
2030-05-04 | 3 | 153.4735 | 153.4735 | 0 | 133.2797 | 123.9689 | 3777.208 | 3625.9746 | 3785.312 | 3743.1306 | 3642.53 | 3538.3291 | 0 | -1080.5876
2030-05-04 | 4 | 153.4735 | 153.4735 | 0 | 66.6399 | 45.6795 | 3777.208 | 3625.9746 | 3785.312 | 3743.1306 | 3642.53 | 3538.3291 | 0 | -1080.5876
2030-05-04 | 5 | 153.4735 | 153.4735 | 0 | 66.6399 | 72.8493 | 3777.208 | 3625.9746 | 3785.312 | 3743.1306 | 3642.53 | 3538.3291 | 0 | -1080.5876
2030-05-04 | 6 | 153.4735 | 153.4735 | 0 | 199.9196 | 199.9196 | 3777.208 | 3625.9746 | 3785.312 | 3743.1306 | 3642.53 | 3538.3291 | 0 | -1080.5876
2030-05-04 | 7 | 153.4735 | 153.4735 | 0 | 66.6399 | 130.857 | 3777.208 | 3625.9746 | 3785.312 | 3743.1306 | 3642.53 | 3538.3291 | 0 | -1080.5876
2030-05-04 | 8 | 153.4735 | 153.4735 | 0 | 66.6399 | 0.70778 | 3777.208 | 3625.9746 | 3785.312 | 3743.1306 | 3642.53 | 3538.3291 | 0 | -1080.5876
2030-05-04 | 9 | 153.4735 | 153.4735 | 0 | 0 | 0 | 3777.208 | 3625.9746 | 3785.312 | 3743.1306 | 3642.53 | 3538.3291 | 0 | -1080.5876
2030-05-04 | 10 | 153.4735 | 153.4735 | 0 | 66.6399 | 85.3865 | 3777.208 | 2638.0139 | 3785.312 | 3743.1306 | 3642.53 | 3538.3291 | 225.3481 | -1080.5876
2030-05-04 | 11 | 153.4735 | 153.4735 | 0 | 66.6399 | 106.8244 | 3777.208 | 215.8942 | 2679.4851 | 3743.1306 | 3642.53 | 3028.9231 | 485.2698 | -1080.5876
2030-05-04 | 12 | 153.4735 | 153.4735 | 0 | 151.4207 | 133.2797 | 3777.208 | 215.8937 | 1961.1897 | 2276.1555 | 1821.265 | 3538.3291 | 647.0264 | -1080.5876
2030-05-04 | 13 | 153.4735 | 153.4735 | 0 | 79.8756 | 133.2797 | 3777.208 | 215.8918 | 1892.656 | 1871.5653 | 1821.265 | 2530.4275 | 227.16 | -1080.5876
2030-05-04 | 14 | 153.4735 | 153.4735 | 0 | 133.2797 | 127.7805 | 3777.208 | 215.8928 | 514.0121 | 3352.8074 | 1821.265 | 3538.3291 | 485.2698 | -1080.5876
2030-05-04 | 15 | 153.4735 | 153.4735 | 0 | 0 | 0 | 3777.208 | 215.8931 | 1038.4979 | 3743.1306 | 3642.53 | 3234.3413 | 485.2698 | -1080.5876
2030-05-04 | 16 | 153.4735 | 153.4735 | 0 | 0 | 0 | 3777.208 | 215.8921 | 1437.3768 | 3743.1306 | 3642.53 | 2920.0823 | 485.2698 | -1080.5876
2030-05-04 | 17 | 153.4735 | 153.4735 | 0 | 0 | 0 | 3777.208 | 215.8939 | 1446.382 | 3743.1306 | 3642.53 | 3382.6963 | 485.2698 | -1080.5876
2030-05-04 | 18 | 153.4735 | 153.4735 | 0 | 0 | 0 | 3777.208 | 560.2855 | 940.0469 | 3743.1306 | 3642.53 | 3538.3291 | 485.2698 | -1080.5876
2030-05-04 | 19 | 153.4735 | 153.4735 | 0 | 0 | 0 | 3777.208 | 272.4937 | -42.3226 | 3743.1306 | 3642.53 | 3538.3291 | 647.0264 | -1080.5876
2030-05-04 | 20 | 153.4735 | 153.4735 | 0 | 0 | 0 | 3777.208 | 434.7773 | -223.9768 | 3179.4121 | 3642.53 | 3538.3291 | 647.0264 | -1080.5876
2030-05-04 | 21 | 153.4735 | 153.4735 | 0 | 0 | 0 | 3777.208 | 570.3373 | -384.2951 | 2081.1436 | 3642.53 | 3538.3291 | 630.3223 | -1080.5876
2030-05-04 | 22 | 153.4735 | 153.4735 | 0 | 0 | 0 | 3777.208 | 215.895 | -1245.8267 | 822.4785 | 1821.265 | 3538.3291 | 253.4908 | -1080.5876
2030-05-04 | 23 | 153.4735 | 153.4735 | 0 | 0 | 0 | 3777.208 | 168.9185 | -582.1035 | -5.7649 | 1821.265 | 1769.1646 | 0 | -1080.5876
2030-05-04 | 24 | 153.4735 | 153.4735 | 0 | 0 | 0 | 3777.208 | 213.8931 | -315.9944 | -2.5272e-05 | 304.9498 | 1769.1646 | 323.5132 | -1080.5876
2030-05-05 | 1 | 153.4735 | 153.4735 | 0 | 0 | 0 | 3777.208 | 168.9192 | -371.0693 | 1404.7245 | 1821.265 | 1769.1646 | 0 | -1080.5876
2030-05-05 | 2 | 153.4735 | 153.4735 | 0 | 0 | 0 | 3777.208 | 215.8933 | -1131.1045 | 2769.3691 | 3642.53 | 2470.4019 | 0 | -1080.5876
2030-05-05 | 3 | 153.4735 | 153.4735 | 0 | 0 | 0 | 3777.208 | 2481.365 | -2406.1487 | -2.5272e-05 | 3642.53 | 3538.3291 | 0 | -1080.5876
2030-05-05 | 4 | 153.4735 | 153.4735 | 0 | 0 | 0 | 3777.208 | 3625.9746 | -2037.6599 | 1210.9198 | 1821.2649 | 3538.3291 | 0 | -1080.5876
2030-05-05 | 5 | 153.4735 | 153.4735 | 0 | 0 | 0 | 3777.208 | 3625.9746 | -2641.446 | -2.5272e-05 | 3343.7832 | 3538.3291 | 0 | -1080.5876
2030-05-05 | 6 | 153.4735 | 153.4735 | 0 | 0 | 0 | 3777.208 | 3625.9746 | -2371.2144 | 145.9626 | 3642.53 | 3538.3291 | 0 | -1080.5876
2030-05-05 | 7 | 153.4735 | 153.4735 | 0 | 0 | 0 | 3777.208 | 2258.0012 | -2244.5574 | 364.9081 | 3642.53 | 3538.3291 | 0 | -1080.5876
2030-05-05 | 8 | 153.4735 | 153.4735 | 0 | 0 | 0 | 3777.208 | 168.9194 | -1344.2385 | 2318.7693 | 1821.265 | 3128.7246 | 0 | -1080.5876
2030-05-05 | 9 | 153.4735 | 153.4735 | 0 | 0 | 0 | 3777.208 | 215.8914 | -1256.6802 | 1871.5653 | 2902.8994 | 1769.1646 | 0 | -1080.5876
2030-05-05 | 10 | 153.4735 | 153.4735 | 0 | 0 | 0 | 3777.208 | 213.8918 | -654.7697 | 1871.5653 | 1821.265 | 1439.2396 | 0 | -1080.5876
2030-05-05 | 11 | 153.4735 | 153.4735 | 0 | 0 | 0 | 3777.208 | 215.8944 | -353.5004 | 1871.5653 | 1821.265 | 1826.3743 | 0 | -1080.5876
2030-05-05 | 12 | 153.4735 | 153.4735 | 0 | 0 | 0 | 3777.208 | 215.8899 | -207.5767 | -13.6856 | 1821.265 | 2916.8789 | 647.0264 | -1080.5876
2030-05-05 | 13 | 153.4735 | 153.4735 | 0 | 0 | 0 | 3777.208 | 187.7364 | -71.9712 | 1372.3903 | 1821.265 | 1769.1646 | 565.1254 | -1080.5876
2030-05-05 | 14 | 153.4735 | 153.4735 | 0 | 0 | 57.4997 | 1888.604 | 166.8605 | 97.3664 | 1048.2742 | 607.1725 | 221.0094 | 332.8525 | -1080.5876
2030-05-05 | 15 | 153.4735 | 153.4735 | 0 | 0 | 0 | 2288.3911 | 166.8606 | -658.0695 | 1871.5653 | 1821.265 | 417.6664 | 101.3116 | -1080.5876
2030-05-05 | 16 | 153.4735 | 153.4735 | 0 | 66.6399 | 66.6399 | 3777.208 | 213.8936 | -3.7193e-05 | 1871.5653 | 1271.5098 | -358.5184 | 521.7756 | -1080.5876
2030-05-05 | 17 | 153.4735 | 153.4735 | 0 | 66.6399 | 3.9358 | 3777.208 | 213.8936 | 1892.656 | 1871.5653 | 1821.265 | 265.2428 | 647.0264 | -1080.5876
2030-05-05 | 18 | 153.4735 | 153.4735 | 0 | 0 | 0 | 3777.208 | 213.8928 | 68.4218 | 1871.5653 | 1821.265 | 449.4102 | 647.0264 | -1080.5876
2030-05-05 | 19 | 153.4735 | 153.4735 | 0 | 133.2797 | 133.2797 | 3777.208 | 213.8923 | 1892.656 | 1871.5653 | 1928.9976 | 265.2403 | 647.0264 | -1080.5876
2030-05-05 | 20 | 153.4735 | 153.4735 | 41.4193 | 0 | 0 | 3777.208 | 215.8943 | -121.2519 | 1871.5653 | 1821.265 | 967.7065 | 647.0264 | -1080.5876
2030-05-05 | 21 | 153.4735 | 153.4735 | 84.8334 | 0 | 0 | 3777.208 | 215.8938 | 336.2887 | 1871.5653 | 1821.265 | 1810.9198 | 647.0264 | -1080.5876
2030-05-05 | 22 | 153.4735 | 153.4735 | 0 | 66.6399 | 66.6399 | 3777.208 | 179.8985 | -368.2856 | 1871.5653 | 1821.265 | 2043.127 | 640.0016 | -1080.5876
2030-05-05 | 23 | 153.4735 | 153.4735 | 0 | 0 | 0 | 3777.208 | 168.9197 | -245.1267 | -1871.5653 | -612.7974 | 1652.0511 | 610.2726 | -1080.5876
2030-05-05 | 24 | 153.4735 | 153.4735 | 0 | 0 | 0 | 3777.208 | 213.8912 | -237.2584 | -1871.5653 | -553.5347 | 265.2424 | 647.0264 | -1080.5876
2030-05-06 | 1 | 153.4735 | 153.4735 | 646.4638 | 0 | 0 | 3777.208 | 168.9215 | -276.8556 | 0 | 0 | 1797.0588 | 0 | -1080.5876
2030-05-06 | 2 | 153.4735 | 153.4735 | 0 | 0 | 0 | 3376.291 | 2114.1382 | -453.9187 | 0 | 0 | 3538.3291 | 0 | -1080.5876
2030-05-06 | 3 | 153.4735 | 153.4735 | 0 | 0 | 0 | 3777.208 | 1390.0381 | 103.5934 | -1224.797 | 0 | 3538.3291 | 0 | -1080.5876
2030-05-06 | 4 | 460.4206 | 460.4206 | 0 | 57.7373 | 0 | 1650.0929 | 168.921 | 1892.656 | 0 | 1821.265 | 3538.3291 | 0 | -1080.5876
2030-05-06 | 5 | 419.344 | 306.9471 | 0 | 0 | 0 | 2298.9692 | 168.9193 | 1707.9053 | 1871.5653 | 1821.265 | 3347.344 | 0 | -1080.5876
2030-05-06 | 6 | 460.4206 | 460.4206 | 0 | 0 | 0 | 2847.4033 | 208.8766 | 1892.656 | 1871.5653 | 3642.53 | 3473.4216 | 323.5132 | -1080.5876
2030-05-06 | 7 | 460.4206 | 460.4206 | 0 | 104.4343 | 133.2797 | 3777.208 | 215.8939 | 1311.136 | 2147.636 | 3642.53 | 3538.3291 | 647.0264 | -1080.5876
2030-05-06 | 8 | 460.4206 | 460.4206 | 0 | 199.9196 | 199.9196 | 3777.208 | 1101.3488 | 3181.8691 | 2494.8203 | 3642.53 | 3538.3291 | 647.0264 | -1080.5876
2030-05-06 | 9 | 460.4206 | 460.4206 | 0 | 266.4473 | 220.6804 | 3777.208 | 2515.6624 | 3785.312 | 1871.5653 | 3642.53 | 3538.3291 | 647.0264 | -1080.5876
2030-05-06 | 10 | 460.4206 | 460.4206 | 0 | 266.4473 | 266.4473 | 3777.208 | 3625.9746 | 3785.312 | 2540.9263 | 3642.53 | 2904.8259 | 647.0264 | -1080.5876
2030-05-06 | 11 | 460.4206 | 460.4206 | 0 | 266.4473 | 266.4473 | 3777.208 | 3432.2109 | 3785.312 | 2401.5071 | 3642.53 | 3220.9209 | 647.0264 | -1080.5876
2030-05-06 | 12 | 460.4206 | 460.4206 | 0 | 266.4473 | 266.4473 | 3777.208 | 1812.9873 | 3785.312 | 2101.9338 | 3642.53 | 2140.5129 | 647.0264 | -1080.5876
2030-05-06 | 13 | 460.4206 | 460.4206 | 0 | 266.4473 | 266.4473 | 3777.208 | 215.8936 | 3382.7705 | 2927.3254 | 3642.53 | 3538.3291 | 647.0264 | -1080.5876
2030-05-06 | 14 | 460.4206 | 460.4206 | 0 | 266.4472 | 221.4995 | 3777.208 | 168.9192 | 1892.656 | 2914.4338 | 3642.53 | 2810.2515 | 647.0264 | -1080.5876
2030-05-06 | 15 | 460.4206 | 460.4206 | 0 | 199.9196 | 199.9196 | 3777.208 | 168.9184 | 828.7917 | 1871.5653 | 1821.265 | 2776.3535 | 647.0264 | -1080.5876
2030-05-06 | 16 | 460.4206 | 460.4206 | 646.4638 | 266.4473 | 266.4473 | 2700.3069 | 168.9198 | 982.8058 | 1871.5653 | 1821.265 | 3059.8735 | 647.0264 | -1080.5876
2030-05-06 | 17 | 460.4206 | 460.4206 | 646.4638 | 199.9196 | 199.9196 | 3777.208 | 168.9195 | 23.401 | 1871.5653 | 1821.265 | 2154.5771 | 0 | -1080.5876
2030-05-06 | 18 | 460.4206 | 460.4206 | 646.4638 | 199.9196 | 199.9196 | 3777.208 | 168.92 | 1892.656 | 1871.5653 | 1821.265 | 3538.3291 | 0 | -1080.5876
2030-05-06 | 19 | 460.4206 | 460.4206 | 646.4638 | 199.9196 | 199.9196 | 3777.208 | 168.9204 | 1892.656 | 1871.5653 | 1821.265 | 3538.3291 | 0 | -1080.5876
2030-05-06 | 20 | 460.4206 | 460.4206 | 646.4638 | 199.9196 | 199.9196 | 3777.208 | 298.4766 | 1892.656 | 1871.5653 | 1821.265 | 3538.3291 | 0 | -1080.5876
2030-05-06 | 21 | 460.4206 | 460.4206 | 484.8478 | 199.9196 | 199.9196 | 3777.208 | 1419.781 | 1892.656 | 1871.5653 | 1821.265 | 3538.3291 | 0 | -1080.5876
2030-05-06 | 22 | 460.4206 | 460.4206 | 37.4488 | 199.9196 | 199.9196 | 3777.208 | 168.9193 | 1143.1591 | 1871.5653 | 1821.265 | 3538.3291 | 290.3593 | -1080.5876
2030-05-06 | 23 | 460.4206 | 460.4206 | 646.4638 | 199.9196 | 199.9196 | 3777.208 | 168.9199 | 710.5042 | 1871.5653 | 1821.265 | 2818.5762 | 0 | -1080.5876
2030-05-06 | 24 | 460.4206 | 460.4206 | 0 | 199.9196 | 199.9196 | 3777.208 | 168.9192 | 690.2759 | 1871.5653 | 0 | 900.6611 | 618.0311 | -1080.5876
2030-05-07 | 1 | 460.4206 | 460.4206 | 0 | 199.9196 | 199.9196 | 3777.208 | 166.8607 | 0 | 1871.5653 | 384.2569 | 221.0092 | 360.4189 | -1080.5876
2030-05-07 | 2 | 460.4206 | 460.4206 | 251.8408 | 199.9196 | 199.9196 | 3777.208 | 168.9194 | -752.0703 | 1871.5653 | 1769.4608 | 1769.1646 | 0 | -1080.5876
2030-05-07 | 3 | 187.8116 | 153.4735 | 0 | 0 | 0 | 3777.208 | 582.4865 | 2479.9639 | 3743.1306 | 3642.53 | 3538.3291 | 485.2698 | -1080.5876
2030-05-07 | 4 | 153.4735 | 153.4735 | 0 | 199.9196 | 199.9196 | 3777.208 | 3625.9734 | 3785.312 | 3743.1306 | 3642.53 | 3538.3291 | 0 | -1.6451e-05
2030-05-07 | 5 | 153.4735 | 153.4735 | 0 | 133.2797 | 133.2797 | 3777.208 | 3625.9746 | 3785.312 | 3743.1306 | 3642.53 | 3538.3291 | 0 | -1.6451e-05
2030-05-07 | 6 | 153.4735 | 153.4735 | 0 | 133.2797 | 133.2797 | 3777.208 | 3625.9746 | 3785.312 | 3743.1306 | 3642.53 | 3538.3291 | 0 | -1080.5876
2030-05-07 | 7 | 153.4735 | 153.4735 | 0 | 80.2764 | 133.2797 | 3777.208 | 3625.9746 | 3785.312 | 3743.1306 | 3642.53 | 3538.3291 | 475.0813 | -1080.5876
2030-05-07 | 8 | 433.547 | 460.4206 | 0 | 0 | 0 | 3615.9351 | 3625.9746 | 3785.312 | 3743.1306 | 3642.53 | 3538.3291 | 473.9449 | -1080.5876
2030-05-07 | 9 | 460.4206 | 460.4206 | 0 | 199.9196 | 156.83 | 3477.5334 | 2925.834 | 3785.312 | 3743.1306 | 3642.53 | 3448.8875 | 647.0264 | -1080.5876
2030-05-07 | 10 | 460.4206 | 460.4206 | 0 | 199.9196 | 199.9196 | 3438.917 | 2680.9717 | 3785.312 | 3444.0203 | 3642.53 | 2999.3733 | 647.0264 | -1080.5876
2030-05-07 | 11 | 460.4206 | 460.4206 | 0 | 266.4473 | 266.4473 | 3567.604 | 3625.9746 | 3785.312 | 2511.1306 | 3642.53 | 2232.385 | 647.0264 | -1080.5876
2030-05-07 | 12 | 460.4206 | 460.4206 | 0 | 266.4473 | 266.4473 | 3777.208 | 3625.9746 | 3785.312 | 1310.8416 | 3642.53 | 1953.3611 | 647.0264 | -1080.5876
2030-05-07 | 13 | 460.4206 | 460.4206 | 0 | 199.9196 | 199.9196 | 3717.2156 | 1901.6211 | 3785.312 | 1871.5653 | 3642.53 | 3538.3291 | 647.0264 | -1080.5876
2030-05-07 | 14 | 460.4206 | 460.4206 | 0 | 266.4473 | 264.2796 | 3777.208 | 312.9523 | 3243.7258 | 1871.5653 | 2677.9285 | 1769.1646 | 647.0264 | -1080.5876
2030-05-07 | 15 | 460.4206 | 460.4206 | 185.4364 | 199.9196 | 256.3871 | 3777.208 | 168.9197 | 3208.4441 | 3345.302 | 1821.265 | 1690.8951 | 0 | -1080.5876
2030-05-07 | 16 | 434.8508 | 460.4206 | 0 | 199.9196 | 199.9196 | 3716.7607 | 3625.9746 | 3518.4744 | 3743.1306 | 2757.9854 | 3538.3291 | 131.7517 | -1080.5876
2030-05-07 | 17 | 153.4735 | 153.4735 | 0 | 266.4473 | 266.4473 | 3777.208 | 3625.9746 | 3785.312 | 3743.1306 | 3642.53 | 3538.3291 | 647.0264 | -1080.5876
2030-05-07 | 18 | 153.4735 | 153.4735 | 0 | 199.9196 | 211.7446 | 3777.208 | 3625.9746 | 3785.312 | 3743.1306 | 3642.53 | 3538.3291 | 647.0264 | -1080.5876
2030-05-07 | 19 | 0 | 14.2698 | 0 | 199.9196 | 199.9196 | 3777.208 | 3625.9746 | 3785.312 | 3743.1306 | 3642.53 | 3538.3291 | 647.0264 | -1080.5876
2030-05-07 | 20 | 0 | 75.5857 | 0 | 199.9196 | 166.1647 | 3777.208 | 3625.9746 | 3785.312 | 3743.1306 | 3642.53 | 3538.3291 | 647.0264 | -1080.5876
2030-05-07 | 21 | 107.7503 | 153.4735 | 0 | 123.2241 | 133.2797 | 3777.208 | 3625.9746 | 3785.312 | 3743.1306 | 3642.53 | 3538.3291 | 647.0264 | -1080.5876
2030-05-07 | 22 | 47.2576 | 153.4735 | 0 | 133.2797 | 133.2797 | 3777.208 | 3625.9746 | 3785.312 | 3743.1306 | 3642.53 | 3538.3291 | 647.0264 | -1080.5876
2030-05-07 | 23 | 0 | 0 | 0 | 137.8157 | 199.9196 | 3777.208 | 3625.9746 | 3785.312 | 3743.1306 | 3642.53 | 3538.3291 | 505.9803 | -1080.5876
2030-05-07 | 24 | 153.4735 | 153.4735 | 0 | 86.3482 | 133.2797 | 3777.208 | 3625.9746 | 3785.312 | 3743.1306 | 3642.53 | 3538.3291 | 647.0264 | -1080.5876
2030-05-08 | 1 | 153.4735 | 153.4735 | 0 | 0 | 0 | 3777.208 | 3625.9746 | 3785.312 | 3743.1306 | 3642.53 | 3538.3291 | 647.0264 | -1080.5876
2030-05-08 | 2 | 153.4735 | 153.4735 | 0 | 0 | 0 | 3777.208 | 3625.9746 | 3785.312 | 3743.1306 | 3642.53 | 3538.3291 | 647.0264 | -1080.5876
2030-05-08 | 3 | 38.237 | 153.4735 | 646.4638 | 178.9023 | 133.2797 | 3777.208 | 3625.9746 | 3785.312 | 3743.1306 | 3642.53 | 3538.3291 | 18.5789 | 20.1233
2030-05-08 | 4 | 153.4735 | 153.4735 | 0 | 0 | 0 | 3777.208 | 3625.9746 | 3785.312 | 3743.1306 | 3642.53 | 3538.3291 | 0 | -1080.5876
2030-05-08 | 5 | 153.4735 | 153.4735 | 0 | 0 | 0 | 3777.208 | 3625.9746 | 3785.312 | 3743.1306 | 3642.53 | 3538.3291 | 0 | -1080.5876
2030-05-08 | 6 | 153.4735 | 153.4735 | 0 | 0 | 0 | 3777.208 | 3625.9746 | 3785.312 | 3743.1306 | 3642.53 | 3538.3291 | 0 | -1080.5876
2030-05-08 | 7 | 153.4735 | 153.4735 | 0 | 66.6399 | 65.2724 | 3777.208 | 3625.9746 | 3785.312 | 3743.1306 | 3642.53 | 3538.3291 | 391.5519 | -1080.5876
2030-05-08 | 8 | 74.9392 | 153.4735 | 0 | 182.2285 | 133.2797 | 3777.208 | 3625.9746 | 3785.312 | 3743.1306 | 3642.53 | 3538.3291 | 647.0264 | -1080.5876
2030-05-08 | 9 | 101.1337 | 153.4735 | 0 | 199.9196 | 158.6279 | 3777.208 | 3625.9746 | 3785.312 | 3743.1306 | 3642.53 | 3538.3291 | 647.0264 | -1080.5876
2030-05-08 | 10 | 0 | 96.8739 | 0 | 220.7915 | 199.9196 | 3777.208 | 3625.9746 | 3785.312 | 3743.1306 | 3642.53 | 3538.3291 | 647.0264 | -1080.5876
2030-05-08 | 11 | 94.2543 | 153.4735 | 0 | 185.1919 | 133.2797 | 3777.208 | 3625.9746 | 3785.312 | 3743.1294 | 3642.53 | 3538.3291 | 647.0264 | -1080.5876
2030-05-08 | 12 | 153.4735 | 153.4735 | 0 | 199.9196 | 199.9196 | 3777.208 | 3625.9746 | 3785.312 | 3743.1306 | 3642.53 | 3538.3291 | 647.0264 | -1080.5876
2030-05-08 | 13 | 153.4735 | 153.4735 | 0 | 266.4473 | 233.4902 | 3777.208 | 3625.9746 | 3785.312 | 3743.1306 | 3642.53 | 3538.3291 | 647.0264 | -1080.5876
2030-05-08 | 14 | 153.4735 | 153.4735 | 91.0427 | 266.4473 | 266.4473 | 3777.208 | 3625.9746 | 3785.312 | 3743.1306 | 3642.53 | 3538.3291 | 647.0264 | -1080.5876
2030-05-08 | 15 | 153.4735 | 153.4735 | 646.4638 | 199.9196 | 199.9196 | 3777.208 | 3028.2988 | 1892.656 | 3743.1306 | 3293.9194 | 1769.1646 | 647.0264 | -1080.5876
2030-05-08 | 16 | 460.4206 | 460.4206 | 484.8478 | 199.9196 | 199.9196 | 3777.208 | 1812.9873 | 1892.656 | 3187.2415 | 1821.265 | 3538.3291 | 323.5132 | -1080.5876
2030-05-08 | 17 | 460.4206 | 460.4206 | 646.4638 | 199.9196 | 199.9196 | 3777.208 | 168.9198 | 1657.2642 | 1871.5653 | 1821.265 | 3538.3291 | 79.9587 | -1080.5876
2030-05-08 | 18 | 460.4206 | 460.4206 | 646.4638 | 199.9196 | 246.1621 | 3777.208 | 168.9186 | 1892.656 | 1871.5653 | 1821.265 | 3011.8208 | 74.9826 | -1080.5876
2030-05-08 | 19 | 460.4206 | 460.4206 | 646.4638 | 199.9196 | 199.9196 | 3777.208 | 168.9199 | 1892.656 | 3743.1306 | 2216.6013 | 2397.3613 | 0 | -1080.5876
2030-05-08 | 20 | 306.9471 | 306.9471 | 0 | 183.2606 | 133.2797 | 3777.208 | 1812.9873 | 1863.3627 | 3743.1306 | 1973.8518 | 3538.3291 | 485.2698 | -1080.5876
2030-05-08 | 21 | 460.4206 | 460.4206 | 86.1744 | 226.4022 | 266.4473 | 3777.208 | 2808.4072 | 1136.1986 | 3743.1306 | 3642.53 | 3538.3291 | 647.0264 | -1080.5876
2030-05-08 | 22 | 460.4206 | 327.2849 | 0 | 133.2797 | 133.2797 | 3777.208 | 215.8917 | 945.1808 | 3139.2864 | 1821.265 | 1514.3138 | 647.0264 | -1080.5876
2030-05-08 | 23 | 306.9471 | 275.0506 | 0 | 133.2797 | 133.2797 | 3777.208 | 168.9178 | 700.0872 | 3743.1306 | 1821.265 | 1769.1646 | 485.2698 | -1080.5876
2030-05-08 | 24 | 153.4735 | 153.4735 | 646.4638 | 0 | 0 | 3777.208 | 272.0193 | 0 | 3743.1306 | 3642.53 | 755.2861 | 0 | -1080.5876
2030-05-09 | 1 | 153.4735 | 153.4735 | 0 | 0 | 0 | 3777.208 | 3625.9746 | -493.1648 | 3743.1306 | 3642.53 | 3538.3291 | 0 | -1080.5876
2030-05-09 | 2 | 153.4735 | 153.4735 | 0 | 0 | 0 | 3777.208 | 3625.9746 | 3523.8635 | 3743.1306 | 3642.53 | 3538.3291 | 0 | -1080.5876
2030-05-09 | 3 | 153.4735 | 153.4735 | 0 | 0 | 0 | 3777.208 | 3625.9746 | 3785.312 | 3743.1306 | 3642.53 | 3538.3291 | 0 | -1080.5876
2030-05-09 | 4 | 153.4735 | 153.4735 | 0 | 0 | 0 | 3777.208 | 3625.9746 | 1892.6559 | 3743.1306 | 3642.53 | 3538.3291 | 0 | -1080.5876
2030-05-09 | 5 | 153.4735 | 153.4735 | 0 | 0 | 0 | 3777.208 | 3625.9746 | 836.0825 | 3743.1306 | 3642.53 | 3538.3291 | 0 | -1080.5876
2030-05-09 | 6 | 153.4735 | 153.4735 | 0 | 0 | 0 | 3777.208 | 3625.9746 | 1487.2278 | 3743.1306 | 3642.53 | 3538.3291 | 0 | -1080.5876
2030-05-09 | 7 | 153.4735 | 153.4735 | 0 | 0 | 0 | 3777.208 | 3625.9746 | 1237.9918 | 3743.1306 | 3642.53 | 3538.3291 | 0 | -1080.5876
2030-05-09 | 8 | 153.4735 | 153.4735 | 0 | 0 | 0 | 3777.208 | 3625.9746 | -3.7193e-05 | 3743.1306 | 3642.53 | 3538.3291 | 27.4067 | -1080.5876
2030-05-09 | 9 | 153.4735 | 153.4735 | 0 | 0 | 0 | 3777.208 | 3625.9746 | 329.8283 | 2166.0881 | 3642.53 | 3538.3291 | 647.0264 | -1080.5876
2030-05-09 | 10 | 153.4735 | 153.4735 | 0 | 0 | 0 | 3777.208 | 3625.9746 | 839.9246 | 3743.1306 | 3025.792 | 3538.3291 | 647.0264 | -1080.5876
2030-05-09 | 11 | 153.4735 | 153.4735 | 0 | 66.6399 | 125.4539 | 3678.9241 | 3625.9746 | 1337.4309 | 3743.1306 | 3642.53 | 3538.3291 | 647.0264 | -1080.5876
2030-05-09 | 12 | 153.4735 | 153.4735 | 0 | 66.6399 | 36.5414 | 3777.208 | 3625.9746 | 255.0335 | 3743.1306 | 3642.53 | 3538.3291 | 647.0264 | -1080.5876
2030-05-09 | 13 | 153.4735 | 153.4735 | 0 | 66.6399 | 76.7861 | 3777.208 | 3625.9746 | 94.171 | 3301.5156 | 2377.1089 | 3538.3291 | 647.0264 | -1080.5876
2030-05-09 | 14 | 460.4206 | 460.4206 | 0 | 199.9196 | 199.9196 | 2235.866 | 2618.2424 | 461.5833 | -2.5272e-05 | 1629.1584 | 3538.3291 | 647.0264 | -1080.5876
2030-05-09 | 15 | 460.4206 | 460.4206 | 0 | 199.9196 | 199.9196 | 2826.5801 | 168.9197 | 1475.3716 | 1871.5653 | 225.0175 | 1093.5402 | 485.2698 | -1080.5876
2030-05-09 | 16 | 153.4735 | 153.4735 | 0 | 133.2797 | 133.2797 | 1904.2114 | 1242.847 | 1049.3131 | 1871.5653 | 646.17 | 3538.3291 | 435.2853 | -1080.5876
2030-05-09 | 17 | 153.4735 | 153.4735 | 646.4638 | 133.2797 | 133.2797 | 2129.001 | 238.1398 | 1299.3328 | 1871.5653 | 43.1358 | 3538.3291 | 0 | -1080.5876
2030-05-09 | 18 | 460.4206 | 384.2405 | 646.4638 | 199.9196 | 199.9196 | 2887.8499 | 168.9192 | 1239.3737 | 1871.5653 | 1821.265 | 1769.1646 | 0 | -1080.5876
2030-05-09 | 19 | 460.4206 | 460.4206 | 646.4638 | 199.9196 | 199.9196 | 2172.9927 | 166.8608 | 1892.656 | 1871.5653 | 1821.265 | 1307.6487 | 0 | -1080.5876
2030-05-09 | 20 | 460.4206 | 460.4206 | 627.988 | 199.9196 | 199.9196 | 1888.604 | 168.9193 | 1892.656 | 1871.5653 | 3147.813 | 1769.1646 | 0 | -1080.5876
2030-05-09 | 21 | 460.4206 | 460.4206 | 488.6695 | 133.2797 | 133.9985 | 1888.604 | 168.9197 | 972.8071 | 794.4041 | 3642.53 | 2338.9924 | 0 | -1080.5876
2030-05-09 | 22 | 460.4206 | 460.4206 | 0 | 133.2797 | 133.2797 | 2710.0842 | 215.8939 | 945.6003 | -2.5272e-05 | 3642.53 | 2340.8118 | 647.0264 | -1080.5876
2030-05-09 | 23 | 460.4206 | 460.4206 | 0 | 0 | 35.5934 | 1888.604 | 1812.9873 | 1534.8124 | 1428.0754 | 1821.265 | 2868.7898 | 368.4294 | -1080.5876
2030-05-09 | 24 | 236.1666 | 306.9471 | 0 | 0 | 0 | 3777.208 | 3625.9746 | 1709.1448 | 1953.4972 | 3642.53 | 3538.3291 | 425.8697 | -1080.5876
2030-05-10 | 1 | 153.4735 | 153.4735 | 0 | 66.6399 | 113.1047 | 3777.208 | 3625.9746 | 3785.312 | 3743.1306 | 3642.53 | 3538.3291 | 254.3473 | -1080.5876
2030-05-10 | 2 | 153.4735 | 153.4735 | 0 | 133.2797 | 116.2376 | 3777.208 | 3625.9746 | 3785.312 | 3743.1306 | 3642.53 | 3538.3291 | 647.0264 | -1080.5876
2030-05-10 | 3 | 153.4735 | 153.4735 | 0 | 133.2797 | 133.2797 | 3777.208 | 3625.9746 | 3785.312 | 3743.1306 | 3642.53 | 3538.3291 | 647.0264 | -1080.5876
2030-05-10 | 4 | 153.4735 | 153.4735 | 0 | 0 | 0 | 3777.208 | 3625.9746 | 3785.312 | 3743.1306 | 3642.53 | 3538.3291 | 647.0264 | -1080.5876
2030-05-10 | 5 | 153.4735 | 153.4735 | 0 | 0 | 0 | 3777.208 | 3625.9746 | 3785.312 | 3743.1306 | 3642.53 | 3538.3291 | 538.7527 | -1080.5876
2030-05-10 | 6 | 153.4735 | 153.4735 | 0 | 199.9196 | 157.4883 | 3777.208 | 3625.9746 | 3785.312 | 3743.1306 | 3642.53 | 3538.3291 | 0 | -1080.5876
2030-05-10 | 7 | 153.4735 | 153.4735 | 0 | 199.9196 | 155.1511 | 3777.208 | 3625.9746 | 3785.312 | 3743.1306 | 3642.53 | 3538.3291 | 0 | -1080.5876
2030-05-10 | 8 | 153.4735 | 85.6683 | 646.4638 | 199.9196 | 216.6975 | 3777.208 | 3625.9746 | 3785.312 | 3743.1306 | 3642.53 | 3538.3291 | 202.6223 | -1026.9635
2030-05-10 | 9 | 153.4735 | 153.4735 | 0 | 266.4473 | 266.4473 | 3777.208 | 3625.9746 | 3785.312 | 3743.1306 | 3642.53 | 3538.3291 | 647.0264 | -1013.1337
2030-05-10 | 10 | 153.4735 | 104.0908 | 0 | 266.4473 | 266.4473 | 3777.208 | 3625.9746 | 3785.312 | 3743.1306 | 3642.53 | 3538.3291 | 647.0264 | -1080.5876
2030-05-10 | 11 | 124.1265 | 153.4735 | 0 | 266.4473 | 266.4472 | 3777.208 | 3625.9746 | 3785.312 | 3743.1306 | 3642.53 | 3538.3291 | 647.0264 | -1080.5876
2030-05-10 | 12 | 135.2296 | 153.4735 | 0 | 253.53 | 199.9196 | 3777.208 | 3625.9746 | 3785.312 | 3743.1306 | 3642.53 | 3538.3291 | 647.0264 | -1080.5876
2030-05-10 | 13 | 0 | 35.5424 | 0 | 202.956 | 266.4473 | 3777.208 | 3625.9746 | 3785.312 | 3743.1306 | 3642.53 | 3538.3291 | 647.0264 | -1080.5876
2030-05-10 | 14 | 153.4735 | 153.4735 | 0 | 199.9196 | 147.0449 | 3777.208 | 3625.9746 | 3785.312 | 3743.1306 | 3642.53 | 3538.3291 | 601.1036 | -1080.5876
2030-05-10 | 15 | 153.4735 | 153.4735 | 0 | 266.4473 | 240.6472 | 3777.208 | 3625.9746 | 3785.312 | 3743.1306 | 3642.53 | 3538.3291 | 647.0264 | -1080.5876
2030-05-10 | 16 | 153.4735 | 153.4735 | 0 | 133.2797 | 131.8024 | 3777.208 | 3625.9746 | 3785.312 | 3743.1306 | 3642.53 | 3538.3291 | 647.0264 | -1080.5876
2030-05-10 | 17 | 153.4735 | 153.4735 | 0 | 180.9565 | 133.2797 | 3777.208 | 3625.9746 | 3785.312 | 3743.1306 | 3642.53 | 3538.3291 | 647.0264 | -1080.5876
2030-05-10 | 18 | 153.4735 | 153.4735 | 0 | 266.4473 | 266.4473 | 3777.208 | 3625.9746 | 3785.312 | 3743.1306 | 3642.53 | 3538.3291 | 485.2698 | -1080.5876
2030-05-10 | 19 | 153.4735 | 153.4735 | 0 | 133.2797 | 119.1799 | 3777.208 | 3625.9746 | 3785.312 | 3743.1306 | 3642.53 | 3538.3291 | 622.3905 | -1080.5876
2030-05-10 | 20 | 153.4735 | 153.4735 | 0 | 133.2797 | 140.709 | 3777.208 | 3625.9756 | 3785.312 | 3743.1306 | 3642.53 | 3538.3291 | 647.0264 | -1080.5876
2030-05-10 | 21 | 153.4735 | 153.4735 | 0 | 199.9196 | 154.8934 | 3777.208 | 3625.9746 | 3785.312 | 3743.1306 | 3642.53 | 3538.3291 | 485.2698 | -1080.5876
2030-05-10 | 22 | 153.4735 | 153.4735 | 0 | 266.4473 | 266.4473 | 3777.208 | 3625.9746 | 3785.312 | 3743.1306 | 3642.53 | 3538.3291 | 628.6633 | -1080.5876
2030-05-10 | 23 | 153.4735 | 153.4735 | 0 | 81.1672 | 133.2797 | 3777.208 | 3625.9746 | 3785.312 | 3743.1306 | 3642.53 | 3538.3291 | 374.1464 | -1080.5876
2030-05-10 | 24 | 153.4735 | 153.4735 | 0 | 0 | 0 | 3777.208 | 3625.9746 | 3785.312 | 3743.1306 | 3642.53 | 3538.3291 | 647.0264 | -1080.5876
2030-05-11 | 1 | 131.0071 | 0 | 0 | 0 | 0 | 3777.208 | 3625.9746 | 3785.312 | 3743.1306 | 3642.53 | 3538.3291 | 0 | -1080.5876
2030-05-11 | 2 | 135.432 | 0 | 0 | 0 | 0 | 3777.208 | 3625.9746 | 625.1479 | 3743.1306 | 3642.53 | 3538.3291 | 0 | -1080.5876
2030-05-11 | 3 | 0 | 0 | 0 | 0 | 0 | 3777.208 | 3625.9746 | 684.3134 | 3743.1306 | 3642.53 | 3538.3291 | 0 | -1080.5876
2030-05-11 | 4 | 0 | 0 | 0 | 0 | 0 | 3777.208 | 3625.9746 | 3785.312 | 3743.1306 | 3642.53 | 3538.3291 | 0 | -1080.5876
2030-05-11 | 5 | 0 | 110.7688 | 0 | 0 | 0 | 3777.208 | 3625.9746 | 3785.312 | 3743.1306 | 3642.53 | 3538.3291 | 0 | -1.6451e-05
2030-05-11 | 6 | 0 | 0 | 484.8478 | 0 | 0 | 3777.208 | 3625.9746 | 3785.312 | 3743.1306 | 3642.53 | 3538.3291 | 0 | 1080.5876
2030-05-11 | 7 | 138.0402 | 0 | 0 | 0 | 0 | 3777.208 | 3625.9746 | 3785.312 | 3743.1306 | 3642.53 | 3538.3291 | 0 | 1080.5876
2030-05-11 | 8 | 0 | 0 | 272.8062 | 0 | 0 | 3777.208 | 3625.9746 | 3785.312 | 3743.1306 | 3642.53 | 3538.3291 | 0 | 1080.5876
2030-05-11 | 9 | 153.4735 | 56.0874 | 0 | 0 | 0 | 3777.208 | 3625.9746 | 3785.312 | 3743.1306 | 3642.53 | 3538.3291 | 0 | -1080.5876
2030-05-11 | 10 | 153.4735 | 153.4735 | 0 | 0 | 0 | 3777.208 | 3625.9746 | 3785.312 | 3743.1306 | 3642.53 | 3538.3291 | 0 | -1080.5876
2030-05-11 | 11 | 153.4735 | 153.4735 | 0 | 0 | 0 | 3777.208 | 3625.9746 | 3785.312 | 3743.1306 | 3642.53 | 3538.3291 | 197.5317 | -1080.5876
2030-05-11 | 12 | 18.7036 | 153.4735 | 0 | 0 | 0 | 3777.208 | 3625.9746 | 3785.312 | 3743.1306 | 3642.53 | 3538.3291 | 313.0318 | -1080.5876
2030-05-11 | 13 | 0 | 0 | 0 | 0 | 0 | 3777.208 | 3625.9746 | 3785.312 | 3743.1306 | 3642.53 | 3538.3291 | 323.5132 | -1080.5876
2030-05-11 | 14 | 0 | 0 | 0 | 0 | 0 | 3777.208 | 3625.9746 | 3785.312 | 3743.1306 | 3642.53 | 3538.3291 | 30.4484 | -1080.5876
2030-05-11 | 15 | 0 | 0 | 0 | 0 | 0 | 3777.208 | 3625.9746 | 3785.312 | 3743.1306 | 3642.53 | 371.0654 | 0 | -1080.5876
2030-05-11 | 16 | 0 | 0 | 0 | 0 | 0 | 3777.208 | 3188.4653 | 2672.4954 | 3743.1306 | 3642.53 | 221.0072 | 0 | -1080.5876
2030-05-11 | 17 | 0 | 0 | 0 | 0 | 0 | 3777.208 | 3625.9746 | 3299.2434 | 3743.1306 | 3642.53 | 345.0999 | 0 | -1080.5876
2030-05-11 | 18 | 0 | 0 | 0 | 0 | 0 | 3777.208 | 3625.9746 | 3785.312 | 3743.1306 | 3642.53 | 1272.1853 | 0 | -1080.5876
2030-05-11 | 19 | 0 | 0 | 0 | 0 | 0 | 3777.208 | 3625.9746 | 3785.312 | 3743.1306 | 3642.53 | 846.1819 | 0 | -1080.5876
2030-05-11 | 20 | 0 | 0 | 0 | 0 | 0 | 3777.208 | 3625.9746 | 3785.312 | 3743.1306 | 3642.53 | 690.5024 | 0 | -1080.5876
2030-05-11 | 21 | 0 | 0 | 0 | 0 | 0 | 3777.208 | 3625.9746 | 3785.312 | 3743.1306 | 3642.53 | 1327.8525 | 323.5132 | -1080.5876
2030-05-11 | 22 | 0 | 0 | 0 | 0 | 0 | 3777.208 | 3625.9746 | 3785.312 | 3743.1306 | 3642.53 | 2055.0835 | 0 | -1080.5876
2030-05-11 | 23 | 0 | 0 | 0 | 0 | 0 | 3777.208 | 3625.9746 | 3292.3567 | 3743.1306 | 3642.53 | 804.1015 | 0 | -1080.5876
2030-05-11 | 24 | 0 | 0 | 0 | 0 | 0 | 3777.208 | 3280.9565 | 1892.6559 | 3743.1306 | 3642.53 | 83.4225 | 0 | -1080.5876
2030-05-12 | 1 | 0 | 0 | 0 | 0 | 0 | 3777.208 | 2765.8464 | 2190.5596 | 3743.1306 | 3642.53 | -214.1858 | 0 | -1080.5876
2030-05-12 | 2 | 0 | 0 | 0 | 66.6399 | 93.5015 | 3777.208 | 3012.2759 | 1892.6559 | 3743.1306 | 3642.53 | 932.1743 | 0 | 1080.5876
2030-05-12 | 3 | 0 | 0 | 0 | 266.4473 | 266.4472 | 3777.208 | 230.9254 | 1892.657 | 3743.1306 | 3642.53 | 3538.3291 | 0 | -1080.5876
2030-05-12 | 4 | 0 | 0 | 0 | 266.4473 | 266.4472 | 3777.207 | 230.9226 | 2612.1045 | 3743.1306 | 3642.53 | 3538.3291 | 0 | 1080.5876
2030-05-12 | 5 | 0 | 0 | 0 | 266.4472 | 266.4472 | 3777.208 | 333.8943 | 2200.3633 | 3743.1306 | 3642.53 | 3538.3291 | 0 | 1080.5876
2030-05-12 | 6 | 0 | 0 | 0 | 266.4473 | 252.757 | 3777.208 | 730.5432 | 1892.6559 | 3743.1306 | 3642.53 | 3538.3291 | 0 | 1080.5876
2030-05-12 | 7 | 0 | 0 | 0 | 266.4472 | 266.4473 | 3777.208 | 1477.1067 | 191.834 | 3743.1306 | 3642.53 | 3538.3291 | 0 | 1080.5876
2030-05-12 | 8 | 0 | 0 | 0 | 266.4473 | 266.4473 | 3777.208 | 333.8918 | 1274.306 | 3743.1306 | 3642.53 | 3538.3291 | 0 | 1080.5876
2030-05-12 | 9 | 0 | 0 | 0 | 66.6399 | 58.2685 | 3777.208 | 220.1121 | 1892.6559 | 3743.1306 | 3642.53 | 3538.3291 | 0 | -1080.5876
2030-05-12 | 10 | 0 | 0 | 0 | 0 | 0 | 3777.208 | 3625.9746 | 2997.2007 | 3743.1306 | 3642.53 | 3538.3291 | 0 | -1080.5876
2030-05-12 | 11 | 0 | 0 | 0 | 55.4788 | 0 | 3777.208 | 3625.9746 | 3262.4431 | 3743.1306 | 3642.53 | 3538.3291 | 0 | -994.8867
2030-05-12 | 12 | 0 | 0 | 0 | 199.9196 | 174.919 | 3777.208 | 3625.9746 | 3785.312 | 3743.1306 | 3642.53 | 3538.3291 | 0 | -951.4375
2030-05-12 | 13 | 0 | 0 | 0 | 199.9196 | 256.9117 | 3777.208 | 3625.9746 | 3785.312 | 3743.1306 | 3642.53 | 3538.3291 | 0 | -1080.5876
2030-05-12 | 14 | 0 | 0 | 0 | 266.4472 | 209.6158 | 3777.208 | 3625.9746 | 3785.312 | 3743.1306 | 3642.53 | 3018.3943 | 0 | -1080.5876
2030-05-12 | 15 | 0 | 0 | 0 | 199.9196 | 265.1384 | 3777.208 | 3625.9746 | 3785.312 | 3743.1306 | 3642.53 | 975.9442 | 100.8466 | -1080.5876
2030-05-12 | 16 | 0 | 0 | 0 | 253.6113 | 199.9196 | 3777.208 | 3526.0159 | 3785.312 | 3743.1306 | 3642.53 | 221.009 | 0 | -1080.5876
2030-05-12 | 17 | 0 | 0 | 0 | 199.9196 | 199.9196 | 3777.208 | 3625.9746 | 3785.312 | 3743.1306 | 3642.53 | 1769.1636 | 75.2005 | -1080.5876
2030-05-12 | 18 | 0 | 0 | 0 | 199.9196 | 183.4101 | 3777.208 | 3625.9746 | 3785.312 | 3743.1306 | 3642.53 | 1910.4412 | 181.8578 | -1080.5876
2030-05-12 | 19 | 0 | 0 | 0 | 199.9196 | 135.5974 | 3777.208 | 3625.9746 | 3785.312 | 3743.1306 | 3642.53 | 1409.0337 | 201.8747 | -1080.5876
2030-05-12 | 20 | 0 | 0 | 0 | 133.2797 | 166.8158 | 3777.208 | 3625.9746 | 3785.312 | 3743.1306 | 3642.53 | 2134.5471 | 491.4883 | -1080.5876
2030-05-12 | 21 | 0 | 0 | 0 | 133.2797 | 107.4624 | 3777.208 | 3563.6353 | 3785.312 | 3743.1306 | 3642.53 | 2649.5825 | 587.9349 | -1004.0041
2030-05-12 | 22 | 0 | 0 | 0 | 133.2797 | 136.8203 | 3777.208 | 3441.5093 | 3785.312 | 3743.1306 | 3642.53 | 2416.1484 | 379.5803 | -930.2532
2030-05-12 | 23 | 0 | 0 | 0 | 162.1818 | 133.2797 | 3777.208 | 3187.9041 | 3785.312 | 3743.1306 | 3642.53 | 3360.1956 | 511.521 | -1.6451e-05
2030-05-12 | 24 | 153.4735 | 153.4735 | 0 | 0 | 29.555 | 3777.208 | 2648.8633 | 3785.312 | 3743.1306 | 3642.53 | 3538.3291 | 647.0264 | -1080.5876
2030-05-13 | 1 | 0 | 0 | 0 | 133.2797 | 114.5593 | 3777.208 | 228.7815 | 3470.1711 | 3743.1306 | 3642.53 | 2308.9841 | 0 | -1080.5876
2030-05-13 | 2 | 0 | 0 | 0 | 99.6826 | 133.2797 | 3777.208 | 215.8929 | 3785.312 | 3743.1306 | 3642.53 | 3538.3291 | 0 | -1080.5876
2030-05-13 | 3 | 0 | 0 | 0 | 66.6399 | 34.2863 | 3777.208 | 230.8497 | 3785.312 | 3743.1306 | 3642.53 | 3538.3291 | 0 | -1080.5876
2030-05-13 | 4 | 153.4735 | 153.4735 | 0 | 66.6399 | 133.2797 | 3777.208 | 230.9219 | 3785.312 | 3743.1306 | 3642.53 | 3538.3291 | 0 | -1080.5876
2030-05-13 | 5 | 153.4735 | 153.4735 | 0 | 133.2797 | 133.2797 | 3777.208 | 336.1209 | 3785.312 | 3743.1306 | 3642.53 | 3538.3291 | 0 | -1080.5876
2030-05-13 | 6 | 306.9471 | 272.1366 | 0 | 199.9196 | 199.9196 | 3777.208 | 3625.9746 | 3785.312 | 3743.1306 | 3642.53 | 3538.3291 | 0 | -1080.5876
2030-05-13 | 7 | 153.4735 | 153.4735 | 0 | 133.2797 | 135.9274 | 3777.208 | 3625.9746 | 3785.312 | 3743.1306 | 3642.53 | 3538.3291 | 121.2847 | -1080.5876
2030-05-13 | 8 | 256.1407 | 306.9471 | 0 | 164.6955 | 133.2797 | 3777.208 | 1921.6886 | 2314.9189 | 3743.1306 | 3642.53 | 3538.3291 | 341.7515 | -1080.5876
2030-05-13 | 9 | 306.9471 | 261.7219 | 0 | 196.1791 | 199.9196 | 3777.208 | 2428.7109 | 1598.0684 | 3743.1306 | 3642.53 | 3538.3291 | 357.5917 | -1080.5876
2030-05-13 | 10 | 306.9471 | 385.2581 | 0 | 199.9196 | 199.9196 | 3777.208 | 3326.8467 | 1212.8457 | 3743.1306 | 1821.265 | 3538.3291 | 647.0264 | -1080.5876
2030-05-13 | 11 | 306.9471 | 416.0922 | 0 | 199.9196 | 199.9196 | 3777.208 | 2250.0437 | 877.4628 | 2974.2986 | 1821.265 | 3538.3291 | 596.4053 | -1080.5876
2030-05-13 | 12 | 460.4206 | 460.4206 | 323.2319 | 199.9196 | 199.9196 | 3777.208 | 1245.5878 | 1703.921 | 1871.5653 | 1821.265 | 3538.3291 | 323.5132 | -1080.5876
2030-05-13 | 13 | 387.9164 | 306.9471 | 348.6059 | 199.9196 | 199.9196 | 3777.208 | 1812.9873 | 659.5314 | 3743.1306 | 1821.265 | 3538.3291 | 485.2698 | -1080.5876
2030-05-13 | 14 | 153.4735 | 153.4735 | 403.2766 | 199.9196 | 199.9196 | 3777.208 | 1184.5662 | 1892.656 | 3743.1306 | 2400.1609 | 3538.3291 | 485.2698 | -1080.5876
2030-05-13 | 15 | 153.4735 | 153.4735 | 646.4638 | 199.9196 | 199.9196 | 3777.208 | 1812.9873 | 920.7983 | 3523.7778 | 1821.265 | 3538.3291 | 395.5439 | -1080.5876
2030-05-13 | 16 | 153.4735 | 153.4735 | 646.4638 | 199.9196 | 199.9196 | 3777.208 | 1812.9873 | 1332.4491 | 3743.1306 | 3642.53 | 3538.3291 | 0 | -1080.5876
2030-05-13 | 17 | 306.9471 | 267.7488 | 646.4638 | 199.9196 | 199.9196 | 3777.208 | 1561.1158 | 2269.8286 | 3743.1306 | 3642.53 | 3149.6963 | 133.381 | -1080.5876
2030-05-13 | 18 | 306.9471 | 238.771 | 0 | 199.9196 | 162.4871 | 3777.208 | 1812.9873 | 3785.312 | 3743.1306 | 3642.53 | 3450.8967 | 559.0391 | -1080.5876
2030-05-13 | 19 | 153.4735 | 153.4735 | 0 | 133.2797 | 133.2797 | 3777.208 | 3625.9746 | 3785.312 | 3743.1306 | 3642.53 | 3538.3291 | 499.8734 | -1080.5876
2030-05-13 | 20 | 153.4735 | 153.4735 | 0 | 133.2797 | 133.2797 | 3777.208 | 3625.9746 | 3785.312 | 3743.1306 | 3642.53 | 3538.3291 | 647.0264 | -1080.5876
2030-05-13 | 21 | 153.4735 | 153.4735 | 0 | 199.9196 | 199.9196 | 3777.208 | 3625.9746 | 3785.312 | 3743.1306 | 3642.53 | 3538.3291 | 647.0264 | -1080.5876
2030-05-13 | 22 | 153.4735 | 153.4735 | 0 | 66.6399 | 94.6789 | 3777.208 | 3625.9746 | 3785.312 | 3743.1306 | 3642.53 | 3538.3291 | 456.3614 | -807.1599
2030-05-13 | 23 | 153.4735 | 153.4735 | 0 | 266.4473 | 266.4473 | 3777.208 | 1608.9109 | 3785.312 | 3743.1306 | 3642.53 | 3538.3291 | 504.2252 | -985.9835
2030-05-13 | 24 | 153.4735 | 217.198 | 0 | 199.9196 | 199.9196 | 3777.208 | 1825.7041 | 3785.312 | 3743.1306 | 3642.53 | 3538.3291 | 0 | -1080.5876
2030-05-14 | 1 | 153.4735 | 153.4735 | 0 | 0 | 0 | 3777.208 | 3177.375 | 3785.312 | 3743.1306 | 3642.53 | 3538.3291 | 0 | -834.746
2030-05-14 | 2 | 153.4735 | 153.4735 | 0 | 0 | 0 | 3777.208 | 3625.9746 | 3785.312 | 3743.1306 | 3642.53 | 3538.3291 | 0 | -1080.5876
2030-05-14 | 3 | 153.4735 | 153.4735 | 0 | 0 | 0 | 3777.208 | 3625.9746 | 3785.312 | 3743.1306 | 3642.53 | 3538.3291 | 0 | -1080.5876
2030-05-14 | 4 | 153.4735 | 153.4735 | 0 | 0 | 0 | 3777.208 | 3625.9746 | 3785.312 | 3743.1306 | 3642.53 | 3538.3291 | 0 | -1080.5876
2030-05-14 | 5 | 153.4735 | 153.4735 | 0 | 0 | 0 | 3777.208 | 3625.9746 | 3785.312 | 3743.1306 | 3642.53 | 3538.3291 | 0 | -1080.5876
2030-05-14 | 6 | 153.4735 | 153.4735 | 0 | 0 | 0 | 3777.208 | 3625.9746 | 3785.312 | 3743.1306 | 3642.53 | 3538.3291 | 0 | -1080.5886
2030-05-14 | 7 | 153.4735 | 153.4735 | 0 | 0 | 0 | 3777.208 | 3625.9746 | 3785.312 | 3743.1306 | 3642.53 | 3538.3291 | 0 | -1080.5876
2030-05-14 | 8 | 153.4735 | 153.4735 | 0 | 60.2925 | 0 | 3777.208 | 3625.9746 | 1654.111 | 3743.1306 | 3642.53 | 3538.3291 | 485.2698 | -1080.5876
2030-05-14 | 9 | 153.4735 | 153.4735 | 0 | 86.8238 | 133.2797 | 3777.208 | 3625.9746 | 412.1063 | 3743.1306 | 3642.53 | 3538.3291 | 577.9218 | -1080.5876
2030-05-14 | 10 | 306.9471 | 177.2827 | 0 | 130.595 | 133.2797 | 3777.208 | 1812.9873 | 1554.7847 | 3743.1306 | 1821.265 | 3538.3291 | 582.5663 | -1080.5876
2030-05-14 | 11 | 460.4206 | 460.4206 | 0 | 199.9196 | 199.9196 | 3777.208 | 3625.9746 | -178.7862 | 3743.1306 | 2889.6497 | 3538.3291 | 647.0264 | -1080.5876
2030-05-14 | 12 | 460.4206 | 460.4206 | 0 | 133.2797 | 163.5229 | 3777.208 | 3625.9746 | -40.0709 | 3703.1987 | 2736.0657 | 3538.3291 | 647.0264 | -1080.5876
2030-05-14 | 13 | 460.4206 | 460.4206 | 0 | 199.9196 | 199.9196 | 3777.208 | 1812.9873 | 731.0093 | 3743.1306 | 3642.53 | 3538.3291 | 640.9292 | -1080.5876
2030-05-14 | 14 | 153.4735 | 153.4735 | 0 | 133.2797 | 133.2797 | 3777.208 | 1796.6775 | 2004.5878 | 3743.1306 | 3642.53 | 3538.3291 | 647.0264 | -1080.5876
2030-05-14 | 15 | 153.4735 | 153.4735 | 0 | 0 | 0 | 3777.208 | 1254.4753 | 3785.312 | 3743.1306 | 3642.53 | 3538.3291 | 647.0264 | -1080.5876
2030-05-14 | 16 | 153.4735 | 153.4735 | 0 | 133.2797 | 94.6834 | 3777.208 | 1752.4712 | 3785.312 | 3743.1306 | 3642.53 | 3538.3291 | 647.0264 | -1080.5876
2030-05-14 | 17 | 153.4735 | 153.4735 | 0 | 133.2797 | 133.2797 | 3777.208 | 2533.9121 | 3785.312 | 3743.1306 | 3642.53 | 3538.3291 | 647.0264 | -1080.5876
2030-05-14 | 18 | 0 | 108.0144 | 0 | 66.6399 | 9.1329 | 3777.208 | 3625.9746 | 3785.312 | 3743.1306 | 3642.53 | 3026.4058 | 647.0264 | -1080.5876
2030-05-14 | 19 | 153.4735 | 153.4735 | 0 | 66.6399 | 69.1009 | 3777.208 | 3625.9746 | 3785.312 | 3743.1306 | 3642.53 | 3538.3291 | 647.0264 | -1080.5876
2030-05-14 | 20 | 153.4735 | 153.4735 | 0 | 157.8651 | 133.2797 | 3777.208 | 3625.9746 | 3785.312 | 3743.1306 | 3642.53 | 3538.3291 | 647.0264 | -1080.5876
2030-05-14 | 21 | 153.4735 | 153.4735 | 0 | 136.3741 | 133.2797 | 3777.208 | 3625.9746 | 3785.312 | 3743.1306 | 3642.53 | 3538.3291 | 647.0264 | -1080.5876
2030-05-14 | 22 | 153.4735 | 153.4735 | 0 | 133.2797 | 145.9437 | 3777.208 | 3625.9746 | 3785.312 | 3743.1306 | 3642.53 | 3538.3291 | 647.0264 | -1080.5876
2030-05-14 | 23 | 153.4735 | 153.4735 | 0 | 133.2797 | 135.5417 | 3777.208 | 3625.9746 | 3785.312 | 3743.1306 | 3642.53 | 3538.3291 | 647.0264 | -1080.5876
2030-05-14 | 24 | 153.4735 | 153.4735 | 0 | 133.2797 | 83.5724 | 3777.208 | 3625.9746 | 3785.312 | 3743.1306 | 3642.53 | 3538.3291 | 0 | -1080.5876
2030-05-15 | 1 | 153.4735 | 153.4735 | 0 | 0 | 0 | 3777.208 | 3625.9746 | 3785.312 | 3743.1306 | 3642.53 | 3538.3291 | 0 | -1080.5876
2030-05-15 | 2 | 153.4735 | 153.4735 | 0 | 0 | 0 | 3777.208 | 3625.9746 | 3785.312 | 3743.1306 | 3642.53 | 3538.3291 | 0 | -1080.5876
2030-05-15 | 3 | 0 | 0 | 0 | 0 | 0 | 3777.208 | 2436.1887 | 3785.312 | 3743.1306 | 3642.53 | 3538.3291 | 0 | -1080.5876
2030-05-15 | 4 | 0 | 0 | 0 | 0 | 0 | 3777.208 | 2072.6487 | 2582.9907 | 3743.1306 | 3642.53 | 3538.3291 | 0 | -1080.5876
2030-05-15 | 5 | 153.4735 | 153.4735 | 0 | 0 | 0 | 3777.208 | 3625.9746 | 2770.1536 | 3743.1306 | 3642.53 | 3538.3291 | 0 | -1080.5876
2030-05-15 | 6 | 153.4735 | 153.4735 | 0 | 0 | 0 | 3777.208 | 3625.9746 | 3785.312 | 3743.1306 | 3642.53 | 3538.3291 | 0 | -1080.5876
2030-05-15 | 7 | 153.4735 | 153.4735 | 0 | 0 | 0 | 3777.208 | 3625.9746 | 1165.6387 | 3743.1306 | 3642.53 | 3538.3291 | 0 | -1080.5876
2030-05-15 | 8 | 153.4735 | 153.4735 | 0 | 0 | 0 | 3777.208 | 3625.9746 | -277.2 | 3445.0557 | 2140.8618 | 3538.3291 | 221.925 | -1080.5876
2030-05-15 | 9 | 153.4735 | 153.4735 | 0 | 66.6399 | 66.6399 | 3777.208 | 659.2184 | 1360.7576 | 1871.5653 | 1821.265 | 3538.3291 | 570.2394 | -1080.5876
2030-05-15 | 10 | 153.4735 | 153.4735 | 0 | 0 | 0 | 3777.208 | 1061.3011 | 303.1955 | 1871.5653 | 2856.8552 | 3538.3291 | 516.3007 | -1080.5876
2030-05-15 | 11 | 153.4735 | 153.4735 | 0 | 0 | 0 | 3777.208 | 1812.9873 | -1293.4795 | 1871.5653 | 1938.015 | 3538.3291 | 647.0264 | -1080.5876
2030-05-15 | 12 | 460.4206 | 416.9081 | 0 | 199.9196 | 193.5357 | 3777.208 | 738.6717 | -426.9026 | 1871.5653 | 1821.265 | 3538.3291 | 485.2698 | -1080.5876
2030-05-15 | 13 | 460.4206 | 460.4206 | 106.6616 | 199.9196 | 199.9196 | 3777.208 | 3625.9746 | -588.4988 | 2392.5269 | 1821.265 | 3538.3291 | 485.2698 | -1080.5876
2030-05-15 | 14 | 460.4206 | 460.4206 | 646.4638 | 199.9196 | 199.9196 | 3777.208 | 1973.5918 | 0 | 1871.5653 | 1821.265 | 3538.3291 | 0 | -1080.5876
2030-05-15 | 15 | 460.4206 | 460.4206 | 646.4638 | 199.9196 | 199.9196 | 3777.208 | 407.1078 | 0 | 1871.5653 | 1821.265 | 3538.3291 | 0 | -1080.5876
2030-05-15 | 16 | 460.4206 | 460.4206 | 646.4638 | 199.9196 | 212.5819 | 3777.208 | 857.2899 | 0 | 1871.5653 | 1821.265 | 3538.3291 | 0 | -1080.5876
2030-05-15 | 17 | 460.4206 | 460.4206 | 323.2319 | 199.9196 | 199.9196 | 3777.208 | 1812.9873 | 1892.656 | 1871.5653 | 1821.265 | 3538.3291 | 323.5132 | -1080.5876
2030-05-15 | 18 | 371.1892 | 306.9471 | 0 | 199.9196 | 199.9196 | 3777.208 | 3380.1025 | 1892.656 | 2698.7249 | 1821.265 | 3538.3291 | 485.2698 | -1080.5876
2030-05-15 | 19 | 194.7143 | 306.9471 | 0 | 133.2797 | 133.2797 | 3777.208 | 2942.1562 | 496.9197 | 3305.9583 | 1821.265 | 3538.3291 | 485.2698 | -1080.5876
2030-05-15 | 20 | 153.4735 | 153.4735 | 0 | 66.6399 | 6.3825 | 3777.208 | 3010.3726 | 1778.4572 | 3743.1306 | 1821.265 | 3538.3291 | 485.2698 | -1080.5876
2030-05-15 | 21 | 153.4735 | 153.4735 | 646.4638 | 133.2797 | 133.2797 | 3777.208 | 2995.6121 | 1892.656 | 3743.1306 | 3341.1555 | 3538.3291 | 647.0264 | -1080.5876
2030-05-15 | 22 | 153.4735 | 153.4735 | 0 | 199.9196 | 199.9196 | 3777.208 | 2681.7839 | 3138.6777 | 3743.1306 | 3642.53 | 3538.3291 | 393.5463 | -1080.5876
2030-05-15 | 23 | 153.4735 | 153.4735 | 0 | 0 | 0 | 3777.208 | 3625.9734 | 3785.312 | 3743.1306 | 3642.53 | 3538.3291 | 647.0264 | -1080.5876
2030-05-15 | 24 | 153.4735 | 153.4735 | 0 | 0 | 0 | 3777.208 | 3625.9746 | 3785.312 | 3743.1306 | 3642.53 | 3538.3291 | 580.2275 | -1080.5876
2030-05-16 | 1 | 153.4735 | 153.4735 | 0 | 0 | 0 | 3777.208 | 3625.9756 | 3785.312 | 3743.1306 | 3642.53 | 3538.3291 | 647.0264 | -1080.5876
2030-05-16 | 2 | 153.4735 | 153.4735 | 0 | 0 | 0 | 3777.208 | 3097.5669 | 3785.312 | 3743.1306 | 3642.53 | 3538.3291 | 483.4438 | -1080.5876
2030-05-16 | 3 | 153.4735 | 153.4735 | 0 | 0 | 0 | 3777.208 | 2223.1147 | 3785.312 | 3743.1306 | 3642.53 | 3538.3291 | 53.4262 | -1080.5876
2030-05-16 | 4 | 153.4735 | 153.4735 | 0 | 0 | 0 | 3777.208 | 2625.0996 | 3785.312 | 3743.1306 | 3642.53 | 3538.3291 | 0 | -1080.5876
2030-05-16 | 5 | 153.4735 | 153.4735 | 0 | 0 | 0 | 3777.208 | 2013.7107 | 3785.312 | 3743.1306 | 3642.53 | 3538.3291 | 0 | -1080.5876
2030-05-16 | 6 | 153.4735 | 153.4735 | 0 | 0 | 0 | 3777.208 | 2575.4546 | 3785.312 | 3743.1306 | 3642.53 | 3538.3291 | 0 | -1080.5876
2030-05-16 | 7 | 153.4735 | 153.4735 | 0 | 0 | 0 | 3777.208 | 1812.9873 | 3785.312 | 3743.1306 | 3642.53 | 3538.3291 | 0 | -1080.5876
2030-05-16 | 8 | 153.4735 | 153.4735 | 0 | 0 | 11.8585 | 3777.208 | 505.4971 | 1892.656 | 3743.1306 | 3199.4788 | 3538.3291 | 379.0825 | -1080.5876
2030-05-16 | 9 | 153.4735 | 153.4735 | 0 | 0 | 0 | 3777.208 | 2090.3838 | 586.4059 | 3743.1306 | 2958.0999 | 3538.3291 | 647.0264 | -1080.5876
2030-05-16 | 10 | 153.4735 | 153.4735 | 0 | 0 | 0 | 3777.208 | 3359.4751 | 624.3649 | 3743.1306 | 2267.0615 | 3538.3291 | 647.0264 | -1080.5876
2030-05-16 | 11 | 153.4735 | 153.4735 | 0 | 133.2797 | 133.2797 | 3777.208 | 3625.9746 | 747.8331 | 3743.1306 | 2728.2673 | 3538.3291 | 647.0264 | -1080.5876
2030-05-16 | 12 | 153.4735 | 153.4735 | 0 | 199.9196 | 199.9196 | 3777.208 | 3625.9746 | 987.1534 | 3743.1306 | 1821.265 | 3538.3291 | 647.0264 | -1080.5876
2030-05-16 | 13 | 306.9471 | 306.565 | 0 | 188.6721 | 199.9196 | 3777.208 | 215.8929 | 1892.656 | 3241.114 | 1821.265 | 2909.2532 | 524.6337 | -1080.5876
2030-05-16 | 14 | 306.9471 | 415.5009 | 646.4638 | 199.9196 | 184.0139 | 3777.208 | 168.9198 | 1400.0768 | 1871.5653 | 1821.265 | 3538.3291 | 0 | -1080.5876
2030-05-16 | 15 | 460.4206 | 400.9904 | 646.4638 | 199.9196 | 199.9196 | 3777.208 | 168.9189 | 0 | 1871.5653 | 281.1659 | 3362.3057 | 0 | -1080.5876
2030-05-16 | 16 | 406.2452 | 460.4206 | 646.4638 | 199.9196 | 199.9196 | 3777.208 | 168.9196 | 0 | 1871.5653 | 0 | 3538.3291 | 262.7509 | -1080.5876
2030-05-16 | 17 | 409.6418 | 460.4206 | 646.4638 | 199.9196 | 199.9196 | 3777.208 | 168.9198 | -638.435 | 1871.5653 | 0 | 3538.3291 | 236.4142 | -1080.5876
2030-05-16 | 18 | 460.4206 | 460.4206 | 646.4638 | 199.9196 | 199.9196 | 3777.208 | 298.7691 | -683.1381 | 1871.5653 | 0 | 3538.3291 | 181.9459 | -1080.5876
2030-05-16 | 19 | 460.4206 | 451.3624 | 646.4638 | 199.9196 | 199.9196 | 3777.208 | 1812.9873 | -2404.354 | 2770.8269 | 1821.265 | 3538.3291 | 0 | -1080.5876
2030-05-16 | 20 | 153.4735 | 153.4735 | 0 | 199.9196 | 199.9196 | 3777.208 | 2416.0603 | -2111.5564 | 2990.5127 | 1821.265 | 3538.3291 | 623.8697 | -1080.5876
2030-05-16 | 21 | 153.4735 | 153.4735 | 0 | 199.9196 | 199.9196 | 3744.0237 | 3625.9746 | -1377.3444 | 3743.1306 | 2514.24 | 3538.3291 | 647.0264 | -1080.5876
2030-05-16 | 22 | 153.4735 | 153.4735 | 0 | 66.6399 | 66.6399 | 3606.5291 | 3625.9746 | 884.4946 | 3743.1306 | 3642.53 | 3538.3291 | 589.0777 | -1080.5876
2030-05-16 | 23 | 153.4735 | 153.4735 | 0 | 0 | 0 | 3759.4104 | 3346.5713 | 3484.5151 | 3743.1306 | 3642.53 | 3538.3291 | 412.035 | -1080.5876
2030-05-16 | 24 | 153.4735 | 153.4735 | 0 | 0 | 0 | 3777.208 | 2656.7461 | 3785.312 | 3743.1306 | 3642.53 | 3538.3291 | 0 | -1080.5876
2030-05-17 | 1 | 153.4735 | 153.4735 | 0 | 0 | 0 | 3777.208 | 230.9224 | 626.1075 | 3743.1306 | 3642.53 | 3538.3291 | 0 | -1080.5876
2030-05-17 | 2 | 153.4735 | 153.4735 | 0 | 0 | 0 | 3777.208 | 230.9237 | -796.2819 | 1593.8851 | 1224.7806 | 3538.3291 | 0 | -1080.5876
2030-05-17 | 3 | 153.4735 | 153.4735 | 0 | 0 | 0 | 3777.208 | 213.8931 | -749.8226 | -178.8413 | -3.2425e-05 | 3538.3291 | 0 | -1080.5876
2030-05-17 | 4 | 153.4735 | 153.4735 | 0 | 0 | 0 | 3777.208 | 215.897 | -602.9328 | 1871.5653 | 740.0457 | 3538.3291 | 0 | -1080.5876
2030-05-17 | 5 | 153.4735 | 153.4735 | 0 | 0 | 0 | 3777.208 | 215.8921 | -991.7744 | 3654.6018 | 1821.265 | 3538.3291 | 0 | -1080.5876
2030-05-17 | 6 | 153.4735 | 153.4735 | 265.3819 | 0 | 0 | 3777.208 | 955.9849 | 0 | 3743.1306 | 1821.265 | 3538.3291 | 0 | -1080.5876
2030-05-17 | 7 | 153.4735 | 153.4735 | 0 | 0 | 0 | 3777.208 | 212.6158 | 1892.656 | 3244.2603 | 1821.265 | 2929.4651 | 0 | -1080.5876
2030-05-17 | 8 | 153.4735 | 153.4735 | 9.7643 | 133.2797 | 123.2234 | 3777.208 | 213.8933 | 2453.9153 | 1871.5653 | 1821.265 | 1769.1646 | 538.3575 | -1080.5876
2030-05-17 | 9 | 153.4735 | 153.4735 | 140.6295 | 66.6399 | 108.1617 | 3777.208 | 168.9203 | 1892.656 | 1871.5653 | 1821.265 | 2148.0566 | 647.0264 | -1080.5876
2030-05-17 | 10 | 153.4735 | 153.4735 | 0 | 66.6399 | 82.8714 | 3777.208 | 215.8934 | 1892.656 | 2514.2722 | 1821.265 | 1818.1 | 647.0264 | -1080.5876
2030-05-17 | 11 | 153.4735 | 153.4735 | 0 | 66.6399 | 109.314 | 3777.208 | 215.8928 | 3131.6111 | 3743.1306 | 2892.9509 | 2951.0984 | 647.0264 | -1080.5876
2030-05-17 | 12 | 153.4735 | 153.4735 | 0 | 66.6399 | 126.5919 | 3777.208 | 2615.3228 | 3785.312 | 3743.1306 | 3642.53 | 3405.3989 | 647.0264 | -1080.5876
2030-05-17 | 13 | 153.4735 | 153.4735 | 0 | 66.6399 | 74.6615 | 3777.208 | 1713.5251 | 3785.312 | 3743.1306 | 3642.53 | 3538.3291 | 647.0264 | -1080.5876
2030-05-17 | 14 | 153.4735 | 153.4735 | 142.0896 | 66.6399 | 8.2741 | 3777.208 | 553.0096 | 3785.312 | 3743.1306 | 3642.53 | 3538.3291 | 566.1306 | -1080.5876
2030-05-17 | 15 | 153.4735 | 153.4735 | 646.4638 | 133.2797 | 142.0342 | 3777.208 | 166.8622 | 1892.656 | 3743.1306 | 1821.265 | 3321.4766 | 0 | -1080.5876
2030-05-17 | 16 | 219.1301 | 153.4735 | 646.4638 | 199.9196 | 199.9196 | 3777.208 | 0 | 2386.5632 | 3743.1306 | 1821.265 | 1769.1646 | 0 | -1080.5876
2030-05-17 | 17 | 153.4735 | 153.4735 | 646.4638 | 133.2797 | 143.5353 | 3777.208 | 0 | 1900.8433 | 3743.1306 | 1821.265 | 1769.1646 | 0 | -1080.5876
2030-05-17 | 18 | 153.4735 | 153.4735 | 646.4638 | 133.2797 | 82.5971 | 3777.208 | -91.3634 | 2637.9231 | 3743.1306 | 3642.53 | 748.2169 | 0 | -1080.5876
2030-05-17 | 19 | 153.4735 | 153.4735 | 646.4638 | 133.2797 | 110.378 | 3777.208 | 166.8615 | 3785.312 | 3743.1306 | 3642.53 | 1476.6989 | 572.5316 | -1080.5876
2030-05-17 | 20 | 0 | 0 | 0 | 249.682 | 266.4473 | 3777.208 | 213.8932 | 3785.312 | 3743.1306 | 3642.53 | 265.2411 | 647.0264 | -1080.5876
2030-05-17 | 21 | 0 | 0 | 0 | 199.9196 | 208.0773 | 3777.208 | 215.8917 | 3785.312 | 3743.1306 | 3642.53 | 1190.8903 | 647.0264 | -1080.5876
2030-05-17 | 22 | 0 | 0 | 0 | 199.9196 | 161.1915 | 3777.208 | 213.8945 | 3785.312 | 3743.1306 | 3642.53 | 1378.1261 | 647.0264 | -1080.5876
2030-05-17 | 23 | 0 | 0 | 0 | 199.9196 | 199.9196 | 3777.208 | 215.8943 | 3785.312 | 3743.1306 | 3642.53 | 400.7931 | 458.2179 | -1080.5876
2030-05-17 | 24 | 0 | 0 | 0 | 199.9196 | 199.9196 | 3777.208 | 1071.9583 | 3785.312 | 3743.1306 | 3642.53 | 265.2409 | 609.896 | -1080.5876
2030-05-18 | 1 | 0 | 0 | 0 | 199.9196 | 199.9196 | 3777.208 | 957.2042 | 3785.312 | 3743.1306 | 3642.53 | 265.2419 | 0 | -1080.5876
2030-05-18 | 2 | 0 | 0 | 0 | 199.9196 | 199.9196 | 3777.208 | 376.2497 | 1892.657 | 3743.1306 | 3642.53 | 283.7072 | 0 | 540.2938
2030-05-18 | 3 | 0 | 0 | 0 | 66.6399 | 59.2123 | 3777.208 | 230.9221 | -125.2896 | 3743.1306 | 3642.53 | 1425.8937 | 0 | -1.6451e-05
2030-05-18 | 4 | 0 | 0 | 0 | 0 | 0 | 3777.208 | 333.8889 | -569.6641 | 3401.8184 | 3642.53 | 3538.3291 | 0 | -1080.5876
2030-05-18 | 5 | 0 | 0 | 0 | 0 | 0 | 3777.208 | 1036.5032 | -781.0755 | 1871.5653 | 3642.53 | 3538.3291 | 0 | -1080.5876
2030-05-18 | 6 | 0 | 0 | 0 | 0 | 0 | 3777.208 | 2620.4138 | -357.8031 | 1871.5653 | 3642.53 | 3538.3291 | 0 | -1080.5876
2030-05-18 | 7 | 0 | 0 | 0 | 0 | 0 | 3777.208 | 2635.0337 | -948.2191 | 3743.1306 | 3642.53 | 3538.3291 | 0 | -1080.5876
2030-05-18 | 8 | 153.4735 | 153.4735 | 0 | 0 | 0 | 3777.208 | 3625.9746 | 3785.312 | 3743.1306 | 3642.53 | 3538.3291 | 0 | -1080.5876
2030-05-18 | 9 | 153.4735 | 153.4735 | 0 | 0 | 0 | 3777.208 | 3625.9746 | 3785.312 | 3743.1306 | 3642.53 | 3538.3291 | 0 | -1080.5876
2030-05-18 | 10 | 153.4735 | 153.4735 | 0 | 0 | 0 | 3777.208 | 3625.9746 | 3785.312 | 3743.1306 | 3642.53 | 3538.3291 | 0 | -1080.5876
2030-05-18 | 11 | 153.4735 | 153.4735 | 0 | 0 | 0 | 3777.208 | 3625.9746 | 3785.312 | 3743.1306 | 3642.53 | 3538.3291 | 0 | -1080.5876
2030-05-18 | 12 | 153.4735 | 153.4735 | 0 | 0 | 0 | 3777.208 | 3625.9746 | 1348.5565 | 3743.1306 | 3642.53 | 3538.3291 | 251.8566 | -1080.5876
2030-05-18 | 13 | 153.4735 | 153.4735 | 0 | 0 | 0 | 3777.208 | 215.8927 | -1344.9968 | 1090.3979 | 3269.1199 | 3538.3291 | 270.6204 | -1080.5876
2030-05-18 | 14 | 153.4735 | 153.4735 | 0 | 0 | 0 | 3777.208 | 215.8939 | 406.7506 | 226.3479 | -779.3268 | 3482.822 | 194.0743 | -1080.5876
2030-05-18 | 15 | 153.4735 | 153.4735 | 646.4638 | 0 | 0 | 1888.604 | 166.8608 | 646.294 | 0 | -1264.4369 | 221.0086 | 0 | -1080.5876
2030-05-18 | 16 | 153.4735 | 153.4735 | 509.4379 | 0 | 0 | 1888.604 | 0 | 909.4739 | 0 | -1494.2618 | 0 | 0 | -1080.5876
2030-05-18 | 17 | 153.4735 | 153.4735 | 385.6929 | 0 | 0 | 1570.9344 | 0 | 910.5966 | 0 | -634.5526 | -1236.2395 | 0 | -1080.5876
2030-05-18 | 18 | 153.4735 | 153.4735 | 387.2213 | 0 | 0 | 1001.2278 | -1271.8611 | 837.6351 | 0 | 0 | -1769.1636 | 0 | -1080.5876
2030-05-18 | 19 | 153.4735 | 153.4735 | 298.3814 | 0 | 0 | 1888.604 | -1491.505 | 209.2295 | -184.9018 | 0 | -3538.3291 | 0 | -1080.5876
2030-05-18 | 20 | 153.4735 | 153.4735 | 646.4638 | 0 | 0 | 1888.604 | 0 | 172.0368 | -943.4603 | 959.662 | 3.6808 | 0 | -1080.5876
2030-05-18 | 21 | 153.4735 | 153.4735 | 77.5156 | 0 | 0 | 1888.604 | 53.0346 | 670.6636 | 939.6395 | -1821.265 | 0 | 323.5132 | -1080.5876
2030-05-18 | 22 | 153.4735 | 153.4735 | 0 | 0 | 0 | 1888.604 | 166.861 | 398.0835 | 965.7389 | -1821.265 | -57.3348 | 0 | -1080.5876
2030-05-18 | 23 | 153.4735 | 153.4735 | 646.4638 | 0 | 0 | 1888.604 | 166.8608 | 0 | -988.4284 | 761.7346 | 221.0087 | 0 | -1080.5876
2030-05-18 | 24 | 153.4735 | 153.4735 | 0 | 66.6399 | 121.0412 | 2292.3154 | 166.8607 | 212.1479 | -1919.1669 | 762.056 | 174.0139 | 0 | -1080.5876
2030-05-19 | 1 | 306.9471 | 306.9471 | 94.1333 | 0 | 0 | 1888.604 | 166.8607 | 330.0323 | 317.9667 | 1031.77 | 244.5188 | 0 | -1080.5876
2030-05-19 | 2 | 153.4735 | 153.4735 | 0 | 133.2797 | 133.2797 | 3755.1016 | 166.8609 | 502.5635 | 0 | 1447.6093 | 3538.3291 | 0 | -1080.5876
2030-05-19 | 3 | 153.4735 | 153.4735 | 0 | 0 | 0 | 3777.208 | 230.9233 | 698.6891 | 3539.8633 | 3642.53 | 3433.2065 | 0 | -1080.5876
2030-05-19 | 4 | 0 | 0 | 0 | 0 | 0 | 3777.208 | 1446.311 | 1588.4669 | 3743.1306 | 3642.53 | 3538.3301 | 0 | -1080.5876
2030-05-19 | 5 | 0 | 0 | 0 | 0 | 0 | 3777.208 | 3625.9746 | 1804.1432 | 3743.1306 | 3642.53 | 3538.3291 | 0 | -1080.5876
2030-05-19 | 6 | 0 | 0 | 0 | 0 | 0 | 3777.208 | 3625.9746 | 920.3329 | 3743.1306 | 3642.53 | 3538.3291 | 0 | -1080.5876
2030-05-19 | 7 | 153.4735 | 94.7513 | 0 | 0 | 0 | 3777.208 | 3325.0266 | 210.1035 | 3743.1306 | 3642.53 | 3538.3291 | 0 | -1080.5876
2030-05-19 | 8 | 0 | 0 | 0 | 0 | 0 | 3777.208 | 3625.9734 | -747.3135 | 3743.1306 | 3642.53 | 3538.3291 | 0 | -1080.5876
2030-05-19 | 9 | 0 | 0 | 0 | 0 | 0 | 3777.208 | 3625.9746 | -375.5625 | 3743.1306 | 3642.53 | 3538.3291 | 0 | -1080.5876
2030-05-19 | 10 | 2.1945 | 153.4735 | 0 | 0 | 0 | 3777.208 | 3625.9746 | 3785.312 | 3743.1306 | 3642.53 | 3538.3291 | 0 | -1080.5876
2030-05-19 | 11 | 153.4735 | 153.4735 | 0 | 0 | 0 | 3777.208 | 3625.9746 | 3785.312 | 3743.1306 | 3642.53 | 3538.3291 | 0 | -1080.5876
2030-05-19 | 12 | 153.4735 | 153.4735 | 0 | 0 | 0 | 3777.208 | 3625.9746 | 2179.8271 | 3743.1306 | 3642.53 | 3538.3291 | 0 | -1080.5876
2030-05-19 | 13 | 153.4735 | 153.4735 | 0 | 0 | 0 | 3777.208 | 3625.9746 | -563.3176 | 3743.1306 | 3642.53 | 3538.3291 | 323.5132 | -1080.5876
2030-05-19 | 14 | 153.4735 | 153.4735 | 0 | 0 | 0 | 3777.208 | 215.8961 | -2000.8793 | 1210.7428 | 1043.7262 | 3074.1851 | 425.4443 | -1080.5876
2030-05-19 | 15 | 153.4735 | 153.4735 | 0 | 0 | 0 | 3777.208 | 215.8936 | -1071.0764 | -1260.4579 | -3.2425e-05 | 2557.4475 | 342.1033 | -1080.5876
2030-05-19 | 16 | 153.4735 | 153.4735 | 646.4638 | 0 | 0 | 2727.2437 | 166.861 | 0 | 0 | -1014.6693 | 194.6796 | 0 | -1080.5876
2030-05-19 | 17 | 153.4735 | 153.4735 | 646.4638 | 0 | 0 | 1888.604 | 0 | 361.2972 | 0 | -1279.77 | -767.9258 | 0 | -1080.5876
2030-05-19 | 18 | 153.4735 | 153.4735 | 646.4638 | 0 | 0 | 1888.604 | 0 | 1690.0055 | 46.4206 | -1821.265 | -247.838 | 0 | -1080.5876
2030-05-19 | 19 | 153.4735 | 251.13 | 646.4638 | 197.5135 | 133.2797 | 2691.4766 | 0 | 852.191 | 0 | -1173.87 | 0 | 0 | -1080.5876
2030-05-19 | 20 | 460.4206 | 460.4206 | 646.4638 | 199.9196 | 199.9196 | 1888.604 | 0 | 1326.8959 | 0 | 0 | 0 | 0 | -1080.5876
2030-05-19 | 21 | 460.4206 | 460.4206 | 646.4638 | 199.9196 | 199.9196 | 1888.604 | 166.8614 | 693.0554 | 616.9059 | 1821.265 | 288.0164 | 0 | -1080.5876
2030-05-19 | 22 | 460.4206 | 460.4206 | 646.4638 | 199.9196 | 199.9196 | 1888.604 | 168.9195 | 1607.3875 | 1871.5653 | 1821.265 | 1769.1646 | 0 | -1080.5876
2030-05-19 | 23 | 460.4206 | 460.4206 | 646.4638 | 199.9196 | 199.9196 | 1888.604 | 166.8612 | 833.3247 | 1130.9406 | 1821.265 | 1622.5254 | 0 | -1080.5876
2030-05-19 | 24 | 460.4206 | 460.4206 | 646.4638 | 199.9196 | 199.9196 | 1888.604 | 166.8607 | 941.9118 | 0 | 1546.3522 | 221.0084 | 0 | -1080.5876
2030-05-20 | 1 | 153.4735 | 163.8856 | 0 | 0 | 0 | 3777.208 | 166.861 | 538.4039 | 2491.4617 | 3642.53 | 0 | 0 | -1080.5876
2030-05-20 | 2 | 153.4735 | 153.4735 | 0 | 0 | 0 | 3777.208 | 1598.7561 | 1191.3853 | 3743.1306 | 3642.53 | 3538.3291 | 0 | -1080.5876
2030-05-20 | 3 | 0 | 0 | 0 | 0 | 0 | 3777.208 | 3625.9746 | -207.115 | 2929.2322 | 3642.53 | 3538.3291 | 0 | -1080.5876
2030-05-20 | 4 | 0 | 0 | 0 | 0 | 0 | 3777.208 | 3625.9746 | 4.8126 | 2828.2495 | 3642.53 | 3538.3291 | 0 | -1080.5876
2030-05-20 | 5 | 0 | 0 | 0 | 0 | 0 | 3777.208 | 3625.9746 | -132.8887 | 3290.0276 | 3642.53 | 3538.3291 | 0 | -1080.5876
2030-05-20 | 6 | 0 | 0 | 0 | 0 | 0 | 3777.208 | 3625.9746 | -92.6992 | 3733.3215 | 3642.53 | 3538.3291 | 0 | -1080.5876
2030-05-20 | 7 | 153.4735 | 153.4735 | 0 | 0 | 0 | 3777.208 | 3625.9746 | 1814.1735 | 3743.1306 | 3642.53 | 3538.3291 | 0 | -1080.5876
2030-05-20 | 8 | 153.4735 | 153.4735 | 334.2284 | 0 | 0 | 3777.208 | 3625.9746 | -400.549 | 1879.4336 | 3642.53 | 3538.3291 | 0 | -1080.5876
2030-05-20 | 9 | 153.4735 | 153.4735 | 646.4638 | 133.2797 | 133.2797 | 3777.208 | 3625.9746 | -183.8588 | 0 | 1821.265 | 3538.3291 | 0 | -1080.5876
2030-05-20 | 10 | 460.4206 | 460.4206 | 52.4814 | 199.9196 | 199.9196 | 3777.208 | 3352.8318 | 278.7041 | -1871.5653 | 1821.265 | 3538.3291 | 0 | -1080.5876
2030-05-20 | 11 | 460.4206 | 460.4206 | 0 | 164.023 | 133.2797 | 3777.208 | 1812.9873 | 950.6081 | -644.13 | 1821.265 | 3538.3291 | 68.7076 | -1080.5876
2030-05-20 | 12 | 460.4206 | 460.4206 | 0 | 133.2797 | 133.2797 | 3777.208 | 215.8912 | 1788.3915 | 33.1867 | 1821.265 | 3538.3291 | 310.2244 | -1080.5876
2030-05-20 | 13 | 460.4206 | 460.4206 | 484.8478 | 66.6399 | 27.4997 | 1888.604 | 168.9201 | 1185.3296 | -311.8672 | 3588.8948 | 3538.3291 | 0 | -1080.5876
2030-05-20 | 14 | 460.4206 | 460.4206 | 646.4638 | 133.2797 | 154.3401 | 1888.604 | 168.9198 | 1089.109 | 122.7895 | 3642.53 | 1970.921 | 0 | -1080.5876
2030-05-20 | 15 | 460.4206 | 460.4206 | 646.4638 | 133.2797 | 87.7829 | 1888.604 | 166.8603 | 1868.3824 | 0 | 1821.265 | 1769.1646 | 0 | -1080.5876
2030-05-20 | 16 | 460.4206 | 460.4206 | 646.4638 | 0 | 41.3592 | 1888.604 | 166.8607 | 2306.9832 | 1690.7363 | 1821.265 | 221.0099 | 0 | -1080.5876
2030-05-20 | 17 | 460.4206 | 460.4206 | 646.4638 | 0 | 4.058 | 1888.604 | 166.8609 | 2277.1035 | 1359.8694 | 1821.265 | 221.009 | 0 | -1080.5876
2030-05-20 | 18 | 460.4206 | 460.4206 | 646.4638 | 66.6399 | 3.3479 | 1888.604 | 166.8606 | 2376.9441 | 243.5408 | 1574.8573 | 221.0076 | 0 | -1080.5876
2030-05-20 | 19 | 306.9471 | 373.3955 | 646.4638 | 133.2797 | 125.4438 | 1888.604 | 0 | 3178.0742 | 1871.5653 | 749.6166 | 0 | 0 | -1080.5876
2030-05-20 | 20 | 306.9471 | 231.769 | 646.4638 | 199.9196 | 199.9196 | 1888.604 | 166.861 | 3570.1111 | 1871.5653 | 1267.1193 | 166.2985 | 0 | -1080.5876
2030-05-20 | 21 | 224.8759 | 306.9471 | 646.4638 | 199.9196 | 199.9196 | 2273.5374 | 168.9197 | 3785.312 | 1871.5653 | 2322.2197 | 1769.1646 | 0 | -1080.5876
2030-05-20 | 22 | 258.6428 | 306.9471 | 646.4638 | 199.9196 | 199.9196 | 3225.3799 | 166.8607 | 3785.312 | 1871.5653 | 1821.265 | 1769.1646 | 0 | -1080.5876
2030-05-20 | 23 | 460.4206 | 460.4206 | 481.26 | 66.6399 | 22.5599 | 3681.8206 | 166.8606 | 3387.2102 | 1871.5653 | 1821.265 | 221.0084 | 0 | -1080.5876
2030-05-20 | 24 | 306.9471 | 333.3688 | 0 | 0 | 0 | 3777.208 | 166.8607 | 2501.5193 | 1871.5653 | 2050.6262 | 221.0074 | 0 | -1080.5876
2030-05-21 | 1 | 460.4206 | 322.2248 | 0 | 0 | 0 | 3777.208 | 168.9196 | 1892.656 | 1871.5653 | 3642.53 | 2613.7791 | 0 | -1080.5876
2030-05-21 | 2 | 384.5768 | 306.9471 | 0 | 0 | 0 | 3777.208 | 3625.9746 | 3785.312 | 3743.1306 | 3642.53 | 919.0486 | 0 | -1080.5876
2030-05-21 | 3 | 153.4735 | 142.4278 | 0 | 0 | 0 | 3777.208 | 333.8958 | 3600.4009 | 3743.1306 | 3642.53 | 3538.3291 | 0 | -1080.5876
2030-05-21 | 4 | 34.2235 | 0 | 0 | 0 | 0 | 3777.208 | 1748.7841 | 2413.5942 | 3743.1306 | 3642.53 | 3538.3291 | 0 | -1080.5876
2030-05-21 | 5 | 153.4735 | 153.4735 | 0 | 0 | 63.105 | 3777.208 | 2484.5581 | 2831.3208 | 3743.1306 | 3642.53 | 3538.3291 | 0 | -1080.5876
2030-05-21 | 6 | 153.4735 | 153.4735 | 0 | 66.5277 | 38.2112 | 3777.208 | 3625.9746 | 3038.7253 | 3743.1306 | 3642.53 | 3538.3291 | 0 | -1080.5876
2030-05-21 | 7 | 153.4735 | 153.4735 | 0 | 0 | 0 | 3777.208 | 3625.9746 | 3400.019 | 3743.1306 | 3642.53 | 3538.3291 | 0 | -1080.5876
2030-05-21 | 8 | 287.943 | 153.4735 | 0 | 199.9196 | 199.9196 | 3777.208 | 3625.9746 | 2886.4155 | 3743.1306 | 3642.53 | 1769.1646 | 0 | -1080.5876
2030-05-21 | 9 | 153.4735 | 153.4735 | 0 | 66.6399 | 65.2375 | 3777.208 | 3625.9746 | 3785.312 | 3743.1306 | 3642.53 | 1769.1646 | 0 | -1080.5876
2030-05-21 | 10 | 460.4206 | 460.4206 | 646.4638 | 133.2797 | 176.2095 | 3777.208 | 3625.9746 | 2665.54 | 3743.1306 | 3642.53 | 2867.1631 | 0 | -1080.5876
2030-05-21 | 11 | 460.4206 | 460.4206 | 178.0983 | 199.9196 | 190.3975 | 3670.0181 | 3625.9746 | 2489.7341 | 3743.1306 | 3642.53 | 2271.3064 | 0 | -1080.5876
2030-05-21 | 12 | 460.4206 | 386.2583 | 0 | 164.6886 | 199.9196 | 3518.5996 | 2190.2722 | 3027.2554 | 2777.8367 | 3642.53 | 1995.5293 | 0 | -1080.5876
2030-05-21 | 13 | 460.4206 | 460.4206 | 41.1425 | 199.9196 | 199.9196 | 3777.208 | 215.8926 | 1569.1859 | 1871.5653 | 1821.265 | 2219.272 | 0 | -1080.5876
2030-05-21 | 14 | 460.4206 | 460.4206 | 646.4638 | 199.9196 | 199.9196 | 3777.208 | 168.9196 | 255.2647 | 1871.5653 | 1821.265 | 2612.9148 | 647.0264 | -1080.5876
2030-05-21 | 15 | 460.4206 | 460.4206 | 646.4638 | 199.9196 | 199.9196 | 3777.208 | 168.9188 | 443.8842 | 1332.1195 | 1821.265 | 2453.4031 | 372.7522 | -1080.5876
2030-05-21 | 16 | 460.4206 | 460.4206 | 646.4638 | 199.9196 | 199.9196 | 2796.7649 | 166.8607 | 1340.3555 | 1333.7747 | 0 | 221.0083 | 428.1249 | -1080.5876
2030-05-21 | 17 | 460.4206 | 460.4206 | 646.4638 | 199.9196 | 199.9196 | 1888.604 | 166.8607 | 577.8938 | 127.1799 | 0 | 221.0085 | 43.2185 | -1080.5876
2030-05-21 | 18 | 460.4206 | 460.4206 | 646.4638 | 199.9196 | 199.9196 | 1888.604 | 166.8608 | 432.6733 | 0 | 613.2215 | 221.0086 | 0 | -1080.5876
2030-05-21 | 19 | 460.4206 | 460.4206 | 646.4638 | 199.9196 | 199.9196 | 1010.2568 | 0 | 0 | 0 | 1024.5563 | 0 | 0 | -1080.5876
2030-05-21 | 20 | 460.4206 | 460.4206 | 646.4638 | 199.9196 | 199.9196 | 1888.604 | 0 | -225.3028 | 0 | 990.8447 | 0 | 0 | -1080.5876
2030-05-21 | 21 | 460.4206 | 460.4206 | 646.4638 | 199.9196 | 199.9196 | 1888.604 | 166.8609 | -604.4044 | 0 | 1821.265 | 1543.4237 | 0 | -1080.5876
2030-05-21 | 22 | 460.4206 | 460.4206 | 646.4638 | 199.9196 | 199.9196 | 1888.604 | 168.9207 | -898.7122 | 383.7888 | 1821.265 | 3398.1929 | 0 | -1080.5876
2030-05-21 | 23 | 460.4206 | 460.4206 | 646.4638 | 199.9196 | 199.9196 | 3777.208 | 166.8606 | -984.392 | 0 | 1694.0709 | 221.0094 | 0 | -1080.5876
2030-05-21 | 24 | 460.4206 | 460.4206 | 0.99389 | 199.9196 | 199.9196 | 3777.208 | 166.8611 | -257.432 | 0 | 0 | 1602.683 | 0 | -1080.5876
2030-05-22 | 1 | 153.4735 | 153.4735 | 0 | 26.3063 | 0 | 3777.208 | 168.9192 | 0 | 1237.8562 | 1821.265 | 2148.4307 | 0 | -1080.5876
2030-05-22 | 2 | 460.4206 | 460.4206 | 230.2424 | 266.4473 | 214.2715 | 3412.6934 | 2875.9329 | 356.9511 | 2934.4365 | 3642.53 | 3538.3291 | 0 | -1.6451e-05
2030-05-22 | 3 | 0 | 0 | 0 | 0 | 0 | 3777.208 | 3625.9746 | 849.6151 | 1696.119 | 3642.53 | 3538.3291 | 0 | -1080.5876
2030-05-22 | 4 | 0 | 0 | 0 | 0 | 0 | 3777.208 | 3625.9746 | 225.6967 | 2897.6335 | 3642.53 | 3538.3291 | 0 | -1080.5876
2030-05-22 | 5 | 0 | 0 | 0 | 0 | 0 | 3777.208 | 3625.9746 | 495.7104 | 2994.5532 | 3642.53 | 3538.3291 | 0 | -1080.5876
2030-05-22 | 6 | 0 | 0 | 0 | 0 | 43.2168 | 3777.208 | 3625.9746 | 3785.312 | 3743.1306 | 3642.53 | 3538.3291 | 0 | -1080.5876
2030-05-22 | 7 | 153.4735 | 153.4735 | 0 | 0 | 0 | 3777.208 | 3625.9746 | 3785.312 | 3743.1306 | 3642.53 | 3538.3291 | 0 | -1080.5876
2030-05-22 | 8 | 153.4735 | 153.4735 | 0 | 133.2797 | 92.8908 | 3777.208 | 3625.9746 | 3785.312 | 3743.1306 | 3642.53 | 3538.3291 | 257.2803 | -1080.5876
2030-05-22 | 9 | 460.4206 | 460.4206 | 0 | 66.6399 | 33.526 | 3777.208 | 3625.9746 | 2749.7925 | 3743.1306 | 3642.53 | 3538.3291 | 0 | -1080.5876
2030-05-22 | 10 | 460.4206 | 460.4206 | 646.4638 | 66.6399 | 42.5953 | 3777.208 | 1849.1984 | 2071.2422 | 2462.6904 | 3642.53 | 3538.3291 | 0 | -1080.5876
2030-05-22 | 11 | 460.4206 | 460.4206 | 484.8478 | 133.2797 | 123.6967 | 3777.208 | 1017.868 | 2568.0005 | 1871.5653 | 2302.4502 | 3538.3291 | 0 | -1080.5876
2030-05-22 | 12 | 460.4206 | 460.4206 | 0 | 66.6399 | 66.6399 | 3777.208 | 215.8932 | 3685.8899 | 2999.3862 | 3642.53 | 3538.3291 | 366.7005 | -1080.5876
2030-05-22 | 13 | 460.4206 | 460.4206 | 646.4638 | 199.9196 | 199.9196 | 3777.208 | 168.9213 | 3565.2036 | 1946.3998 | 3642.53 | 2769.8281 | 0 | -1080.5876
2030-05-22 | 14 | 460.4206 | 460.4206 | 646.4638 | 177.6695 | 133.2797 | 3353.614 | 168.9207 | 2578.0925 | 3009.7368 | 3642.53 | 1798.7866 | 15.0475 | -1080.5876
2030-05-22 | 15 | 460.4206 | 460.4206 | 646.4638 | 266.4472 | 266.4472 | 1888.604 | 166.8607 | 1979.2115 | 1871.5653 | 2765.6296 | 221.0084 | 47.6889 | -1080.5876
2030-05-22 | 16 | 460.4206 | 460.4206 | 646.4638 | 266.4473 | 266.4473 | 1888.604 | 166.8608 | 1892.656 | 1218.8972 | 1821.265 | 0 | 110.4877 | -1080.5876
2030-05-22 | 17 | 460.4206 | 460.4206 | 646.4638 | 266.4473 | 266.4473 | 1888.604 | 0 | 2025.1937 | 1871.5653 | 1821.265 | 0 | 173.5506 | -1080.5876
2030-05-22 | 18 | 460.4206 | 460.4206 | 646.4638 | 266.4473 | 266.4473 | 1957.1276 | 168.9198 | 1892.656 | 1871.5653 | 1821.265 | 1769.1646 | 647.0264 | -1080.5876
2030-05-22 | 19 | 460.4206 | 460.4206 | 646.4638 | 266.4473 | 266.4473 | 3651.4558 | 837.5799 | 1250.0171 | 1871.5653 | 1821.265 | 3538.3291 | 0 | -1080.5876
2030-05-22 | 20 | 460.4206 | 460.4206 | 646.4638 | 266.4473 | 266.4473 | 3777.208 | 2069.7737 | 843.0173 | 1871.5653 | 2968.0364 | 3538.3291 | 0 | -1080.5876
2030-05-22 | 21 | 460.4206 | 460.4206 | 0 | 266.4472 | 266.4473 | 3720.3022 | 3625.9746 | 1895.0264 | 3743.1306 | 3642.53 | 3538.3291 | 0 | -1080.5876
2030-05-22 | 22 | 460.4206 | 460.4206 | 0 | 245.096 | 199.9196 | 3464.4229 | 3625.9746 | 2606.7593 | 3743.1306 | 3642.53 | 3538.3291 | 0 | -1080.5876
2030-05-22 | 23 | 395.7681 | 460.4206 | 612.3788 | 181.965 | 133.2797 | 3241.9326 | 3625.9746 | 2850.7148 | 3743.1306 | 3642.53 | 3538.3291 | 0 | -1080.5876
2030-05-22 | 24 | 306.9471 | 427.5676 | 0 | 133.2797 | 133.2797 | 3683.1768 | 3625.9746 | 3016.3347 | 3743.1306 | 3642.53 | 3538.3291 | 0 | -1080.5876
2030-05-23 | 1 | 188.3731 | 306.9471 | 5.5113 | 199.9196 | 159.5362 | 3777.208 | 3625.9746 | 3785.312 | 3743.1306 | 3642.53 | 3538.3281 | 0 | -1.6451e-05
2030-05-23 | 2 | 153.4735 | 153.4735 | 0 | 66.5277 | 39.5808 | 3777.208 | 3625.9746 | 3785.312 | 3743.1306 | 3642.53 | 3538.3291 | 0 | -1.6451e-05
2030-05-23 | 3 | 0 | 0 | 0 | 133.1675 | 92.5486 | 3777.208 | 3625.9746 | 1478.3802 | 3743.1306 | 3642.53 | 3538.3291 | 0 | 944.0145
2030-05-23 | 4 | 0 | 0 | 0 | 66.5277 | 66.5277 | 3777.208 | 3625.9746 | 713.1606 | 3743.1306 | 3642.53 | 3538.3291 | 0 | -1080.5876
2030-05-23 | 5 | 0 | 0 | 0 | 0 | 0 | 3777.208 | 3625.9746 | 1892.6548 | 3743.1306 | 3642.53 | 3538.3291 | 0 | -1080.5876
2030-05-23 | 6 | 0 | 0 | 0 | 133.1675 | 153.6032 | 3777.208 | 3625.9746 | 3785.312 | 3743.1306 | 3642.53 | 3538.3291 | 0 | -1080.5876
2030-05-23 | 7 | 153.4735 | 79.8366 | 70.8253 | 0 | 0 | 3777.208 | 3625.9746 | 3785.312 | 3743.1306 | 3642.53 | 3538.3291 | 0 | -1.6451e-05
2030-05-23 | 8 | 153.4735 | 153.4735 | 0 | 102.2049 | 133.2797 | 3777.208 | 3625.9746 | 3785.312 | 3743.1306 | 3642.53 | 3538.3291 | 180.9171 | -1080.5876
2030-05-23 | 9 | 153.4735 | 153.4735 | 0 | 133.2797 | 123.3976 | 3777.208 | 3625.9746 | 3785.312 | 3743.1306 | 3642.53 | 3538.3291 | 485.2698 | -1080.5876
2030-05-23 | 10 | 0 | 0 | 0 | 133.2797 | 164.885 | 3777.208 | 3625.9746 | 3785.312 | 3743.1306 | 3642.53 | 3538.3291 | 139.3885 | -1080.5876
2030-05-23 | 11 | 0 | 0 | 0 | 133.2797 | 162.6012 | 3777.208 | 3625.9746 | 3785.312 | 3743.1306 | 3642.53 | 3538.3291 | 314.7478 | -1080.5876
2030-05-23 | 12 | 0 | 0 | 179.0381 | 133.2797 | 155.3598 | 3777.208 | 3625.9746 | 3785.312 | 3743.1306 | 3642.53 | 3538.3291 | 323.5132 | -1080.5876
2030-05-23 | 13 | 0 | 0 | 63.4379 | 147.083 | 133.2797 | 3777.208 | 3625.9746 | 3785.312 | 3743.1306 | 3642.53 | 3538.3291 | 320.5451 | -1080.5876
2030-05-23 | 14 | 0 | 0 | 646.4638 | 266.4473 | 206.4359 | 3777.208 | 3625.9746 | 3785.312 | 3743.1306 | 3642.53 | 3538.3291 | 271.0729 | -1080.5876
2030-05-23 | 15 | 0 | 0 | 646.4638 | 199.9196 | 177.1287 | 3777.208 | 3625.9746 | 3785.312 | 3743.1306 | 3642.53 | 3538.3291 | 263.1367 | -1080.5876
2030-05-23 | 16 | 0 | 0 | 646.4638 | 266.4473 | 266.4473 | 3777.208 | 3224.2371 | 3785.312 | 3743.1306 | 3642.53 | 3538.3291 | 248.9372 | -1080.5876
2030-05-23 | 17 | 11.0624 | 0 | 646.4638 | 266.4473 | 266.4473 | 3777.208 | 3409.6689 | 3785.312 | 3743.1306 | 3642.53 | 3538.3291 | 259.9286 | -1080.5876
2030-05-23 | 18 | 0 | 0 | 646.4638 | 266.4473 | 266.4473 | 3777.208 | 3625.9746 | 3785.312 | 3743.1306 | 3642.53 | 3538.3281 | 116.2508 | -1080.5876
2030-05-23 | 19 | 0 | 0 | 646.4638 | 266.4473 | 266.4473 | 3777.208 | 3625.9746 | 3785.312 | 3743.1306 | 3642.53 | 3538.3291 | 0 | -1080.5876
2030-05-23 | 20 | 0 | 58.8316 | 80.7778 | 266.4473 | 266.4473 | 3777.208 | 3625.9746 | 3785.312 | 3743.1306 | 3642.53 | 3538.3291 | 0 | -1080.5876
2030-05-23 | 21 | 0 | 0 | 0 | 155.3796 | 199.9196 | 3777.208 | 3625.9746 | 3785.312 | 3743.1306 | 3642.53 | 3538.3291 | 323.5132 | -1080.5876
2030-05-23 | 22 | 0 | 0 | 0 | 199.9196 | 156.1861 | 3777.208 | 3625.9746 | 3785.312 | 3743.1306 | 3642.53 | 3538.3291 | 0 | -1080.5876
2030-05-23 | 23 | 0 | 0 | 67.4763 | 133.2797 | 132.2219 | 3777.208 | 3625.9746 | 3785.312 | 3743.1306 | 3642.53 | 3538.3291 | 0 | -1080.5876
2030-05-23 | 24 | 152.0808 | 0 | 0 | 0 | 54.3588 | 3777.208 | 3625.9746 | 3785.312 | 3743.1306 | 3642.53 | 3538.3291 | 584.3962 | -1080.5876
2030-05-24 | 1 | 0 | 131.6454 | 0 | 0 | 0 | 3777.208 | 3625.9746 | 3785.312 | 3743.1306 | 3642.53 | 3538.3291 | 0 | -1080.5876
2030-05-24 | 2 | 116.7846 | 153.4735 | 0 | 94.1885 | 133.1675 | 3777.208 | 3625.9746 | 3785.312 | 3743.1306 | 3642.53 | 3538.3291 | 0 | 1080.5876
2030-05-24 | 3 | 0 | 0 | 0 | 133.1675 | 153.4491 | 3777.208 | 3625.9746 | 3785.312 | 3743.1306 | 3642.53 | 3538.3291 | 0 | -1080.5876
2030-05-24 | 4 | 0 | 0 | 0 | 183.7473 | 133.1675 | 3777.208 | 3625.9746 | 3785.312 | 3743.1306 | 3642.53 | 3538.3291 | 0 | -1080.5876
2030-05-24 | 5 | 153.4735 | 153.4735 | 0 | 12.4629 | 66.5277 | 3777.208 | 3536.3281 | 3785.312 | 3743.1306 | 3642.53 | 3538.3291 | 0 | -1080.5876
2030-05-24 | 6 | 153.4735 | 153.4735 | 0 | 0 | 0 | 3777.208 | 3625.9746 | 3785.312 | 3743.1306 | 3642.53 | 3538.3291 | 0 | -1080.5876
2030-05-24 | 7 | 153.4735 | 153.4735 | 0 | 0 | 0 | 3777.208 | 3625.9746 | 3785.312 | 3743.1306 | 3642.53 | 3538.3291 | 0 | -1080.5876
2030-05-24 | 8 | 153.4735 | 153.4735 | 0 | 0 | 0 | 3777.208 | 3625.9746 | 3785.312 | 3743.1306 | 3642.53 | 3538.3291 | 0 | -1080.5876
2030-05-24 | 9 | 153.4735 | 153.4735 | 0 | 133.2797 | 99.9405 | 3777.208 | 3625.9746 | 3785.312 | 3743.1306 | 3642.53 | 3538.3291 | 303.2489 | -1080.5876
2030-05-24 | 10 | 153.4735 | 153.4735 | 0 | 0 | 0 | 3777.208 | 3625.9746 | 3785.312 | 3743.1306 | 3642.53 | 3538.3291 | 308.4635 | -1080.5876
2030-05-24 | 11 | 153.4735 | 153.4735 | 0 | 0 | 0 | 3777.208 | 3625.9746 | 3785.312 | 3743.1306 | 3642.53 | 3538.3291 | 335.6931 | -1080.5876
2030-05-24 | 12 | 153.4735 | 153.4735 | 0 | 0 | 0 | 3777.208 | 3625.9746 | 3785.312 | 3743.1306 | 3642.53 | 3538.3291 | 365.1949 | -1080.5876
2030-05-24 | 13 | 153.4735 | 211.9193 | 427.6838 | 266.4473 | 266.4473 | 3777.208 | 3625.9746 | 3785.312 | 3743.1306 | 3642.53 | 3538.3291 | 0 | 1080.5876
2030-05-24 | 14 | 76.8851 | 0 | 646.4638 | 266.4473 | 266.4473 | 3777.208 | 3134.6484 | 3785.312 | 3743.1306 | 3642.53 | 1317.225 | 0 | -1080.5876
2030-05-24 | 15 | 59.9275 | 306.9471 | 646.4638 | 266.4472 | 266.4472 | 3777.208 | 1245.7723 | 3785.312 | 3743.1306 | 3642.53 | 1769.1646 | 0 | -1080.5876
2030-05-24 | 16 | 153.4735 | 153.4735 | 646.4638 | 266.4473 | 266.4473 | 3777.208 | 890.8459 | 3785.312 | 3743.1306 | 3642.53 | 1769.1646 | 0 | -1080.5876
2030-05-24 | 17 | 153.4735 | 153.4735 | 646.4638 | 266.4473 | 266.4473 | 3777.208 | 1541.2217 | 3785.312 | 3743.1306 | 3642.53 | 1769.1655 | 0 | -1080.5876
2030-05-24 | 18 | 153.4735 | 153.4735 | 646.4638 | 266.4473 | 266.4473 | 3777.208 | 1812.9873 | 3785.312 | 3743.1306 | 3642.53 | 3092.7803 | 0 | -1080.5876
2030-05-24 | 19 | 0 | 0 | 646.4638 | 266.4473 | 261.3435 | 3777.208 | 244.188 | 3785.312 | 3743.1306 | 3642.53 | 3538.3291 | 0 | -1080.5876
2030-05-24 | 20 | 153.4735 | 153.4735 | 332.4435 | 266.4472 | 266.4473 | 3777.208 | -24.9495 | 3785.312 | 3743.1306 | 3642.53 | 1795.6848 | 0 | 1080.5876
2030-05-24 | 21 | 0 | 0 | 0 | 150.6023 | 199.8074 | 3777.208 | 810.861 | 3785.312 | 3743.1306 | 3642.53 | 221.0087 | 323.5132 | -1080.5876
2030-05-24 | 22 | 0 | 0 | 0 | 16.4935 | 66.5277 | 3777.208 | 721.2045 | 3785.312 | 3743.1306 | 3642.53 | -244.6161 | 85.3392 | -1080.5876
2030-05-24 | 23 | 0 | 0 | 0 | 0 | 0 | 3777.208 | 636.9792 | 3785.312 | 3743.1306 | 3642.53 | 0.0009582 | 485.2698 | -1080.5876
2030-05-24 | 24 | 0 | 0 | 0 | 0 | 0 | 3777.208 | 1237.9523 | 3785.312 | 3743.1306 | 3642.53 | 221.0101 | 0 | -1080.5876
2030-05-25 | 1 | 153.4735 | 153.4735 | 0 | 133.1675 | 110.537 | 3777.208 | 1481.598 | 3785.312 | 3743.1306 | 3642.53 | 1054.1238 | 0 | 1080.5876
2030-05-25 | 2 | 0 | 0 | 0 | 0 | 0 | 3777.208 | 1936.2644 | 3785.312 | 3743.1306 | 3642.53 | 331.4911 | 0 | -1080.5876
2030-05-25 | 3 | 0 | 0 | 0 | 0 | 0 | 3777.208 | 2590.8545 | 3785.312 | 3743.1306 | 3642.53 | 265.2429 | 0 | -120.6843
2030-05-25 | 4 | 0 | 0 | 0 | 0 | 0 | 3697.2656 | 230.9264 | 2711.8223 | 3743.1306 | 3642.53 | 1281.188 | 0 | -1.6451e-05
2030-05-25 | 5 | 153.4735 | 133.5286 | 0 | 0 | 0 | 3777.208 | 230.9234 | 3765.1982 | 3743.1306 | 3642.53 | 3538.3291 | 0 | 540.2938
2030-05-25 | 6 | 39.5161 | 0 | 0 | 0 | 0 | 3777.208 | 333.8936 | 3785.312 | 3743.1306 | 3642.53 | 3538.3291 | 0 | 1080.5876
2030-05-25 | 7 | 0 | 0 | 0 | 0 | 0 | 3777.208 | 230.9221 | 997.9225 | 3743.1294 | 3642.53 | 3538.3291 | 0 | 1080.5876
2030-05-25 | 8 | 153.4735 | 129.1886 | 0 | 0 | 0 | 3777.208 | 230.9177 | 1422.6593 | 3743.1306 | 3642.53 | 3538.3291 | 0 | -1080.5876
2030-05-25 | 9 | 0 | 0 | 0 | 0 | 0 | 3658.6729 | 3625.9746 | 3481.3694 | 3743.1306 | 3642.53 | 2654.9565 | 0 | -1080.5876
2030-05-25 | 10 | 0 | 0 | 0 | 0 | 0 | 3777.208 | 3625.9746 | 3785.312 | 3743.1306 | 3642.53 | 580.3245 | 0 | -1080.5876
2030-05-25 | 11 | 153.4735 | 153.4735 | 0 | 66.6399 | 6.926 | 3777.208 | 3625.9746 | 3785.312 | 3743.1306 | 3642.53 | 459.4505 | 0 | -1080.5876
2030-05-25 | 12 | 153.4735 | 153.4735 | 0 | 66.6399 | 64.2372 | 3777.208 | 3139.7529 | 3785.312 | 3743.1306 | 3642.53 | 265.2417 | 0 | -1080.5876
2030-05-25 | 13 | 0 | 0 | 0 | 199.9196 | 199.9196 | 3777.208 | 2017.9307 | 3785.312 | 3743.1306 | 3642.53 | 265.2419 | 238.9807 | -1080.5876
2030-05-25 | 14 | 0 | 0 | 51.1762 | 133.2797 | 180.6353 | 3777.208 | 1410.7568 | 3785.312 | 3743.1306 | 3642.53 | 1769.1646 | 182.7189 | -1080.5876
2030-05-25 | 15 | 0 | 0 | 646.4638 | 195.7533 | 133.2797 | 3777.208 | 168.9183 | 3785.312 | 3743.1306 | 3642.53 | 0.001011 | 0 | -1080.5876
2030-05-25 | 16 | 0 | 0 | 646.4638 | 199.9196 | 195.282 | 3777.208 | 168.9199 | 3785.312 | 3743.1306 | 3642.53 | -14.8192 | 135.0636 | -1080.5876
2030-05-25 | 17 | 0 | 0 | 646.4638 | 199.9196 | 210.748 | 3777.208 | 168.9225 | 3785.312 | 3743.1306 | 3642.53 | 0 | 165.2544 | -1080.5876
2030-05-25 | 18 | 0 | 0 | 646.4638 | 199.9196 | 253.173 | 3713.332 | 168.9176 | 3785.312 | 3743.1306 | 3642.53 | 24.9367 | 0 | -1080.5876
2030-05-25 | 19 | 0 | 0 | 646.4638 | 199.9196 | 265.5796 | 3513.728 | 1951.8958 | 3785.312 | 3743.1306 | 3642.53 | 400.1369 | 0 | -1080.5876
2030-05-25 | 20 | 0 | 42.8806 | 7.1659 | 199.9196 | 199.9196 | 3777.208 | 3095.0298 | 3785.312 | 3743.1306 | 3642.53 | 265.2417 | 124.2101 | -1080.5876
2030-05-25 | 21 | 153.4735 | 153.4735 | 72.4271 | 133.2797 | 80.8161 | 3777.208 | 3625.9746 | 3785.312 | 3743.1306 | 3642.53 | 460.0844 | 95.8228 | -1080.5876
2030-05-25 | 22 | 153.4735 | 153.4735 | 75.5472 | 91.3413 | 133.2797 | 3777.208 | 3625.9746 | 3535.0396 | 3743.1306 | 3642.53 | 997.401 | 48.6984 | -1080.5876
2030-05-25 | 23 | 153.4735 | 153.4735 | 0 | 125.381 | 133.2797 | 3777.208 | 2797.4597 | 3364.95 | 3743.1306 | 3642.53 | 265.2417 | 0 | -1080.5876
2030-05-25 | 24 | 153.4735 | 153.4735 | 0 | 111.3648 | 133.2797 | 3777.208 | 1449.3771 | 2156.4573 | 3743.1306 | 3642.53 | 265.2423 | 0 | -1080.5876
2030-05-26 | 1 | 153.4735 | 153.4735 | 0 | 66.6399 | 43.6805 | 3777.208 | 2217.5027 | 63.4969 | 3743.1306 | 3642.53 | 1593.7748 | 0 | -1.6451e-05
2030-05-26 | 2 | 0 | 0 | 0 | 0 | 0 | 3217.0605 | 3625.9746 | 543.4011 | 2469.9475 | 3642.53 | 1854.0161 | 0 | 1080.5876
2030-05-26 | 3 | 0 | 0 | 0 | 0 | 0 | 3777.208 | 3328.262 | 418.3125 | 467.9087 | 3642.53 | 3538.3291 | 0 | 1080.5876
2030-05-26 | 4 | 0 | 0 | 0 | 0 | 0 | 3777.208 | 1812.9873 | 480.9604 | -2.5272e-05 | 3642.53 | 3538.3291 | 0 | 1080.5876
2030-05-26 | 5 | 0 | 0 | 0 | 0 | 0 | 3777.208 | 333.8943 | -0.0010138 | 131.7561 | 3642.53 | 3538.3291 | 0 | 1080.5876
2030-05-26 | 6 | 0 | 0 | 0 | 0 | 0 | 3777.208 | 1109.2834 | 205.6047 | -60.0916 | 3642.53 | 3538.3291 | 0 | 686.4816
2030-05-26 | 7 | 0 | 0 | 0 | 0 | 0 | 3777.208 | 333.8906 | 501.6838 | 26.9858 | 3642.53 | 3538.3291 | 0 | 1080.5876
2030-05-26 | 8 | 63.0443 | 153.4735 | 0 | 0 | 0 | 3777.208 | 1369.4346 | 831.4509 | 114.0846 | 3642.53 | 3538.3291 | 0 | -1080.5876
2030-05-26 | 9 | 153.4735 | 153.4735 | 0 | 0 | 0 | 3777.208 | 3625.9746 | 528.4266 | 1392.8201 | 3642.53 | 3538.3291 | 0 | -1080.5876
2030-05-26 | 10 | 460.4206 | 347.4772 | 0 | 199.9196 | 199.9196 | 3777.208 | 3625.9746 | 815.6051 | 3743.1306 | 3642.53 | 3538.3291 | 0 | 1080.5876
2030-05-26 | 11 | 460.4206 | 460.4206 | 0 | 133.2797 | 140.7365 | 3777.208 | 3625.9746 | 1050.4657 | 3743.1306 | 3642.53 | 3538.3291 | 0 | -1080.5876
2030-05-26 | 12 | 460.4206 | 460.3843 | 0 | 133.2797 | 133.2797 | 3777.208 | 3625.9746 | 577.691 | 3743.1306 | 3642.53 | 3538.3291 | 130.2265 | -1080.5876
2030-05-26 | 13 | 460.4206 | 454.3393 | 109.9175 | 199.9196 | 199.9196 | 3777.208 | 1812.9873 | 1424.8643 | 1816.9709 | 542.7798 | 1769.1646 | 111.039 | -1080.5876
2030-05-26 | 14 | 460.4206 | 457.879 | 646.4638 | 199.9196 | 199.9196 | 2480.314 | 166.8607 | 921.0583 | 0 | 0 | 0 | 400.9952 | -1080.5876
2030-05-26 | 15 | 460.4206 | 460.4206 | 646.4638 | 266.4473 | 216.1102 | 2887.927 | 168.9198 | 881.7207 | 0 | -29.8462 | 221.0085 | 452.032 | -1080.5876
2030-05-26 | 16 | 460.4206 | 460.4206 | 646.4638 | 266.4473 | 266.4472 | 2474.9685 | 166.8609 | 1027.8824 | 0 | 0 | 59.1514 | 384.3011 | -1080.5876
2030-05-26 | 17 | 460.4206 | 460.4206 | 646.4638 | 266.4473 | 266.4473 | 1888.604 | 362.9787 | 1362.7032 | 0 | 0 | 880.875 | 357.4284 | -1080.5876
2030-05-26 | 18 | 153.4735 | 153.4735 | 646.4638 | 199.9196 | 199.9196 | 2804.6006 | 1812.9873 | 1079.4097 | -1871.5653 | 0 | 2698.7944 | 51.8212 | -1080.5876
2030-05-26 | 19 | 153.4735 | 153.4735 | 646.4638 | 185.4292 | 199.9196 | 3777.208 | 3625.9746 | 645.7554 | -600.9783 | 0 | 3538.3291 | 0 | -1080.5876
2030-05-26 | 20 | 153.4735 | 153.4735 | 0 | 199.9196 | 199.9196 | 3777.208 | 3625.9746 | 111.5172 | 404.2115 | 31.0392 | 3538.3291 | 0 | -1080.5876
2030-05-26 | 21 | 153.4735 | 153.4735 | 0 | 163.8269 | 133.2797 | 3777.208 | 3625.9746 | -705.5822 | 2767.312 | 1821.265 | 3538.3291 | 96.9557 | -1080.5876
2030-05-26 | 22 | 306.9471 | 242.2776 | 0 | 199.9196 | 155.1924 | 3777.208 | 3625.9746 | 258.822 | 3743.1306 | 3064.6785 | 3538.3291 | 246.4797 | -1080.5876
2030-05-26 | 23 | 306.9471 | 232.7692 | 0 | 133.2797 | 91.3999 | 3777.208 | 3625.9746 | 1893.1542 | 3743.1306 | 3642.53 | 3538.3291 | 278.1469 | -1080.5876
2030-05-26 | 24 | 153.4735 | 153.4735 | 0 | 133.2797 | 126.6442 | 3777.208 | 3625.9746 | 3785.312 | 3743.1306 | 3642.53 | 3538.3291 | 264.8323 | -1080.5876
2030-05-27 | 1 | 153.4735 | 153.4735 | 0 | 133.2797 | 135.5364 | 3777.208 | 3625.9746 | 3785.312 | 3743.1306 | 3642.53 | 3538.3291 | 394.3223 | -1080.5876
2030-05-27 | 2 | 153.4735 | 153.4735 | 0 | 0 | 0 | 3777.208 | 3625.9746 | 3785.312 | 3743.1306 | 3642.53 | 3538.3291 | 0 | -1080.5876
2030-05-27 | 3 | 153.4735 | 153.4735 | 0 | 0 | 0 | 3777.208 | 3625.9746 | 1892.6559 | 3743.1306 | 3642.53 | 3538.3291 | 0 | -1.6451e-05
2030-05-27 | 4 | 153.4735 | 153.4735 | 0 | 0 | 0 | 3777.208 | 3625.9746 | 853.2619 | 3743.1306 | 3642.53 | 3538.3291 | 0 | -1080.5876
2030-05-27 | 5 | 153.4735 | 88.1888 | 0 | 0 | 0 | 3777.208 | 3625.9746 | 1892.6559 | 3743.1306 | 3642.53 | 3538.3291 | 0 | -1080.5876
2030-05-27 | 6 | 153.4735 | 86.3548 | 0 | 0 | 0 | 3777.208 | 3625.9746 | 1892.6549 | 3743.1306 | 3642.53 | 3538.3291 | 0 | -1080.5876
2030-05-27 | 7 | 153.4735 | 69.2736 | 0 | 0 | 0 | 3777.208 | 3625.9746 | 3785.312 | 3743.1306 | 3642.53 | 3538.3291 | 0 | -540.2938
2030-05-27 | 8 | 153.4735 | 153.4735 | 0 | 0 | 0 | 3777.2092 | 3625.9746 | 3785.312 | 3743.1306 | 3642.53 | 3538.3291 | 0 | -1080.5876
2030-05-27 | 9 | 153.4735 | 153.4735 | 0 | 0 | 0 | 3777.208 | 3625.9746 | 3785.312 | 3743.1306 | 3642.53 | 3538.3291 | 0 | -1080.5876
2030-05-27 | 10 | 105.2828 | 0 | 0 | 16.0391 | 66.6399 | 3777.208 | 3625.9746 | 3785.312 | 3743.1306 | 3642.53 | 3538.3291 | 134.4129 | -1080.5876
2030-05-27 | 11 | 8.9478 | 0 | 0 | 115.2654 | 133.2797 | 3777.208 | 3625.9746 | 3785.312 | 3743.1306 | 3642.53 | 3538.3291 | 0 | -1080.5876
2030-05-27 | 12 | 22.0803 | 0 | 0 | 133.2797 | 116.6373 | 3777.208 | 3625.9746 | 3785.312 | 3743.1306 | 3642.53 | 3538.3291 | 272.3097 | -1080.5876
2030-05-27 | 13 | 153.4735 | 153.4735 | 484.8478 | 167.486 | 133.2797 | 3777.208 | 3625.9746 | 3785.312 | 3743.1306 | 3642.53 | 3538.3291 | 0 | -1080.5876
2030-05-27 | 14 | 74.6111 | 153.4735 | 0 | 133.2797 | 189.7132 | 3777.208 | 3625.9746 | 3785.312 | 3743.1306 | 3642.53 | 3538.3291 | 323.5132 | -1080.5876
2030-05-27 | 15 | 0 | 0 | 646.4638 | 203.3617 | 266.4473 | 3777.208 | 3625.9746 | 3785.312 | 3743.1306 | 3642.53 | 3538.3291 | 0 | -1080.5876
2030-05-27 | 16 | 0 | 0 | 646.4638 | 266.4473 | 234.7012 | 3777.208 | 3625.9746 | 3785.312 | 3743.1306 | 3642.53 | 3538.3291 | 0 | 1080.5876
2030-05-27 | 17 | 104.2597 | 153.4735 | 646.4638 | 199.9196 | 199.9196 | 3777.208 | 3625.9746 | 3785.312 | 3743.1306 | 3642.53 | 3538.3291 | 0 | -1080.5876
2030-05-27 | 18 | 46.8411 | 0 | 646.4638 | 266.4473 | 266.4473 | 3777.208 | 3625.9746 | 3785.312 | 3743.1306 | 3642.53 | 3538.3291 | 0 | -1080.5876
2030-05-27 | 19 | 0 | 124.2044 | 0 | 199.9196 | 179.2406 | 3777.208 | 3625.9746 | 3785.312 | 3743.1306 | 3642.53 | 3538.3291 | 0 | -1080.5876
2030-05-27 | 20 | 153.4735 | 76.2681 | 0 | 199.9196 | 155.5459 | 3777.208 | 3625.9746 | 3785.312 | 3743.1306 | 3642.53 | 3538.3291 | 0 | -1080.5876
2030-05-27 | 21 | 153.4735 | 150.3806 | 17.8083 | 66.6399 | 119.6998 | 3777.208 | 3625.9746 | 3785.312 | 3743.1306 | 3642.53 | 3538.3291 | 0 | -1080.5876
2030-05-27 | 22 | 153.4735 | 153.4735 | 0 | 66.6399 | 18.4898 | 3777.208 | 3625.9746 | 3785.312 | 3743.1306 | 3642.53 | 3538.3291 | 0 | -1080.5876
2030-05-27 | 23 | 153.4735 | 153.4735 | 0 | 133.2797 | 122.8025 | 3777.208 | 3625.9746 | 3785.312 | 3743.1306 | 3642.53 | 3538.3291 | 0 | -1080.5876
2030-05-27 | 24 | 153.4735 | 153.4735 | 0 | 0 | 0 | 3777.208 | 3625.9746 | 3785.312 | 3743.1306 | 3642.53 | 3538.3291 | 0 | -1080.5876
2030-05-28 | 1 | 153.4735 | 153.4735 | 0 | 0 | 0 | 3777.208 | 3625.9746 | 3785.312 | 3743.1306 | 3642.53 | 3538.3291 | 305.4539 | -1080.5876
2030-05-28 | 2 | 153.4735 | 153.4735 | 0 | 0 | 0 | 3777.208 | 3625.9746 | 3785.312 | 3743.1306 | 3642.53 | 3538.3291 | 212.2782 | -1080.5876
2030-05-28 | 3 | 153.4735 | 153.4735 | 0 | 0 | 0 | 3777.208 | 3625.9746 | 3785.312 | 3743.1306 | 3642.53 | 3538.3291 | 0 | -1080.5876
2030-05-28 | 4 | 153.4735 | 153.4735 | 0 | 0 | 0 | 3777.208 | 3625.9746 | 1892.6559 | 3743.1306 | 3642.53 | 3538.3291 | 0 | -1080.5876
2030-05-28 | 5 | 0 | 0 | 0 | 0 | 0 | 3777.208 | 3625.9746 | 3785.312 | 3743.1306 | 3642.53 | 3538.3291 | 0 | -1080.5876
2030-05-28 | 6 | 153.4735 | 122.9948 | 0 | 0 | 0 | 3777.208 | 3625.9746 | 3785.312 | 3743.1306 | 3642.53 | 3538.3291 | 0 | -1080.5876
2030-05-28 | 7 | 34.6276 | 153.4735 | 0 | 0 | 0 | 3777.208 | 3625.9746 | 3785.312 | 3743.1306 | 3642.53 | 3538.3291 | 0 | -1080.5876
2030-05-28 | 8 | 153.4735 | 153.4735 | 0 | 0 | 0 | 3777.208 | 3625.9746 | 3785.312 | 3743.1306 | 3642.53 | 3538.3291 | 380.2494 | -1080.5876
2030-05-28 | 9 | 153.4735 | 153.4735 | 0 | 66.6399 | 87.1672 | 3777.208 | 3625.9746 | 3785.312 | 3743.1306 | 3642.53 | 3538.3291 | 0 | -1080.5876
2030-05-28 | 10 | 153.4735 | 153.4735 | 0 | 133.2797 | 134.6616 | 3777.208 | 3625.9746 | 3785.312 | 3743.1306 | 3642.53 | 3538.3291 | 0 | -1080.5876
2030-05-28 | 11 | 153.4735 | 153.4735 | 0 | 99.0337 | 133.2797 | 3777.2092 | 3625.9746 | 3785.312 | 3743.1306 | 3642.53 | 3538.3291 | 0 | -1080.5876
2030-05-28 | 12 | 153.4735 | 153.4735 | 0 | 133.2797 | 180.8322 | 3777.208 | 3625.9746 | 3785.312 | 3743.1306 | 3642.53 | 3538.3291 | 0 | -1080.5876
2030-05-28 | 13 | 153.4735 | 153.4735 | 0 | 200.1698 | 266.4473 | 3777.208 | 3625.9746 | 3785.312 | 3743.1306 | 3642.53 | 3538.3291 | 0 | -1080.5876
2030-05-28 | 14 | 153.4735 | 153.4735 | 0 | 199.9196 | 150.6169 | 3777.208 | 3625.9746 | 3785.312 | 3743.1306 | 3642.53 | 3538.3291 | 0 | -1080.5876
2030-05-28 | 15 | 153.4735 | 153.4735 | 646.4638 | 133.2797 | 174.9834 | 3777.207 | 3625.9746 | 3785.312 | 3743.1306 | 3642.53 | 3538.3291 | 0 | -1080.5876
2030-05-28 | 16 | 0 | 0 | 646.4638 | 133.2797 | 180.7737 | 3777.208 | 3625.9746 | 3785.312 | 3743.1306 | 3642.53 | 3538.3291 | 0 | -1080.5876
2030-05-28 | 17 | 0 | 0 | 56.8374 | 199.9196 | 199.181 | 3777.208 | 3625.9746 | 3785.312 | 3743.1306 | 3642.53 | 3538.3291 | 0 | -1080.5876
2030-05-28 | 18 | 0 | 0 | 164.4044 | 199.9196 | 199.6587 | 3777.208 | 3625.9746 | 3785.312 | 3743.1306 | 3642.53 | 3538.3291 | 0 | -1080.5876
2030-05-28 | 19 | 0 | 0 | 646.4638 | 199.9196 | 145.074 | 3777.208 | 3625.9746 | 3785.312 | 3743.1306 | 3642.53 | 3538.3291 | 0 | -1080.5876
2030-05-28 | 20 | 153.4735 | 153.4735 | 0 | 66.6399 | 26.9568 | 3777.208 | 3625.9746 | 3785.312 | 3743.1306 | 3642.53 | 3538.3291 | 0 | -1080.5876
2030-05-28 | 21 | 153.4735 | 153.4735 | 0 | 66.6399 | 48.3364 | 3777.208 | 3625.9746 | 3785.312 | 3743.1306 | 3642.53 | 3538.3291 | 0 | -1080.5876
2030-05-28 | 22 | 132.2493 | 153.4735 | 0 | 51.4441 | 66.6399 | 3777.208 | 3625.9746 | 3785.312 | 3743.1306 | 3642.53 | 3538.3291 | 0 | -1080.5876
2030-05-28 | 23 | 153.4735 | 153.4735 | 0 | 37.0001 | 66.6399 | 3777.208 | 3625.9746 | 3785.312 | 3743.1306 | 3642.53 | 3538.3291 | 0 | -1080.5876
2030-05-28 | 24 | 153.4735 | 153.4735 | 0 | 11.3212 | 66.6399 | 3777.208 | 3625.9746 | 3785.312 | 3743.1306 | 3642.53 | 3538.3291 | 0 | -1080.5876
2030-05-29 | 1 | 153.4735 | 153.4735 | 0 | 0 | 0 | 3777.208 | 3625.9746 | 3785.312 | 3743.1306 | 3642.53 | 3538.3291 | 0 | -1080.5876
2030-05-29 | 2 | 153.4735 | 153.4735 | 0 | 0 | 0 | 3777.208 | 3625.9746 | 3785.312 | 3743.1306 | 3642.53 | 3538.3291 | 0 | -1080.5876
2030-05-29 | 3 | 153.4735 | 153.4735 | 0 | 0 | 0 | 3777.208 | 3625.9746 | 3785.312 | 3743.1306 | 3642.53 | 3538.3291 | 0 | -1080.5876
2030-05-29 | 4 | 153.4735 | 153.4735 | 0 | 0 | 0 | 3777.208 | 3625.9746 | 3785.312 | 3743.1306 | 3642.53 | 3538.3291 | 0 | -1080.5876
2030-05-29 | 5 | 153.4735 | 153.4735 | 0 | 0 | 0 | 3777.208 | 3625.9746 | 3785.312 | 3743.1306 | 3642.53 | 3538.3291 | 0 | -1080.5876
2030-05-29 | 6 | 0 | 0 | 0 | 0 | 0 | 3777.208 | 3625.9746 | 3785.312 | 3743.1306 | 3642.53 | 3538.3291 | 0 | -1080.5876
2030-05-29 | 7 | 0 | 0 | 0 | 0 | 0 | 3777.208 | 3625.9746 | 3785.312 | 3743.1306 | 3642.53 | 3538.3291 | 0 | -1080.5876
2030-05-29 | 8 | 153.4735 | 153.4735 | 0 | 266.4473 | 205.5102 | 3777.208 | 3625.9746 | 3785.312 | 3743.1306 | 3642.53 | 3538.3291 | 323.5132 | -1080.5876
2030-05-29 | 9 | 153.4735 | 153.4735 | 0 | 266.4473 | 266.4473 | 3777.208 | 3625.9746 | 3785.312 | 3743.1306 | 3642.53 | 3538.3291 | 485.2698 | -1080.5876
2030-05-29 | 10 | 153.4735 | 153.4735 | 0 | 266.4473 | 266.4473 | 3777.208 | 3625.9746 | 3785.3108 | 3743.1306 | 3642.53 | 3538.3291 | 323.5132 | -1080.5876
2030-05-29 | 11 | 153.4735 | 153.4735 | 0 | 266.4473 | 266.4472 | 3777.208 | 3625.9746 | 3785.312 | 3743.1306 | 3642.53 | 3538.3291 | 323.5132 | -1080.5876
2030-05-29 | 12 | 153.4735 | 153.4735 | 0 | 266.4472 | 263.4293 | 3777.208 | 3625.9746 | 3785.312 | 3743.1306 | 3642.53 | 3538.3291 | 396.0687 | -1080.5876
2030-05-29 | 13 | 112.886 | 153.4735 | 0 | 266.4472 | 266.4472 | 3777.208 | 3625.9746 | 3785.312 | 3743.1306 | 3642.53 | 3538.3291 | 0 | -1080.5876
2030-05-29 | 14 | 153.4735 | 153.4735 | 0 | 266.4473 | 208.7979 | 3777.208 | 3625.9746 | 3785.312 | 3743.1306 | 3642.53 | 3538.3291 | 0 | -1080.5876
2030-05-29 | 15 | 153.4735 | 153.4735 | 0 | 266.4473 | 266.4472 | 3777.208 | 2966.9824 | 3785.312 | 3743.1306 | 3642.53 | 3292.6406 | 0 | -1080.5876
2030-05-29 | 16 | 153.4735 | 153.4735 | 407.4142 | 266.4473 | 266.4473 | 3777.208 | 2095.2429 | 3785.312 | 3743.1306 | 3642.53 | 3538.3291 | 0 | -1080.5876
2030-05-29 | 17 | 460.4206 | 460.4206 | 369.5378 | 199.9196 | 217.5514 | 3777.208 | 1812.9873 | 3785.312 | 3743.1306 | 3642.53 | 3538.3291 | 0 | -1080.5876
2030-05-29 | 18 | 460.4206 | 460.4206 | 364.2987 | 199.9196 | 199.9196 | 3777.208 | 1812.9873 | 1892.656 | 3743.1306 | 3642.53 | 3538.3291 | 0 | -1080.5876
2030-05-29 | 19 | 460.4206 | 460.4206 | 386.5119 | 266.4473 | 266.4473 | 3777.208 | 1812.9873 | 1892.656 | 3743.1306 | 1821.265 | 3538.3291 | 0 | -1080.5876
2030-05-29 | 20 | 460.4206 | 460.4206 | 128.0434 | 244.3852 | 199.9196 | 3777.208 | 986.7624 | 1041.6984 | 1871.5653 | 3642.53 | 3538.3291 | 0 | -1080.5876
2030-05-29 | 21 | 460.4206 | 460.4206 | 506.0071 | 199.9196 | 199.9196 | 3626.5334 | 168.9195 | 1892.656 | 3743.1306 | 3642.53 | 3538.3291 | 0 | -1080.5876
2030-05-29 | 22 | 460.4206 | 460.4206 | 404.4402 | 266.4473 | 266.4473 | 2794.8513 | 168.9196 | 1892.656 | 1871.5653 | 3642.53 | 3538.3291 | 0 | -1080.5876
2030-05-29 | 23 | 460.4206 | 460.4206 | 646.4638 | 266.4472 | 266.4473 | 1888.604 | 168.9197 | 1892.656 | 1871.5653 | 3642.53 | 1769.1646 | 0 | -1080.5876
2030-05-29 | 24 | 460.4206 | 460.4206 | 646.4638 | 246.9568 | 199.9196 | 1888.604 | 168.9194 | 1892.656 | 1871.5653 | 2806.3223 | 1769.1646 | 0 | -1080.5876
2030-05-30 | 1 | 306.9471 | 449.7609 | 646.4638 | 0 | 0 | 3777.208 | 168.2944 | 434.4997 | 1871.5653 | 3642.53 | 2052.5032 | 0 | -1080.5876
2030-05-30 | 2 | 254.3031 | 153.4735 | 0 | 0 | 0 | 3777.208 | 3625.9746 | 3512.387 | 3743.1306 | 3642.53 | 3538.3291 | 0 | -1080.5876
2030-05-30 | 3 | 153.4735 | 153.4735 | 0 | 0 | 0 | 3777.208 | 3625.9746 | 3785.312 | 3743.1306 | 3642.53 | 3538.3291 | 0 | -1080.5876
2030-05-30 | 4 | 153.4735 | 153.4735 | 0 | 0 | 0 | 3777.208 | 3625.9746 | 3785.312 | 3743.1306 | 3642.53 | 3538.3291 | 0 | -1080.5876
2030-05-30 | 5 | 153.4735 | 153.4735 | 0 | 0 | 0 | 3777.208 | 3625.9746 | 3785.312 | 3743.1306 | 3642.53 | 3538.3291 | 0 | -1080.5876
2030-05-30 | 6 | 153.4735 | 153.4735 | 0 | 0 | 0 | 3777.208 | 3625.9746 | 3765.2175 | 3743.1306 | 3642.53 | 3538.3291 | 0 | -1080.5876
2030-05-30 | 7 | 153.4735 | 153.4735 | 378.5213 | 0 | 0 | 3777.208 | 3625.9746 | 3785.312 | 3743.1306 | 3642.53 | 3538.3291 | 0 | -1080.5876
2030-05-30 | 8 | 153.4735 | 153.4735 | 0 | 0 | 0 | 3777.208 | 3625.9746 | 2257.9714 | 3743.1306 | 3642.53 | 3538.3291 | 0 | -1080.5876
2030-05-30 | 9 | 460.4206 | 460.4206 | 0 | 133.2797 | 133.2797 | 3777.208 | 3434.4644 | -192.7414 | 3743.1306 | 3642.53 | 3538.3291 | 0 | -1080.5876
2030-05-30 | 10 | 460.4206 | 460.4206 | 646.4638 | 199.9196 | 199.9196 | 3777.208 | 1763.9854 | -62.4716 | 1871.5653 | 1821.265 | 3538.3291 | 0 | -1080.5876
2030-05-30 | 11 | 460.4206 | 460.4206 | 646.4638 | 199.9196 | 199.9196 | 1888.604 | 879.6187 | 423.3983 | 1871.5653 | 1821.265 | 3538.3291 | 0 | -1080.5876
2030-05-30 | 12 | 460.4206 | 460.4206 | 0 | 199.9196 | 199.9196 | 3777.208 | 1812.9873 | 665.4816 | 1871.5653 | 2123.5261 | 3538.3291 | 0 | -1080.5876
2030-05-30 | 13 | 460.4206 | 460.4206 | 0 | 199.9196 | 199.9196 | 3777.208 | 215.8937 | 1072.1566 | 3743.1306 | 1910.7136 | 3538.3291 | 0 | -1080.5876
2030-05-30 | 14 | 460.4206 | 460.4206 | 646.4638 | 199.9196 | 199.9196 | 3777.208 | 1544.7273 | 1107.8103 | 1871.5653 | 1712.549 | 3538.3291 | 0 | -1080.5876
2030-05-30 | 15 | 460.4206 | 460.4206 | 646.4638 | 199.9196 | 199.9196 | 3777.208 | 215.8943 | 796.7563 | 1871.5653 | -3.2425e-05 | 3538.3291 | 0 | -1080.5876
2030-05-30 | 16 | 460.4206 | 460.4206 | 36.0691 | 199.9196 | 199.9196 | 3777.208 | 213.8929 | 174.1048 | 1112.3628 | -3.2425e-05 | 3333.9294 | 0 | -1080.5876
2030-05-30 | 17 | 460.4206 | 460.4206 | 646.4638 | 199.9196 | 199.9196 | 3777.208 | 1812.9873 | 89.649 | 774.973 | 336.2595 | 3538.3291 | 0 | -1080.5876
2030-05-30 | 18 | 301.0784 | 153.4735 | 0 | 199.9196 | 199.9196 | 3777.208 | 1752.4786 | -2.7722 | -2.5272e-05 | -3.2425e-05 | 3538.3291 | 0 | -1080.5876
2030-05-30 | 19 | 306.9471 | 306.9471 | 85.0496 | 199.9196 | 199.9196 | 3777.208 | 1812.9873 | 553.3272 | 1871.5653 | 190.721 | 3538.3291 | 0 | -1080.5876
2030-05-30 | 20 | 460.4206 | 460.4206 | 0 | 199.9196 | 199.9196 | 3777.208 | 1611.0406 | -157.0888 | 1871.5653 | 1821.265 | 3538.3291 | 0 | -1080.5876
2030-05-30 | 21 | 460.4206 | 460.4206 | 0 | 199.9196 | 199.9196 | 3777.208 | 2630.4358 | -1032.3204 | 333.1065 | 3137.9014 | 3538.3291 | 0 | -1080.5876
2030-05-30 | 22 | 460.4206 | 460.4206 | 0 | 199.9196 | 199.9196 | 3777.208 | 1812.9873 | -1239.1926 | 1871.5653 | 2089.7141 | 3538.3291 | 0 | -1080.5876
2030-05-30 | 23 | 460.4206 | 358.7354 | 484.8478 | 199.9196 | 199.9196 | 3777.208 | 168.9192 | -1950.7859 | 1664.8989 | 1821.265 | 3317.0503 | 0 | -1080.5876
2030-05-30 | 24 | 153.4735 | 153.4735 | 0 | 133.2797 | 175.545 | 3777.208 | 2713.6267 | -1485.6372 | 1871.5653 | 787.2173 | 2320.8857 | 0 | -1080.5876
2030-05-31 | 1 | 153.4735 | 153.4735 | 0 | 0 | 0 | 3777.208 | 3536.1882 | -923.6018 | 2915.2603 | -3.2425e-05 | 3538.3291 | 647.0264 | -1080.5876
2030-05-31 | 2 | 153.4735 | 153.4735 | 0 | 0 | 0 | 3777.208 | 3625.9746 | -1927.5687 | 2070.3054 | 3642.53 | 3538.3291 | 598.5648 | -1080.5876
2030-05-31 | 3 | 153.4735 | 153.4735 | 0 | 0 | 0 | 3777.208 | 3625.9746 | -786.4255 | 2710.2864 | 1821.265 | 3538.3291 | 395.5057 | -1080.5876
2030-05-31 | 4 | 153.4735 | 153.4735 | 0 | 0 | 0 | 3777.208 | 1712.3136 | -1876.2073 | -2.5272e-05 | 3642.53 | 3538.3291 | 381.3529 | -1080.5876
2030-05-31 | 5 | 153.4735 | 153.4735 | 0 | 0 | 0 | 3777.208 | 1880.825 | -1568.5883 | 3743.1306 | 3642.53 | 3538.3291 | 293.3378 | -1080.5876
2030-05-31 | 6 | 153.4735 | 153.4735 | 0 | 0 | 0 | 3777.208 | 2503.4041 | -894.5476 | 3743.1306 | 3642.53 | 3538.3291 | 22.3457 | -1080.5876
2030-05-31 | 7 | 153.4735 | 153.4735 | 0 | 0 | 0 | 3777.208 | 215.8934 | 288.3018 | 3052.0483 | 2517.6653 | 3538.3291 | 432.8123 | -1080.5876
2030-05-31 | 8 | 460.4206 | 460.4206 | 0 | 199.9196 | 199.9196 | 3777.208 | 215.8934 | 685.0908 | 1871.5653 | 636.9196 | 1769.1646 | 461.2217 | -1080.5876
2030-05-31 | 9 | 460.4206 | 460.4206 | 391.123 | 199.9196 | 199.9196 | 1888.604 | 168.9189 | 646.4677 | 1871.5653 | 1821.265 | 1769.1646 | 0 | -1080.5876
2030-05-31 | 10 | 460.4206 | 460.4206 | 323.2319 | 199.9196 | 199.9196 | 3723.2468 | 1556.3842 | 686.321 | 1871.5653 | 1821.265 | 3538.3291 | 33.4737 | -1080.5876
2030-05-31 | 11 | 460.4206 | 460.4206 | 263.9215 | 199.9196 | 199.9196 | 3777.208 | 1812.9873 | 359.0059 | 1871.5653 | 1821.265 | 3538.3291 | 0 | -1080.5876
2030-05-31 | 12 | 460.4206 | 460.4206 | 0 | 199.9196 | 199.9196 | 3777.208 | 1426.6066 | 576.0536 | 1871.5653 | 1821.265 | 3538.3291 | 323.5132 | -1080.5876
2030-05-31 | 13 | 460.4206 | 460.4206 | 646.4638 | 199.9196 | 199.9196 | 3777.208 | 168.921 | 224.9706 | 1871.5653 | 1141.2771 | 3538.3291 | 0 | -1080.5876
2030-05-31 | 14 | 460.4206 | 460.4206 | 635.549 | 199.9196 | 199.9196 | 1888.604 | 740.9619 | 237.0328 | 1871.5653 | -563.7866 | 3538.3291 | 0 | -1080.5876
2030-05-31 | 15 | 460.4206 | 460.4206 | 646.4638 | 199.9196 | 199.9196 | 2180.2749 | 166.861 | 721.0625 | 1871.5653 | -1821.265 | 3538.3291 | 0 | -1080.5876
2030-05-31 | 16 | 460.4206 | 460.4206 | 646.4638 | 133.2797 | 193.2468 | 1888.604 | 166.8608 | 318.1441 | 1322.4099 | -1171.9515 | 3538.3291 | 0 | -1080.5876
2030-05-31 | 17 | 306.9471 | 399.4042 | 646.4638 | 133.2797 | 175.6121 | 2244.853 | 168.9198 | 191.4716 | 0 | -786.8008 | 3538.3291 | 0 | -1080.5876
2030-05-31 | 18 | 306.9471 | 315.7745 | 646.4638 | 121.4094 | 66.6399 | 2647.0933 | 168.9189 | 0 | 0 | -576.2751 | 3538.3291 | 0 | -1080.5876
2030-05-31 | 19 | 153.4735 | 153.4735 | 89.8675 | 94.9082 | 66.6399 | 3777.208 | 168.919 | -51.5906 | -393.5836 | -1327.6921 | 3538.3291 | 0 | -1080.5876
2030-05-31 | 20 | 306.9471 | 306.9471 | 323.2319 | 36.5456 | 66.6399 | 3777.208 | 168.9211 | -691.4482 | -1871.5653 | 853.6713 | 3538.3291 | 0 | -1080.5876
2030-05-31 | 21 | 460.4206 | 460.4206 | 459.3864 | 199.9196 | 199.9196 | 2018.2312 | 544.8832 | -617.6772 | -484.6593 | 1821.265 | 3538.3291 | 0 | -1080.5876
2030-05-31 | 22 | 460.4206 | 460.4206 | 440.9906 | 199.9196 | 199.9196 | 1888.604 | 168.9208 | -300.8103 | 1857.2365 | 1226.3604 | 3538.3291 | 0 | -1080.5876
2030-05-31 | 23 | 460.4206 | 460.4206 | 624.622 | 199.9196 | 199.9196 | 1935.9231 | 168.9191 | 0 | 1871.5653 | 1821.265 | 1897.9795 | 0 | -1080.5876
2030-05-31 | 24 | 460.4206 | 460.4206 | 295.8765 | 199.9196 | 199.9196 | 3777.208 | 168.9187 | -271.1824 | 0 | 0 | 1473.5809 | 0 | -1080.5876
2030-06-01 | 1 | 235.966 | 306.9471 | 212.8148 | 133.2797 | 119.1457 | 3777.208 | 166.8605 | -220.5543 | -992.7089 | 82.9896 | 221.0071 | 0 | -1080.5876
2030-06-01 | 2 | 153.4735 | 153.4735 | 0 | 66.6399 | 82.9456 | 3777.208 | 168.9193 | 79.6642 | 0 | 1821.265 | 1446.3551 | 0 | -1080.5876
2030-06-01 | 3 | 153.4735 | 153.4735 | 0 | 0 | 0 | 3777.208 | 230.9229 | -496.3889 | 777.7895 | 3642.53 | 3538.3291 | 0 | -1080.5876
2030-06-01 | 4 | 153.4735 | 153.4735 | 0 | 0 | 0 | 3777.208 | 1812.9873 | -526.6575 | 633.2901 | 3642.53 | 3538.3291 | 0 | -1080.5876
2030-06-01 | 5 | 153.4735 | 153.4735 | 0 | 0 | 0 | 3777.208 | 215.894 | -3.7193e-05 | 390.2464 | 3633.7959 | 3538.3291 | 0 | -1080.5876
2030-06-01 | 6 | 153.4735 | 153.4735 | 0 | 0 | 0 | 3777.208 | 230.9238 | -3.7193e-05 | 297.4653 | 3642.53 | 3538.3291 | 0 | -1080.5876
2030-06-01 | 7 | 153.4735 | 153.4735 | 0 | 0 | 0 | 3777.208 | 215.8936 | 901.2302 | -0.0010018 | 1729.209 | 3538.3291 | 0 | -1080.5876
2030-06-01 | 8 | 153.4735 | 153.4735 | 0 | 66.6399 | 66.6399 | 3777.208 | 183.6435 | 1844.2671 | 1871.5653 | 1628.9817 | 3088.5979 | 0 | -1080.5876
2030-06-01 | 9 | 460.4206 | 460.4206 | 138.9368 | 199.9196 | 199.9196 | 3777.208 | 213.8926 | 1892.656 | -785.6888 | 1443.9629 | 1670.7269 | 0 | -1080.5876
2030-06-01 | 10 | 460.4206 | 460.4206 | 61.0571 | 133.2797 | 169.659 | 1888.604 | 166.8603 | 1793.4418 | -583.0174 | 1821.265 | 1408.7393 | 0 | -1080.5876
2030-06-01 | 11 | 460.4206 | 460.4206 | 173.317 | 199.9196 | 199.9196 | 1888.604 | 168.9196 | 1892.656 | 33.7075 | 1821.265 | 1769.1646 | 0 | -1080.5876
2030-06-01 | 12 | 460.4206 | 460.4206 | 0 | 199.9196 | 199.9196 | 1888.604 | 168.919 | 1845.51 | -611.3978 | 1821.265 | 2822.3818 | 206.7437 | -1080.5876
2030-06-01 | 13 | 460.4206 | 460.4206 | 0 | 199.9196 | 199.9196 | 1888.604 | 168.9196 | 1205.152 | 0 | 1821.265 | 3538.3291 | 485.2698 | -1080.5876
2030-06-01 | 14 | 460.4206 | 460.4206 | 0 | 199.9196 | 199.9196 | 3777.208 | 168.9198 | 1892.656 | 1871.5653 | -1488.5109 | 3528.6538 | 0 | -1080.5876
2030-06-01 | 15 | 460.4206 | 460.4206 | 646.4638 | 199.9196 | 199.9196 | 1888.604 | 168.9196 | 707.5935 | 0 | 0 | 3538.3291 | 0 | -1080.5876
2030-06-01 | 16 | 460.4206 | 460.4206 | 646.4638 | 199.9196 | 199.9196 | 1888.604 | 166.8615 | 746.0744 | 1871.5653 | -1715.3759 | 2889.2625 | 0 | -1080.5876
2030-06-01 | 17 | 460.4206 | 460.4206 | 646.4638 | 199.9196 | 199.9196 | 1888.604 | 166.8609 | 0 | 1317.9535 | -289.8632 | 1938.3942 | 0 | -1080.5876
2030-06-01 | 18 | 306.9471 | 416.8262 | 646.4638 | 199.9196 | 199.9196 | 1888.604 | 168.9191 | 0 | 1871.5653 | 264.5681 | 3538.3291 | 0 | -1080.5876
2030-06-01 | 19 | 153.4735 | 153.4735 | 646.4638 | 66.6399 | 66.6399 | 3068.0708 | 168.9194 | -397.261 | 1316.2421 | 0 | 2515.4858 | 0 | -1080.5876
2030-06-01 | 20 | 153.4735 | 153.4735 | 637.1649 | 0 | 0 | 1888.604 | 168.9201 | -1503.4828 | 1517.3077 | 1821.265 | 3538.3291 | 0 | -1080.5876
2030-06-01 | 21 | 153.4735 | 153.4735 | 592.5464 | 0 | 0 | 1888.604 | 168.9198 | -890.6651 | 1315.1945 | 1821.265 | 1769.1646 | 0 | -1080.5876
2030-06-01 | 22 | 153.4735 | 153.4735 | 546.5969 | 133.2797 | 112.9277 | 1888.604 | 168.9197 | -738.7648 | 1038.769 | 1821.265 | 2572.407 | 0 | -1080.5876
2030-06-01 | 23 | 153.4735 | 153.4735 | 495.137 | 133.2797 | 133.2797 | 1888.604 | 168.9192 | -665.8941 | 0 | 1821.265 | 2310.6147 | 0 | -1080.5876
2030-06-01 | 24 | 153.4735 | 153.4735 | 185.1897 | 0 | 0.7836 | 3777.208 | 166.8608 | -262.1024 | -1871.5653 | 528.0611 | 221.0095 | 0 | -1080.5876
2030-06-02 | 1 | 153.4735 | 153.4735 | 407.4479 | 0 | 0 | 3777.208 | 166.8605 | 0 | -1707.0371 | 331.9602 | 221.0087 | 0 | -1080.5876
2030-06-02 | 2 | 153.4735 | 153.4735 | 155.6814 | 66.6399 | 66.2443 | 2125.1846 | 166.8611 | 662.1852 | 0 | 0 | 221.0089 | 0 | -1080.5876
2030-06-02 | 3 | 153.4735 | 153.4735 | 646.4638 | 0 | 0 | 2800.0762 | 166.8608 | 540.4003 | 0 | 1821.265 | 221.0087 | 0 | -1080.5876
2030-06-02 | 4 | 153.4735 | 153.4735 | 0 | 0 | 0 | 3777.208 | 213.8937 | -0.0010138 | -1405.0759 | 3064.4011 | 265.2423 | 0 | -1080.5876
2030-06-02 | 5 | 153.4735 | 153.4735 | 0 | 0 | 0 | 3777.208 | 213.8931 | 141.2466 | -1826.0767 | 3642.53 | 265.2414 | 0 | -1080.5876
2030-06-02 | 6 | 306.9471 | 273.1587 | 0 | 0 | 0 | 3777.208 | 213.8932 | 912.9821 | -529.9669 | 2838.7231 | 443.8707 | 0 | -1080.5876
2030-06-02 | 7 | 460.4206 | 460.4206 | 0 | 66.6399 | 93.6609 | 3777.208 | 228.7842 | 882.6643 | -220.6676 | 3642.53 | 1098.7438 | 0 | -1080.5876
2030-06-02 | 8 | 460.4206 | 460.4206 | 0 | 0 | 11.3934 | 3777.208 | 215.8929 | 1112.1453 | -2.5272e-05 | 3642.53 | 1953.7261 | 0 | -1080.5876
2030-06-02 | 9 | 460.4206 | 460.4206 | 0 | 133.2797 | 158.9488 | 3777.208 | 230.9227 | 1292.8511 | -2.5272e-05 | 3642.53 | 2814.8945 | 0 | -1080.5876
2030-06-02 | 10 | 460.4206 | 460.4206 | 0 | 124.7633 | 66.6399 | 3777.208 | 195.8931 | 2594.542 | 1871.5653 | 3642.53 | 2811.198 | 0 | -1080.5876
2030-06-02 | 11 | 460.4206 | 460.4206 | 0 | 66.6399 | 44.4583 | 3777.208 | 215.8918 | 3607.3962 | 2602.8743 | 3642.53 | 265.2414 | 0 | -1080.5876
2030-06-02 | 12 | 460.4206 | 460.4206 | 0 | 129.5169 | 66.6399 | 3777.208 | 215.8938 | 3140.0994 | 1919.5188 | 3642.53 | 1305.0309 | 0 | -1080.5876
2030-06-02 | 13 | 153.4735 | 153.4735 | 0 | 0 | 0 | 3777.208 | 215.473 | 1406.8794 | 1784.6719 | -3.2425e-05 | 265.2428 | 0 | -1080.5876
2030-06-02 | 14 | 306.9471 | 255.1623 | 0 | 133.2797 | 133.2797 | 2878.2244 | 168.9198 | 805.5574 | -1445.5173 | 1821.265 | 3538.3291 | 0 | -1080.5876
2030-06-02 | 15 | 460.4206 | 460.4206 | 598.36 | 199.9196 | 199.9196 | 3196.157 | 168.9195 | 736.1885 | 0 | -1349.5758 | 2079.23 | 0 | -1080.5876
2030-06-02 | 16 | 400.1871 | 306.9471 | 40.928 | 133.2797 | 133.2797 | 2234.9097 | 166.8606 | 199.1741 | 0 | 0 | 1769.1646 | 0 | -1080.5876
2030-06-02 | 17 | 153.4735 | 153.4735 | 142.0197 | 133.2797 | 133.2797 | 2465.8643 | 166.8608 | 0 | 0 | 0 | 1724.4701 | 0 | -1080.5876
2030-06-02 | 18 | 306.9471 | 306.9471 | 89.1461 | 199.9196 | 199.9196 | 3777.208 | 166.8609 | 316.3137 | 0 | -1477.7622 | 1405.1649 | 0 | -1080.5876
2030-06-02 | 19 | 460.4206 | 460.4206 | 0 | 199.9196 | 199.9196 | 2721.4509 | 168.9197 | -172.8279 | 0 | 0 | 1769.1646 | 0 | -1080.5876
2030-06-02 | 20 | 306.9471 | 306.9471 | 229.1198 | 133.2797 | 155.3268 | 2437.9836 | 168.92 | 81.5491 | 0 | 62.1632 | 1769.1646 | 0 | -1080.5876
2030-06-02 | 21 | 153.4735 | 153.4735 | 386.8959 | 133.2797 | 133.2797 | 1888.604 | 168.9202 | -429.9859 | -288.4105 | 1821.265 | 1769.1646 | 0 | -1080.5876
2030-06-02 | 22 | 153.4735 | 153.4735 | 294.4729 | 66.6399 | 119.9722 | 1888.604 | 168.9201 | -563.0864 | -723.2853 | 1821.265 | 3197.1011 | 0 | -1080.5876
2030-06-02 | 23 | 153.4735 | 153.4735 | 0 | 133.2797 | 133.2797 | 3777.208 | 213.8954 | 241.4629 | -1871.5653 | 138.7293 | 265.2402 | 161.4039 | -1080.5876
2030-06-02 | 24 | 153.4735 | 153.4735 | 0 | 0 | 0 | 3777.208 | 213.8931 | 951.2742 | -1871.5653 | -1460.8873 | 265.2414 | 0 | -1080.5876
2030-06-03 | 1 | 153.4735 | 153.4735 | 0 | 0 | 0 | 3777.208 | 166.8606 | 62.1264 | -3563.1104 | 0 | 2041.6047 | 0 | -1080.5876
2030-06-03 | 2 | 153.4735 | 153.4735 | 0 | 0 | 0 | 3777.208 | 1959.2999 | 451.1566 | -1882.4144 | 0 | 3538.3291 | 0 | -1080.5876
2030-06-03 | 3 | 0 | 0 | 0 | 0 | 0 | 3777.208 | 3625.9746 | -56.5892 | -1054.5802 | 3642.53 | 3538.3291 | 0 | -1080.5876
2030-06-03 | 4 | 153.4735 | 153.4735 | 0 | 0 | 0 | 3777.208 | 3625.9746 | 1079.0228 | 3019.7744 | 3642.53 | 3538.3291 | 0 | -1080.5876
2030-06-03 | 5 | 153.4735 | 153.4735 | 0 | 0 | 0 | 3777.208 | 3625.9746 | 1030.6173 | 3150.3572 | 3642.53 | 3538.3291 | 0 | -1080.5876
2030-06-03 | 6 | 153.4735 | 153.4735 | 646.4638 | 0 | 0 | 3777.208 | 3625.9746 | 3025.1135 | 3743.1306 | 3642.53 | 3538.3291 | 0 | -1.6451e-05
2030-06-03 | 7 | 153.4735 | 153.4735 | 0 | 0 | 0 | 3777.208 | 3625.9746 | 3785.312 | 3743.1306 | 3642.53 | 3538.3291 | 0 | -1080.5876
2030-06-03 | 8 | 153.4735 | 153.4735 | 0 | 0 | 0 | 3777.208 | 3625.9746 | 3785.312 | 3743.1306 | 3642.53 | 3538.3291 | 0 | -1080.5876
2030-06-03 | 9 | 153.4735 | 153.4735 | 646.4638 | 66.6399 | 104.7117 | 3777.208 | 3625.9746 | 3785.312 | 3743.1306 | 3642.53 | 3538.3291 | 0 | -1080.5876
2030-06-03 | 10 | 153.4735 | 153.4735 | 0 | 24.3018 | 0 | 3777.208 | 3625.9746 | 3785.312 | 3743.1306 | 3642.53 | 3538.3301 | 0 | -1080.5876
2030-06-03 | 11 | 153.4735 | 184.7257 | 0 | 133.2797 | 133.2797 | 3777.208 | 3625.9746 | 3785.312 | 3743.1306 | 3642.53 | 3538.3291 | 182.4328 | -1080.5876
2030-06-03 | 12 | 306.9471 | 242.1 | 0 | 133.2797 | 133.2797 | 3777.208 | 3625.9746 | 3785.312 | 3743.1306 | 3642.53 | 3538.3291 | 0 | -1080.5876
2030-06-03 | 13 | 460.4206 | 460.4206 | 402.2571 | 199.9196 | 199.9196 | 3777.208 | 1867.9348 | 2832.8828 | 1871.5653 | 1821.265 | 3538.3291 | 0 | -1080.5876
2030-06-03 | 14 | 460.4206 | 460.4206 | 646.4638 | 266.4473 | 266.4473 | 3040.3242 | 168.92 | 1705.1702 | 1871.5653 | 1821.265 | 3234.7229 | 0 | -1080.5876
2030-06-03 | 15 | 460.4206 | 460.4206 | 646.4638 | 227.9973 | 199.9196 | 2597.3665 | 166.8613 | 1523.0171 | 1871.5653 | 1821.265 | 1624.9518 | 0 | -1080.5876
2030-06-03 | 16 | 460.4206 | 452.5493 | 646.4638 | 199.9196 | 192.82 | 2334.5527 | 168.9203 | 1892.656 | 1871.5653 | 1762.4934 | 2674.1848 | 318.4907 | -1080.5876
2030-06-03 | 17 | 460.4206 | 384.3507 | 646.4638 | 199.9196 | 199.9196 | 1888.604 | 1277.3757 | 1892.656 | 1728.8756 | 1821.265 | 2037.5184 | 485.2698 | -1080.5876
2030-06-03 | 18 | 460.4206 | 460.4206 | 646.4638 | 167.3949 | 133.2797 | 1888.604 | 1812.9873 | 1222.9777 | 1490.417 | 1821.265 | 2974.6375 | 0 | -1080.5876
2030-06-03 | 19 | 460.4206 | 460.4206 | 646.4638 | 199.9196 | 135.909 | 3777.208 | 3625.9746 | 795.8275 | 39.6641 | 1821.265 | 3538.3291 | 0 | -1080.5876
2030-06-03 | 20 | 460.4206 | 460.4206 | 124.9097 | 182.5262 | 133.2797 | 3233.8435 | 3625.9746 | 471.5119 | 267.3286 | 1821.265 | 3538.3291 | 0 | -1080.5876
2030-06-03 | 21 | 460.4206 | 460.4206 | 86.2053 | 133.2797 | 170.7917 | 3777.208 | 3625.9746 | 930.1056 | 1635.7374 | 1821.265 | 3538.3291 | 0 | -1080.5876
2030-06-03 | 22 | 460.4206 | 460.4206 | 241.108 | 199.9196 | 199.9196 | 3777.208 | 800.2645 | -188.6446 | 151.8673 | 1821.265 | 3538.3291 | 0 | -1080.5876
2030-06-03 | 23 | 460.4206 | 377.3804 | 540.441 | 133.2797 | 133.2797 | 1888.604 | 168.9185 | -70.0708 | 171.5506 | 1821.265 | 3211.6877 | 0 | -1080.5876
2030-06-03 | 24 | 353.5816 | 306.9471 | 309.0302 | 133.2797 | 133.2797 | 3777.208 | 168.9195 | 756.6069 | 944.1485 | 176.3549 | 1791.7987 | 0 | -1080.5876
2030-06-04 | 1 | 306.9471 | 306.9471 | 435.8158 | 32.5146 | 0 | 3777.208 | 215.8923 | 840.8183 | 1871.5653 | 1865.7014 | 2805.7747 | 0 | -1080.5876
2030-06-04 | 2 | 153.4735 | 153.4735 | 0 | 86.0726 | 66.6399 | 3777.208 | 3625.9746 | 3785.312 | 3743.1306 | 3642.53 | 3538.3291 | 0 | -1080.5876
2030-06-04 | 3 | 306.9471 | 415.5813 | 0 | 0 | 0 | 3777.208 | 3625.9746 | 1892.6559 | 3572.5815 | 3642.53 | 3538.3291 | 0 | -1080.5876
2030-06-04 | 4 | 306.9471 | 218.8726 | 0 | 0 | 0 | 3777.208 | 3625.9746 | 3464.4553 | 3743.1306 | 3642.53 | 3538.3291 | 0 | -1080.5876
2030-06-04 | 5 | 153.4735 | 153.4735 | 0 | 0 | 0 | 3777.208 | 3625.9746 | 3785.312 | 3743.1306 | 3642.53 | 3538.3291 | 0 | -1080.5876
2030-06-04 | 6 | 153.4735 | 188.047 | 0 | 0 | 0 | 3777.208 | 3625.9746 | 3785.312 | 3743.1306 | 3642.53 | 3538.3291 | 0 | -1080.5876
2030-06-04 | 7 | 153.4735 | 153.4735 | 0 | 0 | 18.8917 | 3777.208 | 3625.9746 | 3785.312 | 3743.1306 | 3642.53 | 3538.3291 | 0 | -1080.5876
2030-06-04 | 8 | 153.4735 | 153.4735 | 0 | 0 | 61.3172 | 3777.208 | 3625.9746 | 3785.312 | 3743.1306 | 3642.53 | 3538.3291 | 0 | -1080.5876
2030-06-04 | 9 | 153.4735 | 153.4735 | 0 | 66.6399 | 43.0173 | 3777.208 | 3625.9746 | 3785.312 | 3743.1306 | 3642.53 | 3538.3291 | 485.2698 | -1080.5876
2030-06-04 | 10 | 0 | 0 | 334.5812 | 191.8752 | 133.2797 | 3777.208 | 3625.9746 | 3785.312 | 3743.1306 | 3642.53 | 3538.3291 | 0 | 1080.5876
2030-06-04 | 11 | 153.4735 | 153.4735 | 0 | 0 | 55.3761 | 3777.208 | 3625.9746 | 3785.312 | 3743.1306 | 3642.53 | 3538.3291 | 323.5132 | -1080.5876
2030-06-04 | 12 | 153.4735 | 153.4735 | 0 | 66.6399 | 84.4026 | 3777.208 | 3625.9746 | 3785.312 | 3743.1306 | 3642.53 | 3538.3291 | 0 | -1080.5876
2030-06-04 | 13 | 309.8164 | 460.4206 | 0 | 66.6399 | 66.6399 | 3777.208 | 3625.9746 | 1615.0706 | 3743.1306 | 1821.265 | 3538.3291 | 0 | -1080.5876
2030-06-04 | 14 | 306.9471 | 444.9815 | 323.5826 | 133.2797 | 133.2797 | 3777.208 | 1812.9873 | 909.274 | 1871.5653 | 1821.265 | 3538.3291 | 0 | -1080.5876
2030-06-04 | 15 | 460.4206 | 460.4206 | 323.2319 | 133.2797 | 133.2797 | 3777.208 | 1812.9873 | 452.9542 | 1871.5653 | 1712.6354 | 3538.3291 | 0 | -1080.5876
2030-06-04 | 16 | 460.4206 | 460.4206 | 646.4638 | 199.9196 | 199.9196 | 3777.208 | 1812.9873 | 493.5887 | 1871.5653 | 912.0613 | 3538.3291 | 0 | -1080.5876
2030-06-04 | 17 | 460.4206 | 460.4206 | 646.4638 | 199.9196 | 199.9196 | 3777.208 | 1812.9873 | 0 | 590.4734 | 525.8016 | 3538.3291 | 0 | -1080.5876
2030-06-04 | 18 | 460.4206 | 460.4206 | 646.4638 | 199.9196 | 199.9196 | 3777.208 | 1812.9873 | 520.9996 | 0 | 273.4099 | 3538.3291 | 0 | -1080.5876
2030-06-04 | 19 | 460.4206 | 460.4206 | 646.4638 | 199.9196 | 199.9196 | 1888.604 | 168.9208 | 349.9869 | 689.6268 | 0 | 3538.3291 | 0 | -1080.5876
2030-06-04 | 20 | 460.4206 | 460.4206 | 600.7775 | 199.9196 | 199.9196 | 1888.604 | 168.9193 | 98.9619 | 1871.5653 | 0 | 2053.1101 | 0 | -1080.5876
2030-06-04 | 21 | 460.4206 | 460.4206 | 412.3491 | 199.9196 | 199.9196 | 3291.8945 | 168.9194 | 0 | 1871.5653 | 1821.265 | 3135.4341 | 0 | -1080.5876
2030-06-04 | 22 | 460.4206 | 460.4206 | 0 | 199.9196 | 199.9196 | 3777.208 | 168.9207 | 24.5663 | 1871.5653 | 1821.265 | 3538.3291 | 0 | -1080.5876
2030-06-04 | 23 | 460.4206 | 460.4206 | 89.8804 | 133.2797 | 133.2797 | 3777.208 | 1812.9873 | -448.6812 | 1701.6388 | 595.8504 | 3538.3291 | 0 | -1080.5876
2030-06-04 | 24 | 153.4735 | 153.4735 | 0 | 0 | 0 | 3777.208 | 709.6667 | -708.4713 | 1871.5653 | 29.7864 | 3538.3291 | 0 | -1080.5876
2030-06-05 | 1 | 153.4735 | 153.4735 | 0 | 0 | 0 | 3777.208 | 1812.9873 | -177.0637 | 3530.5684 | -3.2425e-05 | 3538.3291 | 0 | -1080.5876
2030-06-05 | 2 | 153.4735 | 153.4735 | 0 | 0 | 0 | 3777.208 | 2690.4592 | 449.6161 | 3643.4866 | 3642.53 | 3538.3291 | 0 | -1080.5876
2030-06-05 | 3 | 153.4735 | 153.4735 | 0 | 0 | 0 | 3777.208 | 3625.9746 | 3785.312 | 3743.1306 | 3642.53 | 3538.3291 | 0 | -1080.5876
2030-06-05 | 4 | 153.4735 | 153.4735 | 0 | 0 | 0 | 3777.208 | 3625.9746 | 3785.312 | 3743.1306 | 3642.53 | 3538.3291 | 0 | -1080.5876
2030-06-05 | 5 | 153.4735 | 153.4735 | 0 | 0 | 0 | 3777.208 | 3625.9746 | 3785.312 | 3743.1306 | 3642.53 | 3538.3291 | 0 | -1080.5876
2030-06-05 | 6 | 153.4735 | 153.4735 | 0 | 0 | 0 | 3777.208 | 3625.9746 | 3785.312 | 3743.1306 | 3642.53 | 3538.3291 | 0 | -1080.5876
2030-06-05 | 7 | 153.4735 | 153.4735 | 0 | 0 | 0 | 3777.208 | 3625.9746 | 3785.312 | 3743.1306 | 3642.53 | 3538.3291 | 0 | -1080.5876
2030-06-05 | 8 | 153.4735 | 153.4735 | 0 | 0 | 0 | 3777.208 | 3625.9746 | 3785.312 | 3743.1306 | 3642.53 | 3538.3291 | 0 | -1080.5876
2030-06-05 | 9 | 153.4735 | 153.4735 | 0 | 133.2797 | 109.494 | 3777.208 | 3625.9746 | 3785.312 | 3743.1306 | 3642.53 | 3538.3291 | 59.3827 | -1080.5876
2030-06-05 | 10 | 153.4735 | 153.4735 | 0 | 133.2797 | 136.0322 | 3777.208 | 3625.9746 | 3785.312 | 3743.1306 | 3642.53 | 3538.3291 | 0 | -1080.5876
2030-06-05 | 11 | 153.4735 | 153.4735 | 10.4069 | 199.9196 | 188.308 | 3777.208 | 3625.9746 | 3785.312 | 3743.1306 | 3642.53 | 3538.3291 | 0 | -1080.5876
2030-06-05 | 12 | 153.4735 | 153.4735 | 161.2064 | 133.2797 | 172.0567 | 3777.208 | 3625.9746 | 3785.312 | 3743.1306 | 3642.53 | 3538.3291 | 0 | -1080.5876
2030-06-05 | 13 | 153.4735 | 153.4735 | 350.4407 | 255.6808 | 266.4473 | 3777.208 | 3625.9746 | 3785.312 | 3743.1306 | 3642.53 | 3538.3291 | 0 | -1080.5876
2030-06-05 | 14 | 460.4206 | 369.622 | 561.8996 | 133.2797 | 133.2797 | 3777.208 | 1233.186 | 3785.312 | 1545.2937 | 3642.53 | 3538.3291 | 0 | -1080.5876
2030-06-05 | 15 | 460.4206 | 460.4206 | 534.6317 | 0 | 20.9232 | 3777.208 | 2252.9436 | 3150.7881 | 1730.0997 | 1821.265 | 3538.3291 | 0 | -1080.5876
2030-06-05 | 16 | 205.2718 | 153.4735 | 646.4638 | 199.9196 | 199.9196 | 3777.208 | 2012.3483 | 3785.312 | 2532.2627 | 1885.1107 | 3538.3291 | 0 | -1080.5876
2030-06-05 | 17 | 206.2764 | 153.4735 | 646.4638 | 199.9196 | 199.9196 | 3777.208 | 283.3005 | 3785.312 | 2400.1111 | 1821.265 | 3538.3291 | 0 | -1080.5876
2030-06-05 | 18 | 460.4206 | 369.2264 | 646.4638 | 0 | 0 | 3227.4246 | 168.9202 | 2978.6824 | 1871.5653 | 1821.265 | 3538.3291 | 0 | -1080.5876
2030-06-05 | 19 | 460.4206 | 460.4206 | 646.4638 | 134.8897 | 199.9196 | 3777.208 | 168.9193 | 2781.6992 | 1600.627 | 1821.265 | 3538.3291 | 0 | -1080.5876
2030-06-05 | 20 | 460.4206 | 460.4206 | 311.0117 | 199.9196 | 199.9196 | 3777.208 | 1800.7006 | 3405.8792 | 1871.5653 | 2667.2734 | 3538.3291 | 0 | -1080.5876
2030-06-05 | 21 | 460.4206 | 460.4206 | 277.3404 | 266.4473 | 266.4473 | 3777.208 | 166.8612 | 3785.312 | 3743.1306 | 3642.53 | 3538.3291 | 0 | -1080.5876
2030-06-05 | 22 | 373.8974 | 306.9471 | 0 | 199.9196 | 193.4301 | 3777.208 | 3097.1292 | 3785.312 | 3743.1306 | 3642.53 | 3538.3291 | 0 | -1080.5876
2030-06-05 | 23 | 153.4735 | 185.393 | 0 | 199.9196 | 199.9196 | 3732.0171 | 3625.9746 | 3785.312 | 3743.1306 | 3642.53 | 3538.3291 | 0 | -1080.5876
2030-06-05 | 24 | 153.4735 | 153.4735 | 0 | 110.8504 | 66.6399 | 3777.208 | 3625.9746 | 3785.312 | 3743.1306 | 3642.53 | 3538.3291 | 0 | -1080.5876
2030-06-06 | 1 | 153.4735 | 242.8309 | 0 | 0 | 0 | 3777.208 | 3625.9746 | 3785.312 | 3743.1306 | 3642.53 | 3538.3291 | 0 | -1080.5876
2030-06-06 | 2 | 295.7816 | 153.4735 | 0 | 0 | 0 | 3777.208 | 3625.9746 | 3785.312 | 3743.1306 | 3642.53 | 3538.3291 | 0 | -1080.5876
2030-06-06 | 3 | 153.4735 | 153.4735 | 0 | 0 | 0 | 3777.208 | 3625.9746 | 3785.312 | 3743.1306 | 3642.53 | 3538.3291 | 0 | -1080.5876
2030-06-06 | 4 | 153.4735 | 153.4735 | 0 | 0 | 0 | 3777.208 | 3625.9746 | 3785.312 | 3743.1306 | 3642.53 | 3538.3291 | 0 | -1080.5876
2030-06-06 | 5 | 153.4735 | 106.879 | 0 | 0 | 0 | 3777.208 | 3625.9746 | 3249.6924 | 3743.1306 | 3642.53 | 3538.3291 | 0 | -1.6451e-05
2030-06-06 | 6 | 153.4735 | 153.4735 | 0 | 0 | 0 | 3777.208 | 3625.9746 | 2780.0959 | 3743.1306 | 3642.53 | 3538.3291 | 0 | -1080.5876
2030-06-06 | 7 | 153.4735 | 153.4735 | 0 | 0 | 0 | 3777.208 | 3625.9746 | 3584.1755 | 3743.1306 | 3642.53 | 3538.3291 | 0 | -1080.5876
2030-06-06 | 8 | 153.4735 | 153.4735 | 0 | 66.6399 | 55.3218 | 3777.208 | 3625.9746 | 2773.7373 | 3743.1306 | 3642.53 | 3538.3291 | 0 | -1080.5876
2030-06-06 | 9 | 153.4735 | 227.5691 | 0 | 0 | 0 | 3777.208 | 3625.9746 | 1235.6561 | 3415.3677 | 3642.53 | 3538.3291 | 0 | -1080.5876
2030-06-06 | 10 | 153.4735 | 153.4735 | 0 | 66.6399 | 17.015 | 3777.208 | 1812.9873 | 1994.1465 | 3743.1306 | 3206.7495 | 3538.3291 | 0 | -1080.5876
2030-06-06 | 11 | 188.7491 | 230.2103 | 323.2319 | 33.3199 | 8.5075 | 3777.208 | 1217.758 | 1773.2955 | 2578.419 | 2460.3973 | 3538.3291 | 0 | -1080.5876
2030-06-06 | 12 | 224.0246 | 306.9471 | 646.4638 | 0 | 0 | 3777.208 | 622.5287 | 1552.4446 | 1413.7074 | 1714.0452 | 3538.3291 | 0 | -1080.5876
2030-06-06 | 13 | 460.4206 | 460.4206 | 646.4638 | 199.9196 | 201.7954 | 3777.208 | 1812.9873 | 1526.2151 | 1871.5653 | 1821.265 | 3538.3291 | 622.8131 | -1080.5876
2030-06-06 | 14 | 460.4206 | 460.4206 | 646.4638 | 199.9196 | 133.7432 | 3777.208 | 1812.9873 | 1892.656 | 2295.2151 | 1821.265 | 3538.3291 | 0 | -1080.5876
2030-06-06 | 15 | 153.4735 | 251.0038 | 646.4638 | 199.9196 | 199.9196 | 3777.208 | 1812.9873 | 2659.5769 | 3743.1306 | 1821.265 | 3538.3291 | 0 | -1080.5876
2030-06-06 | 16 | 153.4735 | 272.2594 | 646.4638 | 199.9196 | 199.9196 | 2767.0598 | 168.919 | 3027.8022 | 1871.5653 | 1821.265 | 3538.3291 | 0 | -1080.5876
2030-06-06 | 17 | 306.9471 | 236.9128 | 646.4638 | 199.9196 | 199.9196 | 2593.9199 | 168.9197 | 3711.4827 | 1871.5653 | 1919.5543 | 2716.5356 | 0 | -1080.5876
2030-06-06 | 18 | 249.8572 | 306.9471 | 646.4638 | 266.4473 | 266.4473 | 2869.3433 | 166.8598 | 3785.312 | 2191.2444 | 3642.53 | 1769.1646 | 0 | -1080.5876
2030-06-06 | 19 | 153.4735 | 153.4735 | 646.4638 | 192.418 | 133.2797 | 2901.5977 | 166.8597 | 3785.312 | 2942.8523 | 3642.53 | 1915.6807 | 0 | -1080.5876
2030-06-06 | 20 | 153.4735 | 153.4735 | 484.8478 | 159.1443 | 133.2797 | 3074.2729 | 0 | 3785.312 | 3743.1306 | 3642.53 | 1769.1646 | 0 | -1080.5876
2030-06-06 | 21 | 153.4735 | 153.4735 | 355.7134 | 133.2797 | 137.6393 | 3709.175 | 155.9559 | 3785.312 | 3743.1306 | 3642.53 | 1769.1646 | 0 | -1080.5876
2030-06-06 | 22 | 153.4735 | 132.9816 | 646.4638 | 133.2797 | 133.2797 | 3777.208 | 86.9513 | 3785.312 | 3743.1306 | 3642.53 | 2929.1919 | 0 | -1080.5876
2030-06-06 | 23 | 153.4735 | 153.4735 | 15.2307 | 106.9779 | 133.2797 | 3777.208 | 201.3067 | 3785.312 | 3743.1306 | 3642.53 | 2957.1431 | 0 | -1080.5876
2030-06-06 | 24 | 153.4735 | 153.4735 | 0 | 133.2797 | 113.2395 | 3777.208 | 215.892 | 3785.312 | 3743.1306 | 3642.53 | 3538.3291 | 0 | -1080.5876
2030-06-07 | 1 | 153.4735 | 153.4735 | 295.1557 | 133.2797 | 82.7512 | 3777.208 | 168.9198 | 3785.312 | 3015.7927 | 3642.53 | 3538.3291 | 0 | -1080.5876
2030-06-07 | 2 | 153.4735 | 153.4735 | 114.0346 | 66.6399 | 88.9028 | 3777.208 | 181.4467 | 1594.698 | 1871.5653 | 1821.265 | 3538.3291 | 0 | -1080.5876
2030-06-07 | 3 | 153.4735 | 153.7008 | 0 | 64.369 | 66.6399 | 3777.208 | 215.8943 | 726.7735 | -587.7508 | 3642.53 | 3538.3291 | 0 | -1080.5876
2030-06-07 | 4 | 295.8906 | 153.4735 | 0 | 0 | 0 | 3777.208 | 215.8929 | 787.5021 | -2.5272e-05 | 3642.53 | 3538.3291 | 0 | -1080.5876
2030-06-07 | 5 | 436.3952 | 306.9471 | 0 | 0 | 0 | 3777.208 | 230.9257 | 595.6614 | 395.6096 | 3642.53 | 3538.3291 | 0 | -1080.5876
2030-06-07 | 6 | 321.7987 | 460.4206 | 0 | 0 | 0 | 3777.208 | 230.9231 | 255.0128 | -2.5272e-05 | 3642.53 | 3538.3291 | 0 | -1080.5876
2030-06-07 | 7 | 306.9471 | 159.1133 | 0 | 0 | 0 | 3777.208 | 215.8923 | -285.0878 | 1036.4906 | 3642.53 | 3538.3291 | 0 | -1080.5876
2030-06-07 | 8 | 196.8001 | 306.9471 | 0 | 0 | 0 | 3777.208 | 2049.8079 | -649.8414 | -2.5272e-05 | 3289.5 | 3538.3291 | 0 | -1080.5876
2030-06-07 | 9 | 460.4206 | 319.6234 | 0 | 0 | 39.7024 | 3777.208 | 3625.9746 | 166.4765 | 2733.9099 | 1093.2095 | 3538.3291 | 74.0749 | -1080.5876
2030-06-07 | 10 | 460.4206 | 460.4206 | 0 | 66.6399 | 56.4573 | 3777.208 | 1812.9873 | -650.3782 | -2.5272e-05 | 3512.3174 | 3538.3291 | 97.213 | -1080.5876
2030-06-07 | 11 | 460.4206 | 460.4206 | 399.9513 | 66.6399 | 34.2079 | 3777.208 | 1067.1704 | 0 | -807.8665 | 2239.6025 | 3538.3291 | 0 | -1080.5876
2030-06-07 | 12 | 460.4206 | 460.4206 | 646.4638 | 199.9196 | 228.7824 | 3777.208 | 1812.9873 | 524.4102 | -229.2085 | 1821.265 | 3538.3291 | 0 | -1080.5876
2030-06-07 | 13 | 460.4206 | 460.4206 | 646.4638 | 266.4473 | 266.4473 | 3574.0991 | 168.9197 | 1113.5153 | 1871.5653 | 1821.265 | 3538.3291 | 0 | -1080.5876
2030-06-07 | 14 | 460.4206 | 460.4206 | 646.4638 | 199.9196 | 199.9196 | 1888.604 | 168.9205 | 1711.011 | 1871.5653 | 0 | 3538.3291 | 0 | -1080.5876
2030-06-07 | 15 | 460.4206 | 460.4206 | 646.4638 | 199.9196 | 199.9196 | 1888.604 | 168.9191 | 1040.8326 | 1871.5653 | 1821.265 | 1954.5648 | 0 | -1080.5876
2030-06-07 | 16 | 460.4206 | 460.4206 | 646.4638 | 199.9196 | 199.9196 | 1888.604 | 168.9193 | 1018.5858 | 1871.5653 | 1821.265 | 1769.1646 | 0 | -1080.5876
2030-06-07 | 17 | 460.4206 | 460.4206 | 646.4638 | 199.9196 | 199.9196 | 1888.604 | 168.9202 | 915.4305 | 1531.0653 | 1821.265 | 3491.9443 | 0 | -1080.5876
2030-06-07 | 18 | 460.4206 | 460.4206 | 646.4638 | 199.9196 | 199.9196 | 1888.604 | 168.9198 | 1267.494 | 1871.5653 | 1821.265 | 3538.3291 | 0 | -1080.5876
2030-06-07 | 19 | 460.4206 | 460.4206 | 646.4638 | 199.9196 | 199.9196 | 2655.7856 | 168.9201 | 1457.8508 | 0 | 1821.265 | 3538.3291 | 240.5409 | -1080.5876
2030-06-07 | 20 | 303.3374 | 153.4735 | 321.9195 | 133.2797 | 133.2797 | 3292.906 | 168.9193 | 1499.4722 | -235.2283 | 1821.265 | 3538.3291 | 0 | -1080.5876
2030-06-07 | 21 | 306.9471 | 312.7345 | 484.8478 | 66.6399 | 107.7375 | 3777.208 | 168.9194 | 1517.6556 | -157.8269 | 1821.265 | 2734.989 | 0 | -1080.5876
2030-06-07 | 22 | 153.4735 | 181.8196 | 477.3588 | 66.6399 | 66.6399 | 2545.062 | 168.9196 | 433.8773 | -2435.1138 | 1821.265 | 2908.1292 | 0 | -1080.5876
2030-06-07 | 23 | 153.4735 | 153.4735 | 463.8436 | 133.2797 | 124.3896 | 3626.0315 | 168.9197 | 1577.7112 | -2616.2229 | 0 | 3538.3291 | 0 | -1080.5876
2030-06-07 | 24 | 460.4206 | 460.4206 | 422.5207 | 9.854 | 66.6399 | 3777.208 | 168.9197 | 1388.657 | -2559.8557 | 1821.265 | 2363.1851 | 0 | -1080.5876
2030-06-08 | 1 | 460.4206 | 460.4206 | 0 | 266.4473 | 266.4473 | 3777.208 | 642.5719 | 1113.915 | -1482.4176 | 3642.53 | 3538.3291 | 0 | -1080.5876
2030-06-08 | 2 | 460.4206 | 460.4206 | 44.0745 | 199.9196 | 199.9196 | 3777.208 | 3625.9746 | 2520.4421 | 3743.1306 | 3642.53 | 3538.3291 | 0 | -1080.5876
2030-06-08 | 3 | 153.4735 | 153.4735 | 0 | 0 | 0 | 3777.208 | 3625.9746 | 3265.6965 | 3743.1306 | 3642.53 | 3538.3291 | 0 | -1080.5876
2030-06-08 | 4 | 153.4735 | 153.4735 | 0 | 0 | 0 | 3777.208 | 3625.9746 | 3339.1711 | 3082.824 | 3642.53 | 3538.3291 | 0 | -1080.5876
2030-06-08 | 5 | 153.4735 | 153.4735 | 0 | 0 | 0 | 3777.208 | 3625.9746 | 2635.5161 | 2782.9612 | 3642.53 | 3538.3291 | 0 | -1080.5876
2030-06-08 | 6 | 153.4735 | 153.4735 | 0 | 0 | 0 | 3777.208 | 3625.9746 | 2345.085 | 3743.1306 | 3642.53 | 3538.3291 | 0 | -1080.5876
2030-06-08 | 7 | 153.4735 | 153.4735 | 0 | 0 | 0 | 3777.208 | 3625.9746 | 3785.312 | 3743.1306 | 3642.53 | 3538.3291 | 0 | -1080.5876
2030-06-08 | 8 | 153.4735 | 153.4735 | 0 | 133.2797 | 108.0869 | 3777.208 | 3625.9746 | 3785.312 | 3743.1306 | 3642.53 | 3538.3291 | 0 | -1080.5876
2030-06-08 | 9 | 153.4735 | 153.4735 | 0 | 66.6399 | 104.7122 | 3777.208 | 3625.9746 | 3785.312 | 3743.1306 | 3642.53 | 3538.3291 | 0 | -1080.5876
2030-06-08 | 10 | 153.4735 | 153.4735 | 0 | 66.6399 | 129.9537 | 3777.208 | 3625.9746 | 3785.312 | 3743.1306 | 3642.53 | 3538.3291 | 0 | -1080.5876
2030-06-08 | 11 | 306.9471 | 374.8672 | 0 | 133.2797 | 133.2797 | 3703.3811 | 3625.9746 | 3785.312 | 3212.8962 | 3642.53 | 3538.3291 | 0 | -1080.5876
2030-06-08 | 12 | 216.5791 | 306.9471 | 0 | 199.9196 | 199.9196 | 3206.5212 | 3625.9746 | 3785.312 | 3743.1306 | 3642.53 | 3538.3291 | 0 | -1080.5876
2030-06-08 | 13 | 306.9471 | 217.1819 | 135.973 | 266.4473 | 266.4473 | 2964.5098 | 1976.9016 | 3785.312 | 3743.1306 | 3642.53 | 3538.3291 | 0 | -1080.5876
2030-06-08 | 14 | 460.4206 | 460.4206 | 97.7946 | 266.4472 | 266.4473 | 3169.9866 | 0 | 3785.312 | 3743.1306 | 3642.53 | -102.6422 | 0 | -1080.5876
2030-06-08 | 15 | 460.4206 | 460.4206 | 387.2257 | 266.4473 | 266.4472 | 3447.7295 | 166.8611 | 3785.312 | 3743.1306 | 3642.53 | -877.8436 | 0 | -1080.5876
2030-06-08 | 16 | 306.9471 | 411.4704 | 257.2383 | 266.4473 | 266.4472 | 3777.208 | 519.0732 | 3785.312 | 3743.1306 | 3642.53 | 221.0081 | 0 | -1080.5876
2030-06-08 | 17 | 460.4206 | 460.4206 | 270.1519 | 266.4473 | 261.4057 | 3156.3398 | 166.8611 | 2927.583 | 3743.1306 | 3642.53 | -981.8739 | 0 | -1080.5876
2030-06-08 | 18 | 460.4206 | 430.3358 | 220.2883 | 199.9196 | 199.9196 | 3050.9136 | 168.9197 | 2490.4036 | 2962.2437 | 3642.53 | 221.0091 | 0 | -1080.5876
2030-06-08 | 19 | 460.4206 | 460.4206 | 407.5547 | 266.4472 | 201.102 | 3364.1072 | 168.9197 | 2436.3892 | 1871.5653 | 3466.0549 | 495.588 | 0 | -1080.5876
2030-06-08 | 20 | 460.4206 | 460.4206 | 534.7399 | 266.4473 | 266.4472 | 3514.5916 | 168.919 | 2491.3623 | 614.932 | 2670.6248 | 3538.3291 | 0 | -1080.5876
2030-06-08 | 21 | 460.4206 | 460.4206 | 190.8889 | 254.8175 | 199.9196 | 3454.3064 | 215.8944 | 2756.6443 | 1050.6213 | 2586.3391 | 1643.0564 | 0 | -1080.5876
2030-06-08 | 22 | 460.4206 | 460.4206 | 0 | 199.9196 | 177.312 | 3777.208 | 215.8923 | 2804.3022 | 789.4918 | 2738.8171 | 1769.1646 | 0 | -1080.5876
2030-06-08 | 23 | 460.4206 | 460.4206 | 178.3696 | 66.6399 | 68.7549 | 3777.208 | 215.892 | 3342.2317 | 1128.7389 | 2735.7898 | 3538.3291 | 0 | -1080.5876
2030-06-08 | 24 | 306.9471 | 257.6309 | 0 | 133.2797 | 133.2797 | 3777.208 | 1804.3685 | 3484.5405 | 1224.0176 | 3144.7976 | 3538.3291 | 0 | -1080.5876
2030-06-09 | 1 | 153.4735 | 153.4735 | 0 | 266.4473 | 205.255 | 3308.7559 | 3625.9746 | 3785.312 | 3743.1306 | 3277.4121 | 3472.0347 | 0 | -1080.5876
2030-06-09 | 2 | 153.4735 | 153.4735 | 0 | 266.4473 | 266.4472 | 3777.208 | 3625.9746 | 3785.312 | 3743.1306 | 3642.53 | 3538.3291 | 0 | -1080.5876
2030-06-09 | 3 | 0 | 0 | 0 | 199.9196 | 153.9671 | 3777.208 | 3625.9746 | 3785.312 | 3743.1306 | 3642.53 | 3538.3291 | 0 | -1080.5876
2030-06-09 | 4 | 0 | 0 | 0 | 0 | 0 | 3777.208 | 3625.9746 | 3785.312 | 3743.1306 | 3642.53 | 3538.3291 | 0 | -1080.5876
2030-06-09 | 5 | 0 | 66.3152 | 0 | 0 | 0 | 3777.208 | 3625.9756 | 3785.312 | 3743.1294 | 3642.53 | 3538.3291 | 0 | -1080.5876
2030-06-09 | 6 | 0 | 0 | 0 | 0 | 0 | 3777.208 | 3625.9734 | 3480.6191 | 3743.1306 | 3642.53 | 3538.3291 | 0 | -1080.5876
2030-06-09 | 7 | 0 | 0 | 0 | 0 | 0 | 3777.208 | 2123.4695 | 3548.9104 | 3743.1306 | 3642.53 | 3538.3291 | 0 | -1080.5876
2030-06-09 | 8 | 0 | 0 | 0 | 266.4473 | 266.4473 | 3777.208 | 3625.9746 | 3785.312 | 3743.1306 | 3642.53 | 3538.3291 | 0 | -1080.5876
2030-06-09 | 9 | 153.4735 | 25.88 | 0 | 0 | 0 | 3777.208 | 3625.9746 | 3785.312 | 3743.1306 | 3642.53 | 3538.3291 | 0 | -1080.5876
2030-06-09 | 10 | 153.4735 | 153.4735 | 0 | 0 | 0 | 3777.208 | 3625.9746 | 3785.312 | 3743.1306 | 3642.53 | 3538.3291 | 0 | -1080.5876
2030-06-09 | 11 | 153.4735 | 153.4735 | 0 | 0 | 0 | 3777.208 | 3625.9746 | 3785.312 | 3743.1306 | 3642.53 | 3538.3291 | 0 | -1080.5876
2030-06-09 | 12 | 153.4735 | 153.4735 | 0 | 0 | 0 | 3777.208 | 3625.9746 | 3785.312 | 3743.1306 | 3642.53 | 3538.3291 | 0 | -1080.5876
2030-06-09 | 13 | 0 | 0 | 0 | 0 | 0 | 3777.208 | 3625.9746 | 3785.312 | 3743.1306 | 3642.53 | 3538.3291 | 0 | -1080.5876
2030-06-09 | 14 | 0 | 0 | 0 | 199.9196 | 199.9196 | 3777.208 | 3625.9746 | 3785.312 | 3743.1306 | 3642.53 | 3068.5024 | 0 | -1080.5876
2030-06-09 | 15 | 0 | 0 | 0 | 216.3023 | 266.4473 | 3777.208 | 2981.158 | 3785.312 | 3743.1306 | 3642.53 | 2189.7593 | 0 | -1080.5876
2030-06-09 | 16 | 0 | 0 | 0 | 133.2797 | 183.1956 | 3777.208 | 3086.5701 | 3785.312 | 3743.1306 | 3642.53 | 1769.1655 | 0 | -1080.5876
2030-06-09 | 17 | 0 | 0 | 118.4862 | 91.6954 | 133.2797 | 3777.208 | 3625.9746 | 3785.312 | 3743.1306 | 3642.53 | 935.3987 | 0 | -1080.5876
2030-06-09 | 18 | 0 | 0 | 323.6336 | 133.2797 | 128.368 | 3777.208 | 3625.9746 | 3785.312 | 3743.1306 | 3642.53 | 1606.1218 | 0 | -1080.5876
2030-06-09 | 19 | 0 | 0 | 36.1479 | 133.2797 | 133.2797 | 3777.208 | 3625.9746 | 3785.312 | 3743.1306 | 3642.53 | 1539.8323 | 0 | -1080.5876
2030-06-09 | 20 | 0 | 0 | 0 | 140.7369 | 133.2797 | 3777.208 | 3625.9746 | 3785.312 | 3743.1306 | 3642.53 | 2787.6638 | 0 | -1080.5876
2030-06-09 | 21 | 0 | 0 | 0 | 116.2816 | 133.2797 | 3777.208 | 3625.9746 | 3785.312 | 3743.1306 | 3642.53 | 3538.3291 | 0 | -1080.5876
2030-06-09 | 22 | 102.8504 | 153.4735 | 0 | 0 | 0 | 3777.208 | 3625.9746 | 3785.312 | 3743.1306 | 3642.53 | 3538.3291 | 0 | -1080.5876
2030-06-09 | 23 | 153.4735 | 153.4735 | 0 | 10.6633 | 0 | 3777.208 | 3625.9746 | 3785.312 | 3743.1306 | 3642.53 | 3538.3291 | 0 | -1080.5876
2030-06-09 | 24 | 0 | 0 | 0 | 133.2797 | 156.5483 | 3777.208 | 3625.9746 | 3785.312 | 3743.1306 | 3642.53 | 3538.3291 | 0 | -1080.5876
2030-06-10 | 1 | 0 | 0 | 0 | 66.6399 | 69.7075 | 3777.208 | 3625.9746 | 3785.312 | 3743.1306 | 3642.53 | 3538.3291 | 0 | -1080.5876
2030-06-10 | 2 | 0 | 0 | 0 | 266.4473 | 266.4473 | 3777.208 | 3625.9746 | 3785.312 | 3743.1306 | 3642.53 | 3538.3291 | 0 | -1080.5876
2030-06-10 | 3 | 0 | 0 | 0 | 199.8074 | 199.8074 | 3777.208 | 3625.9746 | 3785.312 | 3743.1306 | 3642.53 | 3538.3291 | 0 | -1080.5876
2030-06-10 | 4 | 0 | 0 | 0 | 0 | 0 | 3777.208 | 3625.9746 | 3785.313 | 3743.1306 | 3642.53 | 3538.3291 | 0 | -1080.5876
2030-06-10 | 5 | 0 | 0 | 0 | 133.1675 | 109.3537 | 3777.208 | 3625.9746 | 3785.312 | 3743.1306 | 3642.53 | 3538.3291 | 0 | -1080.5876
2030-06-10 | 6 | 0 | 0 | 0 | 66.5277 | 66.5277 | 3777.208 | 3625.9746 | 3785.312 | 3743.1306 | 3642.53 | 3538.3291 | 0 | -1080.5876
2030-06-10 | 7 | 153.4735 | 153.4735 | 0 | 0 | 0 | 3777.208 | 3625.9746 | 3785.312 | 3743.1306 | 3642.53 | 3538.3291 | 0 | -1080.5876
2030-06-10 | 8 | 153.4735 | 153.4735 | 0 | 0 | 0 | 3777.208 | 3625.9746 | 3785.312 | 3743.1306 | 3642.53 | 3538.3291 | 0 | -1080.5876
2030-06-10 | 9 | 153.4735 | 153.4735 | 176.1734 | 133.2797 | 149.7683 | 3777.208 | 3625.9746 | 3785.312 | 3743.1306 | 3642.53 | 3538.3291 | 0 | -1080.5876
2030-06-10 | 10 | 153.4735 | 153.4735 | 316.8445 | 147.5677 | 199.9196 | 3777.208 | 3625.9746 | 3785.312 | 3743.1306 | 3642.53 | 3538.3291 | 0 | -1080.5876
2030-06-10 | 11 | 153.4735 | 153.4735 | 441.6705 | 199.9196 | 195.7595 | 3777.208 | 3625.9746 | 3785.312 | 3743.1306 | 3642.53 | 3538.3291 | 0 | -1080.5876
2030-06-10 | 12 | 153.4735 | 153.4735 | 484.8478 | 199.9196 | 140.8869 | 3777.208 | 3625.9746 | 3785.312 | 3743.1306 | 3642.53 | 3538.3291 | 0 | -1080.5876
2030-06-10 | 13 | 0 | 0 | 646.4638 | 266.4473 | 266.4473 | 3777.208 | 3625.9746 | 3785.312 | 3743.1306 | 3642.53 | 3538.3291 | 0 | -1080.5876
2030-06-10 | 14 | 0 | 0 | 646.4638 | 266.4473 | 266.4473 | 3777.208 | 3625.9746 | 3785.312 | 3743.1306 | 3642.53 | 3538.3291 | 0 | -1080.5876
2030-06-10 | 15 | 153.4735 | 51.4594 | 646.4638 | 266.4473 | 266.4473 | 3777.208 | 3625.9746 | 3785.312 | 3743.1306 | 3642.53 | 3538.3291 | 0 | -1080.5876
2030-06-10 | 16 | 153.4735 | 153.4735 | 646.4638 | 187.0987 | 199.9196 | 3777.208 | 3625.9746 | 3785.312 | 3743.1306 | 3642.53 | 3538.3291 | 69.4426 | -1080.5876
2030-06-10 | 17 | 153.4735 | 153.4735 | 646.4638 | 133.2797 | 119.7048 | 3777.208 | 3257.5173 | 3785.312 | 3743.1306 | 3642.53 | 3538.3291 | 610.7446 | -1080.5876
2030-06-10 | 18 | 153.4735 | 153.4735 | 646.4638 | 199.9196 | 149.8229 | 3777.208 | 166.8625 | 3785.312 | 3743.1306 | 3642.53 | 3176.6277 | 478.6064 | -1080.5876
2030-06-10 | 19 | 153.4735 | 180.8492 | 646.4638 | 199.9196 | 199.9196 | 3777.208 | 166.8616 | 3785.312 | 1973.3065 | 3642.53 | 2107.2146 | 140.2747 | -1080.5876
2030-06-10 | 20 | 381.7733 | 460.4206 | 646.4638 | 133.2797 | 133.2797 | 3777.208 | 168.9187 | 3569.1147 | 1871.5653 | 3414.3284 | 2765.094 | 0 | -1080.5876
2030-06-10 | 21 | 460.4206 | 350.5219 | 646.4638 | 199.9196 | 199.9196 | 3728.7253 | 1111.1481 | 3785.312 | 2843.72 | 3642.53 | 3538.3291 | 0 | -1080.5876
2030-06-10 | 22 | 460.4206 | 460.4206 | 646.4638 | 207.5956 | 199.9196 | 3690.2664 | 522.0959 | 3785.312 | 3743.1306 | 3642.53 | 3538.3291 | 0 | -1080.5876
2030-06-10 | 23 | 460.4206 | 460.4206 | 646.4638 | 199.9196 | 199.9196 | 3777.208 | 2921.2356 | 3785.312 | 3743.1306 | 3642.53 | 3538.3291 | 0 | -1026.1064
2030-06-10 | 24 | 153.4735 | 153.4735 | 225.3695 | 66.6399 | 119.6938 | 3777.208 | 3625.9746 | 3785.312 | 3743.1306 | 3642.53 | 3538.3291 | 0 | -1080.5876
2030-06-11 | 1 | 138.0808 | 0 | 66.6958 | 0 | 0 | 3777.208 | 3625.9756 | 3785.312 | 3743.1306 | 3642.53 | 3538.3291 | 0 | -1.6451e-05
2030-06-11 | 2 | 0 | 0 | 26.2307 | 152.5678 | 133.1675 | 3777.208 | 3625.9746 | 3785.312 | 3743.1306 | 3642.53 | 3538.3291 | 0 | -1080.5876
2030-06-11 | 3 | 0 | 0 | 0 | 50.0589 | 0 | 3777.208 | 3625.9746 | 3785.312 | 3743.1306 | 3642.53 | 3538.3291 | 0 | -1080.5876
2030-06-11 | 4 | 0 | 0 | 0 | 0 | 41.9916 | 3777.208 | 3625.9746 | 3785.312 | 3743.1306 | 3642.53 | 3538.3291 | 0 | -1080.5876
2030-06-11 | 5 | 0 | 52.7474 | 0 | 66.5277 | 66.5277 | 3777.208 | 3625.9746 | 3785.313 | 3743.1316 | 3642.53 | 3538.3291 | 0 | -1080.5876
2030-06-11 | 6 | 153.4735 | 153.4735 | 0 | 0 | 0 | 3777.208 | 3625.9746 | 3785.312 | 3743.1306 | 3642.53 | 3538.3291 | 0 | -1080.5876
2030-06-11 | 7 | 153.4735 | 153.4735 | 306.8381 | 66.6399 | 50.1947 | 3777.208 | 3625.9746 | 3785.312 | 3743.1306 | 3642.53 | 3538.3291 | 0 | -1080.5876
2030-06-11 | 8 | 153.4735 | 153.4735 | 0 | 144.9376 | 133.2797 | 3777.208 | 3625.9746 | 3785.312 | 3743.1306 | 3642.53 | 3538.3291 | 0 | -1080.5876
2030-06-11 | 9 | 153.4735 | 153.4735 | 0 | 66.6399 | 116.7862 | 3777.208 | 3625.9746 | 3785.312 | 3743.1306 | 3642.53 | 3538.3291 | 133.3095 | -1080.5876
2030-06-11 | 10 | 153.4735 | 153.4735 | 0 | 66.6399 | 99.1693 | 3777.208 | 3625.9746 | 3785.312 | 3743.1306 | 3642.53 | 3538.3291 | 0 | -1080.5876
2030-06-11 | 11 | 153.4735 | 153.4735 | 0 | 0 | 24.6757 | 3777.208 | 3625.9746 | 3785.312 | 3743.1306 | 3642.53 | 3538.3291 | 485.2698 | -1080.5876
2030-06-11 | 12 | 153.4735 | 153.4735 | 0 | 66.6399 | 41.4954 | 3777.208 | 3625.9746 | -107.5724 | 3743.1306 | 3642.53 | 3538.3291 | 485.2698 | -1080.5876
2030-06-11 | 13 | 460.4206 | 460.4206 | 646.4638 | 199.9196 | 199.9196 | 3777.208 | 887.0728 | 0 | 1871.5653 | 1652.3866 | 3538.3291 | 432.6529 | -1080.5876
2030-06-11 | 14 | 460.4206 | 460.4206 | 228.1698 | 199.9196 | 199.9196 | 3777.208 | 1812.9873 | -655.5405 | 940.4526 | 618.0451 | 3538.3291 | 647.0264 | -1080.5876
2030-06-11 | 15 | 460.4206 | 460.4206 | 0 | 199.9196 | 199.9196 | 3777.208 | 1812.9873 | -461.8053 | 1552.2665 | -434.9918 | 3538.3291 | 647.0264 | -1080.5876
2030-06-11 | 16 | 460.4206 | 460.4206 | 0 | 199.9196 | 199.9196 | 3777.208 | 1812.9873 | -425.6522 | 571.7432 | 0 | 3538.3291 | 485.2698 | -1080.5876
2030-06-11 | 17 | 460.4206 | 460.4206 | 0 | 159.4333 | 133.2797 | 3777.208 | 1812.9873 | -39.363 | 1871.5653 | -263.9621 | 3538.3291 | 372.7172 | -1080.5876
2030-06-11 | 18 | 460.4206 | 460.4206 | 484.8478 | 199.9196 | 199.9196 | 3777.208 | 168.9202 | -559.7122 | 0 | -224.344 | 3538.3291 | 0 | -1080.5876
2030-06-11 | 19 | 460.4206 | 460.4206 | 512.5823 | 199.9196 | 199.9196 | 3752.0312 | 168.9204 | -86.8519 | 0 | -1440.0912 | 3538.3291 | 0 | -1080.5876
2030-06-11 | 20 | 460.4206 | 460.4206 | 484.8478 | 199.9196 | 199.9196 | 3676.9731 | 168.9195 | -701.1295 | 0 | 0 | 3538.3291 | 0 | -1080.5876
2030-06-11 | 21 | 460.4206 | 460.4206 | 218.5791 | 199.9196 | 199.9196 | 3777.208 | 1812.9873 | -457.0406 | 0 | 0 | 3538.3291 | 0 | -1080.5876
2030-06-11 | 22 | 460.4206 | 460.4206 | 37.4484 | 161.7745 | 133.2797 | 3777.208 | 631.6725 | -1107.3527 | -2.5272e-05 | 1821.265 | 3538.3291 | 647.0264 | -1080.5876
2030-06-11 | 23 | 460.4206 | 460.4206 | 214.0626 | 199.9196 | 199.9196 | 3777.208 | 1082.8904 | -304.4837 | 0 | 0 | 3538.3291 | 0 | -1080.5876
2030-06-11 | 24 | 153.4735 | 230.898 | 646.4638 | 133.2797 | 133.2797 | 1888.604 | 168.9205 | -969.2067 | 384.8514 | 1821.265 | 2027.725 | 0 | -1080.5876
2030-06-12 | 1 | 153.4735 | 153.4735 | 646.4638 | 0 | 0 | 1924.9352 | 168.9194 | 0 | 0 | 392.1004 | 1769.1646 | 0 | -1080.5876
2030-06-12 | 2 | 153.4735 | 153.4735 | 0 | 0 | 0 | 3777.208 | 213.897 | 119.0196 | -2509.2432 | -3.2425e-05 | 2919.5359 | 0 | -1080.5876
2030-06-12 | 3 | 153.4735 | 153.4735 | 0 | 0 | 0 | 3777.208 | 3625.9746 | 394.7308 | -1236.9609 | -3.2425e-05 | 3538.3291 | 0 | -1080.5876
2030-06-12 | 4 | 153.4735 | 153.4735 | 0 | 0 | 0 | 3777.208 | 3625.9746 | -877.243 | 1826.7681 | 3642.53 | 3538.3291 | 0 | -1080.5876
2030-06-12 | 5 | 153.4735 | 153.4735 | 0 | 0 | 0 | 3777.208 | 3625.9746 | -516.6121 | 2663.5505 | 3642.53 | 3538.3291 | 0 | -1080.5876
2030-06-12 | 6 | 460.4206 | 403.7607 | 0 | 133.2797 | 133.2797 | 3777.208 | 3625.9746 | 546.8344 | -551.9153 | 1821.265 | 3538.3291 | 0 | -1080.5876
2030-06-12 | 7 | 460.4206 | 460.4206 | 7.3828 | 199.9196 | 199.9196 | 2400.2075 | 3410.7368 | 1499.064 | 0 | 0 | 3538.3291 | 0 | -1080.5876
2030-06-12 | 8 | 460.4206 | 460.4206 | 0 | 266.4473 | 266.4473 | 3777.208 | 1826.4569 | 802.7746 | -2599.27 | 1821.265 | 3538.3291 | 0 | -1080.5876
2030-06-12 | 9 | 460.4206 | 460.4206 | 17.0369 | 266.4473 | 266.4473 | 2520.3328 | 214.7479 | 1506.3982 | 0 | 1821.265 | 3538.3291 | 254.5662 | -1080.5876
2030-06-12 | 10 | 460.4206 | 460.4206 | 268.4692 | 266.4473 | 266.4473 | 2264.3726 | 168.9194 | 893.0325 | 184.4163 | 1821.265 | 3065.4473 | 485.2698 | -1080.5876
2030-06-12 | 11 | 460.4206 | 460.4206 | 17.5541 | 266.4472 | 266.4472 | 1888.604 | 215.8947 | 1025.3269 | 1616.7881 | 1821.265 | 2283.4326 | 485.2698 | -1080.5876
2030-06-12 | 12 | 460.4206 | 460.4206 | 0 | 228.7378 | 266.4473 | 3777.208 | 215.8928 | 1589.7875 | 1871.5653 | 1821.265 | 3538.3291 | 626.896 | -1080.5876
2030-06-12 | 13 | 460.4206 | 460.4206 | 0 | 199.9196 | 199.9196 | 3777.208 | 215.895 | 1007.9153 | 1871.5653 | 1301.7941 | 3538.3291 | 647.0264 | -1080.5876
2030-06-12 | 14 | 460.4206 | 460.4206 | 484.8478 | 199.9196 | 199.9196 | 3014.3291 | 168.9195 | 423.5777 | 0 | 341.1022 | 1769.1646 | 0 | -1080.5876
2030-06-12 | 15 | 460.4206 | 460.4206 | 646.4638 | 199.9196 | 199.9196 | 3158.3933 | 168.9204 | 24.4676 | 0 | -1076.6151 | 1801.2043 | 0 | -1080.5876
2030-06-12 | 16 | 460.4206 | 460.4206 | 646.4638 | 199.9196 | 199.9196 | 2882.9631 | 166.8605 | 0 | 0 | -1788.8894 | 1371.3032 | 0 | -1080.5876
2030-06-12 | 17 | 363.3454 | 306.9471 | 646.4638 | 199.9196 | 181.8331 | 2656.9368 | 166.8609 | -450.7389 | 0 | -429.9155 | 221.0085 | 0 | -1080.5876
2030-06-12 | 18 | 306.9471 | 203.3529 | 646.4638 | 133.2797 | 172.9313 | 1888.604 | 166.8611 | 0 | -134.9346 | -1341.8892 | 0 | 0 | -1080.5876
2030-06-12 | 19 | 365.9762 | 460.4206 | 646.4638 | 133.2797 | 133.2797 | 2377.6562 | 168.9197 | -85.1877 | 0 | 0 | 1316.6874 | 0 | -1080.5876
2030-06-12 | 20 | 460.4206 | 460.4206 | 646.4638 | 199.9196 | 199.9196 | 2492.6262 | 168.9204 | -141.999 | 0 | -33.6385 | 3538.3291 | 0 | -1080.5876
2030-06-12 | 21 | 460.4206 | 460.4206 | 0 | 133.2797 | 133.2797 | 3777.208 | 1293.8586 | 0 | -1346.3077 | -153.0866 | 3538.3291 | 0 | -1080.5876
2030-06-12 | 22 | 460.4206 | 460.4206 | 243.4017 | 133.2797 | 133.2797 | 3777.208 | 1812.9873 | -185.7017 | -1352.6875 | 638.4629 | 3538.3291 | 238.3718 | -1080.5876
2030-06-12 | 23 | 460.4206 | 460.4206 | 116.4146 | 133.2797 | 133.2797 | 3777.208 | 411.8238 | 141.1326 | -1740.1698 | 0 | 3538.3291 | 0 | -1080.5876
2030-06-12 | 24 | 153.4735 | 244.0463 | 407.1983 | 133.2797 | 133.2797 | 3777.208 | 168.9197 | 139.4315 | -1594.3993 | 0 | 1966.5691 | 0 | -1080.5876
2030-06-13 | 1 | 153.4735 | 153.4735 | 0 | 66.6399 | 58.7515 | 3777.208 | 213.8931 | 326.5257 | -1802.2374 | -1821.265 | 1317.3094 | 0 | -1080.5876
2030-06-13 | 2 | 153.4735 | 153.4735 | 0 | 0 | 0 | 3777.208 | 2003.8667 | -133.8416 | -2637.9041 | -3.2425e-05 | 3538.3291 | 0 | -1080.5876
2030-06-13 | 3 | 153.4735 | 153.4735 | 0 | 0 | 0 | 3777.208 | 3625.9746 | -61.72 | -2073.5581 | -3.2425e-05 | 3538.3291 | 0 | -1080.5876
2030-06-13 | 4 | 153.4735 | 153.4735 | 0 | 0 | 0 | 3777.208 | 3625.9746 | -900.7066 | -2456.9143 | 3642.53 | 3538.3291 | 0 | -1080.5876
2030-06-13 | 5 | 153.4735 | 153.4735 | 0 | 0 | 0 | 3777.208 | 3625.9746 | -637.9236 | -227.5168 | 3642.53 | 3538.3291 | 0 | -1080.5876
2030-06-13 | 6 | 153.4735 | 153.4735 | 0 | 0 | 0 | 3777.208 | 3625.9746 | 147.7326 | 2851.5386 | 3642.53 | 3538.3291 | 0 | -1080.5876
2030-06-13 | 7 | 153.4735 | 153.4735 | 0 | 0 | 0 | 3777.208 | 3625.9746 | 846.1555 | 3674.2825 | 3642.53 | 3538.3291 | 0 | -1080.5876
2030-06-13 | 8 | 153.4735 | 216.5946 | 0 | 0 | 0 | 3777.208 | 3436.5806 | 406.9347 | 870.2614 | 2759.4961 | 3538.3291 | 0 | -1080.5876
2030-06-13 | 9 | 306.9471 | 351.0275 | 0 | 133.2797 | 133.2797 | 3777.208 | 1415.8679 | 1090.5065 | 1861.1678 | 1821.265 | 3538.3291 | 144.9435 | -1080.5876
2030-06-13 | 10 | 460.4206 | 460.4206 | 0 | 199.9196 | 199.9196 | 3777.208 | 2664.1938 | 1526.2275 | 1871.5653 | 1980.9166 | 3538.3291 | 441.7341 | -1080.5876
2030-06-13 | 11 | 460.4206 | 460.4206 | 0 | 199.9196 | 199.9196 | 3777.208 | 1144.9166 | 2454.0308 | 1871.5653 | 2695.092 | 3538.3291 | 221.4755 | -1080.5876
2030-06-13 | 12 | 460.4206 | 460.4206 | 32.5008 | 199.9196 | 199.9196 | 3777.208 | 1811.875 | 2669.0796 | 1871.5653 | 2563.1675 | 3538.3291 | 323.5132 | -1080.5876
2030-06-13 | 13 | 460.4206 | 460.4206 | 0 | 199.9196 | 199.9196 | 3777.208 | 168.9201 | 1892.656 | 2147.5315 | 1821.265 | 3214.0618 | 314.4677 | -1080.5876
2030-06-13 | 14 | 460.4206 | 460.4206 | 646.4638 | 199.9196 | 199.9196 | 2848.4343 | 168.92 | 1248.5562 | 1871.5653 | 982.1067 | 1703.2892 | 0 | -1080.5876
2030-06-13 | 15 | 460.4206 | 460.4206 | 646.4638 | 199.9196 | 199.9196 | 1888.604 | 168.9198 | 446.3657 | 1871.5653 | 1693.7428 | 1769.1646 | 0 | -1080.5876
2030-06-13 | 16 | 460.4206 | 460.4206 | 646.4638 | 199.9196 | 199.9196 | 3777.208 | 168.9199 | 757.7539 | 1871.5653 | 0.073187 | 1742.162 | 0 | -1080.5876
2030-06-13 | 17 | 460.4206 | 460.4206 | 646.4638 | 199.9196 | 193.2667 | 3777.208 | 168.9194 | 522.1232 | 723.313 | 0 | 1458.1199 | 0 | -1080.5876
2030-06-13 | 18 | 460.4206 | 460.4206 | 646.4638 | 199.9196 | 199.9196 | 3777.208 | 1812.9873 | 0 | 417.3838 | 944.9807 | 3538.3291 | 0 | -1080.5876
2030-06-13 | 19 | 460.4206 | 460.4206 | 646.4638 | 199.9196 | 199.9196 | 3777.208 | 1812.9873 | 0 | 0 | 1270.8982 | 3538.3291 | 0 | -1080.5876
2030-06-13 | 20 | 460.4206 | 460.4206 | 646.4638 | 199.9196 | 199.9196 | 3777.208 | 1812.9873 | 0 | 0 | 1464.3993 | 3538.3291 | 0 | -1080.5876
2030-06-13 | 21 | 460.4206 | 460.4206 | 0 | 199.9196 | 199.9196 | 3777.208 | 1812.9873 | 873.9806 | 1374.1154 | 429.0837 | 3538.3291 | 0 | -1080.5876
2030-06-13 | 22 | 460.4206 | 460.4206 | 0 | 199.9196 | 199.9196 | 3777.208 | 1812.9873 | 1266.8876 | 1871.5653 | 1384.7974 | 3538.3291 | 0 | -1080.5876
2030-06-13 | 23 | 460.4206 | 460.4206 | 257.9247 | 0 | 0 | 1888.604 | 169.8874 | 789.9429 | 1498.9041 | 0 | 3354.4312 | 0 | -1080.5876
2030-06-13 | 24 | 460.4206 | 460.4206 | 20.1896 | 199.9196 | 199.9196 | 2615.752 | 168.9201 | 1691.3358 | 1871.5653 | 0 | 3538.3291 | 0 | -1080.5876
2030-06-14 | 1 | 460.4206 | 356.8178 | 540.6176 | 199.9196 | 188.9441 | 3777.208 | 168.9197 | 1254.7351 | 0 | 1164.2859 | 1972.546 | 0 | -1080.5876
2030-06-14 | 2 | 460.4206 | 364.984 | 0 | 133.2797 | 133.2797 | 3777.208 | 3553.8647 | 584.2038 | -577.6653 | 1736.1295 | 3538.3291 | 0 | -1080.5876
2030-06-14 | 3 | 460.4206 | 460.4206 | 0 | 266.4473 | 266.4473 | 3777.208 | 3625.9746 | 2281.4648 | 3743.1306 | 1759.2042 | 3538.3291 | 0 | -1080.5876
2030-06-14 | 4 | 153.4735 | 153.4735 | 0 | 0 | 0 | 3777.208 | 3625.9746 | 3785.312 | 3743.1306 | 3642.53 | 3538.3291 | 0 | -1080.5876
2030-06-14 | 5 | 153.4735 | 153.4735 | 0 | 0 | 0 | 3777.208 | 3625.9746 | 3785.312 | 3743.1306 | 3642.53 | 3538.3291 | 0 | -1080.5876
2030-06-14 | 6 | 153.4735 | 153.4735 | 646.4638 | 0 | 0 | 3777.208 | 3625.9746 | 3785.312 | 3743.1306 | 3642.53 | 3538.3291 | 0 | -1080.5876
2030-06-14 | 7 | 153.4735 | 153.4735 | 0 | 0 | 0 | 3777.208 | 3625.9746 | 3785.312 | 3743.1306 | 3642.53 | 3538.3291 | 0 | -1080.5876
2030-06-14 | 8 | 153.4735 | 153.4735 | 0 | 0 | 0 | 3777.208 | 3625.9746 | 3785.312 | 3743.1306 | 3642.53 | 3538.3291 | 0 | -1080.5876
2030-06-14 | 9 | 153.4735 | 153.4735 | 0 | 199.9196 | 199.9196 | 3777.208 | 3625.9746 | 3785.312 | 3743.1306 | 3642.53 | 3538.3291 | 169.9466 | -1080.5876
2030-06-14 | 10 | 153.4735 | 153.4735 | 0 | 266.4473 | 266.4473 | 3777.208 | 3625.9746 | 3785.312 | 3743.1306 | 3642.53 | 3538.3291 | 0 | -1080.5876
2030-06-14 | 11 | 153.4735 | 153.4735 | 302.9362 | 236.0549 | 199.9196 | 3777.208 | 3625.9746 | 3785.312 | 3743.1306 | 3642.53 | 3538.3291 | 0 | -1080.5876
2030-06-14 | 12 | 153.4735 | 153.4735 | 0 | 199.9196 | 246.4895 | 3777.208 | 3625.9746 | 3785.312 | 3743.1306 | 3642.53 | 3538.3291 | 0 | -1080.5876
2030-06-14 | 13 | 460.4206 | 460.4206 | 0 | 199.9196 | 198.8561 | 3777.208 | 3625.9746 | 2574.123 | 2938.9055 | 3642.53 | 3538.3291 | 207.7731 | -1080.5876
2030-06-14 | 14 | 460.4206 | 460.4206 | 646.4638 | 266.4472 | 266.4473 | 3777.208 | 3625.9746 | 1833.7078 | 0 | 2751.2017 | 3538.3291 | 0 | -1080.5876
2030-06-14 | 15 | 460.4206 | 460.4206 | 646.4638 | 266.4473 | 266.4473 | 2195.0491 | 3625.9746 | 703.0066 | 0 | 2892.834 | 3538.3291 | 0 | -1080.5876
2030-06-14 | 16 | 460.4206 | 460.4206 | 646.4638 | 266.4473 | 266.4472 | 1888.604 | 3320.8674 | 635.299 | 0 | 3047.1924 | 3277.3796 | 0 | -1080.5876
2030-06-14 | 17 | 460.4206 | 460.4206 | 646.4638 | 266.4473 | 266.4473 | 3777.208 | 3625.9746 | 677.7563 | 662.9731 | 3156.5605 | 1769.1646 | 0 | -1080.5876
2030-06-14 | 18 | 460.4206 | 460.4206 | 646.4638 | 199.9196 | 201.434 | 3777.208 | 3625.9746 | 2418.4399 | 1304.7446 | 3642.53 | 3538.3291 | 0 | -1080.5876
2030-06-14 | 19 | 460.4206 | 460.4206 | 646.4638 | 199.9196 | 199.9196 | 3777.208 | 3625.9746 | 3539.1843 | 2793.9146 | 3642.53 | 3538.3291 | 0 | -1080.5876
2030-06-14 | 20 | 460.4206 | 460.4206 | 0 | 266.4473 | 266.4473 | 3777.208 | 3625.9746 | 3785.312 | 3743.1306 | 3642.53 | 3538.3291 | 0 | -1080.5876
2030-06-14 | 21 | 229.4411 | 306.9471 | 246.839 | 199.9196 | 199.9196 | 3777.208 | 3625.9746 | 3785.312 | 3743.1306 | 3642.53 | 3538.3291 | 0 | -1080.5876
2030-06-14 | 22 | 153.4735 | 153.4735 | 401.6384 | 199.9196 | 199.9196 | 3777.208 | 3625.9746 | 3785.312 | 3743.1306 | 3642.53 | 3538.3291 | 0 | -1080.5876
2030-06-14 | 23 | 153.4735 | 153.4735 | 0 | 255.4103 | 266.4473 | 3777.208 | 3625.9746 | 3785.312 | 3743.1306 | 3642.53 | 3538.3291 | 0 | -1080.5876
2030-06-14 | 24 | 153.4735 | 153.4735 | 0 | 133.2797 | 133.2797 | 3777.208 | 3625.9746 | 3785.312 | 3743.1306 | 3642.53 | 3538.3291 | 0 | -1080.5876
2030-06-15 | 1 | 153.4735 | 86.7004 | 0 | 0 | 0 | 3777.208 | 3625.9746 | 3785.312 | 3743.1306 | 3642.53 | 3538.3291 | 0 | -1080.5876
2030-06-15 | 2 | 153.4735 | 153.4735 | 0 | 0 | 0 | 3777.208 | 3625.9746 | 3785.312 | 3743.1306 | 3642.53 | 3538.3291 | 0 | -1080.5876
2030-06-15 | 3 | 153.4735 | 153.4735 | 0 | 0 | 0 | 3777.208 | 3625.9746 | 3785.312 | 3743.1306 | 3642.53 | 3538.3291 | 0 | -1080.5876
2030-06-15 | 4 | 152.8722 | 0 | 0 | 0 | 0 | 3777.208 | 3625.9746 | 3785.312 | 3743.1306 | 3642.53 | 3538.3291 | 0 | -1080.5876
2030-06-15 | 5 | 153.4735 | 153.4735 | 0 | 0 | 0 | 3777.208 | 3625.9746 | 3785.312 | 3743.1306 | 3642.53 | 3538.3291 | 0 | -1080.5876
2030-06-15 | 6 | 0 | 0 | 0 | 133.1675 | 94.6677 | 3777.208 | 3625.9746 | 3785.312 | 3743.1306 | 3642.53 | 3538.3291 | 0 | -1080.5876
2030-06-15 | 7 | 0 | 0 | 0 | 133.1675 | 133.1675 | 3777.208 | 3625.9746 | 3785.312 | 3743.1306 | 3642.53 | 3538.3291 | 0 | -1080.5876
2030-06-15 | 8 | 100.3116 | 0 | 0 | 0 | 0 | 3777.208 | 3625.9746 | 3785.312 | 3743.1306 | 3642.53 | 3538.3291 | 0 | -1080.5876
2030-06-15 | 9 | 48.7136 | 0 | 0 | 51.7693 | 66.6399 | 3777.208 | 3625.9746 | 3785.312 | 3743.1306 | 3642.53 | 3538.3291 | 0 | -1080.5876
2030-06-15 | 10 | 153.4735 | 153.4735 | 0 | 199.9196 | 133.8279 | 3777.208 | 3625.9746 | 3785.312 | 3743.1306 | 3642.53 | 3538.3291 | 0 | -1080.5876
2030-06-15 | 11 | 153.4735 | 153.4735 | 0 | 199.9196 | 176.8214 | 3777.208 | 3625.9746 | 3785.312 | 3743.1306 | 3642.53 | 3538.3291 | 323.5132 | -1080.5876
2030-06-15 | 12 | 153.4735 | 153.4735 | 0 | 266.4472 | 266.4472 | 3777.208 | 3625.9746 | 3785.312 | 3743.1306 | 3642.53 | 3538.3291 | 0 | -1080.5876
2030-06-15 | 13 | 153.4735 | 153.4735 | 461.2465 | 266.4473 | 266.4473 | 3777.208 | 3625.9746 | 3785.312 | 3743.1306 | 3642.53 | 3538.3291 | 0 | -1080.5876
2030-06-15 | 14 | 0 | 39.1022 | 646.4638 | 199.9196 | 199.9196 | 3777.208 | 3625.9746 | 3785.3108 | 3743.1306 | 3642.53 | 3538.3291 | 0 | -1080.5876
2030-06-15 | 15 | 74.836 | 0 | 646.4638 | 199.9196 | 223.792 | 3777.208 | 3625.9746 | 3785.313 | 3743.1306 | 3642.53 | 3538.3291 | 0 | -1080.5876
2030-06-15 | 16 | 0 | 0 | 646.4638 | 199.9196 | 248.0725 | 3777.208 | 3625.9746 | 3785.312 | 3743.1306 | 3642.53 | 3538.3291 | 0 | -1080.5876
2030-06-15 | 17 | 0 | 0 | 646.4638 | 199.9196 | 230.437 | 3777.208 | 3625.9746 | 3785.312 | 3743.1306 | 3642.53 | 3538.3291 | 143.4435 | -1080.5876
2030-06-15 | 18 | 0 | 0 | 646.4638 | 266.4473 | 266.4473 | 3777.208 | 3625.9746 | 3785.312 | 3743.1306 | 3642.53 | 3538.3291 | 137.4289 | -1080.5876
2030-06-15 | 19 | 0 | 0 | 646.4638 | 210.8149 | 266.4473 | 3777.208 | 3625.9746 | 3785.312 | 3743.1306 | 3642.53 | 3538.3291 | 0 | -1080.5876
2030-06-15 | 20 | 153.4735 | 153.4735 | 484.8478 | 199.9196 | 243.5099 | 3777.208 | 3625.9746 | 3785.312 | 3743.1306 | 3642.53 | 3538.3291 | 0 | -1080.5876
2030-06-15 | 21 | 153.4735 | 153.4735 | 188.3767 | 199.9196 | 167.5501 | 3777.208 | 3625.9746 | 3785.312 | 3743.1306 | 3642.53 | 3538.3291 | 0 | -1080.5876
2030-06-15 | 22 | 153.4735 | 124.7784 | 0 | 175.39 | 133.2797 | 3777.208 | 3625.9746 | 3785.312 | 3743.1306 | 3642.53 | 3538.3291 | 0 | -1080.5876
2030-06-15 | 23 | 153.4735 | 78.0029 | 0 | 66.6399 | 67.8247 | 3777.208 | 3625.9746 | 3785.312 | 3743.1306 | 3642.53 | 3538.3291 | 0 | -1080.5876
2030-06-15 | 24 | 0 | 0 | 309.3225 | 196.6514 | 133.2797 | 3777.208 | 3625.9746 | 3785.312 | 3743.1306 | 3642.53 | 3538.3291 | 0 | -1080.5876
2030-06-16 | 1 | 153.4735 | 153.4735 | 0 | 0 | 0 | 3777.208 | 3625.9746 | 3785.312 | 3743.1306 | 3642.53 | 3538.3291 | 0 | -1080.5876
2030-06-16 | 2 | 153.4735 | 153.4735 | 0 | 0 | 0 | 3777.208 | 3625.9746 | 3785.312 | 3743.1306 | 3642.53 | 3538.3291 | 0 | -1080.5876
2030-06-16 | 3 | 153.4735 | 153.4735 | 0 | 0 | 0 | 3777.208 | 3625.9746 | 3785.312 | 3743.1306 | 3642.53 | 3538.3291 | 0 | -1080.5876
2030-06-16 | 4 | 153.4735 | 153.4735 | 0 | 0 | 0 | 3777.208 | 3625.9746 | 3785.312 | 3743.1306 | 3642.53 | 3538.3291 | 0 | -1080.5876
2030-06-16 | 5 | 153.4735 | 153.4735 | 0 | 0 | 0 | 3777.208 | 3625.9746 | 3785.312 | 3743.1306 | 3642.53 | 3538.3291 | 0 | -1080.5876
2030-06-16 | 6 | 153.4735 | 153.4735 | 0 | 66.6399 | 66.6399 | 3777.208 | 3625.9746 | 3785.312 | 3743.1306 | 3642.53 | 3538.3291 | 0 | -574.0598
2030-06-16 | 7 | 153.4735 | 153.4735 | 0 | 66.6399 | 67.1193 | 3777.208 | 3625.9746 | 3785.312 | 3743.1306 | 3642.53 | 3538.3291 | 0 | -540.2938
2030-06-16 | 8 | 153.4735 | 153.4735 | 0 | 66.6399 | 0.022338 | 3777.208 | 3625.9746 | 3785.312 | 3743.1306 | 3642.53 | 3538.3291 | 0 | -1080.5876
2030-06-16 | 9 | 153.4735 | 153.4735 | 0 | 66.6399 | 7.1215 | 3777.208 | 3625.9746 | 3785.312 | 3743.1306 | 3642.53 | 3538.3291 | 0 | -1080.5876
2030-06-16 | 10 | 0 | 0 | 0 | 66.6399 | 31.5392 | 3777.208 | 3625.9746 | 3785.312 | 3743.1306 | 3642.53 | 3538.3291 | 0 | 1080.5876
2030-06-16 | 11 | 153.4735 | 153.4735 | 0 | 0 | 38.2412 | 3777.208 | 3625.9746 | 3785.312 | 3743.1306 | 3642.53 | 3538.3291 | 0 | -1080.5876
2030-06-16 | 12 | 153.4735 | 153.4735 | 107.6256 | 66.6399 | 62.4214 | 3777.208 | 3625.9746 | 3785.312 | 3743.1306 | 3642.53 | 3538.3291 | 48.3269 | -1080.5876
2030-06-16 | 13 | 0 | 100.2762 | 0 | 0 | 0 | 3777.208 | 3625.9746 | 3785.312 | 3743.1306 | 3642.53 | 3538.3291 | 0 | -1080.5876
2030-06-16 | 14 | 153.4735 | 93.5335 | 0 | 0 | 0 | 3777.208 | 3625.9746 | 3785.312 | 3743.1306 | 3642.53 | 3538.3291 | 0 | -1080.5876
2030-06-16 | 15 | 0 | 0 | 293.2935 | 0 | 0 | 3777.208 | 3625.9746 | 3785.312 | 3743.1306 | 3642.53 | 3538.3291 | 0 | -1080.5876
2030-06-16 | 16 | 153.4735 | 153.4735 | 416.5566 | 0 | 0 | 3777.208 | 3625.9746 | 3785.312 | 3743.1306 | 3642.53 | 3538.3291 | 0 | -1080.5876
2030-06-16 | 17 | 153.4735 | 153.4735 | 248.4068 | 0 | 0 | 3777.208 | 3625.9746 | 3785.312 | 3743.1306 | 3642.53 | 3538.3291 | 0 | -1080.5876
2030-06-16 | 18 | 153.4735 | 153.4735 | 223.5264 | 0 | 0 | 3777.208 | 3625.9746 | 3785.312 | 3743.1306 | 3642.53 | 3538.3291 | 0 | -1080.5876
2030-06-16 | 19 | 153.4735 | 153.4735 | 0 | 0 | 0 | 3777.208 | 3625.9746 | 3785.312 | 3743.1306 | 3642.53 | 3538.3291 | 0 | -1080.5876
2030-06-16 | 20 | 153.4735 | 153.4735 | 0 | 0 | 0 | 3777.208 | 3625.9746 | 3785.312 | 3743.1306 | 3642.53 | 3538.3291 | 0 | -1080.5876
2030-06-16 | 21 | 153.4735 | 153.4735 | 0 | 133.2797 | 179.5712 | 3777.208 | 3625.9746 | 3785.312 | 3743.1306 | 3642.53 | 3538.3291 | 0 | -1080.5876
2030-06-16 | 22 | 153.4735 | 153.4735 | 0 | 0 | 0 | 3777.208 | 3625.9746 | 3785.312 | 3743.1306 | 3642.53 | 3538.3291 | 0 | -1080.5876
2030-06-16 | 23 | 0 | 119.3293 | 0 | 0 | 0 | 3777.208 | 3625.9746 | 3785.312 | 3743.1306 | 3642.53 | 3538.3291 | 0 | -1080.5876
2030-06-16 | 24 | 153.4735 | 153.4735 | 0 | 0 | 0 | 3777.208 | 3625.9746 | 3785.312 | 3743.1306 | 3642.53 | 3538.3291 | 0 | -1080.5876
2030-06-17 | 1 | 153.4735 | 153.4735 | 0 | 0 | 0 | 3777.208 | 3625.9746 | 3785.312 | 3743.1306 | 3642.53 | 3538.3291 | 0 | -737.5111
2030-06-17 | 2 | 153.4735 | 153.4735 | 0 | 0 | 0 | 3777.208 | 3625.9746 | 3785.312 | 3743.1306 | 3642.53 | 3538.3291 | 0 | -1.6451e-05
2030-06-17 | 3 | 153.4735 | 153.4735 | 0 | 0 | 0 | 3777.208 | 3625.9746 | 3785.312 | 3743.1306 | 3642.53 | 3538.3291 | 0 | -1.6451e-05
2030-06-17 | 4 | 153.4735 | 153.4735 | 323.2319 | 0 | 0 | 3777.208 | 3625.9746 | 3785.312 | 3743.1306 | 3642.53 | 3538.3291 | 0 | 540.2938
2030-06-17 | 5 | 0 | 52.1065 | 253.5503 | 0 | 0 | 3777.208 | 3625.9746 | 3445.5996 | 3743.1306 | 3642.53 | 3516.6731 | 0 | -1.6451e-05
2030-06-17 | 6 | 153.4735 | 153.4735 | 0 | 0 | 0 | 3777.208 | 3625.9746 | 3785.312 | 3743.1306 | 3642.53 | 3538.3291 | 0 | -1.6451e-05
2030-06-17 | 7 | 153.4735 | 153.4735 | 0 | 0 | 0 | 3777.208 | 3625.9746 | 3785.312 | 3743.1306 | 3642.53 | 2785.7546 | 0 | -1080.5876
2030-06-17 | 8 | 153.4735 | 153.4735 | 0 | 0 | 0 | 3777.208 | 3625.9746 | 3785.312 | 3743.1306 | 3642.53 | 3538.3291 | 323.5132 | -1.6451e-05
2030-06-17 | 9 | 153.4735 | 153.4735 | 0 | 0 | 0 | 3777.208 | 3625.9746 | 3785.312 | 3743.1306 | 3642.53 | 3538.3291 | 647.0264 | -1080.5876
2030-06-17 | 10 | 153.4735 | 153.4735 | 162.3536 | 0 | 0 | 3777.208 | 3625.9746 | 3785.312 | 3743.1306 | 3642.53 | 3538.3291 | 647.0264 | -1080.5876
2030-06-17 | 11 | 153.4735 | 153.4735 | 0 | 0 | 0 | 3777.208 | 3625.9746 | 3785.312 | 3743.1306 | 3642.53 | 3538.3291 | 485.2698 | -1080.5876
2030-06-17 | 12 | 153.4735 | 153.4735 | 0 | 156.3577 | 133.2797 | 3777.208 | 3625.9746 | 3785.312 | 3743.1306 | 3642.53 | 3538.3291 | 104.4366 | -1080.5876
2030-06-17 | 13 | 306.9471 | 402.6325 | 0 | 130.5705 | 133.2797 | 3777.208 | 2342.5059 | 406.3266 | 3743.1306 | 3375.8716 | 3538.3291 | 156.1563 | -1080.5876
2030-06-17 | 14 | 153.4735 | 154.4417 | 484.8478 | 133.2797 | 133.2797 | 3777.208 | 1221.5201 | -3.7193e-05 | 3743.1306 | 3142.5593 | 3538.3291 | 425.0178 | -1080.5876
2030-06-17 | 15 | 306.9471 | 332.5994 | 484.8478 | 199.9196 | 177.5141 | 3777.208 | 213.8932 | -3.7193e-05 | 3743.1306 | 2329.0486 | 3538.3291 | 485.2698 | -1080.5876
2030-06-17 | 16 | 306.9471 | 306.9471 | 484.8478 | 199.9196 | 168.5325 | 3777.208 | 215.8929 | -227.6169 | 3617.553 | 1821.265 | 3538.3291 | 485.2698 | -1080.5876
2030-06-17 | 17 | 306.9471 | 306.9407 | 323.2319 | 103.8784 | 66.6399 | 3777.208 | 422.5964 | -3.7193e-05 | 2596.0496 | 1821.265 | 3538.3291 | 525.7727 | -1080.5876
2030-06-17 | 18 | 460.4206 | 460.4206 | 161.1375 | 144.4877 | 199.9196 | 3777.208 | 364.694 | -3.7193e-05 | 2208.9143 | 2822.6953 | 3538.3291 | 647.0264 | -1080.5876
2030-06-17 | 19 | 460.4206 | 460.4206 | 0 | 133.2797 | 150.5642 | 3777.208 | 213.8929 | 1719.0452 | 3743.1306 | 3642.53 | 3538.3291 | 647.0264 | -1080.5876
2030-06-17 | 20 | 460.4206 | 460.4206 | 0 | 137.6952 | 199.9196 | 3777.208 | 213.8933 | 2114.5393 | 3743.1306 | 3642.53 | 3538.3291 | 0 | -1080.5876
2030-06-17 | 21 | 460.4206 | 460.4206 | 0 | 23.7833 | 0 | 3777.208 | 387.6645 | 3019.77 | 3743.1306 | 3642.53 | 3538.3291 | 0 | -1080.5876
2030-06-17 | 22 | 306.9471 | 368.4275 | 0 | 0 | 61.5208 | 3777.208 | 3424.0908 | 2859.9541 | 3743.1306 | 3642.53 | 3538.3291 | 0 | -1080.5876
2030-06-17 | 23 | 306.9471 | 412.0755 | 0 | 0 | 1.2572 | 3777.208 | 1091.6931 | 2567.469 | 3743.1306 | 3642.53 | 3538.3291 | 0 | -1080.5876
2030-06-17 | 24 | 362.6124 | 306.9471 | 0 | 0 | 0 | 3777.208 | 994.0629 | 2873.5681 | 3743.1306 | 3642.53 | 1769.1646 | 323.5132 | -1080.5876
2030-06-18 | 1 | 306.9471 | 258.9425 | 0 | 66.6399 | 49.4017 | 3777.208 | 230.9241 | 1663.4242 | 3743.1306 | 3642.53 | 3538.3291 | 0 | -1.6451e-05
2030-06-18 | 2 | 153.4735 | 153.4735 | 0 | 0 | 0 | 3777.208 | 568.8934 | 579.9497 | 3743.1306 | 3642.53 | 3538.3291 | 0 | -1.6451e-05
2030-06-18 | 3 | 153.4735 | 153.4735 | 87.3034 | 0 | 0 | 3777.208 | 230.9237 | -174.4663 | 3743.1306 | 3642.53 | 1769.1646 | 0 | -1.6451e-05
2030-06-18 | 4 | 153.4735 | 153.4735 | 323.2319 | 66.6399 | 119.8251 | 3777.208 | 230.9232 | 138.2891 | 3743.1306 | 3642.53 | 342.5987 | 0 | -1.6451e-05
2030-06-18 | 5 | 153.4735 | 153.4735 | 0 | 53.9795 | 66.6399 | 3777.208 | 228.784 | 237.7601 | 138.5701 | 3642.53 | 1871.2227 | 0 | -1080.5876
2030-06-18 | 6 | 153.4735 | 153.4735 | 0 | 66.6399 | 83.1456 | 3777.208 | 228.7834 | 351.7591 | 1067.2648 | 3642.53 | 2365.1072 | 0 | -1.6451e-05
2030-06-18 | 7 | 153.4735 | 153.4735 | 0 | 133.2797 | 73.4302 | 3777.208 | 230.923 | 578.1028 | 311.1817 | 3642.53 | 3538.3291 | 0 | -1.6451e-05
2030-06-18 | 8 | 306.9471 | 256.513 | 0 | 0 | 0 | 3777.208 | 213.8937 | 475.7422 | -1871.5653 | 3642.53 | 3538.3291 | 485.2698 | -1080.5876
2030-06-18 | 9 | 393.8448 | 306.9471 | 374.4739 | 0 | 0 | 3777.208 | 213.8936 | 498.7162 | -1442.415 | 3642.53 | 3538.3291 | 323.5132 | -1080.5876
2030-06-18 | 10 | 460.4206 | 460.4206 | 296.019 | 133.2797 | 162.3243 | 3777.208 | 215.8937 | 1341.3547 | 1585.7805 | 1910.6907 | 3538.3291 | 382.4085 | -1080.5876
2030-06-18 | 11 | 460.4206 | 460.4206 | 646.4638 | 133.2797 | 196.8332 | 3756.7017 | 1812.9873 | 946.3251 | 1871.5653 | 2728.0361 | 3538.3291 | 647.0264 | -1080.5876
2030-06-18 | 12 | 460.4206 | 460.4206 | 646.4638 | 199.9196 | 199.9196 | 3653.7451 | 1812.9873 | 1048.1257 | 1871.5653 | 3642.53 | 3538.3291 | 647.0264 | -1080.5876
2030-06-18 | 13 | 460.4206 | 460.4206 | 582.9088 | 199.9196 | 199.9196 | 3777.208 | 215.8928 | 1044.0543 | 1871.5653 | 1821.265 | 2962.0503 | 647.0264 | -1080.5876
2030-06-18 | 14 | 460.4206 | 460.4206 | 646.4638 | 199.9196 | 199.9196 | 3012.5906 | 168.9184 | 1664.2982 | -36.9966 | 1821.265 | 2017.0475 | 447.2085 | -1080.5876
2030-06-18 | 15 | 460.4206 | 460.4206 | 646.4638 | 266.4473 | 266.4473 | 1888.604 | 213.8945 | 916.4716 | 1058.0585 | 3342.46 | 265.2431 | 367.1938 | -1080.5876
2030-06-18 | 16 | 460.4206 | 460.4206 | 646.4638 | 199.9196 | 199.9196 | 1888.604 | 213.894 | 521.1577 | 77.613 | 3642.53 | -1.8358e-05 | 373.8316 | -1080.5876
2030-06-18 | 17 | 460.4206 | 460.4206 | 646.4638 | 199.9196 | 199.9196 | 1888.604 | 213.8931 | 613.7739 | -544.8832 | 3642.53 | 265.2406 | 488.5429 | -1080.5876
2030-06-18 | 18 | 460.4206 | 460.4206 | 646.4638 | 266.4472 | 266.4473 | 1888.604 | 168.9197 | 1181.0991 | 543.5451 | 3642.53 | 1769.1646 | 323.5132 | -1080.5876
2030-06-18 | 19 | 460.4206 | 460.4206 | 323.2319 | 199.9196 | 199.9196 | 3369.2349 | 215.8932 | 2533.9709 | 1122.3231 | 3642.53 | 2899.6519 | 64.0153 | -1080.5876
2030-06-18 | 20 | 460.4206 | 460.4206 | 0 | 199.9196 | 199.9196 | 1888.604 | 215.8948 | 3332.8379 | 1077.269 | 3642.53 | 2809.5457 | 647.0264 | -1080.5876
2030-06-18 | 21 | 460.4206 | 460.4206 | 0 | 266.4473 | 266.4473 | 3199.0349 | 1005.0928 | 3785.312 | -276.437 | 3642.53 | 3538.3291 | 647.0264 | -1080.5876
2030-06-18 | 22 | 460.4206 | 460.4206 | 0 | 266.4472 | 266.4473 | 3432.012 | 1549.465 | 3785.312 | 1892.0355 | 3642.53 | 3538.3291 | 647.0264 | -1080.5876
2030-06-18 | 23 | 460.4206 | 460.4206 | 0 | 205.8332 | 199.9196 | 3201.4285 | 510.4907 | 3785.312 | 3743.1306 | 3642.53 | 3538.3291 | 647.0264 | -1080.5876
2030-06-18 | 24 | 460.4206 | 460.4206 | 0 | 199.9196 | 156.0869 | 3383.8723 | 1458.3955 | 3785.312 | 3743.1306 | 3642.53 | 3538.3291 | 485.2698 | -1080.5876
2030-06-19 | 1 | 153.4735 | 153.4735 | 0 | 0 | 0 | 3442.436 | 3625.9746 | 3785.312 | 3743.1306 | 3642.53 | 3538.3291 | 0 | -540.2938
2030-06-19 | 2 | 153.4735 | 153.4735 | 232.8733 | 133.2797 | 182.5803 | 3777.208 | 3625.9746 | 3785.312 | 3743.1306 | 3642.53 | 3538.3291 | 0 | -1.6451e-05
2030-06-19 | 3 | 153.4735 | 153.4735 | 0 | 131.4469 | 66.6399 | 3777.208 | 3625.9746 | 3785.312 | 3743.1306 | 3642.53 | 3538.3291 | 0 | -1080.5876
2030-06-19 | 4 | 153.4735 | 153.4735 | 0 | 66.6399 | 65.9908 | 3621.7588 | 3625.9746 | 3785.312 | 3743.1306 | 3642.53 | 3538.3291 | 0 | -1080.5876
2030-06-19 | 5 | 153.4735 | 153.4735 | 0 | 66.6399 | 51.6131 | 3704.8433 | 3625.9746 | 2925.823 | 3743.1306 | 3642.53 | 3538.3291 | 0 | -1080.5876
2030-06-19 | 6 | 153.4735 | 153.4735 | 0 | 0 | 0 | 3777.208 | 3625.9746 | 3785.312 | 3743.1306 | 3642.53 | 3538.3291 | 0 | -1080.5876
2030-06-19 | 7 | 153.4735 | 153.4735 | 0 | 0 | 0 | 3777.208 | 3625.9746 | 3785.312 | 3743.1306 | 3642.53 | 3538.3291 | 0 | -1080.5876
2030-06-19 | 8 | 153.4735 | 153.4735 | 0 | 0 | 0 | 3551.9263 | 3625.9746 | 3785.312 | 3743.1306 | 3642.53 | 3538.3281 | 0 | -1080.5876
2030-06-19 | 9 | 153.4735 | 153.4735 | 0 | 0 | 0 | 3547.4607 | 3625.9746 | -525.2014 | 3743.1306 | 2317.8574 | 3538.3291 | 574.7816 | -1080.5876
2030-06-19 | 10 | 153.4735 | 153.4735 | 0 | 133.2797 | 114.1622 | 3777.208 | 3625.9746 | -873.6484 | 2174.0156 | 1821.265 | 3538.3291 | 647.0264 | -1080.5876
2030-06-19 | 11 | 306.9471 | 365.499 | 0 | 199.9196 | 199.9196 | 3777.208 | 3473.9858 | -483.6452 | 1871.5653 | 1821.265 | 3538.3291 | 647.0264 | -1080.5876
2030-06-19 | 12 | 153.4735 | 153.4735 | 126.701 | 199.9196 | 199.9196 | 3777.208 | 246.3811 | -3.7193e-05 | 1871.5653 | 1316.879 | 3538.3291 | 605.3324 | -1080.5876
2030-06-19 | 13 | 460.4206 | 460.4206 | 646.4638 | 199.9196 | 199.9196 | 3777.208 | 1812.9873 | -216.4135 | 1871.5653 | 1821.265 | 1813.8958 | 647.0264 | -1080.5876
2030-06-19 | 14 | 460.4206 | 460.4206 | 646.4638 | 199.9196 | 199.9196 | 3777.208 | 371.7835 | 381.3731 | 1814.4038 | 1193.0189 | 1769.1646 | 647.0264 | -1080.5876
2030-06-19 | 15 | 460.4206 | 460.4206 | 646.4638 | 199.9196 | 199.9196 | 2622.5107 | 168.9197 | 0 | 562.7397 | 1016.6304 | 3538.3291 | 647.0264 | -1080.5876
2030-06-19 | 16 | 460.4206 | 460.4206 | 646.4638 | 199.9196 | 199.9196 | 3777.208 | 168.92 | -142.9417 | 1370.4634 | 1821.265 | 2478.1177 | 647.0264 | -1080.5876
2030-06-19 | 17 | 460.4206 | 460.4206 | 536.7627 | 199.9196 | 199.9196 | 3608.3311 | 1812.9873 | -444.0594 | 131.8512 | 1821.265 | 3538.3291 | 647.0264 | -1080.5876
2030-06-19 | 18 | 306.9471 | 436.264 | 646.4638 | 143.6661 | 133.2797 | 3646.5906 | 1812.9873 | -818.5656 | -823.5138 | 1821.265 | 3538.3291 | 647.0264 | -1080.5876
2030-06-19 | 19 | 460.4206 | 460.4206 | 646.4638 | 199.9196 | 199.9196 | 3743.447 | 1812.9873 | -978.699 | -741.1069 | 1821.265 | 3538.3291 | 485.2698 | -1080.5876
2030-06-19 | 20 | 434.5578 | 460.4206 | 0 | 199.9196 | 199.9196 | 3032.9106 | 1812.9873 | -936.2329 | -1871.5653 | 1821.265 | 3538.3291 | 647.0264 | -1080.5876
2030-06-19 | 21 | 460.4206 | 460.4206 | 222.3425 | 199.9196 | 168.1503 | 3777.208 | 2572.4524 | -396.4213 | -1871.5653 | 1821.265 | 3538.3291 | 607.2693 | -1080.5876
2030-06-19 | 22 | 460.4206 | 460.4206 | 22.3756 | 199.9196 | 187.6239 | 3359.8628 | 1831.7122 | 226.5968 | -1871.5653 | 1821.265 | 3538.3291 | 485.2698 | -1044.6537
2030-06-19 | 23 | 460.4206 | 460.4206 | 568.5259 | 199.9196 | 199.9196 | 2801.9822 | 1640.9626 | 471.2328 | -1871.5653 | 1821.265 | 3538.3291 | 0 | -985.8832
2030-06-19 | 24 | 460.4206 | 460.4206 | 508.2078 | 199.9196 | 187.9698 | 2176.1238 | 1885.621 | 1571.8615 | 0 | 0 | 3538.3291 | 0 | -1080.5876
2030-06-20 | 1 | 306.9471 | 317.0916 | 646.4638 | 199.9196 | 199.9196 | 1888.604 | 3625.9746 | 1678.0319 | -165.1978 | 0 | 3538.3291 | 0 | -1080.5876
2030-06-20 | 2 | 267.5532 | 153.4735 | 646.4638 | 133.2797 | 133.2797 | 3777.208 | 3625.9746 | 377.8576 | 1961.1764 | 3642.53 | 3538.3291 | 0 | -1080.5876
2030-06-20 | 3 | 460.4206 | 456.6425 | 323.2319 | 0 | 0 | 3777.208 | 3625.9746 | 2896.6362 | 3743.1306 | 3642.53 | 3538.3291 | 0 | -1080.5876
2030-06-20 | 4 | 153.4735 | 153.4735 | 0 | 0 | 0 | 3777.208 | 3625.9746 | 3785.312 | 3743.1306 | 3642.53 | 3538.3291 | 0 | -1080.5876
2030-06-20 | 5 | 153.4735 | 153.4735 | 0 | 0 | 0 | 3777.208 | 3625.9746 | 3785.312 | 3743.1306 | 3642.53 | 3538.3291 | 0 | -1080.5876
2030-06-20 | 6 | 153.4735 | 153.4735 | 108.8794 | 0 | 0 | 3777.208 | 3625.9746 | 3785.312 | 3743.1306 | 3642.53 | 3538.3291 | 0 | 540.2938
2030-06-20 | 7 | 153.4735 | 153.4735 | 0 | 55.3981 | 0 | 3777.208 | 3625.9746 | 3785.312 | 3743.1306 | 3642.53 | 3538.3291 | 0 | -1.6451e-05
2030-06-20 | 8 | 153.4735 | 153.4735 | 0 | 133.2797 | 151.4021 | 3777.208 | 3625.9746 | 3785.312 | 3743.1306 | 3642.53 | 3538.3291 | 0 | -1080.5876
2030-06-20 | 9 | 153.4735 | 153.4735 | 0 | 266.4472 | 266.4473 | 3777.208 | 3625.9746 | 3785.312 | 3743.1306 | 3642.53 | 3538.3291 | 647.0264 | -1080.5876
2030-06-20 | 10 | 153.4735 | 153.4735 | 0 | 199.9196 | 246.8529 | 3777.208 | 3625.9746 | 3785.312 | 3743.1306 | 3642.53 | 3538.3291 | 647.0264 | -1080.5876
2030-06-20 | 11 | 153.4735 | 153.4735 | 0 | 266.4473 | 266.4472 | 3777.208 | 3625.9746 | 3785.312 | 3743.1306 | 3642.53 | 3538.3291 | 647.0264 | -1080.5876
2030-06-20 | 12 | 153.4735 | 153.4735 | 0 | 266.4473 | 266.4473 | 3777.208 | 3625.9746 | 3785.312 | 3743.1306 | 3642.53 | 3538.3291 | 0 | -1080.5876
2030-06-20 | 13 | 0 | 53.3539 | 0 | 266.4473 | 221.045 | 3777.208 | 3625.9746 | 3785.312 | 3743.1306 | 3642.53 | 3538.3291 | 0 | -1080.5876
2030-06-20 | 14 | 153.4735 | 153.4735 | 514.4458 | 266.4472 | 266.4473 | 3777.208 | 3625.9746 | 3785.312 | 3743.1306 | 3642.53 | 3538.3281 | 0 | -1080.5876
2030-06-20 | 15 | 153.4735 | 153.4735 | 484.8478 | 266.4472 | 266.4473 | 3777.208 | 3625.9746 | 3785.312 | 3743.1306 | 3642.53 | 3538.3291 | 625.7841 | 1080.5876
2030-06-20 | 16 | 460.4206 | 460.4206 | 331.0613 | 199.9196 | 199.9196 | 3777.208 | 3625.9746 | 3785.312 | 3743.1306 | 3642.53 | 1351.3947 | 0 | -1080.5876
2030-06-20 | 17 | 460.4206 | 460.4206 | 484.8478 | 199.9196 | 199.9196 | 3777.208 | 3625.9746 | 3269.5637 | 3743.1306 | 3642.53 | 1604.4673 | 0 | -1080.5876
2030-06-20 | 18 | 153.4735 | 153.4735 | 484.8478 | 199.9196 | 199.9196 | 3777.208 | 3625.9746 | 1713.6669 | 3743.1306 | 3642.53 | 3436.866 | 0 | -1080.5876
2030-06-20 | 19 | 306.9471 | 370.0542 | 0 | 199.9196 | 187.1373 | 3777.208 | 3625.9746 | 2330.4041 | 3743.1306 | 3642.53 | 3538.3291 | 0 | -1080.5876
2030-06-20 | 20 | 306.9471 | 209.6664 | 0 | 133.2797 | 133.2797 | 3777.208 | 3625.9746 | 1207.3364 | 3743.1306 | 3642.53 | 3538.3291 | 0 | -1080.5876
2030-06-20 | 21 | 460.4206 | 460.4206 | 0 | 133.2797 | 175.0812 | 3777.208 | 3625.9746 | 238.5844 | 3743.1306 | 3513.4712 | 3538.3291 | 263.0461 | -1080.5876
2030-06-20 | 22 | 460.4206 | 460.4206 | 0 | 108.1353 | 66.6399 | 3777.208 | 3625.9746 | 3785.312 | 3743.1306 | 3642.53 | 3538.3291 | 0 | -1080.5876
2030-06-20 | 23 | 347.1971 | 460.4206 | 0 | 0 | 0 | 3777.208 | 3625.9746 | 3785.312 | 3743.1306 | 3642.53 | 3538.3291 | 491.5731 | -1080.5876
2030-06-20 | 24 | 460.4206 | 460.4206 | 0 | 39.7768 | 0 | 3777.208 | 3625.9746 | 3785.312 | 3743.1306 | 3642.53 | 3538.3291 | 647.0264 | -1080.5876
2030-06-21 | 1 | 153.4735 | 168.3454 | 0 | 199.9196 | 199.9196 | 3777.208 | 3625.9746 | 3785.312 | 3743.1306 | 3642.53 | 3538.3291 | 647.0264 | -1080.5876
2030-06-21 | 2 | 168.8224 | 153.4735 | 0 | 148.7083 | 199.9196 | 3777.208 | 3625.9746 | 3785.312 | 3743.1306 | 3642.53 | 3538.3291 | 0 | -1080.5876
2030-06-21 | 3 | 153.4735 | 153.4735 | 0 | 0 | 0 | 3777.208 | 3625.9746 | 3785.312 | 3743.1306 | 3642.53 | 3538.3291 | 0 | -1080.5876
2030-06-21 | 4 | 153.4735 | 153.4735 | 0 | 0 | 0 | 3777.208 | 3625.9746 | 2929.8171 | 3743.1306 | 3642.53 | 3538.3291 | 0 | -1080.5876
2030-06-21 | 5 | 153.4735 | 153.4735 | 0 | 0 | 0 | 3777.208 | 3625.9746 | 3785.312 | 3743.1306 | 3642.53 | 3538.3291 | 0 | -1080.5876
2030-06-21 | 6 | 153.4735 | 153.4735 | 0 | 0 | 0 | 3777.208 | 3625.9746 | 3785.312 | 3743.1306 | 3642.53 | 3538.3291 | 0 | -1.6451e-05
2030-06-21 | 7 | 153.4735 | 210.973 | 0 | 66.6399 | 85.0295 | 3777.208 | 3625.9746 | 3785.312 | 3743.1306 | 3642.53 | 3538.3291 | 0 | -1080.5876
2030-06-21 | 8 | 153.4735 | 153.4735 | 0 | 66.6399 | 97.485 | 3777.208 | 3625.9746 | 3785.312 | 3743.1306 | 3642.53 | 3538.3291 | 0 | -333.2984
2030-06-21 | 9 | 153.4735 | 153.4735 | 0 | 105.3582 | 66.6399 | 3777.208 | 3625.9746 | 3785.312 | 3743.1306 | 3642.53 | 3538.3291 | 0 | -1080.5876
2030-06-21 | 10 | 153.4735 | 153.4735 | 0 | 100.9434 | 66.6399 | 3777.208 | 3625.9746 | 3785.312 | 3743.1306 | 3642.53 | 3538.3291 | 0 | -1080.5876
2030-06-21 | 11 | 153.4735 | 153.4735 | 0 | 134.4085 | 199.9196 | 3777.208 | 3625.9746 | 3785.312 | 3743.1306 | 3642.53 | 3538.3291 | 0 | -1080.5876
2030-06-21 | 12 | 153.4735 | 153.4735 | 0 | 124.8554 | 66.6399 | 3777.208 | 3625.9746 | 3785.312 | 3743.1306 | 3642.53 | 3538.3291 | 0 | -1080.5876
2030-06-21 | 13 | 426.4706 | 460.4206 | 0 | 0 | 0 | 3777.208 | 3625.9746 | 1318.1075 | 3743.1306 | 3642.53 | 3538.3291 | 0 | -1080.5876
2030-06-21 | 14 | 460.4206 | 460.4206 | 0 | 109.5685 | 133.2797 | 3777.208 | 3625.9746 | 626.8454 | 1589.698 | 3642.53 | 3538.3291 | 0 | -1080.5876
2030-06-21 | 15 | 460.4206 | 460.4206 | 646.4638 | 199.9196 | 199.9196 | 3777.208 | 1004.9359 | 297.0549 | -2.5272e-05 | 3642.53 | 2771.1611 | 0 | -1080.5876
2030-06-21 | 16 | 460.4206 | 460.4206 | 646.4638 | 199.9196 | 199.9196 | 3777.208 | 666.3575 | 640.591 | -1871.5653 | 3642.53 | 3538.3291 | 0 | -1080.5876
2030-06-21 | 17 | 460.4206 | 460.4206 | 646.4638 | 266.4473 | 266.4473 | 3507.5996 | 215.8926 | 1627.0642 | -16.1015 | 3642.53 | 3538.3291 | 0 | -1080.5876
2030-06-21 | 18 | 460.4206 | 460.4206 | 646.4638 | 266.4473 | 266.4472 | 3378.1499 | 215.8934 | 3120.8477 | 1483.8928 | 3642.53 | 1769.1646 | 0 | -1080.5876
2030-06-21 | 19 | 460.4206 | 460.4206 | 0 | 266.4473 | 266.4472 | 1537.9785 | 213.8931 | 3390.332 | 2240.2744 | 3642.53 | 3538.3291 | 0 | -1080.5876
2030-06-21 | 20 | 460.4206 | 460.4206 | 106.3741 | 266.4473 | 266.4472 | 1107.7798 | 213.8932 | 3785.312 | 2223.9968 | 3642.53 | 3538.3291 | 0 | -1080.5876
2030-06-21 | 21 | 460.4206 | 460.4206 | 0 | 266.4473 | 205.771 | 3347.0212 | 228.7814 | 3785.312 | 2886.5503 | 3642.53 | 1469.0696 | 0 | -1080.5876
2030-06-21 | 22 | 460.4206 | 460.4206 | 0 | 133.2797 | 193.1168 | 3777.208 | 230.9207 | 3785.312 | 3743.1306 | 3642.53 | 1219.8317 | 0 | -1080.5876
2030-06-21 | 23 | 460.4206 | 460.4206 | 0 | 133.2797 | 73.458 | 3777.208 | 1282.7327 | 3785.312 | 3721.4314 | 3642.53 | 2084.4514 | 0 | -1080.5876
2030-06-21 | 24 | 460.4206 | 407.6713 | 0 | 0 | 0 | 3777.208 | 3288.2854 | 3785.312 | 1937.3121 | 3642.53 | 2392.2224 | 0 | -1.6451e-05
2030-06-22 | 1 | 243.4938 | 306.9471 | 0 | 66.6399 | 66.6399 | 3777.208 | 3449.7278 | 2904.489 | 3743.1306 | 3642.53 | 3538.3291 | 43.269 | -1080.5876
2030-06-22 | 2 | 153.4735 | 153.4735 | 0 | 0 | 0 | 3777.208 | 3625.9746 | 1892.6559 | 3743.1306 | 3642.53 | 3538.3291 | 0 | -1.6451e-05
2030-06-22 | 3 | 153.4735 | 153.4735 | 57.0727 | 0 | 0 | 3777.208 | 3625.9746 | 2164.4365 | 3743.1306 | 3642.53 | 3538.3291 | 0 | -1.6451e-05
2030-06-22 | 4 | 153.4735 | 153.4735 | 323.2319 | 0 | 0 | 3777.208 | 3625.9746 | -84.641 | 3743.1306 | 3642.53 | 3538.3291 | 0 | 1080.5876
2030-06-22 | 5 | 153.4735 | 153.4735 | 0 | 0 | 0 | 3777.208 | 3625.9746 | -1771.9448 | 3743.1306 | 2795.5862 | 3538.3291 | 0 | 1080.5876
2030-06-22 | 6 | 153.4735 | 153.4735 | 323.2319 | 0 | 0 | 3777.208 | 3625.9746 | -1908.0709 | 3743.1306 | 3642.53 | 3538.3291 | 0 | 540.2938
2030-06-22 | 7 | 153.4735 | 153.4735 | 0 | 0 | 0 | 3777.208 | 3625.9746 | -1530.3936 | -2.5272e-05 | 3642.53 | 3538.3291 | 0 | -1.6451e-05
2030-06-22 | 8 | 153.4735 | 153.4735 | 0 | 0 | 0 | 3777.208 | 215.8925 | -552.6272 | -8.0311 | 1821.265 | 3538.3291 | 0 | -1080.5876
2030-06-22 | 9 | 153.4735 | 153.4735 | 151.8439 | 0 | 0 | 3777.208 | 213.8932 | 209.4533 | -2.5272e-05 | 743.0745 | 1769.1646 | 0 | -1080.5876
2030-06-22 | 10 | 153.4735 | 153.4735 | 0 | 0 | 0 | 3777.208 | 215.8932 | 43.8341 | -291.0094 | 1821.265 | 1054.116 | 485.2698 | -1080.5876
2030-06-22 | 11 | 153.4735 | 153.4735 | 0 | 0 | 0 | 3777.208 | 215.8933 | 133.1129 | 1871.5653 | 1821.265 | 3533.2336 | 498.462 | -1080.5876
2030-06-22 | 12 | 153.4735 | 153.4735 | 76.4707 | 0 | 0 | 3777.208 | 399.3972 | -187.1522 | 1871.5653 | 1855.0952 | 3538.3291 | 647.0264 | -1080.5876
2030-06-22 | 13 | 153.4735 | 153.4735 | 233.6291 | 0 | 0 | 3777.208 | 207.0745 | -171.23 | 1871.5653 | 1821.265 | 3538.3291 | 485.2698 | -1080.5876
2030-06-22 | 14 | 153.4735 | 153.4735 | 646.4638 | 0 | 0 | 3777.208 | 168.9202 | 0 | 1871.5653 | 1427.8401 | 3371.5342 | 0 | -1080.5876
2030-06-22 | 15 | 153.4735 | 153.4735 | 646.4638 | 0 | 0 | 3245.6609 | 168.9193 | 0 | 1871.5653 | 1315.0253 | 1769.1646 | 0 | -1080.5876
2030-06-22 | 16 | 153.4735 | 153.4735 | 646.4638 | 0 | 0 | 2178.8188 | 168.9186 | 689.2308 | 1871.5653 | 1821.265 | 1769.1646 | 0 | -1080.5876
2030-06-22 | 17 | 153.4735 | 153.4735 | 646.4638 | 0 | 0 | 2107.144 | 168.9196 | 703.8114 | 1871.5653 | 1821.265 | 1161.4019 | 0 | -1080.5876
2030-06-22 | 18 | 153.4735 | 153.4735 | 646.4638 | 0 | 0 | 1888.604 | 168.9187 | 536.9917 | 1741.1577 | 1821.265 | 1769.1646 | 67.882 | -1080.5876
2030-06-22 | 19 | 153.4735 | 153.4735 | 646.4638 | 0 | 0 | 3681.8682 | 1446.9429 | 599.2998 | 1871.5653 | 1821.265 | 3538.3291 | 0 | -1080.5876
2030-06-22 | 20 | 153.4735 | 153.4735 | 484.8478 | 0 | 0 | 3258.7266 | 168.9188 | 294.0584 | 1871.5653 | 2940.0591 | 3538.3291 | 0 | -1080.5876
2030-06-22 | 21 | 153.4735 | 153.4735 | 323.2319 | 0 | 0 | 3243.7019 | 168.9199 | -789.4547 | 1871.5653 | 3642.53 | 3538.3291 | 323.5132 | -1080.5876
2030-06-22 | 22 | 153.4735 | 153.4735 | 646.4638 | 0 | 0 | 2155.2747 | 168.919 | -790.5114 | 1871.5653 | 3642.53 | 1994.3782 | 605.7803 | -1080.5876
2030-06-22 | 23 | 153.4735 | 153.4735 | 323.2319 | 0 | 0 | 3520.8604 | 168.9197 | -541.3263 | 1871.5653 | 1821.265 | 1671.3547 | 104.8506 | -1080.5876
2030-06-22 | 24 | 153.4735 | 153.4735 | 211.4601 | 0 | 0 | 1888.604 | 166.8611 | -477.9244 | 1465.2916 | 1821.265 | 1089.1958 | 393.1642 | -1080.5876
2030-06-23 | 1 | 153.4735 | 153.4735 | 323.2319 | 0 | 0 | 3777.208 | 215.8906 | -268.8257 | -1265.1628 | -484.9799 | 3538.3291 | 304.591 | -1080.5876
2030-06-23 | 2 | 153.4735 | 153.4735 | 0 | 0 | 0 | 3777.208 | 1288.1422 | -747.8436 | -2.5272e-05 | -3.2425e-05 | 3538.3291 | 0 | -1080.5876
2030-06-23 | 3 | 153.4735 | 153.4735 | 0 | 0 | 0 | 3777.208 | 1812.9873 | -719.126 | -1489.9376 | -3.2425e-05 | 3538.3291 | 0 | -1080.5876
2030-06-23 | 4 | 153.4735 | 153.4735 | 128.3754 | 0 | 0 | 3777.208 | 1812.9873 | -493.6468 | -1199.3314 | -3.2425e-05 | 3538.3291 | 0 | -1080.5876
2030-06-23 | 5 | 153.4735 | 153.4735 | 0 | 0 | 0 | 3777.208 | 230.924 | -3.7193e-05 | -2.5272e-05 | 253.536 | 3538.3291 | 0 | -1080.5876
2030-06-23 | 6 | 153.4735 | 153.4735 | 0 | 0 | 0 | 3777.208 | 230.9257 | 97.4769 | -2.5272e-05 | 2129.6497 | 3538.3291 | 0 | -1080.5876
2030-06-23 | 7 | 153.4735 | 153.4735 | 346.6048 | 0 | 0 | 3777.208 | 215.8936 | 418.8209 | -536.8701 | 1821.265 | 3538.3291 | 0 | 540.2938
2030-06-23 | 8 | 153.4735 | 153.4735 | 449.9626 | 0 | 0 | 3777.208 | 213.8925 | 1504.9335 | -1279.8629 | -3.2425e-05 | 3208.2393 | 0 | -1080.5876
2030-06-23 | 9 | 153.4735 | 153.4735 | 335.9591 | 0 | 0 | 3777.208 | 168.9197 | 1884.2415 | 0 | 0 | 2209.4773 | 0 | -1080.5876
2030-06-23 | 10 | 328.1405 | 306.9471 | 0 | 66.6399 | 86.8429 | 1888.604 | 166.8605 | 1892.656 | 1871.5653 | 3642.53 | 221.0091 | 415.4728 | -1080.5876
2030-06-23 | 11 | 460.4206 | 460.4206 | 0 | 199.9196 | 199.9196 | 3777.208 | 215.8953 | 1892.656 | 1871.5653 | 2577.5305 | 2166.7427 | 485.2698 | -1080.5876
2030-06-23 | 12 | 460.4206 | 460.4206 | 0 | 199.9196 | 199.9196 | 3777.208 | 215.892 | 1892.656 | 1871.5653 | 1846.7782 | 2737.4116 | 258.4026 | -1080.5876
2030-06-23 | 13 | 460.4206 | 460.4206 | 0 | 199.9196 | 199.9196 | 3777.208 | 215.8922 | 1892.656 | 1904.8574 | 3642.53 | 2182.3076 | 66.5791 | -1080.5876
2030-06-23 | 14 | 460.4206 | 460.4206 | 209.7844 | 199.9196 | 199.9196 | 3759.688 | 166.8609 | 1892.656 | 1871.5653 | 1821.265 | 1769.1646 | 0 | -1080.5876
2030-06-23 | 15 | 460.4206 | 460.4206 | 646.4638 | 199.9196 | 199.9196 | 1888.604 | 168.9186 | 1449.8417 | 1871.5653 | 1821.265 | 2104.3975 | 0 | -1080.5876
2030-06-23 | 16 | 460.4206 | 460.4206 | 646.4638 | 133.2797 | 133.2797 | 1888.604 | 168.9201 | 1051.8414 | 1871.5653 | 1821.265 | 1866.5195 | 0 | -1080.5876
2030-06-23 | 17 | 460.4206 | 460.4206 | 646.4638 | 133.2797 | 133.2797 | 1888.604 | 168.9202 | 1147.7715 | 1871.5653 | 1821.265 | 1769.1646 | 0 | -1080.5876
2030-06-23 | 18 | 153.4735 | 153.4735 | 646.4638 | 133.2797 | 82.0603 | 1888.604 | 168.9202 | 672.9377 | 1871.5653 | 1821.265 | 2838.2036 | 0 | -1080.5876
2030-06-23 | 19 | 153.4735 | 153.4735 | 484.8478 | 133.2797 | 133.2797 | 2126.9592 | 168.9193 | 89.0466 | 1871.5653 | 1821.265 | 3538.3291 | 0 | -1080.5876
2030-06-23 | 20 | 153.4735 | 153.4735 | 250.1036 | 133.2797 | 133.2797 | 3572.8855 | 168.9186 | 87.9464 | 1871.5653 | 1821.265 | 3538.3291 | 323.5132 | -1080.5876
2030-06-23 | 21 | 450.7061 | 306.9471 | 2.5773 | 199.9196 | 199.9196 | 3777.208 | 1603.9741 | 198.9302 | 1871.5653 | 1821.265 | 3538.3291 | 323.5132 | -1080.5876
2030-06-23 | 22 | 460.4206 | 460.4206 | 323.2319 | 199.9196 | 199.9196 | 3777.208 | 168.92 | 1892.656 | 1871.5653 | 1821.265 | 3538.3291 | 64.7095 | -1080.5876
2030-06-23 | 23 | 460.4206 | 403.3842 | 646.4638 | 133.2797 | 133.2797 | 3777.208 | 168.9192 | 778.5724 | 1871.5653 | 1821.265 | 2182.7019 | 0 | -1080.5876
2030-06-23 | 24 | 205.5412 | 306.9471 | 646.4638 | 0 | 0 | 2381.082 | 166.8609 | 183.4618 | 0 | 0 | 838.688 | 0 | -1080.5876
2030-06-24 | 1 | 153.4735 | 153.4735 | 0 | 0 | 0 | 3318.1414 | 213.8916 | -319.5674 | -1335.4399 | -3.2425e-05 | 1769.1646 | 485.2698 | -1080.5876
2030-06-24 | 2 | 153.4735 | 153.4735 | 0 | 0 | 0 | 3777.208 | 215.8918 | -891.2057 | 1264.6946 | 1821.265 | 3538.3291 | 0 | -1080.5876
2030-06-24 | 3 | 153.4735 | 153.4735 | 0 | 0 | 0 | 3777.208 | 1341.9653 | 111.0647 | 1871.5653 | 3404.8718 | 3538.3291 | 0 | -1080.5876
2030-06-24 | 4 | 153.4735 | 153.4735 | 0 | 0 | 0 | 3777.208 | 3625.9746 | 602.1569 | 3165.3555 | 3642.53 | 3538.3291 | 0 | -1080.5876
2030-06-24 | 5 | 153.4735 | 153.4735 | 0 | 0 | 0 | 3777.208 | 3625.9746 | 411.7241 | 3743.1306 | 3642.53 | 3538.3291 | 0 | -1080.5876
2030-06-24 | 6 | 153.4735 | 153.4735 | 0 | 0 | 0 | 3777.208 | 3625.9746 | 993.4703 | 3285.0742 | 3642.53 | 3538.3291 | 0 | -1080.5876
2030-06-24 | 7 | 153.4735 | 153.4735 | 0 | 0 | 0 | 3777.208 | 3625.9746 | -235.271 | 626.4869 | 3642.53 | 3538.3291 | 0 | -1080.5876
2030-06-24 | 8 | 153.4735 | 153.4735 | 0 | 0 | 0 | 3777.208 | 3625.9746 | -291.5558 | 2801.3767 | 222.478 | 3538.3291 | 0 | -1080.5876
2030-06-24 | 9 | 153.4735 | 153.4735 | 145.4061 | 0 | 0 | 3777.208 | 3625.9746 | -354.7094 | 3492.2124 | -3.2425e-05 | 3538.3291 | 0 | -1080.5876
2030-06-24 | 10 | 153.4735 | 153.4735 | 343.6508 | 1.6753 | 66.6399 | 3777.208 | 2780.147 | -959.9316 | 3563.0134 | 1821.265 | 3538.3291 | 0 | -1080.5876
2030-06-24 | 11 | 421.2855 | 306.9471 | 0 | 199.9196 | 199.9196 | 3777.208 | 2644.9583 | -488.8878 | 2884.9072 | -3.2425e-05 | 3538.3291 | 0 | -1080.5876
2030-06-24 | 12 | 460.4206 | 460.4206 | 0 | 199.9196 | 199.9196 | 3777.208 | 1560.2056 | -43.7363 | 3743.1306 | -3.2425e-05 | 3538.3291 | 0 | -1080.5876
2030-06-24 | 13 | 460.4206 | 460.4206 | 484.8478 | 199.9196 | 199.9196 | 3777.208 | 1752.6229 | -3.7193e-05 | 1871.5653 | 1450.3589 | 3538.3291 | 0 | -1080.5876
2030-06-24 | 14 | 460.4206 | 460.4206 | 646.4638 | 199.9196 | 199.9196 | 1888.604 | 1111.4895 | 66.8675 | 1871.5653 | 1821.265 | 3538.3291 | 0 | -1080.5876
2030-06-24 | 15 | 460.4206 | 460.4206 | 646.4638 | 199.9196 | 199.9196 | 1888.604 | 363.1923 | 250.6172 | 1871.5653 | 1821.265 | 3538.3291 | 0 | -1080.5876
2030-06-24 | 16 | 460.4206 | 460.4206 | 646.4638 | 199.9196 | 199.9196 | 1888.604 | 168.92 | 578.2769 | 1871.5653 | 1821.265 | 3538.3291 | 0 | -1080.5876
2030-06-24 | 17 | 460.4206 | 460.4206 | 646.4638 | 199.9196 | 199.9196 | 1888.604 | 168.92 | 851.2585 | 1871.5653 | 1821.265 | 3538.3291 | 0 | -1080.5876
2030-06-24 | 18 | 460.4206 | 460.4206 | 646.4638 | 199.9196 | 199.9196 | 1888.604 | 168.9183 | 1326.765 | 1871.5653 | 1821.265 | 3538.3291 | 0 | -1080.5876
2030-06-24 | 19 | 460.4206 | 460.4206 | 646.4638 | 266.4473 | 266.4473 | 1888.604 | 168.9194 | 1063.1018 | 1871.5653 | 1821.265 | 3538.3291 | 0 | -1080.5876
2030-06-24 | 20 | 460.4206 | 460.4206 | 646.4638 | 266.4472 | 266.4473 | 1888.604 | 215.8937 | 687.1674 | 1871.5653 | 2043.7784 | 3538.3291 | 0 | -1080.5876
2030-06-24 | 21 | 460.4206 | 460.4206 | 620.8405 | 266.4473 | 266.4472 | 3777.208 | 215.8927 | 455.2857 | 1154.3885 | 3642.53 | 3538.3291 | 0 | -1080.5876
2030-06-24 | 22 | 460.4206 | 460.4206 | 646.4638 | 229.509 | 199.9196 | 3777.208 | 215.8934 | 1142.1304 | 1637.1296 | 2838.0752 | 1950.981 | 0 | -1080.5876
2030-06-24 | 23 | 460.4206 | 460.4206 | 250.6441 | 266.4473 | 266.4473 | 1888.604 | 213.4618 | 1490.0675 | 1871.5653 | 3152.4771 | 3175.5896 | 0 | -1080.5876
2030-06-24 | 24 | 460.4206 | 460.4206 | 0 | 199.9196 | 208.531 | 3777.208 | 213.8932 | 149.169 | -1392.6744 | 3438.5134 | 3538.3291 | 0 | -1080.5876
2030-06-25 | 1 | 460.4206 | 460.4206 | 0 | 266.4472 | 266.4473 | 3777.208 | 215.8925 | 276.388 | -2.5272e-05 | 2917.1328 | 3538.3291 | 0 | -1080.5876
2030-06-25 | 2 | 460.4206 | 460.4206 | 0 | 66.6399 | 2.0855 | 3777.208 | 230.9234 | -0.0010138 | -2.5272e-05 | 1856.3669 | 3538.3291 | 0 | -1080.5876
2030-06-25 | 3 | 306.9471 | 426.6578 | 0 | 0 | 0 | 3777.208 | 230.923 | -31.4607 | -2.5272e-05 | 2559.3965 | 3538.3291 | 0 | -1080.5876
2030-06-25 | 4 | 153.4735 | 153.4735 | 0 | 0 | 8.2353 | 3777.208 | 230.9218 | -622.0018 | -2.5272e-05 | 2660.8582 | 3538.3291 | 0 | -1080.5876
2030-06-25 | 5 | 153.4735 | 153.4735 | 0 | 0 | 0 | 3777.208 | 215.8926 | -86.2944 | 1478.9133 | -3.2425e-05 | 3538.3291 | 0 | -1080.5876
2030-06-25 | 6 | 153.4735 | 153.4735 | 0 | 0 | 0 | 3777.208 | 215.8929 | -3.7193e-05 | 413.0068 | 695.2064 | 3538.3291 | 0 | -1080.5876
2030-06-25 | 7 | 153.4735 | 153.4735 | 0 | 0 | 0 | 3777.208 | 215.8937 | -3.7193e-05 | 1346.3401 | 1821.265 | 3538.3291 | 0 | -1080.5876
2030-06-25 | 8 | 153.4735 | 153.4735 | 0 | 0 | 0 | 3777.208 | 215.8927 | -527.1556 | 1871.5653 | 1654.8079 | 3538.3291 | 0 | -1080.5876
2030-06-25 | 9 | 460.4206 | 460.4206 | 0 | 199.9196 | 199.9196 | 3777.208 | 1290.0834 | -371.1233 | 3743.1306 | 1821.265 | 3538.3291 | 0 | -1080.5876
2030-06-25 | 10 | 460.4206 | 460.4206 | 0 | 199.9196 | 199.9196 | 3777.208 | 3489.9382 | -3.7193e-05 | 3743.1306 | 308.3366 | 3538.3291 | 0 | -1080.5876
2030-06-25 | 11 | 153.4735 | 190.8169 | 0 | 140.261 | 199.9196 | 3777.208 | 2365.8655 | -651.3338 | 2430.0278 | 957.1186 | 3538.3291 | 0 | -1080.5876
2030-06-25 | 12 | 460.4206 | 460.4206 | 0 | 199.9196 | 199.9196 | 3777.208 | 1043.1418 | -81.273 | 3018.2878 | -3.2425e-05 | 3538.3291 | 0 | -1080.5876
2030-06-25 | 13 | 460.4206 | 460.4206 | 0 | 199.9196 | 199.9196 | 3777.208 | 1687.7582 | -3.7193e-05 | 2524.7346 | -3.2425e-05 | 3538.3291 | 0 | -1080.5876
2030-06-25 | 14 | 460.4206 | 379.9488 | 646.4638 | 199.9196 | 199.9196 | 3777.208 | 1812.9873 | -3.7193e-05 | 1871.5653 | 812.5036 | 3264.4824 | 0 | -1080.5876
2030-06-25 | 15 | 460.4206 | 460.4206 | 646.4638 | 199.9196 | 199.9196 | 3777.208 | 1812.9873 | 1256.5891 | 1871.5653 | 1821.265 | 1769.1646 | 177.5568 | -1080.5876
2030-06-25 | 16 | 153.4735 | 153.4735 | 646.4638 | 199.9196 | 199.9196 | 3777.208 | 213.8927 | 1892.656 | 3743.1306 | 3374.0945 | 1612.2767 | 0 | -1080.5876
2030-06-25 | 17 | 153.4735 | 153.4735 | 492.7815 | 0 | 0 | 3777.208 | 213.8927 | 2065.894 | 3743.1306 | 3642.53 | 2629.0652 | 0 | -1080.5876
2030-06-25 | 18 | 153.4735 | 153.4735 | 353.3364 | 0 | 0 | 3777.208 | 215.8925 | 3456.5879 | 3743.1306 | 3642.53 | 3538.3291 | 0 | -1080.5876
2030-06-25 | 19 | 153.4735 | 153.4735 | 0 | 0 | 0.18848 | 3777.208 | 1204.1349 | 3785.312 | 3743.1306 | 3642.53 | 3538.3291 | 0 | -1080.5876
2030-06-25 | 20 | 153.4735 | 153.4735 | 0 | 0 | 0 | 3777.208 | 2804.5598 | 3785.312 | 3743.1306 | 3642.53 | 3538.3291 | 0 | -1080.5876
2030-06-25 | 21 | 153.4735 | 153.4735 | 0 | 0 | 0 | 3777.208 | 3625.9746 | 3785.312 | 3743.1306 | 3642.53 | 3538.3291 | 0 | -1080.5876
2030-06-25 | 22 | 153.4735 | 153.4735 | 305.8001 | 0 | 0 | 3777.208 | 3625.9746 | 3785.312 | 3743.1306 | 3642.53 | 3538.3291 | 0 | -1080.5876
2030-06-25 | 23 | 153.4735 | 153.4735 | 0 | 0 | 0 | 3777.208 | 3625.9746 | 3785.312 | 3743.1306 | 3642.53 | 3538.3291 | 0 | -1080.5876
2030-06-25 | 24 | 153.4735 | 153.4735 | 0 | 0 | 0 | 3777.208 | 3625.9746 | 2698.803 | 3743.1306 | 3642.53 | 3538.3291 | 0 | -1080.5876
2030-06-26 | 1 | 153.4735 | 153.4735 | 0 | 0 | 0 | 3777.208 | 3625.9746 | 1150.0546 | 3743.1306 | 3642.53 | 3538.3291 | 0 | -1080.5876
2030-06-26 | 2 | 153.4735 | 153.4735 | 0 | 0 | 0 | 3777.208 | 3625.9746 | 1784.0601 | 3743.1306 | 3642.53 | 3538.3291 | 0 | -1080.5876
2030-06-26 | 3 | 153.4735 | 153.4735 | 0 | 0 | 0 | 3777.208 | 3300.0911 | -2506.6138 | 1059.3486 | 3642.53 | 3538.3291 | 0 | -1080.5876
2030-06-26 | 4 | 153.4735 | 153.4735 | 0 | 0 | 0 | 3777.208 | 230.924 | -2592.2112 | -840.6569 | 1821.2649 | 3538.3291 | 0 | -1080.5876
2030-06-26 | 5 | 153.4735 | 153.4735 | 0 | 0 | 0 | 3777.208 | 37.3776 | -1892.656 | -443.5507 | -195.4255 | 3538.3291 | 0 | -1080.5876
2030-06-26 | 6 | 153.4735 | 153.4735 | 302.8665 | 0 | 0 | 3777.208 | 168.9185 | -1520.3522 | 825.316 | 0 | 3538.3291 | 0 | -1080.5876
2030-06-26 | 7 | 153.4735 | 153.4735 | 0 | 0 | 0 | 3777.208 | 1812.9873 | -1577.0521 | -387.4274 | -3.2425e-05 | 3538.3291 | 0 | -1080.5876
2030-06-26 | 8 | 153.4735 | 153.4735 | 0 | 0 | 0 | 3777.208 | 1076.8191 | -1318.6055 | -2.5272e-05 | 753.489 | 3538.3291 | 297.6965 | -1080.5876
2030-06-26 | 9 | 153.4735 | 153.4735 | 0 | 0 | 0 | 3777.208 | 2551.0791 | -689.1479 | 261.771 | 1821.265 | 3538.3291 | 0 | -1080.5876
2030-06-26 | 10 | 153.4735 | 153.4735 | 0 | 0 | 0 | 3777.208 | 3625.9746 | -522.7134 | 0.0010734 | 1821.265 | 3538.3291 | 0 | -1080.5876
2030-06-26 | 11 | 364.5222 | 460.4206 | 0 | 66.6399 | 66.6399 | 3777.208 | 1408.8356 | -1087.3557 | 831.8728 | 3084.3774 | 3538.3291 | 0 | -1080.5876
2030-06-26 | 12 | 460.4206 | 460.4206 | 0 | 133.2797 | 133.2797 | 3777.208 | 575.6379 | -3.7193e-05 | 1141.9038 | 3046.751 | 3538.3291 | 0 | -1080.5876
2030-06-26 | 13 | 460.4206 | 460.4206 | 646.4638 | 199.9196 | 199.9196 | 3777.208 | 215.8932 | 126.7789 | 1871.5653 | 1829.6224 | 3538.3291 | 0 | -1080.5876
2030-06-26 | 14 | 460.4206 | 441.8416 | 646.4638 | 133.2797 | 133.2797 | 1888.604 | 1812.9873 | -181.1402 | 1871.5653 | 1821.265 | 3538.3291 | 0 | -1080.5876
2030-06-26 | 15 | 153.4735 | 153.4735 | 646.4638 | 58.895 | 0 | 1888.604 | 1812.9873 | -764.3055 | 633.9149 | 1821.265 | 3538.3291 | 0 | -1080.5876
2030-06-26 | 16 | 460.4206 | 404.1346 | 646.4638 | 133.2797 | 133.2797 | 1888.604 | 1812.9873 | -1373.6295 | -189.9165 | 1821.265 | 3538.3291 | 147.4499 | -1080.5876
2030-06-26 | 17 | 306.9471 | 394.4615 | 646.4638 | 66.6399 | 66.6399 | 1888.604 | 581.6467 | -1413.2266 | -471.4261 | 1821.265 | 3538.3291 | 0 | -1080.5876
2030-06-26 | 18 | 153.4735 | 235.067 | 646.4638 | 66.6399 | 66.6399 | 1888.604 | 414.8987 | -1217.3246 | -406.5863 | 1821.265 | 3538.3291 | 0 | -1080.5876
2030-06-26 | 19 | 238.2016 | 306.9471 | 484.8478 | 133.2797 | 133.2797 | 1888.604 | 1812.9873 | -715.7106 | 253.3134 | 1821.265 | 3538.3291 | 0 | -1080.5876
2030-06-26 | 20 | 460.4206 | 460.4206 | 646.4638 | 199.9196 | 199.9196 | 1888.604 | 653.1436 | 63.9346 | 1871.5653 | 2125.375 | 3538.3291 | 0 | -1080.5876
2030-06-26 | 21 | 460.4206 | 460.4206 | 0 | 196.6311 | 133.2797 | 3777.208 | 215.8931 | 0.0010614 | 399.9677 | 3642.53 | 3538.3291 | 0 | -1080.5876
2030-06-26 | 22 | 460.4206 | 460.4206 | 193.286 | 133.2797 | 150.2949 | 1888.604 | 215.8915 | -3.7193e-05 | -2.5272e-05 | 3642.53 | 3538.3291 | 0 | -1080.5876
2030-06-26 | 23 | 460.4206 | 460.4206 | 0 | 133.2797 | 73.1881 | 1888.604 | 168.9194 | 1477.7976 | 1753.0482 | 1821.265 | 3538.3291 | 0 | -1080.5876
2030-06-26 | 24 | 388.6913 | 460.4206 | 0 | 66.6399 | 66.6399 | 1888.604 | 201.846 | 2159.1992 | 1155.4658 | 1821.265 | 3538.3291 | 384.181 | -1080.5876
2030-06-27 | 1 | 153.4735 | 306.4043 | 0 | 133.2797 | 133.2797 | 3777.208 | 166.8604 | 1892.656 | -1871.5653 | 1491.1338 | 1088.5718 | 428.9824 | -1080.5876
2030-06-27 | 2 | 153.4735 | 153.4735 | 0 | 66.6399 | 29.4387 | 3777.208 | 213.8923 | 1892.656 | -1816.4294 | 442.9035 | 1769.1646 | 0 | -1080.5876
2030-06-27 | 3 | 153.4735 | 153.4735 | 0 | 0 | 0 | 3777.208 | 213.8926 | 1459.4078 | -1853.6882 | -3.2425e-05 | 2761.2903 | 0 | -1080.5876
2030-06-27 | 4 | 153.4735 | 153.4735 | 0 | 0 | 0 | 3777.208 | 213.8936 | 1252.7532 | -716.4802 | -3.2425e-05 | 3538.3291 | 0 | -1080.5876
2030-06-27 | 5 | 153.4735 | 153.4735 | 0 | 4.2844 | 66.6399 | 3777.208 | 215.8926 | -786.9729 | -2.5272e-05 | 3642.53 | 3538.3291 | 0 | -1080.5876
2030-06-27 | 6 | 153.4735 | 153.4735 | 0 | 0 | 0 | 3777.208 | 215.8914 | -661.3744 | 1871.5653 | 3642.53 | 3538.3291 | 0 | -1080.5876
2030-06-27 | 7 | 153.4735 | 153.4735 | 0 | 0 | 0 | 3777.208 | 215.8928 | -157.2918 | 2210.3491 | 1821.265 | 3538.3291 | 0 | -1080.5876
2030-06-27 | 8 | 153.4735 | 153.4735 | 0 | 0 | 0 | 3777.208 | 1109.3167 | -617.3568 | 1871.5653 | 1821.265 | 3538.3291 | 647.0264 | -1080.5876
2030-06-27 | 9 | 460.4206 | 459.7602 | 0 | 199.9196 | 199.9196 | 3777.208 | 1812.9873 | -553.8821 | 1871.5653 | 1821.265 | 3538.3291 | 323.5132 | -1080.5876
2030-06-27 | 10 | 306.9471 | 328.036 | 0 | 199.9196 | 199.9196 | 3777.208 | 3005.1621 | -483.5456 | 1871.5653 | 1821.265 | 3538.3291 | 485.2698 | -1080.5876
2030-06-27 | 11 | 306.9471 | 306.9471 | 0 | 199.9196 | 199.9196 | 3777.208 | 1812.9873 | -761.5048 | 1871.5653 | 1411.6962 | 3538.3291 | 647.0264 | -1080.5876
2030-06-27 | 12 | 153.4735 | 153.4735 | 0 | 199.9196 | 199.9196 | 3777.208 | 3588.6165 | -220.7473 | 303.2881 | -3.2425e-05 | 3538.3291 | 647.0264 | -1080.5876
2030-06-27 | 13 | 306.9471 | 430.0062 | 0 | 199.9196 | 199.9196 | 3777.208 | 3625.9746 | -178.2471 | 252.8149 | -0.001009 | 3538.3291 | 640.0108 | -1080.5876
2030-06-27 | 14 | 153.4735 | 153.4735 | 484.8478 | 107.4924 | 66.6399 | 2367.7334 | 1812.9873 | -844.2801 | 321.1169 | 1286.8175 | 3538.3291 | 464.5526 | -1080.5876
2030-06-27 | 15 | 153.4735 | 153.4735 | 603.7975 | 133.2797 | 76.9603 | 1888.604 | 1149.9812 | -1162.9019 | 0 | 1458.1429 | 3538.3291 | 323.5132 | -1080.5876
2030-06-27 | 16 | 153.4735 | 153.4735 | 646.4638 | 66.6399 | 91.0944 | 1888.604 | 168.918 | -630.0498 | 0 | 1584.7863 | 3538.3291 | 647.0264 | -1080.5876
2030-06-27 | 17 | 153.4735 | 153.4735 | 646.4638 | 66.6399 | 5.5911 | 1888.604 | 168.9177 | -678.3972 | 0 | 1821.265 | 3538.3291 | 199.1017 | -1080.5876
2030-06-27 | 18 | 153.4735 | 153.4735 | 646.4638 | 0 | 0 | 1888.604 | 168.9197 | -1045.5017 | -717.5155 | 1821.265 | 3538.3291 | 39.3474 | -1080.5876
2030-06-27 | 19 | 153.4735 | 153.4735 | 646.4638 | 0 | 0 | 1888.604 | 168.9191 | -943.1934 | -482.6166 | 1821.265 | 3538.3291 | 0 | -1080.5876
2030-06-27 | 20 | 153.4735 | 153.4735 | 18.5098 | 0 | 0 | 1888.604 | 1812.9873 | -915.1766 | -558.7959 | 1856.432 | 3538.3291 | 126.1262 | -1080.5876
2030-06-27 | 21 | 153.4735 | 153.4735 | 117.5268 | 0 | 0 | 1888.604 | 1812.9873 | -494.0471 | 1631.2831 | 1821.265 | 3538.3291 | 314.5603 | -1080.5876
2030-06-27 | 22 | 153.4735 | 153.4735 | 69.2449 | 55.2152 | 66.6399 | 2509.6377 | 1812.9873 | -559.1 | 1724.6556 | 1821.265 | 3538.3291 | 323.5132 | -1080.5876
2030-06-27 | 23 | 153.4735 | 153.4735 | 484.8478 | 127.4437 | 133.2797 | 1888.604 | 1812.9873 | -785.9948 | 1347.0356 | 1821.265 | 3538.3291 | 0 | -1080.5876
2030-06-27 | 24 | 318.4728 | 460.4206 | 484.8478 | 199.9196 | 199.9196 | 1888.604 | 168.9196 | -1039.5839 | 0 | 1821.265 | 3538.3291 | 0 | -1080.5876
2030-06-28 | 1 | 153.4735 | 153.4735 | 539.9921 | 133.2797 | 133.2797 | 3711.1064 | 168.9196 | 0 | 0 | 0 | 1827.6902 | 0 | -1080.5876
2030-06-28 | 2 | 153.4735 | 153.4735 | 0 | 0 | 0 | 3033.5398 | 168.9185 | 374.8648 | -1541.1077 | 0 | 3538.3291 | 0 | -1080.5876
2030-06-28 | 3 | 153.4735 | 153.4735 | 0 | 0 | 0 | 3777.208 | 213.8928 | 1364.6079 | -932.7288 | -3.2425e-05 | 3538.3291 | 0 | -1080.5876
2030-06-28 | 4 | 249.2434 | 153.4735 | 484.8478 | 0 | 0 | 3777.208 | 215.8912 | 841.326 | -925.9518 | 3642.53 | 3538.3291 | 0 | -1080.5876
2030-06-28 | 5 | 460.4206 | 460.4206 | 7.5418 | 48.9478 | 0 | 3777.208 | 3625.9746 | 622.6108 | 255.093 | 3642.53 | 3538.3291 | 0 | -1080.5876
2030-06-28 | 6 | 460.4206 | 460.4206 | 0 | 114.8377 | 133.2797 | 3777.208 | 3625.9746 | 573.8478 | -2027.8655 | 3642.53 | 3538.3291 | 0 | -1080.5876
2030-06-28 | 7 | 460.4206 | 460.4206 | 0 | 199.9196 | 199.9196 | 3476.0691 | 3625.9746 | 595.0201 | -1871.5653 | 3642.53 | 3538.3291 | 0 | -1080.5876
2030-06-28 | 8 | 460.4206 | 460.4206 | 0 | 199.9196 | 199.9196 | 3001.4878 | 3242.3445 | 793.6778 | -1871.5653 | 1821.265 | 3538.3291 | 0 | -1080.5876
2030-06-28 | 9 | 460.4206 | 460.4206 | 0 | 266.4473 | 266.4473 | 1949.6039 | 3271.0574 | 847.9676 | -877.1743 | 1821.265 | 3538.3291 | 485.2698 | -1080.5876
2030-06-28 | 10 | 460.4206 | 460.4206 | 323.2319 | 266.4472 | 266.4473 | 3003.5352 | 3468.832 | 603.5451 | -1665.6749 | 1821.265 | 3538.3291 | 416.094 | -1080.5876
2030-06-28 | 11 | 460.4206 | 460.4206 | 352.5649 | 266.4473 | 266.4473 | 3777.208 | 3625.9746 | 1107.2301 | -1288.6736 | 64.4209 | 3538.3291 | 485.2698 | -1080.5876
2030-06-28 | 12 | 460.4206 | 460.4206 | 299.9148 | 199.9196 | 199.9196 | 3777.208 | 3625.9746 | 326.6435 | -1871.5653 | 1526.7681 | 3538.3291 | 647.0264 | -1080.5876
2030-06-28 | 13 | 460.4206 | 460.4206 | 300.0053 | 199.9196 | 199.9196 | 3777.208 | 1458.5393 | 1652.9985 | -30.5632 | -1254.5713 | 3538.3291 | 323.5132 | -1080.5876
2030-06-28 | 14 | 153.4735 | 153.4735 | 646.4638 | 0 | 0 | 3777.208 | 1509.5479 | 432.602 | -2358.821 | 0 | 3538.3291 | 90.0414 | -1080.5876
2030-06-28 | 15 | 153.4735 | 153.4735 | 646.4638 | 133.2797 | 133.2797 | 1888.604 | 168.9225 | -700.4937 | 0 | 0 | 894.8007 | 419.6284 | -1080.5876
2030-06-28 | 16 | 336.6425 | 306.9471 | 646.4638 | 199.9196 | 199.9196 | 1888.604 | 168.9194 | -872.2793 | 0 | 0 | 996.3865 | 133.6989 | -1080.5876
2030-06-28 | 17 | 203.1319 | 306.9471 | 646.4638 | 188.6112 | 199.9196 | 3160.209 | 168.9204 | -1047.7046 | 0 | 0 | 1769.1646 | 0 | -1080.5876
2030-06-28 | 18 | 153.4735 | 153.4735 | 493.5956 | 66.6399 | 96.0358 | 3777.208 | 1542.4105 | -1605.67 | -1714.0476 | 1424.6389 | 3538.3291 | 391.3115 | -1080.5876
2030-06-28 | 19 | 153.4735 | 153.4735 | 580.0344 | 32.1188 | 66.6399 | 3777.208 | 2475.1204 | -1773.4889 | -1871.5653 | 790.9363 | 3538.3291 | 323.5132 | -1080.5876
2030-06-28 | 20 | 153.4735 | 153.4735 | 96.7682 | 28.0218 | 0 | 3777.208 | 3625.9746 | -2182.8535 | -2074.7202 | 1821.265 | 3538.3291 | 235.1146 | -1080.5876
2030-06-28 | 21 | 153.4735 | 216.977 | 141.5033 | 0 | 5.7667 | 3777.208 | 3625.9746 | -1721.9838 | -1871.5653 | 933.2561 | 3538.3291 | 84.7277 | -1080.5876
2030-06-28 | 22 | 460.4206 | 460.4206 | 204.0986 | 133.2797 | 133.2797 | 3777.208 | 1812.9873 | -1441.6782 | -1139.916 | 309.9621 | 3538.3291 | 0 | -1080.5876
2030-06-28 | 23 | 460.4206 | 460.4206 | 166.6111 | 133.2797 | 133.2797 | 3777.208 | 168.9191 | -1431.7814 | -498.3246 | 0 | 2954.7478 | 0 | -1080.5876
2030-06-28 | 24 | 460.4206 | 460.4206 | 391.8615 | 199.9196 | 189.1884 | 1888.604 | 168.9196 | -1308.8962 | 0 | -575.7926 | 1769.1646 | 0 | -1080.5876
2030-06-29 | 1 | 153.4735 | 153.4735 | 272.9168 | 133.2797 | 133.2797 | 3777.208 | 168.9195 | -239.8025 | -1863.4586 | 0 | 2721.5938 | 0 | -1080.5876
2030-06-29 | 2 | 153.4735 | 153.4735 | 0 | 0 | 0 | 3777.208 | 3625.9746 | -129.5616 | 1871.5653 | 771.2416 | 3538.3291 | 0 | -1080.5876
2030-06-29 | 3 | 153.4735 | 153.4735 | 0 | 0 | 0 | 3777.208 | 3625.9746 | 1078.0714 | 3743.1306 | 3642.53 | 3538.3291 | 0 | -1080.5876
2030-06-29 | 4 | 153.4735 | 153.4735 | 0 | 0 | 0 | 3777.208 | 3625.9746 | 3785.312 | 3743.1306 | 3642.53 | 3538.3291 | 0 | -1080.5876
2030-06-29 | 5 | 153.4735 | 153.4735 | 0 | 0 | 0 | 3777.208 | 3625.9746 | 3785.312 | 3743.1306 | 3642.53 | 3538.3291 | 0 | -1080.5876
2030-06-29 | 6 | 153.4735 | 153.4735 | 0 | 0 | 0 | 3777.208 | 3625.9746 | 3785.312 | 3743.1306 | 3642.53 | 3538.3291 | 0 | -1080.5876
2030-06-29 | 7 | 153.4735 | 153.4735 | 0 | 19.6124 | 66.6399 | 3777.208 | 3625.9746 | 3785.312 | 3743.1306 | 3642.53 | 3538.3291 | 0 | -1080.5876
2030-06-29 | 8 | 153.4735 | 153.4735 | 0 | 0 | 0 | 3777.208 | 3625.9746 | 3785.312 | 3743.1306 | 3642.53 | 3538.3291 | 0 | -1080.5876
2030-06-29 | 9 | 153.4735 | 153.4735 | 0 | 66.6399 | 111.5602 | 3777.208 | 3625.9746 | 3785.312 | 3743.1306 | 3642.53 | 3538.3291 | 0 | -1080.5876
2030-06-29 | 10 | 153.4735 | 153.4735 | 0 | 66.6399 | 8.6342 | 3777.208 | 3625.9746 | 3785.312 | 3743.1306 | 3642.53 | 3538.3291 | 0 | -1080.5876
2030-06-29 | 11 | 153.4735 | 153.4735 | 23.008 | 66.6399 | 80.5067 | 3777.208 | 3625.9746 | 3785.312 | 3743.1306 | 3642.53 | 3538.3291 | 274.065 | -1080.5876
2030-06-29 | 12 | 153.4735 | 153.4735 | 313.8783 | 133.2797 | 145.2481 | 3777.208 | 3625.9746 | 3785.312 | 3743.1306 | 3642.53 | 3538.3291 | 219.8722 | -1080.5876
2030-06-29 | 13 | 460.4206 | 460.4206 | 420.2254 | 187.5488 | 133.2797 | 3777.208 | 3625.9746 | 2786.0493 | 2424.8691 | 3642.53 | 3538.3291 | 5.9096 | -1080.5876
2030-06-29 | 14 | 460.4206 | 460.4206 | 646.4638 | 199.9196 | 199.9196 | 3777.208 | 470.11 | 1892.656 | 1871.5653 | 1821.265 | 3538.3291 | 251.6563 | -1080.5876
2030-06-29 | 15 | 460.4206 | 460.4206 | 646.4638 | 133.2797 | 128.4391 | 3777.208 | 168.9196 | 596.5037 | 0 | 1027.7015 | 1769.1646 | 0 | -1080.5876
2030-06-29 | 16 | 460.4206 | 460.4206 | 646.4638 | 133.2797 | 160.8932 | 3777.208 | 1034.2418 | 0 | 293.9176 | 565.318 | 1769.1646 | 0 | -1080.5876
2030-06-29 | 17 | 460.4206 | 460.4206 | 646.4638 | 133.2797 | 133.2797 | 3777.208 | 1072.403 | -149.2663 | 240.7489 | 0 | 1769.1646 | 0 | -1080.5876
2030-06-29 | 18 | 460.4206 | 460.4206 | 646.4638 | 197.5632 | 133.2797 | 3777.208 | 168.9205 | -176.4929 | 0 | 0 | 2994.3657 | 0 | -1080.5876
2030-06-29 | 19 | 460.4206 | 460.4206 | 646.4638 | 199.9196 | 199.9196 | 3777.208 | 685.5942 | -174.7122 | 0 | 0 | 3538.3291 | 0 | -1080.5876
2030-06-29 | 20 | 460.4206 | 460.4206 | 484.8478 | 133.2797 | 149.7856 | 3040.0586 | 1255.778 | -340.5033 | -669.3748 | 0 | 3538.3291 | 0 | -1080.5876
2030-06-29 | 21 | 460.4206 | 460.4206 | 119.3592 | 133.2797 | 133.2797 | 3743.55 | 1812.9873 | 182.0903 | -116.7159 | 0 | 3538.3291 | 323.5132 | -1080.5876
2030-06-29 | 22 | 460.4206 | 460.4206 | 239.2415 | 199.9196 | 199.9196 | 2885.3455 | 1812.9873 | -192.0799 | -371.0877 | 1821.265 | 3538.3291 | 413.022 | -1080.5876
2030-06-29 | 23 | 460.4206 | 460.4206 | 293.839 | 199.9196 | 199.9196 | 1888.604 | 220.8895 | 99.0935 | 1351.8372 | 1821.265 | 3538.3291 | 0 | -1080.5876
2030-06-29 | 24 | 460.4206 | 460.4206 | 68.3692 | 199.9196 | 199.9196 | 3777.208 | 199.1431 | 583.2677 | 1871.5653 | 1821.265 | 3538.3291 | 0 | -1080.5876
2030-06-30 | 1 | 460.4206 | 460.4206 | 484.8478 | 105.8767 | 66.6399 | 1888.604 | 168.9178 | 825.0148 | 1871.5653 | 1794.3074 | 3179.8081 | 0 | -1080.5876
2030-06-30 | 2 | 153.4735 | 217.5916 | 0 | 133.2797 | 133.2797 | 3777.208 | 3625.9746 | -670.0899 | 2851.9963 | 3642.53 | 3538.3291 | 0 | -1080.5876
2030-06-30 | 3 | 153.4735 | 153.4735 | 0 | 0 | 39.9127 | 3777.208 | 3625.9746 | 3785.312 | 3743.1306 | 3642.53 | 3538.3291 | 0 | -1080.5876
2030-06-30 | 4 | 153.4735 | 135.9585 | 0 | 0 | 0 | 3777.208 | 3625.9746 | 3785.312 | 3743.1306 | 3642.53 | 3538.3291 | 0 | -1080.5876
2030-06-30 | 5 | 153.4735 | 153.4735 | 0 | 0 | 0 | 3777.208 | 3625.9746 | 3785.312 | 3743.1306 | 3642.53 | 3538.3291 | 0 | -1080.5876
2030-06-30 | 6 | 153.4735 | 153.4735 | 0 | 0 | 34.7665 | 3777.208 | 3625.9746 | 3785.312 | 3743.1306 | 3642.53 | 3538.3291 | 0 | -1080.5876
2030-06-30 | 7 | 153.4735 | 153.4735 | 0 | 39.9389 | 0 | 3777.208 | 3625.9746 | 3785.312 | 3743.1306 | 3642.53 | 3538.3291 | 0 | -1080.5876
2030-06-30 | 8 | 153.4735 | 150.8676 | 0 | 0 | 0 | 3777.208 | 3625.9746 | 3785.312 | 3743.1306 | 3642.53 | 3538.3291 | 0 | -1080.5876
2030-06-30 | 9 | 153.4735 | 153.4735 | 0 | 19.7948 | 0 | 3777.208 | 3625.9746 | 3785.312 | 3743.1306 | 3642.53 | 3538.3291 | 0 | -1080.5876
2030-06-30 | 10 | 153.4735 | 153.4735 | 0 | 33.6634 | 0 | 3777.208 | 3625.9746 | 3785.312 | 3743.1306 | 3642.53 | 3538.3291 | 0 | -1080.5876
2030-06-30 | 11 | 153.4735 | 153.4735 | 363.5522 | 66.6399 | 37.7545 | 3777.208 | 3625.9746 | 3785.312 | 3743.1306 | 3642.53 | 3538.3291 | 0 | -1080.5876
2030-06-30 | 12 | 153.4735 | 153.4735 | 81.03 | 83.0098 | 66.6399 | 3777.208 | 3625.9746 | 3785.312 | 3743.1306 | 3642.53 | 3538.3291 | 239.0955 | -1080.5876
2030-06-30 | 13 | 153.4735 | 252.2884 | 0 | 199.9196 | 199.9196 | 3527.8984 | 3625.9746 | 1540.2421 | 2295.0774 | 3642.53 | 3538.3291 | 229.6201 | -1080.5876
2030-06-30 | 14 | 306.9471 | 392.7535 | 0 | 133.2797 | 133.2797 | 3754.3618 | 1812.9873 | 1271.7505 | 1871.5653 | 2232.1855 | 3538.3291 | 191.2868 | -1080.5876
2030-06-30 | 15 | 460.4206 | 371.5112 | 634.0906 | 199.9196 | 199.9196 | 2411.687 | 168.9182 | -255.536 | 1871.5653 | 1821.265 | 3423.5291 | 0 | -1080.5876
2030-06-30 | 16 | 460.4206 | 460.4206 | 433.3742 | 199.9196 | 199.9196 | 2717.5037 | 1812.9873 | -989.191 | 251.2096 | 1821.265 | 3538.3291 | 0 | -1080.5876
2030-06-30 | 17 | 460.4206 | 460.4206 | 646.4638 | 199.9196 | 199.9196 | 3300.8777 | 168.9201 | -1100.6881 | 0 | 1821.265 | 3538.3291 | 0 | -1080.5876
2030-06-30 | 18 | 460.4206 | 460.4206 | 646.4638 | 199.9196 | 199.9196 | 1888.604 | 168.9203 | -750.6108 | 1685.8595 | 1821.265 | 3468.0742 | 0 | -1080.5876
2030-06-30 | 19 | 306.9471 | 303.8773 | 646.4638 | 133.2797 | 133.2797 | 1888.604 | 1025.1 | -1384.8694 | -357.9955 | 1821.265 | 3538.3291 | 0 | -1080.5876
2030-06-30 | 20 | 306.9471 | 430.4554 | 646.4638 | 133.2797 | 133.2797 | 2885.8301 | 1812.9873 | -1520.9441 | 0 | 1821.265 | 3538.3291 | 0 | -1080.5876
2030-06-30 | 21 | 460.4206 | 460.4206 | 89.8204 | 133.2797 | 133.2797 | 3777.208 | 3625.9746 | -974.1007 | -2.5272e-05 | 1821.265 | 3538.3291 | 323.5132 | -1080.5876
2030-06-30 | 22 | 460.4206 | 460.4206 | 21.4562 | 199.9196 | 199.9196 | 3777.208 | 2401.0859 | -588.6655 | -0.0010018 | 1821.265 | 3538.3291 | 647.0264 | -1080.5876
2030-06-30 | 23 | 460.4206 | 460.4206 | 0 | 199.9196 | 199.9196 | 2680.7046 | 1812.9873 | 0 | 1871.5653 | 1821.265 | 3538.3291 | 323.5132 | -1080.5876
2030-06-30 | 24 | 460.4206 | 460.4206 | 331.5231 | 199.9196 | 199.9196 | 3777.208 | 168.9188 | 175.8584 | 1871.5653 | 1821.265 | 3538.3291 | 323.5132 | -1080.5876
2030-07-01 | 1 | 153.4735 | 153.4735 | 36.2179 | 0 | 0 | 3777.208 | 215.8918 | -93.7507 | -798.995 | -3.2425e-05 | 3538.3291 | 91.1511 | -1080.5876
2030-07-01 | 2 | 153.4735 | 153.4735 | 0 | 0 | 0 | 3777.208 | 2136.1533 | -1336.5759 | 3743.1306 | 1960.5781 | 3538.3291 | 0 | -1080.5876
2030-07-01 | 3 | 153.4735 | 153.4735 | 0 | 0 | 0 | 3777.208 | 3625.9746 | 3785.312 | 3743.1306 | 3642.53 | 3538.3291 | 0 | -1080.5876
2030-07-01 | 4 | 153.4735 | 153.4735 | 0 | 266.4473 | 266.4473 | 3777.208 | 3625.9746 | 3785.312 | 3743.1306 | 3642.53 | 3538.3291 | 0 | -1080.5876
2030-07-01 | 5 | 153.4735 | 153.4735 | 0 | 266.4473 | 266.4473 | 3777.208 | 3625.9746 | 3785.312 | 3743.1306 | 3642.53 | 3538.3291 | 0 | -1080.5876
2030-07-01 | 6 | 153.4735 | 153.4735 | 0 | 266.4473 | 266.4473 | 3777.208 | 3625.9746 | 3785.312 | 3743.1306 | 3642.53 | 3538.3291 | 0 | -1080.5876
2030-07-01 | 7 | 153.4735 | 153.4735 | 0 | 266.4473 | 266.4473 | 3777.208 | 3625.9746 | 3785.312 | 3743.1306 | 3642.53 | 3538.3291 | 0 | -1080.5876
2030-07-01 | 8 | 153.4735 | 153.4735 | 457.1711 | 266.4473 | 266.4472 | 3777.208 | 3625.9746 | 3785.312 | 3743.1306 | 3642.53 | 3538.3291 | 0 | -1.6451e-05
2030-07-01 | 9 | 38.7523 | 153.4735 | 0 | 199.9196 | 143.7791 | 3777.208 | 3625.9746 | 3785.312 | 3743.1306 | 3642.53 | 3538.3291 | 0 | -1080.5876
2030-07-01 | 10 | 0 | 0 | 0 | 66.6399 | 66.6399 | 3777.208 | 3625.9746 | 3785.313 | 3743.1306 | 3642.53 | 3538.3291 | 0 | -1080.5876
2030-07-01 | 11 | 153.4735 | 153.4735 | 0 | 0 | 0 | 3777.208 | 3625.9746 | 3785.312 | 3743.1306 | 3642.53 | 3538.3291 | 0 | -1080.5876
2030-07-01 | 12 | 0 | 0 | 0 | 0 | 0 | 3777.208 | 3625.9746 | 3785.312 | 3743.1306 | 3642.53 | 3538.3291 | 0 | -1080.5876
2030-07-01 | 13 | 0 | 0 | 0 | 0 | 0 | 3777.208 | 3625.9746 | 3785.312 | 3743.1306 | 3642.53 | 3538.3291 | 0 | -1080.5876
2030-07-01 | 14 | 153.4735 | 153.4735 | 0 | 0 | 0 | 3777.208 | 3519.3333 | 3785.312 | 3743.1306 | 3642.53 | 2808.3645 | 0 | -1080.5876
2030-07-01 | 15 | 153.4735 | 153.4735 | 0 | 199.9196 | 199.9196 | 3777.208 | 760.9811 | 3785.312 | 3743.1306 | 3642.53 | 3538.3291 | 0 | -1080.5876
2030-07-01 | 16 | 153.4735 | 153.4735 | 0 | 0 | 0 | 3777.208 | 1708.8854 | 3785.312 | 3743.1306 | 3642.53 | 3538.3291 | 0 | -1080.5876
2030-07-01 | 17 | 153.4735 | 153.4735 | 0 | 0 | 0 | 3777.208 | 230.9227 | 1305.9089 | 3743.1306 | 3642.53 | 3503.8235 | 0 | -1080.5876
2030-07-01 | 18 | 153.4735 | 153.4735 | 0 | 0 | 0 | 3777.208 | 230.9228 | 348.4435 | 1515.0457 | 3642.53 | 3498.0647 | 0 | -1080.5876
2030-07-01 | 19 | 293.599 | 306.9471 | 0 | 199.9196 | 199.9196 | 3777.208 | 215.8931 | 975.7591 | 3604.3003 | 3642.53 | 471.9233 | 0 | -1080.5876
2030-07-01 | 20 | 246.2392 | 153.4735 | 0 | 266.4473 | 266.4473 | 3777.208 | 230.9231 | 823.8944 | 3743.1306 | 3642.53 | 3538.3291 | 0 | -1080.5876
2030-07-01 | 21 | 153.4735 | 153.4735 | 0 | 133.2797 | 91.9738 | 3777.208 | 2992.5261 | 1090.7812 | 940.7884 | 3642.53 | 3538.3291 | 0 | -1080.5876
2030-07-01 | 22 | 153.4735 | 153.4735 | 0 | 133.2797 | 132.828 | 3491.3088 | 3255.3962 | 776.0892 | 1773.7416 | 3642.53 | 3538.3291 | 0 | -1080.5876
2030-07-01 | 23 | 153.4735 | 153.4735 | 0 | 119.9851 | 133.2797 | 3676.0378 | 1728.2727 | 1202.4402 | 3743.1306 | 3642.53 | 3538.3291 | 0 | -1080.5876
2030-07-01 | 24 | 153.4735 | 153.4735 | 0 | 133.2797 | 183.7076 | 3777.208 | 230.9205 | 824.4669 | 3297.2212 | 3642.53 | 3538.3291 | 0 | -1080.5876
2030-07-02 | 1 | 153.4735 | 153.4735 | 0 | 199.9196 | 259.0277 | 3777.208 | 1454.3105 | -1358.2646 | 2707.9084 | 3642.53 | 3538.3291 | 0 | -1080.5876
2030-07-02 | 2 | 153.4735 | 153.4735 | 0 | 133.2797 | 133.2797 | 3777.208 | 3625.9746 | -2875.1868 | 3081.0286 | 3642.53 | 3538.3291 | 0 | -1080.5876
2030-07-02 | 3 | 153.4735 | 153.4735 | 0 | 199.9196 | 260.7097 | 3777.208 | 3625.9746 | -2982.5774 | 3743.1306 | 3642.53 | 3538.3291 | 0 | -1080.5876
2030-07-02 | 4 | 153.4735 | 153.4735 | 0 | 266.4472 | 266.4472 | 3777.208 | 3625.9746 | -3785.312 | 3743.1306 | 3642.53 | 3538.3291 | 0 | -1080.5876
2030-07-02 | 5 | 153.4735 | 153.4735 | 0 | 259.4279 | 266.4472 | 3777.208 | 3625.9746 | -3785.312 | 2619.0415 | 3008.7422 | 3538.3291 | 0 | -1080.5876
2030-07-02 | 6 | 153.4735 | 153.4735 | 0 | 199.9196 | 199.9196 | 3777.208 | 3625.9746 | -3679.7915 | 3743.1306 | 2756.365 | 3538.3291 | 0 | -1080.5876
2030-07-02 | 7 | 153.4735 | 153.4735 | 0 | 199.9196 | 199.9196 | 3777.208 | 3625.9746 | -3541.3921 | 2245.4851 | 292.8551 | 3538.3291 | 0 | -1.6451e-05
2030-07-02 | 8 | 0 | 0 | 0 | 133.2797 | 74.712 | 3777.208 | 3625.9746 | -2951.8499 | 1871.5653 | -894.5361 | 3538.3291 | 0 | -1080.5876
2030-07-02 | 9 | 153.4735 | 153.4735 | 0 | 0 | 0 | 3777.208 | 3625.9746 | -3483.2383 | 3743.1306 | 3642.53 | 3538.3291 | 0 | -1080.5876
2030-07-02 | 10 | 153.4735 | 153.4735 | 15.333 | 0 | 0 | 3777.208 | 3625.9746 | -2924.6479 | 3743.1306 | 3642.53 | 3538.3291 | 0 | -1080.5876
2030-07-02 | 11 | 153.4735 | 153.4735 | 89.627 | 0 | 0 | 3777.208 | 3625.9746 | -2733.637 | 3596.812 | 3642.53 | 3538.3291 | 0 | -1080.5876
2030-07-02 | 12 | 153.4735 | 153.4735 | 0 | 0 | 0 | 3777.208 | 3625.9746 | -1892.656 | 3743.1306 | 3642.53 | 3538.3291 | 0 | -1080.5876
2030-07-02 | 13 | 153.4735 | 153.4735 | 0 | 0 | 0 | 3777.208 | 3490.8035 | -2246.208 | 0.0010734 | 3642.53 | 3538.3291 | 0 | -688.2031
2030-07-02 | 14 | 153.4735 | 153.4735 | 323.2319 | 0 | 0 | 3777.208 | 989.2897 | -1929.0818 | -2.5272e-05 | 2198.9041 | 3538.3291 | 0 | -1080.5876
2030-07-02 | 15 | 153.4735 | 153.4735 | 323.2319 | 0 | 0 | 3777.208 | 215.8933 | -2128.9978 | -2.5272e-05 | 2924.248 | 3538.3291 | 0 | -1080.5876
2030-07-02 | 16 | 153.4735 | 153.4735 | 323.2319 | 0 | 0 | 3589.8196 | 1767.1604 | -2557.7632 | -1871.5653 | 3044.5459 | 3538.3291 | 0 | -1080.5876
2030-07-02 | 17 | 153.4735 | 153.4735 | 646.4638 | 0 | 0 | 3777.208 | 1812.9873 | -1876.8608 | -983.2065 | 1970.759 | 3538.3291 | 0 | -741.2962
2030-07-02 | 18 | 153.4735 | 153.4735 | 646.4638 | 0 | 0 | 3777.208 | 168.9204 | -2038.5638 | -1024.8326 | 1821.265 | 3175.7712 | 0 | -600.3262
2030-07-02 | 19 | 153.4735 | 153.4735 | 375.7407 | 0 | 0 | 3777.208 | 1240.15 | -2084.9756 | -898.6008 | 1821.265 | 3538.3291 | 0 | -643.2855
2030-07-02 | 20 | 153.4735 | 153.4735 | 153.7153 | 0 | 0 | 2463.7881 | 3565.1106 | -1773.2164 | -0.0010018 | 2426.2974 | 3538.3291 | 0 | -609.509
2030-07-02 | 21 | 153.4735 | 153.4735 | 258.5231 | 0 | 0 | 2372.9355 | 3625.9746 | -1577.7 | -2.5272e-05 | 3642.53 | 3538.3291 | 0 | -674.42
2030-07-02 | 22 | 153.4735 | 153.4735 | 413.4618 | 0 | 0 | 3607.0146 | 3625.9746 | -1289.8405 | -2.5272e-05 | 3603.0967 | 3538.3291 | 0 | -748.2541
2030-07-02 | 23 | 153.4735 | 153.4735 | 0 | 0 | 0 | 3777.208 | 2739.2771 | -772.2669 | -532.8431 | 1821.265 | 3538.3291 | 0 | -1080.5876
2030-07-02 | 24 | 153.4735 | 153.4735 | 323.2319 | 0 | 0 | 3777.208 | 1549.5498 | -37.7029 | -849.3931 | -3.2425e-05 | 3538.3291 | 161.7566 | -1080.5876
2030-07-03 | 1 | 153.4735 | 153.4735 | 0 | 0 | 0 | 3777.208 | 2639.397 | -1507.0986 | -2.5272e-05 | 1821.2649 | 3538.3291 | 0 | -1080.5876
2030-07-03 | 2 | 153.4735 | 153.4735 | 0 | 199.9196 | 199.9196 | 3777.208 | 3625.9746 | 1756.0826 | 3743.1306 | 3642.53 | 3538.3291 | 0 | -1080.5876
2030-07-03 | 3 | 153.4735 | 153.4735 | 0 | 266.4473 | 266.4473 | 3777.208 | 3625.9746 | 3785.312 | 3743.1306 | 3642.53 | 3538.3291 | 0 | -1080.5876
2030-07-03 | 4 | 153.4735 | 153.4735 | 0 | 199.9196 | 199.9196 | 3777.208 | 3625.9746 | 3785.312 | 3743.1306 | 3642.53 | 3538.3291 | 0 | -1.6451e-05
2030-07-03 | 5 | 153.4735 | 153.4735 | 0 | 199.9196 | 199.9196 | 3777.208 | 3625.9746 | 3482.0393 | 3743.1306 | 3642.53 | 3538.3291 | 0 | -1.6451e-05
2030-07-03 | 6 | 153.4735 | 153.4735 | 195.3923 | 199.9196 | 199.9196 | 3777.208 | 3625.9746 | 734.7353 | 3743.1306 | 3642.53 | 3538.3291 | 0 | -1.6451e-05
2030-07-03 | 7 | 153.4735 | 153.4735 | 0 | 199.9196 | 199.9196 | 3777.208 | 3625.9746 | 3312.3882 | 3743.1306 | 3642.53 | 3538.3291 | 0 | -1080.5876
2030-07-03 | 8 | 153.4735 | 153.4735 | 0 | 0 | 0 | 3777.208 | 3625.9746 | 2258.5933 | 3743.1306 | 3642.53 | 3538.3291 | 0 | -1080.5876
2030-07-03 | 9 | 153.4735 | 153.4735 | 646.4638 | 68.3284 | 66.6399 | 3777.208 | 3625.9746 | 2001.3385 | 3743.1306 | 3642.53 | 3538.3291 | 0 | -1080.5876
2030-07-03 | 10 | 153.4735 | 153.4735 | 0 | 0 | 0 | 3777.208 | 3625.9746 | 1892.657 | 3743.1306 | 3642.53 | 3538.3291 | 0 | -1080.5876
2030-07-03 | 11 | 232.4191 | 153.4735 | 0 | 199.9196 | 199.9196 | 3777.208 | 3625.9746 | 170.5235 | 3743.1306 | 3642.53 | 3538.3291 | 0 | -1080.5876
2030-07-03 | 12 | 297.3914 | 153.4735 | 0 | 133.2797 | 133.2797 | 3777.208 | 3625.9746 | -1386.5688 | 1809.6556 | 3642.53 | 3538.3291 | 0 | -1080.5876
2030-07-03 | 13 | 153.4735 | 153.4735 | 0 | 0 | 0 | 3777.208 | 485.0691 | -3.7193e-05 | 766.3683 | -3.2425e-05 | 3181.469 | 0 | -1080.5876
2030-07-03 | 14 | 153.4735 | 153.4735 | 264.5869 | 0 | 0 | 3777.208 | 1925.08 | -841.1453 | -2.5272e-05 | -3.2425e-05 | 3538.3291 | 0 | -1080.5876
2030-07-03 | 15 | 153.4735 | 153.4735 | 0 | 0 | 0 | 3777.208 | 2709.718 | -1035.2554 | -1328.7572 | 731.3008 | 3538.3291 | 0 | -1080.5876
2030-07-03 | 16 | 153.4735 | 153.4735 | 0 | 0 | 0 | 2829.5056 | 3625.9746 | -1435.7864 | -2.5272e-05 | 2247.3516 | 3538.3291 | 0 | -1080.5876
2030-07-03 | 17 | 153.4735 | 153.4735 | 45.1911 | 0 | 0 | 376.5115 | 230.9222 | -2033.9462 | -2.5272e-05 | 3642.53 | 3538.3291 | 0 | -1080.5876
2030-07-03 | 18 | 153.4735 | 153.4735 | 0 | 13.2919 | 66.6399 | 106.2552 | 215.8923 | -2104.4021 | -2.5272e-05 | 3642.53 | 3538.3291 | 0 | -1080.5876
2030-07-03 | 19 | 153.4735 | 259.4267 | 328.5712 | 199.9196 | 199.9196 | 3039.1465 | 215.8948 | -1292.2039 | -173.9551 | 1821.265 | 3538.3291 | 0 | -1080.5876
2030-07-03 | 20 | 224.6657 | 153.4735 | 0 | 199.9196 | 199.9196 | 3777.208 | 230.9238 | -881.368 | -2.5272e-05 | 1192.6652 | 3521.5554 | 0 | -1080.5876
2030-07-03 | 21 | 153.4735 | 273.3117 | 0 | 199.9196 | 199.9196 | 3777.208 | 2487.7639 | 51.2645 | -756.6847 | -3.2425e-05 | 3538.3291 | 0 | -1080.5876
2030-07-03 | 22 | 153.4735 | 153.4735 | 0 | 133.2797 | 133.2797 | 3777.208 | 1833.4937 | -39.8245 | -352.2553 | -3.2425e-05 | 3538.3291 | 0 | -1080.5876
2030-07-03 | 23 | 153.4735 | 153.4735 | 0 | 37.4901 | 66.6399 | 3777.208 | 215.8922 | -352.7903 | -1131.9229 | -3.2425e-05 | 3538.3291 | 0 | -1080.5876
2030-07-03 | 24 | 153.4735 | 153.4735 | 0 | 0 | 0 | 3777.208 | 230.9245 | 0.0010614 | -2.5272e-05 | 65.4934 | 1946.9846 | 0 | -1080.5876
2030-07-04 | 1 | 153.4735 | 153.4735 | 0 | 0 | 0 | 3777.208 | 230.9219 | -3.7193e-05 | -1505.4878 | 572.4257 | 2285.0784 | 0 | -1080.5876
2030-07-04 | 2 | 153.4735 | 153.4735 | 0 | 0 | 14.4921 | 3777.208 | 230.9223 | -307.989 | -1871.5653 | 1821.2649 | 3538.3291 | 0 | -1080.5876
2030-07-04 | 3 | 153.4735 | 153.4735 | 0 | 199.9196 | 199.9196 | 3777.208 | 268.0912 | -1201.3308 | -333.2882 | 3642.53 | 3538.3291 | 0 | -1080.5876
2030-07-04 | 4 | 153.4735 | 153.4735 | 0 | 138.4182 | 199.9196 | 3777.208 | 3625.9746 | -2018.6915 | 1871.5653 | 3642.53 | 3538.3291 | 0 | -1080.5876
2030-07-04 | 5 | 153.4735 | 153.4735 | 0 | 199.9196 | 265.6826 | 3777.208 | 3625.9746 | -2043.6102 | 3363.8569 | 3642.53 | 3538.3291 | 0 | -1080.5876
2030-07-04 | 6 | 153.4735 | 153.4735 | 0 | 199.9196 | 199.9196 | 3777.208 | 3625.9746 | -921.2161 | 3743.1306 | 3642.53 | 3538.3291 | 0 | -1080.5876
2030-07-04 | 7 | 153.4735 | 153.4735 | 0 | 0 | 0 | 3777.208 | 3625.9746 | 2953.6362 | 3743.1306 | 3642.53 | 3538.3291 | 0 | -1080.5876
2030-07-04 | 8 | 153.4735 | 153.4735 | 484.8478 | 66.6399 | 66.6399 | 3777.208 | 3625.9746 | 2252.3345 | 3743.1306 | 3642.53 | 3538.3291 | 0 | -1080.5876
2030-07-04 | 9 | 153.4735 | 153.4735 | 0 | 0 | 0 | 3627.5874 | 3625.9746 | 2391.8208 | 3743.1306 | 3642.53 | 3538.3291 | 0 | -1080.5876
2030-07-04 | 10 | 153.4735 | 153.4735 | 0 | 0 | 0 | 3526.3364 | 3625.9746 | 2319.0806 | 3743.1306 | 3642.53 | 3538.3291 | 0 | -1080.5876
2030-07-04 | 11 | 153.4735 | 153.4735 | 0 | 0 | 0 | 3447.8931 | 3625.9746 | 1437.4122 | 3314.3816 | 3642.53 | 3538.3291 | 0 | -1080.5876
2030-07-04 | 12 | 153.4735 | 153.4735 | 0 | 0 | 0 | 3777.208 | 3625.9746 | 886.9733 | 1180.8751 | 2371.8457 | 3538.3291 | 0 | -1080.5876
2030-07-04 | 13 | 153.4735 | 153.4735 | 646.4638 | 0 | 0 | 3777.208 | 1812.9873 | -472.6308 | 1871.5653 | 1821.265 | 3538.3291 | 0 | -1080.5876
2030-07-04 | 14 | 153.4735 | 153.4735 | 561.6053 | 0 | 0 | 3777.208 | 1812.9873 | -1518.4513 | -1871.5653 | 1642.8519 | 3538.3291 | 0 | -1080.5876
2030-07-04 | 15 | 153.4735 | 153.4735 | 311.5452 | 0 | 0 | 3777.208 | 168.9191 | -1621.7136 | -1871.5642 | 1447.2064 | 3097.304 | 0 | -1080.5876
2030-07-04 | 16 | 153.4735 | 153.4735 | 646.4638 | 0 | 0 | 3777.208 | 168.9197 | -840.8687 | -1453.5947 | 0 | 1769.1646 | 0 | -1080.5876
2030-07-04 | 17 | 153.4735 | 153.4735 | 484.8478 | 0 | 0 | 3777.208 | 168.92 | -1638.1294 | -3743.1306 | 1821.265 | 1826.0726 | 0 | -1080.5876
2030-07-04 | 18 | 153.4735 | 153.4735 | 364.7715 | 0 | 0 | 3777.208 | 168.9192 | -1376.6606 | -3312.1245 | 1821.265 | 3538.3291 | 0 | -1080.5876
2030-07-04 | 19 | 153.4735 | 153.4735 | 16.962 | 0 | 0 | 3777.208 | 716.6501 | -1459.4021 | -2603.1113 | 1821.265 | 3538.3291 | 0 | -1080.5876
2030-07-04 | 20 | 153.4735 | 153.4735 | 0 | 0 | 0 | 3140.8528 | 1261.1167 | -1261.2622 | -2306.9585 | 1821.265 | 3538.3291 | 0 | -1080.5876
2030-07-04 | 21 | 153.4735 | 153.4735 | 0 | 0 | 0 | 3777.208 | 230.9226 | -791.0884 | -1045.1539 | 723.088 | 3538.3291 | 0 | -1080.5876
2030-07-04 | 22 | 153.4735 | 153.4735 | 0 | 0 | 0 | 3777.208 | 230.9224 | -505.5633 | -97.0999 | 118.3179 | 3538.3291 | 0 | -1080.5876
2030-07-04 | 23 | 153.4735 | 153.4735 | 13.365 | 0 | 0 | 3451.6062 | 215.8918 | -1469.7651 | -2515.6482 | 1821.265 | 3538.3291 | 38.9086 | -1080.5876
2030-07-04 | 24 | 153.4735 | 153.4735 | 0 | 0 | 0 | 3381.9717 | 213.8934 | -892.7766 | -2698.2236 | -852.2863 | 1769.1646 | 0 | -1080.5876
2030-07-05 | 1 | 153.4735 | 153.4735 | 0 | 0 | 0 | 3777.208 | 213.8942 | -1614.1201 | -3101.1472 | -3.2425e-05 | 3221.7532 | 0 | -1080.5876
2030-07-05 | 2 | 153.4735 | 153.4735 | 0 | 0 | 0 | 3777.208 | 230.9238 | -2344.9956 | -3084.04 | 1821.2649 | 3538.3291 | 0 | -1080.5876
2030-07-05 | 3 | 153.4735 | 153.4735 | 0 | 0 | 0 | 3777.208 | 230.9216 | -2691.9722 | -2229.8462 | 3642.53 | 3538.3291 | 0 | -1080.5876
2030-07-05 | 4 | 153.4735 | 153.4735 | 0 | 0 | 0 | 3777.208 | 230.9224 | -1961.3337 | -293.1747 | 3642.53 | 3538.3291 | 0 | -1080.5876
2030-07-05 | 5 | 153.4735 | 153.4735 | 0 | 0 | 0 | 3777.208 | 230.9209 | -1598.062 | -650.4701 | 2849.834 | 3538.3291 | 0 | -1080.5876
2030-07-05 | 6 | 153.4735 | 153.4735 | 0 | 0 | 0 | 3777.208 | 228.783 | -56.211 | -2624.2258 | -3.2425e-05 | 3324.6743 | 0 | -1080.5876
2030-07-05 | 7 | 153.4735 | 153.4735 | 0 | 0 | 0 | 3777.208 | 213.8921 | 118.9544 | -2352.9529 | -3.2425e-05 | 796.9858 | 0 | -1080.5876
2030-07-05 | 8 | 153.4735 | 153.4735 | 0 | 0 | 0 | 3777.208 | 213.8923 | 154.3203 | -2353.7996 | -3.2425e-05 | 265.2412 | 0 | -1080.5876
2030-07-05 | 9 | 153.4735 | 153.4735 | 0 | 0 | 0 | 3777.208 | 213.8929 | 484.9133 | -2569.3228 | -3.2425e-05 | 2066.916 | 0 | -1080.5876
2030-07-05 | 10 | 153.4735 | 153.4735 | 0 | 0 | 0 | 3768.9299 | 215.8926 | 510.6801 | -3278.8484 | 998.3823 | 3538.3291 | 0 | -1080.5876
2030-07-05 | 11 | 153.4735 | 153.4735 | 0 | 0 | 0 | 3777.208 | 228.7849 | 919.751 | -2483.3386 | -3.2425e-05 | 3538.3291 | 0 | -1080.5876
2030-07-05 | 12 | 153.4735 | 153.4735 | 0 | 0 | 0 | 2255.0386 | 230.921 | 929.8707 | -2.5272e-05 | -3.2425e-05 | 3538.3291 | 0 | -1080.5876
2030-07-05 | 13 | 153.4735 | 153.4735 | 0 | 0 | 0 | 3777.208 | 215.8936 | 650.7885 | -2.5272e-05 | 48.6378 | 3538.3291 | 0 | -1080.5876
2030-07-05 | 14 | 153.4735 | 153.4735 | 428.7231 | 0 | 0 | 3777.208 | 215.8928 | -357.4832 | -1009.0496 | -3.2425e-05 | 3538.3291 | 0 | -1080.5876
2030-07-05 | 15 | 153.4735 | 153.4735 | 323.2319 | 0 | 0 | 3777.208 | 215.8926 | -1274.704 | -1871.5653 | -3.2425e-05 | 3538.3291 | 0 | -1080.5876
2030-07-05 | 16 | 153.4735 | 153.4735 | 84.2813 | 0 | 0 | 3777.208 | 980.3466 | -1547.8472 | -1963.5388 | -3.2425e-05 | 3538.3291 | 0 | -1080.5876
2030-07-05 | 17 | 153.4735 | 153.4735 | 0 | 0 | 0 | 3777.208 | 3625.9746 | -1532.0133 | -2386.1406 | -3.2425e-05 | 3538.3291 | 0 | -1080.5876
2030-07-05 | 18 | 153.4735 | 153.4735 | 0 | 0 | 0 | 3777.208 | 3625.9746 | -1058.1775 | -367.6303 | -3.2425e-05 | 3538.3291 | 0 | -1080.5876
2030-07-05 | 19 | 153.4735 | 153.4735 | 0 | 0 | 0 | 3777.208 | 2928.4387 | -834.043 | -700.1942 | -3.2425e-05 | 3538.3291 | 0 | -1080.5876
2030-07-05 | 20 | 153.4735 | 153.4735 | 0 | 0 | 0 | 3777.208 | 230.9231 | -776.4742 | -889.0184 | -3.2425e-05 | 3538.3291 | 0 | -1080.5876
2030-07-05 | 21 | 153.4735 | 153.4735 | 0 | 0 | 0 | 3777.208 | 230.9232 | -502.5828 | -1619.3922 | -3.2425e-05 | 3538.3291 | 0 | -1080.5876
2030-07-05 | 22 | 153.4735 | 153.4735 | 0 | 0 | 0 | 3777.208 | 760.0011 | 56.184 | -2214.679 | -3.2425e-05 | 3538.3291 | 0 | -1080.5876
2030-07-05 | 23 | 153.4735 | 153.4735 | 0 | 0 | 0 | 3777.208 | 215.8939 | -3.7193e-05 | -3523.0786 | 1215.2997 | 3538.3291 | 0 | -1080.5876
2030-07-05 | 24 | 153.4735 | 153.4735 | 0 | 0 | 0 | 3777.208 | 213.8933 | 501.6197 | -2618.3967 | -3.2425e-05 | 2441.0964 | 0 | -1080.5876
2030-07-06 | 1 | 153.4735 | 153.4735 | 0 | 0 | 0 | 3777.208 | 213.8938 | 625.7253 | -3321.4497 | -3.2425e-05 | 265.2423 | 0 | -1080.5876
2030-07-06 | 2 | 153.4735 | 153.4735 | 0 | 0 | 0 | 3777.208 | 213.8927 | 1273.9504 | -3371.1304 | -2778.5007 | 615.2581 | 0 | -1080.5876
2030-07-06 | 3 | 153.4735 | 153.4735 | 0 | 199.9196 | 199.9196 | 3777.208 | 230.9227 | 1123.244 | -3360.1069 | -3.2425e-05 | 2657.6284 | 0 | -1080.5876
2030-07-06 | 4 | 306.9471 | 229.1966 | 646.4638 | 266.4473 | 266.4472 | 3777.208 | 208.5295 | 1428.2448 | 0 | 3642.53 | 3538.3291 | 0 | -1080.5876
2030-07-06 | 5 | 153.4735 | 157.858 | 646.4638 | 266.4473 | 266.4473 | 3777.208 | 2166.0125 | 2069.8086 | 3743.1306 | 3642.53 | 3538.3291 | 0 | -1080.5876
2030-07-06 | 6 | 306.9471 | 156.8613 | 0 | 266.4472 | 266.4473 | 3777.208 | 3625.9746 | 3785.312 | 3743.1306 | 3642.53 | 3538.3291 | 0 | -1080.5876
2030-07-06 | 7 | 153.4735 | 191.2199 | 0 | 266.4473 | 266.4473 | 3777.208 | 3625.9746 | 3785.312 | 3743.1306 | 3642.53 | 3538.3291 | 0 | -1080.5876
2030-07-06 | 8 | 306.9471 | 253.1275 | 0 | 266.4473 | 266.4473 | 3777.208 | 3625.9746 | 3785.312 | 3743.1306 | 3642.53 | 3538.3291 | 0 | -1080.5876
2030-07-06 | 9 | 306.9471 | 220.4409 | 0 | 266.4473 | 266.4473 | 3777.208 | 3625.9746 | 3785.312 | 3207.3694 | 3642.53 | 3538.3291 | 0 | -1080.5876
2030-07-06 | 10 | 153.4735 | 157.4101 | 0 | 199.9196 | 199.9196 | 3777.208 | 3311.0308 | 3785.312 | 1348.8514 | 3642.53 | 3538.3291 | 0 | -1080.5876
2030-07-06 | 11 | 153.4735 | 153.4735 | 0 | 133.2797 | 120.926 | 3777.208 | 2672.1814 | 3785.312 | 551.6966 | 3642.53 | 3538.3291 | 0 | -1080.5876
2030-07-06 | 12 | 306.9471 | 367.0665 | 0 | 0 | 0 | 3777.208 | 2351.8809 | 3785.312 | -2.5272e-05 | 3642.53 | 3538.3291 | 0 | -1080.5876
2030-07-06 | 13 | 460.4206 | 460.4206 | 646.4638 | 66.6399 | 82.2537 | 3777.208 | 215.8927 | 2079.8047 | 557.1604 | 1821.265 | 3538.3291 | 0 | -1080.5876
2030-07-06 | 14 | 460.4206 | 460.4206 | 90.2097 | 266.4473 | 266.4473 | 1888.604 | 187.8603 | 1244.2218 | 1258.9127 | 1821.265 | 3538.3291 | 0 | -1080.5876
2030-07-06 | 15 | 460.4206 | 460.4206 | 127.3188 | 266.4472 | 266.4472 | 3380.1904 | 214.2324 | 603.117 | -569.6472 | 1821.265 | 3538.3291 | 0 | -1080.5876
2030-07-06 | 16 | 460.4206 | 460.4206 | 154.5051 | 266.4473 | 266.4473 | 1888.604 | 168.9197 | 504.2974 | 794.976 | 1821.265 | 2971.2634 | 0 | -1080.5876
2030-07-06 | 17 | 460.4206 | 460.4206 | 181.9224 | 266.4473 | 266.4473 | 1888.604 | 168.9196 | 392.7522 | 182.6695 | 1821.265 | 3538.3291 | 0 | -1080.5876
2030-07-06 | 18 | 460.4206 | 460.4206 | 181.0161 | 266.4473 | 266.4472 | 1888.604 | 168.9199 | 132.1939 | 0 | 2870.2712 | 3538.3291 | 0 | -1080.5876
2030-07-06 | 19 | 460.4206 | 460.4206 | 0 | 266.4472 | 266.4473 | 2781.7966 | 215.8936 | -0.0010138 | -563.4545 | 3019.5032 | 3538.3291 | 0 | -1080.5876
2030-07-06 | 20 | 460.4206 | 460.4206 | 0 | 199.9196 | 199.9196 | 3777.208 | 215.8923 | 0.0010614 | -1787.3265 | 2672.6274 | 3538.3291 | 0 | -1080.5876
2030-07-06 | 21 | 460.4206 | 460.4206 | 0 | 181.5473 | 199.9196 | 1888.604 | 215.8967 | -3.7193e-05 | -532.6948 | 3504.689 | 3538.3291 | 0 | -1080.5876
2030-07-06 | 22 | 460.4206 | 460.4206 | 0 | 133.2797 | 178.9809 | 1888.604 | 215.8926 | 384.5427 | -39.6872 | 3370.1936 | 3538.3291 | 0 | -1080.5876
2030-07-06 | 23 | 460.4206 | 460.4206 | 272.7981 | 66.6399 | 132.9111 | 1888.604 | 213.8926 | 1765.0597 | -2.5272e-05 | 2618.9312 | 1769.1646 | 0 | -1080.5876
2030-07-06 | 24 | 460.4206 | 460.4206 | 0 | 66.6399 | 81.4348 | 3777.208 | 215.8927 | 775.1541 | -1871.5653 | 2560.0012 | 1203.7042 | 0 | -1080.5876
2030-07-07 | 1 | 306.9471 | 372.6797 | 0 | 0 | 0 | 3777.208 | 213.8926 | 1548.1615 | -46.4745 | 588.5165 | 1769.1646 | 0 | -1080.5876
2030-07-07 | 2 | 253.5126 | 306.9471 | 0 | 199.9196 | 199.9196 | 3777.208 | 230.9225 | 3406.7004 | 212.2622 | 3642.53 | 3538.3291 | 0 | -1080.5876
2030-07-07 | 3 | 153.4735 | 153.4735 | 0 | 266.4473 | 266.4473 | 3777.2092 | 3625.9746 | 3785.312 | 3743.1306 | 3642.53 | 3538.3291 | 0 | -1080.5876
2030-07-07 | 4 | 153.4735 | 152.6794 | 0 | 266.4473 | 266.4472 | 3777.208 | 3625.9746 | 3785.312 | 3743.1306 | 3642.53 | 3538.3291 | 0 | -1080.5876
2030-07-07 | 5 | 0 | 0 | 0 | 266.4473 | 266.4472 | 3777.208 | 3625.9746 | 3785.312 | 3743.1306 | 3642.53 | 3538.3291 | 0 | -1.6451e-05
2030-07-07 | 6 | 0 | 0 | 0 | 266.4472 | 266.4472 | 3777.208 | 3625.9746 | 3785.312 | 3743.1306 | 3642.53 | 3538.3291 | 0 | -1.6451e-05
2030-07-07 | 7 | 0 | 0 | 0 | 266.4472 | 266.4472 | 3777.208 | 3625.9746 | 3785.312 | 3743.1306 | 3642.53 | 3538.3291 | 0 | -1.6451e-05
2030-07-07 | 8 | 0 | 0 | 0 | 266.4472 | 266.4472 | 3777.208 | 3625.9746 | 3785.312 | 3743.1306 | 3642.53 | 3538.3291 | 0 | -1.6451e-05
2030-07-07 | 9 | 116.8407 | 0 | 0 | 266.4473 | 266.4473 | 3777.208 | 3625.9746 | 3785.312 | 3743.1306 | 3642.53 | 3538.3291 | 0 | -1.6451e-05
2030-07-07 | 10 | 153.4735 | 153.4735 | 0 | 266.4472 | 266.4472 | 3777.208 | 3625.9746 | 3785.312 | 3743.1306 | 3642.53 | 3538.3291 | 0 | -1080.5876
2030-07-07 | 11 | 153.4735 | 153.4735 | 0 | 199.9196 | 199.9196 | 3777.208 | 3625.9746 | 3785.312 | 3743.1306 | 3642.53 | 3538.3291 | 0 | -1080.5876
2030-07-07 | 12 | 153.4735 | 153.4735 | 0 | 199.9196 | 199.9196 | 3777.208 | 3625.9734 | 3785.312 | 3743.1306 | 3642.53 | 3538.3291 | 0 | -1080.5876
2030-07-07 | 13 | 153.4735 | 153.4735 | 0 | 128.5484 | 133.2797 | 3777.207 | 3625.9746 | 3785.312 | 3743.1306 | 3642.53 | 3538.3291 | 0 | -1080.5876
2030-07-07 | 14 | 153.4735 | 153.4735 | 0 | 66.6399 | 34.2025 | 3777.208 | 3625.9746 | 3785.312 | 3743.1306 | 3642.53 | 3538.3291 | 0 | -1080.5876
2030-07-07 | 15 | 153.4735 | 153.4735 | 0 | 37.1785 | 0 | 3777.208 | 3625.9746 | 3785.312 | 3743.1306 | 3642.53 | 3538.3291 | 0 | -1080.5876
2030-07-07 | 16 | 153.4735 | 153.4735 | 0 | 66.6399 | 9.4281 | 3777.208 | 3625.9746 | 3785.312 | 3743.1306 | 3642.53 | 3538.3291 | 0 | -1080.5876
2030-07-07 | 17 | 153.4735 | 153.4735 | 0 | 47.8238 | 66.6399 | 3777.208 | 3625.9746 | 3785.312 | 3743.1306 | 3642.53 | 3538.3291 | 0 | -1080.5876
2030-07-07 | 18 | 153.4735 | 153.4735 | 0 | 100.2324 | 66.6399 | 3777.208 | 3625.9746 | 3785.312 | 3743.1306 | 3642.53 | 3538.3291 | 0 | -1080.5876
2030-07-07 | 19 | 153.4735 | 153.4735 | 0 | 72.5918 | 66.6399 | 3777.208 | 3465.8586 | 3785.312 | 3139.7959 | 3642.53 | 3538.3291 | 0 | -1080.5876
2030-07-07 | 20 | 153.4735 | 153.4735 | 0 | 66.6399 | 95.9462 | 3777.208 | 2519.5605 | 3785.312 | 3134.4434 | 3642.53 | 3538.3291 | 0 | -1080.5876
2030-07-07 | 21 | 153.4735 | 153.4735 | 0 | 66.6399 | 109.3564 | 3777.208 | 1993.1202 | 3785.312 | 3743.1306 | 3642.53 | 3538.3291 | 0 | -1080.5876
2030-07-07 | 22 | 153.4735 | 153.4735 | 646.4638 | 66.6399 | 126.431 | 3777.208 | 3297.9324 | 3785.312 | 3743.1306 | 3642.53 | 3538.3291 | 0 | -1080.5876
2030-07-07 | 23 | 153.4735 | 153.4735 | 0 | 66.6399 | 106.3435 | 3777.208 | 3625.9746 | 3785.312 | 3322.427 | 3642.53 | 3538.3291 | 0 | -1080.5876
2030-07-07 | 24 | 153.4735 | 153.4735 | 0 | 130.6548 | 66.6399 | 3777.208 | 3625.9746 | 3785.312 | 3743.1306 | 3642.53 | 3538.3291 | 0 | -1080.5876
2030-07-08 | 1 | 153.4735 | 153.4735 | 0 | 199.9196 | 148.0931 | 3774.7197 | 3625.9746 | 3785.312 | 3743.1306 | 3642.53 | 3538.3291 | 0 | -1080.5876
2030-07-08 | 2 | 153.4735 | 153.4735 | 0 | 199.9196 | 199.9196 | 3777.208 | 3625.9746 | 3785.312 | 3743.1306 | 3642.53 | 3538.3291 | 0 | -1080.5876
2030-07-08 | 3 | 153.4735 | 153.4735 | 0 | 266.4473 | 266.4473 | 3777.208 | 3625.9746 | 3785.312 | 3743.1306 | 3642.53 | 3538.3291 | 0 | -1080.5876
2030-07-08 | 4 | 153.4735 | 153.4735 | 0 | 266.4473 | 266.4473 | 3777.208 | 3625.9746 | 3785.312 | 3743.1306 | 3642.53 | 3538.3291 | 0 | -1080.5876
2030-07-08 | 5 | 153.4735 | 153.4735 | 0 | 266.4473 | 266.4473 | 3777.208 | 3625.9746 | 3785.312 | 3743.1306 | 3642.53 | 3538.3291 | 0 | -1080.5876
2030-07-08 | 6 | 153.4735 | 153.4735 | 0 | 266.4473 | 266.4472 | 3777.208 | 3625.9746 | 3785.312 | 3743.1306 | 3642.53 | 3538.3291 | 0 | -1080.5876
2030-07-08 | 7 | 153.4735 | 153.4735 | 0 | 266.4472 | 266.4472 | 3777.208 | 3625.9746 | 3785.312 | 3743.1306 | 3642.53 | 3538.3291 | 0 | -1080.5876
2030-07-08 | 8 | 153.4735 | 153.4735 | 0 | 266.4473 | 266.4473 | 3777.208 | 3625.9746 | 3785.312 | 3743.1306 | 3642.53 | 3538.3291 | 0 | -1080.5876
2030-07-08 | 9 | 153.4735 | 153.4735 | 0 | 199.9196 | 199.9196 | 3777.208 | 3625.9746 | 3785.312 | 3743.1306 | 3642.53 | 3538.3291 | 0 | -1080.5876
2030-07-08 | 10 | 153.4735 | 153.4735 | 0 | 199.9196 | 199.9196 | 3777.208 | 3625.9746 | 3785.312 | 3743.1306 | 3642.53 | 3538.3291 | 0 | -1080.5876
2030-07-08 | 11 | 153.4735 | 153.4735 | 0 | 199.9196 | 143.8312 | 3777.208 | 3625.9746 | 3785.312 | 3743.1306 | 3642.53 | 3538.3291 | 0 | -1080.5876
2030-07-08 | 12 | 153.4735 | 153.4735 | 0 | 100.7826 | 133.2797 | 3777.208 | 3625.9746 | 3785.312 | 3743.1306 | 3642.53 | 3538.3291 | 0 | -1080.5876
2030-07-08 | 13 | 153.4735 | 153.4735 | 0 | 199.9196 | 223.7635 | 3777.208 | 3625.9746 | 3785.312 | 3743.1306 | 3642.53 | 3538.3291 | 0 | -1080.5876
2030-07-08 | 14 | 306.9471 | 156.6609 | 0 | 199.9196 | 199.9196 | 3777.208 | 3552.8281 | 2268.106 | 3073.095 | 1742.744 | 3538.3291 | 0 | -1080.5876
2030-07-08 | 15 | 153.4735 | 153.4735 | 0 | 0 | 0 | 3777.208 | 230.9221 | 105.2494 | 1871.5653 | 2821.1912 | 3538.3291 | 0 | -1080.5876
2030-07-08 | 16 | 153.4735 | 153.4735 | 0 | 47.3114 | 66.6399 | 3777.208 | 230.9258 | -532.7857 | -2.5272e-05 | 3456.6348 | 3538.3291 | 0 | -1080.5876
2030-07-08 | 17 | 153.4735 | 153.4735 | 0 | 133.2797 | 75.9956 | 3777.208 | 215.8931 | 684.0565 | -2.5272e-05 | 705.0137 | 3538.3291 | 0 | -1080.5876
2030-07-08 | 18 | 153.4735 | 153.4735 | 0 | 0 | 54.5306 | 1998.9969 | 213.8926 | 754.4156 | -2.5272e-05 | -3.2425e-05 | 3538.3291 | 0 | -1080.5876
2030-07-08 | 19 | 153.4735 | 153.4735 | 0 | 0 | 0 | 1636.2432 | 213.8931 | 54.4774 | -0.0010018 | 1821.265 | 2974.5425 | 0 | -1080.5876
2030-07-08 | 20 | 153.4735 | 153.4735 | 0 | 0 | 0 | 3777.208 | 215.8931 | 957.4185 | 696.4717 | 1821.265 | 3538.3291 | 0 | -1080.5876
2030-07-08 | 21 | 153.4735 | 153.4735 | 0 | 0 | 0 | 3777.208 | 2678.9121 | 1220.6647 | -2.5272e-05 | 3642.53 | 3538.3291 | 0 | -1080.5876
2030-07-08 | 22 | 153.4735 | 153.4735 | 0 | 0 | 0 | 3777.208 | 230.9222 | 1268.4863 | -2.5272e-05 | 2360.0605 | 3538.3291 | 0 | -1080.5876
2030-07-08 | 23 | 153.4735 | 153.4735 | 0 | 0 | 0 | 3777.208 | 230.9222 | 1713.4763 | -2.5272e-05 | 2105.7427 | 3538.3291 | 0 | -1080.5876
2030-07-08 | 24 | 153.4735 | 153.4735 | 0 | 0 | 0 | 3777.208 | 230.9225 | 2418.7427 | 0.0010734 | 40.192 | 3538.3291 | 0 | -1080.5876
2030-07-09 | 1 | 153.4735 | 153.4735 | 0 | 0 | 0 | 3777.208 | 230.9245 | 584.0378 | -2.5272e-05 | 2470.2527 | 3538.3291 | 0 | -1080.5876
2030-07-09 | 2 | 153.4735 | 153.4735 | 0 | 0 | 0 | 3777.208 | 215.8937 | 281.7883 | -2.5272e-05 | 1821.265 | 3538.3291 | 0 | -1080.5876
2030-07-09 | 3 | 153.4735 | 153.4735 | 0 | 199.9196 | 199.9196 | 3777.208 | 937.9432 | 25.4788 | -2.5272e-05 | -3.2425e-05 | 3538.3291 | 0 | -1080.5876
2030-07-09 | 4 | 153.4735 | 153.4735 | 0 | 199.9196 | 199.9196 | 3777.208 | 3039.156 | -1094.2312 | 1871.5653 | 2281.1973 | 3538.3291 | 0 | -1080.5876
2030-07-09 | 5 | 153.4735 | 153.4735 | 0 | 199.9196 | 199.9196 | 3777.208 | 3625.9746 | -1229.5828 | 3743.1306 | 3642.53 | 3538.3291 | 0 | -1080.5876
2030-07-09 | 6 | 153.4735 | 153.4735 | 0 | 266.4473 | 266.4473 | 3777.208 | 3625.9746 | 3785.312 | 3743.1306 | 3642.53 | 3538.3291 | 0 | -1080.5876
2030-07-09 | 7 | 153.4735 | 153.4735 | 0 | 199.9196 | 199.9196 | 3777.208 | 3625.9746 | 43.2459 | 3743.1306 | 3642.53 | 3538.3291 | 0 | -1080.5876
2030-07-09 | 8 | 153.4735 | 153.4735 | 0 | 199.9196 | 218.4239 | 3777.208 | 2583.9055 | -664.503 | 3743.1306 | 3642.53 | 3538.3291 | 0 | -1080.5876
2030-07-09 | 9 | 153.4735 | 275.1381 | 0 | 199.9196 | 199.9196 | 3777.208 | 3625.9746 | -3.7193e-05 | 3743.1306 | 1081.6199 | 3538.3291 | 0 | -1080.5876
2030-07-09 | 10 | 153.4735 | 153.4735 | 0 | 216.6003 | 266.4473 | 3777.208 | 3625.9746 | -3.7193e-05 | 2689.2256 | 459.8664 | 3538.3291 | 0 | -1080.5876
2030-07-09 | 11 | 153.4735 | 208.0185 | 0 | 266.4472 | 263.5144 | 3777.208 | 1812.9873 | -3.7193e-05 | 1036.3535 | -3.2425e-05 | 3538.3291 | 0 | -1080.5876
2030-07-09 | 12 | 306.9471 | 221.7877 | 0 | 199.9196 | 199.9196 | 3777.208 | 230.9226 | 724.7062 | 1871.5643 | -3.2425e-05 | 3538.3291 | 0 | -1080.5876
2030-07-09 | 13 | 153.4735 | 153.4735 | 0 | 66.6399 | 44.0508 | 3777.208 | 1812.9873 | -3.7193e-05 | 226.9804 | 2730.0698 | 3538.3291 | 0 | -382.7383
2030-07-09 | 14 | 153.4735 | 153.4735 | 0 | 0 | 0 | 3777.208 | 230.9244 | -148.0423 | 692.2769 | 1821.2649 | 3538.3291 | 0 | -1080.5876
2030-07-09 | 15 | 153.4735 | 153.4735 | 0 | 0 | 0 | 1872.609 | 228.7831 | -3.7193e-05 | -2.5272e-05 | 176.2171 | 2662.4321 | 0 | -1080.5876
2030-07-09 | 16 | 153.4735 | 153.4735 | 0 | 0 | 0 | 2654.8848 | 228.7843 | -237.471 | -2.5272e-05 | -3.2425e-05 | 3538.3291 | 0 | -1080.5876
2030-07-09 | 17 | 153.4735 | 153.4735 | 0 | 0 | 0 | 2991.792 | 213.8933 | -301.4783 | -2.5272e-05 | -3.2425e-05 | 2596.2349 | 0 | -1080.5876
2030-07-09 | 18 | 153.4735 | 153.4735 | 0 | 0 | 0 | 3526.2942 | 213.8926 | -196.4226 | -601.1619 | -3.2425e-05 | 1421.3342 | 0 | -1080.5876
2030-07-09 | 19 | 153.4735 | 153.4735 | 0 | 0 | 0 | 2939.6423 | 228.7838 | -372.741 | -397.9398 | -3.2425e-05 | 1733.2892 | 0 | -1080.5876
2030-07-09 | 20 | 153.4735 | 153.4735 | 0 | 0 | 0 | 3777.208 | 1812.9873 | -801.8731 | -2.5272e-05 | 1750.8018 | 3538.3291 | 0 | -1080.5876
2030-07-09 | 21 | 153.4735 | 153.4735 | 0 | 0 | 0 | 3777.208 | 3625.9746 | -531.17 | -2.5272e-05 | -3.2425e-05 | 3538.3291 | 0 | -1080.5876
2030-07-09 | 22 | 153.4735 | 153.4735 | 0 | 0 | 0 | 3777.208 | 3625.9746 | -724.0159 | -2.5272e-05 | -3.2425e-05 | 3538.3291 | 0 | -1080.5876
2030-07-09 | 23 | 153.4735 | 153.4735 | 0 | 0 | 0 | 3777.208 | 3625.9746 | -788.0176 | -2.5272e-05 | 269.9236 | 3538.3291 | 0 | -1080.5876
2030-07-09 | 24 | 153.4735 | 153.4735 | 0 | 0 | 0 | 3777.208 | 2099.0322 | -1695.5671 | -2.5272e-05 | 1240.6183 | 3538.3291 | 0 | -1080.5876
2030-07-10 | 1 | 153.4735 | 153.4735 | 0 | 0 | 0 | 3777.208 | 2171.6279 | -435.6795 | 755.5389 | -3.2425e-05 | 3538.3291 | 0 | -1080.5876
2030-07-10 | 2 | 153.4735 | 153.4735 | 0 | 0 | 0 | 3777.208 | 3625.9746 | -2220.5911 | -2.5272e-05 | 1527.1565 | 3538.3291 | 0 | -1080.5876
2030-07-10 | 3 | 153.4735 | 153.4735 | 646.4638 | 0 | 0 | 3777.208 | 3625.9746 | 110.1504 | 3395.4785 | 3642.53 | 3538.3291 | 331.6385 | 1080.5876
2030-07-10 | 4 | 153.4735 | 153.4735 | 0 | 0 | 0 | 3777.208 | 3625.9746 | 2053.957 | 3743.1306 | 3642.53 | 3538.3291 | 0 | -1080.5876
2030-07-10 | 5 | 153.4735 | 153.4735 | 0 | 66.6399 | 66.6399 | 3777.208 | 3625.9746 | 2364.2942 | 3743.1306 | 3642.53 | 3538.3291 | 0 | -1.6451e-05
2030-07-10 | 6 | 153.4735 | 153.4735 | 0 | 0 | 0 | 3772.5613 | 3625.9746 | 1751.6798 | 3743.1306 | 3642.53 | 3538.3291 | 0 | -1.6451e-05
2030-07-10 | 7 | 153.4735 | 153.4735 | 0 | 0 | 0 | 3777.208 | 3625.9746 | 1462.8339 | 1871.5653 | 3016.3086 | 3538.3291 | 0 | -1080.5876
2030-07-10 | 8 | 153.4735 | 153.4735 | 0 | 0 | 0 | 3777.208 | 1549.4193 | 536.0862 | -2.5272e-05 | 1571.807 | 3538.3291 | 0 | -1080.5876
2030-07-10 | 9 | 153.4735 | 153.4735 | 273.5436 | 0 | 0 | 3777.208 | 3076.05 | 474.7422 | -2148.0198 | 1865.2135 | 3538.3291 | 0 | -1080.5876
2030-07-10 | 10 | 153.4735 | 153.4735 | 0 | 0 | 0 | 3777.208 | 1812.9873 | 655.5613 | -1845.6245 | 1166.0334 | 3538.3291 | 53.256 | -1080.5876
2030-07-10 | 11 | 153.4735 | 153.4735 | 0 | 0 | 0 | 3777.208 | 1812.9873 | 900.3352 | -1567.1116 | 172.7507 | 3538.3291 | 0 | -1080.5876
2030-07-10 | 12 | 460.4206 | 460.4206 | 0 | 133.2797 | 133.2797 | 3777.208 | 745.8606 | 1475.9625 | -2.5272e-05 | -3.2425e-05 | 3538.3291 | 0 | -1080.5876
2030-07-10 | 13 | 460.4206 | 460.4206 | 0 | 199.9196 | 199.9196 | 3777.208 | 1206.8293 | 1213.5856 | -2.5272e-05 | 1821.2649 | 3538.3291 | 0 | -1080.5876
2030-07-10 | 14 | 460.4206 | 460.4206 | 0 | 183.6328 | 133.2797 | 3223.4077 | 215.8938 | 726.665 | -1744.4393 | -3.2425e-05 | 3538.3291 | 0 | -1080.5876
2030-07-10 | 15 | 306.9471 | 350.1502 | 175.4321 | 155.7335 | 199.9196 | 1888.604 | 213.8929 | -79.7721 | -2782.0439 | -3.2425e-05 | 3014.907 | 0 | -1080.5876
2030-07-10 | 16 | 153.4735 | 224.982 | 0 | 199.9196 | 199.9196 | 1888.604 | 213.8944 | -678.785 | -3743.1306 | -578.134 | 3538.3291 | 0 | -1080.5876
2030-07-10 | 17 | 153.4735 | 153.4735 | 0 | 0 | 0 | 1888.604 | 213.8931 | -1528.2225 | -3743.1306 | -3.2425e-05 | 3430.1628 | 0 | -1080.5876
2030-07-10 | 18 | 153.4735 | 153.4735 | 0 | 66.6399 | 119.4376 | 3104.6101 | 215.8937 | -1596.3673 | -1871.5653 | -3.2425e-05 | 1769.1646 | 0 | -1080.5876
2030-07-10 | 19 | 460.4206 | 460.4206 | 0 | 199.9196 | 199.9196 | 3777.208 | 215.8932 | -1160.6016 | -233.21 | -3.2425e-05 | 3233.0498 | 0 | -1080.5876
2030-07-10 | 20 | 153.4735 | 164.8489 | 0 | 199.9196 | 144.51 | 3777.208 | 2235.2231 | -1009.2779 | -2.5272e-05 | -3.2425e-05 | 3538.3291 | 0 | -1080.5876
2030-07-10 | 21 | 153.4735 | 153.4735 | 0 | 133.2797 | 133.2797 | 3777.208 | 3625.9746 | -1744.5942 | -2.5272e-05 | 1291.2772 | 3538.3291 | 0 | -1080.5876
2030-07-10 | 22 | 153.4735 | 153.4735 | 0 | 0 | 19.5197 | 3777.208 | 3625.9746 | -1983.6533 | -2.5272e-05 | 2244.908 | 3538.3291 | 0 | -1080.5876
2030-07-10 | 23 | 153.4735 | 153.4735 | 196.7687 | 0 | 0 | 3777.208 | 3625.9746 | -1151.5339 | -2.5272e-05 | 874.8516 | 3538.3291 | 0 | -1080.5876
2030-07-10 | 24 | 153.4735 | 153.4735 | 0 | 0 | 0 | 3777.208 | 3625.9746 | -203.9009 | -2.5272e-05 | -3.2425e-05 | 3538.3291 | 0 | -1080.5876
2030-07-11 | 1 | 153.4735 | 153.4735 | 0 | 0 | 0 | 3777.208 | 215.8932 | -271.7972 | -2.5272e-05 | 1946.8917 | 3538.3291 | 0 | -1080.5876
2030-07-11 | 2 | 153.4735 | 153.4735 | 0 | 0 | 0 | 3777.208 | 230.9232 | 13.3592 | -2.5272e-05 | 3642.53 | 3538.3291 | 0 | -1080.5876
2030-07-11 | 3 | 443.6124 | 306.9471 | 0 | 199.9196 | 199.9196 | 3777.208 | 230.923 | 1601.3901 | 1287.6005 | 3642.53 | 3538.3291 | 0 | -1080.5876
2030-07-11 | 4 | 231.5298 | 306.9471 | 0 | 199.9196 | 199.9196 | 3777.208 | 748.6241 | 2528.5598 | 1871.5653 | 3642.53 | 3538.3291 | 0 | -1080.5876
2030-07-11 | 5 | 306.9471 | 271.5544 | 0 | 199.9196 | 199.9196 | 3777.208 | 327.8772 | 2262.665 | 1871.5653 | 3642.53 | 3538.3291 | 0 | -1080.5876
2030-07-11 | 6 | 306.9471 | 248.0065 | 0 | 133.2797 | 133.2797 | 3777.208 | 215.8922 | 1532.5223 | -2.5272e-05 | 3642.53 | 3538.3291 | 0 | -1080.5876
2030-07-11 | 7 | 306.9471 | 287.3761 | 0 | 57.5079 | 66.6399 | 3777.208 | 230.9228 | 1225.202 | -2.5272e-05 | 3642.53 | 3538.3291 | 0 | -1080.5876
2030-07-11 | 8 | 460.4206 | 460.4206 | 0 | 66.6399 | 23.2394 | 3777.208 | 861.99 | 1428.1449 | -901.0118 | 3642.53 | 3538.3291 | 0 | -1080.5876
2030-07-11 | 9 | 460.4206 | 460.4206 | 0 | 199.9196 | 167.7612 | 2857.1021 | 2039.8112 | 1592.6313 | 1013.6631 | 3642.53 | 3538.3291 | 0 | -1080.5876
2030-07-11 | 10 | 460.4206 | 460.4206 | 0 | 199.9196 | 199.9196 | 3504.9153 | 1829.3661 | 823.2891 | -2.5272e-05 | 3642.53 | 3538.3291 | 0 | -1080.5876
2030-07-11 | 11 | 460.4206 | 460.4206 | 0 | 199.9196 | 199.9196 | 3777.208 | 3590.7837 | 664.2844 | -1276.3092 | 3642.53 | 3538.3291 | 0 | -1080.5876
2030-07-11 | 12 | 460.4206 | 460.4206 | 0 | 114.7157 | 66.6399 | 3570.416 | 3625.9746 | 646.181 | -1344.7328 | 3642.53 | 3538.3291 | 0 | -1080.5876
2030-07-11 | 13 | 460.4206 | 460.4206 | 0 | 199.9196 | 199.9196 | 3777.208 | 3625.9746 | 877.1938 | -83.5183 | 0.0010662 | 3538.3291 | 0 | -1080.5876
2030-07-11 | 14 | 153.4735 | 153.4735 | 186.5105 | 71.6983 | 133.2797 | 3777.208 | 3625.9746 | -429.015 | -857.3875 | -3.2425e-05 | 3538.3291 | 0 | -1080.5876
2030-07-11 | 15 | 153.4735 | 153.4735 | 646.4638 | 35.4732 | 0 | 3300.626 | 3625.9746 | -829.5146 | 0 | 131.6084 | 3538.3291 | 90.5797 | -1080.5876
2030-07-11 | 16 | 306.9471 | 223.3336 | 484.8478 | 66.6399 | 73.436 | 3743.1362 | 1812.9873 | -982.4098 | -2.5272e-05 | -3.2425e-05 | 3538.3291 | 0 | -1080.5876
2030-07-11 | 17 | 153.4735 | 287.427 | 484.8478 | 19.8635 | 0 | 3777.208 | 215.8929 | -1120.0048 | -2.5272e-05 | -3.2425e-05 | 3538.3291 | 0 | -1080.5876
2030-07-11 | 18 | 356.9519 | 306.9471 | 646.4638 | 0 | 21.3486 | 3504.5552 | 213.8932 | -1098.9552 | -2.5272e-05 | -3.2425e-05 | 2340.8416 | 0 | -1080.5876
2030-07-11 | 19 | 153.4735 | 153.4735 | 519.038 | 66.6399 | 64.2156 | 3777.208 | 213.8937 | -1150.8252 | -2.5272e-05 | -3.2425e-05 | 340.41 | 0 | -1080.5876
2030-07-11 | 20 | 153.4735 | 153.4735 | 646.4638 | 0 | 0 | 3777.208 | 215.8939 | -1234.3527 | -213.5504 | 125.8916 | 3538.3291 | 0 | -1080.5876
2030-07-11 | 21 | 153.4735 | 153.4735 | 0 | 0 | 0 | 3777.208 | 2436.9592 | -1289.6389 | -11.8665 | -3.2425e-05 | 3538.3291 | 0 | -1080.5876
2030-07-11 | 22 | 153.4735 | 153.4735 | 0 | 0 | 0 | 3777.208 | 3625.9746 | -1253.1206 | -0.0010018 | 335.0481 | 3538.3291 | 0 | -1080.5876
2030-07-11 | 23 | 306.9471 | 184.3111 | 110.3815 | 66.6399 | 66.6399 | 3777.208 | 3625.9746 | -704.6671 | -0.0010018 | -3.2425e-05 | 3538.3291 | 0 | -1080.5876
2030-07-11 | 24 | 153.4735 | 153.4735 | 378.9354 | 0 | 0 | 3777.208 | 3625.9746 | -814.5167 | -231.9634 | 1821.265 | 3538.3291 | 1.4417 | -1080.5876
2030-07-12 | 1 | 153.4735 | 153.4735 | 0 | 0 | 0 | 3777.208 | 2557.6411 | -3.7193e-05 | -661.1074 | -3.2425e-05 | 3538.3291 | 0 | -1080.5876
2030-07-12 | 2 | 153.4735 | 153.4735 | 0 | 0 | 15.9696 | 3777.208 | 1621.8372 | -3.7193e-05 | -2952.6733 | 1424.8723 | 3538.3291 | 0 | -1080.5876
2030-07-12 | 3 | 153.4735 | 153.4735 | 0 | 177.5687 | 199.9196 | 3777.208 | 230.9229 | 1131.3768 | -1373.6992 | 1821.2649 | 3538.3291 | 0 | -1080.5876
2030-07-12 | 4 | 153.4735 | 153.4735 | 0 | 199.9196 | 150.9873 | 3777.208 | 478.6963 | 916.0356 | 387.1848 | 3642.53 | 3538.3291 | 0 | -1080.5876
2030-07-12 | 5 | 349.826 | 460.4206 | 0 | 0 | 0 | 3777.208 | 1144.5105 | 712.9768 | 1054.4425 | 3642.53 | 3538.3291 | 0 | -1080.5876
2030-07-12 | 6 | 383.4847 | 306.9471 | 0 | 0 | 0 | 3777.208 | 708.3852 | 1027.0636 | 1833.8218 | 3642.53 | 3538.3291 | 0 | -1080.5876
2030-07-12 | 7 | 460.4206 | 385.7023 | 646.4638 | 0 | 0 | 3777.208 | 2605.801 | 1046.9608 | 1144.2452 | 3642.53 | 3538.3291 | 0 | -1080.5876
2030-07-12 | 8 | 460.4206 | 460.4206 | 0 | 178.382 | 199.9196 | 3777.208 | 3625.9746 | 1034.1743 | 523.9778 | 3642.53 | 3538.3291 | 0 | -1080.5876
2030-07-12 | 9 | 460.4206 | 460.4206 | 0 | 199.9196 | 199.9196 | 3777.208 | 2400.6577 | 843.4638 | 1871.5653 | 3642.53 | 3538.3291 | 0 | -1080.5876
2030-07-12 | 10 | 460.4206 | 460.4206 | 0 | 199.9196 | 222.2985 | 3777.208 | 215.8948 | 180.3999 | -2.5272e-05 | 3642.53 | 3538.3291 | 0 | -1080.5876
2030-07-12 | 11 | 460.4206 | 460.4206 | 0 | 199.9196 | 199.9196 | 3777.208 | 1124.3516 | -3.7193e-05 | 458.3666 | 3642.53 | 3538.3291 | 0 | -1080.5876
2030-07-12 | 12 | 460.4206 | 460.4206 | 443.2485 | 199.9196 | 199.9196 | 3777.208 | 215.8938 | -260.4768 | -2.5272e-05 | 3642.53 | 3538.3291 | 0 | -1080.5876
2030-07-12 | 13 | 460.4206 | 460.4206 | 315.9105 | 199.9196 | 219.8063 | 3561.0464 | 215.8947 | 712.2613 | -269.6712 | -3.2425e-05 | 3538.3291 | 0 | -1080.5876
2030-07-12 | 14 | 460.4206 | 460.4206 | 0 | 199.9196 | 199.9196 | 3777.208 | 1926.7467 | 926.6166 | -130.8063 | -3.2425e-05 | 3538.3291 | 0 | -1080.5876
2030-07-12 | 15 | 460.4206 | 460.4206 | 285.5489 | 133.2797 | 133.2797 | 3777.208 | 215.8925 | 326.2204 | -1843.4941 | -3.2425e-05 | 2652.5339 | 0 | -1080.5876
2030-07-12 | 16 | 460.4206 | 339.9265 | 159.6345 | 66.6399 | 58.6214 | 3777.208 | 215.8929 | -30.7494 | -834.9042 | -3.2425e-05 | 3110.1523 | 0 | -1080.5876
2030-07-12 | 17 | 460.4206 | 460.4206 | 339.8158 | 24.3308 | 66.6399 | 3777.208 | 215.892 | -3.7193e-05 | -387.3142 | -3.2425e-05 | 3538.3291 | 0 | -1080.5876
2030-07-12 | 18 | 460.4206 | 460.4206 | 0 | 199.9196 | 199.9196 | 2735.5 | 228.7834 | 694.3484 | -2.5272e-05 | -3.2425e-05 | 3196.8093 | 0 | -1080.5876
2030-07-12 | 19 | 460.4206 | 460.4206 | 0 | 199.9196 | 199.9196 | 2068.3037 | 213.8926 | 1090.4994 | -2.5272e-05 | 0.0010662 | 186.7004 | 0 | -1080.5876
2030-07-12 | 20 | 460.4206 | 460.4206 | 0 | 199.9196 | 190.5017 | 180.8391 | 213.8936 | -3.7193e-05 | -1314.736 | 3623.2441 | 1769.1646 | 147.7234 | -1080.5876
2030-07-12 | 21 | 460.4206 | 460.4206 | 0 | 199.9196 | 145.0522 | 1888.604 | 215.8909 | 592.668 | -602.8495 | 3642.53 | 3538.3291 | 0 | -1080.5876
2030-07-12 | 22 | 460.4206 | 460.4206 | 0 | 199.9196 | 199.9196 | 3777.208 | 215.8955 | 946.0947 | -2.5272e-05 | 3642.53 | 3538.3291 | 0 | -1080.5876
2030-07-12 | 23 | 460.4206 | 460.4206 | 0 | 199.9196 | 199.9196 | 3777.208 | 215.8926 | 1290.8159 | -2.5272e-05 | 3642.53 | 3538.3291 | 0 | -1080.5876
2030-07-12 | 24 | 460.4206 | 460.4206 | 311.6101 | 199.9196 | 199.9196 | 1888.604 | 215.892 | 1494.0879 | 1697.7551 | 1821.265 | 3538.3291 | 0 | -1080.5876
2030-07-13 | 1 | 460.4206 | 460.4206 | 646.4638 | 199.9196 | 199.9196 | 3777.208 | 215.8939 | 1815.9132 | -2.5272e-05 | 3642.53 | 3538.3291 | 0 | -1080.5876
2030-07-13 | 2 | 460.4206 | 460.4206 | 646.4638 | 133.2797 | 122.1102 | 3777.208 | 215.8932 | 1418.3062 | -1014.5857 | 3642.53 | 3538.3291 | 0 | -1080.5876
2030-07-13 | 3 | 306.9471 | 420.9285 | 0 | 0 | 0 | 3777.208 | 348.3933 | 2389.8159 | -2.5272e-05 | 3642.53 | 3538.3291 | 0 | -1080.5876
2030-07-13 | 4 | 153.4735 | 154.6395 | 0 | 133.2797 | 133.2797 | 3777.208 | 3625.9746 | 3785.312 | 3105.8406 | 3642.53 | 3538.3291 | 0 | -1080.5876
2030-07-13 | 5 | 153.4735 | 153.4735 | 0 | 0 | 0 | 3777.208 | 3625.9746 | 3785.312 | 3743.1306 | 3642.53 | 3538.3291 | 0 | -1080.5876
2030-07-13 | 6 | 153.4735 | 153.4735 | 0 | 0 | 0 | 3777.208 | 3625.9746 | 3785.312 | 3743.1306 | 3642.53 | 3538.3291 | 0 | -1080.5876
2030-07-13 | 7 | 153.4735 | 153.4735 | 0 | 0 | 0 | 3777.208 | 3625.9746 | 3785.312 | 3743.1306 | 3642.53 | 3538.3291 | 0 | -1080.5876
2030-07-13 | 8 | 153.4735 | 153.4735 | 0 | 0 | 0 | 3777.208 | 3625.9746 | 3785.312 | 3743.1306 | 3642.53 | 3538.3291 | 0 | -1080.5876
2030-07-13 | 9 | 153.4735 | 153.4735 | 0 | 75.5924 | 66.6399 | 3777.208 | 3625.9746 | 3785.312 | 3743.1306 | 3642.53 | 3538.3291 | 0 | -1080.5876
2030-07-13 | 10 | 153.4735 | 153.4735 | 0 | 199.9196 | 199.9196 | 3777.208 | 3625.9746 | 3785.312 | 3743.1306 | 3642.53 | 3538.3291 | 0 | -1080.5876
2030-07-13 | 11 | 460.4206 | 460.4206 | 0 | 199.9196 | 199.9196 | 3777.208 | 3625.9746 | 3785.312 | 3697.1707 | 3642.53 | 3538.3291 | 0 | -1080.5876
2030-07-13 | 12 | 460.4206 | 460.4206 | 0 | 266.4473 | 266.4473 | 3777.208 | 2346.9175 | 3785.312 | 1960.8379 | 3642.53 | 3538.3291 | 0 | -1080.5876
2030-07-13 | 13 | 460.4206 | 460.4206 | 646.4638 | 266.4473 | 266.4472 | 3777.208 | 215.8925 | 3785.312 | 1455.9749 | 3642.53 | 3538.3291 | 647.0264 | -1.6451e-05
2030-07-13 | 14 | 460.4206 | 460.4206 | 646.4638 | 266.4473 | 266.4473 | 3777.208 | 215.8922 | 3617.8916 | 1871.5653 | 2512.4651 | 3538.3291 | 0 | -1080.5876
2030-07-13 | 15 | 460.4206 | 460.4206 | 646.4638 | 266.4473 | 266.4473 | 1888.604 | 953.5603 | 3355.2551 | 1871.5653 | 1821.265 | 3538.3291 | 0 | -1080.5876
2030-07-13 | 16 | 460.4206 | 460.4206 | 646.4638 | 266.4473 | 266.4473 | 1888.604 | 168.9197 | 2739.438 | 1871.5653 | 2643.6365 | 3538.3291 | 647.0264 | -1080.5876
2030-07-13 | 17 | 460.4206 | 460.4206 | 646.4638 | 266.4473 | 266.4473 | 1888.604 | 836.5651 | 2200.0942 | 1871.5653 | 2643.4873 | 3538.3291 | 647.0264 | -1080.5876
2030-07-13 | 18 | 460.4206 | 460.4206 | 646.4638 | 266.4473 | 253.0262 | 2403.23 | 1812.9873 | 2367.4121 | 1871.5653 | 3642.53 | 3538.3291 | 647.0264 | -1080.5876
2030-07-13 | 19 | 460.4206 | 460.4206 | 646.4638 | 266.4473 | 266.4473 | 3777.208 | 1812.9873 | 2413.7786 | 1871.5653 | 3642.53 | 3538.3291 | 0 | -1080.5876
2030-07-13 | 20 | 460.4206 | 460.4206 | 646.4638 | 199.9196 | 199.9196 | 3777.208 | 1812.9873 | 3196.5098 | 1871.5653 | 3021.2952 | 3538.3291 | 0 | -1080.5876
2030-07-13 | 21 | 460.4206 | 460.4206 | 0 | 250.01 | 199.9196 | 3777.208 | 885.5704 | 3785.312 | 0.0010734 | 3642.53 | 3538.3291 | 0 | -1080.5876
2030-07-13 | 22 | 460.4206 | 460.4206 | 0 | 266.4473 | 266.4473 | 3777.208 | 215.8944 | 3785.312 | 3585.1091 | 3642.53 | 3538.3291 | 0 | -1080.5876
2030-07-13 | 23 | 460.4206 | 460.4206 | 0 | 266.4473 | 266.4473 | 3777.208 | 1736.6804 | 3785.312 | 2750.9741 | 3642.53 | 3538.3291 | 0 | -1080.5876
2030-07-13 | 24 | 460.4206 | 460.4206 | 0 | 199.9196 | 199.9196 | 3777.208 | 2118.9619 | 3785.312 | 3743.1306 | 3642.53 | 3538.3291 | 0 | -1080.5876
2030-07-14 | 1 | 460.4206 | 460.4206 | 0 | 160.3504 | 199.9196 | 3777.208 | 3385.4954 | 3785.312 | 2869.6812 | 3642.53 | 3538.3291 | 0 | -1080.5876
2030-07-14 | 2 | 233.3465 | 306.9471 | 0 | 93.1031 | 133.2797 | 3777.208 | 3179.2988 | 3785.312 | 1792.6862 | 3642.53 | 3538.3301 | 0 | -1080.5876
2030-07-14 | 3 | 153.4735 | 153.4735 | 0 | 133.2797 | 131.4927 | 3777.208 | 3625.9746 | 3785.312 | 3144.4185 | 3642.53 | 3538.3291 | 0 | -1080.5876
2030-07-14 | 4 | 153.4735 | 153.4735 | 0 | 66.6399 | 125.4219 | 3777.208 | 3625.9746 | 2671.8611 | 3743.1306 | 3642.53 | 3538.3291 | 0 | -1080.5876
2030-07-14 | 5 | 153.4735 | 153.4735 | 0 | 199.9196 | 148.0508 | 3777.208 | 3625.9746 | 2250.1394 | 3743.1306 | 3642.53 | 3538.3291 | 0 | -1080.5876
2030-07-14 | 6 | 153.4735 | 153.4735 | 0 | 199.9196 | 199.9196 | 3777.208 | 3625.9746 | 820.9296 | 3743.1306 | 3642.53 | 3538.3291 | 0 | -1080.5876
2030-07-14 | 7 | 153.4735 | 153.4735 | 0 | 199.9196 | 254.8338 | 3777.208 | 3625.9746 | -3.7193e-05 | 1450.4811 | 1111.2598 | 3538.3291 | 0 | -1080.5876
2030-07-14 | 8 | 153.4735 | 153.4735 | 0 | 215.575 | 266.4473 | 3777.208 | 3625.9746 | -232.4868 | 586.8214 | 1821.2649 | 3538.3291 | 0 | -1080.5876
2030-07-14 | 9 | 153.4735 | 183.1485 | 0 | 266.4473 | 266.4473 | 3777.208 | 3625.9746 | -247.9323 | -2.5272e-05 | 2555.823 | 3538.3291 | 0 | -1080.5876
2030-07-14 | 10 | 153.4735 | 190.2536 | 0 | 266.4473 | 266.4473 | 3777.208 | 3625.9746 | 91.2367 | 435.2191 | 3642.53 | 3538.3291 | 0 | -1080.5876
2030-07-14 | 11 | 153.4735 | 153.4735 | 0 | 266.4473 | 242.1482 | 3777.208 | 1812.9873 | 383.2218 | -2.5272e-05 | 3349.9514 | 3538.3291 | 0 | -1080.5876
2030-07-14 | 12 | 153.4735 | 306.1068 | 0 | 199.9196 | 199.9196 | 3777.208 | 230.9241 | 2012.0355 | 1702.272 | 397.5609 | 3538.3291 | 0 | -1080.5876
2030-07-14 | 13 | 460.4206 | 460.4206 | 0 | 133.2797 | 178.8511 | 3777.208 | 1066.9614 | 352.5793 | 1871.5653 | 3642.53 | 3538.3291 | 0 | -1080.5876
2030-07-14 | 14 | 306.9471 | 173.885 | 0 | 133.2797 | 169.4064 | 3777.208 | 215.8923 | -3.7193e-05 | 0.0010734 | 43.0204 | 2690.3911 | 0 | -1080.5876
2030-07-14 | 15 | 153.4735 | 153.4735 | 646.4638 | 133.2797 | 86.9496 | 1888.604 | 215.8949 | -629.451 | -2.5272e-05 | 279.5468 | 2466.0286 | 0 | -1080.5876
2030-07-14 | 16 | 153.4735 | 153.4735 | 0 | 0 | 0 | 1436.8696 | 213.8932 | -1085.3583 | -2.5272e-05 | 1821.265 | 3497.1504 | 0 | -1080.5876
2030-07-14 | 17 | 153.4735 | 153.4735 | 0 | 0 | 0 | 1051.2561 | 215.8917 | -1008.5765 | -2.5272e-05 | 1856.822 | 3538.3291 | 0 | -1080.5876
2030-07-14 | 18 | 153.4735 | 153.4735 | 0 | 0 | 0 | 1620.2809 | 215.8932 | -257.7161 | -2.5272e-05 | 918.5043 | 3538.3291 | 0 | -1080.5876
2030-07-14 | 19 | 153.4735 | 153.4735 | 646.4638 | 0 | 0 | 1888.604 | 215.8921 | -3.7193e-05 | -339.2011 | 1680.1046 | 3538.3291 | 0 | -1080.5876
2030-07-14 | 20 | 153.4735 | 153.4735 | 0 | 0 | 0 | 3777.208 | 721.8885 | -0.0010138 | -2.5272e-05 | 1751.6516 | 3538.3291 | 0 | -1080.5876
2030-07-14 | 21 | 306.9471 | 295.3474 | 0 | 0 | 0 | 3777.208 | 3625.9746 | 502.8323 | -2.5272e-05 | 1821.2649 | 3538.3291 | 0 | -1080.5876
2030-07-14 | 22 | 460.4206 | 460.4206 | 0 | 0 | 0 | 3777.208 | 3625.9746 | 104.2577 | -2.5272e-05 | 3335.8245 | 3538.3291 | 0 | -1080.5876
2030-07-14 | 23 | 306.9471 | 314.9556 | 0 | 0 | 0 | 3777.208 | 724.8205 | 1241.1674 | -2.5272e-05 | -3.2425e-05 | 3538.3291 | 0 | -1080.5876
2030-07-14 | 24 | 446.9925 | 306.9471 | 0 | 66.6399 | 66.6399 | 3777.208 | 230.9235 | 1236.0251 | -0.0010018 | 725.1043 | 3538.3291 | 0 | -1080.5876
2030-07-15 | 1 | 153.4735 | 153.4735 | 646.4638 | 66.6399 | 66.6399 | 3777.208 | 215.8921 | 1394.3215 | 1477.1638 | -3.2425e-05 | 3538.3291 | 0 | -1080.5876
2030-07-15 | 2 | 153.4735 | 153.4735 | 646.4638 | 0 | 0 | 3777.208 | 987.6713 | 278.8481 | -1871.5653 | 110.1371 | 3538.3291 | 0 | -1080.5876
2030-07-15 | 3 | 153.4735 | 153.4735 | 11.4795 | 0 | 0 | 3777.208 | 1313.1393 | -363.86 | -2113.7817 | -3.2425e-05 | 3538.3291 | 0 | -1080.5876
2030-07-15 | 4 | 153.4735 | 153.4735 | 0 | 0 | 0 | 3777.208 | 1812.9873 | -747.5355 | 1328.7594 | 1034.5989 | 3538.3291 | 0 | -1080.5876
2030-07-15 | 5 | 153.4735 | 153.4735 | 0 | 0 | 0 | 3777.208 | 3625.9746 | 844.9221 | 1871.5653 | 991.6133 | 3538.3291 | 0 | -1080.5876
2030-07-15 | 6 | 322.5161 | 460.4206 | 0 | 199.9196 | 199.9196 | 3777.208 | 3625.9746 | 3299.5229 | 3503.5681 | 3642.53 | 3538.3291 | 0 | -1080.5876
2030-07-15 | 7 | 460.4206 | 460.4206 | 0 | 266.4473 | 266.4472 | 3777.208 | 3625.9746 | 3785.312 | 3710.3721 | 3642.53 | 3538.3291 | 0 | -1080.5876
2030-07-15 | 8 | 153.4735 | 153.4735 | 0 | 45.4286 | 66.6399 | 3777.208 | 3625.9746 | 3785.312 | 3743.1306 | 3642.53 | 3538.3291 | 0 | -1080.5876
2030-07-15 | 9 | 153.4735 | 153.4735 | 0 | 135.5753 | 133.2797 | 3777.208 | 3625.9746 | 3785.312 | 3743.1306 | 3642.53 | 3538.3291 | 0 | -1080.5876
2030-07-15 | 10 | 153.4735 | 153.4735 | 0 | 133.2797 | 136.6294 | 3777.208 | 2068.7163 | 3785.312 | 3743.1306 | 3642.53 | 3538.3291 | 0 | -1080.5876
2030-07-15 | 11 | 0 | 0 | 61.0062 | 266.4473 | 266.4473 | 3777.208 | 215.8938 | 3785.312 | 3743.1306 | 3642.53 | 3538.3291 | 0 | -1080.5876
2030-07-15 | 12 | 153.4735 | 153.4735 | 0 | 266.4473 | 266.4473 | 3777.208 | 354.6196 | 3785.312 | 3743.1306 | 3642.53 | 3538.3291 | 0 | -1080.5876
2030-07-15 | 13 | 409.3616 | 306.9471 | 0 | 199.9196 | 199.9196 | 3777.208 | 3625.9746 | 3785.312 | 3062.5981 | 3642.53 | 3538.3291 | 0 | -1080.5876
2030-07-15 | 14 | 460.4206 | 460.4206 | 57.4338 | 133.2797 | 105.6337 | 3777.208 | 3625.9746 | 3785.312 | 3277.6335 | 3642.53 | 3538.3291 | 0 | -1080.5876
2030-07-15 | 15 | 460.4206 | 460.4206 | 0 | 193.6866 | 199.9196 | 3777.208 | 3625.9746 | 3785.312 | 2656.988 | 3642.53 | 3538.3291 | 0 | -1080.5876
2030-07-15 | 16 | 359.7148 | 306.9471 | 646.4638 | 199.9196 | 199.9196 | 2672.1992 | 3625.9746 | 3785.312 | 3001.5178 | 3642.53 | 3538.3291 | 0 | -1080.5876
2030-07-15 | 17 | 438.1668 | 460.4206 | 0 | 133.2797 | 180.0948 | 3777.208 | 3625.9746 | 3785.312 | 3209.5654 | 3642.53 | 3538.3291 | 0 | -1080.5876
2030-07-15 | 18 | 379.9981 | 306.9471 | 287.828 | 266.4473 | 266.4473 | 1412.3373 | 3391.2332 | 3785.312 | 3743.1306 | 3642.53 | 3538.3291 | 0 | -1080.5876
2030-07-15 | 19 | 460.4206 | 459.1951 | 46.0692 | 213.7851 | 199.9196 | 3777.208 | 3196.1045 | 3785.312 | 3231.2148 | 3642.53 | 3538.3291 | 0 | -1080.5876
2030-07-15 | 20 | 460.4206 | 460.4206 | 0 | 199.9196 | 249.8593 | 3134.5869 | 3625.9746 | 3785.312 | 2861.3628 | 3642.53 | 3538.3291 | 0 | -1080.5876
2030-07-15 | 21 | 460.4206 | 460.4206 | 0 | 266.4473 | 266.4473 | 3777.208 | 3625.9746 | 3785.312 | 2576.8132 | 3642.53 | 3538.3291 | 0 | -1080.5876
2030-07-15 | 22 | 460.4206 | 460.4206 | 0 | 266.4473 | 266.4473 | 3777.208 | 3625.9746 | 3785.312 | 3116.0427 | 3642.53 | 3538.3291 | 0 | -1080.5876
2030-07-15 | 23 | 257.6352 | 306.9471 | 0 | 199.9196 | 199.9196 | 3777.208 | 2086.6548 | 3785.312 | 2180.3853 | 3642.53 | 3538.3291 | 0 | -1080.5876
2030-07-15 | 24 | 306.9471 | 188.653 | 0 | 199.9196 | 199.9196 | 3600.5144 | 230.9232 | 3785.312 | 2150.3618 | 3642.53 | 3538.3291 | 0 | -1080.5876
2030-07-16 | 1 | 153.4735 | 226.418 | 0 | 199.9196 | 199.9196 | 3777.208 | 405.8654 | 3785.312 | 3743.1306 | 3642.53 | 3538.3291 | 0 | -1080.5876
2030-07-16 | 2 | 153.4735 | 153.4735 | 0 | 66.6399 | 56.1888 | 3777.208 | 1476.1443 | 3785.312 | 3743.1306 | 3642.53 | 3538.3291 | 0 | -1080.5876
2030-07-16 | 3 | 0 | 0 | 155.0013 | 25.471 | 0 | 3777.208 | 3298.0471 | 3785.312 | 3743.1306 | 3642.53 | 3538.3291 | 531.8289 | 1080.5876
2030-07-16 | 4 | 153.4735 | 153.4735 | 0 | 0 | 0 | 3777.208 | 3625.9746 | 3785.312 | 3743.1306 | 3642.53 | 3538.3291 | 0 | -1080.5876
2030-07-16 | 5 | 153.4735 | 153.4735 | 0 | 66.6399 | 29.94 | 3777.208 | 3625.9746 | 3785.312 | 3743.1306 | 3642.53 | 3538.3291 | 0 | -1080.5876
2030-07-16 | 6 | 153.4735 | 153.4735 | 0 | 142.6767 | 199.9196 | 3777.208 | 3625.9746 | 3785.312 | 3743.1306 | 3642.53 | 3538.3291 | 0 | -1080.5876
2030-07-16 | 7 | 153.4735 | 153.4735 | 0 | 119.701 | 66.6399 | 3777.208 | 3625.9746 | 3785.312 | 3743.1306 | 3642.53 | 3538.3291 | 0 | -1080.5876
2030-07-16 | 8 | 0 | 0 | 646.4638 | 266.4473 | 266.4473 | 3777.208 | 3625.9746 | 3785.312 | 3743.1306 | 3642.53 | 3538.3291 | 647.0264 | 1080.5876
2030-07-16 | 9 | 153.4735 | 153.4735 | 0 | 0 | 0 | 3777.208 | 3625.9746 | 3785.312 | 3743.1306 | 3642.53 | 3538.3291 | 0 | -1080.5876
2030-07-16 | 10 | 153.4735 | 153.4735 | 0 | 0 | 0 | 3777.208 | 3625.9746 | 3785.312 | 3743.1306 | 3642.53 | 3538.3291 | 0 | -1080.5876
2030-07-16 | 11 | 153.4735 | 153.4735 | 0 | 0 | 0 | 3777.208 | 3625.9746 | 3785.312 | 3743.1306 | 3642.53 | 3538.3291 | 0 | -1080.5876
2030-07-16 | 12 | 0 | 0 | 0 | 0 | 0 | 3777.207 | 3625.9746 | 3785.312 | 3743.1306 | 3642.53 | 3538.3291 | 0 | -1080.5876
2030-07-16 | 13 | 0 | 114.0493 | 0 | 199.9196 | 140.4443 | 3777.208 | 1812.9873 | 3785.312 | 3743.1306 | 3642.53 | 3538.3291 | 0 | -1080.5876
2030-07-16 | 14 | 306.9471 | 294.0167 | 235.8164 | 266.4473 | 266.4473 | 3777.208 | 2302.3787 | 3785.312 | 3743.1306 | 3642.53 | 3538.3291 | 0 | -1080.5876
2030-07-16 | 15 | 460.4206 | 460.4206 | 0 | 199.9196 | 229.6522 | 3777.208 | 3625.9746 | 3785.312 | 3743.1306 | 3642.53 | 3538.3291 | 0 | -1080.5876
2030-07-16 | 16 | 460.4206 | 460.4206 | 0 | 199.9196 | 199.9196 | 3777.208 | 3625.9746 | 3785.312 | 3743.1306 | 3642.53 | 3538.3291 | 0 | -1080.5876
2030-07-16 | 17 | 306.9471 | 174.5222 | 0 | 133.2797 | 133.2797 | 3777.208 | 3625.9746 | 3785.312 | 3743.1306 | 3642.53 | 3538.3291 | 0 | -1080.5876
2030-07-16 | 18 | 153.4735 | 153.4735 | 99.8781 | 0 | 0 | 3777.208 | 3625.9746 | 3785.312 | 3743.1306 | 3642.53 | 3538.3291 | 0 | -1080.5876
2030-07-16 | 19 | 153.4735 | 153.4735 | 0 | 0 | 0 | 3777.208 | 3625.9746 | 3785.312 | 3743.1306 | 3642.53 | 3538.3291 | 0 | -1080.5876
2030-07-16 | 20 | 153.4735 | 153.4735 | 0 | 0 | 0 | 3777.208 | 3625.9746 | 3475.6646 | 3743.1306 | 3642.53 | 3033.905 | 0 | -1080.5876
2030-07-16 | 21 | 153.4735 | 153.4735 | 0 | 0 | 0 | 3777.208 | 3625.9746 | 2276.5642 | 3743.1306 | 3642.53 | 2317.4631 | 0 | -1080.5876
2030-07-16 | 22 | 153.4735 | 240.9116 | 0 | 0 | 0 | 3777.208 | 1812.9873 | 1594.9365 | 2831.302 | 3642.53 | 3538.3291 | 0 | -1080.5876
2030-07-16 | 23 | 153.4735 | 153.4735 | 0 | 102.9573 | 66.6399 | 3701.853 | 1990.0969 | 1854.5178 | 2220.3567 | 3642.53 | 3538.3291 | 647.0264 | -1080.5876
2030-07-16 | 24 | 153.4735 | 153.4735 | 0 | 66.6399 | 82.8961 | 3777.208 | 215.894 | 3406.0854 | 3177.644 | 2777.158 | 3538.3291 | 192.1557 | -1080.5876
2030-07-17 | 1 | 153.4735 | 153.4735 | 0 | 121.1133 | 66.6399 | 3777.208 | 672.1913 | 3785.312 | 3739.2368 | 3642.53 | 3538.3291 | 0 | -1080.5876
2030-07-17 | 2 | 153.4735 | 153.4735 | 0 | 199.9196 | 168.2041 | 3777.208 | 3125.9248 | 3785.312 | 3743.1306 | 3642.53 | 3538.3291 | 0 | -1080.5876
2030-07-17 | 3 | 0 | 0 | 0 | 133.2797 | 194.2209 | 3777.208 | 3625.9746 | 3785.312 | 3743.1306 | 3642.53 | 3538.3291 | 0 | -1080.5876
2030-07-17 | 4 | 153.4735 | 153.4735 | 0 | 266.4473 | 266.4472 | 3777.208 | 3625.9746 | 3785.312 | 3743.1306 | 3642.53 | 3538.3291 | 0 | -1080.5876
2030-07-17 | 5 | 153.4735 | 153.4735 | 0 | 266.4472 | 266.4472 | 3777.208 | 3625.9746 | 3785.312 | 3743.1306 | 3642.53 | 3538.3291 | 0 | -1080.5876
2030-07-17 | 6 | 153.4735 | 153.4735 | 0 | 266.4473 | 266.4473 | 3777.208 | 3625.9746 | 3785.312 | 3743.1306 | 3642.53 | 3538.3291 | 0 | -1080.5876
2030-07-17 | 7 | 153.4735 | 153.4735 | 0 | 266.4472 | 266.4472 | 3777.208 | 3625.9746 | 3785.312 | 3743.1306 | 3642.53 | 3538.3291 | 0 | -1080.5876
2030-07-17 | 8 | 153.4735 | 153.4735 | 0 | 133.2797 | 133.2797 | 3777.208 | 3625.9734 | 3785.312 | 3743.1306 | 3642.53 | 3538.3291 | 0 | -1080.5876
2030-07-17 | 9 | 153.4735 | 153.4735 | 0 | 66.6399 | 85.0685 | 3777.208 | 3625.9746 | 3785.312 | 3743.1306 | 3642.53 | 3538.3291 | 485.2698 | -1080.5876
2030-07-17 | 10 | 153.4735 | 153.4735 | 0 | 133.2797 | 81.7913 | 3777.208 | 3625.9746 | 3785.312 | 3743.1306 | 3642.53 | 3538.3291 | 0 | -1080.5876
2030-07-17 | 11 | 153.4735 | 153.4735 | 0 | 129.1255 | 66.6399 | 3777.208 | 3625.9746 | 3785.312 | 3743.1306 | 3642.53 | 3538.3291 | 0 | -1080.5876
2030-07-17 | 12 | 0 | 84.7168 | 0 | 266.4473 | 236.4391 | 3777.208 | 3177.4714 | 3785.312 | 3743.1306 | 3642.53 | 3538.3291 | 0 | -1080.5876
2030-07-17 | 13 | 306.9471 | 265.6168 | 0 | 199.9196 | 199.9196 | 3777.208 | 3625.9746 | 3785.312 | 3681.6335 | 3642.53 | 3538.3291 | 0 | -1080.5876
2030-07-17 | 14 | 306.9471 | 241.7117 | 0 | 266.4473 | 266.4473 | 3777.208 | 3625.9746 | 3785.312 | 3743.1306 | 3642.53 | 3538.3291 | 0 | -1080.5876
2030-07-17 | 15 | 369.8077 | 306.9471 | 0 | 266.4472 | 266.4473 | 3777.208 | 3625.9746 | 3785.312 | 3743.1306 | 3642.53 | 3224.2202 | 0 | -1080.5876
2030-07-17 | 16 | 153.4735 | 153.4735 | 0 | 266.4473 | 266.4473 | 3668.7974 | 2275.6792 | 3785.312 | 3743.1306 | 3642.53 | 3538.3291 | 0 | -1080.5876
2030-07-17 | 17 | 153.4735 | 153.4735 | 0 | 266.4473 | 266.4472 | 3173.6814 | 1531.6606 | 3785.312 | 3743.1306 | 3642.53 | 3538.3291 | 0 | -1080.5876
2030-07-17 | 18 | 153.4735 | 293.7408 | 0 | 266.4473 | 266.4473 | 3534.1062 | 1530.01 | 3785.312 | 3743.1306 | 3642.53 | 3538.3291 | 0 | -1080.5876
2030-07-17 | 19 | 259.1825 | 153.4735 | 0 | 266.4473 | 266.4473 | 2787.2422 | 1645.5803 | 3785.312 | 3743.1306 | 3642.53 | 3538.3291 | 0 | -1080.5876
2030-07-17 | 20 | 153.4735 | 153.4735 | 0 | 0 | 0 | 2639.4868 | 1140.1354 | 3785.312 | 3743.1306 | 3642.53 | 3538.3291 | 0 | -1080.5876
2030-07-17 | 21 | 153.4735 | 153.4735 | 0 | 0 | 0 | 2873.1162 | 1121.007 | 3785.312 | 3743.1306 | 3642.53 | 3538.3291 | 0 | -1080.5876
2030-07-17 | 22 | 153.4735 | 153.4735 | 0 | 0 | 0 | 3643.4617 | 2813.0706 | 3744.8413 | 3743.1306 | 3642.53 | 3538.3291 | 204.7978 | -1080.5876
2030-07-17 | 23 | 153.4735 | 153.4735 | 0 | 0 | 0 | 1644.4633 | 215.8943 | 1529.798 | 2450.0737 | 3642.53 | 3538.3291 | 647.0264 | -1080.5876
2030-07-17 | 24 | 153.4735 | 153.4735 | 0 | 0 | 0 | 1888.604 | 215.8928 | 1262.4786 | 2283.1265 | 3642.53 | 3538.3291 | 0 | -1080.5876
2030-07-18 | 1 | 153.4735 | 153.4735 | 0 | 0 | 0 | 2465.6021 | 215.8927 | 35.5625 | 1416.1333 | 2531.2151 | 3538.3291 | 0 | -1080.5876
2030-07-18 | 2 | 153.4735 | 153.4735 | 0 | 0 | 0 | 3777.208 | 215.8914 | -499.9663 | -2.5272e-05 | 1582.3943 | 3538.3291 | 0 | -1080.5876
2030-07-18 | 3 | 153.4735 | 153.4735 | 0 | 0 | 0 | 3777.208 | 3281.6506 | -80.1652 | -1068.807 | 82.2152 | 3538.3291 | 0 | -1080.5876
2030-07-18 | 4 | 153.4735 | 153.4735 | 0 | 0 | 0 | 3777.208 | 3625.9746 | 672.4307 | -1871.5653 | 258.7834 | 3538.3291 | 0 | -1080.5876
2030-07-18 | 5 | 153.4735 | 153.4735 | 0 | 0 | 0 | 3777.208 | 3625.9746 | 532.0401 | -1470.1119 | 2982.5669 | 3538.3291 | 0 | -1080.5876
2030-07-18 | 6 | 306.9471 | 350.3078 | 0 | 0 | 0 | 3777.208 | 3625.9746 | 641.5881 | -198.4503 | 3642.53 | 3538.3291 | 0 | -1080.5876
2030-07-18 | 7 | 460.4206 | 460.4206 | 0 | 66.6399 | 45.036 | 3777.208 | 3625.9746 | 687.0767 | -390.425 | 3642.53 | 3538.3291 | 0 | -1080.5876
2030-07-18 | 8 | 460.4206 | 460.4206 | 0 | 199.9196 | 178.852 | 3777.208 | 3625.9746 | 880.0562 | 2298.0281 | 3642.53 | 3538.3291 | 0 | -1080.5876
2030-07-18 | 9 | 460.4206 | 460.4206 | 68.0951 | 195.4691 | 133.2797 | 3777.208 | 3625.9746 | 1300.2529 | 2041.3457 | 3642.53 | 3538.3291 | 0 | -1080.5876
2030-07-18 | 10 | 460.4206 | 460.4206 | 646.4638 | 66.6399 | 34.0871 | 3522.1345 | 3625.9746 | 2864.3862 | 1871.5653 | 3642.53 | 3538.3291 | 0 | -1080.5876
2030-07-18 | 11 | 460.4206 | 460.4206 | 0 | 34.913 | 0 | 3777.208 | 3625.9746 | 3785.312 | 1871.5653 | 3642.53 | 3538.3291 | 0 | -1080.5876
2030-07-18 | 12 | 460.4206 | 460.4206 | 0 | 133.2797 | 133.2797 | 3777.208 | 3625.9746 | 3785.312 | 672.0416 | 3642.53 | 3538.3291 | 0 | -1080.5876
2030-07-18 | 13 | 460.4206 | 460.4206 | 646.4638 | 199.9196 | 199.9196 | 3777.208 | 3625.9746 | 3785.312 | 3398.8594 | 3642.53 | 3538.3291 | 0 | -1080.5876
2030-07-18 | 14 | 460.4206 | 460.4206 | 646.4638 | 141.4935 | 133.2797 | 3777.208 | 3625.9746 | 2136.907 | 2493.3857 | 3642.53 | 3538.3291 | 0 | -1080.5876
2030-07-18 | 15 | 460.4206 | 460.4206 | 401.7264 | 205.5485 | 266.4472 | 3777.208 | 3625.9746 | 1947.3129 | 2300.7273 | 3642.53 | 3538.3291 | 0 | -1080.5876
2030-07-18 | 16 | 460.4206 | 460.4206 | 484.8478 | 266.4473 | 266.4473 | 1888.604 | 3625.9746 | 2008.9275 | 1413.5529 | 3642.53 | 3538.3291 | 0 | -1080.5876
2030-07-18 | 17 | 460.4206 | 460.4206 | 615.2749 | 266.4473 | 266.4472 | 1524.2059 | 1041.9016 | 1700.356 | 1871.5653 | 3642.53 | 3538.3291 | 0 | -1080.5876
2030-07-18 | 18 | 460.4206 | 460.4206 | 519.1059 | 266.4472 | 266.4472 | 1480.4708 | 3625.9746 | 1565.0646 | 1871.5653 | 3642.53 | 3538.3291 | 0 | -1080.5876
2030-07-18 | 19 | 460.4206 | 460.4206 | 0 | 266.4473 | 266.4473 | 3641.4785 | 3625.9746 | 1107.8344 | 1871.5653 | 3642.53 | 3538.3291 | 0 | -1080.5876
2030-07-18 | 20 | 460.4206 | 460.4206 | 0 | 199.9196 | 199.9196 | 3777.208 | 3625.9746 | 932.5441 | 3743.1306 | 3642.53 | 3538.3291 | 0 | -1080.5876
2030-07-18 | 21 | 460.4206 | 460.4206 | 0 | 253.154 | 199.9196 | 3777.208 | 3625.9746 | 829.6848 | 3743.1306 | 3642.53 | 3538.3291 | 0 | -1080.5876
2030-07-18 | 22 | 460.4206 | 460.4206 | 0 | 199.9196 | 199.9196 | 3777.208 | 3625.9746 | 655.0787 | 821.9317 | 3642.53 | 3538.3291 | 0 | -1080.5876
2030-07-18 | 23 | 460.4206 | 460.4206 | 0 | 199.9196 | 199.9196 | 2865.3313 | 215.8934 | 1124.4761 | -2.5272e-05 | 3642.53 | 3538.3291 | 0 | -1080.5876
2030-07-18 | 24 | 460.4206 | 460.4206 | 0 | 199.9196 | 199.9196 | 3777.208 | 215.8927 | 1778.0249 | 1211.0344 | 3642.53 | 3538.3291 | 0 | -1080.5876
2030-07-19 | 1 | 449.9857 | 306.9471 | 646.4638 | 0 | 0 | 3543.8152 | 215.8928 | 2854.4641 | 2030.8389 | 1821.265 | 3538.3291 | 0 | -1080.5876
2030-07-19 | 2 | 306.9471 | 377.651 | 0 | 45.9955 | 0 | 3777.208 | 1485.4205 | 3785.312 | 1062.1768 | 3642.53 | 3538.3291 | 0 | -1080.5876
2030-07-19 | 3 | 153.4735 | 153.4735 | 0 | 0 | 0 | 3777.208 | 3625.9746 | 3785.312 | 3743.1306 | 3642.53 | 3538.3291 | 0 | -1080.5876
2030-07-19 | 4 | 153.4735 | 153.4735 | 0 | 0 | 0 | 3777.208 | 3625.9746 | 3785.312 | 3743.1306 | 3642.53 | 3538.3291 | 0 | -1080.5876
2030-07-19 | 5 | 153.4735 | 153.4735 | 0 | 0 | 0 | 3777.208 | 3625.9746 | 3785.312 | 3743.1306 | 3642.53 | 3538.3291 | 0 | -1080.5876
2030-07-19 | 6 | 153.4735 | 153.4735 | 0 | 0 | 0 | 3777.208 | 3625.9746 | 3785.312 | 3743.1306 | 3642.53 | 3538.3291 | 0 | -1080.5876
2030-07-19 | 7 | 153.4735 | 153.4735 | 0 | 0 | 0 | 3777.208 | 3625.9746 | 3785.312 | 3743.1306 | 3642.53 | 3538.3291 | 0 | -1080.5876
2030-07-19 | 8 | 127.949 | 0 | 646.4638 | 87.6394 | 133.1675 | 3777.208 | 3625.9746 | 3785.312 | 3743.1306 | 3642.53 | 3538.3291 | 647.0264 | 1080.5876
2030-07-19 | 9 | 153.4735 | 153.4735 | 0 | 0 | 0 | 3777.208 | 3625.9746 | 3785.312 | 3743.1306 | 3642.53 | 3538.3291 | 0 | -1080.5876
2030-07-19 | 10 | 153.4735 | 153.4735 | 0 | 0 | 44.0022 | 3777.208 | 3625.9746 | 3785.312 | 3743.1306 | 3642.53 | 3538.3291 | 0 | -1080.5876
2030-07-19 | 11 | 153.4735 | 153.4735 | 0 | 133.2797 | 150.2453 | 3777.208 | 3625.9746 | 3785.312 | 3743.1306 | 3642.53 | 3538.3291 | 0 | -1080.5876
2030-07-19 | 12 | 153.4735 | 137.9626 | 0 | 199.9196 | 166.8961 | 3777.208 | 3625.9746 | 3785.312 | 3743.1306 | 3642.53 | 3538.3291 | 0 | -1080.5876
2030-07-19 | 13 | 153.4735 | 153.4735 | 0 | 133.2797 | 148.6254 | 3777.208 | 3625.9746 | 3785.312 | 3743.1306 | 3642.53 | 3538.3291 | 0 | -1080.5876
2030-07-19 | 14 | 153.4735 | 153.4735 | 95.2355 | 0 | 0 | 3777.208 | 3625.9746 | 3146.782 | 3743.1306 | 3642.53 | 3538.3291 | 0 | -1080.5876
2030-07-19 | 15 | 153.4735 | 153.4735 | 646.4638 | 0 | 0 | 3777.208 | 3625.9746 | 808.8 | 3743.1306 | 3642.53 | 3538.3291 | 516.0079 | -1080.5876
2030-07-19 | 16 | 153.4735 | 153.4735 | 180.2605 | 0 | 0 | 3777.208 | 3119.3105 | 1188.6521 | 3743.1306 | 3642.53 | 3538.3291 | 0 | -1080.5876
2030-07-19 | 17 | 153.4735 | 153.4735 | 0 | 0 | 0 | 3777.208 | 3140.1619 | 3785.312 | 3743.1306 | 3642.53 | 3538.3291 | 0 | -1080.5876
2030-07-19 | 18 | 153.4735 | 153.4735 | 0 | 0 | 0 | 3777.208 | 2578.0105 | 3785.312 | 3743.1306 | 3642.53 | 3538.3291 | 0 | -1080.5876
2030-07-19 | 19 | 0 | 0 | 0 | 0 | 0 | 3777.208 | 3109.4016 | 3785.312 | 3743.1306 | 3642.53 | 3538.3291 | 0 | -1080.5876
2030-07-19 | 20 | 153.4735 | 153.4735 | 0 | 0 | 0 | 3777.208 | 2935.8057 | 3785.312 | 3743.1306 | 3642.53 | 3538.3291 | 0 | -1080.5876
2030-07-19 | 21 | 153.4735 | 153.4735 | 0 | 0 | 0 | 3777.208 | 3625.9746 | 3785.312 | 3743.1306 | 3642.53 | 3538.3291 | 0 | -1080.5876
2030-07-19 | 22 | 153.4735 | 153.4735 | 0 | 0 | 0 | 3777.208 | 3625.9734 | 3785.312 | 3743.1306 | 3642.53 | 3538.3291 | 0 | -1080.5876
2030-07-19 | 23 | 153.4735 | 153.4735 | 0 | 0 | 0 | 3777.208 | 3625.9746 | 3785.312 | 3743.1306 | 3642.53 | 3538.3291 | 0 | -1080.5876
2030-07-19 | 24 | 153.4735 | 153.4735 | 334.4818 | 0 | 0 | 3777.208 | 3625.9746 | 3785.312 | 3743.1306 | 3642.53 | 3538.3291 | 0 | -1080.5876
2030-07-20 | 1 | 153.4735 | 153.4735 | 0 | 199.9196 | 199.9196 | 3777.208 | 3625.9746 | 3785.312 | 3743.1306 | 3642.53 | 3538.3291 | 0 | -1080.5876
2030-07-20 | 2 | 153.4735 | 153.4735 | 0 | 199.9196 | 199.9196 | 3777.208 | 3625.9746 | 3785.312 | 3743.1306 | 3642.53 | 3538.3291 | 0 | -1080.5876
2030-07-20 | 3 | 153.4735 | 153.4735 | 0 | 266.4472 | 266.4473 | 3777.208 | 3625.9746 | 3785.313 | 3743.1306 | 3642.53 | 3538.3291 | 0 | -1080.5876
2030-07-20 | 4 | 153.4735 | 153.4735 | 646.4638 | 266.4473 | 266.4472 | 3777.208 | 3625.9746 | 3785.312 | 3743.1306 | 3642.53 | 3538.3281 | 558.3231 | 1080.5876
2030-07-20 | 5 | 153.4735 | 153.4735 | 0 | 266.4473 | 266.4473 | 3777.208 | 3625.9746 | 3785.312 | 3743.1306 | 3642.53 | 3538.3291 | 0 | -1.6451e-05
2030-07-20 | 6 | 153.4735 | 153.4735 | 0 | 266.4473 | 266.4473 | 3777.208 | 3625.9746 | 3785.312 | 3743.1306 | 3642.53 | 3538.3291 | 0 | -540.2938
2030-07-20 | 7 | 153.4735 | 153.4735 | 0 | 266.4473 | 266.4473 | 3777.208 | 3625.9746 | 3785.312 | 3743.1306 | 3642.53 | 3538.3291 | 0 | -1080.5876
2030-07-20 | 8 | 153.4735 | 153.4735 | 0 | 266.4472 | 266.4472 | 3777.208 | 3625.9746 | 3785.312 | 3743.1306 | 3642.53 | 3538.3291 | 0 | -1080.5876
2030-07-20 | 9 | 153.4735 | 153.4735 | 0 | 199.9196 | 199.9196 | 3777.208 | 3625.9734 | 3785.312 | 3743.1306 | 3642.53 | 3538.3291 | 0 | -1080.5876
2030-07-20 | 10 | 153.4735 | 153.4735 | 0 | 66.6399 | 66.6399 | 3777.208 | 3625.9746 | 3785.312 | 3743.1306 | 3642.53 | 3538.3291 | 0 | -1080.5876
2030-07-20 | 11 | 153.4735 | 153.4735 | 0 | 66.6399 | 66.6399 | 3777.208 | 3625.9734 | 3785.312 | 3743.1306 | 3642.53 | 3538.3291 | 0 | -1080.5876
2030-07-20 | 12 | 153.4735 | 153.4735 | 0 | 0 | 0 | 3777.208 | 3625.9746 | 3785.312 | 3743.1306 | 3642.53 | 3538.3291 | 0 | -1080.5876
2030-07-20 | 13 | 153.4735 | 153.4735 | 0 | 0 | 0 | 3563.5459 | 3625.9746 | 1628.0719 | 2148.6357 | 3642.53 | 3538.3291 | 0 | -1080.5876
2030-07-20 | 14 | 153.4735 | 153.4735 | 0 | 0 | 0 | 3777.208 | 3625.9746 | -629.3309 | -2.5272e-05 | 3367.8726 | 3538.3291 | 0 | -1080.5876
2030-07-20 | 15 | 153.4735 | 153.4735 | 646.4638 | 0 | 0 | 1888.604 | 3499.7615 | -589.7841 | 1317.8779 | 1821.265 | 3538.3291 | 0 | -1080.5876
2030-07-20 | 16 | 153.4735 | 153.4735 | 646.4638 | 0 | 0 | 1888.604 | 2868.728 | 66.4427 | 1871.5653 | 3642.53 | 3538.3291 | 0 | -1080.5876
2030-07-20 | 17 | 153.4735 | 153.4735 | 646.4638 | 0 | 0 | 1888.604 | 2456.2551 | 552.0432 | 1871.5653 | 3642.53 | 3538.3291 | 0 | -1080.5876
2030-07-20 | 18 | 153.4735 | 153.4735 | 646.4638 | 0 | 0 | 1888.604 | 1886.0249 | 802.7783 | 1871.5653 | 3642.53 | 3538.3291 | 0 | -1080.5876
2030-07-20 | 19 | 153.4735 | 153.4735 | 646.4638 | 0 | 0 | 1888.604 | 1812.9873 | 427.9775 | -11.9686 | 3642.53 | 3538.3291 | 0 | -1080.5876
2030-07-20 | 20 | 153.4735 | 153.4735 | 646.4638 | 0 | 0 | 1888.604 | 1812.9873 | 5.4625 | -277.0906 | 3642.53 | 3538.3291 | 0 | -1080.5876
2030-07-20 | 21 | 153.4735 | 153.4735 | 108.1922 | 0 | 0 | 1888.604 | 2460.1323 | 28.7806 | -2.5272e-05 | 3642.53 | 3538.3291 | 0 | -1080.5876
2030-07-20 | 22 | 153.4735 | 153.4735 | 0 | 0 | 0 | 3777.208 | 215.8931 | 280.8249 | -2.5272e-05 | 3642.53 | 3538.3291 | 0 | -1080.5876
2030-07-20 | 23 | 153.4735 | 153.4735 | 0 | 0 | 0 | 1888.604 | 1561.2238 | 888.3383 | -434.2852 | 1821.265 | 3538.3291 | 0 | -1080.5876
2030-07-20 | 24 | 153.4735 | 153.4735 | 0 | 0 | 0 | 3777.208 | 435.2625 | 1108.4039 | -2878.8032 | 1456.6067 | 3538.3291 | 0 | -1080.5876
2030-07-21 | 1 | 153.4735 | 153.4735 | 646.4638 | 0 | 0 | 3777.208 | 1177.1846 | 903.4855 | -2892.9587 | 1647.52 | 3538.3291 | 0 | -1080.5876
2030-07-21 | 2 | 153.4735 | 153.4735 | 0 | 133.2797 | 133.2797 | 3777.208 | 3625.9746 | -811.4056 | 2184.3416 | 3642.53 | 3538.3291 | 0 | -1080.5876
2030-07-21 | 3 | 153.4735 | 153.4735 | 0 | 199.9196 | 199.9196 | 3777.208 | 3625.9746 | 3785.312 | 3743.1306 | 3642.53 | 3538.3291 | 0 | -1080.5876
2030-07-21 | 4 | 153.4735 | 153.4735 | 0 | 199.9196 | 199.9196 | 3777.208 | 3625.9746 | 3785.312 | 3743.1306 | 3642.53 | 3538.3291 | 0 | -1080.5876
2030-07-21 | 5 | 153.4735 | 153.4735 | 0 | 266.4472 | 266.4472 | 3777.208 | 3625.9746 | 3785.312 | 3743.1306 | 3642.53 | 3538.3291 | 0 | -1080.5876
2030-07-21 | 6 | 153.4735 | 153.4735 | 0 | 266.4473 | 266.4473 | 3777.208 | 3625.9746 | 3785.312 | 3743.1306 | 3642.53 | 3538.3291 | 0 | -1080.5876
2030-07-21 | 7 | 153.4735 | 153.4735 | 0 | 199.9196 | 199.9196 | 3777.208 | 3625.9746 | 3785.312 | 3743.1306 | 3642.53 | 3538.3291 | 0 | -1080.5876
2030-07-21 | 8 | 153.4735 | 153.4735 | 0 | 266.4472 | 266.4472 | 3777.208 | 3625.9746 | 3543.4036 | 3743.1306 | 3642.53 | 3538.3291 | 0 | -1080.5876
2030-07-21 | 9 | 153.4735 | 153.4735 | 0 | 0 | 0 | 3777.208 | 3625.9746 | 1892.6559 | 3743.1306 | 3642.53 | 3538.3291 | 0 | -1080.5876
2030-07-21 | 10 | 153.4735 | 153.4735 | 0 | 0 | 0 | 3777.208 | 3625.9746 | -1728.7102 | 3743.1306 | 3642.53 | 3538.3291 | 0 | -1080.5876
2030-07-21 | 11 | 153.4735 | 153.4735 | 0 | 0 | 0 | 3777.208 | 3625.9746 | -2282.6182 | 3013.2207 | 1697.4943 | 3538.3291 | 0 | -1080.5876
2030-07-21 | 12 | 153.4735 | 153.4735 | 0 | 0 | 0 | 3777.208 | 3625.9746 | -1515.7611 | 2579.062 | 3642.53 | 3538.3291 | 0 | -1080.5876
2030-07-21 | 13 | 153.4735 | 153.4735 | 484.8478 | 0 | 0 | 3777.208 | 3276.1267 | -1302.0238 | 1107.0618 | 1821.265 | 3538.3291 | 0 | -1080.5876
2030-07-21 | 14 | 153.4735 | 153.4735 | 80.041 | 0 | 0 | 3777.208 | 3625.9746 | -1224.6011 | -372.9936 | 1821.265 | 3538.3291 | 0 | -1080.5876
2030-07-21 | 15 | 153.4735 | 153.4735 | 646.4638 | 0 | 0 | 1888.604 | 1830.3162 | -1490.6537 | 0 | 1667.2528 | 3538.3291 | 175.5255 | -1080.5876
2030-07-21 | 16 | 153.4735 | 153.4735 | 646.4638 | 0 | 0 | 1993.8066 | 2669.5042 | -1491.6971 | 0 | 1821.265 | 3538.3291 | 0 | -1080.5876
2030-07-21 | 17 | 153.4735 | 153.4735 | 383.8378 | 0 | 0 | 2026.1285 | 1812.9873 | -1754.1964 | 0 | 1821.265 | 3538.3291 | 0 | -1080.5876
2030-07-21 | 18 | 153.4735 | 153.4735 | 171.7776 | 0 | 0 | 2074.905 | 3625.9746 | -1835.6492 | 0 | 1821.265 | 3538.3291 | 0 | -1080.5876
2030-07-21 | 19 | 153.4735 | 153.4735 | 0 | 0 | 0 | 3777.208 | 3625.9746 | -1456.9465 | 0 | 1821.265 | 3538.3291 | 0 | -1080.5876
2030-07-21 | 20 | 153.4735 | 153.4735 | 646.4638 | 0 | 0 | 3777.208 | 3625.9746 | -1308.4619 | 1871.5653 | 3642.53 | 3538.3291 | 0 | -1080.5876
2030-07-21 | 21 | 153.4735 | 153.4735 | 266.1726 | 0 | 0 | 3777.208 | 3625.9746 | -1290.0328 | 3155.1436 | 3642.53 | 3538.3291 | 0 | -1080.5876
2030-07-21 | 22 | 153.4735 | 153.4735 | 401.6904 | 0 | 0 | 3777.208 | 3625.9746 | -365.3723 | 3189.6086 | 1821.265 | 3538.3291 | 0 | -1080.5876
2030-07-21 | 23 | 153.4735 | 153.4735 | 646.4638 | 0 | 0 | 3777.208 | 3625.9746 | -1248.9817 | 1031.0577 | 1821.265 | 3538.3291 | 0 | -1080.5876
2030-07-21 | 24 | 153.4735 | 153.4735 | 0 | 0 | 0 | 3777.208 | 3625.9746 | -1403.9585 | 461.3873 | 1821.265 | 3538.3291 | 0 | -1080.5876
2030-07-22 | 1 | 153.4735 | 153.4735 | 0 | 0 | 0 | 3777.208 | 3625.9746 | -1172.6445 | 3743.1306 | 2720.448 | 3538.3291 | 0 | -1080.5876
2030-07-22 | 2 | 153.4735 | 153.4735 | 0 | 0 | 0 | 3777.208 | 3625.9746 | -1785.2197 | 3743.1306 | 3642.53 | 3538.3291 | 0 | -1080.5876
2030-07-22 | 3 | 153.4735 | 153.4735 | 0 | 0 | 0 | 3777.208 | 3625.9746 | -1819.0781 | 1119.5686 | 3642.53 | 3538.3291 | 0 | -1080.5876
2030-07-22 | 4 | 153.4735 | 153.4735 | 0 | 0 | 0 | 3777.208 | 3625.9746 | -2467.2375 | 1832.925 | 1249.9041 | 3538.3291 | 0 | -1080.5876
2030-07-22 | 5 | 153.4735 | 153.4735 | 0 | 0 | 0 | 3777.208 | 3143.8179 | -2569.5674 | -2.5272e-05 | 1011.1339 | 3538.3291 | 0 | -1080.5876
2030-07-22 | 6 | 153.4735 | 153.4735 | 0 | 0 | 0 | 3777.208 | 1516.0038 | -2033.3314 | -433.8614 | -3.2425e-05 | 3538.3291 | 30.3844 | -1080.5876
2030-07-22 | 7 | 153.4735 | 153.4735 | 323.2319 | 0 | 0 | 3777.208 | 215.8929 | -1371.6294 | -1095.4629 | -3.2425e-05 | 3538.3291 | 0 | -1080.5876
2030-07-22 | 8 | 153.4735 | 153.4735 | 191.1331 | 0 | 0 | 3777.208 | 215.8929 | -1317.443 | -2.5272e-05 | 1821.265 | 3538.3291 | 0 | -1080.5876
2030-07-22 | 9 | 153.4735 | 153.4735 | 484.8478 | 0 | 0 | 3777.208 | 215.8915 | -507.7613 | 1522.5493 | 1821.265 | 3538.3291 | 0 | -1080.5876
2030-07-22 | 10 | 153.4735 | 153.4735 | 0 | 0 | 0 | 3777.208 | 215.8925 | -77.8413 | 660.7815 | 1821.265 | 3538.3291 | 0 | -1080.5876
2030-07-22 | 11 | 153.4735 | 153.4735 | 0 | 9.8383 | 66.6399 | 3777.208 | 230.9247 | -3.7193e-05 | 1534.7499 | 3642.53 | 3538.3291 | 0 | -1080.5876
2030-07-22 | 12 | 460.4206 | 447.2243 | 0 | 199.9196 | 199.9196 | 3777.208 | 230.9236 | -0.0010138 | -2.5272e-05 | 3642.53 | 3538.3291 | 0 | -1080.5876
2030-07-22 | 13 | 460.4206 | 460.4206 | 0 | 133.2797 | 133.2797 | 3777.208 | 215.8922 | -3.7193e-05 | 309.5947 | 3642.53 | 3538.3291 | 0 | -1080.5876
2030-07-22 | 14 | 153.4735 | 153.4735 | 646.4638 | 133.2797 | 133.2797 | 1888.604 | 1812.9873 | -912.8477 | -208.1254 | 1821.265 | 3538.3291 | 323.5132 | -1080.5876
2030-07-22 | 15 | 153.4735 | 153.4735 | 646.4638 | 127.898 | 133.2797 | 1888.604 | 168.9209 | -1459.0342 | -129.2327 | 1821.265 | 3538.3291 | 647.0264 | -1080.5876
2030-07-22 | 16 | 153.4735 | 153.4735 | 646.4638 | 0 | 0 | 1888.604 | 544.3784 | -1294.3573 | -412.3168 | 1821.265 | 3538.3291 | 323.5132 | -1080.5876
2030-07-22 | 17 | 153.4735 | 153.4735 | 646.4638 | 0 | 0 | 1888.604 | 1115.4458 | -1055.0032 | -701.2485 | 1821.265 | 3538.3291 | 485.2698 | -1080.5876
2030-07-22 | 18 | 153.4735 | 153.4735 | 646.4638 | 0 | 0 | 1888.604 | 1812.9873 | -943.2254 | -419.4212 | 1821.265 | 3538.3291 | 0 | -1080.5876
2030-07-22 | 19 | 153.4735 | 153.4735 | 646.4638 | 0 | 0 | 1888.604 | 602.5241 | -777.8143 | 0 | 1821.265 | 3538.3291 | 0 | -1080.5876
2030-07-22 | 20 | 153.4735 | 153.4735 | 646.4638 | 0 | 0 | 1888.604 | 1812.9873 | -261.9492 | 109.9065 | 1821.265 | 3538.3291 | 0 | -1080.5876
2030-07-22 | 21 | 153.4735 | 153.4735 | 253.0791 | 0 | 56.1033 | 1888.604 | 1696.6934 | -587.4771 | -2.5272e-05 | 1821.265 | 3538.3291 | 0 | -1080.5876
2030-07-22 | 22 | 153.4735 | 153.4735 | 0 | 0 | 0 | 3777.208 | 458.3069 | -185.9135 | -2.5272e-05 | -3.2425e-05 | 3538.3291 | 0 | -1080.5876
2030-07-22 | 23 | 153.4735 | 153.4735 | 484.8478 | 128.5852 | 66.6399 | 3777.208 | 215.8927 | -93.2296 | -2.5272e-05 | -285.0548 | 3538.3291 | 0 | -1080.5876
2030-07-22 | 24 | 153.4735 | 153.4735 | 226.9769 | 0 | 0 | 3558.9629 | 215.8915 | -1183.4863 | -1871.5653 | 1116.7729 | 3538.3291 | 7.1464 | -1080.5876
2030-07-23 | 1 | 153.4735 | 153.4735 | 646.4638 | 0 | 0 | 3777.208 | 215.8925 | -468.8839 | -1871.5653 | 75.2285 | 3538.3291 | 0 | -1080.5876
2030-07-23 | 2 | 153.4735 | 153.4735 | 646.4638 | 0 | 0 | 3777.208 | 215.8901 | -1130.9281 | -3224.9814 | 1821.265 | 3538.3291 | 0 | -1080.5876
2030-07-23 | 3 | 153.4735 | 153.4735 | 299.9393 | 0 | 0 | 3777.208 | 213.8931 | -1018.6812 | -1313.556 | -3.2425e-05 | 3437.4041 | 0 | -1080.5876
2030-07-23 | 4 | 153.4735 | 153.4735 | 0 | 0 | 0 | 3777.208 | 1345.9393 | -1595.2881 | -2.5272e-05 | 924.2867 | 3538.3291 | 0 | -1080.5876
2030-07-23 | 5 | 153.4735 | 153.4735 | 0 | 0 | 0 | 3777.208 | 2392.0867 | -721.0113 | 3323.5876 | 1085.3535 | 3538.3291 | 0 | -1080.5876
2030-07-23 | 6 | 153.4735 | 153.4735 | 0 | 0 | 0 | 3777.208 | 3625.9746 | 434.772 | 734.3649 | 3642.53 | 3538.3291 | 0 | -1080.5876
2030-07-23 | 7 | 153.4735 | 153.4735 | 0 | 0 | 0 | 3777.208 | 3625.9746 | 1655.6908 | 1871.5653 | 1100 | 3538.3291 | 0 | -1080.5876
2030-07-23 | 8 | 153.4735 | 153.4735 | 0 | 0 | 0 | 3777.208 | 3625.9746 | 2441.0562 | 1894.7167 | 2159.2168 | 3538.3291 | 0 | -1080.5876
2030-07-23 | 9 | 153.4735 | 153.4735 | 0 | 0 | 0 | 3777.208 | 2375.1855 | 2714.3701 | 1871.5653 | 2833.5994 | 3538.3291 | 0 | -1080.5876
2030-07-23 | 10 | 460.4206 | 460.4206 | 646.4638 | 266.4473 | 257.3245 | 3590.7136 | 942.451 | 3785.312 | 3407.2815 | 3642.53 | 3538.3291 | 647.0264 | -1080.5876
2030-07-23 | 11 | 460.4206 | 460.4206 | 0 | 266.4473 | 266.4473 | 3777.208 | 213.8925 | 3785.312 | 2540.834 | 3642.53 | 3538.3291 | 0 | -1080.5876
2030-07-23 | 12 | 460.4206 | 460.4206 | 0 | 199.9196 | 199.9196 | 3777.208 | 230.9233 | 3782.1394 | 3743.1306 | 642.6953 | 3538.3291 | 0 | -1080.5876
2030-07-23 | 13 | 460.4206 | 444.6634 | 0 | 199.9196 | 199.9196 | 3777.208 | 2990.03 | 1061.4717 | -2.5272e-05 | 1821.2649 | 3538.3291 | 0 | -1080.5876
2030-07-23 | 14 | 153.4735 | 153.4735 | 0 | 66.6399 | 42.7524 | 3777.208 | 3625.9746 | -1094.1049 | -2.5272e-05 | 817.2421 | 3538.3291 | 0 | -1080.5876
2030-07-23 | 15 | 153.4735 | 153.4735 | 542.4244 | 0 | 0 | 2978.9104 | 1812.9873 | -1753.259 | -2.5272e-05 | -3.2425e-05 | 3538.3291 | 0 | -1080.5876
2030-07-23 | 16 | 153.4735 | 153.4735 | 646.4638 | 0 | 0 | 2580.9072 | 1812.9873 | -2027.5653 | -2.5272e-05 | 1199.4622 | 3538.3291 | 0 | -1080.5876
2030-07-23 | 17 | 153.4735 | 153.4735 | 646.4638 | 66.6399 | 67.2015 | 1888.604 | 215.8922 | -1892.656 | 911.8842 | 835.0782 | 3538.3291 | 0 | -1080.5876
2030-07-23 | 18 | 153.4735 | 153.4735 | 646.4638 | 0 | 0 | 1888.604 | 215.8939 | -1892.656 | 1470.3163 | 1465.8817 | 3538.3291 | 0 | -1080.5876
2030-07-23 | 19 | 153.4735 | 153.4735 | 646.4638 | 0 | 0 | 1649.3253 | 215.8949 | -1942.5089 | 454.6286 | 1821.265 | 3538.3291 | 0 | -1080.5876
2030-07-23 | 20 | 153.4735 | 153.4735 | 29.8226 | 0 | 0 | 1888.604 | 213.8933 | -1935.6306 | -2.5272e-05 | 1821.265 | 3538.3291 | 0 | -1080.5876
2030-07-23 | 21 | 153.4735 | 153.4735 | 0 | 0 | 0 | 1268.9575 | 887.6492 | -1861.3914 | -2.5272e-05 | 2272.5732 | 3538.3291 | 0 | -1080.5876
2030-07-23 | 22 | 153.4735 | 153.4735 | 0 | 0 | 0 | 3777.208 | 1667.3074 | -988.5169 | -2.5272e-05 | 206.309 | 3538.3291 | 0 | -1080.5876
2030-07-23 | 23 | 153.4735 | 153.4735 | 0 | 66.6399 | 66.6399 | 3777.208 | 230.9222 | -971.5079 | 132.2044 | 638.5871 | 3538.3291 | 0 | -1080.5876
2030-07-23 | 24 | 306.9471 | 218.0584 | 31.4346 | 199.9196 | 199.9196 | 3777.208 | 215.8933 | -352.341 | 1871.5653 | 283.9354 | 3538.3291 | 0 | -1080.5876
2030-07-24 | 1 | 153.4735 | 153.4735 | 0 | 133.2797 | 133.2797 | 3777.208 | 168.9203 | -141.2632 | 1871.5653 | 1821.265 | 3503.3542 | 0 | -1080.5876
2030-07-24 | 2 | 153.4735 | 153.4735 | 358.9363 | 0 | 0 | 3550.1191 | 2572.0664 | -200.3646 | 1871.5653 | 1821.265 | 3538.3291 | 0 | -1080.5876
2030-07-24 | 3 | 153.4735 | 153.4735 | 0 | 0 | 0 | 3540.2925 | 3625.9746 | 3785.312 | 3743.1306 | 3642.53 | 3538.3291 | 0 | -1080.5876
2030-07-24 | 4 | 153.4735 | 153.4735 | 0 | 0 | 0 | 3777.208 | 3625.9746 | 3785.312 | 3743.1306 | 3642.53 | 3538.3291 | 0 | -1080.5876
2030-07-24 | 5 | 153.4735 | 153.4735 | 0 | 0 | 0 | 3777.208 | 3625.9746 | 3785.312 | 3743.1306 | 3642.53 | 3538.3291 | 0 | -1080.5876
2030-07-24 | 6 | 153.4735 | 153.4735 | 0 | 0 | 0 | 3777.208 | 3625.9746 | 3785.312 | 3743.1306 | 3642.53 | 3538.3291 | 0 | -1080.5876
2030-07-24 | 7 | 153.4735 | 153.4735 | 0 | 0 | 0 | 3777.208 | 3625.9746 | 3785.312 | 3743.1306 | 3642.53 | 3538.3291 | 0 | -1080.5876
2030-07-24 | 8 | 153.4735 | 153.4735 | 0 | 0 | 0 | 3777.207 | 3625.9746 | 3785.312 | 3743.1306 | 3642.53 | 3538.3291 | 0 | -1080.5876
2030-07-24 | 9 | 153.4735 | 153.4735 | 0 | 0 | 0 | 3777.208 | 3625.9746 | 3785.312 | 3743.1306 | 3642.53 | 3538.3291 | 0 | -1080.5876
2030-07-24 | 10 | 153.4735 | 153.4735 | 0 | 0 | 0 | 3777.208 | 3625.9746 | 3785.313 | 3743.1306 | 3642.53 | 3538.3291 | 0 | -1080.5876
2030-07-24 | 11 | 66.203 | 0 | 0 | 66.6399 | 28.0061 | 3777.208 | 3625.9746 | 3785.312 | 3743.1306 | 3642.53 | 3538.3291 | 0 | -1080.5876
2030-07-24 | 12 | 0 | 0 | 0 | 0 | 0 | 3777.208 | 3625.9746 | 3785.312 | 3743.1306 | 3642.53 | 3538.3291 | 0 | -1080.5876
2030-07-24 | 13 | 153.4735 | 153.4735 | 0 | 199.9196 | 199.9196 | 3777.208 | 3625.9746 | 3785.312 | 3743.1306 | 3642.53 | 3538.3291 | 0 | -1080.5876
2030-07-24 | 14 | 153.4735 | 153.4735 | 0 | 133.2797 | 133.2797 | 3777.208 | 3603.5508 | 3785.312 | 3743.1306 | 3642.53 | 3538.3291 | 0 | -1080.5876
2030-07-24 | 15 | 153.4735 | 153.4735 | 0 | 133.2797 | 133.2797 | 3777.208 | 230.9249 | 3785.312 | 3743.1306 | 3642.53 | 3538.3291 | 0 | -1080.5876
2030-07-24 | 16 | 153.4735 | 153.4735 | 0 | 66.6399 | 79.4212 | 3777.208 | 1332.1091 | 1892.6559 | 2986.2473 | 3642.53 | 3538.3291 | 0 | -1080.5876
2030-07-24 | 17 | 153.4735 | 153.4735 | 0 | 0 | 0 | 3777.208 | 3625.9746 | -407.9503 | 959.4503 | 2348.6355 | 3538.3291 | 0 | -1080.5876
2030-07-24 | 18 | 153.4735 | 153.4735 | 0 | 0 | 0 | 3777.208 | 1522.8521 | -1526.895 | 982.3902 | 905.7979 | 3538.3291 | 0 | -1080.5876
2030-07-24 | 19 | 153.4735 | 153.4735 | 0 | 0 | 0 | 3777.208 | 3625.9746 | -2047.6212 | -2.5272e-05 | 1600.9286 | 3538.3291 | 0 | -1080.5876
2030-07-24 | 20 | 153.4735 | 153.4735 | 0 | 0 | 0 | 3777.208 | 3625.9746 | -1982.2753 | 2112.8325 | 1906.4261 | 3538.3291 | 0 | -1080.5876
2030-07-24 | 21 | 153.4735 | 153.4735 | 0 | 0 | 0 | 3777.208 | 3625.9746 | -1347.0569 | 3743.1306 | 3522.2629 | 3538.3291 | 0 | -1080.5876
2030-07-24 | 22 | 153.4735 | 153.4735 | 0 | 0 | 0 | 3777.208 | 3254.521 | -352.699 | 3743.1306 | 3642.53 | 3538.3291 | 0 | -1080.5876
2030-07-24 | 23 | 153.4735 | 153.4735 | 0 | 0 | 0 | 3777.208 | 2343.0999 | 0.0032587 | 3743.1306 | 3642.53 | 3538.3291 | 0 | -1080.5876
2030-07-24 | 24 | 153.4735 | 153.4735 | 0 | 0 | 0 | 3777.208 | 822.7703 | 2858.3284 | 3743.1306 | 3642.53 | 3538.3291 | 0 | -1080.5876
2030-07-25 | 1 | 153.4735 | 153.4735 | 0 | 0 | 0 | 3001.4651 | 3625.9746 | 3563.5012 | 3743.1306 | 3642.53 | 3538.3281 | 0 | -1080.5876
2030-07-25 | 2 | 153.4735 | 153.4735 | 0 | 0 | 0 | 3759.707 | 3625.9746 | 3785.312 | 3743.1306 | 3642.53 | 3538.3291 | 0 | -1080.5876
2030-07-25 | 3 | 153.4735 | 153.4735 | 0 | 0 | 0 | 3777.208 | 3625.9746 | 3785.312 | 3743.1306 | 3642.53 | 3538.3291 | 0 | -1080.5876
2030-07-25 | 4 | 153.4735 | 153.4735 | 0 | 0 | 0 | 3777.208 | 3625.9746 | 2360.5811 | 3743.1306 | 3642.53 | 3538.3291 | 0 | -1080.5876
2030-07-25 | 5 | 153.4735 | 153.4735 | 0 | 0 | 0 | 3777.208 | 3625.9746 | 1892.6559 | 3743.1306 | 3642.53 | 3538.3291 | 0 | -1080.5876
2030-07-25 | 6 | 153.4735 | 143.1435 | 0 | 0 | 0 | 3777.208 | 3625.9746 | 1710.7565 | 3743.1306 | 3642.53 | 3538.3291 | 0 | -1080.5876
2030-07-25 | 7 | 153.4735 | 153.4735 | 0 | 0 | 0 | 3777.208 | 3625.9746 | 2668.2668 | 3743.1306 | 3642.53 | 3538.3291 | 0 | -1080.5876
2030-07-25 | 8 | 153.4735 | 153.4735 | 0 | 0 | 0 | 3777.208 | 3625.9746 | 3785.312 | 3743.1306 | 3642.53 | 3538.3291 | 0 | -1.6451e-05
2030-07-25 | 9 | 153.4735 | 153.4735 | 0 | 0 | 0 | 3777.208 | 3625.9746 | 3785.312 | 3743.1306 | 3642.53 | 3538.3291 | 0 | -1080.5876
2030-07-25 | 10 | 153.4735 | 153.4735 | 0 | 0 | 0 | 3777.208 | 3625.9746 | 3785.312 | 3743.1306 | 3642.53 | 3538.3291 | 0 | -1080.5876
2030-07-25 | 11 | 153.4735 | 153.4735 | 137.0957 | 0 | 0 | 3777.208 | 3625.9746 | 3785.312 | 3743.1306 | 3642.53 | 3538.3291 | 632.3544 | 1080.5876
2030-07-25 | 12 | 153.4735 | 153.4735 | 0 | 0 | 0 | 3777.208 | 3625.9746 | 3785.312 | 3743.1306 | 3642.53 | 3538.3291 | 0 | -1080.5876
2030-07-25 | 13 | 153.4735 | 153.4735 | 323.2319 | 33.8346 | 0 | 3777.208 | 3625.9746 | 3785.312 | 3743.1306 | 3642.53 | 3538.3291 | 0 | -1.6451e-05
2030-07-25 | 14 | 153.4735 | 153.4735 | 0 | 0 | 0 | 3777.208 | 3625.9746 | 2464.8359 | 3743.1306 | 3642.53 | 3538.3291 | 0 | -1080.5876
2030-07-25 | 15 | 153.4735 | 153.4735 | 274.6081 | 0 | 0 | 3777.208 | 3625.9746 | -0.0010138 | 3743.1306 | 3642.53 | 3538.3291 | 0 | -1.6451e-05
2030-07-25 | 16 | 153.4735 | 153.4735 | 175.512 | 0 | 0 | 3777.208 | 3625.9746 | -1641.6436 | 3743.1306 | 3642.53 | 3538.3291 | 0 | -1.6451e-05
2030-07-25 | 17 | 153.4735 | 153.4735 | 484.8478 | 0 | 0 | 3777.208 | 3625.9746 | -1015.8575 | 3743.1306 | 778.4127 | 3538.3291 | 0 | -1.6451e-05
2030-07-25 | 18 | 153.4735 | 153.4735 | 0 | 0 | 0 | 3777.208 | 3625.9746 | -1682.7827 | 2002.5713 | 3642.53 | 3538.3291 | 0 | -1080.5876
2030-07-25 | 19 | 153.4735 | 153.4735 | 0 | 0 | 0 | 3777.208 | 3625.9746 | -1377.0662 | 3743.1306 | 2983.0994 | 3538.3291 | 0 | -1080.5876
2030-07-25 | 20 | 153.4735 | 153.4735 | 0 | 133.2797 | 180.3959 | 3777.208 | 3625.9746 | -440.6602 | 3041.0229 | 3132.0708 | 3538.3291 | 0 | -1080.5876
2030-07-25 | 21 | 153.4735 | 153.4735 | 0 | 199.9196 | 185.2568 | 3777.208 | 3625.9746 | 998.8134 | 3743.1306 | 3642.53 | 3538.3291 | 0 | -1080.5876
2030-07-25 | 22 | 153.4735 | 153.4735 | 0 | 199.9196 | 187.8322 | 3777.208 | 3625.9746 | 1803.5994 | 3743.1306 | 3642.53 | 3538.3291 | 0 | -1080.5876
2030-07-25 | 23 | 153.4735 | 306.4148 | 0 | 199.9196 | 199.9196 | 3777.208 | 3625.9746 | 1465.7598 | 2431.5586 | 1821.2649 | 3538.3291 | 0 | -1080.5876
2030-07-25 | 24 | 153.4735 | 153.4735 | 0 | 266.4473 | 266.4473 | 3777.208 | 3625.9746 | 3785.312 | 3743.1306 | 3642.53 | 3538.3291 | 0 | -1080.5876
2030-07-26 | 1 | 153.4735 | 153.4735 | 0 | 199.9196 | 182.3275 | 3777.208 | 3625.9746 | 3785.312 | 3743.1306 | 3642.53 | 3538.3291 | 0 | -1080.5876
2030-07-26 | 2 | 153.4735 | 153.4735 | 0 | 149.8202 | 199.9196 | 3777.208 | 3625.9746 | 3785.312 | 3743.1306 | 3642.53 | 3538.3291 | 0 | -1080.5876
2030-07-26 | 3 | 153.4735 | 153.4735 | 646.4638 | 199.9196 | 178.1225 | 3777.208 | 3625.9746 | 3785.312 | 3743.1306 | 3642.53 | 3538.3291 | 497.0488 | 1080.5876
2030-07-26 | 4 | 153.4735 | 153.4735 | 0 | 0 | 0 | 3777.208 | 3625.9746 | 1892.6559 | 3743.1306 | 3642.53 | 3538.3291 | 0 | -1080.5876
2030-07-26 | 5 | 153.4735 | 153.4735 | 0 | 0 | 0 | 3777.208 | 3625.9746 | -419.3723 | 3743.1306 | 3642.53 | 3538.3291 | 0 | -1080.5876
2030-07-26 | 6 | 153.4735 | 153.4735 | 0 | 0 | 0 | 3777.208 | 3625.9746 | -1847.8506 | 3743.1306 | 3642.53 | 3538.3291 | 0 | -1080.5876
2030-07-26 | 7 | 153.4735 | 153.4735 | 0 | 0 | 0 | 3777.208 | 3625.9746 | -1591.531 | 3743.1306 | 3642.53 | 3538.3291 | 0 | -1080.5876
2030-07-26 | 8 | 153.4735 | 153.4735 | 0 | 0 | 0 | 3777.208 | 3625.9746 | 406.1465 | 3743.1306 | 3642.53 | 3538.3291 | 0 | -1080.5876
2030-07-26 | 9 | 153.4735 | 153.4735 | 0 | 0 | 0 | 3777.208 | 3625.9746 | -2292.8918 | 3416.4858 | 3642.53 | 3538.3291 | 100.084 | -1080.5876
2030-07-26 | 10 | 153.4735 | 153.4735 | 0 | 0 | 0 | 3777.208 | 3625.9746 | -1048.6248 | 107.3823 | 3642.53 | 3538.3291 | 0 | -1080.5876
2030-07-26 | 11 | 153.4735 | 153.4735 | 0 | 0 | 0 | 3777.208 | 3625.9746 | -366.4168 | -2.5272e-05 | 2750.1533 | 3538.3291 | 0 | -1080.5876
2030-07-26 | 12 | 153.4735 | 153.4735 | 0 | 133.2797 | 133.2797 | 3777.208 | 3625.9746 | -78.566 | 928.0828 | 1821.2649 | 3538.3291 | 0 | -1080.5876
2030-07-26 | 13 | 153.4735 | 153.4735 | 286.4597 | 0 | 0 | 3777.208 | 3625.9746 | -862.2144 | -2.5272e-05 | 1821.2649 | 3538.3291 | 0 | -1080.5876
2030-07-26 | 14 | 153.4735 | 153.4735 | 0 | 199.9196 | 199.9196 | 3777.208 | 3625.9746 | -1014.4305 | 1574.302 | 483.7286 | 3538.3291 | 0 | -1080.5876
2030-07-26 | 15 | 153.4735 | 153.4735 | 323.2319 | 199.9196 | 199.9196 | 3777.208 | 3625.9746 | -850.3474 | -2.5272e-05 | -3.2425e-05 | 3538.3291 | 0 | -1080.5876
2030-07-26 | 16 | 227.1457 | 153.4735 | 507.267 | 199.9196 | 199.9196 | 2618.9351 | 577.0616 | 318.7697 | 1871.5653 | -2307.0876 | 3538.3291 | 0 | -1080.5876
2030-07-26 | 17 | 153.4735 | 153.4735 | 555.081 | 133.2797 | 133.2797 | 1934.9189 | 213.8916 | 957.9705 | 1871.5653 | -2743.7871 | 3538.3291 | 0 | -1080.5876
2030-07-26 | 18 | 153.4735 | 153.4735 | 609.5794 | 0 | 0 | 1888.604 | 213.8933 | -165.4843 | -2.5272e-05 | -595.0381 | 3222.6426 | 0 | -1080.5876
2030-07-26 | 19 | 153.4735 | 153.4735 | 484.8478 | 133.2797 | 133.2797 | 2997.2812 | 215.8921 | -457.5907 | -544.0032 | -3.2425e-05 | 3538.3291 | 0 | -1080.5876
2030-07-26 | 20 | 153.4735 | 153.4735 | 484.8478 | 133.2797 | 133.2797 | 3777.208 | 1124.1727 | -460.8158 | -1871.9025 | -3.2425e-05 | 3538.3291 | 0 | -1080.5876
2030-07-26 | 21 | 153.4735 | 153.4735 | 0 | 133.2797 | 133.2797 | 3777.208 | 2446.6772 | 145.1122 | -1621.5143 | -3.2425e-05 | 3538.3291 | 0 | -1080.5876
2030-07-26 | 22 | 153.4735 | 153.4735 | 484.8478 | 199.9196 | 199.9196 | 3777.208 | 3625.9746 | -0.0010138 | -3242.8755 | 1723.6899 | 3538.3291 | 0 | -1080.5876
2030-07-26 | 23 | 198.8093 | 153.4735 | 0 | 133.2797 | 133.2797 | 3777.208 | 3625.9746 | 479.5756 | -2195.7302 | -3.2425e-05 | 3538.3291 | 0 | -1080.5876
2030-07-26 | 24 | 153.4735 | 195.8351 | 0 | 66.6399 | 66.6399 | 3777.208 | 3625.9746 | 650.9075 | -2435.2742 | -3.2425e-05 | 3538.3291 | 0 | -1080.5876
2030-07-27 | 1 | 153.4735 | 153.4735 | 0 | 0 | 0 | 3777.208 | 3385.7576 | -3.7193e-05 | -2468.1528 | 1421.299 | 3538.3291 | 0 | -1080.5876
2030-07-27 | 2 | 153.4735 | 153.4735 | 0 | 0 | 0 | 3777.208 | 3625.9746 | 123.1471 | -2200.9985 | -3.2425e-05 | 3538.3291 | 0 | -1080.5876
2030-07-27 | 3 | 153.4735 | 153.4735 | 0 | 0 | 0 | 3777.208 | 3625.9746 | -1036.3096 | -862.1854 | 3642.53 | 3538.3291 | 0 | -1080.5876
2030-07-27 | 4 | 153.4735 | 153.4735 | 0 | 0 | 0 | 3777.208 | 3625.9746 | -679.4549 | 175.5589 | 3642.53 | 3538.3291 | 0 | -1080.5876
2030-07-27 | 5 | 153.4735 | 153.4735 | 0 | 0 | 0 | 3777.208 | 3625.9746 | -245.8472 | 1173.5466 | 3642.53 | 3538.3291 | 0 | -1080.5876
2030-07-27 | 6 | 153.4735 | 153.4735 | 0 | 0 | 0 | 3777.208 | 3625.9746 | -1720.9038 | -1016.1263 | 3642.53 | 3538.3291 | 0 | -1080.5876
2030-07-27 | 7 | 153.4735 | 153.4735 | 0 | 0 | 0 | 3777.208 | 2472.5718 | -1038.8574 | -1055.2545 | 3642.53 | 3538.3291 | 0 | -1080.5876
2030-07-27 | 8 | 153.4735 | 153.4735 | 0 | 0 | 0 | 3777.208 | 1421.5295 | -824.4585 | -1828.3134 | 3356.7747 | 3538.3291 | 0 | -1080.5876
2030-07-27 | 9 | 153.4735 | 153.4735 | 0 | 0 | 0 | 3777.208 | 1435.6268 | -57.834 | -2.5272e-05 | 3642.53 | 3538.3291 | 57.9639 | -1080.5876
2030-07-27 | 10 | 153.4735 | 153.4735 | 0 | 0 | 0 | 3777.208 | 3228.6477 | -0.0010138 | -2.5272e-05 | 3642.53 | 3538.3291 | 0 | -1080.5876
2030-07-27 | 11 | 460.4206 | 459.5445 | 0 | 133.2797 | 133.2797 | 2966.7832 | 3625.9746 | -3.7193e-05 | 1871.5653 | 1989.1771 | 3538.3291 | 190.4485 | -1080.5876
2030-07-27 | 12 | 460.4206 | 460.4206 | 0 | 66.6399 | 122.7978 | 3777.208 | 3505.1042 | 0.0010614 | 176.8373 | 1298.8767 | 3538.3291 | 0 | -1080.5876
2030-07-27 | 13 | 460.4206 | 460.4206 | 0 | 133.2797 | 133.2797 | 3777.208 | 3625.9746 | -121.2104 | -2.5272e-05 | 1358.4767 | 3538.3291 | 0 | -1080.5876
2030-07-27 | 14 | 460.4206 | 460.4206 | 484.8478 | 199.9196 | 199.9196 | 3777.208 | 2049.9299 | -185.5082 | -68.2706 | -3.2425e-05 | 3538.3291 | 0 | -1080.5876
2030-07-27 | 15 | 460.4206 | 460.4206 | 646.4638 | 199.9196 | 199.9196 | 3261.626 | 215.8939 | -810.6733 | -2.5272e-05 | 258.3769 | 3538.3291 | 0 | -1080.5876
2030-07-27 | 16 | 460.4206 | 460.4206 | 646.4638 | 199.9196 | 199.9196 | 3078.4182 | 345.9949 | -1196.8403 | -2.5272e-05 | 908.1628 | 3538.3291 | 0 | -1080.5876
2030-07-27 | 17 | 460.4206 | 460.4206 | 646.4638 | 199.9196 | 199.9196 | 2051.1221 | 740.0031 | -1522.9375 | -0.0010018 | 1821.265 | 3538.3291 | 0 | -1080.5876
2030-07-27 | 18 | 460.4206 | 460.4206 | 646.4638 | 133.2797 | 133.2797 | 1888.604 | 1667.4159 | -1181.2642 | -77.1193 | 1821.265 | 3538.3291 | 323.5132 | -1080.5876
2030-07-27 | 19 | 279.1072 | 306.9471 | 484.8478 | 133.2797 | 130.4247 | 3777.208 | 1812.9873 | -1579.4387 | -2.5272e-05 | 1821.265 | 3538.3291 | 0 | -1080.5876
2030-07-27 | 20 | 306.9471 | 423.3804 | 0 | 133.5645 | 199.9196 | 3777.208 | 215.8917 | -1284.4286 | -2.5272e-05 | 1821.265 | 3538.3291 | 0 | -1080.5876
2030-07-27 | 21 | 460.4206 | 460.4206 | 0 | 133.2797 | 133.2797 | 3777.208 | 3625.9746 | -1297.5532 | -2.5272e-05 | 1821.265 | 3538.3291 | 0 | -1080.5876
2030-07-27 | 22 | 460.4206 | 460.4206 | 0 | 199.9196 | 199.9196 | 3777.208 | 3625.9746 | -1619.6461 | -2.5272e-05 | 1821.265 | 3538.3291 | 0 | -1080.5876
2030-07-27 | 23 | 460.4206 | 460.4206 | 46.769 | 130.5759 | 66.6399 | 3777.208 | 1834.2004 | -1462.7958 | -2.5272e-05 | 1571.0999 | 3538.3291 | 0 | -1080.5876
2030-07-27 | 24 | 153.4735 | 153.4735 | 0 | 53.07 | 0 | 3777.208 | 1331.7513 | -805.6089 | -2.5272e-05 | -3.2425e-05 | 3538.3291 | 454.3676 | -1080.5876
2030-07-28 | 1 | 153.4735 | 153.4735 | 0 | 0 | 0 | 3777.208 | 917.0399 | -418.0738 | -2.5272e-05 | -3.2425e-05 | 3538.3291 | 0 | -1080.5876
2030-07-28 | 2 | 153.4735 | 153.4735 | 646.4638 | 0 | 0 | 3777.208 | 215.8934 | -148.7836 | -30.5333 | -3.2425e-05 | 3538.3291 | 0 | -1080.5876
2030-07-28 | 3 | 153.4735 | 153.4735 | 241.1056 | 133.2797 | 105.401 | 3777.208 | 1242.2533 | 47.6243 | -1652.2181 | 1246.8729 | 3538.3291 | 0 | -1080.5876
2030-07-28 | 4 | 153.4735 | 153.4735 | 0 | 36.5185 | 0 | 3777.208 | 1812.9873 | 1290.9103 | -2.5272e-05 | 3616.2798 | 3538.3291 | 0 | -1080.5876
2030-07-28 | 5 | 153.4735 | 153.4735 | 0 | 199.9196 | 159.9159 | 3777.208 | 493.5746 | 2044.1501 | 644.7125 | 3642.53 | 3538.3291 | 0 | -1080.5876
2030-07-28 | 6 | 153.4735 | 153.4735 | 0 | 199.9196 | 199.9196 | 3777.208 | 230.922 | 3364.8025 | 1485.3895 | 3642.53 | 3538.3291 | 0 | -1080.5876
2030-07-28 | 7 | 153.4735 | 153.4735 | 359.2153 | 199.9196 | 199.9196 | 3777.208 | 215.8923 | 3033.2361 | 1754.2777 | 3642.53 | 3538.3291 | 0 | -1080.5876
2030-07-28 | 8 | 153.4735 | 153.4735 | 0 | 199.9196 | 199.9196 | 3777.208 | 230.9232 | 2734.4883 | 1757.5332 | 3642.53 | 3538.3291 | 0 | -1080.5876
2030-07-28 | 9 | 153.4735 | 153.4735 | 323.2319 | 266.4473 | 244.2952 | 3777.208 | 670.6161 | 3075.8369 | 3313.0461 | 1821.265 | 3538.3291 | 0 | -1080.5876
2030-07-28 | 10 | 217.6113 | 306.9471 | 0 | 199.9196 | 199.9196 | 3777.208 | 2686.7913 | 2207.8176 | 2102.5479 | 1821.265 | 3538.3291 | 0 | -1080.5876
2030-07-28 | 11 | 306.9471 | 394.2186 | 0 | 199.9196 | 199.9196 | 3747.7822 | 215.8931 | 2358.2129 | 3743.1306 | 2518.3081 | 3538.3291 | 122.6196 | -1080.5876
2030-07-28 | 12 | 306.9471 | 350.3724 | 0 | 199.9196 | 199.9196 | 3751.9578 | 1487.7758 | 2011.0027 | 1802.0879 | 3642.53 | 3538.3291 | 0 | -1080.5876
2030-07-28 | 13 | 153.4735 | 153.4735 | 0 | 0 | 0 | 3777.208 | 3066.8728 | 566.4182 | -2.5272e-05 | 3642.53 | 3538.3291 | 0 | -1080.5876
2030-07-28 | 14 | 153.4735 | 153.4735 | 646.4638 | 0 | 0 | 3777.208 | 3625.9746 | -206.5096 | 312.2445 | 1821.265 | 3538.3291 | 0 | -1080.5876
2030-07-28 | 15 | 153.4735 | 153.4735 | 646.4638 | 0 | 0 | 1888.604 | 1762.9972 | -859.1459 | -32.6893 | 1821.265 | 3538.3291 | 26.7799 | -1080.5876
2030-07-28 | 16 | 153.4735 | 153.4735 | 646.4638 | 66.6399 | 47.9602 | 1888.604 | 612.3292 | -830.6302 | 156.9272 | 1821.265 | 3538.3291 | 58.8142 | -1080.5876
2030-07-28 | 17 | 153.4735 | 153.4735 | 646.4638 | 0 | 0 | 1888.604 | 1276.8021 | -1011.2202 | 400.0203 | 1821.265 | 3538.3291 | 82.7756 | -1080.5876
2030-07-28 | 18 | 153.4735 | 153.4735 | 646.4638 | 0 | 0 | 1888.604 | 1594.5153 | -997.7122 | 353.6236 | 1821.265 | 3538.3291 | 75.5733 | -1080.5876
2030-07-28 | 19 | 153.4735 | 153.4735 | 646.4638 | 0 | 0 | 1888.604 | 1990.7992 | -1110.8021 | 1638.2931 | 1821.265 | 3538.3291 | 0 | -1080.5876
2030-07-28 | 20 | 153.4735 | 153.4735 | 0 | 0 | 0 | 3777.208 | 3625.9746 | -1891.4095 | -2.5272e-05 | 3444.6865 | 3538.3291 | 0 | -1080.5876
2030-07-28 | 21 | 153.4735 | 153.4735 | 0 | 0 | 0 | 3777.208 | 3625.9746 | -1622.0745 | -2.5272e-05 | 3642.53 | 3538.3291 | 0 | -1080.5876
2030-07-28 | 22 | 153.4735 | 153.4735 | 0 | 66.6399 | 66.6399 | 3777.208 | 3625.9746 | -693.8594 | -2.5272e-05 | 2282.2571 | 3538.3291 | 0 | -1080.5876
2030-07-28 | 23 | 153.4735 | 153.4735 | 0 | 0 | 0 | 3777.208 | 3428.8242 | -3.7193e-05 | -2.5272e-05 | 1290.6663 | 3538.3291 | 0 | -1080.5876
2030-07-28 | 24 | 153.4735 | 153.4735 | 0 | 95.0201 | 133.2797 | 3777.208 | 1816.4036 | -3.7193e-05 | 256.776 | 3642.53 | 3538.3291 | 485.2698 | -1080.5876
2030-07-29 | 1 | 255.1913 | 306.9471 | 646.4638 | 85.2926 | 133.2797 | 3777.208 | 215.8956 | 773.106 | 1871.5653 | 999.3033 | 1769.1646 | 0 | -1080.5876
2030-07-29 | 2 | 363.3956 | 460.4206 | 0 | 241.3704 | 266.4473 | 3777.208 | 2468.3411 | 2868.9695 | 2671.5645 | 1821.2649 | 3538.3291 | 0 | -1080.5876
2030-07-29 | 3 | 153.4735 | 153.4735 | 0 | 266.4473 | 266.4472 | 3777.208 | 3625.9746 | 3785.312 | 3743.1306 | 3642.53 | 3538.3291 | 0 | -1080.5876
2030-07-29 | 4 | 153.4735 | 153.4735 | 0 | 199.9196 | 199.9196 | 3777.208 | 3625.9746 | 3785.312 | 3743.1306 | 3642.53 | 3538.3291 | 0 | -1080.5876
2030-07-29 | 5 | 153.4735 | 153.4735 | 0 | 199.9196 | 199.9196 | 3777.208 | 3625.9746 | 3785.312 | 3743.1306 | 3642.53 | 3538.3291 | 0 | -1080.5876
2030-07-29 | 6 | 153.4735 | 153.4735 | 0 | 199.9196 | 199.9196 | 3777.208 | 3625.9746 | 3785.312 | 3743.1306 | 3642.53 | 3538.3291 | 0 | -1080.5876
2030-07-29 | 7 | 153.4735 | 153.4735 | 0 | 66.6399 | 66.6399 | 3777.208 | 3625.9746 | 3785.312 | 3743.1306 | 3642.53 | 3538.3291 | 0 | -1080.5876
2030-07-29 | 8 | 153.4735 | 153.4735 | 0 | 66.6399 | 122.7362 | 3777.208 | 3625.9746 | 3785.312 | 3743.1306 | 3642.53 | 3538.3291 | 0 | -1080.5876
2030-07-29 | 9 | 0 | 146.2275 | 0 | 266.4473 | 266.4473 | 3777.208 | 3625.9746 | 3785.312 | 3743.1306 | 3642.53 | 3538.3291 | 578.2014 | 1080.5876
2030-07-29 | 10 | 153.4735 | 153.4735 | 0 | 266.4473 | 266.4473 | 3777.208 | 3625.9746 | 3785.312 | 3743.1306 | 3642.53 | 3538.3291 | 0 | -1080.5876
2030-07-29 | 11 | 306.9471 | 172.5747 | 0 | 266.4473 | 266.4472 | 3777.208 | 3625.9746 | 3785.312 | 3743.1306 | 3642.53 | 3538.3291 | 0 | -1080.5876
2030-07-29 | 12 | 227.2643 | 306.9471 | 0 | 266.4473 | 266.4473 | 3777.208 | 3625.9746 | 3785.312 | 3743.1306 | 3642.53 | 3538.3291 | 0 | -1080.5876
2030-07-29 | 13 | 306.9471 | 335.645 | 0 | 266.4473 | 266.4473 | 3777.208 | 3625.9746 | 3785.312 | 515.5911 | 3642.53 | 3538.3291 | 0 | -1080.5876
2030-07-29 | 14 | 460.4206 | 460.4206 | 0 | 172.3997 | 133.2797 | 3777.208 | 3625.9746 | 2048.0901 | 3743.1306 | 3642.53 | 3538.3291 | 0 | -1080.5876
2030-07-29 | 15 | 460.4206 | 460.4206 | 0 | 199.9196 | 199.9196 | 3777.208 | 3625.9746 | 536.468 | 3743.1306 | 3642.53 | 3538.3291 | 0 | -1080.5876
2030-07-29 | 16 | 306.9471 | 374.0793 | 131.0677 | 162.0236 | 199.9196 | 3777.208 | 3625.9746 | 712.0978 | 3743.1306 | 3642.53 | 3538.3291 | 0 | -1080.5876
2030-07-29 | 17 | 306.9471 | 229.3981 | 8.1684 | 133.2797 | 139.5726 | 3777.208 | 3625.9746 | 3162.0967 | 3743.1306 | 3642.53 | 3538.3281 | 0 | -1080.5876
2030-07-29 | 18 | 153.4735 | 153.4735 | 0 | 0 | 0 | 3777.208 | 3625.9746 | 3587.2551 | 3743.1306 | 3642.53 | 3538.3291 | 0 | -1080.5876
2030-07-29 | 19 | 153.4735 | 153.4735 | 0 | 66.6399 | 30.1344 | 3777.208 | 3625.9746 | 1998.7467 | 3743.1306 | 3642.53 | 3538.3291 | 0 | -1080.5876
2030-07-29 | 20 | 153.4735 | 153.4735 | 0 | 128.7574 | 66.6399 | 3777.208 | 3625.9746 | 2439.9077 | 3743.1306 | 3642.53 | 3538.3291 | 0 | -1080.5876
2030-07-29 | 21 | 153.4735 | 153.4735 | 0 | 199.9196 | 199.9196 | 3777.208 | 3625.9746 | 2782.0989 | 3743.1306 | 3642.53 | 3538.3291 | 0 | -1080.5876
2030-07-29 | 22 | 153.4735 | 202.1468 | 0 | 199.9196 | 199.9196 | 3777.208 | 3625.9746 | 1374.6166 | 3743.1306 | 3105.8916 | 3538.3291 | 0 | -1080.5876
2030-07-29 | 23 | 153.4735 | 153.4735 | 0 | 133.2797 | 133.2797 | 3777.208 | 3625.9746 | 364.3739 | 3256.7546 | 882.2675 | 3538.3291 | 0 | -1080.5876
2030-07-29 | 24 | 306.9471 | 287.4731 | 0 | 199.9196 | 199.9196 | 3777.208 | 726.2727 | 989.546 | 3743.1306 | 333.3863 | 3469.8286 | 485.2698 | -1080.5876
2030-07-30 | 1 | 434.6026 | 306.9471 | 0 | 133.2797 | 133.2797 | 3777.208 | 1812.9873 | 1198.1917 | 1871.5653 | 1821.265 | 3071.7615 | 0 | -1080.5876
2030-07-30 | 2 | 460.4206 | 460.4206 | 0 | 199.9196 | 199.9196 | 3777.208 | 3625.9746 | 2439.6428 | 3743.1306 | 3642.53 | 3538.3291 | 0 | -1080.5876
2030-07-30 | 3 | 153.4735 | 153.4735 | 0 | 66.6399 | 49.5008 | 3777.208 | 3625.9746 | 3785.312 | 3743.1306 | 3642.53 | 3538.3291 | 0 | -1080.5876
2030-07-30 | 4 | 153.4735 | 153.4735 | 0 | 0 | 0 | 3777.208 | 3625.9746 | 3785.312 | 3743.1306 | 3642.53 | 3538.3291 | 0 | -1080.5876
2030-07-30 | 5 | 153.4735 | 153.4735 | 0 | 0 | 0 | 3777.208 | 3625.9746 | 3785.312 | 3743.1306 | 3642.53 | 3538.3291 | 0 | -1080.5876
2030-07-30 | 6 | 153.4735 | 153.4735 | 0 | 0 | 0 | 3777.208 | 3625.9746 | 3785.312 | 3743.1306 | 3642.53 | 3538.3291 | 0 | -1080.5876
2030-07-30 | 7 | 153.4735 | 153.4735 | 0 | 0 | 0 | 3777.208 | 3625.9746 | 3785.312 | 3743.1306 | 3642.53 | 3538.3291 | 0 | -540.2938
2030-07-30 | 8 | 153.4735 | 153.4735 | 0 | 0 | 24.5792 | 3777.208 | 3625.9746 | 3785.312 | 3743.1306 | 3642.53 | 3538.3291 | 0 | -1080.5876
2030-07-30 | 9 | 153.4735 | 153.4735 | 0 | 133.2797 | 83.6993 | 3777.208 | 3625.9746 | 3785.312 | 3743.1306 | 3642.53 | 3538.3291 | 0 | -1080.5876
2030-07-30 | 10 | 153.4735 | 153.4735 | 0 | 66.6399 | 66.146 | 3777.208 | 3625.9746 | 3785.312 | 3743.1306 | 3642.53 | 3538.3291 | 0 | -1080.5876
2030-07-30 | 11 | 153.4735 | 153.4735 | 0 | 66.6399 | 57.331 | 3777.207 | 3625.9746 | 3785.312 | 3743.1306 | 3642.53 | 3538.3291 | 0 | -1080.5876
2030-07-30 | 12 | 153.4735 | 153.4735 | 0 | 66.6399 | 115.9611 | 3777.208 | 3625.9746 | 3785.312 | 3743.1306 | 3642.53 | 3538.3291 | 0 | -1080.5876
2030-07-30 | 13 | 113.5048 | 153.4735 | 646.4638 | 266.4473 | 266.4473 | 3777.208 | 3625.9746 | 3785.312 | 3743.1306 | 3642.53 | 3538.3291 | 542.6505 | -1080.5876
2030-07-30 | 14 | 153.4735 | 153.4735 | 646.4638 | 266.4472 | 266.4472 | 3777.208 | 3625.9746 | 3785.312 | 3743.1306 | 3642.53 | 3538.3291 | 31.1862 | -1080.5876
2030-07-30 | 15 | 306.9471 | 184.8703 | 646.4638 | 133.2797 | 158.3863 | 3777.208 | 3625.9746 | 3785.312 | 3743.1306 | 3642.53 | 3538.3291 | 0 | -1080.5876
2030-07-30 | 16 | 153.4735 | 153.4735 | 646.4638 | 0 | 0 | 3777.208 | 3625.9746 | 3785.312 | 3743.1306 | 3642.53 | 3538.3291 | 647.0264 | 1080.5876
2030-07-30 | 17 | 116.8849 | 153.4735 | 646.4638 | 80.674 | 66.5277 | 3777.208 | 3625.9746 | 3785.312 | 3743.1306 | 3642.53 | 3538.3291 | 647.0264 | 1080.5876
2030-07-30 | 18 | 153.4735 | 153.4735 | 646.4638 | 266.4473 | 266.4473 | 3777.208 | 3625.9746 | 3785.312 | 3743.1306 | 3642.53 | 3538.3291 | 647.0264 | 1080.5876
2030-07-30 | 19 | 153.4735 | 153.4735 | 646.4638 | 133.1675 | 93.8483 | 3777.208 | 3625.9746 | 3785.312 | 3743.1306 | 3642.53 | 3538.3291 | 647.0264 | 1080.5876
2030-07-30 | 20 | 0 | 0 | 0 | 66.6399 | 64.2853 | 3777.208 | 3625.9746 | 3785.312 | 3743.1306 | 3642.53 | 3538.3291 | 0 | -1080.5876
2030-07-30 | 21 | 0 | 0 | 0 | 199.9196 | 199.9196 | 3777.208 | 3625.9746 | 3785.312 | 3743.1306 | 3642.53 | 3538.3291 | 0 | -1080.5876
2030-07-30 | 22 | 153.4735 | 153.4735 | 0 | 93.8212 | 66.6399 | 3777.208 | 3625.9746 | 3785.312 | 3743.1306 | 3642.53 | 3538.3291 | 0 | -1080.5876
2030-07-30 | 23 | 153.4735 | 153.4735 | 28.6884 | 66.6399 | 98.8341 | 3777.208 | 3625.9746 | 3785.312 | 3743.1306 | 3642.53 | 3538.3291 | 0 | -1080.5876
2030-07-30 | 24 | 153.4735 | 153.4735 | 0 | 66.6399 | 42.501 | 3777.208 | 3625.9746 | 3785.312 | 3743.1306 | 3642.53 | 3538.3291 | 0 | -1080.5876
2030-07-31 | 1 | 153.4735 | 153.4735 | 0 | 0 | 13.337 | 3777.208 | 3625.9746 | 3785.312 | 3743.1306 | 3642.53 | 3538.3291 | 0 | -1080.5876
2030-07-31 | 2 | 153.4735 | 153.4735 | 0 | 0 | 0 | 3777.2092 | 3625.9746 | 3785.312 | 3743.1306 | 3642.53 | 3538.3291 | 0 | -1080.5876
2030-07-31 | 3 | 153.4735 | 153.4735 | 0 | 0 | 0 | 3777.207 | 3625.9746 | 3785.312 | 3743.1306 | 3642.53 | 3538.3291 | 0 | -1080.5876
2030-07-31 | 4 | 153.4735 | 153.4735 | 0 | 0 | 0 | 3777.2078 | 3625.9746 | 3785.312 | 3743.1306 | 3642.53 | 3538.3291 | 0 | -1080.5876
2030-07-31 | 5 | 153.4735 | 153.4735 | 0 | 0 | 0 | 3777.2086 | 3625.9746 | 3785.312 | 3743.1306 | 3642.53 | 3538.3291 | 0 | -1080.5876
2030-07-31 | 6 | 153.4735 | 153.4735 | 0 | 0 | 0 | 3777.2083 | 3625.9746 | 3785.312 | 3743.1306 | 3642.53 | 3538.3291 | 0 | -1080.5876
2030-07-31 | 7 | 153.4735 | 153.4735 | 0 | 0 | 0 | 3777.208 | 3625.9746 | 3785.312 | 3743.1306 | 3642.53 | 3538.3291 | 0 | -1080.5876
2030-07-31 | 8 | 153.4735 | 153.4735 | 393.3589 | 125.8114 | 66.6399 | 3777.208 | 3625.9746 | 3785.312 | 3743.1306 | 3642.53 | 3538.3291 | 0 | -540.2938
2030-07-31 | 9 | 153.4735 | 153.4735 | 646.4638 | 168.4027 | 199.9196 | 3777.208 | 3625.9746 | 3785.312 | 3743.1306 | 3642.53 | 3538.3291 | 520.7502 | -1.6451e-05
2030-07-31 | 10 | 153.4735 | 153.4735 | 646.4638 | 266.4473 | 266.4473 | 3777.208 | 3625.9746 | 3785.312 | 3743.1306 | 3642.53 | 3538.3291 | 647.0264 | 1080.5876
2030-07-31 | 11 | 0 | 0 | 646.4638 | 266.4473 | 266.4473 | 3777.208 | 3625.9746 | 3785.312 | 3743.1306 | 3642.53 | 3538.3291 | 647.0264 | 954.5947
2030-07-31 | 12 | 0 | 128.6454 | 646.4638 | 199.8074 | 208.2917 | 3777.208 | 3625.9746 | 3785.312 | 3743.1306 | 3642.53 | 3538.3291 | 647.0264 | 1080.5876
2030-07-31 | 13 | 153.4735 | 153.4735 | 646.4638 | 133.1675 | 196.6563 | 3777.208 | 3625.9746 | 3785.312 | 3743.1306 | 3642.53 | 3538.3291 | 647.0264 | 1080.5876
2030-07-31 | 14 | 153.4735 | 153.4735 | 646.4638 | 199.8074 | 216.2551 | 3777.208 | 3625.9746 | 3785.312 | 3743.1306 | 3642.53 | 3538.3291 | 647.0264 | 1080.5876
2030-07-31 | 15 | 153.4735 | 153.4735 | 646.4638 | 143.1095 | 133.1675 | 3777.208 | 3625.9746 | 3785.312 | 3743.1306 | 3642.53 | 3538.3291 | 647.0264 | 1080.5876
2030-07-31 | 16 | 153.4735 | 153.4735 | 646.4638 | 207.4946 | 266.4473 | 3777.208 | 3625.9746 | 3785.312 | 3743.1306 | 3642.53 | 3538.3291 | 647.0264 | 540.2938
2030-07-31 | 17 | 153.4735 | 153.4735 | 646.4638 | 266.4473 | 266.4472 | 3777.208 | 3625.9746 | 3785.312 | 3743.1306 | 3642.53 | 3538.3291 | 647.0264 | 1080.5876
2030-07-31 | 18 | 153.4735 | 153.4735 | 646.4638 | 199.9196 | 241.3646 | 3777.208 | 3625.9746 | 3785.312 | 3743.1306 | 3642.53 | 3538.3291 | 647.0264 | -1.6451e-05
2030-07-31 | 19 | 153.4735 | 153.4735 | 323.2319 | 199.8074 | 185.6687 | 3777.208 | 3625.9746 | 3785.312 | 3743.1306 | 3642.53 | 3538.3291 | 0 | -1.6451e-05
2030-07-31 | 20 | 0 | 0 | 646.4638 | 161.4964 | 133.2797 | 3777.208 | 3625.9746 | 3785.312 | 3743.1306 | 3642.53 | 3538.3291 | 647.0264 | 1080.5876
2030-07-31 | 21 | 0 | 0 | 484.8478 | 133.2797 | 135.8683 | 3777.208 | 3625.9746 | 3785.312 | 3743.1306 | 3642.53 | 3538.3291 | 0 | -1080.5876
2030-07-31 | 22 | 153.4735 | 153.4735 | 0 | 133.2797 | 123.9683 | 3777.208 | 3625.9746 | 3785.312 | 3743.1306 | 3642.53 | 3538.3291 | 0 | -1080.5876
2030-07-31 | 23 | 153.4735 | 75.4692 | 0 | 266.4473 | 266.4472 | 3777.208 | 3625.9746 | 3785.312 | 3743.1306 | 3642.53 | 3538.3291 | 600.7474 | 1080.5876
2030-07-31 | 24 | 153.4735 | 153.4735 | 0 | 0 | 0 | 3777.208 | 3625.9746 | 3785.3108 | 3743.1306 | 3642.53 | 3538.3291 | 0 | -540.2938
2030-08-01 | 1 | 153.4735 | 153.4735 | 0 | 0 | 0 | 3777.208 | 3625.9746 | 3785.312 | 3743.1306 | 3642.53 | 3538.3291 | 0 | -1080.5876
2030-08-01 | 2 | 153.4735 | 153.4735 | 0 | 0 | 0 | 3777.208 | 3625.9746 | 3785.312 | 3743.1306 | 3642.53 | 3538.3291 | 0 | -1080.5876
2030-08-01 | 3 | 153.4735 | 153.4735 | 0 | 0 | 0 | 3777.208 | 3625.9746 | 3785.3108 | 3743.1306 | 3642.53 | 3538.3291 | 485.2698 | -1080.5876
2030-08-01 | 4 | 153.4735 | 153.4735 | 0 | 0 | 0 | 3777.208 | 3625.9746 | 3785.312 | 3743.1306 | 3642.53 | 3538.3291 | 485.2698 | -1080.5876
2030-08-01 | 5 | 153.4735 | 153.4735 | 0 | 0 | 0 | 3777.208 | 3625.9746 | 3785.312 | 3743.1306 | 3642.53 | 3538.3291 | 13.9727 | -1080.5876
2030-08-01 | 6 | 153.4735 | 153.4735 | 0 | 0 | 0 | 3777.208 | 3625.9746 | 3785.312 | 3743.1306 | 3642.53 | 3538.3291 | 323.5132 | -1080.5876
2030-08-01 | 7 | 153.4735 | 153.4735 | 0 | 0 | 0 | 3777.208 | 3625.9746 | 3785.312 | 3743.1306 | 3642.53 | 3538.3291 | 485.2698 | -1080.5876
2030-08-01 | 8 | 153.4735 | 153.4735 | 37.2778 | 0 | 0 | 3777.208 | 3625.9746 | 3785.312 | 3743.1306 | 3642.53 | 3538.3291 | 647.0264 | -1080.5876
2030-08-01 | 9 | 153.4735 | 153.4735 | 0 | 0 | 0 | 3777.208 | 3625.9746 | 3785.312 | 3743.1306 | 3642.53 | 3538.3291 | 323.5132 | -1080.5876
2030-08-01 | 10 | 153.4735 | 153.4735 | 0 | 199.9196 | 199.9196 | 3777.208 | 3625.9746 | 3785.312 | 3743.1306 | 3642.53 | 3538.3291 | 0 | -1080.5876
2030-08-01 | 11 | 153.4735 | 153.4735 | 0 | 0 | 0 | 3777.208 | 3625.9746 | 3785.312 | 3743.1306 | 3642.53 | 3538.3291 | 0 | -1080.5876
2030-08-01 | 12 | 153.4735 | 153.4735 | 0 | 199.9196 | 145.4704 | 3777.208 | 3625.9746 | 3785.312 | 3743.1306 | 3642.53 | 3538.3291 | 122.4948 | -1080.5876
2030-08-01 | 13 | 153.4735 | 153.4735 | 0 | 199.9196 | 199.9196 | 3777.208 | 3625.9746 | 3785.312 | 3743.1306 | 3642.53 | 3538.3291 | 444.3184 | 1080.5876
2030-08-01 | 14 | 153.4735 | 153.4735 | 556.875 | 199.9196 | 199.9196 | 3777.208 | 3625.9746 | 3785.312 | 3743.1306 | 3642.53 | 3538.3291 | 459.9006 | 1080.5876
2030-08-01 | 15 | 153.4735 | 153.4735 | 217.4238 | 0 | 0 | 3777.208 | 3625.9746 | 3785.312 | 3743.1306 | 3642.53 | 3538.3291 | 0 | -1080.5876
2030-08-01 | 16 | 153.4735 | 153.4735 | 0 | 0 | 0 | 3777.208 | 3625.9746 | 1142.5667 | 3743.1306 | 3642.53 | 3538.3291 | 0 | -1080.5876
2030-08-01 | 17 | 153.4735 | 153.4735 | 0 | 0 | 0 | 3777.208 | 3625.9746 | -3.7193e-05 | 3743.1306 | 3642.53 | 3538.3291 | 0 | -1080.5876
2030-08-01 | 18 | 153.4735 | 153.4735 | 0 | 0 | 0 | 3777.208 | 3625.9746 | 492.7709 | 3743.1306 | 3642.53 | 3538.3291 | 0 | -1080.5876
2030-08-01 | 19 | 153.4735 | 153.4735 | 0 | 0 | 0 | 3777.208 | 3625.9746 | -148.1527 | 3743.1306 | 3642.53 | 3538.3291 | 0 | -1080.5876
2030-08-01 | 20 | 153.4735 | 153.4735 | 0 | 0 | 0 | 3777.208 | 3625.9746 | 1560.798 | 3743.1306 | 3642.53 | 3538.3291 | 0 | -1080.5876
2030-08-01 | 21 | 153.4735 | 153.4735 | 369.8106 | 0 | 0 | 3777.208 | 3625.9746 | 3785.312 | 3743.1306 | 3642.53 | 3538.3291 | 627.2982 | 1080.5876
2030-08-01 | 22 | 153.4735 | 153.4735 | 0 | 0 | 0 | 3777.208 | 3625.9746 | 3785.312 | 3743.1306 | 3642.53 | 3538.3291 | 0 | -1080.5876
2030-08-01 | 23 | 153.4735 | 153.4735 | 0 | 0 | 0 | 3777.208 | 3625.9746 | 3785.312 | 3743.1306 | 3642.53 | 3538.3291 | 7.9493 | -1080.5876
2030-08-01 | 24 | 153.4735 | 153.4735 | 0 | 0 | 0 | 3777.208 | 3625.9746 | 3785.312 | 3743.1306 | 3642.53 | 3538.3291 | 571.1946 | -1080.5876
2030-08-02 | 1 | 153.4735 | 153.4735 | 0 | 0 | 0 | 3777.208 | 3625.9746 | 3785.312 | 3743.1306 | 3642.53 | 3538.3291 | 485.2698 | -1080.5876
2030-08-02 | 2 | 153.4735 | 153.4735 | 0 | 92.7847 | 66.6399 | 3777.208 | 3625.9746 | 3785.312 | 3743.1306 | 3642.53 | 3538.3291 | 0 | -1080.5876
2030-08-02 | 3 | 153.4735 | 153.4735 | 0 | 0 | 0 | 3777.208 | 3625.9746 | 3785.312 | 3743.1306 | 3642.53 | 3538.3291 | 0 | -1080.5876
2030-08-02 | 4 | 153.4735 | 153.4735 | 0 | 0 | 0 | 3777.208 | 3625.9746 | 3014.689 | 3743.1306 | 3642.53 | 3538.3291 | 0 | -1080.5876
2030-08-02 | 5 | 153.4735 | 153.4735 | 0 | 0 | 0 | 3777.208 | 3625.9746 | 1167.6405 | 3743.1306 | 3642.53 | 3538.3291 | 0 | -1080.5876
2030-08-02 | 6 | 153.4735 | 153.4735 | 37.7524 | 0 | 0 | 3777.208 | 3625.9746 | 1892.6559 | 3743.1306 | 3642.53 | 3538.3291 | 0 | -1080.5876
2030-08-02 | 7 | 153.4735 | 153.4735 | 0 | 0 | 0 | 3777.208 | 3625.9746 | 3785.312 | 3743.1306 | 3642.53 | 3538.3291 | 271.1927 | -1080.5876
2030-08-02 | 8 | 153.4735 | 153.4735 | 0 | 0 | 0 | 3777.208 | 3625.9746 | 2125.2212 | 3743.1306 | 3642.53 | 3538.3291 | 634.4412 | -1080.5876
2030-08-02 | 9 | 153.4735 | 153.4735 | 0 | 0 | 0 | 3777.208 | 3625.9746 | 1952.3342 | 3743.1306 | 3642.53 | 3538.3291 | 323.5132 | -1080.5876
2030-08-02 | 10 | 153.4735 | 153.4735 | 465.823 | 0 | 0 | 3777.208 | 3625.9746 | 413.0541 | 3743.1306 | 3642.53 | 3538.3291 | 0 | -1080.5876
2030-08-02 | 11 | 153.4735 | 153.4735 | 0 | 0 | 7.4748 | 3777.208 | 3625.9746 | -1996.4736 | 2560.134 | 3642.53 | 3538.3291 | 152.4818 | -1080.5876
2030-08-02 | 12 | 153.4735 | 153.4735 | 0 | 133.2797 | 142.4624 | 3777.208 | 3625.9746 | -1145.3423 | 3321.1758 | 3642.53 | 3538.3291 | 0 | -1080.5876
2030-08-02 | 13 | 153.4735 | 153.4735 | 646.4638 | 199.9196 | 193.376 | 3777.208 | 3625.9746 | -1401.7111 | 1871.5653 | 3642.53 | 3538.3291 | 647.0264 | -1080.5876
2030-08-02 | 14 | 153.4735 | 153.4735 | 381.8578 | 0 | 0 | 3777.208 | 3625.9746 | -2097.8943 | -2.5272e-05 | 3642.53 | 3538.3291 | 0 | -1080.5876
2030-08-02 | 15 | 153.4735 | 153.4735 | 323.2319 | 66.6399 | 72.7059 | 2138.333 | 1169.3683 | -1980.0491 | -2.5272e-05 | 3642.53 | 3538.3291 | 0 | -1080.5876
2030-08-02 | 16 | 153.4735 | 153.4735 | 95.376 | 0 | 0 | 2314.4307 | 1565.5817 | -1716.1841 | -2.5272e-05 | 3642.53 | 3538.3291 | 0 | -1080.5876
2030-08-02 | 17 | 153.4735 | 153.4735 | 140.1834 | 0 | 0 | 3777.208 | 1812.9873 | -1370.5665 | -2.5272e-05 | 2623.8821 | 3538.3291 | 0 | -1080.5876
2030-08-02 | 18 | 153.4735 | 153.4735 | 646.4638 | 0 | 0 | 3777.208 | 1282.8199 | -1892.656 | -921.0527 | 3074.3569 | 3538.3291 | 204.3225 | -1080.5876
2030-08-02 | 19 | 153.4735 | 153.4735 | 390.4715 | 0 | 0 | 3777.208 | 3625.9746 | -1925.8505 | -2055.4775 | 1968.6418 | 3538.3291 | 0 | -1080.5876
2030-08-02 | 20 | 153.4735 | 153.4735 | 0 | 0 | 0 | 3777.208 | 3625.9746 | -2075.5144 | -1063.2302 | 3382.9451 | 3538.3291 | 271.6124 | -1080.5876
2030-08-02 | 21 | 153.4735 | 153.4735 | 0 | 0 | 0 | 3655.7468 | 3625.9746 | -1631.1399 | -676.5894 | 3642.53 | 3538.3291 | 0 | -1080.5876
2030-08-02 | 22 | 153.4735 | 153.4735 | 0 | 0 | 0 | 3539.6033 | 3625.9746 | -920.7042 | -2.5272e-05 | 3642.53 | 3538.3291 | 0 | -1080.5876
2030-08-02 | 23 | 153.4735 | 153.4735 | 0 | 0 | 0 | 3687.573 | 3625.9746 | 117.6408 | 122.5403 | -3.2425e-05 | 3538.3291 | 647.0264 | -1080.5876
2030-08-02 | 24 | 153.4735 | 153.4735 | 0 | 66.6399 | 44.4463 | 3777.208 | 3625.9746 | -474.5649 | 491.7381 | 2178.5913 | 3538.3291 | 647.0264 | -1080.5876
2030-08-03 | 1 | 153.4735 | 153.4735 | 0 | 39.7212 | 0 | 3777.208 | 369.8738 | -474.3699 | -1084.0696 | 2656.6213 | 3538.3291 | 0 | -1080.5876
2030-08-03 | 2 | 153.4735 | 153.4735 | 0 | 0 | 0 | 3777.208 | 736.6956 | -700.1422 | -2.5272e-05 | 3642.53 | 3538.3291 | 0 | -1080.5876
2030-08-03 | 3 | 153.4735 | 153.4735 | 646.4638 | 0 | 0 | 3777.208 | 1812.9873 | -385.0368 | 1589.5964 | 3642.53 | 3538.3291 | 0 | -1080.5876
2030-08-03 | 4 | 153.4735 | 153.4735 | 0 | 0 | 0 | 3777.208 | 230.9211 | -570.6656 | -868.5824 | 3642.53 | 3538.3291 | 0 | -1080.5876
2030-08-03 | 5 | 153.4735 | 153.4735 | 0 | 0 | 0 | 3777.208 | 230.9245 | -1246.6174 | -1234.9456 | 3642.53 | 3538.3291 | 0 | -1080.5876
2030-08-03 | 6 | 153.4735 | 153.4735 | 0 | 0 | 0 | 3777.208 | 215.895 | -1156.6158 | -3629.7847 | 3642.53 | 3538.3291 | 0 | -1080.5876
2030-08-03 | 7 | 153.4735 | 153.4735 | 0 | 0 | 0 | 3777.208 | 213.892 | 327.1599 | -1871.5642 | 545.5355 | 2498.6655 | 0 | -1080.5876
2030-08-03 | 8 | 153.4735 | 153.4735 | 0 | 0 | 0 | 3777.208 | 213.8934 | 278.8741 | -2283.0505 | 321.9314 | 2659.7217 | 0 | -1080.5876
2030-08-03 | 9 | 153.4735 | 153.4735 | 0 | 66.6399 | 11.9021 | 3777.208 | 215.8942 | 1088.6327 | -1871.5653 | -3.2425e-05 | 3538.3291 | 0 | -1080.5876
2030-08-03 | 10 | 460.4206 | 460.4206 | 118.667 | 133.2797 | 138.1835 | 3393.8928 | 1812.9873 | 1671.5229 | 1871.5653 | 0 | 3538.3291 | 0 | -1080.5876
2030-08-03 | 11 | 460.4206 | 460.4206 | 62.8416 | 133.2797 | 89.1305 | 3777.208 | 1812.9873 | 951.681 | 1871.5653 | 1821.265 | 3538.3291 | 0 | -1080.5876
2030-08-03 | 12 | 460.4206 | 460.4206 | 208.9075 | 199.9196 | 148.5454 | 3368.0557 | 1303.8088 | 495.3161 | 1871.5653 | 1821.265 | 3538.3291 | 203.8223 | -1080.5876
2030-08-03 | 13 | 460.4206 | 460.4206 | 646.4638 | 199.9196 | 199.9196 | 3777.208 | 1812.9873 | 0 | 447.201 | 762.8458 | 3538.3291 | 0 | -1080.5876
2030-08-03 | 14 | 460.4206 | 460.4206 | 484.8478 | 133.2797 | 133.2797 | 3777.208 | 1812.9873 | -326.4589 | 0 | 0 | 3467.9077 | 0 | -1080.5876
2030-08-03 | 15 | 460.4206 | 460.4206 | 513.7172 | 133.2797 | 133.2797 | 1888.604 | 728.1028 | -682.4896 | 1871.5653 | -0.0010407 | 1769.1646 | 156.6461 | -1080.5876
2030-08-03 | 16 | 460.4206 | 460.4206 | 479.9662 | 66.6399 | 25.3277 | 1888.604 | 168.92 | -877.3793 | 302.0551 | 443.4242 | 1769.1646 | 0 | -1080.5876
2030-08-03 | 17 | 306.9471 | 321.3572 | 502.6271 | 58.0574 | 0 | 1888.604 | 168.9203 | -493.425 | 0 | 579.0923 | 1769.1646 | 0 | -1080.5876
2030-08-03 | 18 | 271.2401 | 153.4735 | 483.6216 | 66.6399 | 66.6399 | 1888.604 | 168.9223 | -605.7953 | -918.1159 | 1821.265 | 3538.3291 | 0 | -1080.5876
2030-08-03 | 19 | 153.4735 | 153.4735 | 484.8478 | 133.2797 | 133.2797 | 1888.604 | 1120.2262 | -120.1776 | -805.0721 | 1821.265 | 3538.3291 | 0 | -1080.5876
2030-08-03 | 20 | 306.9471 | 307.7029 | 245.0042 | 133.2797 | 133.2797 | 2602.689 | 1812.9873 | -99.5599 | -1871.5653 | 1821.265 | 3538.3291 | 0 | -1080.5876
2030-08-03 | 21 | 153.4735 | 153.4735 | 43.4921 | 133.2797 | 92.4364 | 3777.208 | 853.621 | 829.4827 | -2.5272e-05 | 468.1299 | 3538.3291 | 177.61 | -1080.5876
2030-08-03 | 22 | 423.6086 | 460.4206 | 119.0073 | 133.2797 | 133.2797 | 3777.208 | 273.7257 | 956.2195 | 14.6266 | 1578.2245 | 3538.3291 | 77.0845 | -1080.5876
2030-08-03 | 23 | 460.4206 | 460.4206 | 0 | 199.9196 | 199.9196 | 3777.208 | 215.8925 | 1240.8038 | -2.5272e-05 | 1186.3514 | 3538.3291 | 647.0264 | -1080.5876
2030-08-03 | 24 | 460.4206 | 460.4206 | 0 | 199.9196 | 199.9196 | 1888.604 | 215.8948 | 1351.8046 | 1122.9579 | 1821.265 | 3538.3291 | 485.2698 | -1080.5876
2030-08-04 | 1 | 153.4735 | 153.4735 | 0 | 0 | 0 | 3777.208 | 213.8931 | 1046.4347 | -1871.5653 | 1269.809 | 1769.1646 | 555.1174 | -1080.5876
2030-08-04 | 2 | 153.4735 | 153.4735 | 0 | 0 | 0 | 3777.208 | 215.8943 | 776.2632 | -137.6254 | -3.2425e-05 | 3538.3291 | 0 | -1080.5876
2030-08-04 | 3 | 460.4206 | 330.7181 | 0 | 199.9196 | 199.9196 | 3777.208 | 867.096 | 443.3721 | 1649.7423 | 3642.53 | 3538.3291 | 0 | -1080.5876
2030-08-04 | 4 | 460.4206 | 460.4206 | 0 | 266.4472 | 266.4472 | 3777.208 | 759.7915 | 3785.312 | 3743.1306 | 3642.53 | 3538.3291 | 0 | -1080.5876
2030-08-04 | 5 | 306.9471 | 412.8715 | 0 | 261.6152 | 199.9196 | 3777.208 | 1723.6718 | 3785.312 | 3743.1306 | 3642.53 | 3538.3291 | 0 | -1080.5876
2030-08-04 | 6 | 153.4735 | 158.9861 | 0 | 266.4472 | 266.4473 | 3777.208 | 1225.8035 | 3785.312 | 3743.1306 | 3642.53 | 3538.3291 | 0 | -1080.5876
2030-08-04 | 7 | 153.4735 | 153.4735 | 0 | 199.9196 | 199.9196 | 3777.208 | 1997.0107 | 3785.312 | 3743.1306 | 3642.53 | 600.8671 | 0 | -1080.5876
2030-08-04 | 8 | 306.9471 | 393.1422 | 0 | 199.9196 | 199.9196 | 3777.208 | 1138.6759 | 3785.312 | 3743.1306 | 3642.53 | 3538.3291 | 0 | -1080.5876
2030-08-04 | 9 | 153.4735 | 153.4735 | 0 | 181.2055 | 199.9196 | 3777.208 | 1110.3752 | 3785.312 | 3743.1306 | 3642.53 | 3538.3291 | 0 | -1080.5876
2030-08-04 | 10 | 153.4735 | 153.4735 | 0 | 199.9196 | 199.9196 | 3777.208 | 849.7525 | 3785.312 | 3743.1306 | 3642.53 | 3538.3291 | 0 | -1080.5876
2030-08-04 | 11 | 153.4735 | 153.4735 | 0 | 199.9196 | 199.9196 | 3777.208 | 1812.9873 | 3785.312 | 3743.1306 | 3642.53 | 3538.3291 | 0 | -1080.5876
2030-08-04 | 12 | 169.0886 | 153.4735 | 29.1315 | 266.4473 | 266.4473 | 3777.208 | 1372.3307 | 3785.312 | 3743.1306 | 3642.53 | 3538.3281 | 0 | -1080.5876
2030-08-04 | 13 | 460.4206 | 404.4158 | 9.9613 | 199.9196 | 199.9196 | 3777.208 | 166.8609 | 3785.312 | 3144.384 | 3642.53 | 3538.3291 | 0 | -1080.5876
2030-08-04 | 14 | 460.4206 | 460.4206 | 362.2463 | 266.4473 | 266.4473 | 1888.604 | 168.9199 | 2799.5483 | 1871.5653 | 3538.7539 | 1769.1646 | 0 | -1080.5876
2030-08-04 | 15 | 460.4206 | 460.4206 | 452.5597 | 266.4473 | 208.2158 | 1888.604 | 166.8608 | 1982.9119 | 1871.5653 | 2612.7673 | 1285.1674 | 0 | -1080.5876
2030-08-04 | 16 | 460.4206 | 460.4206 | 484.8478 | 199.9196 | 221.9541 | 1888.604 | 168.9181 | 2358.0046 | 1871.5653 | 2316.6797 | 1769.1646 | 0 | -1080.5876
2030-08-04 | 17 | 460.4206 | 460.4206 | 423.302 | 266.4473 | 266.4472 | 2571.042 | 168.9205 | 3689.4153 | 1871.5653 | 3515.6575 | 2175.1577 | 0 | -1080.5876
2030-08-04 | 18 | 460.4206 | 460.4206 | 385.5405 | 266.4473 | 266.4473 | 3777.208 | 166.8615 | 3785.312 | 3145.543 | 3642.53 | 1927.8611 | 0 | -1080.5876
2030-08-04 | 19 | 460.4206 | 460.4206 | 42.1205 | 266.4473 | 266.4473 | 3777.208 | 213.8929 | 3785.312 | 3640.4185 | 3642.53 | 3538.3291 | 0 | -1080.5876
2030-08-04 | 20 | 460.4206 | 384.0612 | 0 | 199.9196 | 199.9196 | 3777.208 | -6.9141e-06 | 3785.312 | 3743.1306 | 3642.53 | 3538.3291 | 485.2698 | -1080.5876
2030-08-04 | 21 | 460.4206 | 350.7599 | 0 | 199.9196 | 199.9196 | 3777.208 | 213.8931 | 3785.312 | 3743.1306 | 3642.53 | 3538.3291 | 485.2698 | -1080.5876
2030-08-04 | 22 | 331.3759 | 306.9471 | 0 | 199.9196 | 199.9196 | 3777.208 | 213.8938 | 3785.312 | 3743.1306 | 3642.53 | 3538.3291 | 485.2698 | -1080.5876
2030-08-04 | 23 | 153.4735 | 206.2155 | 0 | 199.9196 | 199.9196 | 3777.208 | 1449.925 | 3785.312 | 3743.1306 | 3642.53 | 3538.3291 | 486.2107 | -1080.5876
2030-08-04 | 24 | 153.4735 | 153.4735 | 0 | 143.2256 | 199.9196 | 3777.208 | 2780.0596 | 3785.312 | 3743.1306 | 3642.53 | 3538.3291 | 647.0264 | -1080.5876
2030-08-05 | 1 | 0 | 87.7339 | 0 | 133.2797 | 133.2797 | 3740.6292 | 2345.417 | 3785.312 | 3743.1306 | 3642.53 | 3538.3291 | 0 | -1080.5876
2030-08-05 | 2 | 153.4735 | 153.4735 | 0 | 0 | 0 | 3777.208 | 3625.9746 | 3785.312 | 3743.1306 | 3642.53 | 3538.3291 | 0 | -1080.5876
2030-08-05 | 3 | 153.4735 | 153.4735 | 0 | 0 | 0 | 3777.208 | 3625.9746 | 3785.312 | 3743.1306 | 3642.53 | 3538.3291 | 0 | -1080.5876
2030-08-05 | 4 | 153.4735 | 153.4735 | 0 | 0 | 0 | 3777.208 | 3625.9746 | 3785.312 | 3743.1306 | 3642.53 | 3538.3291 | 0 | -1080.5876
2030-08-05 | 5 | 153.4735 | 153.4735 | 0 | 0 | 0 | 3777.208 | 3625.9746 | 3785.312 | 3743.1306 | 3642.53 | 3538.3291 | 0 | -1080.5876
2030-08-05 | 6 | 153.4735 | 153.4735 | 0 | 0 | 0 | 3777.208 | 3625.9746 | 3785.312 | 3743.1306 | 3642.53 | 3538.3291 | 0 | -1080.5876
2030-08-05 | 7 | 153.4735 | 153.4735 | 0 | 0 | 0 | 3777.208 | 3625.9746 | 3785.312 | 3743.1306 | 3642.53 | 3538.3291 | 647.0264 | -1080.5876
2030-08-05 | 8 | 153.4735 | 153.4735 | 0 | 0 | 0 | 3777.208 | 3625.9746 | 3785.312 | 3743.1306 | 3642.53 | 3538.3291 | 0 | -1080.5876
2030-08-05 | 9 | 153.4735 | 153.4735 | 0 | 133.2797 | 102.1523 | 3777.208 | 3625.9746 | 3785.312 | 3743.1306 | 3642.53 | 3538.3291 | 0 | -1080.5876
2030-08-05 | 10 | 153.4735 | 153.4735 | 0 | 33.7348 | 0 | 3777.208 | 3625.9746 | 3785.312 | 3743.1306 | 3642.53 | 3538.3291 | 0 | -1080.5876
2030-08-05 | 11 | 0 | 47.8017 | 646.4638 | 133.2797 | 136.6886 | 3777.208 | 3625.9746 | 3785.312 | 3743.1306 | 3642.53 | 3538.3291 | 647.0264 | -1080.5876
2030-08-05 | 12 | 153.4735 | 153.4735 | 0 | 133.2797 | 161.0975 | 3777.208 | 3625.9746 | 3785.312 | 3743.1306 | 3642.53 | 3538.3291 | 0 | -1080.5876
2030-08-05 | 13 | 153.4735 | 182.8904 | 0 | 199.9196 | 199.9196 | 3777.208 | 3625.9746 | 3785.312 | 3743.1306 | 3642.53 | 3538.3291 | 0 | -1080.5876
2030-08-05 | 14 | 225.2669 | 306.9471 | 0 | 199.9196 | 199.9196 | 3777.208 | 3625.9746 | 3785.312 | 3743.1306 | 3642.53 | 3538.3291 | 0 | -1080.5876
2030-08-05 | 15 | 350.714 | 306.9471 | 408.8826 | 266.4473 | 266.4473 | 3777.208 | 2512.8384 | 3785.312 | 3743.1306 | 3642.53 | 3538.3291 | 0 | -1080.5876
2030-08-05 | 16 | 406.085 | 460.4206 | 646.4638 | 199.9196 | 199.9196 | 3777.208 | 3625.9746 | 3785.312 | 3743.1306 | 3642.53 | 3538.3291 | 0 | -1080.5876
2030-08-05 | 17 | 460.4206 | 460.4206 | 646.4638 | 199.9196 | 209.014 | 3777.208 | 3625.9746 | 3785.312 | 3743.1306 | 3642.53 | 3538.3291 | 0 | -1080.5876
2030-08-05 | 18 | 460.4206 | 460.4206 | 323.2319 | 231.9344 | 199.9196 | 3777.208 | 3625.9746 | 3785.312 | 3743.1306 | 3642.53 | 3538.3281 | 0 | -1080.5876
2030-08-05 | 19 | 412.5911 | 306.9471 | 0 | 199.9196 | 199.9196 | 3777.208 | 3175.8772 | 3785.312 | 3743.1306 | 3642.53 | 3538.3291 | 0 | -1080.5876
2030-08-05 | 20 | 460.4206 | 460.4206 | 245.894 | 199.9196 | 199.9196 | 3777.208 | 3461.1948 | 3785.312 | 3743.1306 | 3642.53 | 3538.3291 | 0 | -1080.5876
2030-08-05 | 21 | 460.4206 | 460.4206 | 646.4638 | 199.9196 | 199.9196 | 3777.208 | 1654.8738 | 1456.2974 | 3743.1306 | 3642.53 | 3538.3291 | 369.4408 | -1080.5876
2030-08-05 | 22 | 460.4206 | 460.4206 | 0 | 266.4473 | 255.4954 | 3777.208 | 742.1434 | 650.8161 | 2853.9927 | 3642.53 | 3538.3291 | 0 | -1080.5876
2030-08-05 | 23 | 460.4206 | 460.4206 | 0 | 133.2797 | 160.043 | 3777.208 | 2830.3965 | 610.6453 | 357.9458 | 3642.53 | 3538.3291 | 0 | -1080.5876
2030-08-05 | 24 | 460.4206 | 460.4206 | 0 | 66.6399 | 98.4072 | 3777.208 | 230.9231 | 320.3226 | 550.682 | 3642.53 | 3538.3291 | 0 | -1080.5876
2030-08-06 | 1 | 460.4206 | 460.4206 | 0 | 0 | 0 | 3701.9795 | 215.8917 | 47.4799 | 2905.8762 | 3642.53 | 3538.3291 | 0 | -1080.5876
2030-08-06 | 2 | 153.7067 | 306.9471 | 0 | 0 | 0 | 3365.5449 | 3625.9746 | 3785.312 | 3743.1306 | 3642.53 | 3538.3291 | 0 | -1080.5876
2030-08-06 | 3 | 153.4735 | 153.4735 | 0 | 0 | 0 | 3777.2092 | 3625.9746 | 3785.312 | 3743.1306 | 3642.53 | 3538.3291 | 0 | -1080.5876
2030-08-06 | 4 | 153.4735 | 153.4735 | 0 | 0 | 0 | 3777.208 | 3625.9746 | 3785.312 | 3743.1306 | 3642.53 | 3538.3291 | 0 | -1080.5876
2030-08-06 | 5 | 153.4735 | 153.4735 | 0 | 0 | 0 | 3777.208 | 3625.9746 | 3785.312 | 3743.1306 | 3642.53 | 3538.3291 | 0 | -1.6451e-05
2030-08-06 | 6 | 153.4735 | 153.4735 | 0 | 0 | 0 | 3777.208 | 3625.9746 | 3785.312 | 3743.1306 | 3642.53 | 3538.3291 | 0 | -1080.5876
2030-08-06 | 7 | 153.4735 | 153.4735 | 0 | 0 | 0 | 3777.208 | 3625.9746 | 3785.312 | 3743.1306 | 3642.53 | 3538.3291 | 0 | -1080.5876
2030-08-06 | 8 | 153.4735 | 153.4735 | 0 | 0 | 0 | 3777.208 | 3625.9746 | 3785.312 | 3743.1306 | 3642.53 | 3538.3291 | 0 | -1080.5876
2030-08-06 | 9 | 153.4735 | 153.4735 | 0 | 133.2797 | 99.1946 | 3777.208 | 3625.9746 | 3785.312 | 3743.1306 | 3642.53 | 3538.3291 | 0 | -1080.5876
2030-08-06 | 10 | 153.4735 | 153.4735 | 0 | 0 | 31.032 | 3701.6914 | 3625.9746 | 2937.9431 | 3476.9917 | 3642.53 | 3538.3291 | 0 | -1080.5876
2030-08-06 | 11 | 153.4735 | 153.4735 | 646.4638 | 66.6399 | 69.9383 | 3777.208 | 3625.9746 | 2005.027 | 2434.968 | 3642.53 | 3538.3291 | 647.0264 | -1.6451e-05
2030-08-06 | 12 | 460.4206 | 329.6227 | 0 | 84.3784 | 133.2797 | 3585.3469 | 3625.9746 | 894.4188 | 1871.5653 | 3642.53 | 3538.3291 | 0 | -1080.5876
2030-08-06 | 13 | 460.4206 | 460.4206 | 484.8478 | 199.9196 | 199.9196 | 3777.208 | 1317.6938 | 149.7551 | 1633.6772 | 3642.53 | 3538.3291 | 0 | -1080.5876
2030-08-06 | 14 | 460.4206 | 460.4206 | 646.4638 | 199.9196 | 199.9196 | 3777.208 | 215.8937 | -3.7193e-05 | 3743.1306 | 3642.53 | 2203.6101 | 0 | -1080.5876
2030-08-06 | 15 | 460.4206 | 460.4206 | 643.3385 | 199.9196 | 158.3104 | 3640.0073 | 213.8934 | 479.5975 | 2365.8838 | 3642.53 | 3538.3291 | 0 | -1080.5876
2030-08-06 | 16 | 444.0547 | 460.4206 | 450.1298 | 133.2797 | 133.2797 | 1888.604 | 213.8928 | 1074.1068 | 3743.1306 | 3642.53 | 3220.0452 | 0 | -1080.5876
2030-08-06 | 17 | 369.3822 | 306.9471 | 408.3434 | 133.2797 | 133.2797 | 3777.208 | 213.894 | 35.7766 | 3197.2209 | 3642.53 | 1769.1646 | 0 | -1080.5876
2030-08-06 | 18 | 306.9471 | 344.8295 | 223.6452 | 133.2797 | 133.2797 | 3777.208 | 213.8925 | -3.7193e-05 | 1086.2095 | 3642.53 | 3538.3291 | 0 | -1080.5876
2030-08-06 | 19 | 306.9471 | 280.0192 | 484.8478 | 133.2797 | 133.2797 | 3777.208 | 215.8921 | -130.6812 | 1077.1823 | 2874.9973 | 3279.6736 | 0 | -1080.5876
2030-08-06 | 20 | 306.9471 | 319.8899 | 246.3949 | 133.2797 | 146.3541 | 3777.208 | 215.892 | -641.6934 | -2.5272e-05 | 3152.8296 | 3538.3291 | 0 | -1080.5876
2030-08-06 | 21 | 306.9471 | 306.9471 | 0 | 119.763 | 133.2797 | 3777.208 | 3506.5647 | -3.7193e-05 | -2.5272e-05 | 1327.7135 | 3538.3291 | 0 | -1080.5876
2030-08-06 | 22 | 306.9471 | 385.2969 | 0 | 133.2797 | 133.2797 | 3777.208 | 1812.9873 | 324.5511 | 2522.9749 | 885.4803 | 3538.3291 | 0 | -1080.5876
2030-08-06 | 23 | 389.7412 | 306.9471 | 0 | 133.2797 | 133.2797 | 3777.208 | 2428.6948 | -3.7193e-05 | 1339.609 | 1369.25 | 3538.3291 | 0 | -1080.5876
2030-08-06 | 24 | 460.4206 | 460.4206 | 283.6775 | 42.8581 | 0 | 3777.208 | 1893.9437 | -333.7546 | 1871.5653 | 1821.265 | 3538.3291 | 323.5132 | -1080.5876
2030-08-07 | 1 | 247.799 | 153.4735 | 166.4218 | 0 | 0 | 3777.208 | 2892.4211 | -761.0507 | -1043.8323 | 1821.265 | 3538.3291 | 0 | -1080.5876
2030-08-07 | 2 | 153.4735 | 153.4735 | 0 | 0 | 0 | 3777.208 | 1458.9592 | 877.5182 | 3743.1306 | 3642.53 | 3538.3291 | 0 | -1080.5876
2030-08-07 | 3 | 153.4735 | 153.4735 | 0 | 0 | 0 | 3777.208 | 3625.9746 | 3785.312 | 3743.1306 | 3642.53 | 3538.3291 | 0 | -1080.5876
2030-08-07 | 4 | 153.4735 | 153.4735 | 0 | 0 | 0 | 3777.208 | 3625.9746 | 3785.312 | 3743.1306 | 3642.53 | 3538.3291 | 0 | -1080.5876
2030-08-07 | 5 | 153.4735 | 153.4735 | 0 | 0 | 0 | 3777.208 | 3625.9746 | 3785.312 | 3743.1306 | 3642.53 | 3538.3291 | 0 | -1080.5876
2030-08-07 | 6 | 0 | 0 | 0 | 0 | 43.015 | 3777.208 | 3625.9746 | 3785.312 | 3743.1306 | 3642.53 | 3538.3291 | 0 | 1080.5876
2030-08-07 | 7 | 460.4206 | 460.4206 | 0 | 133.2797 | 133.2797 | 3777.208 | 3625.9746 | 3785.312 | 3743.1306 | 3642.53 | 3538.3291 | 0 | -1080.5876
2030-08-07 | 8 | 417.3816 | 306.9471 | 0 | 0 | 0 | 3777.208 | 3593.3401 | 1892.6559 | 1147.8365 | 3642.53 | 3538.3291 | 0 | -1080.5876
2030-08-07 | 9 | 306.9471 | 309.4865 | 646.4638 | 133.2797 | 133.2797 | 3777.208 | 3194.0156 | 1761.5144 | 1038.2817 | 1821.265 | 3538.3291 | 455.8528 | -1080.5876
2030-08-07 | 10 | 460.4206 | 460.4206 | 513.034 | 266.4473 | 266.4473 | 3752.0029 | 1812.9873 | 1892.656 | 1871.5653 | 2884.6331 | 3538.3291 | 0 | -1080.5876
2030-08-07 | 11 | 460.4206 | 460.4206 | 0.53443 | 266.4473 | 266.4473 | 3777.208 | 2068.6667 | 1719.3883 | 1871.5653 | 3642.53 | 3538.3291 | 0 | -1080.5876
2030-08-07 | 12 | 460.4206 | 460.4206 | 323.2319 | 266.4473 | 266.4473 | 3777.208 | 215.8933 | 1892.656 | 1871.5653 | 2807.2239 | 3538.3291 | 0 | -1080.5876
2030-08-07 | 13 | 460.4206 | 460.4206 | 646.4638 | 266.4472 | 266.4473 | 2083.6262 | 168.9191 | 2344.2976 | 1871.5653 | 1821.265 | 3538.3291 | 0 | -1080.5876
2030-08-07 | 14 | 460.4206 | 460.4206 | 646.4638 | 199.9196 | 199.9196 | 1888.604 | 168.9189 | 1950.2384 | 1871.5653 | 1821.265 | 1769.1646 | 0 | -1080.5876
2030-08-07 | 15 | 460.4206 | 460.4206 | 646.4638 | 199.9196 | 199.9196 | 1888.604 | 166.8604 | 1527.0797 | 1871.5653 | 1821.265 | 1212.6703 | 0 | -1080.5876
2030-08-07 | 16 | 460.4206 | 460.4206 | 646.4638 | 199.9196 | 199.9196 | 1418.7122 | 166.8608 | 1352.7952 | 1871.5653 | 1821.265 | 0 | 0 | -1080.5876
2030-08-07 | 17 | 460.4206 | 460.4206 | 646.4638 | 199.9196 | 199.9196 | 822.799 | 215.8927 | 217.2712 | 1004.2608 | 3642.53 | 3538.3291 | 0 | -1080.5876
2030-08-07 | 18 | 306.9471 | 317.1556 | 484.8478 | 66.6399 | 60.7213 | 1888.604 | 3287.3735 | -232.5229 | -2.5272e-05 | 2321.3535 | 3538.3291 | 0 | -1080.5876
2030-08-07 | 19 | 153.4735 | 234.3957 | 484.8478 | 133.2797 | 133.2797 | 3542.1836 | 3625.9746 | 303.2917 | 1871.5653 | 1821.265 | 3538.3291 | 0 | -1080.5876
2030-08-07 | 20 | 306.9471 | 353.4671 | 0 | 133.2797 | 133.2797 | 3777.208 | 1799.802 | 457.8891 | 0.0010734 | 1821.265 | 3538.3291 | 0 | -1080.5876
2030-08-07 | 21 | 460.4206 | 460.4206 | 0 | 199.9196 | 199.9196 | 3777.208 | 1525.626 | 529.4186 | -2.5272e-05 | 1821.265 | 3538.3291 | 0 | -1080.5876
2030-08-07 | 22 | 460.4206 | 460.4206 | 0 | 199.9196 | 199.9196 | 1888.604 | 1812.9873 | 459.6566 | -25.5442 | 1821.265 | 3538.3291 | 0 | -1080.5876
2030-08-07 | 23 | 460.4206 | 460.4206 | 61.6099 | 199.9196 | 199.9196 | 1888.604 | 215.8926 | 764.383 | -2.5272e-05 | 1726.0626 | 3538.3291 | 527.8138 | -1080.5876
2030-08-07 | 24 | 460.4206 | 460.4206 | 643.0776 | 199.9196 | 199.9196 | 3625.2429 | 245.3148 | 1350.0361 | 804.3729 | 1821.265 | 3538.3291 | 0 | -1080.5876
2030-08-08 | 1 | 460.4206 | 460.4206 | 646.4638 | 199.9196 | 199.9196 | 3777.208 | 168.9193 | 1393.4985 | -696.2569 | 1821.265 | 2883.145 | 0 | -1080.5876
2030-08-08 | 2 | 375.4106 | 460.4206 | 0 | 0 | 0 | 3777.208 | 3625.9746 | 1086.1635 | 2930.655 | 3642.53 | 3538.3291 | 0 | -1080.5876
2030-08-08 | 3 | 153.4735 | 153.4735 | 0 | 66.6399 | 52.7458 | 3777.208 | 3625.9746 | 3785.312 | 3743.1306 | 3642.53 | 3538.3291 | 0 | -1080.5876
2030-08-08 | 4 | 153.4735 | 153.4735 | 0 | 0 | 0 | 3777.208 | 3625.9746 | 3785.312 | 3743.1306 | 3642.53 | 3538.3291 | 0 | -1080.5876
2030-08-08 | 5 | 153.4735 | 153.4735 | 0 | 0 | 0 | 3777.208 | 3625.9746 | 3785.312 | 3743.1306 | 3642.53 | 3538.3291 | 0 | -1080.5876
2030-08-08 | 6 | 153.4735 | 164.6132 | 0 | 66.6399 | 66.6399 | 3777.208 | 3625.9746 | 3785.312 | 3743.1306 | 3642.53 | 3538.3291 | 0 | -1080.5876
2030-08-08 | 7 | 306.9471 | 287.7546 | 0 | 0 | 0 | 3777.208 | 3625.9746 | 3785.312 | 818.2766 | 3642.53 | 3538.3291 | 0 | -1080.5876
2030-08-08 | 8 | 460.4206 | 460.4206 | 0 | 66.6399 | 66.6399 | 3777.208 | 215.8934 | 3680.1001 | 1871.5653 | 1860.5554 | 3538.3291 | 0 | -1080.5876
2030-08-08 | 9 | 460.4206 | 460.4206 | 646.4638 | 199.9196 | 199.9196 | 3777.208 | 1145.3306 | 2930.4294 | 1313.0101 | 1821.265 | 3538.3291 | 0 | -1080.5876
2030-08-08 | 10 | 460.4206 | 460.4206 | 0 | 199.9196 | 199.9196 | 3777.208 | 1328.6641 | 2196.604 | -2.5272e-05 | 3631.9187 | 3538.3291 | 0 | -1080.5876
2030-08-08 | 11 | 460.4206 | 460.4206 | 0 | 199.9196 | 199.9196 | 3777.208 | 1812.9873 | 2287.2888 | 1457.8223 | 2729.4202 | 3538.3291 | 0 | -1080.5876
2030-08-08 | 12 | 460.4206 | 460.4206 | 0 | 199.9196 | 199.9196 | 3777.208 | 603.483 | 1699.8922 | 1871.5653 | 3275.0398 | 3538.3291 | 0 | -1080.5876
2030-08-08 | 13 | 460.4206 | 460.4206 | 646.4638 | 199.9196 | 199.9196 | 3777.208 | 215.8933 | 1236.9912 | 1871.5653 | 3504.4836 | 3538.3291 | 0 | -1080.5876
2030-08-08 | 14 | 460.4206 | 460.4206 | 323.2319 | 133.2797 | 130.6093 | 3777.208 | 215.8927 | 945.4222 | -2.5272e-05 | 3642.53 | 3538.3291 | 0 | -1080.5876
2030-08-08 | 15 | 460.4206 | 460.4206 | 484.8478 | 199.9196 | 199.9196 | 1581.2732 | 215.8936 | 1612.2809 | 1871.5653 | 3642.53 | 3538.3291 | 0 | -1080.5876
2030-08-08 | 16 | 460.4206 | 460.4206 | 438.8489 | 133.2797 | 164.2675 | 3777.208 | 1136.3971 | 1776.1749 | 2975.1018 | 3642.53 | 3538.3291 | 0 | -1080.5876
2030-08-08 | 17 | 460.4206 | 460.4206 | 0 | 133.2797 | 133.2797 | 3777.208 | 2891.1108 | 1031.8104 | 2195.6743 | 3642.53 | 3538.3291 | 0 | -1080.5876
2030-08-08 | 18 | 460.4206 | 460.4206 | 0 | 133.2797 | 107.4084 | 3777.208 | 3625.9746 | 747.6866 | 1126.5089 | 3642.53 | 3538.3291 | 0 | -1080.5876
2030-08-08 | 19 | 460.4206 | 460.4206 | 0 | 77.3669 | 66.6399 | 3777.208 | 3625.9746 | 1482.3892 | 3743.1306 | 3642.53 | 3538.3291 | 0 | -1080.5876
2030-08-08 | 20 | 460.4206 | 360.515 | 0 | 66.6399 | 66.6399 | 3777.208 | 3625.9746 | 1484.8497 | 181.9481 | 3642.53 | 3538.3291 | 0 | -1080.5876
2030-08-08 | 21 | 460.4206 | 441.9627 | 0 | 66.6399 | 66.6399 | 3777.208 | 3625.9746 | 2164.1401 | 1171.739 | 3642.53 | 3538.3291 | 0 | -1080.5876
2030-08-08 | 22 | 437.8576 | 460.4206 | 0 | 0 | 5.0124 | 3777.208 | 1457.839 | 2528.4397 | 1989.0826 | 3642.53 | 3538.3291 | 0 | -1080.5876
2030-08-08 | 23 | 153.4735 | 241.9478 | 0 | 199.9196 | 199.9196 | 3777.208 | 1082.774 | 2283.0037 | 2676.834 | 1821.265 | 3538.3291 | 0 | -1080.5876
2030-08-08 | 24 | 153.4735 | 274.1445 | 323.2319 | 199.9196 | 199.9196 | 3777.208 | 1812.9873 | 1892.656 | 2169.6472 | 1821.265 | 3538.3291 | 0 | -1080.5876
2030-08-09 | 1 | 153.4735 | 153.4735 | 337.392 | 0.13966 | 66.6399 | 3777.208 | 285.498 | 732.0119 | 1871.5653 | 587.0906 | 3538.3291 | 0 | -1080.5876
2030-08-09 | 2 | 153.4735 | 206.9853 | 0 | 14.3526 | 66.6399 | 3777.208 | 2784.3586 | 326.097 | 238.0258 | 2443.5557 | 3538.3291 | 0 | -1080.5876
2030-08-09 | 3 | 195.8667 | 306.9471 | 0 | 0 | 46.034 | 3777.208 | 3625.9746 | 3785.312 | 3743.1306 | 3642.53 | 3538.3291 | 0 | -1080.5876
2030-08-09 | 4 | 0 | 127.241 | 439.9143 | 158.9606 | 199.8074 | 3777.208 | 3625.9746 | 3785.312 | 3743.1306 | 3642.53 | 3538.3291 | 0 | 1080.5876
2030-08-09 | 5 | 153.4735 | 153.4735 | 0 | 0 | 0 | 3777.208 | 3625.9746 | 3785.312 | 3743.1306 | 3642.53 | 3538.3291 | 0 | -1080.5876
2030-08-09 | 6 | 153.4735 | 153.4735 | 0 | 66.6399 | 39.368 | 3777.208 | 3625.9746 | 3785.312 | 3743.1306 | 3642.53 | 3538.3291 | 0 | -1080.5876
2030-08-09 | 7 | 240.0816 | 153.4735 | 0 | 66.6399 | 60.2307 | 3777.208 | 3625.9746 | 3785.312 | 3743.1306 | 3642.53 | 3538.3291 | 0 | -1080.5876
2030-08-09 | 8 | 153.4735 | 153.4735 | 0 | 133.2797 | 71.8054 | 3777.208 | 3625.9746 | 3785.312 | 3743.1306 | 3642.53 | 3538.3291 | 0 | -1080.5876
2030-08-09 | 9 | 153.4735 | 153.4735 | 0 | 0 | 0 | 3777.208 | 3625.9746 | 3785.312 | 3743.1306 | 3642.53 | 3538.3291 | 0 | -1080.5876
2030-08-09 | 10 | 153.4735 | 153.4735 | 0 | 0 | 0 | 3777.208 | 3625.9746 | 3785.312 | 3743.1306 | 3642.53 | 3538.3291 | 0 | -1080.5876
2030-08-09 | 11 | 153.4735 | 153.4735 | 484.8478 | 0 | 0 | 3777.208 | 3625.9746 | 3785.312 | 3743.1306 | 3642.53 | 3538.3291 | 0 | -1080.5876
2030-08-09 | 12 | 153.4735 | 153.4735 | 309.414 | 0 | 0 | 3777.208 | 3625.9746 | 3785.312 | 3743.1306 | 3642.53 | 3538.3291 | 0 | -1080.5876
2030-08-09 | 13 | 153.4735 | 153.4735 | 0 | 133.2797 | 133.2797 | 3777.208 | 3625.9746 | 1865.022 | 3743.1306 | 2510.717 | 3538.3291 | 0 | -1080.5876
2030-08-09 | 14 | 153.4735 | 153.4735 | 241.658 | 199.9196 | 199.9196 | 3777.208 | 1812.9873 | 481.4932 | 2235.3452 | 1821.265 | 3538.3291 | 0 | -1080.5876
2030-08-09 | 15 | 153.4735 | 153.4735 | 646.4638 | 133.2797 | 133.2797 | 3777.208 | 1812.9873 | 0 | 1871.5653 | 1020.5419 | 3538.3291 | 7.3672 | -1080.5876
2030-08-09 | 16 | 153.4735 | 153.4735 | 304.5353 | 0 | 0 | 3777.208 | 1812.9873 | -834.7182 | 1032.7196 | 0 | 3538.3291 | 0 | -1080.5876
2030-08-09 | 17 | 153.4735 | 153.4735 | 383.5294 | 0 | 0 | 3777.208 | 1812.9873 | -1224.887 | 0 | -870.494 | 3538.3291 | 0 | -1080.5876
2030-08-09 | 18 | 153.4735 | 153.4735 | 646.4638 | 0 | 0 | 3529.8203 | 1812.9873 | -1809.5204 | -556.0841 | 0 | 3538.3291 | 0 | -1080.5876
2030-08-09 | 19 | 153.4735 | 153.4735 | 336.2812 | 0 | 0 | 3777.208 | 3625.9746 | -1943.1676 | -663.079 | 420.3828 | 3538.3291 | 0 | -1080.5876
2030-08-09 | 20 | 153.4735 | 153.4735 | 0 | 0 | 0 | 3777.208 | 3020.7795 | -2242.3149 | -284.3136 | 1767.1486 | 3538.3291 | 0 | -1080.5876
2030-08-09 | 21 | 153.4735 | 153.4735 | 0 | 0 | 0 | 3777.208 | 1812.9873 | -1672.4932 | 194.5373 | 1821.265 | 3538.3291 | 0 | -1080.5876
2030-08-09 | 22 | 153.4735 | 153.4735 | 0 | 66.6399 | 66.6399 | 3575.1033 | 1812.9873 | -1236.6815 | 0 | 1821.265 | 3538.3291 | 0 | -1080.5876
2030-08-09 | 23 | 460.4206 | 460.4206 | 330.4135 | 133.2797 | 185.6559 | 3753.8015 | 1812.9873 | -983.3488 | -1556.0942 | 1821.265 | 3538.3291 | 0 | -1080.5876
2030-08-09 | 24 | 460.4206 | 460.4206 | 121.7825 | 133.2797 | 133.2797 | 3777.208 | 538.8868 | -485.3632 | 1368.5054 | 1821.265 | 3538.3291 | 0 | -1080.5876
2030-08-10 | 1 | 153.4735 | 153.4735 | 201.2267 | 0 | 0 | 3777.208 | 1812.9873 | -19.7947 | 0 | -323.7082 | 3538.3291 | 0 | -1080.5876
2030-08-10 | 2 | 153.4735 | 153.4735 | 0 | 0 | 0 | 3777.208 | 2286.6299 | 342.2198 | 1772.9653 | 3642.53 | 3538.3291 | 0 | -1080.5876
2030-08-10 | 3 | 153.4735 | 153.4735 | 0 | 0 | 0 | 3777.208 | 3625.9746 | 3615.3552 | 3743.1306 | 3642.53 | 3538.3291 | 0 | -1080.5876
2030-08-10 | 4 | 153.4735 | 153.4735 | 0 | 0 | 0 | 3777.208 | 3625.9746 | 3785.312 | 3743.1306 | 3642.53 | 3538.3291 | 0 | -1080.5876
2030-08-10 | 5 | 153.4735 | 153.4735 | 0 | 0 | 0 | 3777.208 | 3625.9746 | 3785.312 | 3743.1306 | 3642.53 | 3538.3291 | 0 | -1080.5876
2030-08-10 | 6 | 306.9471 | 316.3259 | 0 | 0 | 0 | 3777.208 | 3625.9746 | 3785.312 | 3743.1306 | 3642.53 | 3538.3291 | 0 | -1080.5876
2030-08-10 | 7 | 153.4735 | 153.4735 | 0 | 0 | 0 | 3777.208 | 3625.9746 | 1365.5312 | 3743.1306 | 3642.53 | 3538.3291 | 0 | -1080.5876
2030-08-10 | 8 | 153.4735 | 153.4735 | 0 | 0 | 0 | 3777.208 | 3625.9746 | -1713.4159 | 3743.1306 | 3642.53 | 3538.3291 | 0 | -1080.5876
2030-08-10 | 9 | 153.4735 | 153.4735 | 0 | 0 | 0 | 3777.208 | 3625.9746 | -395.9278 | 3743.1306 | 546.9948 | 3538.3291 | 0 | -1080.5876
2030-08-10 | 10 | 153.4735 | 153.4735 | 0 | 133.2797 | 116.4113 | 3777.208 | 1308.4404 | -3.7193e-05 | 3743.1306 | 1785.3751 | 3538.3291 | 0 | -1080.5876
2030-08-10 | 11 | 460.4206 | 460.4206 | 646.4638 | 112.1999 | 66.6399 | 3777.208 | 1528.3591 | 601.6474 | 1871.5653 | 1821.265 | 3538.3291 | 0 | -1080.5876
2030-08-10 | 12 | 460.4206 | 460.4206 | 646.4638 | 199.9196 | 199.9196 | 3777.208 | 1525.8499 | 574.9079 | 1871.5653 | 1821.265 | 3538.3291 | 0 | -1080.5876
2030-08-10 | 13 | 460.4206 | 460.4206 | 231.8049 | 199.9196 | 199.9196 | 3777.208 | 1812.9873 | -217.058 | 1871.5653 | 473.3507 | 3538.3291 | 0 | -1080.5876
2030-08-10 | 14 | 460.4206 | 460.4206 | 212.9915 | 199.9196 | 153.1334 | 3777.208 | 1812.9873 | 402.6178 | 1871.5653 | 0 | 3538.3291 | 0 | -1080.5876
2030-08-10 | 15 | 460.4206 | 460.4206 | 356.5542 | 199.9196 | 199.9196 | 2429.9827 | 168.922 | 837.5963 | 1871.5653 | 0 | 3348.1104 | 0 | -1080.5876
2030-08-10 | 16 | 460.4206 | 460.4206 | 343.7131 | 199.9196 | 199.9196 | 2582.144 | 168.9213 | 1496.3281 | 1871.5653 | 0 | 2629.6714 | 0 | -1080.5876
2030-08-10 | 17 | 460.4206 | 460.4206 | 630.5266 | 199.9196 | 199.9196 | 1888.604 | 168.9211 | 1253.3995 | 1371.3271 | 0 | 2871.0938 | 0 | -1080.5876
2030-08-10 | 18 | 460.4206 | 460.4206 | 640.6422 | 199.9196 | 199.9196 | 1888.604 | 168.9196 | 846.6209 | 873.548 | 0 | 3053.6304 | 0 | -1080.5876
2030-08-10 | 19 | 460.4206 | 460.4206 | 501.5177 | 199.9196 | 199.9196 | 1888.604 | 168.9202 | 140.5814 | 1033.6996 | 1821.265 | 1830.2667 | 0 | -1080.5876
2030-08-10 | 20 | 460.4206 | 460.4206 | 646.4638 | 199.9196 | 199.9196 | 1888.604 | 168.9187 | 677.7225 | 1512.9232 | 1821.265 | 1769.1646 | 0 | -1080.5876
2030-08-10 | 21 | 460.4206 | 460.4206 | 323.2319 | 102.5233 | 66.6399 | 3554.3137 | 168.9192 | 461.4407 | 1871.5653 | 1821.265 | 2310.5642 | 0 | -1080.5876
2030-08-10 | 22 | 153.4735 | 153.4735 | 431.04 | 0 | 0 | 1888.604 | 168.9178 | 110.8419 | 1871.5653 | 1821.265 | 3440.3171 | 0 | -1080.5876
2030-08-10 | 23 | 153.4735 | 153.4735 | 40.7207 | 0 | 0 | 3777.208 | 1812.9873 | -410.0658 | 767.4248 | 1821.265 | 3538.3291 | 0 | -1080.5876
2030-08-10 | 24 | 153.4735 | 153.4735 | 0 | 0 | 0 | 3777.208 | 215.8917 | -1344.0974 | -737.4953 | 2381.7773 | 3538.3291 | 0 | -1080.5876
2030-08-11 | 1 | 153.4735 | 153.4735 | 0 | 0 | 0 | 3777.208 | 215.8929 | -1631.3887 | -1885.3732 | 1821.265 | 3538.3291 | 0 | -1080.5876
2030-08-11 | 2 | 153.4735 | 153.4735 | 0 | 66.6399 | 57.7796 | 3777.208 | 215.8925 | -1801.3164 | 649.6351 | 1428.3923 | 3538.3291 | 0 | -1080.5876
2030-08-11 | 3 | 153.4735 | 153.4735 | 0 | 199.9196 | 167.3129 | 3777.208 | 3625.9746 | -320.7412 | -317.68 | 3579.4041 | 3538.3291 | 0 | -1080.5876
2030-08-11 | 4 | 153.4735 | 153.4735 | 0 | 133.2797 | 167.8661 | 3777.208 | 3625.9746 | 1092.541 | 1361.743 | 3642.53 | 3538.3291 | 0 | -1080.5876
2030-08-11 | 5 | 153.4735 | 153.4735 | 0 | 199.9196 | 207.3132 | 3777.208 | 3625.9746 | 2530.5071 | 2892.4988 | 3642.53 | 3538.3291 | 0 | -1080.5876
2030-08-11 | 6 | 153.4735 | 153.4735 | 0 | 66.6399 | 21.9418 | 3777.208 | 3625.9746 | 3785.312 | 3743.1306 | 3642.53 | 3538.3291 | 0 | -1080.5876
2030-08-11 | 7 | 153.4735 | 153.4735 | 0 | 199.9196 | 182.4771 | 3777.208 | 3625.9746 | 3785.312 | 3743.1306 | 3642.53 | 3538.3291 | 0 | -1080.5876
2030-08-11 | 8 | 153.4735 | 153.4735 | 0 | 133.2797 | 133.2797 | 3777.208 | 3625.9746 | 3785.312 | 3743.1306 | 3642.53 | 3538.3291 | 0 | -1080.5876
2030-08-11 | 9 | 279.2462 | 306.9471 | 0 | 0 | 0 | 3777.208 | 699.9215 | 3601.2429 | 3743.1306 | 3642.53 | 3538.3291 | 0 | -1080.5876
2030-08-11 | 10 | 306.9471 | 306.9471 | 646.4638 | 93.7609 | 66.6399 | 3777.208 | 168.9195 | 2627.5735 | 593.3572 | 3642.53 | 3470.7996 | 0 | -1080.5876
2030-08-11 | 11 | 306.9471 | 458.4921 | 247.053 | 66.6399 | 32.4847 | 3777.208 | 191.8598 | 3101.5115 | 521.3091 | 2956.3416 | 3538.3291 | 0 | -1080.5876
2030-08-11 | 12 | 460.4206 | 460.4206 | 646.4638 | 79.8062 | 66.6399 | 3592.5623 | 215.8933 | 2931.0945 | 501.6457 | 3642.53 | 1769.1646 | 0 | -1080.5876
2030-08-11 | 13 | 460.4206 | 448.9302 | 534.1816 | 0 | 0 | 3606.8613 | 168.9195 | 2679.9207 | 489.9186 | 1821.265 | 3538.3291 | 0 | -1080.5876
2030-08-11 | 14 | 306.9471 | 387.2029 | 484.8478 | 133.2797 | 133.2797 | 1888.604 | 1509.1572 | 1609.1155 | 821.1459 | 1821.265 | 3538.3291 | 0 | -1080.5876
2030-08-11 | 15 | 460.4206 | 460.4206 | 323.2319 | 199.9196 | 251.1505 | 1888.604 | 168.9193 | 1892.656 | 1871.5653 | 2019.0184 | 3538.3291 | 0 | -1080.5876
2030-08-11 | 16 | 460.4206 | 460.4206 | 646.4638 | 266.4473 | 266.4473 | 1888.604 | 168.9191 | 1892.656 | 1871.5653 | 1888.9076 | 2750.6577 | 0 | -1080.5876
2030-08-11 | 17 | 460.4206 | 460.4206 | 646.4638 | 199.9196 | 199.9196 | 1888.604 | 168.9197 | 1353.3757 | 1871.5653 | 1821.265 | 2424.9827 | 0 | -1080.5876
2030-08-11 | 18 | 460.4206 | 460.4206 | 646.4638 | 199.9196 | 199.9196 | 1888.604 | 168.9201 | 728.2193 | 1748.6405 | 1821.265 | 3028.9841 | 0 | -1080.5876
2030-08-11 | 19 | 460.4206 | 460.4206 | 573.2125 | 199.9196 | 199.9196 | 1888.604 | 703.1698 | 597.0085 | 1444.3822 | 1821.265 | 3538.3291 | 0 | -1080.5876
2030-08-11 | 20 | 460.4206 | 460.4206 | 362.8729 | 199.9196 | 199.9196 | 3777.208 | 402.8415 | 1333.0767 | 1871.5653 | 1821.265 | 3538.3291 | 0 | -1080.5876
2030-08-11 | 21 | 341.0995 | 460.4206 | 323.2319 | 66.6399 | 66.6399 | 3470.3926 | 1492.9872 | 1800.3431 | 1871.5653 | 1821.265 | 3538.3291 | 0 | -1080.5876
2030-08-11 | 22 | 306.9471 | 247.1076 | 484.8478 | 0 | 0 | 3777.208 | 458.4947 | 2558.9773 | 1602.1824 | 1821.265 | 3538.3291 | 0 | -1080.5876
2030-08-11 | 23 | 382.9786 | 306.9471 | 0 | 0 | 0 | 3777.208 | 213.8932 | 2847.1694 | 562.1667 | 1821.265 | 466.7733 | 0 | -1080.5876
2030-08-11 | 24 | 460.4206 | 446.5681 | 0 | 0 | 0 | 3777.208 | 213.8931 | 3325.2295 | 1331.6744 | 1821.265 | 265.2407 | 0 | -1080.5876
2030-08-12 | 1 | 306.9471 | 209.5723 | 0 | 0 | 0 | 3259.2815 | 213.8922 | 3319.6611 | 135.5084 | 3642.53 | 265.2412 | 0 | -1080.5876
2030-08-12 | 2 | 153.4735 | 153.4735 | 0 | 199.9196 | 213.9371 | 3777.208 | 1696.2365 | 3785.312 | 3743.1306 | 3642.53 | 3538.3291 | 0 | -1080.5876
2030-08-12 | 3 | 0 | 0 | 0 | 0 | 0 | 3777.208 | 2959.3083 | 3785.312 | 3743.1306 | 3642.53 | 3538.3291 | 0 | -1080.5876
2030-08-12 | 4 | 0 | 0 | 0 | 0 | 0 | 3562.6646 | 3625.9746 | 3111.1104 | 3743.1306 | 3642.53 | 3538.3291 | 0 | -1080.5876
2030-08-12 | 5 | 0 | 0 | 0 | 0 | 0 | 3777.208 | 3625.9746 | 3785.312 | 3743.1306 | 3642.53 | 3538.3291 | 0 | -1080.5876
2030-08-12 | 6 | 0 | 0 | 19.2441 | 0 | 0 | 3777.208 | 3625.9746 | 3785.312 | 3743.1306 | 3642.53 | 3538.3281 | 0 | -1.6451e-05
2030-08-12 | 7 | 136.5142 | 0 | 0 | 0 | 0 | 3777.208 | 2937.1187 | 3785.312 | 3743.1306 | 3642.53 | 3538.3291 | 0 | -1080.5876
2030-08-12 | 8 | 153.4735 | 153.4735 | 0 | 0 | 0 | 3777.208 | 2319.3115 | 3785.312 | 3743.1306 | 3642.53 | 3538.3291 | 0 | -1080.5876
2030-08-12 | 9 | 153.4735 | 153.4735 | 0 | 0 | 0 | 3777.208 | 1906.1954 | 3785.312 | 3743.1306 | 3642.53 | 3538.3291 | 0 | -1080.5876
2030-08-12 | 10 | 460.4206 | 460.4206 | 0 | 266.4473 | 266.4473 | 3777.208 | 1948.9744 | 3785.312 | 3743.1306 | 3642.53 | 3538.3291 | 0 | -1080.5876
2030-08-12 | 11 | 460.4206 | 460.4206 | 235.2401 | 266.4473 | 266.4473 | 3777.208 | 213.895 | 3785.312 | 3743.1306 | 3642.53 | 3538.3291 | 0 | -1080.5876
2030-08-12 | 12 | 460.4206 | 460.4206 | 0 | 266.4473 | 266.4473 | 3774.5757 | -79.0232 | 3785.312 | 3743.1306 | 3642.53 | 3538.3291 | 0 | -1080.5876
2030-08-12 | 13 | 460.4206 | 460.4206 | 0 | 199.9196 | 199.9196 | 3777.208 | 445.6281 | 3785.312 | 3743.1306 | 3642.53 | 3538.3291 | 0 | -1080.5876
2030-08-12 | 14 | 460.4206 | 460.4206 | 77.2277 | 199.9196 | 199.9196 | 3777.208 | 213.8926 | 3785.312 | 3743.1306 | 3642.53 | 3538.3291 | 0 | -1080.5876
2030-08-12 | 15 | 460.4206 | 320.9655 | 646.4638 | 199.9196 | 199.9196 | 3777.208 | 166.8602 | 3785.312 | 2111.7524 | 3642.53 | 3538.3291 | 0 | -1080.5876
2030-08-12 | 16 | 460.4206 | 460.4206 | 646.4638 | 266.4473 | 266.4473 | 2975.1394 | 180.3625 | 3785.312 | 1871.5653 | 3642.53 | 3538.3291 | 0 | -1080.5876
2030-08-12 | 17 | 460.4206 | 460.4206 | 646.4638 | 266.4472 | 238.0662 | 2229.6958 | 1812.9873 | 3785.312 | 1871.5653 | 3642.53 | 3538.3291 | 0 | -1080.5876
2030-08-12 | 18 | 460.4206 | 460.4206 | 646.4638 | 199.9196 | 232.9887 | 3777.208 | 168.9192 | 3785.312 | 3743.1306 | 3642.53 | 3538.3291 | 0 | -1080.5876
2030-08-12 | 19 | 460.4206 | 326.0885 | 302.0205 | 199.9196 | 199.9196 | 3777.208 | 1045.4758 | 3785.312 | 3743.1306 | 3642.53 | 3538.3291 | 0 | -1080.5876
2030-08-12 | 20 | 307.4442 | 460.4206 | 0 | 126.0072 | 66.6399 | 3777.208 | 1208.0688 | 3785.312 | 3743.1306 | 3642.53 | 3538.3291 | 0 | -1080.5876
2030-08-12 | 21 | 460.4206 | 460.4206 | 0 | 169.5399 | 199.9196 | 3777.208 | 2374.9011 | 3785.312 | 3743.1306 | 3642.53 | 3538.3291 | 0 | -1080.5876
2030-08-12 | 22 | 460.4206 | 460.4206 | 0 | 199.9196 | 199.9196 | 3777.208 | 1547.4203 | 3785.312 | 3743.1306 | 3642.53 | 3538.3291 | 0 | -1080.5876
2030-08-12 | 23 | 460.4206 | 460.4206 | 0 | 133.2797 | 92.06 | 3777.208 | 215.8936 | 3785.312 | 3743.1306 | 3642.53 | 3538.3291 | 0 | -1080.5876
2030-08-12 | 24 | 153.4735 | 153.4735 | 0 | 0 | 0 | 3777.208 | 2569.5854 | 3785.312 | 3743.1306 | 3642.53 | 3538.3291 | 0 | -1080.5876
2030-08-13 | 1 | 153.4735 | 153.4735 | 0 | 66.6399 | 34.0941 | 3777.208 | 3625.9746 | 3785.312 | 3743.1306 | 3642.53 | 3538.3291 | 0 | -1080.5876
2030-08-13 | 2 | 153.4735 | 153.4735 | 0 | 0 | 0 | 3777.208 | 3625.9746 | 3785.312 | 3743.1306 | 3642.53 | 3538.3291 | 0 | -1080.5876
2030-08-13 | 3 | 153.4735 | 153.4735 | 0 | 0 | 0 | 3777.208 | 3625.9746 | 3785.312 | 3743.1306 | 3642.53 | 3538.3291 | 0 | -1080.5876
2030-08-13 | 4 | 153.4735 | 153.4735 | 0 | 0 | 0 | 3777.208 | 3625.9746 | 3785.312 | 3743.1306 | 3642.53 | 3538.3291 | 0 | -1080.5876
2030-08-13 | 5 | 153.4735 | 153.4735 | 0 | 0 | 0 | 3777.208 | 3625.9746 | 3785.312 | 3743.1306 | 3642.53 | 3538.3291 | 0 | -1080.5876
2030-08-13 | 6 | 153.4735 | 153.4735 | 0 | 0 | 0 | 3777.208 | 3625.9746 | 3785.312 | 3743.1306 | 3642.53 | 3538.3291 | 0 | -1080.5876
2030-08-13 | 7 | 153.4735 | 153.4735 | 0 | 0 | 0 | 3777.208 | 3625.9746 | 3785.312 | 3743.1306 | 3642.53 | 3538.3291 | 0 | -1080.5876
2030-08-13 | 8 | 153.4735 | 153.4735 | 0 | 0 | 0 | 3777.208 | 3625.9746 | 3785.312 | 3743.1306 | 3642.53 | 3538.3291 | 0 | -1080.5876
2030-08-13 | 9 | 153.4735 | 153.4735 | 0 | 0 | 0 | 3777.208 | 3625.9746 | 3785.312 | 3743.1306 | 3642.53 | 3538.3291 | 0 | -1080.5876
2030-08-13 | 10 | 153.4735 | 153.4735 | 0 | 0 | 0 | 3777.208 | 3625.9756 | 3785.312 | 3743.1306 | 3642.53 | 3538.3291 | 0 | -1080.5876
2030-08-13 | 11 | 153.4735 | 153.4735 | 0 | 133.2797 | 133.2797 | 3777.208 | 3625.9734 | 3785.312 | 3743.1306 | 3642.53 | 3538.3291 | 0 | -1080.5876
2030-08-13 | 12 | 153.4735 | 153.4735 | 0 | 32.1209 | 66.6399 | 3777.208 | 3625.9746 | 3785.312 | 3743.1306 | 3642.53 | 3538.3291 | 0 | -1080.5876
2030-08-13 | 13 | 153.4735 | 153.4735 | 0 | 196.8489 | 133.2797 | 3777.208 | 3625.9746 | 1230.7957 | 2426.7717 | 1821.265 | 3538.3291 | 0 | -1080.5876
2030-08-13 | 14 | 460.4206 | 460.4206 | 0 | 199.9196 | 199.9196 | 3777.208 | 3463.3037 | 261.6389 | 2552.8545 | 1821.265 | 3538.3291 | 0 | -1080.5876
2030-08-13 | 15 | 460.4206 | 460.4206 | 646.4638 | 199.9196 | 199.9196 | 3414.1484 | 1704.6003 | 1381.0334 | 1871.5653 | 1821.265 | 3538.3291 | 0 | -1080.5876
2030-08-13 | 16 | 460.4206 | 460.4206 | 646.4638 | 199.9196 | 199.9196 | 3777.208 | 602.8241 | 1892.656 | 1871.5653 | 2051.1313 | 3538.3291 | 0 | -1080.5876
2030-08-13 | 17 | 460.4206 | 460.4206 | 646.4638 | 199.9196 | 199.9196 | 3777.208 | 866.4607 | 1892.656 | 1871.5653 | 2822.4893 | 3538.3291 | 0 | -1080.5876
2030-08-13 | 18 | 460.4206 | 460.4206 | 605.8659 | 199.9196 | 199.9196 | 3777.208 | 1812.9873 | 1543.3094 | 1871.5653 | 1821.265 | 3538.3291 | 0 | -1080.5876
2030-08-13 | 19 | 460.4206 | 460.4206 | 135.8616 | 199.9196 | 199.9196 | 3777.208 | 1812.9873 | 674.2912 | 2808.5596 | 3642.53 | 3538.3291 | 0 | -1080.5876
2030-08-13 | 20 | 153.4735 | 153.4735 | 0 | 0 | 9.8334 | 3777.208 | 3358.2764 | -56.461 | 2553.2639 | 3642.53 | 3538.3291 | 0 | -1080.5876
2030-08-13 | 21 | 153.4735 | 153.4735 | 0 | 0 | 0 | 3777.208 | 2439.5391 | 1155.2692 | 3743.1306 | 3642.53 | 3538.3291 | 0 | -1080.5876
2030-08-13 | 22 | 153.4735 | 153.4735 | 0 | 0 | 0 | 3777.208 | 2388.7043 | 1059.4387 | 3743.1306 | 1966.7305 | 3538.3291 | 0 | -1080.5876
2030-08-13 | 23 | 306.9471 | 306.9471 | 0 | 49.0731 | 66.6399 | 3777.208 | 929.1248 | 1125.832 | 3321.2437 | 3092.6213 | 3538.3291 | 0 | -1080.5876
2030-08-13 | 24 | 153.4735 | 153.4735 | 0 | 0 | 0 | 3707.7612 | 1812.9873 | 1156.4796 | 3190.176 | 3642.53 | 3538.3291 | 0 | -1080.5876
2030-08-14 | 1 | 153.4735 | 153.4735 | 0 | 0 | 0 | 3777.208 | 3625.9746 | 1638.9752 | 3743.1306 | 3642.53 | 3538.3291 | 0 | -1080.5876
2030-08-14 | 2 | 153.4735 | 153.4735 | 0 | 0 | 0 | 3777.208 | 3625.9746 | 1892.6559 | 3743.1306 | 3642.53 | 3538.3291 | 0 | -1080.5876
2030-08-14 | 3 | 153.4735 | 153.4735 | 0 | 0 | 0 | 3777.208 | 3625.9746 | 3785.312 | 3743.1306 | 3642.53 | 3538.3291 | 0 | -1080.5876
2030-08-14 | 4 | 153.4735 | 153.4735 | 0 | 0 | 0 | 3777.208 | 3625.9746 | 3785.312 | 3743.1306 | 3642.53 | 3538.3291 | 0 | -1080.5876
2030-08-14 | 5 | 153.4735 | 153.4735 | 0 | 0 | 0 | 3777.208 | 3625.9746 | 3785.312 | 3743.1306 | 3642.53 | 3538.3291 | 0 | -1080.5876
2030-08-14 | 6 | 153.4735 | 153.4735 | 0 | 66.6399 | 20.605 | 3777.208 | 2877.9199 | 1751.5095 | 3743.1306 | 3642.53 | 3538.3291 | 0 | -1080.5876
2030-08-14 | 7 | 153.4735 | 153.4735 | 0 | 66.6399 | 56.5058 | 3777.208 | 1664.0194 | 2398.3547 | 3743.1306 | 3642.53 | 3538.3291 | 0 | -1080.5876
2030-08-14 | 8 | 153.4735 | 153.4735 | 0 | 66.6399 | 54.6018 | 3608.4541 | 230.922 | 2816.9148 | 3743.1306 | 3642.53 | 3538.3291 | 0 | -1080.5876
2030-08-14 | 9 | 153.4735 | 153.4735 | 0 | 133.2797 | 83.68 | 3777.208 | 1255.4088 | 2094.4988 | 3743.1306 | 3642.53 | 3514.2769 | 0 | -1080.5876
2030-08-14 | 10 | 153.4735 | 153.4735 | 0 | 169.5114 | 199.9196 | 3777.208 | 2127.115 | 954.5541 | 3743.1306 | 2409.4231 | 3538.3291 | 0 | -1080.5876
2030-08-14 | 11 | 153.4735 | 153.4735 | 0 | 199.9196 | 170.3575 | 3777.208 | 3101.4465 | 192.1828 | 2928.3132 | 1616.512 | 3538.3291 | 0 | -1080.5876
2030-08-14 | 12 | 153.4735 | 153.4735 | 0 | 133.2797 | 92.1686 | 3330.7678 | 1197.6001 | 869.6021 | 2249.5176 | 1688.3535 | 3538.3291 | 323.5132 | -1080.5876
2030-08-14 | 13 | 259.1704 | 306.9471 | 0 | 199.9196 | 199.9196 | 3777.208 | 215.8925 | -3.7193e-05 | -2.5272e-05 | 3642.53 | 3538.3291 | 0 | -1080.5876
2030-08-14 | 14 | 460.4206 | 460.4206 | 646.4638 | 199.9196 | 194.591 | 1888.604 | 215.8917 | 0.0010614 | 882.8172 | 1924.552 | 3053.584 | 0 | -1080.5876
2030-08-14 | 15 | 460.4206 | 460.4206 | 646.4638 | 199.9196 | 199.9196 | 1888.604 | 168.9215 | -584.4272 | 1635.5532 | 1986.3389 | 1769.1646 | 0 | -1080.5876
2030-08-14 | 16 | 460.4206 | 460.4206 | 646.4638 | 137.5993 | 199.9196 | 1888.604 | 166.8608 | -531.2213 | 1871.5653 | 1821.265 | 1259.351 | 0 | -1080.5876
2030-08-14 | 17 | 460.4206 | 460.4206 | 646.4638 | 163.987 | 133.2797 | 1888.604 | 168.9178 | -178.7853 | 1871.5653 | 1821.265 | 1769.1646 | 0 | -1080.5876
2030-08-14 | 18 | 306.9471 | 396.5013 | 646.4638 | 133.2797 | 133.2797 | 2380.6326 | 168.9191 | 1026.3655 | 1871.5653 | 2359.5488 | 2593.5989 | 0 | -1080.5876
2030-08-14 | 19 | 293.8142 | 153.4735 | 646.4638 | 199.9196 | 199.9196 | 1888.604 | 214.3697 | 1892.656 | 1871.5653 | 3226.3369 | 3538.3291 | 10.8725 | -1080.5876
2030-08-14 | 20 | 299.9223 | 153.4735 | 646.4638 | 199.9196 | 199.9196 | 1888.604 | 301.5308 | 1892.656 | 1871.5653 | 2256.1948 | 3538.3291 | 0 | -1080.5876
2030-08-14 | 21 | 306.9471 | 435.36 | 367.9734 | 133.2797 | 133.2797 | 1888.604 | 187.5268 | 164.5744 | 1871.5653 | 3642.53 | 3538.3291 | 0 | -1080.5876
2030-08-14 | 22 | 460.4206 | 354.1967 | 0 | 133.2797 | 133.2797 | 2091.3682 | 1812.9873 | 173.5273 | 1871.5653 | 3642.53 | 3538.3291 | 0 | -1080.5876
2030-08-14 | 23 | 153.4735 | 229.5521 | 0 | 133.2797 | 133.2797 | 3363.9875 | 215.8936 | 539.0926 | 1786.363 | 1821.265 | 3538.3291 | 0 | -1080.5876
2030-08-14 | 24 | 306.9471 | 306.9471 | 219.6564 | 133.2797 | 133.2797 | 1888.604 | 168.9195 | 477.0761 | 1854.8353 | 1821.265 | 2608.2996 | 0 | -1080.5876
2030-08-15 | 1 | 153.4735 | 153.4735 | 646.4638 | 0 | 0 | 3777.208 | 168.9193 | 1210.2537 | -1871.5653 | 1217.8809 | 1769.1646 | 0 | -1080.5876
2030-08-15 | 2 | 153.4735 | 153.4735 | 0 | 0 | 0 | 3777.208 | 215.8927 | 560.1939 | -1753.5129 | 2414.5449 | 3538.3291 | 0 | -1080.5876
2030-08-15 | 3 | 406.6785 | 306.9471 | 44.9253 | 133.2797 | 133.2797 | 3777.208 | 215.8937 | 987.3304 | 1306.8378 | 3642.53 | 3538.3291 | 0 | -1080.5876
2030-08-15 | 4 | 397.1711 | 460.4206 | 95.8099 | 266.4473 | 266.4473 | 3777.208 | 179.9551 | 2742.6924 | 3743.1306 | 3642.53 | 3538.3291 | 0 | -1080.5876
2030-08-15 | 5 | 306.9471 | 437.559 | 0 | 0 | 0 | 3777.208 | 505.0197 | 3202.8533 | 3743.1306 | 3642.53 | 3538.3291 | 0 | -1080.5876
2030-08-15 | 6 | 415.8865 | 306.9471 | 0 | 133.2797 | 133.2797 | 3777.208 | 298.2019 | 3631.2485 | 3743.1306 | 3642.53 | 3538.3291 | 0 | -1080.5876
2030-08-15 | 7 | 308.3498 | 460.4206 | 0 | 133.2797 | 133.2797 | 3777.208 | 228.7843 | 3785.312 | 3743.1306 | 3642.53 | 3171.7998 | 0 | -1080.5876
2030-08-15 | 8 | 460.4206 | 460.4206 | 0 | 255.5089 | 199.9196 | 3777.208 | 213.8927 | 3785.312 | 3607.7808 | 3642.53 | 2560.6213 | 0 | -1080.5876
2030-08-15 | 9 | 460.4206 | 460.4206 | 282.8429 | 217.907 | 266.4473 | 3777.208 | 215.8933 | 3785.312 | 2548.6362 | 3642.53 | 3538.3291 | 323.5132 | -1080.5876
2030-08-15 | 10 | 383.9652 | 306.9471 | 484.8478 | 199.9196 | 175.1112 | 3777.208 | 166.8608 | 3785.312 | 1738.0612 | 3642.53 | 3538.3291 | 0 | -1080.5876
2030-08-15 | 11 | 460.4206 | 460.4206 | 346.8098 | 66.6399 | 62.7945 | 3548.8823 | 215.8936 | 3214.325 | 2363.6973 | 3642.53 | 3538.3291 | 0 | -1080.5876
2030-08-15 | 12 | 460.4206 | 460.4206 | 323.2319 | 266.4473 | 266.4472 | 3777.208 | 215.8934 | 3232.1562 | 1428.2729 | 3642.53 | 3538.3291 | 0 | -1080.5876
2030-08-15 | 13 | 460.4206 | 460.4206 | 646.4638 | 266.4472 | 264.6313 | 3777.208 | 168.9193 | 2583.2063 | 1871.5653 | 2485.6765 | 3538.3291 | 0 | -1080.5876
2030-08-15 | 14 | 460.4206 | 460.4206 | 646.4638 | 258.0326 | 199.9196 | 3777.208 | 168.9195 | 1740.3347 | 1871.5653 | 1821.265 | 2801.1731 | 0 | -1080.5876
2030-08-15 | 15 | 460.4206 | 460.4206 | 646.4638 | 199.9196 | 199.9196 | 1888.604 | 168.9172 | 1152.6393 | 1871.5653 | 1821.265 | 2640.9023 | 0 | -1080.5876
2030-08-15 | 16 | 460.4206 | 460.4206 | 646.4638 | 133.2797 | 172.3004 | 3777.208 | 168.9217 | 1892.656 | 1871.5653 | 1821.265 | 1816.032 | 0 | -1080.5876
2030-08-15 | 17 | 460.4206 | 348.2473 | 646.4638 | 133.2797 | 133.2797 | 3777.208 | 1608.0757 | 356.1805 | 1582.3051 | 1821.265 | 2663.3635 | 0 | -1080.5876
2030-08-15 | 18 | 460.4206 | 460.4206 | 0 | 133.2797 | 144.1363 | 3777.208 | 215.8934 | 975.9441 | 1871.5653 | 2215.6699 | 3538.3291 | 0 | -1080.5876
2030-08-15 | 19 | 460.4206 | 460.4206 | 0 | 199.9196 | 199.9196 | 3777.208 | 215.8929 | 1657.4564 | 1871.5653 | 3642.53 | 2168.3403 | 210.4727 | -1080.5876
2030-08-15 | 20 | 460.4206 | 460.4206 | 0 | 199.9196 | 199.9196 | 3777.208 | 215.8929 | 1471.0277 | 1871.5653 | 2133.6501 | 3538.3291 | 0 | -1080.5876
2030-08-15 | 21 | 460.4206 | 460.4206 | 0 | 199.9196 | 199.9196 | 3777.208 | 215.8929 | 1256.749 | 1458.8209 | 3642.53 | 3538.3291 | 79.049 | -1080.5876
2030-08-15 | 22 | 460.4206 | 460.4206 | 0 | 199.9196 | 199.9196 | 3777.208 | 215.8925 | 1852.3547 | 1871.5653 | 3235.0793 | 3538.3291 | 0 | -1080.5876
2030-08-15 | 23 | 460.4206 | 460.4206 | 0 | 199.9196 | 199.9196 | 3706.7981 | 1017.3006 | 1892.656 | 1871.5653 | 1821.265 | 3538.3291 | 0 | -1080.5876
2030-08-15 | 24 | 306.9471 | 448.4356 | 0 | 133.2797 | 133.2797 | 3777.208 | 1812.9873 | 2157.5222 | 785.5533 | 1821.265 | 3538.3291 | 0 | -1080.5876
2030-08-16 | 1 | 460.4206 | 460.4206 | 165.3685 | 133.2797 | 146.7894 | 3777.208 | 215.894 | 2998.3384 | 1871.5653 | 1677.8831 | 1769.1646 | 0 | -1080.5876
2030-08-16 | 2 | 460.4206 | 460.4206 | 0 | 109.538 | 133.2797 | 3777.208 | 213.8936 | 3785.312 | 1547.8285 | 3642.53 | 2075.7056 | 0 | -1080.5876
2030-08-16 | 3 | 0 | 0 | 0 | 0 | 0 | 3777.208 | 956.5517 | 3785.312 | 3743.1306 | 3642.53 | 3038.7144 | 0 | -1080.5876
2030-08-16 | 4 | 0 | 0 | 0 | 0 | 0 | 3777.208 | 1539.5583 | 3785.312 | 3743.1306 | 3642.53 | 3526.4771 | 0 | -1080.5876
2030-08-16 | 5 | 153.4735 | 153.4735 | 0 | 0 | 0 | 3777.208 | 3171.2183 | 3785.312 | 3743.1306 | 3642.53 | 3538.3291 | 0 | -1080.5876
2030-08-16 | 6 | 153.4735 | 153.4735 | 0 | 0 | 0 | 3777.208 | 3625.9746 | 3785.312 | 3743.1306 | 3642.53 | 3538.3291 | 0 | -1080.5876
2030-08-16 | 7 | 153.4735 | 153.4735 | 0 | 0 | 0 | 3777.208 | 3625.9746 | 3785.312 | 3743.1306 | 3642.53 | 3538.3291 | 0 | -1080.5876
2030-08-16 | 8 | 153.4735 | 153.4735 | 0 | 0 | 12.5845 | 3777.208 | 3625.9746 | 3785.312 | 3743.1306 | 3642.53 | 3538.3291 | 0 | -1080.5876
2030-08-16 | 9 | 153.4735 | 153.4735 | 0 | 199.9196 | 186.6172 | 3777.208 | 3625.9746 | 3785.312 | 3743.1306 | 3642.53 | 3538.3291 | 0 | -1080.5876
2030-08-16 | 10 | 153.4735 | 153.4735 | 491.3506 | 266.4473 | 266.4473 | 3777.208 | 1859.3414 | 3785.312 | 3743.1306 | 3642.53 | 3538.3291 | 0 | -1080.5876
2030-08-16 | 11 | 153.4735 | 153.4735 | 498.2051 | 70.7757 | 133.2797 | 3777.208 | 1581.1252 | 3785.312 | 3743.1306 | 3642.53 | 3538.3291 | 0 | -1080.5876
2030-08-16 | 12 | 153.4735 | 153.4735 | 0 | 153.5197 | 133.2797 | 3777.208 | 2697.6594 | 3785.312 | 3743.1306 | 3642.53 | 3538.3291 | 0 | -1080.5876
2030-08-16 | 13 | 153.4735 | 247.6945 | 0 | 199.9196 | 199.9196 | 3777.208 | 334.3447 | 3785.312 | 3743.1306 | 3642.53 | 3538.3291 | 0 | -1080.5876
2030-08-16 | 14 | 265.2018 | 306.9471 | 646.4638 | 266.4473 | 266.4473 | 3395.0344 | 168.9201 | 3785.312 | 1871.5653 | 3642.53 | 2361.175 | 323.5132 | -1080.5876
2030-08-16 | 15 | 306.9471 | 349.6243 | 646.4638 | 199.9196 | 199.9196 | 3131.8799 | 168.9196 | 3785.312 | 1549.9873 | 3366.0742 | 497.3503 | 647.0264 | -1080.5876
2030-08-16 | 16 | 287.629 | 306.9471 | 646.4638 | 199.9196 | 199.9196 | 3777.208 | 168.9193 | 3785.312 | 2815.2708 | 2477.5215 | 492.3981 | 647.0264 | -1080.5876
2030-08-16 | 17 | 306.9471 | 341.5942 | 646.4638 | 199.9196 | 199.9196 | 3777.208 | 204.1558 | 3785.312 | 3743.1306 | 2482.4397 | 1769.1646 | 228.2082 | -1080.5876
2030-08-16 | 18 | 252.0042 | 306.9471 | 646.4638 | 199.9196 | 199.9196 | 3777.208 | 1812.9873 | 3785.312 | 3743.1306 | 3642.53 | 3538.3291 | 0 | -1080.5876
2030-08-16 | 19 | 153.4735 | 153.4735 | 0 | 190.7705 | 133.2797 | 3777.208 | 3625.9746 | 3785.312 | 3743.1306 | 3642.53 | 3538.3291 | 0 | -1080.5876
2030-08-16 | 20 | 153.4735 | 153.4735 | 0 | 73.972 | 66.6399 | 3777.208 | 3625.9756 | 3785.312 | 3743.1306 | 3642.53 | 3538.3291 | 0 | -1080.5876
2030-08-16 | 21 | 134.6829 | 153.4735 | 0 | 97.1496 | 66.6399 | 3777.208 | 3625.9746 | 3785.312 | 3743.1306 | 3642.53 | 3538.3291 | 0 | -1080.5876
2030-08-16 | 22 | 94.8152 | 0 | 0 | 133.2797 | 167.2146 | 3777.208 | 3625.9746 | 3785.312 | 3743.1306 | 3642.53 | 3538.3291 | 0 | -1080.5876
2030-08-16 | 23 | 0 | 0 | 4.9607 | 199.9196 | 146.5804 | 3777.208 | 3625.9746 | 3785.312 | 3743.1306 | 3642.53 | 3538.3291 | 0 | -1080.5876
2030-08-16 | 24 | 153.4735 | 153.4735 | 0 | 6.354 | 66.6399 | 3777.208 | 3625.9746 | 3785.312 | 3743.1306 | 3642.53 | 3538.3291 | 0 | -1080.5876
2030-08-17 | 1 | 153.4735 | 153.4735 | 0 | 66.6399 | 35.9324 | 3777.208 | 3625.9746 | 3785.312 | 3743.1306 | 3642.53 | 3538.3291 | 47.8003 | -1080.5876
2030-08-17 | 2 | 153.4735 | 153.4735 | 0 | 0 | 0 | 3777.208 | 3625.9746 | 3785.312 | 3743.1306 | 3642.53 | 3538.3291 | 0 | -1080.5876
2030-08-17 | 3 | 153.4735 | 153.4735 | 0 | 0 | 0 | 3777.208 | 3625.9746 | 3785.312 | 3743.1306 | 3642.53 | 3538.3291 | 0 | -1080.5876
2030-08-17 | 4 | 153.4735 | 102.8014 | 0 | 0 | 0 | 3777.208 | 3625.9746 | 3785.312 | 3743.1306 | 3642.53 | 3538.3291 | 0 | -1080.5876
2030-08-17 | 5 | 153.4735 | 153.4735 | 0 | 0 | 0 | 3777.208 | 3625.9746 | 3785.312 | 3743.1306 | 3642.53 | 3538.3291 | 0 | -1080.5876
2030-08-17 | 6 | 153.4735 | 153.4735 | 0 | 0 | 0 | 3777.208 | 3625.9746 | 3785.312 | 3743.1306 | 3642.53 | 3538.3291 | 0 | -1080.5876
2030-08-17 | 7 | 153.4735 | 153.4735 | 0 | 0 | 0 | 3777.208 | 3625.9746 | 3785.312 | 3743.1306 | 3642.53 | 3538.3291 | 0 | -1080.5876
2030-08-17 | 8 | 153.4735 | 153.4735 | 0 | 0 | 0 | 3777.208 | 3625.9746 | 3785.312 | 3743.1306 | 3642.53 | 3538.3291 | 0 | -1080.5876
2030-08-17 | 9 | 153.4735 | 153.4735 | 0 | 0 | 0 | 3777.208 | 3625.9746 | 3785.312 | 3743.1306 | 3642.53 | 3538.3291 | 0 | -1080.5876
2030-08-17 | 10 | 153.4735 | 153.4735 | 0 | 0 | 0 | 3777.208 | 3625.9746 | 1910.1891 | 3743.1306 | 3642.53 | 3538.3291 | 0 | -1080.5876
2030-08-17 | 11 | 153.4735 | 153.4735 | 436.2997 | 0 | 0 | 3777.208 | 2208.1855 | 271.6129 | 3743.1306 | 3642.53 | 3538.3291 | 0 | -1080.5876
2030-08-17 | 12 | 153.4735 | 153.4735 | 484.8478 | 0 | 0 | 3777.208 | 1812.9873 | -755.9767 | 1780.9608 | 3642.53 | 3538.3291 | 0 | -1080.5876
2030-08-17 | 13 | 357.5085 | 460.4206 | 0 | 133.2797 | 133.2797 | 3777.208 | 839.8456 | -474.7339 | 2180.6277 | 3642.53 | 3538.3291 | 0 | -1080.5876
2030-08-17 | 14 | 306.9471 | 306.9471 | 574.6898 | 133.2797 | 157.0564 | 3777.208 | 557.3877 | -695.3094 | 1871.5653 | 1821.265 | 3538.3291 | 0 | -1080.5876
2030-08-17 | 15 | 460.4206 | 460.4206 | 173.5793 | 199.9196 | 199.9196 | 1888.604 | 168.9199 | 1393.7473 | 1871.5653 | 1821.265 | 3538.3291 | 0 | -1080.5876
2030-08-17 | 16 | 306.9471 | 306.9471 | 86.1189 | 133.2797 | 183.4835 | 1888.604 | 168.9204 | 330.6909 | 1871.5653 | 1821.265 | 3538.3291 | 0 | -1080.5876
2030-08-17 | 17 | 153.4735 | 153.4735 | 199.4258 | 0 | 0 | 3777.208 | 2058.0527 | -468.4452 | 552.9956 | 1821.265 | 3538.3291 | 0 | -1080.5876
2030-08-17 | 18 | 153.4735 | 153.4735 | 275.8038 | 0 | 0 | 3777.208 | 3625.9746 | -69.4707 | 345.2908 | 1821.265 | 3538.3291 | 0 | -1080.5876
2030-08-17 | 19 | 153.4735 | 153.4735 | 57.3734 | 133.2797 | 133.2797 | 3777.208 | 3625.9746 | 274.7242 | 312.0127 | 1821.265 | 3538.3291 | 0 | -1080.5876
2030-08-17 | 20 | 153.4735 | 153.4735 | 281.8408 | 133.2797 | 133.2797 | 3777.208 | 3625.9746 | 430.4635 | -208.2355 | 1821.265 | 3538.3291 | 0 | -1080.5876
2030-08-17 | 21 | 153.4735 | 153.4735 | 0 | 0 | 0 | 3777.208 | 3625.9746 | 522.7487 | -2.5272e-05 | -3.2425e-05 | 3538.3291 | 0 | -1080.5876
2030-08-17 | 22 | 225.2857 | 306.9471 | 65.8108 | 131.4744 | 66.6399 | 3777.208 | 1923.6289 | -329.2098 | -2.5272e-05 | 1369.0507 | 3538.3291 | 0 | -1080.5876
2030-08-17 | 23 | 153.4735 | 153.4735 | 119.494 | 36.3045 | 66.6399 | 1888.604 | 678.6958 | -37.2155 | 1871.5653 | 1821.265 | 3538.3291 | 0 | -1080.5876
2030-08-17 | 24 | 153.4735 | 153.4735 | 269.3148 | 0 | 0 | 3777.208 | 215.8918 | 773.6717 | 1871.5653 | 2053.8108 | 3248.1748 | 0 | -1080.5876
2030-08-18 | 1 | 153.4735 | 153.4735 | 0 | 0 | 0 | 3777.208 | 215.8932 | 445.4892 | 1871.5653 | 3306.3477 | 1769.1646 | 0 | -1080.5876
2030-08-18 | 2 | 153.4735 | 153.4735 | 633.5644 | 0 | 0 | 3777.208 | 215.8929 | 469.1727 | 1615.6958 | 3642.53 | 1769.1646 | 0 | -1080.5876
2030-08-18 | 3 | 306.9471 | 315.4609 | 0 | 66.6399 | 35.9474 | 3777.208 | 571.8606 | 1680.0232 | 3743.1306 | 3642.53 | 3538.3291 | 0 | -1080.5876
2030-08-18 | 4 | 193.3075 | 306.9471 | 0 | 133.2797 | 148.0827 | 3777.208 | 3417.2883 | 2056.6365 | 3743.1306 | 3642.53 | 3538.3291 | 0 | -1080.5876
2030-08-18 | 5 | 153.4735 | 153.4735 | 0 | 27.0876 | 0 | 3777.208 | 3625.9746 | 3183.6331 | 3743.1306 | 3642.53 | 3538.3291 | 0 | -1080.5876
2030-08-18 | 6 | 153.4735 | 153.4735 | 0 | 0 | 0 | 3777.208 | 3625.9746 | 1609.7644 | 3743.1306 | 3642.53 | 3538.3291 | 0 | -1080.5876
2030-08-18 | 7 | 153.4735 | 153.4735 | 0 | 0 | 0 | 3777.208 | 3625.9746 | -977.5413 | 1037.7502 | 3642.53 | 3538.3291 | 0 | -1080.5876
2030-08-18 | 8 | 153.4735 | 153.4735 | 0 | 0 | 0 | 3777.208 | 3567.7573 | -1441.3855 | 1192.9847 | 3642.53 | 3538.3291 | 0 | -1080.5876
2030-08-18 | 9 | 153.4735 | 153.4735 | 0 | 0 | 0 | 3777.208 | 3625.9746 | -1382.1555 | 2429.4983 | 3642.53 | 3538.3291 | 0 | -1080.5876
2030-08-18 | 10 | 153.4735 | 153.4735 | 0 | 0 | 0 | 3777.208 | 3241.1306 | -1222.7997 | 1871.5653 | 3642.53 | 3538.3291 | 0 | -1080.5876
2030-08-18 | 11 | 153.4735 | 153.4735 | 0 | 0 | 0 | 3777.208 | 718.0237 | -1049.3037 | 1871.5653 | 2725.1738 | 3538.3291 | 0 | -1080.5876
2030-08-18 | 12 | 153.4735 | 153.4735 | 0 | 0 | 0 | 3777.208 | 336.1888 | -3.7193e-05 | 1871.5653 | 3176.5161 | 3538.3291 | 0 | -1080.5876
2030-08-18 | 13 | 153.4735 | 153.4735 | 0 | 0 | 0 | 3777.208 | 215.8927 | -3.7193e-05 | -2.5272e-05 | 3257.0291 | 3538.3291 | 0 | -1080.5876
2030-08-18 | 14 | 153.4735 | 153.4735 | 495.723 | 133.2797 | 133.2797 | 3425.0771 | 168.9192 | 675.2927 | 1871.5653 | 1821.265 | 2832.3416 | 0 | -1080.5876
2030-08-18 | 15 | 306.9471 | 425.1494 | 646.4638 | 133.2797 | 133.2797 | 1888.604 | 168.9191 | 796.2201 | 1871.5653 | 1821.265 | 2015.0293 | 0 | -1080.5876
2030-08-18 | 16 | 460.4206 | 460.4206 | 524.8894 | 133.2797 | 133.2797 | 2398.9285 | 168.9188 | 944.6752 | 1871.5653 | 1821.265 | 2285.4629 | 0 | -1080.5876
2030-08-18 | 17 | 460.4206 | 460.4206 | 345.6032 | 199.9196 | 199.9196 | 1888.604 | 168.9197 | 851.0438 | 1871.5653 | 1821.265 | 2732.2947 | 0 | -1080.5876
2030-08-18 | 18 | 460.4206 | 460.4206 | 351.3793 | 199.9196 | 199.9196 | 1989.8456 | 168.9192 | 470.1174 | 1871.5653 | 1821.265 | 3538.3291 | 0 | -1080.5876
2030-08-18 | 19 | 460.4206 | 460.4206 | 646.4638 | 199.9196 | 199.9196 | 2229.8848 | 1812.9873 | 333.7753 | 1871.5653 | 1821.265 | 3538.3291 | 0 | -1080.5876
2030-08-18 | 20 | 153.4735 | 153.4735 | 646.4638 | 66.6399 | 66.6399 | 3777.208 | 1812.9873 | 97.571 | 1407.2936 | 1821.265 | 3538.3291 | 0 | -1080.5876
2030-08-18 | 21 | 153.4735 | 153.4735 | 0 | 133.2797 | 133.2797 | 3777.208 | 2811.4275 | -50.0424 | -2.5272e-05 | -3.2425e-05 | 3538.3291 | 0 | -1080.5876
2030-08-18 | 22 | 460.4206 | 460.4206 | 0 | 199.9196 | 199.9196 | 3777.208 | 1497.449 | -421.7907 | -2.5272e-05 | -3.2425e-05 | 3538.3291 | 0 | -1080.5876
2030-08-18 | 23 | 460.4206 | 460.4206 | 0 | 83.6175 | 133.2797 | 3777.208 | 681.1534 | -3.7193e-05 | 273.6971 | 813.3759 | 3538.3291 | 0 | -1080.5876
2030-08-18 | 24 | 153.4735 | 153.4735 | 0 | 0 | 0 | 3777.208 | 215.8909 | -46.2052 | -2.5272e-05 | 1780.9233 | 3538.3291 | 0 | -1080.5876
2030-08-19 | 1 | 153.4735 | 153.4735 | 0 | 0 | 0 | 3777.208 | 215.8927 | -349.2878 | -2.5272e-05 | 1871.2667 | 2434.6606 | 0 | -1080.5876
2030-08-19 | 2 | 153.4735 | 153.4735 | 0 | 0 | 0 | 3777.208 | 3625.9746 | -607.6397 | 2004.1575 | 3642.53 | 3538.3291 | 0 | -1080.5876
2030-08-19 | 3 | 153.4735 | 153.4735 | 0 | 0 | 0 | 3777.208 | 3625.9746 | 2190.0237 | 3743.1306 | 3642.53 | 3538.3291 | 0 | -1080.5876
2030-08-19 | 4 | 153.4735 | 153.4735 | 0 | 0 | 0 | 3777.208 | 3625.9746 | 1892.6559 | 2669.5283 | 3642.53 | 3538.3291 | 0 | -1080.5876
2030-08-19 | 5 | 153.4735 | 153.4735 | 0 | 0 | 0 | 3777.208 | 3625.9746 | 1790.9165 | 3456.4792 | 3642.53 | 3538.3291 | 0 | -1080.5876
2030-08-19 | 6 | 153.4735 | 153.4735 | 0 | 0 | 0 | 3777.208 | 3625.9746 | 464.2964 | 3743.1306 | 3642.53 | 3538.3291 | 0 | -1080.5876
2030-08-19 | 7 | 153.4735 | 153.4735 | 0 | 0 | 0 | 3777.208 | 3625.9746 | 316.2379 | 3040.6714 | 3642.53 | 3538.3291 | 0 | -1080.5876
2030-08-19 | 8 | 153.4735 | 153.4735 | 0 | 0 | 0 | 3777.208 | 3625.9746 | -899.1808 | 1669.3511 | 3642.53 | 3538.3291 | 348.337 | -1080.5876
2030-08-19 | 9 | 460.4206 | 460.4206 | 0 | 199.9196 | 199.0267 | 3777.208 | 168.9194 | 176.8732 | 1871.5653 | 1821.265 | 3538.3291 | 0 | -1080.5876
2030-08-19 | 10 | 460.4206 | 460.4206 | 0 | 199.9196 | 199.9196 | 3777.208 | 757.2051 | 321.6693 | 1871.5653 | 1821.265 | 3538.3291 | 218.4335 | -1080.5876
2030-08-19 | 11 | 460.4206 | 460.4206 | 0 | 199.9196 | 199.9196 | 3777.208 | 1812.9873 | -3.7193e-05 | 1871.5653 | 1821.265 | 3538.3291 | 360.6668 | -1080.5876
2030-08-19 | 12 | 460.4206 | 460.4206 | 0 | 199.9196 | 199.9196 | 3777.208 | 1812.9873 | -3.7193e-05 | -2.5272e-05 | 1750.9801 | 3538.3291 | 0 | -1080.5876
2030-08-19 | 13 | 460.4206 | 460.4206 | 646.4638 | 199.9196 | 250.6637 | 3777.208 | 1812.9873 | 947.1985 | 1871.5653 | 1821.265 | 3538.3291 | 0 | -1080.5876
2030-08-19 | 14 | 460.4206 | 460.4206 | 0 | 219.5018 | 266.4472 | 3777.208 | 230.9238 | 213.3946 | 1417.1851 | 1821.2649 | 3538.3291 | 0 | -1080.5876
2030-08-19 | 15 | 460.4206 | 460.4206 | 12.0412 | 199.9196 | 199.9196 | 3777.208 | 2184.2266 | -217.1927 | 3743.1306 | -3.2425e-05 | 1769.1646 | 0 | -1080.5876
2030-08-19 | 16 | 153.4735 | 153.4735 | 646.4638 | 199.9196 | 199.9196 | 3777.208 | 1812.9873 | -455.4068 | 1871.5653 | -415.8491 | 1769.1646 | 0 | -1080.5876
2030-08-19 | 17 | 153.4735 | 153.4735 | 646.4638 | 133.2797 | 67.7018 | 3777.208 | 215.8929 | -5.7617 | 1711.2943 | -1019.6121 | 1300.9027 | 0 | -1080.5876
2030-08-19 | 18 | 153.4735 | 153.4735 | 646.4638 | 66.6399 | 66.6399 | 3777.208 | 215.8921 | -1410.1381 | -1421.4001 | 1762.6675 | 243.6983 | 0 | -1080.5876
2030-08-19 | 19 | 153.4735 | 153.4735 | 619.8536 | 0 | 0 | 3777.208 | 168.9208 | -135.7377 | 0 | -1049.7067 | 1769.1646 | 0 | -1080.5876
2030-08-19 | 20 | 153.4735 | 153.4735 | 646.4638 | 0 | 0 | 3777.208 | 215.8912 | -1242.0421 | -1871.5653 | 1632.8779 | 2613.5962 | 0 | -1080.5876
2030-08-19 | 21 | 153.4735 | 153.4735 | 164.9694 | 133.2797 | 133.2797 | 3777.208 | 356.7582 | -543.6816 | -2.5272e-05 | -3.2425e-05 | 3538.3291 | 0 | -1080.5876
2030-08-19 | 22 | 306.9471 | 182.0743 | 0 | 199.9196 | 199.9196 | 3777.208 | 1812.9873 | -545.481 | -2.5272e-05 | 0.0010662 | 3538.3291 | 0 | -1080.5876
2030-08-19 | 23 | 460.4206 | 460.4206 | 0 | 199.9196 | 199.9196 | 3638.0496 | 1812.9873 | -1098.0359 | -1871.5653 | 1821.265 | 3538.3291 | 0 | -1080.5876
2030-08-19 | 24 | 460.4206 | 460.4206 | 323.2319 | 199.9196 | 199.9196 | 3777.208 | 215.8917 | -303.5062 | -943.7101 | -3.2425e-05 | 3538.3291 | 0 | -1080.5876
2030-08-20 | 1 | 460.4206 | 460.4206 | 0 | 133.2797 | 72.0516 | 1888.604 | 215.8934 | -702.8974 | 515.3916 | 1821.265 | 3369.4927 | 0 | -1080.5876
2030-08-20 | 2 | 153.4735 | 153.4735 | 0 | 0 | 0 | 3777.208 | 230.9232 | -258.7393 | -0.0010018 | 1463.1902 | 3538.3291 | 0 | -1080.5876
2030-08-20 | 3 | 153.4735 | 153.4735 | 0 | 0 | 0 | 3777.208 | 2634.3528 | 281.9469 | 1216.6483 | 3642.53 | 3538.3291 | 0 | -1080.5876
2030-08-20 | 4 | 460.4206 | 460.4206 | 0 | 185.317 | 133.2797 | 3777.208 | 967.8362 | 1735.0431 | 1871.5653 | 3642.53 | 3538.3291 | 0 | -1080.5876
2030-08-20 | 5 | 432.6868 | 306.9471 | 0 | 0 | 0 | 3777.208 | 230.9235 | 2090.2021 | -2.5272e-05 | 3642.53 | 3538.3291 | 0 | -1080.5876
2030-08-20 | 6 | 456.8277 | 306.9471 | 0 | 0 | 0 | 3777.208 | 228.7843 | 1987.8666 | -2379.5056 | 3642.53 | 1873.511 | 0 | -1080.5876
2030-08-20 | 7 | 460.4206 | 460.4206 | 0 | 0 | 0 | 3071.1108 | 213.8929 | 1788.8308 | -3127.2874 | 3555.5986 | 1769.1646 | 0 | -1080.5876
2030-08-20 | 8 | 460.4206 | 460.4206 | 0 | 163.2027 | 133.2797 | 2345.4668 | 215.8929 | 1919.1025 | -1871.5653 | 3642.53 | 2874.2834 | 0 | -1080.5876
2030-08-20 | 9 | 460.4206 | 460.4206 | 347.8382 | 266.4473 | 266.4473 | 3721.5137 | 1256.016 | 2220.3882 | 155.8178 | 3642.53 | 3538.3291 | 81.1738 | -1080.5876
2030-08-20 | 10 | 460.4206 | 460.4206 | 0 | 199.9196 | 199.9196 | 3777.208 | 215.8932 | 2045.4879 | -2.5272e-05 | 3642.53 | 3538.3291 | 0 | -1080.5876
2030-08-20 | 11 | 460.4206 | 460.4206 | 75.6947 | 266.4472 | 266.4473 | 3389.2917 | 1812.9873 | 2064.4548 | -2.5272e-05 | 3483.9644 | 3538.3291 | 0 | -1080.5876
2030-08-20 | 12 | 460.4206 | 460.4206 | 0 | 266.4473 | 266.4472 | 3777.208 | 730.9076 | 2226.0581 | -2.5272e-05 | 3642.53 | 3538.3291 | 0 | -1080.5876
2030-08-20 | 13 | 460.4206 | 460.4206 | 0 | 199.9196 | 199.9196 | 3777.208 | 230.9228 | 2010.5583 | 502.6094 | 3642.53 | 3538.3291 | 0 | -1080.5876
2030-08-20 | 14 | 460.4206 | 460.4206 | 646.4638 | 193.6342 | 199.9196 | 2067.1711 | 215.8903 | 684.5157 | 1871.5653 | 3642.53 | 3538.3291 | 0 | -1080.5876
2030-08-20 | 15 | 460.4206 | 460.4206 | 646.4638 | 247.9252 | 199.9196 | 1888.604 | 168.9202 | 975.3577 | 1871.5653 | 1913.5079 | 1769.1646 | 0 | -1080.5876
2030-08-20 | 16 | 460.4206 | 460.4206 | 646.4638 | 184.8405 | 133.2797 | 1888.604 | 168.9197 | 1013.546 | 1871.5653 | 2143.6484 | 624.7407 | 0 | -1080.5876
2030-08-20 | 17 | 460.4206 | 460.4206 | 646.4638 | 133.2797 | 79.9693 | 1888.604 | 168.9202 | 1332.3654 | 1579.2462 | 1821.265 | 1769.1646 | 0 | -1080.5876
2030-08-20 | 18 | 460.4206 | 460.4206 | 646.4638 | 133.2797 | 174.6797 | 1888.604 | 168.922 | 1416.1223 | 1871.5653 | 1821.265 | 1769.1646 | 0 | -1080.5876
2030-08-20 | 19 | 460.4206 | 460.4206 | 352.9162 | 119.1379 | 66.6399 | 1957.7186 | 686.9497 | 861.424 | 1871.5653 | 3642.53 | 3538.3291 | 0 | -1080.5876
2030-08-20 | 20 | 460.4206 | 460.4206 | 0 | 70.3105 | 66.6399 | 3777.208 | 1016.4766 | 813.9236 | 229.8174 | 3642.53 | 3538.3291 | 0 | -1080.5876
2030-08-20 | 21 | 460.4206 | 460.4206 | 0 | 106.5932 | 66.6399 | 3777.208 | 1812.9873 | 890.0811 | 398.9239 | 3642.53 | 3538.3291 | 0 | -1080.5876
2030-08-20 | 22 | 460.4206 | 460.4206 | 0 | 138.1371 | 199.9196 | 2247.2214 | 403.8254 | 1342.5759 | 1871.5653 | 3642.53 | 3538.3291 | 0 | -1080.5876
2030-08-20 | 23 | 460.4206 | 460.4206 | 0 | 199.9196 | 199.9196 | 3275.8997 | 215.8923 | 1436.4052 | 42.4061 | 3642.53 | 3538.3291 | 0 | -1080.5876
2030-08-20 | 24 | 460.4206 | 460.4206 | 0 | 199.9196 | 199.9196 | 3127.5828 | 215.8948 | 1053.6035 | -2.5272e-05 | 3642.53 | 3538.3291 | 0 | -1080.5876
2030-08-21 | 1 | 460.4206 | 460.4206 | 300.5293 | 199.9196 | 199.9196 | 2521.8523 | 215.8937 | 677.6003 | -2.5272e-05 | 3642.53 | 3538.3291 | 0 | -1080.5876
2030-08-21 | 2 | 460.4206 | 460.4206 | 0 | 133.2797 | 133.2797 | 3777.208 | 215.8929 | 1086.4028 | 281.7921 | 3642.53 | 3538.3291 | 0 | -1080.5876
2030-08-21 | 3 | 460.4206 | 460.4206 | 0 | 66.6399 | 44.2471 | 3777.208 | 2955.9314 | 3785.312 | 3224.2285 | 3642.53 | 3538.3291 | 0 | -1080.5876
2030-08-21 | 4 | 153.4735 | 153.4735 | 0 | 0 | 0 | 3777.208 | 3625.9746 | 3785.312 | 3743.1306 | 3642.53 | 3538.3291 | 0 | -1080.5876
2030-08-21 | 5 | 153.4735 | 153.4735 | 0 | 0 | 0 | 3777.208 | 3625.9746 | 3785.312 | 3743.1306 | 3642.53 | 3538.3291 | 0 | -1080.5876
2030-08-21 | 6 | 0 | 0 | 0 | 0 | 0 | 3777.208 | 3625.9746 | 3785.312 | 3743.1306 | 3642.53 | 3538.3291 | 0 | -1080.5876
2030-08-21 | 7 | 153.4735 | 153.4735 | 0 | 0 | 0 | 3777.208 | 3625.9746 | 3785.312 | 3743.1306 | 3642.53 | 3538.3291 | 0 | -1080.5876
2030-08-21 | 8 | 153.4735 | 153.4735 | 0 | 199.9196 | 199.9196 | 3777.208 | 3625.9746 | 3785.312 | 3743.1306 | 3642.53 | 3538.3291 | 0 | -1080.5876
2030-08-21 | 9 | 153.4735 | 153.4735 | 0 | 66.6399 | 105.8601 | 3777.208 | 3471.7229 | 3785.312 | 3743.1306 | 3642.53 | 3538.3291 | 0 | -1080.5876
2030-08-21 | 10 | 153.4735 | 153.4735 | 0 | 0 | 17.237 | 3777.208 | 1880.8385 | 2073.9438 | 2431.4399 | 1821.265 | 3538.3291 | 0 | -1080.5876
2030-08-21 | 11 | 460.4206 | 409.109 | 185.2803 | 141.9208 | 199.9196 | 3712.4775 | 2256.1279 | 243.7186 | 1871.5653 | 3132.9666 | 3538.3291 | 0 | -1080.5876
2030-08-21 | 12 | 460.4206 | 460.4206 | 0 | 133.2797 | 133.2797 | 3777.208 | 2128.7551 | 0.0010614 | 1361.8663 | 2717.3779 | 3538.3291 | 0 | -1080.5876
2030-08-21 | 13 | 460.4206 | 460.4206 | 0 | 199.9196 | 199.9196 | 3777.208 | 875.1195 | -3.7193e-05 | 1854.8749 | 378.9619 | 3538.3291 | 0 | -1080.5876
2030-08-21 | 14 | 460.4206 | 460.4206 | 646.4638 | 199.9196 | 199.9196 | 1888.604 | 1421.417 | 375.2109 | 1687.6042 | -1821.265 | 3538.3291 | 0 | -1080.5876
2030-08-21 | 15 | 281.9724 | 153.4735 | 646.4638 | 133.2797 | 133.2797 | 2693.1414 | 406.1119 | 281.5625 | 1871.5653 | -1821.265 | 3538.3291 | 0 | -1080.5876
2030-08-21 | 16 | 306.9471 | 314.6047 | 646.4638 | 0 | 0 | 1888.604 | 213.8929 | -343.8271 | 1871.5653 | -41.952 | 3333.7312 | 0 | -1080.5876
2030-08-21 | 17 | 153.4735 | 153.4735 | 646.4638 | 0 | 0 | 2849 | 215.8931 | 327.5571 | 1871.5653 | -1655.5016 | 3538.3291 | 0 | -1080.5876
2030-08-21 | 18 | 153.4735 | 153.4735 | 646.4638 | 0 | 0 | 2434.8792 | 1812.9873 | 285.9361 | 1871.5653 | -1086.1147 | 3538.3291 | 0 | -1080.5876
2030-08-21 | 19 | 153.4735 | 153.4735 | 501.1649 | 0 | 0 | 3315.9983 | 1812.9873 | -283.5452 | 1524.948 | 613.3032 | 3538.3291 | 0 | -1080.5876
2030-08-21 | 20 | 153.4735 | 153.4735 | 646.4638 | 0 | 0 | 3777.208 | 1812.9873 | -1069.5808 | 555.793 | 1821.265 | 3538.3291 | 0 | -1080.5876
2030-08-21 | 21 | 153.4735 | 153.4735 | 646.4638 | 0 | 0 | 3777.208 | 3625.9746 | -744.91 | -315.2538 | 1821.265 | 3538.3291 | 0 | -1080.5876
2030-08-21 | 22 | 153.4735 | 153.4735 | 0 | 0 | 0 | 3777.208 | 3625.9746 | -708.5923 | 78.1588 | 1821.265 | 3538.3291 | 0 | -1080.5876
2030-08-21 | 23 | 153.4735 | 167.9323 | 0 | 66.6399 | 66.6399 | 3777.208 | 2233.8074 | -326.7648 | -204.6654 | 1821.265 | 3538.3291 | 0 | -1080.5876
2030-08-21 | 24 | 460.4206 | 460.4206 | 383.1846 | 66.6399 | 29.7877 | 3777.208 | 168.9205 | 453.6174 | 1871.5653 | 971.9154 | 3538.3291 | 0 | -1080.5876
2030-08-22 | 1 | 153.4735 | 153.4735 | 646.4638 | 66.6399 | 4.428 | 3777.208 | 215.8929 | 1701.4408 | 852.0969 | 368.8687 | 3538.3291 | 0 | -1080.5876
2030-08-22 | 2 | 153.4735 | 153.4735 | 646.4638 | 0 | 0 | 3637.1467 | 215.8921 | 1533.8696 | -1871.5653 | 1821.265 | 3538.3291 | 0 | -1.6451e-05
2030-08-22 | 3 | 153.4735 | 153.4735 | 0 | 0 | 0 | 3777.208 | 215.8917 | 2485.7175 | -1824.1816 | 2129.033 | 3538.3291 | 0 | -1080.5876
2030-08-22 | 4 | 153.4735 | 153.4735 | 0 | 0 | 0 | 3777.208 | 215.894 | 2390.0442 | -522.3498 | 1821.265 | 3538.3291 | 0 | -1080.5876
2030-08-22 | 5 | 153.4735 | 153.4735 | 0 | 0 | 0 | 3777.208 | 215.8932 | 1362.2677 | -2.5272e-05 | 3642.53 | 3538.3291 | 0 | -1080.5876
2030-08-22 | 6 | 306.9471 | 307.0048 | 0 | 0 | 0 | 3777.208 | 215.8932 | 1127.64 | -2.5272e-05 | 3642.53 | 3538.3291 | 0 | -1080.5876
2030-08-22 | 7 | 442.2677 | 460.4206 | 484.8478 | 0 | 0 | 3777.208 | 215.8934 | 1003.8766 | 1871.5653 | 3642.53 | 3538.3291 | 0 | -1080.5876
2030-08-22 | 8 | 460.4206 | 460.4206 | 0 | 266.4473 | 265.1215 | 3777.208 | 230.9235 | 1020.886 | 1663.0559 | 3642.53 | 3538.3291 | 0 | -1080.5876
2030-08-22 | 9 | 460.4206 | 460.4206 | 646.4638 | 266.4473 | 266.4473 | 3777.208 | 543.1594 | 1641.8413 | 1871.5653 | 1821.265 | 3538.3291 | 90.908 | -1080.5876
2030-08-22 | 10 | 460.4206 | 460.4206 | 43.6204 | 266.4473 | 266.4473 | 3777.208 | 1812.9873 | 1742.2134 | 1871.5653 | 1821.265 | 3538.3291 | 0 | -1080.5876
2030-08-22 | 11 | 460.4206 | 460.4206 | 0 | 199.9196 | 214.6269 | 3777.208 | 1227.1149 | 1935.3948 | 1871.5653 | 1821.265 | 3538.3291 | 49.6083 | -1080.5876
2030-08-22 | 12 | 460.4206 | 460.4206 | 646.4638 | 266.4473 | 232.0268 | 2096.8101 | 919.2006 | 2047.8058 | 1871.5653 | 1821.265 | 3538.3291 | 340.2062 | -1080.5876
2030-08-22 | 13 | 460.4206 | 460.4206 | 484.8478 | 199.9196 | 199.9196 | 2704.5505 | 168.9191 | 1316.1654 | 1871.5653 | 1821.265 | 3538.3291 | 0 | -1080.5876
2030-08-22 | 14 | 460.4206 | 460.4206 | 646.4638 | 266.4473 | 266.4472 | 3644.2065 | 168.9194 | 1377.8401 | 1871.5653 | 1821.265 | 3538.3291 | 0 | -1080.5876
2030-08-22 | 15 | 460.4206 | 460.4206 | 646.4638 | 199.9196 | 199.9196 | 1888.604 | 168.92 | 787.0446 | 1871.5653 | 1821.265 | 3538.3291 | 0 | -1080.5876
2030-08-22 | 16 | 460.4206 | 460.4206 | 646.4638 | 199.9196 | 153.4219 | 1888.604 | 168.9207 | 580.3729 | 1871.5653 | 1821.265 | 2542.8508 | 0 | -1080.5876
2030-08-22 | 17 | 460.4206 | 460.4206 | 646.4638 | 133.2797 | 137.6839 | 1888.604 | 168.9174 | 415.3869 | 1871.5653 | 1821.265 | 3383.3293 | 0 | -1080.5876
2030-08-22 | 18 | 460.4206 | 460.4206 | 646.4638 | 144.1272 | 199.9196 | 2433.6665 | 1812.9873 | 522.4515 | 1871.5653 | 1821.265 | 3538.3291 | 0 | -1080.5876
2030-08-22 | 19 | 460.4206 | 460.4206 | 0 | 199.9196 | 199.9196 | 3777.208 | 215.8932 | 695.6728 | -2.5272e-05 | 3597.1841 | 3538.3291 | 0 | -1080.5876
2030-08-22 | 20 | 460.4206 | 460.4206 | 0 | 266.4473 | 266.4473 | 3777.208 | 215.8939 | 1721.7583 | 208.1191 | 3642.53 | 3538.3291 | 0 | -1080.5876
2030-08-22 | 21 | 460.4206 | 460.4206 | 0 | 266.4473 | 266.4473 | 3777.208 | 215.8927 | 2558.0688 | 531.0817 | 3642.53 | 3538.3291 | 0 | -1080.5876
2030-08-22 | 22 | 460.4206 | 460.4206 | 0 | 199.9196 | 199.9196 | 2405.2122 | 215.8947 | 2653.8406 | 1871.5653 | 3642.53 | 3538.3291 | 0 | -1080.5876
2030-08-22 | 23 | 460.4206 | 460.4206 | 0 | 199.9196 | 209.2455 | 1888.604 | 763.0422 | 3398.8953 | 1871.5653 | 3329.1909 | 3538.3291 | 0 | -1080.5876
2030-08-22 | 24 | 386.3309 | 306.9471 | 456.6671 | 0 | 0 | 1888.604 | 168.9197 | 3785.312 | 3380.2791 | 1821.265 | 3409.592 | 0 | -1080.5876
2030-08-23 | 1 | 460.4206 | 432.5395 | 0 | 44.6485 | 0 | 206.7099 | 213.8931 | 3785.312 | 2499.2349 | 3642.53 | 527.137 | 0 | -1080.5876
2030-08-23 | 2 | 460.4206 | 460.4206 | 0 | 66.6399 | 66.6399 | 3777.208 | -6.9141e-06 | 3785.312 | 3743.1306 | 3642.53 | 1769.1646 | 0 | -1080.5876
2030-08-23 | 3 | 153.4735 | 20.3039 | 0 | 0 | 0 | 3777.208 | 1299.962 | 3785.312 | 3743.1306 | 3642.53 | 3538.3291 | 0 | -1080.5876
2030-08-23 | 4 | 153.4735 | 41.6896 | 0 | 0 | 0 | 3777.208 | 3625.9746 | 3785.312 | 3743.1306 | 3642.53 | 3538.3291 | 0 | -1080.5876
2030-08-23 | 5 | 86.7437 | 0 | 0 | 0 | 0 | 3777.208 | 3625.9746 | 3785.312 | 3743.1306 | 3642.53 | 3538.3291 | 0 | -1080.5876
2030-08-23 | 6 | 153.4735 | 153.4735 | 0 | 0 | 0 | 3777.208 | 3625.9746 | 3785.312 | 3743.1306 | 3642.53 | 3538.3291 | 0 | -1080.5876
2030-08-23 | 7 | 153.4735 | 153.4735 | 0 | 0 | 0 | 3777.208 | 3625.9746 | 3785.312 | 3743.1306 | 3642.53 | 3538.3291 | 0 | -1080.5876
2030-08-23 | 8 | 153.4735 | 153.4735 | 0 | 0 | 0 | 3777.208 | 3625.9746 | 3785.312 | 3743.1306 | 3642.53 | 3538.3291 | 0 | -1080.5876
2030-08-23 | 9 | 153.4735 | 153.4735 | 0 | 23.3974 | 0 | 3777.208 | 3625.9746 | 3785.312 | 3743.1306 | 3642.53 | 3538.3291 | 0 | -1080.5876
2030-08-23 | 10 | 153.4735 | 153.4735 | 0 | 66.6399 | 6.4235 | 3777.208 | 3625.9746 | 3785.312 | 3743.1306 | 3642.53 | 3538.3291 | 0 | -1080.5876
2030-08-23 | 11 | 153.4735 | 153.4735 | 484.8478 | 199.9196 | 257.2109 | 3777.208 | 2560.8391 | 3785.312 | 3743.1306 | 3642.53 | 3538.3291 | 0 | -1080.5876
2030-08-23 | 12 | 344.8404 | 460.4206 | 172.2917 | 199.9196 | 199.9196 | 3777.208 | 1412.3259 | 3785.312 | 3743.1306 | 3642.53 | 3538.3291 | 0 | -1080.5876
2030-08-23 | 13 | 266.9939 | 306.9471 | 0 | 266.4472 | 266.4473 | 3777.208 | 2523.0981 | 3785.312 | 3743.1306 | 3642.53 | 3538.3291 | 0 | -1080.5876
2030-08-23 | 14 | 153.4735 | 153.4735 | 0 | 66.6399 | 75.9942 | 3777.208 | 1107.0759 | 3785.312 | 3743.1306 | 3642.53 | 3538.3291 | 0 | -1080.5876
2030-08-23 | 15 | 153.4735 | 153.4735 | 436.8648 | 149.9064 | 133.2797 | 3777.208 | 970.0753 | 3785.312 | 3743.1306 | 3642.53 | 3538.3291 | 0 | -1080.5876
2030-08-23 | 16 | 153.4735 | 153.4735 | 467.9665 | 93.3839 | 133.2797 | 3777.208 | 627.5044 | 3785.312 | 3743.1306 | 3642.53 | 3538.3291 | 0 | -1080.5876
2030-08-23 | 17 | 153.4735 | 153.4735 | 571.9444 | 133.2797 | 133.2797 | 3777.208 | 1131.2063 | 3785.312 | 3743.1306 | 3642.53 | 3538.3291 | 0 | -1080.5876
2030-08-23 | 18 | 153.4735 | 153.4735 | 558.5918 | 199.9196 | 199.9196 | 3777.208 | 168.9197 | 3785.312 | 3743.1306 | 3642.53 | 3538.3291 | 0 | -1080.5876
2030-08-23 | 19 | 153.4735 | 153.4735 | 177.2171 | 199.9196 | 199.9196 | 3777.208 | 189.0096 | 3785.312 | 3743.1306 | 3642.53 | 3538.3291 | 0 | -1080.5876
2030-08-23 | 20 | 290.9796 | 306.9471 | 185.3278 | 199.9196 | 199.9196 | 3777.208 | 1812.9873 | 1892.656 | 3743.1306 | 3642.53 | 3538.3291 | 0 | -1080.5876
2030-08-23 | 21 | 460.4206 | 460.4206 | 0 | 199.9196 | 199.9196 | 3777.208 | 1866.251 | -372.974 | 2862.7686 | 3642.53 | 3538.3291 | 0 | -1080.5876
2030-08-23 | 22 | 460.4206 | 460.4206 | 0 | 199.9196 | 199.9196 | 3777.208 | 2494.2725 | 0.0010614 | 2147.7969 | 1821.265 | 3538.3291 | 0 | -1080.5876
2030-08-23 | 23 | 460.4206 | 460.4206 | 0 | 199.9196 | 199.9196 | 3777.208 | 2969.7422 | -166.5351 | 1871.5653 | 1821.265 | 3538.3291 | 0 | -1080.5876
2030-08-23 | 24 | 460.4206 | 460.4206 | 0 | 199.9196 | 199.9196 | 3777.208 | 896.5873 | -1315.6029 | 1871.5653 | 1821.265 | 3538.3291 | 0 | -1080.5876
2030-08-24 | 1 | 153.4735 | 153.4735 | 646.4638 | 0 | 0 | 3777.208 | 1812.9873 | -1626.7324 | 1641.2904 | 988.8875 | 3538.3291 | 0 | -1080.5876
2030-08-24 | 2 | 153.4735 | 153.4735 | 0 | 0 | 0 | 3777.208 | 1772.8643 | 1892.6559 | 3743.1306 | 3642.53 | 1769.1646 | 0 | -1080.5876
2030-08-24 | 3 | 153.4735 | 153.4735 | 0 | 0 | 0 | 3777.208 | 3625.9746 | 3785.312 | 3743.1306 | 3642.53 | 3538.3291 | 0 | -1080.5876
2030-08-24 | 4 | 153.4735 | 153.4735 | 0 | 0 | 0 | 3777.208 | 3625.9746 | 3785.312 | 3743.1306 | 3642.53 | 3538.3291 | 0 | -1080.5876
2030-08-24 | 5 | 153.4735 | 153.4735 | 0 | 0 | 0 | 3777.208 | 3625.9746 | 3785.312 | 3743.1306 | 3642.53 | 3538.3291 | 0 | -1080.5876
2030-08-24 | 6 | 153.4735 | 153.4735 | 0 | 0 | 0 | 3777.208 | 3625.9746 | 3785.312 | 3743.1306 | 3642.53 | 3538.3291 | 0 | -1080.5876
2030-08-24 | 7 | 153.4735 | 153.4735 | 0 | 0 | 0 | 3777.208 | 3625.9746 | 3785.312 | 3743.1306 | 3642.53 | 3538.3291 | 0 | -1080.5876
2030-08-24 | 8 | 153.4735 | 153.4735 | 0 | 0 | 0 | 3777.208 | 3625.9746 | 3785.312 | 3743.1306 | 3642.53 | 3538.3291 | 0 | -1080.5876
2030-08-24 | 9 | 153.4735 | 153.4735 | 0 | 0 | 0 | 3777.208 | 3625.9746 | 3785.312 | 3743.1306 | 3642.53 | 3538.3291 | 0 | -1080.5876
2030-08-24 | 10 | 128.2699 | 0 | 0 | 0 | 20.4298 | 3777.208 | 3625.9746 | 3785.312 | 3743.1306 | 3642.53 | 3538.3291 | 0 | -1080.5876
2030-08-24 | 11 | 0 | 116.3986 | 484.8478 | 133.2797 | 79.7166 | 3777.208 | 3625.9746 | 3785.312 | 3743.1306 | 3642.53 | 3538.3291 | 0 | -1080.5876
2030-08-24 | 12 | 153.4735 | 153.4735 | 646.4638 | 266.4473 | 266.4473 | 3777.208 | 3625.9746 | 3785.312 | 3743.1306 | 3642.53 | 3538.3291 | 0 | -1080.5876
2030-08-24 | 13 | 153.4735 | 153.4735 | 82.4826 | 222.2937 | 199.9196 | 3777.208 | 2979.6531 | 3785.312 | 3743.1306 | 3642.53 | 3538.3291 | 0 | -1080.5876
2030-08-24 | 14 | 153.4735 | 230.9431 | 21.9307 | 265.8764 | 199.9196 | 3777.208 | 1812.9873 | 3785.312 | 3743.1306 | 3642.53 | 3538.3291 | 0 | -1080.5876
2030-08-24 | 15 | 460.4206 | 460.4206 | 312.5755 | 234.4016 | 199.9196 | 3777.208 | 168.9199 | 3785.312 | 3743.1306 | 3642.53 | 3538.3291 | 0 | -1080.5876
2030-08-24 | 16 | 460.4206 | 460.4206 | 646.4638 | 199.9196 | 203.557 | 3777.208 | 166.8604 | 3785.312 | 3743.1306 | 3642.53 | 3538.3291 | 0 | -1080.5876
2030-08-24 | 17 | 306.9471 | 292.7484 | 646.4638 | 199.9196 | 199.9196 | 3777.208 | 239.3091 | 3785.312 | 3743.1306 | 3642.53 | 3538.3291 | 0 | -1080.5876
2030-08-24 | 18 | 153.4735 | 153.4735 | 0 | 133.2797 | 119.6556 | 3777.208 | 2613.3657 | 3785.312 | 3743.1306 | 3642.53 | 3538.3291 | 0 | -1080.5876
2030-08-24 | 19 | 153.4735 | 153.4735 | 646.4638 | 266.4473 | 266.4473 | 3777.208 | 2750.0398 | 3785.312 | 3743.1306 | 3642.53 | 3538.3291 | 0 | -1080.5876
2030-08-24 | 20 | 153.4735 | 129.5606 | 646.4638 | 162.3087 | 199.9196 | 3777.208 | 3053.9629 | 3785.312 | 3743.1306 | 3642.53 | 3538.3291 | 0 | -1080.5876
2030-08-24 | 21 | 153.4735 | 42.1178 | 321.5344 | 266.4472 | 229.5057 | 3777.208 | 3341.2668 | 3785.312 | 3743.1306 | 3642.53 | 3538.3291 | 0 | -1080.5876
2030-08-24 | 22 | 12.8121 | 0 | 29.989 | 239.7235 | 266.4473 | 3777.208 | 3625.9746 | 3785.312 | 3743.1306 | 3642.53 | 3538.3291 | 0 | -1080.5876
2030-08-24 | 23 | 0 | 22.257 | 0 | 133.2797 | 133.2797 | 3777.208 | 3022.7488 | 3785.312 | 3743.1306 | 3642.53 | 3538.3291 | 0 | -1080.5876
2030-08-24 | 24 | 153.4735 | 60.7343 | 0 | 66.6399 | 59.2306 | 3777.208 | 3625.9746 | 3785.312 | 3743.1306 | 3642.53 | 3538.3291 | 0 | -1080.5876
2030-08-25 | 1 | 153.4735 | 153.4735 | 0 | 0 | 0 | 3777.208 | 3625.9746 | 3785.312 | 3743.1306 | 3642.53 | 3538.3291 | 0 | -1080.5876
2030-08-25 | 2 | 153.4735 | 153.4735 | 0 | 0 | 0 | 3777.208 | 3625.9746 | 3785.312 | 3743.1306 | 3642.53 | 3538.3291 | 0 | -1080.5876
2030-08-25 | 3 | 153.4735 | 153.4735 | 0 | 0 | 0 | 3777.208 | 3625.9746 | 3785.312 | 3743.1306 | 3642.53 | 3538.3291 | 0 | -1080.5876
2030-08-25 | 4 | 153.4735 | 153.4735 | 0 | 0 | 0 | 3777.208 | 3625.9746 | 3785.312 | 3743.1306 | 3642.53 | 3538.3291 | 0 | -1080.5876
2030-08-25 | 5 | 153.4735 | 153.4735 | 0 | 0 | 0 | 3777.208 | 3625.9746 | 3785.312 | 3743.1306 | 3642.53 | 3538.3291 | 0 | -1080.5876
2030-08-25 | 6 | 153.4735 | 153.4735 | 0 | 0 | 0 | 3777.208 | 3625.9746 | 3785.312 | 3743.1306 | 3642.53 | 3538.3291 | 0 | -1080.5876
2030-08-25 | 7 | 0 | 0 | 0 | 0 | 0 | 3777.208 | 3625.9746 | 1934.4745 | 3743.1306 | 3642.53 | 3538.3291 | 0 | -1080.5876
2030-08-25 | 8 | 153.4735 | 153.4735 | 0 | 0 | 0 | 3777.208 | 3625.9746 | 1892.6559 | 3743.1306 | 3642.53 | 3538.3291 | 0 | -1080.5876
2030-08-25 | 9 | 153.4735 | 153.4735 | 0 | 0 | 0 | 3777.208 | 3625.9746 | 2934.2183 | 3743.1306 | 3642.53 | 3538.3291 | 0 | -1080.5876
2030-08-25 | 10 | 153.4735 | 153.4735 | 0 | 0 | 0 | 3777.208 | 3625.9746 | 2849.0615 | 3743.1306 | 3642.53 | 3538.3291 | 0 | -1080.5876
2030-08-25 | 11 | 153.4735 | 153.4735 | 0 | 133.2797 | 139.4137 | 3777.208 | 3625.9746 | 1976.864 | 3743.1306 | 3642.53 | 3538.3291 | 0 | -1080.5876
2030-08-25 | 12 | 153.4735 | 153.4735 | 646.4638 | 101.1293 | 133.2797 | 3436.9731 | 3242.0029 | 1817.6077 | 3743.1306 | 3642.53 | 3538.3291 | 0 | -1080.5876
2030-08-25 | 13 | 244.2007 | 306.9471 | 646.4638 | 199.9196 | 199.9196 | 3185.0837 | 2238.8894 | 1892.656 | 1871.5653 | 3642.53 | 3538.3291 | 0 | -1080.5876
2030-08-25 | 14 | 460.4206 | 460.4206 | 646.4638 | 199.9196 | 165.9495 | 3777.208 | 1812.9873 | 1892.656 | 2023.7717 | 3642.53 | 3538.3291 | 0 | -1080.5876
2030-08-25 | 15 | 460.4206 | 460.4206 | 646.4638 | 266.4473 | 266.4473 | 3777.208 | 168.9205 | 1892.656 | 2485.127 | 1821.265 | 2115.7 | 0 | -1080.5876
2030-08-25 | 16 | 460.4206 | 460.4206 | 646.4638 | 266.4472 | 266.4473 | 2446.0852 | 168.9213 | 1892.656 | 1871.5653 | 3642.53 | 2522.97 | 0 | -1080.5876
2030-08-25 | 17 | 460.4206 | 460.4206 | 646.4638 | 266.4473 | 266.4472 | 1888.604 | 168.9187 | 1892.656 | 1871.5653 | 3642.53 | 2290.822 | 142.6026 | -1080.5876
2030-08-25 | 18 | 460.4206 | 460.4206 | 646.4638 | 206.2371 | 266.4473 | 1888.604 | 168.9195 | 1892.656 | 1871.5653 | 2623.9417 | 3538.3291 | 0 | -1080.5876
2030-08-25 | 19 | 460.4206 | 460.4206 | 646.4638 | 199.9196 | 199.9196 | 3169.387 | 1812.9873 | 281.5994 | 1871.5653 | 1821.265 | 3538.3291 | 0 | -1080.5876
2030-08-25 | 20 | 460.4206 | 460.4206 | 646.4638 | 199.9196 | 199.9196 | 3777.208 | 1812.9873 | 200.1853 | 1871.5653 | 1821.265 | 3538.3291 | 0 | -1080.5876
2030-08-25 | 21 | 460.4206 | 460.4206 | 0 | 199.9196 | 199.9196 | 1888.604 | 1812.9873 | 119.7147 | 1871.5653 | 1821.265 | 3538.3291 | 0 | -1080.5876
2030-08-25 | 22 | 460.4206 | 460.4206 | 646.4638 | 199.9196 | 199.9196 | 1888.604 | 1659.9249 | 0 | 1871.5653 | 1821.265 | 3538.3291 | 0 | -1080.5876
2030-08-25 | 23 | 460.4206 | 460.4206 | 646.4638 | 133.2797 | 133.2797 | 2431.6475 | 168.9195 | -416.8921 | 1871.5653 | 1821.265 | 3110.5676 | 110.6262 | -1080.5876
2030-08-25 | 24 | 153.4735 | 153.4735 | 646.4638 | 0 | 0 | 3777.208 | 168.9204 | -379.5247 | 1871.5653 | 1821.265 | 1705.4049 | 647.0264 | -1080.5876
2030-08-26 | 1 | 153.4735 | 153.4735 | 0 | 0 | 0 | 3777.208 | 3625.9746 | -998.6697 | -1140.4562 | -3.2425e-05 | 3538.3291 | 0 | -1080.5876
2030-08-26 | 2 | 153.4735 | 153.4735 | 0 | 0 | 0 | 3777.208 | 3625.9746 | -1640.5256 | 3743.1306 | 2651.3389 | 3538.3291 | 0 | -1080.5876
2030-08-26 | 3 | 153.4735 | 153.4735 | 0 | 0 | 0 | 3777.208 | 3625.9746 | 868.9896 | 3743.1306 | 3642.53 | 3538.3291 | 0 | -1080.5876
2030-08-26 | 4 | 153.4735 | 153.4735 | 0 | 0 | 0 | 3777.208 | 3625.9746 | 368.9186 | 3743.1306 | 3642.53 | 3538.3291 | 0 | -1080.5876
2030-08-26 | 5 | 153.4735 | 153.4735 | 0 | 0 | 0 | 3777.208 | 3625.9746 | -675.8927 | 3743.1306 | 3642.53 | 3538.3291 | 0 | -1080.5876
2030-08-26 | 6 | 153.4735 | 153.4735 | 0 | 0 | 0 | 3777.208 | 3625.9746 | -791.1748 | 865.0381 | 1821.265 | 3538.3291 | 0 | -1080.5876
2030-08-26 | 7 | 153.4735 | 153.4735 | 0 | 0 | 0 | 3777.208 | 3218.7175 | -1692.3066 | 958.8483 | 1945.6311 | 3538.3291 | 0 | -1080.5876
2030-08-26 | 8 | 153.4735 | 153.4735 | 0 | 0 | 0 | 3777.208 | 1812.9873 | -1649.0262 | 2918.8264 | 3642.53 | 3538.3291 | 0 | -1080.5876
2030-08-26 | 9 | 460.4206 | 460.4206 | 0 | 133.2797 | 133.2797 | 3777.208 | 215.8942 | -1922.2955 | 1871.5653 | 3642.53 | 3538.3291 | 0 | -1080.5876
2030-08-26 | 10 | 460.4206 | 460.4206 | 0 | 199.9196 | 199.9196 | 3777.208 | 3625.9746 | -1100.3055 | 2055.9402 | 1821.265 | 3538.3291 | 0 | -1080.5876
2030-08-26 | 11 | 460.4206 | 460.4206 | 0 | 199.9196 | 199.9196 | 3777.208 | 1812.9873 | -758.8967 | 1871.5653 | 1821.265 | 3538.3291 | 0 | -1080.5876
2030-08-26 | 12 | 460.4206 | 460.4206 | 646.4638 | 199.9196 | 199.9196 | 3777.208 | 1812.9873 | 0 | 1871.5653 | 1821.265 | 3538.3291 | 0 | -1080.5876
2030-08-26 | 13 | 460.4206 | 460.4206 | 0 | 199.9196 | 199.9196 | 3777.208 | 2876.2168 | -3.7193e-05 | 1871.5653 | 1821.265 | 3538.3291 | 0 | -1080.5876
2030-08-26 | 14 | 460.4206 | 460.4206 | 646.4638 | 199.9196 | 199.9196 | 3777.208 | 1812.9873 | -853.4964 | 1871.5653 | 347.8464 | 3538.3291 | 0 | -1080.5876
2030-08-26 | 15 | 460.4206 | 460.4206 | 523.7931 | 199.9196 | 199.9196 | 1888.604 | 1812.1686 | -1618.0564 | 520.5004 | 1821.265 | 3538.3291 | 0 | -1080.5876
2030-08-26 | 16 | 460.4206 | 460.4206 | 596.2867 | 199.9196 | 199.9196 | 1888.604 | 1586.1722 | -1368.8531 | 1298.6272 | 1821.265 | 3538.3291 | 0 | -1080.5876
2030-08-26 | 17 | 460.4206 | 460.4206 | 646.4638 | 133.2797 | 179.1335 | 1888.604 | 1699.4377 | -1175.2449 | 1871.5653 | 1821.265 | 3538.3291 | 0 | -1080.5876
2030-08-26 | 18 | 460.4206 | 460.4206 | 641.0316 | 133.2797 | 133.2797 | 1888.604 | 168.9197 | -1022.0795 | 1871.5653 | 2772.1885 | 3538.3291 | 0 | -1080.5876
2030-08-26 | 19 | 460.4206 | 460.4206 | 87.039 | 199.9196 | 148.5479 | 1888.604 | 168.9205 | -646.4487 | 1871.5653 | 1821.265 | 3341.2336 | 0 | -1080.5876
2030-08-26 | 20 | 460.4206 | 460.4206 | 0 | 199.9196 | 199.9196 | 1888.604 | 168.9201 | 498.5576 | 1871.5653 | 1821.265 | 3538.3291 | 0 | -1080.5876
2030-08-26 | 21 | 460.4206 | 460.4206 | 0 | 199.9196 | 199.9196 | 3777.208 | 215.8927 | -3.7193e-05 | 1871.5653 | 1821.265 | 3538.3291 | 0 | -1080.5876
2030-08-26 | 22 | 460.4206 | 460.4206 | 0 | 199.9196 | 199.9196 | 3777.208 | 215.8934 | -3.7193e-05 | 1871.5653 | 3545.4688 | 3538.3291 | 0 | -1080.5876
2030-08-26 | 23 | 460.4206 | 460.4206 | 0 | 199.9196 | 199.9196 | 3777.208 | 215.8922 | -1135.8304 | -2.5272e-05 | 3642.53 | 3538.3291 | 0 | -1080.5876
2030-08-26 | 24 | 153.4735 | 153.4735 | 0 | 0 | 0 | 1888.604 | 215.894 | -1250.3414 | -68.8392 | 3642.53 | 3538.3291 | 0 | -1080.5876
2030-08-27 | 1 | 153.4735 | 153.4735 | 348.5677 | 0 | 0 | 3777.208 | 215.8934 | 36.6495 | -2.5272e-05 | 3642.53 | 3538.3291 | 6.0588 | -1080.5876
2030-08-27 | 2 | 153.4735 | 153.4735 | 0 | 0 | 0 | 3777.208 | 215.8922 | -34.1791 | 744.8199 | 3642.53 | 3538.3291 | 0 | -1080.5876
2030-08-27 | 3 | 153.4735 | 153.4735 | 0 | 0 | 0 | 3777.208 | 2202.7827 | -191.1316 | -2.5272e-05 | 3642.53 | 3538.3291 | 0 | -1080.5876
2030-08-27 | 4 | 153.4735 | 153.4735 | 0 | 0 | 0 | 3777.208 | 1812.9873 | 138.5985 | 782.0524 | 3642.53 | 3538.3291 | 0 | -1080.5876
2030-08-27 | 5 | 153.4735 | 153.4735 | 0 | 0 | 0 | 3777.208 | 1946.7804 | 323.6237 | 358.587 | 3642.53 | 3538.3291 | 0 | -1080.5876
2030-08-27 | 6 | 306.9471 | 176.6898 | 0 | 0 | 0 | 3635.0381 | 2148.103 | 1089.8593 | 1871.5653 | 3642.53 | 3538.3291 | 0 | -1080.5876
2030-08-27 | 7 | 429.3255 | 460.4206 | 0 | 0 | 0 | 2560.7271 | 3625.9746 | 1459.8591 | 3743.1306 | 3642.53 | 3538.3291 | 0 | -1080.5876
2030-08-27 | 8 | 153.4735 | 153.4735 | 0 | 0 | 0 | 3777.208 | 1812.9873 | 504.2236 | 816.5701 | 3642.53 | 3538.3291 | 0 | -1080.5876
2030-08-27 | 9 | 460.4206 | 460.4206 | 0 | 133.2797 | 133.2797 | 3777.208 | 1812.9873 | 974.8276 | 1871.5653 | 2667.3564 | 3538.3291 | 0 | -1080.5876
2030-08-27 | 10 | 460.4206 | 460.4206 | 0 | 199.9196 | 199.9196 | 3777.208 | 3034.3079 | 1076.7662 | 1871.5653 | 1821.265 | 3538.3291 | 0 | -1080.5876
2030-08-27 | 11 | 460.4206 | 460.4206 | 0 | 199.9196 | 199.9196 | 3777.208 | 1817.5262 | 48.3562 | 1871.5653 | 3642.53 | 3538.3291 | 32.9071 | -1080.5876
2030-08-27 | 12 | 460.4206 | 460.4206 | 0 | 199.9196 | 199.9196 | 3210.4468 | 1812.9873 | 784.3872 | 1871.5653 | 1821.265 | 3538.3291 | 0 | -1080.5876
2030-08-27 | 13 | 460.4206 | 460.4206 | 646.4638 | 199.9196 | 199.9196 | 3438.0164 | 1812.9873 | 354.0881 | 1871.5653 | 2595.3279 | 3538.3291 | 0 | -1080.5876
2030-08-27 | 14 | 460.4206 | 460.4206 | 646.4638 | 266.4472 | 266.4473 | 1888.604 | 1141.9937 | 0 | 1871.5653 | 1821.265 | 3538.3291 | 0 | -1080.5876
2030-08-27 | 15 | 460.4206 | 460.4206 | 646.4638 | 199.9196 | 199.9196 | 1888.604 | 3106.7346 | -1065.8694 | 1871.5653 | 1933.0526 | 3538.3291 | 0 | -1080.5876
2030-08-27 | 16 | 460.4206 | 460.4206 | 646.4638 | 199.9196 | 199.9196 | 1888.604 | 3232.4956 | -1166.979 | 1382.464 | 1821.265 | 3538.3291 | 0 | -1080.5876
2030-08-27 | 17 | 460.4206 | 460.4206 | 646.4638 | 199.9196 | 199.9196 | 1888.604 | 3625.9746 | -1665.5643 | 1237.5734 | 2811.6123 | 3538.3291 | 0 | -1080.5876
2030-08-27 | 18 | 460.4206 | 460.4206 | 646.4638 | 199.9196 | 199.9196 | 3272.9153 | 3625.9746 | -1637.9604 | 1871.5653 | 3642.53 | 3538.3291 | 0 | -1080.5876
2030-08-27 | 19 | 306.9471 | 374.4733 | 313.9312 | 133.2797 | 133.2797 | 3585.4392 | 3625.9746 | -1702.8589 | 1871.5653 | 3642.53 | 3538.3291 | 0 | -1080.5876
2030-08-27 | 20 | 460.4206 | 460.4206 | 239.431 | 199.9196 | 199.9196 | 3777.208 | 3377.6787 | -929.8 | 1871.5653 | 1995.6803 | 3538.3291 | 10.8407 | -1080.5876
2030-08-27 | 21 | 460.4206 | 460.4206 | 0 | 199.9196 | 199.9196 | 3777.208 | 3625.9746 | -3.7193e-05 | 3743.1306 | 3642.53 | 3538.3291 | 0 | -1080.5876
2030-08-27 | 22 | 460.4206 | 460.4206 | 335.8483 | 199.9196 | 199.9196 | 3777.208 | 3625.9746 | 0 | 2308.5544 | 1821.265 | 3538.3291 | 0 | -1080.5876
2030-08-27 | 23 | 460.4206 | 460.4206 | 0 | 199.9196 | 199.9196 | 3777.208 | 1812.9873 | 62.4737 | 1871.5653 | 1821.265 | 3538.3291 | 0 | -1080.5876
2030-08-27 | 24 | 460.4206 | 460.4206 | 630.7166 | 199.9196 | 199.9196 | 3777.208 | 1090.8632 | -150.0544 | 1871.5653 | 1821.265 | 3538.3291 | 0 | -1080.5876
2030-08-28 | 1 | 153.4735 | 153.4735 | 475.9779 | 0 | 0 | 3777.208 | 1919.5101 | 297.3486 | 1871.5653 | 3642.53 | 3538.3291 | 0 | -1080.5876
2030-08-28 | 2 | 153.4735 | 153.4735 | 0 | 0 | 0 | 3777.208 | 215.8927 | 1420.3577 | 3743.1306 | 3642.53 | 3538.3291 | 0 | -1080.5876
2030-08-28 | 3 | 153.4735 | 153.4735 | 0 | 0 | 0 | 3777.208 | 3031.7463 | 2028.9882 | 1363.2283 | 3642.53 | 3538.3291 | 0 | -1080.5876
2030-08-28 | 4 | 153.4735 | 153.4735 | 0 | 66.6399 | 5.772 | 3777.208 | 2333.6384 | 1320.1689 | 1654.0718 | 3642.53 | 3538.3291 | 0 | -1080.5876
2030-08-28 | 5 | 153.4735 | 153.4735 | 0 | 0 | 0 | 3777.208 | 215.8942 | -1.451 | 413.7363 | 3642.53 | 3538.3291 | 0 | -1080.5876
2030-08-28 | 6 | 153.4735 | 153.4735 | 0 | 0 | 0 | 3777.208 | 1812.9873 | 61.3532 | 1871.5653 | 3642.53 | 3538.3291 | 0 | -1080.5876
2030-08-28 | 7 | 153.4735 | 153.4735 | 0 | 0 | 0 | 3777.208 | 1273.6711 | 843.3171 | 3743.1306 | 3642.53 | 3538.3291 | 0 | -1080.5876
2030-08-28 | 8 | 153.4735 | 153.4735 | 0 | 0 | 0 | 3777.208 | 1812.9873 | 710.7916 | 1871.5653 | 1821.265 | 3538.3291 | 0 | -1080.5876
2030-08-28 | 9 | 460.4206 | 460.4206 | 0 | 199.9196 | 199.9196 | 3777.208 | 1812.9873 | 410.0822 | 2082.9802 | 1941.9509 | 3538.3291 | 0 | -1080.5876
2030-08-28 | 10 | 460.4206 | 460.4206 | 0 | 199.9196 | 199.9196 | 3777.208 | 215.8943 | -3.7193e-05 | 1180.6533 | 1910.1747 | 3538.3291 | 0 | -1080.5876
2030-08-28 | 11 | 460.4206 | 460.4206 | 0 | 199.9196 | 199.9196 | 3777.208 | 3625.9746 | -3.7193e-05 | -2.5272e-05 | 2515.6472 | 3538.3291 | 0 | -1080.5876
2030-08-28 | 12 | 460.4206 | 460.4206 | 0 | 199.9196 | 199.9196 | 3777.208 | 3625.9746 | -3.7193e-05 | 1878.7677 | 3642.53 | 3538.3291 | 0 | -1080.5876
2030-08-28 | 13 | 460.4206 | 460.4206 | 0 | 199.9196 | 199.9196 | 3777.208 | 215.8928 | -3.7193e-05 | 2639.6628 | 629.2696 | 3538.3291 | 0 | -1080.5876
2030-08-28 | 14 | 460.4206 | 460.4206 | 0 | 199.9196 | 199.9196 | 3777.208 | 215.8947 | -3.7193e-05 | 2813.6841 | 624.5325 | 3538.3291 | 0 | -1080.5876
2030-08-28 | 15 | 460.4206 | 460.4206 | 0 | 199.9196 | 199.9196 | 3777.208 | 215.8951 | -3.7193e-05 | 1871.5653 | 1217.2736 | 3538.3291 | 0 | -1080.5876
2030-08-28 | 16 | 460.4206 | 460.4206 | 0 | 199.9196 | 199.9196 | 3777.208 | 215.8918 | -3.7193e-05 | 2162.1509 | 1821.265 | 2923.7634 | 0 | -1080.5876
2030-08-28 | 17 | 306.9471 | 306.9471 | 0 | 199.9196 | 198.3629 | 3777.208 | 421.7407 | -284.8844 | 3743.1306 | 2041.6656 | 3538.3291 | 0 | -1080.5876
2030-08-28 | 18 | 306.9471 | 306.9471 | 0 | 162.5919 | 133.2797 | 3777.208 | 215.8928 | -1030.2155 | 3743.1306 | 2602.3528 | 3538.3291 | 0 | -1080.5876
2030-08-28 | 19 | 306.9471 | 458.4242 | 0 | 133.2797 | 123.8082 | 3777.208 | 2899.218 | -1051.609 | 3743.1306 | 2232.9526 | 3538.3291 | 0 | -1080.5876
2030-08-28 | 20 | 226.7086 | 153.4735 | 0 | 133.2797 | 77.1376 | 3777.208 | 3625.9746 | -1783.7529 | 1794.1147 | 2284.2808 | 3538.3291 | 0 | -1080.5876
2030-08-28 | 21 | 153.4735 | 180.7885 | 0 | 133.2797 | 124.2114 | 3777.208 | 3625.9746 | -1258.3774 | 2339.1396 | 1665.9052 | 3538.3291 | 0 | -1080.5876
2030-08-28 | 22 | 460.4206 | 460.4206 | 0 | 199.9196 | 199.9196 | 3777.208 | 1178.1989 | -1851.7668 | 1335.5859 | 1821.265 | 3538.3291 | 0 | -1080.5876
2030-08-28 | 23 | 153.4735 | 153.4735 | 0 | 66.6399 | 66.6399 | 3777.208 | 1812.9873 | -2179.3679 | 400.4503 | 1821.265 | 3538.3291 | 0 | -1080.5876
2030-08-28 | 24 | 153.4735 | 153.4735 | 0 | 0 | 0 | 3777.208 | 3522.209 | -2344.0383 | 275.5958 | 174.1423 | 3538.3291 | 0 | -1080.5876
2030-08-29 | 1 | 153.4735 | 153.4735 | 0 | 0 | 0 | 3777.208 | 3625.9746 | -3128.3003 | 1337.5557 | 3642.53 | 3538.3291 | 0 | -1080.5876
2030-08-29 | 2 | 153.4735 | 153.4735 | 0 | 0 | 0 | 3777.208 | 3625.9746 | -2074.0874 | 3743.1306 | 3642.53 | 3538.3291 | 0 | -1080.5876
2030-08-29 | 3 | 153.4735 | 153.4735 | 0 | 100.5517 | 133.2797 | 3777.208 | 3571.3882 | -925.1548 | 1871.5653 | 3642.53 | 3538.3291 | 0 | -1080.5876
2030-08-29 | 4 | 153.4735 | 153.4735 | 0 | 0 | 0 | 3777.208 | 2012.8149 | -580.8231 | 1871.5653 | 3642.53 | 3538.3291 | 0 | -1080.5876
2030-08-29 | 5 | 153.4735 | 153.4735 | 0 | 133.2797 | 89.6375 | 3777.208 | 3625.9746 | 421.0003 | 1080.9834 | 3642.53 | 3538.3291 | 0 | -1080.5876
2030-08-29 | 6 | 306.9471 | 288.1194 | 0 | 0 | 0 | 3777.208 | 2687.446 | 734.2328 | -2.5272e-05 | 3642.53 | 3538.3291 | 0 | -1080.5876
2030-08-29 | 7 | 306.9471 | 282.6277 | 0 | 0 | 0 | 3777.208 | 215.8942 | 1457.1898 | 851.6005 | 1821.265 | 3538.3291 | 0 | -1080.5876
2030-08-29 | 8 | 460.4206 | 460.4206 | 0 | 133.2797 | 193.7564 | 2944.6584 | 215.8925 | 1892.656 | 1871.5653 | 3642.53 | 1769.1646 | 0 | -1080.5876
2030-08-29 | 9 | 460.4206 | 460.4206 | 0 | 133.2797 | 74.8576 | 3777.208 | 215.8923 | 1922.5034 | 1871.5653 | 1821.265 | 3538.3291 | 0 | -1080.5876
2030-08-29 | 10 | 460.4206 | 460.4206 | 646.4638 | 199.9196 | 221.6676 | 3777.208 | 168.9193 | 2002.8646 | 1871.5653 | 2080.9365 | 3538.3291 | 0 | -1080.5876
2030-08-29 | 11 | 460.4206 | 460.4206 | 0 | 199.9196 | 199.9196 | 3777.208 | 213.8938 | 2162.6213 | 1097.7297 | 1821.265 | 3454.5315 | 0 | -1080.5876
2030-08-29 | 12 | 460.4206 | 460.4206 | 0 | 199.9196 | 199.9196 | 3777.208 | 215.8948 | 1921.4391 | -2.5272e-05 | 1020.2414 | 3538.3291 | 0 | -1080.5876
2030-08-29 | 13 | 460.4206 | 460.4206 | 0 | 199.9196 | 199.9196 | 3777.208 | 215.8939 | 1846.8812 | 100.196 | -3.2425e-05 | 3538.3291 | 0 | -1080.5876
2030-08-29 | 14 | 460.4206 | 460.4206 | 0 | 199.9196 | 199.9196 | 3777.208 | 215.8929 | 1199.9569 | 1871.5653 | 1750.0936 | 1769.1646 | 0 | -1080.5876
2030-08-29 | 15 | 460.4206 | 460.4206 | 481.9038 | 199.9196 | 199.9196 | 2201.459 | 168.9196 | 1034.064 | 1871.5653 | 0 | 1769.1646 | 0 | -1080.5876
2030-08-29 | 16 | 460.4206 | 460.4206 | 646.4638 | 199.9196 | 199.9196 | 1888.604 | 168.9192 | 376.554 | 1691.4266 | 266.0916 | 1769.1646 | 0 | -1080.5876
2030-08-29 | 17 | 460.4206 | 460.4206 | 328.3528 | 199.9196 | 199.9196 | 1888.604 | 166.8607 | 238.4711 | 641.0681 | 1148.3468 | 1769.1646 | 0 | -1080.5876
2030-08-29 | 18 | 460.4206 | 460.4206 | 323.2319 | 199.9196 | 199.9196 | 1888.604 | 166.8601 | 746.2706 | 1757.5505 | 1821.265 | 1769.1646 | 0 | -1080.5876
2030-08-29 | 19 | 460.4206 | 460.4206 | 595.8625 | 199.9196 | 199.9196 | 1888.604 | 168.9196 | 1112.1083 | 1093.4668 | 1821.265 | 3538.3291 | 0 | -1080.5876
2030-08-29 | 20 | 460.4206 | 460.4206 | 0 | 199.9196 | 199.9196 | 1888.604 | 168.9186 | 1462.6033 | 1871.5653 | 1821.265 | 3538.3291 | 0 | -1080.5876
2030-08-29 | 21 | 460.4206 | 460.4206 | 0 | 199.9196 | 199.9196 | 1888.604 | 213.8926 | 680.8537 | 963.2108 | 3549.6218 | 2671.8894 | 0 | -1080.5876
2030-08-29 | 22 | 460.4206 | 460.4206 | 0 | 199.9196 | 199.9196 | 1888.604 | 215.894 | 1423.8418 | 1871.5653 | 1821.265 | 3174.353 | 0 | -1080.5876
2030-08-29 | 23 | 460.4206 | 460.4206 | 0 | 199.9196 | 199.9196 | 1888.604 | 168.9195 | 1504.0361 | 1871.5653 | 1821.265 | 1769.1646 | 0 | -1080.5876
2030-08-29 | 24 | 460.4206 | 460.4206 | 0 | 133.2797 | 133.2797 | 1888.604 | 166.8606 | 1763.4857 | -642.1943 | -3.2425e-05 | 1055.6796 | 0 | -1080.5876
2030-08-30 | 1 | 460.4206 | 460.4206 | 0 | 133.2797 | 133.2797 | 1888.604 | 213.8936 | 1602.7883 | -2.5272e-05 | -3.2425e-05 | 265.2426 | 0 | -1080.5876
2030-08-30 | 2 | 460.4206 | 460.4206 | 0 | 133.2797 | 184.8347 | 3777.208 | 215.8933 | 1154.4321 | -3322.77 | 1821.265 | 1769.1646 | 0 | -1080.5876
2030-08-30 | 3 | 431.6027 | 306.9471 | 0 | 0 | 0 | 2490.3545 | 228.7832 | 1212.9485 | -1938.0575 | 3642.53 | 3538.3291 | 0 | -1080.5876
2030-08-30 | 4 | 291.2226 | 306.9471 | 0 | 0 | 0 | 3777.208 | 230.923 | 1872.7366 | 1567.9768 | 3642.53 | 3538.3291 | 0 | -1080.5876
2030-08-30 | 5 | 213.8238 | 153.4735 | 0 | 199.9196 | 199.9196 | 3777.208 | 1812.9873 | 3726.1729 | 3690.8645 | 3642.53 | 3538.3301 | 0 | -1080.5876
2030-08-30 | 6 | 306.9471 | 202.0487 | 0 | 199.9196 | 199.9196 | 3777.208 | 3309.4968 | 3785.312 | 1871.5653 | 3642.53 | 3538.3291 | 0 | -1080.5876
2030-08-30 | 7 | 153.4735 | 153.4735 | 0 | 199.9196 | 190.8632 | 3777.208 | 2908.9062 | 3785.312 | 84.1152 | 3642.53 | 3538.3291 | 0 | -1080.5876
2030-08-30 | 8 | 255.9087 | 306.9471 | 0 | 0 | 0 | 3777.208 | 230.9219 | 3714.9141 | -2.5272e-05 | 3642.53 | 2856.6509 | 0 | -1080.5876
2030-08-30 | 9 | 460.4206 | 460.4206 | 0 | 0 | 0 | 3192.8357 | 213.8931 | 3231.0132 | 84.3495 | 3642.53 | 1807.2059 | 0 | -1080.5876
2030-08-30 | 10 | 460.4206 | 460.4206 | 0 | 199.9196 | 199.9196 | 1911.0231 | 213.8932 | 3559.708 | 1871.5653 | 2896.4458 | 639.4849 | 0 | -1080.5876
2030-08-30 | 11 | 460.4206 | 460.4206 | 646.4638 | 266.4473 | 266.4472 | 1888.604 | 166.8602 | 3260.5593 | 1871.5653 | 2135.1416 | 1769.1646 | 0 | -1080.5876
2030-08-30 | 12 | 460.4206 | 460.4206 | 0 | 266.4473 | 266.4473 | 1888.604 | 168.9201 | 2505.4771 | 1080.3868 | 1821.265 | 1972.9778 | 0 | -1080.5876
2030-08-30 | 13 | 460.4206 | 460.4206 | 646.4638 | 199.9196 | 199.9196 | 1888.604 | 168.9196 | 1664.4868 | 403.2177 | 1821.265 | 3206.1294 | 0 | -1080.5876
2030-08-30 | 14 | 460.4206 | 460.4206 | 62.3543 | 199.9196 | 199.9196 | 3777.208 | 215.8914 | 1892.656 | -411.9217 | 1821.265 | 2064.5251 | 0 | -1080.5876
2030-08-30 | 15 | 460.4206 | 460.4206 | 323.2319 | 199.9196 | 174.6836 | 2045.6465 | 166.8609 | 659.2634 | 0 | 1821.265 | 1518.6251 | 0 | -1080.5876
2030-08-30 | 16 | 460.4206 | 460.4206 | 484.8478 | 175.5442 | 199.9196 | 1888.604 | 166.8612 | 1519.9105 | 1661.1515 | 0 | 0 | 0 | -1080.5876
2030-08-30 | 17 | 460.4206 | 460.4206 | 256.6432 | 133.2797 | 192.9409 | 2247.009 | 168.9199 | 860.8021 | 879.5509 | 1821.265 | 221.0094 | 0 | -1080.5876
2030-08-30 | 18 | 460.4206 | 460.4206 | 286.8109 | 266.4473 | 233.3087 | 3522.658 | 168.9197 | 815.759 | 839.3445 | 1821.265 | 1769.1646 | 0 | -1080.5876
2030-08-30 | 19 | 460.4206 | 460.4206 | 0 | 199.9196 | 199.9196 | 3777.208 | 215.8927 | 938.5397 | -2.5272e-05 | 2343.261 | 2077.1384 | 0 | -1080.5876
2030-08-30 | 20 | 460.4206 | 460.4206 | 223.0568 | 199.9196 | 199.9196 | 3612.4834 | 215.8922 | 1804.5046 | 254.0727 | 1821.265 | 2443.7405 | 0 | -1080.5876
2030-08-30 | 21 | 460.4206 | 460.4206 | 0 | 199.9196 | 199.9196 | 3777.208 | 213.8933 | 2140.5789 | -2.5272e-05 | 1994.8046 | 2364.4124 | 0 | -1080.5876
2030-08-30 | 22 | 460.4206 | 460.4206 | 0 | 174.7504 | 199.9196 | 3777.208 | 213.8926 | 1925.443 | -2.5272e-05 | 3237.1211 | 1761.4729 | 0 | -1080.5876
2030-08-30 | 23 | 460.4206 | 460.4206 | 0 | 152.5159 | 199.9196 | 3777.208 | 230.9246 | 2593.4944 | 1213.8406 | 3642.53 | 2898.2781 | 0 | -1080.5876
2030-08-30 | 24 | 153.4735 | 153.4735 | 0 | 43.9615 | 66.6399 | 3777.208 | 2857.1516 | 3785.312 | 3743.1306 | 3642.53 | 2961.7158 | 0 | -1080.5876
2030-08-31 | 1 | 153.4735 | 153.4735 | 0 | 0 | 0 | 3777.208 | 3625.9746 | 3785.312 | 3743.1306 | 3642.53 | 3538.3291 | 0 | -1080.5876
2030-08-31 | 2 | 0 | 0 | 0 | 0 | 0 | 3777.208 | 3625.9746 | 3785.312 | 3743.1306 | 3642.53 | 3538.3291 | 0 | -1080.5876
2030-08-31 | 3 | 0 | 0 | 0 | 0 | 0 | 3777.208 | 3625.9746 | 3785.312 | 3743.1306 | 3642.53 | 3538.3291 | 0 | -1080.5876
2030-08-31 | 4 | 0 | 0 | 0 | 0 | 0 | 3777.208 | 2377.3938 | 2558.8152 | 3743.1306 | 3642.53 | 3538.3291 | 0 | -1080.5876
2030-08-31 | 5 | 0 | 0 | 0 | 0 | 0 | 3777.208 | 735.9534 | 1167.1515 | 3743.1306 | 3642.53 | 3538.3291 | 0 | -1080.5876
2030-08-31 | 6 | 0 | 0 | 0 | 0 | 0 | 3777.208 | 333.8909 | 1892.6559 | 3743.1306 | 3642.53 | 3538.3291 | 0 | -1080.5876
2030-08-31 | 7 | 153.4735 | 153.4735 | 0 | 0 | 0 | 3777.208 | 3625.9746 | 1892.6559 | 3743.1306 | 3642.53 | 3538.3291 | 0 | -1080.5876
2030-08-31 | 8 | 153.4735 | 153.4735 | 0 | 199.9196 | 199.9196 | 3777.208 | 3625.9746 | 3785.312 | 3743.1306 | 3642.53 | 3538.3291 | 0 | -1080.5876
2030-08-31 | 9 | 153.4735 | 153.4735 | 0 | 0 | 0 | 3777.208 | 3625.9746 | 3785.312 | 3743.1306 | 3642.53 | 3538.3291 | 0 | -1080.5876
2030-08-31 | 10 | 0 | 0 | 0 | 0 | 0 | 3777.208 | 3625.9746 | 3785.312 | 3743.1306 | 3642.53 | 3538.3291 | 0 | -1080.5876
2030-08-31 | 11 | 153.4735 | 153.4735 | 0 | 0 | 0 | 3777.208 | 3625.9746 | 3785.312 | 3743.1306 | 3642.53 | 3538.3291 | 0 | -1080.5876
2030-08-31 | 12 | 0 | 0 | 0 | 0 | 0 | 3777.208 | 3625.9746 | 3785.312 | 3743.1306 | 3642.53 | 3538.3291 | 0 | -1080.5876
2030-08-31 | 13 | 153.4735 | 153.4735 | 0 | 133.2797 | 70.789 | 3777.208 | 3625.9746 | 3785.312 | 3743.1306 | 3642.53 | 3538.3291 | 0 | -1080.5876
2030-08-31 | 14 | 153.4735 | 153.4735 | 0 | 21.6199 | 0 | 3777.208 | 3625.9746 | 3785.312 | 3743.1306 | 3642.53 | 3538.3291 | 0 | -1080.5876
2030-08-31 | 15 | 460.4206 | 460.4206 | 0 | 184.2583 | 133.2797 | 3777.208 | 654.0152 | 3785.312 | 2019.1285 | 3642.53 | 3538.3291 | 0 | -1080.5876
2030-08-31 | 16 | 460.4206 | 460.4206 | 1.0461 | 266.4473 | 266.4473 | 3777.208 | 168.9197 | 3785.312 | 1971.8408 | 3642.53 | 1289.3187 | 0 | -1080.5876
2030-08-31 | 17 | 460.4206 | 460.4206 | 0 | 266.4473 | 266.4473 | 3777.208 | 168.9205 | 3785.312 | 580.4491 | 3642.53 | 1769.1646 | 0 | -1080.5876
2030-08-31 | 18 | 460.4206 | 399.3264 | 0 | 266.4473 | 266.4473 | 3777.208 | 166.8599 | 3785.312 | 1014.6506 | 3642.53 | 1769.1646 | 0 | -1080.5876
2030-08-31 | 19 | 306.9471 | 306.9471 | 0 | 266.4473 | 266.4472 | 3777.208 | 166.8608 | 3785.312 | 1247.1115 | 3642.53 | 221.0088 | 0 | -1080.5876
2030-08-31 | 20 | 460.4206 | 460.4206 | 0 | 62.8429 | 66.6399 | 3777.208 | 215.8927 | 3542.6526 | 1871.5653 | 3642.53 | 1688.2579 | 0 | -1080.5876
2030-08-31 | 21 | 382.5534 | 460.4206 | 0 | 0 | 0 | 3777.208 | 215.8951 | 2411.5444 | 485.8416 | 3642.53 | 3141.4731 | 0 | -1080.5876
2030-08-31 | 22 | 306.9471 | 268.0386 | 0 | 47.101 | 0 | 3777.208 | 213.8925 | 1085.6204 | -436.6552 | 3642.53 | 265.2417 | 0 | -1080.5876
2030-08-31 | 23 | 153.4735 | 153.4735 | 0 | 142.2297 | 133.2797 | 3777.208 | 228.7824 | 271.9912 | -533.2716 | 3642.53 | 265.2407 | 0 | -1080.5876
2030-08-31 | 24 | 153.4735 | 153.4735 | 0 | 143.4621 | 133.2797 | 3777.208 | 228.783 | 374.451 | 2540.4182 | 3642.53 | 283.708 | 0 | -1080.5876
2030-09-01 | 1 | 153.4735 | 153.4735 | 0 | 66.6399 | 111.5319 | 3777.208 | 230.9244 | -302.9219 | 2272.7053 | 3642.53 | 2704.3916 | 0 | -1080.5876
2030-09-01 | 2 | 0 | 0 | 0 | 0 | 0 | 3777.208 | 1812.9873 | 1335.9001 | 3743.1306 | 3642.53 | 3538.3291 | 0 | 32.3997
2030-09-01 | 3 | 0 | 0 | 0 | 0 | 0 | 3777.208 | 1812.9873 | 877.3253 | 3743.1306 | 3642.53 | 3538.3291 | 0 | 1080.5876
2030-09-01 | 4 | 0 | 0 | 0 | 0 | 0 | 3777.208 | 333.8933 | -236.1648 | 3373.6584 | 3642.53 | 3538.3291 | 0 | 1080.5876
2030-09-01 | 5 | 0 | 0 | 0 | 151.6408 | 199.9196 | 3777.208 | 472.1516 | -889.9357 | 2843.7058 | 3642.53 | 3538.3291 | 0 | -1080.5876
2030-09-01 | 6 | 0 | 0 | 0 | 0 | 0 | 3777.208 | 333.8938 | -25.2076 | 3743.1306 | 3642.53 | 3538.3291 | 0 | 1080.5876
2030-09-01 | 7 | 0 | 0 | 0 | 0 | 0 | 3777.208 | 333.8926 | -2008.3928 | 657.7676 | 1726.5641 | 3538.3291 | 0 | -1.6451e-05
2030-09-01 | 8 | 0 | 0 | 0 | 0 | 0 | 3777.208 | 333.8931 | -1572.2668 | 1453.0436 | 3642.53 | 3538.3291 | 0 | -1080.5876
2030-09-01 | 9 | 0 | 0 | 0 | 0 | 0 | 3777.208 | 168.924 | 2083.1499 | 3743.1306 | 3642.53 | 1687.7684 | 0 | -1080.5876
2030-09-01 | 10 | 153.4735 | 122.725 | 268.5285 | 0 | 0 | 3777.208 | 3625.9746 | 1941.0886 | 3743.1306 | 3642.53 | 1219.0083 | 0 | -1080.5876
2030-09-01 | 11 | 153.4735 | 153.4735 | 477.016 | 0 | 63.621 | 3777.208 | 1812.9873 | 1424.4463 | 3743.1306 | 3642.53 | 3538.3291 | 0 | -1080.5876
2030-09-01 | 12 | 153.4735 | 153.4735 | 0 | 0 | 0 | 3777.208 | 215.8942 | 558.2646 | 3641.9382 | 3642.53 | 3272.3738 | 0 | -1080.5876
2030-09-01 | 13 | 153.4735 | 153.4735 | 0 | 0 | 0 | 3777.208 | 213.891 | -727.6114 | 1871.5653 | 1821.265 | 1317.2899 | 323.5132 | -1080.5876
2030-09-01 | 14 | 153.4735 | 153.4735 | 25.7611 | 133.2797 | 133.2797 | 1888.604 | 213.8932 | 1043.5895 | 1871.5653 | 1821.265 | 265.2417 | 323.5132 | -1080.5876
2030-09-01 | 15 | 306.9471 | 306.9471 | 42.2038 | 199.9196 | 199.9196 | 1888.604 | 0 | 1892.656 | 678.5686 | 1821.265 | -2175.3513 | 323.5132 | -1080.5876
2030-09-01 | 16 | 153.4735 | 153.4735 | 323.2319 | 66.6399 | 66.6399 | 1888.604 | -1257.2164 | 1284.1389 | 0 | 1821.265 | -3538.3281 | 0 | -1080.5876
2030-09-01 | 17 | 153.4735 | 153.4735 | 338.4823 | 133.2797 | 133.2797 | 1599.395 | 0 | 0 | -698.4836 | 1821.265 | -2784.3435 | 0 | -1080.5876
2030-09-01 | 18 | 153.4735 | 153.4735 | 45.168 | 0 | 0 | 2343.696 | 166.8606 | -1190.0515 | -494.5699 | 1821.265 | 221.0067 | 0 | -1080.5876
2030-09-01 | 19 | 153.4735 | 153.4735 | 10.0666 | 0 | 0 | 3777.208 | 213.8925 | -943.407 | -2.5272e-05 | 1820.0095 | 1811.9601 | 0 | -1080.5876
2030-09-01 | 20 | 153.4735 | 153.4735 | 56.4049 | 0 | 0 | 3777.208 | 213.894 | 118.0416 | -1511.8828 | -3.2425e-05 | 1769.1646 | 166.5481 | -1080.5876
2030-09-01 | 21 | 153.4735 | 153.4735 | 80.2303 | 0 | 0 | 3777.208 | 213.8932 | 958.0521 | -2.5272e-05 | 49.0702 | 1769.1646 | 0 | -1080.5876
2030-09-01 | 22 | 153.4735 | 153.4735 | 323.2319 | 0 | 0 | 3777.208 | 213.8932 | 434.1561 | 1871.5653 | 1821.265 | 2047.8263 | 0 | -1080.5876
2030-09-01 | 23 | 153.4735 | 153.4735 | 586.3568 | 0 | 0 | 3777.208 | 168.9189 | 835.3265 | 1871.5653 | 2179.0845 | 2802.3506 | 0 | -1080.5876
2030-09-01 | 24 | 153.4735 | 153.4735 | 200.126 | 0 | 0 | 3777.208 | 168.921 | 745.9049 | 268.6179 | 3642.53 | 3538.3291 | 0 | -1080.5876
2030-09-02 | 1 | 153.4735 | 153.4735 | 0 | 199.9196 | 199.9196 | 3777.208 | 230.9212 | 822.946 | 1050.87 | 3642.53 | 860.5018 | 0 | -1080.5876
2030-09-02 | 2 | 0 | 0 | 0 | 0 | 0 | 3171.2456 | 230.9244 | 2195.7361 | 3032.5461 | 3642.53 | 946.5611 | 0 | -1080.5876
2030-09-02 | 3 | 0 | 0 | 0 | 0 | 0 | 3777.208 | 230.9242 | 1210.7633 | 3743.1306 | 3642.53 | 1769.1646 | 0 | -1080.5876
2030-09-02 | 4 | 0 | 0 | 0 | 0 | 0 | 3777.208 | 333.8909 | -381.9533 | 3743.1306 | 3642.53 | 3538.3291 | 0 | -1080.5876
2030-09-02 | 5 | 0 | 0 | 0 | 0 | 0 | 3777.208 | 2602.7188 | -1089.2881 | 3743.1306 | 3179.2817 | 3538.3291 | 0 | -1080.5876
2030-09-02 | 6 | 0 | 0 | 0 | 0 | 0 | 3777.208 | 3625.9746 | -1749 | 3559.3872 | 1617.5253 | 3538.3291 | 0 | -1080.5876
2030-09-02 | 7 | 153.4735 | 153.4735 | 0 | 199.9196 | 199.9196 | 3777.208 | 3625.9746 | -1356.2406 | 3743.1306 | -475.1847 | 3538.3291 | 0 | -1080.5876
2030-09-02 | 8 | 153.4735 | 153.4735 | 0 | 199.9196 | 199.9196 | 3777.208 | 2975.6013 | -1987.7177 | 520.1869 | -3.2425e-05 | 3538.3291 | 0 | -1080.5876
2030-09-02 | 9 | 153.4735 | 153.4735 | 491.1821 | 266.4473 | 266.4472 | 3777.208 | 215.8921 | -876.9125 | 2300.8369 | 1821.265 | 3538.3291 | 0 | -1080.5876
2030-09-02 | 10 | 153.4735 | 153.4735 | 0 | 266.4472 | 266.4472 | 3777.208 | 223.8306 | -20.4662 | 3743.1306 | -3.2425e-05 | 3538.3291 | 0 | -1080.5876
2030-09-02 | 11 | 153.4735 | 153.4735 | 408.028 | 199.9196 | 199.9196 | 3777.208 | 215.892 | -763.8087 | 2118.521 | 1821.265 | 3538.3291 | 0 | -1080.5876
2030-09-02 | 12 | 153.4735 | 153.4735 | 646.4638 | 0 | 0 | 3777.208 | 215.892 | -772.6683 | -2.5272e-05 | 602.7974 | 3007.228 | 0 | -1080.5876
2030-09-02 | 13 | 153.4735 | 153.4735 | 484.8478 | 0 | 0 | 3777.208 | 215.8944 | -1073.3298 | 1871.5653 | 1245.6412 | 2616.0159 | 0 | -1080.5876
2030-09-02 | 14 | 153.4735 | 153.4735 | 646.4638 | 0 | 0 | 3777.208 | 1908.1847 | -819.7662 | 1403.4836 | 1071.1223 | 1849.1897 | 0 | -1080.5876
2030-09-02 | 15 | 153.4735 | 153.4735 | 646.4638 | 0 | 0 | 3777.208 | 522.4515 | -814.1295 | 1582.9419 | 116.2487 | 2199.9932 | 0 | -1080.5876
2030-09-02 | 16 | 153.4735 | 153.4735 | 611.5479 | 0 | 0 | 3777.208 | 168.9191 | -1413.7208 | 339.8381 | 1821.265 | 1282.8872 | 0 | -1080.5876
2030-09-02 | 17 | 153.4735 | 153.4735 | 646.4638 | 0 | 0 | 2518.6904 | 166.8608 | 0 | 0 | -329.6828 | -279.4148 | 0 | -1080.5876
2030-09-02 | 18 | 153.4735 | 153.4735 | 646.4638 | 0 | 0 | 2970.8254 | 166.8609 | -1061.4568 | 0 | 0 | 0 | 0 | -1080.5876
2030-09-02 | 19 | 153.4735 | 153.4735 | 646.4638 | 0 | 0 | 3777.208 | 166.8609 | -784.8359 | -460.8878 | 0 | 1769.1646 | 0 | -1080.5876
2030-09-02 | 20 | 153.4735 | 153.4735 | 646.4638 | 0 | 0 | 3777.208 | 168.9196 | -1377.3719 | -459.8415 | 1806.4594 | 1769.1646 | 0 | -1080.5876
2030-09-02 | 21 | 153.4735 | 153.4735 | 646.4638 | 0 | 0 | 1888.604 | 168.9195 | -815.1782 | -863.5514 | 1821.265 | 2461.582 | 0 | -1080.5876
2030-09-02 | 22 | 153.4735 | 153.4735 | 571.0685 | 0 | 0 | 1888.604 | 168.9195 | -552.0233 | -1008.0778 | 1821.265 | 2885.6167 | 0 | -1080.5876
2030-09-02 | 23 | 153.4735 | 153.4735 | 646.4638 | 0 | 0 | 1888.604 | 166.8606 | -991.1129 | -352.5154 | 1821.265 | 814.3182 | 0 | -1080.5876
2030-09-02 | 24 | 153.4735 | 153.4735 | 323.2319 | 0 | 0 | 3777.208 | 166.8602 | -392.3358 | -1585.0309 | 328.6884 | 221.0081 | 0 | -1080.5876
2030-09-03 | 1 | 153.4735 | 153.4735 | 0 | 0 | 0 | 2920.8188 | 166.8607 | -140.4979 | 0 | 0 | 992.7478 | 0 | -1080.5876
2030-09-03 | 2 | 153.4735 | 153.4735 | 0 | 0 | 0 | 3777.208 | 213.8942 | -3.7193e-05 | 631.1857 | -3.2425e-05 | 1106.379 | 0 | -1080.5876
2030-09-03 | 3 | 153.4735 | 153.4735 | 0 | 133.2797 | 133.2797 | 1888.604 | 213.8933 | -0.0010138 | 302.0682 | 3642.53 | 265.2404 | 0 | -1080.5876
2030-09-03 | 4 | 153.4735 | 153.4735 | 0 | 133.2797 | 133.2797 | 2290.2141 | 213.8954 | -3.7193e-05 | -2.5272e-05 | 3642.53 | 265.2425 | 0 | -1080.5876
2030-09-03 | 5 | 153.4735 | 153.4735 | 0 | 133.2797 | 133.2797 | 3178.4016 | 213.894 | 610.2908 | -2.5272e-05 | 1821.2649 | 265.2429 | 0 | -1080.5876
2030-09-03 | 6 | 153.4735 | 153.4735 | 0 | 0 | 0 | 1995.0934 | 213.8943 | 1695.5889 | 1871.5653 | 1821.265 | 265.2402 | 0 | -1080.5876
2030-09-03 | 7 | 153.4735 | 153.4735 | 0 | 0 | 0 | 3777.208 | 213.8942 | 76.9918 | 12.0436 | 3642.53 | 265.2441 | 0 | -1080.5876
2030-09-03 | 8 | 153.4735 | 153.4735 | 0 | 0 | 0 | 3777.208 | 213.8933 | 787.9117 | -2.5272e-05 | 1509.6095 | 1769.1646 | 0 | -1080.5876
2030-09-03 | 9 | 153.4735 | 153.4735 | 0 | 0 | 0 | 3777.208 | 215.8931 | 456.1362 | -2.5272e-05 | 906.3237 | 3538.3291 | 0 | -1080.5876
2030-09-03 | 10 | 315.0486 | 306.9471 | 0 | 199.9196 | 199.9196 | 3777.208 | 215.8931 | -3.7193e-05 | 688.486 | 778.7681 | 3538.3291 | 0 | -1080.5876
2030-09-03 | 11 | 460.4206 | 460.4206 | 381.646 | 199.9196 | 199.9196 | 3777.208 | 215.8934 | -361.1621 | 1871.5653 | -3.2425e-05 | 3538.3291 | 0 | -1080.5876
2030-09-03 | 12 | 460.4206 | 460.4206 | 0 | 266.4473 | 266.4473 | 3777.208 | 215.8938 | -800.5314 | 1871.5653 | 1821.265 | 3538.3291 | 0 | -1080.5876
2030-09-03 | 13 | 460.4206 | 460.4206 | 0 | 266.4472 | 206.0044 | 3114.2083 | 1812.9873 | -318.3583 | 1871.5653 | 0 | 3538.3291 | 0 | -1080.5876
2030-09-03 | 14 | 460.4206 | 460.4206 | 294.2752 | 199.9196 | 199.9196 | 3777.208 | 168.9197 | -295.4883 | 0 | -2467.0959 | 1157.1774 | 0 | -1080.5876
2030-09-03 | 15 | 460.4206 | 460.4206 | 646.4638 | 199.9196 | 199.9196 | 3777.208 | 166.8609 | -918.7239 | -323.0679 | -1821.265 | 221.0093 | 0 | -1080.5876
2030-09-03 | 16 | 460.4206 | 460.4206 | 646.4638 | 199.9196 | 199.9196 | 3777.208 | 166.8607 | -1012.0096 | 0 | -2005.9454 | 221.0086 | 0 | -1080.5876
2030-09-03 | 17 | 460.4206 | 460.4206 | 646.4638 | 199.9196 | 199.9196 | 3777.208 | 166.8608 | -927.402 | 1179.4165 | -1821.265 | 1463.7686 | 0 | -1080.5876
2030-09-03 | 18 | 460.4206 | 460.4206 | 646.4638 | 199.9196 | 199.9196 | 3136.384 | 168.9204 | -1575.8418 | 0 | 0 | 2298.5864 | 0 | -1080.5876
2030-09-03 | 19 | 460.4206 | 460.4206 | 0 | 199.9196 | 199.9196 | 3777.208 | 215.8954 | -1646.2368 | -716.8094 | 0 | 1769.1646 | 0 | -1080.5876
2030-09-03 | 20 | 460.4206 | 460.4206 | 490.9991 | 199.9196 | 199.9196 | 3777.208 | 215.8933 | -1057.3195 | 843.2538 | 1085.4178 | 3538.3291 | 0 | -1080.5876
2030-09-03 | 21 | 460.4206 | 460.4206 | 0 | 199.9196 | 199.9196 | 3777.208 | 215.8936 | -1597.3843 | 1871.5653 | 1416.3463 | 3538.3291 | 0 | -1080.5876
2030-09-03 | 22 | 460.4206 | 460.4206 | 0 | 199.9196 | 199.9196 | 3777.208 | 183.9516 | -1892.657 | 756.1475 | 1795.2496 | 3538.3291 | 0 | -1080.5876
2030-09-03 | 23 | 395.9097 | 460.4206 | 0 | 133.2797 | 133.2797 | 2851.6885 | 215.8918 | -1779.7142 | 1871.5653 | 1821.265 | 3538.3291 | 0 | -1080.5876
2030-09-03 | 24 | 153.4735 | 153.4735 | 0 | 0 | 0 | 3777.208 | 215.8927 | -1509.9677 | -2.5272e-05 | 1821.265 | 3538.3291 | 0 | -1080.5876
2030-09-04 | 1 | 153.4735 | 153.4735 | 0 | 0 | 0 | 3777.208 | 213.8936 | -1169.4799 | -717.3071 | -3.2425e-05 | 1769.1646 | 0 | -1080.5876
2030-09-04 | 2 | 153.4735 | 153.4735 | 0 | 0 | 0 | 3777.208 | 213.8923 | -1213.7517 | -565.4512 | -3.2425e-05 | 3538.3291 | 0 | -1080.5876
2030-09-04 | 3 | 153.4735 | 153.4735 | 0 | 0 | 0 | 3777.208 | 213.8928 | -899.6929 | -2.5272e-05 | -3.2425e-05 | 3538.3291 | 0 | -1080.5876
2030-09-04 | 4 | 153.4735 | 153.4735 | 0 | 0 | 0 | 3777.208 | 215.8932 | -1154.8966 | -2.5272e-05 | 2823.8943 | 3538.3291 | 0 | -1080.5876
2030-09-04 | 5 | 153.4735 | 153.4735 | 0 | 0 | 0 | 3777.208 | 230.9246 | -972.7505 | 1871.5653 | 1821.2649 | 3538.3291 | 0 | -1080.5876
2030-09-04 | 6 | 153.4735 | 153.4735 | 0 | 0 | 0 | 3777.208 | 215.8937 | -585.9682 | 1871.5642 | 473.6339 | 3538.3291 | 0 | -1080.5876
2030-09-04 | 7 | 153.4735 | 153.4735 | 0 | 0 | 0 | 3777.208 | 215.8929 | -885.7334 | -2.5272e-05 | -3.2425e-05 | 3131.4712 | 0 | -1080.5876
2030-09-04 | 8 | 153.4735 | 153.4735 | 0 | 0 | 0 | 3777.208 | 215.8923 | -1023.4572 | -2.5272e-05 | -3.2425e-05 | 3538.3291 | 0 | -1080.5876
2030-09-04 | 9 | 153.4735 | 153.4735 | 0 | 181.9475 | 199.9196 | 3777.208 | 215.8926 | -1208.262 | 1871.5653 | 1584.3552 | 2425.5491 | 147.6579 | -1080.5876
2030-09-04 | 10 | 460.4206 | 426.8498 | 0 | 199.9196 | 199.9196 | 3777.208 | 215.8929 | -1122.9329 | 1871.5653 | 1729.0559 | 1769.1646 | 485.2698 | -1080.5876
2030-09-04 | 11 | 460.4206 | 460.4206 | 0 | 266.4472 | 266.4472 | 3777.208 | 215.8944 | -492.3476 | 1871.5653 | 718.5894 | 3538.3291 | 485.2698 | -1080.5876
2030-09-04 | 12 | 460.4206 | 460.4206 | 0 | 266.4472 | 266.4472 | 3777.208 | 212.0442 | -711.5397 | 1871.5653 | 660.7678 | 2438.9204 | 290.772 | -1080.5876
2030-09-04 | 13 | 460.4206 | 460.4206 | 0 | 199.9196 | 244.1842 | 3777.208 | 259.8405 | -414.8166 | 1871.5653 | 1821.265 | 3538.3291 | 0 | -1080.5876
2030-09-04 | 14 | 361.9177 | 460.4206 | 0 | 199.9196 | 199.9196 | 2640.3899 | 168.92 | 0 | 1871.5653 | 930.8607 | 3538.3291 | 284.971 | -1080.5876
2030-09-04 | 15 | 460.4206 | 460.4206 | 646.4638 | 199.9196 | 199.9196 | 3777.208 | 168.9192 | 0 | 1221.2095 | -2601.8904 | 3538.3291 | 0 | -1080.5876
2030-09-04 | 16 | 460.4206 | 460.4206 | 646.4638 | 199.9196 | 199.9196 | 3147.2275 | 168.9201 | -1030.6096 | 1871.5653 | -1698.9558 | 3065.6621 | 0 | -1080.5876
2030-09-04 | 17 | 460.4206 | 460.4206 | 646.4638 | 199.9196 | 199.9196 | 1888.604 | 168.9194 | -1705.918 | 1871.5653 | 0 | 3087.8789 | 0 | -1080.5876
2030-09-04 | 18 | 460.4206 | 460.4206 | 646.4638 | 199.9196 | 199.9196 | 2238.3564 | 168.9195 | -1654.682 | 1871.5653 | 0 | 3222.8757 | 0 | -1080.5876
2030-09-04 | 19 | 460.4206 | 460.4206 | 646.4638 | 199.9196 | 199.9196 | 1946.8119 | 168.9197 | -1663.631 | 1871.5653 | 0 | 2850.8584 | 0 | -1080.5876
2030-09-04 | 20 | 460.4206 | 443.177 | 484.8478 | 199.9196 | 199.9196 | 2708.7297 | 215.8948 | -576.3799 | 1871.5653 | -1821.265 | 3538.3291 | 0 | -1080.5876
2030-09-04 | 21 | 460.4206 | 460.4206 | 0 | 133.2797 | 133.2797 | 3777.208 | 215.896 | -1636.7478 | -2.5272e-05 | 1588.6932 | 3538.3291 | 323.5132 | -1080.5876
2030-09-04 | 22 | 460.4206 | 440.6885 | 484.8478 | 199.9196 | 199.9196 | 2537.1577 | 1812.9873 | -1587.7651 | 452.6411 | 1821.265 | 3538.3291 | 0 | -1080.5876
2030-09-04 | 23 | 460.4206 | 460.4206 | 171.0839 | 199.9196 | 199.9196 | 2821.9062 | 168.9192 | -1327.6688 | 0 | 1151.7355 | 3538.3291 | 0 | -1080.5876
2030-09-04 | 24 | 153.4735 | 153.4735 | 0 | 0 | 0 | 3777.208 | 213.8937 | -1721.2247 | -1871.5642 | 1695.4125 | 1159.9713 | 241.9709 | -1080.5876
2030-09-05 | 1 | 153.4735 | 153.4735 | 0 | 0 | 0 | 3777.208 | 167.7302 | -1584.2185 | -1871.5653 | 1571.3663 | 1264.835 | 0 | -1080.5876
2030-09-05 | 2 | 153.4735 | 153.4735 | 0 | 0 | 0 | 3777.208 | 213.8933 | -923.8568 | -1338.006 | 592.2636 | 3538.3291 | 0 | -1080.5876
2030-09-05 | 3 | 153.4735 | 153.4735 | 0 | 0 | 0 | 3777.208 | 215.8949 | -675.4806 | -2864.8044 | 1821.265 | 3538.3291 | 0 | -1080.5876
2030-09-05 | 4 | 153.4735 | 153.4735 | 0 | 0 | 0 | 3777.208 | 215.8931 | -406.0802 | -2341.5979 | 3642.53 | 3538.3291 | 0 | -1080.5876
2030-09-05 | 5 | 153.4735 | 153.4735 | 0 | 0 | 0 | 3777.208 | 215.8933 | -3.7193e-05 | -584.8141 | 3642.53 | 3538.3291 | 0 | -1080.5876
2030-09-05 | 6 | 153.4735 | 153.4735 | 0 | 0 | 0 | 3777.208 | 213.8938 | 290.5862 | 2726.8115 | 3642.53 | 2700.1184 | 0 | -1080.5876
2030-09-05 | 7 | 153.4735 | 153.4735 | 0 | 66.6399 | 26.928 | 3777.208 | 213.8928 | 289.9088 | 3743.1306 | 3642.53 | 452.036 | 0 | -1080.5876
2030-09-05 | 8 | 153.4735 | 153.4735 | 0 | 133.2797 | 116.0366 | 3777.208 | 213.8933 | -3.7193e-05 | 1871.5653 | 1954.8068 | 888.3077 | 0 | -1080.5876
2030-09-05 | 9 | 153.4735 | 153.4735 | 0 | 108.6086 | 66.6399 | 3777.208 | 215.8918 | -3.7193e-05 | 1871.5653 | 992.4055 | 2487.6572 | 0 | -1080.5876
2030-09-05 | 10 | 460.4206 | 460.4206 | 0 | 199.9196 | 199.9196 | 3777.208 | 168.9196 | 208.1946 | 971.2169 | 0 | 3538.3291 | 0 | -1080.5876
2030-09-05 | 11 | 460.4206 | 460.4206 | 0 | 199.9196 | 199.9196 | 2481.9731 | 168.9194 | 1121.1666 | 1871.5653 | -912.319 | 3538.3291 | 89.9247 | -1080.5876
2030-09-05 | 12 | 460.4206 | 460.4206 | 484.8478 | 266.4472 | 266.4473 | 3777.208 | 215.8942 | 353.2849 | 1871.5653 | 471.5775 | 3538.3291 | 0 | -1080.5876
2030-09-05 | 13 | 460.4206 | 460.4206 | 646.4638 | 266.4473 | 266.4472 | 3777.208 | 215.8929 | -209.3822 | 1871.5653 | 1821.265 | 3538.3291 | 0 | -1080.5876
2030-09-05 | 14 | 460.4206 | 460.4206 | 646.4638 | 266.4472 | 266.4473 | 3534.6804 | 215.8954 | -380.6154 | 1871.5653 | 533.2787 | 3538.3291 | 0 | -1080.5876
2030-09-05 | 15 | 460.4206 | 460.4206 | 646.4638 | 266.4472 | 266.4473 | 1888.604 | 168.9196 | 0 | 1871.5653 | 1060.2864 | 3538.3291 | 0 | -1080.5876
2030-09-05 | 16 | 460.4206 | 460.4206 | 646.4638 | 257.0205 | 199.9196 | 2072.7603 | 168.9198 | -1414.6165 | 0 | -505.304 | 3538.3291 | 0 | -1080.5876
2030-09-05 | 17 | 460.4206 | 460.4206 | 646.4638 | 266.4473 | 266.4472 | 1888.604 | 168.9195 | -1351.4683 | 0 | -1821.265 | 3538.3291 | 647.0264 | -1080.5876
2030-09-05 | 18 | 460.4206 | 460.4206 | 646.4638 | 199.9196 | 199.9196 | 1888.604 | 168.9204 | -1602.641 | 0 | -1196.3701 | 3538.3291 | 0 | -1080.5876
2030-09-05 | 19 | 460.4206 | 460.4206 | 646.4638 | 199.9196 | 199.9196 | 1888.604 | 168.9199 | -1777.2944 | 0 | 0 | 3538.3291 | 0 | -1080.5876
2030-09-05 | 20 | 460.4206 | 460.4206 | 646.4638 | 199.9196 | 199.9196 | 3328.1711 | 168.9182 | -1732.2411 | 0 | 0 | 3538.3291 | 0 | -1080.5876
2030-09-05 | 21 | 460.4206 | 460.4206 | 646.4638 | 199.9196 | 199.9196 | 3777.208 | 500.5202 | -1712.1156 | 229.9932 | 0 | 3538.3291 | 0 | -1080.5876
2030-09-05 | 22 | 460.4206 | 460.4206 | 642.906 | 199.9196 | 199.9196 | 3777.208 | 215.894 | -1207.6287 | 1318.5654 | -1821.265 | 3538.3291 | 0 | -1080.5876
2030-09-05 | 23 | 460.4206 | 460.4206 | 159.073 | 199.9196 | 199.9196 | 3483.9785 | 168.9189 | -1700.8231 | 0 | 0 | 2581.6072 | 0 | -1080.5876
2030-09-05 | 24 | 153.4735 | 153.4735 | 368.4164 | 0 | 0 | 3292.8159 | 166.8609 | -1569.1831 | 137.7679 | 0 | 221.0086 | 0 | -1080.5876
2030-09-06 | 1 | 153.4735 | 153.4735 | 0 | 0 | 0 | 3777.208 | 166.8609 | -567.0894 | -1871.5653 | -1821.265 | 0 | 323.5132 | -1080.5876
2030-09-06 | 2 | 153.4735 | 153.4735 | 0 | 0 | 0 | 3777.208 | 213.8936 | -316.1494 | -1871.5653 | -312.7943 | 265.2417 | 485.2698 | -1080.5876
2030-09-06 | 3 | 153.4735 | 153.4735 | 0 | 0 | 0 | 3777.208 | 215.8927 | 597.8659 | -63.8096 | 1821.265 | 3538.3291 | 245.7214 | -1080.5876
2030-09-06 | 4 | 460.4206 | 336.5105 | 0 | 0 | 0 | 3777.208 | 215.892 | 498.0797 | 173.63 | 3642.53 | 3538.3291 | 0 | -1080.5876
2030-09-06 | 5 | 460.4206 | 460.4206 | 0 | 133.2797 | 133.2797 | 3443.7007 | 1011.1032 | 739.3391 | 1871.5653 | 3642.53 | 3538.3291 | 0 | -1080.5876
2030-09-06 | 6 | 460.4206 | 460.4206 | 0 | 146.6536 | 133.2797 | 3435.1353 | 230.9214 | 907.4376 | 1871.5653 | 3642.53 | 3538.3291 | 0 | -1080.5876
2030-09-06 | 7 | 460.4206 | 460.4206 | 0 | 133.2797 | 197.6059 | 3777.208 | 228.7841 | 679.9037 | 1552.0206 | 3642.53 | 2470.7368 | 0 | -1080.5876
2030-09-06 | 8 | 460.4206 | 460.4206 | 0 | 266.4473 | 245.2137 | 3777.208 | 215.8929 | 246.4887 | -2.5272e-05 | 3487.7009 | 3538.3291 | 0 | -1080.5876
2030-09-06 | 9 | 460.4206 | 460.4206 | 0 | 266.4473 | 266.4472 | 3777.208 | 215.8932 | 797.6687 | 1871.5653 | 1821.265 | 2117.1726 | 0 | -1080.5876
2030-09-06 | 10 | 460.4206 | 460.4206 | 423.3756 | 266.4473 | 266.4473 | 3655.7468 | 168.9201 | 547.5139 | 1871.5653 | 1821.265 | 2725.6267 | 0 | -1080.5876
2030-09-06 | 11 | 460.4206 | 460.4206 | 484.8478 | 266.4473 | 266.4473 | 3777.208 | 300.3289 | 710.6009 | 1871.5653 | 1821.265 | 3538.3291 | 0 | -1080.5876
2030-09-06 | 12 | 460.4206 | 460.4206 | 300.0789 | 199.9196 | 199.9196 | 3777.208 | 215.8938 | 136.5992 | 1871.5653 | 1821.265 | 3538.3291 | 0 | -1080.5876
2030-09-06 | 13 | 460.4206 | 460.4206 | 422.307 | 199.9196 | 199.9196 | 3777.208 | 215.8949 | 328.0534 | 1871.5653 | 37.7184 | 3538.3291 | 0 | -1080.5876
2030-09-06 | 14 | 460.4206 | 460.4206 | 646.4638 | 199.9196 | 199.9196 | 3521.4397 | 168.9193 | -367.4926 | 1871.5653 | 1225.4591 | 3538.3291 | 0 | -1080.5876
2030-09-06 | 15 | 460.4206 | 460.4206 | 646.4638 | 199.9196 | 199.9196 | 3777.208 | 168.9208 | -865.7365 | 607.7067 | 0 | 3538.3291 | 0 | -1080.5876
2030-09-06 | 16 | 460.4206 | 460.4206 | 646.4638 | 199.9196 | 199.9196 | 2383.4507 | 168.9196 | -531.5048 | 1871.5653 | -1050.8788 | 3538.3291 | 0 | -1080.5876
2030-09-06 | 17 | 460.4206 | 460.4206 | 541.8492 | 199.9196 | 199.9196 | 2450.2771 | 168.9189 | -1453.8813 | 1871.5653 | 1821.265 | 3538.3291 | 0 | -1080.5876
2030-09-06 | 18 | 460.4206 | 460.4206 | 250.1127 | 199.9196 | 199.9196 | 3777.208 | 1812.9873 | -1016.7328 | 387.0145 | 1821.265 | 3538.3291 | 0 | -1080.5876
2030-09-06 | 19 | 460.4206 | 460.4206 | 561.7473 | 199.9196 | 199.9196 | 3777.208 | 1812.9873 | -999.2576 | 1452.8278 | 1821.265 | 3538.3291 | 0 | -1080.5876
2030-09-06 | 20 | 460.4206 | 460.4206 | 135.7 | 199.9196 | 199.9196 | 3777.208 | 1812.9873 | -799.5538 | 1871.5653 | 1821.265 | 3538.3291 | 0 | -1080.5876
2030-09-06 | 21 | 460.4206 | 317.248 | 196.4299 | 133.2797 | 133.2797 | 3777.208 | 770.4631 | -607.3563 | 1871.5653 | 1821.265 | 3538.3291 | 0 | -1080.5876
2030-09-06 | 22 | 306.9471 | 306.9471 | 41.2472 | 133.2797 | 133.2797 | 2581.814 | 215.8929 | -279.9109 | 1871.5653 | 1821.265 | 3538.3291 | 0 | -1080.5876
2030-09-06 | 23 | 153.4735 | 153.4735 | 0 | 133.2797 | 133.2797 | 3060.543 | 168.9199 | -249.674 | 1871.5653 | 1821.265 | 1769.1646 | 0 | -1080.5876
2030-09-06 | 24 | 153.4735 | 153.4735 | 0 | 0 | 0 | 1888.604 | 168.9198 | -844.7814 | 0 | 1821.265 | 2399.6443 | 0 | -1080.5876
2030-09-07 | 1 | 153.4735 | 153.4735 | 0 | 0 | 0 | 3390.8267 | 166.8609 | -912.2234 | -1871.5653 | 1821.265 | 221.0081 | 323.5132 | -1080.5876
2030-09-07 | 2 | 153.4735 | 153.4735 | 0 | 0 | 0 | 3777.208 | 166.8605 | -403.8936 | 518.4845 | 1821.265 | 1769.1646 | 323.5132 | -1080.5876
2030-09-07 | 3 | 460.4206 | 370.2731 | 0 | 66.6399 | 12.7897 | 3777.208 | 166.8603 | 1892.656 | 3365.1624 | 3642.53 | 902.5905 | 56.1545 | -1080.5876
2030-09-07 | 4 | 460.4206 | 460.4206 | 0 | 133.2797 | 83.1079 | 3777.208 | 2028.4556 | 2034.3717 | 3743.1306 | 3642.53 | 3538.3291 | 0 | -1080.5876
2030-09-07 | 5 | 153.4735 | 153.4735 | 0 | 0 | 0 | 3777.208 | 3625.9746 | 3785.312 | 3743.1306 | 3642.53 | 3538.3291 | 0 | -1080.5876
2030-09-07 | 6 | 153.4735 | 153.4735 | 0 | 0 | 0 | 3777.208 | 3625.9746 | 3785.312 | 3743.1306 | 3642.53 | 3538.3291 | 0 | -1080.5876
2030-09-07 | 7 | 153.4735 | 153.4735 | 0 | 0 | 4.4983 | 3777.208 | 3625.9746 | 3785.312 | 3743.1306 | 3642.53 | 3538.3291 | 0 | -1080.5876
2030-09-07 | 8 | 153.4735 | 153.4735 | 0 | 133.2797 | 133.2797 | 3777.208 | 3625.9746 | 3785.312 | 3743.1306 | 3642.53 | 3538.3291 | 0 | -1080.5876
2030-09-07 | 9 | 153.4735 | 153.4735 | 0 | 133.2797 | 97.4734 | 3777.208 | 3625.9746 | 3785.312 | 3743.1306 | 3642.53 | 3538.3291 | 0 | -1080.5876
2030-09-07 | 10 | 153.4735 | 153.4735 | 0 | 133.2797 | 102.7452 | 3777.208 | 3625.9746 | 3785.312 | 3743.1306 | 3642.53 | 3538.3291 | 0 | -1080.5876
2030-09-07 | 11 | 153.4735 | 153.4735 | 0 | 84.7118 | 66.6399 | 3777.208 | 3625.9746 | 3785.312 | 3743.1306 | 3642.53 | 3538.3291 | 0 | -1080.5876
2030-09-07 | 12 | 153.4735 | 153.4735 | 0 | 84.2116 | 66.6399 | 3777.208 | 3009.8716 | 3785.312 | 3743.1306 | 3642.53 | 3538.3291 | 0 | -1080.5876
2030-09-07 | 13 | 153.4735 | 153.4735 | 0 | 133.2797 | 145.6644 | 3777.208 | 1019.6951 | 3785.312 | 3743.1306 | 3642.53 | 3538.3291 | 0 | -1080.5876
2030-09-07 | 14 | 153.4735 | 153.4735 | 301.7962 | 0 | 0 | 3777.208 | 168.9197 | 1892.656 | 1889.5094 | 3496.2546 | 3052.3145 | 0 | -1080.5876
2030-09-07 | 15 | 306.9471 | 187.1857 | 646.4638 | 133.2797 | 133.6307 | 3777.208 | 166.8608 | 1892.656 | 1871.5653 | 1821.265 | 1579.1792 | 0 | -1080.5876
2030-09-07 | 16 | 153.4735 | 153.4735 | 646.4638 | 66.6399 | 83.5067 | 1888.604 | 166.8607 | 1892.656 | 1871.5653 | 1821.265 | 987.2063 | 0 | -1080.5876
2030-09-07 | 17 | 153.4735 | 153.4735 | 646.4638 | 0 | 0 | 3777.208 | 168.9207 | 1892.656 | 1871.5653 | 1821.265 | 2947.4849 | 0 | -1080.5876
2030-09-07 | 18 | 153.4735 | 153.4735 | 0 | 0 | 0 | 3777.208 | 215.8934 | -474.95 | 3743.1306 | 3642.53 | 3538.3291 | 0 | -1080.5876
2030-09-07 | 19 | 153.4735 | 153.4735 | 0 | 0 | 0 | 3777.208 | 215.8907 | -663.8937 | 3743.1306 | 3642.53 | 3538.3291 | 0 | -1080.5876
2030-09-07 | 20 | 153.4735 | 153.4735 | 0 | 0 | 0 | 3777.208 | 230.9223 | -1132.3743 | 3743.1306 | 3642.53 | 3538.3291 | 0 | -1080.5876
2030-09-07 | 21 | 153.4735 | 153.4735 | 0 | 0 | 0 | 3777.208 | 553.5391 | -949.5331 | 1871.5653 | 3642.53 | 3538.3291 | 0 | -1080.5876
2030-09-07 | 22 | 153.4735 | 153.4735 | 646.4638 | 0 | 0 | 2823.5166 | 168.9196 | 181.5268 | 1871.5653 | 1821.265 | 2519.769 | 0 | -1080.5876
2030-09-07 | 23 | 153.4735 | 153.4735 | 0 | 0 | 0 | 2397.3088 | 213.8943 | -135.9687 | 169.4686 | 1821.265 | 1769.1646 | 0 | -1080.5876
2030-09-07 | 24 | 153.4735 | 153.4735 | 0 | 0 | 0 | 3777.208 | 213.8928 | -3.7193e-05 | 207.6153 | 910.2268 | 1259.6055 | 0 | -1080.5876
2030-09-08 | 1 | 153.4735 | 153.4735 | 0 | 0 | 0 | 3777.208 | 213.8915 | -733.724 | 610.0046 | 1821.265 | 353.2027 | 75.7388 | -1080.5876
2030-09-08 | 2 | 153.4735 | 153.4735 | 0 | 199.9196 | 199.9196 | 3777.208 | 3625.9746 | 1456.4243 | 3743.1306 | 3642.53 | 3538.3291 | 0 | -1080.5876
2030-09-08 | 3 | 153.4735 | 153.4735 | 0 | 199.9196 | 199.9196 | 3777.208 | 3625.9746 | 3785.312 | 3743.1306 | 3642.53 | 3538.3291 | 0 | -1080.5876
2030-09-08 | 4 | 153.4735 | 153.4735 | 0 | 266.4472 | 266.4473 | 3777.208 | 3625.9746 | 3785.312 | 3743.1306 | 3642.53 | 3538.3291 | 0 | -1080.5876
2030-09-08 | 5 | 153.4735 | 153.4735 | 0 | 266.4473 | 266.4472 | 3777.208 | 3625.9746 | 3785.312 | 3743.1306 | 3642.53 | 3538.3291 | 0 | -1080.5876
2030-09-08 | 6 | 5.1652 | 153.4735 | 0 | 266.4473 | 266.4473 | 3777.208 | 3625.9746 | 3785.312 | 3743.1306 | 3642.53 | 3538.3291 | 0 | -1080.5876
2030-09-08 | 7 | 153.4735 | 153.4735 | 0 | 266.4472 | 266.4472 | 3777.208 | 3625.9746 | 3785.312 | 3743.1306 | 3642.53 | 3538.3291 | 0 | -1080.5876
2030-09-08 | 8 | 153.4735 | 91.1422 | 0 | 266.4473 | 266.4473 | 3777.208 | 3625.9746 | 3785.312 | 3743.1306 | 3642.53 | 3538.3291 | 0 | -1080.5876
2030-09-08 | 9 | 0 | 0 | 0 | 266.4472 | 266.4473 | 3777.208 | 3625.9746 | 3785.312 | 3743.1306 | 3642.53 | 3538.3291 | 0 | -1080.5876
2030-09-08 | 10 | 0 | 0 | 0 | 199.9196 | 199.9196 | 3777.208 | 3625.9746 | 3785.312 | 3743.1306 | 3642.53 | 3538.3291 | 0 | -1080.5876
2030-09-08 | 11 | 90.9724 | 0 | 0 | 0 | 0 | 3777.208 | 3625.9746 | 3785.312 | 3743.1306 | 3642.53 | 3538.3291 | 0 | -1080.5876
2030-09-08 | 12 | 153.4735 | 153.4735 | 0 | 133.2797 | 135.7928 | 3777.208 | 2000.0859 | 3339.4583 | 3743.1306 | 3642.53 | 3538.3291 | 0 | -1080.5876
2030-09-08 | 13 | 153.4735 | 153.4735 | 0 | 117.4415 | 66.6399 | 3446.123 | 215.8926 | 2925.0217 | 3743.1306 | 3642.53 | 3538.3291 | 485.2698 | -1080.5876
2030-09-08 | 14 | 153.4735 | 153.4735 | 0 | 161.1162 | 199.9196 | 3580.8691 | 168.9192 | 1892.656 | 3551.9575 | 3642.53 | 1769.1646 | 75.7497 | -1080.5876
2030-09-08 | 15 | 306.9471 | 306.9471 | 646.4638 | 66.6399 | 23.8337 | 2366.6372 | 166.861 | 1892.656 | 1871.5653 | 1821.265 | 221.0086 | 0 | -1080.5876
2030-09-08 | 16 | 460.4206 | 460.4206 | 646.4638 | 66.6399 | 24.8876 | 1888.604 | 166.8606 | 1892.656 | 1871.5653 | 1821.265 | 685.9166 | 0 | -1080.5876
2030-09-08 | 17 | 306.9471 | 306.9471 | 646.4638 | 64.3928 | 0 | 2708.6707 | 166.8606 | 1892.656 | 1871.5653 | 2352.2561 | 1769.1646 | 0 | -1080.5876
2030-09-08 | 18 | 460.4206 | 460.4206 | 484.8478 | 66.6399 | 66.6399 | 1888.604 | 168.9198 | 1892.656 | 1871.5653 | 2775.0076 | 3538.3291 | 0 | -1080.5876
2030-09-08 | 19 | 153.4735 | 153.4735 | 572.7889 | 0 | 0 | 2602.9302 | 986.9808 | -141.9298 | 1871.5653 | 2575.2346 | 3538.3291 | 0 | -1080.5876
2030-09-08 | 20 | 153.4735 | 153.4735 | 484.8478 | 0 | 0 | 3130.0562 | 1588.462 | 201.8315 | 1871.5653 | 1821.265 | 3538.3291 | 0 | -1080.5876
2030-09-08 | 21 | 153.4735 | 153.4735 | 323.2319 | 0 | 0 | 1888.604 | 780.3451 | -3.9126 | 1871.5653 | 2876.4138 | 3538.3291 | 0 | -1080.5876
2030-09-08 | 22 | 153.4735 | 153.4735 | 0 | 0 | 0 | 1888.604 | 168.9197 | -251.0196 | 732.7141 | 1821.265 | 3538.3291 | 323.5132 | -1080.5876
2030-09-08 | 23 | 153.4735 | 153.4735 | 0 | 0 | 0 | 3064.8618 | 213.1216 | -882.2671 | -1871.5653 | 1821.265 | 3145.0571 | 0 | -1080.5876
2030-09-08 | 24 | 153.4735 | 153.4735 | 177.1309 | 0 | 0 | 3777.208 | 168.9198 | -1608.505 | 2518.9709 | 3642.53 | 3004.8496 | 0 | -1080.5876
2030-09-09 | 1 | 153.4735 | 153.4735 | 0 | 199.9196 | 199.9196 | 3777.208 | 168.9195 | 0 | 3743.1306 | 1674.3494 | 3284.21 | 0 | -1080.5876
2030-09-09 | 2 | 0 | 0 | 0 | 0 | 0 | 3777.208 | 1858.001 | 3751.3657 | 3743.1306 | 3642.53 | 3538.3291 | 0 | -1080.5876
2030-09-09 | 3 | 0 | 0 | 0 | 0 | 0 | 3777.208 | 3625.9746 | 3785.312 | 3743.1306 | 3642.53 | 3538.3291 | 0 | -1080.5876
2030-09-09 | 4 | 0 | 0 | 0 | 0 | 4.5451 | 3777.208 | 3625.9746 | 3785.312 | 3743.1306 | 3642.53 | 3538.3291 | 0 | -1080.5876
2030-09-09 | 5 | 0 | 134.7545 | 0 | 0 | 0 | 3777.208 | 3625.9746 | 3785.312 | 3743.1306 | 3642.53 | 3538.3291 | 0 | -1080.5876
2030-09-09 | 6 | 0 | 0 | 0 | 266.4472 | 266.4473 | 3777.208 | 3625.9746 | 3785.312 | 3743.1306 | 3642.53 | 3538.3291 | 0 | -1080.5876
2030-09-09 | 7 | 169.0736 | 306.9471 | 0 | 266.4473 | 266.4473 | 3777.208 | 3625.9746 | 3785.312 | 3743.1306 | 3642.53 | 3538.3291 | 0 | -1080.5876
2030-09-09 | 8 | 400.2805 | 306.9471 | 0 | 133.2797 | 85.9496 | 3645.1011 | 2807.6921 | 2735.092 | 3743.1306 | 3642.53 | 3538.3291 | 629.8274 | -1080.5876
2030-09-09 | 9 | 306.9471 | 361.1376 | 0 | 133.2797 | 133.2797 | 3777.208 | 215.8932 | 2178.1672 | 3108.8613 | 3642.53 | 2279.4846 | 647.0264 | -1080.5876
2030-09-09 | 10 | 460.4206 | 460.4206 | 646.4638 | 133.2797 | 133.2797 | 3777.208 | 168.9196 | 1892.656 | 2835.5889 | 1897.165 | 3433.4849 | 581.477 | -1080.5876
2030-09-09 | 11 | 153.4735 | 153.4735 | 0 | 0 | 0 | 3777.208 | 594.2991 | 1305.2437 | 1871.5653 | 1821.265 | 3538.3291 | 323.5132 | -1080.5876
2030-09-09 | 12 | 153.4735 | 153.4735 | 0 | 66.6399 | 125.9927 | 3777.208 | 878.9404 | 1054.2023 | 1871.5653 | 1821.265 | 3538.3291 | 412.9973 | -1080.5876
2030-09-09 | 13 | 153.4735 | 153.4735 | 0 | 0 | 0 | 3777.208 | 215.8928 | 1024.0713 | 1871.5653 | 1821.265 | 3538.3291 | 485.2698 | -1080.5876
2030-09-09 | 14 | 153.4735 | 153.4735 | 646.4638 | 133.2797 | 133.2797 | 3777.208 | 1812.9873 | 818.52 | 2048.1111 | 1821.265 | 3538.3291 | 0 | -1080.5876
2030-09-09 | 15 | 153.4735 | 153.4735 | 646.4638 | 46.4282 | 66.6399 | 3777.208 | 168.9198 | 234.243 | 1871.5653 | 1821.265 | 3288.3337 | 0 | -1080.5876
2030-09-09 | 16 | 153.4735 | 153.4735 | 646.4638 | 133.2797 | 133.2797 | 3777.208 | 168.9179 | 0 | 1871.5653 | 1513.5328 | 1769.1646 | 0 | -1080.5876
2030-09-09 | 17 | 153.4735 | 153.4735 | 646.4638 | 59.1303 | 66.6399 | 3777.208 | 168.9189 | 0 | 1871.5653 | 0 | 3300.8687 | 0 | -1080.5876
2030-09-09 | 18 | 153.4735 | 153.4735 | 646.4638 | 133.2797 | 133.2797 | 2123.8899 | 1828.4147 | 0 | 1871.5653 | 1821.265 | 3538.3291 | 0 | -1080.5876
2030-09-09 | 19 | 153.4735 | 153.4735 | 646.4638 | 0 | 0 | 3777.208 | 3625.9746 | -757.2242 | 393.481 | 1821.265 | 3538.3291 | 0 | -1080.5876
2030-09-09 | 20 | 153.4735 | 153.4735 | 323.2319 | 0 | 0 | 3777.208 | 1812.9873 | 0 | 1871.5653 | 1821.265 | 759.6655 | 0 | -1080.5876
2030-09-09 | 21 | 153.4735 | 153.4735 | 95.802 | 133.2797 | 133.2797 | 3777.208 | 215.894 | -3.7193e-05 | 1871.5653 | 2837.3586 | 3538.3291 | 647.0264 | -1080.5876
2030-09-09 | 22 | 153.4735 | 153.4735 | 12.579 | 133.2797 | 133.2797 | 3777.208 | 168.9197 | 1729.026 | 1871.5653 | 1821.265 | 2289.9692 | 323.5132 | -1080.5876
2030-09-09 | 23 | 153.4735 | 153.4735 | 323.2319 | 0 | 0 | 3777.208 | 168.9209 | 0 | 3743.1306 | 2742.6155 | 1985.0458 | 0 | -1080.5876
2030-09-09 | 24 | 153.4735 | 153.4735 | 0 | 0 | 0 | 3777.208 | 168.9198 | 465.203 | 3458.5422 | 2681.8547 | 3538.3291 | 0 | -1080.5876
2030-09-10 | 1 | 153.4735 | 153.4735 | 0 | 0 | 0 | 3777.208 | 3625.9746 | -179.2197 | 1871.5653 | 2372.7942 | 3538.3291 | 0 | -1080.5876
2030-09-10 | 2 | 153.4735 | 153.4735 | 0 | 0 | 0 | 3777.208 | 3625.9746 | 3585.3608 | 3743.1306 | 3642.53 | 3538.3291 | 0 | -1080.5876
2030-09-10 | 3 | 153.4735 | 153.4735 | 0 | 0 | 0 | 3777.208 | 3625.9746 | 3785.312 | 3743.1306 | 3642.53 | 3538.3291 | 0 | -1080.5876
2030-09-10 | 4 | 153.4735 | 153.4735 | 0 | 0 | 0 | 3777.208 | 3625.9746 | 3785.312 | 3743.1306 | 3642.53 | 3538.3291 | 0 | -1080.5876
2030-09-10 | 5 | 153.4735 | 153.4735 | 0 | 43.2996 | 0 | 3777.208 | 3625.9746 | 3785.312 | 3743.1306 | 3642.53 | 3538.3291 | 0 | -1080.5876
2030-09-10 | 6 | 153.4735 | 153.4735 | 0 | 0 | 0 | 3777.208 | 3625.9746 | 3785.312 | 3743.1306 | 3642.53 | 3538.3291 | 0 | -1080.5876
2030-09-10 | 7 | 153.4735 | 153.4735 | 0 | 0 | 0 | 3777.208 | 3625.9746 | 3785.312 | 3743.1306 | 3642.53 | 3538.3291 | 0 | -1080.5876
2030-09-10 | 8 | 153.4735 | 153.4735 | 0 | 0 | 0 | 3777.208 | 3625.9746 | 3785.312 | 3743.1306 | 3642.53 | 3538.3291 | 0 | -1080.5876
2030-09-10 | 9 | 153.4735 | 153.4735 | 0 | 0 | 0 | 3482.2161 | 3625.9746 | 3785.312 | 3743.1306 | 3642.53 | 3538.3291 | 302.6005 | -1080.5876
2030-09-10 | 10 | 153.4735 | 153.4735 | 0 | 10.1539 | 0 | 3317.0142 | 3625.9746 | 2080.741 | 3743.1306 | 3642.53 | 3538.3291 | 0 | -1080.5876
2030-09-10 | 11 | 153.4735 | 153.4735 | 0 | 0 | 2.4626 | 3526.281 | 2319.8767 | 3785.312 | 3743.1306 | 3642.53 | 3538.3291 | 0 | -1080.5876
2030-09-10 | 12 | 153.4735 | 153.4735 | 0 | 0 | 0 | 3589.0032 | 2433.4644 | 2802.8855 | 3743.1306 | 3642.53 | 3538.3291 | 0 | -1080.5876
2030-09-10 | 13 | 153.4735 | 153.4735 | 0 | 0 | 0 | 3777.208 | 2594.8293 | 3785.312 | 3743.1306 | 3642.53 | 3538.3291 | 0 | -1080.5876
2030-09-10 | 14 | 153.4735 | 153.4735 | 0 | 0 | 0 | 3777.208 | 1810.5243 | 3785.312 | 3743.1306 | 3642.53 | 3538.3291 | 0 | -1080.5876
2030-09-10 | 15 | 153.4735 | 153.4735 | 646.4638 | 0 | 0 | 3777.208 | 168.9199 | 1892.656 | 3233.2183 | 3642.53 | 3538.3291 | 0 | -1080.5876
2030-09-10 | 16 | 153.4735 | 153.4735 | 0 | 0 | 0 | 3777.208 | 168.9191 | 1892.656 | 1871.5653 | 1821.265 | 1769.1646 | 0 | -1080.5876
2030-09-10 | 17 | 153.4735 | 153.4735 | 0 | 0 | 0 | 3777.208 | 168.92 | 1892.656 | 2554.686 | 1821.265 | 1828.7445 | 0 | -1080.5876
2030-09-10 | 18 | 153.4735 | 153.4735 | 0 | 0 | 0 | 3777.208 | 199.5673 | 1892.656 | 3743.1306 | 3642.53 | 1769.1646 | 0 | -1080.5876
2030-09-10 | 19 | 153.4735 | 153.4735 | 0 | 0 | 0 | 3777.208 | 215.8939 | 1892.656 | 3743.1306 | 3642.53 | 2207.6738 | 0 | -1080.5876
2030-09-10 | 20 | 153.4735 | 153.4735 | 0 | 0 | 0 | 3777.208 | 215.8953 | 1291.4619 | 3678.4856 | 3642.53 | 3092.7512 | 0 | -1080.5876
2030-09-10 | 21 | 153.4735 | 153.4735 | 0 | 0 | 0 | 3777.208 | 215.8947 | 1424.5903 | 3743.1306 | 3642.53 | 3538.3291 | 0 | -1080.5876
2030-09-10 | 22 | 153.4735 | 153.4735 | 484.8478 | 0 | 0 | 3777.208 | 215.8943 | 480.6662 | 1871.5653 | 3642.53 | 2416.6924 | 0 | -1080.5876
2030-09-10 | 23 | 153.4735 | 153.4735 | 0 | 0 | 0 | 3777.208 | 1116.7854 | -658.638 | 1871.5653 | 1821.265 | 3538.3291 | 0 | -1080.5876
2030-09-10 | 24 | 153.4735 | 153.4735 | 0 | 0 | 0 | 3630.7449 | 1812.9873 | -349.8059 | 2342.6438 | 3642.53 | 3538.3291 | 0 | -1080.5876
2030-09-11 | 1 | 153.4735 | 153.4735 | 0 | 0 | 0 | 3777.208 | 1833.734 | 3785.312 | 3743.1306 | 3642.53 | 3538.3291 | 0 | -1080.5876
2030-09-11 | 2 | 0 | 0 | 0 | 0 | 0 | 3777.208 | 3625.9746 | 3785.312 | 3743.1306 | 3642.53 | 3538.3291 | 0 | -1080.5876
2030-09-11 | 3 | 0 | 0 | 0 | 0 | 0 | 3777.208 | 3625.9746 | 3785.312 | 3743.1306 | 3642.53 | 3538.3291 | 0 | -1080.5876
2030-09-11 | 4 | 0 | 0 | 0 | 0 | 0 | 3777.208 | 3446.9932 | 3461.6021 | 3743.1306 | 3642.53 | 3538.3291 | 0 | -1080.5876
2030-09-11 | 5 | 0 | 0 | 0 | 0 | 0 | 3777.208 | 3625.9746 | 3785.312 | 3743.1306 | 3642.53 | 3538.3291 | 0 | -1080.5876
2030-09-11 | 6 | 0 | 0 | 0 | 0 | 0 | 3777.208 | 3625.9746 | 3785.312 | 3743.1306 | 3642.53 | 3538.3291 | 0 | -1080.5876
2030-09-11 | 7 | 153.4735 | 153.4735 | 0 | 199.9196 | 199.9196 | 3777.208 | 3625.9746 | 3785.312 | 3743.1306 | 3642.53 | 3538.3291 | 0 | -1080.5876
2030-09-11 | 8 | 460.4206 | 365.6493 | 0 | 0 | 0 | 3777.208 | 2150.7498 | 3785.312 | 3743.1306 | 3642.53 | 3538.3291 | 0 | -1080.5876
2030-09-11 | 9 | 153.4735 | 153.4735 | 0 | 0 | 0 | 3777.208 | 215.8937 | 1415.265 | 2498.033 | 3642.53 | 2017.771 | 321.6595 | -1080.5876
2030-09-11 | 10 | 153.4735 | 153.4735 | 0 | 0 | 0 | 3777.208 | 213.8931 | 868.4759 | 886.8593 | 1821.265 | 3181.4429 | 184.4576 | -1080.5876
2030-09-11 | 11 | 153.4735 | 153.4735 | 0 | 0 | 0 | 3777.208 | 213.8937 | 1234.9194 | 3139.0305 | 1821.265 | 2756.3201 | 230.8463 | -1080.5876
2030-09-11 | 12 | 199.5432 | 306.9471 | 0 | 133.2797 | 188.3201 | 3777.208 | 213.8929 | 3785.312 | 3743.1306 | 3642.53 | 1927.9001 | 219.3645 | -1080.5876
2030-09-11 | 13 | 249.0447 | 153.4735 | 0 | 199.9196 | 146.1446 | 3777.208 | 213.8925 | 1892.656 | 3443.009 | 3642.53 | 1689.5437 | 439.4593 | -1080.5876
2030-09-11 | 14 | 153.4735 | 153.4735 | 646.4638 | 66.6399 | 129.3502 | 3777.208 | 168.9194 | 1892.656 | 3743.1306 | 3642.53 | 2487.3398 | 156.0862 | -1080.5876
2030-09-11 | 15 | 187.8611 | 153.4735 | 0 | 66.6399 | 66.6399 | 3777.208 | 168.9198 | 1892.656 | 1972.4493 | 3642.53 | 1769.1646 | 0 | -1080.5876
2030-09-11 | 16 | 153.4735 | 153.4735 | 461.5744 | 78.4321 | 66.6399 | 1888.604 | 166.8611 | 1892.656 | 1871.5653 | 2742.9707 | 1479.2147 | 0 | -1080.5876
2030-09-11 | 17 | 460.4206 | 460.4206 | 484.8478 | 24.1795 | 0 | 1888.604 | 166.8602 | 1892.656 | 1871.5653 | 2509.0486 | 1401.7906 | 0 | -1080.5876
2030-09-11 | 18 | 460.4206 | 460.4206 | 471.3547 | 0 | 0 | 1888.604 | 166.8604 | 1892.656 | 1871.5653 | 3642.53 | 1386.1187 | 0 | -1080.5876
2030-09-11 | 19 | 460.4206 | 460.4206 | 514.8405 | 66.6399 | 66.6399 | 1888.604 | 166.8609 | 1892.656 | 1871.5653 | 3509.998 | 1736.6963 | 0 | -1080.5876
2030-09-11 | 20 | 153.4735 | 153.4735 | 577.0728 | 0 | 0 | 3777.208 | 168.9192 | 1892.656 | 1871.5653 | 3484.9023 | 1769.1646 | 0 | -1080.5876
2030-09-11 | 21 | 153.4735 | 153.4735 | 474.2914 | 0 | 0 | 3636.2151 | 168.9197 | 1892.656 | 1871.5653 | 3160.1453 | 1769.1646 | 0 | -1080.5876
2030-09-11 | 22 | 153.4735 | 153.4735 | 297.6766 | 0 | 0 | 3777.208 | 168.9203 | -542.1339 | 1871.5653 | 1821.265 | 2980.3713 | 0 | -1080.5876
2030-09-11 | 23 | 153.4735 | 153.4735 | 0 | 0 | 0 | 3777.208 | 166.8607 | -1515.6145 | 1001.3649 | 1821.265 | 1517.8334 | 0 | -1080.5876
2030-09-11 | 24 | 153.4735 | 153.4735 | 214.4233 | 0 | 0 | 3777.208 | 168.9199 | -1224.5492 | 1635.2972 | 1821.265 | 3538.3291 | 0 | -1080.5876
2030-09-12 | 1 | 153.4735 | 153.4735 | 0 | 0 | 0 | 3777.208 | 215.8921 | -1074.922 | 485.3617 | -1493.6281 | 3538.3291 | 0 | -1080.5876
2030-09-12 | 2 | 153.4735 | 153.4735 | 0 | 0 | 0 | 3777.208 | 1151.2654 | -1941.2722 | -2.5272e-05 | -184.5943 | 3538.3291 | 0 | -1080.5876
2030-09-12 | 3 | 153.4735 | 153.4735 | 0 | 0 | 0 | 3777.208 | 2236.408 | -2136.2292 | -1892.1729 | 1821.265 | 3538.3291 | 0 | -1080.5876
2030-09-12 | 4 | 153.4735 | 153.4735 | 0 | 30.7114 | 0 | 3777.208 | 215.8939 | -1242.1337 | 860.8522 | 1821.265 | 3538.3291 | 0 | -1080.5876
2030-09-12 | 5 | 153.4735 | 153.4735 | 0 | 0 | 44.6415 | 3777.208 | 213.8926 | -3.7193e-05 | 3743.1306 | 1607.9695 | 1769.1646 | 0 | -1080.5876
2030-09-12 | 6 | 153.4735 | 153.4735 | 0 | 0 | 0 | 3777.208 | 213.8933 | 786.0463 | 3743.1306 | 2428.3948 | 2182.7922 | 0 | -1080.5876
2030-09-12 | 7 | 153.4735 | 153.4735 | 0 | 0 | 0 | 3777.208 | 213.8928 | 347.8658 | 2225.5205 | 3642.53 | 265.2409 | 0 | -1080.5876
2030-09-12 | 8 | 153.4735 | 153.4735 | 176.0171 | 0 | 0 | 3777.208 | 168.9193 | 1867.438 | 1871.5653 | 1821.265 | 1891.63 | 0 | -1080.5876
2030-09-12 | 9 | 153.4735 | 153.4735 | 0 | 0 | 0 | 3777.208 | 168.9188 | 193.2357 | 1871.5653 | 1821.265 | 2636.552 | 378.6183 | -1080.5876
2030-09-12 | 10 | 153.4735 | 153.4735 | 0 | 0 | 0 | 2602.5776 | 168.9198 | 46.4539 | 1871.5653 | 1821.265 | 2501.1838 | 485.2698 | -1080.5876
2030-09-12 | 11 | 153.4735 | 153.4735 | 0 | 0 | 0 | 3777.208 | 215.8928 | 96.8226 | 1871.5653 | 1821.265 | 3538.3291 | 485.2698 | -1080.5876
2030-09-12 | 12 | 153.4735 | 153.4735 | 0 | 0 | 0 | 3715.0667 | 168.9195 | 368.3069 | 1871.5653 | 1821.265 | 2853.2241 | 485.2698 | -1080.5876
2030-09-12 | 13 | 153.4735 | 153.4735 | 0 | 0 | 0 | 2837.4832 | 168.9198 | -98.268 | 1871.5653 | 1821.265 | 1769.1646 | 191.7551 | -1080.5876
2030-09-12 | 14 | 153.4735 | 153.4735 | 0 | 0 | 0 | 2697.6221 | 168.9194 | -693.3533 | 1871.5653 | 1821.265 | 1866.3015 | 323.5132 | -1080.5876
2030-09-12 | 15 | 153.4735 | 153.4735 | 646.4638 | 133.2797 | 133.2797 | 2798.7798 | 168.9196 | 0 | 1871.5653 | 0 | 1769.1646 | 0 | -1080.5876
2030-09-12 | 16 | 460.4206 | 460.4206 | 646.4638 | 199.9196 | 199.9196 | 1888.604 | 168.9198 | 0 | 1871.5653 | 1009.8835 | 1769.1646 | 0 | -1080.5876
2030-09-12 | 17 | 153.4735 | 153.4735 | 646.4638 | 133.2797 | 133.2797 | 1888.604 | 168.9193 | -942.5447 | 1871.5653 | 0 | 1769.1646 | 0 | -1080.5876
2030-09-12 | 18 | 153.4735 | 153.4735 | 646.4638 | 133.2797 | 133.2797 | 1888.604 | 168.9193 | -2421.5657 | 1871.5653 | 1710.8892 | 1991.8799 | 0 | -1080.5876
2030-09-12 | 19 | 306.9471 | 283.5174 | 646.4638 | 199.9196 | 199.9196 | 1888.604 | 168.9197 | 0 | 1871.5653 | 30.2826 | 3525.7852 | 575.7126 | -1080.5876
2030-09-12 | 20 | 153.4735 | 153.4735 | 646.4638 | 133.2797 | 133.2797 | 3777.208 | 168.9201 | -1465.3029 | 1871.5653 | 1821.265 | 2950.4475 | 0 | -1080.5876
2030-09-12 | 21 | 153.4735 | 169.3636 | 646.4638 | 133.2797 | 133.2797 | 1888.604 | 168.9189 | -1892.656 | 1871.5653 | 1821.265 | 1769.1646 | 0 | -1080.5876
2030-09-12 | 22 | 153.4735 | 153.4735 | 323.2319 | 0 | 0 | 1888.604 | 168.9196 | -1892.656 | 1599.7062 | 1821.265 | 1769.1646 | 0 | -1080.5876
2030-09-12 | 23 | 153.4735 | 153.4735 | 356.515 | 0 | 0 | 1888.604 | 166.8609 | -1892.656 | 1325.5692 | 1821.265 | 1769.1646 | 0 | -1080.5876
2030-09-12 | 24 | 153.4735 | 153.4735 | 0 | 0 | 0 | 3777.208 | 166.8607 | -186.8243 | 258.8753 | -1821.265 | 221.0085 | 0 | -1080.5876
2030-09-13 | 1 | 153.4735 | 153.4735 | 0 | 0 | 0 | 2089.3042 | 166.8608 | -1164.5955 | 0 | 0 | 221.009 | 0 | -1080.5876
2030-09-13 | 2 | 153.4735 | 153.4735 | 0 | 0 | 0 | 3777.208 | 213.8931 | -3.7193e-05 | -747.6246 | -705.4481 | 542.8341 | 0 | -1080.5876
2030-09-13 | 3 | 153.4735 | 153.4735 | 0 | 0 | 0 | 3777.208 | 213.894 | -3.7193e-05 | -2.5272e-05 | 1768.9358 | 265.2417 | 0 | -1080.5876
2030-09-13 | 4 | 153.4735 | 181.5226 | 0 | 200.6595 | 266.4473 | 3299.6169 | 213.8937 | 110.66 | 1871.5653 | 3642.53 | 1541.4652 | 0 | -1080.5876
2030-09-13 | 5 | 460.4206 | 460.4206 | 512.7638 | 0 | 24.0835 | 3371.6067 | 1064.4565 | 508.7799 | 1871.5653 | 3642.53 | 3538.3291 | 0 | -1080.5876
2030-09-13 | 6 | 460.4206 | 460.4206 | 0 | 0 | 65.6189 | 2450.9619 | 1784.637 | 1524.4691 | 1871.5653 | 3642.53 | 3538.3291 | 0 | -1080.5876
2030-09-13 | 7 | 460.4206 | 460.4206 | 0 | 0 | 0 | 3084.9285 | 1248.0963 | 2826.6389 | 1871.5653 | 3642.53 | 3538.3291 | 0 | -1080.5876
2030-09-13 | 8 | 460.4206 | 460.4206 | 0 | 101.576 | 66.6399 | 3777.208 | 1337.6566 | 3785.312 | 1455.3647 | 3642.53 | 3538.3291 | 0 | -1080.5876
2030-09-13 | 9 | 460.4206 | 460.4206 | 0 | 55.845 | 66.6399 | 3777.208 | 2430.8691 | 3785.312 | 2235.9331 | 3642.53 | 3538.3291 | 0 | -1080.5876
2030-09-13 | 10 | 306.9471 | 306.9471 | 0 | 0 | 0 | 3777.208 | 958.3997 | 3322.0647 | 3160.6353 | 3642.53 | 3538.3291 | 485.2698 | -1080.5876
2030-09-13 | 11 | 460.4206 | 460.4206 | 165.327 | 199.9196 | 157.2987 | 3777.208 | 250.1138 | 2136.6655 | 3079.2405 | 3642.53 | 1769.1646 | 0 | -1080.5876
2030-09-13 | 12 | 460.4206 | 460.4206 | 314.7929 | 266.4472 | 266.4472 | 3777.208 | 168.9202 | 2173.7375 | 3071.6624 | 3642.53 | 1769.1646 | 0 | -1080.5876
2030-09-13 | 13 | 460.4206 | 460.4206 | 0 | 266.4473 | 266.4473 | 3777.208 | 168.9197 | 1912.1676 | 3743.1306 | 3642.53 | 3004.1257 | 323.5132 | -1080.5876
2030-09-13 | 14 | 460.4206 | 460.4206 | 0 | 266.4473 | 266.4473 | 3777.208 | 215.892 | 1892.656 | 3403.2949 | 3642.53 | 1769.1646 | 348.2394 | -1080.5876
2030-09-13 | 15 | 460.4206 | 460.4206 | 646.4638 | 199.9196 | 146.1304 | 1888.604 | 166.8612 | 1892.656 | 1871.5653 | 2549.4697 | 1769.1646 | 374.0928 | -1080.5876
2030-09-13 | 16 | 460.4206 | 460.4206 | 646.4638 | 266.4473 | 266.4472 | 2538.1289 | 166.8602 | 3785.312 | 1871.5653 | 1821.265 | 283.3697 | 418.024 | -1080.5876
2030-09-13 | 17 | 460.4206 | 460.4206 | 646.4638 | 266.4473 | 266.4473 | 2057.2244 | 168.9194 | 3785.312 | 1871.5653 | 1821.265 | 1769.1646 | 447.0128 | -1080.5876
2030-09-13 | 18 | 460.4206 | 460.4206 | 646.4638 | 266.4473 | 266.4473 | 1888.604 | 168.9199 | 3785.312 | 1871.5653 | 1878.7046 | 2707.7605 | 368.4207 | -1080.5876
2030-09-13 | 19 | 460.4206 | 460.4206 | 646.4638 | 266.4473 | 266.4473 | 1888.604 | 168.9197 | 1892.656 | 1871.5653 | 2477.2693 | 1832.6946 | 176.885 | -1080.5876
2030-09-13 | 20 | 460.4206 | 460.4206 | 646.4638 | 266.4473 | 266.4472 | 1888.604 | 168.9201 | 1683.7769 | 1871.5653 | 3642.53 | 3365.7393 | 0 | -1080.5876
2030-09-13 | 21 | 460.4206 | 460.4206 | 71.017 | 199.9196 | 159.5247 | 1888.604 | 174.0078 | 332.4592 | 1871.5653 | 3642.53 | 1769.1646 | 345.4601 | -1080.5876
2030-09-13 | 22 | 460.4206 | 460.4206 | 323.2319 | 124.5377 | 66.6399 | 1888.604 | 166.8632 | 1892.656 | 1871.5653 | 2965.8328 | 1769.1646 | 0 | -1080.5876
2030-09-13 | 23 | 460.4206 | 460.4206 | 589.997 | 199.9196 | 253.199 | 1888.604 | 166.8595 | 1892.656 | 1871.5653 | 1821.265 | 802.973 | 0 | -1080.5876
2030-09-13 | 24 | 460.4206 | 460.4206 | 439.676 | 199.9196 | 199.9196 | 1888.604 | 166.8623 | 767.4004 | 1871.5653 | 1821.265 | 221.0081 | 0 | -1080.5876
2030-09-14 | 1 | 460.4206 | 460.4206 | 154.8237 | 66.6399 | 93.8999 | 3777.208 | 166.861 | 651.56 | 1703.0803 | 1821.265 | 2503.1538 | 0 | -1080.5876
2030-09-14 | 2 | 153.4735 | 153.4735 | 0 | 0 | 0 | 3777.208 | 1269.5745 | 3585.8091 | 3743.1306 | 3642.53 | 3538.3291 | 0 | -1080.5876
2030-09-14 | 3 | 153.4735 | 153.4735 | 0 | 0 | 0 | 3777.208 | 3625.9746 | 3785.312 | 3743.1306 | 3642.53 | 3538.3291 | 0 | -1080.5876
2030-09-14 | 4 | 153.4735 | 153.4735 | 0 | 0 | 0 | 3777.208 | 3625.9746 | 3785.312 | 3743.1306 | 3642.53 | 3538.3291 | 0 | -1080.5876
2030-09-14 | 5 | 153.4735 | 153.4735 | 0 | 0 | 0 | 3777.208 | 3625.9746 | 3785.312 | 3743.1306 | 3642.53 | 3538.3291 | 0 | -1080.5876
2030-09-14 | 6 | 153.4735 | 153.4735 | 0 | 0 | 0 | 3777.208 | 3625.9746 | 3785.312 | 3743.1306 | 3642.53 | 3538.3291 | 0 | -1080.5876
2030-09-14 | 7 | 153.4735 | 153.4735 | 0 | 0 | 0 | 3777.208 | 3625.9746 | 3785.312 | 3743.1306 | 3642.53 | 3538.3291 | 0 | -1080.5876
2030-09-14 | 8 | 153.4735 | 153.4735 | 0 | 0 | 0 | 3777.208 | 3625.9746 | 3785.312 | 3743.1306 | 3642.53 | 3538.3291 | 0 | -1080.5876
2030-09-14 | 9 | 153.4735 | 153.4735 | 0 | 0 | 0 | 3777.208 | 3625.9746 | 3785.312 | 3743.1306 | 3642.53 | 3538.3291 | 0 | -1080.5876
2030-09-14 | 10 | 153.4735 | 153.4735 | 0 | 66.6399 | 73.3304 | 3777.208 | 3625.9746 | 3785.312 | 3743.1306 | 3642.53 | 3538.3291 | 150.7034 | -1080.5876
2030-09-14 | 11 | 153.4735 | 153.4735 | 0 | 85.6585 | 133.2797 | 3777.208 | 3625.9746 | 3785.312 | 3743.1306 | 3642.53 | 3538.3291 | 353.2702 | -1080.5876
2030-09-14 | 12 | 153.4735 | 153.4735 | 0 | 133.2797 | 157.5095 | 3777.208 | 3625.9746 | 3785.312 | 3743.1306 | 3642.53 | 3538.3291 | 527.1903 | -1080.5876
2030-09-14 | 13 | 153.4735 | 153.4735 | 0 | 133.2797 | 154.6759 | 3777.208 | 3625.9746 | 3785.312 | 3743.1306 | 3642.53 | 3538.3291 | 0 | -1080.5876
2030-09-14 | 14 | 153.4735 | 153.4735 | 0 | 226.1247 | 199.9196 | 3777.208 | 3625.9756 | 3785.312 | 3743.1306 | 3642.53 | 3538.3291 | 0 | -1080.5876
2030-09-14 | 15 | 306.9471 | 168.5728 | 82.0084 | 266.4473 | 266.4473 | 3777.208 | 3625.9746 | 3785.312 | 3743.1306 | 3642.53 | 3538.3291 | 0 | -1080.5876
2030-09-14 | 16 | 153.4735 | 153.4735 | 646.4638 | 266.4473 | 266.4473 | 3777.208 | 3625.9746 | 3785.312 | 3743.1306 | 3642.53 | 3538.3291 | 0 | -1080.5876
2030-09-14 | 17 | 0 | 0 | 646.4638 | 266.4473 | 266.4473 | 3777.208 | 3625.9746 | 3785.312 | 3743.1306 | 3642.53 | 3538.3291 | 0 | -1080.5876
2030-09-14 | 18 | 153.4735 | 153.4735 | 646.4638 | 266.4473 | 266.4473 | 3777.208 | 3625.9746 | 3785.312 | 3743.1306 | 3642.53 | 3538.3291 | 0 | -1080.5876
2030-09-14 | 19 | 153.4735 | 153.4735 | 0 | 266.4473 | 262.8362 | 3777.208 | 3625.9746 | 3785.312 | 3743.1306 | 3642.53 | 3538.3291 | 122.2261 | -1080.5876
2030-09-14 | 20 | 153.4735 | 153.4735 | 0 | 266.4473 | 266.4473 | 3777.208 | 3625.9746 | 3785.312 | 3743.1306 | 3642.53 | 3538.3291 | 325.4982 | -1080.5876
2030-09-14 | 21 | 153.4735 | 153.4735 | 0 | 66.6399 | 69.3903 | 3777.208 | 3625.9746 | 3785.312 | 3743.1306 | 3642.53 | 3538.3291 | 279.8078 | -1080.5876
2030-09-14 | 22 | 153.4735 | 153.4735 | 0 | 22.063 | 66.6399 | 3777.208 | 3625.9746 | 3785.312 | 3743.1306 | 3642.53 | 3538.3291 | 436.0777 | -1080.5876
2030-09-14 | 23 | 153.4735 | 153.4735 | 0 | 0 | 0 | 3777.208 | 3625.9746 | 3785.312 | 3743.1306 | 3642.53 | 3538.3291 | 78.0698 | -1080.5876
2030-09-14 | 24 | 153.4735 | 153.4735 | 0 | 0 | 0 | 3777.208 | 3625.9746 | 3785.312 | 3743.1306 | 3642.53 | 3538.3291 | 0 | -1080.5876
2030-09-15 | 1 | 153.4735 | 153.4735 | 0 | 0 | 0 | 3777.208 | 3625.9746 | 3785.312 | 3743.1306 | 3642.53 | 3538.3291 | 0 | -1080.5876
2030-09-15 | 2 | 153.4735 | 153.4735 | 0 | 266.4473 | 266.4473 | 3777.208 | 3625.9746 | 3785.312 | 3743.1306 | 3642.53 | 3538.3291 | 0 | -1080.5876
2030-09-15 | 3 | 153.4735 | 153.4735 | 0 | 199.9196 | 199.9196 | 3777.208 | 3625.9746 | 3785.312 | 3743.1306 | 3642.53 | 3538.3291 | 0 | -1080.5876
2030-09-15 | 4 | 153.4735 | 153.4735 | 0 | 266.4472 | 266.4472 | 3777.208 | 3625.9746 | 3785.312 | 3743.1306 | 3642.53 | 3538.3291 | 0 | -1080.5876
2030-09-15 | 5 | 153.4735 | 153.4735 | 0 | 199.9196 | 199.9196 | 3777.208 | 3625.9746 | 3785.312 | 3743.1306 | 3642.53 | 3538.3291 | 0 | -1.6451e-05
2030-09-15 | 6 | 153.4735 | 153.4735 | 0 | 266.4472 | 266.4473 | 3777.208 | 3625.9746 | 3785.312 | 3743.1306 | 3642.53 | 3538.3291 | 0 | -1080.5876
2030-09-15 | 7 | 153.4735 | 153.4735 | 0 | 133.2797 | 133.2797 | 3777.208 | 3625.9746 | 3785.312 | 3743.1306 | 3642.53 | 3538.3291 | 0 | -1080.5876
2030-09-15 | 8 | 153.4735 | 153.4735 | 0 | 199.9196 | 199.9196 | 3777.208 | 3625.9746 | 3785.312 | 3743.1306 | 3642.53 | 3538.3291 | 0 | -1080.5876
2030-09-15 | 9 | 153.4735 | 153.4735 | 0 | 266.4473 | 266.4472 | 3777.208 | 3625.9746 | 3785.312 | 3743.1306 | 3642.53 | 3538.3291 | 0 | -1080.5876
2030-09-15 | 10 | 153.4735 | 153.4735 | 0 | 199.9196 | 199.9196 | 3777.208 | 3625.9746 | 3785.312 | 3743.1306 | 3642.53 | 3538.3291 | 0 | -1080.5876
2030-09-15 | 11 | 153.4735 | 153.4735 | 0 | 199.9196 | 199.9196 | 3777.208 | 3625.9746 | 3785.312 | 3743.1306 | 3642.53 | 3538.3291 | 0 | -1080.5876
2030-09-15 | 12 | 153.4735 | 153.4735 | 0 | 133.2797 | 183.4248 | 3777.208 | 3625.9746 | 3785.312 | 3743.1306 | 3642.53 | 3538.3291 | 0 | -1080.5876
2030-09-15 | 13 | 306.9471 | 306.9471 | 0 | 266.4472 | 266.4473 | 3777.208 | 3625.9746 | 3785.312 | 3743.1306 | 3642.53 | 3538.3291 | 216.9804 | -1080.5876
2030-09-15 | 14 | 306.9471 | 290.9656 | 0 | 266.4473 | 266.4473 | 3777.208 | 3625.9746 | 3785.312 | 3743.1306 | 3642.53 | 3538.3291 | 133.0928 | -1080.5876
2030-09-15 | 15 | 460.4206 | 460.4206 | 0 | 266.4473 | 266.4472 | 3777.208 | 3625.9746 | 3785.312 | 3743.1306 | 3642.53 | 3538.3291 | 409.3875 | -1080.5876
2030-09-15 | 16 | 460.4206 | 460.4206 | 484.8478 | 266.4472 | 266.4472 | 3777.208 | 3625.9746 | 3785.312 | 3743.1306 | 3642.53 | 3538.3291 | 0 | -1080.5876
2030-09-15 | 17 | 205.7718 | 306.9471 | 646.4638 | 266.4473 | 266.4473 | 3777.208 | 3625.9746 | 3785.312 | 3743.1306 | 3642.53 | 3538.3291 | 0 | -1080.5876
2030-09-15 | 18 | 460.4206 | 454.5999 | 0 | 266.4473 | 266.4473 | 3777.208 | 3625.9746 | 3785.312 | 3743.1306 | 3642.53 | 3538.3291 | 0 | -1080.5876
2030-09-15 | 19 | 460.4206 | 460.4206 | 0 | 266.4473 | 266.4473 | 3777.208 | 3625.9746 | 3785.312 | 3743.1306 | 3642.53 | 3538.3291 | 88.5401 | -1080.5876
2030-09-15 | 20 | 460.4206 | 460.4206 | 323.2319 | 266.4473 | 266.4473 | 3777.208 | 3625.9746 | 3785.312 | 3743.1306 | 3642.53 | 3538.3291 | 0 | -1080.5876
2030-09-15 | 21 | 153.4735 | 153.4735 | 233.8543 | 199.9196 | 199.9196 | 3777.208 | 3625.9746 | 3785.312 | 3743.1306 | 3642.53 | 3538.3291 | 0 | -1080.5876
2030-09-15 | 22 | 153.4735 | 153.4735 | 0 | 252.8709 | 266.4473 | 3777.208 | 3625.9746 | 3785.312 | 3743.1306 | 3642.53 | 3538.3291 | 0 | -1080.5876
2030-09-15 | 23 | 153.4735 | 153.4735 | 0 | 0 | 0 | 3777.208 | 3625.9746 | 3785.312 | 3743.1306 | 3642.53 | 3538.3291 | 0 | -1080.5876
2030-09-15 | 24 | 153.4735 | 153.4735 | 0 | 66.6399 | 0.63703 | 3777.208 | 3625.9746 | 3785.312 | 3743.1306 | 3642.53 | 3538.3291 | 441.0692 | -1080.5876
2030-09-16 | 1 | 0 | 0 | 0 | 199.9196 | 199.9196 | 3777.208 | 3625.9746 | 3785.312 | 3743.1306 | 3642.53 | 3538.3291 | 0 | -1080.5876
2030-09-16 | 2 | 153.4735 | 153.4735 | 0 | 266.4473 | 266.4473 | 3777.208 | 3625.9746 | 3785.312 | 3743.1306 | 3642.53 | 3538.3291 | 0 | -1080.5876
2030-09-16 | 3 | 153.4735 | 153.4735 | 0 | 199.9196 | 199.9196 | 3777.208 | 3625.9746 | 3785.312 | 3743.1306 | 3642.53 | 3538.3291 | 0 | -1080.5876
2030-09-16 | 4 | 153.4735 | 153.4735 | 0 | 266.4473 | 266.4473 | 3777.208 | 3625.9746 | 3785.312 | 3743.1306 | 3642.53 | 3538.3291 | 0 | -1080.5876
2030-09-16 | 5 | 153.4735 | 153.4735 | 0 | 242.3273 | 266.4473 | 3777.208 | 3625.9746 | 3785.312 | 3743.1306 | 3642.53 | 3538.3291 | 0 | -1080.5876
2030-09-16 | 6 | 153.4735 | 153.4735 | 0 | 0 | 0 | 3777.208 | 3625.9746 | 3785.3108 | 3743.1306 | 3642.53 | 3538.3291 | 0 | -1080.5876
2030-09-16 | 7 | 0 | 0 | 0 | 0 | 0 | 3777.208 | 3625.9746 | 3785.312 | 3743.1306 | 3642.53 | 3538.3291 | 0 | -1080.5876
2030-09-16 | 8 | 153.4735 | 153.4735 | 0 | 0 | 0 | 3777.208 | 3625.9746 | 3785.312 | 3743.1306 | 3642.53 | 3538.3291 | 0 | -1080.5876
2030-09-16 | 9 | 153.4735 | 153.4735 | 0 | 66.6399 | 46.1874 | 3777.208 | 3625.9746 | 3785.312 | 3743.1306 | 3642.53 | 3538.3291 | 0 | -1080.5876
2030-09-16 | 10 | 153.4735 | 153.4735 | 0 | 66.6399 | 44.7185 | 3777.208 | 3625.9746 | 3785.312 | 3743.1306 | 3642.53 | 3538.3291 | 0 | -1080.5876
2030-09-16 | 11 | 153.4735 | 153.4735 | 0 | 66.6399 | 72.8214 | 3777.208 | 3625.9746 | 3785.312 | 3743.1306 | 3642.53 | 3538.3291 | 0 | -1080.5876
2030-09-16 | 12 | 153.4735 | 110.0007 | 0 | 66.6399 | 74.4512 | 3777.208 | 3625.9746 | 3785.312 | 3743.1306 | 3642.53 | 3538.3291 | 0 | -1080.5876
2030-09-16 | 13 | 153.4735 | 153.4735 | 0 | 66.6399 | 45.917 | 3777.208 | 3625.9746 | 3785.312 | 3743.1306 | 3642.53 | 3538.3291 | 0 | -1080.5876
2030-09-16 | 14 | 153.4735 | 153.4735 | 484.8478 | 266.4473 | 266.4473 | 3777.208 | 3625.9746 | 3785.312 | 3743.1306 | 3642.53 | 3538.3291 | 0 | -1080.5876
2030-09-16 | 15 | 153.4735 | 286.344 | 646.4638 | 266.4473 | 266.4473 | 3777.208 | 3625.9746 | 3785.312 | 3743.1306 | 3642.53 | 3538.3291 | 0 | -1080.5876
2030-09-16 | 16 | 153.4735 | 266.1762 | 646.4638 | 266.4473 | 266.4473 | 3777.208 | 3625.9746 | 3785.312 | 3743.1306 | 3642.53 | 3538.3291 | 0 | -1080.5876
2030-09-16 | 17 | 292.8614 | 306.9471 | 646.4638 | 266.4472 | 266.4472 | 3777.208 | 3625.9746 | 3785.312 | 3743.1306 | 3642.53 | 3538.3291 | 0 | -1080.5876
2030-09-16 | 18 | 153.4735 | 153.4735 | 646.4638 | 0 | 0 | 3777.208 | 3625.9746 | 3785.312 | 3743.1306 | 3642.53 | 3538.3291 | 0 | -1080.5876
2030-09-16 | 19 | 153.4735 | 153.4735 | 0 | 17.0567 | 66.6399 | 3777.208 | 3625.9746 | 3785.312 | 3743.1306 | 3642.53 | 3538.3291 | 0 | -1080.5876
2030-09-16 | 20 | 153.4735 | 153.4735 | 0 | 0 | 0 | 3777.208 | 3625.9746 | 3785.312 | 3743.1306 | 3642.53 | 3538.3291 | 0 | -1080.5876
2030-09-16 | 21 | 153.4735 | 153.4735 | 0 | 66.6399 | 108.5629 | 3777.207 | 3625.9746 | 3785.312 | 3743.1306 | 3642.53 | 3538.3291 | 0 | -1080.5876
2030-09-16 | 22 | 153.4735 | 153.4735 | 0 | 0 | 0 | 3777.208 | 3625.9746 | 3785.312 | 3743.1306 | 3642.53 | 3538.3291 | 0 | -1080.5876
2030-09-16 | 23 | 153.4735 | 153.4735 | 0 | 199.9196 | 185.2037 | 3777.208 | 3625.9746 | 3785.312 | 3743.1306 | 3642.53 | 3538.3291 | 0 | -1080.5876
2030-09-16 | 24 | 153.4735 | 153.4735 | 0 | 199.9196 | 199.9196 | 3777.208 | 3625.9746 | 3785.312 | 3743.1306 | 3642.53 | 3538.3291 | 0 | -1080.5876
2030-09-17 | 1 | 153.4735 | 153.4735 | 0 | 266.3465 | 199.9196 | 3777.208 | 3625.9746 | 3785.312 | 3743.1306 | 3642.53 | 3538.3291 | 0 | -1080.5876
2030-09-17 | 2 | 153.4735 | 153.4735 | 0 | 266.4472 | 266.4473 | 3777.208 | 3625.9746 | 3785.312 | 3743.1306 | 3642.53 | 3538.3291 | 0 | -1080.5876
2030-09-17 | 3 | 153.4735 | 153.4735 | 0 | 266.4472 | 266.4472 | 3777.208 | 3625.9746 | 3785.312 | 3743.1306 | 3642.53 | 3538.3291 | 0 | -1080.5876
2030-09-17 | 4 | 0 | 0 | 0 | 0 | 0 | 3777.208 | 3625.9746 | 3785.312 | 3743.1306 | 3642.53 | 3538.3291 | 0 | -1080.5876
2030-09-17 | 5 | 153.4735 | 153.4735 | 0 | 266.4472 | 266.4472 | 3777.208 | 3625.9746 | 3034.6775 | 3743.1306 | 3642.53 | 3538.3291 | 0 | 1080.5876
2030-09-17 | 6 | 153.4735 | 153.4735 | 0 | 266.4473 | 266.4472 | 3777.208 | 3625.9746 | 3785.312 | 3743.1306 | 3642.53 | 3538.3291 | 0 | -1080.5876
2030-09-17 | 7 | 153.4735 | 153.4735 | 0 | 0 | 0 | 3777.208 | 3625.9746 | 3785.312 | 3743.1306 | 3642.53 | 3538.3291 | 0 | -1080.5876
2030-09-17 | 8 | 153.4735 | 153.4735 | 0 | 66.6399 | 66.6399 | 3777.208 | 3625.9746 | 3785.312 | 3743.1306 | 3642.53 | 3538.3291 | 0 | -1080.5876
2030-09-17 | 9 | 153.4735 | 153.4735 | 0 | 0 | 0 | 3777.208 | 3625.9746 | 3785.312 | 3743.1306 | 3642.53 | 3538.3291 | 0 | -1080.5876
2030-09-17 | 10 | 153.4735 | 153.4735 | 0 | 0 | 0 | 3777.208 | 3625.9746 | 3785.312 | 3743.1306 | 3642.53 | 3538.3291 | 0 | -1080.5876
2030-09-17 | 11 | 153.4735 | 153.4735 | 0 | 66.6399 | 66.6399 | 3777.208 | 3625.9746 | 3785.312 | 3743.1306 | 3642.53 | 3538.3301 | 0 | -1080.5876
2030-09-17 | 12 | 153.4735 | 153.4735 | 0 | 0 | 0 | 3777.208 | 3625.9746 | 3785.312 | 3743.1306 | 3642.53 | 3538.3291 | 0 | -1080.5876
2030-09-17 | 13 | 153.4735 | 153.4735 | 0 | 90.039 | 133.2797 | 3777.208 | 3625.9746 | 3785.312 | 3743.1306 | 3642.53 | 3538.3291 | 0 | -1080.5876
2030-09-17 | 14 | 153.4735 | 153.4735 | 0 | 0 | 14.4876 | 3777.208 | 3625.9746 | 3785.312 | 3743.1306 | 3642.53 | 3538.3291 | 0 | -1080.5876
2030-09-17 | 15 | 153.4735 | 153.4735 | 0 | 60.4002 | 66.6399 | 3777.208 | 3625.9756 | 3785.312 | 3743.1306 | 3642.53 | 3538.3291 | 0 | -1080.5876
2030-09-17 | 16 | 153.4735 | 153.4735 | 0 | 149.1427 | 199.9196 | 3777.208 | 3625.9746 | 3785.312 | 3743.1306 | 3642.53 | 3538.3291 | 0 | -1080.5876
2030-09-17 | 17 | 153.4735 | 153.4735 | 0 | 166.9435 | 199.9196 | 3777.208 | 3625.9746 | 3785.312 | 3743.1306 | 3642.53 | 3538.3291 | 0 | -1080.5876
2030-09-17 | 18 | 153.4735 | 153.4735 | 0 | 133.2797 | 153.9426 | 3777.208 | 3625.9746 | 3785.312 | 3743.1306 | 3642.53 | 3538.3291 | 0 | -1080.5876
2030-09-17 | 19 | 153.4735 | 153.4735 | 0 | 199.9196 | 199.9196 | 3777.208 | 1812.9873 | 3785.312 | 3743.1306 | 3642.53 | 3538.3291 | 0 | -1080.5876
2030-09-17 | 20 | 153.4735 | 153.4735 | 0 | 0 | 0 | 3777.208 | 593.5452 | 3785.312 | 3743.1306 | 3642.53 | 2971.7578 | 0 | -1080.5876
2030-09-17 | 21 | 0 | 0 | 0 | 0 | 0 | 3777.208 | 230.923 | 3785.312 | 3743.1306 | 3642.53 | 1463.9454 | 0 | -1080.5876
2030-09-17 | 22 | 0 | 0 | 0 | 66.6399 | 119.1613 | 3777.208 | 228.7859 | 3785.312 | 3743.1306 | 3642.53 | 1756.0084 | 0 | -1080.5876
2030-09-17 | 23 | 0 | 0 | 0 | 199.9196 | 199.9196 | 3777.208 | 476.2951 | 3785.312 | 3743.1306 | 3642.53 | 1185.3033 | 197.1179 | -1080.5876
2030-09-17 | 24 | 0 | 0 | 0 | 266.4473 | 266.4473 | 3777.208 | 894.6126 | 3785.312 | 3743.1306 | 3642.53 | -1.8358e-05 | 0 | -1080.5876
2030-09-18 | 1 | 0 | 0 | 0 | 0 | 0 | 3777.208 | 1714.7133 | 3785.312 | 3743.1306 | 3642.53 | 265.2424 | 0 | -1080.5876
2030-09-18 | 2 | 0 | 0 | 0 | 0 | 0 | 3777.208 | 3097.8696 | 3785.312 | 3743.1306 | 3642.53 | 839.8484 | 0 | -1080.5876
2030-09-18 | 3 | 0 | 0 | 0 | 80.3678 | 66.5277 | 3777.208 | 2514.7922 | 3363.0791 | 3743.1306 | 3642.53 | 533.0753 | 0 | -1080.5876
2030-09-18 | 4 | 0 | 0 | 0 | 266.4472 | 266.4472 | 3777.208 | 333.896 | -7.9822 | 3743.1306 | 3642.53 | 3538.3291 | 0 | -1080.5876
2030-09-18 | 5 | 0 | 0 | 0 | 179.931 | 133.1675 | 3777.207 | 1120.7769 | 178.3488 | 3743.1306 | 3642.53 | 3538.3291 | 0 | -1080.5876
2030-09-18 | 6 | 0 | 0 | 0 | 0 | 0 | 3777.208 | 1812.9873 | 1892.6559 | 3743.1306 | 3642.53 | 2722.5837 | 0 | -1080.5876
2030-09-18 | 7 | 153.4735 | 153.4735 | 0 | 199.9196 | 199.9196 | 3777.208 | 2320.4377 | 3785.312 | 3743.1306 | 3642.53 | 3538.3291 | 0 | -1080.5876
2030-09-18 | 8 | 153.4735 | 153.4735 | 0 | 266.4473 | 266.4473 | 3777.208 | 2025.9452 | 3785.312 | 3743.1306 | 3642.53 | 3538.3291 | 0 | -1080.5876
2030-09-18 | 9 | 153.4735 | 153.4735 | 0 | 217.8423 | 266.4473 | 3777.208 | 548.6633 | 3785.312 | 3743.1306 | 3642.53 | 3538.3291 | 525.4008 | -1080.5876
2030-09-18 | 10 | 153.4735 | 153.4735 | 0 | 89.0943 | 133.2797 | 3777.208 | 583.0193 | 3785.312 | 3743.1306 | 3642.53 | 3538.3291 | 420.7205 | -1080.5876
2030-09-18 | 11 | 153.4735 | 153.4735 | 10.8686 | 266.4473 | 266.4473 | 3777.208 | 468.0326 | 3785.312 | 3743.1306 | 3642.53 | 3538.3291 | 252.5957 | -1080.5876
2030-09-18 | 12 | 153.4735 | 153.4735 | 0 | 199.9196 | 199.9196 | 3777.208 | 598.4436 | 3785.312 | 3743.1306 | 3642.53 | 3538.3291 | 194.4666 | -1080.5876
2030-09-18 | 13 | 153.4735 | 153.4735 | 0 | 133.2797 | 133.2797 | 3777.208 | 1553.1837 | 3785.312 | 3743.1306 | 3642.53 | 3538.3291 | 293.1401 | -1080.5876
2030-09-18 | 14 | 153.4735 | 153.4735 | 0 | 133.2797 | 133.2797 | 3777.208 | 2390.1133 | 3785.312 | 3743.1306 | 3642.53 | 3538.3291 | 417.1127 | -1080.5876
2030-09-18 | 15 | 0 | 0 | 0 | 133.2797 | 133.4858 | 3777.208 | 1079.7947 | 3785.312 | 3743.1306 | 3642.53 | 3538.3291 | 323.5132 | -1080.5876
2030-09-18 | 16 | 0 | 0 | 0 | 66.5277 | 5.1971 | 3777.208 | 578.7391 | 3785.312 | 3743.1306 | 3642.53 | 1725.0551 | 119.8578 | -1080.5876
2030-09-18 | 17 | 0 | 0 | 0 | 266.4473 | 266.4473 | 3777.208 | 985.9305 | 3785.312 | 3743.1306 | 3642.53 | 1859.6976 | 209.5646 | -1080.5876
2030-09-18 | 18 | 0 | 0 | 0 | 199.9196 | 199.9196 | 3777.2092 | 2001.1128 | 3785.312 | 3743.1306 | 3642.53 | 1243.3937 | 485.2698 | -1080.5876
2030-09-18 | 19 | 0 | 0 | 0 | 199.9196 | 217.5786 | 3777.208 | 2730.175 | 3785.312 | 3743.1306 | 3642.53 | 507.9654 | 0 | -1080.5876
2030-09-18 | 20 | 0 | 0 | 0 | 266.4473 | 266.4472 | 3777.208 | 3072.6653 | 3785.312 | 3743.1306 | 3642.53 | 835.0048 | 0 | -1080.5876
2030-09-18 | 21 | 0 | 0 | 0 | 266.4472 | 266.4473 | 3777.208 | 3391.9175 | 3785.312 | 3743.1306 | 3642.53 | 965.9974 | 0 | -1080.5876
2030-09-18 | 22 | 0 | 0 | 0 | 266.4472 | 266.4473 | 3777.208 | 3256.2407 | 3785.312 | 3743.1306 | 3642.53 | 798.6829 | 0 | -1080.5876
2030-09-18 | 23 | 0 | 0 | 0 | 266.4473 | 266.4472 | 3777.208 | 3082.2134 | 3785.312 | 3743.1306 | 3642.53 | 518.8961 | 0 | -1080.5876
2030-09-18 | 24 | 0 | 0 | 0 | 266.4472 | 266.4473 | 3777.208 | 2807.21 | 3785.312 | 3743.1306 | 3642.53 | 265.2406 | 0 | -1080.5876
2030-09-19 | 1 | 153.4735 | 153.4735 | 0 | 266.4473 | 266.4473 | 3777.208 | 3209.0339 | 3785.312 | 3743.1306 | 3642.53 | 2138.5176 | 0 | -1080.5876
2030-09-19 | 2 | 0 | 0 | 0 | 266.4473 | 266.4473 | 3777.208 | 3006.0417 | 3785.312 | 3743.1306 | 3642.53 | 3089.0925 | 0 | -1080.5876
2030-09-19 | 3 | 0 | 0 | 0 | 266.4472 | 266.4472 | 3777.208 | 333.8899 | 0.0011835 | 3743.1306 | 3642.53 | 3538.3291 | 0 | -1080.5876
2030-09-19 | 4 | 0 | 0 | 0 | 266.4472 | 266.4473 | 3777.208 | 230.922 | 1892.6559 | 3743.1306 | 3642.53 | 3538.3291 | 0 | -1080.5876
2030-09-19 | 5 | 0 | 0 | 0 | 266.4472 | 266.4473 | 3777.208 | 213.8928 | -3.7193e-05 | 3743.1306 | 3642.53 | 2389.2046 | 0 | -1080.5876
2030-09-19 | 6 | 0 | 0 | 0 | 266.4473 | 266.4473 | 3777.208 | 230.9245 | 1516.6144 | 3743.1306 | 3642.53 | 3538.3291 | 0 | -1080.5876
2030-09-19 | 7 | 153.4735 | 153.4735 | 0 | 199.9196 | 247.2625 | 3777.208 | 3625.9746 | 3785.312 | 3743.1306 | 3642.53 | 3538.3291 | 0 | -1080.5876
2030-09-19 | 8 | 153.4735 | 153.4735 | 0 | 66.6399 | 65.7879 | 3777.208 | 3625.9746 | 3785.312 | 3743.1306 | 3642.53 | 3538.3291 | 0 | -1080.5876
2030-09-19 | 9 | 153.4735 | 153.4735 | 0 | 133.2797 | 87.0178 | 3777.208 | 3318.2632 | 3785.312 | 3743.1306 | 3642.53 | 3538.3291 | 0 | -1080.5876
2030-09-19 | 10 | 153.4735 | 153.4735 | 0 | 133.2797 | 101.2558 | 3777.208 | 3296.0078 | 3785.312 | 3743.1306 | 3642.53 | 3538.3291 | 25.6983 | -1080.5876
2030-09-19 | 11 | 153.4735 | 153.4735 | 0 | 133.2797 | 81.1576 | 3777.208 | 3625.9746 | 3785.312 | 3743.1306 | 3642.53 | 3538.3291 | 477.256 | -1080.5876
2030-09-19 | 12 | 153.4735 | 153.4735 | 646.4638 | 133.2797 | 133.2797 | 3777.208 | 3625.9746 | 3785.312 | 3743.1306 | 3642.53 | 3538.3291 | 51.1566 | -1080.5876
2030-09-19 | 13 | 153.4735 | 153.4735 | 0 | 0 | 0 | 3668.5168 | 1812.9873 | 1770.8469 | 3743.1306 | 3642.53 | 3538.3291 | 485.2698 | -1080.5876
2030-09-19 | 14 | 153.4735 | 153.4735 | 0 | 0 | 0 | 3777.208 | 215.895 | 259.1688 | 3743.1306 | 2562.6001 | 2081.925 | 309.4308 | -1080.5876
2030-09-19 | 15 | 153.4735 | 153.4735 | 408.833 | 0 | 0 | 3777.208 | 215.8943 | 152.6544 | 3743.1306 | 2534.3223 | 3470.1877 | 0 | -1080.5876
2030-09-19 | 16 | 153.4735 | 153.4735 | 550.3864 | 0 | 19.2523 | 3777.208 | 215.8934 | -832.4799 | 2520.3167 | 1821.265 | 1840.5531 | 0 | -1080.5876
2030-09-19 | 17 | 153.4735 | 153.4735 | 646.4638 | 0 | 51.7092 | 3777.208 | 215.8947 | -1747.6816 | 2339.7688 | 1980.2363 | 1769.1646 | 149.1829 | -1080.5876
2030-09-19 | 18 | 153.4735 | 153.4735 | 0 | 0 | 0 | 3777.208 | 1398.8024 | -1919.226 | 2995.4988 | 3181.4849 | 3538.3291 | 425.8451 | -1080.5876
2030-09-19 | 19 | 153.4735 | 153.4735 | 0 | 0 | 0 | 3777.208 | 3625.9746 | -2367.7336 | 2482.4792 | 3642.53 | 3538.3291 | 460.563 | -1080.5876
2030-09-19 | 20 | 153.4735 | 153.4735 | 0 | 0 | 0 | 3777.208 | 3625.9746 | -2289.9712 | 3743.1306 | 2463.5327 | 3538.3291 | 322.4014 | -1080.5876
2030-09-19 | 21 | 153.4735 | 153.4735 | 14.463 | 0 | 0 | 3777.208 | 287.5305 | -2906.8901 | 1871.5653 | 3150.8953 | 3538.3291 | 485.2698 | -1080.5876
2030-09-19 | 22 | 153.4735 | 153.4735 | 0 | 0 | 0 | 3777.208 | 1566.568 | -2775.3372 | -2.5272e-05 | 3642.53 | 3538.3291 | 323.5132 | -1080.5876
2030-09-19 | 23 | 153.4735 | 153.4735 | 0 | 0 | 56.4596 | 3777.208 | 215.8922 | -1892.656 | -1013.0656 | 1123.7761 | 3538.3291 | 0 | -1080.5876
2030-09-19 | 24 | 153.4735 | 153.4735 | 23.0142 | 0 | 0 | 3777.208 | 166.8612 | -1281.5402 | -64.8741 | 0 | 2992.8447 | 0 | -1080.5876
2030-09-20 | 1 | 153.4735 | 153.4735 | 239.1636 | 0 | 0 | 3777.208 | 215.8936 | -1773.5348 | -1477.3982 | 1264.0177 | 2248.7363 | 0 | -1080.5876
2030-09-20 | 2 | 153.4735 | 153.4735 | 0 | 0 | 0 | 3777.208 | 3625.9746 | -2071.1084 | 3743.1306 | 2188.7063 | 3538.3291 | 0 | -1080.5876
2030-09-20 | 3 | 0 | 0 | 0 | 133.2797 | 133.2797 | 3777.208 | 3625.9746 | -866.8199 | 3743.1306 | 3642.53 | 3538.3291 | 0 | -1080.5876
2030-09-20 | 4 | 0 | 0 | 0 | 266.4472 | 266.4473 | 3777.208 | 3625.9746 | -589.0291 | 2472.5542 | 3642.53 | 3538.3291 | 0 | -1080.5876
2030-09-20 | 5 | 0 | 0 | 0 | 266.4472 | 266.4472 | 3777.208 | 3625.9746 | -3.7193e-05 | 2031.8545 | 3642.53 | 3538.3291 | 0 | -1080.5876
2030-09-20 | 6 | 0 | 0 | 0 | 0 | 0 | 3777.208 | 3625.9746 | 3785.312 | 3743.1306 | 3642.53 | 3538.3291 | 0 | -1080.5876
2030-09-20 | 7 | 153.4735 | 153.4735 | 0 | 0 | 0 | 3777.208 | 3625.9746 | 3785.312 | 3743.1306 | 3642.53 | 3538.3291 | 0 | -1080.5876
2030-09-20 | 8 | 153.4735 | 153.4735 | 0 | 0 | 0 | 3777.208 | 3625.9746 | 3785.312 | 3743.1306 | 3642.53 | 3538.3291 | 0 | -1080.5876
2030-09-20 | 9 | 306.9471 | 444.1367 | 0 | 110.7593 | 66.6399 | 3777.208 | 3625.9746 | 1190.4738 | 3743.1306 | 3642.53 | 3538.3291 | 233.4797 | -1080.5876
2030-09-20 | 10 | 460.4206 | 460.4206 | 0 | 199.9196 | 199.9196 | 3777.208 | 3625.9746 | 3217.0198 | 3743.1306 | 3642.53 | 3538.3291 | 323.5132 | -1080.5876
2030-09-20 | 11 | 460.4206 | 460.4206 | 0 | 199.9196 | 199.9196 | 3777.208 | 3625.9746 | 2733.6353 | 3743.1306 | 3642.53 | 3538.3291 | 281.8892 | -1080.5876
2030-09-20 | 12 | 460.4206 | 460.4206 | 0 | 199.9196 | 199.9196 | 3777.208 | 3625.9746 | 2711.9216 | 3743.1306 | 3642.53 | 3538.3291 | 395.2534 | -1080.5876
2030-09-20 | 13 | 460.4206 | 460.4206 | 0 | 266.4472 | 266.4473 | 3777.208 | 3625.9746 | 3281.0383 | 3743.1306 | 3642.53 | 3538.3291 | 488.5295 | -1080.5876
2030-09-20 | 14 | 460.4206 | 460.4206 | 0 | 266.4473 | 266.4473 | 3777.208 | 3625.9746 | 2287.949 | 3743.1306 | 3642.53 | 3538.3291 | 485.2698 | -1080.5876
2030-09-20 | 15 | 460.4206 | 460.4206 | 421.5613 | 199.9196 | 199.9196 | 3777.208 | 3625.9746 | 921.0269 | 567.8535 | -95.5993 | 3538.3291 | 0 | -1080.5876
2030-09-20 | 16 | 153.4735 | 153.4735 | 415.2518 | 74.1158 | 66.6399 | 3088.7761 | 1812.9873 | 601.019 | 1871.5653 | -1499.3135 | 2665.5735 | 0 | -1080.5876
2030-09-20 | 17 | 153.4735 | 153.4735 | 646.4638 | 0 | 13.6333 | 3777.208 | 2436.03 | 0 | 630.858 | -906.2921 | 2594.4434 | 0 | -1080.5876
2030-09-20 | 18 | 153.4735 | 153.4735 | 431.039 | 0 | 0 | 3777.208 | 3625.9746 | -813.4125 | 1131.3447 | -835.5104 | 3538.3291 | 0 | -1080.5876
2030-09-20 | 19 | 153.4735 | 153.4735 | 480.0188 | 0 | 0 | 3777.208 | 3625.9746 | -1715.9279 | 1978.9429 | 1821.265 | 3538.3291 | 0 | -1080.5876
2030-09-20 | 20 | 153.4735 | 153.4735 | 195.2377 | 0 | 0 | 3777.208 | 3625.9746 | -1968.8132 | 3743.1306 | 3642.53 | 3538.3291 | 0 | -1080.5876
2030-09-20 | 21 | 153.4735 | 153.4735 | 219.2704 | 0 | 0 | 3777.208 | 3625.9746 | 305.7738 | 3743.1306 | 3642.53 | 3538.3291 | 0 | -1080.5876
2030-09-20 | 22 | 153.4735 | 153.4735 | 0 | 0 | 0 | 3777.208 | 3625.9746 | -3.7193e-05 | 3743.1306 | 3642.53 | 3538.3291 | 0 | -1080.5876
2030-09-20 | 23 | 153.4735 | 153.4735 | 0 | 0 | 0 | 3777.208 | 3625.9746 | 2175.0127 | 3743.1306 | 3642.53 | 3538.3291 | 0 | -1080.5876
2030-09-20 | 24 | 153.4735 | 153.4735 | 193.2914 | 0 | 0 | 3777.208 | 3625.9746 | 3243.752 | 3743.1306 | 3642.53 | 3538.3291 | 0 | -1080.5876
2030-09-21 | 1 | 153.4735 | 153.4735 | 0 | 0 | 0 | 3777.208 | 3625.9746 | 3785.312 | 3743.1306 | 3642.53 | 3538.3291 | 0 | -1080.5876
2030-09-21 | 2 | 153.4735 | 153.4735 | 0 | 0 | 0 | 3777.208 | 3625.9746 | 3785.312 | 3743.1306 | 3642.53 | 3538.3291 | 0 | -1080.5876
2030-09-21 | 3 | 153.4735 | 153.4735 | 0 | 199.9196 | 199.9196 | 3777.208 | 3625.9746 | 3785.312 | 3743.1306 | 3642.53 | 3538.3291 | 0 | -1080.5876
2030-09-21 | 4 | 153.4735 | 137.8608 | 0 | 199.9196 | 199.9196 | 3777.208 | 3625.9746 | 3785.312 | 3743.1306 | 3642.53 | 3538.3291 | 0 | -1080.5876
2030-09-21 | 5 | 153.4735 | 153.4735 | 0 | 199.9196 | 201.6485 | 3777.208 | 3625.9746 | 3785.312 | 3743.1306 | 3642.53 | 3538.3291 | 0 | -1080.5876
2030-09-21 | 6 | 0 | 0 | 0 | 266.4473 | 266.4473 | 3777.208 | 3625.9746 | 3785.312 | 3743.1306 | 3642.53 | 3538.3291 | 0 | 1080.5876
2030-09-21 | 7 | 0 | 0 | 0 | 266.4472 | 266.4473 | 3777.208 | 3625.9746 | 3785.312 | 3743.1306 | 3642.53 | 3538.3291 | 0 | 1080.5876
2030-09-21 | 8 | 153.4735 | 153.4735 | 0 | 266.4472 | 266.4472 | 3777.208 | 3625.9746 | 3785.312 | 3743.1306 | 3642.53 | 3538.3291 | 0 | -1080.5876
2030-09-21 | 9 | 153.4735 | 153.4735 | 0 | 199.9196 | 199.9196 | 3777.208 | 3625.9746 | 3785.312 | 3743.1306 | 3642.53 | 3538.3291 | 0 | -1080.5876
2030-09-21 | 10 | 153.4735 | 153.4735 | 0 | 133.2797 | 133.2797 | 3777.208 | 3625.9746 | 3785.312 | 3743.1306 | 3642.53 | 3538.3291 | 0 | -1080.5876
2030-09-21 | 11 | 0 | 101.658 | 0 | 0 | 0 | 3777.208 | 3625.9746 | 3785.3108 | 3743.1306 | 3642.53 | 3538.3291 | 323.5132 | -1080.5876
2030-09-21 | 12 | 153.4735 | 153.4735 | 0 | 0 | 4.958 | 3777.208 | 3625.9746 | 3785.312 | 3743.1306 | 3642.53 | 3538.3291 | 0 | -1080.5876
2030-09-21 | 13 | 0 | 0 | 484.8478 | 0 | 0 | 3777.208 | 3625.9746 | 3785.312 | 3743.1306 | 3642.53 | 3538.3291 | 0 | -1080.5876
2030-09-21 | 14 | 153.4735 | 153.4735 | 484.8478 | 17.4303 | 66.6399 | 3777.208 | 3625.9746 | 3785.312 | 3743.1316 | 3642.53 | 3538.3291 | 0 | -1080.5876
2030-09-21 | 15 | 289.6933 | 153.4735 | 646.4638 | 266.4473 | 266.4472 | 3777.208 | 3625.9746 | 3785.312 | 3743.1306 | 3642.53 | 3538.3291 | 0 | -1080.5876
2030-09-21 | 16 | 322.6479 | 460.4206 | 646.4638 | 266.4473 | 266.4472 | 3777.208 | 3625.9746 | 3785.312 | 3743.1306 | 3642.53 | 3538.3291 | 0 | -1080.5876
2030-09-21 | 17 | 306.9471 | 457.6021 | 484.8478 | 266.4472 | 266.4472 | 3777.208 | 3625.9746 | 3785.312 | 3743.1306 | 3642.53 | 3538.3291 | 0 | -1080.5876
2030-09-21 | 18 | 306.9471 | 354.5914 | 306.9504 | 266.4472 | 266.4472 | 3777.208 | 3625.9746 | 3785.312 | 3743.1306 | 3642.53 | 3538.3291 | 117.2048 | -1080.5876
2030-09-21 | 19 | 153.4735 | 153.4735 | 0 | 0 | 9.2578 | 3777.208 | 3625.9746 | 3785.313 | 3743.1306 | 3642.53 | 3538.3291 | 485.2698 | -1080.5876
2030-09-21 | 20 | 153.4735 | 153.4735 | 0 | 66.6399 | 117.461 | 3777.207 | 3625.9746 | 3785.312 | 3743.1294 | 3642.53 | 3538.3291 | 485.2698 | -1080.5876
2030-09-21 | 21 | 153.4735 | 153.4735 | 0 | 195.8624 | 133.2797 | 3777.208 | 3625.9734 | 3785.312 | 3743.1306 | 3642.53 | 3538.3291 | 485.2698 | -1080.5876
2030-09-21 | 22 | 0 | 0 | 0 | 66.6399 | 66.6399 | 3777.208 | 3625.9746 | 3785.312 | 3743.1306 | 3642.53 | 3538.3291 | 485.2698 | -1080.5876
2030-09-21 | 23 | 0 | 9.7962 | 0 | 0 | 0 | 3777.208 | 3625.9746 | 3785.312 | 3743.1306 | 3642.53 | 3538.3291 | 0 | -1080.5876
2030-09-21 | 24 | 127.9757 | 153.4735 | 0 | 66.6399 | 43.4017 | 3777.208 | 3625.9746 | 3785.312 | 3743.1306 | 3642.53 | 3538.3291 | 0 | -1080.5876
2030-09-22 | 1 | 0 | 0 | 0 | 266.4473 | 266.4473 | 3777.208 | 3625.9746 | 3785.312 | 3743.1306 | 3642.53 | 3538.3301 | 0 | -1080.5876
2030-09-22 | 2 | 153.4735 | 153.4735 | 0 | 266.4472 | 266.4473 | 3777.208 | 3625.9746 | 3785.312 | 3743.1306 | 3642.53 | 3538.3291 | 0 | -1080.5876
2030-09-22 | 3 | 153.4735 | 153.4735 | 0 | 266.4472 | 266.4473 | 3777.208 | 3625.9746 | 3405.3386 | 3743.1306 | 3642.53 | 3538.3291 | 0 | -540.2938
2030-09-22 | 4 | 153.4735 | 153.4735 | 0 | 266.4472 | 266.4473 | 3777.208 | 3625.9746 | -1227.3633 | 2958.1838 | 3642.53 | 3538.3291 | 0 | -1080.5876
2030-09-22 | 5 | 153.4735 | 153.4735 | 0 | 266.4473 | 266.4473 | 3777.208 | 3625.9746 | -1776.2439 | 1871.5653 | 3642.53 | 3538.3291 | 0 | -494.2771
2030-09-22 | 6 | 153.4735 | 153.4735 | 0 | 266.4472 | 266.4473 | 3777.208 | 3625.9746 | -2636.9983 | 1871.5653 | 3642.53 | 3538.3291 | 0 | -1.6451e-05
2030-09-22 | 7 | 153.4735 | 153.4735 | 0 | 266.4473 | 266.4473 | 3777.208 | 3625.9746 | -1892.656 | 3274.2612 | 3642.53 | 3538.3291 | 0 | 1080.5876
2030-09-22 | 8 | 32.369 | 153.4735 | 0 | 266.4473 | 266.4473 | 3777.208 | 3625.9746 | -10.0682 | 3743.1306 | 3642.53 | 3538.3291 | 0 | -1080.5876
2030-09-22 | 9 | 0 | 0 | 0 | 266.4473 | 266.4472 | 3777.208 | 3625.9746 | 3785.312 | 3743.1306 | 3642.53 | 3538.3291 | 0 | -1080.5876
2030-09-22 | 10 | 0 | 0 | 0 | 266.4473 | 266.4473 | 3777.208 | 3625.9746 | 3785.312 | 3743.1306 | 3642.53 | 3538.3291 | 0 | -1080.5876
2030-09-22 | 11 | 0 | 0 | 0 | 266.4473 | 266.4473 | 3777.208 | 3625.9746 | 3785.312 | 3743.1306 | 3642.53 | 3538.3301 | 0 | -1080.5876
2030-09-22 | 12 | 0 | 136.5693 | 147.8459 | 266.4473 | 266.4473 | 3777.208 | 3625.9746 | 3785.312 | 3743.1306 | 3642.53 | 3538.3291 | 0 | -1080.5876
2030-09-22 | 13 | 153.4735 | 153.4735 | 0 | 266.4473 | 266.4472 | 3777.208 | 3625.9746 | 3785.312 | 3743.1306 | 3642.53 | 3538.3291 | 367.3774 | -1080.5876
2030-09-22 | 14 | 153.4735 | 153.4735 | 338.731 | 266.4472 | 266.4473 | 3777.208 | 3625.9746 | 3785.312 | 3743.1306 | 3642.53 | 3538.3291 | 0 | -1080.5876
2030-09-22 | 15 | 153.4735 | 153.4735 | 490.0715 | 266.4473 | 266.4473 | 3777.208 | 3625.9746 | 3785.312 | 3743.1306 | 3642.53 | 3538.3291 | 0 | -1080.5876
2030-09-22 | 16 | 153.4735 | 68.138 | 646.4638 | 266.4473 | 266.4473 | 3777.208 | 3625.9746 | 3785.312 | 3743.1306 | 3642.53 | 3538.3291 | 22.465 | -1080.5876
2030-09-22 | 17 | 153.4735 | 153.4735 | 513.9519 | 266.4473 | 266.4473 | 3777.208 | 3625.9746 | 3785.312 | 3743.1306 | 3642.53 | 3538.3291 | 0 | -1080.5876
2030-09-22 | 18 | 153.4735 | 153.4735 | 434.3325 | 266.4473 | 266.4473 | 3777.208 | 3625.9746 | 3785.312 | 3743.1306 | 3642.53 | 3538.3291 | 0 | -1080.5876
2030-09-22 | 19 | 0 | 0 | 211.7836 | 66.6399 | 12.2855 | 3777.208 | 3625.9746 | 3785.312 | 3743.1306 | 3642.53 | 3538.3291 | 0 | -1080.5876
2030-09-22 | 20 | 0 | 0 | 4.5762 | 0 | 0 | 3777.208 | 3625.9746 | 3785.312 | 3743.1306 | 3642.53 | 3538.3291 | 0 | -1080.5876
2030-09-22 | 21 | 153.4735 | 153.4735 | 94.9604 | 78.6846 | 66.6399 | 3777.208 | 3625.9746 | 3785.312 | 3743.1306 | 3642.53 | 3538.3291 | 0 | -1080.5876
2030-09-22 | 22 | 153.4735 | 153.4735 | 0 | 199.9196 | 199.9196 | 3777.208 | 3625.9746 | 3785.312 | 3743.1306 | 3642.53 | 3538.3291 | 0 | -1080.5876
2030-09-22 | 23 | 153.4735 | 153.4735 | 0 | 266.4473 | 266.4473 | 3777.208 | 3625.9746 | 3514.6548 | 3743.1306 | 3642.53 | 3538.3291 | 0 | -1080.5876
2030-09-22 | 24 | 243.6655 | 153.4735 | 124.3887 | 266.4473 | 266.4473 | 3777.208 | 3625.9746 | 2553.4937 | 3743.1306 | 3642.53 | 3538.3291 | 0 | -1080.5876
2030-09-23 | 1 | 217.833 | 306.9471 | 18.9893 | 266.4472 | 266.4472 | 3777.208 | 3625.9746 | 1560.9648 | 3743.1306 | 3642.53 | 3335.5432 | 0 | -1080.5876
2030-09-23 | 2 | 153.4735 | 153.4735 | 0 | 266.4472 | 266.4472 | 3777.208 | 3625.9746 | 2063.3552 | 3743.1306 | 3642.53 | 3538.3291 | 0 | -1080.5876
2030-09-23 | 3 | 0 | 0 | 0 | 266.4472 | 238.5262 | 3777.208 | 3625.9746 | -150.0629 | 3194.082 | 3642.53 | 3538.3291 | 0 | -1080.5876
2030-09-23 | 4 | 0 | 0 | 0 | 266.4472 | 266.4472 | 3777.208 | 3625.9746 | -64.1917 | 3743.1306 | 3642.53 | 3538.3291 | 0 | -1080.5876
2030-09-23 | 5 | 153.4735 | 153.4735 | 0 | 266.4472 | 266.4472 | 3777.208 | 3625.9746 | 94.9736 | 3743.1306 | 3642.53 | 3538.3291 | 0 | -1080.5876
2030-09-23 | 6 | 153.4735 | 153.4735 | 0 | 266.4473 | 266.4472 | 3777.208 | 3625.9746 | 3785.312 | 3743.1306 | 3642.53 | 3538.3291 | 0 | -1080.5876
2030-09-23 | 7 | 153.4735 | 153.4735 | 0 | 0 | 0 | 3777.208 | 3625.9746 | 3785.312 | 3743.1306 | 3642.53 | 3538.3291 | 0 | -1080.5876
2030-09-23 | 8 | 153.4735 | 153.4735 | 0 | 199.9196 | 178.0818 | 3777.208 | 3625.9746 | 3785.312 | 3743.1306 | 3642.53 | 3538.3291 | 0 | -1080.5876
2030-09-23 | 9 | 153.4735 | 153.4735 | 0 | 199.9196 | 175.8248 | 3777.208 | 3625.9746 | 3785.312 | 3743.1306 | 3642.53 | 3538.3291 | 0 | -1080.5876
2030-09-23 | 10 | 153.4735 | 153.4735 | 0 | 183.0182 | 133.2797 | 3777.208 | 3625.9746 | 3785.312 | 3743.1306 | 3642.53 | 3538.3291 | 0 | -1080.5876
2030-09-23 | 11 | 153.4735 | 153.4735 | 323.2319 | 114.8959 | 133.2797 | 3777.208 | 3625.9746 | 3785.312 | 3743.1306 | 3642.53 | 3538.3281 | 0 | -1080.5876
2030-09-23 | 12 | 306.9471 | 429.9072 | 646.4638 | 0 | 0 | 3777.208 | 3625.9746 | 2186.7734 | 3743.1306 | 3642.53 | 3538.3291 | 0 | -1080.5876
2030-09-23 | 13 | 460.4206 | 460.4206 | 646.4638 | 199.9196 | 199.9196 | 3777.208 | 3625.9746 | 2039.5787 | 3743.1306 | 3642.53 | 3538.3291 | 227.7466 | -1080.5876
2030-09-23 | 14 | 460.4206 | 460.4206 | 646.4638 | 199.9196 | 199.9196 | 3777.208 | 3625.9746 | 1892.656 | 3654.7144 | 2721.4011 | 3538.3291 | 266.0715 | -1080.5876
2030-09-23 | 15 | 460.4206 | 460.4206 | 646.4638 | 199.9196 | 199.9196 | 3777.208 | 2206.0798 | 1523.3699 | 1871.5653 | 2609.4819 | 3538.3291 | 260.091 | -1080.5876
2030-09-23 | 16 | 460.4206 | 460.4206 | 646.4638 | 199.9196 | 199.9196 | 3777.208 | 2408.7483 | 1507.1892 | 1871.5653 | 1857.0244 | 3538.3291 | 532.5728 | -1080.5876
2030-09-23 | 17 | 460.4206 | 460.4206 | 646.4638 | 66.6399 | 59.8393 | 3777.208 | 3625.9746 | 1516.3591 | 1359.7222 | 3642.53 | 3538.3291 | 580.9352 | -1080.5876
2030-09-23 | 18 | 153.4735 | 265.9178 | 646.4638 | 41.8543 | 0 | 3777.208 | 3625.9746 | 2840.8403 | 3743.1306 | 3642.53 | 3538.3291 | 141.2573 | -1080.5876
2030-09-23 | 19 | 153.4735 | 153.4735 | 323.2319 | 133.2797 | 133.2797 | 3777.208 | 3625.9746 | 3567.0508 | 3743.1306 | 3642.53 | 3538.3291 | 0 | -1080.5876
2030-09-23 | 20 | 460.4206 | 309.9118 | 261.7278 | 182.4664 | 133.2797 | 3777.208 | 3625.9746 | 3785.312 | 3743.1306 | 3642.53 | 3538.3291 | 0 | -1080.5876
2030-09-23 | 21 | 306.9471 | 306.9471 | 323.2319 | 199.9196 | 199.9196 | 3777.208 | 3625.9746 | 3785.312 | 3743.1306 | 3642.53 | 3538.3291 | 0 | -1080.5876
2030-09-23 | 22 | 173.134 | 306.9471 | 323.2319 | 199.9196 | 199.9196 | 3777.208 | 3625.9746 | 3785.312 | 3743.1306 | 3642.53 | 3538.3291 | 0 | -1080.5876
2030-09-23 | 23 | 153.4735 | 153.4735 | 640.5972 | 143.4186 | 133.2797 | 3777.208 | 3625.9746 | 3785.312 | 3743.1306 | 3642.53 | 3538.3291 | 0 | -1080.5876
2030-09-23 | 24 | 153.4735 | 153.4735 | 0 | 0 | 0 | 3777.208 | 3625.9746 | 3785.312 | 3743.1306 | 3642.53 | 3538.3291 | 0 | -1080.5876
2030-09-24 | 1 | 0 | 0 | 0 | 133.1675 | 101.5038 | 3777.208 | 3625.9746 | 3785.312 | 3743.1306 | 3642.53 | 3538.3291 | 0 | -792.2077
2030-09-24 | 2 | 153.4735 | 153.4735 | 0 | 0 | 0 | 3777.208 | 3625.9746 | 3785.312 | 3743.1306 | 3642.53 | 3538.3291 | 0 | -1080.5876
2030-09-24 | 3 | 153.4735 | 153.4735 | 0 | 0 | 0 | 3777.208 | 3625.9746 | 3785.312 | 3743.1306 | 3642.53 | 3538.3291 | 0 | -1080.5876
2030-09-24 | 4 | 153.4735 | 153.4735 | 0 | 266.4472 | 266.4473 | 3777.208 | 3625.9746 | -1732.9635 | 3743.1306 | 3642.53 | 3538.3291 | 0 | -1080.5876
2030-09-24 | 5 | 153.4735 | 137.7095 | 0 | 266.4472 | 266.4473 | 3777.208 | 1369.606 | 0.5024 | 3743.1306 | 3642.53 | 3538.3291 | 0 | 1080.5876
2030-09-24 | 6 | 0 | 0 | 0 | 266.4473 | 266.4473 | 3777.208 | 3625.9734 | 631.9402 | 3743.1306 | 3642.53 | 3538.3291 | 0 | -1080.5876
2030-09-24 | 7 | 0 | 0 | 0 | 0 | 0 | 3777.208 | 3625.9746 | 3785.312 | 3743.1306 | 3642.53 | 3538.3291 | 0 | -1080.5876
2030-09-24 | 8 | 0 | 0 | 0 | 0 | 0 | 3777.208 | 3625.9746 | 3785.312 | 3743.1306 | 3642.53 | 3538.3291 | 0 | -1080.5876
2030-09-24 | 9 | 0 | 0 | 0 | 0 | 0 | 3777.208 | 3625.9746 | 3785.312 | 3743.1306 | 3642.53 | 3538.3291 | 0 | -1080.5876
2030-09-24 | 10 | 153.4735 | 153.4735 | 646.4638 | 0 | 0 | 3777.208 | 3625.9746 | 3785.312 | 3743.1306 | 3642.53 | 3538.3291 | 647.0264 | -1080.5876
2030-09-24 | 11 | 153.4735 | 153.4735 | 495.6888 | 266.4473 | 266.4472 | 3777.208 | 3625.9746 | 3785.312 | 3743.1306 | 3642.53 | 3538.3291 | 0 | 1080.5876
2030-09-24 | 12 | 153.4735 | 153.4735 | 48.7096 | 0 | 0 | 3777.208 | 3625.9746 | 3785.312 | 3743.1306 | 3642.53 | 3538.3291 | 0 | -1080.5876
2030-09-24 | 13 | 306.9471 | 289.4651 | 0 | 266.4472 | 266.4473 | 3777.208 | 3625.9746 | 3785.312 | 3743.1306 | 3642.53 | 3538.3291 | 0 | -1080.5876
2030-09-24 | 14 | 306.9471 | 388.0425 | 646.4638 | 199.9196 | 199.9196 | 3719.4644 | 1812.9873 | 2406.8459 | 3623.2542 | 3642.53 | 3538.3291 | 0 | -1080.5876
2030-09-24 | 15 | 460.4206 | 460.4206 | 646.4638 | 199.9196 | 220.8756 | 2142.9534 | 168.9193 | 3785.312 | 3743.1306 | 2954.1084 | 3538.3291 | 464.7421 | -1056.7699
2030-09-24 | 16 | 460.4206 | 460.4206 | 646.4638 | 133.2797 | 133.2797 | 2079.6995 | 166.8604 | 3785.312 | 1871.5653 | 1821.265 | 2017.9812 | 207.0239 | -855.9799
2030-09-24 | 17 | 460.4206 | 460.4206 | 646.4638 | 170.7021 | 199.9196 | 1888.604 | 166.8611 | 3785.312 | 3314.7444 | 1821.265 | 2157.1099 | 246.5337 | -829.2382
2030-09-24 | 18 | 306.9471 | 458.1468 | 646.4638 | 199.9196 | 199.9196 | 2380.1904 | 166.8611 | 1892.656 | 1871.5653 | 3642.53 | 1769.1646 | 137.3423 | -689.856
2030-09-24 | 19 | 306.9471 | 306.9471 | 646.4638 | 199.9196 | 165.8995 | 3777.208 | 168.9202 | 2995.2092 | 3743.1306 | 3642.53 | 3538.3291 | 647.0264 | -614.4795
2030-09-24 | 20 | 460.4206 | 460.4206 | 646.4638 | 133.2797 | 144.8046 | 3777.208 | 1812.9873 | 3785.312 | 3743.1306 | 3642.53 | 3538.3291 | 0 | -653.6199
2030-09-24 | 21 | 460.4206 | 452.4039 | 646.4638 | 0 | 0 | 3361.8879 | 3538.3845 | 1874.8542 | 2387.9343 | 3642.53 | 3538.3291 | 0 | -677.16
2030-09-24 | 22 | 460.4206 | 460.4206 | 646.4638 | 66.6399 | 5.4851 | 3660.9414 | 1702.6964 | 2333.1252 | 2364.1963 | 3642.53 | 3538.3291 | 0 | -601.9579
2030-09-24 | 23 | 460.4206 | 460.4206 | 519.7737 | 17.6335 | 66.6399 | 3777.208 | 168.9194 | 2097.3403 | 1639.7954 | 3297.4917 | 1887.4867 | 0 | -1080.5876
2030-09-24 | 24 | 355.7659 | 460.4206 | 0 | 0 | 0 | 1934.2141 | 166.8606 | 1222.5763 | 1664.7725 | 1821.265 | 1769.1646 | 0 | -1080.5876
2030-09-25 | 1 | 306.9471 | 244.7141 | 0 | 0 | 0 | 1888.604 | 166.8609 | 1754.6621 | 1871.5653 | 1821.265 | 221.0079 | 0 | -1080.5876
2030-09-25 | 2 | 153.4735 | 153.4735 | 0 | 66.6399 | 4.3317 | 3777.208 | 166.8602 | 1701.6038 | 1871.5653 | 0 | 315.9775 | 0 | -1080.5876
2030-09-25 | 3 | 153.4735 | 153.4735 | 387.9774 | 199.9196 | 147.9565 | 2887.2864 | 166.86 | 3785.312 | 1871.5653 | 3254.4243 | 511.5941 | 0 | -1080.5876
2030-09-25 | 4 | 224.0961 | 153.4735 | 376.1693 | 266.4473 | 266.4473 | 1888.604 | 166.8612 | 3785.312 | 2590.3879 | 3642.53 | 1851.5992 | 0 | -1080.5876
2030-09-25 | 5 | 306.9471 | 345.7568 | 0 | 266.4473 | 266.4473 | 3777.208 | 213.8937 | 3785.312 | 3743.1306 | 3642.53 | 3369.1406 | 0 | -1080.5876
2030-09-25 | 6 | 444.1121 | 306.9471 | 0 | 266.4473 | 266.4473 | 3777.208 | 681.9433 | 3785.312 | 3743.1306 | 3642.53 | 3538.3291 | 0 | -1080.5876
2030-09-25 | 7 | 153.4735 | 153.4735 | 0 | 266.4473 | 266.4472 | 3777.208 | 1980.7797 | 3785.312 | 3743.1306 | 3642.53 | 3538.3291 | 0 | -1080.5876
2030-09-25 | 8 | 0 | 0 | 646.4638 | 266.4472 | 266.4472 | 3777.208 | 1892.6436 | 3785.312 | 3743.1306 | 3642.53 | 3538.3291 | 0 | -1080.5876
2030-09-25 | 9 | 153.4735 | 153.4735 | 0 | 199.9196 | 247.9371 | 3777.208 | 3039.5464 | 3785.312 | 3743.1306 | 3642.53 | 3538.3291 | 0 | -1080.5876
2030-09-25 | 10 | 153.4735 | 153.4735 | 0 | 266.4472 | 266.4473 | 3777.208 | 3625.9746 | 3785.312 | 3743.1306 | 3642.53 | 3538.3291 | 0 | -1080.5876
2030-09-25 | 11 | 153.4735 | 153.4735 | 0 | 266.4473 | 266.4473 | 3777.208 | 3625.9746 | 3785.312 | 3743.1306 | 3642.53 | 3538.3291 | 0 | -1080.5876
2030-09-25 | 12 | 46.1379 | 0 | 0 | 133.2797 | 133.2797 | 3777.208 | 3625.9746 | 3785.312 | 3743.1306 | 3642.53 | 3538.3291 | 0 | -1080.5876
2030-09-25 | 13 | 153.4735 | 153.4735 | 272.7083 | 199.9196 | 199.9196 | 3777.208 | 3625.9746 | 3785.312 | 3743.1306 | 3642.53 | 3538.3291 | 0 | -1080.5876
2030-09-25 | 14 | 153.4735 | 153.4735 | 245.4425 | 0 | 0 | 3777.208 | 946.4439 | 3785.312 | 3743.1306 | 3642.53 | 3538.3291 | 0 | -1080.5876
2030-09-25 | 15 | 153.4735 | 153.4735 | 646.4638 | 51.6144 | 0 | 3777.208 | 1812.9873 | 1892.656 | 3735.4714 | 1821.265 | 3538.3291 | 0 | -1080.5876
2030-09-25 | 16 | 153.4735 | 153.4735 | 646.4638 | 0 | 0 | 3777.208 | 168.9208 | 1892.656 | 3559.5173 | 0 | 3538.3291 | 646.2822 | -1080.5876
2030-09-25 | 17 | 153.4735 | 153.4735 | 646.4638 | 0 | 0 | 3777.208 | 168.9191 | 1892.656 | 1871.5653 | 1310.162 | 3538.3291 | 0 | -1080.5876
2030-09-25 | 18 | 153.4735 | 153.4735 | 646.4638 | 0 | 0 | 3777.208 | 168.9196 | 805.8571 | 1871.5653 | 1821.265 | 3538.3291 | 0 | -1080.5876
2030-09-25 | 19 | 153.4735 | 153.4735 | 646.4638 | 0 | 0 | 3777.208 | 813.9894 | -1700.4474 | 1871.5653 | 1821.265 | 3538.3291 | 0 | -1080.5876
2030-09-25 | 20 | 153.4735 | 153.4735 | 646.4638 | 0 | 0 | 3777.208 | 1515.7914 | -1761.7749 | 1871.5653 | 1821.265 | 3538.3291 | 0 | -1080.5876
2030-09-25 | 21 | 153.4735 | 153.4735 | 646.4638 | 0 | 0 | 3777.208 | 1812.9873 | -989.041 | 1599.1499 | 2030.9009 | 3538.3291 | 0 | -1080.5876
2030-09-25 | 22 | 153.4735 | 153.4735 | 646.4638 | 0 | 0 | 2499.0068 | 168.9172 | -1009.1721 | 1871.5653 | 2073.2739 | 3538.3291 | 0 | -1080.5876
2030-09-25 | 23 | 153.4735 | 153.4735 | 646.4638 | 0 | 0 | 1888.604 | 168.9198 | -714.5083 | 1046.1693 | 1821.265 | 1951.1808 | 0 | -1080.5876
2030-09-25 | 24 | 153.4735 | 153.4735 | 486.6487 | 0 | 0 | 3777.208 | 166.8608 | 43.3364 | 155.859 | -1821.265 | 1769.1646 | 0 | -1080.5876
2030-09-26 | 1 | 153.4735 | 153.4735 | 646.4638 | 0 | 0 | 3698.8801 | 166.8609 | -897.6927 | -1276.9473 | -1693.7773 | 1377.2007 | 0 | -1080.5876
2030-09-26 | 2 | 153.4735 | 153.4735 | 0 | 0 | 0 | 3777.208 | 166.861 | -673.8148 | 0 | -1530.104 | 2655.9739 | 0 | -1080.5876
2030-09-26 | 3 | 153.4735 | 153.4735 | 15.0083 | 0 | 0 | 3748.7869 | 213.8932 | 296.815 | -1445.6251 | -3.2425e-05 | 2345.5754 | 0 | -1080.5876
2030-09-26 | 4 | 153.4735 | 153.4735 | 0 | 266.4473 | 266.4473 | 3777.208 | 213.8938 | 1806.8302 | 1170.1293 | 1821.265 | 3538.3291 | 0 | -1080.5876
2030-09-26 | 5 | 460.4206 | 460.4206 | 0 | 66.6399 | 55.0389 | 3636.4375 | 213.8922 | 1393.6317 | -2.5272e-05 | 3642.53 | 3538.3291 | 0 | -1080.5876
2030-09-26 | 6 | 420.1254 | 460.4206 | 0 | 0 | 0 | 3777.208 | 213.8929 | 1471.9503 | 705.5692 | 3642.53 | 2079.4519 | 0 | -1080.5876
2030-09-26 | 7 | 306.9471 | 286.4644 | 0 | 0 | 0 | 3777.208 | 213.8931 | 1883.4719 | 223.9348 | 3642.53 | 3425.8022 | 0 | -1080.5876
2030-09-26 | 8 | 460.4206 | 460.4206 | 0 | 66.6399 | 66.6399 | 3777.208 | 215.8939 | 2867.9077 | 326.2767 | 3642.53 | 3538.3291 | 0 | -1080.5876
2030-09-26 | 9 | 460.4206 | 460.4206 | 439.0236 | 199.9196 | 199.9196 | 3380.1401 | 215.8939 | 3785.312 | 957.9541 | 3642.53 | 3538.3291 | 0 | -1080.5876
2030-09-26 | 10 | 460.4206 | 460.4206 | 323.2319 | 266.4473 | 266.4473 | 3777.208 | 590.9913 | 3785.312 | 2429.6216 | 3642.53 | 3538.3291 | 0 | -1080.5876
2030-09-26 | 11 | 460.4206 | 460.4206 | 429.1231 | 266.4472 | 232.4198 | 3312.958 | 3625.9746 | 3785.312 | 3743.1306 | 3642.53 | 3538.3291 | 0 | -1080.5876
2030-09-26 | 12 | 153.4735 | 153.4735 | 405.4625 | 133.2797 | 112.8903 | 3515.3931 | 3625.9746 | 3785.312 | 3743.1306 | 3642.53 | 3538.3291 | 0 | -1080.5876
2030-09-26 | 13 | 312.7324 | 460.4206 | 147.4392 | 266.4473 | 266.4473 | 3771.2825 | 3625.9746 | 3785.312 | 3743.1306 | 3642.53 | 3538.3291 | 0 | -1080.5876
2030-09-26 | 14 | 351.3538 | 460.4206 | 484.8478 | 266.4473 | 266.4472 | 3777.208 | 3625.9746 | 3785.312 | 3743.1306 | 3642.53 | 3538.3291 | 0 | -1080.5876
2030-09-26 | 15 | 460.4206 | 460.4206 | 646.4638 | 199.9196 | 199.9196 | 3777.208 | 3625.9746 | 3785.312 | 2114.3533 | 3642.53 | 3538.3291 | 0 | -1080.5876
2030-09-26 | 16 | 460.4206 | 460.4206 | 646.4638 | 266.4473 | 266.4473 | 2048.9146 | 168.9188 | 3785.312 | 1871.5653 | 3642.53 | 3538.3291 | 0 | -1080.5876
2030-09-26 | 17 | 460.4206 | 354.8054 | 646.4638 | 258.4643 | 199.9196 | 2680.1433 | 168.9199 | 3785.312 | 1871.5653 | 3642.53 | 3538.3291 | 0 | -1080.5876
2030-09-26 | 18 | 313.9889 | 306.9471 | 646.4638 | 266.4473 | 266.4473 | 3777.208 | 1146.7664 | 3785.312 | 2769.6226 | 3642.53 | 3538.3291 | 0 | -1080.5876
2030-09-26 | 19 | 460.4206 | 460.4206 | 409.58 | 230.1564 | 199.9196 | 3777.208 | 1635.4896 | 3785.312 | 3743.1306 | 3642.53 | 3538.3291 | 0 | -1080.5876
2030-09-26 | 20 | 460.4206 | 460.4206 | 0 | 199.9196 | 199.9196 | 3623.0596 | 3625.9746 | 3785.312 | 3743.1306 | 3642.53 | 3538.3291 | 0 | -1080.5876
2030-09-26 | 21 | 232.904 | 153.4735 | 323.2319 | 266.4473 | 266.4473 | 3777.208 | 1547.4559 | 3785.312 | 3743.1306 | 3642.53 | 3538.3291 | 0 | -1080.5876
2030-09-26 | 22 | 153.4735 | 153.4735 | 0 | 133.2797 | 133.2797 | 3516.6772 | 1821.0581 | 3785.312 | 3743.1306 | 3642.53 | 3538.3291 | 0 | -1080.5876
2030-09-26 | 23 | 153.4735 | 153.4735 | 223.0427 | 179.5917 | 199.9196 | 3777.208 | 2076.7178 | 3785.312 | 3743.1306 | 3642.53 | 3538.3291 | 0 | -1080.5876
2030-09-26 | 24 | 306.9471 | 179.4273 | 0 | 199.9196 | 199.9196 | 3777.208 | 2408.3213 | 3785.312 | 3743.1306 | 3642.53 | 3538.3291 | 0 | -1080.5876
2030-09-27 | 1 | 153.4735 | 153.4735 | 0 | 266.4473 | 266.4472 | 3777.208 | 2554.511 | 3785.312 | 3743.1306 | 3642.53 | 3538.3301 | 0 | -1080.5876
2030-09-27 | 2 | 153.4735 | 153.4735 | 0 | 266.4473 | 266.4473 | 3777.208 | 3625.9746 | 3785.312 | 3743.1306 | 3642.53 | 3538.3291 | 0 | -1080.5876
2030-09-27 | 3 | 114.25 | 0 | 0 | 266.4473 | 266.4472 | 3777.208 | 3625.9746 | 3785.312 | 3743.1306 | 3642.53 | 3538.3291 | 0 | -1080.5876
2030-09-27 | 4 | 0 | 0 | 0 | 266.4473 | 266.4473 | 3777.208 | 2522.6887 | 3785.312 | 3743.1306 | 3642.53 | 3538.3291 | 0 | -1.6451e-05
2030-09-27 | 5 | 0 | 0 | 0 | 266.4473 | 266.4472 | 3777.208 | 3625.9746 | 2837.2759 | 3743.1306 | 3642.53 | 3538.3291 | 0 | 1080.5876
2030-09-27 | 6 | 153.4735 | 153.4735 | 0 | 266.4473 | 266.4473 | 3777.208 | 3625.9746 | 3785.312 | 3743.1306 | 3642.53 | 3538.3291 | 0 | -1080.5876
2030-09-27 | 7 | 153.4735 | 153.4735 | 0 | 109.7002 | 133.2797 | 3777.208 | 3625.9746 | 3785.312 | 3743.1306 | 3642.53 | 3538.3291 | 0 | -1080.5876
2030-09-27 | 8 | 153.4735 | 153.4735 | 0 | 0 | 0 | 3777.208 | 3625.9746 | 3785.312 | 3743.1306 | 3642.53 | 3538.3291 | 0 | -1080.5876
2030-09-27 | 9 | 153.4735 | 153.4735 | 0 | 0 | 0 | 3777.208 | 3625.9746 | 3785.312 | 3743.1306 | 3642.53 | 3538.3291 | 0 | -1080.5876
2030-09-27 | 10 | 153.4735 | 153.4735 | 10.6903 | 0 | 0 | 3777.208 | 3625.9746 | 3785.312 | 3743.1306 | 3642.53 | 3538.3291 | 0 | -1080.5876
2030-09-27 | 11 | 153.4735 | 153.4735 | 118.6227 | 0 | 0 | 3777.208 | 3625.9746 | 3785.312 | 3743.1306 | 3642.53 | 3538.3291 | 0 | -1080.5876
2030-09-27 | 12 | 153.4735 | 153.4735 | 134.0651 | 0 | 0 | 3777.208 | 3625.9746 | 3229.0815 | 3743.1306 | 3642.53 | 3538.3291 | 0 | -1080.5876
2030-09-27 | 13 | 153.4735 | 153.4735 | 93.7782 | 43.901 | 0 | 3777.208 | 3625.9746 | 3785.312 | 3743.1306 | 3642.53 | 3538.3291 | 0 | -1080.5876
2030-09-27 | 14 | 153.4735 | 153.4735 | 0 | 66.6399 | 14.3198 | 3777.208 | 3625.9746 | 3785.312 | 3743.1306 | 3642.53 | 3538.3291 | 0 | -1080.5876
2030-09-27 | 15 | 153.4735 | 153.4735 | 76.2379 | 50.1333 | 66.6399 | 3777.208 | 215.8939 | 693.2032 | 518.0183 | 1821.265 | 3538.3291 | 238.8001 | -1080.5876
2030-09-27 | 16 | 460.4206 | 460.4206 | 646.4638 | 199.9196 | 199.9196 | 3283.5203 | 168.9198 | 436.6729 | 0 | 2024.5906 | 2741.2378 | 0 | -1080.5876
2030-09-27 | 17 | 460.4206 | 460.4206 | 416.868 | 128.4197 | 66.6399 | 3777.208 | 215.895 | 960.2822 | -2.5272e-05 | 3480.1636 | 3538.3291 | 0 | -1080.5876
2030-09-27 | 18 | 246.5737 | 153.4735 | 0 | 199.9196 | 199.9196 | 3777.208 | 1175.2493 | 3785.312 | 3743.1306 | 3642.53 | 3538.3291 | 0 | -1080.5876
2030-09-27 | 19 | 153.4735 | 153.4735 | 0 | 177.7931 | 133.2797 | 3777.208 | 1698.1869 | 3785.312 | 3743.1306 | 3642.53 | 2912.9666 | 0 | -1080.5876
2030-09-27 | 20 | 153.4735 | 153.4735 | 0 | 237.7292 | 199.9196 | 3777.208 | 1775.821 | 3785.312 | 3743.1306 | 3642.53 | 2823.3069 | 0 | -1080.5876
2030-09-27 | 21 | 153.4735 | 153.4735 | 0 | 183.5243 | 133.2797 | 3777.208 | 2028.2778 | 3785.312 | 3743.1306 | 3642.53 | 3410.0952 | 0 | -1080.5876
2030-09-27 | 22 | 153.4735 | 153.4735 | 0 | 266.4473 | 258.9501 | 3777.208 | 1742.7958 | 3785.312 | 3743.1306 | 3642.53 | 1289.4833 | 0 | -1080.5876
2030-09-27 | 23 | 0 | 0 | 105.0883 | 266.4473 | 213.1226 | 3777.208 | 2611.3401 | 3785.312 | 3743.1306 | 3642.53 | 1769.1646 | 0 | -1080.5876
2030-09-27 | 24 | 52.2947 | 153.4735 | 396.5215 | 266.4473 | 266.4473 | 3777.208 | 3441.207 | 3785.312 | 3743.1306 | 3642.53 | 2684.8665 | 0 | -1080.5876
2030-09-28 | 1 | 153.4735 | 153.4735 | 0 | 108.0638 | 66.6399 | 3777.208 | 3625.9746 | 3785.312 | 3743.1306 | 3642.53 | 3538.3291 | 0 | -1080.5876
2030-09-28 | 2 | 0 | 78.4352 | 0 | 266.4473 | 266.4473 | 3777.208 | 3625.9746 | 3785.312 | 3743.1306 | 3642.53 | 3538.3291 | 0 | -1080.5876
2030-09-28 | 3 | 0 | 0 | 0 | 266.4472 | 266.4472 | 3777.208 | 3625.9746 | 1391.2567 | 3743.1306 | 3642.53 | 3538.3291 | 0 | -1080.5876
2030-09-28 | 4 | 0 | 0 | 0 | 266.4473 | 266.4473 | 3777.208 | 3625.9746 | 944.8431 | 3743.1306 | 3642.53 | 3538.3291 | 0 | -1080.5876
2030-09-28 | 5 | 0 | 0 | 0 | 266.4473 | 266.4472 | 3777.208 | 3625.9746 | 1892.6559 | 3743.1306 | 3642.53 | 3538.3291 | 0 | -1080.5876
2030-09-28 | 6 | 0 | 0 | 0 | 199.9196 | 199.9196 | 3777.208 | 3625.9746 | 3785.312 | 3743.1306 | 3642.53 | 3538.3291 | 0 | -1080.5876
2030-09-28 | 7 | 153.4735 | 153.4735 | 0 | 133.2797 | 133.2797 | 3777.208 | 3625.9746 | 3785.312 | 3743.1306 | 3642.53 | 3538.3291 | 0 | -1080.5876
2030-09-28 | 8 | 153.4735 | 153.4735 | 0 | 0 | 0 | 3777.208 | 3625.9746 | 3785.312 | 3743.1306 | 3642.53 | 3538.3291 | 0 | -1080.5876
2030-09-28 | 9 | 0 | 0 | 0 | 0 | 0 | 3777.208 | 3625.9746 | 3785.312 | 3743.1306 | 3642.53 | 3538.3291 | 0 | -1080.5876
2030-09-28 | 10 | 153.4735 | 153.4735 | 0 | 0 | 0 | 3777.208 | 3625.9746 | 3785.312 | 3743.1306 | 3642.53 | 3538.3291 | 0 | -1080.5876
2030-09-28 | 11 | 153.4735 | 153.4735 | 0 | 0 | 0 | 3777.208 | 3625.9746 | 3785.312 | 3743.1306 | 3642.53 | 3538.3291 | 0 | -1080.5876
2030-09-28 | 12 | 153.4735 | 153.4735 | 85.4457 | 66.6399 | 66.6399 | 3777.208 | 3625.9746 | 3785.312 | 3743.1306 | 3642.53 | 3538.3291 | 0 | -1080.5876
2030-09-28 | 13 | 153.4735 | 153.4735 | 636.658 | 0 | 0 | 3777.208 | 1812.9873 | 927.6408 | 3743.1306 | 1949.6414 | 2820.8574 | 0 | -1080.5876
2030-09-28 | 14 | 153.4735 | 153.4735 | 646.4638 | 0 | 0 | 3777.208 | 168.92 | -685.5164 | 2214.3315 | 1821.265 | 3419.2317 | 0 | -1080.5876
2030-09-28 | 15 | 153.4735 | 153.4735 | 572.3558 | 0 | 0 | 3777.208 | 168.9191 | 0 | 6.1319 | 1413.4667 | 1775.3195 | 0 | -1080.5876
2030-09-28 | 16 | 153.4735 | 153.4735 | 560.8693 | 0 | 0 | 2147.7205 | 168.92 | 172.1329 | 0 | 0 | 2094.5994 | 0 | -1080.5876
2030-09-28 | 17 | 153.4735 | 153.4735 | 646.4638 | 71.7025 | 133.2797 | 1888.604 | 166.8606 | 0 | 1871.5653 | 1821.265 | 221.0082 | 0 | -1080.5876
2030-09-28 | 18 | 306.9471 | 306.9471 | 646.4638 | 133.2797 | 175.6221 | 1888.604 | 166.8608 | 0 | 1192.6082 | 1821.265 | 221.0085 | 0 | -1080.5876
2030-09-28 | 19 | 153.4735 | 153.4735 | 646.4638 | 0 | 0 | 1888.604 | 166.8604 | 262.0976 | 1584.2416 | 1821.265 | 1769.1646 | 0 | -1080.5876
2030-09-28 | 20 | 393.8516 | 306.9471 | 646.4638 | 133.2797 | 78.6835 | 2834.5422 | 166.8606 | 1892.656 | 1871.5653 | 1821.265 | 522.9868 | 0 | -1080.5876
2030-09-28 | 21 | 280.4399 | 153.4735 | 646.4638 | 199.9196 | 199.9196 | 1888.604 | 166.8607 | 1892.656 | 1871.5653 | 1821.265 | 221.0083 | 0 | -1080.5876
2030-09-28 | 22 | 306.9471 | 256.9626 | 646.4638 | 188.7905 | 133.2797 | 1888.604 | 166.861 | 1892.656 | 1871.5653 | 1821.265 | 837.7473 | 0 | -1080.5876
2030-09-28 | 23 | 460.4206 | 460.4206 | 646.4638 | 199.9196 | 163.195 | 1888.604 | 166.861 | 1435.2599 | 0 | 1821.265 | 221.0089 | 0 | -1080.5876
2030-09-28 | 24 | 460.4206 | 460.4206 | 646.4638 | 66.6399 | 6.5981 | 1888.604 | 166.8607 | 1662.1615 | 0 | 1799.4434 | 221.0082 | 0 | -1080.5876
2030-09-29 | 1 | 460.4206 | 460.4206 | 545.4891 | 199.9196 | 199.9196 | 1888.604 | 166.8609 | 1270.6584 | 1871.5653 | 1821.265 | 221.009 | 0 | -1080.5876
2030-09-29 | 2 | 460.4206 | 460.4206 | 10.2777 | 199.9196 | 178.2634 | 3777.208 | 1942.5319 | 149.1176 | 910.8167 | 1932.0565 | 3538.3291 | 0 | -1080.5876
2030-09-29 | 3 | 272.7507 | 306.9471 | 0 | 266.4472 | 266.4473 | 3777.208 | 3625.9746 | 2394.9009 | 3743.1306 | 3642.53 | 3538.3291 | 0 | -1080.5876
2030-09-29 | 4 | 153.4735 | 153.4735 | 0 | 266.4472 | 266.4472 | 3777.208 | 3625.9746 | 3785.312 | 3743.1306 | 3642.53 | 3538.3291 | 0 | -1080.5876
2030-09-29 | 5 | 153.4735 | 153.4735 | 0 | 266.4472 | 266.4472 | 3777.208 | 3625.9746 | 3785.312 | 3743.1306 | 3642.53 | 3538.3291 | 0 | -794.7225
2030-09-29 | 6 | 153.4735 | 153.4735 | 59.8314 | 266.4473 | 266.4473 | 3777.208 | 3625.9746 | 3785.312 | 3743.1306 | 3642.53 | 3538.3291 | 0 | -1.6451e-05
2030-09-29 | 7 | 153.4735 | 153.4735 | 0 | 266.4472 | 266.4472 | 3777.208 | 3625.9756 | 3785.3108 | 3743.1306 | 3642.53 | 3538.3291 | 0 | -1080.5876
2030-09-29 | 8 | 0 | 0 | 0 | 0 | 0 | 3777.208 | 3625.9746 | 3785.312 | 3743.1306 | 3642.53 | 3538.3291 | 0 | -1080.5876
2030-09-29 | 9 | 153.4735 | 112.1494 | 0 | 266.4472 | 266.4473 | 3777.208 | 3625.9746 | 3785.312 | 3743.1306 | 3642.53 | 3538.3291 | 0 | -1080.5876
2030-09-29 | 10 | 153.4735 | 153.4735 | 0 | 266.4472 | 263.1795 | 3777.208 | 3625.9746 | 3785.312 | 3743.1306 | 3642.53 | 3538.3291 | 0 | -1080.5876
2030-09-29 | 11 | 153.4735 | 153.4735 | 0 | 199.9196 | 199.9196 | 3777.208 | 3625.9746 | 3785.312 | 3743.1306 | 3642.53 | 3538.3291 | 0 | -1080.5876
2030-09-29 | 12 | 153.4735 | 153.4735 | 0 | 199.9196 | 199.9196 | 3777.208 | 3625.9746 | 3785.312 | 3743.1306 | 3642.53 | 3538.3291 | 0 | -1080.5876
2030-09-29 | 13 | 0 | 0 | 646.4638 | 266.4473 | 266.4473 | 3777.208 | 3625.9746 | 3785.312 | 3743.1306 | 3642.53 | 3538.3291 | 0 | -1080.5876
2030-09-29 | 14 | 0 | 0 | 646.4638 | 266.4473 | 266.4473 | 3777.208 | 3625.9746 | 3785.312 | 3743.1306 | 3642.53 | 3538.3291 | 0 | -1080.5876
2030-09-29 | 15 | 153.4735 | 153.4735 | 646.4638 | 266.4473 | 266.4473 | 3777.208 | 3625.9746 | 3785.312 | 3743.1306 | 3642.53 | 3538.3291 | 0 | -1080.5876
2030-09-29 | 16 | 160.4584 | 153.4735 | 397.3918 | 143.5546 | 133.2797 | 3777.208 | 1812.9873 | 1098.5907 | 3743.1306 | 3642.53 | 2281.6099 | 0 | -1080.5876
2030-09-29 | 17 | 153.4735 | 153.4735 | 466.5293 | 0 | 33.6399 | 3777.208 | 168.9203 | 484.0913 | 3602.729 | 3642.53 | 1769.1646 | 0 | -1080.5876
2030-09-29 | 18 | 262.1083 | 306.9471 | 475.3981 | 133.2797 | 126.7928 | 3777.208 | 166.861 | 1823.3981 | 3743.1306 | 3642.53 | 1318.75 | 0 | -1080.5876
2030-09-29 | 19 | 153.4735 | 153.4735 | 588.5701 | 199.9196 | 145.8094 | 3777.208 | 1292.797 | 3785.312 | 3743.1306 | 3642.53 | 2278.8113 | 0 | -1080.5876
2030-09-29 | 20 | 153.4735 | 153.4735 | 646.4638 | 175.7869 | 133.2797 | 3777.208 | 814.0616 | 3785.312 | 3743.1306 | 3642.53 | 3538.3291 | 0 | -1080.5876
2030-09-29 | 21 | 0 | 0 | 646.4638 | 249.3863 | 199.9196 | 3777.208 | 168.9197 | 3785.312 | 3743.1306 | 3642.53 | 3538.3291 | 0 | -1080.5876
2030-09-29 | 22 | 0 | 0 | 646.4638 | 266.4473 | 266.4473 | 3777.208 | 168.9199 | 3785.312 | 3743.1306 | 3642.53 | 3538.3291 | 0 | -1080.5876
2030-09-29 | 23 | 153.4735 | 153.4735 | 48.5455 | 199.8074 | 189.9021 | 3777.208 | 168.9208 | 3785.312 | 3743.1306 | 3642.53 | 2280.7766 | 0 | -1080.5876
2030-09-29 | 24 | 306.9471 | 204.4554 | 0 | 266.4473 | 266.4473 | 3777.208 | 166.8593 | 3785.312 | 3743.1306 | 3642.53 | 1058.3044 | 0 | -1080.5876
2030-09-30 | 1 | 153.4735 | 278.3945 | 0 | 266.4473 | 266.4473 | 3777.208 | 166.8613 | 3785.312 | 3743.1306 | 3642.53 | 221.0098 | 0 | -1080.5876
2030-09-30 | 2 | 0 | 0 | 0 | 0 | 0 | 3777.208 | 166.861 | 390.8409 | 800.6 | 3642.53 | 2407.9736 | 0 | -1080.5876
2030-09-30 | 3 | 0 | 0 | 0 | 0 | 0 | 3777.208 | 214.2464 | -874.8653 | -737.5383 | 1821.2649 | 3538.3291 | 0 | -1080.5876
2030-09-30 | 4 | 0 | 0 | 0 | 0 | 0 | 3777.208 | 230.9223 | -737.8788 | 1866.1333 | 1821.266 | 3538.3291 | 0 | -1080.5876
2030-09-30 | 5 | 0 | 0 | 0 | 0 | 0 | 3777.208 | 230.9496 | 1024.382 | 3743.1306 | 1087.5468 | 3538.3291 | 0 | -1080.5876
2030-09-30 | 6 | 0 | 0 | 0 | 0 | 0 | 3777.208 | 333.895 | 166.3953 | 3743.1306 | 3642.53 | 3538.3291 | 0 | -1080.5876
2030-09-30 | 7 | 153.4735 | 153.4735 | 0 | 66.6399 | 57.1482 | 3777.208 | 3625.9746 | 3785.312 | 3743.1306 | 3642.53 | 3538.3291 | 0 | 1080.5876
2030-09-30 | 8 | 153.4735 | 153.4735 | 0 | 0 | 0 | 3777.208 | 3625.9746 | 3785.312 | 3743.1306 | 3642.53 | 3538.3291 | 0 | -1080.5876
2030-09-30 | 9 | 153.4735 | 153.4735 | 0 | 66.6399 | 66.6399 | 3777.208 | 3625.9746 | 3785.312 | 3743.1306 | 3642.53 | 3538.3291 | 0 | -1080.5876
2030-09-30 | 10 | 153.4735 | 153.4735 | 0 | 199.9196 | 162.8444 | 3777.208 | 3625.9746 | 3785.312 | 3743.1306 | 3642.53 | 3538.3291 | 0 | -1080.5876
2030-09-30 | 11 | 153.4735 | 153.4735 | 0 | 199.9196 | 146.4246 | 3777.208 | 3625.9746 | 3785.312 | 3743.1306 | 3642.53 | 3538.3291 | 74.0321 | -1080.5876
2030-09-30 | 12 | 153.4735 | 153.4735 | 0 | 28.095 | 66.6399 | 3777.208 | 3625.9746 | 3785.312 | 3743.1306 | 3642.53 | 2935.7576 | 323.5132 | -1080.5876
2030-09-30 | 13 | 153.4735 | 270.7609 | 0 | 199.9196 | 199.9196 | 3777.208 | 215.8937 | 2824.856 | 3743.1306 | 3642.53 | 1769.1646 | 323.5132 | -1080.5876
2030-09-30 | 14 | 375.7218 | 460.4206 | 0 | 133.2797 | 133.2797 | 3777.208 | 215.892 | 1892.656 | 3743.1306 | 1821.265 | 1769.1646 | 394.0082 | -1080.5876
2030-09-30 | 15 | 460.4206 | 460.4206 | 646.4638 | 199.9196 | 199.9196 | 3777.208 | 168.9197 | 416.7172 | 1871.5653 | 0 | 3538.3291 | 14.6457 | -1080.5876
2030-09-30 | 16 | 460.4206 | 460.4206 | 646.4638 | 199.9196 | 199.9196 | 1888.604 | 168.919 | 200.8993 | 1871.5653 | 0 | 1769.1646 | 0 | -1080.5876
2030-09-30 | 17 | 460.4206 | 460.4206 | 646.4638 | 199.9196 | 199.9196 | 1888.604 | 166.861 | 0 | 1871.5653 | 669.414 | 1769.1646 | 0 | -1080.5876
2030-09-30 | 18 | 460.4206 | 460.4206 | 646.4638 | 199.9196 | 199.9196 | 2296.8945 | 168.9206 | 0 | 1871.5653 | 962.9866 | 1769.1646 | 0 | -1080.5876
2030-09-30 | 19 | 381.4715 | 460.4206 | 646.4638 | 199.9196 | 199.9196 | 3777.208 | 0 | 1499.4192 | 3743.1306 | 2042.9086 | 221.0085 | 320.3603 | -1080.5876
2030-09-30 | 20 | 153.4735 | 153.4735 | 646.4638 | 66.6399 | 107.0295 | 3777.208 | -1595.4504 | 58.5654 | 3743.1306 | 3642.53 | 0 | 323.5132 | -1080.5876
2030-09-30 | 21 | 153.4735 | 153.4735 | 646.4638 | 0 | 0 | 3777.208 | 166.861 | -512.2402 | 1871.5653 | 1821.265 | 1441.6489 | 162.628 | -1080.5876
2030-09-30 | 22 | 153.4735 | 153.4735 | 646.4638 | 0 | 0 | 3070.8247 | 166.8611 | -1931.1615 | -1104.5669 | 1821.265 | 70.6255 | 0 | -1080.5876
2030-09-30 | 23 | 153.4735 | 153.4735 | 646.4638 | 0 | 0 | 1888.604 | 0 | -835.106 | -579.821 | -896.8033 | 0 | 0 | -1080.5876
2030-09-30 | 24 | 153.4735 | 153.4735 | 0 | 0 | 0 | 1888.6029 | 0 | -346.0022 | 0 | -2003.7742 | 0 | 0 | -1080.5876
2030-10-01 | 1 | 153.4735 | 153.4735 | 0 | 0 | 0 | 3777.208 | 166.861 | -1032.7458 | 421.9748 | 0 | 863.2351 | 0 | -1080.5876
2030-10-01 | 2 | 153.4735 | 153.4735 | 0 | 0 | 0 | 3777.208 | 166.861 | 543.1076 | -731.8969 | 0 | 2756.6052 | 0 | -1080.5876
2030-10-01 | 3 | 460.4206 | 460.4206 | 0 | 266.4473 | 266.4473 | 1888.604 | 1812.9873 | 891.992 | 246.8347 | 1821.265 | 3538.3291 | 0 | -1080.5876
2030-10-01 | 4 | 460.4206 | 460.4206 | 0 | 133.2797 | 174.2123 | 3777.208 | 3625.9746 | 553.3309 | 1806.5439 | 3642.53 | 3538.3291 | 0 | -1080.5876
2030-10-01 | 5 | 306.9471 | 195.7805 | 0 | 133.2797 | 133.2797 | 3777.208 | 3625.9746 | 3601.1704 | 3743.1306 | 3642.53 | 3538.3291 | 0 | -1080.5876
2030-10-01 | 6 | 153.4735 | 153.4735 | 0 | 196.0106 | 199.9196 | 3777.208 | 3625.9746 | 3785.312 | 3743.1306 | 3642.53 | 3538.3291 | 0 | -1080.5876
2030-10-01 | 7 | 153.4735 | 153.4735 | 0 | 88.7775 | 66.6399 | 3777.208 | 3625.9746 | 3785.312 | 3743.1306 | 3642.53 | 3538.3291 | 0 | -1080.5876
2030-10-01 | 8 | 153.4735 | 153.4735 | 0 | 0 | 3.869 | 3777.208 | 3625.9746 | 3785.312 | 3743.1306 | 3642.53 | 3538.3291 | 139.9174 | -1080.5876
2030-10-01 | 9 | 153.4735 | 153.4735 | 0 | 0 | 0 | 3777.208 | 3625.9746 | 3785.312 | 3743.1306 | 3642.53 | 3538.3291 | 323.5132 | -1080.5876
2030-10-01 | 10 | 153.4735 | 153.4735 | 0 | 0 | 0 | 3777.208 | 3625.9746 | 3785.312 | 3743.1306 | 3642.53 | 3538.3291 | 0 | -1080.5876
2030-10-01 | 11 | 153.4735 | 153.4735 | 203.502 | 66.6399 | 108.768 | 3777.208 | 3625.9746 | 3785.312 | 3743.1306 | 3642.53 | 3538.3291 | 0 | -1080.5876
2030-10-01 | 12 | 153.4735 | 153.4735 | 2.048 | 36.4188 | 66.6399 | 3777.208 | 3625.9746 | 3785.312 | 3743.1306 | 3642.53 | 3538.3291 | 180.0636 | -1080.5876
2030-10-01 | 13 | 153.4735 | 153.4735 | 151.7539 | 174.9578 | 133.2797 | 3777.2092 | 3625.9746 | 3785.312 | 3743.1306 | 3642.53 | 3538.3291 | 0 | -1080.5876
2030-10-01 | 14 | 153.4735 | 153.4735 | 210.0091 | 0 | 43.0486 | 3777.208 | 3625.9746 | 3785.312 | 3743.1306 | 3642.53 | 3538.3291 | 0 | -1080.5876
2030-10-01 | 15 | 153.4735 | 153.4735 | 0 | 263.055 | 199.9196 | 3777.208 | 3625.9746 | 3785.312 | 3743.1306 | 3642.53 | 3538.3291 | 0 | -1080.5876
2030-10-01 | 16 | 102.0427 | 153.4735 | 646.4638 | 266.4473 | 266.4473 | 3777.208 | 3625.9746 | 3785.312 | 3743.1306 | 3642.53 | 3538.3291 | 0 | -1080.5876
2030-10-01 | 17 | 153.4735 | 203.7605 | 646.4638 | 266.4473 | 266.4473 | 3777.208 | 3625.9746 | 3785.312 | 3743.1306 | 3642.53 | 1924.0481 | 0 | -1080.5876
2030-10-01 | 18 | 306.9471 | 177.2087 | 646.4638 | 266.4473 | 266.4473 | 3777.208 | 3625.9746 | 3785.312 | 3743.1306 | 3642.53 | 2097.5129 | 0 | -1080.5876
2030-10-01 | 19 | 153.4735 | 153.4735 | 646.4638 | 266.4473 | 266.4473 | 3777.208 | 3625.9746 | 3785.312 | 3743.1306 | 3642.53 | 3538.3291 | 268.0507 | -1080.5876
2030-10-01 | 20 | 153.4735 | 153.4735 | 646.4638 | 133.2797 | 172.5673 | 3777.208 | 3625.9746 | 3785.312 | 3743.1306 | 3642.53 | 3538.3291 | 0 | -1080.5876
2030-10-01 | 21 | 153.4735 | 153.4735 | 484.8478 | 133.2797 | 81.8714 | 3777.208 | 3625.9746 | 3785.312 | 3743.1306 | 3642.53 | 3538.3291 | 201.4903 | -1080.5876
2030-10-01 | 22 | 153.4735 | 153.4735 | 0 | 0 | 0 | 3777.208 | 3625.9746 | 3785.312 | 3743.1306 | 3642.53 | 3538.3291 | 0 | -1080.5876
2030-10-01 | 23 | 153.4735 | 153.4735 | 0 | 0 | 0 | 3777.208 | 3625.9746 | 3785.312 | 3743.1306 | 3642.53 | 3538.3291 | 0 | -1080.5876
2030-10-01 | 24 | 153.4735 | 153.4735 | 415.4123 | 0 | 0 | 3777.208 | 3625.9746 | 3785.312 | 3743.1306 | 3642.53 | 3538.3291 | 0 | -1080.5876
2030-10-02 | 1 | 153.4735 | 153.4735 | 646.4638 | 0 | 0 | 3777.208 | 3625.9746 | 3785.312 | 3743.1306 | 3642.53 | 3538.3291 | 0 | -1080.5876
2030-10-02 | 2 | 153.4735 | 153.4735 | 0 | 0 | 0 | 3777.208 | 3625.9746 | 3785.312 | 3743.1306 | 3642.53 | 3538.3291 | 0 | -1080.5876
2030-10-02 | 3 | 0 | 0 | 0 | 0 | 0 | 3777.208 | 3625.9746 | 3785.312 | 3743.1306 | 3642.53 | 3538.3291 | 0 | -1080.5876
2030-10-02 | 4 | 0 | 0 | 0 | 0 | 0 | 3777.208 | 3625.9746 | 3785.312 | 3743.1306 | 3642.53 | 3538.3291 | 0 | -819.5375
2030-10-02 | 5 | 0 | 0 | 0 | 0 | 0 | 3777.208 | 3625.9746 | 3785.312 | 3743.1306 | 3642.53 | 3538.3291 | 0 | -651.9484
2030-10-02 | 6 | 0 | 0 | 0 | 0 | 0 | 3777.208 | 3625.9746 | 3785.312 | 3743.1306 | 3642.53 | 3538.3291 | 0 | -1080.5876
2030-10-02 | 7 | 153.4735 | 153.4735 | 0 | 0 | 0 | 3777.208 | 3625.9746 | 3785.312 | 3743.1306 | 3642.53 | 3538.3291 | 0 | -1080.5876
2030-10-02 | 8 | 153.4735 | 153.4735 | 0 | 0 | 0 | 3777.208 | 3625.9746 | 3785.312 | 3743.1306 | 3642.53 | 3538.3291 | 0 | -1080.5876
2030-10-02 | 9 | 153.4735 | 153.4735 | 0 | 66.6399 | 124.8017 | 3777.208 | 3625.9746 | 3785.312 | 3743.1306 | 3642.53 | 3538.3291 | 0 | -1080.5876
2030-10-02 | 10 | 153.4735 | 153.4735 | 0 | 0 | 0 | 3777.208 | 3625.9746 | 3785.312 | 3743.1306 | 3642.53 | 3538.3291 | 0 | -1080.5876
2030-10-02 | 11 | 153.4735 | 153.4735 | 0 | 0 | 0 | 3777.208 | 3625.9746 | 3785.312 | 3743.1306 | 3642.53 | 3538.3291 | 0 | -1080.5876
2030-10-02 | 12 | 153.4735 | 153.4735 | 0 | 0 | 0 | 3777.208 | 3625.9746 | 3785.312 | 3743.1306 | 3642.53 | 3538.3291 | 0 | -1080.5876
2030-10-02 | 13 | 153.4735 | 153.4735 | 0 | 0 | 0 | 3777.208 | 3625.9746 | 3785.312 | 3743.1306 | 3642.53 | 3538.3291 | 0 | -1080.5876
2030-10-02 | 14 | 153.4735 | 153.4735 | 323.2319 | 0 | 0 | 3777.208 | 3625.9746 | 3785.312 | 3743.1306 | 3642.53 | 3538.3291 | 0 | -1080.5876
2030-10-02 | 15 | 460.4206 | 460.4206 | 646.4638 | 180.1933 | 199.9196 | 3777.208 | 1703.7446 | 170.0441 | 3743.1306 | 3642.53 | 1769.1646 | 0 | -1080.5876
2030-10-02 | 16 | 460.4206 | 460.4206 | 646.4638 | 266.4472 | 266.4472 | 2473.9319 | 1812.9873 | 1892.656 | 1871.5653 | 2714.3049 | 2095.2773 | 0 | -1080.5876
2030-10-02 | 17 | 460.4206 | 460.4206 | 646.4638 | 266.4472 | 266.4473 | 2137.1282 | 168.919 | 2232.9404 | 1871.5653 | 1821.265 | 1769.1646 | 0 | -1080.5876
2030-10-02 | 18 | 460.4206 | 460.4206 | 646.4638 | 266.4473 | 238.3916 | 2252.5352 | 166.8605 | 1892.656 | 1871.5653 | 1821.265 | 221.0079 | 0 | -1080.5876
2030-10-02 | 19 | 460.4206 | 460.4206 | 646.4638 | 266.4472 | 223.8947 | 2602.8977 | 166.8609 | 1892.656 | 1871.5653 | 1821.265 | 1769.1646 | 0 | -1080.5876
2030-10-02 | 20 | 306.9471 | 265.928 | 646.4638 | 199.9196 | 199.9196 | 2975.3706 | 168.9196 | 689.4222 | 1871.5653 | 1821.265 | 3538.3291 | 398.9971 | -1080.5876
2030-10-02 | 21 | 306.9471 | 182.7007 | 646.4638 | 199.9196 | 174.2332 | 3777.208 | 168.9201 | -1283.7673 | 1317.8833 | 1821.265 | 2394.8953 | 0 | -1080.5876
2030-10-02 | 22 | 153.4735 | 153.4735 | 23.9035 | 0 | 0 | 3777.208 | 212.7514 | -1297.4207 | -453.4465 | 1821.265 | 1769.1646 | 0 | -1080.5876
2030-10-02 | 23 | 153.4735 | 153.4735 | 0 | 0 | 0 | 3777.208 | 215.8928 | -1275.7367 | -1370.073 | 1544.374 | 1410.3877 | 0 | -1080.5876
2030-10-02 | 24 | 153.4735 | 153.4735 | 646.4638 | 0 | 0 | 3574.2432 | 168.9197 | -920.7373 | -425.1058 | 1821.265 | 1769.1646 | 0 | -1080.5876
2030-10-03 | 1 | 153.4735 | 153.4735 | 103.1481 | 0 | 0 | 3777.208 | 168.9193 | -774.9816 | -2548.9673 | 3127.1152 | 2019.3989 | 0 | -1080.5876
2030-10-03 | 2 | 153.4735 | 50.6078 | 0 | 0 | 0 | 3777.208 | 2557.6819 | 289.0472 | 946.1521 | 3642.53 | 3538.3291 | 0 | -1080.5876
2030-10-03 | 3 | 153.4735 | 153.4735 | 0 | 0 | 0 | 3777.208 | 3625.9746 | 892.2813 | 1667.1021 | 3532.729 | 3538.3291 | 0 | 1080.5876
2030-10-03 | 4 | 153.4735 | 153.4735 | 0 | 0 | 0 | 3777.208 | 2091.6643 | 961.9807 | 1686.9084 | 3642.53 | 3538.3291 | 0 | 1080.5876
2030-10-03 | 5 | 153.4735 | 153.4735 | 0 | 0 | 0 | 3777.208 | 1738.8579 | 447.9211 | 1871.5653 | 3642.53 | 3538.3291 | 0 | 1080.5876
2030-10-03 | 6 | 153.4735 | 153.4735 | 0 | 0 | 0 | 3777.208 | 3625.9746 | 2472.5955 | 3743.1306 | 3642.53 | 3538.3291 | 0 | 1080.5876
2030-10-03 | 7 | 153.4735 | 153.4735 | 0 | 0 | 0 | 3777.208 | 3625.9746 | 3785.312 | 3743.1306 | 3642.53 | 3538.3291 | 0 | -1080.5876
2030-10-03 | 8 | 153.4735 | 153.4735 | 0 | 0 | 0 | 3777.208 | 3625.9746 | 3785.312 | 3743.1306 | 3642.53 | 3538.3291 | 146.7312 | -1080.5876
2030-10-03 | 9 | 153.4735 | 153.4735 | 0 | 176.662 | 133.2797 | 3777.208 | 3625.9746 | 3785.312 | 3743.1306 | 3642.53 | 3538.3291 | 258.7801 | -1080.5876
2030-10-03 | 10 | 153.4735 | 153.4735 | 0 | 133.2797 | 68.6995 | 3777.208 | 3625.9746 | 3785.312 | 3743.1306 | 3642.53 | 3538.3291 | 0 | -1080.5876
2030-10-03 | 11 | 153.4735 | 153.4735 | 0 | 66.6399 | 55.0454 | 3777.208 | 3625.9746 | 3785.312 | 3743.1306 | 3642.53 | 3538.3291 | 0 | -1080.5876
2030-10-03 | 12 | 153.4735 | 153.4735 | 0 | 0 | 0 | 3777.208 | 3625.9746 | 3785.312 | 3743.1306 | 3642.53 | 3538.3291 | 46.6528 | -1080.5876
2030-10-03 | 13 | 153.4735 | 153.4735 | 0 | 0 | 0 | 3777.208 | 3625.9746 | 3785.312 | 3743.1306 | 3642.53 | 3538.3291 | 485.2698 | -1080.5876
2030-10-03 | 14 | 418.512 | 460.4206 | 0 | 199.9196 | 199.9196 | 3777.208 | 3625.9746 | 3785.312 | 3743.1306 | 3642.53 | 3538.3291 | 0 | -1080.5876
2030-10-03 | 15 | 408.8249 | 460.4206 | 646.4638 | 199.9196 | 199.9196 | 3777.208 | 3625.9746 | 3785.312 | 3743.1306 | 3642.53 | 3538.3291 | 0 | -1080.5876
2030-10-03 | 16 | 460.4206 | 460.4206 | 646.4638 | 133.2797 | 175.1283 | 3777.208 | 1883.9412 | 1892.656 | 3393.2068 | 3642.53 | 3538.3291 | 0 | -1080.5876
2030-10-03 | 17 | 460.4206 | 394.886 | 646.4638 | 133.2797 | 133.2797 | 3566.3496 | 1812.9873 | 1892.656 | 1871.5653 | 1821.265 | 2273.9307 | 0 | -1080.5876
2030-10-03 | 18 | 460.4206 | 434.8814 | 646.4638 | 0 | 0 | 1888.604 | 1072.4087 | 818.3093 | 1871.5653 | 3330.7244 | 2402.8767 | 0 | -1080.5876
2030-10-03 | 19 | 460.4206 | 460.4206 | 646.4638 | 0 | 0 | 3777.208 | 2972.929 | 0 | 3743.1306 | 3642.53 | 3538.3291 | 0 | -1080.5876
2030-10-03 | 20 | 306.9471 | 364.9622 | 347.8207 | 15.0631 | 66.6399 | 3777.208 | 3625.9746 | 3785.312 | 3743.1306 | 3642.53 | 3538.3291 | 38.3355 | -1080.5876
2030-10-03 | 21 | 153.4735 | 153.4735 | 0 | 144.6168 | 133.2797 | 3777.208 | 3625.9746 | 3785.312 | 3743.1306 | 3642.53 | 3538.3291 | 444.9221 | -1080.5876
2030-10-03 | 22 | 153.4735 | 153.4735 | 0 | 135.2143 | 199.9196 | 3777.208 | 3625.9746 | 3785.312 | 3743.1306 | 3642.53 | 3538.3291 | 0 | -1080.5876
2030-10-03 | 23 | 153.4735 | 153.4735 | 464.8505 | 163.3198 | 133.2797 | 3777.208 | 3625.9746 | 3785.312 | 3743.1306 | 3642.53 | 3538.3291 | 0 | -1080.5876
2030-10-03 | 24 | 153.4735 | 153.4735 | 0 | 82.6328 | 133.2797 | 3777.208 | 3625.9746 | 3785.312 | 3743.1306 | 3642.53 | 3538.3291 | 0 | -1080.5876
2030-10-04 | 1 | 153.4735 | 153.4735 | 0 | 13.8456 | 66.6399 | 3777.208 | 3625.9746 | 3785.312 | 3743.1306 | 3642.53 | 3538.3291 | 0 | -1080.5876
2030-10-04 | 2 | 0 | 0 | 0 | 199.9196 | 147.3409 | 3777.208 | 3625.9746 | 2139.2627 | 3743.1306 | 3642.53 | 3538.3291 | 0 | -1080.5876
2030-10-04 | 3 | 0 | 0 | 0 | 0 | 0 | 3777.208 | 3625.9746 | -1252.9781 | 3743.1294 | 3642.53 | 3538.3291 | 0 | -1.6451e-05
2030-10-04 | 4 | 0 | 0 | 0 | 0 | 0 | 3777.208 | 1555.5576 | -1863.0585 | 3743.1306 | 3642.53 | 3538.3291 | 0 | 1080.5876
2030-10-04 | 5 | 153.4735 | 103.438 | 0 | 0 | 0 | 3777.208 | 633.6079 | 456.8952 | 3743.1306 | 3642.53 | 3538.3291 | 0 | 1080.5876
2030-10-04 | 6 | 0 | 0 | 0 | 0 | 0 | 3777.208 | 3625.9746 | 1892.6559 | 3743.1306 | 3642.53 | 3538.3291 | 0 | 1080.5876
2030-10-04 | 7 | 0 | 0 | 0 | 0 | 0 | 3777.208 | 3625.9746 | 3785.312 | 3743.1306 | 3642.53 | 3538.3291 | 0 | -1080.5876
2030-10-04 | 8 | 153.4735 | 153.4735 | 0 | 0 | 0 | 3777.208 | 3625.9746 | 3785.312 | 3743.1306 | 3642.53 | 3538.3291 | 0 | -1080.5876
2030-10-04 | 9 | 153.4735 | 153.4735 | 0 | 0 | 0 | 3777.208 | 3625.9746 | 3785.312 | 3743.1306 | 3642.53 | 3538.3291 | 0 | -1080.5876
2030-10-04 | 10 | 153.4735 | 153.4735 | 0 | 66.6399 | 40.8178 | 3777.208 | 3625.9746 | 3785.312 | 3743.1306 | 3642.53 | 3538.3291 | 0 | -1080.5876
2030-10-04 | 11 | 153.4735 | 153.4735 | 0 | 0 | 0 | 3777.208 | 3625.9746 | 3785.312 | 3743.1306 | 3642.53 | 3538.3291 | 0 | -1080.5876
2030-10-04 | 12 | 153.4735 | 153.4735 | 0 | 0 | 0 | 3777.208 | 3625.9746 | 3785.312 | 3743.1306 | 3642.53 | 3538.3291 | 0 | -1080.5876
2030-10-04 | 13 | 153.4735 | 153.4735 | 0 | 266.4473 | 266.4473 | 3777.208 | 3625.9746 | 3785.312 | 3743.1306 | 3642.53 | 3538.3291 | 0 | -1080.5876
2030-10-04 | 14 | 153.4735 | 153.4735 | 0 | 266.4472 | 266.4473 | 3777.208 | 3625.9746 | 3785.312 | 3743.1306 | 3642.53 | 3538.3291 | 254.5993 | -1080.5876
2030-10-04 | 15 | 153.4735 | 153.4735 | 0 | 266.4473 | 266.4472 | 3777.208 | 3625.9746 | 3785.312 | 3743.1306 | 3642.53 | 3538.3291 | 134.8919 | -1080.5876
2030-10-04 | 16 | 153.4735 | 153.4735 | 0 | 199.9196 | 199.9196 | 3777.208 | 3625.9746 | 3785.312 | 3743.1306 | 3642.53 | 3538.3291 | 123.4115 | -1080.5876
2030-10-04 | 17 | 153.4735 | 153.4735 | 0 | 266.4472 | 266.4472 | 3777.208 | 3625.9746 | 3785.312 | 3743.1306 | 3642.53 | 3538.3291 | 172.8088 | -1080.5876
2030-10-04 | 18 | 153.4735 | 153.4735 | 248.9069 | 199.9196 | 199.9196 | 3777.208 | 3625.9746 | 3785.312 | 3743.1306 | 3642.53 | 3538.3291 | 0 | -1080.5876
2030-10-04 | 19 | 153.4735 | 153.4735 | 646.4638 | 199.9196 | 199.9196 | 3777.208 | 2731.3726 | 3785.312 | 3743.1306 | 3642.53 | 2223.9111 | 0 | -1080.5876
2030-10-04 | 20 | 460.4206 | 460.4206 | 646.4638 | 199.9196 | 199.9196 | 3777.208 | 166.8611 | 262.5791 | 1871.5653 | 2676.8398 | 797.327 | 0 | -1080.5876
2030-10-04 | 21 | 460.4206 | 460.4206 | 646.4638 | 199.9196 | 199.9196 | 1888.604 | 166.8607 | 0 | 1544.1594 | 1821.265 | 221.0093 | 0 | -1080.5876
2030-10-04 | 22 | 153.4735 | 153.4735 | 646.4638 | 199.9196 | 199.9196 | 1888.604 | 166.8608 | 0 | 0 | 766.3284 | 221.0084 | 0 | -982.3398
2030-10-04 | 23 | 153.4735 | 153.4735 | 241.3713 | 0 | 0 | 3777.208 | 166.8606 | -988.9922 | -1338.3855 | 0 | 785.967 | 0 | -1080.5876
2030-10-04 | 24 | 153.4735 | 153.4735 | 0 | 0 | 0 | 3301.2607 | 166.8605 | -485.6736 | 0 | 0 | 221.0082 | 0 | -1080.5876
2030-10-05 | 1 | 153.4735 | 153.4735 | 0 | 0 | 0 | 3777.208 | 166.8608 | -609.8024 | -1871.5653 | 1821.265 | 221.0096 | 0 | -1080.5876
2030-10-05 | 2 | 153.4735 | 153.4735 | 0 | 0 | 0 | 3777.208 | 166.8608 | -375.2661 | 0 | 3642.53 | 2560.8818 | 0 | -1080.5876
2030-10-05 | 3 | 153.4735 | 153.4735 | 0 | 0 | 0 | 3777.208 | 166.8604 | 788.6191 | -0.0021389 | 3642.53 | 2824.6917 | 0 | -1080.5876
2030-10-05 | 4 | 153.4735 | 153.4735 | 0 | 266.4473 | 266.4473 | 3777.208 | 215.8936 | 841.0027 | 310.506 | 3642.53 | 3538.3291 | 0 | -1.6451e-05
2030-10-05 | 5 | 153.4735 | 153.4735 | 0 | 266.4472 | 266.4473 | 3777.208 | 207.9216 | 1840.2004 | 1690.516 | 1821.265 | 3538.3291 | 0 | -1080.5876
2030-10-05 | 6 | 153.4735 | 153.4735 | 0 | 133.2797 | 137.686 | 3777.208 | 168.9199 | 1215.4639 | 0 | 3203.1379 | 3538.3291 | 0 | -1080.5876
2030-10-05 | 7 | 460.4206 | 460.4206 | 0 | 266.4473 | 246.3123 | 3777.208 | 168.9202 | 1911.6992 | 212.0288 | 1821.265 | 3158.2446 | 0 | -1080.5876
2030-10-05 | 8 | 460.4206 | 460.4206 | 0 | 266.4473 | 266.4473 | 3777.208 | 166.8603 | 1892.656 | 1871.5653 | 2998.0583 | 437.7172 | 0 | -1080.5876
2030-10-05 | 9 | 460.4206 | 460.4206 | 0 | 266.4472 | 266.4473 | 3154.8257 | 166.8607 | 1892.656 | 1871.5653 | 2637.4065 | 1602.5176 | 0 | -1080.5876
2030-10-05 | 10 | 460.4206 | 460.4206 | 149.8793 | 199.9196 | 165.902 | 2258.7993 | 166.8607 | 1544.5417 | 1871.5653 | 3241.6848 | 1639.7821 | 0 | -1080.5876
2030-10-05 | 11 | 460.4206 | 460.4206 | 502.2049 | 133.2797 | 82.5555 | 2632.1987 | 166.8609 | 1892.656 | 1871.5653 | 1923.3793 | 1022.9869 | 0 | -1080.5876
2030-10-05 | 12 | 460.4206 | 460.4206 | 466.4794 | 199.9196 | 199.9196 | 3469.3516 | 166.86 | 1892.656 | 1871.5653 | 1821.265 | 1130.0134 | 0 | -1080.5876
2030-10-05 | 13 | 460.4206 | 460.4206 | 337.776 | 114.5919 | 66.6399 | 1888.604 | 166.8616 | 1230.9612 | 1148.9705 | 1821.265 | 221.0083 | 0 | -1080.5876
2030-10-05 | 14 | 460.4206 | 460.4206 | 273.654 | 266.4473 | 266.4473 | 210.8488 | 0 | 834.2637 | 0 | 1821.265 | 205.2152 | 0 | -1080.5876
2030-10-05 | 15 | 460.4206 | 460.4206 | 299.295 | 266.4473 | 215.3945 | 93.746 | 0 | 515.5859 | 0 | 1821.265 | 54.2676 | 0 | -1080.5876
2030-10-05 | 16 | 460.4206 | 460.4206 | 265.3268 | 199.9196 | 199.9196 | 1888.604 | 166.8607 | 1892.656 | 0 | 0 | 0 | 0 | -1080.5876
2030-10-05 | 17 | 460.4206 | 460.4206 | 272.3106 | 199.9196 | 199.9196 | 1888.604 | 166.8609 | 1892.656 | 182.3602 | 0 | 221.0083 | 0 | -1080.5876
2030-10-05 | 18 | 460.4206 | 460.4206 | 307.0326 | 221.1125 | 266.4472 | 1426.9703 | 168.9197 | 1892.656 | 0 | 507.3504 | 1769.1646 | 0 | -1080.5876
2030-10-05 | 19 | 460.4206 | 460.4206 | 441.8627 | 199.9196 | 199.9196 | 77.9771 | 166.8612 | 1892.656 | 0 | 309.1612 | 1769.1646 | 0 | -1080.5876
2030-10-05 | 20 | 460.4206 | 460.4206 | 646.4638 | 266.4472 | 266.4472 | 0 | 168.9199 | 1892.656 | 861.5216 | 0 | 3538.3291 | 0 | -1080.5876
2030-10-05 | 21 | 460.4206 | 460.4206 | 554.9702 | 266.4473 | 266.4472 | 1389.5369 | 168.9206 | 1892.656 | 0 | 0 | 3144.0688 | 0 | -1080.5876
2030-10-05 | 22 | 460.4206 | 460.4206 | 0 | 199.9196 | 199.9196 | 1888.604 | 168.919 | 1892.656 | 774.8369 | 0 | 1139.015 | 0 | -1080.5876
2030-10-05 | 23 | 187.4089 | 153.4735 | 135.5551 | 199.9196 | 196.4386 | 3777.208 | 168.9203 | 231.8628 | 0 | 0 | 3225.0964 | 0 | -1080.5876
2030-10-05 | 24 | 153.4735 | 153.4735 | 0 | 0 | 0 | 3777.208 | 2492.834 | 148.1413 | 1617.4268 | 61.8714 | 3538.3291 | 0 | -1080.5876
2030-10-06 | 1 | 153.4735 | 153.4735 | 0 | 0 | 0 | 3777.208 | 168.9185 | 2166.6187 | 2248.2102 | 3642.53 | 3538.3291 | 0 | -1080.5876
2030-10-06 | 2 | 0 | 0 | 0 | 66.5277 | 51.0017 | 3777.208 | 3625.9746 | -3011.686 | 2065.6536 | 3642.53 | 3538.3291 | 0 | -1080.5876
2030-10-06 | 3 | 0 | 0 | 0 | 0 | 0 | 3777.208 | 3625.9746 | -1159.7758 | 3471.5708 | 3642.53 | 3538.3291 | 0 | -91.9852
2030-10-06 | 4 | 0 | 0 | 0 | 0 | 0 | 3777.208 | 3625.9746 | 0.0011835 | 3743.1306 | 3642.53 | 3538.3291 | 0 | -1080.5876
2030-10-06 | 5 | 0 | 0 | 0 | 0 | 0 | 3777.208 | 3625.9746 | 348.0674 | 3743.1306 | 3642.53 | 3538.3291 | 0 | -1080.5876
2030-10-06 | 6 | 0 | 0 | 0 | 0 | 0 | 3777.208 | 3625.9746 | 1757.6406 | 3743.1306 | 3642.53 | 3538.3291 | 0 | -1080.5876
2030-10-06 | 7 | 0 | 0 | 0 | 0 | 0 | 3777.208 | 3625.9746 | 2308.9595 | 3743.1306 | 3642.53 | 3538.3291 | 0 | -1080.5876
2030-10-06 | 8 | 0 | 0 | 0 | 133.2797 | 167.983 | 3777.208 | 3625.9746 | 3785.312 | 3743.1306 | 3642.53 | 3538.3291 | 0 | -1080.5876
2030-10-06 | 9 | 0 | 0 | 0 | 0 | 0 | 3777.208 | 3625.9746 | 3785.312 | 3743.1306 | 3642.53 | 3538.3291 | 0 | -1080.5876
2030-10-06 | 10 | 153.4735 | 153.4735 | 0 | 0 | 0 | 3777.208 | 3625.9746 | 3785.312 | 3743.1306 | 3642.53 | 3538.3291 | 0 | -1080.5876
2030-10-06 | 11 | 153.4735 | 153.4735 | 0 | 0 | 0 | 3777.208 | 3625.9746 | 3785.312 | 3743.1306 | 3642.53 | 3538.3291 | 0 | -1080.5876
2030-10-06 | 12 | 153.4735 | 153.4735 | 0 | 263.7886 | 199.9196 | 3777.208 | 3625.9756 | 3785.312 | 3743.1306 | 3642.53 | 3538.3291 | 0 | -1080.5876
2030-10-06 | 13 | 460.4206 | 460.4206 | 38.4366 | 266.4473 | 266.4473 | 3777.208 | 3625.9746 | 3785.312 | 3743.1306 | 3642.53 | 3538.3291 | 0 | -1080.5876
2030-10-06 | 14 | 306.9471 | 212.3374 | 70.2468 | 266.4472 | 266.4472 | 3777.208 | 3625.9746 | 3785.312 | 3743.1306 | 3642.53 | 3538.3291 | 0 | -1080.5876
2030-10-06 | 15 | 190.5997 | 153.4735 | 0 | 266.4473 | 266.4472 | 3777.208 | 3625.9746 | 3785.312 | 3743.1306 | 3642.53 | 3538.3291 | 0 | -1080.5876
2030-10-06 | 16 | 153.4735 | 153.4735 | 100.0894 | 266.4473 | 266.4473 | 3777.208 | 3625.9746 | 3785.312 | 3743.1306 | 3642.53 | 3538.3291 | 0 | -1080.5876
2030-10-06 | 17 | 153.4735 | 153.4735 | 134.9013 | 266.4473 | 266.4472 | 3777.208 | 3625.9756 | 3785.312 | 3743.1306 | 3642.53 | 3538.3291 | 0 | -1080.5876
2030-10-06 | 18 | 0 | 134.892 | 469.0301 | 266.4473 | 266.4472 | 3777.208 | 3625.9746 | 3785.312 | 3743.1306 | 3642.53 | 3538.3291 | 0 | -1080.5876
2030-10-06 | 19 | 153.4735 | 153.4735 | 0 | 199.9196 | 199.9196 | 3777.208 | 3625.9746 | 3785.312 | 3743.1306 | 3642.53 | 3538.3291 | 246.8741 | -1080.5876
2030-10-06 | 20 | 153.4735 | 153.4735 | 0 | 266.4473 | 266.4473 | 3777.208 | 3625.9746 | 3785.312 | 3743.1306 | 3642.53 | 3538.3291 | 323.5132 | -1080.5876
2030-10-06 | 21 | 164.7392 | 306.9471 | 0 | 266.4473 | 266.4473 | 3777.208 | 3625.9746 | 3785.312 | 3743.1306 | 3642.53 | 3538.3291 | 323.5132 | -1080.5876
2030-10-06 | 22 | 0 | 0 | 0 | 199.9196 | 229.9189 | 3777.208 | 3625.9746 | 3785.312 | 3743.1306 | 3642.53 | 3538.3301 | 0 | 1080.5876
2030-10-06 | 23 | 14.5914 | 153.4735 | 0 | 197.4866 | 133.2797 | 3777.208 | 3625.9746 | 3785.312 | 3743.1306 | 3642.53 | 3538.3291 | 0 | 1080.5876
2030-10-06 | 24 | 0 | 0 | 0 | 0 | 0 | 3777.208 | 3625.9746 | 3785.312 | 3743.1306 | 3642.53 | 3538.3291 | 0 | -1080.5876
2030-10-07 | 1 | 0 | 0 | 0 | 0 | 0 | 3777.208 | 3625.9746 | 3785.312 | 3743.1306 | 3642.53 | 3538.3291 | 0 | -1080.5876
2030-10-07 | 2 | 0 | 0 | 0 | 0 | 0 | 3777.208 | 3625.9746 | 3302.0139 | 3743.1306 | 3642.53 | 3538.3291 | 0 | -1080.5876
2030-10-07 | 3 | 0 | 0 | 0 | 266.4473 | 202.7322 | 3777.208 | 3625.9746 | 3687.9607 | 3743.1306 | 3642.53 | 3538.3291 | 0 | -1080.5876
2030-10-07 | 4 | 153.4735 | 153.4735 | 0 | 266.4473 | 266.4472 | 3777.208 | 3625.9746 | 3785.312 | 3743.1306 | 3642.53 | 3538.3291 | 0 | -1080.5876
2030-10-07 | 5 | 153.4735 | 153.4735 | 0 | 266.4472 | 266.4473 | 3777.208 | 3625.9746 | 3785.312 | 3743.1306 | 3642.53 | 3538.3291 | 0 | -1080.5876
2030-10-07 | 6 | 153.4735 | 153.4735 | 0 | 266.4473 | 266.4473 | 3777.208 | 3625.9746 | 3785.312 | 3743.1306 | 3642.53 | 3538.3291 | 0 | -1080.5876
2030-10-07 | 7 | 153.4735 | 153.4735 | 0 | 199.9196 | 199.9196 | 3777.208 | 3625.9746 | 3785.312 | 3743.1306 | 3642.53 | 3538.3291 | 0 | -1080.5876
2030-10-07 | 8 | 153.4735 | 153.4735 | 0 | 0 | 0 | 3777.208 | 3625.9746 | 3785.312 | 3743.1306 | 3642.53 | 3538.3291 | 0 | -1080.5876
2030-10-07 | 9 | 0 | 0 | 0 | 266.4473 | 266.4473 | 3777.208 | 3625.9746 | 3785.312 | 3743.1306 | 3642.53 | 3538.3291 | 0 | 1080.5876
2030-10-07 | 10 | 153.4735 | 153.4735 | 0 | 8.7757 | 66.6399 | 3777.208 | 3625.9746 | 3785.312 | 3743.1306 | 3642.53 | 3538.3291 | 0 | -1080.5876
2030-10-07 | 11 | 153.4735 | 153.4735 | 0 | 0 | 0 | 3777.208 | 3625.9746 | 3785.312 | 3743.1306 | 3642.53 | 3538.3291 | 0 | -1080.5876
2030-10-07 | 12 | 153.4735 | 153.4735 | 0 | 0 | 23.5489 | 3777.208 | 3625.9746 | 3785.312 | 3743.1306 | 3642.53 | 3538.3291 | 0 | -1080.5876
2030-10-07 | 13 | 306.9471 | 294.1008 | 0 | 266.4472 | 266.4473 | 3777.208 | 3625.9746 | 3785.312 | 3743.1306 | 3642.53 | 3538.3291 | 0 | -1080.5876
2030-10-07 | 14 | 218.3655 | 153.4735 | 0 | 266.4472 | 266.4473 | 3777.208 | 3625.9746 | 3785.312 | 3743.1306 | 3642.53 | 3538.3291 | 0 | -1080.5876
2030-10-07 | 15 | 153.4735 | 153.4735 | 0 | 266.4473 | 266.4473 | 3777.208 | 3625.9746 | 3785.312 | 3743.1306 | 3642.53 | 3538.3291 | 0 | -1080.5876
2030-10-07 | 16 | 153.4735 | 153.4735 | 323.2982 | 266.4472 | 266.4472 | 3777.208 | 3625.9746 | 3785.312 | 3743.1306 | 3642.53 | 3538.3291 | 0 | -1080.5876
2030-10-07 | 17 | 153.4735 | 153.4735 | 0 | 266.4473 | 266.4472 | 3777.208 | 3625.9746 | 3785.312 | 3743.1306 | 3642.53 | 3538.3291 | 0 | -1080.5876
2030-10-07 | 18 | 153.4735 | 153.4735 | 0 | 266.4472 | 266.4473 | 3777.208 | 3625.9746 | 3785.312 | 3743.1306 | 3642.53 | 3538.3291 | 0 | -1080.5876
2030-10-07 | 19 | 153.4735 | 153.4735 | 0 | 266.4472 | 266.4472 | 3777.208 | 3625.9746 | 3785.312 | 3743.1306 | 3642.53 | 3538.3291 | 0 | -1080.5876
2030-10-07 | 20 | 153.4735 | 153.4735 | 0 | 266.4473 | 266.4473 | 3777.208 | 3625.9746 | 3785.312 | 3743.1306 | 3642.53 | 3538.3291 | 0 | -1080.5876
2030-10-07 | 21 | 153.4735 | 153.4735 | 71.6445 | 66.6399 | 55.2391 | 3777.208 | 3625.9746 | 3785.312 | 3743.1306 | 3642.53 | 3538.3291 | 0 | -1080.5876
2030-10-07 | 22 | 153.4735 | 153.4735 | 0 | 0 | 0 | 3777.208 | 3625.9746 | 3785.312 | 3743.1306 | 3642.53 | 3538.3291 | 0 | -1080.5876
2030-10-07 | 23 | 153.4735 | 153.4735 | 0 | 0 | 0 | 3777.208 | 3625.9746 | 3785.312 | 3743.1306 | 3642.53 | 3538.3291 | 0 | -1080.5876
2030-10-07 | 24 | 153.4735 | 153.4735 | 0 | 0 | 0 | 3777.208 | 3625.9746 | 3785.312 | 3743.1306 | 3642.53 | 3538.3291 | 0 | -1080.5876
2030-10-08 | 1 | 153.4735 | 153.4735 | 0 | 133.2797 | 133.2797 | 3777.208 | 3625.9746 | 3785.312 | 3743.1306 | 3642.53 | 3538.3291 | 0 | -1080.5876
2030-10-08 | 2 | 153.4735 | 153.4735 | 0 | 0 | 0 | 3777.208 | 3625.9746 | 3785.312 | 3743.1306 | 3642.53 | 3538.3291 | 0 | -1080.5876
2030-10-08 | 3 | 153.4735 | 153.4735 | 0 | 199.9196 | 199.9196 | 3777.208 | 3625.9746 | 3785.312 | 3743.1306 | 3642.53 | 3538.3291 | 0 | -1080.5876
2030-10-08 | 4 | 153.4735 | 153.4735 | 0 | 266.4473 | 266.4473 | 3777.208 | 3625.9746 | 3785.312 | 3743.1306 | 3642.53 | 3538.3291 | 0 | -1080.5876
2030-10-08 | 5 | 153.4735 | 153.4735 | 0 | 266.4472 | 222.1479 | 3777.208 | 3625.9746 | 3785.312 | 3743.1306 | 3642.53 | 3538.3291 | 0 | -1080.5876
2030-10-08 | 6 | 153.4735 | 153.4735 | 0 | 199.9196 | 229.6174 | 3777.208 | 3625.9746 | 3785.312 | 3743.1306 | 3642.53 | 3538.3291 | 0 | -1080.5876
2030-10-08 | 7 | 153.4735 | 153.4735 | 0 | 0 | 0 | 3777.208 | 3625.9746 | 3785.312 | 3743.1306 | 3642.53 | 3538.3291 | 0 | -1080.5876
2030-10-08 | 8 | 153.4735 | 153.4735 | 0 | 0 | 0 | 3777.208 | 3625.9746 | 3785.312 | 3743.1306 | 3642.53 | 3538.3291 | 0 | -1080.5876
2030-10-08 | 9 | 153.4735 | 153.4735 | 0 | 66.6399 | 86.1767 | 3777.208 | 3625.9746 | 3785.312 | 3743.1306 | 3642.53 | 3538.3291 | 0 | -1080.5876
2030-10-08 | 10 | 153.4735 | 153.4735 | 0 | 0 | 0 | 3777.208 | 3625.9746 | 3785.312 | 3743.1306 | 3642.53 | 3538.3291 | 0 | -1080.5876
2030-10-08 | 11 | 153.4735 | 153.4735 | 0 | 66.6399 | 62.0363 | 3777.208 | 3625.9746 | 3785.312 | 3743.1306 | 3642.53 | 3538.3291 | 0 | -1080.5876
2030-10-08 | 12 | 153.4735 | 153.4735 | 0 | 66.6399 | 117.895 | 3777.208 | 3625.9746 | 3785.312 | 3743.1306 | 3642.53 | 3538.3291 | 0 | -1080.5876
2030-10-08 | 13 | 153.4735 | 153.4735 | 0 | 199.9196 | 199.9196 | 3777.208 | 3625.9746 | 3785.312 | 3743.1306 | 3642.53 | 3538.3291 | 0 | -1080.5876
2030-10-08 | 14 | 153.4735 | 153.4735 | 0 | 199.9196 | 238.586 | 3777.208 | 3625.9746 | 3785.312 | 3743.1306 | 3642.53 | 3538.3291 | 0 | -1080.5876
2030-10-08 | 15 | 153.4735 | 153.4735 | 0 | 266.4472 | 266.4473 | 3777.208 | 2748.4934 | 3785.312 | 3743.1306 | 3642.53 | 3538.3291 | 0 | -1080.5876
2030-10-08 | 16 | 460.4206 | 460.4206 | 0 | 199.9196 | 199.9196 | 3777.208 | 1815.9519 | 3785.312 | 3743.1306 | 3642.53 | 3108.6384 | 0 | -1080.5876
2030-10-08 | 17 | 406.1099 | 460.4206 | 0 | 101.5466 | 133.2797 | 3777.208 | 215.8927 | 3785.312 | 2689.8203 | 3642.53 | 3152.4927 | 0 | -1080.5876
2030-10-08 | 18 | 460.4206 | 310.5714 | 646.4638 | 66.6399 | 95.7421 | 3777.208 | 166.8611 | 2319.5979 | 1871.5653 | 2818.1697 | 1769.1646 | 0 | -1080.5876
2030-10-08 | 19 | 153.4735 | 240.5364 | 646.4638 | 133.2797 | 133.2797 | 2307.6809 | 166.8604 | 3785.312 | 1871.5653 | 1821.265 | 1769.1646 | 208.4344 | -1080.5876
2030-10-08 | 20 | 220.6744 | 306.9471 | 0 | 66.6399 | 26.0384 | 3282.4717 | 166.8604 | 3785.312 | 3254.8455 | 1821.265 | 1594.1554 | 0 | -1080.5876
2030-10-08 | 21 | 153.4735 | 281.4975 | 0 | 95.7569 | 66.6399 | 1888.604 | 166.8604 | 3785.312 | 2555.3113 | 1866.5695 | 1769.1646 | 0 | -1080.5876
2030-10-08 | 22 | 153.4735 | 268.8255 | 0 | 0 | 39.5276 | 2273.7683 | 213.8945 | 1892.656 | 1871.5653 | 3494.9949 | 1518.891 | 0 | -1080.5876
2030-10-08 | 23 | 153.4735 | 153.4735 | 0 | 66.6399 | 1.3827 | 1888.604 | 213.8938 | 3403.4402 | 1871.5653 | 3642.53 | 620.0535 | 0 | -1080.5876
2030-10-08 | 24 | 153.4735 | 153.4735 | 0 | 93.4841 | 133.2797 | 3777.208 | 215.8918 | 882.2397 | 1871.5653 | 426.144 | 1769.1646 | 0 | -1080.5876
2030-10-09 | 1 | 153.4735 | 153.4735 | 0 | 0 | 0 | 3777.208 | 1444.8059 | -288.6508 | 3743.1306 | 2137.3538 | 3538.3291 | 0 | -1080.5876
2030-10-09 | 2 | 153.4735 | 153.4735 | 0 | 0 | 0 | 3777.208 | 3625.9746 | 102.2116 | 3724.5786 | 3379.1799 | 3538.3291 | 0 | -1080.5876
2030-10-09 | 3 | 153.4735 | 153.4735 | 0 | 0 | 0 | 3777.208 | 3625.9746 | 928.5614 | 3743.1306 | 3642.53 | 3538.3291 | 0 | -1080.5876
2030-10-09 | 4 | 153.4735 | 153.4735 | 0 | 0 | 0 | 3777.208 | 3625.9746 | 1198.2323 | 3743.1306 | 3642.53 | 3538.3291 | 0 | -1080.5876
2030-10-09 | 5 | 153.4735 | 153.4735 | 0 | 0 | 0 | 3777.208 | 3625.9746 | 3619.0378 | 3743.1306 | 3642.53 | 3538.3291 | 0 | -1080.5876
2030-10-09 | 6 | 153.4735 | 153.4735 | 0 | 0 | 0 | 3777.208 | 3625.9746 | 3785.312 | 3743.1306 | 3642.53 | 3538.3291 | 0 | -1080.5876
2030-10-09 | 7 | 153.4735 | 153.4735 | 0 | 0 | 0 | 3777.208 | 3625.9746 | 3785.312 | 3743.1306 | 3642.53 | 3538.3291 | 0 | -1080.5876
2030-10-09 | 8 | 153.4735 | 153.4735 | 0 | 0 | 0 | 3777.208 | 3625.9746 | -1287.5165 | 3743.1306 | 2597.6885 | 3538.3291 | 0 | -1080.5876
2030-10-09 | 9 | 153.4735 | 153.4735 | 0 | 0 | 0 | 3777.208 | 3625.9746 | -1776.0468 | 2092.324 | 1821.265 | 1806.5083 | 0 | -1080.5876
2030-10-09 | 10 | 153.4735 | 153.4735 | 0 | 0 | 0 | 3777.208 | 1812.9873 | -1567.502 | 1871.5653 | 1821.265 | 3155.509 | 5.6552 | -1080.5876
2030-10-09 | 11 | 460.4206 | 460.4206 | 0 | 199.9196 | 199.9196 | 3777.208 | 168.9188 | 1892.656 | 1871.5653 | 2336.051 | 1769.1646 | 0 | -1080.5876
2030-10-09 | 12 | 460.4206 | 460.4206 | 0 | 199.9196 | 199.9196 | 3564.4087 | 168.918 | 1892.656 | 1871.5653 | 1821.265 | 1769.1646 | 0 | -1080.5876
2030-10-09 | 13 | 460.4206 | 460.4206 | 219.0327 | 199.9196 | 199.9196 | 3777.208 | 215.8928 | 1892.656 | 3743.1306 | 3337.5496 | 2886.2207 | 0 | -1080.5876
2030-10-09 | 14 | 460.4206 | 460.4206 | 0 | 199.9196 | 199.9196 | 3777.208 | 1369.323 | 1892.656 | 3743.1306 | 3306.2493 | 3538.3291 | 0 | -1080.5876
2030-10-09 | 15 | 460.4206 | 460.4206 | 0 | 199.9196 | 199.9196 | 3777.208 | 215.8917 | 1892.656 | 1871.5653 | 1821.265 | 3538.3291 | 0 | -1080.5876
2030-10-09 | 16 | 460.4206 | 460.4206 | 0 | 199.9196 | 199.9196 | 2235.7493 | 215.8918 | 1892.656 | 1871.5653 | 1821.265 | 2012.4713 | 0 | -1080.5876
2030-10-09 | 17 | 460.4206 | 460.4206 | 0 | 199.9196 | 199.9196 | 2851.3008 | 215.8932 | 1892.656 | 1871.5653 | 1821.265 | 1769.1646 | 0 | -1080.5876
2030-10-09 | 18 | 460.4206 | 460.4206 | 0 | 199.9196 | 199.9196 | 2259.3225 | 168.9198 | 2335.6672 | 1871.5653 | 1821.265 | 1769.1646 | 0 | -1080.5876
2030-10-09 | 19 | 460.4206 | 460.4206 | 0 | 199.9196 | 199.9196 | 1888.604 | 168.9196 | 3785.312 | 1871.5653 | 1821.265 | 1769.1646 | 0 | -1080.5876
2030-10-09 | 20 | 460.4206 | 460.4206 | 119.9121 | 199.9196 | 199.9196 | 2474.3977 | 166.8608 | 3155.7007 | 1871.5653 | 1821.265 | 1769.1646 | 0 | -1080.5876
2030-10-09 | 21 | 460.4206 | 460.4206 | 14.064 | 266.4472 | 266.4472 | 1888.604 | 166.8615 | 3785.312 | 1937.4354 | 1821.265 | 1769.1646 | 0 | -1080.5876
2030-10-09 | 22 | 460.4206 | 460.4206 | 0 | 199.9196 | 199.9196 | 1888.604 | 166.8611 | 1892.656 | 1871.5653 | 2581.9954 | 221.0082 | 0 | -1080.5876
2030-10-09 | 23 | 460.4206 | 460.4206 | 0 | 199.9196 | 199.9196 | 1888.604 | 168.92 | 1892.656 | 1871.5653 | 2336.7107 | 221.0092 | 0 | -1080.5876
2030-10-09 | 24 | 153.4735 | 153.4735 | 0 | 0 | 0 | 1888.604 | 166.8608 | -2148.5696 | 512.1935 | 1821.265 | 221.0087 | 0 | -1080.5876
2030-10-10 | 1 | 153.4735 | 153.4735 | 0 | 0 | 0 | 3777.208 | 166.8609 | -1563.1938 | 28.6911 | 0 | 1769.1646 | 0 | -1080.5876
2030-10-10 | 2 | 153.4735 | 153.4735 | 0 | 0 | 0 | 3777.208 | 215.8959 | -1379.5521 | 1690.2762 | 1018.9784 | 3538.3291 | 0 | -1080.5876
2030-10-10 | 3 | 153.4735 | 153.4735 | 0 | 0 | 0 | 3777.208 | 2481.2898 | -2034.5588 | 1301.366 | 3642.53 | 3538.3291 | 0 | -1080.5876
2030-10-10 | 4 | 153.4735 | 153.4735 | 0 | 0 | 0 | 3777.208 | 1378.0969 | -1914.1354 | 3743.1306 | 3642.53 | 3538.3291 | 0 | -1080.5876
2030-10-10 | 5 | 153.4735 | 153.4735 | 0 | 0 | 0 | 3777.208 | 215.8926 | -1550.875 | 2040.2471 | 1523.8041 | 3538.3291 | 0 | -1080.5876
2030-10-10 | 6 | 153.4735 | 153.4735 | 0 | 0 | 0 | 3777.208 | 215.8939 | -854.968 | -2.5272e-05 | -3.2425e-05 | 3538.3291 | 0 | -1080.5876
2030-10-10 | 7 | 153.4735 | 153.4735 | 22.7999 | 0 | 0 | 3777.208 | 215.8923 | -100.1596 | 604.4524 | 1647.4005 | 3420.7107 | 0 | -1080.5876
2030-10-10 | 8 | 460.4206 | 460.4206 | 386.4642 | 151.2023 | 199.9196 | 2019.1002 | 215.8929 | 282.2337 | 1871.5653 | 1821.265 | 3104.3721 | 0 | -1080.5876
2030-10-10 | 9 | 339.9791 | 460.4206 | 31.014 | 133.2797 | 130.2646 | 1888.604 | 215.8932 | 818.91 | 1654.4323 | 1821.265 | 1769.1646 | 0 | -1080.5876
2030-10-10 | 10 | 460.4206 | 460.4206 | 230.2091 | 66.6399 | 69.0836 | 1888.604 | 215.8939 | 273.5107 | 1871.5653 | 1821.265 | 1769.1646 | 0 | -1080.5876
2030-10-10 | 11 | 460.4206 | 460.4206 | 240.8641 | 66.6399 | 40.1444 | 1888.604 | 215.895 | 489.3241 | 1871.5653 | 2009.2036 | 1769.1646 | 0 | -1080.5876
2030-10-10 | 12 | 460.4206 | 460.4206 | 646.4638 | 72.0941 | 133.2797 | 1888.604 | 168.9209 | 786.208 | 1871.5653 | 1821.265 | 1769.1646 | 0 | -1080.5876
2030-10-10 | 13 | 460.4206 | 460.4206 | 0 | 52.4113 | 66.6399 | 1888.604 | 168.9202 | 1345.0906 | 1871.5653 | 1821.265 | 1769.1646 | 0 | -1080.5876
2030-10-10 | 14 | 460.4206 | 460.4206 | 646.4638 | 126.1416 | 133.2797 | 1888.604 | 168.9201 | 616.1849 | 1871.5653 | 1821.265 | 1769.1646 | 0 | -1080.5876
2030-10-10 | 15 | 460.4206 | 460.4206 | 257.6947 | 199.9196 | 265.7247 | 1888.604 | 166.8614 | 1654.7463 | 1871.5653 | 1821.265 | 1522.1897 | 0 | -1080.5876
2030-10-10 | 16 | 460.4206 | 460.4206 | 646.4638 | 199.9196 | 154.0332 | 1888.604 | 166.8608 | 1892.656 | 1871.5653 | 1821.265 | 804.074 | 0 | -1080.5876
2030-10-10 | 17 | 460.4206 | 460.4206 | 646.4638 | 109.9039 | 66.6399 | 1888.604 | 166.8612 | 1892.656 | 1871.5653 | 1821.265 | 590.8528 | 0 | -1080.5876
2030-10-10 | 18 | 460.4206 | 460.4206 | 646.4638 | 199.9196 | 166.8831 | 1888.604 | 166.8608 | 1892.656 | 1871.5653 | 1821.265 | 1769.1646 | 0 | -1080.5876
2030-10-10 | 19 | 460.4206 | 460.4206 | 646.4638 | 266.4473 | 266.4472 | 2060.0476 | 168.9193 | 1892.656 | 1871.5653 | 1821.265 | 1769.1646 | 0 | -1080.5876
2030-10-10 | 20 | 460.4206 | 460.4206 | 646.4638 | 266.4472 | 266.4472 | 2449.8491 | 168.9191 | 1892.656 | 1871.5653 | 1821.265 | 1769.1646 | 0 | -1080.5876
2030-10-10 | 21 | 460.4206 | 460.4206 | 338.675 | 266.4473 | 266.4473 | 2515.2437 | 168.9198 | 1892.656 | 1871.5653 | 1821.265 | 1769.1646 | 0 | -1080.5876
2030-10-10 | 22 | 460.4206 | 460.4206 | 323.2319 | 266.4473 | 266.4472 | 1888.604 | 213.8929 | 1892.656 | 1871.5653 | 1821.265 | 221.0088 | 0 | -1080.5876
2030-10-10 | 23 | 460.4206 | 460.4206 | 147.3743 | 266.4472 | 266.4472 | 1888.604 | 168.9196 | 1892.656 | 1871.5653 | 2073.0474 | 1136.3179 | 0 | -1080.5876
2030-10-10 | 24 | 460.4206 | 460.4206 | 0 | 266.4472 | 266.4473 | 1888.604 | 166.8606 | 1892.656 | 97.7493 | 1821.265 | 0 | 0 | -1080.5876
2030-10-11 | 1 | 460.4206 | 460.4206 | 0 | 266.4473 | 266.4473 | 0 | 0 | 1516.943 | 0 | 999.7118 | 0 | 0 | -1080.5876
2030-10-11 | 2 | 460.4206 | 460.4206 | 0 | 266.4473 | 221.8242 | 1888.604 | 166.8607 | 1892.656 | 1871.5653 | 1821.265 | 1369.2823 | 0 | -1080.5876
2030-10-11 | 3 | 460.4206 | 460.4206 | 0 | 199.9196 | 199.9196 | 3204.0164 | 168.92 | 2416.3076 | 1687.5546 | 1463.6124 | 3538.3291 | 0 | -1080.5876
2030-10-11 | 4 | 460.4206 | 460.4206 | 0 | 199.9196 | 199.9196 | 3586.5852 | 168.9229 | 3785.312 | 0 | 3642.53 | 3538.3291 | 0 | -1080.5876
2030-10-11 | 5 | 460.4206 | 460.4206 | 0 | 199.9196 | 199.9196 | 3777.208 | 1812.9873 | 3785.312 | 1871.5653 | 3642.53 | 3538.3291 | 0 | -1080.5876
2030-10-11 | 6 | 153.4735 | 153.4735 | 0 | 68.8968 | 66.6399 | 3777.208 | 3625.9746 | 3785.312 | 3743.1306 | 3642.53 | 3538.3291 | 0 | -1080.5876
2030-10-11 | 7 | 153.4735 | 153.4735 | 0 | 0 | 64.0283 | 3777.208 | 3625.9734 | 3785.312 | 3743.1306 | 3642.53 | 3538.3291 | 0 | -1080.5876
2030-10-11 | 8 | 153.4735 | 153.4735 | 0 | 80.4578 | 66.6399 | 3777.208 | 3625.9746 | 3785.312 | 3743.1306 | 3642.53 | 3538.3291 | 0 | -1080.5876
2030-10-11 | 9 | 153.4735 | 96.6047 | 0 | 133.2797 | 80.0917 | 3777.208 | 3625.9746 | 3785.312 | 3743.1306 | 3642.53 | 3538.3291 | 0 | -1080.5876
2030-10-11 | 10 | 153.4735 | 153.4735 | 0 | 133.2797 | 132.8565 | 3777.208 | 3625.9746 | 3785.312 | 3743.1306 | 3642.53 | 3538.3291 | 0 | -1080.5876
2030-10-11 | 11 | 153.4735 | 153.4735 | 0 | 133.2797 | 158.1874 | 3777.208 | 3625.9746 | 3785.312 | 3743.1306 | 3642.53 | 3538.3291 | 0 | -1080.5876
2030-10-11 | 12 | 153.4735 | 153.4735 | 0 | 266.4472 | 266.4472 | 3777.208 | 3625.9746 | 3785.312 | 3743.1306 | 3642.53 | 3538.3291 | 0 | -1080.5876
2030-10-11 | 13 | 153.4735 | 195.7648 | 152.978 | 266.4473 | 266.4473 | 3777.208 | 3625.9746 | 3785.312 | 3743.1306 | 3642.53 | 3538.3291 | 0 | 1080.5876
2030-10-11 | 14 | 153.4735 | 153.4735 | 0 | 199.9196 | 199.9196 | 3777.208 | 3625.9746 | 3785.312 | 3743.1306 | 3642.53 | 3538.3291 | 0 | -1080.5876
2030-10-11 | 15 | 153.4735 | 153.4735 | 0 | 266.4473 | 266.4473 | 3777.208 | 3625.9746 | 3785.312 | 3743.1306 | 3642.53 | 3538.3291 | 0 | -1080.5876
2030-10-11 | 16 | 153.4735 | 196.5286 | 0 | 266.4473 | 266.4473 | 3777.208 | 3625.9746 | 3785.312 | 3743.1306 | 3642.53 | 3538.3291 | 0 | -1080.5876
2030-10-11 | 17 | 153.4735 | 153.4735 | 0 | 266.4473 | 266.4473 | 3777.208 | 2592.8354 | 3785.312 | 3743.1306 | 3642.53 | 3538.3291 | 0 | -1080.5876
2030-10-11 | 18 | 153.4735 | 153.4735 | 0 | 266.4472 | 266.4473 | 3777.208 | 3565.8047 | 3785.312 | 3743.1306 | 3642.53 | 3538.3291 | 0 | -1080.5876
2030-10-11 | 19 | 153.4735 | 153.4735 | 0 | 199.9196 | 227.122 | 3777.208 | 3625.9746 | 3785.312 | 3743.1306 | 3642.53 | 3538.3291 | 0 | -1080.5876
2030-10-11 | 20 | 153.4735 | 153.4735 | 0 | 199.9196 | 216.2056 | 3777.208 | 3625.9746 | 3785.312 | 3743.1306 | 3642.53 | 3538.3291 | 0 | -1080.5876
2030-10-11 | 21 | 153.4735 | 153.4735 | 0 | 266.4472 | 266.4473 | 3535.3862 | 3625.9746 | 3785.312 | 3743.1306 | 3642.53 | 3538.3291 | 0 | 1080.5876
2030-10-11 | 22 | 0 | 0 | 0 | 66.6399 | 77.4525 | 3777.208 | 3625.9746 | 3785.312 | 3743.1306 | 3642.53 | 3538.3291 | 0 | -1080.5876
2030-10-11 | 23 | 0 | 0 | 0 | 0 | 0 | 3335.0371 | 3625.9746 | 3785.312 | 3743.1306 | 3642.53 | 3326.1187 | 0 | -1080.5876
2030-10-11 | 24 | 153.4735 | 153.4735 | 0 | 133.1675 | 108.1131 | 3567.791 | 3625.9746 | 3785.312 | 3743.1306 | 3642.53 | 1932.7936 | 0 | 1080.5876
2030-10-12 | 1 | 0 | 0 | 0 | 0 | 39.0376 | 2581.2505 | 3298.4038 | 3785.312 | 3743.1306 | 3642.53 | 3301.876 | 0 | -1080.5876
2030-10-12 | 2 | 0 | 0 | 0 | 266.4473 | 266.4472 | 3289.4355 | 215.8878 | 1617.1185 | 3743.1306 | 3642.53 | 2122.1067 | 0 | -1080.5876
2030-10-12 | 3 | 0 | 0 | 0 | 266.4473 | 266.4472 | 2960.5239 | 1812.9873 | 1589.2323 | 3743.1306 | 3642.53 | 3454.6875 | 0 | -1080.5876
2030-10-12 | 4 | 0 | 0 | 0 | 266.4472 | 266.4473 | 3001.6455 | 3625.9746 | 1892.6559 | 3743.1306 | 3642.53 | 3223.0723 | 0 | -1080.5876
2030-10-12 | 5 | 0 | 0 | 0 | 266.4472 | 266.4472 | 3337.6453 | 2098.1616 | 1102.7164 | 3743.1306 | 3642.53 | 3538.3291 | 0 | -1080.5876
2030-10-12 | 6 | 0 | 0 | 0 | 266.4472 | 266.4473 | 2735.8694 | 3625.9746 | 3785.312 | 3743.1306 | 3642.53 | 265.2422 | 0 | -1080.5876
2030-10-12 | 7 | 0 | 0 | 0 | 205.7554 | 199.9196 | 3777.208 | 3625.9746 | 3785.312 | 3743.1306 | 3642.53 | 1178.374 | 0 | -1080.5876
2030-10-12 | 8 | 0 | 0 | 0 | 0 | 0 | 3777.208 | 3303.4658 | 3785.312 | 3743.1306 | 3642.53 | 3538.3291 | 0 | -1080.5876
2030-10-12 | 9 | 153.4735 | 153.4735 | 0 | 0 | 0 | 3777.208 | 3625.9746 | 3785.312 | 3743.1306 | 3642.53 | 3538.3291 | 0 | -1080.5876
2030-10-12 | 10 | 153.4735 | 153.4735 | 0 | 0 | 0 | 3777.208 | 3625.9746 | 3785.312 | 3743.1306 | 3642.53 | 3538.3291 | 0 | -1080.5876
2030-10-12 | 11 | 153.4735 | 153.4735 | 0 | 0 | 0 | 3777.208 | 3625.9746 | 3785.312 | 3743.1306 | 3642.53 | 3538.3291 | 0 | -1080.5876
2030-10-12 | 12 | 153.4735 | 153.4735 | 0 | 0 | 0 | 3777.208 | 3625.9746 | 3785.312 | 3743.1306 | 3642.53 | 3538.3301 | 0 | -1080.5876
2030-10-12 | 13 | 0 | 0 | 0 | 199.9196 | 153.3539 | 3777.208 | 3625.9746 | 3785.312 | 3743.1306 | 3642.53 | 30.1389 | 0 | -1080.5876
2030-10-12 | 14 | 153.4735 | 153.4735 | 309.1044 | 133.1675 | 76.8456 | 3777.208 | 2850.5603 | 3785.312 | 3743.1306 | 3642.53 | 617.9875 | 0 | -1080.5876
2030-10-12 | 15 | 153.4735 | 153.4735 | 349.255 | 66.5277 | 66.5277 | 3777.208 | 1152.04 | 3785.312 | 3743.1306 | 3642.53 | 1788.5977 | 0 | -1080.5876
2030-10-12 | 16 | 153.4735 | 153.4735 | 350.1722 | 133.1675 | 109.5988 | 3454.7312 | 1227.0706 | 3785.312 | 3743.1306 | 3642.53 | 221.0075 | 0 | -1080.5876
2030-10-12 | 17 | 153.4735 | 153.4735 | 204.0804 | 266.4472 | 266.4473 | 3777.208 | 670.5594 | 3785.312 | 3743.1306 | 3642.53 | -648.2172 | 0 | -1080.5876
2030-10-12 | 18 | 153.4735 | 153.4735 | 284.0223 | 266.4472 | 266.4473 | 3777.208 | 1042.9159 | 3785.312 | 3743.1306 | 3642.53 | -1752.3989 | 0 | -1080.5876
2030-10-12 | 19 | 153.4735 | 153.4735 | 0 | 199.9196 | 186.2816 | 3777.208 | 1812.9873 | 3785.312 | 3743.1306 | 3642.53 | -1357.9594 | 0 | -1080.5876
2030-10-12 | 20 | 0 | 0 | 0 | 0 | 0 | 3777.208 | 1336.4232 | 3785.312 | 3743.1306 | 3642.53 | -1.8358e-05 | 0 | -1080.5876
2030-10-12 | 21 | 0 | 0 | 0 | 0 | 0 | 3777.208 | 1387.9529 | 3785.312 | 3743.1306 | 3642.53 | 265.2422 | 0 | -1080.5876
2030-10-12 | 22 | 0 | 0 | 395.1391 | 0 | 0 | 3777.208 | 1631.2159 | 3785.312 | 3743.1306 | 3642.53 | 167.8941 | 0 | -1080.5876
2030-10-12 | 23 | 0 | 0 | 106.2568 | 66.5277 | 66.5277 | 3777.208 | 1477.8876 | 3785.312 | 3743.1306 | 3642.53 | -489.4779 | 0 | -1080.5876
2030-10-12 | 24 | 0 | 0 | 0 | 266.4473 | 266.4472 | 3289.0112 | 1103.5077 | 3785.312 | 3743.1306 | 3642.53 | -156.7261 | 0 | -1080.5876
2030-10-13 | 1 | 0 | 0 | 0 | 266.4473 | 266.4473 | 2916.4768 | 215.8911 | 3785.312 | 3743.1306 | 3642.53 | 919.5916 | 0 | -1080.5876
2030-10-13 | 2 | 0 | 0 | 0 | 266.4473 | 266.4473 | 3690.5818 | 168.9177 | 1892.6559 | 3743.1306 | 3642.53 | 3171.4683 | 0 | -1080.5876
2030-10-13 | 3 | 0 | 0 | 0 | 266.4472 | 266.4472 | 3335.158 | 306.8041 | 1534.0502 | 3743.1306 | 3642.53 | 3538.3291 | 0 | -1080.5876
2030-10-13 | 4 | 0 | 0 | 0 | 266.4473 | 266.4472 | 3220.3428 | 3625.9746 | -3.7193e-05 | 3743.1306 | 3642.53 | 3178.0879 | 0 | -1080.5876
2030-10-13 | 5 | 0 | 0 | 0 | 266.4472 | 266.4473 | 2686.7734 | 3625.9746 | 1892.657 | 3743.1306 | 3642.53 | 2538.751 | 0 | -1080.5876
2030-10-13 | 6 | 0 | 0 | 0 | 266.4472 | 266.4472 | 3777.208 | 3625.9746 | 2449.0718 | 3743.1306 | 3642.53 | 3075.5244 | 0 | -1080.5876
2030-10-13 | 7 | 0 | 0 | 0 | 266.4472 | 266.4473 | 3777.208 | 3625.9746 | 3785.312 | 3743.1306 | 3642.53 | 2916.0305 | 0 | 1080.5876
2030-10-13 | 8 | 0 | 0 | 0 | 266.4473 | 266.4473 | 3663.8325 | 3625.9746 | 3785.312 | 3743.1306 | 3642.53 | 3538.3291 | 0 | -1080.5876
2030-10-13 | 9 | 0 | 0 | 0 | 266.4473 | 266.4473 | 3777.208 | 3625.9746 | 3785.312 | 3743.1306 | 3642.53 | 2047.2587 | 0 | -1080.5876
2030-10-13 | 10 | 0 | 0 | 0 | 266.4472 | 266.4472 | 3595.2417 | 3625.9746 | 3785.312 | 3743.1306 | 3642.53 | 2541.562 | 0 | -1080.5876
2030-10-13 | 11 | 0 | 0 | 0 | 0 | 0 | 2986.8718 | 3625.9746 | 3785.312 | 3743.1306 | 3642.53 | 2336.5591 | 0 | -1080.5876
2030-10-13 | 12 | 0 | 0 | 0 | 266.4472 | 266.4473 | 3777.208 | 2863.2026 | 3785.312 | 3743.1306 | 3642.53 | 221.0087 | 0 | -1080.5876
2030-10-13 | 13 | 0 | 0 | 0 | 66.6399 | 66.6399 | 3777.208 | 3058.8064 | 3785.312 | 3743.1306 | 3642.53 | 286.9542 | 0 | -1080.5876
2030-10-13 | 14 | 0 | 0 | 0 | 199.9196 | 199.9196 | 3025.6799 | 3625.9746 | 3785.312 | 3743.1306 | 3642.53 | 1816.204 | 0 | -1080.5876
2030-10-13 | 15 | 0 | 0 | 0 | 0 | 0 | 3777.208 | 2588.7854 | 3785.312 | 3743.1306 | 3642.53 | 1769.1646 | 0 | -1080.5876
2030-10-13 | 16 | 153.4735 | 113.1452 | 0 | 266.4472 | 266.4473 | 3777.208 | 1973.2001 | 3785.312 | 3743.1306 | 3642.53 | 46.8734 | 0 | -1080.5876
2030-10-13 | 17 | 153.4735 | 153.4735 | 0 | 266.4473 | 266.4473 | 3777.208 | 1771.3425 | 3785.312 | 3743.1306 | 3642.53 | -2619.6111 | 0 | -1080.5876
2030-10-13 | 18 | 153.4735 | 153.4735 | 0 | 266.4472 | 266.4472 | 3777.208 | 1829.3783 | 3785.312 | 3743.1306 | 3642.53 | -2577.7678 | 0 | -1080.5876
2030-10-13 | 19 | 153.4735 | 153.4735 | 646.4638 | 266.4472 | 266.4472 | 2987.6006 | 1719.6796 | 3785.312 | 3743.1306 | 3642.53 | -2614.4722 | 0 | -1080.5876
2030-10-13 | 20 | 153.4735 | 153.4735 | 554.9288 | 237.9902 | 199.8074 | 3122.5249 | 1783.5721 | 3785.312 | 3743.1306 | 3642.53 | -2102.781 | 0 | -1080.5876
2030-10-13 | 21 | 153.4735 | 153.4735 | 466.3544 | 226.6823 | 199.8074 | 3254.4194 | 1663.7982 | 3785.312 | 3743.1306 | 3642.53 | -3538.3311 | 0 | -1080.5876
2030-10-13 | 22 | 153.4735 | 153.4735 | 0 | 77.4051 | 133.1675 | 3553.1187 | 2054.929 | 3785.312 | 3743.1306 | 3642.53 | -3538.3291 | 0 | -1080.5876
2030-10-13 | 23 | 153.4735 | 153.4735 | 0 | 0 | 0 | 3777.208 | 2047.9189 | 3785.312 | 3743.1306 | 3642.53 | -3538.3281 | 0 | -1080.5876
2030-10-13 | 24 | 0 | 0 | 0 | 266.4473 | 266.4472 | 2807.4734 | 1430.1292 | 3785.312 | 3743.1306 | 3642.53 | -3538.3271 | 0 | -1080.5876
2030-10-14 | 1 | 0 | 0 | 0 | 266.4472 | 266.4472 | 1593.0149 | 230.9229 | 3785.312 | 3743.1306 | 3642.53 | 2877.7207 | 0 | -1080.5876
2030-10-14 | 2 | 0 | 0 | 0 | 266.4472 | 266.4473 | 3728.2695 | 333.8958 | 1892.6559 | 3743.1306 | 3642.53 | 3538.3291 | 0 | -1080.5876
2030-10-14 | 3 | 0 | 0 | 0 | 266.4473 | 266.4472 | 3777.208 | 333.8918 | 761.1767 | 1871.5653 | 3642.53 | 3538.3291 | 0 | -1080.5876
2030-10-14 | 4 | 0 | 0 | 0 | 266.4473 | 266.4472 | 3777.208 | 333.8948 | 1636.7416 | 3743.1306 | 3642.53 | 3538.3291 | 0 | 540.2938
2030-10-14 | 5 | 0 | 0 | 0 | 266.4473 | 266.4473 | 3098.7815 | 333.8926 | 1927.3939 | 3743.1306 | 3642.53 | 3538.3291 | 0 | -185.5873
2030-10-14 | 6 | 0 | 0 | 0 | 266.4472 | 266.4473 | 2622.5869 | 3625.9746 | 3785.312 | 3743.1306 | 3642.53 | 3538.3291 | 0 | -1080.5876
2030-10-14 | 7 | 0 | 0 | 0 | 0 | 0 | 2507.4197 | 3625.9746 | 3785.312 | 3743.1306 | 3642.53 | 3538.3291 | 0 | -1080.5876
2030-10-14 | 8 | 153.4735 | 153.4735 | 0 | 0 | 0 | 2884.1245 | 3284.1357 | 3785.312 | 3743.1306 | 3642.53 | 3538.3291 | 0 | -1080.5876
2030-10-14 | 9 | 153.4735 | 153.4735 | 0 | 69.5027 | 133.2797 | 3777.208 | 3384.6699 | 3785.312 | 3743.1306 | 3642.53 | 3263.062 | 0 | -1080.5876
2030-10-14 | 10 | 153.4735 | 153.4735 | 0 | 207.7851 | 199.9196 | 3777.208 | 3258.7178 | 1904.7417 | 3743.1306 | 3642.53 | 2826.3591 | 0 | -1080.5876
2030-10-14 | 11 | 153.4735 | 153.4735 | 0 | 247.8921 | 199.9196 | 3777.208 | 3625.9746 | 3785.312 | 3743.1306 | 3642.53 | 776.8912 | 0 | -1080.5876
2030-10-14 | 12 | 153.4735 | 153.4735 | 0 | 199.9196 | 182.965 | 3777.208 | 1956.7365 | 3785.312 | 3743.1306 | 3642.53 | 265.2415 | 0 | -1080.5876
2030-10-14 | 13 | 153.4735 | 153.4735 | 0 | 199.9196 | 199.9196 | 3777.208 | 213.8927 | 3785.312 | 3743.1306 | 3642.53 | -1.8358e-05 | 0 | -1080.5876
2030-10-14 | 14 | 306.9471 | 283.7487 | 0 | 133.2797 | 181.3198 | 3777.208 | 213.894 | 165.7979 | 2494.6018 | 3642.53 | -1.8358e-05 | 0 | -1080.5876
2030-10-14 | 15 | 460.4206 | 460.4206 | 0 | 155.1869 | 133.2797 | 2106.2363 | 213.8933 | -3.7193e-05 | 1137.7677 | 3642.53 | 265.2397 | 0 | -1080.5876
2030-10-14 | 16 | 460.4206 | 460.4206 | 0 | 199.9196 | 199.9196 | 1888.604 | 213.8931 | 765.1717 | 1871.5653 | -1045.9086 | 265.2422 | 151.6588 | -1080.5876
2030-10-14 | 17 | 460.4206 | 460.4206 | 37.3001 | 199.9196 | 199.9196 | 1888.604 | 166.8609 | 1892.656 | 396.0436 | 796.2225 | -1310.4792 | 0 | -1080.5876
2030-10-14 | 18 | 460.4206 | 460.4206 | 115.4245 | 199.9196 | 199.9196 | 1888.604 | 166.8608 | 1892.656 | 1735.3287 | 1151.6904 | 221.0051 | 0 | -1080.5876
2030-10-14 | 19 | 460.4206 | 460.4206 | 0 | 199.9196 | 199.9196 | 3777.208 | 213.8934 | 1892.656 | 1871.5653 | 3642.53 | 975.4283 | 222.5726 | -1080.5876
2030-10-14 | 20 | 153.4735 | 153.4735 | 18.5436 | 0 | 0 | 3777.208 | 215.8933 | -1561.1191 | 1871.5653 | 1821.265 | 2234.6841 | 114.3283 | -1080.5876
2030-10-14 | 21 | 153.4735 | 153.4735 | 0 | 0 | 0 | 3777.208 | 213.8928 | -3.7193e-05 | 2567.9507 | -3.2425e-05 | 373.5951 | 149.4207 | -1080.5876
2030-10-14 | 22 | 153.4735 | 153.4735 | 0 | 0 | 6.6399 | 3777.208 | 215.8927 | -1335.0419 | 1871.5653 | 2077.2788 | 265.2414 | 0 | -1080.5876
2030-10-14 | 23 | 153.4735 | 153.4735 | 0 | 0 | 0 | 3777.208 | 729.5568 | -733.1922 | 19.5881 | -3.2425e-05 | 3538.3291 | 0 | -1080.5876
2030-10-14 | 24 | 153.4735 | 153.4735 | 0 | 0 | 0 | 3777.208 | 168.9203 | -765.6628 | -326.9853 | -877.9522 | 3538.3291 | 0 | -1080.5876
2030-10-15 | 1 | 153.4735 | 153.4735 | 0 | 0 | 0 | 3777.208 | 3625.9746 | -610.885 | -1128.4871 | -1777.6105 | 3538.3291 | 0 | -1080.5876
2030-10-15 | 2 | 153.4735 | 153.4735 | 0 | 0 | 0 | 3777.208 | 3625.9746 | -1738.309 | -21.2966 | 1821.265 | 3538.3291 | 0 | -1080.5876
2030-10-15 | 3 | 153.4735 | 153.4735 | 0 | 0 | 0 | 3777.208 | 3625.9746 | -1.7472 | 3743.1306 | 3642.53 | 3538.3291 | 0 | -1080.5876
2030-10-15 | 4 | 460.4206 | 460.4206 | 0 | 0 | 0 | 3777.208 | 3625.9746 | 2319.655 | 3743.1306 | 3642.53 | 3538.3291 | 0 | -1080.5876
2030-10-15 | 5 | 460.4206 | 314.0557 | 0 | 199.9196 | 199.9196 | 3777.208 | 3625.9746 | 3785.312 | 3743.1306 | 3642.53 | 3538.3291 | 0 | -1080.5876
2030-10-15 | 6 | 153.4735 | 153.4735 | 0 | 197.5296 | 133.2797 | 3777.208 | 3625.9746 | 3785.312 | 3743.1306 | 3642.53 | 3538.3291 | 0 | -1080.5876
2030-10-15 | 7 | 153.4735 | 153.4735 | 0 | 133.2797 | 129.368 | 3777.208 | 3625.9746 | 3785.312 | 3743.1306 | 3642.53 | 3538.3291 | 0 | -1080.5876
2030-10-15 | 8 | 153.4735 | 153.4735 | 0 | 133.2797 | 188.9204 | 3777.208 | 3625.9746 | 3785.312 | 3743.1306 | 3642.53 | 3538.3291 | 0 | -1080.5876
2030-10-15 | 9 | 153.4735 | 184.5246 | 0 | 199.9196 | 199.9196 | 3777.208 | 3625.9746 | 3785.312 | 3743.1306 | 3642.53 | 3538.3291 | 0 | -1080.5876
2030-10-15 | 10 | 300.5738 | 153.4735 | 0 | 199.9196 | 199.9196 | 3777.208 | 3625.9746 | 3785.312 | 3743.1306 | 3642.53 | 3538.3291 | 0 | -1080.5876
2030-10-15 | 11 | 153.4735 | 153.4735 | 0 | 199.9196 | 199.9196 | 3777.208 | 3625.9746 | 3785.312 | 3743.1306 | 3642.53 | 3538.3291 | 0 | -1080.5876
2030-10-15 | 12 | 249.2354 | 153.4735 | 0 | 199.9196 | 199.9196 | 3777.208 | 3625.9746 | 3785.312 | 3632.5483 | 3642.53 | 3538.3291 | 0 | -1080.5876
2030-10-15 | 13 | 349.6655 | 460.4206 | 0 | 0 | 0 | 3777.208 | 2852.834 | 3785.312 | 3743.1306 | 3642.53 | 3167.8406 | 0 | -1080.5876
2030-10-15 | 14 | 306.9471 | 306.9471 | 484.8478 | 66.6399 | 115.5465 | 3777.208 | 1812.9873 | 3507.2546 | 3743.1306 | 3021.5686 | 3538.3291 | 0 | -1080.5876
2030-10-15 | 15 | 306.9471 | 273.3343 | 0 | 66.6399 | 66.6399 | 3777.208 | 230.9229 | 3785.312 | 3743.1306 | 3642.53 | 486.5978 | 0 | -1080.5876
2030-10-15 | 16 | 306.9471 | 272.9203 | 0 | 133.2797 | 133.2797 | 3777.208 | 213.8928 | 1881.9694 | 3743.1306 | 1171.2311 | 265.242 | 0 | -1080.5876
2030-10-15 | 17 | 313.692 | 460.4206 | 646.4638 | 199.9196 | 170.7077 | 3777.208 | 168.9188 | 1892.656 | 3494.4487 | -1821.265 | -1081.3223 | 0 | -1080.5876
2030-10-15 | 18 | 153.4735 | 153.4735 | 640.2216 | 66.6399 | 66.6399 | 3777.208 | 692.4569 | -67.7727 | 3743.1306 | -1619.1357 | 221.009 | 0 | -1080.5876
2030-10-15 | 19 | 153.4735 | 153.4735 | 646.4638 | 0 | 0 | 3777.208 | 918.4156 | 919.8952 | 3743.1306 | -1821.265 | 317.278 | 0 | -1080.5876
2030-10-15 | 20 | 153.4735 | 153.4735 | 484.8478 | 199.9196 | 199.9196 | 3777.208 | 360.4038 | 1892.656 | 3743.1306 | -1547.4297 | 1769.1646 | 0 | -1080.5876
2030-10-15 | 21 | 460.4206 | 460.4206 | 0 | 199.9196 | 169.3968 | 3777.208 | 891.895 | 1012.1677 | 3743.1306 | 3642.53 | 1769.1646 | 0 | -1080.5876
2030-10-15 | 22 | 460.4206 | 460.4206 | 0 | 150.6231 | 133.2797 | 3777.208 | 215.8934 | 677.7399 | 3743.1306 | 2363.6145 | 1721.6957 | 0 | -1080.5876
2030-10-15 | 23 | 153.4735 | 153.4735 | 0 | 0 | 0 | 3777.208 | 3017.9717 | 357.4809 | 3743.1306 | 2092.4026 | 3538.3291 | 0 | -1080.5876
2030-10-15 | 24 | 153.4735 | 153.4735 | 0 | 0 | 0 | 3777.208 | 3625.9746 | 1892.6549 | 3743.1306 | 3642.53 | 3538.3291 | 0 | -1080.5876
2030-10-16 | 1 | 153.4735 | 153.4735 | 0 | 0 | 0 | 3777.208 | 3625.9746 | 3785.312 | 3743.1306 | 3642.53 | 3538.3291 | 0 | -1080.5876
2030-10-16 | 2 | 153.4735 | 153.4735 | 0 | 0 | 0 | 3777.208 | 3625.9746 | 3785.312 | 3743.1306 | 3642.53 | 3538.3291 | 0 | -1080.5876
2030-10-16 | 3 | 153.4735 | 153.4735 | 0 | 0 | 0 | 3777.208 | 3625.9746 | 3785.312 | 3743.1306 | 3642.53 | 3538.3291 | 0 | -1080.5876
2030-10-16 | 4 | 153.4735 | 153.4735 | 0 | 0 | 0 | 3777.208 | 3625.9746 | 3785.312 | 3743.1306 | 3642.53 | 3538.3291 | 0 | -1080.5876
2030-10-16 | 5 | 153.4735 | 153.4735 | 0 | 0 | 0 | 3777.208 | 3625.9746 | 3785.312 | 3743.1306 | 3642.53 | 3538.3291 | 0 | -1080.5876
2030-10-16 | 6 | 153.4735 | 153.4735 | 0 | 0 | 0 | 3777.208 | 3625.9746 | 3785.312 | 3743.1306 | 3642.53 | 3538.3291 | 0 | -1080.5876
2030-10-16 | 7 | 153.4735 | 153.4735 | 0 | 66.6399 | 32.6172 | 3777.208 | 3625.9746 | 3785.312 | 3743.1306 | 3642.53 | 3538.3291 | 0 | -1080.5876
2030-10-16 | 8 | 153.4735 | 153.4735 | 0 | 118.0975 | 133.2797 | 3777.208 | 3625.9746 | 3785.312 | 3743.1306 | 3642.53 | 3538.3291 | 0 | -1080.5876
2030-10-16 | 9 | 153.4735 | 153.4735 | 0 | 100.3384 | 66.6399 | 3777.208 | 3625.9746 | 3785.312 | 3743.1306 | 3642.53 | 3538.3291 | 0 | -1080.5876
2030-10-16 | 10 | 153.4735 | 153.4735 | 0 | 66.6399 | 59.2962 | 3777.208 | 3625.9746 | 3785.312 | 3743.1306 | 3642.53 | 3538.3291 | 0 | -1080.5876
2030-10-16 | 11 | 153.4735 | 153.4735 | 0 | 78.1325 | 133.2797 | 3777.208 | 3625.9746 | 3785.312 | 3743.1306 | 3642.53 | 3538.3291 | 0 | -1080.5876
2030-10-16 | 12 | 153.4735 | 153.4735 | 0 | 0 | 0 | 3777.208 | 3625.9746 | 3785.312 | 3743.1306 | 3642.53 | 3538.3291 | 0 | -1080.5876
2030-10-16 | 13 | 153.4735 | 153.4735 | 0 | 0 | 0 | 3777.208 | 3625.9746 | 3785.312 | 3743.1306 | 3642.53 | 3408.7754 | 0 | -1080.5876
2030-10-16 | 14 | 153.4735 | 153.4735 | 0 | 0 | 5.5901 | 3777.208 | 3625.9746 | 3785.312 | 3743.1306 | 3642.53 | 2693.9688 | 0 | -1080.5876
2030-10-16 | 15 | 153.4735 | 153.4735 | 0 | 0 | 0 | 3777.208 | 3027.7444 | 3785.312 | 3743.1306 | 3642.53 | 3538.3291 | 0 | -1080.5876
2030-10-16 | 16 | 153.4735 | 153.4735 | 0 | 133.2797 | 183.0688 | 3777.208 | 2889.0786 | 3785.312 | 3743.1306 | 3642.53 | 3538.3291 | 0 | -1080.5876
2030-10-16 | 17 | 153.4735 | 153.4735 | 0 | 212.7839 | 199.9196 | 3777.208 | 1010.8006 | 3785.312 | 3743.1306 | 3642.53 | 3538.3291 | 0 | -1080.5876
2030-10-16 | 18 | 153.4735 | 153.4735 | 0 | 247.2954 | 199.9196 | 3777.208 | 369.732 | 3785.312 | 3743.1306 | 3642.53 | 3538.3281 | 0 | -1080.5876
2030-10-16 | 19 | 153.4735 | 153.4735 | 0 | 209.2746 | 266.4473 | 3777.208 | 1108.1794 | 3785.312 | 3743.1306 | 3642.53 | 3538.3291 | 0 | -1080.5876
2030-10-16 | 20 | 153.4735 | 153.4735 | 0 | 199.9196 | 259.4236 | 3777.208 | 3196.4575 | 3785.312 | 3743.1306 | 3642.53 | 3538.3291 | 0 | -1080.5876
2030-10-16 | 21 | 153.4735 | 153.4735 | 0 | 266.4473 | 212.7141 | 3777.208 | 3625.9746 | 3785.312 | 3743.1306 | 3642.53 | 3538.3291 | 0 | -1080.5876
2030-10-16 | 22 | 153.4735 | 153.4735 | 0 | 225.0732 | 266.4473 | 3777.208 | 3625.9746 | 3785.312 | 3743.1306 | 3642.53 | 3538.3291 | 0 | -1080.5876
2030-10-16 | 23 | 153.4735 | 153.4735 | 0 | 66.6399 | 37.7439 | 3777.208 | 3625.9746 | 3785.312 | 3743.1306 | 3642.53 | 3538.3291 | 0 | 1080.5876
2030-10-16 | 24 | 153.4735 | 153.4735 | 0 | 67.8424 | 133.2797 | 3777.208 | 2869.7158 | 3785.312 | 3743.1306 | 3642.53 | 2692.5085 | 0 | -1080.5876
2030-10-17 | 1 | 153.4735 | 153.4735 | 0 | 45.4664 | 0 | 2944.2319 | 3625.9746 | 3785.312 | 3743.1306 | 3642.53 | 3538.3291 | 0 | -1080.5876
2030-10-17 | 2 | 0 | 0 | 0 | 199.9196 | 199.9196 | 3276.1943 | 744.5228 | 3785.312 | 3743.1306 | 3642.53 | 3538.3291 | 0 | 1080.5876
2030-10-17 | 3 | 0 | 0 | 0 | 266.4472 | 266.4473 | 2799.3496 | 1812.9873 | 3785.312 | 3743.1306 | 3642.53 | 3538.3291 | 0 | -1.6451e-05
2030-10-17 | 4 | 0 | 0 | 0 | 5.7635 | 66.6399 | 2950.1748 | 333.8904 | 2691.1689 | 3743.1306 | 3642.53 | 3538.3291 | 0 | -1080.5876
2030-10-17 | 5 | 153.4735 | 153.4735 | 0 | 0 | 0 | 2541.7625 | 1159.0701 | 3426.7468 | 3743.1306 | 3642.53 | 3538.3291 | 0 | -1080.5876
2030-10-17 | 6 | 153.4735 | 153.4735 | 0 | 199.9196 | 261.0332 | 3143.5957 | 230.9224 | 3653.541 | 1541.0734 | 3642.53 | 3538.3291 | 0 | -1080.5876
2030-10-17 | 7 | 460.4206 | 449.011 | 0 | 0 | 0 | 3777.208 | 1817.228 | 2047.0881 | -987.0818 | 3642.53 | 3538.3291 | 0 | -1080.5876
2030-10-17 | 8 | 460.4206 | 460.4206 | 0 | 133.2797 | 117.8858 | 3083.946 | 3394.9277 | 1444.0194 | -843.4938 | 2008.2751 | 3538.3291 | 294.1464 | -1080.5876
2030-10-17 | 9 | 460.4206 | 460.4206 | 0 | 190.5289 | 133.2797 | 2407.6582 | 2908.0374 | 1321.3689 | -1588.2338 | 3642.53 | 3538.3291 | 498.89 | -1080.5876
2030-10-17 | 10 | 355.828 | 306.9471 | 0 | 0 | 0 | 3212.8711 | 3625.9746 | 1601.3854 | -1570.725 | 3501.3379 | 3538.3291 | 518.2069 | -1080.5876
2030-10-17 | 11 | 460.4206 | 460.4206 | 0 | 66.6399 | 35.5404 | 3777.208 | 3625.9746 | 2372.8645 | -398.6936 | 3642.53 | 3538.3291 | 464.0711 | -1080.5876
2030-10-17 | 12 | 460.4206 | 460.4206 | 0 | 133.2797 | 74.1835 | 3777.208 | 3625.9746 | 2668.8582 | 1411.4735 | 3642.53 | 3538.3291 | 381.1856 | -1080.5876
2030-10-17 | 13 | 460.4206 | 460.4206 | 0 | 0 | 17.6272 | 3569.2322 | 2568.7136 | 1888.6021 | -899.1722 | 3642.53 | 3538.3291 | 381.4558 | -1080.5876
2030-10-17 | 14 | 460.4206 | 460.4206 | 0 | 199.9196 | 199.9196 | 2142.3948 | 2156.1033 | 3785.312 | 3538.5596 | 3642.53 | 3538.3291 | 470.9413 | -1080.5876
2030-10-17 | 15 | 460.4206 | 460.4206 | 0 | 266.4473 | 249.8784 | 3777.208 | 2728.7668 | 3785.312 | 3743.1306 | 3642.53 | 3538.3291 | 463.3576 | -1080.5876
2030-10-17 | 16 | 460.4206 | 460.4206 | 0 | 199.9196 | 199.9196 | 3777.208 | 3238.2251 | 3785.312 | 3743.1306 | 3642.53 | 1007.1079 | 498.8017 | -1080.5876
2030-10-17 | 17 | 460.4206 | 460.4206 | 0 | 199.9196 | 199.9196 | 3777.208 | 2838.6733 | 3785.312 | 3743.1306 | 3642.53 | 415.8965 | 440.838 | -1080.5876
2030-10-17 | 18 | 460.4206 | 460.4206 | 0 | 266.4473 | 266.4473 | 3777.208 | 1324.902 | 3785.312 | 3743.1306 | 3642.53 | 265.2415 | 208.3843 | -1080.5876
2030-10-17 | 19 | 460.4206 | 460.4206 | 0 | 230.4208 | 266.4473 | 3777.208 | 1293.123 | 3785.312 | 3743.1306 | 3642.53 | 1726.0791 | 321.7261 | -1080.5876
2030-10-17 | 20 | 153.4735 | 153.4735 | 0 | 199.9196 | 253.7576 | 3777.208 | 753.7159 | 3785.312 | 3743.1306 | 3642.53 | 2091.8477 | 323.5132 | -1080.5876
2030-10-17 | 21 | 184.1505 | 306.9471 | 0 | 230.174 | 199.9196 | 3777.208 | 514.2454 | 3785.312 | 3743.1306 | 3642.53 | 2067.2788 | 0 | -1080.5876
2030-10-17 | 22 | 460.4206 | 460.4206 | 0 | 199.9196 | 186.8428 | 3777.208 | 784.8358 | 3785.312 | 3743.1306 | 3642.53 | 2131.7964 | 0 | -1080.5876
2030-10-17 | 23 | 306.9471 | 306.9471 | 323.2319 | 66.6399 | 41.0181 | 3777.208 | 1737.0186 | 3785.312 | 3743.1306 | 3642.53 | 3538.3291 | 0 | -1080.5876
2030-10-17 | 24 | 460.4206 | 460.4206 | 147.5622 | 199.9196 | 199.9196 | 3777.208 | 3556.6616 | 3785.312 | 3743.1306 | 3642.53 | 3081.9875 | 0 | -1080.5876
2030-10-18 | 1 | 153.4735 | 153.4735 | 0 | 66.6399 | 92.9342 | 3777.208 | 3625.9746 | 3785.312 | 3743.1306 | 3642.53 | 3538.3291 | 0 | -1080.5876
2030-10-18 | 2 | 153.4735 | 153.4735 | 0 | 8.5378 | 66.5277 | 3777.208 | 3625.9746 | 3785.312 | 3743.1306 | 3642.53 | 3538.3291 | 0 | -1080.5876
2030-10-18 | 3 | 105.2557 | 0 | 0 | 0 | 0 | 3777.208 | 3625.9746 | 3785.312 | 3743.1306 | 3642.53 | 3538.3291 | 0 | -1080.5876
2030-10-18 | 4 | 94.1956 | 0 | 0 | 0 | 0 | 3777.208 | 3625.9746 | 3785.312 | 3743.1306 | 3642.53 | 3538.3291 | 0 | -1080.5876
2030-10-18 | 5 | 143.3748 | 0 | 0 | 0 | 0 | 3777.208 | 3625.9746 | 3785.312 | 3743.1306 | 3642.53 | 3538.3291 | 0 | -1080.5876
2030-10-18 | 6 | 153.4735 | 153.4735 | 0 | 0 | 0 | 3777.208 | 3625.9746 | 3785.312 | 3743.1306 | 3642.53 | 3538.3291 | 0 | -1080.5876
2030-10-18 | 7 | 153.4735 | 153.4735 | 0 | 66.6399 | 29.2072 | 3777.208 | 3625.9746 | 3785.312 | 3743.1306 | 3642.53 | 3538.3291 | 0 | -1080.5876
2030-10-18 | 8 | 153.4735 | 153.4735 | 0 | 66.6399 | 104.688 | 3777.208 | 3625.9746 | 3785.312 | 3743.1306 | 3642.53 | 3538.3291 | 425.9999 | -1080.5876
2030-10-18 | 9 | 153.4735 | 153.4735 | 0 | 133.2797 | 101.1752 | 3777.208 | 3625.9746 | 3785.312 | 3743.1306 | 3642.53 | 3538.3291 | 485.2698 | -1080.5876
2030-10-18 | 10 | 153.4735 | 153.4735 | 0 | 66.6399 | 70.0496 | 3777.208 | 3625.9746 | 3785.312 | 3743.1306 | 3642.53 | 3538.3291 | 0 | -1080.5876
2030-10-18 | 11 | 153.4735 | 153.4735 | 0 | 66.6399 | 47.3403 | 3777.208 | 3625.9746 | 3785.312 | 3743.1306 | 3642.53 | 3538.3291 | 0 | -1080.5876
2030-10-18 | 12 | 153.4735 | 153.4735 | 0 | 199.9196 | 175.5231 | 3777.208 | 3625.9746 | 3785.312 | 3743.1306 | 3642.53 | 3538.3291 | 0 | -1080.5876
2030-10-18 | 13 | 153.4735 | 153.4735 | 0 | 225.9214 | 266.4473 | 3777.208 | 3625.9746 | 3785.312 | 3743.1306 | 3642.53 | 3538.3291 | 0 | -1080.5876
2030-10-18 | 14 | 153.4735 | 153.4735 | 0 | 266.4472 | 208.2203 | 3777.208 | 3625.9746 | 3785.312 | 3743.1306 | 3642.53 | 3538.3291 | 0 | -1080.5876
2030-10-18 | 15 | 170.7049 | 306.9471 | 0 | 266.4472 | 266.4472 | 3777.208 | 3625.9746 | 3785.312 | 3743.1306 | 3642.53 | 3538.3291 | 0 | -1080.5876
2030-10-18 | 16 | 422.6551 | 460.4206 | 0 | 133.2797 | 73.1115 | 3777.208 | 3625.9746 | 3785.312 | 3743.1306 | 1739.5984 | 3538.3291 | 0 | -1080.5876
2030-10-18 | 17 | 460.4206 | 362.3856 | 0 | 199.9196 | 141.3129 | 3777.208 | 2749.865 | 2299.6123 | 3743.1306 | 77.5326 | 3538.3291 | 0 | -1080.5876
2030-10-18 | 18 | 460.4206 | 460.4206 | 0 | 199.9196 | 199.9196 | 3777.208 | 1705.3929 | 1892.656 | 1871.5653 | 191.167 | 3538.3291 | 0 | -1080.5876
2030-10-18 | 19 | 460.4206 | 460.4206 | 0 | 199.9196 | 199.9196 | 3777.208 | 2429.9819 | -3.7193e-05 | 3253.5396 | -3.2425e-05 | 3538.3291 | 0 | -1080.5876
2030-10-18 | 20 | 460.4206 | 460.4206 | 0 | 266.4473 | 266.4472 | 3051.9321 | 215.8933 | 2525.9216 | 1871.5653 | -3.2425e-05 | 2878.562 | 0 | -1080.5876
2030-10-18 | 21 | 460.4206 | 460.4206 | 0 | 199.9196 | 199.9196 | 3777.208 | 213.8918 | 1662.8633 | 1871.5653 | -3.2425e-05 | 265.2425 | 0 | -1080.5876
2030-10-18 | 22 | 153.4735 | 153.4735 | 0 | 0 | 0 | 3777.208 | 215.8912 | -1586.9944 | 1871.5653 | -3.2425e-05 | 808.8033 | 188.4932 | -1080.5876
2030-10-18 | 23 | 153.4735 | 153.4735 | 0 | 66.6399 | 66.6399 | 2595.5471 | 213.8934 | -1823.4229 | -2.5272e-05 | 789.7807 | 876.3453 | 0 | -1080.5876
2030-10-18 | 24 | 153.4735 | 153.4735 | 0 | 133.2797 | 99.7855 | 3777.208 | 213.8944 | -961.403 | 251.568 | -1821.265 | 740.8553 | 0 | -1080.5876
2030-10-19 | 1 | 153.4735 | 153.4735 | 0 | 0 | 0 | 3777.208 | 174.8997 | -1522.4141 | -1040.2421 | 0 | 3455.2957 | 0 | -1080.5876
2030-10-19 | 2 | 153.4735 | 153.4735 | 0 | 0 | 0 | 3777.208 | 1002.5053 | -926.0134 | 335.7379 | 0 | 3538.3291 | 0 | -1080.5876
2030-10-19 | 3 | 153.4735 | 153.4735 | 0 | 0 | 0 | 3777.208 | 168.9201 | 234.3648 | 777.5093 | 403.0395 | 3538.3291 | 0 | -1080.5876
2030-10-19 | 4 | 153.4735 | 153.4735 | 0 | 0 | 0 | 3777.208 | 166.8609 | 409.5424 | -1824.8589 | 1821.265 | 743.3802 | 0 | -1080.5876
2030-10-19 | 5 | 153.4735 | 153.4735 | 0 | 199.9196 | 199.9196 | 2501.2437 | 213.8933 | 824.3948 | -2.5272e-05 | 3642.53 | 265.2434 | 0 | -1080.5876
2030-10-19 | 6 | 460.4206 | 460.4206 | 0 | 66.6399 | 27.1023 | 3777.208 | 168.9196 | 1311.7732 | 1859.2072 | 3642.53 | 2365.3015 | 0 | -1080.5876
2030-10-19 | 7 | 306.9471 | 416.8214 | 0 | 0 | 0 | 3777.208 | 230.9237 | 1569.0686 | 2711.1711 | 3642.53 | 1895.2881 | 0 | -1080.5876
2030-10-19 | 8 | 460.4206 | 342.6506 | 0 | 0 | 0 | 3777.208 | 215.8936 | 1013.53 | -2.5272e-05 | 2643.717 | 1769.1646 | 0 | -1080.5876
2030-10-19 | 9 | 460.4206 | 460.4206 | 0 | 96.1628 | 133.2797 | 3777.208 | 213.8928 | 932.1514 | -865.1725 | 1821.265 | 265.2411 | 0 | -1080.5876
2030-10-19 | 10 | 460.4206 | 460.4206 | 0 | 133.2797 | 133.2797 | 3777.208 | 213.8927 | 946.0303 | -1884.9858 | 1821.265 | 265.2413 | 270.5842 | -1080.5876
2030-10-19 | 11 | 460.4206 | 460.4206 | 0 | 199.9196 | 199.9196 | 1888.604 | 213.8934 | 974.0356 | 1871.5653 | 1821.265 | 265.2424 | 255.8282 | -1080.5876
2030-10-19 | 12 | 460.4206 | 460.4206 | 0 | 199.9196 | 199.9196 | 3777.208 | 539.8468 | 794.259 | 1871.5653 | 1821.265 | 3538.3291 | 323.5132 | -1080.5876
2030-10-19 | 13 | 460.4206 | 460.4206 | 0 | 199.9196 | 199.9196 | 2036.7515 | 215.8927 | 1892.656 | 1871.5653 | 2154.886 | 2871.7271 | 451.6873 | -1080.5876
2030-10-19 | 14 | 460.4206 | 460.4206 | 0 | 199.9196 | 199.9196 | 2174.428 | 215.8922 | 1926.4229 | 1871.5653 | 3120.3799 | 1068.9391 | 232.8206 | -1080.5876
2030-10-19 | 15 | 460.4206 | 460.4206 | 0 | 199.9196 | 199.9196 | 1952.9971 | 215.8915 | 1892.656 | 1871.5653 | 2387.3376 | 3016.3293 | 0 | -1080.5876
2030-10-19 | 16 | 460.4206 | 460.4206 | 0 | 266.4473 | 240.5288 | 1888.604 | 213.8929 | 952.6806 | 1293.1455 | 1342.8542 | 265.2413 | 0 | -1080.5876
2030-10-19 | 17 | 460.4206 | 460.4206 | 0 | 266.4473 | 266.4473 | 1888.604 | 213.8931 | 1101.1017 | 1175.4902 | 1821.265 | 265.2418 | 0 | -1080.5876
2030-10-19 | 18 | 460.4206 | 460.4206 | 0 | 212.8443 | 266.4473 | 1888.604 | 213.8927 | 990.6058 | 304.6646 | 1821.265 | 265.2441 | 302.5915 | -1080.5876
2030-10-19 | 19 | 460.4206 | 460.4206 | 0 | 217.213 | 266.4473 | 3403.6758 | 213.8923 | 1332.559 | 1871.5653 | 2715.3806 | 250.8432 | 412.6131 | -1080.5876
2030-10-19 | 20 | 460.4206 | 460.4206 | 0 | 199.9196 | 199.9196 | 3724.2383 | 215.8926 | 1750.889 | 1871.5653 | 2458.5007 | 692.02 | 549.6434 | -1080.5876
2030-10-19 | 21 | 460.4206 | 460.4206 | 0 | 199.9196 | 236.8665 | 3433.8755 | 213.8945 | 1883.4305 | 1871.5653 | 1821.265 | 265.2411 | 485.2698 | -1080.5876
2030-10-19 | 22 | 460.4206 | 460.4206 | 0 | 199.9196 | 199.9196 | 1888.604 | 213.8922 | 1892.656 | 1871.5653 | 763.0507 | 265.2423 | 208.868 | -1080.5876
2030-10-19 | 23 | 460.4206 | 460.4206 | 0 | 199.9196 | 194.7602 | 1888.604 | 166.8608 | 1892.656 | 0 | -204.0145 | 0 | 0 | -1080.5876
2030-10-19 | 24 | 303.3611 | 153.4735 | 0 | 133.2797 | 133.2797 | 1888.604 | 133.0725 | 1288.3083 | 0 | -1200.4298 | 221.0086 | 0 | -1080.5876
2030-10-20 | 1 | 153.4735 | 153.4735 | 0 | 0 | 0 | 2317.5444 | 166.8606 | -620.4953 | 0 | 0 | 575.9692 | 0 | -1080.5876
2030-10-20 | 2 | 153.4735 | 153.4735 | 0 | 0 | 0 | 3777.208 | 166.8613 | -958.7307 | 904.978 | 0 | 1769.1646 | 0 | -1080.5876
2030-10-20 | 3 | 153.4735 | 153.4735 | 0 | 0 | 0 | 3777.208 | 168.9199 | -864.0182 | 1871.5653 | 0 | 2371.9514 | 0 | -1080.5876
2030-10-20 | 4 | 153.4735 | 153.4735 | 0 | 0 | 0 | 3777.208 | 168.9196 | -951.4701 | 2079.2241 | 164.6011 | 3538.3291 | 0 | -1080.5876
2030-10-20 | 5 | 153.4735 | 153.4735 | 0 | 0 | 0 | 3777.208 | 1812.9873 | 500.4362 | 3743.1306 | 3642.53 | 3538.3291 | 0 | -1080.5876
2030-10-20 | 6 | 153.4735 | 153.4735 | 0 | 0 | 0 | 3777.208 | 3625.9746 | 3785.312 | 3743.1306 | 3642.53 | 3538.3291 | 0 | -1080.5876
2030-10-20 | 7 | 153.4735 | 153.4735 | 0 | 0 | 0 | 3777.208 | 3625.9746 | 3785.312 | 3743.1306 | 3642.53 | 3538.3291 | 0 | -1080.5876
2030-10-20 | 8 | 153.4735 | 153.4735 | 0 | 0 | 0 | 3777.208 | 3625.9746 | 3785.312 | 3743.1306 | 3642.53 | 3538.3291 | 0 | -1080.5876
2030-10-20 | 9 | 153.4735 | 153.4735 | 0 | 0 | 0 | 3777.208 | 3625.9746 | 3785.312 | 3743.1306 | 3642.53 | 3538.3291 | 0 | -1080.5876
2030-10-20 | 10 | 153.4735 | 153.4735 | 0 | 0 | 0 | 3777.208 | 3625.9746 | 3785.312 | 3743.1306 | 3642.53 | 3538.3291 | 0 | -1080.5876
2030-10-20 | 11 | 153.4735 | 153.4735 | 0 | 0 | 0 | 3777.208 | 3625.9746 | 3785.312 | 3743.1306 | 3642.53 | 3538.3291 | 0 | -1080.5876
2030-10-20 | 12 | 153.4735 | 153.4735 | 0 | 266.4473 | 266.4472 | 3777.208 | 3625.9746 | 3785.312 | 3743.1306 | 3642.53 | 3538.3291 | 0 | -1080.5876
2030-10-20 | 13 | 153.4735 | 153.4735 | 0 | 199.9196 | 199.9196 | 3777.208 | 3625.9746 | 3785.312 | 3743.1306 | 3642.53 | 3538.3291 | 0 | -1080.5876
2030-10-20 | 14 | 460.4206 | 460.4206 | 0 | 199.9196 | 199.9196 | 3777.208 | 3625.9746 | 3785.312 | 3743.1306 | 3642.53 | 3538.3291 | 0 | -1080.5876
2030-10-20 | 15 | 460.4206 | 414.6405 | 0 | 199.9196 | 199.9196 | 3777.208 | 3625.9746 | 3785.312 | 3743.1306 | 3642.53 | 3538.3291 | 0 | -1080.5876
2030-10-20 | 16 | 460.4206 | 460.4206 | 0 | 199.9196 | 199.9196 | 3777.208 | 680.2562 | 2125.2593 | 2080.3333 | 1821.265 | 3538.3291 | 0 | -1080.5876
2030-10-20 | 17 | 460.4206 | 460.4206 | 0 | 199.9196 | 199.9196 | 1888.604 | 213.8927 | 1892.656 | 1605.8528 | 1821.265 | 265.2417 | 0 | -1080.5876
2030-10-20 | 18 | 460.4206 | 460.4206 | 0 | 199.9196 | 199.9196 | 1888.604 | 213.8927 | 1892.656 | 1749.2063 | 1821.265 | 265.2412 | 0 | -1080.5876
2030-10-20 | 19 | 460.4206 | 460.4206 | 0 | 199.9196 | 199.9196 | 3777.208 | 1078.2108 | 3785.312 | 857.8652 | 1427.8972 | 3538.3291 | 0 | -1080.5876
2030-10-20 | 20 | 460.4206 | 460.4206 | 0 | 266.4473 | 266.4473 | 3777.208 | 3575.3809 | -3.7193e-05 | 1871.5653 | 3642.53 | 3538.3291 | 0 | -1080.5876
2030-10-20 | 21 | 460.4206 | 460.4206 | 0 | 266.4472 | 266.4473 | 3777.208 | 2148.2891 | -3.7193e-05 | 3743.1306 | 3642.53 | 2205.4153 | 0 | -1080.5876
2030-10-20 | 22 | 460.4206 | 460.4206 | 77.4525 | 266.4472 | 266.4472 | 3777.208 | 1812.9873 | 125.9997 | 3743.1306 | 3642.53 | 1769.1646 | 0 | -1080.5876
2030-10-20 | 23 | 153.4735 | 153.4735 | 0 | 66.6399 | 39.912 | 3777.208 | 3625.9746 | -390.1852 | 1871.5653 | 2002.7681 | 3538.3291 | 0 | -1080.5876
2030-10-20 | 24 | 153.4735 | 153.4735 | 0 | 0 | 0 | 3777.208 | 2529.5671 | -50.6036 | 1871.5653 | 1821.265 | 3538.3291 | 0 | -1080.5876
2030-10-21 | 1 | 153.4735 | 153.4735 | 0 | 0 | 0 | 3777.208 | 186.5933 | 1499.3986 | 3743.1306 | -2119.1694 | 3353.8069 | 0 | -1080.5876
2030-10-21 | 2 | 153.4735 | 153.4735 | 0 | 0 | 0 | 3777.208 | 3625.9724 | 1615.9984 | 2110.481 | 3642.53 | 3538.3291 | 0 | -1080.5876
2030-10-21 | 3 | 0 | 0 | 0 | 0 | 0 | 3777.208 | 1812.9873 | 2106.3132 | 2872.6201 | 3642.53 | 3538.3291 | 0 | -1080.5876
2030-10-21 | 4 | 0 | 0 | 0 | 0 | 0 | 3777.208 | 2293.3794 | 1432.9088 | 1871.5653 | 3642.53 | 3538.3291 | 0 | -1080.5876
2030-10-21 | 5 | 0 | 0 | 0 | 0 | 0 | 3777.208 | 3625.9746 | 1892.6559 | 2899.8857 | 3642.53 | 3538.3291 | 0 | -1080.5876
2030-10-21 | 6 | 0 | 0 | 0 | 0 | 0 | 3777.208 | 3625.9746 | 3785.312 | 3743.1306 | 3642.53 | 3538.3291 | 0 | -822.606
2030-10-21 | 7 | 0 | 16.8271 | 0 | 0 | 0 | 3777.208 | 3625.9746 | 3785.312 | 3743.1306 | 3642.53 | 3538.3291 | 0 | -1080.5876
2030-10-21 | 8 | 153.4735 | 153.4735 | 0 | 0 | 0 | 3777.208 | 3625.9746 | 3785.312 | 3743.1306 | 3642.53 | 3538.3291 | 0 | -737.6072
2030-10-21 | 9 | 153.4735 | 153.4735 | 0 | 0 | 0 | 3777.208 | 3625.9746 | 3785.312 | 3743.1306 | 3642.53 | 3538.3291 | 0 | -828.6164
2030-10-21 | 10 | 153.4735 | 153.4735 | 0 | 66.6399 | 58.4041 | 3777.208 | 3625.9746 | 3785.312 | 3743.1306 | 3642.53 | 3538.3291 | 0 | -909.8845
2030-10-21 | 11 | 153.4735 | 153.4735 | 0 | 0 | 28.3153 | 3777.208 | 3625.9746 | 3785.312 | 3743.1306 | 3642.53 | 3538.3291 | 0 | -955.6253
2030-10-21 | 12 | 153.4735 | 153.4735 | 0 | 266.4472 | 266.4472 | 3777.208 | 3625.9746 | 3785.312 | 3743.1306 | 3642.53 | 3538.3291 | 0 | -1001.1537
2030-10-21 | 13 | 153.4735 | 153.4735 | 0 | 266.4473 | 266.4473 | 3777.208 | 3625.9746 | 3785.312 | 3743.1306 | 3642.53 | 3538.3291 | 0 | -901.0186
2030-10-21 | 14 | 153.4735 | 153.4735 | 0 | 266.4473 | 266.4473 | 3777.208 | 3625.9746 | 3785.312 | 3743.1306 | 3642.53 | 3538.3291 | 0 | -1010.5139
2030-10-21 | 15 | 153.4735 | 153.4735 | 0 | 266.4473 | 266.4473 | 3777.208 | 3625.9746 | 3785.312 | 3743.1306 | 3642.53 | 3538.3291 | 0 | -1080.5876
2030-10-21 | 16 | 153.4735 | 153.4735 | 0 | 266.4473 | 266.4473 | 3777.208 | 3625.9746 | 3785.312 | 3743.1306 | 3642.53 | 3538.3291 | 0 | -1080.5876
2030-10-21 | 17 | 153.4735 | 153.4735 | 0 | 266.4473 | 266.4473 | 3777.208 | 3625.9746 | 3785.312 | 3743.1306 | 3642.53 | 3538.3291 | 0 | -1080.5876
2030-10-21 | 18 | 153.4735 | 153.4735 | 0 | 266.4473 | 266.4473 | 3777.208 | 3625.9746 | 3785.312 | 3743.1306 | 3642.53 | 3538.3291 | 484.1132 | -1080.5876
2030-10-21 | 19 | 460.4206 | 460.4206 | 0 | 266.4473 | 266.4472 | 3777.208 | 3625.9746 | 3785.312 | 3743.1306 | 3642.53 | 3538.3291 | 0 | -1080.5876
2030-10-21 | 20 | 460.4206 | 460.4206 | 0 | 266.4473 | 266.4473 | 3777.208 | 3625.9746 | 3785.312 | 3743.1306 | 3642.53 | 3538.3291 | 105.204 | -1080.5876
2030-10-21 | 21 | 460.4206 | 460.4206 | 0 | 266.4473 | 266.4473 | 3777.208 | 3625.9746 | 3785.312 | 3743.1306 | 3642.53 | 3538.3291 | 185.3676 | -1080.5876
2030-10-21 | 22 | 153.4735 | 153.4735 | 0 | 66.6399 | 66.6399 | 3777.208 | 3625.9746 | 3785.312 | 3743.1306 | 3642.53 | 3538.3291 | 0 | -1080.5876
2030-10-21 | 23 | 153.4735 | 153.4735 | 0 | 0 | 0 | 3777.208 | 3625.9746 | 3785.312 | 3743.1306 | 3642.53 | 3538.3291 | 0 | -1080.5876
2030-10-21 | 24 | 153.4735 | 153.4735 | 0 | 0 | 0 | 3777.208 | 3625.9746 | 3785.312 | 3743.1306 | 3642.53 | 3538.3301 | 0 | -1080.5876
2030-10-22 | 1 | 153.4735 | 153.4735 | 0 | 0 | 0 | 3777.208 | 3625.9746 | 1446.1078 | 3743.1306 | 3642.53 | 3538.3291 | 0 | -1080.5876
2030-10-22 | 2 | 153.4735 | 153.4735 | 0 | 0 | 0 | 3777.208 | 3625.9746 | -165.5028 | 2889.4988 | 3642.53 | 3538.3291 | 0 | -1080.5867
2030-10-22 | 3 | 153.4735 | 153.4735 | 0 | 133.2797 | 197.7879 | 3777.208 | 928.6199 | 1315.4983 | 3743.1306 | 3642.53 | 3538.3291 | 0 | -1080.5876
2030-10-22 | 4 | 153.4735 | 153.4735 | 0 | 109.2329 | 133.2797 | 3777.208 | 500.893 | 1781.6543 | 3743.1306 | 3642.53 | 3377.0051 | 0 | -1080.5876
2030-10-22 | 5 | 153.4735 | 153.4735 | 0 | 0 | 44.6208 | 3777.208 | 1723.9058 | 2726.4863 | 3743.1306 | 3642.53 | 3538.3291 | 0 | -1080.5876
2030-10-22 | 6 | 153.4735 | 153.4735 | 0 | 0 | 0 | 3719.0259 | 3625.9746 | 3680.1697 | 3743.1306 | 3642.53 | 3538.3291 | 0 | -1080.5876
2030-10-22 | 7 | 153.4735 | 153.4735 | 0 | 66.6399 | 25.0801 | 3636.7273 | 3442.8667 | 2615.7371 | 3743.1306 | 3642.53 | 3538.3291 | 0 | -1080.5876
2030-10-22 | 8 | 153.4735 | 153.4735 | 0 | 199.9196 | 197.5042 | 3777.208 | 230.9227 | 1599.3955 | 3636.9373 | 3642.53 | 3328.188 | 0 | -1080.5876
2030-10-22 | 9 | 153.4735 | 153.4735 | 0 | 133.2797 | 133.2797 | 3777.208 | 230.9221 | 432.4141 | 3743.1306 | 3642.53 | 970.7498 | 0 | -1080.5876
2030-10-22 | 10 | 153.4735 | 153.4735 | 0 | 199.9196 | 260.8025 | 3777.208 | 230.9253 | 642.1341 | 3743.1306 | 3642.53 | 1513.0547 | 0 | -1080.5876
2030-10-22 | 11 | 153.4735 | 153.4735 | 0 | 266.4472 | 243.2919 | 3689.812 | 230.9227 | 1896.6877 | 3743.1306 | 3642.53 | 3538.3291 | 0 | -1080.5876
2030-10-22 | 12 | 153.4735 | 153.4735 | 0 | 221.5414 | 266.4473 | 3777.1343 | 1812.9873 | 1908.9822 | 3743.1306 | 3642.53 | 3250.3494 | 0 | -1080.5876
2030-10-22 | 13 | 153.4735 | 163.552 | 0 | 199.9196 | 199.9196 | 3050.3315 | 215.8922 | 3785.312 | 3743.1306 | 3642.53 | 265.2402 | 348.6214 | -1080.5876
2030-10-22 | 14 | 153.4735 | 179.674 | 0 | 199.9196 | 199.9196 | 3777.208 | 216.9938 | 3785.312 | 3743.1306 | 3642.53 | 265.2417 | 323.5132 | -1080.5876
2030-10-22 | 15 | 153.4735 | 153.4735 | 0 | 199.9196 | 188.3929 | 3769.9836 | 1498.4978 | 3785.312 | 3743.1306 | 3642.53 | 1769.1646 | 0 | -1080.5876
2030-10-22 | 16 | 153.4735 | 153.4735 | 0 | 199.9196 | 195.9414 | 3777.208 | 213.8927 | 3785.312 | 3743.1306 | 3642.53 | -1.8358e-05 | 182.8356 | -1080.5876
2030-10-22 | 17 | 153.4735 | 269.9402 | 0 | 199.9196 | 199.9196 | 3777.208 | 213.8921 | 3785.312 | 3743.1306 | 3642.53 | -115.389 | 180.8476 | -1080.5876
2030-10-22 | 18 | 153.4735 | 153.4735 | 0 | 266.4473 | 266.4473 | 3777.208 | 2296.377 | 3785.312 | 3743.1306 | 3642.53 | 265.2424 | 318.798 | -1080.5876
2030-10-22 | 19 | 153.4735 | 153.4735 | 0 | 199.9196 | 206.0148 | 3777.208 | 2043.1534 | 3785.312 | 3743.1306 | 3642.53 | 986.2117 | 323.5132 | -1080.5876
2030-10-22 | 20 | 153.4735 | 153.4735 | 0 | 266.4473 | 226.475 | 3777.208 | 2198.0071 | 3785.312 | 3743.1306 | 3642.53 | 1854.1582 | 440.8202 | -1080.5876
2030-10-22 | 21 | 153.4735 | 153.4735 | 0 | 8.9062 | 0 | 3777.208 | 2352.0281 | 3785.312 | 3743.1306 | 3642.53 | 1309.2036 | 365.1315 | -1080.5876
2030-10-22 | 22 | 153.4735 | 153.4735 | 0 | 0 | 0 | 3466.1335 | 2298.4565 | 3785.312 | 3743.1306 | 3642.53 | 1044.9619 | 425.7115 | -1080.5876
2030-10-22 | 23 | 153.4735 | 153.4735 | 0 | 0 | 0 | 3737.4187 | 2478.6951 | 3785.312 | 3743.1306 | 3642.53 | 265.2396 | 0 | -1080.5876
2030-10-22 | 24 | 153.4735 | 153.4735 | 0 | 0 | 0 | 3777.208 | 168.9197 | 2854.2632 | 3743.1306 | 3642.53 | 49.3487 | 0 | -1080.5876
2030-10-23 | 1 | 153.4735 | 153.4735 | 0 | 0 | 0 | 3031.0464 | 168.9194 | 498.4937 | 1529.892 | 3642.53 | 1769.1646 | 0 | -1080.5876
2030-10-23 | 2 | 153.4735 | 153.4735 | 0 | 0 | 0 | 3777.208 | 169.269 | -1740.2833 | -1269.1451 | 3642.53 | 1769.1646 | 0 | -1080.5876
2030-10-23 | 3 | 153.4735 | 153.4735 | 0 | 0 | 0 | 3777.208 | 168.92 | -1520.6293 | -670.4473 | 3642.53 | 2345.2437 | 0 | -1080.5876
2030-10-23 | 4 | 153.4735 | 153.4735 | 0 | 0 | 0 | 3777.208 | 703.0201 | -1409.7341 | 825.7291 | 3642.53 | 3538.3291 | 0 | -1080.5876
2030-10-23 | 5 | 153.4735 | 153.4735 | 0 | 0 | 0 | 3777.208 | 3625.9746 | -1804.8403 | 1163.1813 | 3642.53 | 3538.3291 | 0 | -1080.5876
2030-10-23 | 6 | 153.4735 | 153.4735 | 0 | 0 | 0 | 3777.208 | 3625.9746 | -1054.5696 | 3743.1306 | 3642.53 | 3538.3291 | 0 | -1080.5876
2030-10-23 | 7 | 153.4735 | 153.4735 | 0 | 0 | 0 | 3777.208 | 3625.9746 | -3.7193e-05 | 3743.1306 | 3642.53 | 3538.3291 | 0 | -1080.5876
2030-10-23 | 8 | 153.4735 | 153.4735 | 0 | 0 | 0 | 3777.208 | 3625.9746 | 1733.4064 | 3743.1306 | 3642.53 | 3538.3291 | 485.2698 | -1080.5876
2030-10-23 | 9 | 153.4735 | 153.4735 | 0 | 0 | 0 | 3777.208 | 3625.9746 | -169.0833 | 3743.1306 | 3642.53 | 3538.3291 | 362.9614 | -1080.5876
2030-10-23 | 10 | 153.4735 | 153.4735 | 0 | 0 | 0 | 3777.208 | 3625.9746 | 105.809 | 3743.1306 | 3642.53 | 3538.3291 | 485.2698 | -1080.5876
2030-10-23 | 11 | 153.4735 | 153.4735 | 0 | 0 | 0 | 3777.208 | 3625.9746 | 3785.312 | 3743.1306 | 3642.53 | 3538.3291 | 44.0979 | -1080.5876
2030-10-23 | 12 | 153.4735 | 153.4735 | 0 | 0 | 0 | 3777.208 | 3625.9746 | 3785.312 | 3743.1306 | 3642.53 | 3538.3291 | 92.1067 | -1080.5876
2030-10-23 | 13 | 153.4735 | 153.4735 | 0 | 0 | 0 | 3777.208 | 3625.9746 | 3785.312 | 3743.1306 | 3642.53 | 3538.3291 | 485.2698 | -1080.5876
2030-10-23 | 14 | 306.9471 | 433.157 | 0 | 199.9196 | 199.9196 | 3777.208 | 3625.9746 | 553.6884 | 3743.1306 | 3642.53 | 3538.3291 | 323.5132 | -1080.5876
2030-10-23 | 15 | 368.729 | 460.4206 | 0 | 199.9196 | 199.9196 | 3777.208 | 1897.8461 | 1892.656 | 1871.5653 | 777.4457 | 3538.3291 | 485.2698 | -1080.5876
2030-10-23 | 16 | 460.4206 | 460.4206 | 0 | 199.9196 | 199.9196 | 2996.447 | 215.8925 | 787.1602 | 1871.5653 | -3.2425e-05 | 1204.5068 | 485.2698 | -1080.5876
2030-10-23 | 17 | 460.4206 | 460.4206 | 0 | 199.9196 | 199.9196 | 3777.208 | 213.8922 | -3.7193e-05 | 805.5675 | -3.2425e-05 | 265.2414 | 485.2698 | -1080.5876
2030-10-23 | 18 | 460.4206 | 460.4206 | 397.8623 | 199.9196 | 235.6574 | 1888.604 | 213.8949 | -3.7193e-05 | 1871.5653 | -3.2425e-05 | 265.2423 | 0 | -1080.5876
2030-10-23 | 19 | 460.4206 | 460.4206 | 464.7512 | 266.4472 | 266.2718 | 1888.604 | 213.8928 | -3.7193e-05 | -2.5272e-05 | 1341.5181 | 265.242 | 0 | -1080.5876
2030-10-23 | 20 | 460.4206 | 460.4206 | 334.0526 | 199.9196 | 199.9196 | 3713.468 | 213.8942 | -1672.7698 | -770.2904 | 643.5888 | 1628.303 | 0 | -1080.5876
2030-10-23 | 21 | 153.4735 | 153.4735 | 119.6136 | 199.9196 | 199.9196 | 3604.2192 | 213.8955 | -2437.1184 | -1485.1886 | 1226.1709 | 259.1229 | 0 | -1080.5876
2030-10-23 | 22 | 153.4735 | 153.4735 | 0 | 133.2797 | 131.8003 | 3725.6975 | 166.8605 | -1549.3273 | -1302.0288 | -2276.0422 | 255.9477 | 0 | -1080.5876
2030-10-23 | 23 | 153.4735 | 153.4735 | 0 | 133.2797 | 133.2797 | 2595.2068 | 213.8925 | -2954.5464 | -3555.9226 | 1821.265 | 265.2419 | 323.5132 | -1080.5876
2030-10-23 | 24 | 153.4735 | 153.4735 | 59.6854 | 0 | 0 | 2620.4978 | 166.8607 | -2472.9915 | -1001.5183 | 1821.265 | 221.0093 | 0 | -1080.5876
2030-10-24 | 1 | 153.4735 | 153.4735 | 0 | 0 | 0 | 3126.3518 | 166.8604 | -1094.1733 | 0 | 1248.53 | 1448.1273 | 0 | -1080.5876
2030-10-24 | 2 | 153.4735 | 153.4735 | 0 | 0 | 0 | 3777.208 | 166.8615 | 129.866 | -1793.4214 | 426.2634 | 3538.3291 | 0 | -1080.5876
2030-10-24 | 3 | 387.0526 | 460.4206 | 0 | 66.6399 | 85.1 | 3777.208 | 3625.9746 | -69.1891 | -1222.4791 | 3642.53 | 3538.3291 | 0 | -1080.5876
2030-10-24 | 4 | 460.4206 | 341.5897 | 0 | 133.2797 | 133.2797 | 3777.208 | 3625.9746 | 238.057 | 1965.991 | 3642.53 | 3538.3291 | 0 | -1080.5876
2030-10-24 | 5 | 460.4206 | 460.4206 | 0 | 199.9196 | 202.6064 | 3777.208 | 3625.9746 | 759.1506 | 3743.1306 | 3642.53 | 3538.3291 | 0 | -1080.5876
2030-10-24 | 6 | 460.4206 | 460.4206 | 0 | 199.9196 | 264.0078 | 3777.208 | 3625.9746 | 681.8277 | 3337.833 | 3642.53 | 3538.3291 | 0 | -1080.5876
2030-10-24 | 7 | 460.4206 | 460.4206 | 0 | 230.3506 | 199.9196 | 3777.208 | 3625.9746 | 891.4025 | 2762.6287 | 3642.53 | 3538.3291 | 0 | -1080.5876
2030-10-24 | 8 | 460.4206 | 460.4206 | 0 | 245.691 | 199.9196 | 3777.208 | 3625.9746 | 1718.2081 | 3105.0913 | 3642.53 | 3538.3291 | 374.9969 | -1080.5876
2030-10-24 | 9 | 460.4206 | 460.4206 | 0 | 225.9829 | 199.9196 | 3777.208 | 3625.9746 | 2202.9348 | 3743.1306 | 3642.53 | 3538.3291 | 485.2698 | -1080.5876
2030-10-24 | 10 | 460.4206 | 460.4206 | 0 | 133.2797 | 186.0842 | 3777.208 | 3625.9746 | 3058.1084 | 3743.1306 | 3642.53 | 3538.3291 | 485.2698 | -1080.5876
2030-10-24 | 11 | 306.9471 | 330.049 | 0 | 199.9196 | 199.9196 | 3777.208 | 3625.9746 | 3785.312 | 3743.1306 | 3642.53 | 3538.3291 | 323.5132 | -1080.5876
2030-10-24 | 12 | 153.4735 | 153.4735 | 0 | 266.4473 | 266.4473 | 3777.208 | 3625.9746 | 3785.312 | 3743.1294 | 3642.53 | 3538.3291 | 365.0256 | -1080.5876
2030-10-24 | 13 | 185.3423 | 306.9471 | 0 | 199.9196 | 199.9196 | 3777.208 | 3625.9746 | 3785.312 | 3743.1306 | 3642.53 | 3538.3291 | 383.0556 | -1080.5876
2030-10-24 | 14 | 460.4206 | 460.4206 | 0 | 199.9196 | 199.9196 | 3777.208 | 3625.9746 | 3785.312 | 3743.1306 | 3642.53 | 3538.3291 | 381.4797 | -1080.5876
2030-10-24 | 15 | 153.4735 | 153.4735 | 0 | 266.4472 | 249.1606 | 3777.208 | 3625.9746 | 3785.312 | 3743.1306 | 3642.53 | 3538.3291 | 325.9474 | -1080.5876
2030-10-24 | 16 | 460.4206 | 404.5956 | 0 | 199.9196 | 199.9196 | 3777.208 | 2350.7175 | 3785.312 | 3743.1306 | 3642.53 | 1769.1646 | 553.7898 | -1080.5876
2030-10-24 | 17 | 306.9471 | 274.4734 | 0 | 133.2797 | 133.2797 | 3777.208 | 213.8936 | 3785.312 | 3625.5779 | 3285.3755 | -1.8358e-05 | 485.2698 | -1080.5876
2030-10-24 | 18 | 306.9471 | 237.5515 | 0 | 133.2797 | 133.2797 | 3777.208 | 213.8954 | 3785.312 | 3743.1306 | 2525.5098 | 265.2426 | 579.0781 | -1080.5876
2030-10-24 | 19 | 460.4206 | 321.7589 | 0 | 199.9196 | 199.9196 | 3777.208 | 213.8951 | 3785.312 | 2862.7402 | 1821.265 | 265.2402 | 485.2698 | -1080.5876
2030-10-24 | 20 | 460.4206 | 425.9815 | 130.3071 | 199.9196 | 199.9196 | 2638.2219 | 186.5959 | 3785.312 | 1871.5653 | 1821.265 | 265.2403 | 0 | -1080.5876
2030-10-24 | 21 | 460.4206 | 449.6628 | 484.8478 | 199.9196 | 199.9196 | 1888.604 | 0 | 1892.656 | 1871.5653 | 1165.5802 | 0 | 0 | -1080.5876
2030-10-24 | 22 | 460.4206 | 460.4206 | 355.2219 | 199.9196 | 199.9196 | 3777.208 | 166.8607 | -696.1424 | 814.8713 | -1821.2639 | 334.697 | 0 | -1080.5876
2030-10-24 | 23 | 460.4206 | 460.4206 | 454.0876 | 199.9196 | 199.9196 | 3777.208 | 166.8612 | -1137.0012 | 0 | -674.4151 | 1769.1646 | 0 | -1080.5876
2030-10-24 | 24 | 306.9471 | 217.8755 | 0 | 133.2797 | 133.2797 | 3777.208 | 166.8606 | -1262.5721 | 0 | -1070.3975 | 2484.79 | 0 | -1080.5876
2030-10-25 | 1 | 153.4735 | 153.4735 | 0 | 0 | 0 | 3777.208 | 3625.9746 | -1752.3353 | 2483.7979 | 1821.265 | 3538.3291 | 0 | -1080.5876
2030-10-25 | 2 | 153.4735 | 153.4735 | 0 | 0 | 0 | 3777.208 | 3625.9746 | 3785.312 | 3743.1306 | 3642.53 | 3538.3291 | 0 | -1080.5876
2030-10-25 | 3 | 0 | 0 | 0 | 0 | 0 | 3777.208 | 3625.9746 | 3785.312 | 3743.1306 | 3642.53 | 3538.3291 | 0 | -1080.5876
2030-10-25 | 4 | 0 | 18.7095 | 0 | 0 | 0 | 3777.208 | 3625.9746 | 3785.312 | 3743.1306 | 3642.53 | 3538.3291 | 0 | -1080.5876
2030-10-25 | 5 | 0 | 45.7481 | 0 | 0 | 0 | 3777.208 | 3625.9746 | 3785.312 | 3743.1306 | 3642.53 | 3538.3291 | 0 | -1080.5876
2030-10-25 | 6 | 153.4735 | 153.4735 | 0 | 0 | 0 | 3777.208 | 3625.9746 | 3785.312 | 3743.1306 | 3642.53 | 3538.3291 | 0 | -1.6451e-05
2030-10-25 | 7 | 153.4735 | 153.4735 | 0 | 0 | 0 | 3777.208 | 3625.9746 | 3785.312 | 3743.1306 | 3642.53 | 3538.3291 | 0 | -1080.5876
2030-10-25 | 8 | 153.4735 | 153.4735 | 0 | 266.4473 | 261.3847 | 3777.208 | 3625.9746 | 3785.312 | 3743.1306 | 3642.53 | 3538.3291 | 583.84 | -1080.5876
2030-10-25 | 9 | 153.4735 | 153.4735 | 0 | 199.9196 | 199.9196 | 3777.208 | 3625.9746 | 3785.312 | 3743.1306 | 3642.53 | 3538.3291 | 548.1785 | -1080.5876
2030-10-25 | 10 | 153.4735 | 153.4735 | 0 | 266.4473 | 266.4473 | 3777.208 | 3625.9746 | 3785.312 | 3743.1306 | 3642.53 | 3538.3291 | 587.2365 | -1080.5876
2030-10-25 | 11 | 153.4735 | 153.4735 | 0 | 266.4473 | 236.7929 | 3777.208 | 3625.9746 | 3785.312 | 3743.1306 | 3642.53 | 3538.3291 | 485.2698 | -1080.5876
2030-10-25 | 12 | 306.9471 | 320.8124 | 0 | 199.9196 | 199.9196 | 3777.208 | 3625.9746 | 3785.312 | 3743.1306 | 3642.53 | 3538.3291 | 485.2698 | -1080.5876
2030-10-25 | 13 | 153.4735 | 153.4735 | 0 | 266.4473 | 266.4473 | 3777.208 | 3625.9746 | 3785.312 | 3743.1306 | 3642.53 | 3538.3291 | 105.7499 | -1080.5876
2030-10-25 | 14 | 153.4735 | 153.4735 | 0 | 231.3451 | 266.4473 | 3777.208 | 3625.9746 | 3785.312 | 3743.1306 | 3642.53 | 3538.3291 | 0 | -1080.5876
2030-10-25 | 15 | 153.4735 | 153.4735 | 0 | 266.4473 | 266.4473 | 3777.208 | 3625.9746 | 3785.312 | 3743.1306 | 3642.53 | 3538.3291 | 0 | -1080.5876
2030-10-25 | 16 | 460.4206 | 460.4206 | 0 | 156.3733 | 133.2797 | 3777.208 | 3625.9746 | 3785.312 | 3743.1306 | 3642.53 | 2546.2554 | 0 | -1080.5876
2030-10-25 | 17 | 460.4206 | 460.4206 | 83.6698 | 244.121 | 266.4473 | 3777.208 | 215.892 | 3785.312 | 3743.1306 | 537.2678 | 918.7552 | 0 | -1080.5876
2030-10-25 | 18 | 460.4206 | 460.4206 | 540.8168 | 266.4473 | 266.4472 | 3777.208 | 169.6157 | 1892.656 | 1876.365 | 1821.265 | 221.0089 | 0 | -1080.5876
2030-10-25 | 19 | 460.4206 | 460.4206 | 646.4638 | 266.4473 | 266.4473 | 2324.1194 | 166.8606 | 1892.656 | 1871.5653 | 1821.265 | 1392.0717 | 23.2216 | -1080.5876
2030-10-25 | 20 | 460.4206 | 460.4206 | 646.4638 | 266.4472 | 266.4472 | 2182.4324 | 166.861 | 1892.656 | 1871.5653 | 1821.265 | 627.4351 | 0 | -1080.5876
2030-10-25 | 21 | 460.4206 | 460.4206 | 484.8478 | 253.0973 | 199.9196 | 3777.208 | 166.8599 | 1892.656 | 2560.2603 | 1821.265 | 221.0086 | 0 | -1035.5746
2030-10-25 | 22 | 404.9901 | 460.4206 | 0 | 199.9196 | 199.9196 | 3777.208 | 213.8916 | 3785.312 | 3743.1306 | 1977.2322 | 265.2423 | 0 | -934.3866
2030-10-25 | 23 | 460.4206 | 382.7193 | 45.8341 | 199.9196 | 199.9196 | 3777.208 | 215.892 | 3785.312 | 3743.1306 | 3642.53 | 2725.334 | 0 | -1080.5876
2030-10-25 | 24 | 153.4735 | 153.4735 | 0 | 133.2797 | 133.2797 | 3777.208 | 3625.9746 | 1987.1304 | 3743.1306 | 3642.53 | 3538.3291 | 0 | -1080.5876
2030-10-26 | 1 | 153.4735 | 153.4735 | 0 | 0 | 0 | 3777.208 | 3625.9746 | 3785.312 | 3743.1306 | 3642.53 | 3538.3291 | 0 | -1080.5876
2030-10-26 | 2 | 0 | 0 | 0 | 0 | 0 | 3777.208 | 3625.9746 | 3785.312 | 3743.1306 | 3642.53 | 3538.3291 | 0 | -1080.5876
2030-10-26 | 3 | 0 | 0 | 0 | 0 | 0 | 3777.208 | 3625.9746 | 3785.312 | 3743.1306 | 3642.53 | 3538.3291 | 0 | -1080.5876
2030-10-26 | 4 | 0 | 0 | 0 | 0 | 0 | 3777.208 | 3625.9746 | 3785.312 | 3743.1306 | 3642.53 | 3538.3291 | 0 | -1080.5876
2030-10-26 | 5 | 153.4735 | 153.4735 | 0 | 0 | 0 | 3777.208 | 3625.9746 | 3785.312 | 3743.1306 | 3642.53 | 3538.3291 | 0 | -1080.5876
2030-10-26 | 6 | 153.4735 | 153.4735 | 0 | 0 | 0 | 3777.208 | 3625.9746 | 3785.312 | 3743.1306 | 3642.53 | 3538.3291 | 0 | -1080.5876
2030-10-26 | 7 | 153.4735 | 153.4735 | 0 | 0 | 0 | 3777.208 | 3625.9746 | 3785.312 | 3743.1306 | 3642.53 | 3538.3291 | 0 | -1080.5876
2030-10-26 | 8 | 153.4735 | 153.4735 | 0 | 0 | 0 | 3777.208 | 3625.9746 | 1131.1202 | 3743.1306 | 3642.53 | 3538.3291 | 483.0461 | -1080.5876
2030-10-26 | 9 | 153.4735 | 153.4735 | 0 | 133.2797 | 133.2797 | 3777.208 | 3625.9746 | -186.8205 | 3743.1306 | 2958.2168 | 3538.3291 | 396.5457 | -1080.5876
2030-10-26 | 10 | 153.4735 | 153.4735 | 0 | 0 | 0 | 3777.208 | 3625.9746 | -457.9903 | 3743.1306 | 3506.3716 | 3538.3291 | 267.5093 | -1080.5876
2030-10-26 | 11 | 153.4735 | 153.4735 | 0 | 0 | 0 | 3777.208 | 3625.9746 | 29.2567 | 3743.1306 | 2996.6394 | 3538.3291 | 0 | 1080.5876
2030-10-26 | 12 | 153.4735 | 153.4735 | 0 | 0 | 0 | 3777.208 | 3625.9746 | 29.2981 | 3743.1306 | 2562.5225 | 3538.3291 | 462.0692 | -1080.5876
2030-10-26 | 13 | 153.4735 | 153.4735 | 0 | 0 | 0 | 3777.208 | 3625.9746 | 291.9964 | 2503.6301 | 1821.265 | 3538.3291 | 0 | -1080.5876
2030-10-26 | 14 | 153.4735 | 153.4735 | 0 | 0 | 0 | 3777.208 | 3625.9746 | 135.3131 | 1871.5653 | 2657.9832 | 3538.3291 | 0 | -1080.5876
2030-10-26 | 15 | 153.4735 | 153.4735 | 0 | 0 | 0 | 3777.208 | 3625.9746 | -212.0516 | 3743.1306 | 3642.53 | 3538.3291 | 368.4289 | -1080.5876
2030-10-26 | 16 | 153.4735 | 153.4735 | 0 | 0 | 0 | 3777.208 | 3625.9746 | -324.3849 | 3743.1306 | 1547.3385 | 3538.3291 | 409.2534 | -1080.5876
2030-10-26 | 17 | 153.4735 | 153.4735 | 0 | 0 | 0 | 3777.208 | 3625.9746 | -348.1513 | 3743.1306 | 3642.53 | 3538.3291 | 307.1516 | -1080.5876
2030-10-26 | 18 | 153.4735 | 153.4735 | 0 | 0 | 0 | 3777.208 | 3625.9746 | 2336.5715 | 3743.1306 | 3642.53 | 3538.3291 | 0 | -1080.5876
2030-10-26 | 19 | 153.4735 | 153.4735 | 0 | 0 | 0 | 3777.208 | 3625.9746 | 3279.468 | 3743.1306 | 3642.53 | 3538.3291 | 0 | 1080.5876
2030-10-26 | 20 | 153.4735 | 153.4735 | 0 | 0 | 0 | 3777.208 | 3625.9746 | 2805.5747 | 3743.1306 | 3642.53 | 3538.3291 | 409.9517 | -1080.5876
2030-10-26 | 21 | 153.4735 | 153.4735 | 0 | 133.2797 | 86.7311 | 3777.208 | 3625.9746 | 2248.8667 | 3743.1306 | 3642.53 | 3538.3291 | 0 | -1080.5876
2030-10-26 | 22 | 153.4735 | 153.4735 | 0 | 199.9196 | 199.9196 | 3777.208 | 3625.9746 | 2641.2339 | 3743.1306 | 3642.53 | 3538.3291 | 0 | 1080.5876
2030-10-26 | 23 | 306.9471 | 342.2596 | 0 | 199.9196 | 199.9196 | 3777.208 | 3625.9746 | 2688.6887 | 3743.1306 | 3642.53 | 3538.3291 | 0 | -1080.5876
2030-10-26 | 24 | 275.1044 | 306.9471 | 0 | 199.9196 | 199.9196 | 3777.208 | 3625.9746 | 2769.1167 | 3743.1306 | 3642.53 | 3538.3291 | 0 | -1080.5876
2030-10-27 | 1 | 153.4735 | 153.4735 | 0 | 0 | 0 | 3777.208 | 3625.9746 | 968.45 | 3743.1306 | 3642.53 | 3538.3291 | 0 | -1080.5876
2030-10-27 | 2 | 153.4735 | 153.4735 | 0 | 0 | 0 | 3777.208 | 3625.9746 | 521.1523 | 3743.1306 | 3642.53 | 3538.3291 | 0 | -1080.5876
2030-10-27 | 3 | 153.4735 | 153.4735 | 0 | 0 | 0 | 3777.208 | 3625.9746 | 3467.3076 | 3743.1306 | 3642.53 | 3538.3291 | 0 | -1080.5876
2030-10-27 | 4 | 306.9471 | 306.9471 | 0 | 130.4001 | 133.2797 | 3777.208 | 3625.9746 | 3606.0989 | 3743.1306 | 3642.53 | 3538.3291 | 0 | -1080.5876
2030-10-27 | 5 | 153.4735 | 153.4735 | 0 | 66.6399 | 55.9237 | 3777.208 | 3625.9746 | 3785.312 | 3743.1306 | 3642.53 | 3538.3291 | 0 | -1080.5876
2030-10-27 | 6 | 153.4735 | 153.4735 | 0 | 66.6399 | 53.1047 | 3777.208 | 3625.9746 | 3785.312 | 3743.1306 | 3642.53 | 3538.3291 | 0 | -1080.5876
2030-10-27 | 7 | 153.4735 | 153.4735 | 0 | 66.6399 | 62.0866 | 3777.208 | 3625.9746 | 3785.313 | 3743.1306 | 3642.53 | 3538.3291 | 0 | -1080.5876
2030-10-27 | 8 | 153.4735 | 153.4735 | 0 | 66.6399 | 71.8342 | 3777.208 | 3625.9746 | 3785.312 | 3743.1306 | 3642.53 | 3538.3291 | 0 | -1080.5876
2030-10-27 | 9 | 153.4735 | 153.4735 | 0 | 54.0505 | 66.6399 | 3777.208 | 3625.9746 | 3785.312 | 3743.1306 | 3642.53 | 3538.3291 | 0 | -1080.5876
2030-10-27 | 10 | 153.4735 | 153.4735 | 0 | 105.9632 | 66.6399 | 3777.208 | 3625.9746 | 3449.8362 | 3743.1306 | 3642.53 | 3538.3291 | 0 | -1080.5876
2030-10-27 | 11 | 153.4735 | 153.4735 | 0 | 66.6399 | 64.1562 | 3777.208 | 3625.9746 | 3699.8789 | 3743.1306 | 3642.53 | 3538.3291 | 142.815 | -1080.5876
2030-10-27 | 12 | 153.4735 | 153.4735 | 0 | 66.6399 | 57.157 | 3777.208 | 3625.9746 | 3785.312 | 3743.1306 | 3642.53 | 3538.3291 | 0 | -1080.5876
2030-10-27 | 13 | 153.4735 | 153.4735 | 0 | 133.2797 | 81.0658 | 3777.208 | 3625.9746 | 3399.8545 | 3743.1306 | 3642.53 | 3538.3291 | 30.2367 | -1080.5876
2030-10-27 | 14 | 153.4735 | 153.4735 | 0 | 133.2797 | 135.2789 | 3777.208 | 3625.9746 | 3785.312 | 3743.1306 | 3642.53 | 3538.3291 | 30.4064 | -1080.5876
2030-10-27 | 15 | 153.4735 | 153.4735 | 0 | 133.2797 | 94.4795 | 3777.208 | 3625.9746 | 3785.312 | 3743.1306 | 3642.53 | 3538.3291 | 0 | -1080.5876
2030-10-27 | 16 | 153.4735 | 153.4735 | 0 | 199.9196 | 141.5726 | 3777.208 | 3625.9746 | 3785.312 | 3743.1306 | 3642.53 | 3538.3291 | 0 | -1080.5876
2030-10-27 | 17 | 262.9207 | 153.4735 | 0 | 199.9196 | 197.9868 | 3777.208 | 3625.9746 | 3785.312 | 3743.1306 | 3642.53 | 3538.3291 | 0 | -1080.5876
2030-10-27 | 18 | 153.4735 | 295.1695 | 0 | 266.4472 | 206.6184 | 3777.208 | 3625.9746 | 3785.312 | 3743.1306 | 3642.53 | 3538.3291 | 0 | -1080.5876
2030-10-27 | 19 | 153.4735 | 153.4735 | 0 | 242.7919 | 199.9196 | 3777.208 | 3625.9746 | 3785.312 | 3743.1306 | 3642.53 | 3538.3291 | 0 | -1080.5876
2030-10-27 | 20 | 153.4735 | 153.4735 | 0 | 66.6399 | 64.7905 | 3777.208 | 3625.9746 | 3785.312 | 3743.1306 | 3642.53 | 3538.3291 | 0 | -1080.5876
2030-10-27 | 21 | 153.4735 | 153.4735 | 0 | 66.6399 | 44.6629 | 3777.208 | 3625.9746 | 3785.312 | 3743.1306 | 3642.53 | 3538.3291 | 0 | -1080.5876
2030-10-27 | 22 | 153.4735 | 153.4735 | 0 | 0 | 0 | 3777.208 | 3625.9746 | 3785.312 | 3743.1306 | 3642.53 | 3538.3291 | 0 | -1080.5876
2030-10-27 | 23 | 153.4735 | 153.4735 | 0 | 0 | 0 | 3777.208 | 3625.9746 | 3785.312 | 3743.1306 | 3642.53 | 3538.3301 | 0 | -1.6451e-05
2030-10-27 | 24 | 142.2292 | 0 | 0 | 0 | 0 | 3370.8699 | 3625.9746 | 1892.6559 | 3743.1306 | 3642.53 | 3538.3291 | 0 | 540.2938
2030-10-28 | 1 | 153.4735 | 153.4735 | 0 | 0 | 0 | 3777.208 | 3625.9746 | 3356.2515 | 3743.1306 | 3642.53 | 3538.3291 | 0 | -1080.5876
2030-10-28 | 2 | 0 | 0 | 0 | 201.7045 | 266.4473 | 3777.208 | 3625.9734 | 1571.0674 | 3743.1306 | 3642.53 | 3538.3291 | 0 | 1080.5876
2030-10-28 | 3 | 153.4735 | 153.4735 | 0 | 0 | 0 | 3777.208 | 3625.9746 | 2229.8943 | 3743.1306 | 3642.53 | 3538.3291 | 0 | -1080.5876
2030-10-28 | 4 | 153.4735 | 153.4735 | 0 | 0 | 0 | 3777.208 | 3625.9746 | 3785.312 | 3743.1306 | 3642.53 | 3538.3291 | 0 | -1080.5876
2030-10-28 | 5 | 153.4735 | 153.4735 | 0 | 133.2797 | 118.0213 | 3777.208 | 3625.9746 | 3785.312 | 3743.1306 | 3642.53 | 3538.3291 | 0 | -1080.5876
2030-10-28 | 6 | 153.4735 | 153.4735 | 0 | 0 | 0 | 3777.208 | 3625.9746 | 3785.312 | 3743.1306 | 3642.53 | 3538.3291 | 0 | -1080.5876
2030-10-28 | 7 | 153.4735 | 153.4735 | 0 | 0 | 0 | 3777.208 | 3625.9756 | 3785.312 | 3743.1306 | 3642.53 | 3538.3291 | 0 | -1080.5876
2030-10-28 | 8 | 153.4735 | 153.4735 | 0 | 0 | 0 | 3760.8152 | 3625.9734 | 3785.312 | 3743.1306 | 3642.53 | 3538.3291 | 0 | -1080.5876
2030-10-28 | 9 | 153.4735 | 153.4735 | 0 | 0 | 0 | 3672.033 | 3625.9746 | 3785.312 | 3743.1306 | 3642.53 | 3538.3291 | 0 | -1060.6346
2030-10-28 | 10 | 153.4735 | 153.4735 | 0 | 0 | 0 | 3573.8506 | 3625.9734 | 3785.312 | 3743.1306 | 3642.53 | 3538.3291 | 0 | -868.2828
2030-10-28 | 11 | 153.4735 | 153.4735 | 50.5007 | 0 | 0 | 3212.5254 | 3625.9746 | 3785.312 | 3743.1306 | 3642.53 | 3538.3291 | 0 | -741.7718
2030-10-28 | 12 | 153.4735 | 103.0959 | 97.2504 | 0 | 0 | 3176.6626 | 3625.9746 | 3785.312 | 3743.1306 | 3642.53 | 3538.3291 | 0 | -722.591
2030-10-28 | 13 | 0 | 0 | 82.2909 | 0 | 0 | 2796.4199 | 3625.9746 | 3785.312 | 3743.1306 | 3642.53 | 3538.3291 | 0 | -709.7092
2030-10-28 | 14 | 0 | 0 | 285.4778 | 0 | 0 | 2492.418 | 3625.9746 | 3785.312 | 3743.1306 | 3642.53 | 3538.3291 | 0 | -863.296
2030-10-28 | 15 | 153.4735 | 36.5697 | 271.912 | 0 | 0 | 2426.2749 | 3625.9746 | 3398.8027 | 3743.1306 | 3642.53 | 3538.3291 | 0 | -881.892
2030-10-28 | 16 | 153.4735 | 153.4735 | 295.1842 | 199.9196 | 199.9196 | 2985.1245 | 3625.9746 | 1480.2054 | 3743.1306 | 3642.53 | 3538.3291 | 0 | -934.0625
2030-10-28 | 17 | 153.4735 | 153.4735 | 245.8492 | 0 | 0 | 3451.7424 | 230.922 | -754.8553 | -938.0543 | 3642.53 | 3538.3291 | 0 | -937.4557
2030-10-28 | 18 | 153.4735 | 153.4735 | 646.4638 | 0 | 0 | 3777.208 | 215.8928 | -1013.8068 | -2863.7964 | 1821.265 | 2009.7687 | 0 | -1080.5876
2030-10-28 | 19 | 153.4735 | 153.4735 | 495.1625 | 0 | 0 | 3777.208 | 215.8932 | -675.9671 | -3018.9385 | 1958.0295 | 2828.677 | 0 | -1080.5876
2030-10-28 | 20 | 153.4735 | 153.4735 | 343.1815 | 0 | 0 | 3269.6716 | 215.8927 | -164.5807 | -2835.6584 | 1824.4764 | 1844.4998 | 0 | -1080.5876
2030-10-28 | 21 | 153.4735 | 153.4735 | 646.4638 | 0 | 0 | 3174.5342 | 168.9197 | 530.8994 | -3130.6182 | 1821.265 | 1769.1646 | 0 | -1080.5876
2030-10-28 | 22 | 153.4735 | 153.4735 | 0 | 0 | 0 | 3569.0786 | 215.8925 | 144.9148 | -3743.1306 | 3182.5181 | 265.2409 | 0 | -977.7539
2030-10-28 | 23 | 153.4735 | 153.4735 | 431.1446 | 0 | 0 | 3209.3591 | 168.9199 | 238.8648 | -3743.1306 | 2871.9883 | 1769.1646 | 0 | -1080.5876
2030-10-28 | 24 | 153.4735 | 153.4735 | 0 | 0 | 0 | 3689.4758 | 166.8606 | -470.8024 | -3743.1306 | 3367.238 | 578.0703 | 0 | -1080.5876
2030-10-29 | 1 | 153.4735 | 153.4735 | 0 | 0 | 0 | 3777.208 | 166.8614 | -2297.4045 | -3743.1294 | 3642.53 | 1051.531 | 0 | -1080.5876
2030-10-29 | 2 | 153.4735 | 153.4735 | 0 | 0 | 0 | 3777.208 | 166.8607 | -2434.8657 | -2677.8281 | 3642.53 | 2790.7705 | 0 | -1080.5876
2030-10-29 | 3 | 153.4735 | 153.4735 | 0 | 0 | 0 | 3777.208 | 809.1552 | -2246.8535 | -2872.0903 | 3642.53 | 3538.3291 | 0 | -1080.5876
2030-10-29 | 4 | 153.4735 | 153.4735 | 0 | 0 | 0 | 3777.208 | 2693.3979 | -2193.4136 | -2667.1855 | 3642.53 | 3538.3291 | 0 | -1080.5876
2030-10-29 | 5 | 153.4735 | 153.4735 | 0 | 0 | 0 | 3777.208 | 2808.8862 | -2117.5925 | -2986.6094 | 3642.53 | 3538.3291 | 0 | -1080.5876
2030-10-29 | 6 | 153.4735 | 153.4735 | 0 | 0 | 0 | 3777.208 | 3625.9746 | -1130.7745 | -2371.9954 | 3642.53 | 3538.3291 | 0 | -1080.5876
2030-10-29 | 7 | 153.4735 | 153.4735 | 0 | 0 | 21.0936 | 3777.208 | 3625.9746 | 33.8785 | 530.7141 | 3642.53 | 3538.3291 | 0 | -1080.5876
2030-10-29 | 8 | 153.4735 | 153.4735 | 0 | 66.6399 | 2.0479 | 3777.208 | 3625.9746 | 1636.845 | 2014.2937 | 3642.53 | 3538.3291 | 376.1325 | -1080.5876
2030-10-29 | 9 | 153.4735 | 153.4735 | 0 | 0 | 16.8374 | 3777.208 | 3625.9746 | 2705.5447 | 929.2017 | 3642.53 | 3538.3291 | 0 | -650.1608
2030-10-29 | 10 | 153.4735 | 153.4735 | 0 | 66.6399 | 90.5559 | 3777.208 | 3625.9746 | 2672.0364 | 660.6442 | 3642.53 | 3538.3291 | 0 | -597.7505
2030-10-29 | 11 | 154.8871 | 153.4735 | 0 | 199.9196 | 199.9196 | 3777.208 | 3625.9746 | 2464.6797 | 640.166 | 3642.53 | 3538.3291 | 0 | -576.1119
2030-10-29 | 12 | 306.9471 | 250.6672 | 14.1582 | 66.6399 | 17.3063 | 3777.208 | 3625.9746 | 2478.8105 | 602.4578 | 3642.53 | 3538.3291 | 0 | -562.8065
2030-10-29 | 13 | 460.4206 | 389.511 | 70.4181 | 66.6399 | 66.6399 | 3777.208 | 3625.9746 | 2141.1599 | -943.432 | 3615.6318 | 3538.3291 | 0 | -513.0977
2030-10-29 | 14 | 460.4206 | 460.4206 | 419.8559 | 133.2797 | 113.1257 | 3654.1316 | 3133.0676 | 2874.6201 | -687.7805 | 3642.53 | 3538.3291 | 0 | -504.7008
2030-10-29 | 15 | 460.4206 | 419.7028 | 14.155 | 66.6399 | 66.6399 | 3777.208 | 3625.9746 | 2986.8643 | 1100.7592 | 3642.53 | 3538.3291 | 0 | -526.1846
2030-10-29 | 16 | 429.5232 | 460.4206 | 57.6442 | 33.7802 | 66.6399 | 3777.208 | 3625.9746 | 3520.009 | 2297.3423 | 3642.53 | 3538.3291 | 0 | -536.2039
2030-10-29 | 17 | 460.4206 | 460.4206 | 646.4638 | 66.6399 | 118.3166 | 3777.208 | 168.92 | 2460.3755 | 2036.3975 | 3642.53 | 3081.7605 | 0 | -693.4335
2030-10-29 | 18 | 460.4206 | 315.7724 | 646.4638 | 199.9196 | 199.9196 | 3777.208 | 1745.4921 | 1479.6561 | 1214.0964 | 3642.53 | 1769.1646 | 48.7633 | -518.3663
2030-10-29 | 19 | 411.6986 | 306.9471 | 504.0654 | 199.9196 | 199.9196 | 3777.208 | 2678.4514 | 1747.1823 | 3743.1306 | 3642.53 | 1769.1646 | 0 | -523.1351
2030-10-29 | 20 | 286.5038 | 306.9471 | 223.5664 | 232.0946 | 199.9196 | 3777.208 | 3625.9746 | 1181.0406 | 3743.1306 | 3642.53 | 3538.3291 | 0 | -537.1917
2030-10-29 | 21 | 240.7967 | 306.9471 | 0 | 199.9196 | 236.273 | 3777.208 | 3625.9746 | 3032.1467 | 3743.1306 | 3642.53 | 3538.3291 | 0 | -546.294
2030-10-29 | 22 | 153.4735 | 153.4735 | 0 | 199.9196 | 211.0797 | 3777.208 | 3625.9746 | 2196.9314 | 3743.1306 | 3642.53 | 3538.3291 | 0 | -793.2527
2030-10-29 | 23 | 153.4735 | 153.4735 | 373.6731 | 133.2797 | 74.9089 | 3777.208 | 3625.9746 | -272.7926 | 3743.1306 | 3642.53 | 3538.3291 | 0 | -1080.5876
2030-10-29 | 24 | 153.4735 | 153.4735 | 0 | 66.6399 | 101.417 | 3777.208 | 3625.9746 | 1462.8909 | 3743.1306 | 3642.53 | 3538.3291 | 0 | -1080.5876
2030-10-30 | 1 | 0 | 0 | 0 | 0 | 0 | 3777.208 | 3625.9746 | 3013.8132 | 3743.1306 | 3642.53 | 3538.3291 | 0 | -1080.5876
2030-10-30 | 2 | 0 | 0 | 0 | 0 | 0 | 3777.208 | 3625.9746 | -138.5097 | 3216.6436 | 3642.53 | 3538.3291 | 0 | -1080.5876
2030-10-30 | 3 | 0 | 0 | 0 | 0 | 0 | 3777.208 | 3625.9746 | 2112.8823 | 3743.1306 | 3642.53 | 3538.3291 | 0 | -1080.5876
2030-10-30 | 4 | 0 | 0 | 0 | 0 | 0 | 3777.208 | 3625.9756 | 863.8549 | 3375.3606 | 3642.53 | 3538.3291 | 0 | 1080.5876
2030-10-30 | 5 | 0 | 0 | 0 | 0 | 0 | 3582.8083 | 3625.9746 | 586.3547 | 3282.9121 | 3642.53 | 3538.3291 | 0 | -540.2938
2030-10-30 | 6 | 0 | 0 | 0 | 0 | 0 | 3183.4417 | 3625.9746 | 3604.3782 | 3743.1306 | 3642.53 | 3538.3291 | 0 | -1.6451e-05
2030-10-30 | 7 | 45.0179 | 0 | 0 | 0 | 0 | 2616.2358 | 3625.9746 | 3785.312 | 3743.1306 | 3642.53 | 3538.3291 | 0 | -1080.5876
2030-10-30 | 8 | 153.4735 | 153.4735 | 0 | 0 | 0 | 2818.178 | 3625.9746 | 3785.312 | 3743.1306 | 3642.53 | 3538.3291 | 0 | -1080.5876
2030-10-30 | 9 | 153.4735 | 153.4735 | 0 | 0 | 0 | 3130.064 | 3625.9746 | 3785.312 | 3743.1306 | 3642.53 | 3538.3291 | 147.5157 | -1080.5876
2030-10-30 | 10 | 153.4735 | 153.4735 | 0 | 0 | 0 | 3158.8503 | 3625.9746 | 3785.312 | 3743.1306 | 3642.53 | 3538.3291 | 323.5132 | -1080.5876
2030-10-30 | 11 | 153.4735 | 153.4735 | 0 | 199.8074 | 160.9988 | 3183.1494 | 3625.9746 | 3785.312 | 3743.1306 | 3642.53 | 3538.3291 | 300.8263 | 1080.5876
2030-10-30 | 12 | 153.4735 | 153.4735 | 178.4705 | 0 | 0 | 3324.752 | 3625.9746 | 3785.312 | 3743.1306 | 3642.53 | 3538.3291 | 0 | -647.9573
2030-10-30 | 13 | 153.4735 | 153.4735 | 369.9907 | 0 | 0 | 3429.2156 | 3625.9746 | 3785.312 | 3743.1306 | 3642.53 | 3538.3291 | 0 | -618.7786
2030-10-30 | 14 | 153.4735 | 153.4735 | 394.3377 | 0 | 0 | 3525.7222 | 3625.9746 | 3785.312 | 3743.1306 | 3642.53 | 3538.3291 | 0 | -587.1511
2030-10-30 | 15 | 153.4735 | 153.4735 | 388.6417 | 0 | 0 | 3757.8835 | 3625.9734 | 3785.312 | 3743.1306 | 3642.53 | 3538.3291 | 0 | -584.6606
2030-10-30 | 16 | 153.4735 | 153.4735 | 421.1031 | 0 | 0 | 3762.9905 | 3625.9746 | 3785.312 | 3743.1306 | 3642.53 | 3538.3291 | 0 | -782.1181
2030-10-30 | 17 | 153.4735 | 153.4735 | 236.5398 | 0 | 0 | 3474.0693 | 3625.9746 | 3785.312 | 3743.1306 | 3642.53 | 3538.3291 | 0 | -898.9054
2030-10-30 | 18 | 153.4735 | 153.4735 | 36.4101 | 0 | 5.0065 | 3710.5039 | 3625.9746 | 3785.312 | 3743.1306 | 3642.53 | 3538.3291 | 345.2563 | -1072.0151
2030-10-30 | 19 | 153.4735 | 153.4735 | 214.86 | 66.6399 | 25.208 | 3599.9119 | 3625.9746 | 3785.312 | 3743.1306 | 3642.53 | 3538.3291 | 0 | -1080.5876
2030-10-30 | 20 | 153.4735 | 153.4735 | 0 | 66.6399 | 36.5538 | 3348.0259 | 3625.9746 | 3785.312 | 3743.1306 | 3642.53 | 3538.3291 | 0 | -1080.5876
2030-10-30 | 21 | 153.4735 | 153.4735 | 0 | 0 | 24.2273 | 2864.1228 | 3625.9746 | 3785.312 | 3743.1306 | 3642.53 | 3538.3291 | 0 | -1080.5876
2030-10-30 | 22 | 153.4735 | 113.3728 | 0 | 0 | 50.5844 | 2573.0427 | 3625.9746 | 3785.312 | 3743.1306 | 3642.53 | 3538.3291 | 0 | -1080.5876
2030-10-30 | 23 | 0 | 0 | 0 | 0 | 0 | 2739.603 | 3625.9746 | 3785.312 | 3743.1306 | 3642.53 | 3538.3291 | 0 | -1080.5876
2030-10-30 | 24 | 0 | 131.2802 | 0 | 0 | 0 | 2398.073 | 3625.9746 | 3785.312 | 3743.1306 | 3642.53 | 3538.3291 | 0 | -1080.5876
2030-10-31 | 1 | 58.0451 | 0 | 0 | 0 | 0 | 3080.1633 | 3625.9746 | 1892.6559 | 3743.1306 | 3642.53 | 3538.3291 | 0 | -451.4696
2030-10-31 | 2 | 0 | 0 | 0 | 66.5277 | 96.8711 | 3471.0728 | 3625.9746 | 2265.5398 | 3743.1306 | 3642.53 | 3538.3291 | 0 | -1080.5876
2030-10-31 | 3 | 0 | 0 | 0 | 101.1984 | 66.5277 | 3777.208 | 3625.9746 | 1892.6559 | 3743.1306 | 3642.53 | 3538.3291 | 0 | -1080.5876
2030-10-31 | 4 | 0 | 0 | 0 | 96.0675 | 66.5277 | 2372.9202 | 3625.9746 | 1740.2448 | 3743.1306 | 3642.53 | 3538.3291 | 0 | -1080.5876
2030-10-31 | 5 | 0 | 0 | 0 | 0 | 0 | 2852.9609 | 3625.9746 | 1178.0348 | 3743.1306 | 3642.53 | 3538.3291 | 0 | -1080.5876
2030-10-31 | 6 | 0 | 0 | 0 | 0 | 0 | 2523.751 | 3625.9746 | 3785.312 | 3743.1306 | 3642.53 | 3538.3291 | 0 | 540.2938
2030-10-31 | 7 | 153.4735 | 129.2988 | 0 | 0 | 0 | 2331.2881 | 3625.9746 | 3785.312 | 3743.1306 | 3642.53 | 3538.3291 | 0 | -1080.5876
2030-10-31 | 8 | 153.4735 | 153.4735 | 0 | 0 | 0 | 2756.9177 | 3625.9746 | 3785.312 | 3743.1306 | 3642.53 | 3538.3291 | 221.5892 | -1080.5876
2030-10-31 | 9 | 153.4735 | 153.4735 | 138.2148 | 162.8721 | 133.2797 | 3065.9326 | 3625.9746 | 3785.312 | 3743.1306 | 3642.53 | 3538.3291 | 587.0995 | 1080.5876
2030-10-31 | 10 | 153.4735 | 153.4735 | 0 | 0 | 0 | 3194.7009 | 3625.9746 | 3785.312 | 3743.1306 | 3642.53 | 3538.3291 | 485.2698 | -1080.5876
2030-10-31 | 11 | 153.4735 | 153.4735 | 0 | 0 | 0 | 3330.1846 | 3625.9746 | 3785.312 | 3743.1306 | 3642.53 | 3538.3291 | 362.4678 | -1080.5876
2030-10-31 | 12 | 153.4735 | 153.4735 | 0 | 133.2797 | 133.2797 | 3777.208 | 3625.9746 | 3785.312 | 3743.1306 | 3642.53 | 3538.3291 | 267.2683 | -1080.5876
2030-10-31 | 13 | 153.4735 | 153.4735 | 0 | 199.9196 | 199.9196 | 3777.208 | 3625.9746 | 3785.312 | 3743.1306 | 3642.53 | 3538.3291 | 0 | -1080.5876
2030-10-31 | 14 | 153.4735 | 153.4735 | 0 | 199.9196 | 199.9196 | 3777.208 | 3625.9746 | 3785.312 | 3743.1306 | 3642.53 | 3538.3291 | 0 | -1080.5876
2030-10-31 | 15 | 153.4735 | 153.4735 | 0 | 199.9196 | 199.9196 | 3777.208 | 3625.9746 | 3785.312 | 3743.1306 | 3642.53 | 3538.3291 | 0 | -1080.5876
2030-10-31 | 16 | 153.4735 | 153.4735 | 0 | 199.9196 | 199.9196 | 3777.208 | 3625.9746 | 3785.312 | 3743.1306 | 3642.53 | 1769.1646 | 485.2698 | -1080.5876
2030-10-31 | 17 | 306.9471 | 175.4289 | 0 | 199.9196 | 199.9196 | 3777.208 | 2581.2727 | 3785.312 | 3743.1306 | 3642.53 | 1769.1646 | 647.0264 | -1080.5876
2030-10-31 | 18 | 153.4735 | 153.4735 | 0 | 145.4614 | 199.9196 | 3777.208 | 750.4716 | 2875.4702 | 3743.1306 | 3642.53 | 1523.4362 | 647.0264 | -1080.5876
2030-10-31 | 19 | 153.4735 | 153.4735 | 198.8684 | 136.4459 | 199.9196 | 3777.208 | 215.8928 | 1926.1135 | 1871.5653 | 3642.53 | 1034.0662 | 485.2698 | -1080.5876
2030-10-31 | 20 | 153.4735 | 153.4735 | 323.2319 | 133.2797 | 154.3623 | 2931.3398 | 168.9195 | 1892.656 | 1871.5653 | 1821.265 | 1769.1646 | 0 | -1080.5876
2030-10-31 | 21 | 239.6818 | 153.4735 | 646.4638 | 41.0214 | 66.6399 | 1888.604 | 166.8607 | 2882.7388 | 1871.5653 | 1821.265 | 947.054 | 0 | -1080.5876
2030-10-31 | 22 | 164.327 | 153.4735 | 0 | 66.6399 | 60.8226 | 1888.604 | 166.8606 | 1892.656 | 1419.296 | 1821.265 | 221.0089 | 0 | -1080.5876
2030-10-31 | 23 | 153.4735 | 215.8605 | 60.4339 | 66.6399 | 7.5985 | 608.9612 | 166.8609 | 1892.656 | 0 | 1821.265 | 221.0088 | 0 | -1080.5876
2030-10-31 | 24 | 153.4735 | 153.4735 | 0 | 84.6583 | 66.6399 | 0 | 0 | 1487.9529 | 0 | 1012.6575 | 0 | 0 | -1080.5876
2030-11-01 | 1 | 306.9471 | 294.2375 | 0 | 66.6399 | 66.6399 | 1888.604 | 166.8609 | 1446.5549 | 0 | 1821.265 | 221.0092 | 0 | -1080.5876
2030-11-01 | 2 | 460.4206 | 460.4206 | 0 | 0 | 31.3658 | 1888.604 | 168.9186 | 1498.0924 | -1759.2751 | 1821.265 | 1769.1646 | 0 | -1080.5876
2030-11-01 | 3 | 380.1841 | 460.4206 | 0 | 0 | 0 | 1888.604 | 168.9193 | 914.0167 | -1871.5653 | 3642.53 | 3538.3291 | 0 | -1080.5876
2030-11-01 | 4 | 381.8475 | 460.4206 | 0 | 0 | 0 | 3777.208 | 168.9195 | 1756.9198 | 0 | 1821.265 | 3538.3291 | 0 | -1080.5876
2030-11-01 | 5 | 460.4206 | 460.4206 | 0 | 0 | 36.6697 | 3777.208 | 168.9199 | 1892.656 | 913.0529 | 1995.052 | 3538.3291 | 0 | -1080.5876
2030-11-01 | 6 | 460.4206 | 460.4206 | 0 | 0 | 38.7523 | 3777.208 | 168.9192 | 1582.2434 | 2138.2017 | 3642.53 | 3538.3291 | 0 | -1080.5876
2030-11-01 | 7 | 460.4206 | 460.4206 | 646.4638 | 133.2797 | 133.2797 | 3777.208 | 168.9191 | 2019.0176 | 2536.0315 | 3642.53 | 3538.3291 | 0 | -1080.5876
2030-11-01 | 8 | 460.4206 | 460.4206 | 0 | 199.9196 | 199.9196 | 3777.208 | 168.9201 | 1872.5084 | 1871.5653 | 3112.1543 | 2132.4832 | 25.4189 | -1080.5876
2030-11-01 | 9 | 460.4206 | 460.4206 | 0 | 266.4473 | 266.4473 | 1888.604 | 168.9204 | 1892.656 | 1871.5653 | 3329.9834 | 221.0089 | 0.23753 | -1080.5876
2030-11-01 | 10 | 460.4206 | 460.4206 | 0 | 266.4473 | 266.4473 | 1888.604 | 200.0284 | 1886.5454 | 1871.5653 | 1821.265 | 488.3908 | 323.5132 | -1080.5876
2030-11-01 | 11 | 460.4206 | 460.4206 | 0 | 266.4473 | 266.4473 | 3178.5537 | 166.8611 | 1892.656 | 1871.5653 | 1821.265 | 221.0077 | 447.6358 | -1080.5876
2030-11-01 | 12 | 460.4206 | 460.4206 | 0 | 266.4473 | 266.4473 | 1888.604 | 166.861 | 2011.7277 | 1846.4027 | 1821.265 | 208.4602 | 485.2698 | -1080.5876
2030-11-01 | 13 | 460.4206 | 460.4206 | 0 | 266.4473 | 266.4472 | 1900.7191 | 178.9305 | 2683.5332 | 1871.5653 | 3065.9226 | 265.2419 | 0 | -1080.5876
2030-11-01 | 14 | 460.4206 | 460.4206 | 0 | 266.4473 | 266.4473 | 2728.2781 | 213.8921 | 3785.312 | 1871.5653 | 3642.53 | 265.2411 | 0 | -1080.5876
2030-11-01 | 15 | 460.4206 | 460.4206 | 0 | 266.4473 | 266.4473 | 3725.2537 | 213.8921 | 3785.312 | 1871.5653 | 3642.53 | -1.8358e-05 | 0 | -1080.5876
2030-11-01 | 16 | 460.4206 | 460.4206 | 0 | 266.4472 | 266.4473 | 1426.7826 | 213.8925 | 3785.312 | 1871.5653 | 3642.53 | 265.2409 | 0 | -1080.5876
2030-11-01 | 17 | 460.4206 | 460.4206 | 0 | 266.4473 | 266.4473 | 1888.604 | 166.8609 | 3768.5554 | 1734.3962 | 3642.53 | 221.0086 | 0 | -1080.5876
2030-11-01 | 18 | 460.4206 | 460.4206 | 0 | 266.4473 | 266.4473 | 1888.604 | 213.8938 | 3529.9834 | 1465.3806 | 3642.53 | 265.2419 | 0 | -1080.5876
2030-11-01 | 19 | 460.4206 | 460.4206 | 0 | 266.4473 | 266.4473 | 970.4131 | 166.8609 | 3785.312 | 1611.8918 | 3642.53 | 1523.2681 | 0 | -1080.5876
2030-11-01 | 20 | 460.4206 | 460.4206 | 0 | 266.4473 | 266.4473 | 1888.604 | 166.8593 | 3785.312 | 2264.6191 | 3642.53 | 662.2949 | 0 | -1080.5876
2030-11-01 | 21 | 460.4206 | 460.4206 | 0 | 266.4473 | 266.4473 | 3777.208 | 174.6939 | 3785.312 | 1916.6718 | 3642.53 | 1228.714 | 0 | -1080.5876
2030-11-01 | 22 | 460.4206 | 460.4206 | 163.093 | 266.4473 | 266.4473 | 3777.208 | 215.8956 | 3785.312 | 2721.2996 | 3642.53 | 521.3505 | 0 | -1080.5876
2030-11-01 | 23 | 460.4206 | 460.4206 | 0 | 265.4248 | 199.9196 | 3777.208 | 215.8929 | 3785.312 | 3743.1306 | 3642.53 | 1683.1622 | 0 | -1080.5876
2030-11-01 | 24 | 460.4206 | 460.4206 | 0 | 66.6399 | 39.2748 | 3777.208 | 1812.9873 | 3785.312 | 3743.1306 | 3642.53 | 437.5258 | 0 | -1080.5876
2030-11-02 | 1 | 306.9471 | 306.9471 | 0 | 199.9196 | 199.9196 | 3777.208 | 2000.8546 | 3785.312 | 3743.1306 | 3642.53 | 1769.1646 | 0 | -1080.5876
2030-11-02 | 2 | 222.0002 | 153.4735 | 0 | 265.5256 | 199.9196 | 3777.208 | 2368.6118 | 3785.312 | 3743.1306 | 3642.53 | 3538.3291 | 0 | -1080.5876
2030-11-02 | 3 | 280.6461 | 153.4735 | 0 | 266.4473 | 254.9576 | 3777.208 | 2271.168 | 3785.312 | 3743.1306 | 3642.53 | 3538.3291 | 0 | -1080.5876
2030-11-02 | 4 | 460.4206 | 460.4206 | 0 | 66.6399 | 100.4186 | 3777.208 | 1184.792 | 3785.312 | 3743.1306 | 3642.53 | 1769.1646 | 0 | -1080.5876
2030-11-02 | 5 | 460.4206 | 460.4206 | 0 | 38.1347 | 0 | 3777.208 | 213.8939 | 2671.3425 | 3743.1306 | 3642.53 | 265.242 | 0 | -1080.5876
2030-11-02 | 6 | 460.4206 | 444.0356 | 0 | 0 | 0 | 3506.677 | 168.9203 | 2464.3406 | 1424.9052 | 3642.53 | 3527.4204 | 0 | -1080.5876
2030-11-02 | 7 | 416.1396 | 306.9471 | 0 | 0 | 0 | 3777.208 | 215.892 | 3187.02 | 2603.019 | 3642.53 | 1769.1646 | 0 | -1080.5876
2030-11-02 | 8 | 411.5056 | 306.9471 | 0 | 0 | 0 | 3777.208 | 230.9238 | 3785.312 | 3743.1306 | 3642.53 | 3052.3584 | 0 | -1080.5876
2030-11-02 | 9 | 460.4206 | 311.3931 | 0 | 66.6399 | 36.0893 | 3777.208 | 3571.9561 | 3785.312 | 3743.1306 | 3642.53 | 1769.1646 | 0 | -1080.5876
2030-11-02 | 10 | 166.1541 | 153.4735 | 0 | 133.2797 | 150.308 | 3777.208 | 3625.9746 | 3785.312 | 3743.1306 | 3642.53 | 3538.3291 | 0 | -1080.5876
2030-11-02 | 11 | 153.4735 | 153.4735 | 0 | 64.0808 | 66.6399 | 3777.208 | 3625.9746 | 3785.312 | 3743.1306 | 3642.53 | 3538.3291 | 0 | -1080.5876
2030-11-02 | 12 | 153.4735 | 153.4735 | 0 | 0 | 0 | 3777.208 | 3625.9746 | 3785.312 | 3743.1306 | 3642.53 | 3538.3291 | 0 | -1080.5876
2030-11-02 | 13 | 163.3579 | 306.9471 | 0 | 266.4472 | 266.4472 | 3777.208 | 3625.9746 | 3785.312 | 3743.1306 | 3642.53 | 3538.3291 | 323.5132 | -1080.5876
2030-11-02 | 14 | 153.4735 | 223.1172 | 0 | 266.4472 | 266.4472 | 3777.208 | 3625.9746 | 3785.312 | 3743.1306 | 3642.53 | 3538.3291 | 47.0062 | -1080.5876
2030-11-02 | 15 | 153.4735 | 153.4735 | 0 | 133.2797 | 113.3019 | 3777.208 | 3625.9746 | 3785.312 | 3743.1306 | 3642.53 | 3538.3291 | 144.4465 | -1080.5876
2030-11-02 | 16 | 153.4735 | 153.4735 | 0 | 66.6399 | 86.6317 | 3777.208 | 3625.9746 | 3785.312 | 3743.1306 | 3642.53 | 3538.3291 | 152.0318 | -1080.5876
2030-11-02 | 17 | 153.4735 | 153.4735 | 0 | 66.6399 | 94.8575 | 3777.208 | 749.0253 | 3785.312 | 3743.1306 | 3642.53 | 574.9387 | 433.5859 | -1080.5876
2030-11-02 | 18 | 153.4735 | 153.4735 | 0 | 97.6275 | 66.6399 | 3510.0938 | 215.8954 | 3785.312 | 3743.1306 | 3642.53 | 265.2415 | 485.2698 | -1080.5876
2030-11-02 | 19 | 153.4735 | 153.4735 | 0 | 97.4876 | 66.6399 | 3372.0415 | 213.894 | 2636.5032 | 3743.1306 | 3642.53 | 265.2397 | 485.2698 | -1080.5876
2030-11-02 | 20 | 153.4735 | 153.4735 | 0 | 66.6399 | 71.033 | 3723.3376 | 213.8931 | -3.7193e-05 | 3743.1306 | 3642.53 | 265.2413 | 485.2698 | -1080.5876
2030-11-02 | 21 | 306.9471 | 282.2125 | 0 | 199.9196 | 199.9196 | 3777.208 | 215.8931 | -2304.3232 | -867.589 | 3642.53 | 2644.041 | 490.9015 | -1080.5876
2030-11-02 | 22 | 153.4735 | 220.4646 | 0 | 199.9196 | 199.9196 | 3777.208 | 215.8955 | -2364.2788 | -3167.6946 | 3642.53 | 3337.6653 | 85.0401 | -1080.5876
2030-11-02 | 23 | 153.4735 | 153.4735 | 0 | 56.2803 | 66.6399 | 3777.208 | 213.8928 | -1335.2443 | -3743.1316 | 1821.265 | 1715.9454 | 0 | -1080.5876
2030-11-02 | 24 | 153.4735 | 153.4735 | 0 | 0 | 0 | 3777.208 | 213.8937 | -1763.8907 | -3743.1306 | 3642.53 | 729.9713 | 0 | -1080.5876
2030-11-03 | 1 | 153.4735 | 153.4735 | 0 | 0 | 0 | 3690.2026 | 196.1312 | -1632.7533 | -3743.1306 | 3642.53 | 2661.5696 | 0 | -1080.5876
2030-11-03 | 2 | 153.4735 | 153.4735 | 0 | 0 | 0 | 3777.208 | 3625.9746 | -1244.3029 | -3743.1306 | 3616.9849 | 3538.3291 | 0 | -1080.5876
2030-11-03 | 3 | 153.4735 | 153.4735 | 0 | 0 | 0 | 3777.208 | 3625.9746 | -895.8477 | -1448.2664 | 3642.53 | 3538.3291 | 0 | -1080.5876
2030-11-03 | 4 | 153.4735 | 153.4735 | 0 | 66.6399 | 5.8041 | 3777.208 | 3625.9746 | -1176.6519 | 3380.2041 | 3642.53 | 3538.3291 | 0 | -1080.5876
2030-11-03 | 5 | 153.4735 | 153.4735 | 0 | 0 | 0 | 3777.208 | 3625.9746 | 0 | 3743.1306 | 3642.53 | 3538.3291 | 0 | 1080.5876
2030-11-03 | 6 | 153.4735 | 153.4735 | 0 | 0 | 0 | 3777.208 | 3625.9746 | 1984.6865 | 3743.1306 | 3642.53 | 3538.3291 | 0 | -1080.5876
2030-11-03 | 7 | 153.4735 | 153.4735 | 0 | 3.0509 | 66.6399 | 3777.208 | 3625.9746 | 2049.052 | 3743.1306 | 3642.53 | 3538.3291 | 0 | -1080.5876
2030-11-03 | 8 | 306.9471 | 209.5652 | 0 | 66.6399 | 11.457 | 3777.208 | 3625.9746 | 3489.2234 | 3743.1306 | 3642.53 | 3538.3291 | 0 | -1080.5876
2030-11-03 | 9 | 306.9471 | 366.9677 | 0 | 133.2797 | 133.2797 | 3777.208 | 3625.9746 | 3785.312 | 3743.1306 | 3642.53 | 3538.3291 | 0 | -1080.5876
2030-11-03 | 10 | 153.4735 | 153.4735 | 0 | 133.2797 | 126.6284 | 3777.208 | 3625.9746 | 3785.312 | 3743.1306 | 3642.53 | 3538.3291 | 0 | -1080.5876
2030-11-03 | 11 | 153.4735 | 153.4735 | 0 | 0 | 0 | 3777.208 | 3625.9746 | 3785.312 | 3743.1306 | 3642.53 | 3538.3291 | 0 | -1080.5876
2030-11-03 | 12 | 153.4735 | 153.4735 | 0 | 0 | 0 | 3777.208 | 3625.9746 | 3785.312 | 3743.1306 | 3642.53 | 3538.3291 | 0 | -1080.5876
2030-11-03 | 13 | 153.4735 | 153.4735 | 0 | 0 | 0 | 3777.208 | 3625.9746 | 3785.312 | 3743.1306 | 3642.53 | 3538.3291 | 0 | -1080.5876
2030-11-03 | 14 | 153.4735 | 153.4735 | 0 | 0 | 0 | 3777.208 | 3625.9746 | 3785.312 | 3743.1306 | 3642.53 | 3538.3291 | 0 | -1080.5876
2030-11-03 | 15 | 153.4735 | 153.4735 | 0 | 0 | 0 | 3777.208 | 3625.9746 | 3785.312 | 3743.1306 | 3642.53 | 3538.3291 | 0 | -1080.5876
2030-11-03 | 16 | 153.4735 | 153.4735 | 0 | 0 | 0 | 3777.208 | 3625.9746 | 3785.3108 | 3743.1316 | 3642.53 | 3538.3291 | 0 | -1080.5876
2030-11-03 | 17 | 153.4735 | 153.4735 | 0 | 0 | 0 | 3777.208 | 3625.9746 | 3785.312 | 3743.1306 | 3642.53 | 3538.3291 | 0 | -1080.5876
2030-11-03 | 18 | 153.4735 | 153.4735 | 0 | 0 | 0 | 3777.208 | 3625.9746 | 3785.313 | 3743.1306 | 3642.53 | 3538.3291 | 0 | -1080.5876
2030-11-03 | 19 | 153.4735 | 153.4735 | 0 | 0 | 0 | 3777.208 | 3625.9746 | 3785.312 | 3743.1306 | 3642.53 | 3538.3291 | 0 | -1080.5876
2030-11-03 | 20 | 153.4735 | 153.4735 | 0 | 0 | 0 | 3777.208 | 3625.9746 | 3785.312 | 3743.1306 | 3642.53 | 3538.3291 | 0 | -1080.5876
2030-11-03 | 21 | 153.4735 | 153.4735 | 0 | 0 | 0 | 3777.208 | 3625.9746 | 3785.312 | 3743.1306 | 3642.53 | 3538.3301 | 146.0177 | -1080.5876
2030-11-03 | 22 | 153.4735 | 153.4735 | 0 | 0 | 0 | 3777.208 | 3625.9746 | 3785.312 | 3743.1306 | 3642.53 | 3538.3291 | 3.9421 | -1080.5876
2030-11-03 | 23 | 153.4735 | 153.4735 | 0 | 0 | 0 | 3777.208 | 3625.9746 | 3785.312 | 3743.1306 | 3642.53 | 3538.3291 | 0 | -1080.5876
2030-11-03 | 24 | 0 | 0 | 0 | 0 | 0 | 3777.208 | 3625.9746 | 3785.312 | 3743.1306 | 3642.53 | 3538.3291 | 0 | 1080.5876
2030-11-04 | 1 | 0 | 0 | 0 | 0 | 0 | 3777.208 | 3625.9746 | 3785.312 | 3743.1306 | 3642.53 | 3538.3291 | 0 | -1080.5876
2030-11-04 | 2 | 153.4735 | 153.4735 | 0 | 0 | 0 | 3777.208 | 3625.9746 | 3785.312 | 3743.1306 | 3642.53 | 3538.3291 | 0 | -1080.5876
2030-11-04 | 3 | 0 | 67.033 | 0 | 0 | 0 | 3777.208 | 3625.9746 | 3785.312 | 3743.1306 | 3642.53 | 3538.3291 | 0 | -1080.5876
2030-11-04 | 4 | 0 | 0 | 0 | 0 | 0 | 3777.208 | 3625.9746 | 3785.312 | 3743.1306 | 3642.53 | 3538.3291 | 0 | -1080.5876
2030-11-04 | 5 | 153.4735 | 63.0452 | 0 | 0 | 0 | 3777.208 | 3625.9746 | 3785.312 | 3743.1306 | 3642.53 | 3538.3291 | 0 | -1080.5876
2030-11-04 | 6 | 153.4735 | 153.4735 | 0 | 0 | 0 | 3777.208 | 3625.9746 | 3785.312 | 3743.1306 | 3642.53 | 3538.3291 | 0 | -1080.5876
2030-11-04 | 7 | 153.4735 | 153.4735 | 0 | 0 | 0 | 3777.208 | 3625.9746 | 3785.312 | 3743.1306 | 3642.53 | 3538.3291 | 0 | -1080.5876
2030-11-04 | 8 | 153.4735 | 153.4735 | 0 | 0 | 0 | 3777.208 | 3625.9746 | 3785.312 | 3743.1306 | 3642.53 | 3538.3291 | 0 | -1080.5876
2030-11-04 | 9 | 153.4735 | 153.4735 | 0 | 0 | 0 | 3777.208 | 3625.9746 | 3785.312 | 3743.1306 | 3642.53 | 3538.3291 | 0 | -1080.5876
2030-11-04 | 10 | 153.4735 | 153.4735 | 0 | 0 | 0 | 3777.208 | 3625.9746 | 3785.312 | 3743.1306 | 3642.53 | 3538.3291 | 0 | -1080.5876
2030-11-04 | 11 | 153.4735 | 153.4735 | 0 | 0 | 0 | 3777.208 | 3625.9746 | 3785.312 | 3743.1306 | 3642.53 | 3538.3291 | 0 | -1080.5876
2030-11-04 | 12 | 153.4735 | 153.4735 | 0 | 0 | 0 | 3777.208 | 3625.9746 | 3785.312 | 3743.1306 | 3642.53 | 3538.3291 | 0 | -1080.5876
2030-11-04 | 13 | 153.4735 | 153.4735 | 0 | 0 | 0 | 3777.208 | 3625.9746 | 3785.312 | 3743.1306 | 3642.53 | 3538.3291 | 0 | 1080.5876
2030-11-04 | 14 | 153.4735 | 153.4735 | 0 | 0 | 0 | 3777.208 | 3625.9746 | 3785.312 | 3743.1306 | 3642.53 | 3538.3291 | 0 | -1080.5876
2030-11-04 | 15 | 153.4735 | 153.4735 | 0 | 0 | 0 | 3777.208 | 3625.9746 | 3785.312 | 3743.1306 | 3642.53 | 3538.3291 | 0 | -1080.5876
2030-11-04 | 16 | 153.4735 | 153.4735 | 0 | 0 | 0 | 3777.208 | 3625.9746 | -3.7193e-05 | 3743.1306 | 3642.53 | 3538.3291 | 0 | -1080.5876
2030-11-04 | 17 | 153.4735 | 153.4735 | 0 | 133.2797 | 104.8401 | 3777.208 | 1812.9873 | -3.7193e-05 | 2728.7473 | 918.0003 | 2037.1875 | 0 | -1080.5876
2030-11-04 | 18 | 153.4735 | 153.4735 | 0 | 133.2797 | 133.2797 | 3777.208 | 215.8947 | -473.4364 | -602.5459 | -3.2425e-05 | 1563.9127 | 0 | -1080.5876
2030-11-04 | 19 | 153.4735 | 153.4735 | 125.9659 | 179.0765 | 199.9196 | 3328.24 | 168.9191 | -760.6299 | 76.7557 | 0 | 3538.3291 | 0 | -1080.5876
2030-11-04 | 20 | 153.4735 | 153.4735 | 149.4253 | 66.6399 | 105.2796 | 1888.604 | 168.9201 | -949.8109 | 801.6432 | 0 | 3538.3291 | 0 | -1080.5876
2030-11-04 | 21 | 153.4735 | 153.4735 | 210.0268 | 0 | 0 | 2200.0908 | 168.9195 | -203.5653 | 1871.5653 | -1821.265 | 2242.2278 | 0 | -1080.5876
2030-11-04 | 22 | 153.4735 | 153.4735 | 226.0053 | 133.2797 | 133.2797 | 1888.604 | 166.8607 | 0 | 274.4183 | 0 | 1769.1646 | 0 | -1080.5876
2030-11-04 | 23 | 153.4735 | 153.4735 | 0 | 66.6399 | 66.6399 | 1888.604 | 166.8608 | -801.3453 | 1151.2048 | 0 | 221.0098 | 0 | -1080.5876
2030-11-04 | 24 | 153.4735 | 153.4735 | 0 | 0 | 0 | 1888.604 | 166.8607 | -1317.2645 | -258.3473 | 1821.265 | 324.6999 | 0 | -1080.5876
2030-11-05 | 1 | 153.4735 | 153.4735 | 398.8465 | 0 | 0 | 3777.208 | 166.8607 | -966.7051 | -98.5491 | 0 | 221.0076 | 0 | -1080.5876
2030-11-05 | 2 | 153.4735 | 153.4735 | 482.0772 | 0 | 0 | 3777.208 | 168.9193 | -1601.724 | -50.622 | 0 | 3538.3291 | 0 | -1080.5876
2030-11-05 | 3 | 153.4735 | 153.4735 | 348.1633 | 0 | 0 | 3777.208 | 3494.376 | -2257.3281 | 0 | 460.9329 | 3538.3291 | 0 | -1080.5876
2030-11-05 | 4 | 153.4735 | 153.4735 | 0 | 0 | 0 | 3777.208 | 3625.9746 | -3785.3108 | -1083.1036 | 3183.0161 | 3538.3291 | 0 | -1080.5876
2030-11-05 | 5 | 153.4735 | 153.4735 | 0 | 0 | 0 | 3777.208 | 3625.9746 | -3141.9519 | 506.3043 | 3642.53 | 3538.3291 | 0 | -1080.5876
2030-11-05 | 6 | 153.4735 | 153.4735 | 0 | 0 | 0 | 3777.208 | 3625.9746 | -49.0531 | 2628.6973 | 3642.53 | 3538.3291 | 0 | -1080.5876
2030-11-05 | 7 | 153.4735 | 153.4735 | 0 | 66.6399 | 23.4777 | 3777.208 | 1296.7396 | 3785.312 | 3743.1306 | 3642.53 | 3538.3291 | 0 | -1080.5876
2030-11-05 | 8 | 153.4735 | 153.4735 | 0 | 133.2797 | 84.3728 | 3777.208 | 230.9226 | 3356.4141 | 3743.1306 | 3642.53 | 2623.6357 | 0 | -1080.5876
2030-11-05 | 9 | 153.4735 | 153.4735 | 0 | 90.3107 | 133.2797 | 3777.208 | 215.8929 | 2976.489 | 3743.1306 | 2972.3057 | 2265.5662 | 0 | -1080.5876
2030-11-05 | 10 | 153.4735 | 153.4735 | 0 | 89.5498 | 133.2797 | 3777.208 | 215.8934 | 2489.2495 | 3743.1306 | 2005.8324 | 3538.3291 | 0 | -1080.5876
2030-11-05 | 11 | 153.4735 | 153.4735 | 0 | 133.2797 | 102.4062 | 3777.208 | 1390.5898 | 2142.51 | 3743.1306 | 2009.7413 | 3538.3291 | 0 | -1080.5876
2030-11-05 | 12 | 306.9471 | 186.4159 | 0 | 66.6399 | 66.6399 | 3777.208 | 215.894 | 1892.656 | 3743.1306 | 2192.1057 | 1320.7343 | 0 | -1080.5876
2030-11-05 | 13 | 306.9471 | 459.6265 | 0 | 133.2797 | 133.2797 | 3777.208 | 168.9192 | 389.4792 | 1871.5653 | 2319.5691 | 1534.5396 | 0 | -1080.5876
2030-11-05 | 14 | 460.4206 | 460.4206 | 0 | 199.9196 | 139.7285 | 2242.2351 | 168.9175 | 395.8863 | 1871.5653 | 1821.265 | 1769.1646 | 0 | -1080.5876
2030-11-05 | 15 | 460.4206 | 460.4206 | 12.9227 | 141.235 | 199.9196 | 2990.5769 | 168.9195 | 918.3377 | 1871.5653 | 1821.265 | 1769.1646 | 0 | -1080.5876
2030-11-05 | 16 | 460.4206 | 460.4206 | 232.4708 | 87.7858 | 133.2797 | 3777.208 | 215.8955 | 1452.1227 | 1871.5653 | 1821.265 | 1769.1646 | 0 | -1080.5876
2030-11-05 | 17 | 460.4206 | 460.4206 | 95.7777 | 266.4473 | 266.4473 | 1888.604 | 166.8624 | 1633.1785 | 1871.5653 | 3642.53 | 329.7857 | 0 | -1080.5876
2030-11-05 | 18 | 460.4206 | 460.4206 | 484.8478 | 266.4473 | 266.4473 | 2688.9036 | 168.9198 | 1362.5164 | 1871.5653 | 1821.265 | 1769.1646 | 0 | -1080.5876
2030-11-05 | 19 | 460.4206 | 460.4206 | 259.3377 | 266.4473 | 221.4846 | 3049.3914 | 168.9192 | 1892.656 | 1871.5653 | 1821.265 | 2121.668 | 0 | -1080.5876
2030-11-05 | 20 | 460.4206 | 460.4206 | 201.758 | 199.9196 | 168.1113 | 1888.604 | 166.8609 | 2351.1187 | 1871.5653 | 1821.265 | 1769.1646 | 0 | -1080.5876
2030-11-05 | 21 | 460.4206 | 460.4206 | 626.9939 | 242.0487 | 266.4473 | 1842.8289 | 166.8608 | 1892.656 | 1871.5653 | 1821.265 | 221.0103 | 0 | -1080.5876
2030-11-05 | 22 | 460.4206 | 460.4206 | 646.4638 | 266.4473 | 266.4472 | 0 | 166.8608 | 1892.656 | 959.5555 | 1821.265 | 0 | 0 | -1080.5876
2030-11-05 | 23 | 460.4206 | 460.4206 | 0 | 199.9196 | 136.5828 | 1888.604 | 166.861 | 1892.656 | 1871.5653 | 2441.6836 | 221.0086 | 0 | -1080.5876
2030-11-05 | 24 | 306.9471 | 446.1117 | 0 | 133.2797 | 133.2797 | 1888.604 | 71.7834 | 2093.2375 | 1057.2167 | 1821.265 | 0 | 0 | -1080.5876
2030-11-06 | 1 | 306.9471 | 441.6194 | 433.4671 | 91.8566 | 66.6399 | 3777.208 | 168.9198 | 3785.312 | 2481.2944 | 3642.53 | 1907.2632 | 0 | -1080.5876
2030-11-06 | 2 | 153.4735 | 153.4735 | 0 | 133.2797 | 133.2797 | 3777.208 | 2875.7971 | 3785.312 | 3743.1306 | 3642.53 | 3142.5691 | 0 | -1080.5876
2030-11-06 | 3 | 0 | 0 | 28.1537 | 266.4472 | 254.296 | 3777.208 | 3625.9746 | 3785.312 | 3743.1306 | 3642.53 | 3538.3291 | 0 | 1080.5876
2030-11-06 | 4 | 153.4735 | 153.4735 | 0 | 0 | 0 | 3777.208 | 3625.9746 | 3785.312 | 3743.1306 | 3642.53 | 3538.3291 | 0 | -1080.5876
2030-11-06 | 5 | 153.4735 | 153.4735 | 0 | 0 | 0 | 3777.208 | 3625.9746 | 3785.312 | 3743.1306 | 3642.53 | 3538.3291 | 0 | -1080.5876
2030-11-06 | 6 | 153.4735 | 153.4735 | 0 | 0 | 0 | 3777.208 | 3625.9746 | 3785.312 | 3743.1306 | 3642.53 | 3538.3291 | 0 | -1080.5876
2030-11-06 | 7 | 153.4735 | 153.4735 | 0 | 0 | 0 | 3777.208 | 3625.9746 | 3785.312 | 3743.1306 | 3642.53 | 3538.3291 | 0 | -1080.5876
2030-11-06 | 8 | 153.4735 | 153.4735 | 0 | 0 | 66.4729 | 3777.208 | 3625.9746 | 3785.312 | 3743.1306 | 3642.53 | 3538.3291 | 0 | -1080.5876
2030-11-06 | 9 | 153.4735 | 153.4735 | 0 | 133.2797 | 143.508 | 3777.208 | 3625.9746 | 3785.312 | 3743.1306 | 3642.53 | 3538.3291 | 0 | -1080.5876
2030-11-06 | 10 | 153.4735 | 153.4735 | 0 | 142.4833 | 199.9196 | 3777.208 | 3625.9746 | 3785.312 | 3743.1306 | 3642.53 | 3538.3291 | 0 | -1080.5876
2030-11-06 | 11 | 153.4735 | 153.4735 | 0 | 199.9196 | 199.9196 | 3777.208 | 3625.9746 | 3785.312 | 3743.1306 | 3642.53 | 3538.3291 | 0 | -1080.5876
2030-11-06 | 12 | 153.4735 | 153.4735 | 0 | 199.9196 | 199.9196 | 3777.208 | 3625.9746 | 3785.312 | 3743.1306 | 3642.53 | 3538.3291 | 0 | -1080.5876
2030-11-06 | 13 | 153.4735 | 153.4735 | 0 | 0 | 0 | 3777.208 | 3625.9746 | 3785.312 | 3743.1306 | 3642.53 | 3538.3291 | 377.9953 | -1080.5876
2030-11-06 | 14 | 153.4735 | 153.4735 | 0 | 266.4472 | 266.4472 | 3777.208 | 3625.9746 | 3785.312 | 3743.1306 | 3642.53 | 3538.3291 | 363.0161 | -1080.5876
2030-11-06 | 15 | 460.4206 | 460.4206 | 0 | 199.9196 | 199.9196 | 3777.208 | 3625.9746 | 3785.312 | 3743.1306 | 3642.53 | 3538.3291 | 0 | -1080.5876
2030-11-06 | 16 | 460.4206 | 460.4206 | 0 | 199.9196 | 239.8269 | 3777.208 | 611.0082 | 3440.3723 | 1871.5653 | 3642.53 | 3538.3291 | 0 | -1080.5876
2030-11-06 | 17 | 460.4206 | 460.4206 | 0 | 266.4472 | 266.4473 | 1614.262 | 215.8939 | 1892.656 | 1871.5653 | 1821.265 | 3538.3291 | 0 | -1080.5876
2030-11-06 | 18 | 460.4206 | 460.4206 | 484.8478 | 266.4473 | 266.4473 | 700.6777 | 236.878 | 1892.656 | 1871.5653 | 1821.265 | 1769.1646 | 0 | -1080.5876
2030-11-06 | 19 | 460.4206 | 460.4206 | 544.1265 | 266.4472 | 266.4472 | 0 | 168.9192 | 1892.656 | 1346.5728 | 1821.265 | 1769.1646 | 0 | -1080.5876
2030-11-06 | 20 | 460.4206 | 460.4206 | 646.4638 | 266.4473 | 266.4472 | 729.153 | 168.9196 | 1892.656 | 1871.5653 | 0 | 1769.1646 | 122.5505 | -1080.5876
2030-11-06 | 21 | 460.4206 | 460.4206 | 259.2416 | 199.9196 | 199.9196 | 1888.604 | 168.9199 | 59.2434 | 1426.9913 | 276.6901 | 1769.1646 | 0 | -1080.5876
2030-11-06 | 22 | 460.4206 | 460.4206 | 8.5566 | 133.2797 | 150.4068 | 1888.604 | 166.8608 | 362.4629 | 1170.6554 | 0 | 1613.1598 | 0 | -1080.5876
2030-11-06 | 23 | 460.4206 | 460.4206 | 646.4638 | 199.9196 | 199.9196 | 1888.604 | 166.8606 | 331.708 | 0 | 0 | 1769.1646 | 0 | -1080.5876
2030-11-06 | 24 | 153.4735 | 153.4735 | 0 | 0 | 0 | 1888.604 | 166.8608 | 390.0104 | -132.5833 | 0 | 199.87 | 0 | -1080.5876
2030-11-07 | 1 | 153.4735 | 153.4735 | 0 | 0 | 32.1778 | 2263.7346 | 166.8609 | 361.1696 | 0 | 0 | 330.7543 | 0 | -1080.5876
2030-11-07 | 2 | 153.4735 | 153.4735 | 307.348 | 0 | 0 | 1888.604 | 166.8609 | 0 | 450.1323 | 878.0413 | 1325.5723 | 0 | -1080.5876
2030-11-07 | 3 | 153.4735 | 153.4735 | 58.7712 | 0 | 0 | 1888.604 | 166.8605 | 987.5472 | -561.5503 | 0 | 1985.8186 | 0 | -1080.5876
2030-11-07 | 4 | 153.4735 | 153.4735 | 0 | 0 | 0 | 1888.604 | 166.8605 | 1085.7922 | 361.8836 | 1821.265 | 1769.1646 | 0 | -1080.5876
2030-11-07 | 5 | 306.849 | 153.4735 | 0 | 0 | 0 | 1888.604 | 213.8942 | 1020.4895 | 1167.1785 | 1821.265 | 1769.1646 | 0 | -1080.5876
2030-11-07 | 6 | 306.9471 | 298.3542 | 288.8224 | 0 | 0 | 3580.8376 | 168.9196 | 1074.2019 | -1387.4504 | 0 | 3538.3291 | 0 | -1080.5876
2030-11-07 | 7 | 460.4206 | 460.4206 | 245.821 | 152.5803 | 133.2797 | 3777.208 | 168.9198 | 946.582 | 0 | 1337.7042 | 2228.364 | 0 | -1080.5876
2030-11-07 | 8 | 460.4206 | 460.4206 | 0 | 200.4759 | 266.4473 | 3777.208 | 1285.6956 | 1401.8088 | -246.2692 | 1821.265 | 3538.3291 | 0 | -1080.5876
2030-11-07 | 9 | 460.4206 | 460.4206 | 0 | 223.8552 | 199.9196 | 3777.208 | 3625.9746 | 2060.4346 | 1164.1033 | 1821.265 | 3538.3291 | 0 | -1080.5876
2030-11-07 | 10 | 460.4206 | 460.4206 | 0 | 199.9196 | 253.7265 | 3777.208 | 3625.9746 | 2675.2703 | 3673.0723 | 3642.53 | 3538.3291 | 24.8589 | -1080.5876
2030-11-07 | 11 | 460.4206 | 373.9271 | 0 | 199.9196 | 199.9196 | 3777.208 | 3625.9746 | 3785.312 | 3743.1306 | 3642.53 | 3538.3291 | 485.2698 | -1080.5876
2030-11-07 | 12 | 399.424 | 460.4206 | 0 | 266.4473 | 266.4473 | 3777.208 | 3625.9746 | 3785.312 | 3743.1306 | 3642.53 | 3538.3291 | 281.3279 | -1080.5876
2030-11-07 | 13 | 418.6132 | 460.4206 | 0 | 199.9196 | 199.9196 | 3777.208 | 3625.9746 | 3785.312 | 3743.1306 | 3642.53 | 3538.3291 | 289.5988 | -1080.5876
2030-11-07 | 14 | 460.4206 | 460.4206 | 0 | 266.4473 | 266.4472 | 3777.208 | 3625.9746 | 3785.312 | 3743.1306 | 3642.53 | 3538.3291 | 151.3909 | -1080.5876
2030-11-07 | 15 | 427.4967 | 306.9471 | 153.3553 | 266.4473 | 266.4472 | 3777.208 | 3625.9746 | 3785.312 | 3743.1306 | 3642.53 | 3538.3291 | 0 | -1080.5876
2030-11-07 | 16 | 306.9471 | 365.0461 | 0 | 266.4472 | 266.4473 | 3777.208 | 3625.9746 | 3785.312 | 3743.1306 | 3642.53 | 3538.3291 | 188.4994 | -1080.5876
2030-11-07 | 17 | 460.4206 | 460.4206 | 0 | 199.9196 | 171.1984 | 2913.7693 | 215.8939 | 3024.7603 | 3743.1306 | 3642.53 | 1769.1646 | 485.2698 | -1080.5876
2030-11-07 | 18 | 460.4206 | 460.4206 | 646.4638 | 266.4473 | 222.0452 | 2853.3625 | 168.9187 | 2671.7703 | 1871.5653 | 3557.9915 | 1769.1646 | 0.64936 | -1080.5876
2030-11-07 | 19 | 460.4206 | 460.4206 | 484.8478 | 266.4473 | 266.4473 | 2727.3071 | 166.8602 | 2980.4612 | 1871.5653 | 1821.265 | 1574.4452 | 0 | -1080.5876
2030-11-07 | 20 | 460.4206 | 460.4206 | 578.2551 | 266.4472 | 266.4473 | 2921.3755 | 166.8607 | 3785.312 | 1871.5653 | 1821.265 | 221.0101 | 0 | -1080.5876
2030-11-07 | 21 | 460.4206 | 460.4206 | 259.838 | 225.062 | 199.9196 | 1888.604 | 166.8436 | 1892.656 | 1871.5653 | 3532.0522 | 701.7147 | 0 | -1080.5876
2030-11-07 | 22 | 460.4206 | 460.4206 | 182.1263 | 192.8598 | 199.9196 | 1888.604 | 166.8607 | 1892.656 | 1871.5653 | 3642.53 | 1542.2921 | 0 | -1080.5876
2030-11-07 | 23 | 460.4206 | 350.6768 | 0 | 133.2797 | 133.2797 | 3084.9675 | 166.8615 | 2009.5641 | 1871.5653 | 3642.53 | 1769.1646 | 0 | -1080.5876
2030-11-07 | 24 | 153.4735 | 219.3507 | 0 | 199.9196 | 199.9196 | 3777.208 | 166.8609 | 2566.0933 | 1871.5653 | 1406.2433 | 221.0091 | 0 | -1080.5876
2030-11-08 | 1 | 162.0247 | 153.4735 | 0 | 199.9196 | 199.9196 | 3777.208 | 168.9181 | 3785.312 | 3674.6042 | 3642.53 | 1784.7629 | 0 | -1080.5876
2030-11-08 | 2 | 153.4735 | 153.4735 | 0 | 184.1041 | 133.2797 | 3777.208 | 2236.6934 | 3785.312 | 3743.1306 | 3642.53 | 3538.3291 | 0 | -1080.5876
2030-11-08 | 3 | 0 | 0 | 0 | 63.3028 | 66.6399 | 3777.208 | 2632.5198 | 3785.312 | 3743.1306 | 3642.53 | 3538.3291 | 0 | -1080.5876
2030-11-08 | 4 | 153.4735 | 153.4735 | 0 | 0 | 0 | 3777.208 | 3625.9746 | 3785.312 | 3743.1306 | 3642.53 | 3538.3291 | 0 | -1080.5876
2030-11-08 | 5 | 153.4735 | 153.4735 | 0 | 0 | 0 | 3777.208 | 3625.9746 | 3785.312 | 3743.1306 | 3642.53 | 3538.3291 | 0 | -1080.5876
2030-11-08 | 6 | 153.4735 | 153.4735 | 0 | 0 | 0 | 3777.208 | 3625.9746 | 3785.312 | 3743.1306 | 3642.53 | 3538.3291 | 0 | -1080.5876
2030-11-08 | 7 | 153.4735 | 153.4735 | 0 | 103.2737 | 66.6399 | 3777.208 | 3625.9746 | 3785.312 | 3743.1306 | 3642.53 | 3538.3291 | 0 | -1080.5876
2030-11-08 | 8 | 153.4735 | 153.4735 | 0 | 133.2797 | 165.7952 | 3777.208 | 3625.9746 | 3785.312 | 3743.1306 | 3642.53 | 3538.3291 | 0 | -1080.5876
2030-11-08 | 9 | 0 | 0 | 0 | 266.4473 | 266.4473 | 3777.208 | 3625.9746 | 3785.312 | 3743.1306 | 3642.53 | 3538.3291 | 0 | 1080.5876
2030-11-08 | 10 | 153.4735 | 153.4735 | 0 | 266.4473 | 266.4473 | 3777.208 | 3625.9746 | 3785.312 | 3743.1306 | 3642.53 | 3538.3291 | 323.5132 | -1080.5876
2030-11-08 | 11 | 153.4735 | 153.4735 | 0 | 266.4473 | 266.4473 | 3777.208 | 3625.9746 | 3785.312 | 3743.1306 | 3642.53 | 3538.3291 | 136.9045 | -1080.5876
2030-11-08 | 12 | 153.4735 | 153.4735 | 0 | 266.4472 | 266.4473 | 3777.208 | 3625.9746 | 3785.312 | 3743.1306 | 3642.53 | 3538.3291 | 189.8938 | -1080.5876
2030-11-08 | 13 | 153.4735 | 153.4735 | 0 | 266.4473 | 266.4472 | 3777.208 | 3625.9746 | 3785.312 | 3743.1306 | 3642.53 | 3538.3291 | 82.3203 | -1080.5876
2030-11-08 | 14 | 153.4735 | 153.4735 | 0 | 266.4473 | 266.4473 | 3777.208 | 3625.9746 | 3785.312 | 3743.1306 | 3642.53 | 3538.3291 | 68.8397 | -1080.5876
2030-11-08 | 15 | 153.4735 | 153.4735 | 0 | 266.4473 | 266.4473 | 3777.208 | 3625.9746 | 3785.312 | 3743.1306 | 3642.53 | 3538.3291 | 0 | -1080.5876
2030-11-08 | 16 | 153.4735 | 153.4735 | 0 | 266.4473 | 266.4473 | 3777.208 | 3625.9746 | 3785.312 | 3743.1306 | 3642.53 | 3538.3291 | 0 | -1080.5876
2030-11-08 | 17 | 306.9471 | 306.9471 | 0 | 266.4473 | 266.4472 | 3777.208 | 1909.4764 | 3785.312 | 3743.1306 | 3642.53 | 3538.3291 | 0 | -1080.5876
2030-11-08 | 18 | 460.4206 | 460.4206 | 646.4638 | 266.4473 | 266.4473 | 3777.208 | 1812.9862 | 3785.312 | 3743.1306 | 3642.53 | 1834.7955 | 0 | -1080.5876
2030-11-08 | 19 | 460.4206 | 460.4206 | 484.8478 | 266.4473 | 266.4473 | 3438.4355 | 166.8607 | 2562.1055 | 1871.5653 | 3642.53 | 916.4708 | 0 | -1080.5876
2030-11-08 | 20 | 460.4206 | 460.4206 | 568.4743 | 266.4473 | 266.4473 | 2195.8584 | 166.8609 | 2098.239 | 1871.5653 | 3642.53 | 221.0081 | 0 | -1080.5876
2030-11-08 | 21 | 460.4206 | 460.4206 | 646.4638 | 266.4473 | 266.4473 | 3577.071 | 166.8607 | 2880.4358 | 1871.5653 | 3642.53 | 221.0084 | 0 | -1080.5876
2030-11-08 | 22 | 460.4206 | 460.4206 | 263.2644 | 266.4473 | 266.4473 | 1888.604 | 166.8608 | 2949.8794 | 1637.2822 | 3642.53 | 221.0089 | 0 | -1080.5876
2030-11-08 | 23 | 460.4206 | 460.4206 | 0 | 133.2797 | 133.2797 | 3477.9854 | 166.8609 | 2917.4951 | 0 | 3323.4509 | 221.0104 | 0 | -1080.5876
2030-11-08 | 24 | 460.4206 | 460.4206 | 0 | 66.6399 | 23.9514 | 3777.208 | 166.8599 | 3644.0876 | 1626.7401 | 3642.53 | 221.0096 | 0 | -1080.5876
2030-11-09 | 1 | 306.9471 | 216.4873 | 0 | 199.9196 | 195.6775 | 3777.208 | 168.919 | 3785.312 | 3743.1306 | 3642.53 | 2749.8899 | 0 | -1080.5876
2030-11-09 | 2 | 153.4735 | 153.4735 | 0 | 199.9196 | 199.9196 | 3777.208 | 3625.9746 | 3785.312 | 3743.1306 | 3642.53 | 3538.3291 | 0 | -1080.5876
2030-11-09 | 3 | 153.4735 | 153.4735 | 0 | 133.2797 | 112.5607 | 3777.208 | 821.0962 | 2722.4429 | 3743.1306 | 3642.53 | 3538.3291 | 0 | -1080.5876
2030-11-09 | 4 | 0 | 0 | 0 | 266.4472 | 266.4473 | 3777.208 | 2092.7625 | 1852.0977 | 2935.7495 | 3642.53 | 3538.3291 | 0 | 540.2938
2030-11-09 | 5 | 0 | 0 | 0 | 266.4473 | 266.4472 | 3777.208 | 2494.165 | 1874.3265 | 3743.1306 | 3642.53 | 3538.3291 | 0 | -1.6451e-05
2030-11-09 | 6 | 153.4735 | 153.4735 | 0 | 95.3873 | 66.6399 | 3777.208 | 3625.9746 | 1322.9069 | 3743.1306 | 3642.53 | 3538.3291 | 0 | -1.6451e-05
2030-11-09 | 7 | 153.4735 | 153.4735 | 0 | 0 | 0 | 3777.208 | 3625.9746 | 1654.4882 | 3743.1306 | 3642.53 | 3538.3291 | 0 | -1080.5876
2030-11-09 | 8 | 153.4735 | 153.4735 | 0 | 0 | 35.4744 | 3777.208 | 3625.9746 | 3785.312 | 3743.1306 | 3642.53 | 3538.3291 | 0 | 1080.5876
2030-11-09 | 9 | 153.4735 | 153.4735 | 138.8667 | 66.6399 | 39.1941 | 3777.208 | 3625.9746 | 3785.312 | 3743.1306 | 3642.53 | 3538.3291 | 0 | -1080.5876
2030-11-09 | 10 | 153.4735 | 153.4735 | 0 | 66.6399 | 39.175 | 3777.208 | 3625.9746 | 3785.312 | 3743.1306 | 3642.53 | 3538.3291 | 0 | -1080.5876
2030-11-09 | 11 | 153.4735 | 153.4735 | 0 | 199.9196 | 176.7946 | 3777.208 | 3625.9746 | 3785.312 | 3743.1306 | 3642.53 | 3538.3291 | 0 | -1080.5876
2030-11-09 | 12 | 153.4735 | 153.4735 | 0 | 177.6036 | 199.9196 | 3777.208 | 3625.9746 | 3785.312 | 3743.1306 | 3642.53 | 3538.3291 | 0 | -1080.5876
2030-11-09 | 13 | 153.4735 | 153.4735 | 0 | 199.9196 | 183.033 | 3777.208 | 3625.9746 | 3785.312 | 3743.1306 | 3642.53 | 3538.3291 | 0 | -1080.5876
2030-11-09 | 14 | 153.4735 | 153.4735 | 413.7645 | 244.9039 | 266.4473 | 3777.208 | 3625.9746 | 3785.312 | 3743.1306 | 3642.53 | 3538.3291 | 0 | -1080.5876
2030-11-09 | 15 | 153.4735 | 153.4735 | 286.6032 | 199.9196 | 199.9196 | 3777.208 | 3625.9746 | 3785.312 | 3743.1306 | 3642.53 | 3538.3291 | 0 | -1080.5876
2030-11-09 | 16 | 153.4735 | 153.4735 | 290.3482 | 133.2797 | 133.2797 | 3777.208 | 2844.7002 | -3.7193e-05 | 3693.8318 | 3642.53 | 3538.3291 | 0 | -1080.5876
2030-11-09 | 17 | 153.4735 | 153.4735 | 481.5416 | 133.2797 | 92.9023 | 3777.208 | 210.9306 | 1171.3245 | 1871.5653 | 3642.53 | 704.7971 | 0 | -1080.5876
2030-11-09 | 18 | 460.4206 | 460.4206 | 646.4638 | 133.2797 | 179.1766 | 2260.8381 | 166.8611 | 1892.656 | 1871.5653 | 3642.53 | 1769.1646 | 0 | -1080.5876
2030-11-09 | 19 | 460.4206 | 460.4206 | 646.4638 | 199.9196 | 199.9196 | 1888.604 | 166.8608 | 1870.9065 | 1871.5653 | 3642.53 | 871.0017 | 0 | -1080.5876
2030-11-09 | 20 | 460.4206 | 460.4206 | 646.4638 | 266.4472 | 266.4472 | 1888.604 | 168.9198 | 0 | 1871.5653 | 2220.5659 | 1769.1646 | 0 | -1080.5876
2030-11-09 | 21 | 306.9471 | 304.854 | 646.4638 | 199.9196 | 139.3529 | 3777.208 | 168.9196 | -1892.656 | 0 | 1821.265 | 2960.8071 | 0 | -1080.5876
2030-11-09 | 22 | 153.4735 | 276.6003 | 646.4638 | 199.9196 | 199.9196 | 3777.208 | 168.9194 | -1380.426 | 1871.5653 | 0 | 3538.3291 | 0 | -1080.5876
2030-11-09 | 23 | 153.4735 | 153.4735 | 558.4274 | 0 | 0 | 3777.208 | 2693.7112 | -1763.9998 | 1871.5653 | 1079.1385 | 3538.3291 | 0 | -1080.5876
2030-11-09 | 24 | 153.4735 | 153.4735 | 196.0457 | 0 | 0 | 3777.208 | 3625.9746 | -1892.6549 | 2660.1624 | 2484.0078 | 3538.3291 | 0 | -1080.5876
2030-11-10 | 1 | 153.4735 | 153.4735 | 0 | 0 | 0 | 3777.208 | 3625.9746 | 3477.2358 | 3743.1306 | 3642.53 | 3538.3291 | 0 | -1080.5876
2030-11-10 | 2 | 0 | 0 | 0 | 0 | 0 | 3777.208 | 3625.9746 | 3785.312 | 3743.1306 | 3642.53 | 3538.3291 | 0 | -1080.5876
2030-11-10 | 3 | 0 | 0 | 0 | 0 | 0 | 3777.208 | 3625.9746 | 3785.312 | 3743.1306 | 3642.53 | 3538.3291 | 0 | -1080.5876
2030-11-10 | 4 | 0 | 0 | 0 | 0 | 0 | 3777.208 | 3625.9746 | 3785.312 | 3743.1306 | 3642.53 | 3538.3291 | 0 | -1080.5876
2030-11-10 | 5 | 0 | 0 | 0 | 0 | 0 | 3777.208 | 3625.9746 | 3785.312 | 3743.1306 | 3642.53 | 3538.3281 | 0 | 1080.5876
2030-11-10 | 6 | 0 | 0 | 0 | 0 | 0 | 3777.208 | 3625.9746 | 3785.312 | 3743.1306 | 3642.53 | 3538.3291 | 0 | -1080.5876
2030-11-10 | 7 | 0 | 0 | 0 | 0 | 0 | 3777.208 | 3625.9746 | 3785.312 | 3743.1306 | 3642.53 | 3538.3291 | 0 | -1080.5876
2030-11-10 | 8 | 0 | 0 | 0 | 0 | 0 | 3777.208 | 3625.9746 | 3785.312 | 3743.1306 | 3642.53 | 3538.3291 | 0 | -1080.5876
2030-11-10 | 9 | 0 | 0 | 0 | 0 | 0 | 3777.208 | 3625.9746 | 3785.312 | 3743.1306 | 3642.53 | 3538.3291 | 0 | 1080.5876
2030-11-10 | 10 | 0 | 0 | 0 | 0 | 0 | 3777.208 | 3625.9746 | 3785.312 | 3743.1306 | 3642.53 | 3538.3291 | 0 | -1080.5876
2030-11-10 | 11 | 0 | 0 | 0 | 0 | 0 | 3777.208 | 3625.9746 | 3785.312 | 3743.1306 | 3642.53 | 3538.3291 | 0 | -1080.5876
2030-11-10 | 12 | 0 | 0 | 0 | 0 | 0 | 3777.208 | 3625.9746 | 3785.312 | 3743.1306 | 3642.53 | 3538.3291 | 0 | -1080.5876
2030-11-10 | 13 | 0 | 0 | 0 | 0 | 0 | 3777.208 | 3625.9746 | 3785.312 | 3743.1306 | 3642.53 | 3538.3291 | 0 | -1080.5876
2030-11-10 | 14 | 153.4735 | 153.4735 | 0 | 266.4472 | 266.4473 | 3777.208 | 3625.9746 | 3785.312 | 3743.1306 | 3642.53 | 3538.3291 | 0 | -1080.5876
2030-11-10 | 15 | 153.4735 | 153.4735 | 0 | 266.4472 | 266.4472 | 3777.208 | 3625.9746 | 3785.312 | 3743.1306 | 3642.53 | 3538.3291 | 0 | -1080.5876
2030-11-10 | 16 | 258.5142 | 306.9471 | 351.2965 | 266.4473 | 266.4473 | 3777.208 | 3625.9746 | 3785.312 | 3743.1306 | 3642.53 | 3538.3291 | 0 | 1080.5876
2030-11-10 | 17 | 153.4735 | 153.4735 | 0 | 266.4472 | 266.4473 | 3777.208 | 3625.9746 | 3785.312 | 3743.1306 | 3642.53 | 3538.3291 | 0 | -1080.5876
2030-11-10 | 18 | 153.4735 | 153.4735 | 0 | 266.4473 | 266.4472 | 3777.208 | 3625.9746 | 3785.312 | 3743.1306 | 3642.53 | 3538.3291 | 0 | -1080.5876
2030-11-10 | 19 | 295.9468 | 306.9471 | 646.4638 | 266.4472 | 266.4472 | 3777.208 | 3625.9746 | 3785.312 | 3743.1306 | 3642.53 | 3538.3291 | 0 | -1080.5876
2030-11-10 | 20 | 0 | 0 | 346.085 | 0 | 0 | 3777.208 | 3625.9746 | 3785.312 | 3743.1306 | 3642.53 | 3538.3291 | 0 | -1080.5876
2030-11-10 | 21 | 153.4735 | 153.4735 | 0 | 0 | 0 | 3777.208 | 3625.9746 | 3785.312 | 3743.1306 | 3642.53 | 3538.3291 | 0 | -1080.5876
2030-11-10 | 22 | 0 | 0 | 0 | 0 | 0 | 3777.208 | 3625.9746 | 3785.312 | 3743.1306 | 3642.53 | 3538.3291 | 0 | -1080.5876
2030-11-10 | 23 | 0 | 0 | 0 | 0 | 0 | 3777.208 | 3625.9746 | 3785.312 | 3743.1306 | 3642.53 | 3538.3281 | 0 | -1080.5876
2030-11-10 | 24 | 0 | 0 | 0 | 0 | 0 | 3777.208 | 3625.9746 | 3785.312 | 3743.1306 | 3642.53 | 3538.3291 | 0 | -1080.5876
2030-11-11 | 1 | 0 | 0 | 0 | 0 | 0 | 3777.208 | 3625.9746 | -215.4644 | 3743.1306 | 3642.53 | 3538.3291 | 0 | -1080.5876
2030-11-11 | 2 | 0 | 0 | 0 | 0 | 0 | 3777.208 | 3625.9746 | -82.0785 | 3743.1306 | 3642.53 | 3538.3291 | 0 | -1080.5876
2030-11-11 | 3 | 0 | 0 | 0 | 199.9196 | 201.6338 | 3510.6409 | 3173.6968 | 662.2707 | 3743.1306 | 3642.53 | 3538.3291 | 0 | -1080.5876
2030-11-11 | 4 | 0 | 0 | 0 | 199.9196 | 230.8754 | 3562.2253 | 1211.0811 | 1112.0277 | 3743.1306 | 3642.53 | 3538.3291 | 0 | -1080.5876
2030-11-11 | 5 | 0 | 0 | 0 | 0 | 0 | 3777.2092 | 1812.9873 | 2185.5276 | 3743.1306 | 3642.53 | 3538.3291 | 0 | -1080.5876
2030-11-11 | 6 | 153.4735 | 153.4735 | 0 | 0 | 0 | 3777.208 | 3625.9746 | 3785.312 | 3743.1306 | 3642.53 | 3538.3291 | 0 | -1080.5876
2030-11-11 | 7 | 153.4735 | 153.4735 | 0 | 0 | 0 | 3777.208 | 3625.9746 | 3785.312 | 3743.1306 | 3642.53 | 3538.3291 | 0 | -1080.5876
2030-11-11 | 8 | 460.4206 | 460.4206 | 262.8889 | 199.9196 | 164.3882 | 3777.208 | 1812.9873 | 2088.8853 | 3743.1306 | 3642.53 | 2763.7827 | 0 | 1080.5876
2030-11-11 | 9 | 460.4206 | 460.4206 | 646.4638 | 199.9196 | 246.9586 | 3777.208 | 168.9186 | 1906.6489 | 3597.3889 | 3642.53 | 2395.4443 | 0 | -1080.5876
2030-11-11 | 10 | 460.4206 | 460.4206 | 646.4638 | 266.4472 | 244.7242 | 3777.208 | 168.9189 | 1479.3636 | 490.6423 | 3642.53 | 2205.9866 | 0 | -1080.5876
2030-11-11 | 11 | 460.4206 | 460.4206 | 646.4638 | 199.9196 | 199.2362 | 3165.3394 | 166.8608 | 1148.6704 | -805.3151 | 3073.8481 | 221.0112 | 0 | -1080.5876
2030-11-11 | 12 | 460.4206 | 460.4206 | 646.4638 | 133.2797 | 139.5502 | 3001.2229 | 166.8608 | 1039.9044 | 0 | 2630.5332 | 243.8006 | 0 | -1080.5876
2030-11-11 | 13 | 460.4206 | 460.4206 | 646.4638 | 187.4868 | 133.2797 | 3777.208 | 166.8608 | 977.1677 | 0 | 2628.1494 | 1769.1646 | 0 | -1080.5876
2030-11-11 | 14 | 460.4206 | 460.4206 | 646.4638 | 199.9196 | 199.9196 | 2477.8108 | 802.2186 | 1683.6442 | 0 | 3642.53 | 3538.3291 | 0 | -1080.5876
2030-11-11 | 15 | 460.4206 | 460.4206 | 323.2319 | 66.6399 | 66.6399 | 2115.6304 | 3625.9746 | 2570.6782 | -328.033 | 3642.53 | 3538.3291 | 0 | -1080.5876
2030-11-11 | 16 | 460.4206 | 460.4206 | 248.5888 | 35.9427 | 0 | 3777.208 | 3625.9746 | 3027.0442 | -434.0811 | 3642.53 | 3538.3291 | 0 | -1080.5876
2030-11-11 | 17 | 460.4206 | 460.4206 | 0 | 34.0477 | 0 | 1580.1805 | 3625.9746 | 3239.311 | 834.5199 | 3642.53 | 3538.3291 | 98.2492 | -1080.5876
2030-11-11 | 18 | 460.4206 | 460.4206 | 32.1197 | 66.6399 | 66.6399 | 3625.7944 | 3625.9746 | 3153.7402 | 819.022 | 2244.605 | 3538.3291 | 0 | -1080.5876
2030-11-11 | 19 | 153.4735 | 153.4735 | 0 | 133.2797 | 123.032 | 3777.208 | 3625.9746 | 3747.1343 | 2685.9424 | 1821.265 | 3538.3291 | 0 | -1080.5876
2030-11-11 | 20 | 460.4206 | 460.4206 | 0 | 255.3261 | 199.9196 | 3777.208 | 3625.9746 | 3785.312 | 3560.6233 | 3642.53 | 3538.3291 | 0 | -1080.5876
2030-11-11 | 21 | 153.4735 | 153.4735 | 0 | 199.9196 | 195.4774 | 3777.208 | 3625.9746 | 3785.312 | 3743.1306 | 3642.53 | 3538.3291 | 323.5132 | -1080.5876
2030-11-11 | 22 | 153.4735 | 153.4735 | 0 | 199.9196 | 168.7328 | 3777.208 | 3625.9746 | 3785.312 | 3743.1306 | 3642.53 | 3538.3291 | 0 | -1080.5876
2030-11-11 | 23 | 153.4735 | 153.4735 | 0 | 0 | 0 | 3777.208 | 3625.9746 | 3785.312 | 3743.1306 | 3642.53 | 3538.3291 | 0 | -1080.5876
2030-11-11 | 24 | 153.4735 | 153.4735 | 0 | 76.4035 | 133.2797 | 3777.208 | 3625.9746 | 3785.312 | 3743.1306 | 3642.53 | 3538.3291 | 0 | 1080.5876
2030-11-12 | 1 | 0 | 87.3218 | 0 | 199.9196 | 199.9196 | 3777.208 | 3625.9746 | 3785.312 | 3743.1306 | 3642.53 | 3538.3291 | 0 | -1.6451e-05
2030-11-12 | 2 | 0 | 0 | 0 | 186.3165 | 133.2797 | 3777.208 | 3625.9746 | 3785.312 | 3743.1306 | 3642.53 | 3538.3291 | 0 | -540.2938
2030-11-12 | 3 | 0 | 0 | 0 | 133.1675 | 95.7007 | 3777.208 | 3625.9746 | 3785.312 | 3743.1306 | 3642.53 | 3538.3291 | 0 | -1080.5876
2030-11-12 | 4 | 0 | 0 | 0 | 168.9935 | 133.1675 | 3777.208 | 3625.9746 | 3785.312 | 3743.1306 | 3642.53 | 3538.3291 | 0 | -1080.5876
2030-11-12 | 5 | 0 | 0 | 0 | 133.1675 | 79.8647 | 3777.208 | 3625.9746 | 3785.312 | 3743.1306 | 3642.53 | 3538.3291 | 0 | -1080.5876
2030-11-12 | 6 | 0 | 0 | 0 | 171.806 | 133.2797 | 3777.208 | 3625.9746 | 3785.312 | 3743.1306 | 3642.53 | 3538.3291 | 0 | -1080.5876
2030-11-12 | 7 | 0 | 153.4431 | 0 | 199.8074 | 180.0108 | 3777.208 | 3625.9746 | 3785.312 | 3743.1306 | 3642.53 | 3538.3291 | 0 | 1080.5876
2030-11-12 | 8 | 153.4735 | 153.4735 | 0 | 162.9537 | 133.2797 | 3777.208 | 3625.9746 | 3785.312 | 3743.1306 | 3642.53 | 3538.3291 | 27.1493 | -1080.5876
2030-11-12 | 9 | 153.4735 | 153.4735 | 0 | 199.9196 | 163.6294 | 3777.208 | 3625.9746 | 3785.312 | 3743.1306 | 3642.53 | 3538.3291 | 189.9508 | -1080.5876
2030-11-12 | 10 | 306.9471 | 273.1451 | 0 | 266.4473 | 266.4473 | 3777.208 | 3625.9746 | 3785.312 | 3743.1306 | 3642.53 | 3538.3291 | 85.243 | -1080.5876
2030-11-12 | 11 | 460.4206 | 378.8575 | 0 | 266.4472 | 266.4473 | 3777.208 | 3625.9746 | 3785.313 | 3743.1306 | 3642.53 | 3538.3291 | 485.2698 | -1080.5876
2030-11-12 | 12 | 153.4735 | 153.4735 | 0 | 266.4473 | 266.4473 | 3777.208 | 3625.9746 | 3785.312 | 3743.1306 | 3642.53 | 3538.3291 | 173.6297 | -1080.5876
2030-11-12 | 13 | 306.9471 | 306.9471 | 0 | 266.4472 | 266.4473 | 3777.208 | 3625.9746 | 3785.312 | 3743.1306 | 3642.53 | 3538.3291 | 168.3931 | -1080.5876
2030-11-12 | 14 | 153.4735 | 153.4735 | 0 | 266.4473 | 266.4472 | 3777.208 | 3625.9746 | 3785.312 | 3743.1306 | 3642.53 | 3538.3291 | 253.3101 | -1080.5876
2030-11-12 | 15 | 153.4735 | 153.4735 | 0 | 266.4473 | 266.4473 | 3777.208 | 3625.9746 | 3785.312 | 3743.1306 | 3642.53 | 3538.3291 | 323.5132 | -1080.5876
2030-11-12 | 16 | 153.4735 | 153.4735 | 0 | 266.4472 | 266.4472 | 3777.208 | 3625.9746 | 3785.312 | 3743.1306 | 3642.53 | 3538.3291 | 0 | -1080.5876
2030-11-12 | 17 | 460.4206 | 424.6339 | 484.8478 | 266.4473 | 266.4472 | 3777.208 | 3625.9746 | 3785.312 | 3743.1306 | 3642.53 | 3538.3291 | 0 | 1080.5876
2030-11-12 | 18 | 153.4735 | 153.4735 | 122.0681 | 266.4473 | 266.4473 | 3777.208 | 3625.9746 | 3785.312 | 3743.1306 | 3642.53 | 3538.3291 | 0 | -1080.5876
2030-11-12 | 19 | 153.4735 | 153.4735 | 646.4638 | 266.4473 | 266.4473 | 3777.208 | 3625.9746 | 3785.312 | 3743.1306 | 3642.53 | 3538.3291 | 0 | -1080.5876
2030-11-12 | 20 | 153.4735 | 153.4735 | 646.4638 | 266.4473 | 266.4473 | 3777.208 | 3625.9746 | 3785.312 | 3743.1306 | 3642.53 | 3538.3291 | 0 | -1080.5876
2030-11-12 | 21 | 210.8095 | 306.9471 | 646.4638 | 266.4472 | 266.4473 | 3777.208 | 3625.9746 | 3785.312 | 3743.1306 | 3642.53 | 3538.3291 | 0 | -1080.5876
2030-11-12 | 22 | 306.9471 | 411.1907 | 396.3399 | 266.4472 | 266.4473 | 3777.208 | 3625.9746 | 3785.312 | 3743.1306 | 3642.53 | 3538.3291 | 0 | -1080.5876
2030-11-12 | 23 | 153.4735 | 153.4735 | 0 | 266.4473 | 266.4473 | 3777.208 | 3625.9746 | 3785.312 | 3743.1306 | 3642.53 | 3538.3291 | 0 | -1080.5876
2030-11-12 | 24 | 153.4735 | 153.4735 | 0 | 0 | 0 | 3777.208 | 3625.9746 | 3785.312 | 3743.1306 | 3642.53 | 3538.3291 | 0 | -1080.5876
2030-11-13 | 1 | 153.4735 | 153.4735 | 0 | 0 | 0 | 3777.208 | 3625.9746 | 3785.312 | 3743.1306 | 3642.53 | 3538.3291 | 0 | -1080.5876
2030-11-13 | 2 | 153.4735 | 153.4735 | 0 | 0 | 0 | 3777.208 | 3625.9746 | 3785.312 | 3743.1306 | 3642.53 | 3538.3291 | 0 | 1080.5876
2030-11-13 | 3 | 153.4735 | 153.4735 | 0 | 0 | 0 | 3777.208 | 3625.9746 | 3785.312 | 3743.1306 | 3642.53 | 3538.3291 | 0 | -1080.5876
2030-11-13 | 4 | 153.4735 | 153.4735 | 0 | 0 | 0 | 3777.208 | 3625.9746 | 3785.312 | 3743.1306 | 3642.53 | 3538.3291 | 0 | -1080.5876
2030-11-13 | 5 | 97.429 | 0 | 0 | 0 | 0 | 3777.208 | 3625.9746 | 715.0166 | 3743.1306 | 3642.53 | 3538.3291 | 0 | -1080.5876
2030-11-13 | 6 | 153.4735 | 153.4735 | 0 | 66.6399 | 1.2898 | 3777.208 | 3625.9746 | 3785.312 | 3743.1306 | 3642.53 | 3538.3291 | 0 | -1080.5876
2030-11-13 | 7 | 355.9774 | 306.9471 | 0 | 133.2797 | 133.2797 | 3777.208 | 3625.9746 | 3785.312 | 3743.1306 | 3642.53 | 3538.3291 | 0 | -1080.5876
2030-11-13 | 8 | 306.9471 | 421.7205 | 0 | 76.8027 | 66.6399 | 3777.208 | 3625.9746 | 3785.312 | 3743.1306 | 3642.53 | 3538.3291 | 0 | -1080.5876
2030-11-13 | 9 | 153.4735 | 153.4735 | 0 | 66.6399 | 103.0662 | 3777.208 | 3625.9746 | 3179.717 | 3743.1306 | 3642.53 | 3538.3291 | 0 | -1080.5876
2030-11-13 | 10 | 153.4735 | 282.9271 | 0 | 84.3213 | 66.6399 | 3777.208 | 3625.9746 | 662.1863 | 3743.1306 | 3642.53 | 3538.3291 | 0 | -1080.5876
2030-11-13 | 11 | 460.4206 | 460.4206 | 145.5798 | 199.9196 | 204.9886 | 3777.208 | 2425.3831 | 502.8205 | 1871.5653 | 3642.53 | 3538.3291 | 0 | -1080.5876
2030-11-13 | 12 | 460.4206 | 460.4206 | 212.7816 | 266.4473 | 264.7111 | 3777.208 | 168.9197 | 652.47 | 0 | 3311.1965 | 2948.5017 | 0 | -1080.5876
2030-11-13 | 13 | 460.4206 | 460.4206 | 466.6235 | 266.4473 | 252.7146 | 3777.208 | 168.9194 | 860.6603 | 1871.5653 | 2828.8105 | 1881.4468 | 0 | -1080.5876
2030-11-13 | 14 | 460.4206 | 460.4206 | 646.4638 | 219.9486 | 199.9196 | 3777.208 | 168.9195 | 811.5487 | 1760.2749 | 1821.265 | 1566.1718 | 0 | -1080.5876
2030-11-13 | 15 | 460.4206 | 460.4206 | 646.4638 | 133.2797 | 129.2343 | 2762.5234 | 166.8606 | 1750.918 | 1871.5653 | 1821.265 | 221.0082 | 0 | -1080.5876
2030-11-13 | 16 | 460.4206 | 460.4206 | 646.4638 | 266.4473 | 266.4472 | 2101.1885 | 0 | 1892.656 | 1871.5653 | 3026.7644 | 0 | 0 | -1080.5876
2030-11-13 | 17 | 460.4206 | 460.4206 | 646.4638 | 266.4473 | 266.4473 | 1888.604 | 0 | 1892.656 | 1871.5653 | 1821.265 | 75.6428 | 0 | -1080.5876
2030-11-13 | 18 | 460.4206 | 460.4206 | 646.4638 | 266.4473 | 266.4473 | 1888.604 | 166.8606 | 2680.2053 | 1871.5653 | 1821.265 | 1392.6368 | 0 | -1080.5876
2030-11-13 | 19 | 460.4206 | 460.4206 | 646.4638 | 266.4473 | 266.4473 | 2492.2529 | 168.9213 | 1892.656 | 1871.5653 | 1821.265 | 2609.0886 | 0 | -1080.5876
2030-11-13 | 20 | 460.4206 | 460.4206 | 646.4638 | 199.9196 | 199.9196 | 2581.4612 | 1359.321 | 1625.7987 | 1871.5653 | 1181.0143 | 3538.3291 | 0 | -1080.5876
2030-11-13 | 21 | 460.4206 | 460.4206 | 646.4638 | 266.4473 | 266.4473 | 2979.9084 | 2673.8677 | 1892.656 | 1186.182 | 752.6373 | 3538.3291 | 0 | -1080.5876
2030-11-13 | 22 | 460.4206 | 460.4206 | 578.9921 | 199.9196 | 199.9196 | 3777.208 | 3625.9746 | 2359.4666 | 2013.6505 | 1821.265 | 3538.3291 | 0 | -1080.5876
2030-11-13 | 23 | 460.4206 | 460.4206 | 646.4638 | 66.6399 | 66.6399 | 3777.208 | 3625.9746 | 3349.9634 | 3743.1306 | 3211.2681 | 3538.3301 | 0 | -1080.5876
2030-11-13 | 24 | 153.4735 | 153.4735 | 60.0484 | 133.2797 | 177.9167 | 3777.208 | 3625.9746 | 3785.312 | 3743.1316 | 3642.53 | 3538.3291 | 0 | -1080.5876
2030-11-14 | 1 | 153.4735 | 153.4735 | 0 | 51.6137 | 0 | 3777.208 | 3625.9746 | 3785.312 | 3743.1306 | 3642.53 | 3538.3291 | 0 | -1080.5876
2030-11-14 | 2 | 0 | 0 | 317.6993 | 133.2797 | 116.7281 | 3777.208 | 3625.9746 | 3785.312 | 3743.1306 | 3642.53 | 3538.3291 | 0 | -1080.5876
2030-11-14 | 3 | 0 | 0 | 182.063 | 78.9695 | 133.2797 | 3777.208 | 3625.9746 | 3785.312 | 3743.1306 | 3642.53 | 3538.3291 | 0 | -1080.5876
2030-11-14 | 4 | 0 | 0 | 68.8552 | 104.5825 | 133.1675 | 3777.208 | 3625.9746 | 3785.312 | 3743.1306 | 3642.53 | 3538.3291 | 0 | -1080.5876
2030-11-14 | 5 | 0 | 0 | 424.8957 | 79.176 | 133.2797 | 3777.208 | 3625.9746 | 3785.312 | 3743.1306 | 3642.53 | 3538.3291 | 0 | -1080.5876
2030-11-14 | 6 | 153.4735 | 153.4735 | 0 | 0 | 0 | 3777.208 | 3625.9746 | 3785.312 | 3743.1306 | 3642.53 | 3538.3291 | 186.5622 | -1080.5876
2030-11-14 | 7 | 82.072 | 0 | 0 | 111.6387 | 133.2797 | 3777.208 | 3625.9746 | 3785.312 | 3743.1306 | 3642.53 | 3538.3291 | 0 | -1080.5876
2030-11-14 | 8 | 153.4735 | 153.4735 | 0 | 54.941 | 0 | 3777.208 | 3625.9746 | 3785.312 | 3743.1306 | 3642.53 | 3538.3291 | 0 | -1080.5876
2030-11-14 | 9 | 153.4735 | 153.4735 | 0 | 66.6399 | 59.4534 | 3777.208 | 3625.9746 | 3785.312 | 3743.1306 | 3642.53 | 3538.3291 | 0 | -1080.5876
2030-11-14 | 10 | 153.4735 | 153.4735 | 0 | 123.1007 | 133.2797 | 3777.208 | 3625.9746 | 3785.312 | 3743.1306 | 3642.53 | 3538.3291 | 0 | -1080.5876
2030-11-14 | 11 | 153.4735 | 153.4735 | 0 | 134.558 | 133.2797 | 3777.208 | 3625.9746 | 3785.312 | 3743.1306 | 3642.53 | 3538.3291 | 0 | -1080.5876
2030-11-14 | 12 | 153.4735 | 153.4735 | 0 | 66.6399 | 37.9564 | 3777.208 | 3625.9746 | 3785.312 | 3743.1306 | 3642.53 | 3538.3291 | 0 | -1080.5876
2030-11-14 | 13 | 153.4735 | 153.4735 | 0 | 133.2797 | 81.4514 | 3777.208 | 3625.9746 | 3785.312 | 3743.1306 | 3642.53 | 3538.3291 | 0 | -1080.5876
2030-11-14 | 14 | 153.4735 | 153.4735 | 0 | 90.894 | 66.6399 | 3777.208 | 3625.9746 | 3785.312 | 3743.1306 | 3642.53 | 3538.3291 | 254.446 | -1080.5876
2030-11-14 | 15 | 153.4735 | 153.4735 | 0 | 266.4473 | 266.4473 | 3777.208 | 3625.9746 | 3785.312 | 3743.1306 | 3642.53 | 3538.3291 | 0 | -1080.5876
2030-11-14 | 16 | 153.4735 | 153.4735 | 0 | 266.4473 | 266.4473 | 3777.208 | 3625.9746 | 3785.312 | 3743.1306 | 3642.53 | 3538.3291 | 0 | -1080.5876
2030-11-14 | 17 | 460.4206 | 460.4206 | 554.9606 | 199.9196 | 199.9196 | 3777.208 | 1440.5253 | 3171.6924 | 3743.1306 | 3463.4612 | 3538.3291 | 0 | -1080.5876
2030-11-14 | 18 | 460.4206 | 460.4206 | 646.4638 | 266.4473 | 223.9707 | 3777.208 | 1812.9873 | 3212.6963 | 3259.7502 | 3642.53 | 3538.3291 | 261.0819 | -1080.5876
2030-11-14 | 19 | 460.4206 | 460.4206 | 646.4638 | 199.9196 | 256.8925 | 3777.208 | 168.92 | 3761.0554 | 3743.1306 | 3642.53 | 3538.3291 | 0 | -1080.5876
2030-11-14 | 20 | 460.4206 | 460.4206 | 646.4638 | 266.4473 | 238.5142 | 3777.208 | 2772.8867 | 3573.0276 | 3743.1306 | 1821.265 | 3538.3291 | 0 | -1080.5876
2030-11-14 | 21 | 412.4901 | 460.4206 | 646.4638 | 199.9196 | 199.9196 | 3777.208 | 3625.9746 | 3557.6987 | 3743.1306 | 3642.53 | 3538.3291 | 0 | -1080.5876
2030-11-14 | 22 | 460.4206 | 376.9436 | 646.4638 | 199.9196 | 199.9196 | 3777.208 | 3625.9746 | 3785.312 | 3743.1306 | 3642.53 | 3538.3291 | 0 | -1080.5876
2030-11-14 | 23 | 460.4206 | 460.4206 | 0 | 133.2797 | 179.4745 | 3777.208 | 3625.9746 | 3785.312 | 3743.1306 | 3642.53 | 3538.3291 | 0 | -1080.5876
2030-11-14 | 24 | 460.4206 | 460.4206 | 176.2077 | 154.2907 | 133.2797 | 3777.208 | 3625.9746 | 3785.312 | 3743.1306 | 3642.53 | 3538.3291 | 0 | -1080.5876
2030-11-15 | 1 | 460.4206 | 460.4206 | 0 | 199.9196 | 150.9801 | 3777.208 | 3625.9746 | 3785.312 | 3743.1306 | 3642.53 | 3538.3291 | 0 | -1080.5876
2030-11-15 | 2 | 460.4206 | 431.3642 | 178.2812 | 133.2797 | 133.2797 | 3777.208 | 3625.9746 | 3785.312 | 3743.1306 | 3642.53 | 3538.3291 | 0 | -1080.5876
2030-11-15 | 3 | 153.4735 | 153.4735 | 0 | 66.6399 | 90.2589 | 3777.208 | 3625.9746 | 3785.312 | 3743.1306 | 3642.53 | 3538.3291 | 417.8802 | -1080.5876
2030-11-15 | 4 | 153.4735 | 153.4735 | 0 | 65.3636 | 0 | 3777.208 | 3625.9746 | 3785.312 | 3743.1306 | 3642.53 | 3538.3291 | 0 | -1080.5876
2030-11-15 | 5 | 153.4735 | 210.1227 | 0 | 133.2797 | 145.1577 | 3777.208 | 3625.9746 | 3785.312 | 3743.1306 | 3642.53 | 3538.3291 | 0 | -1080.5876
2030-11-15 | 6 | 153.4735 | 153.4735 | 531.8668 | 156.6853 | 199.9196 | 3777.208 | 3625.9746 | 3785.312 | 3743.1306 | 3642.53 | 3538.3291 | 0 | -1080.5876
2030-11-15 | 7 | 153.4735 | 302.3144 | 0 | 199.9196 | 199.9196 | 3777.208 | 3625.9746 | 2640.5627 | 3743.1306 | 3642.53 | 3538.3291 | 0 | -1080.5876
2030-11-15 | 8 | 460.4206 | 460.4206 | 0 | 133.2797 | 188.5951 | 3777.208 | 3625.9746 | 2061.2886 | 3743.1306 | 3642.53 | 3538.3291 | 0 | -1080.5876
2030-11-15 | 9 | 460.4206 | 415.1205 | 85.3534 | 266.4473 | 266.4473 | 3777.208 | 3625.9746 | 2898.2842 | 3743.1306 | 3642.53 | 3538.3291 | 0 | 1080.5876
2030-11-15 | 10 | 431.9471 | 460.4206 | 0 | 199.9196 | 199.9196 | 3777.208 | 3625.9746 | 3785.312 | 3743.1294 | 3642.53 | 3538.3291 | 0 | -1080.5876
2030-11-15 | 11 | 306.9471 | 200.4951 | 0 | 266.4473 | 266.4473 | 3777.208 | 3625.9746 | 3785.312 | 3743.1306 | 3642.53 | 3538.3291 | 0 | -1080.5876
2030-11-15 | 12 | 302.7277 | 153.4735 | 0 | 266.4472 | 266.4472 | 3777.208 | 3625.9746 | 3785.312 | 3743.1306 | 3642.53 | 3538.3291 | 0 | 1080.5876
2030-11-15 | 13 | 153.4735 | 153.4735 | 0 | 199.9196 | 199.9196 | 3777.208 | 3625.9746 | 3785.312 | 3743.1306 | 3642.53 | 3538.3291 | 0 | -1080.5876
2030-11-15 | 14 | 153.4735 | 153.4735 | 0 | 199.9196 | 138.885 | 3777.208 | 3625.9746 | 3785.312 | 3743.1306 | 3642.53 | 3538.3291 | 0 | -1080.5876
2030-11-15 | 15 | 153.4735 | 224.7209 | 0 | 266.4473 | 266.4473 | 3777.208 | 3625.9746 | 3785.312 | 3743.1306 | 3642.53 | 3538.3291 | 0 | -1080.5876
2030-11-15 | 16 | 452.9805 | 460.4206 | 0 | 266.4472 | 266.4472 | 3777.208 | 3625.9746 | 3785.312 | 3743.1306 | 3642.53 | 3538.3291 | 0 | -1080.5876
2030-11-15 | 17 | 430.596 | 460.4206 | 0 | 266.4473 | 266.4473 | 3777.208 | 3625.9746 | 3785.312 | 3743.1306 | 3642.53 | 3538.3291 | 0 | -1080.5876
2030-11-15 | 18 | 460.4206 | 460.4206 | 0 | 266.4472 | 266.4472 | 3777.208 | 3625.9746 | 3785.312 | 3743.1306 | 3642.53 | 3538.3291 | 0 | -1080.5876
2030-11-15 | 19 | 460.4206 | 407.296 | 0 | 266.4472 | 266.4472 | 3777.208 | 3625.9746 | 3785.312 | 3743.1306 | 3642.53 | 3538.3291 | 0 | -1080.5876
2030-11-15 | 20 | 153.4735 | 153.4735 | 0 | 0 | 0 | 3777.208 | 3625.9746 | 1892.6559 | 3743.1306 | 3642.53 | 3538.3291 | 0 | -1080.5876
2030-11-15 | 21 | 153.4735 | 153.4735 | 0 | 0 | 0 | 3777.208 | 3625.9746 | 1892.6559 | 3743.1306 | 3642.53 | 3538.3291 | 0 | -1080.5876
2030-11-15 | 22 | 153.4735 | 153.4735 | 0 | 7.0538 | 0 | 3777.208 | 3625.9746 | 612.7142 | 3743.1306 | 3642.53 | 3538.3291 | 0 | -1080.5876
2030-11-15 | 23 | 0 | 40.3643 | 0 | 0 | 0 | 3777.208 | 3625.9746 | 2133.6614 | 3743.1306 | 3642.53 | 3538.3291 | 0 | -1080.5876
2030-11-15 | 24 | 0 | 0 | 0 | 0 | 0 | 3777.208 | 3625.9746 | -3.7193e-05 | 3743.1306 | 3642.53 | 3538.3291 | 0 | -1080.5876
2030-11-16 | 1 | 0 | 0 | 0 | 0 | 0 | 3777.208 | 3625.9746 | 2395.8296 | 3743.1306 | 3642.53 | 3538.3291 | 0 | -1080.5876
2030-11-16 | 2 | 0 | 0 | 0 | 0 | 0 | 3777.208 | 3625.9746 | 1892.6549 | 3743.1306 | 3642.53 | 3538.3291 | 0 | -1080.5876
2030-11-16 | 3 | 0 | 0 | 0 | 0 | 0 | 3777.208 | 3625.9746 | 1044.8595 | 3743.1306 | 3642.53 | 3538.3291 | 0 | -1080.5876
2030-11-16 | 4 | 0 | 0 | 0 | 0 | 0 | 3777.208 | 3625.9746 | 168.0671 | 3743.1306 | 3642.53 | 3538.3291 | 0 | -1080.5876
2030-11-16 | 5 | 0 | 0 | 0 | 0 | 0 | 3777.208 | 3625.9746 | 356.3198 | 3743.1306 | 3642.53 | 3538.3291 | 0 | -1080.5876
2030-11-16 | 6 | 0 | 0 | 63.3194 | 0 | 0 | 3777.208 | 3625.9746 | 1710.5133 | 3743.1306 | 3642.53 | 3538.3291 | 0 | -1080.5876
2030-11-16 | 7 | 0 | 0 | 0 | 0 | 0 | 3777.208 | 3625.9746 | 630.6368 | 3743.1306 | 3642.53 | 3538.3291 | 0 | -1080.5876
2030-11-16 | 8 | 153.4735 | 153.4735 | 0 | 0 | 0 | 3141.5122 | 3625.9746 | 1195.9435 | 3743.1306 | 3642.53 | 3538.3291 | 0 | -1080.5876
2030-11-16 | 9 | 358.3676 | 460.4206 | 268.4857 | 0 | 0 | 3580.8718 | 1990.0439 | 1532.0222 | 3743.1306 | 3642.53 | 3538.3291 | 0 | -1080.5876
2030-11-16 | 10 | 460.4206 | 460.4206 | 629.8073 | 157.9024 | 133.2797 | 3407.415 | 1812.9873 | 1470.5149 | 3743.1306 | 3642.53 | 3293.9668 | 0 | -1080.5876
2030-11-16 | 11 | 460.4206 | 460.4206 | 646.4638 | 199.9196 | 199.9196 | 3777.208 | 3625.9746 | 1476.1313 | 3743.1306 | 3642.53 | 2225.1992 | 0 | -1080.5876
2030-11-16 | 12 | 153.4735 | 153.4735 | 646.4638 | 199.9196 | 147.4543 | 3777.208 | 3625.9746 | 1352.0663 | 3743.1306 | 3642.53 | 2886.2566 | 0 | -1080.5876
2030-11-16 | 13 | 460.4206 | 406.8342 | 646.4638 | 133.2797 | 133.2797 | 3777.208 | 1411.4515 | 1648.0038 | 3743.1306 | 3642.53 | 3538.3291 | 0 | -1080.5876
2030-11-16 | 14 | 460.4206 | 460.4206 | 151.1675 | 55.237 | 0 | 3207.8638 | 168.9198 | 1399.4956 | 3743.1306 | 3642.53 | 3538.3291 | 0 | 1080.5876
2030-11-16 | 15 | 337.0365 | 460.4206 | 646.4638 | 0 | 0 | 3777.208 | 168.9197 | 1239.3123 | 2297.949 | 3642.53 | 2120.2649 | 0 | -1080.5876
2030-11-16 | 16 | 306.9471 | 271.8263 | 646.4638 | 0 | 0 | 3259.3369 | 309.3113 | 1495.7874 | 1871.5653 | 3642.53 | 3538.3291 | 0 | -1080.5876
2030-11-16 | 17 | 460.4206 | 460.4206 | 646.4638 | 0 | 0 | 1888.604 | 168.9199 | 1425.7537 | 2401.5862 | 3642.53 | 2418.0334 | 0 | -1080.5876
2030-11-16 | 18 | 460.4206 | 460.4206 | 646.4638 | 158.8115 | 133.2797 | 1618.3932 | 166.861 | 688.3591 | 1680.0662 | 3642.53 | 1713.4813 | 0 | -1080.5876
2030-11-16 | 19 | 460.4206 | 460.4206 | 646.4638 | 199.9196 | 220.5855 | 1620.0931 | 166.8617 | 205.5336 | 0 | 3642.53 | 221.0094 | 0 | -1080.5876
2030-11-16 | 20 | 460.4206 | 460.4206 | 646.4638 | 133.2797 | 112.7527 | 1888.604 | 166.8605 | 992.3399 | -812.9506 | 1821.265 | 550.9126 | 0 | -1080.5876
2030-11-16 | 21 | 460.4206 | 460.4206 | 646.4638 | 66.6399 | 66.6399 | 1888.604 | 166.8609 | 983.0552 | -541.8845 | 3642.53 | 1769.1646 | 0 | -1080.5876
2030-11-16 | 22 | 460.4206 | 460.4206 | 646.4638 | 62.1962 | 0 | 3777.208 | 168.919 | 390.3359 | -1500.7286 | 3642.53 | 2742.1875 | 0 | -1080.5876
2030-11-16 | 23 | 380.7367 | 460.4206 | 646.4638 | 66.6399 | 26.4654 | 3748.5176 | 168.9194 | 236.0695 | -1871.5653 | 3642.53 | 2341.2568 | 0 | -1080.5876
2030-11-16 | 24 | 460.4206 | 363.9086 | 269.7437 | 0 | 0 | 3777.208 | 166.8604 | 157.8284 | -1692.416 | 3642.53 | 709.2376 | 0 | -1080.5876
2030-11-17 | 1 | 153.4735 | 153.4735 | 0 | 199.9196 | 174.7169 | 3009.4561 | 689.3432 | 342.8848 | 916.9999 | 3642.53 | 3538.3291 | 0 | -1080.5876
2030-11-17 | 2 | 76.5168 | 153.4735 | 0 | 0 | 0 | 3204.8813 | 3625.9746 | 866.3759 | 2569.4583 | 3642.53 | 3538.3291 | 0 | -1080.5876
2030-11-17 | 3 | 153.4735 | 153.4735 | 0 | 66.6399 | 13.3833 | 3599.6099 | 3625.9746 | 1646.1538 | 3743.1306 | 3642.53 | 3538.3291 | 0 | -624.612
2030-11-17 | 4 | 0 | 0 | 0 | 199.8074 | 171.6355 | 3777.208 | 3625.9746 | 2905.1394 | 3743.1306 | 3642.53 | 3538.3291 | 0 | 1080.5876
2030-11-17 | 5 | 153.4735 | 153.4735 | 0 | 266.4473 | 266.4472 | 3777.208 | 3625.9746 | 3417.7346 | 3743.1306 | 3642.53 | 2023.541 | 0 | -1080.5876
2030-11-17 | 6 | 153.4735 | 153.4735 | 0 | 266.4473 | 266.4473 | 3777.208 | 3625.9746 | 3785.312 | 3743.1306 | 3642.53 | 2481.5635 | 0 | -1080.5876
2030-11-17 | 7 | 153.4735 | 153.4735 | 0 | 127.8456 | 133.2797 | 3777.208 | 3625.9746 | 3785.312 | 3743.1306 | 3642.53 | 3538.3291 | 0 | -1080.5876
2030-11-17 | 8 | 153.4735 | 207.3334 | 0 | 266.4473 | 266.4473 | 3777.208 | 3625.9746 | 3785.312 | 3743.1306 | 3642.53 | 3538.3291 | 0 | -1080.5876
2030-11-17 | 9 | 306.9471 | 200.5616 | 0 | 266.4473 | 266.4472 | 3777.208 | 3625.9746 | 3785.312 | 3743.1306 | 3642.53 | 3538.3291 | 0 | -1080.5876
2030-11-17 | 10 | 306.9471 | 302.5752 | 0 | 199.9196 | 199.9196 | 3777.208 | 3625.9746 | 3610.1968 | 3743.1306 | 3642.53 | 3538.3291 | 0 | 1080.5876
2030-11-17 | 11 | 410.0373 | 306.9471 | 257.3028 | 199.9196 | 199.9196 | 3777.208 | 3625.9746 | 3474.6677 | 3743.1306 | 3642.53 | 3538.3291 | 0 | -1080.5876
2030-11-17 | 12 | 306.9471 | 272.2682 | 606.6085 | 199.9196 | 199.9196 | 3777.208 | 3625.9746 | 3785.312 | 3743.1306 | 3642.53 | 3538.3291 | 0 | -1080.5886
2030-11-17 | 13 | 306.9471 | 156.6214 | 646.4638 | 199.9196 | 199.9196 | 3777.208 | 3625.9746 | 3618.533 | 3743.1306 | 3642.53 | 3538.3291 | 0 | -1080.5876
2030-11-17 | 14 | 153.4735 | 153.4735 | 646.4638 | 133.2797 | 171.3413 | 3777.208 | 3625.9746 | 3785.312 | 3743.1306 | 3642.53 | 3538.3291 | 0 | -1080.5876
2030-11-17 | 15 | 153.4735 | 153.4735 | 646.4638 | 266.4473 | 266.4473 | 3777.208 | 3625.9746 | 3785.312 | 3743.1306 | 3642.53 | 3538.3291 | 0 | -1080.5876
2030-11-17 | 16 | 0 | 17.0489 | 646.4638 | 266.4472 | 266.4473 | 3777.208 | 3625.9746 | 3785.312 | 3743.1306 | 3642.53 | 3538.3291 | 0 | -1080.5876
2030-11-17 | 17 | 153.4735 | 153.4735 | 0 | 266.4473 | 266.4473 | 3777.208 | 3625.9746 | 3785.312 | 3743.1306 | 3642.53 | 3538.3291 | 0 | -1080.5876
2030-11-17 | 18 | 153.4735 | 226.8186 | 278.953 | 266.4473 | 266.4472 | 3777.208 | 3625.9746 | 3785.312 | 3743.1306 | 3642.53 | 3538.3291 | 0 | -1080.5876
2030-11-17 | 19 | 306.9471 | 289.9769 | 646.4638 | 104.3891 | 66.6399 | 3777.208 | 3625.9746 | 3785.312 | 3743.1306 | 3642.53 | 3538.3291 | 0 | -1080.5876
2030-11-17 | 20 | 306.9471 | 216.6942 | 646.4638 | 199.9196 | 199.9196 | 3777.208 | 1812.9873 | 3581.0544 | 3743.1306 | 3642.53 | 1769.1646 | 0 | -1080.5876
2030-11-17 | 21 | 306.9471 | 365.6939 | 646.4638 | 199.9196 | 199.9196 | 3777.208 | 166.8612 | 2893.7468 | 3743.1306 | 3642.53 | 844.3303 | 0 | -1080.5876
2030-11-17 | 22 | 398.2566 | 460.4206 | 646.4638 | 133.2797 | 133.2797 | 3777.208 | 168.9192 | 1892.656 | 3743.1306 | 3642.53 | 221.0089 | 0 | -1080.5876
2030-11-17 | 23 | 226.3115 | 306.9471 | 216.9902 | 199.9196 | 199.9196 | 3777.208 | 166.8602 | 843.0074 | 2543.522 | 3642.53 | 0 | 0 | -1.6451e-05
2030-11-17 | 24 | 199.9118 | 306.9471 | 146.0903 | 199.9196 | 199.9196 | 3777.208 | 166.8616 | -48.4639 | 3029.2974 | 3642.53 | -182.64 | 0 | -1080.5876
2030-11-18 | 1 | 153.4735 | 153.4735 | 0 | 0 | 0 | 3777.208 | 166.8599 | -1394.7498 | 1871.5653 | 1821.265 | 1769.1646 | 0 | -1080.5876
2030-11-18 | 2 | 153.4735 | 153.4735 | 0 | 0 | 0 | 3777.208 | 168.9196 | -1290.0054 | 1871.5653 | 3110.9604 | 1769.1646 | 0 | -1080.5876
2030-11-18 | 3 | 153.4735 | 153.4735 | 0 | 0 | 0 | 3777.208 | 168.9171 | 93.1413 | 1871.5653 | 3642.53 | 2819.9507 | 0 | -1080.5876
2030-11-18 | 4 | 153.4735 | 153.4735 | 0 | 0 | 0 | 3777.208 | 502.9579 | 542.0557 | 2571.0088 | 3642.53 | 3538.3291 | 0 | -1080.5876
2030-11-18 | 5 | 153.4735 | 153.4735 | 0 | 0 | 0 | 3777.208 | 3625.9746 | 2775.8472 | 3743.1306 | 3642.53 | 3538.3291 | 0 | -1080.5876
2030-11-18 | 6 | 153.4735 | 153.4735 | 0 | 0 | 0 | 3777.208 | 3625.9746 | 3785.312 | 3743.1306 | 3642.53 | 3538.3291 | 0 | -1080.5876
2030-11-18 | 7 | 153.4735 | 153.4735 | 0 | 0 | 0 | 3777.208 | 3625.9746 | 3785.312 | 3743.1306 | 3642.53 | 3538.3291 | 0 | -1080.5876
2030-11-18 | 8 | 153.4735 | 153.4735 | 646.4638 | 0 | 0 | 3777.208 | 2815.2517 | 2220.6238 | 3743.1306 | 3642.53 | 3538.3291 | 0 | -1080.5876
2030-11-18 | 9 | 153.4735 | 153.4735 | 646.4638 | 133.2797 | 133.2797 | 3777.208 | 2937.0042 | -120.3074 | 3743.1306 | 2791.103 | 3538.3291 | 0 | -1080.5876
2030-11-18 | 10 | 153.4735 | 153.4735 | 646.4638 | 66.6399 | 66.6399 | 3777.208 | 2491.3921 | -1004.6395 | 3644.5549 | 1821.265 | 3538.3291 | 0 | -1080.5876
2030-11-18 | 11 | 153.4735 | 153.4735 | 624.5303 | 133.2797 | 133.2797 | 3777.208 | 1812.9873 | -1508.8358 | 3668.1128 | 1821.265 | 3538.3291 | 0 | -1080.5876
2030-11-18 | 12 | 153.4735 | 153.4735 | 627.8779 | 199.9196 | 199.9196 | 3777.208 | 1812.9873 | -1757.693 | 3743.1306 | 2134.7466 | 3538.3291 | 0 | -1080.5876
2030-11-18 | 13 | 153.4735 | 153.4735 | 646.4638 | 133.2797 | 133.2797 | 3777.208 | 1089.3936 | -1617.0131 | 2352.2341 | 1821.265 | 3538.3291 | 0 | -1080.5876
2030-11-18 | 14 | 153.4735 | 153.4735 | 646.4638 | 66.6399 | 66.6399 | 3777.208 | 215.8943 | -1342.7102 | 3159.5767 | 1821.265 | 3484.6372 | 0 | -1080.5876
2030-11-18 | 15 | 460.4206 | 460.4206 | 484.8478 | 199.9196 | 199.9196 | 3777.208 | 213.8926 | 1892.656 | 3743.1306 | 2658.0793 | 1769.1646 | 0 | -1080.5876
2030-11-18 | 16 | 460.4206 | 460.4206 | 484.8478 | 199.9196 | 199.9196 | 3777.208 | 215.8942 | 1892.656 | 1871.5653 | 1821.265 | 3538.3291 | 0 | -1080.5876
2030-11-18 | 17 | 460.4206 | 460.4206 | 30.0625 | 199.9196 | 199.9196 | 2068.3604 | 168.9204 | 1892.656 | 1871.5653 | 1821.265 | 3538.3291 | 0 | -1080.5876
2030-11-18 | 18 | 460.4206 | 460.4206 | 646.4638 | 199.9196 | 199.9196 | 1888.604 | 1812.9873 | 1892.656 | 1871.5653 | 1821.265 | 3538.3291 | 0 | -1080.5876
2030-11-18 | 19 | 460.4206 | 460.4206 | 646.4638 | 199.9196 | 199.9196 | 3334.3015 | 1812.9873 | 0 | 1871.5653 | 0 | 3538.3291 | 328.8616 | -1080.5876
2030-11-18 | 20 | 306.9471 | 308.151 | 646.4638 | 133.2797 | 133.2797 | 2424.6919 | 1812.9873 | 0 | 1871.5653 | 0 | 3538.3291 | 0 | -1080.5876
2030-11-18 | 21 | 460.4206 | 460.4206 | 646.4638 | 199.9196 | 199.9196 | 2612.4741 | 824.293 | 0 | 1871.5653 | 498.7468 | 3538.3291 | 0 | -1080.5876
2030-11-18 | 22 | 153.4735 | 153.4735 | 646.4638 | 129.0152 | 133.2797 | 3131.4854 | 168.9201 | -953.3101 | 0 | 0 | 3430.1877 | 0 | -1080.5876
2030-11-18 | 23 | 153.4735 | 153.4735 | 646.4638 | 175.4547 | 133.2797 | 1888.604 | 166.8608 | 0 | 0 | 307.6929 | 1762.8667 | 0 | -1080.5876
2030-11-18 | 24 | 306.9471 | 306.9471 | 575.352 | 98.4646 | 133.2797 | 1888.604 | 168.9198 | 0 | 0 | 417.4542 | 1769.1646 | 0 | -1080.5876
2030-11-19 | 1 | 153.4735 | 153.4735 | 0 | 0 | 0 | 3777.208 | 1812.9873 | -220.0289 | -616.7111 | 0 | 3538.3291 | 0 | -1080.5876
2030-11-19 | 2 | 153.4735 | 153.4735 | 370.4202 | 0 | 0 | 3777.208 | 3625.9746 | -404.8862 | -1230.8083 | -3.2425e-05 | 3538.3291 | 0 | -1080.5876
2030-11-19 | 3 | 153.4735 | 153.4735 | 0 | 0 | 0 | 3777.208 | 2914.4824 | -619.0941 | 228.8962 | 1821.265 | 3538.3291 | 0 | -1080.5876
2030-11-19 | 4 | 153.4735 | 153.4735 | 0 | 0 | 0 | 3777.208 | 1984.4331 | 302.5536 | 1622.8092 | 3642.53 | 3538.3291 | 0 | -1080.5876
2030-11-19 | 5 | 460.4206 | 460.4206 | 0 | 173.6743 | 133.2797 | 3777.208 | 215.892 | 849.671 | 3711.4236 | 3642.53 | 3538.3291 | 0 | -1080.5876
2030-11-19 | 6 | 460.4206 | 460.4206 | 295.6556 | 0 | 45.6006 | 3777.208 | 215.8922 | 964.9256 | 3687.4614 | 3642.53 | 3538.3291 | 0 | -1080.5876
2030-11-19 | 7 | 460.4206 | 460.4206 | 263.8816 | 66.6399 | 70.4422 | 3777.208 | 623.1072 | 2450.0369 | 3743.1306 | 3642.53 | 3538.3291 | 0 | -1080.5876
2030-11-19 | 8 | 460.4206 | 460.4206 | 646.4638 | 133.2797 | 187.6585 | 2313.3206 | 168.9178 | 151.0485 | 1871.5653 | 3642.53 | 2431.7981 | 0 | -1080.5876
2030-11-19 | 9 | 460.4206 | 460.4206 | 646.4638 | 263.6181 | 199.9196 | 2576.594 | 168.9214 | 81.5655 | 1871.5653 | 1821.265 | 2679.0371 | 0 | -1080.5876
2030-11-19 | 10 | 460.4206 | 460.4206 | 646.4638 | 266.4473 | 212.2858 | 1888.604 | 168.9201 | 39.5972 | 759.7807 | 1821.265 | 3538.3291 | 0 | -1080.5876
2030-11-19 | 11 | 460.4206 | 460.4206 | 646.4638 | 266.4473 | 235.1713 | 1888.604 | 168.9192 | 335.0148 | 1871.5653 | 1821.265 | 3538.3291 | 0 | -1080.5876
2030-11-19 | 12 | 460.4206 | 460.4206 | 646.4638 | 199.9196 | 199.9196 | 2516.7007 | 1812.9873 | 256.2515 | 1871.5653 | 1821.265 | 3538.3291 | 0 | -1080.5876
2030-11-19 | 13 | 460.4206 | 460.4206 | 646.4638 | 266.4473 | 266.4473 | 2367.6846 | 3157.0837 | 252.3775 | 1871.5653 | 2288.2759 | 3538.3291 | 0 | -1080.5876
2030-11-19 | 14 | 460.4206 | 460.4206 | 484.8478 | 206.7867 | 266.4473 | 1888.604 | 3625.9746 | -127.6663 | 1871.5653 | 3348.3523 | 3538.3291 | 0 | -1080.5876
2030-11-19 | 15 | 460.4206 | 374.4831 | 323.2319 | 133.2797 | 133.2797 | 1888.604 | 3625.9746 | -303.7882 | 1871.5653 | 3144.4314 | 3538.3291 | 0 | -1080.5876
2030-11-19 | 16 | 153.4735 | 153.4735 | 496.0634 | 0 | 0 | 1888.604 | 3625.9746 | -627.0529 | 1871.5653 | 2457.0112 | 3538.3291 | 0 | -1080.5876
2030-11-19 | 17 | 306.9471 | 306.9471 | 646.4638 | 133.2797 | 133.2797 | 2577.0613 | 2326.1714 | -1195.6342 | 1871.5653 | 3642.53 | 3538.3291 | 0 | -1080.5876
2030-11-19 | 18 | 153.4735 | 153.4735 | 646.4638 | 66.6399 | 115.1012 | 3777.208 | 1812.9873 | -1080.0312 | 1871.5653 | 1821.265 | 3538.3291 | 0 | -1080.5876
2030-11-19 | 19 | 153.4735 | 153.4735 | 646.4638 | 0 | 0 | 3777.208 | 1812.9873 | -349.2412 | 1871.5653 | 0 | 3538.3291 | 0 | -1080.5876
2030-11-19 | 20 | 153.4735 | 153.4735 | 646.4638 | 0 | 0 | 2322.252 | 974.5148 | -841.823 | 947.0554 | 0 | 3538.3291 | 64.7369 | -1080.5876
2030-11-19 | 21 | 153.4735 | 153.4735 | 646.4638 | 0 | 0 | 2457.8357 | 456.2456 | -604.064 | 860.1936 | -286.9717 | 3538.3291 | 1.4055 | -1080.5876
2030-11-19 | 22 | 153.4735 | 153.4735 | 646.4638 | 0 | 0 | 2676.1511 | 824.2205 | -381.9616 | 504.4996 | 0 | 3538.3291 | 226.1065 | -1080.5876
2030-11-19 | 23 | 153.4735 | 153.4735 | 324.806 | 0 | 0 | 1888.604 | 168.9195 | -250.8654 | 772.0537 | 1371.5432 | 3538.3291 | 0 | -1080.5876
2030-11-19 | 24 | 153.4735 | 153.4735 | 105.4069 | 75.2727 | 133.2797 | 1888.604 | 166.861 | 177.3174 | -1270.38 | 1821.265 | 1769.1646 | 0 | -1080.5876
2030-11-20 | 1 | 153.4735 | 153.4735 | 0 | 0 | 0 | 2403.7346 | 166.8607 | 26.1574 | -1871.5653 | 1821.265 | 221.009 | 0 | -1080.5876
2030-11-20 | 2 | 153.4735 | 153.4735 | 562.8042 | 0 | 0 | 1888.604 | 166.8608 | 1167.0863 | 1000.2169 | 1821.265 | 1698.3162 | 0 | -1080.5876
2030-11-20 | 3 | 460.4206 | 460.4206 | 95.1723 | 0 | 0 | 1888.604 | 166.8609 | 2050.4048 | 1871.5653 | 2212.5532 | 1769.1646 | 0 | -1080.5876
2030-11-20 | 4 | 460.4206 | 460.4206 | 103.8411 | 66.6399 | 59.6574 | 1054.8849 | 166.8604 | 2397.6145 | 0 | 1821.265 | 1769.1646 | 0 | -1080.5876
2030-11-20 | 5 | 460.4206 | 460.4206 | 0 | 199.9196 | 249.4165 | 1122.3871 | 166.8608 | 2064.0176 | 0 | 3295.769 | 221.0076 | 0 | -1080.5876
2030-11-20 | 6 | 460.4206 | 460.4206 | 0 | 26.8037 | 66.6399 | 1612.5753 | 166.8606 | 1950.4304 | -2.5272e-05 | 3642.53 | 221.0081 | 0 | -1080.5876
2030-11-20 | 7 | 460.4206 | 460.4206 | 76.1536 | 0 | 0 | 1888.604 | 166.8607 | 2623.0481 | 1871.5653 | 3642.53 | 221.0086 | 0 | -1080.5876
2030-11-20 | 8 | 460.4206 | 460.4206 | 216.4056 | 199.9196 | 199.9196 | 1888.604 | 198.0932 | 2623.9041 | 1871.5653 | 3642.53 | 1375.452 | 0 | -1080.5876
2030-11-20 | 9 | 460.4206 | 460.4206 | 238.7789 | 266.4473 | 266.4473 | 1888.604 | 208.038 | 2700.7598 | 1871.5653 | 2608.0071 | 1724.1777 | 0 | -1080.5876
2030-11-20 | 10 | 460.4206 | 460.4206 | 0 | 199.9196 | 199.9196 | 2738.7034 | 168.9204 | 3126.2175 | 1871.5653 | 1821.265 | 1769.1646 | 0 | -1080.5876
2030-11-20 | 11 | 460.4206 | 460.4206 | 0 | 199.9196 | 199.9196 | 1888.604 | 168.9191 | 3350.1299 | 1871.5653 | 2955.7825 | 2918.8987 | 0 | -1080.5876
2030-11-20 | 12 | 460.4206 | 460.4206 | 222.1267 | 266.4473 | 266.4472 | 1888.604 | 168.9199 | 3785.312 | 1238.7056 | 3642.53 | 3538.3291 | 0 | -1080.5876
2030-11-20 | 13 | 460.4206 | 460.4206 | 0 | 266.4473 | 266.4473 | 3777.208 | 1812.9873 | 3785.312 | 1838.0693 | 3642.53 | 3538.3291 | 0 | -1080.5876
2030-11-20 | 14 | 460.4206 | 460.4206 | 0 | 133.2797 | 133.2797 | 3777.208 | 3365.5713 | 3785.312 | 3743.1306 | 3642.53 | 3538.3291 | 0 | -1080.5876
2030-11-20 | 15 | 153.4735 | 153.4735 | 0 | 0 | 0 | 3777.208 | 3625.9746 | 3785.312 | 3743.1306 | 3642.53 | 3538.3291 | 0 | -1080.5876
2030-11-20 | 16 | 153.4735 | 153.4735 | 214.184 | 37.686 | 66.6399 | 3777.208 | 3625.9746 | 3785.312 | 3743.1306 | 3642.53 | 3538.3291 | 0 | -1080.5876
2030-11-20 | 17 | 153.4735 | 153.4735 | 0 | 0 | 0 | 3777.208 | 3625.9746 | 3785.312 | 3743.1306 | 3642.53 | 3538.3291 | 0 | -1080.5876
2030-11-20 | 18 | 153.4735 | 153.4735 | 77.7006 | 133.2797 | 113.4118 | 3777.208 | 3625.9746 | 3785.312 | 3743.1306 | 3642.53 | 3538.3291 | 0 | -1080.5876
2030-11-20 | 19 | 153.4735 | 153.4735 | 3.5871 | 199.9196 | 218.5004 | 3777.208 | 3625.9746 | 3785.312 | 3743.1306 | 3642.53 | 3538.3291 | 0 | -1080.5876
2030-11-20 | 20 | 153.4735 | 153.4735 | 0 | 199.9196 | 191.9951 | 3777.208 | 3625.9746 | 3785.312 | 3743.1306 | 3642.53 | 3538.3291 | 0 | -1080.5876
2030-11-20 | 21 | 153.4735 | 153.4735 | 66.438 | 199.9196 | 199.9196 | 3777.208 | 3625.9746 | 3785.312 | 3743.1306 | 3642.53 | 3538.3291 | 0 | -1080.5876
2030-11-20 | 22 | 153.4735 | 26.8796 | 0 | 133.2797 | 133.2797 | 3777.208 | 3625.9746 | 3785.312 | 3743.1306 | 3642.53 | 3538.3291 | 0 | -1080.5876
2030-11-20 | 23 | 85.9872 | 0 | 1.6215 | 266.4473 | 266.4473 | 3777.208 | 3625.9746 | 3785.312 | 3743.1306 | 3642.53 | 3538.3291 | 0 | 1080.5876
2030-11-20 | 24 | 153.4735 | 153.4735 | 0 | 66.6399 | 42.25 | 3777.208 | 3625.9746 | 3785.312 | 3743.1306 | 3642.53 | 3538.3291 | 0 | -1080.5876
2030-11-21 | 1 | 153.4735 | 153.4735 | 0 | 0 | 13.5353 | 3777.208 | 3625.9734 | 3785.312 | 3743.1306 | 3642.53 | 3538.3291 | 0 | -1080.5876
2030-11-21 | 2 | 153.4735 | 153.4735 | 0 | 0 | 0 | 3777.208 | 3625.9746 | 3785.312 | 3743.1306 | 3642.53 | 3538.3291 | 0 | -1080.5876
2030-11-21 | 3 | 153.4735 | 153.4735 | 0 | 0 | 0 | 3777.208 | 3625.9746 | 3785.312 | 3743.1306 | 3642.53 | 3538.3291 | 0 | -1080.5876
2030-11-21 | 4 | 153.4735 | 153.4735 | 0 | 0 | 0 | 3777.208 | 3625.9746 | 3785.312 | 3743.1306 | 3642.53 | 3538.3291 | 0 | -1080.5876
2030-11-21 | 5 | 153.4735 | 153.4735 | 0 | 199.9196 | 199.9196 | 3777.208 | 3625.9746 | 3785.312 | 3743.1306 | 3642.53 | 3538.3291 | 0 | -1080.5876
2030-11-21 | 6 | 153.4735 | 153.4735 | 0 | 199.9196 | 199.9196 | 3777.208 | 3625.9746 | 3785.312 | 3743.1306 | 3642.53 | 3538.3291 | 0 | -1080.5876
2030-11-21 | 7 | 153.4735 | 153.4735 | 0 | 0 | 0 | 3777.208 | 3625.9746 | 3785.312 | 3743.1306 | 3642.53 | 3538.3291 | 0 | -1080.5876
2030-11-21 | 8 | 153.4735 | 153.4735 | 0 | 0 | 0 | 3777.208 | 3625.9746 | 3785.312 | 3743.1306 | 3642.53 | 3538.3291 | 0 | -1080.5876
2030-11-21 | 9 | 153.4735 | 153.4735 | 0 | 0 | 0 | 3777.208 | 3625.9746 | 3785.312 | 3743.1306 | 3642.53 | 3538.3291 | 0 | -1080.5876
2030-11-21 | 10 | 153.4735 | 153.4735 | 0 | 0 | 0 | 3777.208 | 3625.9746 | 3785.312 | 3743.1306 | 3642.53 | 3538.3291 | 0 | -1080.5876
2030-11-21 | 11 | 0 | 0 | 0 | 0 | 0 | 3777.208 | 3625.9746 | 3785.312 | 3743.1306 | 3642.53 | 3538.3291 | 0 | -1080.5876
2030-11-21 | 12 | 153.4735 | 153.4735 | 0 | 0 | 0 | 3777.208 | 3625.9746 | 3785.312 | 3743.1306 | 3642.53 | 3538.3291 | 0 | -1080.5876
2030-11-21 | 13 | 153.4735 | 153.4735 | 0 | 0 | 0 | 3777.208 | 3625.9746 | 3785.312 | 3743.1306 | 3642.53 | 3538.3291 | 0 | -1080.5876
2030-11-21 | 14 | 153.4735 | 153.4735 | 0 | 0 | 0 | 3777.208 | 3625.9746 | 3785.312 | 3743.1306 | 3642.53 | 3538.3291 | 0 | -1080.5876
2030-11-21 | 15 | 153.4735 | 153.4735 | 0 | 199.9196 | 199.9196 | 3777.208 | 3625.9746 | 3785.312 | 3743.1306 | 3642.53 | 3538.3291 | 0 | -1080.5876
2030-11-21 | 16 | 153.4735 | 153.4735 | 0 | 199.9196 | 199.9196 | 3777.208 | 3625.9734 | 3785.312 | 3743.1306 | 3642.53 | 3538.3291 | 0 | -1080.5876
2030-11-21 | 17 | 153.4735 | 153.4735 | 0 | 199.9196 | 199.9196 | 3777.208 | 3625.9746 | 3785.312 | 3743.1306 | 3642.53 | 3538.3291 | 0 | -1080.5876
2030-11-21 | 18 | 153.4735 | 153.4735 | 553.8348 | 133.2797 | 133.2797 | 3777.208 | 3625.9746 | 2191.8069 | 3743.1306 | 3642.53 | 3538.3291 | 0 | -1080.5876
2030-11-21 | 19 | 153.4735 | 153.4735 | 540.7986 | 0 | 0 | 3777.208 | 1011.1314 | -1138.8339 | 2263.1289 | 1821.265 | 3538.3291 | 0 | -1080.5876
2030-11-21 | 20 | 153.4735 | 153.4735 | 464.3159 | 0 | 0 | 3777.208 | 166.8612 | -1213.816 | 1132.7219 | 1821.265 | 1769.1646 | 0 | -1080.5876
2030-11-21 | 21 | 153.4735 | 153.4735 | 394.4917 | 0 | 0 | 3777.208 | 166.86 | -1362.9669 | 1871.5653 | 3282.4531 | 391.9561 | 0 | -1080.5876
2030-11-21 | 22 | 153.4735 | 153.4735 | 283.2036 | 0 | 0 | 3777.208 | 168.9186 | -1334.1168 | 254.9678 | 3642.53 | 3538.3059 | 0 | -1080.5876
2030-11-21 | 23 | 153.4735 | 153.4735 | 103.6522 | 0 | 0 | 3777.208 | 168.9205 | -1003.2422 | 1214.2631 | 3642.53 | 3496.3611 | 0 | -1080.5876
2030-11-21 | 24 | 153.4735 | 153.4735 | 0 | 119.6581 | 66.6399 | 3777.208 | 962.8286 | -502.1162 | 1814.8883 | 3642.53 | 3538.3291 | 0 | -1080.5876
2030-11-22 | 1 | 153.4735 | 153.4735 | 0 | 199.9196 | 199.9196 | 3777.208 | 3625.9746 | 219.7163 | 3743.1306 | 3642.53 | 3538.3291 | 0 | -1080.5876
2030-11-22 | 2 | 132.3614 | 0 | 0 | 133.2797 | 133.2797 | 3777.208 | 3625.9746 | 3785.312 | 3743.1306 | 3642.53 | 3538.3291 | 0 | -1080.5876
2030-11-22 | 3 | 153.4735 | 153.4735 | 0 | 199.9196 | 199.9196 | 3777.208 | 3625.9746 | 3785.312 | 3743.1306 | 3642.53 | 3538.3291 | 0 | -1080.5876
2030-11-22 | 4 | 0 | 99.7545 | 0 | 266.4473 | 266.4472 | 3777.208 | 3625.9746 | 3785.312 | 3743.1306 | 3642.53 | 3538.3291 | 0 | -1080.5876
2030-11-22 | 5 | 150.0626 | 0 | 0 | 266.4473 | 266.4472 | 3777.208 | 3625.9746 | 3785.312 | 3743.1306 | 3642.53 | 3538.3291 | 0 | -1080.5876
2030-11-22 | 6 | 153.4735 | 153.4735 | 0 | 266.4472 | 266.4473 | 3777.208 | 3625.9746 | 3785.312 | 3743.1306 | 3642.53 | 3538.3291 | 0 | -1080.5876
2030-11-22 | 7 | 153.4735 | 153.4735 | 0 | 76.8736 | 133.2797 | 3777.208 | 3625.9746 | 3785.312 | 3743.1306 | 3642.53 | 3538.3291 | 0 | -1080.5876
2030-11-22 | 8 | 0 | 0 | 0 | 0 | 0 | 3777.208 | 3625.9746 | 3785.312 | 3743.1306 | 3642.53 | 3538.3291 | 0 | -1080.5876
2030-11-22 | 9 | 0 | 0 | 132.1987 | 266.4472 | 266.4473 | 3777.208 | 3625.9746 | 3785.312 | 3743.1306 | 3642.53 | 3538.3291 | 0 | -1080.5876
2030-11-22 | 10 | 0 | 0 | 561.9523 | 266.4473 | 247.2565 | 3777.208 | 3625.9746 | 3785.312 | 3743.1306 | 3642.53 | 3538.3291 | 0 | -1080.5876
2030-11-22 | 11 | 0 | 0 | 646.4638 | 133.2797 | 148.727 | 3777.208 | 3625.9746 | 3785.312 | 3743.1306 | 3642.53 | 3538.3291 | 0 | -1080.5876
2030-11-22 | 12 | 0 | 0 | 646.4638 | 208.5608 | 266.4473 | 3777.208 | 3625.9746 | 3785.312 | 3743.1306 | 3642.53 | 3538.3291 | 0 | -1080.5876
2030-11-22 | 13 | 153.4735 | 153.4735 | 0 | 0 | 0 | 3777.208 | 3625.9746 | 3785.312 | 3743.1306 | 3642.53 | 3538.3291 | 299.9859 | -1080.5876
2030-11-22 | 14 | 153.4735 | 153.4735 | 0 | 0 | 0 | 3777.208 | 3625.9746 | 3785.312 | 3743.1306 | 3642.53 | 3538.3291 | 399.2621 | -1.6451e-05
2030-11-22 | 15 | 153.4735 | 153.4735 | 0 | 0 | 0 | 3777.208 | 3625.9746 | 3785.312 | 3743.1306 | 3642.53 | 3538.3291 | 0 | -1080.5876
2030-11-22 | 16 | 0 | 0 | 191.8815 | 66.6399 | 104.6693 | 3777.208 | 3625.9746 | 3785.312 | 3743.1306 | 3642.53 | 3538.3291 | 0 | -1080.5876
2030-11-22 | 17 | 107.1836 | 153.4735 | 646.4638 | 199.9196 | 199.9196 | 3777.208 | 3625.9746 | 3785.312 | 3743.1306 | 3642.53 | 3538.3291 | 0 | -1080.5876
2030-11-22 | 18 | 153.4735 | 153.4735 | 646.4638 | 66.6399 | 66.7975 | 3777.208 | 3625.9746 | 3785.312 | 3743.1306 | 3642.53 | 3538.3291 | 0 | -1080.5876
2030-11-22 | 19 | 153.4735 | 153.4735 | 646.4638 | 66.6399 | 46.4498 | 3777.208 | 168.9196 | 3785.312 | 3743.1306 | 1933.9281 | 2124.0581 | 0 | -1080.5876
2030-11-22 | 20 | 153.4735 | 153.4735 | 646.4638 | 106.8022 | 66.6399 | 2566.0635 | 166.8608 | 3785.312 | 3743.1306 | 1821.265 | 467.6696 | 0 | -1080.5876
2030-11-22 | 21 | 153.4735 | 153.4735 | 646.4638 | 199.9196 | 176.586 | 1888.604 | 166.8614 | 2708.967 | 1871.5653 | 1821.265 | 451.5616 | 0 | -1080.5876
2030-11-22 | 22 | 153.4735 | 153.4735 | 646.4638 | 0 | 0 | 2741.2039 | 166.861 | -27.1441 | 0 | 84.7734 | 591.7009 | 0 | -1080.5876
2030-11-22 | 23 | 153.4735 | 153.4735 | 339.3307 | 0 | 0 | 3333.0586 | 166.8608 | -1332.0717 | 0 | 0 | 221.009 | 0 | -1080.5876
2030-11-22 | 24 | 153.4735 | 153.4735 | 0 | 0 | 0 | 3777.208 | 166.8603 | -1541.267 | 0 | 154.4707 | 2534.0337 | 0 | -1080.5876
2030-11-23 | 1 | 153.4735 | 153.4735 | 0 | 0 | 0 | 3628.3418 | 166.8604 | -1231.167 | 0 | 0 | 2946.7024 | 0 | -1080.5876
2030-11-23 | 2 | 153.4735 | 153.4735 | 0 | 0 | 0 | 3777.208 | 484.4599 | -1488.764 | 1001.3038 | 1821.265 | 3538.3291 | 0 | -1080.5876
2030-11-23 | 3 | 153.4735 | 153.4735 | 0 | 0 | 0 | 3777.208 | 3625.9746 | -1040.0815 | 0 | 39.5765 | 3538.3291 | 0 | -1080.5876
2030-11-23 | 4 | 153.4735 | 153.4735 | 0 | 199.9196 | 199.9196 | 3777.208 | 3625.9746 | -1722.1875 | 1753.4675 | 3642.53 | 3538.3291 | 0 | -1080.5876
2030-11-23 | 5 | 153.4735 | 153.4735 | 0 | 133.2797 | 133.2797 | 3777.208 | 3625.9746 | -731.7095 | 3393.1694 | 3642.53 | 3538.3291 | 0 | -1080.5876
2030-11-23 | 6 | 153.4735 | 153.4735 | 0 | 266.4473 | 266.4473 | 3777.208 | 3625.9746 | -155.5293 | 1979.2983 | 3642.53 | 3538.3291 | 0 | -1080.5876
2030-11-23 | 7 | 153.4735 | 153.4735 | 0 | 199.9196 | 199.9196 | 3777.208 | 2793.7642 | 808.7731 | 1961.0956 | 3642.53 | 3538.3291 | 0 | -1080.5876
2030-11-23 | 8 | 306.9471 | 458.454 | 0 | 199.9196 | 199.9196 | 3777.208 | 1812.9873 | 1572.173 | 2314.9326 | 3642.53 | 3538.3291 | 0 | -1080.5876
2030-11-23 | 9 | 460.4206 | 460.4206 | 0 | 133.2797 | 138.8397 | 3777.208 | 3335.5884 | 2089.7288 | 3588.1877 | 3642.53 | 3538.3291 | 0 | -1080.5876
2030-11-23 | 10 | 306.9471 | 413.2273 | 44.8278 | 151.0741 | 133.2797 | 3777.208 | 3625.9746 | 3785.312 | 3743.1306 | 3642.53 | 3538.3291 | 0 | -1080.5876
2030-11-23 | 11 | 460.4206 | 460.4206 | 251.984 | 199.9196 | 199.9196 | 3777.208 | 3625.9746 | 3785.312 | 3743.1306 | 3642.53 | 3538.3291 | 0 | -1080.5876
2030-11-23 | 12 | 460.4206 | 460.4206 | 390.9549 | 266.4473 | 266.4473 | 3777.208 | 3410.0996 | 3785.312 | 3743.1306 | 3642.53 | 3538.3291 | 0 | -1080.5876
2030-11-23 | 13 | 460.4206 | 460.4206 | 388.8974 | 266.4472 | 266.4472 | 3777.208 | 1981.3029 | 3785.312 | 3743.1306 | 3642.53 | 3538.3291 | 0 | -1080.5876
2030-11-23 | 14 | 460.4206 | 460.4206 | 321.2003 | 199.9196 | 199.9196 | 3777.208 | 476.5801 | 3785.312 | 3743.1306 | 3642.53 | 3538.3291 | 0 | -1080.5876
2030-11-23 | 15 | 460.4206 | 460.4206 | 291.996 | 133.2797 | 146.951 | 3777.208 | 1635.0935 | 3656.1104 | 3743.1306 | 3642.53 | 3538.3291 | 0 | -1080.5876
2030-11-23 | 16 | 153.4735 | 153.4735 | 307.6594 | 133.2797 | 195.2268 | 3777.208 | 3625.9746 | 3785.312 | 3743.1306 | 3642.53 | 3538.3291 | 0 | -1080.5876
2030-11-23 | 17 | 153.4735 | 153.4735 | 602.6162 | 199.9196 | 177.3551 | 3777.208 | 3625.9746 | 3785.312 | 3743.1306 | 3642.53 | 3538.3291 | 0 | -1080.5876
2030-11-23 | 18 | 460.4206 | 460.4206 | 0 | 133.2797 | 177.4594 | 3777.208 | 3033.6973 | 3785.312 | 3743.1306 | 3642.53 | 3538.3291 | 262.7852 | -1080.5876
2030-11-23 | 19 | 460.4206 | 460.4206 | 646.4638 | 199.9196 | 199.9196 | 3777.208 | 166.861 | 2706.8604 | 2813.7317 | 3642.53 | 3188.3472 | 0 | -1080.5876
2030-11-23 | 20 | 460.4206 | 460.4206 | 646.4638 | 133.2797 | 136.6718 | 3777.208 | 166.8609 | 2213.6191 | 1871.5653 | 3642.53 | 1769.1646 | 0 | -1080.5876
2030-11-23 | 21 | 306.9471 | 312.0426 | 0 | 199.9196 | 199.9196 | 3777.208 | 1812.9873 | 3785.312 | 3743.1306 | 3642.53 | 2880.0146 | 0 | -1080.5876
2030-11-23 | 22 | 153.4735 | 153.4735 | 397.8613 | 266.4472 | 266.4472 | 3777.208 | 3625.9746 | 3785.312 | 3743.1306 | 3642.53 | 3538.3291 | 0 | -1080.5876
2030-11-23 | 23 | 0 | 151.965 | 128.025 | 133.2797 | 113.4839 | 3777.208 | 3625.9746 | 3785.312 | 3743.1306 | 3642.53 | 3538.3291 | 0 | -1080.5876
2030-11-23 | 24 | 153.4735 | 143.2087 | 0 | 133.2797 | 133.2797 | 3777.208 | 3625.9746 | 3785.312 | 3743.1306 | 3642.53 | 3538.3291 | 0 | -1080.5876
2030-11-24 | 1 | 153.4735 | 153.4735 | 0 | 266.4473 | 228.5385 | 3777.208 | 3625.9746 | 3785.312 | 3743.1306 | 3642.53 | 3538.3291 | 0 | -1080.5876
2030-11-24 | 2 | 153.4735 | 153.4735 | 153.9956 | 0 | 0 | 3777.208 | 3625.9746 | 3785.312 | 3743.1306 | 3642.53 | 3538.3291 | 0 | -1080.5876
2030-11-24 | 3 | 0 | 0 | 106.6724 | 117.4166 | 66.6399 | 3777.208 | 3625.9746 | 3785.312 | 3743.1306 | 3642.53 | 3538.3291 | 0 | -1080.5876
2030-11-24 | 4 | 0 | 0 | 0 | 133.2797 | 133.2797 | 3777.208 | 3625.9746 | 3785.312 | 3743.1306 | 3642.53 | 3538.3291 | 0 | -1080.5876
2030-11-24 | 5 | 0 | 0 | 0 | 266.4472 | 266.4473 | 3777.208 | 3625.9746 | 3785.312 | 3743.1306 | 3642.53 | 3538.3291 | 0 | -1080.5876
2030-11-24 | 6 | 0 | 0 | 0 | 266.4473 | 266.4473 | 3777.208 | 3625.9746 | 3785.312 | 3743.1306 | 3642.53 | 3538.3291 | 0 | -1080.5876
2030-11-24 | 7 | 0 | 0 | 0 | 266.4473 | 266.4473 | 3777.208 | 3625.9746 | 3785.312 | 3743.1306 | 3642.53 | 3538.3291 | 0 | -715.5197
2030-11-24 | 8 | 0 | 0 | 378.3626 | 133.1675 | 99.5662 | 3777.208 | 3625.9746 | 3785.312 | 3743.1306 | 3642.53 | 3538.3291 | 0 | -540.2938
2030-11-24 | 9 | 0 | 0 | 0 | 0 | 0 | 3777.208 | 3625.9746 | 3785.312 | 3743.1306 | 3642.53 | 3538.3291 | 0 | -1080.5876
2030-11-24 | 10 | 0 | 0 | 0 | 0 | 0 | 3777.208 | 3625.9746 | 3785.312 | 3743.1306 | 3642.53 | 3538.3291 | 0 | -1080.5876
2030-11-24 | 11 | 153.4735 | 153.4735 | 0 | 0 | 0 | 3777.208 | 3625.9746 | 3785.312 | 3743.1306 | 3642.53 | 3538.3291 | 0 | 540.2938
2030-11-24 | 12 | 0 | 0 | 0 | 0 | 0 | 3777.208 | 3625.9746 | 3785.312 | 3743.1306 | 3642.53 | 3538.3291 | 117.5242 | 540.2938
2030-11-24 | 13 | 0 | 0 | 14.8895 | 0 | 0 | 3777.208 | 3625.9746 | 3785.312 | 3743.1306 | 3642.53 | 3538.3291 | 0 | -1080.5876
2030-11-24 | 14 | 0 | 78.8575 | 62.6279 | 0 | 0 | 3777.208 | 3625.9746 | 3756.1367 | 3743.1306 | 3642.53 | 3538.3291 | 0 | -1080.5876
2030-11-24 | 15 | 0 | 0 | 51.2596 | 0 | 0 | 3777.208 | 3625.9746 | 2419.2788 | 3743.1306 | 3642.53 | 3538.3291 | 0 | -1080.5876
2030-11-24 | 16 | 0 | 0 | 110.8697 | 0 | 0 | 3777.208 | 3625.9746 | 2083.0051 | 3743.1306 | 3642.53 | 3538.3291 | 0 | -1080.5876
2030-11-24 | 17 | 153.4735 | 153.4735 | 0 | 66.6399 | 35.4521 | 3777.208 | 3625.9746 | 3785.312 | 3743.1306 | 3642.53 | 3538.3291 | 0 | -1080.5876
2030-11-24 | 18 | 153.4735 | 153.4735 | 0 | 66.6399 | 70.9312 | 3777.208 | 3625.9746 | 66.431 | 352.2621 | 3053.8301 | 3538.3291 | 0 | -1080.5876
2030-11-24 | 19 | 460.4206 | 460.4206 | 414.8969 | 248.0749 | 266.4473 | 3777.208 | 215.8943 | 653.577 | -2.5272e-05 | 2729.1816 | 3538.3291 | 0 | -1080.5876
2030-11-24 | 20 | 460.4206 | 460.4206 | 477.26 | 199.9196 | 195.8133 | 1888.604 | 168.9188 | 177.9832 | 0 | 1922.5597 | 1769.1646 | 0 | -1080.5876
2030-11-24 | 21 | 460.4206 | 460.4206 | 452.6893 | 249.926 | 199.9196 | 1888.604 | 168.9196 | 372.4047 | -973.304 | 1821.265 | 238.8408 | 0 | -1080.5876
2030-11-24 | 22 | 460.4206 | 460.4206 | 484.8478 | 123.5296 | 66.6399 | 50.7139 | 166.8606 | 590.3243 | 0 | 1821.265 | 1034.3596 | 0 | -1080.5876
2030-11-24 | 23 | 460.4206 | 457.062 | 0 | 0 | 0 | 1888.604 | 166.8607 | 625.0068 | -1349.8851 | 1821.265 | 296.185 | 0 | -1080.5876
2030-11-24 | 24 | 209.088 | 306.9471 | 109.6056 | 133.2797 | 133.2797 | 1888.604 | 166.8607 | 62.6432 | -1096.9503 | 2522.011 | 1597.3857 | 0 | -1080.5876
2030-11-25 | 1 | 153.4735 | 240.267 | 0 | 199.9196 | 199.9196 | 1888.604 | 166.8608 | -681.3784 | -539.6835 | 2760.3518 | 1679.354 | 0 | -1080.5876
2030-11-25 | 2 | 153.4735 | 153.4735 | 0 | 173.7505 | 133.2797 | 3777.208 | 1149.8651 | -1290.1968 | -3274.5254 | 3642.53 | 3538.3291 | 0 | -1080.5876
2030-11-25 | 3 | 153.4735 | 153.4735 | 0 | 0 | 0 | 3777.208 | 3625.9746 | -682.893 | -5.3469 | 3064.0676 | 3538.3291 | 0 | -1080.5876
2030-11-25 | 4 | 153.4735 | 153.4735 | 0 | 80.6143 | 133.2797 | 3777.208 | 3625.9746 | -543.8275 | 400.4753 | 3642.53 | 3538.3291 | 0 | -1080.5876
2030-11-25 | 5 | 306.9471 | 336.3394 | 0 | 66.6399 | 72.0828 | 3777.208 | 3625.9746 | 273.1345 | 441.1029 | 3642.53 | 3538.3291 | 0 | -1080.5876
2030-11-25 | 6 | 306.9471 | 412.7662 | 0 | 66.6399 | 66.6399 | 3777.208 | 3625.9746 | 1148.2742 | 1991.3114 | 3642.53 | 3538.3291 | 0 | -1080.5876
2030-11-25 | 7 | 153.4735 | 153.4735 | 0 | 66.6399 | 21.7912 | 3777.208 | 3625.9746 | 575.8939 | -2.5272e-05 | 3409.7505 | 3538.3291 | 0 | -1080.5876
2030-11-25 | 8 | 153.4735 | 153.4735 | 0 | 164.0047 | 199.9196 | 3777.208 | 3625.9746 | 471.7441 | 1871.5653 | 276.8192 | 3538.3291 | 0 | -1080.5876
2030-11-25 | 9 | 193.8283 | 153.4735 | 0 | 199.9196 | 199.9196 | 3777.208 | 2933.1187 | -160.2624 | -2.5272e-05 | 635.8203 | 3538.3291 | 22.8991 | -1080.5876
2030-11-25 | 10 | 460.4206 | 460.4206 | 0 | 199.9196 | 193.5751 | 3777.208 | 2227.3604 | -483.5821 | 684.8835 | 939.0688 | 3538.3291 | 252.9391 | -1080.5876
2030-11-25 | 11 | 460.4206 | 460.4206 | 0 | 199.9196 | 199.9196 | 3777.208 | 2953.5234 | -249.76 | 795.5911 | -3.2425e-05 | 3538.3291 | 485.2698 | -1080.5876
2030-11-25 | 12 | 377.0798 | 306.9471 | 0 | 266.4472 | 261.6427 | 3777.208 | 3612.072 | 101.0614 | 321.8392 | -46.1322 | 3538.3291 | 485.2698 | -1080.5876
2030-11-25 | 13 | 460.4206 | 451.6835 | 0 | 199.9196 | 199.9196 | 3777.208 | 1166.6409 | 370.369 | -1201.5179 | -3.2425e-05 | 3538.3291 | 501.1663 | -1080.5876
2030-11-25 | 14 | 460.4206 | 460.4206 | 0 | 266.4473 | 236.0002 | 3777.208 | 796.2916 | 875.3358 | -1820.8114 | -3.2425e-05 | 3538.3291 | 500.481 | -1080.5876
2030-11-25 | 15 | 153.4735 | 153.4735 | 0 | 199.9196 | 199.9196 | 3777.208 | 215.8954 | 1225.4999 | -1064.7628 | -1821.265 | 3538.3291 | 582.966 | -1080.5876
2030-11-25 | 16 | 153.4735 | 153.4735 | 0 | 133.2797 | 133.2797 | 3777.208 | 215.8911 | 706.0685 | -642.7281 | -1821.265 | 3538.3291 | 323.5132 | -1080.5876
2030-11-25 | 17 | 153.4735 | 153.4735 | 0 | 133.2797 | 133.2797 | 3777.208 | 215.8942 | -97.9707 | -1192.2438 | -1821.265 | 3538.3291 | 472.3309 | -1080.5876
2030-11-25 | 18 | 153.4735 | 153.4735 | 364.9349 | 67.607 | 66.6399 | 3777.208 | 168.9199 | -133.4149 | -1685.5963 | -1821.265 | 3471.77 | 0 | -1080.5876
2030-11-25 | 19 | 153.4735 | 153.4735 | 646.4638 | 0 | 1.5297 | 3777.208 | 168.9196 | -160.9659 | -90.1056 | -1821.265 | 3538.3291 | 0 | -1080.5876
2030-11-25 | 20 | 178.8402 | 306.9471 | 646.4638 | 199.9196 | 199.9196 | 2162.0215 | 168.9196 | -813.6457 | 0 | 0 | 2973.1174 | 0 | -1080.5876
2030-11-25 | 21 | 460.4206 | 460.4206 | 646.4638 | 199.9196 | 199.9196 | 1888.604 | 166.8608 | -662.2413 | -109.3945 | 0 | 1769.1646 | 0 | -1080.5876
2030-11-25 | 22 | 460.4206 | 460.4206 | 646.4638 | 199.9196 | 199.9196 | 1986.7142 | 166.8608 | 0 | -1871.5653 | -1821.265 | 1769.1646 | 0 | -1080.5876
2030-11-25 | 23 | 460.4206 | 454.7684 | 0 | 199.9196 | 199.9196 | 3777.208 | 166.8608 | -278.8153 | -1871.5653 | -1306.3698 | 875.9529 | 0 | -1080.5876
2030-11-25 | 24 | 306.9471 | 360.2063 | 355.5186 | 199.9196 | 199.9196 | 3777.208 | 166.8605 | 0 | -1498.9236 | -1871.0143 | 1769.1646 | 0 | -1080.5876
2030-11-26 | 1 | 153.4735 | 153.4735 | 0 | 0 | 0 | 3777.208 | 3541.0535 | -246.7758 | -2.023 | -1821.265 | 3538.3291 | 0 | -1080.5876
2030-11-26 | 2 | 153.4735 | 153.4735 | 0 | 0 | 0 | 3777.208 | 3625.9746 | -1630.4299 | 3494.5288 | 2888.8323 | 3538.3291 | 0 | -1080.5876
2030-11-26 | 3 | 153.4735 | 153.4735 | 0 | 0 | 0 | 3777.208 | 3625.9746 | -1700.913 | 519.9659 | 3642.53 | 3538.3291 | 0 | -1080.5876
2030-11-26 | 4 | 0 | 0 | 0 | 0 | 0 | 3777.208 | 3625.9746 | -2219.4807 | -332.8652 | 3642.53 | 3538.3291 | 0 | -1080.5876
2030-11-26 | 5 | 153.4735 | 153.4735 | 0 | 0 | 0 | 3777.208 | 3625.9746 | -2027.1056 | 2384.3135 | 3642.53 | 3538.3291 | 0 | -1080.5876
2030-11-26 | 6 | 153.4735 | 153.4735 | 0 | 0 | 0 | 3777.208 | 3625.9746 | -1105.3164 | 3743.1306 | 3642.53 | 3538.3291 | 0 | -1080.5876
2030-11-26 | 7 | 153.4735 | 153.4735 | 0 | 0 | 0 | 3777.208 | 3625.9746 | -768.8197 | 3743.1306 | 3642.53 | 3538.3291 | 0 | -1080.5876
2030-11-26 | 8 | 153.4735 | 153.4735 | 0 | 0 | 0 | 3777.208 | 3625.9746 | -1484.6899 | 3743.1306 | 3642.53 | 3538.3291 | 0 | -1080.5876
2030-11-26 | 9 | 153.4735 | 153.4735 | 0 | 0 | 0 | 3777.208 | 3625.9746 | -2207.8071 | 3743.1306 | 3642.53 | 3538.3291 | 485.2698 | -1080.5876
2030-11-26 | 10 | 153.4735 | 153.4735 | 0 | 0 | 0 | 3777.208 | 3625.9746 | -2955.2908 | 3743.1306 | 3642.53 | 3538.3291 | 485.2698 | -1080.5876
2030-11-26 | 11 | 153.4735 | 153.4735 | 0 | 0 | 0 | 3777.208 | 3625.9746 | -3124.845 | 3743.1306 | 3642.53 | 3538.3291 | 485.2698 | -1080.5876
2030-11-26 | 12 | 460.4206 | 460.4206 | 0 | 199.9196 | 199.9196 | 3777.208 | 3625.9746 | -3.7193e-05 | 3743.1306 | 3642.53 | 3538.3291 | 474.2552 | -1080.5876
2030-11-26 | 13 | 460.4206 | 460.4206 | 0 | 199.9196 | 199.9196 | 3777.208 | 3625.9746 | 1719.4546 | 2476.6914 | 1821.265 | 3538.3291 | 533.557 | -1080.5876
2030-11-26 | 14 | 153.4735 | 153.4735 | 0 | 133.2797 | 133.2797 | 3777.208 | 3625.9746 | -1178.6688 | 3743.1306 | 3642.53 | 3538.3291 | 518.8336 | -1080.5876
2030-11-26 | 15 | 153.4735 | 153.4735 | 0 | 133.2797 | 133.2797 | 3777.208 | 3625.9746 | 2526.9883 | 3743.1306 | 3642.53 | 3538.3291 | 229.5663 | -1080.5876
2030-11-26 | 16 | 153.4735 | 153.4735 | 0 | 199.9196 | 151.7369 | 3777.208 | 3625.9746 | 2284.1277 | 3743.1306 | 3642.53 | 3538.3291 | 485.2698 | -1080.5876
2030-11-26 | 17 | 460.4206 | 460.4206 | 0 | 199.9196 | 199.9196 | 3777.208 | 2453.9412 | -1675.1908 | 1871.5653 | 3175.5908 | 3538.3291 | 323.5132 | -1080.5876
2030-11-26 | 18 | 153.4735 | 153.4735 | 0 | 96.1971 | 133.2797 | 3333.1501 | 2596.458 | -3.7193e-05 | 896.1133 | 0.0010662 | 3538.3291 | 485.2698 | -1080.5876
2030-11-26 | 19 | 460.4206 | 460.4206 | 484.8478 | 199.9196 | 199.9196 | 1361.73 | 1249.2495 | 607.9214 | 1871.5653 | 1821.265 | 2364.3584 | 0 | -1080.5876
2030-11-26 | 20 | 460.4206 | 460.4206 | 646.4638 | 266.4472 | 266.4473 | 499.4113 | 168.9195 | 1170.0337 | 1871.5653 | 1821.265 | 2949.9395 | 0 | -1080.5876
2030-11-26 | 21 | 460.4206 | 460.4206 | 513.3856 | 199.9196 | 199.9196 | 1888.604 | 425.861 | 1197.3164 | 1871.5653 | 1821.265 | 1769.1646 | 0 | -1080.5876
2030-11-26 | 22 | 153.4735 | 153.4735 | 0 | 0 | 0 | 3777.208 | 779.528 | -2836.6287 | 923.7766 | 1821.265 | 3538.3291 | 0 | -1080.5876
2030-11-26 | 23 | 153.4735 | 153.4735 | 0 | 0 | 0 | 3777.208 | 1830.3044 | -2227.1326 | 991.4559 | 1821.265 | 3538.3291 | 0 | -1080.5876
2030-11-26 | 24 | 153.4735 | 153.4735 | 1.3934 | 66.6399 | 98.2071 | 3777.208 | 3387.7439 | -1906.6846 | 1238.6685 | 1821.265 | 3538.3291 | 0 | -1080.5876
2030-11-27 | 1 | 153.4735 | 153.4735 | 0 | 163.6954 | 133.2797 | 3777.208 | 3625.9746 | -745.1552 | 1993.8981 | 3642.53 | 3538.3291 | 0 | -1080.5876
2030-11-27 | 2 | 153.4735 | 153.4735 | 0 | 266.4473 | 235.5322 | 3777.208 | 3625.9746 | 126.539 | 2948.907 | 3642.53 | 3538.3291 | 0 | -1080.5876
2030-11-27 | 3 | 153.4735 | 153.4735 | 0 | 266.4473 | 252.8793 | 3777.208 | 3625.9746 | -197.5966 | 1871.5653 | 3642.53 | 3538.3291 | 0 | -1080.5876
2030-11-27 | 4 | 153.4735 | 153.4735 | 0 | 266.4473 | 220.6901 | 3777.208 | 3625.9746 | 21.7607 | 1635.5981 | 3642.53 | 3538.3291 | 0 | -1080.5876
2030-11-27 | 5 | 153.4735 | 153.4735 | 0 | 266.4473 | 228.394 | 3777.208 | 3625.9746 | -162.2829 | 2494.0125 | 3642.53 | 3538.3291 | 0 | -1080.5876
2030-11-27 | 6 | 153.4735 | 153.4735 | 0 | 66.6399 | 82.9294 | 3777.208 | 3625.9746 | 3785.312 | 3743.1306 | 3642.53 | 3538.3291 | 0 | -1080.5876
2030-11-27 | 7 | 153.4735 | 153.4735 | 0 | 0 | 0 | 3777.208 | 3625.9746 | 1027.0594 | 3743.1306 | 3642.53 | 3538.3291 | 0 | -1080.5876
2030-11-27 | 8 | 153.4735 | 153.4735 | 0 | 0 | 0 | 3777.208 | 3625.9746 | -123.7641 | 1454.2544 | 3642.53 | 3538.3291 | 434.4897 | -1080.5876
2030-11-27 | 9 | 153.4735 | 153.4735 | 0 | 52.1969 | 66.6399 | 3777.208 | 215.8931 | 382.1721 | -1265.605 | 1821.265 | 3538.3291 | 0 | -1080.5876
2030-11-27 | 10 | 460.4206 | 460.4206 | 0 | 199.9196 | 199.9196 | 3777.208 | 215.8938 | 1892.656 | -1871.5653 | -554.7526 | 3538.3291 | 0 | -1080.5876
2030-11-27 | 11 | 460.4206 | 460.4206 | 0 | 199.9196 | 199.9196 | 2825.8105 | 168.9204 | 1892.656 | -1871.5653 | 411.1534 | 3538.3291 | 0 | -1080.5876
2030-11-27 | 12 | 460.4206 | 460.4206 | 0 | 217.2296 | 266.4473 | 2545.6956 | 168.9199 | 1892.656 | -1871.5653 | 323.2374 | 3538.3291 | 0 | -1080.5876
2030-11-27 | 13 | 460.4206 | 460.4206 | 0 | 266.4473 | 266.4473 | 1888.604 | 213.8934 | 1822.3506 | 421.3226 | 985.0922 | 1769.1646 | 0 | -1080.5876
2030-11-27 | 14 | 460.4206 | 460.4206 | 0 | 266.4473 | 266.4473 | 1888.604 | 213.8937 | 1892.656 | 1135.4872 | 865.73 | 1769.1646 | 485.2698 | -1080.5876
2030-11-27 | 15 | 460.4206 | 460.4206 | 0 | 246.9317 | 266.4473 | 1888.604 | 213.8933 | 1270.2087 | 1303.8164 | 1821.265 | 265.242 | 323.5132 | -1080.5876
2030-11-27 | 16 | 460.4206 | 460.4206 | 646.4638 | 266.4473 | 266.4473 | 1888.604 | 166.8605 | 1068.0754 | 89.8707 | 1821.265 | 221.0097 | 0 | -1080.5876
2030-11-27 | 17 | 460.4206 | 460.4206 | 646.4638 | 172.1372 | 199.9196 | 1888.604 | 166.8607 | 1795.8109 | 0 | 1821.265 | 860.0725 | 0 | -1080.5876
2030-11-27 | 18 | 460.4206 | 460.4206 | 646.4638 | 189.7088 | 133.2797 | 1888.604 | 166.8608 | 1892.656 | 1871.5653 | 2315.3008 | 1729.8275 | 0 | -1080.5876
2030-11-27 | 19 | 460.4206 | 460.4206 | 646.4638 | 147.2213 | 199.9196 | 1888.604 | 166.8608 | 1892.656 | 1871.5653 | 1821.265 | 1769.1646 | 0 | -1080.5876
2030-11-27 | 20 | 460.4206 | 460.4206 | 646.4638 | 199.9196 | 163.5669 | 1888.604 | 166.8606 | 1605.9269 | 1871.5653 | 1821.265 | 1769.1646 | 0 | -1080.5876
2030-11-27 | 21 | 460.4206 | 460.4206 | 646.4638 | 199.9196 | 174.6282 | 1888.604 | 166.861 | 1478.6791 | 0 | 1821.265 | 2974.4966 | 0 | -1080.5876
2030-11-27 | 22 | 460.4206 | 460.4206 | 646.4638 | 192.3578 | 199.9196 | 1888.604 | 168.9192 | 1371.532 | 0 | 1348.093 | 3538.3291 | 0 | -1080.5876
2030-11-27 | 23 | 460.4206 | 460.4206 | 237.7417 | 199.9196 | 199.9196 | 1888.604 | 168.9187 | 1108.3403 | -1009.6572 | 1821.265 | 3236.5181 | 0 | -1080.5876
2030-11-27 | 24 | 460.4206 | 460.4206 | 64.6373 | 199.9196 | 199.9196 | 2973.1357 | 3441.729 | 912.8275 | -2661.926 | 1821.265 | 3538.3291 | 0 | -1080.5876
2030-11-28 | 1 | 153.4735 | 153.4735 | 0 | 154.6635 | 133.2797 | 3777.208 | 3625.9746 | 939.3073 | 535.7015 | 1821.265 | 3538.3291 | 0 | -1080.5876
2030-11-28 | 2 | 153.4735 | 153.4735 | 0 | 109.0859 | 66.6399 | 3777.208 | 3625.9746 | 1353.8867 | 1118.1783 | 3117.4893 | 3538.3291 | 0 | -1080.5876
2030-11-28 | 3 | 153.4735 | 153.4735 | 0 | 66.6399 | 119.0648 | 3777.208 | 3625.9746 | 2117.0952 | 2378.3682 | 3642.53 | 3538.3291 | 0 | -1080.5876
2030-11-28 | 4 | 153.4735 | 153.4735 | 0 | 66.6399 | 34.4901 | 3777.208 | 3625.9746 | 1892.6559 | 1871.5653 | 3642.53 | 3538.3291 | 0 | -1.6451e-05
2030-11-28 | 5 | 153.4735 | 153.4735 | 0 | 66.6399 | 63.1233 | 3777.208 | 3625.9746 | 1892.6559 | 2754.001 | 3642.53 | 3538.3291 | 0 | -1080.5876
2030-11-28 | 6 | 153.4735 | 153.4735 | 0 | 38.6589 | 66.6399 | 3777.208 | 3625.9746 | 2997.917 | 3743.1306 | 3642.53 | 3538.3291 | 0 | -1080.5876
2030-11-28 | 7 | 153.4735 | 153.4735 | 0 | 66.6399 | 13.6146 | 3777.208 | 3625.9746 | 3785.312 | 3743.1306 | 3642.53 | 3538.3291 | 0 | -1080.5876
2030-11-28 | 8 | 153.4735 | 153.4735 | 0 | 28.3656 | 0 | 3777.208 | 3625.9746 | 3785.313 | 3743.1306 | 3642.53 | 3538.3291 | 0 | -1080.5876
2030-11-28 | 9 | 153.4735 | 153.4735 | 0 | 66.6399 | 66.6399 | 3777.208 | 3625.9746 | 3785.312 | 3743.1306 | 3642.53 | 3538.3291 | 0 | -1080.5876
2030-11-28 | 10 | 153.4735 | 153.4735 | 0 | 13.7969 | 0 | 3777.208 | 3625.9746 | 3785.312 | 3743.1306 | 3642.53 | 3538.3291 | 323.5132 | -1080.5876
2030-11-28 | 11 | 153.4735 | 153.4735 | 0 | 6.8985 | 0 | 3777.208 | 3625.9746 | 3785.312 | 3743.13 | 3642.53 | 3538.3291 | 161.7566 | -1080.5876
2030-11-28 | 12 | 153.4735 | 153.4735 | 0 | 0 | 0 | 3777.208 | 3625.9746 | 3785.312 | 3743.1294 | 3642.53 | 3538.3291 | 0 | -1080.5876
2030-11-28 | 13 | 153.4735 | 153.4735 | 0 | 199.9196 | 194.1525 | 3777.208 | 3625.9746 | 3785.312 | 3743.1306 | 3642.53 | 3538.3291 | 0 | -1080.5876
2030-11-28 | 14 | 153.4735 | 153.4735 | 0 | 182.0701 | 133.2797 | 3777.208 | 3625.9746 | 3785.312 | 3743.1306 | 3642.53 | 3538.3291 | 0 | -1080.5876
2030-11-28 | 15 | 153.4735 | 153.4735 | 0 | 199.9196 | 199.9196 | 3777.208 | 3625.9746 | 3785.312 | 3743.1306 | 3642.53 | 3538.3291 | 0 | -1080.5876
2030-11-28 | 16 | 153.4735 | 153.4735 | 0 | 266.4472 | 266.4472 | 3777.208 | 3625.9746 | 3785.312 | 3743.1306 | 3642.53 | 3538.3291 | 0 | -1080.5876
2030-11-28 | 17 | 153.4735 | 153.4735 | 0 | 266.4473 | 266.4472 | 3777.208 | 3625.9746 | 3785.312 | 3743.1306 | 3642.53 | 3538.3291 | 0 | -1080.5876
2030-11-28 | 18 | 153.4735 | 153.4735 | 0 | 266.4473 | 266.4473 | 3777.208 | 3625.9746 | 3785.312 | 3743.1306 | 3642.53 | 3538.3291 | 0 | -1080.5876
2030-11-28 | 19 | 153.4735 | 153.4735 | 0 | 266.4473 | 266.4473 | 3777.208 | 3625.9746 | 3785.312 | 3743.1306 | 3642.53 | 3538.3291 | 61.7573 | -1080.5876
2030-11-28 | 20 | 153.4735 | 153.4735 | 557.0862 | 199.9196 | 232.232 | 3777.208 | 3625.9746 | 3785.312 | 3743.1306 | 3642.53 | 3538.3291 | 0 | -1080.5876
2030-11-28 | 21 | 153.4735 | 153.4735 | 0 | 0 | 53.0747 | 3777.208 | 3625.9746 | 3785.312 | 3743.1306 | 3642.53 | 3538.3291 | 0 | -1080.5876
2030-11-28 | 22 | 153.4735 | 153.4735 | 0 | 0 | 0 | 3777.208 | 3625.9746 | 3785.312 | 3743.1306 | 3642.53 | 3538.3291 | 0 | -1080.5876
2030-11-28 | 23 | 153.4735 | 153.4735 | 0 | 56.2325 | 0 | 3777.208 | 3625.9746 | 3785.312 | 3743.1306 | 3642.53 | 3538.3291 | 0 | -1080.5876
2030-11-28 | 24 | 153.4735 | 153.4735 | 0 | 20.6446 | 0 | 3777.208 | 3625.9746 | 3785.312 | 3743.1306 | 3642.53 | 3538.3291 | 0 | -1080.5876
2030-11-29 | 1 | 153.4735 | 129.9873 | 0 | 0 | 0 | 2750.7107 | 3625.9746 | 641.6508 | 3743.1306 | 3642.53 | 3538.3291 | 0 | -1080.5876
2030-11-29 | 2 | 153.4735 | 153.4735 | 0 | 148.3967 | 133.2797 | 3777.208 | 3625.9746 | 142.9116 | 2432.1946 | 3642.53 | 3538.3291 | 0 | -1080.5876
2030-11-29 | 3 | 153.4735 | 144.4066 | 0 | 0 | 0 | 3777.208 | 3398.5283 | 304.32 | 891.5725 | 3642.53 | 3538.3291 | 0 | -1080.5876
2030-11-29 | 4 | 153.4735 | 138.745 | 0 | 0 | 0 | 3777.208 | 2080.4524 | 1410.7753 | 1871.5653 | 3642.53 | 3538.3291 | 0 | 1080.5876
2030-11-29 | 5 | 83.3036 | 153.4735 | 0 | 0 | 0 | 3777.208 | 3625.9734 | 1450.7921 | 1871.5653 | 3642.53 | 3538.3291 | 0 | 1080.5876
2030-11-29 | 6 | 0 | 70.3484 | 0 | 199.9196 | 199.9196 | 2792.9575 | 3625.9746 | 3447.9631 | 3743.1306 | 3642.53 | 3538.3291 | 0 | 1080.5876
2030-11-29 | 7 | 153.4735 | 153.4735 | 0 | 0 | 0 | 3494.5117 | 3625.9746 | 3785.312 | 3743.1306 | 3642.53 | 3538.3291 | 0 | -1.6451e-05
2030-11-29 | 8 | 153.4735 | 153.4735 | 0 | 0 | 0 | 3366.5068 | 3625.9746 | 3785.312 | 3743.1306 | 3642.53 | 3538.3291 | 0 | -1080.5876
2030-11-29 | 9 | 153.4735 | 153.4735 | 0 | 66.6399 | 9.4567 | 3414.4307 | 3625.9746 | 3785.312 | 3743.1306 | 3642.53 | 3538.3291 | 118.8025 | -1080.5876
2030-11-29 | 10 | 153.4735 | 153.4735 | 47.9696 | 0 | 0 | 3582.2981 | 3625.9746 | 3785.312 | 3743.1306 | 3642.53 | 3538.3291 | 445.2965 | -1080.5876
2030-11-29 | 11 | 153.4735 | 153.4735 | 0 | 0 | 50.0674 | 3777.208 | 3625.9746 | 3785.312 | 3743.1306 | 3642.53 | 3538.3291 | 414.3578 | -1080.5876
2030-11-29 | 12 | 153.4735 | 153.4735 | 2.8435 | 266.4473 | 266.4473 | 3777.208 | 3625.9746 | 3785.312 | 3743.1306 | 3642.53 | 3538.3291 | 485.2698 | -1080.5876
2030-11-29 | 13 | 153.4735 | 153.4735 | 6.3842 | 266.4473 | 266.4473 | 3690.8889 | 3625.9746 | 3785.312 | 3743.1306 | 3642.53 | 3538.3291 | 512.6719 | -1080.5876
2030-11-29 | 14 | 153.4735 | 153.4735 | 323.2319 | 266.4473 | 231.7825 | 3238.8259 | 3625.9746 | 3785.312 | 3743.1306 | 3642.53 | 3538.3291 | 145.0493 | -1080.5876
2030-11-29 | 15 | 153.4735 | 153.4735 | 458.7663 | 235.1313 | 199.9196 | 3042.5684 | 3625.9746 | 3785.312 | 3743.1306 | 3642.53 | 3538.3291 | 323.5132 | -1080.5876
2030-11-29 | 16 | 153.4735 | 153.4735 | 316.5238 | 199.9196 | 199.9196 | 2668.2505 | 3625.9746 | 3785.312 | 3743.1306 | 3642.53 | 3538.3291 | 531.1601 | -1080.5876
2030-11-29 | 17 | 153.4735 | 153.4735 | 368.4236 | 199.9196 | 199.9196 | 2817.3408 | 3625.9746 | 3785.312 | 3743.1306 | 3642.53 | 3538.3291 | 483.4979 | -1080.5876
2030-11-29 | 18 | 153.4735 | 153.4735 | 626.9836 | 199.9196 | 199.9196 | 3021.5754 | 3625.9746 | 3785.312 | 3743.1306 | 3642.53 | 3538.3291 | 485.2698 | -1080.5876
2030-11-29 | 19 | 153.4735 | 153.4735 | 646.4638 | 266.4473 | 266.4473 | 2876.6858 | 3625.9746 | 3785.312 | 3743.1306 | 3642.53 | 3538.3291 | 286.1169 | -1080.5876
2030-11-29 | 20 | 153.4735 | 153.4735 | 646.4638 | 266.4472 | 266.4473 | 2996.8606 | 3625.9746 | 3785.312 | 3743.1306 | 3642.53 | 3538.3291 | 127.7523 | -1080.5876
2030-11-29 | 21 | 153.4735 | 153.4735 | 423.4633 | 266.4473 | 266.4473 | 3293.1748 | 3625.9746 | 3785.312 | 3743.1306 | 3642.53 | 3538.3291 | 0 | -1080.5876
2030-11-29 | 22 | 99.6432 | 0 | 646.4638 | 266.4473 | 266.4473 | 3458.3506 | 3625.9746 | 3785.312 | 3743.1306 | 3642.53 | 3538.3291 | 0 | -1080.5876
2030-11-29 | 23 | 153.4735 | 48.2728 | 562.2901 | 66.6399 | 79.8658 | 3777.208 | 3625.9746 | 3785.312 | 3743.1306 | 3642.53 | 3538.3291 | 0 | -1080.5876
2030-11-29 | 24 | 153.4735 | 153.4735 | 0 | 0 | 0 | 3754.7966 | 3625.9746 | 3785.312 | 3743.1306 | 3642.53 | 3538.3291 | 0 | -1080.5876
2030-11-30 | 1 | 153.4735 | 153.4735 | 0 | 0 | 0 | 3777.208 | 3625.9746 | 3295.731 | 3743.1306 | 3642.53 | 3538.3291 | 0 | -1080.5876
2030-11-30 | 2 | 153.4735 | 153.4735 | 0 | 0 | 0 | 2378.6577 | 3625.9746 | 3785.312 | 3743.1306 | 3642.53 | 3538.3291 | 0 | -1080.5876
2030-11-30 | 3 | 153.4735 | 153.4735 | 0 | 0 | 0 | 2475.6133 | 3625.9746 | 1892.6559 | 3743.1306 | 3642.53 | 3538.3291 | 0 | -1080.5876
2030-11-30 | 4 | 248.462 | 153.4735 | 0 | 0 | 0 | 3777.208 | 3625.9746 | 583.8989 | -82.2997 | 3642.53 | 3538.3291 | 0 | -1080.5876
2030-11-30 | 5 | 153.4735 | 153.4735 | 0 | 183.0668 | 133.2797 | 3777.208 | 3625.9746 | 1197.0671 | 249.1818 | 3642.53 | 3538.3291 | 0 | -1080.5876
2030-11-30 | 6 | 153.4735 | 8.1548 | 0 | 199.9196 | 133.2797 | 3777.208 | 3625.9746 | 1538.7089 | 1733.4489 | 3642.53 | 3538.3291 | 0 | -1080.5876
2030-11-30 | 7 | 0 | 13.6542 | 0 | 133.2797 | 133.2797 | 3777.208 | 3625.9746 | 3785.312 | 3743.1306 | 3642.53 | 3538.3291 | 0 | -1080.5876
2030-11-30 | 8 | 0 | 0 | 0 | 199.9196 | 199.9196 | 3777.208 | 3625.9746 | 3785.3108 | 3743.1306 | 3642.53 | 3538.3291 | 0 | -1080.5876
2030-11-30 | 9 | 0 | 0 | 0 | 25.9525 | 66.6399 | 3569.613 | 3625.9746 | 3785.312 | 3743.1306 | 3642.53 | 3538.3291 | 0 | -1080.5876
2030-11-30 | 10 | 125.8648 | 0 | 0 | 0 | 0 | 3637.4895 | 3625.9746 | 3785.312 | 3743.1306 | 3642.53 | 3538.3291 | 0 | -1080.5876
2030-11-30 | 11 | 0 | 0 | 0 | 0 | 0 | 3777.208 | 3625.9746 | 3785.312 | 3743.1306 | 3642.53 | 3538.3291 | 0 | -1080.5876
2030-11-30 | 12 | 153.4735 | 153.4735 | 0 | 266.4473 | 266.4473 | 3777.208 | 3625.9746 | 3785.312 | 3743.1306 | 3642.53 | 3538.3291 | 0 | -1080.5876
2030-11-30 | 13 | 153.4735 | 153.4735 | 0 | 266.4472 | 266.4473 | 3777.208 | 3625.9746 | 3785.312 | 3743.1306 | 3642.53 | 3538.3291 | 0 | -1080.5876
2030-11-30 | 14 | 153.4735 | 153.4735 | 431.7464 | 266.4473 | 266.4472 | 3777.208 | 3625.9746 | 3785.312 | 3743.1306 | 3642.53 | 3538.3291 | 0 | -1080.5876
2030-11-30 | 15 | 118.311 | 153.4735 | 0 | 0 | 0 | 3221.1648 | 3625.9746 | 3785.312 | 3743.1306 | 3642.53 | 3538.3291 | 0 | 1080.5876
2030-11-30 | 16 | 153.4735 | 153.4735 | 507.1313 | 0 | 0 | 3777.208 | 3625.9746 | 3785.312 | 3743.1306 | 3642.53 | 3538.3291 | 0 | -1080.5876
2030-11-30 | 17 | 153.4735 | 153.4735 | 0 | 199.9196 | 199.9196 | 3777.208 | 3625.9746 | 3785.312 | 3743.1306 | 3642.53 | 3538.3291 | 0 | -1080.5876
2030-11-30 | 18 | 153.4735 | 153.4735 | 0 | 133.2797 | 133.2797 | 3777.208 | 3625.9746 | 3293.1035 | 3743.1306 | 3642.53 | 3538.3291 | 38.2656 | -1080.5876
2030-11-30 | 19 | 460.4206 | 460.4206 | 2.7042 | 199.9196 | 199.9196 | 3777.208 | 3625.9746 | -3.7193e-05 | 2178.551 | 3197.9399 | 3538.3291 | 0 | -1065.7373
2030-11-30 | 20 | 460.4206 | 460.4206 | 0 | 199.9196 | 199.9196 | 3777.208 | 3625.9746 | 1780.507 | 1871.5653 | -3.2425e-05 | 3538.3291 | 0 | -964.0995
2030-11-30 | 21 | 460.4206 | 460.4206 | 0 | 199.9196 | 199.9196 | 3742.2239 | 3625.9746 | 1892.656 | 1871.5653 | 489.6336 | 3538.3291 | 0 | -841.7402
2030-11-30 | 22 | 306.9471 | 306.9471 | 273.1884 | 115.3373 | 133.2797 | 3759.7159 | 2856.0909 | 1166.2814 | 967.5566 | 2066.0818 | 3538.3291 | 0 | -961.1639
2030-11-30 | 23 | 153.4735 | 153.4735 | 546.3767 | 30.7551 | 66.6399 | 3777.208 | 2086.2073 | 439.9068 | 63.5478 | 3642.53 | 3538.3291 | 0 | -1080.5876
2030-11-30 | 24 | 368.0236 | 306.9471 | 132.9262 | 199.9196 | 199.9196 | 3777.208 | 166.8611 | 1717.1794 | 0 | 2149.1626 | 1769.1646 | 0 | -1080.5876
2030-12-01 | 1 | 460.4206 | 460.4206 | 0 | 138.8019 | 133.2797 | 3777.208 | 166.8607 | 1216.1875 | -374.4188 | 2389.2095 | 827.8323 | 0 | -1080.5876
2030-12-01 | 2 | 460.4206 | 460.4206 | 0 | 0 | 47.049 | 3777.208 | 168.919 | 1229.4042 | -54.2075 | 3642.53 | 2513.9373 | 0 | -1080.5876
2030-12-01 | 3 | 306.9471 | 375.5994 | 0 | 0 | 0 | 3777.208 | 168.92 | 1212.1487 | 663.3527 | 3642.53 | 3059.0676 | 0 | -1080.5876
2030-12-01 | 4 | 254.1323 | 306.9471 | 0 | 0 | 0 | 3701.0657 | 168.9195 | 1567.0754 | 1452.3531 | 3642.53 | 1769.1646 | 0 | -1080.5876
2030-12-01 | 5 | 153.4735 | 153.4735 | 0 | 66.6399 | 88.8965 | 2790.0986 | 358.9015 | 1673.1769 | 3250.6538 | 3642.53 | 3538.3291 | 0 | -1080.5876
2030-12-01 | 6 | 153.4735 | 153.4735 | 0 | 66.6399 | 101.5511 | 2652.1572 | 3540.6323 | 1486.3169 | 2821.6267 | 3642.53 | 3538.3291 | 0 | -1080.5876
2030-12-01 | 7 | 153.4735 | 153.4735 | 0 | 133.2797 | 195.6529 | 3777.208 | 3625.9746 | 1400.296 | 2708.1885 | 3642.53 | 3538.3291 | 0 | -1080.5876
2030-12-01 | 8 | 153.4735 | 153.4735 | 0 | 66.6399 | 112.9656 | 3123.0471 | 3625.9746 | 1564.7871 | 3743.1306 | 3642.53 | 3538.3291 | 0 | -1080.5876
2030-12-01 | 9 | 153.4735 | 153.4735 | 0 | 73.0364 | 133.2797 | 2926.7339 | 3625.9746 | 1176.825 | 3059.3999 | 3642.53 | 3538.3291 | 0 | 1080.5876
2030-12-01 | 10 | 153.4735 | 153.4735 | 0 | 66.6399 | 93.4497 | 3257.356 | 3625.9746 | 1166.1519 | 3743.1306 | 3642.53 | 3538.3291 | 0 | -1080.5876
2030-12-01 | 11 | 153.4735 | 153.4735 | 173.2758 | 66.6399 | 59.6389 | 3418.1387 | 3625.9746 | 3785.312 | 3743.1306 | 3642.53 | 3538.3291 | 0 | -1080.5876
2030-12-01 | 12 | 153.4735 | 153.4735 | 317.7236 | 62.9229 | 66.6399 | 3185.6475 | 3625.9746 | 2349.7534 | 3743.1306 | 3642.53 | 3538.3291 | 0 | -1080.5876
2030-12-01 | 13 | 153.4735 | 153.4735 | 283.8257 | 66.5277 | 24.673 | 2235.8706 | 3625.9746 | 3785.312 | 3743.1306 | 3642.53 | 2631.3977 | 0 | -1080.5876
2030-12-01 | 14 | 153.4735 | 153.4735 | 396.403 | 46.8765 | 66.5277 | 2269.064 | 3625.9746 | 2559.7485 | 3743.1306 | 3642.53 | 1769.1646 | 0 | -1080.5876
2030-12-01 | 15 | 153.4735 | 153.4735 | 402.5785 | 60.8034 | 66.6399 | 1859.1206 | 2923.2378 | 2696.0273 | 3743.1306 | 3642.53 | 2492.8848 | 0 | -1080.5876
2030-12-01 | 16 | 153.4735 | 153.4735 | 482.1852 | 66.2759 | 66.6399 | 2058.605 | 1351.6869 | 2938.7898 | 3743.1306 | 3642.53 | 2671.5703 | 0 | -1080.5876
2030-12-01 | 17 | 153.4735 | 153.4735 | 0 | 66.6399 | 79.928 | 2560.4004 | 215.8917 | 3782.6072 | 3743.1306 | 3642.53 | 1769.1646 | 0 | -1080.5876
2030-12-01 | 18 | 460.4206 | 460.4206 | 294.5194 | 199.9196 | 199.9196 | 3136.1062 | 166.86 | 1432.8979 | 1871.5653 | 3642.53 | 221.0083 | 325.3748 | -1080.5876
2030-12-01 | 19 | 460.4206 | 460.4206 | 646.4638 | 266.4472 | 219.2811 | 1888.604 | 166.8606 | 1340.7871 | 1871.5653 | 3642.53 | 221.0093 | 0 | -1080.5876
2030-12-01 | 20 | 460.4206 | 460.4206 | 646.4638 | 222.7156 | 266.4473 | 1888.604 | 166.8609 | 618.0231 | 46.96 | 3642.53 | 221.0089 | 0 | -1078.1278
2030-12-01 | 21 | 460.4206 | 460.4206 | 646.4638 | 214.024 | 266.4473 | 1888.604 | 0 | 580.9825 | 322.7401 | 3642.53 | -364.4507 | 0 | -822.8812
2030-12-01 | 22 | 460.4206 | 460.4206 | 646.4638 | 199.9196 | 199.9196 | 2918.5464 | 166.8608 | 995.9703 | 591.6115 | 3642.53 | -636.7407 | 0 | -660.343
2030-12-01 | 23 | 460.4206 | 460.4206 | 541.3304 | 133.2797 | 75.5124 | 2658.626 | 166.8611 | 1610.4973 | 1871.5653 | 3642.53 | 0 | 0 | -1080.5876
2030-12-01 | 24 | 306.9471 | 219.7878 | 0 | 0 | 0 | 2994.4375 | 166.8611 | 1835.4788 | 0 | 3642.53 | 0 | 0 | -1080.5876
2030-12-02 | 1 | 306.9471 | 213.7325 | 0 | 0 | 0 | 2637.2671 | -1285.1722 | 1659.3781 | -375.7545 | 3642.53 | -2598.5457 | 0 | -1080.5876
2030-12-02 | 2 | 306.9471 | 336.3576 | 0 | 0 | 0 | 2510.1274 | 166.8614 | 2399.7222 | 1810.4414 | 3642.53 | 221.0082 | 0 | -1080.5876
2030-12-02 | 3 | 0 | 0 | 0 | 38.3052 | 66.6399 | 2161.3965 | 168.92 | 2612.2605 | 2699.3647 | 3642.53 | 3147.0659 | 0 | 1080.5876
2030-12-02 | 4 | 0 | 0 | 0 | 66.5277 | 58.0741 | 2405.4849 | 168.9209 | 3785.312 | 3743.1306 | 3642.53 | 1534.0804 | 0 | -1080.5876
2030-12-02 | 5 | 0 | 0 | 0 | 0 | 0 | 3205.4224 | 196.7507 | 3785.312 | 3743.1306 | 3642.53 | 221.009 | 0 | -1080.5876
2030-12-02 | 6 | 0 | 0 | 0 | 59.9845 | 0 | 3777.208 | 2358.501 | 3785.312 | 3743.1306 | 3642.53 | 221.007 | 0 | -1080.5876
2030-12-02 | 7 | 0 | 0 | 0 | 0 | 0 | 3777.208 | 1755.7515 | 3785.312 | 3743.1306 | 3642.53 | 2431.3396 | 127.3807 | -1080.5876
2030-12-02 | 8 | 0 | 0 | 0 | 199.9196 | 199.9196 | 3777.208 | 1419.6796 | 3785.312 | 3743.1306 | 3642.53 | 1502.7319 | 0 | -868.8399
2030-12-02 | 9 | 0 | 0 | 0 | 266.4473 | 266.4473 | 3777.208 | 551.6907 | 3785.312 | 3743.1306 | 3642.53 | 265.2437 | 0 | -707.7953
2030-12-02 | 10 | 153.4735 | 153.4735 | 319.8572 | 266.4473 | 208.3905 | 3777.208 | 215.8964 | 3785.312 | 3743.1306 | 3642.53 | 360.7761 | 0 | -640.3041
2030-12-02 | 11 | 153.4735 | 153.4735 | 280.6235 | 199.9196 | 199.9196 | 3777.208 | 309.6177 | 3785.312 | 3743.1306 | 3642.53 | 2145.7317 | 0 | -639.4223
2030-12-02 | 12 | 153.4735 | 153.4735 | 304.8103 | 199.9196 | 199.9196 | 3777.208 | 218.0142 | 3785.312 | 3743.1306 | 3642.53 | 3538.3291 | 0 | -664.4365
2030-12-02 | 13 | 153.4735 | 153.4735 | 282.0285 | 199.9196 | 249.7999 | 3777.208 | 846.362 | 3785.312 | 3743.1306 | 3642.53 | 3538.3291 | 0 | -851.4264
2030-12-02 | 14 | 153.4735 | 153.4735 | 415.4167 | 66.6399 | 10.16 | 3777.208 | 2347.6497 | 3785.312 | 3743.1306 | 3642.53 | 3538.3291 | 0 | -854.8021
2030-12-02 | 15 | 153.4735 | 153.4735 | 0 | 6.8316 | 66.6399 | 3777.208 | 3625.9746 | 3785.312 | 3743.1306 | 3642.53 | 3538.3291 | 421.3643 | -803.9835
2030-12-02 | 16 | 153.4735 | 153.4735 | 0 | 13.8101 | 0 | 3777.208 | 2981.1714 | 3785.312 | 3743.1306 | 3642.53 | 3538.3291 | 485.2698 | -1074.7437
2030-12-02 | 17 | 153.4735 | 153.4735 | 279.4061 | 199.9196 | 135.9078 | 3777.208 | 2455.5784 | 3785.312 | 3743.1306 | 3642.53 | 3538.3291 | 647.0264 | -1080.5876
2030-12-02 | 18 | 153.4735 | 153.4735 | 406.2263 | 266.4472 | 266.4472 | 3777.208 | 2886.2764 | 3785.312 | 3743.1306 | 3642.53 | 3538.3291 | 647.0264 | -836.7206
2030-12-02 | 19 | 306.9471 | 280.157 | 549.8306 | 266.4473 | 266.4473 | 3777.208 | 3426.1118 | 3785.312 | 3743.1306 | 3642.53 | 3538.3291 | 324.0588 | -766.2477
2030-12-02 | 20 | 153.4735 | 246.6305 | 499.9838 | 266.4473 | 266.4473 | 3777.208 | 3260.043 | 3785.312 | 3743.1306 | 3642.53 | 3538.3291 | 145.3216 | -808.2092
2030-12-02 | 21 | 153.4735 | 153.4735 | 384.8496 | 266.4473 | 266.4473 | 3777.208 | 2323.8101 | 3785.312 | 3743.1306 | 3642.53 | 3538.3291 | 485.2698 | 1080.5876
2030-12-02 | 22 | 460.4206 | 460.4206 | 323.2319 | 220.5116 | 266.4473 | 3777.208 | 2140.3479 | 3785.312 | 3743.1306 | 3642.53 | 3538.3291 | 0 | -866.2136
2030-12-02 | 23 | 334.4267 | 460.4206 | 0 | 199.9196 | 199.9196 | 3777.208 | 1606.7692 | 3785.312 | 3743.1306 | 3642.53 | 3538.3291 | 0 | -903.8941
2030-12-02 | 24 | 153.4735 | 228.9054 | 0 | 199.9196 | 199.9196 | 3777.208 | 1189.5527 | 3785.312 | 3743.1306 | 3642.53 | 3538.3291 | 0 | -1080.5876
2030-12-03 | 1 | 153.4735 | 153.4735 | 0 | 133.2797 | 99.7337 | 3777.208 | 1555.2593 | 3185.6948 | 3743.1306 | 3642.53 | 3538.3291 | 0 | -1080.5876
2030-12-03 | 2 | 153.4735 | 153.4735 | 0 | 133.2797 | 112.3495 | 3777.208 | 2369.5073 | 2888.8599 | 3743.1306 | 3642.53 | 3538.3291 | 0 | -1080.5876
2030-12-03 | 3 | 153.4735 | 193.9605 | 0 | 133.2797 | 77.4906 | 3777.208 | 1835.6221 | 3785.312 | 3743.1306 | 3642.53 | 3538.3291 | 0 | -1080.5876
2030-12-03 | 4 | 153.4735 | 153.4735 | 0 | 133.2797 | 87.4353 | 3777.208 | 1404.1522 | 3785.312 | 3743.1306 | 3642.53 | 3538.3291 | 0 | -1080.5876
2030-12-03 | 5 | 153.4735 | 153.4735 | 0 | 114.8273 | 66.6399 | 3777.208 | 1812.9873 | 3302.1499 | 3743.1306 | 3642.53 | 3538.3291 | 0 | -1080.5876
2030-12-03 | 6 | 153.4735 | 153.4735 | 0 | 73.139 | 133.2797 | 3777.208 | 2476.9031 | 2683.1228 | 3743.1306 | 3642.53 | 2667.8831 | 0 | -1080.5876
2030-12-03 | 7 | 306.9471 | 190.0586 | 0 | 199.9196 | 199.9196 | 3777.208 | 3035.6394 | 1876.1101 | 3743.1306 | 3642.53 | 3538.3291 | 323.5132 | -1080.5876
2030-12-03 | 8 | 306.9471 | 400.9198 | 617.9329 | 133.2797 | 133.2797 | 3105.52 | 1439.8274 | 1892.656 | 2728.1484 | 3280.1206 | 3538.3291 | 0 | -1080.5876
2030-12-03 | 9 | 401.538 | 460.4206 | 646.4638 | 133.2797 | 133.2797 | 3777.208 | 168.9179 | 1533.2784 | 1871.5653 | 1821.265 | 3222.5088 | 0 | -1080.5876
2030-12-03 | 10 | 460.4206 | 460.4206 | 484.8478 | 159.6894 | 199.9196 | 3777.208 | 168.9193 | 1168.2802 | 3743.1306 | 1821.265 | 1906.0811 | 0 | -1080.5876
2030-12-03 | 11 | 460.4206 | 460.4206 | 0 | 199.9196 | 199.9196 | 3777.208 | 215.8953 | 782.1761 | 3743.1306 | 3322.842 | 1769.1646 | 485.2698 | -1080.5876
2030-12-03 | 12 | 460.4206 | 460.4206 | 0 | 199.9196 | 199.9196 | 3500.9219 | 215.8955 | 1501.6942 | 3743.1306 | 3642.53 | 2977.77 | 485.2698 | -1080.5876
2030-12-03 | 13 | 460.4206 | 460.4206 | 0 | 66.6399 | 52.6234 | 3777.208 | 215.8932 | 1898.3674 | 3743.1306 | 3642.53 | 330.2512 | 485.2698 | -1080.5876
2030-12-03 | 14 | 457.0347 | 460.4206 | 0 | 66.6399 | 43.2939 | 3777.208 | 215.8955 | 1464.4662 | 3459.2874 | 3314.3711 | 1769.1646 | 647.0264 | -1080.5876
2030-12-03 | 15 | 306.9471 | 306.9471 | 0 | 0 | 0 | 3777.208 | 215.8931 | 1126.1525 | 2916.9526 | 3642.53 | 2914.6975 | 0 | -1080.5876
2030-12-03 | 16 | 460.4206 | 460.4206 | 0 | 0 | 0 | 3777.208 | 215.895 | 1357.5209 | 894.2142 | 3642.53 | 2401.4172 | 520.8706 | -1080.5876
2030-12-03 | 17 | 460.4206 | 460.4206 | 0 | 221.1018 | 199.9196 | 3506.4272 | 213.8933 | 1456.4835 | -2.5272e-05 | 3642.53 | -1.8358e-05 | 647.0264 | -1080.5876
2030-12-03 | 18 | 460.4206 | 460.4206 | 323.2319 | 199.9196 | 188.6055 | 1988.6571 | 215.8944 | 1375.3972 | 1871.5653 | 2045.9384 | 1945.6384 | 0 | -1080.5876
2030-12-03 | 19 | 460.4206 | 460.4206 | 204.5609 | 158.197 | 133.2797 | 2466.6902 | 215.8917 | 1436.6168 | 1871.5653 | 2553.8921 | 3538.3291 | 0 | -1080.5876
2030-12-03 | 20 | 460.4206 | 460.4206 | 437.9536 | 133.2797 | 88.6837 | 3777.208 | 215.8928 | 1670.5592 | 1871.5653 | 1821.265 | 2667.6865 | 0 | -1080.5876
2030-12-03 | 21 | 460.4206 | 460.4206 | 323.2319 | 133.2797 | 191.959 | 1921.0428 | 168.9197 | 1195.8351 | 1871.5653 | 1821.265 | 3538.3291 | 0 | -1080.5876
2030-12-03 | 22 | 460.4206 | 460.4206 | 646.4638 | 266.4473 | 244.2432 | 1888.604 | 168.9206 | 577.2811 | 1773.4954 | 3642.53 | 2152.5586 | 0 | -1080.5876
2030-12-03 | 23 | 460.4206 | 460.4206 | 0 | 199.9196 | 199.9196 | 2609.2117 | 206.2231 | 1073.4055 | -83.4678 | 3642.53 | 2692.1638 | 0 | -1080.5876
2030-12-03 | 24 | 460.4206 | 460.4206 | 114.682 | 199.9196 | 199.9196 | 3777.208 | 215.8936 | 2000.4086 | -1871.5653 | 3642.53 | 1576.948 | 485.2698 | -1080.5876
2030-12-04 | 1 | 460.4206 | 460.4206 | 0 | 66.6399 | 66.6399 | 3777.208 | 215.8942 | 2704.7876 | -113.8598 | 3642.53 | 3538.3291 | 0 | -1080.5876
2030-12-04 | 2 | 153.4735 | 153.4735 | 0 | 45.4503 | 0 | 3678.8093 | 3166.8545 | 3785.312 | 3034.999 | 3642.53 | 3538.3291 | 0 | -1080.5876
2030-12-04 | 3 | 8.9543 | 0 | 0 | 0 | 0 | 3777.208 | 3625.9746 | 3785.312 | 3743.1306 | 3642.53 | 3538.3291 | 0 | -1080.5876
2030-12-04 | 4 | 0 | 0 | 0 | 0 | 0 | 3777.208 | 3625.9746 | 3785.312 | 3743.1306 | 3642.53 | 3538.3291 | 0 | -1080.5876
2030-12-04 | 5 | 134.101 | 0 | 0 | 0 | 0 | 3777.208 | 3625.9746 | 3785.312 | 3743.1306 | 3642.53 | 3538.3291 | 0 | -1080.5876
2030-12-04 | 6 | 153.4735 | 153.4735 | 0 | 0 | 0 | 3777.208 | 3625.9746 | 3785.312 | 3743.1306 | 3642.53 | 3538.3291 | 0 | -1080.5876
2030-12-04 | 7 | 153.4735 | 153.4735 | 0 | 0 | 0 | 3777.208 | 3625.9746 | 3785.312 | 3743.1306 | 3642.53 | 3538.3291 | 0 | -1080.5876
2030-12-04 | 8 | 153.4735 | 153.4735 | 0 | 0 | 0 | 3777.208 | 3625.9746 | 3785.312 | 3743.1306 | 3642.53 | 3538.3291 | 0 | -1080.5876
2030-12-04 | 9 | 153.4735 | 153.4735 | 0 | 62.5733 | 0 | 3777.208 | 3625.9746 | 3785.312 | 3743.1306 | 3642.53 | 3538.3291 | 0 | -1080.5876
2030-12-04 | 10 | 153.4735 | 153.4735 | 0 | 66.6399 | 17.0685 | 3777.208 | 3625.9746 | 3785.312 | 3743.1306 | 3642.53 | 3538.3281 | 0 | -1080.5876
2030-12-04 | 11 | 153.4735 | 153.4735 | 0 | 66.6399 | 8.281 | 3777.208 | 3625.9746 | 3785.312 | 3743.1306 | 3642.53 | 3538.3291 | 647.0264 | -1080.5876
2030-12-04 | 12 | 153.4735 | 153.4735 | 0 | 0 | 0 | 3777.208 | 3625.9746 | 3785.312 | 3743.1306 | 3642.53 | 3538.3291 | 647.0264 | -1080.5876
2030-12-04 | 13 | 153.4735 | 153.4735 | 0 | 0 | 34.2347 | 3777.208 | 3625.9746 | 3785.312 | 3743.1306 | 3642.53 | 3538.3291 | 647.0264 | -1080.5876
2030-12-04 | 14 | 153.4735 | 153.4735 | 0 | 66.6399 | 11.9049 | 3777.208 | 3625.9746 | 3785.312 | 3743.1306 | 3642.53 | 3538.3291 | 647.0264 | -1080.5876
2030-12-04 | 15 | 153.4735 | 153.4735 | 0 | 174.9257 | 133.2797 | 3777.208 | 3625.9746 | 3785.312 | 3743.1306 | 3642.53 | 3538.3291 | 647.0264 | -1080.5876
2030-12-04 | 16 | 153.4735 | 153.4735 | 0 | 0 | 39.8034 | 3777.208 | 3625.9746 | 3785.312 | 3743.1306 | 3642.53 | 3538.3291 | 518.3734 | -1080.5876
2030-12-04 | 17 | 153.4735 | 153.4735 | 213.2266 | 129.3546 | 66.6399 | 3589.7559 | 3625.9746 | 3785.312 | 3743.1306 | 3642.53 | 3538.3291 | 647.0264 | -1080.5876
2030-12-04 | 18 | 153.4735 | 153.4735 | 526.8063 | 133.2797 | 89.0799 | 3687.8579 | 3625.9756 | 3785.312 | 3743.1306 | 3642.53 | 3538.3291 | 647.0264 | -1080.5876
2030-12-04 | 19 | 153.4735 | 175.9773 | 355.3947 | 266.4473 | 266.4472 | 3491.4797 | 3441.0957 | 3727.6431 | 3743.1306 | 3642.53 | 3538.3291 | 647.0264 | -1080.5876
2030-12-04 | 20 | 203.9907 | 153.4735 | 323.2319 | 266.4472 | 266.4473 | 3777.208 | 1812.9873 | 2587.1023 | 3743.1306 | 3642.53 | 1143.9252 | 557.1942 | -1080.5876
2030-12-04 | 21 | 153.4735 | 153.4735 | 484.8478 | 266.4473 | 246.8188 | 3777.208 | 230.9223 | 1697.0304 | 3743.1306 | 3642.53 | 856.4639 | 228.3154 | -1080.5876
2030-12-04 | 22 | 153.4735 | 153.4735 | 253.0051 | 199.9196 | 199.9196 | 3777.208 | 215.8942 | 15.4535 | 2746.8108 | 3642.53 | 1135.4861 | 0 | -1080.5876
2030-12-04 | 23 | 153.4735 | 153.4735 | 0 | 199.9196 | 199.4076 | 3137.3447 | 215.895 | -968.7529 | 526.7021 | 3642.53 | 1396.322 | 0 | -1080.5876
2030-12-04 | 24 | 153.4735 | 153.4735 | 0 | 52.8221 | 0 | 2834.3904 | 215.896 | -58.9234 | -380.9999 | 3642.53 | 805.5461 | 548.3143 | -1080.5876
2030-12-05 | 1 | 153.4735 | 153.4735 | 426.2735 | 0 | 0 | 2352.688 | 166.8614 | -346.6963 | -1812.7168 | 3642.53 | 2162.0022 | 0 | -1080.5876
2030-12-05 | 2 | 153.4735 | 153.4735 | 0 | 0 | 0 | 3617.9348 | 166.8608 | -37.4023 | -2611.5576 | 3642.53 | 2052.2019 | 0 | -1080.5876
2030-12-05 | 3 | 153.4735 | 153.4735 | 0 | 0 | 0 | 3777.208 | 3625.9746 | 777.8965 | -2436.6399 | 3642.53 | 3538.3291 | 0 | -1080.5876
2030-12-05 | 4 | 460.4206 | 460.4206 | 0 | 0 | 54.443 | 3777.208 | 3625.9746 | 962.8878 | 1003.6555 | 3642.53 | 3538.3291 | 0 | -1.6451e-05
2030-12-05 | 5 | 306.9471 | 373.7254 | 0 | 0 | 0 | 3777.208 | 3625.9746 | 1304.3728 | 3743.1306 | 3642.53 | 3538.3291 | 0 | -1.6451e-05
2030-12-05 | 6 | 153.4735 | 243.1382 | 0 | 0 | 0 | 3777.208 | 3625.9746 | 2952.4368 | 3743.1306 | 3642.53 | 3538.3291 | 0 | -1080.5876
2030-12-05 | 7 | 153.4735 | 153.4735 | 0 | 21.507 | 66.6399 | 3777.208 | 3625.9746 | 3785.312 | 3743.1306 | 3642.53 | 3538.3291 | 0 | -1080.5876
2030-12-05 | 8 | 153.4735 | 153.4735 | 0 | 66.6399 | 70.4415 | 3696.99 | 3625.9746 | 3785.312 | 3743.1306 | 3642.53 | 3538.3291 | 0 | -1080.5876
2030-12-05 | 9 | 153.4735 | 153.4735 | 2.9103 | 133.2797 | 122.6939 | 3777.208 | 3625.9746 | 3785.312 | 3743.1306 | 3642.53 | 3538.3281 | 0 | -1080.5876
2030-12-05 | 10 | 153.4735 | 153.4735 | 0 | 66.6399 | 81.3461 | 3777.208 | 3625.9746 | 3785.312 | 3743.1306 | 3642.53 | 3538.3291 | 485.2698 | -1080.5876
2030-12-05 | 11 | 0 | 0 | 0 | 266.4473 | 226.226 | 3777.208 | 3625.9746 | 3785.312 | 3743.1306 | 3642.53 | 3538.3291 | 0 | 1080.5876
2030-12-05 | 12 | 153.4735 | 153.4735 | 0 | 66.6399 | 75.7442 | 3777.208 | 3625.9746 | 3785.312 | 3743.1306 | 3642.53 | 3538.3291 | 485.2698 | -1080.5876
2030-12-05 | 13 | 153.4735 | 153.4735 | 0 | 66.6399 | 97.6228 | 3777.208 | 3625.9746 | 3785.312 | 3743.1306 | 3642.53 | 3538.3291 | 647.0264 | -1080.5876
2030-12-05 | 14 | 153.4735 | 153.4735 | 0 | 133.038 | 66.6399 | 3777.208 | 3625.9746 | 3785.312 | 3743.1306 | 3642.53 | 3538.3291 | 485.2698 | -1080.5876
2030-12-05 | 15 | 153.4735 | 153.4735 | 0 | 66.6399 | 56.5375 | 3777.208 | 3625.9746 | 3785.312 | 3743.1306 | 3642.53 | 3538.3291 | 485.2698 | -1080.5876
2030-12-05 | 16 | 153.4735 | 153.4735 | 0 | 35.0775 | 0 | 3777.208 | 3625.9746 | 3785.312 | 3743.1306 | 3642.53 | 3538.3291 | 647.0264 | -1080.5876
2030-12-05 | 17 | 153.4735 | 153.4735 | 0 | 3.6388 | 66.6399 | 3777.208 | 3625.9746 | 3785.312 | 3743.1306 | 3642.53 | 3538.3291 | 485.2698 | -1080.5876
2030-12-05 | 18 | 153.4735 | 153.4735 | 0 | 133.2797 | 169.2622 | 3777.2092 | 3625.9746 | 3785.312 | 3743.1306 | 3642.53 | 3538.3291 | 0 | -1080.5876
2030-12-05 | 19 | 153.4735 | 153.4735 | 484.8478 | 199.9196 | 184.699 | 3777.208 | 3625.9746 | 3785.312 | 3743.1306 | 3642.53 | 3538.3291 | 0 | -1080.5876
2030-12-05 | 20 | 460.4206 | 460.4206 | 646.4638 | 199.9196 | 239.4375 | 3777.208 | 2796.5737 | 3785.312 | 3743.1306 | 3642.53 | 3233.9446 | 0 | -1080.5876
2030-12-05 | 21 | 460.4206 | 460.4206 | 646.4638 | 199.9196 | 218.4798 | 3777.208 | 2586.3188 | 3785.312 | 3743.1306 | 3642.53 | 2409.2175 | 0 | -1080.5876
2030-12-05 | 22 | 306.9471 | 447.4885 | 0 | 176.0206 | 133.2797 | 3777.208 | 2189.8145 | 3785.312 | 3743.1306 | 3642.53 | 1769.1646 | 0 | -1080.5876
2030-12-05 | 23 | 153.4735 | 153.4735 | 0 | 133.2797 | 130.7807 | 3777.208 | 3613.5952 | 3785.312 | 3743.1306 | 3642.53 | 1769.1646 | 0 | -1080.5876
2030-12-05 | 24 | 153.4735 | 153.4735 | 0 | 0 | 0 | 3777.208 | 2929.8022 | 3785.312 | 3743.1306 | 3642.53 | 1769.1646 | 177.0755 | -1080.5876
2030-12-06 | 1 | 113.2654 | 0 | 0 | 0 | 0 | 3777.208 | 3625.9746 | 3785.312 | 3743.1306 | 3642.53 | 3538.3291 | 323.5132 | -1080.5876
2030-12-06 | 2 | 0 | 101.7607 | 0 | 0 | 0 | 3471.1118 | 3625.9746 | 3785.312 | 3743.1306 | 3642.53 | 3538.3291 | 323.5132 | -1080.5876
2030-12-06 | 3 | 0 | 109.5903 | 0 | 0 | 0 | 3476.8105 | 3625.9746 | 3785.312 | 3743.1306 | 3642.53 | 3538.3291 | 0 | -1080.5876
2030-12-06 | 4 | 0 | 0 | 0 | 0 | 0 | 3396.0171 | 3625.9746 | 3785.312 | 3743.1306 | 3642.53 | 3538.3291 | 0 | -1080.5876
2030-12-06 | 5 | 153.4735 | 29.9389 | 0 | 0 | 0 | 3448.8035 | 3625.9746 | 3785.312 | 3743.1306 | 3642.53 | 3538.3291 | 277.8768 | -1080.5876
2030-12-06 | 6 | 0 | 0 | 0 | 0 | 0 | 3019.4714 | 3625.9746 | 3785.312 | 3743.1306 | 3642.53 | 3538.3301 | 376.6508 | -1080.5876
2030-12-06 | 7 | 0 | 0 | 0 | 0 | 0 | 3498.8467 | 3625.9746 | 3785.312 | 3743.1306 | 3642.53 | 3538.3291 | 642.0974 | -1080.5876
2030-12-06 | 8 | 153.4735 | 153.4735 | 0 | 0 | 0 | 3203.3162 | 3625.9746 | 3785.312 | 3743.1306 | 3642.53 | 3538.3291 | 375.2182 | -1080.5876
2030-12-06 | 9 | 153.4735 | 153.4735 | 40.045 | 0 | 0 | 3338.4187 | 3625.9746 | 3785.312 | 3743.1306 | 3642.53 | 3538.3291 | 6.8241 | -1080.5876
2030-12-06 | 10 | 153.4735 | 153.4735 | 194.7749 | 0 | 0 | 3126.5073 | 3625.9756 | 3785.312 | 3743.1306 | 3642.53 | 3538.3291 | 230.2842 | -1080.5876
2030-12-06 | 11 | 153.4735 | 153.4735 | 484.8478 | 0 | 0 | 3216.2537 | 3625.9746 | 3785.312 | 3743.1306 | 3642.53 | 3538.3291 | 314.6238 | -1080.5876
2030-12-06 | 12 | 153.4735 | 153.4735 | 618.8463 | 0 | 0 | 3645.739 | 3625.9746 | 3785.312 | 3743.1306 | 3642.53 | 3538.3291 | 203.0078 | -1080.5876
2030-12-06 | 13 | 153.4735 | 153.4735 | 484.8478 | 198.4967 | 133.2797 | 3588.324 | 3625.9746 | 3785.312 | 3743.1306 | 3642.53 | 3538.3291 | 371.5991 | -1080.5876
2030-12-06 | 14 | 306.9471 | 306.7681 | 383.8835 | 66.6399 | 32.6166 | 3777.208 | 3308.7842 | 3287.8982 | 3743.1306 | 3642.53 | 3538.3291 | 485.2698 | -1080.5876
2030-12-06 | 15 | 240.4739 | 306.9471 | 207.4199 | 0 | 0 | 3777.208 | 1621.0316 | 2720.1702 | 3743.1306 | 3642.53 | 3538.3291 | 631.5317 | -1080.5876
2030-12-06 | 16 | 245.9417 | 306.9471 | 323.2319 | 0 | 0 | 3777.208 | 3625.9746 | 1849.7772 | 3743.1306 | 3642.53 | 3538.3291 | 544.1972 | -1080.5876
2030-12-06 | 17 | 460.4206 | 317.1457 | 583.8643 | 0 | 0 | 3777.208 | 3147.5894 | 1592.7283 | 3743.1306 | 3642.53 | 2377.9465 | 647.0264 | -1080.5876
2030-12-06 | 18 | 460.4206 | 460.4206 | 646.4638 | 66.6399 | 29.1779 | 3025.2114 | 168.9191 | 2022.0583 | 3310.1597 | 3642.53 | 3153.3989 | 647.0264 | 1080.5876
2030-12-06 | 19 | 460.4206 | 460.4206 | 646.4638 | 199.9196 | 199.9196 | 3777.208 | 739.4542 | 2683.9182 | 1347.7838 | 3642.53 | 3538.3291 | 647.0264 | -1080.5876
2030-12-06 | 20 | 460.4206 | 460.4206 | 646.4638 | 266.4473 | 266.4473 | 1965.8541 | 168.9201 | 3785.312 | 2650.7886 | 3642.53 | 1769.1646 | 577.6116 | -1054.657
2030-12-06 | 21 | 460.4206 | 460.4206 | 646.4638 | 266.4473 | 266.4473 | 3184.2756 | 168.9193 | 3785.312 | 2036.4877 | 3642.53 | 740.5766 | 162.9798 | -880.9888
2030-12-06 | 22 | 460.4206 | 460.4206 | 646.4638 | 199.9196 | 199.9196 | 2511.1501 | 939.6616 | 3785.312 | 3743.1306 | 3642.53 | -121.6207 | 0 | -762.6051
2030-12-06 | 23 | 153.4735 | 153.4735 | 646.4638 | 59.6665 | 0 | 2902.2786 | 612.6504 | 3785.312 | 3743.1306 | 3642.53 | 0 | 0 | -896.7517
2030-12-06 | 24 | 0 | 0 | 0 | 0 | 0 | 3777.208 | 414.8112 | 3785.312 | 3743.1306 | 3642.53 | 221.0092 | 485.2698 | -1080.5876
2030-12-07 | 1 | 153.4735 | 153.4735 | 312.7114 | 0 | 0 | 3777.208 | 1120.4725 | 3785.312 | 3743.1306 | 3642.53 | 221.0075 | 0 | -1080.5876
2030-12-07 | 2 | 153.4735 | 153.4735 | 0 | 0 | 0 | 3777.208 | 2586.4377 | 3785.312 | 3743.1306 | 3642.53 | 320.6801 | 0 | -1080.5876
2030-12-07 | 3 | 153.4735 | 153.4735 | 327.2484 | 0 | 0 | 3740.0081 | 3625.9746 | 3785.312 | 3743.1306 | 3642.53 | 66.3239 | 0 | -1080.5876
2030-12-07 | 4 | 153.4735 | 153.4735 | 316.4481 | 0 | 0 | 3777.208 | 3625.9746 | 3785.312 | 3743.1306 | 3642.53 | -369.2823 | 0 | -1080.5876
2030-12-07 | 5 | 153.4735 | 153.4735 | 0 | 66.6399 | 29.3279 | 3777.208 | 3625.9746 | 3785.312 | 3743.1306 | 3642.53 | -706.2059 | 0 | -1080.5876
2030-12-07 | 6 | 0 | 0 | 0 | 133.2797 | 103.4021 | 3777.208 | 3625.9746 | 3785.312 | 3743.1306 | 3642.53 | -814.4718 | 0 | -1080.5876
2030-12-07 | 7 | 0 | 0 | 0 | 133.2797 | 133.4292 | 3225.2214 | 3625.9746 | 3785.312 | 3743.1306 | 3642.53 | 443.1728 | 0 | -1080.5876
2030-12-07 | 8 | 0 | 0 | 0 | 199.9196 | 156.3004 | 3133.5605 | 3625.9746 | 3785.312 | 3743.1306 | 3642.53 | 1119.1255 | 290.3693 | -1080.5876
2030-12-07 | 9 | 0 | 0 | 0 | 199.9196 | 256.8153 | 2958.6113 | 3625.9746 | 3785.312 | 3743.1306 | 3642.53 | 3271.0723 | 0 | -1080.5876
2030-12-07 | 10 | 153.4735 | 153.4735 | 0 | 180.6893 | 133.2797 | 3094.5059 | 3625.9746 | 3785.312 | 3743.1306 | 3642.53 | 3538.3291 | 0 | -1080.5876
2030-12-07 | 11 | 153.4735 | 153.4735 | 0 | 66.6399 | 51.9468 | 3261.0037 | 3625.9746 | 3785.312 | 3743.1306 | 3642.53 | 3538.3291 | 0 | -1080.5876
2030-12-07 | 12 | 153.4735 | 153.4735 | 0 | 0 | 0 | 3555.8254 | 3625.9746 | 3785.312 | 3743.1306 | 3642.53 | 3538.3291 | 36.0945 | -1080.5876
2030-12-07 | 13 | 153.4735 | 153.4735 | 0 | 0 | 0 | 3713.658 | 3625.9746 | 3785.312 | 3743.1306 | 3642.53 | 3538.3291 | 43.9655 | -1080.5876
2030-12-07 | 14 | 153.4735 | 153.4735 | 0 | 66.6399 | 76.248 | 3269.8247 | 3625.9746 | 2938.344 | 3743.1306 | 3642.53 | 3538.3291 | 0 | -1080.5876
2030-12-07 | 15 | 306.9471 | 265.6963 | 0 | 77.4729 | 133.2797 | 3316.1877 | 3625.9746 | 2065.4812 | 3743.1306 | 3642.53 | 3538.3291 | 0 | -1080.5876
2030-12-07 | 16 | 328.9123 | 460.4206 | 0 | 0 | 0 | 3359.1914 | 553.8358 | 2193.322 | 3474.6309 | 3642.53 | 3538.3291 | 0 | -1080.5876
2030-12-07 | 17 | 345.9652 | 306.9471 | 19.4678 | 0 | 0 | 3443.1443 | 215.8929 | 2265.4497 | 2757.2844 | 3642.53 | 2474.4609 | 323.5132 | -1080.5876
2030-12-07 | 18 | 460.4206 | 460.4206 | 79.1743 | 66.6399 | 74.3159 | 3148.054 | 215.8923 | 1759.0127 | -0.0011239 | 3642.53 | 3538.3291 | 485.2698 | -1080.5876
2030-12-07 | 19 | 460.4206 | 460.4206 | 100.1836 | 133.2797 | 133.2797 | 3520.2061 | 213.8931 | 1050.097 | -3423.3386 | 3642.53 | 265.2436 | 53.901 | -1080.5876
2030-12-07 | 20 | 460.4206 | 460.4206 | 646.4638 | 133.2797 | 173.9687 | 1888.604 | 166.8605 | 821.7213 | -2768.5232 | 3642.53 | 436.3803 | 0 | -1080.5876
2030-12-07 | 21 | 460.4206 | 460.4206 | 646.4638 | 133.2797 | 136.8716 | 1888.604 | 166.861 | 883.0699 | -2670.3496 | 3642.53 | 741.6627 | 0 | -1080.5876
2030-12-07 | 22 | 460.4206 | 460.4206 | 597.0267 | 266.4473 | 266.4473 | 500.9394 | 166.8607 | 941.2592 | -851.1015 | 3642.53 | 1769.1646 | 0 | -1080.5876
2030-12-07 | 23 | 460.4206 | 460.4206 | 642.2738 | 199.9196 | 199.9196 | 591.5059 | 166.8608 | 1405.1129 | 1490.004 | 3642.53 | 1769.1646 | 0 | -1080.5876
2030-12-07 | 24 | 306.9471 | 420.1353 | 0 | 0 | 0 | 1888.604 | 213.8932 | 2712.5303 | 645.1827 | 3642.53 | 537.3119 | 507.0122 | -1080.5876
2030-12-08 | 1 | 306.9471 | 265.6212 | 0 | 0 | 0 | 2800.001 | 215.8929 | 3785.312 | 1871.5653 | 3642.53 | 1908.8669 | 0 | -1080.5876
2030-12-08 | 2 | 153.4735 | 153.4735 | 0 | 66.6399 | 69.1177 | 3380.4331 | 2011.3129 | 3785.312 | 3743.1306 | 3642.53 | 3119.6111 | 0 | -1080.5876
2030-12-08 | 3 | 0 | 0 | 0 | 199.8074 | 201.5934 | 3747.5269 | 3625.9746 | 3785.312 | 3743.1306 | 3642.53 | 1325.8682 | 0 | 1080.5876
2030-12-08 | 4 | 0 | 0 | 0 | 0 | 0 | 3777.208 | 3625.9746 | 3785.312 | 3743.1306 | 3642.53 | 3446.3169 | 0 | -1080.5876
2030-12-08 | 5 | 0 | 0 | 0 | 0 | 0 | 3777.208 | 3625.9746 | 3785.312 | 3743.1306 | 3642.53 | 3538.3291 | 0 | -1080.5876
2030-12-08 | 6 | 0 | 0 | 0 | 0 | 0 | 3777.208 | 3625.9746 | 3785.312 | 3743.1306 | 3642.53 | 3538.3291 | 0 | -1080.5876
2030-12-08 | 7 | 0 | 0 | 0 | 0 | 0 | 3777.208 | 3625.9746 | 3785.312 | 3743.1306 | 3642.53 | 3538.3291 | 0 | -1080.5876
2030-12-08 | 8 | 0 | 0 | 29.2371 | 103.2445 | 133.2797 | 3777.208 | 3625.9746 | 3785.312 | 3743.1306 | 3642.53 | 3538.3291 | 0 | -1080.5876
2030-12-08 | 9 | 0 | 0 | 0 | 0 | 0 | 3777.208 | 3625.9746 | 3785.312 | 3743.1306 | 3642.53 | 3538.3291 | 0 | -1080.5876
2030-12-08 | 10 | 0 | 0 | 205.7572 | 0 | 0 | 3777.208 | 3625.9746 | 3785.312 | 3743.1306 | 3642.53 | 3538.3291 | 0 | -1080.5876
2030-12-08 | 11 | 153.4735 | 153.4735 | 0 | 0 | 0 | 3777.208 | 3625.9746 | 3785.312 | 3743.1306 | 3642.53 | 3538.3291 | 0 | -1080.5876
2030-12-08 | 12 | 153.4735 | 153.4735 | 0 | 0 | 0 | 3777.208 | 3625.9746 | 3785.312 | 3743.1306 | 3642.53 | 3538.3291 | 0 | -1.6301
2030-12-08 | 13 | 153.4735 | 153.4735 | 0 | 0 | 0 | 3777.208 | 3625.9746 | 3785.312 | 3743.1306 | 3642.53 | 3538.3291 | 0 | 540.2938
2030-12-08 | 14 | 0 | 123.307 | 0 | 0 | 0 | 3777.208 | 3625.9746 | 3785.312 | 3743.1306 | 3642.53 | 3538.3291 | 0 | -240.4926
2030-12-08 | 15 | 153.4735 | 153.4735 | 0 | 109.5853 | 133.1675 | 3777.208 | 3625.9746 | 3785.312 | 3743.1306 | 3642.53 | 3538.3291 | 0 | 1080.5876
2030-12-08 | 16 | 0 | 0 | 0 | 0 | 0 | 3777.208 | 3625.9746 | 3785.312 | 3743.1306 | 3642.53 | 3538.3291 | 323.5132 | -1.6451e-05
2030-12-08 | 17 | 153.4735 | 153.4735 | 345.2891 | 0 | 0 | 3777.208 | 3625.9746 | 3785.312 | 3743.1306 | 3642.53 | 3538.3291 | 485.2698 | -1080.5876
2030-12-08 | 18 | 153.4735 | 153.4735 | 183.3819 | 0 | 0 | 3777.208 | 3625.9746 | 3785.312 | 3743.1306 | 3642.53 | 3538.3291 | 147.4634 | -1033.5496
2030-12-08 | 19 | 153.4735 | 153.4735 | 385.8062 | 66.6399 | 1.0395 | 3777.208 | 3625.9746 | 3785.312 | 3743.1306 | 3642.53 | 3538.3291 | 0 | -874.624
2030-12-08 | 20 | 153.4735 | 153.4735 | 646.4638 | 174.8829 | 133.2797 | 3777.208 | 3625.9746 | 3785.312 | 3743.1306 | 3642.53 | 3538.3291 | 0 | -1080.5876
2030-12-08 | 21 | 153.4735 | 153.4735 | 646.4638 | 199.9196 | 188.1174 | 3777.208 | 3625.9746 | 3785.312 | 3743.1306 | 3642.53 | 3538.3291 | 0 | -1080.5876
2030-12-08 | 22 | 153.4735 | 153.4735 | 646.4638 | 133.2797 | 121.7793 | 3777.208 | 3625.9746 | 3785.312 | 3743.1306 | 3642.53 | 3538.3291 | 0 | -1080.5876
2030-12-08 | 23 | 153.4735 | 153.4735 | 646.4638 | 133.2797 | 116.1114 | 3777.208 | 3625.9746 | 3785.312 | 3743.1306 | 3642.53 | 3538.3291 | 0 | -1080.5876
2030-12-08 | 24 | 153.4735 | 153.4735 | 0 | 66.6399 | 19.9478 | 3525.4553 | 3625.9746 | 3785.312 | 3743.1306 | 3642.53 | 3538.3291 | 0 | -1080.5876
2030-12-09 | 1 | 153.4735 | 153.4735 | 0 | 0 | 0 | 3777.208 | 3625.9746 | 1815.9761 | 3743.1306 | 3642.53 | 3538.3291 | 0 | -1080.5876
2030-12-09 | 2 | 153.4735 | 141.13 | 0 | 199.9196 | 199.9196 | 3777.208 | 3625.9746 | 1296.4058 | 1767.9138 | 3642.53 | 3538.3291 | 0 | -1080.5876
2030-12-09 | 3 | 0 | 0 | 0 | 199.9196 | 199.9196 | 3777.208 | 3625.9746 | 1245.0153 | 1594.4896 | 3642.53 | 3538.3291 | 0 | -1080.5876
2030-12-09 | 4 | 0 | 0 | 0 | 266.4473 | 266.4473 | 3777.208 | 3625.9746 | 1785.9128 | 2192.1946 | 3642.53 | 3538.3291 | 0 | -1080.5876
2030-12-09 | 5 | 0 | 0 | 0 | 5.0395 | 66.6399 | 3777.208 | 3625.9746 | 1090.4835 | 3743.1306 | 3642.53 | 3538.3291 | 0 | -1080.5876
2030-12-09 | 6 | 0 | 0 | 0 | 0 | 0 | 3413.5471 | 3625.9746 | 3618.6248 | 3743.1306 | 3642.53 | 3538.3291 | 0 | -1080.5876
2030-12-09 | 7 | 0 | 91.0426 | 0 | 0 | 0 | 3665.7322 | 3625.9746 | 3785.312 | 3743.1306 | 3642.53 | 3538.3291 | 0 | -1080.5876
2030-12-09 | 8 | 153.4735 | 153.4735 | 0 | 0 | 0 | 3777.208 | 3625.9746 | 3785.312 | 3743.1306 | 3642.53 | 3538.3291 | 534.3746 | -1080.5876
2030-12-09 | 9 | 153.4735 | 153.4735 | 0 | 0 | 0 | 3346.7878 | 3625.9746 | 3785.312 | 3743.1306 | 3642.53 | 3538.3291 | 323.5132 | -1080.5876
2030-12-09 | 10 | 153.4735 | 153.4735 | 0 | 0 | 0 | 3535.7605 | 3625.9746 | 3785.312 | 3743.1306 | 3642.53 | 3538.3291 | 475.0471 | -1080.5876
2030-12-09 | 11 | 153.4735 | 153.4735 | 568.8162 | 0 | 0 | 3176.521 | 3625.9746 | 3785.312 | 3743.1306 | 3642.53 | 3538.3291 | 0 | -1080.5876
2030-12-09 | 12 | 153.4735 | 153.4735 | 610.5194 | 21.4784 | 66.6399 | 3279.0496 | 3625.9746 | 3785.312 | 3743.1306 | 3642.53 | 3538.3291 | 0 | -1080.5876
2030-12-09 | 13 | 153.4735 | 153.4735 | 562.8297 | 66.6399 | 10.5624 | 3519.0244 | 3625.9746 | 3785.312 | 3743.1306 | 3642.53 | 3538.3291 | 0 | -1080.5876
2030-12-09 | 14 | 153.4735 | 153.4735 | 534.3241 | 85.5476 | 66.6399 | 3704.2229 | 3625.9746 | 3785.312 | 3743.1306 | 3642.53 | 3538.3291 | 0 | -1008.4762
2030-12-09 | 15 | 153.4735 | 153.4735 | 503.7834 | 133.2797 | 113.1029 | 3608.3542 | 3625.9746 | 3785.312 | 3743.1306 | 3642.53 | 3538.3291 | 0 | -1080.5876
2030-12-09 | 16 | 153.4735 | 153.4735 | 559.1413 | 133.2797 | 71.7607 | 3568.8337 | 3625.9746 | 3785.312 | 3743.1306 | 3642.53 | 3538.3291 | 0 | -1080.5876
2030-12-09 | 17 | 153.4735 | 153.4735 | 372.4721 | 0 | 0 | 3723.6533 | 3625.9746 | 3785.312 | 3743.1306 | 3642.53 | 3538.3291 | 598.1589 | -1080.5876
2030-12-09 | 18 | 153.4735 | 153.4735 | 646.4638 | 66.6399 | 113.0322 | 3777.208 | 3625.9746 | 3785.312 | 3743.1306 | 3642.53 | 3538.3291 | 647.0264 | -1080.5876
2030-12-09 | 19 | 153.4735 | 14.8291 | 646.4638 | 0 | 0 | 3448.2205 | 3625.9746 | 3785.312 | 3743.1306 | 3642.53 | 3538.3291 | 571.4142 | -1080.5876
2030-12-09 | 20 | 106.7082 | 153.4735 | 646.4638 | 0 | 0 | 3235.9355 | 3625.9746 | 3785.312 | 3743.1306 | 3642.53 | 3538.3291 | 344.1429 | -1080.5876
2030-12-09 | 21 | 153.4735 | 153.4735 | 646.4638 | 35.3235 | 0 | 2946.615 | 3625.9746 | 3785.312 | 3743.1306 | 3642.53 | 3538.3291 | 48.4705 | -1080.5876
2030-12-09 | 22 | 153.4735 | 153.4735 | 0 | 0 | 0 | 3354.6621 | 3625.9746 | 3785.312 | 3743.1306 | 3642.53 | 3538.3291 | 311.2605 | -1080.5876
2030-12-09 | 23 | 0 | 0 | 646.4638 | 0 | 0 | 3386.396 | 3625.9746 | 3506.595 | 3743.1306 | 3642.53 | 3538.3291 | 0 | -1080.5876
2030-12-09 | 24 | 0 | 0 | 0 | 0 | 0 | 3640.9326 | 3625.9746 | 3785.312 | 3743.1306 | 3642.53 | 3538.3291 | 0 | -1080.5876
2030-12-10 | 1 | 0 | 0 | 0 | 0 | 0 | 3777.208 | 3625.9746 | -464.4618 | 2021.798 | 3642.53 | 3538.3291 | 0 | 1080.5876
2030-12-10 | 2 | 0 | 0 | 0 | 0 | 0 | 3777.208 | 3625.9746 | -274.4319 | 3743.1306 | 3642.53 | 3538.3291 | 0 | -1080.5876
2030-12-10 | 3 | 0 | 0 | 0 | 0 | 0 | 3777.208 | 3625.9756 | -110.6438 | 2990.6338 | 3642.53 | 3538.3291 | 0 | -1080.5876
2030-12-10 | 4 | 0 | 0 | 0 | 0 | 0 | 3777.208 | 3625.9746 | 152.843 | 3743.1306 | 3642.53 | 3538.3291 | 0 | -1080.5876
2030-12-10 | 5 | 0 | 0 | 0 | 0 | 0 | 3777.208 | 3625.9746 | -3.7193e-05 | 1871.5653 | 3642.53 | 3538.3291 | 0 | -1080.5876
2030-12-10 | 6 | 0 | 0 | 0 | 0 | 0 | 3777.208 | 3625.9746 | 499.925 | 3504.093 | 3642.53 | 3538.3291 | 0 | -1080.5876
2030-12-10 | 7 | 0 | 0 | 0 | 0 | 0 | 2787.5186 | 3625.9746 | 3785.312 | 3743.1306 | 3642.53 | 3538.3291 | 0 | -1080.5876
2030-12-10 | 8 | 0 | 0 | 0 | 0 | 0 | 3101.6001 | 3625.9746 | 3785.312 | 3743.1306 | 3642.53 | 3538.3291 | 437.3319 | -1080.5876
2030-12-10 | 9 | 0 | 0 | 0 | 0 | 0 | 3324.8413 | 3625.9746 | 3785.312 | 3743.1306 | 3642.53 | 3538.3301 | 303.342 | -1080.5876
2030-12-10 | 10 | 0 | 0 | 127.8311 | 0 | 0 | 3225.6792 | 3625.9746 | 3785.312 | 3743.1306 | 3642.53 | 3538.3291 | 300.426 | -1080.5876
2030-12-10 | 11 | 0 | 0 | 240.5232 | 0 | 0 | 3161.4055 | 3625.9746 | 3785.312 | 3743.1306 | 3642.53 | 3538.3291 | 286.2962 | -1080.5876
2030-12-10 | 12 | 0 | 0 | 533.2195 | 0 | 0 | 3217.1001 | 3625.9746 | 3785.312 | 3743.1306 | 3642.53 | 3538.3291 | 0 | -737.785
2030-12-10 | 13 | 0 | 0 | 511.2965 | 0 | 0 | 3452.8811 | 3625.9746 | 2683.6108 | 3743.1306 | 3642.53 | 3538.3291 | 0 | -715.1674
2030-12-10 | 14 | 0 | 0 | 575.1644 | 0 | 0 | 3349.2463 | 3625.9746 | 3785.312 | 3743.1306 | 3642.53 | 3538.3291 | 0 | -832.9824
2030-12-10 | 15 | 0 | 0 | 596.6516 | 0 | 0 | 3461.7434 | 3625.9746 | 1664.9557 | 3743.1306 | 3642.53 | 3538.3291 | 0 | -985.4658
2030-12-10 | 16 | 0 | 0 | 646.4638 | 0 | 0 | 3382.0645 | 3625.9746 | 2094.5586 | 3743.1306 | 3642.53 | 3538.3291 | 56.089 | -1080.5876
2030-12-10 | 17 | 0 | 0 | 646.4638 | 0 | 0 | 3521.9573 | 3625.9746 | 3785.312 | 3743.1306 | 3642.53 | 3538.3291 | 507.5355 | -1080.5876
2030-12-10 | 18 | 153.4735 | 153.4735 | 595.2551 | 0 | 0 | 3347.2925 | 3625.9746 | 3785.312 | 3743.1306 | 3642.53 | 3538.3291 | 647.0264 | -1080.5876
2030-12-10 | 19 | 153.4735 | 153.4735 | 637.9856 | 0 | 0 | 3777.208 | 3625.9746 | -441.042 | 3743.1306 | 3642.53 | 3538.3291 | 485.2698 | -1080.5876
2030-12-10 | 20 | 153.4735 | 153.4735 | 646.4638 | 0 | 0 | 3777.208 | 3625.9746 | -2074.7124 | 3554.542 | 3642.53 | 3538.3291 | 406.0556 | -1080.5876
2030-12-10 | 21 | 153.4735 | 153.4735 | 646.4638 | 0 | 0 | 3777.208 | 1974.3936 | -3412.5298 | 3743.1306 | 1994.8667 | 3538.3291 | 287.4098 | -1080.5876
2030-12-10 | 22 | 153.4735 | 153.4735 | 646.4638 | 0 | 0 | 3777.208 | 1812.9873 | -3785.3108 | 1950.7491 | 3637.4976 | 3538.3291 | 0 | -1080.5876
2030-12-10 | 23 | 153.4735 | 153.4735 | 646.4638 | 0 | 0 | 3777.208 | 1880.1481 | -3370.4246 | 1871.5653 | 3642.53 | 3538.3291 | 0 | -1080.5876
2030-12-10 | 24 | 153.4735 | 153.4735 | 476.6944 | 0 | 0 | 3777.208 | 3625.9746 | -3094.9053 | 2026.649 | 3642.53 | 3538.3291 | 0 | -1080.5876
2030-12-11 | 1 | 153.4735 | 153.4735 | 0 | 0 | 18.8875 | 3634.2407 | 3625.9746 | -2621.5957 | 2904.6729 | 3642.53 | 3538.3291 | 0 | -1080.5876
2030-12-11 | 2 | 108.384 | 0 | 0 | 0 | 0 | 3777.208 | 3625.9746 | -2888.8936 | 1257.887 | 3642.53 | 3538.3291 | 0 | -1080.5876
2030-12-11 | 3 | 0 | 0 | 0 | 0 | 0 | 3777.208 | 3625.9746 | -2640.957 | -2.5272e-05 | 3642.53 | 3538.3291 | 0 | -1080.5876
2030-12-11 | 4 | 0 | 0 | 0 | 0 | 0 | 3777.208 | 3625.9746 | -1913.6565 | 1697.7778 | 3642.53 | 3538.3291 | 0 | -1080.5876
2030-12-11 | 5 | 153.4735 | 88.1964 | 0 | 0 | 0 | 3777.208 | 3625.9746 | -1590.1532 | 2566.5466 | 3642.53 | 3538.3291 | 0 | -1080.5876
2030-12-11 | 6 | 153.4735 | 153.4735 | 132.7621 | 0 | 65.7265 | 3777.208 | 3625.9746 | 1083.2363 | 3743.1306 | 3642.53 | 3538.3291 | 0 | -1080.5876
2030-12-11 | 7 | 153.4735 | 119.0541 | 0 | 0 | 0 | 3777.208 | 3625.9746 | -671.738 | 3743.1306 | 3642.53 | 3538.3291 | 0 | -1080.5876
2030-12-11 | 8 | 153.4735 | 153.4735 | 0 | 0 | 0 | 3777.208 | 3625.9746 | 3631.4507 | 3743.1306 | 3642.53 | 3538.3291 | 0 | -1080.5876
2030-12-11 | 9 | 153.4735 | 153.4735 | 0 | 0 | 0 | 3777.208 | 3625.9746 | -3.7193e-05 | 3743.1306 | 3642.53 | 3538.3291 | 48.1265 | -1080.5876
2030-12-11 | 10 | 153.4735 | 153.4735 | 0 | 0 | 0 | 3777.208 | 3625.9746 | 749.8919 | 3743.1306 | 3642.53 | 3538.3291 | 446.4803 | -1080.5876
2030-12-11 | 11 | 153.4735 | 153.4735 | 5.5268 | 0 | 0 | 3777.208 | 3625.9746 | 1892.6559 | 3743.1306 | 3642.53 | 3538.3291 | 522.8266 | -1080.5876
2030-12-11 | 12 | 153.4735 | 153.4735 | 104.0111 | 0 | 0 | 3777.208 | 3625.9746 | 3706.9758 | 3743.1306 | 3642.53 | 3538.3291 | 494.8563 | -1080.5876
2030-12-11 | 13 | 153.4735 | 153.4735 | 67.9402 | 0 | 0 | 3777.208 | 3625.9746 | 3610.7903 | 3743.1306 | 3642.53 | 3538.3291 | 504.6686 | -1080.5876
2030-12-11 | 14 | 153.4735 | 153.4735 | 47.2994 | 0 | 0 | 3777.208 | 3625.9746 | 2941.176 | 3743.1306 | 3642.53 | 3538.3291 | 530.2677 | -1080.5876
2030-12-11 | 15 | 153.4735 | 153.4735 | 21.0243 | 0 | 0 | 3777.208 | 3625.9746 | 1348.2317 | 3743.1306 | 3642.53 | 3538.3291 | 565.7905 | -1080.5876
2030-12-11 | 16 | 153.4735 | 153.4735 | 0 | 0 | 0 | 3777.208 | 3625.9746 | 1336.6211 | 3743.1306 | 3642.53 | 3538.3291 | 485.2698 | -1080.5876
2030-12-11 | 17 | 153.4735 | 153.4735 | 0 | 0 | 0 | 3777.208 | 3625.9746 | -1292.1958 | 3743.1306 | 3642.53 | 3538.3291 | 0 | -1080.5876
2030-12-11 | 18 | 153.4735 | 153.4735 | 414.9788 | 0 | 0 | 3777.208 | 3625.9746 | -980.5776 | 3743.1306 | 3642.53 | 3538.3291 | 0 | -1080.5876
2030-12-11 | 19 | 153.4735 | 153.4735 | 484.8478 | 0 | 0 | 3777.208 | 3625.9746 | -1892.656 | 3743.1306 | 1512.2942 | 3538.3291 | 0 | -1080.5876
2030-12-11 | 20 | 153.4735 | 153.4735 | 323.9848 | 0 | 0 | 3777.208 | 3625.9746 | -2079.6016 | 3743.1306 | 1821.265 | 3538.3291 | 0 | -1080.5876
2030-12-11 | 21 | 153.4735 | 153.4735 | 646.4638 | 0 | 0 | 3777.208 | 3625.9746 | -2840.873 | 3743.1306 | 3642.53 | 3538.3291 | 0 | -1080.5876
2030-12-11 | 22 | 153.4735 | 153.4735 | 581.7293 | 0 | 0 | 3777.208 | 3625.9746 | -1080.6765 | 3743.1306 | 3642.53 | 3538.3291 | 0 | -1080.5876
2030-12-11 | 23 | 153.4735 | 153.4735 | 0 | 0 | 0 | 3777.208 | 3625.9746 | -1462.2402 | 3743.1306 | 3642.53 | 3538.3291 | 63.4093 | -1080.5876
2030-12-11 | 24 | 153.4735 | 153.4735 | 0 | 0 | 0 | 3777.208 | 3625.9746 | -1280.8572 | 3743.1306 | 3642.53 | 3538.3291 | 0 | -1080.5876
2030-12-12 | 1 | 153.4735 | 153.4735 | 0 | 0 | 0 | 3777.208 | 3625.9746 | 1597.6825 | 3743.1306 | 3642.53 | 3538.3291 | 0 | -1080.5876
2030-12-12 | 2 | 153.4735 | 153.4735 | 0 | 0 | 0 | 3777.208 | 3625.9746 | 898.9755 | 3743.1306 | 3642.53 | 3538.3291 | 0 | -95.8879
2030-12-12 | 3 | 0 | 128.6026 | 0 | 0 | 0 | 3777.208 | 3625.9746 | -1823.0789 | 3743.1306 | 3642.53 | 3538.3291 | 0 | -1080.5876
2030-12-12 | 4 | 153.4735 | 153.4735 | 0 | 0 | 0 | 3777.208 | 3625.9746 | -1763.1768 | 3310.2324 | 3642.53 | 3538.3291 | 0 | -1080.5876
2030-12-12 | 5 | 153.4735 | 153.4735 | 0 | 0 | 0 | 3777.208 | 3625.9746 | -1556.4755 | 3294.7131 | 3642.53 | 3538.3291 | 0 | -1080.5876
2030-12-12 | 6 | 153.4735 | 153.4735 | 0 | 0 | 0 | 3777.208 | 3625.9746 | -1877.8159 | 2320.9976 | 3642.53 | 3538.3291 | 0 | -1080.5876
2030-12-12 | 7 | 153.4735 | 153.4735 | 0 | 0 | 0 | 3777.208 | 3625.9746 | -1424.0049 | 3743.1306 | 3642.53 | 3538.3291 | 0 | -1080.5876
2030-12-12 | 8 | 153.4735 | 153.4735 | 0 | 0 | 0 | 3777.208 | 3625.9746 | -1276.1377 | 3743.1306 | 3642.53 | 3538.3291 | 0 | -1080.5876
2030-12-12 | 9 | 153.4735 | 153.4735 | 484.8478 | 0 | 0 | 3777.208 | 3625.9746 | -1553.4296 | 2765.3015 | 3642.53 | 3538.3291 | 0 | -1080.5876
2030-12-12 | 10 | 153.4735 | 153.4735 | 0 | 66.6399 | 129.1703 | 3777.208 | 3625.9746 | -1160.7246 | 3743.1306 | 3642.53 | 3538.3291 | 0 | -1080.5876
2030-12-12 | 11 | 153.4735 | 153.4735 | 0 | 66.6399 | 106.6541 | 3777.208 | 3625.9746 | -480.6265 | 3743.1306 | 3642.53 | 3538.3291 | 135.8151 | -1080.5876
2030-12-12 | 12 | 153.4735 | 209.0745 | 0 | 66.6399 | 118.7674 | 3777.208 | 3625.9746 | 88.3322 | 3743.1306 | 3642.53 | 3538.3291 | 209.8161 | -1080.5876
2030-12-12 | 13 | 306.9471 | 310.989 | 0 | 133.2797 | 133.2797 | 3777.208 | 3625.9746 | 558.4244 | 2638.1589 | 3642.53 | 3538.3291 | 264.5816 | -1080.5876
2030-12-12 | 14 | 460.4206 | 352.9216 | 0 | 133.2797 | 133.2797 | 3777.208 | 3625.9746 | 1588.4292 | 3743.1306 | 3642.53 | 3538.3291 | 224.4408 | -1080.5876
2030-12-12 | 15 | 153.4735 | 153.4735 | 0 | 0 | 0 | 3777.208 | 3625.9746 | 3785.312 | 3743.1306 | 3642.53 | 3538.3291 | 245.2771 | -1080.5876
2030-12-12 | 16 | 417.2322 | 460.4206 | 0.64834 | 66.6399 | 133.215 | 3777.208 | 3625.9746 | 1653.3331 | 3743.1306 | 3642.53 | 3538.3291 | 324.3741 | -1080.5876
2030-12-12 | 17 | 460.4206 | 460.4206 | 398.8833 | 138.2003 | 133.2797 | 3777.208 | 3625.9746 | 528.1198 | 3743.1306 | 3642.53 | 3538.3291 | 235.8042 | -1080.5876
2030-12-12 | 18 | 460.4206 | 460.4206 | 625.6979 | 171.911 | 133.2797 | 3777.208 | 1812.9873 | 473.5103 | 3315.0847 | 3642.53 | 3538.3291 | 647.0264 | -1080.5876
2030-12-12 | 19 | 306.9471 | 343.3322 | 646.4638 | 133.2797 | 141.5442 | 3777.208 | 1812.9873 | 300.2754 | 2405.5256 | 3642.53 | 3538.3291 | 647.0264 | -1080.5876
2030-12-12 | 20 | 430.9559 | 306.9471 | 646.4638 | 197.7517 | 133.2797 | 3777.208 | 1379.9047 | 300.3611 | 1202.2294 | 3642.53 | 1769.1646 | 634.6772 | -1080.5876
2030-12-12 | 21 | 460.4206 | 350.9942 | 646.4638 | 199.9196 | 199.9196 | 3777.208 | 168.9192 | 692.8809 | 1438.9891 | 3642.53 | 1769.1646 | 97.5694 | -1080.5876
2030-12-12 | 22 | 306.9471 | 380.6476 | 646.4638 | 199.9196 | 199.9196 | 3777.208 | 374.3405 | 772.0553 | 1456.5465 | 3642.53 | 1769.1646 | 0 | -1080.5876
2030-12-12 | 23 | 306.9471 | 212.7295 | 646.4638 | 199.9196 | 199.9196 | 3777.208 | 168.9188 | 1070.9391 | 2519.6614 | 3642.53 | 1148.918 | 0 | -1080.5876
2030-12-12 | 24 | 303.8425 | 153.4735 | 372.9189 | 133.2797 | 133.2797 | 3284.2324 | 168.9197 | 1811.3826 | 2274.0845 | 3642.53 | 221.0094 | 0 | -1080.5876
2030-12-13 | 1 | 153.4735 | 153.4735 | 0 | 133.2797 | 139.0671 | 3086.2278 | 168.9197 | 1378.8613 | -148.7895 | 3642.53 | 221.0095 | 0 | -1080.5876
2030-12-13 | 2 | 153.4735 | 153.4735 | 0 | 66.6399 | 70.5475 | 2717.5427 | 230.9236 | 2048.4097 | 2547.845 | 3642.53 | 3538.3291 | 0 | 540.2938
2030-12-13 | 3 | 153.4735 | 153.4735 | 0 | 11.7787 | 0 | 2816.8591 | 230.9205 | 1892.6559 | 3743.1306 | 3642.53 | 3538.3291 | 0 | -1.6451e-05
2030-12-13 | 4 | 153.4735 | 134.5178 | 0 | 0 | 0 | 3328.3191 | 333.8921 | 1892.6559 | 3743.1306 | 3642.53 | 3538.3291 | 0 | -1080.5876
2030-12-13 | 5 | 153.4735 | 104.0159 | 0 | 0 | 0 | 3268.7898 | 3625.9734 | 1892.6559 | 3061.2141 | 3642.53 | 3538.3291 | 0 | -1.6451e-05
2030-12-13 | 6 | 153.4735 | 91.0561 | 0 | 0 | 0 | 3777.208 | 3625.9746 | 3785.312 | 3743.1294 | 3642.53 | 3538.3291 | 0 | -678.7584
2030-12-13 | 7 | 153.4735 | 153.4735 | 0 | 0 | 0 | 3777.208 | 3625.9746 | 3785.312 | 3743.1306 | 3642.53 | 3538.3291 | 0 | -1080.5876
2030-12-13 | 8 | 153.4735 | 153.4735 | 0 | 0 | 0 | 3777.208 | 3625.9746 | 3785.312 | 3743.1306 | 3642.53 | 3538.3291 | 485.2698 | -1080.5876
2030-12-13 | 9 | 153.4735 | 153.4735 | 0 | 0 | 9.7449 | 3777.208 | 3625.9746 | 3785.312 | 3743.1306 | 3642.53 | 3538.3291 | 323.5132 | -1080.5876
2030-12-13 | 10 | 153.4735 | 153.4735 | 0 | 0 | 0 | 3777.208 | 3625.9746 | 3785.312 | 3743.1306 | 3642.53 | 3538.3291 | 485.2698 | -1080.5876
2030-12-13 | 11 | 153.4735 | 153.4735 | 0 | 66.6399 | 67.87 | 3777.208 | 3625.9746 | 3785.312 | 3743.1306 | 3642.53 | 3538.3291 | 602.0468 | -1080.5876
2030-12-13 | 12 | 153.4735 | 153.4735 | 585.7347 | 66.6399 | 70.6072 | 3777.208 | 1650.3662 | 3785.312 | 3743.1306 | 3642.53 | 3538.3291 | 0 | -1080.5876
2030-12-13 | 13 | 153.4735 | 153.4735 | 545.3028 | 66.6399 | 116.8198 | 3777.208 | 2046.4712 | 3785.312 | 3743.1306 | 3642.53 | 3538.3291 | 0 | -1080.5876
2030-12-13 | 14 | 153.4735 | 153.4735 | 502.0634 | 66.6399 | 110.7406 | 3777.208 | 1030.0438 | 3785.312 | 3743.1306 | 3642.53 | 3538.3291 | 0 | -1080.5876
2030-12-13 | 15 | 153.4735 | 198.418 | 646.4638 | 199.9196 | 199.9196 | 3777.208 | 2661.0723 | 3785.312 | 3743.1306 | 3642.53 | 3538.3291 | 0 | -1080.5876
2030-12-13 | 16 | 153.4735 | 153.4735 | 588.282 | 133.2797 | 133.2797 | 3651.5715 | 3625.9746 | 3785.312 | 3743.1306 | 3642.53 | 3538.3291 | 0 | -1080.5876
2030-12-13 | 17 | 153.4735 | 153.4735 | 402.9469 | 133.2797 | 144.8308 | 3777.208 | 3431.1096 | 3785.312 | 3743.1306 | 3642.53 | 3538.3291 | 541.7603 | -1080.5876
2030-12-13 | 18 | 306.9471 | 225.588 | 646.4638 | 133.2797 | 133.2797 | 3777.208 | 1748.5294 | 3785.312 | 3743.1306 | 3642.53 | 3538.3301 | 647.0264 | -1080.5876
2030-12-13 | 19 | 306.9471 | 292.6462 | 646.4638 | 199.9196 | 147.711 | 3777.208 | 168.9197 | 1647.2877 | 1871.5653 | 3642.53 | 798.2807 | 559.8799 | -1080.5876
2030-12-13 | 20 | 402.4024 | 306.9471 | 646.4638 | 133.2797 | 133.2797 | 3512.123 | 166.861 | 335.0709 | 0 | 3451.3027 | 221.0089 | 294.7185 | -1080.5876
2030-12-13 | 21 | 413.5709 | 460.4206 | 646.4638 | 104.4689 | 66.6399 | 3271.0742 | 166.8603 | 56.7477 | 0 | 3642.53 | 520.3455 | 0 | -1080.5876
2030-12-13 | 22 | 460.4206 | 460.4206 | 646.4638 | 133.2797 | 114.4983 | 3572.5081 | 166.8608 | 1047.6498 | 0 | 964.7115 | 177.3127 | 0 | -1080.5876
2030-12-13 | 23 | 460.4206 | 460.4206 | 319.9681 | 199.9196 | 134.5281 | 3777.208 | 166.8609 | 412.6693 | -545.2982 | 3642.53 | 221.0079 | 323.5132 | -1080.5876
2030-12-13 | 24 | 306.9471 | 274.9461 | 0 | 0 | 0 | 3777.208 | 189.2746 | 2798.1682 | 3743.1306 | 3642.53 | 942.9958 | 0 | -1080.5876
2030-12-14 | 1 | 153.4735 | 153.4735 | 28.1947 | 133.1675 | 85.4724 | 3539.2654 | 1147.2086 | 3785.312 | 3743.1306 | 3642.53 | 3036.7844 | 0 | -1080.5876
2030-12-14 | 2 | 153.4735 | 153.4735 | 0 | 75.2332 | 66.5277 | 3777.208 | 565.3862 | 2179.2483 | 3092.0085 | 3642.53 | 3538.3291 | 0 | -1080.5876
2030-12-14 | 3 | 153.4735 | 113.8816 | 0 | 0 | 0 | 3777.208 | 3625.9746 | 1615.8143 | 3743.1306 | 3642.53 | 3538.3291 | 0 | -1080.5876
2030-12-14 | 4 | 153.4735 | 75.0866 | 0 | 0 | 0 | 3777.208 | 3625.9746 | 1747.635 | 3743.1306 | 3642.53 | 3538.3291 | 0 | -1080.5876
2030-12-14 | 5 | 0 | 62.2371 | 0 | 0 | 0 | 3573.4993 | 3625.9746 | 137.5205 | 3743.1306 | 3642.53 | 3538.3291 | 0 | -1080.5876
2030-12-14 | 6 | 0 | 0 | 0 | 0 | 0 | 2975.6619 | 3625.9746 | 3785.312 | 3743.1306 | 3642.53 | 3538.3291 | 0 | -1080.5876
2030-12-14 | 7 | 0 | 0 | 0 | 0 | 0 | 3487.0066 | 3625.9746 | 3785.312 | 3743.1306 | 3642.53 | 3538.3291 | 0 | -1080.5876
2030-12-14 | 8 | 0 | 0 | 0 | 0 | 0 | 3584.3826 | 3625.9746 | 3785.312 | 3743.1306 | 3642.53 | 3538.3291 | 0 | -1080.5876
2030-12-14 | 9 | 0 | 0 | 0 | 0 | 0 | 3728.366 | 3625.9746 | 3785.312 | 3743.1306 | 3642.53 | 3538.3291 | 0 | -1080.5876
2030-12-14 | 10 | 0 | 0 | 0 | 0 | 0 | 3708.8416 | 3625.9746 | 3785.312 | 3743.1306 | 3642.53 | 3538.3291 | 322.688 | -1080.5876
2030-12-14 | 11 | 0 | 0 | 0 | 0 | 0 | 3722.7866 | 3625.9746 | 3785.312 | 3743.1306 | 3642.53 | 3538.3291 | 0 | -1080.5876
2030-12-14 | 12 | 0 | 0 | 0 | 0 | 0 | 3612.1575 | 3625.9746 | 3785.312 | 3743.1306 | 3642.53 | 3538.3291 | 235.0554 | -1080.5876
2030-12-14 | 13 | 0 | 0 | 0 | 66.5277 | 28.3988 | 3712.8604 | 3625.9746 | 3785.312 | 3743.1306 | 3642.53 | 3538.3291 | 0 | -1080.5876
2030-12-14 | 14 | 0 | 0 | 0 | 0 | 0 | 3730.2092 | 3625.9746 | 2043.925 | 3743.1306 | 3642.53 | 3538.3291 | 0 | -1080.5876
2030-12-14 | 15 | 0 | 0 | 0 | 133.1675 | 109.2902 | 3371.7527 | 1525.3728 | 2038.1173 | 3743.1306 | 3642.53 | 3538.3291 | 0 | -1080.5876
2030-12-14 | 16 | 0 | 0 | 0 | 0 | 0 | 3039.6689 | 846.125 | 1892.6559 | 3743.1306 | 3642.53 | 3538.3291 | 0 | -1080.5876
2030-12-14 | 17 | 0 | 0 | 0 | 0 | 0 | 3719.5142 | 3625.9746 | 2038.1876 | 3743.1306 | 3642.53 | 2581.1326 | 0 | -1080.5876
2030-12-14 | 18 | 0 | 0 | 0 | 0 | 0 | 3558.9778 | 1410.1123 | 3785.312 | 3743.1306 | 3642.53 | 3538.3291 | 349.8806 | -1080.5876
2030-12-14 | 19 | 3.7843 | 0 | 646.4638 | 0 | 0 | 3278.2498 | 974.1195 | 3785.312 | 3743.1306 | 3642.53 | 221.0085 | 0 | -1080.5876
2030-12-14 | 20 | 0 | 0 | 210.4983 | 0 | 0 | 3345.4175 | 1182.6694 | 3785.312 | 3743.1306 | 3642.53 | -623.3947 | 0 | -1080.5876
2030-12-14 | 21 | 0 | 0 | 0 | 0 | 0 | 3280.6074 | 1059.2015 | 3785.312 | 3743.1306 | 3642.53 | -704.0651 | 34.5183 | -1080.5876
2030-12-14 | 22 | 0 | 0 | 646.4638 | 0 | 0 | 3352.7195 | 978.9456 | 3785.312 | 3743.1306 | 3642.53 | 221.0092 | 0 | -1080.5876
2030-12-14 | 23 | 0 | 0 | 646.4638 | 0 | 0 | 3626.0095 | 778.3298 | 3785.312 | 3743.1306 | 3642.53 | 221.0086 | 0 | -1080.5876
2030-12-14 | 24 | 0 | 0 | 646.4638 | 0 | 0 | 3777.208 | 1297.9714 | 3785.312 | 3743.1306 | 3642.53 | 539.6094 | 0 | -1080.5876
2030-12-15 | 1 | 0 | 0 | 0 | 0 | 0 | 3104.3069 | 1594.7468 | 3785.312 | 3743.1306 | 3642.53 | 2192.2549 | 0 | -1080.5876
2030-12-15 | 2 | 0 | 0 | 0 | 0 | 0 | 3116.9519 | 605.0651 | 1278.5668 | 3743.1306 | 3642.53 | 3538.3291 | 0 | -1080.5876
2030-12-15 | 3 | 0 | 0 | 0 | 0 | 0 | 3777.208 | 457.291 | 68.3183 | 3743.1306 | 3642.53 | 3538.3291 | 0 | -1080.5876
2030-12-15 | 4 | 0 | 0 | 0 | 0 | 0 | 3777.208 | 333.8928 | -1393.8647 | 2785.2554 | 3642.53 | 3538.3291 | 0 | 1080.5876
2030-12-15 | 5 | 0 | 0 | 0 | 0 | 0 | 3777.208 | 333.8938 | -1275.5487 | 1871.5653 | 3642.53 | 3538.3291 | 0 | 1080.5876
2030-12-15 | 6 | 0 | 0 | 0 | 50.2151 | 0 | 3777.208 | 215.8981 | -1892.6526 | 1041.5739 | 3642.53 | 3538.3291 | 0 | -1080.5876
2030-12-15 | 7 | 0 | 0 | 0 | 134.1441 | 199.9196 | 3777.208 | 168.9213 | -741.267 | 3743.1306 | 3642.53 | 3538.3291 | 0 | -1080.5876
2030-12-15 | 8 | 0 | 0 | 0 | 66.6399 | 101.883 | 2219.9912 | 3625.9746 | 1379.2662 | 3743.1306 | 3642.53 | 1343.0444 | 0 | -1080.5876
2030-12-15 | 9 | 0 | 0 | 0 | 0 | 0 | 3777.208 | 3625.9746 | -567.8936 | 3743.1306 | 3642.53 | 3484.6687 | 0 | -1080.5876
2030-12-15 | 10 | 153.4735 | 153.4735 | 0 | 0 | 0 | 2751.3457 | 3625.9746 | 84.0522 | 3447.6328 | 3642.53 | 3538.3291 | 0 | -1080.5876
2030-12-15 | 11 | 153.4735 | 153.4735 | 220.7919 | 0 | 0 | 3777.208 | 389.1681 | 96.9632 | 1871.5653 | 3642.53 | 3538.3291 | 0 | -1080.5876
2030-12-15 | 12 | 153.4735 | 153.4735 | 343.8904 | 0 | 0 | 3777.208 | 168.9195 | 254.8892 | -1376.5901 | 3642.53 | 1806.9781 | 0 | -1080.5876
2030-12-15 | 13 | 153.4735 | 153.4735 | 406.4257 | 0 | 0 | 3777.208 | 166.8611 | 768.4784 | -1871.5653 | 3642.53 | 808.5931 | 0 | -1080.5876
2030-12-15 | 14 | 153.4735 | 181.0061 | 416.2268 | 134.1501 | 133.2797 | 3777.208 | 168.9183 | 713.3684 | -2576.6641 | 3642.53 | 3538.3291 | 0 | -1080.5876
2030-12-15 | 15 | 460.4206 | 378.5941 | 422.0308 | 199.9196 | 150.8466 | 3777.208 | 1812.9873 | 927.47 | -1649.7855 | 3642.53 | 3538.3291 | 0 | -1080.5876
2030-12-15 | 16 | 460.4206 | 460.4206 | 378.2933 | 266.4472 | 205.6375 | 3777.208 | 2540.9954 | 871.976 | -2555.5837 | 3642.53 | 3538.3291 | 0 | -1080.5876
2030-12-15 | 17 | 460.4206 | 460.4206 | 0 | 199.9196 | 211.0385 | 3777.208 | 3003.5986 | 682.2657 | -3312.0688 | 3642.53 | 3538.3291 | 0 | -1080.5876
2030-12-15 | 18 | 460.4206 | 460.4206 | 646.4638 | 199.9196 | 179.9833 | 2929.8452 | 168.9196 | 1607.0449 | -40.205 | 1821.265 | 3538.3291 | 0 | -1080.5876
2030-12-15 | 19 | 460.4206 | 460.4206 | 646.4638 | 199.9196 | 199.9196 | 1888.604 | 168.9199 | 924.5842 | -2078.5308 | 2170.489 | 3071.9775 | 0 | -1080.5876
2030-12-15 | 20 | 460.4206 | 460.4206 | 646.4638 | 204.5375 | 199.9196 | 3367.2373 | 168.9194 | 1257.3363 | -2075.3796 | 3642.53 | 2830.6785 | 0 | -1080.5876
2030-12-15 | 21 | 460.4206 | 460.4206 | 646.4638 | 199.9196 | 199.9196 | 3777.208 | 168.9166 | 3383.0254 | 59.3761 | 3502.8669 | 2684.0562 | 0 | -1080.5876
2030-12-15 | 22 | 460.4206 | 460.4206 | 646.4638 | 199.9196 | 199.9196 | 3777.208 | 947.0582 | 3785.312 | 686.2152 | 3642.53 | 3538.3291 | 0 | -1080.5876
2030-12-15 | 23 | 153.4735 | 250.326 | 646.4638 | 266.4473 | 266.4473 | 3644.9883 | 3245.7483 | 3785.312 | 3743.1306 | 3642.53 | 3538.3291 | 0 | -1080.5876
2030-12-15 | 24 | 153.4735 | 153.4735 | 0 | 0 | 0 | 3777.208 | 3625.9746 | 3785.312 | 3743.1306 | 3642.53 | 3538.3291 | 0 | -1080.5876
2030-12-16 | 1 | 153.4735 | 153.4735 | 0 | 66.6399 | 41.2605 | 3777.208 | 3625.9746 | 3785.312 | 3743.1306 | 3642.53 | 3538.3291 | 0 | -1080.5876
2030-12-16 | 2 | 153.4735 | 153.4735 | 0 | 133.2797 | 82.5209 | 3777.208 | 3625.9746 | 3785.312 | 3743.1306 | 3642.53 | 3538.3291 | 0 | -1080.5876
2030-12-16 | 3 | 153.4735 | 153.4735 | 0 | 148.0809 | 199.9196 | 3777.208 | 3625.9746 | 3778.1206 | 3743.1306 | 3642.53 | 3538.3291 | 0 | -1080.5876
2030-12-16 | 4 | 153.4735 | 263.0898 | 0 | 133.2797 | 133.2797 | 3777.208 | 3625.9746 | 3583.7661 | 3743.1306 | 3642.53 | 3538.3291 | 0 | -1080.5876
2030-12-16 | 5 | 153.4735 | 153.4735 | 0 | 131.988 | 66.6399 | 3777.208 | 3625.9746 | 3785.312 | 3743.1306 | 3642.53 | 3538.3291 | 0 | -1080.5876
2030-12-16 | 6 | 0 | 0 | 0 | 199.8074 | 174.8067 | 3777.208 | 3625.9746 | 3785.312 | 3743.1306 | 3642.53 | 3538.3291 | 0 | -1080.5876
2030-12-16 | 7 | 153.4735 | 153.4735 | 0 | 0 | 0 | 3777.208 | 3625.9746 | 3785.312 | 3743.1306 | 3642.53 | 3538.3291 | 372.243 | -1080.5876
2030-12-16 | 8 | 153.4735 | 153.4735 | 0 | 119.2015 | 66.6399 | 3777.208 | 3625.9746 | 3785.312 | 3743.1306 | 3642.53 | 3538.3291 | 647.0264 | -1080.5876
2030-12-16 | 9 | 153.4735 | 153.4735 | 0 | 199.9196 | 171.958 | 3777.208 | 3625.9746 | 3785.312 | 3743.1306 | 3642.53 | 3538.3291 | 0 | -1080.5876
2030-12-16 | 10 | 153.4735 | 153.4735 | 0 | 199.9196 | 199.9196 | 3777.2092 | 3625.9756 | 3785.312 | 3743.1306 | 3642.53 | 3538.3291 | 145.5741 | -1080.5876
2030-12-16 | 11 | 0 | 146.4265 | 472.4604 | 266.4472 | 266.4472 | 3777.208 | 3625.9746 | 3785.312 | 3743.1306 | 3642.53 | 3538.3291 | 35.9374 | 1080.5876
2030-12-16 | 12 | 153.4735 | 153.4735 | 123.1041 | 133.2797 | 98.8245 | 3777.208 | 3625.9746 | 3785.312 | 3743.1306 | 3642.53 | 3538.3291 | 198.3313 | -1080.5876
2030-12-16 | 13 | 153.4735 | 153.4735 | 260.2261 | 133.2797 | 138.1077 | 3777.208 | 3625.9746 | 3785.312 | 3743.1306 | 3642.53 | 3538.3291 | 236.9408 | -1080.5876
2030-12-16 | 14 | 153.4735 | 153.4735 | 224.5871 | 133.2797 | 107.2217 | 3777.208 | 3625.9746 | 3785.312 | 3743.1306 | 3642.53 | 3538.3291 | 293.6673 | -1080.5876
2030-12-16 | 15 | 153.4735 | 153.4735 | 536.1081 | 91.6446 | 66.6399 | 3777.208 | 3625.9746 | 3785.312 | 3743.1306 | 3642.53 | 3538.3291 | 0 | -1080.5876
2030-12-16 | 16 | 153.4735 | 153.4735 | 646.4638 | 66.6399 | 50.6523 | 3777.208 | 3625.9746 | 3785.312 | 3743.1306 | 3642.53 | 3538.3291 | 31.0769 | -1080.5876
2030-12-16 | 17 | 153.4735 | 153.4735 | 253.8401 | 0 | 0 | 3777.208 | 3625.9746 | 3785.312 | 3743.1306 | 3642.53 | 3538.3291 | 339.8474 | -1080.5876
2030-12-16 | 18 | 153.4735 | 153.4735 | 318.4464 | 0 | 0 | 3777.208 | 3625.9746 | 3785.312 | 3743.1306 | 3642.53 | 3538.3291 | 0 | -1080.5876
2030-12-16 | 19 | 153.4735 | 153.4735 | 209.1949 | 105.3145 | 66.6399 | 3777.208 | 3625.9746 | 3785.312 | 3743.1306 | 3642.53 | 3538.3291 | 0 | -1080.5876
2030-12-16 | 20 | 153.4735 | 153.4735 | 0 | 133.2797 | 134.5618 | 3777.208 | 3625.9746 | 3670.49 | 3743.1306 | 3642.53 | 3538.3291 | 159.0631 | -1080.5876
2030-12-16 | 21 | 153.4735 | 153.4735 | 0 | 181.106 | 133.2797 | 3777.208 | 3096.5789 | 3134.1272 | 3743.1306 | 3642.53 | 3538.3291 | 0 | -1080.5876
2030-12-16 | 22 | 153.4735 | 153.4735 | 646.4638 | 196.9733 | 199.9196 | 3777.208 | 1812.9873 | 2719.3621 | 3743.1306 | 3642.53 | 2487.9302 | 0 | -1080.5876
2030-12-16 | 23 | 306.9471 | 284.0819 | 0 | 133.2797 | 133.2797 | 3630.9944 | 2025.8599 | 3280.769 | 2370.6394 | 3642.53 | 1769.1646 | 312.365 | -1080.5876
2030-12-16 | 24 | 315.1193 | 460.4206 | 0 | 133.2797 | 133.2797 | 3777.208 | 1726.6377 | 3785.312 | 2159.0808 | 3642.53 | 3538.3291 | 17.0393 | -1080.5876
2030-12-17 | 1 | 153.4735 | 153.4735 | 0 | 66.6399 | 72.1741 | 3760.8328 | 3625.9746 | 3785.312 | 3743.1306 | 3642.53 | 3538.3291 | 0 | -1080.5876
2030-12-17 | 2 | 153.4735 | 153.4735 | 0 | 65.4812 | 0 | 3777.208 | 3625.9734 | 1635.8451 | 3743.1306 | 3642.53 | 3538.3291 | 0 | 1080.5876
2030-12-17 | 3 | 153.4735 | 153.4735 | 0 | 0 | 0 | 3777.208 | 2337.9021 | 1466.5841 | 2805.5007 | 3642.53 | 3538.3291 | 0 | 1080.5876
2030-12-17 | 4 | 153.4735 | 153.4735 | 0 | 0 | 15.6613 | 3777.208 | 333.8945 | 146.0442 | 74.8354 | 3642.53 | 3538.3291 | 0 | 1080.5876
2030-12-17 | 5 | 153.4735 | 215.5343 | 0 | 133.2797 | 133.2797 | 3777.208 | 230.9231 | 522.5569 | -440.2922 | 3642.53 | 3538.3291 | 0 | -1080.5876
2030-12-17 | 6 | 153.4735 | 211.5604 | 0 | 0 | 60.6537 | 3777.208 | 720.1816 | 706.4536 | 3743.1306 | 3642.53 | 3538.3291 | 0 | -1080.5876
2030-12-17 | 7 | 153.4735 | 176.9811 | 0 | 225.7425 | 266.4473 | 2947.0039 | 3625.9746 | 3785.312 | 3743.1306 | 3642.53 | 3538.3291 | 0 | 1080.5876
2030-12-17 | 8 | 197.5057 | 306.9471 | 202.1971 | 199.9196 | 199.9196 | 3227.2117 | 3625.9746 | 3785.312 | 3743.1306 | 3642.53 | 3538.3291 | 272.6864 | -1080.5876
2030-12-17 | 9 | 153.4735 | 153.4735 | 0 | 199.9196 | 199.9196 | 3777.208 | 3625.9746 | 3785.312 | 3743.1306 | 3642.53 | 3538.3291 | 167.061 | -1080.5876
2030-12-17 | 10 | 153.4735 | 153.4735 | 0 | 199.9196 | 199.9196 | 3777.208 | 3625.9746 | 3785.312 | 3743.1306 | 3642.53 | 3538.3291 | 129.9381 | -1080.5876
2030-12-17 | 11 | 306.9471 | 315.6568 | 224.6272 | 133.2797 | 133.2797 | 3777.208 | 3625.9746 | 2421.1963 | 3743.1306 | 3642.53 | 3538.3291 | 0 | -1080.5876
2030-12-17 | 12 | 438.5438 | 306.9471 | 253.5946 | 66.6399 | 76.349 | 3777.208 | 3625.9746 | 1775.6273 | 3743.1306 | 3642.53 | 3167.1199 | 0 | -1080.5876
2030-12-17 | 13 | 306.9471 | 246.4826 | 230.2576 | 199.9196 | 199.9196 | 3777.208 | 3625.9746 | 2233.7375 | 3743.1306 | 3642.53 | 3538.3291 | 0 | -1080.5876
2030-12-17 | 14 | 452.3641 | 306.9471 | 219.2998 | 133.2797 | 137.4449 | 3777.208 | 1812.9873 | 2313.9985 | 3638.3394 | 3642.53 | 1769.1646 | 0 | -1080.5876
2030-12-17 | 15 | 460.4206 | 460.4206 | 431.9698 | 133.2797 | 198.261 | 3777.208 | 1503.1355 | 2283.7551 | 2708.1189 | 3642.53 | 1769.1646 | 0 | -1080.5876
2030-12-17 | 16 | 460.4206 | 460.4206 | 504.4316 | 199.9196 | 199.9196 | 3777.208 | 215.8921 | 2579.7251 | 2580.7483 | 3642.53 | 1769.1646 | 0 | -1016.7488
2030-12-17 | 17 | 460.4206 | 460.4206 | 0 | 157.0507 | 133.2797 | 3777.208 | 1291.5315 | 2084.9297 | 3743.1306 | 3642.53 | 1987.7037 | 647.0264 | -1015.9379
2030-12-17 | 18 | 460.4206 | 460.4206 | 231.1754 | 0 | 24.3008 | 3777.208 | 215.895 | 444.6497 | 2773.3977 | 3642.53 | 3260.2566 | 647.0264 | -946.9799
2030-12-17 | 19 | 460.4206 | 460.4206 | 646.4638 | 66.6399 | 25.3166 | 3777.208 | 168.9197 | 979.6812 | 2149.4868 | 3642.53 | 1769.1646 | 347.2437 | -1080.5876
2030-12-17 | 20 | 158.2432 | 306.9471 | 646.4638 | 199.9196 | 182.7834 | 1888.604 | 168.9198 | 1892.656 | 1871.5653 | 1821.265 | 974.5483 | 211.7533 | -1080.5876
2030-12-17 | 21 | 153.4735 | 201.8413 | 646.4638 | 199.9196 | 199.9196 | 1888.604 | 166.8608 | 1892.656 | 1871.5653 | 1821.265 | 1377.9017 | 96.3426 | -1080.5876
2030-12-17 | 22 | 153.4735 | 227.9867 | 646.4638 | 199.9196 | 199.9196 | 3777.208 | 168.9196 | 1892.656 | 1871.5653 | 0 | 1460.8711 | 0 | -1080.5876
2030-12-17 | 23 | 306.9471 | 399.4265 | 646.4638 | 133.2797 | 80.0032 | 2776.3159 | 168.9196 | 1257.2759 | 1871.5653 | 0 | 1501.9147 | 0 | -1080.5876
2030-12-17 | 24 | 460.4206 | 320.9051 | 646.4638 | 133.2797 | 133.2797 | 3236.4041 | 168.9187 | 686.9614 | 1871.5653 | 1821.265 | 842.9771 | 0 | -1080.5876
2030-12-18 | 1 | 239.0034 | 306.9471 | 436.5123 | 199.9196 | 199.9196 | 3777.208 | 273.7785 | 1354.4647 | 3743.1306 | 1821.265 | 1769.1646 | 0 | -1080.5876
2030-12-18 | 2 | 153.4735 | 274.397 | 0 | 133.2797 | 133.2797 | 3777.208 | 3625.9746 | 3537.1345 | 3743.1306 | 3642.53 | 3538.3291 | 323.5132 | -1080.5876
2030-12-18 | 3 | 306.9471 | 306.9471 | 646.4638 | 66.6399 | 66.6399 | 3777.208 | 3625.9746 | 818.9523 | 3743.1306 | 3642.53 | 3538.3291 | 0 | -1080.5876
2030-12-18 | 4 | 153.4735 | 190.6528 | 646.4638 | 199.9196 | 199.9196 | 3777.208 | 3625.9746 | 3298.2554 | 3743.1306 | 3642.53 | 3538.3291 | 0 | -1080.5876
2030-12-18 | 5 | 300.069 | 153.4735 | 0 | 166.6264 | 133.2797 | 3777.208 | 3625.9746 | 3785.312 | 3743.1306 | 3642.53 | 3538.3291 | 210.1632 | -1080.5876
2030-12-18 | 6 | 153.4735 | 216.1705 | 460.4271 | 199.9196 | 199.9196 | 3777.208 | 3625.9746 | 3785.312 | 3743.1306 | 3642.53 | 3538.3291 | 0 | -1080.5876
2030-12-18 | 7 | 306.9471 | 306.9471 | 0 | 106.1611 | 133.2797 | 3777.208 | 3625.9746 | 3785.312 | 3743.1306 | 3642.53 | 3538.3291 | 14.4407 | -1080.5876
2030-12-18 | 8 | 329.8639 | 460.4206 | 76.716 | 199.9196 | 199.9196 | 3777.208 | 1923.136 | 3785.312 | 3743.1306 | 3642.53 | 3538.3291 | 0 | -1080.5876
2030-12-18 | 9 | 460.4206 | 460.4206 | 646.4638 | 133.2797 | 133.2797 | 3777.208 | 1812.9873 | 1089.8645 | 3743.1306 | 3642.53 | 221.0069 | 0 | -1080.5876
2030-12-18 | 10 | 460.4206 | 460.4206 | 646.4638 | 199.9196 | 199.9196 | 3777.208 | 574.8483 | 1196.212 | 2779.0913 | 1821.265 | 221.0086 | 0 | -1080.5876
2030-12-18 | 11 | 460.4206 | 460.4206 | 385.1617 | 199.9196 | 199.9196 | 3777.208 | 202.7701 | 1293.7444 | 1516.7448 | 1821.265 | 221.0091 | 323.5132 | -1080.5876
2030-12-18 | 12 | 460.4206 | 460.4206 | 646.4638 | 266.4473 | 266.4473 | 3777.208 | 168.9199 | 1798.5851 | 844.4416 | 1821.265 | 221.0085 | 0 | -1080.5876
2030-12-18 | 13 | 460.4206 | 460.4206 | 646.4638 | 266.4472 | 266.4473 | 3637.7371 | 168.9196 | 2015.4933 | 0 | 1821.265 | 422.1321 | 0 | -1080.5876
2030-12-18 | 14 | 460.4206 | 460.4206 | 484.8478 | 199.9196 | 199.9196 | 3274.4143 | 925.2691 | 2096.478 | 0 | 1821.265 | 1769.1646 | 0 | -1080.5876
2030-12-18 | 15 | 460.4206 | 460.4206 | 646.4638 | 199.9196 | 199.9196 | 3435.0466 | 168.9742 | 1942.7101 | 0 | 1821.265 | 3538.3291 | 0 | -1080.5876
2030-12-18 | 16 | 460.4206 | 460.4206 | 646.4638 | 266.4473 | 266.4472 | 2434.3342 | 168.9192 | 2263.4927 | 0 | 1821.265 | 1769.1646 | 0 | -1080.5876
2030-12-18 | 17 | 460.4206 | 460.4206 | 323.2319 | 266.4473 | 266.4473 | 2139.5894 | 168.9196 | 1892.656 | 0 | 3486.3906 | 221.0085 | 323.5132 | -1080.5876
2030-12-18 | 18 | 460.4206 | 460.4206 | 646.4638 | 266.4473 | 266.4473 | 1888.604 | 168.9196 | 1892.656 | 0 | 2646.918 | 2481.9126 | 647.0264 | -1080.5876
2030-12-18 | 19 | 460.4206 | 460.4206 | 646.4638 | 266.4473 | 266.4473 | 1888.604 | 168.9196 | 1437.8484 | 1871.5653 | 1821.265 | 2097.2046 | 647.0264 | -1080.5876
2030-12-18 | 20 | 460.4206 | 460.4206 | 646.4638 | 199.9196 | 199.9196 | 1888.604 | 168.9195 | 1131.8214 | 1871.5653 | 1821.265 | 1769.1646 | 130.2931 | -1080.5876
2030-12-18 | 21 | 460.4206 | 460.4206 | 646.4638 | 87.4923 | 133.2797 | 1888.604 | 168.9195 | 1215.4827 | 559.6536 | 1821.265 | 1769.1646 | 163.2805 | -1080.5876
2030-12-18 | 22 | 460.4206 | 460.4206 | 646.4638 | 133.2797 | 70.3238 | 1888.604 | 168.9208 | 1563.9922 | 1871.5653 | 1821.265 | 2505.9265 | 173.7945 | -1080.5876
2030-12-18 | 23 | 460.4206 | 460.4206 | 646.4638 | 129.7094 | 66.6399 | 1888.604 | 168.9197 | 1623.6791 | 1871.5653 | 2015.0662 | 3538.3291 | 102.6622 | -1080.5876
2030-12-18 | 24 | 460.4206 | 460.4206 | 646.4638 | 133.2797 | 158.5763 | 1888.604 | 168.9204 | 1357.2449 | 1741.1285 | 1821.265 | 1769.1646 | 0 | -1080.5876
2030-12-19 | 1 | 460.4206 | 327.3342 | 537.1858 | 133.2797 | 133.2797 | 3777.208 | 168.9184 | 1260.9963 | 2224.2117 | 1821.265 | 2461.9219 | 0 | -1080.5876
2030-12-19 | 2 | 356.7414 | 460.4206 | 0 | 0 | 0 | 3777.208 | 168.921 | 985.8322 | 1871.5653 | 3064.4316 | 3538.3291 | 0 | -1080.5876
2030-12-19 | 3 | 460.4206 | 460.4206 | 0 | 199.9196 | 137.1149 | 3777.208 | 166.8606 | 2500.5066 | 3022.0923 | 3642.53 | 3538.3291 | 0 | -1080.5876
2030-12-19 | 4 | 460.4206 | 460.4206 | 646.4638 | 210.9044 | 199.9196 | 3777.208 | 3449.2297 | 3785.312 | 2072.4653 | 3642.53 | 3538.3291 | 0 | -1080.5876
2030-12-19 | 5 | 460.4206 | 460.4206 | 0 | 133.2797 | 129.4684 | 3777.208 | 3625.9746 | 3785.312 | 3743.1306 | 3642.53 | 3538.3291 | 0 | -1080.5876
2030-12-19 | 6 | 460.4206 | 460.4206 | 0 | 128.093 | 66.6399 | 3777.208 | 3625.9746 | 3785.312 | 3743.1306 | 3642.53 | 3538.3291 | 323.5132 | -1080.5876
2030-12-19 | 7 | 460.4206 | 460.4206 | 0 | 147.6671 | 133.2797 | 3777.208 | 3625.9746 | 3785.312 | 3743.1306 | 3642.53 | 3538.3291 | 120.0898 | -1080.5876
2030-12-19 | 8 | 460.4206 | 460.4206 | 0 | 199.9196 | 199.9196 | 3777.208 | 2156.4917 | 3785.312 | 3743.1306 | 3642.53 | 3538.3291 | 433.7116 | -1080.5876
2030-12-19 | 9 | 460.4206 | 460.4206 | 0 | 266.4472 | 266.4473 | 3777.208 | 896.8121 | 3785.312 | 3743.1306 | 3642.53 | 2741.3962 | 0 | -1080.5876
2030-12-19 | 10 | 460.4206 | 460.4206 | 0 | 199.9196 | 199.9196 | 3777.208 | 1057.4886 | 3785.312 | 2939.0422 | 3642.53 | 2896.1516 | 323.5132 | -1080.5876
2030-12-19 | 11 | 460.4206 | 460.4206 | 0 | 199.9196 | 171.8086 | 3777.208 | 786.1102 | 3785.312 | 2992.657 | 3642.53 | 1769.1646 | 323.5132 | -1080.5876
2030-12-19 | 12 | 460.4206 | 460.4206 | 0 | 199.9196 | 199.9196 | 3777.208 | 694.3281 | 3089.6941 | 2067.2336 | 3231.3682 | 1769.1646 | 323.5132 | -1080.5876
2030-12-19 | 13 | 460.4206 | 460.4206 | 0 | 199.9196 | 199.9196 | 3777.208 | 215.8927 | 3004.4517 | 2427.8809 | 2318.1841 | 1769.1646 | 0 | -1080.5876
2030-12-19 | 14 | 460.4206 | 460.4206 | 0 | 199.9196 | 199.9196 | 3777.208 | 215.8929 | 2542.761 | 1871.5664 | 2362.937 | 1302.1425 | 323.5132 | -1080.5876
2030-12-19 | 15 | 460.4206 | 460.4206 | 0 | 199.9196 | 199.9196 | 3777.208 | 215.8922 | 3765.7236 | 2785.0293 | 1821.265 | 2351.6208 | 323.5132 | -1080.5876
2030-12-19 | 16 | 460.4206 | 460.4206 | 0 | 266.4473 | 266.4473 | 3777.208 | 1812.9873 | 3785.312 | 3095.1089 | 3642.53 | 2052.1978 | 485.2698 | -1080.5876
2030-12-19 | 17 | 460.4206 | 460.4206 | 0 | 199.9196 | 199.9196 | 3777.208 | 1086.8647 | 3785.312 | 3743.1306 | 3642.53 | 3538.3291 | 522.7455 | -1080.5876
2030-12-19 | 18 | 460.4206 | 460.4206 | 430.657 | 266.4473 | 266.4473 | 3777.208 | 1655.5173 | 3785.312 | 2271.9065 | 3642.53 | 2322.625 | 323.5132 | -1080.5876
2030-12-19 | 19 | 460.4206 | 460.4206 | 646.4638 | 266.4473 | 266.4472 | 3777.208 | 168.9197 | 3766.4673 | 1871.5664 | 1821.265 | 2687.8601 | 314.7736 | -1080.5876
2030-12-19 | 20 | 460.4206 | 460.4206 | 646.4638 | 199.9196 | 199.9196 | 2586.0259 | 168.9198 | 2272.5227 | 235.1259 | 1821.265 | 889.0864 | 422.6611 | -1080.5876
2030-12-19 | 21 | 460.4206 | 460.4206 | 646.4638 | 199.9196 | 199.9196 | 1888.604 | 168.9197 | 2742.8108 | 1689.1438 | 1821.265 | 1769.1646 | 204.5247 | -1080.5876
2030-12-19 | 22 | 460.4206 | 460.4206 | 646.4638 | 225.8635 | 199.9196 | 1888.604 | 168.9196 | 3417.1873 | 1871.5653 | 3614.7861 | 1212.0842 | 176.0766 | -1080.5876
2030-12-19 | 23 | 306.9471 | 323.9608 | 646.4638 | 199.9196 | 199.9196 | 3033.3911 | 166.86 | 3785.312 | 1748.4159 | 3642.53 | 0 | 647.0264 | -1080.5876
2030-12-19 | 24 | 242.0947 | 306.9471 | 0 | 199.9196 | 199.9196 | 3777.208 | 213.1021 | 3785.312 | 3743.1306 | 3642.53 | 15.0011 | 457.697 | -1080.5876
2030-12-20 | 1 | 460.4206 | 460.4206 | 166.1597 | 231.8022 | 199.9196 | 3777.208 | 3625.9746 | 3785.312 | 3743.1306 | 3642.53 | 1947.6277 | 0 | -1080.5876
2030-12-20 | 2 | 153.4735 | 153.4735 | 0 | 133.2797 | 172.572 | 3777.208 | 3625.9746 | 3785.312 | 3743.1306 | 3642.53 | 3207.9766 | 0 | 1080.5876
2030-12-20 | 3 | 153.4735 | 76.9934 | 0 | 0 | 0 | 3777.208 | 3625.9746 | 3785.312 | 3743.1306 | 3642.53 | 2337.2341 | 0 | -1080.5876
2030-12-20 | 4 | 17.8854 | 153.4735 | 0 | 0 | 0 | 3777.208 | 3625.9746 | 3785.312 | 3743.1306 | 3642.53 | 2655.9504 | 0 | -1080.5876
2030-12-20 | 5 | 153.4735 | 136.1838 | 0 | 0 | 0 | 3777.208 | 3625.9746 | 3785.312 | 3743.1306 | 3642.53 | 3130.478 | 0 | -1080.5876
2030-12-20 | 6 | 460.4206 | 460.4206 | 0 | 33.9452 | 0 | 3777.208 | 3625.9746 | 3785.312 | 3743.1306 | 3642.53 | 3538.3291 | 424.7511 | -1080.5876
2030-12-20 | 7 | 460.4206 | 460.4206 | 0 | 86.6135 | 133.2797 | 3777.208 | 3625.9746 | 3785.312 | 3743.1306 | 3642.53 | 3538.3291 | 147.5314 | -1080.5876
2030-12-20 | 8 | 306.9471 | 400.9496 | 0 | 26.575 | 0 | 3777.208 | 2990.5068 | 3785.312 | 3743.1306 | 3642.53 | 1297.4745 | 430.994 | -1080.5876
2030-12-20 | 9 | 208.1207 | 153.4735 | 16.2984 | 113.1989 | 133.2797 | 3777.208 | 3005.1819 | 3144.803 | 3743.1306 | 3642.53 | 1769.1646 | 281.4286 | -1080.5876
2030-12-20 | 10 | 306.9471 | 213.8286 | 242.506 | 0 | 0 | 3777.208 | 188.1668 | 2121.9709 | 3051.5913 | 3642.53 | 1769.1646 | 0 | -1080.5876
2030-12-20 | 11 | 460.4206 | 452.2367 | 646.4638 | 39.0209 | 0 | 3777.208 | 168.9194 | 959.1541 | 0 | 3010.3162 | 2151.8306 | 0 | -1080.5876
2030-12-20 | 12 | 460.4206 | 460.4206 | 646.4638 | 133.2797 | 82.9863 | 3048.9932 | 168.9201 | 1180.321 | 0 | 1821.265 | 1777.0858 | 0 | -1080.5876
2030-12-20 | 13 | 460.4206 | 460.4206 | 646.4638 | 173.1249 | 133.2797 | 3777.208 | 168.919 | 93.702 | -1108.8181 | 3642.53 | 3090.1826 | 0 | -1080.5876
2030-12-20 | 14 | 460.4206 | 460.4206 | 227.5903 | 66.6399 | 101.2516 | 3777.208 | 1347.4912 | -51.2435 | 1564.8003 | 3642.53 | 3538.3291 | 0 | -1080.5876
2030-12-20 | 15 | 460.4206 | 460.4206 | 320.1814 | 10.7836 | 66.6399 | 3777.208 | 3625.9746 | -159.1741 | 1310.1296 | 3642.53 | 3538.3291 | 0 | -1080.5876
2030-12-20 | 16 | 306.9471 | 335.9173 | 371.7105 | 0 | 0 | 3777.208 | 3625.9746 | -425.2288 | 1104.6663 | 3642.53 | 3538.3291 | 0 | -1080.5876
2030-12-20 | 17 | 153.4735 | 153.4735 | 292.8618 | 18.7554 | 0 | 3777.208 | 2065.9387 | -499.1099 | -994.9135 | 3642.53 | 3538.3291 | 459.5898 | -1080.5876
2030-12-20 | 18 | 153.4735 | 153.4735 | 484.8478 | 199.9196 | 193.4964 | 3777.208 | 1771.674 | -665.3349 | -1112.1886 | 3642.53 | 3538.3291 | 391.1903 | -1080.5876
2030-12-20 | 19 | 434.756 | 306.9471 | 404.1271 | 199.9196 | 199.9196 | 3777.208 | 1737.507 | -441.9478 | 1362.9146 | 1821.265 | 3538.3291 | 505.282 | -1080.5876
2030-12-20 | 20 | 153.4735 | 153.4735 | 638.8873 | 199.9196 | 199.9196 | 3777.208 | 3625.9746 | -138.4487 | 1871.5653 | 3642.53 | 1902.7529 | 0 | -1080.5876
2030-12-20 | 21 | 153.4735 | 153.4735 | 142.362 | 199.9196 | 199.9196 | 3777.208 | 3625.9746 | 837.8483 | 3743.1306 | 3642.53 | 3538.3291 | 429.9467 | -1080.5876
2030-12-20 | 22 | 153.4735 | 153.4735 | 242.6657 | 0 | 0 | 3777.208 | 3625.9746 | 1617.783 | 3743.1306 | 3642.53 | 3538.3291 | 0 | -1080.5876
2030-12-20 | 23 | 153.4735 | 153.4735 | 0 | 0 | 0 | 3777.208 | 3625.9746 | 3785.312 | 3743.1306 | 3642.53 | 3538.3291 | 323.5132 | -1080.5876
2030-12-20 | 24 | 153.4735 | 153.4735 | 0 | 0 | 0 | 3777.208 | 3625.9746 | 3785.312 | 3743.1306 | 3642.53 | 3538.3291 | 0 | -1080.5876
2030-12-21 | 1 | 0 | 0 | 0 | 0 | 0 | 3777.208 | 3625.9746 | 3785.312 | 3743.1306 | 3642.53 | 3538.3291 | 0 | -1080.5876
2030-12-21 | 2 | 0 | 0 | 0 | 0 | 0 | 3777.208 | 3625.9746 | 3785.312 | 3743.1306 | 3642.53 | 3538.3291 | 0 | -1080.5876
2030-12-21 | 3 | 0 | 0 | 0 | 0 | 0 | 3777.208 | 3625.9746 | 2078.167 | 3743.1306 | 3642.53 | 3538.3291 | 0 | -1080.5876
2030-12-21 | 4 | 0 | 0 | 0 | 0 | 0 | 3777.208 | 830.8062 | 2947.6082 | 3743.1306 | 3642.53 | 3538.3291 | 0 | 1080.5876
2030-12-21 | 5 | 0 | 0 | 0 | 0 | 0 | 3777.208 | 230.9225 | 3785.312 | 3743.1306 | 3642.53 | 3538.3291 | 0 | 1080.5876
2030-12-21 | 6 | 0 | 0 | 0 | 0 | 0 | 3777.208 | 1150.9675 | 3785.312 | 3743.1306 | 3642.53 | 3538.3291 | 0 | -1080.5876
2030-12-21 | 7 | 0 | 0 | 0 | 0 | 0 | 3777.208 | 3625.9746 | 3785.312 | 3743.1306 | 3642.53 | 2614.668 | 0 | -1080.5876
2030-12-21 | 8 | 0 | 0 | 0 | 0 | 0 | 3777.208 | 3625.9746 | 3785.312 | 3743.1306 | 3642.53 | 3538.3291 | 0 | -1080.5876
2030-12-21 | 9 | 0 | 0 | 0 | 0 | 0 | 3777.208 | 3625.9746 | 3785.312 | 3743.1306 | 3642.53 | 3538.3291 | 0 | -1080.5876
2030-12-21 | 10 | 0 | 0 | 411.3102 | 0 | 0 | 3777.208 | 3625.9746 | 3785.312 | 3743.1306 | 3642.53 | 3538.3291 | 0 | -1080.5876
2030-12-21 | 11 | 0 | 0 | 0 | 0 | 0 | 3777.208 | 3625.9746 | 3785.312 | 3743.1306 | 3642.53 | 3538.3291 | 0 | -1080.5876
2030-12-21 | 12 | 0 | 0 | 0 | 0 | 0 | 3777.208 | 3625.9746 | 3785.312 | 3743.1306 | 3642.53 | 3538.3291 | 0 | -1080.5876
2030-12-21 | 13 | 153.4735 | 153.4735 | 588.2041 | 0 | 0 | 3777.208 | 3625.9746 | 3785.312 | 3743.1306 | 3642.53 | 3538.3291 | 0 | -1080.5876
2030-12-21 | 14 | 153.4735 | 153.4735 | 646.4638 | 0 | 0 | 3777.208 | 3625.9746 | 3785.312 | 3743.1306 | 3642.53 | 3538.3291 | 0 | -1080.5876
2030-12-21 | 15 | 0 | 0 | 604.9716 | 0 | 0 | 3777.208 | 3625.9746 | 3785.312 | 3743.1306 | 3642.53 | 3538.3291 | 0 | -1080.5876
2030-12-21 | 16 | 0 | 88.5594 | 561.5291 | 0 | 0 | 3777.208 | 3625.9746 | 3785.312 | 3743.1306 | 3642.53 | 3538.3291 | 0 | -1080.5876
2030-12-21 | 17 | 153.4735 | 153.4735 | 0 | 0 | 0 | 3777.208 | 3625.9746 | 3785.312 | 3743.1306 | 3642.53 | 3538.3291 | 0 | -1080.5876
2030-12-21 | 18 | 153.4735 | 153.4735 | 109.0349 | 0 | 22.3355 | 3777.208 | 3625.9746 | 3785.312 | 3743.1306 | 3642.53 | 3538.3291 | 485.2698 | -1080.5876
2030-12-21 | 19 | 153.4735 | 153.4735 | 646.4638 | 0 | 0 | 3777.208 | 3625.9746 | 3785.312 | 3743.1306 | 3642.53 | 3538.3291 | 0 | -1080.5876
2030-12-21 | 20 | 153.4735 | 153.4735 | 646.4638 | 0 | 0 | 3777.208 | 3625.9746 | 1324.3926 | 3743.1306 | 3642.53 | 3538.3291 | 0 | -1080.5876
2030-12-21 | 21 | 153.4735 | 153.4735 | 646.4638 | 0 | 0 | 3777.208 | 3625.9746 | -507.261 | 3743.1306 | 3642.53 | 3538.3291 | 0 | -1080.5876
2030-12-21 | 22 | 153.4735 | 153.4735 | 646.4638 | 0 | 0 | 3777.208 | 3625.9746 | -842.8011 | 3743.1306 | 3642.53 | 3538.3291 | 0 | -1080.5876
2030-12-21 | 23 | 153.4735 | 153.4735 | 60.7164 | 0 | 0 | 3777.208 | 3625.9746 | -1302.7474 | 3743.1306 | 3642.53 | 3538.3291 | 323.5132 | -1080.5876
2030-12-21 | 24 | 153.4735 | 153.4735 | 646.4638 | 0 | 0 | 3777.208 | 3625.9746 | -103.6768 | 3743.1306 | 3642.53 | 3538.3291 | 0 | -1080.5876
2030-12-22 | 1 | 153.4735 | 153.4735 | 0 | 0 | 0 | 3777.208 | 3625.9746 | -1026.0624 | 2567.623 | 3642.53 | 3538.3291 | 0 | -1080.5876
2030-12-22 | 2 | 153.4735 | 153.4735 | 0 | 0 | 0 | 3777.208 | 3625.9746 | 152.2232 | 3720.844 | 3642.53 | 3538.3291 | 0 | -1080.5876
2030-12-22 | 3 | 153.4735 | 153.4735 | 0 | 0 | 0 | 3777.208 | 3625.9746 | -73.6715 | 2421.6692 | 3642.53 | 3538.3291 | 0 | -1080.5876
2030-12-22 | 4 | 153.4735 | 153.4735 | 0 | 0 | 0 | 3777.208 | 3625.9746 | 36.9517 | 2744.2764 | 3642.53 | 3538.3291 | 0 | -1080.5876
2030-12-22 | 5 | 153.4735 | 153.4735 | 0 | 0 | 0 | 3777.208 | 3625.9746 | 654.8682 | 2492.0315 | 3642.53 | 3538.3291 | 0 | -1080.5876
2030-12-22 | 6 | 153.4735 | 278.087 | 0 | 0 | 0 | 3777.208 | 3625.9746 | 1133.049 | 2546.1594 | 3642.53 | 3538.3291 | 0 | -1080.5876
2030-12-22 | 7 | 326.2875 | 460.4206 | 0 | 0 | 0 | 3777.208 | 3625.9746 | 1187.2999 | 2953.8105 | 3642.53 | 3538.3291 | 0 | -1080.5876
2030-12-22 | 8 | 306.9471 | 194.2825 | 0 | 0 | 0 | 3777.208 | 3625.9746 | 519.4161 | 1857.9121 | 3642.53 | 3538.3291 | 0 | -1080.5876
2030-12-22 | 9 | 153.4735 | 153.4735 | 646.4638 | 0 | 0 | 3777.208 | 3625.9746 | 239.89 | 454.0749 | 3642.53 | 3538.3291 | 0 | -1080.5876
2030-12-22 | 10 | 153.4735 | 153.4735 | 0 | 0 | 0 | 3777.208 | 3625.9746 | 161.181 | 1087.7343 | 3642.53 | 3538.3291 | 0 | -1080.5876
2030-12-22 | 11 | 460.4206 | 435.3748 | 0 | 0 | 0 | 3777.208 | 3625.9746 | 488.2765 | 2498.9202 | 3642.53 | 3538.3291 | 36.7562 | -1080.5876
2030-12-22 | 12 | 306.9471 | 273.3028 | 0 | 199.9196 | 199.9196 | 3777.208 | 3625.9746 | 366.437 | 104.7716 | 3642.53 | 3538.3291 | 0 | -1080.5876
2030-12-22 | 13 | 306.9471 | 283.4015 | 0 | 199.9196 | 199.9196 | 3777.208 | 3625.9746 | 261.5611 | -1767.6171 | 3642.53 | 3538.3291 | 68.3252 | -1080.5876
2030-12-22 | 14 | 400.4292 | 460.4206 | 0 | 126.0939 | 66.6399 | 3777.208 | 3625.9746 | 271.0897 | -2220.2026 | 3642.53 | 3538.3291 | 68.2461 | -1080.5876
2030-12-22 | 15 | 153.4735 | 153.4735 | 0 | 0 | 0 | 3777.208 | 3625.9746 | 816.4775 | 2481.9175 | 3642.53 | 2824.0488 | 0 | -1080.5876
2030-12-22 | 16 | 153.4735 | 153.4735 | 0 | 0 | 0 | 3777.208 | 3625.9746 | 827.4968 | 2937.8472 | 3642.53 | 3538.3291 | 0 | -1080.5876
2030-12-22 | 17 | 153.4735 | 153.4735 | 0 | 0 | 0 | 3777.208 | 616.4535 | 1046.536 | 3743.1306 | 3642.53 | 265.2419 | 0 | -1080.5876
2030-12-22 | 18 | 460.4206 | 460.4206 | 46.3521 | 266.4473 | 261.5651 | 3777.208 | 215.8939 | 823.7964 | 3743.1306 | 3642.53 | 492.9485 | 111.922 | -1080.5876
2030-12-22 | 19 | 460.4206 | 460.4206 | 646.4638 | 199.9196 | 209.122 | 3777.208 | 196.8872 | 693.4949 | 3743.1306 | 3642.53 | 279.6599 | 0 | -1080.5876
2030-12-22 | 20 | 460.4206 | 460.4206 | 646.4638 | 199.9196 | 189.9024 | 3777.208 | 166.8613 | 940.1571 | 3716.6438 | 3642.53 | 0 | 0 | -1080.5876
2030-12-22 | 21 | 460.4206 | 460.4206 | 646.4638 | 133.2797 | 78.2844 | 3777.208 | 166.8608 | 1219.1239 | 3302.9099 | 3642.53 | -38.7471 | 0 | -1080.5876
2030-12-22 | 22 | 460.4206 | 460.4206 | 646.4638 | 66.6399 | 1.6514 | 3777.208 | 166.8612 | 1820.7274 | 2845.5808 | 3642.53 | -63.9786 | 0 | -1080.5876
2030-12-22 | 23 | 190.3031 | 306.9471 | 646.4638 | 133.2797 | 133.2797 | 3760.447 | 166.8612 | 2346.3279 | 3349.3127 | 3642.53 | -1769.1646 | 0 | -1080.5876
2030-12-22 | 24 | 248.3598 | 153.4735 | 474.2896 | 107.117 | 66.6399 | 3742.8499 | 166.8611 | 2776.4788 | 3743.1306 | 3642.53 | -2354.1396 | 0 | -1080.5876
2030-12-23 | 1 | 153.4735 | 153.4735 | 0 | 133.2797 | 110.8361 | 3777.208 | 166.8598 | 3343.0154 | 3237.4119 | 3642.53 | -264.9658 | 0 | -1080.5876
2030-12-23 | 2 | 0 | 0 | 0 | 0 | 0 | 3777.208 | 230.925 | 1892.6559 | 3567.6404 | 3642.53 | 3538.3281 | 0 | -1080.5876
2030-12-23 | 3 | 0 | 0 | 0 | 14.8835 | 66.6399 | 3777.208 | 230.9276 | 1892.6559 | 3743.1306 | 3642.53 | 3538.3291 | 0 | -1080.5876
2030-12-23 | 4 | 0 | 0 | 0 | 266.4473 | 266.4473 | 3777.208 | 333.8928 | 205.3105 | 564.1321 | 3642.53 | 3538.3291 | 0 | -1080.5876
2030-12-23 | 5 | 0 | 0 | 0 | 266.4473 | 266.4473 | 3777.208 | 230.9237 | 165.935 | 837.7419 | 3642.53 | 3538.3291 | 0 | -1080.5876
2030-12-23 | 6 | 0 | 0 | 0 | 266.4473 | 266.4472 | 3777.208 | 230.9249 | 376.8205 | 3057.1277 | 3642.53 | 3538.3291 | 0 | -1080.5876
2030-12-23 | 7 | 0 | 0 | 0 | 266.4473 | 266.4473 | 3482.4998 | 333.8918 | 1905.6731 | 3743.1306 | 3642.53 | 3538.3291 | 0 | -1.6451e-05
2030-12-23 | 8 | 0 | 0 | 0 | 266.4472 | 266.4473 | 3777.208 | 2713.3047 | 3785.312 | 3743.1306 | 3642.53 | 3538.3291 | 0 | -1.6451e-05
2030-12-23 | 9 | 0 | 0 | 0 | 171.7076 | 199.8074 | 3777.208 | 3116.314 | 3785.312 | 3743.1306 | 3642.53 | 1769.1646 | 0 | -1080.5876
2030-12-23 | 10 | 0 | 0 | 0 | 0 | 0 | 3777.208 | 2573.615 | 3785.312 | 3743.1306 | 3642.53 | 3538.3291 | 0 | -1080.5876
2030-12-23 | 11 | 0 | 0 | 44.9824 | 0 | 0 | 3777.208 | 3625.9746 | 3785.312 | 3743.1306 | 3642.53 | 930.9266 | 0 | -1080.5876
2030-12-23 | 12 | 0 | 0 | 382.1866 | 0 | 0 | 3665.668 | 2575.717 | 3697.2534 | 3743.1306 | 3642.53 | 221.0083 | 0 | -1080.5876
2030-12-23 | 13 | 0 | 0 | 484.8478 | 0 | 0 | 3563.0125 | 3625.9746 | 3785.312 | 3743.1306 | 3642.53 | 325.8322 | 0 | -1080.5876
2030-12-23 | 14 | 0 | 0 | 0 | 0 | 0 | 3777.208 | 3625.9746 | 3785.312 | 3743.1306 | 3642.53 | 3538.3281 | 0 | 1080.5876
2030-12-23 | 15 | 0 | 0 | 292.9962 | 0 | 0 | 3777.208 | 3625.9746 | 3785.312 | 3743.1306 | 3642.53 | 3538.3291 | 0 | -1080.5876
2030-12-23 | 16 | 0 | 0 | 0 | 0 | 0 | 3735.3301 | 3625.9746 | 3045.9912 | 3743.1306 | 3642.53 | 3538.3291 | 0 | -966.2245
2030-12-23 | 17 | 0 | 0 | 646.4638 | 0 | 0 | 3062.8191 | 215.8914 | 2421.1626 | 3743.1306 | 3642.53 | 3317.9458 | 0 | 1080.5876
2030-12-23 | 18 | 153.4735 | 153.4735 | 484.8478 | 0 | 0 | 3777.208 | 606.0647 | 3041.7693 | 3743.1306 | 3642.53 | 221.0074 | 0 | -1080.5876
2030-12-23 | 19 | 153.4735 | 153.4735 | 646.4638 | 266.4473 | 208.54 | 3777.208 | 168.919 | 1609.5585 | 1856.1492 | 3642.53 | 1769.1646 | 0 | -1080.5876
2030-12-23 | 20 | 153.4735 | 256.108 | 646.4638 | 199.9196 | 199.9196 | 3777.208 | 166.8604 | 32.2874 | 606.7474 | 3642.53 | 1769.1646 | 0 | -1080.5876
2030-12-23 | 21 | 153.4735 | 153.4735 | 646.4638 | 180.0011 | 133.2797 | 2308.3506 | 166.8605 | -718.2659 | 0 | 3642.53 | 366.7384 | 0 | -1080.5876
2030-12-23 | 22 | 153.4735 | 153.4735 | 646.4638 | 0 | 0 | 1888.604 | 0 | -317.0663 | -645.3569 | 1821.265 | -577.0596 | 0 | -1080.5876
2030-12-23 | 23 | 153.4735 | 153.4735 | 459.1581 | 85.5914 | 66.6399 | 883.619 | -519.1199 | -394.717 | -888.306 | 1821.265 | -1769.1646 | 0 | -1080.5876
2030-12-23 | 24 | 153.4735 | 153.4735 | 0 | 266.4472 | 266.4473 | 1804.3717 | 0 | -374.0438 | -2587.155 | 3642.53 | -3011.8828 | 0 | -1080.5876
2030-12-24 | 1 | 153.4735 | 153.4735 | 0 | 66.6399 | 130.4478 | 3674.7712 | -1868.8123 | 750.9834 | 155.3051 | 3642.53 | 0 | 0 | -1080.5876
2030-12-24 | 2 | 306.9471 | 453.4473 | 0 | 0 | 0 | 3702.6277 | 0 | 1662.3298 | 1074.4255 | 3642.53 | 221.0073 | 0 | -1080.5876
2030-12-24 | 3 | 153.4735 | 153.4735 | 0 | 148.0609 | 133.2797 | 3777.208 | 166.8608 | 2267.7656 | 1274.8444 | 3642.53 | 0 | 0 | -1080.5876
2030-12-24 | 4 | 0 | 0 | 0 | 0 | 0 | 3335.3132 | 166.8612 | 3343.0803 | 1871.5653 | 3642.53 | 221.0089 | 0 | -1080.5876
2030-12-24 | 5 | 0 | 0 | 0 | 0 | 0 | 2845.5583 | 166.8632 | 3489.1118 | 3743.1306 | 3642.53 | 113.9132 | 0 | -1080.5876
2030-12-24 | 6 | 0 | 0 | 0 | 137.4123 | 199.8074 | 3777.208 | 614.9409 | 3785.312 | 3743.1306 | 3642.53 | 221.0091 | 0 | -1.6451e-05
2030-12-24 | 7 | 0 | 0 | 0 | 0 | 0 | 3777.208 | 2136.5176 | 3785.312 | 3743.1306 | 3642.53 | 2009.1648 | 0 | -1.6451e-05
2030-12-24 | 8 | 153.4735 | 153.4735 | 316.5161 | 66.6399 | 130.3009 | 3777.208 | 2709.7546 | 3785.312 | 3743.1306 | 3642.53 | 3538.3291 | 0 | -1080.5876
2030-12-24 | 9 | 153.4735 | 153.4735 | 0 | 0 | 0 | 3777.208 | 3625.9746 | 3785.312 | 3743.1306 | 3642.53 | 3538.3291 | 115.0716 | -1080.5876
2030-12-24 | 10 | 153.4735 | 153.4735 | 0 | 0 | 27.1992 | 3777.208 | 3625.9746 | 3785.312 | 3743.1306 | 3642.53 | 3538.3291 | 221.8941 | -1080.5876
2030-12-24 | 11 | 153.4735 | 153.4735 | 0 | 44.7524 | 0 | 3777.208 | 3625.9746 | 3785.312 | 3743.1306 | 3642.53 | 3538.3291 | 231.8509 | -1080.5876
2030-12-24 | 12 | 153.4735 | 153.4735 | 0 | 64.0988 | 0 | 3777.208 | 3625.9746 | 3785.312 | 3743.1306 | 3642.53 | 3538.3291 | 283.9621 | -1080.5876
2030-12-24 | 13 | 153.4735 | 153.4735 | 75.6919 | 0 | 48.0379 | 3777.208 | 3625.9746 | 3785.312 | 3743.1306 | 3642.53 | 3538.3291 | 0 | -1080.5876
2030-12-24 | 14 | 153.4735 | 27.8117 | 116.9138 | 0 | 0 | 3777.208 | 3625.9746 | 3785.312 | 3743.1306 | 3642.53 | 3538.3291 | 0 | -1055.7339
2030-12-24 | 15 | 153.4735 | 153.4735 | 0 | 0 | 1.4097 | 3777.208 | 3625.9746 | 3785.312 | 3743.1306 | 3642.53 | 3538.3291 | 581.4185 | -1.6451e-05
2030-12-24 | 16 | 153.4735 | 110.4053 | 0 | 0 | 0 | 3777.208 | 3625.9746 | 3785.312 | 3743.1306 | 3642.53 | 3538.3291 | 228.7137 | -882.4553
2030-12-24 | 17 | 153.4735 | 153.4735 | 104.5787 | 0 | 2.208 | 3777.208 | 3625.9746 | 3785.312 | 3743.1306 | 3642.53 | 3538.3291 | 258.0934 | -956.3812
2030-12-24 | 18 | 198.4389 | 153.4735 | 646.4638 | 199.9196 | 199.9196 | 3777.208 | 1871.6102 | 3785.312 | 3743.1306 | 3642.53 | 3538.3291 | 441.6263 | -875.6276
2030-12-24 | 19 | 460.4206 | 460.4206 | 646.4638 | 266.4473 | 266.4473 | 3777.208 | 166.8616 | 3785.312 | 2785.3394 | 3642.53 | 2608.98 | 296.9397 | -784.8011
2030-12-24 | 20 | 460.4206 | 460.4206 | 646.4638 | 266.4473 | 243.0254 | 3777.208 | 166.8619 | 3785.312 | 2024.7152 | 3642.53 | 2602.1697 | 73.3681 | -917.2051
2030-12-24 | 21 | 460.4206 | 460.4206 | 646.4638 | 199.9196 | 199.9196 | 3777.208 | 1812.9873 | 3785.312 | 1346.722 | 3642.53 | 3538.3291 | 0 | -1080.5876
2030-12-24 | 22 | 460.4206 | 460.4206 | 646.4638 | 199.9196 | 201.6177 | 3777.208 | 3625.9746 | 3785.312 | 1479.9944 | 3642.53 | 3538.3291 | 0 | -1080.5876
2030-12-24 | 23 | 153.4735 | 153.4735 | 646.4638 | 133.2797 | 118.6811 | 3777.208 | 3625.9746 | 3785.312 | 3743.1306 | 3642.53 | 3538.3291 | 0 | -1080.5876
2030-12-24 | 24 | 153.4735 | 153.4735 | 0 | 0 | 0 | 3777.208 | 3625.9746 | 3785.312 | 3743.1306 | 3642.53 | 3538.3291 | 559.831 | -1080.5876
2030-12-25 | 1 | 153.4735 | 153.4735 | 0 | 0 | 0 | 3777.208 | 3625.9734 | 3785.312 | 3743.1306 | 3642.53 | 3538.3291 | 0 | -1080.5876
2030-12-25 | 2 | 0 | 69.0467 | 0 | 0 | 0 | 3777.208 | 3625.9746 | 3785.312 | 3743.1306 | 3642.53 | 3538.3291 | 0 | -1080.5876
2030-12-25 | 3 | 0 | 0 | 0 | 0 | 49.4164 | 3777.208 | 3625.9746 | 3785.312 | 3743.1306 | 3642.53 | 3538.3291 | 0 | -1080.5876
2030-12-25 | 4 | 0 | 0 | 0 | 0 | 0 | 3777.208 | 3625.9746 | 3785.312 | 3743.1306 | 3642.53 | 3538.3291 | 0 | -1080.5876
2030-12-25 | 5 | 153.4735 | 153.4735 | 0 | 0 | 0 | 3777.208 | 3625.9746 | 3785.312 | 3743.1306 | 3642.53 | 3538.3291 | 0 | -1080.5876
2030-12-25 | 6 | 153.4735 | 153.4735 | 0 | 0 | 0 | 3777.208 | 3625.9746 | 3785.312 | 3743.1306 | 3642.53 | 3538.3291 | 0 | -1080.5876
2030-12-25 | 7 | 153.4735 | 153.4735 | 0 | 0 | 0 | 3777.208 | 3625.9746 | 3785.312 | 3743.1306 | 3642.53 | 3538.3291 | 0 | -1080.5876
2030-12-25 | 8 | 153.4735 | 153.4735 | 0 | 0 | 0 | 3777.208 | 3625.9746 | 3785.312 | 3743.1306 | 3642.53 | 3538.3291 | 176.0898 | -1080.5876
2030-12-25 | 9 | 153.4735 | 153.4735 | 0 | 66.6399 | 125.8722 | 3777.208 | 3625.9746 | 3785.312 | 3743.1306 | 3642.53 | 3538.3291 | 323.5132 | -1080.5876
2030-12-25 | 10 | 153.4735 | 153.4735 | 0 | 199.9196 | 199.9196 | 3777.208 | 3625.9746 | 3785.312 | 3743.1306 | 3642.53 | 3538.3291 | 0 | -1080.5876
2030-12-25 | 11 | 153.4735 | 153.4735 | 0 | 199.9196 | 199.9196 | 3777.208 | 3625.9746 | 3785.312 | 3743.1306 | 3642.53 | 3538.3291 | 0 | -1080.5876
2030-12-25 | 12 | 153.4735 | 153.4735 | 391.5026 | 266.4472 | 266.4473 | 3777.208 | 3625.9746 | 3785.312 | 3743.1306 | 3642.53 | 3538.3291 | 28.1582 | 1080.5876
2030-12-25 | 13 | 153.4735 | 153.4735 | 0 | 199.9196 | 167.3911 | 3777.208 | 3625.9746 | 3785.312 | 3743.1306 | 3642.53 | 3538.3291 | 0 | -1080.5876
2030-12-25 | 14 | 153.4735 | 153.4735 | 0 | 66.6399 | 14.4155 | 3777.208 | 3625.9746 | 3785.312 | 3743.1306 | 3642.53 | 3538.3291 | 0 | -1080.5876
2030-12-25 | 15 | 153.4735 | 153.4735 | 0 | 0 | 0 | 3777.208 | 3625.9746 | 3785.312 | 3743.1306 | 3642.53 | 3538.3291 | 0 | -1080.5876
2030-12-25 | 16 | 153.4735 | 153.4735 | 0 | 0 | 0 | 3777.208 | 3625.9746 | 3785.312 | 3743.1306 | 3642.53 | 3538.3291 | 0 | -1080.5876
2030-12-25 | 17 | 153.4735 | 153.4735 | 0 | 0 | 0 | 3777.208 | 3625.9734 | 3785.312 | 3743.1306 | 3642.53 | 3538.3291 | 0 | -1.6451e-05
2030-12-25 | 18 | 153.4735 | 153.4735 | 0 | 0 | 0 | 3777.208 | 3625.9746 | 3785.312 | 3743.1306 | 3642.53 | 3538.3291 | 0 | -1080.5876
2030-12-25 | 19 | 153.4735 | 153.4735 | 0 | 0 | 0 | 3777.208 | 3625.9746 | 3785.312 | 3743.1306 | 3642.53 | 3538.3291 | 0 | -1080.5876
2030-12-25 | 20 | 153.4735 | 153.4735 | 0 | 0 | 0 | 3777.208 | 3625.9746 | 3785.312 | 3743.1306 | 3642.53 | 3538.3291 | 120.8526 | -1080.5876
2030-12-25 | 21 | 153.4735 | 153.4735 | 0 | 0 | 0 | 3777.208 | 3625.9746 | 3785.312 | 3743.1306 | 3642.53 | 3538.3291 | 0 | -1080.5876
2030-12-25 | 22 | 153.4735 | 153.4735 | 0 | 133.2797 | 133.2797 | 3777.208 | 3625.9746 | 2061.3943 | 3743.1306 | 3642.53 | 3538.3291 | 597.5231 | -1080.5876
2030-12-25 | 23 | 153.4735 | 153.4735 | 0 | 0 | 0 | 3777.208 | 3625.9746 | 19.0116 | 3743.1306 | 3642.53 | 3538.3291 | 485.2698 | -1080.5876
2030-12-25 | 24 | 153.4735 | 153.4735 | 0 | 0 | 0 | 3777.208 | 3625.9746 | 443.9572 | 3743.1306 | 3642.53 | 1888.1908 | 482.3182 | -1080.5876
2030-12-26 | 1 | 153.4735 | 153.4735 | 646.4638 | 66.6399 | 19.479 | 3777.208 | 1812.9873 | 1100.6152 | 3743.1306 | 3642.53 | 2578.7832 | 0 | -1080.5876
2030-12-26 | 2 | 460.4206 | 443.8296 | 0 | 0 | 0 | 3777.208 | 1533.1484 | 1281.9127 | 3743.1306 | 3642.53 | 1750.2345 | 0 | -1080.5876
2030-12-26 | 3 | 419.2109 | 306.9471 | 0 | 0 | 0 | 3777.208 | 681.7621 | 1403.3711 | 3743.1306 | 3642.53 | 1678.3766 | 0 | -1080.5876
2030-12-26 | 4 | 153.4735 | 153.4735 | 0 | 128.089 | 66.6399 | 3174.9067 | 3625.9746 | 1771.7856 | 3743.1306 | 3642.53 | 3538.3291 | 0 | -1080.5876
2030-12-26 | 5 | 153.4735 | 153.4735 | 0 | 133.2797 | 87.9005 | 3777.208 | 3625.9746 | 3412.6558 | 3743.1306 | 3642.53 | 3538.3291 | 0 | -1080.5876
2030-12-26 | 6 | 306.9471 | 392.5388 | 0 | 0 | 0 | 3109.9785 | 3625.9746 | 766.6763 | 3743.1306 | 3642.53 | 3538.3291 | 0 | -1080.5876
2030-12-26 | 7 | 209.7415 | 306.9471 | 0 | 0 | 47.1605 | 2991.6111 | 3625.9746 | 656.7097 | 3743.1306 | 3642.53 | 3538.3291 | 0 | -1080.5876
2030-12-26 | 8 | 460.4206 | 460.4206 | 494.5238 | 66.6399 | 74.7381 | 1881.0679 | 2603.3943 | 520.8898 | 3743.1306 | 3642.53 | 2903.6772 | 0 | -1080.5876
2030-12-26 | 9 | 313.1811 | 460.4206 | 646.4638 | 133.2797 | 140.2986 | 3147.6548 | 3028.3579 | 137.5075 | 1871.5653 | 3642.53 | 1434.8212 | 0 | -1080.5876
2030-12-26 | 10 | 460.4206 | 460.4206 | 0 | 0 | 15.7725 | 3777.208 | 3625.9746 | 331.8348 | 1490.7262 | 3642.53 | 3538.3291 | 0 | -1080.5876
2030-12-26 | 11 | 306.9471 | 306.9471 | 0 | 0 | 5.0459 | 3777.208 | 3625.9746 | 559.5361 | 1453.2963 | 3642.53 | 3538.3291 | 0 | -1080.5876
2030-12-26 | 12 | 153.4735 | 210.041 | 0 | 66.6399 | 80.4976 | 3777.208 | 3625.9746 | 825.5386 | 1610.777 | 3642.53 | 3538.3291 | 22.3578 | -1080.5876
2030-12-26 | 13 | 291.2438 | 153.4735 | 0 | 66.6399 | 55.3377 | 3777.208 | 3625.9746 | 1573.1038 | 1149.9141 | 3642.53 | 3538.3291 | 13.2781 | -1080.5876
2030-12-26 | 14 | 153.4735 | 153.4735 | 323.2319 | 66.6399 | 58.1627 | 3777.208 | 3625.9746 | 3013.4717 | 3743.1306 | 3642.53 | 3538.3291 | 0 | -1080.5876
2030-12-26 | 15 | 153.4735 | 153.4735 | 646.4638 | 66.6399 | 67.5735 | 3777.208 | 3625.9746 | 3785.312 | 3743.1306 | 3642.53 | 3538.3291 | 0 | -1080.5876
2030-12-26 | 16 | 153.4735 | 153.4735 | 0 | 66.6399 | 106.1724 | 3777.208 | 3625.9746 | 3785.312 | 3743.1306 | 3642.53 | 3538.3291 | 0 | -1080.5876
2030-12-26 | 17 | 153.4735 | 153.4735 | 0 | 66.6399 | 113.5796 | 3777.208 | 3431.3931 | 3220.45 | 3743.1306 | 3642.53 | 3538.3291 | 227.4109 | -1080.5876
2030-12-26 | 18 | 153.4735 | 153.4735 | 51.9113 | 66.6399 | 98.9845 | 3777.208 | 215.8939 | 1696.0741 | 3743.1306 | -3.2425e-05 | 3434.6804 | 427.0656 | -1080.5876
2030-12-26 | 19 | 153.4735 | 214.5479 | 646.4638 | 266.4473 | 266.4473 | 3777.208 | 168.9196 | 414.533 | 1871.5653 | 0 | 2098.8091 | 647.0264 | -1080.5876
2030-12-26 | 20 | 399.4572 | 460.4206 | 646.4638 | 199.9196 | 199.9196 | 3777.208 | 166.8607 | -477.1456 | 511.5992 | 0 | 221.0088 | 565.2309 | -1080.5876
2030-12-26 | 21 | 460.4206 | 460.4206 | 646.4638 | 199.9196 | 199.9196 | 1888.604 | 166.8608 | -1403.2238 | 0 | 0 | 221.0087 | 0 | -1080.5876
2030-12-26 | 22 | 460.4206 | 460.4206 | 646.4638 | 199.9196 | 199.9196 | 1888.604 | 0 | -920.4155 | 0 | -586.0343 | 0 | 0 | -1080.5876
2030-12-26 | 23 | 460.4206 | 460.4206 | 646.4638 | 199.9196 | 199.9196 | 1888.604 | 0 | -1283.5823 | 0 | -1821.265 | 0 | 0 | -1080.5876
2030-12-26 | 24 | 460.4206 | 460.4206 | 270.2525 | 199.9196 | 199.9196 | 2563.0276 | 166.8609 | -1315.4724 | 0 | 0 | 221.0085 | 0 | -1080.5876
2030-12-27 | 1 | 460.4206 | 460.4206 | 337.5562 | 80.9423 | 66.6399 | 3777.208 | 168.9188 | -1255.834 | 1871.5653 | 2239.8438 | 2401.1008 | 0 | -1080.5876
2030-12-27 | 2 | 153.4735 | 153.4735 | 0 | 0 | 0 | 3777.208 | 1294.0568 | -1603.5261 | 2531.2747 | 3642.53 | 3538.3291 | 0 | -1080.5876
2030-12-27 | 3 | 0 | 0 | 0 | 0 | 0 | 3777.208 | 3625.9746 | -1622.6162 | 1424.8699 | 3642.53 | 3538.3291 | 0 | -1080.5876
2030-12-27 | 4 | 0 | 0 | 0 | 0 | 0 | 3777.208 | 3625.9746 | -958.8975 | 0.0010734 | 3642.53 | 3538.3291 | 0 | -1080.5876
2030-12-27 | 5 | 0 | 0 | 0 | 0 | 0 | 3777.208 | 3625.9746 | -555.5923 | 260.2657 | 3642.53 | 3538.3291 | 0 | -1080.5876
2030-12-27 | 6 | 153.4735 | 153.4735 | 0 | 0 | 0 | 3777.208 | 3625.9746 | 825.0988 | 3743.1306 | 3642.53 | 3538.3291 | 0 | -1.6451e-05
2030-12-27 | 7 | 153.4735 | 153.4735 | 646.4638 | 0 | 0 | 3777.208 | 3625.9746 | -716.1525 | 2331.0283 | 3642.53 | 3538.3291 | 0 | 47.2245
2030-12-27 | 8 | 153.4735 | 153.4735 | 0 | 0 | 0 | 3777.208 | 3625.9746 | 3487.0657 | 3743.1306 | 3642.53 | 3538.3291 | 0 | -1080.5876
2030-12-27 | 9 | 153.4735 | 153.4735 | 0 | 0 | 0 | 3777.208 | 3625.9746 | 3785.312 | 3743.1306 | 3642.53 | 3538.3291 | 74.9994 | -1080.5876
2030-12-27 | 10 | 153.4735 | 153.4735 | 0 | 0 | 0 | 3777.208 | 3625.9746 | 3785.312 | 3743.1306 | 3642.53 | 3538.3291 | 310.5515 | -1080.5876
2030-12-27 | 11 | 153.4735 | 153.4735 | 0 | 0 | 0 | 3777.208 | 3625.9746 | 3785.312 | 3743.1306 | 3642.53 | 3538.3291 | 205.1173 | -1080.5876
2030-12-27 | 12 | 153.4735 | 153.4735 | 0 | 0 | 0 | 3777.208 | 3625.9746 | 3785.312 | 3743.1306 | 3642.53 | 3538.3291 | 334.4554 | -1080.5876
2030-12-27 | 13 | 153.4735 | 153.4735 | 0 | 0 | 0 | 3777.208 | 3625.9746 | 3785.312 | 3743.1306 | 3642.53 | 3538.3291 | 485.2698 | -1080.5876
2030-12-27 | 14 | 153.4735 | 153.4735 | 0 | 0 | 0 | 3777.208 | 3625.9746 | 1892.656 | 3743.1306 | 3642.53 | 3538.3291 | 485.2698 | -1080.5876
2030-12-27 | 15 | 153.4735 | 153.4735 | 0 | 0 | 0 | 3777.208 | 3625.9746 | 3785.312 | 3743.1306 | 3642.53 | 3538.3291 | 0 | -1080.5876
2030-12-27 | 16 | 153.4735 | 153.4735 | 0 | 0 | 0 | 3777.208 | 3625.9746 | 3785.312 | 3743.1306 | 3642.53 | 3538.3291 | 266.1997 | -1080.5876
2030-12-27 | 17 | 153.4735 | 153.4735 | 18.7206 | 0 | 0 | 3777.208 | 3625.9746 | 3785.312 | 3743.1306 | 3642.53 | 3538.3291 | 307.5334 | -1080.5876
2030-12-27 | 18 | 153.4735 | 153.4735 | 188.6498 | 0 | 0 | 3777.208 | 3625.9746 | 3785.312 | 3743.1306 | 3642.53 | 3538.3291 | 323.5132 | -1080.5876
2030-12-27 | 19 | 153.4735 | 153.4735 | 379.5692 | 0 | 0 | 3777.208 | 3625.9746 | -866.1909 | 3743.1306 | 3642.53 | 3538.3291 | 407.0918 | -1080.5876
2030-12-27 | 20 | 153.4735 | 153.4735 | 484.8478 | 0 | 0 | 3777.208 | 3625.9746 | -1892.656 | 3743.1306 | 3642.53 | 3538.3291 | 450.3539 | -1080.5876
2030-12-27 | 21 | 153.4735 | 153.4735 | 484.8478 | 0 | 0 | 3777.208 | 3625.9746 | -3078.2756 | 3743.1306 | 3642.53 | 3538.3291 | 382.9216 | -1080.5876
2030-12-27 | 22 | 153.4735 | 153.4735 | 39.2279 | 0 | 0 | 3777.208 | 3625.9746 | -2879.5112 | 3743.1306 | 3642.53 | 3538.3291 | 323.5132 | -1080.5876
2030-12-27 | 23 | 153.4735 | 153.4735 | 646.4638 | 66.6399 | 43.1282 | 3777.208 | 3625.9746 | -1797.6133 | 3743.1306 | 3642.53 | 3538.3291 | 0 | -1080.5876
2030-12-27 | 24 | 153.4735 | 153.4735 | 0 | 33.8461 | 66.6399 | 3777.208 | 3625.9746 | -2346.7488 | 3743.1306 | 3642.53 | 3538.3291 | 311.9551 | -1080.5876
2030-12-28 | 1 | 153.4735 | 153.4735 | 0 | 0 | 0 | 3777.208 | 3625.9746 | 794.8367 | 3743.1306 | 3642.53 | 3538.3291 | 0 | -1.6451e-05
2030-12-28 | 2 | 153.4735 | 42.0517 | 646.4638 | 133.2797 | 176.6569 | 3777.208 | 3625.9746 | -2431.6697 | 380.0923 | 3642.53 | 3538.3291 | 0 | 1080.5876
2030-12-28 | 3 | 0 | 0 | 0 | 199.9196 | 248.7396 | 3777.208 | 2634.8347 | -2094.7527 | -1191.3417 | 3642.53 | 3538.3291 | 0 | -1.6451e-05
2030-12-28 | 4 | 0 | 0 | 0 | 199.9196 | 238.4978 | 3777.208 | 1801.0331 | -1904.2365 | -1000.1562 | 3642.53 | 3538.3291 | 0 | 540.2938
2030-12-28 | 5 | 0 | 0 | 0 | 133.2797 | 198.2884 | 3777.208 | 1684.1035 | -1855.6641 | -1105.8359 | 3642.53 | 3538.3291 | 0 | 540.2938
2030-12-28 | 6 | 57.0883 | 0 | 0 | 199.9196 | 197.2759 | 3777.208 | 3625.9746 | -1545.204 | 304.479 | 3642.53 | 3538.3291 | 0 | 57.7301
2030-12-28 | 7 | 136.6949 | 0 | 0 | 199.9196 | 199.9196 | 3777.208 | 3625.9746 | -1934.5986 | 2144.6045 | 3642.53 | 3538.3291 | 0 | 1080.5876
2030-12-28 | 8 | 153.4735 | 153.4735 | 0 | 66.6399 | 2.2415 | 3777.208 | 3625.9746 | -753.6834 | 3743.1306 | 3642.53 | 3538.3291 | 0 | 385.4156
2030-12-28 | 9 | 153.4735 | 153.4735 | 0 | 27.7091 | 0 | 3777.208 | 3625.9746 | 1944.9169 | 3743.1306 | 3642.53 | 3538.3291 | 0 | -1080.5876
2030-12-28 | 10 | 153.4735 | 153.4735 | 0 | 66.6399 | 68.1376 | 3777.208 | 3625.9746 | 2708.8091 | 3743.1306 | 3642.53 | 3538.3291 | 0 | -1080.5876
2030-12-28 | 11 | 153.4735 | 153.4735 | 0 | 26.7696 | 0 | 3777.208 | 3625.9746 | 3785.312 | 3743.1306 | 3642.53 | 3538.3291 | 239.3792 | -1080.5876
2030-12-28 | 12 | 153.4735 | 153.4735 | 0 | 0 | 0 | 3777.208 | 3625.9746 | 3785.312 | 3743.1306 | 3642.53 | 3538.3291 | 442.9206 | -1080.5876
2030-12-28 | 13 | 153.4735 | 153.4735 | 0 | 0 | 0 | 3777.208 | 3625.9746 | 1632.6366 | 3743.1306 | 3642.53 | 3538.3291 | 378.8582 | -1080.5876
2030-12-28 | 14 | 153.4735 | 153.4735 | 0 | 0 | 0 | 3777.208 | 3625.9746 | -1386.8994 | 3743.1306 | 3642.53 | 3538.3291 | 374.0639 | -1080.5876
2030-12-28 | 15 | 153.4735 | 153.4735 | 0 | 0 | 0 | 3777.208 | 3625.9746 | 2165.1392 | 3743.1306 | 3642.53 | 3538.3291 | 0 | -1080.5876
2030-12-28 | 16 | 153.4735 | 153.4735 | 0 | 0 | 0 | 3777.208 | 3625.9746 | 1516.2617 | 3743.1306 | 3642.53 | 3538.3291 | 0 | -1080.5876
2030-12-28 | 17 | 153.4735 | 153.4735 | 0 | 0 | 0 | 3777.208 | 3625.9746 | -2137.2043 | 3743.1306 | 3399.885 | 3538.3291 | 485.2698 | -1080.5876
2030-12-28 | 18 | 153.4735 | 153.4735 | 0 | 0 | 0 | 3777.208 | 3625.9746 | -335.3752 | 3743.1306 | -3.2425e-05 | 3538.3291 | 647.0264 | -1080.5876
2030-12-28 | 19 | 153.4735 | 153.4735 | 646.4638 | 199.9196 | 199.9196 | 3777.208 | 3625.9746 | -560.3806 | 528.5386 | 0 | 3538.3291 | 0 | -1080.5876
2030-12-28 | 20 | 153.4735 | 153.4735 | 646.4638 | 199.9196 | 199.9196 | 3777.208 | 1632.58 | 0 | 0 | -1188.3007 | 3538.3291 | 0 | -1080.5876
2030-12-28 | 21 | 153.4735 | 153.4735 | 646.4638 | 199.9196 | 199.9196 | 3777.208 | 3625.9746 | -282.694 | 10.9539 | 0 | 3538.3291 | 0 | -1080.5876
2030-12-28 | 22 | 153.4735 | 153.4735 | 523.8912 | 133.2797 | 133.2797 | 3640.0942 | 3625.9746 | -329.9276 | 3743.1306 | 1119.53 | 3538.3291 | 0 | -1080.5876
2030-12-28 | 23 | 153.4735 | 153.4735 | 646.4638 | 0 | 0 | 3777.208 | 3625.9746 | 0 | 3743.1306 | 3642.53 | 3538.3291 | 0 | -1080.5876
2030-12-28 | 24 | 153.4735 | 153.4735 | 0 | 0 | 0 | 3777.208 | 3625.9746 | -755.6359 | 3743.1306 | 3642.53 | 3538.3291 | 0 | -1080.5876
2030-12-29 | 1 | 153.4735 | 153.4735 | 0 | 0 | 0 | 3777.208 | 3625.9746 | 1036.8105 | 3743.1306 | 3642.53 | 3538.3291 | 312.1954 | -1080.5876
2030-12-29 | 2 | 153.4735 | 153.4735 | 0 | 0 | 0 | 3777.208 | 3625.9746 | -1315.4899 | 3348.1663 | 3642.53 | 3538.3291 | 0 | -1080.5876
2030-12-29 | 3 | 153.4735 | 153.4735 | 0 | 0 | 0 | 3777.208 | 3625.9746 | -1468.0149 | 1346.1622 | 3642.53 | 3538.3291 | 0 | -1080.5876
2030-12-29 | 4 | 0 | 0 | 0 | 0 | 0 | 3777.208 | 3625.9746 | -1572.6338 | 2158.9604 | 3642.53 | 3538.3291 | 0 | -1080.5876
2030-12-29 | 5 | 0 | 0 | 0 | 0 | 0 | 3777.208 | 3625.9746 | -1651.7532 | 1773.3226 | 3642.53 | 3538.3291 | 0 | -1080.5876
2030-12-29 | 6 | 0 | 0 | 0 | 0 | 0 | 3777.208 | 1063.3536 | -1524.2643 | 2275.6494 | 3642.53 | 3538.3291 | 0 | -1080.5876
2030-12-29 | 7 | 153.4735 | 153.4735 | 0 | 0 | 0 | 3777.208 | 3040.7844 | -931.0461 | 2036.89 | 3642.53 | 3538.3291 | 0 | -1080.5876
2030-12-29 | 8 | 153.4735 | 153.4735 | 0 | 0 | 0 | 3777.208 | 1257.8987 | -1196.0499 | 124.5677 | 3642.53 | 3538.3291 | 0 | -1080.5876
2030-12-29 | 9 | 153.4735 | 153.4735 | 0 | 0 | 0 | 3777.208 | 407.4669 | -618.5226 | 1503.3502 | 1821.265 | 3538.3291 | 0 | -1080.5876
2030-12-29 | 10 | 153.4735 | 153.4735 | 0 | 0 | 0 | 3777.208 | 215.8942 | -252.8844 | 1639.4686 | 1821.265 | 2882.7605 | 0 | -1080.5876
2030-12-29 | 11 | 153.4735 | 153.4735 | 0 | 0 | 0 | 3777.208 | 215.8933 | -352.5013 | 889.8016 | 1821.265 | 3393.1162 | 0 | -1080.5876
2030-12-29 | 12 | 153.4735 | 153.4735 | 0 | 0 | 0 | 3777.208 | 1093.8036 | 219.0599 | 812.895 | -3.2425e-05 | 3538.3291 | 228.1021 | -1080.5876
2030-12-29 | 13 | 153.4735 | 153.4735 | 0 | 0 | 0 | 3777.208 | 3625.9746 | 318.8291 | 873.351 | 1821.265 | 3538.3291 | 361.1038 | -1080.5876
2030-12-29 | 14 | 153.4735 | 153.4735 | 0 | 0 | 0 | 3777.208 | 3625.9746 | 408.9903 | 1658.0122 | 1821.265 | 3538.3291 | 271.0682 | -1080.5876
2030-12-29 | 15 | 153.4735 | 153.4735 | 0 | 0 | 0 | 3777.208 | 3625.9746 | -97.075 | 3743.1306 | 2680.387 | 3538.3291 | 255.0036 | -1080.5876
2030-12-29 | 16 | 153.4735 | 153.4735 | 0 | 0 | 0 | 3777.208 | 3625.9746 | 2929.1003 | 3743.1306 | 3642.53 | 3538.3291 | 201.2268 | -1080.5876
2030-12-29 | 17 | 153.4735 | 153.4735 | 0 | 0 | 0 | 3777.208 | 3625.9746 | 1271.8165 | 3743.1306 | 3642.53 | 3538.3291 | 0 | -1080.5876
2030-12-29 | 18 | 153.4735 | 153.4735 | 0 | 0 | 0 | 3777.208 | 3625.9746 | 3449.0549 | 3743.1306 | 3642.53 | 3538.3291 | 0 | -1080.5876
2030-12-29 | 19 | 153.4735 | 153.4735 | 0 | 0 | 0 | 3777.208 | 3625.9746 | 3116.5059 | 3743.1306 | 3642.53 | 3538.3291 | 0 | -1080.5876
2030-12-29 | 20 | 153.4735 | 153.4735 | 0 | 0 | 0 | 3777.208 | 3625.9746 | 2209.533 | 3743.1306 | 3642.53 | 3538.3291 | 0 | -1080.5876
2030-12-29 | 21 | 153.4735 | 153.4735 | 0 | 0 | 0 | 3777.208 | 3625.9746 | 2901.8477 | 3743.1306 | 3642.53 | 3538.3291 | 0 | -1080.5876
2030-12-29 | 22 | 153.4735 | 153.4735 | 0 | 0 | 0 | 3777.208 | 3625.9746 | 3144.166 | 3743.1306 | 3642.53 | 3538.3291 | 0 | -1080.5876
2030-12-29 | 23 | 153.4735 | 153.4735 | 0 | 0 | 0 | 3777.208 | 3625.9746 | 3635.5654 | 3743.1306 | 3642.53 | 3538.3291 | 0 | -1080.5876
2030-12-29 | 24 | 153.4735 | 153.4735 | 0 | 0 | 0 | 3777.208 | 3625.9746 | 3785.312 | 3743.1306 | 3642.53 | 3538.3291 | 0 | 1080.5876
2030-12-30 | 1 | 153.4735 | 153.4735 | 0 | 0 | 0 | 3777.208 | 3625.9746 | 3785.312 | 3743.1306 | 3642.53 | 3538.3291 | 0 | -1080.5876
2030-12-30 | 2 | 153.4735 | 153.4735 | 0 | 0 | 0 | 3777.208 | 3625.9746 | 3785.312 | 3743.1306 | 3642.53 | 3538.3291 | 0 | -1080.5876
2030-12-30 | 3 | 153.4735 | 153.4735 | 0 | 0 | 0 | 3777.208 | 3625.9746 | -115.7119 | 3743.1306 | 3642.53 | 3538.3291 | 0 | -1080.5876
2030-12-30 | 4 | 153.4735 | 153.4735 | 0 | 0 | 0 | 3777.208 | 3625.9746 | -1882.0378 | 3743.1306 | 3642.53 | 3538.3291 | 0 | -1080.5876
2030-12-30 | 5 | 0 | 0 | 0 | 0 | 0 | 3777.208 | 3625.9746 | -3165.1047 | 2597.6135 | 3642.53 | 3538.3291 | 0 | -1080.5876
2030-12-30 | 6 | 0 | 0 | 0 | 0 | 0 | 3777.208 | 3625.9746 | -3531.8677 | 909.5276 | 3642.53 | 3538.3291 | 0 | -1080.5876
2030-12-30 | 7 | 153.4735 | 153.4735 | 0 | 0 | 0 | 3777.208 | 3625.9746 | -2859.1467 | 3743.1306 | 3642.53 | 3538.3291 | 0 | -1080.5876
2030-12-30 | 8 | 0 | 0 | 0 | 0 | 0 | 3777.208 | 3625.9746 | 2782.2317 | 3743.1306 | 3642.53 | 3538.3291 | 0 | -1080.5876
2030-12-30 | 9 | 0 | 0 | 0 | 0 | 0 | 3777.208 | 3625.9746 | -793.9466 | 3743.1306 | 3642.53 | 3538.3291 | 0 | -1080.5876
2030-12-30 | 10 | 19.7418 | 153.4735 | 0 | 0 | 0 | 3777.208 | 3625.9746 | 3785.312 | 3743.1306 | 3642.53 | 3538.3291 | 0 | -1080.5876
2030-12-30 | 11 | 0 | 0 | 0 | 0 | 0 | 3777.208 | 3625.9746 | 3785.312 | 3743.1306 | 3642.53 | 3538.3291 | 0 | -1080.5876
2030-12-30 | 12 | 2.0812 | 0 | 0 | 0 | 0 | 3777.208 | 3625.9746 | 3785.312 | 3743.1306 | 3642.53 | 3538.3291 | 0 | -1080.5876
2030-12-30 | 13 | 0 | 0 | 0 | 0 | 0 | 3777.208 | 3625.9746 | 3785.312 | 3743.1306 | 3642.53 | 3538.3291 | 0 | -1080.5876
2030-12-30 | 14 | 95.8747 | 0 | 0 | 0 | 0 | 3777.208 | 3625.9746 | 3785.312 | 3743.1306 | 3642.53 | 3538.3291 | 0 | -1080.5876
2030-12-30 | 15 | 0 | 0 | 0 | 0 | 0 | 3777.208 | 3625.9746 | 3785.312 | 3743.1306 | 3642.53 | 3538.3291 | 0 | -1080.5876
2030-12-30 | 16 | 0 | 0 | 0 | 0 | 0 | 3777.208 | 3625.9746 | 3785.312 | 3743.1306 | 3642.53 | 3538.3291 | 0 | -1080.5876
2030-12-30 | 17 | 153.4735 | 153.4735 | 0 | 0 | 0 | 3777.208 | 3625.9746 | 3785.312 | 3743.1306 | 3642.53 | 3538.3291 | 0 | -1080.5876
2030-12-30 | 18 | 153.4735 | 153.4735 | 0 | 0 | 0 | 3777.208 | 3625.9746 | 3785.312 | 3743.1306 | 3642.53 | 3538.3291 | 0 | -1080.5876
2030-12-30 | 19 | 153.4735 | 153.4735 | 646.4638 | 0 | 0 | 3777.208 | 3625.9746 | 3785.312 | 3743.1306 | 3642.53 | 3538.3291 | 0 | -1080.5876
2030-12-30 | 20 | 153.4735 | 153.4735 | 646.4638 | 0 | 0 | 3777.208 | 3625.9746 | 3720.0945 | 3743.1306 | 3642.53 | 3538.3301 | 0 | -1080.5876
2030-12-30 | 21 | 0 | 0 | 646.4638 | 0 | 0 | 3777.208 | 3625.9746 | 3785.312 | 3743.1306 | 3642.53 | 3538.3291 | 0 | -1080.5876
2030-12-30 | 22 | 0 | 0 | 622.2485 | 0 | 0 | 3777.208 | 3625.9746 | 3785.312 | 3743.1306 | 3642.53 | 3538.3291 | 0 | -1080.5876
2030-12-30 | 23 | 0 | 0 | 369.039 | 0 | 0 | 3777.208 | 3625.9746 | 3785.312 | 3743.1306 | 3642.53 | 3538.3291 | 0 | -1080.5876
2030-12-30 | 24 | 0 | 0 | 0 | 0 | 0 | 3777.208 | 3625.9746 | 447.425 | 3743.1306 | 3642.53 | 3538.3291 | 0 | -1080.5876
2030-12-31 | 1 | 0 | 0 | 0 | 0 | 0 | 3777.208 | 215.8927 | 82.6753 | 3743.1306 | 3642.53 | 3538.3291 | 0 | -1080.5876
2030-12-31 | 2 | 0 | 0 | 0 | 0 | 0 | 3777.208 | 166.86 | -738.5504 | -226.9303 | 3642.53 | 2316.8862 | 0 | -1080.5876
2030-12-31 | 3 | 0 | 0 | 0 | 0 | 0 | 3777.208 | 230.924 | -3.7193e-05 | 384.3385 | 3642.53 | 3538.3291 | 0 | -1080.5876
2030-12-31 | 4 | 0 | 0 | 0 | 0 | 0 | 3777.208 | 333.8914 | -5.8073 | 3188.5195 | 3642.53 | 3538.3291 | 0 | -1080.5876
2030-12-31 | 5 | 0 | 0 | 0 | 0 | 0 | 3777.208 | 592.6558 | 226.4924 | 3530.5261 | 3642.53 | 3538.3291 | 0 | -1080.5876
2030-12-31 | 6 | 0 | 0 | 0 | 0 | 36.7892 | 3777.208 | 333.8933 | 499.4116 | 1522.0918 | 3642.53 | 3538.3291 | 0 | -1080.5876
2030-12-31 | 7 | 0 | 0 | 0 | 0 | 0 | 3101.9978 | 2021.7239 | 286.4333 | 3743.1306 | 3642.53 | 3538.3291 | 0 | -1080.5876
2030-12-31 | 8 | 0 | 0 | 0 | 0 | 0 | 3315.4307 | 3471.0386 | 2345.1409 | 3743.1306 | 3642.53 | 3538.3291 | 0 | -1080.5876
2030-12-31 | 9 | 153.4735 | 153.4735 | 0 | 0 | 0 | 3106.5769 | 3625.9746 | 3785.312 | 3743.1306 | 3642.53 | 3538.3291 | 0 | -1080.5876
2030-12-31 | 10 | 153.4735 | 153.4735 | 0 | 0 | 0 | 2866.4546 | 3625.9746 | 3785.312 | 3743.1306 | 3642.53 | 3538.3291 | 0 | -1080.5876
2030-12-31 | 11 | 0 | 0 | 0 | 0 | 0 | 3142.6848 | 3625.9746 | 3599.3516 | 3743.1294 | 3642.53 | 3538.3291 | 0 | -1080.5876
2030-12-31 | 12 | 0 | 0 | 0 | 0 | 0 | 3046.1948 | 3625.9746 | 3785.312 | 3743.1306 | 3642.53 | 3538.3291 | 0 | -1080.5876
2030-12-31 | 13 | 0 | 0 | 0 | 0 | 0 | 3122.8652 | 3625.9746 | 3785.312 | 3743.1306 | 3642.53 | 3538.3291 | 0 | -1080.5876
2030-12-31 | 14 | 0 | 76.189 | 0 | 0 | 0 | 2723.728 | 3625.9746 | 3785.312 | 3743.1306 | 3642.53 | 3538.3291 | 0 | -1080.5876
2030-12-31 | 15 | 153.4735 | 153.4735 | 0 | 0 | 0 | 2953.9907 | 3625.9746 | 3785.312 | 3743.1306 | 3642.53 | 3538.3291 | 0 | -1080.5876
2030-12-31 | 16 | 153.4735 | 153.4735 | 0 | 0 | 0 | 3128.6094 | 3625.9746 | 3785.312 | 3743.1306 | 3642.53 | 3538.3291 | 0 | -1080.5876
2030-12-31 | 17 | 153.4735 | 153.4735 | 0 | 0 | 0 | 3328.9458 | 3625.9746 | 3785.312 | 3743.1306 | 3642.53 | 3538.3291 | 0 | -1080.5876
2030-12-31 | 18 | 153.4735 | 153.4735 | 152.8012 | 0 | 0 | 2989.8552 | 3625.9746 | 3785.312 | 3743.1306 | 3642.53 | 3538.3291 | 0 | -1080.5876
2030-12-31 | 19 | 153.4735 | 153.4735 | 0.14679 | 0 | 0 | 2927.6704 | 3625.9746 | 3785.312 | 3743.1306 | 3642.53 | 3538.3291 | 0 | -1080.5876
2030-12-31 | 20 | 153.4735 | 153.4735 | 0 | 0 | 0 | 2748.345 | 3625.9746 | 3785.312 | 3743.1306 | 3642.53 | 3538.3291 | 0 | -1080.5876
2030-12-31 | 21 | 153.4735 | 153.4735 | 0 | 0 | 0 | 2622.2297 | 3625.9746 | 3785.312 | 3743.1306 | 3642.53 | 3538.3291 | 45.1379 | -1080.5876
2030-12-31 | 22 | 153.4735 | 122.198 | 0 | 0 | 0 | 2678.6321 | 3625.9746 | 3785.312 | 3743.1306 | 3642.53 | 3538.3291 | 57.5884 | -1080.5876
2030-12-31 | 23 | 0 | 0 | 0 | 0 | 0 | 2632.792 | 3625.9746 | 3785.312 | 3743.1306 | 3642.53 | 3538.3291 | 0 | -1080.5876
2030-12-31 | 24 | 0 | 26.7141 | 0 | 0 | 0 | 2705.7864 | 3625.9746 | 3785.312 | 3743.1306 | 3642.53 | 3538.3291 | 0 | -651.9146

## Hourly Tie Line Flows
Date | Hour | TIE-LINES: ENTERGY -MAPP_US | TIE-LINES: ENTERGY -MISO_MO_ | TIE-LINES: ENTERGY -MISO_W | TIE-LINES: ENTERGY -NE | TIE-LINES: ENTERGY -SOCO | TIE-LINES: ENTERGY -SPP_N | TIE-LINES: ENTERGY -SPP_S | TIE-LINES: ENTERGY -TVA | TIE-LINES: FRCC -SOCO | TIE-LINES: IESO -MAPP_CA | TIE-LINES: IESO -MISO_MI | TIE-LINES: IESO -MISO_W | TIE-LINES: IESO -NYISO_A- | TIE-LINES: MAPP_CA -MAPP_US | TIE-LINES: MAPP_CA -MISO_W | TIE-LINES: MAPP_US -MISO_W | TIE-LINES: MAPP_US -NE | TIE-LINES: MAPP_US -OUTBACK | TIE-LINES: MISO_IN -MISO_MI | TIE-LINES: MISO_IN -MISO_MO_ | TIE-LINES: MISO_IN -NON_RTO_ | TIE-LINES: MISO_IN -PJM_REST | TIE-LINES: MISO_IN -TVA | TIE-LINES: MISO_MI -MISO_WUM | TIE-LINES: MISO_MI -PJM_REST | TIE-LINES: MISO_MO_-MISO_W | TIE-LINES: MISO_MO_-PJM_REST | TIE-LINES: MISO_MO_-SPP_N | TIE-LINES: MISO_MO_-SPP_S | TIE-LINES: MISO_MO_-TVA | TIE-LINES: MISO_W -MISO_WUM | TIE-LINES: MISO_W -NE | TIE-LINES: MISO_W -PJM_REST | TIE-LINES: MISO_W -SPP_N | TIE-LINES: MISO_W -OUTBACK | TIE-LINES: MISO_WUM-PJM_REST | TIE-LINES: NE -SPP_N | TIE-LINES: NEISO -NYISO_A- | TIE-LINES: NEISO -NYISO_GH | TIE-LINES: NEISO -NYISO_J_ | TIE-LINES: NON_RTO_-PJM_REST | TIE-LINES: NON_RTO_-TVA | TIE-LINES: NYISO_A--NYISO_GH | TIE-LINES: NYISO_A--PJM_R_MA | TIE-LINES: NYISO_GH-NYISO_J_ | TIE-LINES: NYISO_GH-PJM_E_MA | TIE-LINES: NYISO_J_-PJM_E_MA | TIE-LINES: PJM_E_MA-PJM_R_MA | TIE-LINES: PJM_R_MA-PJM_REST | TIE-LINES: PJM_REST-TVA | TIE-LINES: PJM_REST-VACAR | TIE-LINES: SOCO -TVA | TIE-LINES: SOCO -VACAR | TIE-LINES: SPP_N -SPP_S | TIE-LINES: SPP_S -OUTBACK | TIE-LINES: TVA -VACAR | TIE-LINES: TVA -VACAR
2030-01-01 | 1 | -24.1993 | 1309.6312 | -54.4745 | -701.6328 | -469.2032 | -1160.5532 | -7780.709 | 1548.5602 | 1873.0605 | -208.14 | 3981.3342 | -59.8091 | 1469.5022 | -114.7118 | 2059.8276 | 1806.4347 | 55.2573 | 209.9994 | -557.1741 | 619.5236 | -1124.0883 | -4980.647 | -60.0694 | 46.6871 | 3494.4097 | -1851.3767 | -3373.4856 | -705.6674 | -110.4422 | 295.9872 | 1691.6017 | 405.4065 | -1246.8567 | 273.4118 | 0.74015 | -717.2974 | 3948.9473 | -698.2953 | 1.0004 | 0.99991 | -2667.8679 | -5.5589 | 3534.3127 | 1350.453 | 4804.0884 | -299.9821 | -276.3141 | 2605.0835 | 391.5817 | 985.5447 | -466.6754 | -1075.0249 | 706.7994 | 5985.7886 | 210.1043 | -159.3153 | 171.241
2030-01-01 | 2 | -25.6597 | 1838.7651 | -52.3401 | -528.1777 | 68.0084 | -1809.7528 | -10402.623 | 3043.5251 | 1769.1722 | -325.1323 | 3905.9897 | 1 | 2148.3074 | -307.6332 | 1432.5881 | 438.3116 | -360.9233 | 209.9994 | -534.2038 | 171.5399 | -1006.3767 | -5198.2861 | -176.4933 | 32.4763 | 3500.2854 | -2273.8496 | -2540.7615 | -908.5613 | -146.9106 | 324.1719 | 1793.4873 | 4.6974 | -655.116 | -55.9544 | 0.68718 | -323.7183 | 344.5976 | -401.5257 | 16.0616 | 449.3812 | -2356.8801 | -206.401 | 3010.2527 | 1343.7194 | 4097.915 | -44.728 | -272.2869 | 757.7082 | -1945.0834 | 543.319 | -285.2182 | -2330.5505 | 1727.1804 | 2062.6445 | 210.1043 | 43.6521 | 163.3782
2030-01-01 | 3 | -36.6747 | 1876.0458 | -67.3115 | -389.5377 | 155.2993 | -1874.9789 | -10635.2695 | 3153.53 | 1488.9025 | -199.5695 | 3766.3955 | -192.8184 | 2060.7866 | -236.8785 | 1814.8696 | -33.1313 | 7.3165 | 209.9994 | -497.6163 | 4.2848 | -796.5421 | -5214.6577 | -231.1736 | -0.4871 | 3309.9521 | -2398.7605 | -2373.844 | -882.2277 | -156.0601 | 285.098 | 2027.6836 | 845.9641 | -504.9552 | 157.3682 | 0.73499 | 225.1152 | -199.6402 | -357.0281 | 27.1416 | 449.4218 | -2553.7148 | -392.9657 | 2858.6206 | 1307.4878 | 3938.252 | -2.3644 | -272.4283 | 1069.1072 | -1617.9202 | 421.5505 | -347.4751 | -2502.7104 | 1942.4927 | 17.4269 | 210.1043 | 72.5955 | 32.9443
2030-01-01 | 4 | -34.7047 | 1912.5533 | -66.9409 | -375.1328 | 298.9933 | -1896.3652 | -10863.6211 | 3418.25 | 1482.6782 | -195.4579 | 3783.8389 | -192.941 | 2009.6245 | -275.644 | 1706.4513 | -19.1501 | -0.025153 | 209.9994 | -477.6885 | -69.9028 | -749.5009 | -5215.9058 | -233.728 | -0.1114 | 3249.4805 | -2346.7031 | -2207.4946 | -881.7136 | -160.2461 | 313.1885 | 1954.3673 | 616.5419 | -517.3676 | 115.8093 | 0.73255 | 248.2417 | -420.5183 | -149.3676 | 357.9381 | 1.0027 | -2536.1335 | -382.5545 | 2951.4731 | 1329.0964 | 4354.1416 | -2.3781 | -272.1608 | 1297.4231 | -1409.444 | 362.2128 | 0.99302 | -2770.7754 | 1995.7533 | -254.7201 | 210.1042 | 102.5984 | 37.0462
2030-01-01 | 5 | -29.769 | 1874.9114 | -65.5126 | -367.2652 | 546.1854 | -1968.6056 | -11513.9775 | 3912.1833 | 1291.4491 | -201.7366 | 3780.9319 | -194.9834 | 1990.1497 | -301.3621 | 1657.7173 | 83.4908 | -27.8185 | 209.9994 | -428.8521 | -82.4988 | -880.8607 | -4702.0356 | -177.9984 | -2.2869 | 3104.7512 | -2253.5115 | -1801.7106 | -899.0361 | -158.0017 | 439.2656 | 1937.5021 | 82.7857 | -545.3375 | 0.99915 | 0.71613 | 197.8496 | -1018.6368 | -153.023 | 343.9829 | 0.99991 | -2207.5034 | -168.217 | 2959.3726 | 1360.4515 | 4335.5859 | -2.3543 | -276.4211 | 566.2679 | -2395.7593 | 369.2621 | 249.1427 | -3372.0706 | 1652.526 | 394.8779 | 210.1043 | 115.3425 | 41.1481
2030-01-01 | 6 | -31.2861 | 1696.9891 | -67.7298 | -377.9262 | 567.9615 | -1969.5566 | -11889.4824 | 4267.2109 | 929.3139 | -233.899 | 3917.1545 | -164.5314 | 1907.9362 | -250.476 | 1805.1973 | 101.0275 | 21.6738 | 209.9994 | -330.7316 | -69.315 | -1169.9491 | -5020.0117 | -116.0176 | -3.0471 | 2194.8193 | -2238.6665 | -1509.0325 | -894.3962 | -151.5224 | 554.9612 | 2208.217 | 3.5408 | -487.2171 | 25.2739 | 0.79176 | 120.0296 | -1056.8187 | -365.8135 | 0.99836 | 449.41 | -2271.1572 | 0.99929 | 3034.5146 | 1366.6547 | 4054.8181 | -61.5882 | -272.4289 | 620.5424 | -2967.3862 | 629.4513 | 289.7828 | -3467.7083 | 918.9086 | 798.1063 | 210.1043 | 72.1003 | 161.9002
2030-01-01 | 7 | -37.0207 | 1714.1495 | -73.9765 | -423.4206 | 753.3553 | -2087.5254 | -13111.0957 | 4894.502 | -392.5619 | -240.7057 | 4002.7356 | -164.082 | 1767.7629 | -137.1889 | 2202.4531 | 194.2639 | 75.7036 | 209.9994 | -279.1842 | -445.7907 | -1268.5417 | -5135.0605 | -126.3263 | -10.349 | 2019.7389 | -2522.5322 | -820.6928 | -943.0532 | -158.6612 | 719.9157 | 2783.0842 | 251.9795 | -68.1909 | -37.1399 | 0.81113 | 129.9749 | -847.0316 | -109.961 | 0.99721 | 76.2986 | -2311.9768 | -2.828 | 4059.9912 | 1343.458 | 4957.3696 | -2.5047 | -272.0638 | 1225.1235 | -2596.4382 | 514.1652 | 214.8929 | -3046.9702 | 1048.1238 | 1377.611 | 210.1042 | 86.539 | 251.7151
2030-01-01 | 8 | -26.159 | 1435.7102 | -61.6911 | -550.0788 | 703.1833 | -1888.4989 | -13560.9961 | 4654.5073 | -292.201 | -268.4156 | 3779.2607 | 140.1771 | 1838.4336 | 61.5642 | 2111.0413 | -94.6899 | -162.1324 | 209.9994 | -214.0206 | -374.0733 | -1579.9861 | -5297.9717 | -116.2912 | 12.3923 | 1366.4296 | -2524.2783 | -593.2577 | -909.5819 | -141.5482 | 708.106 | 2874.3845 | 441.7098 | -137.0471 | -117.0577 | 0.71516 | -606.2846 | -306.8352 | -1.4108 | 0.99863 | 259.6403 | -2257.73 | -65.4827 | 4029.8745 | 1309.2941 | 5029.0737 | -2.4211 | -272.8809 | 984.2445 | -2684.6133 | 816.6103 | 666.0139 | -2920.3103 | 196.6003 | 1890.5858 | 210.1042 | 24.7857 | 296.6556
2030-01-01 | 9 | -27.5161 | 1208.1495 | -63.3842 | -562.0436 | 140.0632 | -1739.9827 | -13216.3643 | 3793.8826 | 116.7555 | -338.1929 | 3770.7407 | 195.0006 | 1834.891 | -106.1788 | 2122.0356 | -851.792 | -273.2661 | 209.9994 | -229.4757 | -248.3037 | -1588.6974 | -5012.4624 | -115.6814 | 27.7603 | 1425.662 | -2470.2593 | -496.6607 | -859.5782 | -127.8306 | 618.6154 | 2825.5537 | 944.1319 | -237.0667 | -120.0403 | 0.61797 | -972.1757 | -313.8614 | 1.001 | 1.0102 | 449.3445 | -2245.6296 | -107.433 | 4190.2183 | 1277.2742 | 5058.5723 | -2.3614 | -348.3832 | 273.4441 | -3543.6228 | 822.6562 | 1.0517 | -2105.1174 | 1.001 | 2822.0803 | 210.1042 | -31.4852 | 216.059
2030-01-01 | 10 | -39.7388 | 1032.9626 | -79.8124 | -562.4592 | -7.1736 | -1645.5287 | -12821.2217 | 3484.2107 | 641.1027 | -335.7445 | 3920.8213 | 195.0001 | 1763.7705 | -113.7022 | 2117.6587 | -1105.7521 | -227.7606 | 209.9994 | -205.4043 | -332.4478 | -1448.194 | -4749.252 | -117.0456 | 27.6197 | 1274.4338 | -2466.4812 | 147.2387 | -815.6674 | -119.5414 | 619.9641 | 2863.1821 | 1631.9308 | -207.0404 | -8.266 | 0.61206 | -1189.2902 | 91.4989 | 1.0025 | 39.6724 | 449.3868 | -2370.0774 | -152.2306 | 4105.4741 | 1196.7021 | 5073.0205 | -2.49 | -537.4717 | -55.6236 | -3895.4202 | 784.3826 | 1.0246 | -2030.4128 | 140.0125 | 3302.5684 | 210.1043 | -38.4149 | 156.7351
2030-01-01 | 11 | -38.9985 | 1077.3983 | -80.095 | -557.3768 | 1.004 | -1668.6979 | -12879.9873 | 3550.4019 | 838.0272 | -332.7108 | 3989.5762 | 195.0007 | 1758.0022 | -45.0991 | 2093.3691 | -926.8605 | -176.7564 | 209.9994 | -208.2811 | -402.242 | -1354.4209 | -4514.8936 | -128.5666 | 33.9111 | 1338.984 | -2460.668 | 640.9665 | -819.6655 | -122.1033 | 617.1461 | 3039.2219 | 1529.9265 | -112.2226 | -30.1535 | 0.6447 | -1634.7898 | -59.2554 | 1.0017 | 31.5813 | 449.4055 | -2471.9836 | -283.804 | 4109.2637 | 1191.1393 | 5074.7012 | -2.5304 | -394.1624 | -199.2281 | -3807.2407 | 739.6038 | -44.6093 | -2123.4551 | 272.6734 | 2819.3252 | 210.1043 | -36.0784 | 144.4621
2030-01-01 | 12 | -40.2557 | 1074.585 | -80.0141 | -555.5334 | -7.2126 | -1624.5215 | -12876.5654 | 3429.4617 | 937.2617 | -330.3018 | 4028.9045 | 195.0003 | 1768.8107 | 36.0471 | 2077.4116 | -1015.9207 | -170.4165 | 209.9994 | -203.0177 | -425.04 | -1306.4957 | -4495.7314 | -140.6906 | 38.401 | 1174.9131 | -2498.7334 | 890.4873 | -808.4924 | -122.5342 | 593.0731 | 3134.9214 | 1612.403 | -68.1604 | -19.1691 | 0.65043 | -1681.0413 | -9.7543 | 1.0006 | 0.99897 | 449.4333 | -2456.6951 | -308.6849 | 4139.7466 | 1231.5039 | 5076.9805 | -2.5159 | -431.9861 | -182.3512 | -3500.6992 | 695.0947 | 0.98293 | -1960.9178 | 418.8274 | 2131.0696 | 210.1043 | -38.1545 | 121.5062
2030-01-01 | 13 | -18.5164 | 1294.5948 | -60.7279 | -604.0509 | -6.8463 | -1590.3708 | -12948.0205 | 3457.262 | 1041.8723 | -346.7125 | 4035.4795 | 159.438 | 1822.7881 | 106.1263 | 2106.1565 | -937.2333 | -368.972 | 209.9994 | -215.9646 | -319.3444 | -1280.697 | -3958.7429 | -147.822 | 50.767 | 1262.0708 | -2280.0349 | 732.9595 | -837.2995 | -128.2697 | 549.1653 | 2935.9749 | 795.4952 | -216.6503 | -286.2026 | 0.63211 | -1942.6918 | -547.7209 | 1.0011 | 1.0009 | 449.4725 | -2519.1306 | -330.083 | 4126.3257 | 1209.1698 | 5075.8594 | -2.4658 | -396.4904 | -143.382 | -3386.4343 | 719.8016 | 668.0652 | -1888.0061 | 283.4396 | 666.8709 | 210.1043 | -61.8215 | 121.2839
2030-01-01 | 14 | -7.6443 | 1349.4264 | -54.0238 | -660.4739 | 0.99825 | -1555.748 | -12682.5322 | 3241.9399 | 296.0279 | -333.4536 | 4026.2576 | 195.0009 | 1751.1193 | 76.7031 | 2115.9014 | -610.3676 | -509.5215 | 209.9994 | -221.1038 | -59.9038 | -1375.194 | -3539.3206 | -84.2772 | 61.0192 | 1177.6085 | -1734.498 | 444.3952 | -816.8967 | -118.4704 | 527.1511 | 2486.0205 | 131.728 | -599.9207 | -398.0809 | 0.66449 | -2210.1055 | -926.0596 | 1.001 | 142.7469 | 449.3467 | -2624.6211 | -108.5883 | 4170.5645 | 1193.7133 | 5076.6152 | -2.4845 | -423.9811 | -240.9117 | -3504.8972 | 967.2533 | 1315.0216 | -2031.9915 | 0.98054 | -275.9536 | 210.1043 | -92.5197 | 98.361
2030-01-01 | 15 | -11.2743 | 1274.657 | -52.1301 | -578.0638 | 29.7351 | -1558.5992 | -12755.0371 | 3356.511 | 437.3874 | -319.6359 | 3996.387 | 195.0009 | 1748.7749 | -69.7824 | 2106.4958 | -420.8735 | -381.4183 | 209.9994 | -238.1118 | -41.6039 | -1221.3633 | -2572.2229 | -58.3295 | 54.564 | 1507.0015 | -1716.5806 | 435.6571 | -798.0754 | -117.3265 | 590.6372 | 2458.7751 | 4.6799 | -640.7582 | -300.8291 | 0.66082 | -2076.3105 | -920.2857 | 1.0042 | 93.4557 | 449.3899 | -2525.2102 | 1.0022 | 4199.3174 | 1237.0219 | 5075.3613 | -2.5172 | -386.6718 | -133.4982 | -3538.9751 | 885.2685 | 948.785 | -2065.9839 | 0.99739 | 365.9302 | 210.1043 | -91.0728 | 76.5287
2030-01-01 | 16 | -15.5324 | 1203.5481 | -50.7891 | -545.8122 | 68.267 | -1577.6628 | -12991.1807 | 3604.2754 | 1231.5321 | -226.8812 | 4040.2944 | 192.0287 | 2132.324 | -136.3833 | 2087.9087 | -273.594 | -307.8827 | 209.9994 | -214.149 | -104.0094 | -997.7873 | -2242.6025 | -36.6814 | 31.9276 | 1546.7703 | -1713.6462 | 563.3033 | -779.4999 | -116.9397 | 674.8194 | 2427.2734 | 0.98242 | -664.8488 | -238.0604 | 0.65236 | -1816.2408 | -1128.1166 | -1.1483 | 0.99645 | 449.6037 | -2574.6133 | 1.3847 | 4307.3252 | 1338.1172 | 5067.1875 | -2.5728 | -617.5619 | -15.713 | -3731.2791 | 831.7531 | 891.1701 | -2170.0464 | 511.5697 | 334.5868 | 210.1043 | -96.3414 | 75.921
2030-01-01 | 17 | -7.3154 | 1199.052 | -52.7093 | -606.3472 | 108.6345 | -1498.2554 | -13054.9941 | 3665.8142 | 1170.118 | -210.5547 | 3998.4419 | 195.0005 | 2038.8876 | -142.52 | 2084.6719 | -212.5347 | -365.321 | 209.9994 | -176.0794 | -107.6887 | -1072.4196 | -2175.3528 | -33.4678 | 26.0943 | 1354.5289 | -1632.1602 | 545.523 | -775.8293 | -116.5806 | 691.4201 | 2292.0366 | 0.99183 | -743.6657 | -318.8711 | 0.66707 | -1903.9661 | -1167.652 | -209.8343 | 1.0051 | 381.1105 | -2507.3171 | 21.7839 | 4226.835 | 1351.7714 | 5084.3818 | -141.5521 | -708.1732 | 589.8226 | -3598.8723 | 839.1572 | 1254.2437 | -2264.2131 | 440.9787 | -51.4377 | 210.1043 | -79.8733 | -79.0169
2030-01-01 | 18 | 4.9796 | 1140.4292 | -54.9526 | -541.2769 | 119.4701 | -1466.6968 | -12947.3193 | 3551.7537 | 478.4699 | -339.1243 | 4068.6973 | 195.0009 | 1987.3008 | 133.962 | 2077.4573 | 941.5884 | -202.9627 | 209.9994 | -161.928 | -172.098 | -1240.0336 | -2380.73 | -97.7068 | 49.5381 | 1119.8062 | -1707.636 | 649.7493 | -771.3698 | -119.506 | 598.7065 | 2311.3906 | -1835.4421 | -710.7239 | -660.4678 | 0.67612 | -2460.2239 | -2405.2324 | -692.826 | -148.7479 | 1.0038 | -2361.5483 | -193.7704 | 4604.001 | 1271.343 | 5084.3892 | -57.0659 | -1537.104 | 956.9593 | -3101.2979 | 795.8358 | 1439.3275 | -2035.2142 | -193.8994 | 567.2747 | 210.1042 | -115.0821 | -24.0048
2030-01-01 | 19 | -0.073999 | 685.8988 | -57.917 | -556.2692 | 111.3874 | -1218.2875 | -12982.1777 | 3450.5315 | -3.0369 | -310.5511 | 4111.6851 | 194.9986 | 1301.1392 | 112.5793 | 2098.2354 | 450.8413 | -223.959 | 209.9994 | -167.0947 | 122.9276 | -1437.1029 | -2202.3083 | -0.69293 | 69.3321 | 1026.7965 | -1479.952 | 134.6089 | -682.8599 | -103.6523 | 677.001 | 2295.4648 | -567.9698 | -866.7717 | -485.794 | 0.69543 | -2897.2156 | -1963.4497 | -274.3033 | -385.5696 | -384.9839 | -2338.7671 | 4.7355 | 4285.5083 | 1204.9691 | 4678.7329 | -244.1438 | -1997.1674 | 4477.2666 | -474.1561 | 1038.5614 | 2485.0544 | -2059.4922 | -574.6866 | -907.8109 | 210.1042 | -79.5212 | 17.1851
2030-01-01 | 20 | -8.2021 | 818.2304 | -63.6919 | -635.043 | -438.4413 | -1316.5032 | -12390.459 | 2591.6206 | -3.0478 | -346.6583 | 4033.9104 | 195.0033 | 1974.1681 | 69.0447 | 2127.6692 | 372.2411 | -277.3339 | 209.9994 | -162.8855 | 199.996 | -1425.0741 | -1580.0459 | -27.0523 | 59.6895 | 1116.3942 | -1788.8309 | 16.1062 | -720.6505 | -98.0361 | 561.0768 | 2168.4036 | -162.4611 | -906.1406 | -401.8652 | 0.67671 | -2807.1292 | -1656.9574 | -396.2215 | -17.2874 | 0.99666 | -2190.5051 | -4.7793 | 4527.4878 | 1272.2924 | 5077.0308 | -2.6039 | -1182.5347 | 1919.1984 | -2425.8425 | 836.0594 | 1763.6853 | -1257.6982 | -143.9152 | 3477.8765 | 210.1042 | -84.0466 | -0.37169
2030-01-01 | 21 | -10.5926 | 703.7908 | -63.7198 | -634.98 | -677.4971 | -1290.1223 | -12291.8604 | 2196.957 | 0.99833 | -350.2161 | 3987.8843 | 195.0012 | 2043.3567 | 2.5646 | 2154.4434 | -362.7166 | -578.1289 | 209.9994 | -164.682 | 79.7764 | -1292.3455 | -1628.2214 | -29.954 | 41.4095 | 1181.1958 | -1891.1888 | 86.921 | -716.7297 | -92.8214 | 578.7211 | 1990.1147 | 1.1602 | -914.4736 | -306.708 | 0.68199 | -2530.113 | -1417.2424 | -67.7672 | 1.0005 | 94.5378 | -2286.2031 | -48.204 | 4307.8374 | 1207.5817 | 5066.5298 | -146.5327 | -953.7995 | 750.2372 | -3720.155 | 847.5835 | 1539.9629 | -1148.484 | -82.0937 | 5422.1724 | 210.1042 | -105.8279 | 47.9847
2030-01-01 | 22 | -24.7467 | 818.0839 | -62.2218 | -535.4573 | -540.3553 | -1446.4282 | -12475.0322 | 2386.1021 | -28.3031 | -216.651 | 3813.4993 | 168.7865 | 1648.3521 | -95.2029 | 2155.1511 | -553.7039 | -463.387 | 209.9994 | -198.8906 | -8.0966 | -1018.3658 | -1285.2031 | -55.0113 | 18.3596 | 1482.3549 | -1808.9282 | 58.5468 | -742.5047 | -97.9356 | 581.5911 | 2011.2742 | 429.7479 | -842.9898 | -61.8433 | 0.73169 | -1989.9391 | -710.1652 | -2.3576 | 136.4619 | 381.1261 | -2391.0425 | 0.99757 | 3921.6104 | 1093.0643 | 4942.29 | -2.3865 | -272.1187 | 611.0718 | -3885.3391 | 702.4998 | 914.1431 | -1595.7809 | 325.5791 | 6436.8022 | 210.1042 | -20.1724 | 42.0897
2030-01-01 | 23 | -37.4152 | 649.0657 | -77.1449 | -394.3338 | -463.6221 | -1456.1989 | -12296.7539 | 2409.3193 | 556.124 | -126.2231 | 3702.2263 | 83.2004 | 1709.8336 | -165.9925 | 1966.0675 | -791.0687 | -268.4388 | 209.9994 | -196.4555 | 147.8614 | -798.4554 | -731.1715 | 8.8127 | -4.3789 | 1615.412 | -1790.7502 | -411.9944 | -683.7728 | -98.1588 | 625.9384 | 1785.5249 | 709.3449 | -1048.1742 | 198.7793 | 0.80656 | -1577.6252 | -1282.7427 | -66.3495 | 813.1119 | 0.99765 | -2459.792 | 291.6837 | 2576.9121 | 1208.7068 | 4392.397 | -2.7056 | -370.8871 | 352.5897 | -4320.7065 | 615.0505 | 173.3821 | -2029.7871 | 1414.123 | 7249.6646 | 210.1042 | 71.9493 | 168.9771
2030-01-01 | 24 | -31.9644 | 650.6968 | -72.8226 | -363.2626 | -130.8872 | -1487.2711 | -12768.3252 | 2996.4377 | 1449.09 | -141.203 | 3225.0271 | 5.5221 | 2082.4727 | -187.6751 | 1948.2832 | -480.2433 | -92.009 | 209.9994 | -244.979 | 14.4872 | -321.667 | -584.9935 | 26.8426 | -27.8807 | 2375.198 | -1735.3293 | -171.9255 | -687.7062 | -100.3273 | 760.227 | 1588.2867 | 3.9831 | -1186.4584 | 230.9358 | 0.79179 | -1020.8201 | -1430.9877 | -185.853 | 534.7999 | 1.0031 | -2489.2847 | 287.9162 | 3028.739 | 1078.8956 | 4507.5068 | -2.444 | -512.4792 | -914.6407 | -5712.9712 | 520.424 | -78.5712 | -2351.2651 | 1766.1442 | 7571.1685 | 210.1043 | 42.4496 | 292.3153
2030-01-02 | 1 | -21.6322 | 1015.5609 | -57.6967 | -285.5471 | 775.0898 | -1620.6176 | -13629.8936 | 4803.3286 | 1960.8846 | -190.5983 | 3054.1763 | -1.626 | 2160.8403 | -342.4507 | 1499.006 | -433.6969 | -52.4531 | 209.9994 | -241.0357 | -136.6064 | -2.3008 | -290.6033 | 93.1287 | -51.7826 | 2515.3662 | -1651.1511 | -211.3525 | -712.2962 | -122.8085 | 1062.9976 | 1240.4818 | 4.2718 | -1188.3674 | 192.5595 | 0.65426 | -563.2066 | -1604.7555 | -367.1971 | 84.1096 | 449.3768 | -2555.4084 | 415.8726 | 3034.8894 | 1020.1634 | 4137.4961 | -2.3424 | -273.1673 | -853.2382 | -5646.6353 | 617.5721 | 497.5045 | -3788.4661 | 1584.7544 | 671.4881 | 210.1042 | 84.8675 | 264.7787
2030-01-02 | 2 | -16.0011 | 1023.389 | -54.055 | -231.4966 | 750.1548 | -1533.769 | -12233.4346 | 4581.1602 | 2337.4382 | -84.0417 | 3215.4136 | 0.15552 | 2163.5063 | -452.245 | 1135.4885 | -186.7554 | 72.8285 | 209.9994 | -141.67 | 71.8171 | -73.4781 | -329.7058 | 113.0827 | -68.173 | 2165.5386 | -1483.4176 | -768.7932 | -666.6545 | -123.2734 | 982.645 | 815.5911 | 0.97915 | -1485.6957 | 200.7086 | 0.70171 | -586.5394 | -2120.5173 | -293.0285 | 151.5667 | 258.4407 | -2574.0603 | 532.465 | 2996.8982 | 1088.972 | 4194.4092 | -2.3652 | -276.3459 | -862.903 | -5319.8208 | 729.5512 | 825.1467 | -3125.3145 | 1639.7998 | 188.7875 | 210.1043 | 78.3976 | 301.1098
2030-01-02 | 3 | -19.4186 | 1000.8623 | -54.1992 | -241.9151 | 722.4058 | -1504.5162 | -12078.4863 | 4530.9351 | 2392.2747 | -74.5017 | 3245.2544 | -64.8917 | 2165.0535 | -570.7863 | 735.2344 | -82.2277 | 1.0011 | 209.9994 | -115.8924 | 47.9812 | 8.1714 | -536.0408 | 115.1016 | -74.8177 | 2168.2144 | -1491.8965 | -644.7054 | -661.8718 | -121.3868 | 1002.1662 | 742.3349 | 6.6884 | -1272.5885 | 249.4508 | 1.4181 | -404.734 | -1405.6589 | -347.5845 | 287.9731 | 1.001 | -2599.083 | 532.4575 | 2946.7466 | 1128.4274 | 4282.7764 | -2.4741 | -276.5719 | -735.2802 | -5000.0176 | 790.4327 | 903.7282 | -2969.8074 | 1573.0442 | -732.8504 | 210.1042 | 69.2599 | 326.0067
2030-01-02 | 4 | -19.7654 | 1063.7909 | -54.6789 | -247.7427 | 941.7141 | -1496.4003 | -12484.5576 | 4868.6328 | 2054.8972 | -126.3572 | 3400.7949 | -180.386 | 2165.8484 | -572.5905 | 790.5266 | -55.3566 | 4.8122 | 209.9994 | -108.5006 | 33.8845 | -15.1151 | -641.0424 | 119.2578 | -63.8632 | 2102.0281 | -1509.203 | -798.4433 | -661.6918 | -127.0312 | 1027.6064 | 818.3509 | 0.99705 | -1279.4657 | 278.3423 | 1.3051 | -440.5492 | -1418.9161 | -326.0719 | 252.4477 | 1.0016 | -2618.3127 | 562.7738 | 2912.9355 | 1222.2173 | 4204.1392 | -2.6857 | -277.2316 | -609.2398 | -4665.5903 | 816.3922 | 1234.3566 | -3374.2681 | 1497.4846 | -2616.6938 | 210.1043 | 92.992 | 286.5007
2030-01-02 | 5 | -10.0842 | 1097.7465 | -52.9875 | -191.6125 | 1145.5959 | -1651.7192 | -13229.873 | 5275.708 | 1823.7592 | -129.8591 | 3411.0225 | -181.7206 | 2161.1086 | -555.2147 | 847.1346 | -360.8061 | 99.5752 | 209.9994 | -130.5424 | -40.8247 | -63.332 | -750.6012 | 136.0793 | -66.1763 | 2076.8069 | -1474.286 | -813.8406 | -688.5904 | -129.1451 | 1100.8269 | 660.902 | 0.97977 | -1448.0736 | 95.9458 | 0.72487 | -356.348 | -2918.4343 | -283.2456 | 246.5984 | 0.99993 | -2625.5242 | 627.261 | 2983.7451 | 1172.7529 | 4260.1172 | -2.3365 | -276.494 | -417.456 | -4622.1738 | 816.8387 | 1298.0537 | -3968.3525 | 1293.5282 | -1980.8092 | 210.1043 | 107.0987 | 282.4785
2030-01-02 | 6 | -22.1773 | 940.8544 | -57.6833 | -259.4282 | 1164.2994 | -1534.2546 | -13235.5752 | 5219.6084 | 1074.7943 | -140.3925 | 3639.012 | -177.7827 | 2026.4238 | -515.1461 | 1000.7258 | -335.5244 | -24.4266 | 209.9994 | -201.5729 | -234.3487 | -85.6915 | -740.5938 | 111.7687 | -67.8125 | 2379.0012 | -1581.4073 | -239.3777 | -670.8125 | -121.2332 | 1160.8539 | 933.9028 | 6.0396 | -1280.5233 | 241.4715 | 0.72788 | -339.1095 | -1542.7958 | -292.6074 | -2.2749 | -2.3441 | -2605.4377 | 464.2009 | 3714.699 | 1314.4207 | 4669.3096 | 1.0294 | -278.2489 | -22.8274 | -4184.21 | 655.6641 | 1321.7778 | -4335.7036 | 850.7599 | -2322.7029 | 210.1043 | 53.7339 | 236.6705
2030-01-02 | 7 | -21.6036 | 952.4795 | -61.6017 | -276.2051 | 1044.926 | -1680.3762 | -13375.3789 | 5051.6406 | 956.4695 | -153.9304 | 3513.5464 | -137.8876 | 2047.9412 | -389.7875 | 1389.0865 | -319.5878 | 0.99986 | 209.9994 | -142.1662 | -361.359 | -476.2848 | -1326.265 | 54.6472 | -71.5913 | 1935.9064 | -1678.8152 | -59.501 | -718.6102 | -120.0835 | 1075.8085 | 1399.5496 | 4.488 | -1027.6417 | 117.6464 | 0.78374 | -383.3705 | -1610.5602 | 71.0198 | 0.99677 | 363.9707 | -2374.1316 | 246.8126 | 3970.272 | 1065.8242 | 4773.5859 | -2.5697 | -276.9243 | -519.1125 | -5553.6572 | 610.5663 | 1054.4708 | -3752.1062 | 962.3205 | 172.3092 | 210.1043 | 74.8857 | 250.9312
2030-01-02 | 8 | -18.0443 | 948.8703 | -66.0095 | -305.7528 | 874.1274 | -1761.8972 | -13790.4219 | 4727.6772 | -3.0768 | -173.6078 | 3637.3137 | 25.0997 | 1794.2222 | -221.292 | 1840.0886 | -666.8342 | 1.0007 | 209.9994 | -195.855 | -194.8476 | -824.8115 | -1514.5167 | 35.6717 | -42.3029 | 2053.0393 | -1664.089 | -502.938 | -745.3467 | -114.0599 | 967.5664 | 1768.8533 | 0.99972 | -1060.2261 | 1.0027 | 0.72134 | -945.1391 | -2119.4751 | 1.0026 | 0.99856 | 449.4042 | -2246.4875 | 178.9799 | 4246.0542 | 1174.7484 | 5051.6865 | -3.0759 | -362.7263 | -35.047 | -5289.396 | 680.9644 | 758.384 | -3549.9644 | 754.8325 | 1838.9652 | 210.1042 | 125.3261 | 303.9573
2030-01-02 | 9 | -20.6145 | 885.8998 | -67.8033 | -345.0849 | 504.1232 | -1759.2528 | -14186.3877 | 4376.6812 | -3.0426 | -126.5213 | 3497.0188 | 9.0322 | 1805.9885 | -229.557 | 1817.2812 | -760.6522 | -83.0384 | 209.9994 | -270.982 | -141.4877 | -711.6019 | -1287.6531 | 21.6651 | -29.0575 | 2563.6758 | -1741.2201 | -763.4086 | -758.131 | -107.4372 | 931.5277 | 1914.0844 | 3.5272 | -987.508 | -1.9113 | 0.75213 | -1163.1051 | -2040.0491 | -2.1896 | -115.3605 | 449.4789 | -2468.8108 | 58.7214 | 4471.7842 | 1181.3651 | 5069.5776 | 1.0133 | -635.4338 | -626.875 | -5412.8472 | 684.738 | 475.7067 | -3027.3428 | 817.6217 | 4067.7266 | 0.10423 | 95.5722 | 269.054
2030-01-02 | 10 | -23.87 | 856.6619 | -65.6055 | -355.3172 | 384.2053 | -1763.264 | -13992.7627 | 4250.3706 | -3.0631 | -122.2024 | 3522.5269 | 24.3451 | 1780.2716 | -144.1338 | 1772.5972 | -790.5022 | -189.4046 | 209.9994 | -262.4687 | -11.0822 | -671.7229 | -1099.708 | 51.5537 | -37.0617 | 2604.6475 | -1791.5156 | -1225.6661 | -774.7114 | -100.5016 | 944.2089 | 1838.3558 | 3.4491 | -1045.9617 | 1.004 | 0.7482 | -1141.9299 | -1821.8202 | -2.2796 | -58.6087 | 449.4275 | -2460.5544 | 170.2785 | 4446.1162 | 1172.7574 | 5078.3887 | 1.0006 | -842.1526 | -754.0782 | -5111.9521 | 749.8299 | 718.4976 | -3138.854 | 487.5101 | 5769.707 | 210.1042 | 105.2525 | 253.621
2030-01-02 | 11 | -24.8399 | 920.7809 | -64.49 | -363.9114 | 177.7734 | -1770.0209 | -13092.7109 | 3898.2585 | -3.0489 | -120.8593 | 3440.2922 | 18.7854 | 1790.991 | -165.4827 | 1855.5729 | -1033.8981 | -258.9715 | 209.9994 | -297.3339 | 23.9511 | -664.1727 | -1047.1683 | 43.2992 | -36.2538 | 2869.4058 | -1838.2274 | -1395.2452 | -787.3933 | -102.87 | 877.0301 | 1818.3004 | 0.96732 | -1055.7303 | 0.99955 | 0.74549 | -1110.9852 | -1733.7887 | -2.3458 | -151.3878 | 449.7779 | -2415.7107 | 211.4108 | 4547.7974 | 1190.5881 | 5082.8926 | 0.99812 | -1006.9587 | -954.3463 | -4894.8501 | 748.965 | 434.6798 | -2718.6089 | 86.6711 | 7435.7607 | 210.1043 | 32.0794 | 247.2118
2030-01-02 | 12 | -25.1683 | 909.5919 | -64.3075 | -376.7705 | 0.53665 | -1760.1857 | -12098.9248 | 3373.5613 | -3.0627 | -104.3403 | 3525.0398 | 51.5157 | 1735.4745 | -126.7834 | 1805.1592 | -1190.5374 | -405.7335 | 209.9994 | -307.6362 | 129.2103 | -567.8056 | -1299.5527 | 13.7571 | -29.4977 | 2807.532 | -1926.842 | -1676.9932 | -794.6175 | -99.1007 | 778.3771 | 1815.1674 | 4.2652 | -938.596 | 21.7093 | 0.76347 | -1204.6851 | -1635.7629 | -2.3874 | -164.9794 | 449.5263 | -2630.1152 | 98.8225 | 4560.2222 | 1227.2466 | 5085.2002 | 1.0016 | -978.0844 | -908.9453 | -4771.9116 | 802.4498 | 81.6112 | -2614.1331 | 1.0132 | 9822.0098 | 210.1042 | -8.9361 | 241.2359
2030-01-02 | 13 | -28.6707 | 894.7661 | -64.3786 | -394.5445 | -23.253 | -1703.2316 | -11349.0928 | 3011.0046 | -3.0891 | -137.4474 | 3504.8418 | 113.2229 | 1706.0767 | 0.99895 | 1697.8922 | -1167.3925 | -516.5217 | 209.9994 | -342.7275 | 106.418 | -673.7728 | -2017.4554 | 9.2287 | -23.7964 | 2969.2769 | -1937.0685 | -1733.2975 | -782.8938 | -97.4738 | 739.6555 | 1605.0004 | 405.3377 | -873.194 | 6.4449 | 0.66687 | -1274.844 | -1432.4054 | -2.2661 | -124.5806 | 449.5051 | -2643.4204 | 91.599 | 4520.8589 | 1244.939 | 5085.5386 | 1.0234 | -1165.349 | -1127.5953 | -4914.1055 | 996.7111 | 619.4728 | -2601.658 | -0.14481 | 10586.4082 | 210.1043 | -68.7305 | 249.0657
2030-01-02 | 14 | -36.9196 | 746.8583 | -61.4867 | -368.3786 | 79.1327 | -1411.4916 | -10725.1455 | 2797.2917 | -3.0795 | -116.5116 | 3525.7253 | 109.8097 | 1728.2314 | -102.6154 | 1906.9302 | -1413.3607 | -354.9821 | 209.9994 | -389.129 | 237.9737 | -699.967 | -1875.3076 | 78.804 | -17.0704 | 3221.5896 | -1763.7709 | -1954.0742 | -659.045 | -87.4484 | 814.4072 | 1392.2863 | 1667.2566 | -1181.7552 | 359.2224 | 0.73633 | -1394.2855 | 18.0393 | -567.4274 | -358.6453 | 450.9586 | -2685.4971 | 346.9998 | 4213.6523 | 1297.4192 | 4581.1177 | -21.7325 | -1290.1997 | 86.3343 | -3734.3914 | 1034.4838 | 936.7717 | -2599.1511 | -113.473 | 8907.6973 | 210.1042 | -88.9694 | 228.0484
2030-01-02 | 15 | -27.0445 | 843.6088 | -60.0839 | -381.7862 | 253.0514 | -1630.3585 | -11096.7881 | 3190.97 | -3.0772 | -185.6669 | 2932.9272 | 36.4864 | 1868.5175 | -197.5203 | 1861.9839 | -929.9875 | -278.5304 | 209.9994 | -345.1181 | 9.9887 | -550.971 | -1545.1378 | 33.8242 | -41.4393 | 3224.0042 | -1791.7653 | -1227.278 | -753.114 | -96.5462 | 812.9911 | 1587.0608 | 3.9486 | -1079.5505 | 97.3902 | 0.75324 | -1126.6526 | -1397.3818 | -657.4258 | -84.3672 | 449.506 | -2511.7815 | 241.3792 | 4466.958 | 1148.4103 | 5084.2222 | 1.004 | -1106.9927 | -700.9281 | -4737.23 | 843.2424 | 1.0105 | -2590.616 | 8.3255 | 10271.9238 | 210.1043 | -116.8433 | 346.4429
2030-01-02 | 16 | -24.601 | 811.982 | -58.2899 | -366.0526 | 319.4519 | -1634.1072 | -11447.7852 | 3416.5686 | -3.0678 | -125.5683 | 2798.1218 | 35.0217 | 2020.5413 | -205.9475 | 1927.4944 | -456.1923 | -137.9826 | 209.9994 | -361.5175 | -180.5257 | -554.3648 | -2684.8164 | 26.616 | -44.5188 | 3278.2971 | -1732.7639 | -467.9181 | -748.2441 | -98.7259 | 873.438 | 1647.8694 | 3.2775 | -1063.7495 | 114.8003 | 0.77966 | -1038.8413 | -1171.5652 | -806.7529 | -37.0775 | 449.4717 | -2561.7009 | 274.6341 | 4437.9395 | 1244.9576 | 5085.7505 | 1.0179 | -1055.1304 | 47.2007 | -4229.5298 | 665.7739 | -78.4607 | -2745.8679 | 411.5718 | 10228.0654 | 210.1042 | -71.2154 | 235.3303
2030-01-02 | 17 | -25.4858 | 933.7385 | -55.6726 | -362.4427 | 232.9944 | -1581.0626 | -11120.0576 | 3175.1409 | -3.0428 | -162.6092 | 2662.97 | 6.9506 | 1874.3951 | -187.6854 | 1969.9977 | -540.2877 | -243.5235 | 209.9994 | -343.9113 | -324.6902 | -617.5999 | -2892.2505 | 13.1543 | -39.7063 | 3149.9888 | -1689.257 | 72.9147 | -715.5682 | -99.3395 | 894.3124 | 1646.3218 | 3.8386 | -957.2372 | 165.396 | 0.76786 | -1154.7307 | -1248.4362 | -636.8395 | -198.6435 | 449.541 | -2571.9824 | 218.3379 | 4700.6934 | 1224.9476 | 5094.4766 | 1.0408 | -1272.2377 | -1066.2458 | -5528.8379 | 787.6423 | 479.2888 | -2954.6064 | 190.1325 | 12990.3955 | 210.1043 | -70.9087 | 264.3029
2030-01-02 | 18 | -39.0249 | 612.0762 | -49.1815 | -551.4008 | 0.99925 | -1332.6525 | -9337.4316 | 2560.5249 | 0.99772 | -92.9633 | 3227.0735 | 194.4034 | 1980.4159 | -16.0907 | 1971.9174 | -812.5744 | -384.3626 | 209.9994 | -410.5783 | -207.6946 | -1056.5889 | -3699.9548 | 52.494 | -12.296 | 3327.5586 | -1881.4651 | -128.4904 | -682.4352 | -78.3516 | 900.9013 | 1788.5477 | 2317.8965 | -903.923 | 473.6066 | 0.7841 | -1514.614 | 1840.1549 | -211.8002 | -275.1474 | 202.3781 | -2646.1543 | 346.6723 | 4637.2407 | 1218.9156 | 5085.9331 | -239.3969 | -1946.6544 | 3611.1594 | -1393.2201 | 958.5237 | 1608.2328 | -2705.6506 | 7.4067 | 15409.4951 | 0.10423 | -25.1475 | 249.3161
2030-01-02 | 19 | -24.5926 | 270.2661 | -50.7539 | -680.0065 | -556.5767 | -757.7396 | -7656.1836 | 1645.1951 | -3.0572 | -119.2139 | 3137.7446 | 174.2517 | 2108.3928 | 262.5306 | 2165.1633 | -641.0076 | -648.4068 | 209.9994 | -415.5351 | 24.1979 | -1269.8877 | -4126.4312 | 21.3033 | 9.425 | 3301.5127 | -2139.2446 | -786.8231 | -552.243 | -67.6662 | 741.7172 | 1189.5769 | 2728.1067 | -1086.3799 | 391.5597 | 1.0963 | -1438.4628 | 2740.2063 | -922.3864 | -696.4752 | 449.9095 | -2418.0745 | 142.1256 | 5292.3027 | 1252.7008 | 5070.6841 | -3.0501 | -1995.4872 | 1161.5881 | -3032.8921 | 930.3206 | 2047.9543 | -1661.5681 | -150.2204 | 13647.417 | 0.10423 | -69.9527 | 208.9793
2030-01-02 | 20 | -28.4302 | -25.6927 | -53.9289 | -641.8607 | -1280.7948 | -447.6356 | -5503.0107 | -3.0829 | 0.99852 | -127.981 | 3278.2634 | 185.8532 | 1684.0453 | 210.7851 | 2097.8923 | -1014.806 | -395.1094 | 209.9994 | -512.5299 | 264.5088 | -1500.2538 | -3366.9988 | -21.9223 | 13.2792 | 3750.5762 | -1896.3816 | -437.1744 | -451.4901 | -58.6631 | 469.9243 | 1240.4955 | 3441.9736 | -780.5436 | 625.2693 | 4.7955 | -875.0035 | 3782.5862 | -794.8863 | -555.7434 | 449.7347 | -2533.1592 | 0.99779 | 5141.6523 | 1263.0197 | 5061.8989 | -2.9657 | -1995.3777 | 2108.3857 | -1905.4127 | 937.73 | 1618.9985 | -1823.863 | -304.0847 | 11621.6074 | 0.10423 | -85.7462 | 198.375
2030-01-02 | 21 | -9.6267 | -1111.892 | -38.4934 | -377.7198 | -1834.9678 | 255.2262 | -3441.554 | -1382.6288 | 659.0308 | -121.9371 | 2538.1279 | 195.0018 | 1233.7091 | 210.5867 | 1964.2733 | -578.8882 | -224.7566 | 209.9994 | -686.5182 | 400.8893 | -1247.9277 | -2034.3331 | 4.2139 | 42.4506 | 4425.8159 | -559.7355 | -587.6626 | -187.6137 | -39.7398 | 434.6864 | 630.5856 | 2238.5886 | -1246.4375 | 515.131 | 4.9037 | -1172.9382 | 2840.6687 | -735.356 | -455.4326 | 220.218 | -2456.8472 | 1.0026 | 5003.0938 | 1302.2532 | 5072.748 | -3.0204 | -1394.5973 | 2294.3025 | -1271.7904 | 939.504 | 1361.7753 | -1076.5096 | -378.0989 | 9588.1758 | 0.10423 | -152.9355 | 245.3602
2030-01-02 | 22 | -0.094803 | -1366.4375 | -31.4263 | -268.4989 | -1844.4312 | 476.5226 | -3186.8997 | -1538.9905 | 112.1587 | -119.3751 | 3319.5515 | 194.9998 | 282.1585 | 1.0001 | 1947.9196 | -298.4553 | -87.3854 | 209.9994 | -563.6206 | 621.3618 | -1180.8654 | -600.8596 | 16.9824 | 31.6383 | 3999.0056 | -106.3377 | -1771.3451 | -106.2321 | -41.5846 | 408.8449 | 353.7611 | 1537.0712 | -1395.6379 | 426.0644 | 4.8524 | -1142.5994 | 2107.7605 | -392.0015 | -231.7039 | 450.3217 | -2530.8279 | 66.1318 | 4681.8696 | 1344.1104 | 5060.7158 | 1.0165 | -787.7433 | 2846.408 | -562.6245 | 957.3123 | 1134.0276 | -565.0753 | -826.1589 | 6548.2676 | 210.1042 | -196.8758 | 271.1417
2030-01-02 | 23 | -16.3173 | -1193.1183 | -41.536 | -368.2704 | -1864.4757 | 348.1485 | -3210.9023 | -1257.2455 | 407.9546 | -122.1639 | 3169.4712 | 195.0005 | 77.5014 | -45.1758 | 2017.0715 | -1353.4716 | -269.3338 | 209.9994 | -579.7514 | 577.1165 | -1092.7096 | -538.0663 | 19.9949 | 16.8292 | 4054.2886 | -692.4653 | -1400.9276 | -159.3187 | -38.638 | 440.9639 | 579.9344 | 3189.0906 | -1191.4298 | 716.2707 | 5.8844 | -875.8912 | 3494.8774 | -458.908 | -81.5298 | 450.3454 | -2732.4714 | 49.7807 | 4492.5107 | 1510.0706 | 5040.292 | 47.5039 | -278.109 | 3034.1926 | -389.3591 | 1272.4299 | 1111.8708 | -297.7037 | -931.0824 | 6882.1162 | 210.1042 | -258.5812 | 492.3985
2030-01-02 | 24 | -22.3314 | -942.747 | -44.0645 | -399.5297 | -1926.7947 | 230.8486 | -3720.6785 | -776.931 | 1254.0042 | -96.4789 | 3072.0371 | 93.0164 | 1228.9124 | -275.6502 | 1523.2911 | -1044.3596 | -159.0534 | 209.9994 | -556.4952 | 531.6356 | -907.1381 | -1716.2927 | 98.4221 | -4.0935 | 3946.9993 | -923.5453 | -1149.7009 | -197.7375 | -48.2328 | 607.4464 | 337.5001 | 3025.9014 | -1336.8077 | 804.5568 | 4.1607 | -544.7404 | 3979.5603 | -979.7729 | -3.67 | 0.99971 | -2712.8259 | 404.1097 | 3893.6323 | 1461.3429 | 5024.2329 | -230.9119 | -917.7961 | 2406.1626 | -732.045 | 1057.079 | 285.1059 | -479.6144 | 1.0377 | 5843.0845 | 210.1042 | -245.329 | 108.8124
2030-01-03 | 1 | -12.3874 | -972.8674 | -37.575 | -289.8618 | -1783.0497 | 329.3062 | -3567.0613 | -957.9271 | 1565.5978 | -110.7699 | 3563.7637 | 13.2749 | 1412.9733 | -367.7859 | 1303.1838 | -429.3324 | -182.9182 | 209.9994 | -663.4161 | 440.2339 | -1194.7052 | -4305.2998 | -4.5324 | 2.364 | 4206.5034 | -571.0584 | -1343.0599 | -160.7277 | -61.8442 | 360.5032 | -6.6522 | 1352.2963 | -1516.1146 | 713.6962 | 4.0971 | -604.315 | 3616.5903 | -849.6686 | 0.99936 | 0.9988 | -2647.8801 | 87.713 | 3681.6555 | 1491.2227 | 4670.4111 | -3.2033 | -276.8364 | 2986.1843 | 204.6793 | 1208.7644 | 188.5372 | -54.105 | -61.7779 | 5257.9727 | 210.1042 | -268.3075 | 274.1087
2030-01-03 | 2 | 6.682 | 894.2524 | -41.0412 | -372.4834 | -425.0492 | -945.3303 | -8334.7705 | 2252.6665 | 1798.4242 | -70.9009 | 3103.437 | -21.944 | 2110.7583 | -475.3288 | 888.3467 | 1153.4771 | -341.5352 | 209.9994 | -550.925 | 212.5181 | -781.1348 | -4521.1733 | -21.2993 | -23.5274 | 3752.1897 | -1190.9143 | -1618.1594 | -538.5053 | -119.4441 | 522.8046 | -230.5849 | -2580.9766 | -1768.7499 | -134.894 | 0.70942 | -615.3136 | 1126.4797 | -203.6134 | 274.6779 | 1.0004 | -2569.7871 | 162.2839 | 3391.6248 | 1475.8948 | 4747.9185 | -2.6956 | -276.6914 | 2310.7087 | -215.8754 | 753.892 | 859.7382 | -2109.51 | 1414.9918 | 2336.5876 | 210.1042 | 34.7771 | 220.1316
2030-01-03 | 3 | 9.9614 | 1209.8406 | -45.7906 | -416.7103 | -63.5495 | -1387.2727 | -9507.8164 | 3022.0044 | 1556.2261 | -120.3433 | 2985.3398 | -169.8865 | 2098.5488 | -541.6859 | 788.8826 | 1213.3781 | -480.9272 | 209.9994 | -501.5768 | 33.4524 | -642.0406 | -3270.043 | -41.0915 | -34.113 | 3606.7542 | -1402.1243 | -649.8149 | -684.1166 | -130.9669 | 582.0872 | 220.6004 | -3393.5449 | -1359.8015 | -364.6404 | 1.972 | -245.5302 | -937.741 | -245.5013 | 400.167 | 1.0011 | -2544.3281 | 80.8851 | 3134.0811 | 1417.5776 | 4615.0933 | -2.3713 | -272.231 | 2162.9397 | -897.1611 | 677.1186 | 666.4005 | -2924.9106 | 1552.1177 | 2880.8533 | 210.1043 | 73.749 | 208.5109
2030-01-03 | 4 | 11.613 | 1491.9955 | -47.1127 | -414.0946 | 139.1319 | -1605.1636 | -10075.665 | 3477.54 | 1321.8768 | -145.1809 | 3144.011 | -188.7163 | 2105.4216 | -485.4827 | 1026.7009 | 1116.9183 | -389.5068 | 209.9994 | -491.517 | -8.7754 | -541.0311 | -2998.1636 | -58.5352 | -18.8513 | 3575.8499 | -1442.5195 | -623.4606 | -751.1908 | -141.4344 | 594.5773 | 609.4861 | -3634.8298 | -1258.7765 | -464.3227 | 1.6364 | -276.9606 | -2179.0647 | -239.2669 | 383.6487 | 1.0013 | -2533.7986 | 48.4465 | 3028.532 | 1410.5065 | 4514.7549 | -2.4495 | -272.2142 | 2248.3467 | -968.4088 | 605.4255 | 799.2695 | -3214.1604 | 1654.0667 | 3133.0063 | 210.1042 | 101.2165 | 202.5156
2030-01-03 | 5 | 16.3608 | 1652.9629 | -47.0511 | -426.1074 | 210.3951 | -1787.5219 | -10655.4189 | 3767.0127 | 1352.3965 | -153.0657 | 3469.1084 | -173.2762 | 2143.7366 | -439.5 | 1226.6045 | 897.8667 | -526.7359 | 209.9994 | -493.1547 | -30.2711 | -608.4413 | -3913.1138 | -55.18 | -3.2927 | 3470.697 | -1382.6047 | -600.6118 | -817.4645 | -147.2477 | 591.4225 | 687.8101 | -4632.8892 | -1296.2061 | -631.5712 | 0.7574 | -489.57 | -2237.0396 | -228.8825 | 365.4636 | 1.1211 | -2539.071 | 38.4333 | 3059.7854 | 1446.5157 | 4517.6763 | -0.98682 | -272.8766 | 1778.786 | -1668.0936 | 677.2616 | 275.8759 | -3070.8232 | 1130.2266 | 3728.9797 | 210.1043 | 49.7047 | 214.3118
2030-01-03 | 6 | 9.8527 | 1616.4858 | -52.1278 | -471.9283 | 445.8053 | -1871.7476 | -11463.7334 | 4305.2017 | 581.373 | -120.6176 | 3832.6736 | -79.9932 | 1491.1267 | -441.7278 | 1244.6331 | 1607.1592 | -125.0564 | 209.9994 | -489.8289 | -209.079 | -761.2327 | -5350.874 | -27.6914 | -27.0583 | 3389.8115 | -1564.007 | -255.4714 | -855.0706 | -145.644 | 740.9553 | 1025.6971 | -4606.9414 | -1039.9481 | -597.4503 | 0.73937 | -178.7608 | -1449.4409 | -633.5411 | -2.1747 | -2.6794 | -2761.5769 | 147.2126 | 3685.6218 | 1410.9253 | 4417.3657 | -2.8846 | -277.1593 | 2757.4941 | -882.675 | 866.3571 | 454.7252 | -3098.5259 | 563.2098 | 4521.5806 | 210.1042 | -10.4914 | 210.1092
2030-01-03 | 7 | 7.8388 | 1491.8893 | -59.1717 | -535.4844 | 330.1393 | -1911.9032 | -11406.123 | 4080.7417 | -3.0701 | -98.3758 | 3851.2615 | 30.5326 | 2096.1245 | -293.4374 | 1706.3455 | 1556.3408 | -221.0876 | 209.9994 | -537.9629 | -299.8288 | -1181.8615 | -6488.6216 | -47.4962 | -43.1025 | 3542.0889 | -1636.6654 | -553.9241 | -879.2283 | -133.1454 | 753.7902 | 942.1599 | -5416.7485 | -946.0782 | -626.1426 | 0.76662 | 264.9172 | 1017.6093 | -695.1841 | 1.3231 | 285.4523 | -2814.1475 | -2.2464 | 3981.2505 | 1356.2292 | 4941.0908 | -288.1955 | -464.371 | 1653.7783 | -2681.3738 | 973.5169 | 1122.5472 | -2877.7634 | 63.6267 | 7016.7334 | 210.1042 | 37.6013 | 344.0331
2030-01-03 | 8 | 7.9508 | 1399.1146 | -62.5303 | -524.6743 | 0.99898 | -1722.8572 | -11076.8926 | 3355.2825 | -3.0218 | -184.8187 | 3963.6311 | 142.9506 | 1758.2944 | -140.245 | 2100.21 | 1096.0472 | -251.1512 | 209.9994 | -571.6367 | -47.1402 | -1564.9244 | -6838.667 | -89.0506 | -44.2136 | 3533.0273 | -1432.5575 | -1356.6116 | -808.8441 | -125.3273 | 577.283 | 953.5883 | -5206.7651 | -1175.9104 | -545.9955 | 0.63694 | 747.2822 | 983.8022 | -640.3184 | -2.9104 | 1.0006 | -2700.3171 | -235.1847 | 4400.4775 | 1380.1477 | 5043.9648 | -109.7343 | -1354.9609 | 2303.2832 | -1266.911 | 1108.8773 | 1742.9653 | -1849.6379 | -51.0983 | 6375.9771 | 210.1042 | 16.4928 | 358.9998
2030-01-03 | 9 | 2.7174 | 1376.0654 | -65.4601 | -539.3511 | -507.4889 | -1610.261 | -10709.0459 | 2288.5874 | 0.99646 | -223.7283 | 3997.1584 | 195.0005 | 535.6335 | -16.1726 | 2093.5239 | 1110.8469 | -199.3597 | 209.9994 | -599.7651 | 329.292 | -1806.207 | -6551.123 | -85.4106 | -29.5486 | 3427.6589 | -1489.5566 | -1836.4623 | -761.2278 | -114.4433 | 389.1825 | 944.6771 | -4416.2417 | -1189.8049 | -399.6204 | 1.8531 | 809.5203 | 955.1386 | -256.0685 | -473.2299 | 450.6573 | -2713.3604 | -144.8068 | 5040.4995 | 1491.903 | 5061.938 | 1.0086 | -916.7072 | 2802.2559 | 103.0524 | 1303.9309 | 1388.5038 | -1082.8527 | -770.3148 | 6114.1084 | 210.1042 | -87.0689 | 287.0272
2030-01-03 | 10 | 6.1141 | 1567.5918 | -62.3183 | -535.7395 | -503.0802 | -1732.7174 | -11240.7412 | 2494.8506 | 24.8401 | -285.8026 | 3983.2661 | 195.0002 | 946.2353 | -8.0731 | 2075.4646 | 610.5278 | -306.574 | 209.9994 | -526.0456 | 266.2731 | -1731.5701 | -6729.916 | -91.6065 | -17.9431 | 2920.9377 | -1498.0669 | -1940.8982 | -806.4572 | -119.4515 | 407.7819 | 1175.7985 | -4726.3374 | -1322.1121 | -505.0791 | 0.67997 | 542.4554 | 519.0787 | -460.403 | -215.2633 | 0.99959 | -2724.4482 | -250.2221 | 4755.5801 | 1501.7759 | 5061.9775 | -2.8279 | -1659.0382 | 2308.9292 | -337.8512 | 1344.0193 | 1232.1498 | -1220.4349 | -603.408 | 5719.1968 | 210.1042 | -107.5173 | 258.8599
2030-01-03 | 11 | 7.2707 | 1731.8611 | -60.2068 | -552.6236 | -387.8015 | -1878.728 | -11851.0049 | 2923.6228 | 249.2543 | -321.2007 | 3960.8708 | 195.0086 | 1167.5477 | 142.3209 | 2078.7922 | 390.5714 | -342.6256 | 209.9994 | -459.6821 | 158.1063 | -1666.4523 | -6813.8667 | -115.8438 | -16.641 | 2474.0847 | -1604.7589 | -1872.3159 | -853.4255 | -133.7404 | 416.2932 | 1540.2939 | -4624.9082 | -1107.6976 | -598.2119 | 0.49426 | 588.8917 | 508.053 | -580.1656 | -42.2795 | 1.0671 | -2693.1782 | -305.9393 | 4576.3198 | 1485.5529 | 5056.958 | -2.3886 | -1943.3754 | 1989.9978 | -531.1162 | 1214.1699 | 1038.3673 | -1382.9458 | -9.097 | 5084.105 | 210.1042 | -37.6863 | 292.6578
2030-01-03 | 12 | 1.9486 | 1753.9114 | -64.3799 | -610.4045 | -215.3722 | -1997.1265 | -12024.9775 | 3143.0725 | 364.2344 | -323.5046 | 3976.7886 | 194.9992 | 1243.5933 | 239.8379 | 2076.3579 | 180.0126 | -332.1308 | 209.9994 | -431.5228 | 147.9312 | -1654.8823 | -6677.4224 | -123.4545 | -15.0838 | 2262.9822 | -1886.7993 | -1928.6068 | -930.6199 | -135.6798 | 414.595 | 1767.5586 | -3887.678 | -855.0267 | -606.4515 | 0.71286 | 676.0452 | 640.5437 | -544.7176 | -2.4084 | 1.0003 | -2627.6665 | -316.1674 | 4530.1909 | 1477.7455 | 5056.4746 | -25.7548 | -1995.2418 | 2068.3933 | -499.5372 | 1191.0895 | 747.0676 | -1489.1765 | -0.78223 | 4398.5854 | 210.1043 | -22.7421 | 273.9256
2030-01-03 | 13 | -5.8186 | 1823.6007 | -66.0757 | -655.2211 | -18.854 | -2098.231 | -12495.6445 | 3610.238 | 520.4137 | -322.2536 | 3940.7441 | 195.0012 | 1243.1829 | 248.4565 | 2082.6077 | 514.9926 | -247.7538 | 209.9994 | -380.6257 | 373.2937 | -1734.666 | -5893.2627 | -79.6141 | -13.2905 | 2010.1764 | -2142.3257 | -2247.6023 | -983.8169 | -134.4846 | 493.0044 | 1781.7048 | -2437.4475 | -688.443 | -530.6871 | 0.62643 | 844.6109 | -498.7231 | -684.0302 | -144.1443 | 1.0025 | -2192.4597 | -64.1991 | 4395.1719 | 1518.319 | 5062.2734 | -262.0171 | -1835.8971 | 2218.4919 | -757.7151 | 1054.256 | 679.0039 | -2002.6696 | -1.2224 | 4991.4673 | 210.1042 | -5.1231 | 252.1406
2030-01-03 | 14 | -8.2524 | 1839.491 | -66.1297 | -693.9532 | 0.9973 | -2103.1196 | -12868.8125 | 3913.5139 | 1 | -336.7687 | 3903.1943 | 195.0001 | 1373.8276 | 207.6511 | 2089.4146 | 785.3376 | -115.7214 | 209.9994 | -327.1521 | 22.2067 | -1441.9291 | -5578.0557 | -57.3805 | -6.7301 | 1658.8047 | -2341.3403 | -1790.5701 | -994.4952 | -132.5433 | 638.3909 | 1929.4286 | -717.0589 | -418.7245 | -460.4468 | 0.66914 | 678.2935 | -1242.267 | -529.7094 | -156.3534 | 449.5264 | -2462.0835 | -229.2719 | 4521.2427 | 1493.1559 | 5060.561 | -138.8183 | -1676.7988 | 1824.3066 | -1243.2667 | 1014.7081 | 572.5699 | -2070.8792 | -36.5773 | 5518.2939 | 210.1042 | -5.7125 | 251.4594
2030-01-03 | 15 | -24.3147 | 1819.527 | -67.115 | -476.358 | 167.6117 | -2202.4854 | -13385.5664 | 4307.0776 | 0.99758 | -328.7939 | 3900.6418 | 194.9991 | 1516.1256 | 218.4474 | 2096.7979 | 234.5664 | -94.0591 | 209.9994 | -295.1194 | -79.113 | -1366.4027 | -4974.2095 | -67.3291 | -19.6364 | 1579.1232 | -2692.4692 | -1545.3007 | -986.5886 | -138.6984 | 682.5551 | 2428.3772 | 3.6363 | -181.4018 | -242.3845 | 0.59121 | 679.4876 | -852.7453 | -504.0735 | -114.3342 | 449.4592 | -2341.9253 | -222.384 | 4430.0361 | 1459.7832 | 5058.4595 | -2.9945 | -1646.0919 | 1735.9247 | -1564.3055 | 864.9169 | -79.937 | -2248.2305 | -1.1811 | 3773.8538 | 210.1043 | 5.8082 | 351.3211
2030-01-03 | 16 | -21.977 | 1973.1644 | -64.2589 | -474.4183 | 232.7632 | -2216.5073 | -13618.709 | 4359.0732 | 1.0011 | -318.8073 | 3870.2144 | 164.8345 | 1447.4865 | 238.3732 | 2120.7236 | -657.1727 | -341.3159 | 209.9994 | -311.9864 | -22.8909 | -1598.5878 | -5191.8228 | -77.409 | -16.9023 | 1830.2559 | -2694.2834 | -1726.1183 | -992.2443 | -148.8629 | 636.8499 | 2362.2488 | 3.5815 | -179.6292 | -226.1793 | 0.62379 | 918.6294 | -981.6909 | -387.5187 | -1.8712 | 449.4081 | -2042.994 | -73.206 | 4201.6997 | 1445.0194 | 5077.8203 | -2.7527 | -1354.1641 | 2327.5654 | -932.0792 | 682.1708 | 41.3879 | -2499.0735 | 650.236 | 2301.2642 | 210.1043 | 115.0789 | 384.0103
2030-01-03 | 17 | -22.3404 | 1645.1887 | -60.6125 | -373.1547 | 224.8811 | -2035.5255 | -13498.7695 | 4339.4907 | 0.99838 | -346.5095 | 3870.7812 | 170.9053 | 1369.0234 | 213.9987 | 2100.6387 | 41.4346 | 10.6514 | 209.9994 | -227.7048 | -157.1317 | -1523.8372 | -5784.9688 | -117.9266 | -25.7541 | 1172.6145 | -2226.635 | -1549.8479 | -929.8937 | -146.1606 | 628.6089 | 2533.5894 | 2.4989 | -116.9787 | -282.9022 | 0.54299 | 950.2565 | -1259.5333 | 1.0009 | 1.0043 | 449.3856 | -2194.9202 | -391.7784 | 4278.2344 | 1358.5635 | 5091.335 | -2.6527 | -980.4951 | 2373.6626 | -1230.829 | 804.2463 | 554.5759 | -2447.4343 | 0.996 | 2190.301 | 210.1042 | 52.996 | 388.2566
2030-01-03 | 18 | -19.8465 | 1171.6895 | -65.9569 | -456.3592 | 185.4033 | -1697.2225 | -13554.0107 | 4603.3521 | 702.4113 | -340.3171 | 3789.3213 | 193.5344 | 1939.7446 | 275.2492 | 2114.3254 | 117.3713 | -33.3408 | 209.9994 | -198.1106 | -306.9118 | -1651.0828 | -6194.7891 | -66.3835 | -10.535 | 994.4335 | -2180.6074 | -1843.3075 | -855.5814 | -137.0593 | 800.3867 | 2425.3584 | 4.5279 | -88.9535 | -330.9095 | 0.62689 | 471.2152 | -823.2127 | -2.284 | 17.5442 | 449.543 | -1811.6165 | -88.6492 | 4281.3169 | 1330.0973 | 5101.061 | -2.8773 | -436.3685 | 2407.0505 | -1747.0969 | 713.8155 | 916.4758 | -2360.3582 | 512.1796 | 3273.8279 | 210.1042 | 89.6282 | 294.7957
2030-01-03 | 19 | 0.95579 | 1255.4008 | -60.0396 | -634.1176 | 197.1731 | -1676.438 | -13765.8193 | 4480.1934 | -3.0891 | -334.6967 | 3874.1328 | 194.9982 | 1852.04 | 195.0395 | 2074.9343 | 908.8254 | -313.1426 | 209.9994 | -204.0113 | -401.3418 | -1758.1099 | -6594.8003 | -121.662 | -7.6535 | 945.0063 | -1968.3715 | -1703.1967 | -875.5493 | -137.7738 | 736.7931 | 2239.6072 | -717.252 | -106.4096 | -751.0488 | 0.6755 | 380.8781 | -1590.6962 | -529.308 | -315.6659 | 449.7544 | -1818.2302 | -337.6913 | 4829.4233 | 1312.6367 | 5093.2153 | 1.0143 | -680.5418 | 2326.3542 | -2051.3201 | 899.6215 | 538.6114 | -1603.0193 | -99.7404 | 4075.3308 | 0.10423 | -105.1435 | 226.5725
2030-01-03 | 20 | -0.50822 | 1020.4168 | -61.6116 | -638.1115 | -25.3767 | -1622.9139 | -13941.0205 | 4171.1392 | 0.99483 | -333.2254 | 3867.2373 | 195.0018 | 1479.8619 | 209.3937 | 2084.894 | 1360.6534 | -346.9099 | 209.9994 | -217.2237 | -311.2527 | -1744.9928 | -6570.8438 | -74.0943 | -5.009 | 947.2639 | -1956.574 | -1657.2473 | -859.5388 | -125.1828 | 799.9837 | 2228.5269 | -878.7277 | -88.2099 | -724.9165 | 0.66922 | 331.0319 | -1410.6399 | -377.9925 | -284.7094 | 449.7935 | -1877.2668 | -214.0322 | 4917.9717 | 1384.7424 | 5083.2739 | 152.0838 | -483.6005 | 2667.7056 | -1572.4294 | 1044.2574 | 840.7082 | -1488.7864 | -295.0357 | 7405.9072 | 0.10423 | -134.1892 | 232.6932
2030-01-03 | 21 | -6.6157 | 791.0603 | -62.4385 | -675.7466 | -266.7271 | -1478.4915 | -13554.5449 | 3550.2007 | 427.4577 | -333.2425 | 3858.8579 | 195 | 1649.025 | 309.8231 | 2124.2588 | 1730.0961 | -353.1533 | 209.9994 | -233.9217 | -256.9067 | -1731.0265 | -6450.8486 | -46.6253 | -5.2929 | 1032.1221 | -2104.292 | -1756.8835 | -832.9881 | -112.8252 | 809.6007 | 2183.2866 | -209.7206 | -80.6666 | -555.565 | 0.67344 | 345.4339 | -503.3678 | -514.6942 | 51.0757 | 449.4602 | -1913.3451 | -138.5789 | 4112.9937 | 1314.3793 | 5065.0039 | -252.0188 | -298.1014 | 2322.9346 | -1771.077 | 1086.7426 | 1085.7487 | -1532.7789 | 1.611 | 8208.4775 | 0.10423 | -104.1999 | 214.7747
2030-01-03 | 22 | -1.2345 | 1220.5057 | -61.1209 | -702.2404 | -277.5788 | -1655.863 | -13593.7305 | 3470.0842 | 875.0857 | -348.2178 | 3855.1697 | 194.9996 | 1409.7306 | 352.0356 | 2156.0771 | 2200.7341 | -423.4853 | 209.9994 | -246.3948 | -234.555 | -1695.5197 | -6223.6401 | -97.1905 | 0.8998 | 1121.7223 | -2279.5391 | -1727.3796 | -897.5753 | -126.5049 | 667.5271 | 2036.876 | -638.585 | -80.9356 | -736.2242 | 0.67956 | 144.1365 | -1347.8287 | -309.948 | 156.7224 | 449.3764 | -1645.6053 | -187.7835 | 4142.7148 | 1334.3763 | 5053.6821 | 1.0086 | -272.4691 | 2836.6138 | -986.5334 | 723.4272 | 438.3807 | -1325.2561 | 608.1245 | 6173.2808 | 210.1042 | -32.6329 | 181.7426
2030-01-03 | 23 | -1.7504 | 1219.837 | -60.4771 | -712.7786 | -95.8896 | -1698.4604 | -13815.8516 | 3732.4302 | 674.1108 | -342.5888 | 3812.8477 | 195.0004 | 1450.3356 | 285.4014 | 2147.9282 | 2595.781 | -379.7874 | 209.9994 | -257.1118 | -251.8897 | -1409.6926 | -6394.186 | -87.7242 | -2.5453 | 1077.8145 | -2353.4336 | -1671.8497 | -918.8644 | -121.944 | 705.7004 | 2122.6787 | -762.2083 | -66.8695 | -740.9261 | 0.67484 | -83.9502 | -1365.457 | -334.0307 | 0.99944 | 449.4107 | -1987.1409 | -213.1053 | 3614.7766 | 1339.5532 | 4802.981 | -272.3282 | -272.5444 | 2599.0488 | -1045.2103 | 834.9434 | 991.1738 | -2364.5159 | 111.0822 | 6878.1616 | 210.1042 | 41.0744 | 206.4635
2030-01-03 | 24 | -9.702 | 1699.9088 | -71.589 | -698.8774 | 45.5497 | -1942.1389 | -13763.2725 | 3760.3813 | 1369.2438 | -290.1323 | 3795.3721 | 195.0007 | 1401.537 | 229.2088 | 2104.4233 | 3173.4724 | -125.1641 | 209.9994 | -353.8076 | -58.287 | -1439.5065 | -5612.9731 | -86.4151 | 7.8481 | 1710.4319 | -2596.7024 | -1619.2207 | -986.5886 | -135.7576 | 564.394 | 2170.3184 | -526.5819 | -166.6116 | -609.9398 | 0.69927 | -161.7992 | -925.783 | -1.4818 | 439.6947 | 449.2274 | -2150.1809 | -89.4094 | 3166.4158 | 1338.2272 | 4937.2866 | -287.0433 | -272.2308 | 2386.7568 | -1289.7003 | 909.6171 | 742.8951 | -2721.7502 | 569.2973 | 5220.4307 | 210.1042 | 64.4043 | 192.2577
2030-01-04 | 1 | 0.99997 | 1997.2874 | -48.3404 | -619.3461 | 54.0613 | -1999.4324 | -13073.0693 | 3795.7834 | 1725.0989 | -257.8899 | 3769.2305 | 195.0006 | 1618.7517 | -82.6177 | 2102.3232 | 3149.8525 | -44.6288 | 209.9994 | -317.3004 | -2.7393 | -1218.1848 | -5167.936 | -175.8222 | -9.2258 | 1493.121 | -2354.0615 | -1096.6124 | -997.8983 | -153.8566 | 437.1402 | 2268.0366 | -1269.0745 | -332.5005 | -627.2871 | 0.55268 | -390.4716 | -1296.1272 | 0.99909 | 0.99503 | 422.174 | -2209.8557 | -188.8253 | 2865.6868 | 1237.3682 | 4144.3672 | -2.518 | -272.3994 | 1996.5234 | -1421.5238 | 664.191 | 66.4016 | -2258.3767 | 1460.4746 | 4039.4714 | 210.1043 | 74.123 | 128.6791
2030-01-04 | 2 | -2.4665 | 1972.2996 | -67.8178 | -547.1219 | 398.0422 | -2136.437 | -13547.877 | 4599.8486 | 1731.8949 | -267.2148 | 3721.7817 | 195.0001 | 1646.1559 | -271.0345 | 1749.3273 | 2339.4712 | -366.9384 | 209.9994 | -281.8299 | -268.2272 | -912.5527 | -4832.7534 | -152.5731 | -0.24631 | 1436.7654 | -2339.2368 | -74.466 | -992.345 | -161.3091 | 617.3206 | 2346.188 | -2028.9584 | -254.7581 | -728.0997 | 0.51305 | -711.508 | -2794.1838 | 0.9991 | 25.3994 | 449.4379 | -2197.676 | -183.7489 | 2843.512 | 1234.4448 | 3976.2539 | -2.5398 | -272.5201 | 1797.375 | -2130.5757 | 564.8624 | 1.0188 | -2975.3948 | 1641.84 | 5228.0815 | 210.1043 | 89.8723 | 111.6438
2030-01-04 | 3 | 0.99999 | 2134.3582 | -39.4657 | -559.3699 | 408.6006 | -2155.6396 | -13624.2852 | 4638.2207 | 1708.3369 | -235.7926 | 3704.718 | 106.0736 | 1679.5494 | -256.3299 | 1863.9451 | 2013.1995 | -129.3899 | 209.9994 | -270.2225 | -311.2906 | -927.8393 | -4979.0874 | -156.3179 | -13.531 | 1457.655 | -2054.7966 | 95.1453 | -1018.4513 | -163.349 | 626.7607 | 2468.1648 | -1500.2944 | -249.2933 | -550.995 | 0.55351 | -419.773 | -1943.968 | -138.0546 | 1.0048 | 449.4977 | -2156.3477 | -171.5225 | 2753.2083 | 1296.9834 | 3864.718 | -2.6801 | -272.3788 | 2010.7008 | -1745.8248 | 564.545 | 1.0048 | -2938.3621 | 1654.5856 | 3337.3496 | 210.1043 | 71.9105 | 135.8543
2030-01-04 | 4 | -9.0981 | 1860.9595 | -46.3238 | -391.2268 | 549.7201 | -2176.6265 | -13728.0439 | 4776.3867 | 1555.651 | -276.9577 | 3687.9971 | 171.6225 | 1702.6499 | -433.9774 | 1272.002 | 1805.7567 | 0.74682 | 209.9994 | -264.9577 | -306.7153 | -776.4769 | -4499.7544 | -98.7195 | -12.5592 | 1547.0931 | -1956.2344 | 276.4742 | -943.0803 | -156.4917 | 743.2419 | 2323.3938 | -1203.3442 | -413.5652 | -394.1116 | 0.46723 | -500.0233 | -2294.5374 | -2.0594 | 122.7871 | 264.1778 | -2412.1506 | -2.5357 | 2866.9482 | 1324.5997 | 4078.7244 | -2.721 | -272.6586 | 2105.7056 | -1638.283 | 763.8314 | 288.7995 | -2577.1133 | 1370.631 | 1956.4928 | 210.1043 | 49.8423 | 95.3503
2030-01-04 | 5 | -31.0126 | 1357.6896 | -69.4183 | -364.4217 | 644.2042 | -1989.4199 | -13697.3555 | 4925.6001 | 1102.787 | -283.3309 | 3645.1897 | 154.7106 | 1711.6193 | -450.1667 | 1243.4243 | 1989.4198 | 133.4698 | 209.9994 | -217.7263 | -457.7006 | -466.7249 | -3640.0081 | -49.382 | -22.5211 | 1481.7769 | -2057.1707 | 726.9837 | -850.5432 | -142.0446 | 940.9865 | 2346.751 | 0.97996 | -364.6705 | 0.99381 | 0.5564 | -438.2119 | -781.0338 | 1.0015 | 266.4383 | 1.0044 | -2739.4431 | 0.99017 | 2970.748 | 1302.0076 | 4311.1084 | -2.666 | -272.5849 | 1576.5616 | -2399.1667 | 774.4462 | 346.0729 | -3041.676 | 1287.7689 | 2271.8762 | 210.1043 | 101.3244 | 154.2244
2030-01-04 | 6 | -29.115 | 1236.4867 | -69.7512 | -358.3242 | 654.2997 | -1944.8611 | -13817.8066 | 4880.4756 | 202.3621 | -287.8983 | 3637.2271 | 163.1611 | 1663.403 | -448.5424 | 1300.9769 | 1964.1423 | 115.0005 | 209.9994 | -190.8799 | -441.0822 | -633.3271 | -3013.9258 | -13.0496 | -29.9405 | 1520.1205 | -2006.2648 | 661.0256 | -825.5416 | -138.8036 | 999.9777 | 2484.0159 | 0.98263 | -470.0875 | 65.1039 | 0.49248 | -426.0063 | -825.9296 | 1.0011 | 480.1404 | 132.6951 | -2473.1504 | 174.5779 | 2863.52 | 1248.7084 | 4392.3521 | -2.4431 | -272.5799 | 2222.6016 | -2421.4373 | 741.3447 | 479.3343 | -3102.7732 | 1118.8726 | 2966.9155 | 210.1042 | 166.6618 | 284.0343
2030-01-04 | 7 | -31.2973 | 1027.4963 | -74.3226 | -388.0978 | 765.1271 | -1992.1667 | -14207.1348 | 4789.7373 | -2.9925 | -317.1877 | 3723.605 | 139.6412 | 1647.5511 | -409.26 | 1385.8693 | 1824.7437 | 49.9081 | 209.9994 | -163.2806 | -556.8965 | -969.96 | -3417.9685 | -17.1482 | -18.9676 | 1309.8406 | -2117.6243 | 733.1902 | -845.0497 | -123.9484 | 1071.0748 | 2753.2639 | 0.98202 | -288.4273 | 53.3302 | 0.57673 | -750.0823 | -918.5972 | 1.0043 | 0.9948 | 310.8139 | -2426.4089 | 28.6815 | 3713.1541 | 1336.6838 | 4780.2007 | -2.6772 | -272.5016 | 2621.1155 | -2434.4114 | 760.6603 | 1.0578 | -3828.6741 | 510.1061 | 5610.9253 | 210.1042 | 143.8807 | 280.5023
2030-01-04 | 8 | -35.2401 | 697.4522 | -80.3102 | -418.8651 | 178.2343 | -1903.7535 | -13709.082 | 3954.9224 | -236.6265 | -348.2124 | 3798.4084 | 144.2418 | 1436.3406 | 0.99932 | 1920.4771 | 1060.9142 | 29.797 | 209.9994 | -164.2168 | -247.4555 | -1264.938 | -3140.0483 | 21.5331 | 11.38 | 1135.5182 | -2052.5793 | 516.7786 | -810.1658 | -101.4776 | 1002.6091 | 2988.5588 | 0.99685 | -444.1543 | 96.5137 | 0.638 | -1444.1763 | -1092.7582 | 1.0025 | 165.3396 | 449.4561 | -2359.0642 | 84.1916 | 4116.8828 | 1306.4425 | 5045.584 | -3.5697 | -430.4201 | 2780.1206 | -1791.2781 | 988.4974 | -82.6791 | -3586.4014 | 80.821 | 10404.2061 | 210.1043 | -9.198 | 89.6513
2030-01-04 | 9 | -41.9046 | 572.5473 | -83.2357 | -563.3688 | -501.1851 | -1700.2703 | -12853.6436 | 2603.5188 | 0.98947 | -358.2457 | 3748.3948 | 123.7831 | 1399.469 | -36.21 | 2033.8704 | 664.6819 | 67.8898 | 209.9994 | -163.8007 | -84.5183 | -1217.101 | -2163.6833 | 16.8529 | 21.0971 | 1199.3595 | -2069.2786 | 411.6314 | -793.4416 | -91.2625 | 886.5146 | 2975.2935 | 476.5535 | -507.1046 | 248.0291 | 0.64331 | -1720.4131 | 29.773 | -4.8314 | 50.5272 | 452.9109 | -2373.7036 | 25.487 | 4292.7515 | 1229.7357 | 5065.6201 | 10.6514 | -829.2286 | 1479.818 | -2909.6763 | 933.7004 | -84.2415 | -2467.6785 | 418.9247 | 12231.2236 | 210.1042 | -25.7818 | 21.924
2030-01-04 | 10 | -37.8343 | 396.2775 | -78.3919 | -412.5302 | -660.4631 | -1645.3397 | -12384.8408 | 2345.594 | 0.99026 | -342.4456 | 3800.3064 | 186.1962 | 1421.0284 | -86.2768 | 1968.6448 | 695.7314 | 16.3252 | 209.9994 | -168.671 | -39.0241 | -1188.5627 | -1924.569 | 44.2529 | 26.48 | 1275.9049 | -1854.0271 | 237.0529 | -733.1597 | -79.4917 | 911.5673 | 2641.7671 | 12.1348 | -778.7506 | 212.0774 | 0.66087 | -1811.5525 | -1230.5223 | -2.8014 | -2.1087 | 449.5176 | -2308.0122 | 75.2319 | 4384.8555 | 1415.7291 | 5077.4092 | 1.018 | -1015.4283 | 1168.1573 | -2750.1426 | 880.6068 | -82.9539 | -1985.7937 | 637.4416 | 11805.8574 | 210.1043 | 22.0395 | 0.99967
2030-01-04 | 11 | -37.0215 | 332.4431 | -77.0229 | -433.0942 | -464.3397 | -1666.7542 | -12651.6514 | 2797.5466 | 0.99158 | -338.285 | 3807.8237 | 195.026 | 1472.0957 | -39.6863 | 1956.1995 | 567.1395 | -21.9316 | 209.9994 | -173.1028 | -70.7835 | -1146.5754 | -1805.4386 | 124.1532 | 32.4054 | 1357.9911 | -1780.9138 | 152.3265 | -747.0349 | -70.0779 | 1024.4316 | 2582.1145 | 2.3614 | -901.8163 | 125.0645 | 0.64612 | -1902.6202 | -1485.0687 | -264.1049 | -12.4311 | 449.4919 | -2340.3848 | 187.7687 | 4422.437 | 1405.528 | 5081.1943 | 1.0034 | -1130.5699 | 1032.4634 | -2701.2788 | 989.8414 | -81.3002 | -2134.4663 | 342.8339 | 13224.2295 | 210.1042 | -0.8907 | 78.5615
2030-01-04 | 12 | -41.1744 | 284.4382 | -76.3692 | -443.7106 | -516.7554 | -1570.8246 | -11996.9482 | 2564.3406 | 114.2769 | -348.1762 | 3773.8999 | 168.2991 | 1486.983 | 21.2784 | 2017.0292 | 446.8027 | 0.99917 | 209.9994 | -168.1497 | -82.3671 | -1122.3271 | -1732.6039 | 110.7893 | 36.5732 | 1450.36 | -1856.7437 | 144.0735 | -722.4722 | -69.3484 | 999.3503 | 2677.7581 | 221.3769 | -850.8211 | 269.3973 | 0.66166 | -1917.8817 | -888.8895 | -457.21 | -2.069 | 449.511 | -2218.2876 | 167.5226 | 4405.8965 | 1428.5157 | 5083.5059 | 1.0093 | -1189.5906 | 1132.1906 | -2967.1689 | 874.9028 | -82.0108 | -1919.7501 | 549.4554 | 13262.9639 | 210.1042 | 0.99972 | 169.9498
2030-01-04 | 13 | -40.8466 | 259.617 | -74.4545 | -453.4705 | -678.4344 | -1472.0353 | -11238.2441 | 2346.1519 | 633.4954 | -354.8888 | 3738.7793 | 137.2649 | 1504.5232 | 11.306 | 2021.1868 | 317.4983 | 22.3624 | 209.9994 | -154.157 | -5.3294 | -1105.6252 | -1737.7502 | 68.5744 | 34.596 | 1380.7236 | -1950.2266 | -13.9365 | -696.0687 | -69.9055 | 941.4113 | 2733.1897 | 159.8817 | -813.5904 | 436.7332 | 0.67491 | -1837.2037 | 273.4179 | -689.5492 | -38.046 | 449.4781 | -2176.6165 | 117.5091 | 4433.582 | 1447.8962 | 5078.2139 | 1.0235 | -1448.1913 | 792.2227 | -3568.5479 | 767.3484 | 217.0999 | -1530.3649 | 833.4499 | 13360.665 | 210.1042 | 29.9252 | 219.223
2030-01-04 | 14 | -38.1277 | 545.1851 | -68.5116 | -481.0833 | -398.0957 | -1417.6222 | -11089.2207 | 2675.2583 | 788.5591 | -347.8329 | 3717.6328 | 156.7536 | 1474.6536 | -50.5029 | 1888.451 | 543.8193 | -77.4627 | 209.9994 | -158.6384 | -83.2462 | -1037.9061 | -1677.1138 | 60.2569 | 30.5502 | 1487.8168 | -1876.8253 | -55.2437 | -674.5844 | -77.4659 | 983.6188 | 2596.3525 | 1.9147 | -861.8354 | 470.2065 | 0.65962 | -1769.8463 | 1521.0319 | -779.4355 | -167.6876 | 449.5551 | -2082.7334 | 155.6936 | 4570.8677 | 1531.0231 | 5074.5122 | -3.1558 | -1463.9397 | 817.4823 | -3470.9541 | 601.3486 | -81.3038 | -1746.2372 | 1142.1537 | 12661.9658 | 210.1042 | 48.0784 | 328.3469
2030-01-04 | 15 | -45.4361 | 150.4271 | -68.9717 | -614.3826 | -478.903 | -1126.9996 | -9877.4736 | 2208.8977 | 845.8316 | -122.2379 | 3818.2974 | 64.6845 | 890.3065 | -13.6058 | 2022.4875 | -250.6701 | 55.6495 | 209.9994 | -174.7189 | -10.1358 | -910.4717 | -1510.8796 | 133.3078 | 21.5839 | 1532.65 | -1750.9545 | -161.2742 | -610.5835 | -54.7185 | 1080.552 | 2678.0498 | 1.6753 | -1094.4943 | 685.4813 | 0.46319 | -1662.7749 | 6063.6851 | 55.1932 | 1.0005 | 92.2403 | -2471.0066 | 206.4168 | 4319.1543 | 1425.2188 | 5063.3774 | -80.7545 | -1901.8038 | 3883.1416 | -970.0469 | 1036.2336 | 1015.8386 | -2047.02 | 413.4224 | 14356.0566 | 210.1042 | 18.3853 | 434.0931
2030-01-04 | 16 | -64.5987 | -75.9085 | -57.2153 | -764.5554 | -1060.4203 | -595.1392 | -6573.314 | 531.1621 | 883.712 | -362.5545 | 3499.5168 | 102.0815 | 1960.6624 | 1.002 | 1952.718 | 358.9495 | 145.4312 | 209.9994 | -173.2529 | -33.1741 | -943.6819 | -1257.6544 | 59.7971 | 18.4783 | 1784.3684 | -2095.4163 | -169.8079 | -527.549 | -51.8251 | 900.1796 | 2611.2219 | 3972.6064 | -893.7943 | 1278.4159 | 0.6149 | -1626.4567 | 10569.5098 | -625.0933 | -172.574 | 449.4722 | -2208.1768 | 87.3786 | 4588.2803 | 1405.048 | 5070.7012 | -2.7135 | -1650.7511 | -1589.4054 | -5840.5127 | 678.6017 | 1.0376 | -1267.4091 | 1175.6763 | 14981.2998 | 210.1042 | 31.2531 | 321.3768
2030-01-04 | 17 | -71.7349 | -138.6864 | -60.329 | -745.7811 | -1184.2192 | -476.4871 | -4871.9956 | -3.5236 | 547.4479 | -367.4572 | 3566.2595 | 83.3016 | 1948.3309 | -249.7915 | 1934.923 | 147.0886 | 194.2425 | 209.9994 | -164.0198 | -61.0723 | -960.9497 | -1345.4155 | 25.5532 | -0.56599 | 1785.4882 | -2180.009 | -118.4808 | -493.2679 | -48.1957 | 830.1216 | 2539.4995 | 4726.6787 | -797.2381 | 1498.2457 | 0.56086 | -1398.5758 | 11245.0293 | -807.4267 | -594.6594 | 449.7716 | -2154.9778 | -83.9943 | 5077.562 | 1389.7424 | 5065.8833 | -2.759 | -1996.5261 | -488.522 | -5392.2695 | 582.6837 | -82.9054 | -2012.5057 | 391.7564 | 14250.4951 | 210.1043 | -84.4469 | 232.1545
2030-01-04 | 18 | -71.985 | -159.5841 | -64.2477 | -745.8358 | -1229.4568 | -475.8218 | -4152.9062 | 0.99826 | 0.99869 | -346.7439 | 3771.9475 | 149.4037 | 1428.5631 | -313.7385 | 1680.0336 | 100.8218 | 182.3172 | 209.9994 | -173.6888 | -183.0319 | -1006.2243 | -1781.849 | 26.1207 | -11.2431 | 1563.793 | -2051.8779 | -299.2274 | -483.3654 | -49.5825 | 878.5449 | 2459.9822 | 5261.4102 | -778.2448 | 1432.2921 | 0.35537 | -1407.7156 | 11539.1543 | -389.5303 | -644.531 | 450.2476 | -2304.3918 | -128.9503 | 5421.9224 | 1381.2312 | 5076.6128 | 158.3368 | -1834.6848 | 1782.9574 | -2745.8396 | 713.6004 | 159.5723 | -1683.2183 | 162.2079 | 13640.4707 | 210.1042 | -121.4534 | 86.6166
2030-01-04 | 19 | -78.9087 | -222.2379 | -74.2332 | -739.5883 | -566.8205 | -422.1199 | -2390.97 | 225.1895 | -491.6086 | -304.8575 | 3754.3962 | 153.4207 | 1277.7552 | -141.4696 | 1783.3499 | 21.7805 | 257.6364 | 209.9994 | -271.1304 | -127.681 | -1183.0773 | -2098.5225 | 30.6073 | -1.8962 | 1715.3252 | -2167.9412 | -533.4196 | -438.8161 | -56.1112 | 873.7115 | 2379.9021 | 6295.687 | -717.5029 | 1534.0549 | 0.3559 | -1546.6077 | 11683.3896 | -381.3625 | -619.4535 | 450.2264 | -2451.0737 | -85.3184 | 5400.8877 | 1397.387 | 5078.4058 | 155.5778 | -1733.6841 | 2173.574 | -2359.2881 | 943.431 | 482.2116 | -2111.1587 | -108.6594 | 11942.9326 | 0.10423 | -194.4871 | 122.4728
2030-01-04 | 20 | -82.6446 | -434.7089 | -78.3314 | -727.6788 | -1004.5471 | -353.3238 | -2071.2566 | 50.9454 | -18.0219 | -241.1825 | 3684.8584 | 70.1291 | 1124.3289 | -125.7079 | 1863.4861 | -121.0578 | 277.2152 | 209.9994 | -337.4753 | -161.3838 | -1064.4053 | -1681.9128 | 50.5385 | -2.4675 | 2177.3093 | -2120.363 | -492.6404 | -366.1267 | -47.3286 | 923.2266 | 2247.6567 | 6763.3564 | -805.3055 | 1587.177 | 0.37227 | -1523.1667 | 11675.333 | -397.6985 | -643.4457 | 450.2766 | -2300.241 | -11.1153 | 5410.7544 | 1439.2373 | 5069.0078 | 184.5363 | -1490.8413 | 2169.3528 | -2121.8794 | 774.5507 | 25.1937 | -1881.1024 | 0.87987 | 10334.6758 | 0.10423 | -151.4906 | 98.3917
2030-01-04 | 21 | -81.0611 | -440.8848 | -78.9319 | -724.9696 | -1166.681 | -317.6463 | -2189.4785 | -2.3621 | -2.9356 | -200.7872 | 3764.9163 | 56.8382 | 760.9859 | -283.8269 | 1937.6156 | -93.0452 | 351.0513 | 209.9994 | -144.7273 | -137.8631 | -869.8862 | -1480.781 | 41.7833 | -39.6447 | 1482.3203 | -2155.3855 | -570.4797 | -359.1475 | -45.9983 | 900.3492 | 2327.291 | 6716.8003 | -855.952 | 1628.7467 | 0.13171 | -1197.6702 | 11776.9326 | -378.4744 | -649.4119 | 450.1738 | -2243.1841 | -2.4617 | 5162.1689 | 1468.0648 | 5065.5522 | 1.0111 | -1224.1918 | 2276.125 | -1784.9991 | 533.3183 | -81.809 | -2080.4976 | 186.7743 | 8944.918 | 210.1042 | -96.9474 | 188.2467
2030-01-04 | 22 | -82.1797 | -486.0963 | -80.2928 | -725.4435 | -1177.8167 | -311.4561 | -2365.3328 | -2.2731 | 0.99762 | -151.6564 | 3750.3569 | 40.0793 | 323.259 | -325.5748 | 1799.95 | 100.7327 | 385.0154 | 209.9994 | -272.4162 | -157.7585 | -836.1624 | -1345.012 | 31.7412 | -30.6795 | 2384.8235 | -2156.0325 | -717.9129 | -361.1951 | -44.3512 | 882.1872 | 2069.6057 | 6800.1792 | -965.0999 | 1592.0084 | 0.31288 | -1206.2628 | 11867.4668 | -120.0015 | -349.114 | 450.0235 | -2256.6431 | 1.7332 | 4981.5435 | 1582.0303 | 5055.272 | 107.3717 | -906.6603 | 2317.0774 | -1983.7606 | 495.6442 | -80.7906 | -2327.5151 | 169.6002 | 8792.1982 | 210.1042 | -67.207 | 269.6526
2030-01-04 | 23 | -83.0709 | -509.478 | -81.2165 | -724.29 | -1293.8352 | -279.873 | -2223.7617 | -318.4871 | 0.99988 | -143.4684 | 3713.0244 | 53.785 | 971.0568 | -317.0707 | 1774.3644 | 100.868 | 409.9288 | 209.9994 | -383.1234 | 17.0745 | -753.9692 | -1474.0967 | 54.5492 | -27.7338 | 3052.0115 | -1935.8596 | -1111.6023 | -386.3285 | -36.2348 | 826.592 | 1734.2345 | 6621.5879 | -474.6371 | 1589.3999 | 0.38136 | -1087.6423 | 11910.1943 | -380.5587 | -439.1114 | 224.8476 | -2478.7075 | 0.99427 | 4749.0815 | 1453.2047 | 5043.1479 | -3.4885 | -712.8837 | 2353.8831 | -1552.1707 | 601.7968 | 273.6654 | -2351.0659 | 3.2656 | 9192.373 | 210.1042 | -80.1134 | 303.7574
2030-01-04 | 24 | -77.4306 | -515.1964 | -79.8465 | -758.316 | -944.4551 | -409.4275 | -4065.9912 | -2.2349 | 388.4222 | -108.6977 | 3670.6731 | -3.0717 | 101.7799 | -482.5419 | 1268.0233 | 413.3751 | 390.0309 | 209.9994 | -360.5707 | 55.2742 | -513.3235 | -1375.2805 | 89.9393 | -51.9223 | 2902.8728 | -2006.9789 | -542.0125 | -447.7517 | -28.3289 | 904.9137 | 1522.4042 | 5857.9512 | 100.9516 | 1447.2788 | 0.43407 | -591.2355 | 11597.708 | -195.2724 | -333.6649 | 449.9568 | -2592.7329 | 67.9192 | 4604.5693 | 1544.7219 | 5024.8374 | 1.0136 | -278.2997 | 2456.8499 | -1200.8875 | 592.3254 | 489.7308 | -2727.8655 | 1.0055 | 10236.1855 | 210.1042 | -25.8054 | 290.536
2030-01-05 | 1 | -82.4884 | -670.6998 | -78.785 | -730.6562 | -1015.9063 | -427.3162 | -5620.3613 | 0.99353 | 797.212 | -71.294 | 3599.0115 | -2.7373 | 1905.0696 | -547.298 | 988.5967 | 477.839 | 417.2066 | 209.9994 | -373.1363 | 120.1031 | -468.988 | -1249.369 | 174.5776 | -67.8063 | 3168.8794 | -2010.3239 | -998.9361 | -457.7846 | -23.3288 | 1064.5326 | 1335.3613 | 5984.1611 | -37.2215 | 1612.5302 | 0.45694 | -225.0142 | 12140.8135 | -658.6483 | -103.7173 | 372.9535 | -2470.896 | 466.2397 | 4184.811 | 1438.8378 | 4993.9531 | -3.4121 | -272.6469 | 1769.5494 | -1846.3336 | 734.6469 | 919.2348 | -2542.1458 | 442.4277 | 12546.0957 | 210.1042 | 23.5419 | 275.5502
2030-01-05 | 2 | -78.8948 | -455.3545 | -75.1873 | -733.7473 | -1132.8887 | -497.2544 | -6131.8833 | 0.98783 | 968.1163 | -43.7556 | 3202.0967 | -21.8601 | 2150.9529 | -609.8038 | 682.4805 | 507.2856 | 309.2977 | 209.9994 | -356.2713 | 127.5403 | -411.5324 | -1352.121 | 173.5585 | -76.3234 | 3180.6501 | -1916.7766 | -1314.1158 | -483.0465 | -39.5506 | 1062.189 | 1110.6888 | 5293.6187 | -287.597 | 1600.0352 | 0.52938 | -91.5972 | 11383.4424 | -111.0856 | 177.3806 | 74.8594 | -2372.9456 | 614.119 | 3832.3933 | 1427.4985 | 4989.2788 | 1.0126 | -273.2875 | -89.6607 | -3401.9841 | 678.4847 | 619.4736 | -2433.2815 | 1446.5162 | 13561.7822 | 210.1042 | 193.9675 | 261.1393
2030-01-05 | 3 | -74.0736 | -420.1875 | -71.7706 | -737.6589 | -664.9838 | -536.3173 | -7501.0845 | 702.9986 | 730.672 | -33.0164 | 2630.5469 | -57.4219 | 2088.4495 | -686.0908 | 320.1644 | 499.5925 | 184.0947 | 209.9994 | -354.3723 | 171.5424 | -456.7701 | -1390.5975 | 221.597 | -80.0819 | 3207.4465 | -1812.925 | -1050.4987 | -481.049 | -43.9934 | 1134.7029 | 904.7692 | 5005.9805 | -168.136 | 1511.2996 | 0.53583 | -111.0004 | 10208.1338 | -157.9831 | 277.1328 | 1.001 | -2430.5137 | 769.5317 | 3496.332 | 1453.3241 | 4791.2871 | -3.1521 | -278.2022 | -755.7131 | -4321.2852 | 897.3686 | 904.9348 | -2669.9028 | 1425.3887 | 13213.9678 | 210.1042 | 188.0112 | 364.5833
2030-01-05 | 4 | -69.1945 | -465.7269 | -71.9014 | -594.5858 | -270.5486 | -662.7542 | -8545.3447 | 1520.1528 | 436.3662 | -27.709 | 2476.2852 | -66.0332 | 2057.6604 | -702.8169 | 262.1596 | 682.7968 | 172.2435 | 209.9994 | -363.7264 | 160.1169 | -413.982 | -1364.7114 | 265.504 | -86.9597 | 3338.9895 | -1782.5411 | -1264.4419 | -481.1969 | -43.198 | 1250.1128 | 610.5148 | 3912.4856 | -710.7527 | 1398.8508 | 0.51854 | -27.8495 | 8782.998 | -156.7592 | 253.5039 | 1.0016 | -2485.8201 | 897.8319 | 3452.8572 | 1387.7595 | 4716.0376 | 0.99692 | -278.3077 | -528.4124 | -4182.0005 | 997.943 | 1202.6898 | -3190.9258 | 1054.7986 | 13027.0312 | 210.1043 | 193.4769 | 442.4489
2030-01-05 | 5 | -62.1641 | -403.1373 | -77.9826 | -598.0672 | -41.1503 | -799.6646 | -9488.958 | 2106.812 | -3.0813 | -48.1044 | 2429.3513 | -90.5757 | 2048.2717 | -695.843 | 372.5924 | 925.5401 | 115.7636 | 209.9994 | -318.8389 | 101.5771 | -361.3405 | -1510.6161 | 279.8333 | -85.3407 | 3003.1802 | -1949.4263 | -1427.1825 | -516.1689 | -42.4578 | 1342.4083 | 721.5189 | 1967.4739 | -1362.9218 | 1242.2092 | 0.58581 | -7.1219 | 8463.2207 | -212.6225 | 277.4298 | 1.0022 | -2487.2092 | 916.6725 | 3406.5562 | 1334.0431 | 4705.9697 | 1.0081 | -278.3116 | -559.2454 | -4366.6406 | 993.8696 | 1165.4718 | -3255.6995 | 1028.6171 | 14071.3389 | 210.1042 | 204.6358 | 503.9575
2030-01-05 | 6 | -46.5624 | -19.6863 | -75.8937 | -548.9642 | -6.9317 | -1070.1907 | -10786.8467 | 2525.3374 | -291.4441 | -60.5823 | 3001.0405 | -50.4925 | 2057.0959 | -693.1042 | 437.3353 | 2090.155 | 1.0009 | 209.9994 | -292.5884 | 194.6185 | -549.7448 | -2042.9155 | 236.2896 | -66.5734 | 2691.3394 | -1750.6259 | -1573.271 | -589.6629 | -58.2612 | 1226.9648 | 603.6594 | 3.5817 | -1480.9899 | 799.766 | 0.65312 | -331.5989 | 4239.8325 | -313.5212 | 200.635 | 1.0016 | -2527.4124 | 877.7883 | 3455.9968 | 1385.4299 | 4675.2251 | 1.0291 | -278.1497 | 49.3987 | -3406.6252 | 987.5205 | 704.4219 | -3391.6169 | 744.8087 | 14149.335 | 210.1042 | 229.2237 | 537.7968
2030-01-05 | 7 | -40.3375 | 341.5591 | -75.1973 | -430.0138 | 635.5982 | -1475.4232 | -13022.7402 | 3596.1453 | -687.566 | -90.1851 | 3515.6218 | 1.0016 | 2144.9111 | -624.5413 | 631.9991 | 1855.4023 | 9.0992 | 209.9994 | -273.2865 | -87.7415 | -586.5444 | -2721.6018 | 172.8994 | -71.8877 | 2534.9888 | -1900.4437 | -1087.8268 | -690.4803 | -75.3614 | 1249.298 | 1104.4528 | 0.99098 | -1135.7991 | 542.9523 | 0.71178 | -174.1599 | 1496.8743 | -218.9986 | 182.1765 | 66.9616 | -2535.134 | 580.8015 | 3859.522 | 1443.4108 | 4980.4067 | 1.0139 | -272.4574 | 570.6053 | -3114.5376 | 834.7927 | 424.0878 | -4959.4956 | 549.5342 | 12584.4727 | 210.1043 | 312.8662 | 488.5678
2030-01-05 | 8 | -45.114 | 170.1779 | -81.9195 | -490.1506 | 747.1313 | -1642.0238 | -13641.1758 | 3820.825 | -1605.8101 | -167.3802 | 3664.6243 | -1.5182 | 1830.8081 | -537.5137 | 989.7982 | 1354.7067 | -17.2398 | 209.9994 | -264.6208 | -172.5505 | -715.2512 | -3656.6804 | 149.3994 | -71.5334 | 2304.4062 | -2166.354 | -1021.5258 | -781.3045 | -69.2492 | 1267.1545 | 1603.7485 | 3.6489 | -828.4166 | 426.4661 | 0.69783 | -160.0874 | 1552.9529 | -552.8467 | 68.2482 | 450.1212 | -2587.6716 | 405.0377 | 4515.8486 | 1719.5802 | 4873.7285 | 595.0626 | -278.5941 | 2116.323 | -1751.2004 | 1016.9743 | 1033.6747 | -4784.9619 | -469.8907 | 13062.8955 | 210.1042 | 130.7466 | 383.0885
2030-01-05 | 9 | -37.9994 | 260.476 | -80.3963 | -561.1299 | 311.3603 | -1599.2328 | -13756.4072 | 3377.1936 | -2190.6636 | -172.7474 | 3682.8694 | -1.8857 | 1312.864 | -410.0036 | 1428.2037 | 892.5401 | 61.5141 | 209.9994 | -365.0915 | -156.2901 | -998.2115 | -4838.9829 | 99.5639 | -46.9783 | 2733.9734 | -2128.8301 | -1401.1152 | -771.9686 | -73.8599 | 1152.5382 | 1714.0597 | 3.5238 | -794.2203 | 359.8211 | 0.73272 | -417.1688 | 26.3124 | -478.7584 | -151.1153 | 449.725 | -2578.2383 | 258.5233 | 4908.5308 | 1685.064 | 5015.3164 | 529.2495 | -425.6166 | 1687.1923 | -2064.4495 | 1208.1514 | 1904.7018 | -4219.7729 | -695.4941 | 11592.6201 | 210.1042 | 41.1066 | 343.6603
2030-01-05 | 10 | -37.6433 | 415.0837 | -71.0267 | -576.2972 | 0.99537 | -1623.8633 | -13519.1309 | 3084.3633 | -1634.0642 | -143.2417 | 3692.7891 | -2.1534 | 1406.4523 | -365.2803 | 1568.1205 | 1013.5674 | 69.8076 | 209.9994 | -392.5021 | -223.961 | -1047.6348 | -5207.1367 | 36.6688 | -31.9417 | 2862.3005 | -2240.0552 | -1351.6241 | -801.5389 | -79.519 | 1034.0402 | 1959.3125 | 501.3419 | -615.2715 | 317.5604 | 0.76389 | -552.2393 | 919.0551 | -969.0872 | -454.473 | 449.8402 | -2593.887 | 0.99741 | 4823.1226 | 1493.3428 | 5030.3589 | 67.8119 | -773.8157 | 785.3244 | -2739.0955 | 1185.3438 | 626.0927 | -3269.6775 | -579.6767 | 10478.7129 | 210.1043 | -20.7149 | 312.1728
2030-01-05 | 11 | -37.5444 | 565.2215 | -69.8157 | -590.4286 | 1.0089 | -1674.7012 | -13691.6953 | 3220.4062 | -1301.6406 | -198.4314 | 3720.0156 | 51.1651 | 1324.6757 | -327.0115 | 1744.1741 | 997.6536 | 16.1637 | 209.9994 | -416.2809 | -303.0338 | -972.9744 | -5380.209 | 12.6679 | -33.1863 | 2962.78 | -2291.6257 | -1208.8861 | -822.0257 | -88.3544 | 1012.9147 | 2235.8926 | 373.7072 | -508.9843 | 262.4123 | 0.67412 | -529.1955 | 1947.6481 | -936.209 | -289.667 | 449.7825 | -2627.2673 | -2.2642 | 4756.8442 | 1481.271 | 5040.502 | 119.4554 | -815.0159 | 971.831 | -2066.064 | 870.8068 | -390.6633 | -2938.0317 | 125.3679 | 9836.667 | 210.1042 | 64.4447 | 271.249
2030-01-05 | 12 | -35.7362 | 866.0244 | -73.2269 | -423.9224 | -7.4921 | -1835.5568 | -13611.2402 | 3233.2297 | -646.764 | -290.3855 | 3721.4395 | 139.5058 | 1890.917 | -352.2459 | 1583.9497 | 1023.407 | 21.8709 | 209.9994 | -465.8187 | -195.9077 | -991.166 | -5475.3472 | -38.481 | -10.8251 | 3254.709 | -2160.8728 | -1303.4666 | -825.937 | -107.2495 | 823.7216 | 1944.1639 | 267.4625 | -639.4034 | 104.5422 | 0.66677 | -633.5089 | -572.8765 | -851.258 | 114.5822 | 449.4214 | -2609.645 | -14.3244 | 3924.8711 | 1433.7567 | 5021.3872 | -280.4254 | -785.0728 | -608.2062 | -3562.9211 | 651.594 | -530.7415 | -2657.4746 | 1325.6724 | 8550.4521 | 210.1042 | 252.3167 | 371.2982
2030-01-05 | 13 | -33.6775 | 1064.7612 | -70.0094 | -422.0229 | 187.4149 | -1957.764 | -13799.8916 | 3933.1216 | -3.0557 | -224.0655 | 3716.3853 | 166.3485 | 2036.8635 | -365.2032 | 1537.6333 | 1199.6567 | 58.3207 | 209.9994 | -433.2925 | -226.6943 | -895.5275 | -4938.2065 | -21.1037 | -26.8392 | 3006.7747 | -2286.2759 | -1419.8322 | -880.9876 | -113.0236 | 916.5828 | 2153.5774 | 1.9127 | -524.4474 | 77.3673 | 0.58982 | -319.442 | -779.8419 | -1013.1716 | 1.0041 | 449.4588 | -2573.6912 | 56.9459 | 3850.4199 | 1504.4303 | 4898.4375 | -281.3515 | -1071.3448 | -242.0526 | -3031.3196 | 760.1477 | 0.92701 | -2913.2944 | 1225.2739 | 8480.6514 | 210.1043 | 230.5189 | 370.7838
2030-01-05 | 14 | -30.6699 | 1212.3291 | -64.9449 | -393.7835 | 400.2236 | -2013.4097 | -13869.6445 | 4475.7383 | 820.515 | -221.4645 | 3529.572 | 134.9556 | 2132.3018 | -383.3587 | 1467.5701 | 1437.0588 | 47.114 | 209.9994 | -418.4784 | -265.0432 | -680.8768 | -3843.8469 | 9.3276 | -26.3084 | 3111.5244 | -2277.0642 | -1199.824 | -893.3702 | -120.3313 | 998.3018 | 2134.8486 | 0.98219 | -499.7847 | 16.571 | 0.61693 | -282.3052 | -1249.5488 | -878.1498 | 91.9387 | 449.2871 | -2481.8352 | 186.8701 | 3980.4502 | 1585.2015 | 5038.6782 | -142.546 | -857.8315 | 396.2875 | -2383.4189 | 778.1593 | 182.2799 | -2984.9465 | 1228.8083 | 8065.3511 | 210.1042 | 155.4751 | 257.0055
2030-01-05 | 15 | -25.8267 | 1121.9376 | -60.1766 | -326.8803 | 318.2071 | -1785.6528 | -12865.6055 | 4101.8438 | 1128.2014 | -222.8879 | 3517.8123 | 195.0126 | 2067.4575 | -400.2011 | 1369.6777 | 1297.6178 | 20.4196 | 209.9994 | -302.1945 | -85.0074 | -620.5478 | -3996.5879 | 1.005 | -9.3931 | 2690.0083 | -1895.4425 | -950.7608 | -793.9742 | -119.8415 | 862.572 | 1855.3728 | 0.99037 | -910.6234 | 54.0949 | 0.59496 | -799.1982 | -1438.3246 | -625.2825 | 137.2634 | 449.298 | -2678.9282 | 185.7491 | 4073.9343 | 1635.3553 | 5042.2588 | -3.241 | -768.9677 | 1297.6702 | -1430.5461 | 842.6863 | 337.6666 | -2875.6858 | 1248.3468 | 4956.4683 | 210.1042 | 121.064 | 199.4366
2030-01-05 | 16 | -28.6575 | 994.821 | -59.7795 | -351.7861 | 171.274 | -1675.9147 | -11589.0967 | 3703.9434 | 1240.5574 | -293.3274 | 3139.6138 | 195.0005 | 2082.5537 | -417.0737 | 1299.3126 | 1295.1494 | 7.1183 | 209.9994 | -493.4213 | -121.1817 | -564.6436 | -4050.1746 | 6.6662 | 12.8219 | 3653.1565 | -1914.9001 | -719.0654 | -767.8638 | -114.6084 | 865.251 | 1960.0428 | 0.98975 | -872.4872 | 143.772 | 0.54255 | -788.3295 | -873.9116 | -753.9924 | 185.9039 | 449.2624 | -2646.7683 | 223.6237 | 4023.1455 | 1602.4705 | 5041.7871 | -3.2612 | -767.3928 | 728.2123 | -2300.5012 | 818.5013 | 54.2432 | -2621.9446 | 1341.1068 | 8651.3457 | 210.1043 | 69.2035 | 101.5193
2030-01-05 | 17 | -29.4042 | 1122.7107 | -60.9956 | -374.4587 | 100.5229 | -1755.642 | -11102.6104 | 3520.7466 | 1144.9739 | -228.96 | 3171.6997 | 122.9365 | 1798.9092 | -321.1929 | 1685.4696 | 1356.2496 | -8.1406 | 209.9994 | -455.3846 | -122.6725 | -628.3005 | -3921.6079 | -36.9628 | 18.4157 | 3304.0286 | -1975.0798 | -828.3167 | -808.0859 | -119.1921 | 785.6475 | 2113.1179 | 3.9711 | -817.2379 | 56.0888 | 0.62054 | -863.7247 | -903.4594 | -750.4205 | -2.232 | 362.3303 | -2664.8433 | 120.185 | 4140.9009 | 1597.0388 | 5044.1572 | -156.2393 | -1015.9901 | 109.6383 | -3390.5928 | 689.6664 | 1.0235 | -3005.3899 | 1332.2441 | 10532.793 | 210.1043 | 88.8933 | 133.8808
2030-01-05 | 18 | -14.7641 | 1320.0934 | -51.5218 | -630.0724 | 354.4511 | -1808.589 | -11728.498 | 4023.876 | 617.3917 | -150.5086 | 3635.6362 | 20.0007 | 1777.2764 | -145.2764 | 2148.8303 | 1096.1294 | -220.1944 | 209.9994 | -424.9431 | -281.0282 | -753.7592 | -4163.6938 | -53.5547 | 25.7578 | 3145.4736 | -2009.6472 | -1045.9384 | -894.7382 | -119.9123 | 868.4902 | 2398.8916 | -612.7608 | -628.6085 | -194.9462 | 0.68141 | -1101.3687 | -446.223 | -1016.7989 | -439.5824 | 449.6728 | -2614.5957 | -55.1419 | 4876.9707 | 1514.412 | 5042.8989 | -3.0236 | -1709.7664 | 494.4736 | -3550.7458 | 719.7292 | 792.6562 | -3745.4722 | 315.9557 | 12500.0869 | 210.1042 | 61.4285 | 78.5022
2030-01-05 | 19 | -1.1053 | 1607.5032 | -53.835 | -646.1151 | 868.4665 | -2167.9014 | -13409.0889 | 4763.9785 | -1825.9355 | -160.4717 | 3782.4861 | 98.0312 | 217.4258 | -17.6832 | 2119.5996 | 2248.7749 | -304.3093 | 209.9994 | -422.6233 | -264.8045 | -885.7468 | -4159.4897 | -42.6648 | 28.5491 | 2919.2998 | -2052.407 | -1141.6263 | -1002.9207 | -124.4952 | 928.1046 | 2594.4717 | -2803.8508 | -509.6662 | -652.9065 | 0.59463 | -1187.1072 | -933.5771 | -607.3571 | -556.0086 | 450.1588 | -2418.1375 | -161.9744 | 5175.6987 | 1561.014 | 5060.4131 | 82.8564 | -1124.4343 | 1962.9609 | -1467.1764 | 968.8155 | 1534.4446 | -4269.5269 | -529.7227 | 12284.9121 | 0.10423 | 6.3543 | 199.4007
2030-01-05 | 20 | 1.8309 | 1678.9104 | -54.9854 | -620.7167 | 804.9368 | -2188.6562 | -13958.7871 | 4523.9473 | -1796.184 | -155.9796 | 3804.1306 | 56.635 | 1.0045 | -117.3374 | 2127.8818 | 2233.1128 | -327.5517 | 209.9994 | -441.4445 | -184.431 | -1007.48 | -4632.8105 | -74.2369 | 30.8307 | 2871.6953 | -2059.3472 | -1575.4683 | -1001.5038 | -127.1919 | 813.5737 | 2409.0688 | -2994.5916 | -591.6268 | -774.8903 | 0.61419 | -1193.8162 | -1548.5088 | -196.9129 | -176.7279 | 449.9422 | -2435.1877 | -245.3855 | 4975.23 | 1698.8878 | 5055.5044 | 283.5513 | -978.4154 | 2001.7448 | -1015.9558 | 956.5783 | 1334.7969 | -3890.5542 | -519.8915 | 10153.667 | 210.1042 | 16.2184 | 116.2106
2030-01-05 | 21 | -7.3993 | 1504.2041 | -57.9099 | -639.0375 | 737.4715 | -2105.7283 | -14297.9336 | 4471.4629 | -1655.2302 | -157.2407 | 3786.5691 | 62.1012 | 0.99946 | -178.4308 | 2088.426 | 2198.0837 | -134.4907 | 209.9994 | -423.6507 | -286.413 | -962.1264 | -4424.7344 | -61.6838 | 17.1223 | 2722.8193 | -2331.7058 | -1374.0096 | -994.2089 | -119.5932 | 896.9217 | 2454.7048 | -1617.7283 | -330.9523 | -574.1102 | 0.74393 | -878.1871 | -1505.8604 | -270.1199 | -175.2035 | 449.9457 | -2407.0513 | -223.6777 | 4873.896 | 1690.3785 | 5048.9102 | 237.89 | -772.6694 | 1992.4177 | -1296.0115 | 953.9464 | 1572.6348 | -4044.8384 | -519.7003 | 11142.2588 | 210.1042 | 16.839 | 91.6002
2030-01-05 | 22 | -23.6964 | 1177.3262 | -71.1927 | -621.1633 | 827.7757 | -2006.6354 | -14290.8369 | 4598.5352 | -1958.6334 | -150.5714 | 3685.6226 | 2.6406 | 235.3051 | -203.6994 | 1938.0773 | 1096.2217 | -458.4375 | 209.9994 | -413.2212 | -300.0557 | -940.2247 | -4496.8716 | -10.1028 | 9.2561 | 2599.002 | -2504.4355 | -1211.3918 | -941.6592 | -109.2433 | 1031.5057 | 2327.3206 | 0.99886 | -244.8849 | -314.5613 | 0.73287 | -704.7696 | -1192.8011 | -371.1425 | 11.3003 | 449.8339 | -2458.563 | -18.5309 | 4500.9702 | 1572.9867 | 5041.7324 | 175.1113 | -529.6833 | 2070.2732 | -1362.2926 | 1056.7397 | 1965.7415 | -4444.4194 | -426.472 | 11697.5781 | 210.1042 | 41.2649 | 88.7063
2030-01-05 | 23 | -28.6989 | 1273.2156 | -67.6707 | -408.4845 | 723.5526 | -2106.6941 | -13968.1592 | 4345.4678 | -1280.8147 | -131.6488 | 3662.251 | -2.4385 | 1387.678 | -279.6379 | 1713.2692 | 1037.9642 | -269.5236 | 209.9994 | -461.158 | -140.5269 | -822.5078 | -3998.1501 | 1.0018 | 18.0988 | 2944.084 | -2170.3462 | -1320.8622 | -906.6203 | -119.2156 | 924.449 | 2144.8057 | 3.73 | -432.8697 | -181.6256 | 0.76658 | -888.1246 | -1244.4619 | -641.4048 | -35.4777 | 449.4042 | -2467.8977 | 157.2688 | 4227.0791 | 1500.9714 | 5027.4741 | -3.3306 | -906.1411 | 1728.6827 | -1770.899 | 793.7958 | 0.94906 | -4185.875 | 300.7173 | 10347.6777 | 210.1043 | 79.8605 | 264.4326
2030-01-05 | 24 | -30.4982 | 916.1958 | -65.5308 | -365.9498 | 314.1916 | -1837.4509 | -12476.7275 | 3767.6531 | -374.7744 | -205.2785 | 3621.4705 | 133.27 | 2105.7817 | -365.0075 | 1422.6919 | 985.7584 | 0.99916 | 209.9994 | -534.8932 | -60.5528 | -764.9722 | -3859.3704 | 60.7627 | 23.4419 | 3458.0916 | -1963.0244 | -1176.5271 | -800.1386 | -104.4719 | 972.4528 | 1835.3682 | 0.98326 | -756.4757 | 72.0279 | 0.67669 | -723.1763 | -896.4895 | -1096.6851 | 0.99807 | 449.4014 | -2688.605 | 390.2903 | 3284.8965 | 1392.5229 | 4499.2637 | -285.4178 | -834.3602 | -485.5683 | -3834.6316 | 980.7268 | 386.099 | -3474.1453 | 701.2256 | 10870.2354 | 210.1043 | 157.5253 | 214.9832
2030-01-06 | 1 | -31.1228 | 887.6194 | -63.5642 | -359.0832 | 58.5817 | -1689.3274 | -10734.0732 | 2981.5251 | -3.0312 | -100.8414 | 3618.3381 | 1.001 | 2147.5144 | -354.4202 | 1454.7343 | 723.1657 | -6.0883 | 209.9994 | -494.3295 | 120.2593 | -820.5942 | -3318.4558 | 45.7245 | 9.0448 | 3409.5015 | -1867.0687 | -1477.5596 | -759.0358 | -102.3235 | 777.6209 | 1551.2826 | 3.9974 | -968.1075 | 174.2815 | 0.75711 | -608.1567 | -895.4637 | -763.9299 | 1.0029 | 449.453 | -2669.4629 | 432.1238 | 3436.7864 | 1404.0963 | 4716.7451 | -294.1725 | -272.5 | -445.2535 | -3632.1433 | 840.3688 | 263.2901 | -3066.6711 | 965.368 | 11844.2051 | 210.1042 | 119.5683 | 202.9082
2030-01-06 | 2 | -33.5844 | 680.4714 | -63.1089 | -352.9858 | 445.0516 | -1605.8508 | -10808.2139 | 3610.4514 | -3.0855 | -104.5 | 2909.9214 | -38.6942 | 2146.7517 | -468.2007 | 1085.8031 | 321.0565 | -77.4157 | 209.9994 | -513.9669 | 163.612 | -686.3297 | -2798.7649 | 159.1859 | 6.0537 | 3584.4819 | -1835.3076 | -1586.2308 | -724.5031 | -94.5511 | 1008.9773 | 1226.9713 | 4.0371 | -1118.345 | 288.176 | 0.66906 | -540.5876 | -910.9496 | -242.7169 | 448.6194 | 0.99612 | -2720.4878 | 803.062 | 3471.8855 | 1373.9763 | 4935.3613 | 0.99988 | -272.3938 | 252.0562 | -2762.9844 | 1108.1447 | 1398.5658 | -3780.1155 | 849.0845 | 11922.9043 | 210.1043 | 99.3867 | 132.356
2030-01-06 | 3 | -27.861 | 770.6365 | -57.4377 | -304.3195 | 600.1431 | -1498.7051 | -11028.957 | 3877.4656 | -74.2754 | -136.0875 | 2321.8855 | -187.6906 | 2146.197 | -507.2667 | 917.267 | -19.5307 | -134.6329 | 209.9994 | -535.4176 | 271.6452 | -695.493 | -2943.9246 | 231.3415 | 5.9535 | 3750.7556 | -1535.0012 | -1384.9624 | -653.8111 | -94.9379 | 1106.0101 | 747.2852 | 4.3513 | -1424.7778 | 342.5153 | 0.73272 | -676.5968 | -927.9127 | -149.3397 | 406.1405 | 1.001 | -2790.1311 | 1055.6715 | 3376.8811 | 1358.2971 | 4817.0908 | -2.7911 | -272.2401 | 233.8492 | -3002.4888 | 1304.4647 | 1895.0475 | -3702.6189 | 679.288 | 9860.2832 | 210.1043 | 83.5817 | 152.0754
2030-01-06 | 4 | -29.9267 | 611.0117 | -46.2569 | -450.3232 | 497.3109 | -1243.2279 | -10196.0381 | 3635.9888 | -429.001 | -102.6264 | 2522.2627 | -74.2604 | 1603.0529 | -485.2311 | 985.9265 | -100.8458 | -29.5816 | 209.9994 | -566.3892 | 190.7483 | -739.0626 | -3213.6531 | 252.8371 | 9.9331 | 3861.8811 | -1837.1519 | -1220.118 | -645.1542 | -83.781 | 1208.9819 | 1109.9677 | 1181.7582 | -971.9679 | 546.3644 | 2.1142 | -481.3239 | 1349.8252 | -239.2662 | 244.0278 | 0.99983 | -2799.9688 | 887.8741 | 3873.7163 | 1406.8358 | 4660.6465 | -2.9224 | -276.6707 | 2136.2422 | -881.6862 | 1524.7816 | 2708.6799 | -4439.5156 | -115.8707 | 10745.4092 | 210.1042 | -36.167 | 261.6105
2030-01-06 | 5 | -13.6588 | 415.6318 | -43.8367 | -401.05 | 29.5073 | -876.4871 | -8321.8174 | 2749.8352 | -369.9329 | -111.2115 | 3283.1733 | -59.9046 | 1552.5808 | -428.3247 | 1159.3336 | 383.1433 | -72.2754 | 209.9994 | -568.6049 | 160.9809 | -908.8228 | -4104.3784 | 132.0747 | 29.4225 | 3691.1082 | -1487.3873 | -1490.7974 | -537.4774 | -93.8807 | 937.938 | 914.8719 | 3.5468 | -1154.7662 | 343.0821 | 2.0156 | -832.0605 | 1121.8784 | -267.2177 | 207.7616 | 0.99987 | -2725.5916 | 515.064 | 3827.0811 | 1391.0701 | 4563.5835 | -3.0889 | -276.7126 | 2164.6455 | -851.5164 | 1339.6024 | 1880.8431 | -2820.689 | 1.024 | 8697.5049 | 210.1043 | -83.329 | 246.6775
2030-01-06 | 6 | -14.3259 | 235.4255 | -44.1737 | -362.0659 | -98.768 | -726.3555 | -6801.4473 | 1998.0337 | -862.26 | -139.3102 | 3840.8835 | -97.8 | 424.2833 | -398.1242 | 1256.984 | 927.5264 | 576.7558 | 209.9994 | -570.2979 | -33.9772 | -849.5808 | -3977.2939 | 48.3521 | 10.0328 | 3594.55 | -1415.5771 | -1095.9526 | -488.332 | -88.7693 | 795.8488 | 1340.2794 | 4.2158 | -933.357 | 396.6504 | 2.8944 | -569.9957 | 1424.995 | 187.9343 | 443.1547 | 167.4022 | -2688.7646 | 115.2222 | 3993.384 | 1438.6306 | 4659.9023 | 183.553 | -279.202 | 2810.8701 | 106.5035 | 1348.2792 | 1503.5685 | -1841.0421 | -750.7259 | 8021.4839 | 210.1043 | -241.9803 | 188.8967
2030-01-06 | 7 | -9.0104 | 238.9756 | -44.1336 | -300.4801 | -740.2396 | -591.5474 | -4089.8684 | 382.0831 | -1418.7618 | -141.8208 | 3893.6714 | -48.7492 | 343.3171 | -378.8856 | 1379.0698 | 1492.1467 | 598.2541 | 209.9994 | -530.6711 | -24.7389 | -1011.6771 | -4492.1943 | -58.6711 | -64.1527 | 3061.7505 | -1196.9247 | -1472.2961 | -388.7959 | -87.0668 | 480.5793 | 424.6324 | 4.7258 | -1349.5699 | 369.2292 | 3.4561 | 1138.4431 | 655.89 | 1.3397 | 54.6285 | 450.1947 | -2702.8674 | -171.363 | 4065.0039 | 1346.0917 | 4516.3623 | 0.98544 | -278.1451 | 2811.5867 | -54.6368 | 1145.7742 | 801.2266 | -2100.6392 | -616.9664 | 6514.6587 | 210.1042 | -259.2867 | 204.8842
2030-01-06 | 8 | -17.4597 | 248.411 | -50.2053 | -343.7632 | -990.4965 | -516.974 | -3193.3484 | -1.9447 | -2009.0946 | -114.1572 | 3824.4924 | 85.2779 | 836.5984 | -290.0192 | 1695.8564 | 1347.2921 | 666.6106 | 209.9994 | -823.8729 | 51.7809 | -1291.358 | -4563.481 | -65.4743 | -48.6517 | 4520.1802 | -1335.9525 | -1656.5503 | -371.9948 | -85.0728 | 419.7251 | 332.567 | 950.7369 | -1387.7506 | 540.3145 | 3.7178 | 1428.5101 | 1980.5186 | -91.9977 | 173.4881 | 0.99941 | -2652.0664 | -124.7415 | 4302.4375 | 1300.493 | 4920.3281 | 1.0168 | -276.8006 | 2784.0972 | -147.1688 | 1136.4071 | 1339.0898 | -2092.2864 | -460.2963 | 6394.1509 | 210.1042 | -193.7906 | 207.3267
2030-01-06 | 9 | -26.2964 | 350.4184 | -58.0566 | -433.982 | -985.9271 | -648.5344 | -3729.8218 | -2.0362 | -2020.3636 | -132.5422 | 3849.2366 | 59.8268 | 1318.9253 | -302.8768 | 1756.4613 | 1354.3938 | 675.9563 | 209.9994 | -816.5645 | 6.8292 | -1576.2466 | -4369.8257 | -45.4038 | -58.0728 | 4448.0327 | -1659.5487 | -1673.7924 | -449.8746 | -85.306 | 438.4036 | 675.5319 | 1619.9441 | -1096.9027 | 617.6023 | 3.5252 | 1584.6621 | 4070.0811 | -389.1374 | -54.3046 | -2.9096 | -2344.8608 | -3.258 | 4414.7153 | 1288.8125 | 4776.085 | -3.121 | -277.0926 | 2418.325 | -407.4382 | 1138.1207 | 1642.2303 | -2393.7644 | -559.3093 | 7166.1567 | 210.1042 | -162.4037 | 233.2314
2030-01-06 | 10 | -21.9642 | 310.2303 | -57.5146 | -463.7803 | -791.1677 | -749.6065 | -5062.2065 | 611.0945 | -1108.8477 | -206.046 | 3837.7122 | -44.4231 | 628.8671 | -267.2256 | 2018.1985 | 1443.8741 | 629.4014 | 209.9994 | -593.0059 | 69.4823 | -1381.5648 | -4977.2773 | -18.3858 | -57.3066 | 3366.8896 | -1573.3265 | -1686.5979 | -493.9211 | -81.954 | 533.5541 | 933.0182 | 3.4151 | -1089.0349 | 410.8272 | 3.0041 | 998.4363 | 4533.7803 | 38.657 | 15.998 | 450.1243 | -2289.0479 | -2.5907 | 4632.6758 | 1373.3485 | 4997.7446 | 0.99186 | -278.1259 | 2315.0093 | -667.3772 | 1001.6597 | 1652.661 | -1946.4769 | -14.8469 | 6970.9023 | 210.1043 | -145.9377 | 301.0855
2030-01-06 | 11 | -27.6619 | 117.1958 | -57.9423 | -518.176 | -1073.5699 | -576.9206 | -5247.7241 | 421.9232 | -3.0359 | -200.0847 | 3810.3967 | -14.275 | 1018.32 | -232.0479 | 2085.5784 | 612.5874 | 187.1921 | 209.9994 | -484.7858 | 70.4971 | -1254.0398 | -5497.0449 | -44.4434 | -36.0802 | 2887.6848 | -1480.2106 | -1747.2095 | -450.8735 | -72.0757 | 515.2148 | 1142.8713 | 428.9385 | -1276.4883 | 612.7062 | 0.78287 | 261.7551 | 5478.7729 | -112.3569 | -99.2988 | 450.2617 | -2657.5044 | -154.5449 | 4870.0854 | 1306.2581 | 5018.4629 | 0.98778 | -276.9257 | 2046.1475 | -773.7661 | 1002.9351 | 1118.1343 | -1626.8441 | -347.419 | 6313.0811 | 210.1043 | -156.5215 | 265.4869
2030-01-06 | 12 | -40.3368 | 200.4494 | -61.0044 | -576.4292 | -1190.1759 | -586.4601 | -5381.6421 | 488.3619 | 382.5089 | -269.2951 | 3813.3889 | -118.437 | 1150.3889 | -267.1933 | 2082.9268 | 701.6058 | 300.9694 | 209.9994 | -458.9677 | -17.2286 | -1127.8722 | -5133.2544 | -10.835 | -38.7958 | 2745.6279 | -1826.5647 | -1477.3092 | -487.1083 | -76.0052 | 614.3674 | 1585.0665 | 1294.8912 | -939.6351 | 789.978 | 1.3572 | 500.047 | 7211.1724 | -179.1822 | -180.1979 | 449.8081 | -2622.6736 | 1.0049 | 4996.0415 | 1315.9584 | 5023.9263 | 116.7416 | -593.8293 | 2058.2017 | -632.1793 | 1249.4329 | 591.6281 | -966.8427 | -701.2993 | 7538.5464 | 210.1043 | -328.3271 | 103.7459
2030-01-06 | 13 | -32.8022 | 695.1819 | -57.6297 | -591.6241 | -1091.4554 | -868.9805 | -5998.5923 | 601.4551 | 447.3467 | -371.8144 | 3866.9524 | -6.1672 | 1729.9796 | -274.5653 | 2041.1411 | 999.5888 | 205.2966 | 209.9994 | -511.087 | 110.4266 | -1286.1964 | -5108.1689 | -59.2748 | -13.5884 | 2894.4233 | -1857.2435 | -1933.4794 | -574.2798 | -89.3629 | 454.9362 | 2101.147 | 0.9868 | -857.3661 | 540.4563 | 1.6873 | 168.4482 | 6921.3525 | -443.4477 | -128.5852 | 449.4774 | -2438.1045 | -28.7522 | 4816.0737 | 1324.4629 | 5000.1006 | -3.3893 | -703.8977 | 1063.198 | -1544.4625 | 1109.4421 | 0.99639 | -739.0668 | -461.6913 | 6749.0151 | 210.1042 | -313.4194 | 285.1151
2030-01-06 | 14 | -30.371 | 1032.694 | -55.568 | -584.2953 | -796.2885 | -1071.3379 | -7062.1562 | 1376.3168 | 1177.7073 | -369.6732 | 3855.2346 | 0.99957 | 1953.9578 | -276.9927 | 2043.2645 | 1021.0876 | 89.6535 | 209.9994 | -482.2043 | 205.31 | -1202.6177 | -5183.6567 | -63.7741 | -0.42019 | 2693.5552 | -1823.6154 | -2260.7214 | -623.8962 | -102.8419 | 449.2146 | 2132.6858 | -773.2416 | -945.5041 | 467.2983 | 1.3178 | -95.0123 | 6391.2861 | -584.3692 | -2.0251 | 449.4039 | -2594.3894 | -2.0229 | 4405.3779 | 1292.8739 | 5009.7588 | -274.0322 | -690.3875 | 647.6077 | -1985.9934 | 1086.2866 | 0.98711 | -1222.8582 | -0.95819 | 6298.7266 | 210.1042 | -204.6548 | 237.3333
2030-01-06 | 15 | -33.9448 | 1680.3289 | -57.8048 | -687.5356 | -323.798 | -1543.9346 | -9181.4336 | 2582.2065 | 1390.9734 | -359.4183 | 3704.2314 | 26.516 | 2114.0823 | -388.0525 | 1605.3846 | 1025.9989 | -20.3397 | 209.9994 | -324.3841 | 185.0102 | -1084.4756 | -4274.7676 | -41.7049 | -13.4917 | 1987.9767 | -2216.2559 | -2167.2451 | -823.0275 | -123.8717 | 550.0239 | 2224.6895 | 0.98258 | -615.2845 | 347.8706 | 0.56789 | -185.5293 | 4336.1763 | -95.334 | 621.1657 | 0.99774 | -2298.9907 | 275.1831 | 3219.0361 | 1295.8177 | 4889.1567 | -2.4278 | -272.7055 | -260.1338 | -3158.7109 | 701.5182 | 1.0023 | -2537.2683 | 948.5008 | 7543.0596 | 210.1043 | 23.7452 | 237.6015
2030-01-06 | 16 | -37.6938 | 1507.0271 | -60.6817 | -481.9473 | -143.9509 | -1789.3844 | -9814.2627 | 3118.6162 | 1477.0211 | -243.6454 | 3728.261 | 194.9957 | 2150.8994 | -376.3051 | 1569.2958 | 1305.3085 | 0.47932 | 209.9994 | -298.9565 | 125.6166 | -1094.548 | -4566.7114 | -37.8209 | -23.9123 | 1780.8464 | -2391.1873 | -2025.4573 | -866.0411 | -125.468 | 590.3079 | 2354.3247 | 2.1607 | -440.6689 | 301.5651 | 0.60666 | 79.9023 | 1783.816 | -160.5191 | 617.597 | 0.99626 | -2299.3435 | 251.8547 | 3120.353 | 1264.7062 | 4758.7871 | -2.4331 | -272.4055 | 43.8901 | -3211.1248 | 817.1768 | -317.9958 | -2110.2756 | 598.1922 | 8089.314 | 210.1043 | -19.5239 | 247.6183
2030-01-06 | 17 | -37.4905 | 1289.5857 | -60.7418 | -596.3984 | -263.63 | -1615.403 | -9020.9004 | 2690.9001 | 1439.3533 | -260.739 | 3671.6365 | 194.9873 | 1954.2313 | -367.6624 | 1573.5818 | 1164.7279 | 30.7177 | 209.9994 | -272.1364 | 174.5754 | -1163.2137 | -4854.2412 | -18.0578 | -24.5067 | 1626.5065 | -2393.0671 | -2078.8259 | -829.6823 | -114.702 | 601.0624 | 2388.7629 | 103.6226 | -464.145 | 446.9964 | 0.5951 | 34.0493 | 2852.4705 | -107.9476 | 711.8945 | 0.99989 | -2406.0317 | 367.3599 | 2819.2327 | 1129.3938 | 4468.6797 | -2.3756 | -271.7585 | 594.6589 | -3234.7957 | 920.4338 | -83.41 | -2039.2231 | 455.076 | 9553.8232 | 210.1043 | -15.5067 | 272.3254
2030-01-06 | 18 | -45.0136 | 1449.0255 | -58.0549 | -634.6784 | -433.9601 | -1534.517 | -8646.5977 | 2394.2878 | 1203.9965 | -320.2074 | 3720.1001 | 195.008 | 1823.5685 | -152.0273 | 1763.9583 | 954.7908 | 0.99722 | 209.9994 | -245.0987 | 19.3475 | -1189.8416 | -4759.9951 | -31.2028 | -26.6388 | 1455.6364 | -2480.3452 | -2070.8452 | -807.4999 | -114.1156 | 643.1743 | 2628.4802 | 301.9492 | -321.0159 | 575.3771 | 0.57572 | 135.692 | 5425.063 | 1.0018 | 777.2651 | 82.6186 | -2455.9109 | 252.383 | 3293.885 | 1230.0322 | 4856.6284 | -2.4367 | -271.8533 | 1616.0118 | -2634.1333 | 810.35 | 0.99675 | -2527.2231 | 858.4828 | 10885.1572 | 210.1042 | 18.8257 | 343.564
2030-01-06 | 19 | -67.7993 | 678.7385 | -75.9701 | -717.4514 | -862.4957 | -1094.4717 | -6490.563 | 1325.0452 | 0.99789 | -340.118 | 3847.6619 | 194.9993 | 1868.5681 | -20.1602 | 1954.291 | 1.5145 | 51.2805 | 209.9994 | -275.6704 | 184.8258 | -1414.4657 | -5391.8125 | 12.2768 | -19.0167 | 1346.5703 | -2748.6116 | -2444.8855 | -683.4611 | -84.6382 | 693.5042 | 2775.1499 | 2027.8951 | -320.4877 | 1009.1606 | 0.42908 | -1.6159 | 10856.5303 | -673.2741 | 30.4959 | 449.4522 | -2719.2283 | 186.4529 | 3903.8352 | 1192.6897 | 4809.5835 | -261.6836 | -568.1997 | 2199.3584 | -1526.493 | 1207.5487 | 679.0494 | -1392.191 | -211.3609 | 13281.1475 | 210.1042 | -176.8143 | 249.1203
2030-01-06 | 20 | -83.5745 | 153.9685 | -78.2066 | -769.8826 | -1789.9999 | -593.9754 | -4123.5073 | -500.9127 | 203.3802 | -289.0051 | 3888.571 | 195.0013 | 427.6938 | -32.0793 | 1965.2068 | -331.4023 | 155.5279 | 209.9994 | -252.8545 | 347.5499 | -1515.9288 | -5804.8657 | -16.0995 | -27.2484 | 920.8989 | -2803.7236 | -2658.606 | -552.8865 | -63.9722 | 507.126 | 2715.1287 | 3671.0061 | -383.0145 | 1342.8632 | 0.35182 | 93.6259 | 12390.0635 | 6.8778 | 287.8089 | 450.1042 | -2695.7708 | 4.3473 | 4423.0278 | 1490.8064 | 5045.3281 | 281.6042 | -278.9429 | 2762.2593 | -432.1665 | 1350.6084 | 377.514 | -56.533 | -1273.8458 | 13571.3184 | 0.10423 | -333.0328 | 187.5128
2030-01-06 | 21 | -93.7156 | -157.8688 | -80.6278 | -732.6225 | -1900.3264 | -358.1101 | -3327.3838 | -1413.9216 | 1.0015 | -292.7887 | 3812.9033 | 185.3265 | 1.0061 | -248.3041 | 1993.8979 | -411.5125 | 257.0314 | 209.9994 | -279.1519 | 316.3089 | -1458.9077 | -5801.9785 | -27.8934 | -34.5646 | 1086.7101 | -2817.9543 | -2517.1152 | -476.8639 | -55.1802 | 471.8968 | 2694.4106 | 5052.0625 | -337.8543 | 1558.2378 | 0.26702 | 308.8192 | 12485.5156 | 245.4058 | 607.8205 | 449.7914 | -2672.0305 | 1.006 | 4398.2832 | 1651.75 | 5039.2285 | 538.0967 | -279.9607 | 2914.3918 | -109.2137 | 1186.9595 | 552.3474 | -1007.7501 | -1173.7648 | 13260.4375 | 210.1043 | -289.9474 | 101.5143
2030-01-06 | 22 | -95.2973 | -183.7111 | -79.0407 | -730.2044 | -1904.3346 | -349.6252 | -3528.0027 | -1138.627 | 480.8599 | -167.9323 | 3791.6838 | 106.2943 | 454.9838 | -274.96 | 1900.296 | -400.2025 | 265.4922 | 209.9994 | -297.9721 | 313.5341 | -1401.1484 | -6018.0581 | 14.2903 | -47.843 | 1228.2405 | -2795.5522 | -2472.0366 | -474.6843 | -55.4754 | 555.786 | 2603.4321 | 4814.1113 | -314.4442 | 1627.1967 | 0.36179 | 616.373 | 12441.7979 | -278.54 | 512.1051 | 280.6712 | -2677.7637 | 110.6356 | 3899.3059 | 1554.399 | 4982.5059 | 178.0739 | -278.4156 | 2648.7246 | -951.9734 | 1376.2869 | 321.9909 | -55.2002 | -1003.7838 | 13480.292 | 210.1042 | -395.2338 | -37.8498
2030-01-06 | 23 | -90.5523 | -61.6771 | -75.4622 | -740.5177 | -1921.9397 | -430.7292 | -3684.0439 | -875.3746 | 924.4781 | -140.7237 | 3764.9629 | 0.99948 | 0.99968 | -340.3953 | 1740.205 | -411.6211 | 295.4773 | 209.9994 | -340.6762 | 396.6568 | -1266.1017 | -5887.0151 | 37.4481 | -58.742 | 1592.3854 | -2693.1506 | -2532.9092 | -497.7776 | -58.3234 | 547.1756 | 2431.1621 | 4558.9912 | -369.5317 | 1636.282 | 0.4173 | 670.0779 | 12350.8076 | -6.7003 | 836.8557 | 353.6365 | -2546.7693 | 266.8854 | 3511.5447 | 1524.9834 | 4990.6357 | 128.1082 | -278.716 | 2634.1582 | -625.2947 | 1254.0182 | 90.9122 | -55.6072 | -1.3177 | 13582.0361 | 210.1043 | -277.3956 | 13.7851
2030-01-06 | 24 | -87.1176 | 149.2089 | -68.905 | -752.7834 | -1722.3109 | -517.1767 | -3839.4036 | -601.5494 | 1208.9067 | -276.4881 | 3741.717 | 151.1698 | 2029.4121 | -514.5364 | 1042.059 | 111.4072 | 223.9017 | 209.9994 | -425.1678 | 554.7286 | -1239.2847 | -5522.9497 | 71.0791 | -24.3602 | 2336.0388 | -2624.2302 | -2349.9846 | -534.3609 | -63.9424 | 518.4012 | 2298.5669 | 4048.3621 | -449.5736 | 1629.9977 | 0.37723 | 260.0563 | 12171.6797 | -1185.4905 | 1.0003 | 449.6677 | -2449.9773 | 528.3875 | 2496.4727 | 1299.1606 | 3804.7141 | -294.2963 | -478.2025 | 1343.4376 | -1946.3336 | 1048.4879 | 89.7862 | -920.9198 | 593.3805 | 14444.1348 | 210.1042 | -82.9873 | 142.9006
2030-01-07 | 1 | -79.1466 | 136.1975 | -59.9232 | -751.2984 | -1168.3903 | -521.6904 | -5450.5483 | -4.7977 | 1084.536 | -295.4872 | 3549.4739 | -0.31381 | 1804.543 | -655.8224 | 538.2352 | 587.6622 | 169.5121 | 209.9994 | -360.3728 | 381.8128 | -773.5769 | -4485.4204 | 37.89 | -51.7773 | 2241.5261 | -2606.2505 | -2092.7881 | -545.3347 | -63.1658 | 579.4664 | 1899.3014 | 3340.6938 | -473.5172 | 1602.1906 | 0.46889 | 479.9767 | 11682.8633 | -53.5592 | 623.5129 | 0.99896 | -2457.4207 | 332.5507 | 3269.9165 | 1456.8883 | 4747.2212 | 0.99964 | -272.0576 | 1282.3076 | -1655.0588 | 862.4605 | -590.6023 | -2071.6719 | 978.4652 | 14816.2598 | 210.1043 | -25.2346 | 170.4564
2030-01-07 | 2 | -55.6123 | 527.3622 | -61.0771 | -552.6917 | -971.3641 | -756.7933 | -5769.2759 | 510.6824 | 1065.811 | -143.0284 | 3324.9924 | -194.8988 | 1891.991 | -674.5015 | 491.5862 | 544.5186 | 252.996 | 209.9994 | -355.0884 | 233.3056 | -497.8876 | -4172.1729 | -43.9474 | -70.3397 | 2452.7258 | -2276.2288 | -1843.6108 | -552.8257 | -87.8471 | 472.4651 | 1427.8541 | 2258.6824 | -710.383 | 1288.6368 | 0.69635 | 503.5858 | 6134.7617 | -250.6611 | 508.895 | 0.94393 | -2410.71 | 21.2774 | 3050.6501 | 1315.9364 | 4463.2046 | -1.495 | -271.9198 | 1204.7855 | -1665.6974 | 592.1421 | -1086.1572 | -2213.8572 | 1317.433 | 12545.2158 | 210.1043 | 13.1369 | 165.9331
2030-01-07 | 3 | -38.9416 | 629.9424 | -40.81 | -495.6111 | -646.2177 | -848.7942 | -6827.9028 | 1086.6825 | 426.4743 | -100.8693 | 2980.0532 | -194.9803 | 2099.1536 | -723.2336 | 344.7771 | 768.8272 | 221.0216 | 209.9994 | -340.9493 | 158.506 | -402.6898 | -4184.8247 | -12.5261 | -75.8982 | 2487.6431 | -1922.9847 | -1312.6842 | -564.6254 | -91.1101 | 578.3538 | 1010.6785 | 1115.854 | -1011.6082 | 936.7911 | 0.622 | 324.1123 | 4184.8398 | -411.9572 | 468.7991 | 1.0016 | -2423.0273 | 166.1452 | 2920.7698 | 1325.6501 | 4284.042 | 1.0199 | -272.4839 | 1293.0715 | -1554.1366 | 592.6612 | -257.4439 | -3010.4504 | 1393.9104 | 11733.3975 | 210.1043 | 88.5168 | 181.2509
2030-01-07 | 4 | -22.0604 | 756.669 | -36.2786 | -439.7827 | -320.742 | -986.6599 | -7662.8955 | 1740.7341 | 177.8547 | -91.0601 | 1707.2222 | -195.0353 | 1758.2136 | -712.4046 | 319.442 | 471.6155 | 69.0002 | 209.9994 | -251.7948 | 101.2829 | -249.923 | -2806.1787 | 6.8773 | -86.0943 | 2116.9011 | -1625.1072 | -1030.4265 | -578.3699 | -97.2432 | 674.5869 | 654.1073 | 4.2262 | -1256.6932 | 594.1536 | 0.63808 | 87.877 | 1919.193 | -83.8681 | 531.9461 | 0.99749 | -2379.2849 | 264.8236 | 2955.1226 | 1181.3313 | 4306.0283 | 1.0029 | -272.3963 | 761.4799 | -2270.8845 | 527.4686 | 138.7238 | -3266.5 | 1436.1492 | 11183.1484 | 210.1042 | 132.4568 | 204.7017
2030-01-07 | 5 | -19.8749 | 592.9034 | -39.361 | -311.0207 | -5.2268 | -1169.2742 | -8498.7549 | 2127.906 | -98.0599 | -100.0613 | 2156.175 | -187.7243 | 1962.4565 | -685.6609 | 424.7359 | 756.4075 | 185.8969 | 209.9994 | -305.5097 | 101.1212 | -199.6085 | -1800.2739 | 19.6799 | -75.0552 | 2722.4355 | -1557.3606 | -501.2664 | -604.8596 | -97.3199 | 701.2563 | 653.1061 | 0.98463 | -1217.9069 | 401.8065 | 1.6081 | 3.5228 | -216.0539 | -189.4861 | 417.3458 | 0.99817 | -2417.947 | 309.3387 | 3101.2754 | 1224.7614 | 4312.8823 | 1.0115 | -272.3135 | 944.2905 | -2278.9094 | 495.2467 | 510.5296 | -4396.8262 | 1387.9612 | 10165.6543 | 210.1043 | 192.7607 | 238.2098
2030-01-07 | 6 | -16.2228 | 758.6753 | -57.0305 | -244.8063 | 754.5973 | -1540.3164 | -11279.8945 | 3820.0659 | -1656.6716 | -122.1807 | 2599.1753 | -194.9491 | 2141.6428 | -637.319 | 538.8392 | 1039.7107 | 249.6451 | 209.9994 | -306.3793 | -60.4244 | -118.77 | -1213.2313 | 92.4465 | -79.8116 | 3085.2617 | -1440.8253 | -479.7928 | -669.1824 | -111.2626 | 986.3737 | 599.6372 | 0.98158 | -1378.7977 | 172.095 | 0.73371 | -78.712 | -2554.6689 | -209.8065 | 331.908 | 0.99832 | -2536.6899 | 519.2595 | 3431.8914 | 1341.4279 | 4563.6426 | -2.5116 | -272.2849 | 189.2074 | -3457.8152 | 597.9855 | 913.6808 | -5613.0439 | 597.1478 | 8215.748 | 210.1043 | 215.5315 | 239.6864
2030-01-07 | 7 | -25.6259 | 564.624 | -64.6266 | -336.4399 | 832.9069 | -1570.5073 | -12716.7314 | 4307.2476 | -2414.4688 | -155.8025 | 3330.7087 | 74.1079 | 1783.3684 | -519.9474 | 918.1999 | 908.8934 | 74.8678 | 209.9994 | -218.4584 | -83.7104 | -531.0268 | -1159.2997 | 185.6421 | -86.6453 | 2636.439 | -1657.9062 | -287.8008 | -700.1812 | -98.4378 | 1194.4919 | 1041.7286 | 0.98696 | -1210.0331 | 235.3934 | 0.68342 | -265.6784 | -1299.4838 | -423.6117 | 0.99902 | 188.6436 | -2523.3816 | 922.9237 | 4313.7368 | 1412.4408 | 5000.5996 | -3.0693 | -272.3688 | 694.6504 | -3357.052 | 794.8612 | 1404.366 | -5435.9023 | 69.9991 | 9645.9736 | 210.1042 | 166.427 | 262.1885
2030-01-07 | 8 | -30.8419 | 402.332 | -73.0562 | -404.54 | 468.5604 | -1549.1589 | -12933.9951 | 3936.9202 | -2303.0544 | -182.8901 | 3131.7966 | 21.1119 | 1794.9969 | -324.9142 | 1595.7335 | 205.8917 | -38.1276 | 209.9994 | -229.0106 | -104.6707 | -801.6737 | -1204.3112 | 146.749 | -53.776 | 2644.3149 | -1679.4913 | -166.0158 | -706.6003 | -85.4346 | 1146.4338 | 1511.8896 | 4.1133 | -1190.1403 | 166.1179 | 0.71865 | -936.7187 | -1051.2262 | -1.4086 | -2.5963 | 449.4147 | -2426.4402 | 754.2781 | 4459.1704 | 1304.1083 | 5044.5586 | -2.3218 | -320.9312 | -59.4141 | -4168.8682 | 761.4266 | 716.5546 | -4275.0654 | -345.9532 | 10391.9355 | 210.1042 | 83.1523 | 314.028
2030-01-07 | 9 | -29.3212 | 378.1327 | -74.1455 | -425.2371 | 1.0064 | -1515.5669 | -13111.2178 | 3149.1743 | -1354.8927 | -119.242 | 3322.8916 | 68.2517 | 1656.2545 | -234.7964 | 1856.6396 | 433.3466 | -230.8406 | 209.9994 | -255.1111 | 42.5517 | -786.8646 | -1321.1752 | 118.8378 | -19.657 | 2703.5298 | -1600.8644 | -267.3953 | -701.1658 | -79.703 | 1005.6347 | 1558.0531 | 4.2568 | -1272.9259 | 93.4032 | 0.76955 | -1606.8577 | -1304.2101 | -39.8798 | -18.5823 | 449.4586 | -2644.9739 | 544.6083 | 4501.9053 | 1390.0293 | 5057.9634 | 0.99708 | -647.2004 | 342.1333 | -4035.4387 | 888.9199 | 1577.9597 | -3322.9507 | -181.6719 | 9813.7236 | 210.1042 | 68.6389 | 143.7557
2030-01-07 | 10 | -22.2145 | 563.5079 | -58.9338 | -576.1421 | -6.1551 | -1407.5127 | -13121.5771 | 3049.8225 | -1078.6893 | -134.805 | 3274.4026 | 89.3333 | 1713.6254 | -152.1899 | 2029.4985 | 391.7951 | -412.6713 | 209.9994 | -265.3027 | -36.0073 | -815.0938 | -1193.0918 | 90.1963 | -1.1781 | 2736.9941 | -1627.3535 | -209.0205 | -721.2936 | -83.0462 | 955.9542 | 1561.4645 | 0.9855 | -1185.0306 | -10.156 | 1.2696 | -1778.8118 | -904.5029 | 0.99931 | 0.99977 | 449.4778 | -2557.8687 | 476.7043 | 4490.6763 | 1304.8613 | 5070.0283 | -3.8002 | -673.9439 | 25.3735 | -4289.5522 | 852.4586 | 1623.3301 | -3348.7251 | 1.2206 | 8429.5391 | 210.1042 | 48.7663 | 71.204
2030-01-07 | 11 | -2.1508 | 954.1489 | -54.8913 | -678.5657 | -6.3764 | -1515.7733 | -13442.583 | 3357.7654 | -903.7039 | -103.6039 | 3631.1577 | 143.6623 | 1721.2448 | -101.2967 | 2008.1627 | 496.6346 | -788.5767 | 209.9994 | -313.4659 | 19.3021 | -913.3008 | -1272.2611 | 62.2013 | 18.6794 | 2845.8845 | -1476.1234 | -325.7911 | -784.8635 | -95.4263 | 873.1966 | 1410.5048 | -1553.8719 | -1196.5587 | -435.5323 | 2.0341 | -1985.8304 | -799.855 | -119.6374 | -37.72 | 449.5228 | -2669.0967 | 395.9555 | 4543.0034 | 1391.5405 | 5074.3872 | 0.99989 | -762.5671 | 958.3539 | -3086.1211 | 941.1303 | 1851.4084 | -3030.2139 | 1.3941 | 6944.7573 | 210.1043 | 5.3525 | 61.6721
2030-01-07 | 12 | -4.0635 | 801.2375 | -60.3427 | -610.059 | -174.5137 | -1358.1978 | -12840.0947 | 2901.3831 | -629.5709 | -112.9364 | 3726.1609 | 166.9088 | 1678.6371 | -64.6352 | 2080.0698 | 1448.5551 | -333.2523 | 209.9994 | -382.1607 | 137.6796 | -1005.6383 | -1369.7444 | 58.7119 | 41.829 | 3124.98 | -1849.0731 | -381.1635 | -733.6169 | -94.042 | 782.6644 | 1556.1962 | -2062.4653 | -1083.9373 | -418.7959 | 3.413 | -2042.1549 | -793.157 | -99.9837 | 5.2558 | 449.7679 | -2487.1292 | 407.8326 | 4505.541 | 1389.6367 | 5076.3267 | 1.015 | -789.134 | 770.6388 | -3205.3127 | 1131.668 | 2753.2607 | -2779.0696 | -75.1282 | 6299.3071 | 210.1042 | -32.8787 | 62.2782
2030-01-07 | 13 | -10.8575 | 828.667 | -57.9842 | -693.5579 | -205.8041 | -1350.6779 | -12722.0088 | 2980.7417 | -22.1969 | -161.447 | 3419.1814 | 136.1499 | 1770.4567 | -74.9768 | 2144.2554 | 457.6217 | -635.9951 | 209.9994 | -312.3367 | 120.2008 | -866.3842 | -1197.3828 | 63.8681 | 41.7473 | 2732.3232 | -1733.1145 | -587.571 | -747.6969 | -91.7286 | 822.7516 | 1744.4113 | -1039.9283 | -1133.1581 | -267.0704 | 2.2293 | -2139.1521 | -156.9643 | 0.96564 | 87.9365 | 449.4345 | -2466.7026 | 416.4059 | 4412.3911 | 1209.2526 | 5075.9321 | -2.4874 | -692.6215 | 320.6304 | -3778.4932 | 963.2088 | 1241.7661 | -2624.584 | 0.97346 | 7899.3774 | 210.1043 | -73.4013 | 33.6809
2030-01-07 | 14 | -25.4772 | 735.6316 | -58.0168 | -628.0542 | -161.728 | -1327.8455 | -12626.8516 | 3005.4558 | -2.6875 | -165.0381 | 3274.0908 | 91.526 | 1789.7 | -83.2553 | 2157.4045 | 65.4789 | -609.3491 | 209.9994 | -257.1318 | 50.611 | -765.7756 | -1340.595 | 71.9835 | 29.6281 | 2524.1663 | -1705.8569 | -813.5435 | -717.5778 | -89.9767 | 886.0668 | 1774.6593 | 0.98291 | -1251.2524 | 12.5962 | 0.76712 | -2123.4177 | 14.5192 | 0.99775 | 94.3693 | 449.3939 | -2378.4006 | 381.9624 | 4403.6353 | 1237.5577 | 5076.1597 | -2.655 | -684.8377 | -877.0726 | -4589.5581 | 924.778 | 525.4523 | -2595.314 | 0.97629 | 7897.5342 | 210.1043 | -90.1752 | 138.556
2030-01-07 | 15 | -5.8225 | 1135.4285 | -51.2423 | -685.3935 | 39.8966 | -1521.8073 | -13649.6494 | 3565.4895 | -2.759 | -117.6194 | 3498.1614 | 129.2684 | 1722.9558 | 23.1969 | 2215.8372 | 554.6706 | -717.8481 | 209.9994 | -267.0911 | 124.2131 | -741.748 | -1547.5863 | 80.9469 | 43.9552 | 2425.2336 | -1549.0861 | -1234.2745 | -790.8229 | -103.7936 | 889.9039 | 1567.3699 | -770.961 | -1355.9746 | -406.1107 | 0.77961 | -2375.7852 | -1061.7968 | 1.0002 | 1.0022 | 449.3647 | -2435.7778 | 436.5827 | 4487.6514 | 1356.9921 | 5076.6602 | -2.6954 | -957.0392 | -673.9243 | -4172.603 | 1001.2723 | 1016.1931 | -2893.8743 | 0.9893 | 5172.2373 | 210.1042 | -102.6469 | 202.3322
2030-01-07 | 16 | 16.2679 | 1459.589 | -49.4707 | -560.9597 | 26.9065 | -1749.1252 | -14043.25 | 3617.6377 | -2.7898 | -134.5159 | 3582.1199 | 181.17 | 1642.5708 | 97.7076 | 2216.488 | 1735.4562 | -578.9101 | 209.9994 | -322.1884 | 274.243 | -906.0807 | -1283.8463 | 69.6757 | 30.546 | 2704.4521 | -1509.3188 | -1358.1774 | -845.9146 | -115.5722 | 780.068 | 1048.729 | -3701.458 | -1445.3577 | -914.9832 | 2.0251 | -2169.6826 | -2436.6362 | -1.8847 | -2.4688 | 449.3878 | -2460.2671 | 453.8829 | 4512.8457 | 1360.7454 | 5077.0933 | -2.6516 | -975.9313 | 181.1628 | -3313.9492 | 1049.9854 | 1449.7125 | -2736.0879 | 1.003 | 4777.9814 | 210.1043 | -105.9612 | 54.6836
2030-01-07 | 17 | 19.3356 | 1294.0327 | -47.5977 | -555.4272 | -249.446 | -1685.4197 | -13163.1387 | 3114.9722 | -2.7073 | -148.3495 | 3643.3345 | 188.1927 | 2128.9028 | 79.9323 | 2219.2712 | 1905.5875 | -582.6141 | 209.9994 | -318.4808 | 264.1745 | -1056.0817 | -1364.2476 | 45.6005 | 14.6192 | 2721.1277 | -1429.6989 | -1339.1021 | -839.146 | -107.3982 | 731.4816 | 874.8408 | -4304.1245 | -1307.9453 | -941.478 | 3.3862 | -1154.7363 | -2285.1328 | -729.7659 | -363.9274 | 449.6076 | -2462.5334 | 313.8595 | 4985.0923 | 1319.1484 | 5083.5278 | -2.7384 | -1242.5361 | -977.9218 | -5012.3662 | 1218.6875 | 1496.3448 | -2202.5129 | -557.8326 | 7793.1675 | 210.1043 | -240.5781 | 41.3194
2030-01-07 | 18 | 14.5042 | 615.8701 | -41.9429 | -413.3005 | -375.4561 | -909.06 | -10280.4795 | 2128.5989 | -2.9693 | -278.6566 | 3821.2085 | 195 | 1623.6726 | 258.6718 | 2163.7832 | 1883.1827 | -213.4757 | 209.9994 | -274.2339 | 502.54 | -1112.5619 | -1250.7904 | 14.8943 | 9.6603 | 2121.9077 | -778.2939 | -2384.2644 | -532.031 | -95.5412 | 626.1159 | 774.2231 | -3312.0671 | -1513.3457 | -436.9467 | 3.8396 | -527.5705 | -903.6524 | -370.5057 | -299.1796 | 450.2112 | -2445.9233 | 200.4878 | 5188.2651 | 1290.2919 | 5093.3726 | 151.607 | -1349.8562 | 1733.0929 | -2719.4827 | 1045.8571 | 1628.1624 | -1422.0223 | -293.576 | 5511.1001 | 210.1042 | -191.4703 | -0.36333
2030-01-07 | 19 | -13.9557 | 596.9199 | -57.8899 | -488.1119 | -1043.5432 | -626.4726 | -7201.4258 | 17.7682 | -2.8749 | -367.5272 | 3898.6794 | 153.9521 | 1501.842 | 173.9524 | 2187.6792 | 1169.666 | 171.43 | 209.9994 | -367.1133 | 550.9475 | -1609.8594 | -1509.4814 | -120.8124 | -42.0966 | 2444.3293 | -1305.5205 | -2769.9604 | -457.8379 | -100.4538 | 193.6832 | 812.3062 | -288.2588 | -1270.9934 | 352.2391 | 6.5354 | 694.4377 | 2302.4509 | -207.7578 | -152.9464 | 449.8091 | -1843.9688 | -121.9848 | 4979.7271 | 1285.8206 | 5085.4614 | 99.5569 | -1351.8438 | 2712.1692 | -1776.2511 | 807.7346 | 1145.7269 | -1177.4021 | 0.99991 | 2391.053 | 210.1042 | -147.7827 | 95.4554
2030-01-07 | 20 | -18.5 | 711.826 | -67.1348 | -536.0941 | -1471.4451 | -865.2795 | -6804.8096 | -541.662 | 0.99861 | -374.5892 | 3834.0403 | 147.9551 | 1142.5182 | 67.2261 | 2196.0732 | 637.9615 | 192.9623 | 209.9994 | -688.1665 | 611.4667 | -1715.8597 | -920.256 | -110.8043 | -20.0871 | 4200.4175 | -1657.7594 | -2953.3181 | -533.1373 | -91.0142 | 154.041 | 771.6373 | 0.98448 | -1152.6476 | 213.3978 | 7.7842 | 1301.8892 | 3062.0381 | -134.6483 | -65.3253 | 449.994 | -1423.8135 | -85.7697 | 4758.2329 | 1266.3387 | 5073.6016 | 1.017 | -1193.7762 | 2803.3762 | -1355.2925 | 706.7689 | 860.7515 | -715.2471 | -2.5454 | 2757.8508 | 210.1042 | -153.6434 | 80.3746
2030-01-07 | 21 | -21.4666 | 640.6508 | -68.0345 | -558.4217 | -1326.6733 | -836.2076 | -7512.7378 | -275.6683 | -2.8154 | -369.8011 | 3922.1816 | 150.6945 | 1259.6306 | 161.884 | 2212.0151 | 311.1078 | 86.819 | 209.9994 | -423.1042 | 622.5744 | -1569.3087 | -1038.3279 | -85.6697 | -47.3343 | 2817.6394 | -1700.3318 | -3064.3843 | -532.4286 | -86.3251 | 223.6775 | 828.5517 | 0.98414 | -1151.1841 | 345.2794 | 6.8816 | 1129.0968 | 3647.6011 | -232.8428 | -94.1319 | 449.9714 | -1701.5742 | -48.5476 | 4757.8955 | 1254.3678 | 5060.9468 | 1.0089 | -995.5624 | 2745.7036 | -1068.7699 | 822.8964 | 1024.2562 | -1063.5605 | -233.3438 | 2782.24 | 210.1042 | -158.9542 | 97.6439
2030-01-07 | 22 | -4.9368 | 654.3972 | -58.2803 | -523.474 | -683.9955 | -866.3973 | -9660.2549 | 1011.7258 | -2.9569 | -342.2444 | 3860.6829 | 195.0005 | 549.7186 | 219.5086 | 2199.7891 | 366.274 | -187.8515 | 209.9994 | -368.8369 | 693.6821 | -1390.7942 | -1869.3186 | -42.0085 | -16.0928 | 2305.3584 | -1254.3693 | -3008.1677 | -535.6332 | -90.9703 | 382.3872 | 735.3754 | -1750.9514 | -1369.8126 | 9.5598 | 5.3635 | -4.4912 | 1971.7581 | 69.8979 | 222.7796 | 450.2254 | -2196.6863 | -2.5516 | 4434.3193 | 1327.3623 | 5049.8823 | 19.1697 | -816.6122 | 2572.2715 | -1084.082 | 1034.5522 | 1763.6371 | -1908.2584 | -347.4035 | 1688.1941 | 210.1042 | -156.7879 | 48.0228
2030-01-07 | 23 | 10.1938 | 1284.1714 | -52.3897 | -498.9785 | 0.99951 | -1463.0094 | -12915.7617 | 3049.2883 | -2.9701 | -252.6718 | 3741.0925 | 174.4873 | 1406.9088 | 127.7731 | 2185.4893 | 716.5303 | -293.4616 | 209.9994 | -376.4146 | 613.0961 | -974.9833 | -2109.614 | 17.2544 | 21.1471 | 2506.6467 | -1346.3782 | -2621.7344 | -747.9261 | -109.5479 | 642.723 | 1026.0614 | -2973.5649 | -1136.0684 | -562.508 | 4.5338 | -148.7905 | -1366.2656 | -376.2386 | 1.0007 | 449.2812 | -2596.9736 | 111.2711 | 4416.4897 | 1288.4885 | 5027.3081 | -2.8965 | -944.9208 | 2372.8105 | -1176.5981 | 1241.5565 | 2225.0662 | -2346.4482 | -446.6904 | 1754.2002 | 210.1043 | -192.4397 | -24.0105
2030-01-07 | 24 | 14.8152 | 1502.4355 | -51.3043 | -562.9089 | -196.478 | -1765.5243 | -13472.4277 | 3055.0564 | -2.8036 | -97.5061 | 3763.012 | 195 | 1693.8707 | 5.1321 | 2120.6729 | 1495.0331 | -490.0688 | 209.9994 | -399.9074 | 473.3365 | -957.5854 | -2542.1863 | 11.1829 | 38.0906 | 2677.2839 | -1620.1022 | -2363.5381 | -875.9962 | -118.191 | 590.8796 | 856.3438 | -3342.4006 | -1325.6201 | -816.887 | 2.4719 | -1281.019 | -2316.8879 | -588.1552 | 286.894 | 449.1786 | -2803.9543 | 181.7558 | 3590.0452 | 1270.9349 | 4942.4629 | -292.1311 | -377.6887 | 2172.5596 | -963.2568 | 1192.0325 | 1319.6183 | -2441.0708 | 0.99646 | 2471.5032 | 210.1043 | -171.0103 | -27.6829
2030-01-08 | 1 | 11.9648 | 1874.4562 | -52.8793 | -557.4802 | 257.6344 | -1979.5867 | -14067.6094 | 4109.8652 | 958.4329 | -122.1233 | 3511.4995 | 95.2414 | 1788.4371 | -110.6814 | 1884.9481 | 1766.7473 | -363.7398 | 209.9994 | -298.0801 | 84.0743 | -443.8835 | -1506.4719 | -42.1633 | 9.2022 | 2475.9575 | -1561.7571 | -2067.0005 | -930.0953 | -141.2263 | 673.2834 | 1044.778 | -2510.6929 | -1299.4904 | -788.3732 | 0.77212 | -1137.9069 | -2798.9805 | -1.5483 | 788.3847 | 0.99809 | -2571.3684 | 40.9532 | 3201.4749 | 1342.3688 | 4853.6772 | -2.4159 | -275.6497 | -60.305 | -3201.3191 | 569.055 | 626.0594 | -3402.3801 | 1434.5468 | 3033.9973 | 210.1043 | 66.7628 | 47.2722
2030-01-08 | 2 | -1.0529 | 1617.5065 | -44.7913 | -526.027 | 12.9494 | -1524.0392 | -11897.6396 | 3229.7871 | 1172.5345 | -141.7775 | 3485.5828 | -2.6544 | 1923.7003 | -142.2311 | 1786.6154 | 786.4784 | -408.2041 | 209.9994 | -274.9467 | 202.6435 | -439.4958 | -728.9561 | -96.6176 | -1.8518 | 2330.0203 | -1655.7211 | -2067.5696 | -770.6193 | -140.0887 | 480.3712 | 1007.3354 | -279.0098 | -1278.6989 | -258.5122 | 2.0626 | -837.1464 | -1369.5829 | -90.2318 | 636.5209 | 1.0026 | -2577.2119 | -117.0952 | 3089.2056 | 1268.3142 | 4612.5703 | -2.4881 | -272.0379 | 334.9011 | -2673.5386 | 453.927 | 260.8364 | -2904.5601 | 1670.7328 | -3091.6133 | 210.1042 | 70.4739 | 83.0654
2030-01-08 | 3 | -18.8738 | 1293.6823 | -61.5731 | -415.3739 | -62.3625 | -1457.5087 | -11317.2031 | 2979.3215 | 1200.7158 | -210.6004 | 3276.9011 | -166.2944 | 1875.6537 | -239.6328 | 1749.9766 | 940.8334 | -81.0859 | 209.9994 | -273.8179 | 220.5732 | -477.32 | -1672.8384 | -54.8479 | -7.8972 | 2210.4453 | -1698.6018 | -2292.9211 | -718.5309 | -127.047 | 542.7248 | 1162.8348 | 46.3524 | -1298.5275 | 68.6482 | 1.5763 | -628.4936 | -297.7104 | -64.3733 | 534.0029 | 1.0007 | -2648.927 | -4.9946 | 3000.3059 | 1205.4738 | 4481.3477 | -2.5114 | -271.6801 | 1020.9896 | -1886.7241 | 624.7862 | 292.4756 | -2798.6355 | 1465.3881 | -1026.1638 | 210.1042 | 61.7465 | 77.2801
2030-01-08 | 4 | -25.5452 | 1518.9736 | -62.5217 | -303.0969 | 201.3091 | -1586.7189 | -12369.5742 | 3643.7886 | 1116.1327 | -193.5353 | 3157.0737 | -135.2117 | 2040.5405 | -285.9071 | 1738.1602 | 996.4405 | 125.7703 | 209.9994 | -309.1682 | 68.0296 | -564.4949 | -3808.1555 | -98.1909 | -9.9122 | 2325.1091 | -1763.9746 | -2343.3853 | -727.4584 | -146.0755 | 512.7053 | 1322.7877 | 0.99278 | -1286.8961 | 152.7577 | 0.72137 | -462.7609 | -1610.8076 | -181.5208 | 417.7114 | 0.99895 | -2655.2371 | -92.5623 | 3043.9856 | 1192.4943 | 4413.4121 | -2.5185 | -271.8 | 998.2701 | -1780.7955 | 666.5529 | 57.1235 | -2575.7439 | 1328.0851 | -4319.063 | 210.1043 | 40.8768 | 195.5962
2030-01-08 | 5 | -28.6311 | 1684.6088 | -63.274 | -335.8892 | 670.5771 | -1834.1107 | -13843.9375 | 4698.8921 | 751.4363 | -325.7054 | 3392.3386 | -25.5078 | 1971.6656 | -318.7251 | 1624.3221 | 891.5526 | 65.4512 | 209.9994 | -298.0173 | -309.242 | -601.2987 | -4752.3711 | -105.8394 | -22.5922 | 2304.6221 | -1972.2234 | -1312.6074 | -804.1044 | -156.405 | 682.7368 | 1740.5189 | 0.97625 | -831.735 | 104.3304 | 0.60303 | -105.1752 | -1380.3195 | -16.2278 | 616.658 | 0.99814 | -2590.9351 | 1.0022 | 2962.5269 | 1446.0327 | 4493.3984 | 1.0141 | -277.4235 | 1413.6948 | -1139.2211 | 602.0134 | 518.8973 | -3466.9741 | 1280.2406 | -3483.8 | 210.1042 | 104.3557 | 335.6243
2030-01-08 | 6 | -27.8055 | 1752.4664 | -65.8127 | -346.158 | 759.2408 | -1986.3772 | -14069.9688 | 4768.7817 | -2.9986 | -319.1426 | 3635.9531 | 0.99837 | 1792.0034 | -273.3639 | 1717.8641 | 706.9584 | 162.4672 | 209.9994 | -242.9522 | -426.1056 | -895.7693 | -4847.9092 | -113.9858 | -25.7439 | 1810.2501 | -2079.3025 | -733.6481 | -857.8701 | -156.8995 | 701.5885 | 2075.7124 | 3.7265 | -575.8326 | -2.0525 | 0.6862 | -39.0639 | -1604.7515 | -112.2965 | 594.0638 | 0.99958 | -2467.2122 | 1.0049 | 3173.7451 | 1421.8224 | 4588.4751 | -2.5638 | -275.6272 | 1261.7632 | -1822.4407 | 573.6968 | 160.2219 | -4142.8755 | 1047.5604 | -2715.3647 | 210.1043 | 113.5154 | 298.3847
2030-01-08 | 7 | -30.4594 | 1519.0389 | -70.3428 | -377.0354 | 809.2327 | -2057.8989 | -14428.5811 | 4841.6323 | -995.0919 | -299.0511 | 3704.9983 | 85.2367 | 1634.6666 | -252.8812 | 1797.0928 | 596.511 | -12.006 | 209.9994 | -228.7859 | -423.1843 | -1184.813 | -5087.7109 | -40.8229 | -24.2055 | 1784.3237 | -2117.0144 | -488.9009 | -872.2585 | -148.3402 | 845.4552 | 2439.0674 | 74.7311 | -418.8444 | -93.2784 | 0.59346 | -188.4314 | -1227.6201 | -435.8796 | 154.9684 | 449.2643 | -2748.7751 | 276.3835 | 3279.7947 | 1454.314 | 4532.6733 | -218.2208 | -271.5168 | 813.6406 | -2481.282 | 851.7601 | 1.0836 | -4575.2261 | 245.228 | 2054.4033 | 210.1043 | 121.7219 | 239.48
2030-01-08 | 8 | -24.7429 | 1459.2251 | -64.2368 | -534.4774 | 459.9612 | -1985.9705 | -14514.458 | 4543.1938 | -943.2138 | -354.5422 | 3775.4509 | 117.9698 | 1227.4962 | 129.7405 | 2077.5627 | 781.7066 | -164.0057 | 209.9994 | -228.4876 | -505.0366 | -1564.9006 | -5534.5366 | -104.3702 | -9.2883 | 1546.9886 | -2233.3516 | 123.7876 | -888.5164 | -138.04 | 742.1993 | 2756.0447 | 154.9798 | -225.0811 | -180.0295 | 0.61202 | -650.7825 | -613.9708 | -607.7751 | 109.844 | 449.4893 | -2215.1296 | -9.0935 | 4150.978 | 1454.3162 | 5016.5522 | -3.751 | -636.7021 | 2260.6128 | -1579.4988 | 776.6896 | 163.9883 | -3496.645 | 1.0413 | 4416.2866 | 210.1042 | 66.2638 | 337.8536
2030-01-08 | 9 | -26.8835 | 1070.3693 | -64.8907 | -564.5859 | -303.6901 | -1806.0078 | -13572.6748 | 3460.033 | -504.5604 | -347.4759 | 3813.188 | 186.7892 | 1409.6241 | 169.6868 | 2097.8765 | 771.7164 | -298.0524 | 209.9994 | -225.584 | -373.3045 | -1425.772 | -5266.376 | -100.3774 | 3.5543 | 1467.0137 | -2180.1545 | 231.2976 | -831.9008 | -116.2693 | 668.9604 | 2481.1885 | 405.9595 | -352.19 | -165.4587 | 0.67133 | -1053.4873 | -605.1537 | -659.1619 | 141.4119 | 449.4345 | -2619.8735 | -103.0416 | 4253.8828 | 1421.9597 | 5027.0859 | -4.619 | -1248.6105 | 1506.6256 | -2284.3989 | 941.6168 | 245.2674 | -2448.2302 | 1.0104 | 10419.1553 | 0.10423 | 21.0643 | 252.6906
2030-01-08 | 10 | -32.1829 | 841.0595 | -61.3585 | -562.0349 | -464.6061 | -1637.5022 | -13186.2842 | 3205.4922 | -107.0978 | -337.1108 | 3817.0364 | 194.9976 | 1454.9988 | 40.6851 | 2066.4976 | 768.3029 | -199.4478 | 209.9994 | -230.6559 | -374.3119 | -1215.2985 | -4044.0496 | -80.1891 | 23.1893 | 1603.5841 | -2218.7004 | 638.618 | -785.0964 | -104.7445 | 713.4503 | 2746.6987 | 1048.204 | -279.0255 | -4.0829 | 0.66025 | -1641.7676 | 231.2817 | -648.0489 | 135.145 | 449.4716 | -2684.5818 | -75.6036 | 4295.6006 | 1419.8867 | 5060.854 | -3.1674 | -1522.3995 | 1316.8658 | -2144.1873 | 785.8328 | 1.0032 | -2437.9458 | 292.3072 | 11419.8516 | 0.10423 | 31.311 | 178.2776
2030-01-08 | 11 | -27.4249 | 818.5626 | -63.8564 | -535.1729 | -341.3269 | -1669.1871 | -13240.1064 | 3178.8994 | -2.9441 | -304.6099 | 3809.9109 | 186.1981 | 1474.557 | -161.6706 | 1954.4044 | 979.8375 | -123.4599 | 209.9994 | -212.4483 | -176.1608 | -1189.4495 | -2977.0139 | -31.3731 | 10.3876 | 1574.9977 | -1835.4174 | 486.1659 | -759.701 | -99.7959 | 726.6337 | 2411.9438 | 3.2494 | -597.9202 | -59.1183 | 0.66753 | -1635.8857 | -657.0341 | -665.8197 | 186.466 | 449.3606 | -2736.5806 | 10.8909 | 4278.6831 | 1402.4076 | 5057.0815 | -3.7831 | -1477.2214 | 1436.6244 | -1834.2281 | 823.1211 | 92.5854 | -2835.1064 | 108.9473 | 10632.6572 | 0.10423 | 24.8359 | 12.2518
2030-01-08 | 12 | -24.3003 | 799.2569 | -62.1465 | -529.4227 | -388.3139 | -1639.5332 | -13297.0303 | 3201.6409 | -2.6666 | -294.3769 | 3784.4797 | 136.4473 | 1522.3158 | -246.3745 | 1823.7722 | 1072.8948 | -172.9158 | 209.9994 | -196.7401 | -147.1265 | -963.5645 | -2350.6016 | -18.1058 | -10.3629 | 1516.731 | -1804.0591 | 536.4318 | -748.3281 | -97.7564 | 750.5363 | 2251.0588 | 3.7329 | -644.1821 | -84.0083 | 0.67622 | -1505.9513 | -678.4796 | -592.8586 | 143.1839 | 449.7787 | -2787.989 | 0.56344 | 4363.2549 | 1383.8499 | 5068.4624 | 1.0177 | -1496.0875 | 902.4695 | -2185.3618 | 800.0588 | 1.0052 | -2651.3025 | 269.1407 | 9744.6045 | 0.10423 | 13.1528 | 118.7015
2030-01-08 | 13 | -28.7367 | 913.5604 | -66.4914 | -460.5583 | -424.2711 | -1710.7417 | -13280.3633 | 3126.2844 | -2.7069 | -235.1021 | 3742.8982 | -79.3049 | 1556.4863 | -222.8478 | 1981.2456 | 1132.0084 | -87.7577 | 209.9994 | -193.8365 | -122.7441 | -900.8965 | -1880.9568 | -37.4071 | -20.217 | 1635.2783 | -1893.5564 | 278.9414 | -761.5803 | -104.3145 | 699.2266 | 2200.4253 | 3.4617 | -707.7037 | -47.9493 | 0.78945 | -1386.3114 | -1021.0843 | -441.6881 | 21.8248 | 449.4522 | -2738.8875 | 1.0075 | 4461.7275 | 1383.3458 | 5069.2236 | -3.0965 | -1455.3373 | 748.1759 | -2335.3682 | 602.5486 | 0.97336 | -2514.0051 | 555.3945 | 7740.8511 | 210.1042 | 13.5664 | 121.7012
2030-01-08 | 14 | -29.4883 | 818.6788 | -71.8041 | -378.881 | -375.4971 | -1628.8409 | -13309.0928 | 3077.6406 | -513.5748 | -321.3369 | 3742.7202 | 1.0004 | 1573.922 | -302.8053 | 1683.3765 | 1522.8406 | -127.7804 | 209.9994 | -190.3067 | -6.6023 | -957.9745 | -1733.2152 | 21.4727 | -6.856 | 1561.1356 | -1628.03 | 141.0465 | -706.702 | -99.9438 | 732.5325 | 1772.6022 | 0.98779 | -1075.46 | -44.9965 | 0.71016 | -1681.3732 | -1330.6293 | -513.753 | 75.1702 | 449.4262 | -2792.1167 | 180.6566 | 4392.9849 | 1410.8567 | 5069.5562 | -3.1313 | -1459.4954 | 895.7369 | -2282.4282 | 794.6816 | 487.9788 | -2443.4319 | 305.2087 | 3979.4568 | 210.1042 | -22.0225 | 66.5637
2030-01-08 | 15 | 1.7162 | 1147.9951 | -51.2064 | -443.6283 | -329.3448 | -1736.0676 | -13569.3711 | 3298.322 | -446.4318 | -203.7087 | 3726.804 | 195.0011 | 1528.4452 | -230.795 | 1732.0192 | 1977.9076 | -424.9626 | 209.9994 | -180.9745 | -25.7284 | -852.8403 | -1392.6915 | -5.9296 | 2.4908 | 1545.7621 | -1312.3232 | 188.3025 | -756.0988 | -111.0554 | 705.2609 | 1436.2842 | -2127.5918 | -1300.3721 | -552.8516 | 0.69756 | -1969.0463 | -3238.7051 | -579.8423 | 162.5432 | 449.689 | -2710.5779 | 140.1669 | 4295.6748 | 1454.1578 | 5069.3145 | 1.0261 | -1437.7837 | 1253.4771 | -2054.4875 | 695.8369 | -48.2946 | -2317.8091 | 394.382 | 4022.6201 | 210.1042 | -36.9636 | 84.8068
2030-01-08 | 16 | 9.922 | 1149.3934 | -41.6298 | -469.6286 | -173.4072 | -1747.384 | -13979.3389 | 3620.3271 | -560.1558 | -110.036 | 3697.1768 | 102.019 | 1483.3911 | -15.5641 | 1977.9108 | 2046.9926 | -523.926 | 209.9994 | -172.5158 | -11.1627 | -828.0214 | -1246.8744 | 37.7205 | -7.4929 | 1512.8074 | -1256.8936 | 181.9512 | -769.108 | -108.2072 | 795.9576 | 1293.682 | -2756.3052 | -1337.3657 | -628.3779 | 1.0699 | -1876.1779 | -3080.4473 | -515.82 | 212.7945 | 449.5845 | -2693.2776 | 274.9195 | 4245.2275 | 1435.0569 | 5068.3672 | -0.56678 | -1462.2432 | 1206.4668 | -2538.2644 | 855.0125 | 360.3118 | -2662.1221 | 124.2813 | 4996.8569 | 210.1042 | -60.0697 | 3.946
2030-01-08 | 17 | 6.1231 | 1051.4877 | -41.0729 | -495.5283 | -312.8142 | -1685.2722 | -13185.3965 | 3173.4087 | -731.7537 | -201.5927 | 3622.2507 | 135.1617 | 1336.1743 | -162.6352 | 1812.0873 | 1675.9862 | -473.9226 | 209.9994 | -150.4303 | -27.6926 | -1011.0959 | -1312.1162 | 23.4061 | -20.8531 | 1479.98 | -1354.6616 | 372.5789 | -761.387 | -102.0542 | 746.0949 | 1424.8502 | -2134.3242 | -1164.1042 | -521.3312 | 1.9797 | -1663.7277 | -2883.7927 | 1.0009 | 32.3197 | 449.4018 | -2709.9329 | 244.9747 | 4522.0166 | 1287.9424 | 5084.001 | -3.0782 | -1326.2086 | 1119.9794 | -3320.499 | 934.051 | 624.5252 | -2552.8894 | 0.46624 | 7521.27 | 210.1042 | -82.772 | 23.2475
2030-01-08 | 18 | 9.3907 | 1102.8998 | -40.2645 | -442.3928 | -77.4649 | -1750.3838 | -12371.1143 | 3259.7029 | -2.8262 | -223.2896 | 3357.6116 | 195.0016 | 2132.708 | -182.3224 | 1784.0612 | 2581.3743 | -260.698 | 209.9994 | -142.9717 | 32.6131 | -1116.1703 | -1420.5754 | -4.9935 | -45.4165 | 1395.3748 | -1270.3134 | -227.0777 | -771.4368 | -104.0868 | 657.9157 | 1202.7727 | -3082.3345 | -1338.3464 | -674.2991 | 1.9684 | -1827.7296 | -2742.4143 | 0.9987 | 182.514 | 449.2519 | -2392.6799 | 231.9058 | 4520.8784 | 1169.2964 | 5096.8945 | -2.6668 | -672.4331 | 828.3844 | -4241.3809 | 730.7274 | 499.4134 | -2879.4495 | 193.3313 | 9063.0293 | 0.10423 | -5.9113 | 125.6967
2030-01-08 | 19 | 11.4225 | 992.491 | -61.162 | -572.465 | -28.3889 | -1780.5841 | -11673.9502 | 3384.8303 | -916.8965 | -232.8221 | 3793.6028 | 194.998 | 1718.2255 | 88.3387 | 2118.4114 | 2376.79 | -436.889 | 209.9994 | -282.3745 | -42.3171 | -1178.3774 | -1461.9395 | 25.7275 | -22.1502 | 2264.3066 | -1295.3793 | 200.234 | -823.729 | -91.9612 | 775.2513 | 1526.6619 | -4000.2263 | -1031.4854 | -770.3007 | 3.3012 | -1918.1915 | -1508.5176 | -175.2722 | -2.1338 | 449.4225 | -2478.3445 | 147.0587 | 4738.5073 | 1089.5737 | 5089.2666 | 1.008 | -805.6789 | 1391.9791 | -3274.4568 | 975.7043 | 1991.3434 | -2877.8574 | -530.601 | 12743.9785 | 0.10423 | -19.4895 | 210.0497
2030-01-08 | 20 | 1.3334 | 698.8475 | -48.1262 | -608.4503 | -715.7673 | -1343.5902 | -10073.5547 | 2053.9504 | -404.1603 | -208.3681 | 3903.3831 | 194.9994 | 1838.509 | 35.8022 | 2126.1611 | 1760.567 | -386.8933 | 209.9994 | -294.4493 | 74.9607 | -1137.8551 | -1334.9307 | 52.9037 | -25.0402 | 2480.0925 | -1300.4573 | -59.2598 | -689.8087 | -72.0815 | 753.6534 | 1331.3553 | -2754.5332 | -1216.8778 | -288.2961 | 3.1779 | -1965.5347 | 1879.4255 | -325.9973 | -34.8939 | 0.99852 | -2511.4827 | 167.7721 | 4733.4482 | 1211.7305 | 5077.188 | -3.4777 | -561.6136 | 2307.1702 | -1976.0989 | 974.7565 | 1897.1205 | -2125.8113 | -285.6235 | 13969.001 | 0.10423 | -45.1173 | 288.6796
2030-01-08 | 21 | -25.6551 | -141.9828 | -57.1316 | -695.9625 | -1213.9027 | -783.4257 | -7764.9551 | 765.6456 | -2.8493 | -189.8068 | 3923.3467 | 195.0004 | 1443.6049 | 0.99993 | 2126.0757 | 352.1554 | -575.1588 | 209.9994 | -366.9832 | 331.3176 | -1244.7744 | -1282.2019 | 154.2284 | -18.5508 | 3066.3635 | -1365.3417 | -745.2244 | -532.7744 | -35.8428 | 819.6497 | 1133.762 | -8.2097 | -1517.8907 | 499.3712 | 2.289 | -2054.8699 | 7386.8486 | -301.226 | -2.0318 | 1.0008 | -2548.2578 | 443.9738 | 4660.061 | 1192.0835 | 5063.9126 | -1.8382 | -276.4667 | 2254.5249 | -2380.3643 | 1186.6953 | 2187.8521 | -1595.6459 | -552.8168 | 15941.958 | 0.10423 | -91.9894 | 267.3358
2030-01-08 | 22 | -54.4763 | -363.1114 | -65.3895 | -762.5042 | -1422.2279 | -470.0114 | -5410.5649 | 0.053027 | 0.99993 | -136.2376 | 3578.1475 | 122.6277 | 1256.3988 | -144.7926 | 2120.8372 | 6.6633 | -254.0417 | 209.9994 | -349.0486 | 287.4576 | -920.2394 | -907.615 | 124.0828 | -33.3756 | 3009.8816 | -1752.9556 | -831.9857 | -467.0996 | -35.7704 | 798.5536 | 1460.0944 | 2616.7307 | -1195.9987 | 1122.5155 | 1.2892 | -1655.0233 | 10643.8945 | -356.181 | -2.1427 | 185.9402 | -2476.3699 | 416.9193 | 4598.5444 | 1255.9301 | 5048.6245 | 1.0128 | -276.2393 | 2130.4246 | -2009.3525 | 814.3542 | 960.8206 | -1526.9957 | 0.43651 | 15810.6748 | 210.1042 | -102.0105 | 209.5744
2030-01-08 | 23 | -62.4482 | -393.3275 | -65.3775 | -757.4056 | -1370.5083 | -467.8134 | -4965.7178 | 0.99294 | 983.1179 | -172.1186 | 2922.0693 | 17.7178 | 1232.0228 | -216.0823 | 2019.8044 | -264.6153 | -10.8389 | 209.9994 | -375.6394 | 318.9506 | -664.0388 | -500.5242 | 169.48 | -34.468 | 3144.0962 | -1659.3868 | -677.3187 | -471.1836 | -34.1184 | 868.4615 | 1626.1532 | 3804.8535 | -174.8578 | 1209.072 | 0.82755 | -1302.0682 | 11569.1562 | -361.7149 | 148.3429 | 263.4723 | -2637.5696 | 630.5112 | 4302.3564 | 1359.8505 | 5028.0747 | -3.5233 | -275.9924 | 2135.4692 | -1527.5254 | 793.2876 | 1369.1423 | -2081.5964 | 509.6688 | 15313.9863 | 210.1042 | -28.5103 | 185.5666
2030-01-08 | 24 | -65.8861 | -244.425 | -64.0023 | -753.0278 | -1702.9739 | -513.5237 | -5599.2568 | -123.5491 | 794.3627 | -218.0145 | 2314.3447 | 1.0006 | 1602.5627 | -379.4919 | 1557.3816 | -79.3992 | 123.6913 | 209.9994 | -316.2467 | 233.0701 | -370.6165 | -147.0829 | 173.2188 | -16.6349 | 3006.0239 | -1751.4125 | -410.1754 | -494.1751 | -45.1867 | 889.5604 | 1798.912 | 4070.1367 | -61.3006 | 1300.5431 | 0.56638 | -1156.5931 | 11680.5371 | -359.1419 | 172.7893 | 449.174 | -2506.3984 | 737.9381 | 3839.2107 | 1314.3164 | 4998.3169 | -285.1653 | -423.4548 | 772.3632 | -2160.6077 | 374.5553 | 0.97185 | -1163.2134 | 1496.4988 | 13667.6279 | 210.1042 | -6.9048 | 230.5965
2030-01-09 | 1 | -65.615 | -223.4275 | -62.6022 | -748.7848 | -1344.3661 | -495.848 | -6876.0205 | 0.99862 | 1883.1348 | -305.0618 | 2171.0625 | -63.4476 | 2159.0708 | -491.8732 | 1222.2795 | 100.9666 | 164.709 | 209.9994 | -293.8176 | 257.0349 | -213.0763 | 3.7222 | 170.4505 | -24.0317 | 2913.939 | -1737.2004 | -635.2601 | -478.8083 | -45.6327 | 876.0753 | 1579.1119 | 4139.3608 | -121.1326 | 1341.4141 | 0.5415 | -884.9604 | 11012.4199 | -213.672 | 637.7432 | 63.4362 | -2484.6824 | 688.908 | 3586.0093 | 1302.3308 | 4988.71 | -2.4526 | -272.8284 | -811.9749 | -3744.5559 | 351.1031 | 1.0098 | -1833.7477 | 1621.9425 | 12953.5059 | 210.1042 | 58.5826 | 224.5313
2030-01-09 | 2 | -58.297 | -148.8739 | -57.6681 | -586.2584 | -1036.6519 | -610.4579 | -7391.7729 | 875.5441 | 2268.2781 | -272.7712 | 2597.1963 | -194.9718 | 2145.0569 | -493.2313 | 1261.5999 | 251.0201 | 277.3343 | 209.9994 | -246.4409 | 338.3021 | -297.882 | -204.4294 | 165.5776 | -29.3749 | 2459.0984 | -1531.7131 | -1030.7856 | -477.3138 | -50.0512 | 834.2192 | 1420.9004 | 2381.2996 | -245.7676 | 1186.4496 | 1.3508 | -744.6398 | 8275.9561 | -336.2074 | 498.3731 | 1.001 | -2571.949 | 554.0194 | 3372.2239 | 1089.4517 | 4724.9946 | -2.5079 | -272.7409 | -1045.3191 | -3922.3757 | 764.7496 | 751.2318 | -2207.4062 | 1445.7751 | 12172.8203 | 210.1042 | 44.5685 | 207.9218
2030-01-09 | 3 | -42.0082 | 305.1683 | -49.3392 | -544.3094 | -816.212 | -897.186 | -8914.4092 | 1618.3727 | 2175.2146 | -183.3123 | 3051.4883 | -194.9883 | 2035.0168 | -463.5205 | 1332.1218 | 101.1602 | 189.8773 | 209.9994 | -115.9733 | 233.377 | -249.7071 | -37.9847 | 132.1968 | -40.639 | 1624.1436 | -1549.7096 | 9.6573 | -560.3885 | -66.0184 | 825.3296 | 1619.7148 | 631.2582 | 117.6013 | 796.5415 | 3.4836 | -440.8166 | 5415.4302 | -243.2249 | 542.4719 | 0.99804 | -2533.5654 | 509.2492 | 3037.1775 | 1264.9403 | 4545.4673 | 0.98097 | -278.1866 | -672.7885 | -3285.4614 | 814.601 | 725.0568 | -1689.4327 | 1384.9244 | 9731.1875 | 210.1043 | 25.8778 | 241.844
2030-01-09 | 4 | -20.4581 | 930.7358 | -44.6036 | -509.7043 | -627.7867 | -1266.4417 | -9958.7373 | 2138.6992 | 1780.9197 | -177.6301 | 3505.0325 | -158.5286 | 2021.8695 | -424.5106 | 1426.9949 | -27.9331 | 72.4865 | 209.9994 | -95.9493 | 118.2189 | -353.4459 | 73.3091 | 40.1633 | -25.3641 | 1310.5048 | -1510.3995 | 611.7335 | -671.1886 | -92.7325 | 683.7059 | 1842.103 | 4.9265 | 498.7768 | 262.7877 | 4.9894 | -372.9977 | 2102.2715 | -226.1125 | 397.9662 | 1.0016 | -2525.2253 | 232.5486 | 2925.0083 | 1329.2046 | 4322.5923 | -2.8257 | -434.0755 | -534.9429 | -3105.2021 | 955.1249 | 1363.3918 | -1714.9705 | 1283.1248 | 6957.4434 | 210.1042 | 5.4605 | 239.2008
2030-01-09 | 5 | -20.7784 | 600.5301 | -46.9457 | -452.3531 | -874.0383 | -1102.6122 | -9366.8193 | 1734.8987 | 1600.9806 | -193.6185 | 3681.6797 | -167.6273 | 1964.2113 | -361.0119 | 1563.6885 | -623.3674 | 29.1731 | 209.9994 | -38.7868 | -74.3946 | -347.8395 | 146.3811 | -7.911 | -30.3344 | 1081.6986 | -1725.7441 | 609.4412 | -596.9435 | -64.1332 | 657.1826 | 1916.1678 | 5.3202 | -657.5667 | 338.1364 | 5.6905 | -504.3839 | 1703.7524 | 1.0002 | 0.99882 | 264.9248 | -2446.4883 | 0.99601 | 3250.0146 | 1268.3423 | 4255.6841 | -2.5967 | -273.227 | 982.6547 | -1952.246 | 824.682 | 24.4711 | -738.7828 | 473.684 | 5804.4141 | 210.1042 | -184.4528 | 256.5152
2030-01-09 | 6 | -37.5176 | 719.6786 | -55.4374 | -534.4896 | -339.0974 | -1196.0836 | -10886.8096 | 2647.4768 | 1015.8757 | -155.6395 | 3696.54 | -79.213 | 1934.0999 | -292.2441 | 1647.6027 | -1475.7279 | 15.0114 | 209.9994 | -41.2736 | 2.9658 | -471.0351 | -489.2444 | 72.2994 | -29.7778 | 935.4153 | -1679.8586 | 396.208 | -645.1193 | -84.6978 | 866.4549 | 2101.5557 | 1658.7319 | 576.0301 | 515.0233 | 4.9003 | -535.2773 | 2561.8655 | 1.0008 | 0.9998 | 414.1025 | -2604.9263 | 262.9582 | 3528.5432 | 1473.2085 | 4452.7354 | -2.5706 | -276.6997 | 1144.9105 | -1634.6134 | 999.5614 | 1843.5604 | -2778.5344 | 513.1558 | 5217.9976 | 210.1042 | -62.6851 | 298.4779
2030-01-09 | 7 | -52.4367 | -186.7624 | -69.784 | -526.4474 | -206.0372 | -796.2195 | -10815.6777 | 2464.5283 | -2.7438 | -197.3543 | 3574.8684 | 77.4691 | 1720.3013 | -210.8316 | 1718.1248 | -1840.1614 | -108.9444 | 209.9994 | -147.9283 | 300.0547 | -823.4735 | -1156.3827 | 263.8531 | -8.9463 | 1731.1462 | -1714.8429 | -472.158 | -483.1579 | -48.2791 | 1117.8572 | 1496.491 | 3421.0193 | -1434.6658 | 1010.0128 | 2.3782 | -1364.0692 | 3848.1301 | -424.6922 | -220.9566 | 449.5383 | -2778.708 | 917.6399 | 4575.48 | 1694.3374 | 5012.9897 | 100.6196 | -459.8526 | 1890.4358 | -1563.2285 | 1275.6805 | 2584.2639 | -3042.0312 | 64.6673 | 5127.481 | 210.1042 | -11.0486 | 181.2938
2030-01-09 | 8 | -54.3247 | -339.2017 | -82.1637 | -667.2567 | -928.5331 | -508.8503 | -9218.4863 | 779.3083 | -2.9657 | -136.4259 | 3613.9607 | 91.6362 | 1448.5347 | 352.3641 | 2110.9866 | -1627.0559 | -302.581 | 209.9994 | -138.1124 | 340.6776 | -1335.2273 | -1653.7985 | 103.4727 | 21.4551 | 1405.1971 | -1939.3759 | -524.5279 | -422.4995 | -45.5464 | 696.2866 | 1670.3036 | 3474.7917 | -1281.2166 | 971.2855 | 3.3024 | -2027.5703 | 5156.8447 | -699.4598 | -223.7465 | 449.4998 | -2450.1094 | 464.644 | 4934.2295 | 1542.4219 | 5043.7095 | 1.0135 | -1030.8243 | 948.197 | -2895.0022 | 1002.7872 | 1160.8843 | -1799.7583 | 0.99852 | 4861.8667 | 210.1042 | 36.1004 | 238.8015
2030-01-09 | 9 | -42.581 | -599.5325 | -78.0153 | -627.7181 | -1619.0179 | -270.0006 | -8671.6318 | -426.1444 | -3.0045 | -262.0976 | 3728.2244 | 195.0001 | 1430.1392 | 296.0381 | 2167.7769 | -802.5155 | -75.8886 | 209.9994 | -137.7695 | 579.0167 | -1378.2266 | -1832.1362 | 43.3665 | 35.0744 | 1181.179 | -1433.3802 | -867.597 | -357.0332 | -38.9725 | 481.5033 | 1596.8066 | 2409.1641 | -1359.7509 | 773.348 | 3.5853 | -2286.2888 | 4687.2256 | -788.601 | -339.8115 | 449.625 | -2413.0603 | 238.139 | 5085.7646 | 1571.1586 | 5054.8472 | -3.2785 | -1478.4271 | 681.2025 | -2752.1582 | 976.2776 | 233.3266 | -1053.6978 | 1.0034 | 4657.1665 | 0.10423 | -22.6927 | 273.5382
2030-01-09 | 10 | -36.965 | -492.2594 | -73.2914 | -623.0924 | -1437.7815 | -359.5929 | -9302.7441 | 0.13546 | -3.0241 | -159.4505 | 3760.1731 | 195.0004 | 1452.6764 | 275.2516 | 2207.011 | -738.6284 | -156.751 | 209.9994 | -144.8757 | 500.0582 | -1303.8635 | -2237.5854 | 62.4492 | 25.2348 | 1225.7859 | -1526.4252 | -993.7274 | -398.1264 | -40.4245 | 559.4847 | 1498.7909 | 2229.0696 | -1287.5326 | 641.9636 | 3.3891 | -2132.2068 | 3807.0645 | -879.3321 | -430.2264 | 449.8189 | -2453.7397 | 288.7598 | 5204.2681 | 1572.6453 | 5058.5127 | -3.2545 | -1721.1898 | 224.3525 | -2794.5061 | 1045.7843 | 463.2591 | -1371.559 | -0.10779 | 6066.6528 | 0.10423 | -42.9607 | 248.7104
2030-01-09 | 11 | -32.0934 | -182.5051 | -68.4771 | -592.5135 | -1402.5404 | -447.6826 | -8897.457 | -3.6209 | -3.0384 | -118.9618 | 3791.6133 | 179.4418 | 1410.918 | 380.8974 | 2241.4207 | -459.8683 | -111.2641 | 209.9994 | -242.4501 | 550.9913 | -1413.5167 | -3252.5981 | 36.8792 | -1.7978 | 1747.8354 | -1521.8989 | -1476.1123 | -419.4762 | -50.6739 | 461.3441 | 1208.3016 | 1984.7874 | -1404.9554 | 548.5359 | 3.4957 | -1639.8271 | 2570.8228 | -859.0764 | -436.6024 | 449.9157 | -2458.5691 | 241.9547 | 5268.6987 | 1571.616 | 5063.7144 | 1.0024 | -1710.8376 | 144.1923 | -2523.7112 | 1085.5929 | 506.142 | -1183.3372 | -0.2459 | 5966.9985 | 0.10423 | -74.6482 | 197.4598
2030-01-09 | 12 | -31.9113 | 18.5549 | -65.6918 | -572.6028 | -1515.559 | -480.0774 | -8070.2261 | -250.4964 | 1.0003 | -132.0043 | 3836.3633 | 146.9974 | 1411.7454 | 414.0155 | 2220.2412 | -411.6654 | 37.3247 | 209.9994 | -388.9484 | 568.1633 | -1427.1277 | -4260.1191 | -22.5803 | -13.7457 | 2702.4399 | -1710.3187 | -1811.1991 | -436.2525 | -58.2374 | 326.259 | 820.5322 | 2122.3713 | -1285.1277 | 518.1815 | 4.4911 | -403.2255 | 2253.4866 | -793.355 | -345.0715 | 449.8623 | -2655.0276 | 37.9658 | 5218.772 | 1569.6366 | 5064.501 | -2.0064 | -1755.6577 | 768.828 | -1638.4175 | 1052.5861 | 416.2361 | -887.6926 | 0.99682 | 5638.4209 | 0.10423 | -84.5483 | 172.1351
2030-01-09 | 13 | -34.8542 | 167.2348 | -61.7087 | -601.32 | -1309.1353 | -478.43 | -7870.522 | -3.1033 | -142.4704 | -136.4895 | 3825.2991 | 123.4416 | 1126.0172 | 447.8129 | 2217.8298 | -89.9318 | 109.535 | 209.9994 | -395.4987 | 678.1998 | -1460.8822 | -4689.3472 | -20.2489 | -4.8174 | 2545.4348 | -1842.8265 | -2385.6594 | -457.9443 | -62.4176 | 311.692 | 1019.038 | 2479.5986 | -1230.8162 | 634.3127 | 4.2376 | -399.8163 | 3176.7109 | -721.3261 | -299.555 | 449.9219 | -2732.5588 | 58.7333 | 5141.6533 | 1566.8334 | 5067.6309 | 1.0113 | -1673.8214 | 834.3871 | -1376.0713 | 1177.1161 | 438.2328 | -1338.9419 | -484.0588 | 5028.0171 | 210.1042 | -112.4643 | 144.5817
2030-01-09 | 14 | -38.1745 | 283.9505 | -61.8455 | -635.7776 | -1258.3416 | -504.5061 | -7524.9727 | 1.0012 | -2.9843 | -153.6924 | 3806.2178 | 94.3603 | 1046.4995 | 388.4047 | 2210.6191 | 174.9219 | 94.507 | 209.9994 | -379.5278 | 632.3326 | -1456.6788 | -5140.458 | 19.7084 | 11.3048 | 2371.1206 | -1959.1086 | -2672.0457 | -475.9435 | -71.6555 | 423.3268 | 1232.5887 | 2792.4653 | -1228.6693 | 673.6866 | 3.0292 | -584.1537 | 3853.0569 | -647.9997 | -207.1588 | 449.8592 | -2719.5349 | 161.7615 | 5178.1528 | 1601.399 | 5065.603 | 145.6971 | -1740.4336 | 1008.0522 | -1243.5887 | 1207.1185 | 365.1678 | -1035.5409 | -528.0854 | 4883.4844 | 210.1042 | -156.2957 | 206.3017
2030-01-09 | 15 | -28.9314 | 536.6721 | -57.6606 | -599.6599 | -1347.889 | -674.3043 | -6173.2363 | -2.7443 | -2.959 | -206.7548 | 3829.844 | 146.0636 | 1271.9081 | 379.5268 | 2160.6797 | 332.7869 | 233.4036 | 209.9994 | -468.8896 | 348.8755 | -1256.5941 | -5115.4526 | -8.2509 | -7.5654 | 3041.8425 | -2009.0406 | -2388.8459 | -530.4631 | -81.2442 | 443.7849 | 1165.3793 | 2328.8599 | -1046.9926 | 415.8489 | 3.312 | 83.6456 | 3024.6445 | -604.8044 | -274.9112 | 450.0942 | -2638.4973 | 0.99901 | 5261.0376 | 1654.1923 | 5075.229 | 144.0487 | -1399.7576 | 1568.7759 | -695.2201 | 1007.3013 | 156.8795 | -873.7979 | -198.8537 | 5516.9575 | 210.1042 | -177.433 | 140.3514
2030-01-09 | 16 | -24.4621 | 759.1006 | -53.9345 | -522.5819 | -1924.146 | -768.8708 | -4875.6279 | -534.72 | -4.1877 | -277.9085 | 3769.9443 | -7.8191 | 1083.9723 | 297.3544 | 2149.3188 | 495.8545 | 509.8516 | 209.9994 | -517.6366 | 342.8812 | -1373.5338 | -4359.6582 | -36.6626 | -52.792 | 3439.6694 | -1997.1063 | -1839.4581 | -531.1625 | -88.5843 | 377.3609 | 676.5541 | 2180.5605 | -902.5933 | 449.206 | 4.4929 | 1623.7633 | 2485.1067 | -629.1293 | -185.5505 | 449.9664 | -1915.8228 | -20.8448 | 5147.9995 | 1661.7629 | 5078.1948 | 121.8624 | -1350.8485 | 1759.3131 | -212.5567 | 639.7572 | -826.8845 | -479.884 | -6.0614 | 4850.1978 | 210.1042 | -260.455 | 145.3833
2030-01-09 | 17 | -20.5581 | 988.4911 | -52.879 | -498.5541 | -1881.269 | -880.5858 | -4965.082 | -370.6432 | -132.5865 | -380.2135 | 3717.7847 | 21.242 | 682.7847 | 70.7201 | 2135.6858 | 276.8711 | 543.257 | 209.9994 | -481.9014 | 163.226 | -1425.1981 | -4248.8794 | -92.7084 | -82.3378 | 3047.2458 | -1881.7797 | -1633.8699 | -547.0612 | -100.4787 | 338.372 | 989.9161 | 1954.1163 | -720.6739 | 319.7443 | 5.6305 | 2868.22 | 2305.8994 | -635.7869 | -297.1043 | 449.8531 | -1804.3678 | -204.1506 | 5181.5552 | 1639.3353 | 5069.1899 | -3.3186 | -1835.5192 | 1867.2664 | -457.7882 | 619.0058 | -642.1712 | -208.0967 | -168.1556 | 3591.7588 | 0.10423 | -298.0201 | 16.7266
2030-01-09 | 18 | -26.2076 | 597.3297 | -56.8894 | -485.5881 | -1893.5168 | -698.1185 | -4563.4893 | -683.5659 | 0.99913 | -364.8748 | 3808.4644 | 60.3012 | 1.0142 | 226.6982 | 2120.6658 | 134.8566 | 591.8332 | 209.9994 | -475.0651 | 116.3083 | -1500.8092 | -4452.8447 | -97.7177 | -77.0825 | 2394.7742 | -1734.6061 | -2340.0823 | -471.4063 | -84.7232 | 348.8534 | 1055.8121 | 2562.3896 | -1007.7399 | 581.0759 | 3.7741 | 2215.3538 | 3243.9905 | -371.3871 | -608.9811 | 449.9751 | -1893.3702 | -324.4655 | 5608.1997 | 1669.1393 | 5070.4434 | 43.5994 | -2001.1869 | 1989.3909 | -578.0831 | 736.7584 | -18.5614 | -116.5487 | -199.5638 | 4123.2446 | 0.10423 | -262.9742 | 141.7269
2030-01-09 | 19 | -16.6766 | 655.0829 | -58.1276 | -441.5219 | -1671.4174 | -743.7278 | -3769.4463 | -355.7572 | 0.99843 | -347.9076 | 3850.4795 | 133.1326 | 59.9168 | 216.7197 | 2106.7974 | 177.8341 | 500.104 | 209.9994 | -730.2045 | 355.2458 | -1837.3002 | -5040.1323 | -75.8506 | -51.2702 | 3762.1233 | -1471.3062 | -3066.6667 | -450.9749 | -89.849 | 313.3614 | 688.0953 | 996.1523 | -1338.7672 | 398.2144 | 3.8259 | 2056.9963 | 1961.21 | -273.8514 | -497.0035 | 450.6744 | -1405.1692 | -271.198 | 5610.1235 | 1726.349 | 5064.8545 | 163.2419 | -1906.3379 | 2150.8362 | -144.203 | 578.2545 | 1.0351 | -51.4159 | -352.4082 | 2631.9343 | 210.1042 | -150.8359 | 343.8282
2030-01-09 | 20 | -15.2699 | 513.4484 | -61.6651 | -431.3683 | -1774.4291 | -743.009 | -4254.9312 | -593.5999 | 0.99533 | -347.9888 | 3825.0881 | 154.5963 | 0.9842 | 189.912 | 2092.0422 | 86.6264 | 483.7596 | 209.9994 | -763.2611 | 498.9474 | -1843.6415 | -5091.8369 | -43.9405 | -41.8063 | 3875.9314 | -1385.4091 | -3351.2336 | -429.3631 | -79.7026 | 321.2412 | 532.0748 | 478.3131 | -1505.7455 | 358.1815 | 3.7603 | 2034.3141 | 1617.7723 | -98.4947 | -314.6895 | 450.5435 | -1531.9274 | -236.2088 | 5531.814 | 1805.3706 | 5063.3047 | 298.0439 | -1651.3649 | 2321.8726 | 58.0781 | 628.3743 | -12.5179 | 1.0066 | -524.584 | 2226.8652 | 210.1042 | -150.1337 | 271.1096
2030-01-09 | 21 | -20.8208 | 796.8237 | -66.3975 | -476.9065 | -1793.701 | -958.7056 | -5014.9668 | -471.9656 | 248.539 | -355.2133 | 3876.6946 | 110.5546 | 154.4418 | 195.1329 | 2107.3086 | 40.2251 | 523.8933 | 209.9994 | -694.6798 | 561.7758 | -1938.1891 | -4882.5088 | -100.6628 | -58.2075 | 3408.1042 | -1687.8597 | -3076.2649 | -538.2456 | -91.1183 | 237.1765 | 816.9835 | 1256.6567 | -1208.7526 | 372.472 | 3.594 | 2368.5757 | 2387.2488 | 175.2249 | 30.2429 | 450.3454 | -1558.9104 | -261.4447 | 5392.2524 | 1904.2753 | 5061.3481 | 542.6204 | -1299.5461 | 2540.5908 | 632.2123 | 689.6492 | 81.1624 | -28.6126 | -699.7348 | 3032.4133 | 0.10423 | -170.2608 | 185.7785
2030-01-09 | 22 | -25.9611 | 761.7045 | -68.0931 | -490.6743 | -1776.6975 | -945.6732 | -4925.5044 | -623.7656 | 683.2695 | -366.5644 | 3852.9275 | 86.8041 | 322.4 | 185.8396 | 2107.1587 | -79.86 | 605.4122 | 209.9994 | -718.5262 | 565.8681 | -1878.7167 | -4884.9019 | -81.3854 | -66.6657 | 3441.4678 | -1809.6606 | -3083.3745 | -543.5966 | -88.0905 | 258.2326 | 850.6667 | 1800.4987 | -1094.9434 | 490.1587 | 4.0651 | 2656.7798 | 3028.2349 | 303.2117 | 327.7996 | 450.1121 | -1511.6879 | -174.5649 | 5204.6494 | 2019.67 | 5048.7129 | 728.0239 | -890.8147 | 2970.7219 | 1107.0339 | 678.9218 | 75.8792 | -13.8929 | -511.0426 | 2930.6992 | 0.10423 | -211.341 | 101.2638
2030-01-09 | 23 | -26.7766 | 554.5589 | -66.1908 | -459.0583 | -1787.3859 | -799.0494 | -4348.0083 | -928.6317 | 1278.3181 | -360.8308 | 3867.7715 | 152.9821 | 1092.1881 | 0.99898 | 2126.4199 | -33.8672 | 653.3461 | 209.9994 | -729.2526 | 894.2348 | -1847.3004 | -4980.0015 | 9.3549 | -60.8827 | 3404.8843 | -1654.307 | -3498.313 | -482.631 | -77.5615 | 269.5558 | 515.4669 | 1874.1594 | -1394.3163 | 588.6824 | 3.4703 | 2541.5054 | 3030.2261 | 449.6342 | 867.363 | 449.7867 | -1660.0184 | 205.603 | 4257.1182 | 1912.2877 | 5030.8569 | 518.4124 | -352.2853 | 2951.853 | 1369.5383 | 765.7183 | -52.1271 | 0.98887 | 1.0093 | 2802.8596 | 210.1042 | -220.1226 | 34.3239
2030-01-09 | 24 | -26.7854 | 836.6404 | -63.8069 | -468.4508 | -1807.7197 | -923.4606 | -3840.9583 | -1146.8008 | 345.9262 | -276.9281 | 3891.5083 | 96.1607 | 1689.5901 | -170.3882 | 2124.3147 | 36.6125 | 713.788 | 209.9994 | -704.7664 | 516.5131 | -1863.0077 | -5243.9194 | -104.0796 | -74.6582 | 3955.3276 | -1932.1133 | -2452.1494 | -546.4073 | -93.4023 | 139.5585 | 478.8906 | 1900.4319 | -1149.0336 | 531.7642 | 2.4317 | 3028.8174 | 3392.1521 | 85.856 | 483.4568 | 449.8761 | -1971.297 | -72.1585 | 4066.54 | 1785.3313 | 4999.1382 | 413.1064 | -278.1739 | 2977.2424 | 1649.3104 | 697.5497 | -443.9674 | -27.545 | 0.99832 | 3368.6565 | 210.1042 | -215.7737 | 81.1491
2030-01-10 | 1 | -18.3644 | 969.1125 | -56.0128 | -448.5235 | -1832.5985 | -1036.2906 | -5192.8579 | -520.176 | 1895.7836 | -243.8475 | 3844.97 | 1.0792 | 1166.5619 | -171.1878 | 2174.9805 | 972.3623 | 706.7582 | 209.9994 | -538.8504 | 505.9793 | -1439.3766 | -4842.6001 | -44.9887 | -71.3963 | 2861.7612 | -1846.1803 | -2261.8286 | -591.0876 | -95.4177 | 356.5927 | 821.3267 | 543.204 | -962.2029 | 342.4068 | 2.788 | 2074.459 | 3150.0706 | 391.6056 | 771.0004 | 449.1466 | -2026.6819 | 81.808 | 3454.7847 | 1903.7731 | 4605.6094 | 523.1888 | -280.8593 | 3421.0007 | 1734.3085 | 954.8359 | -1249.5562 | 160.1534 | -202.3061 | 3922.9204 | 210.1042 | -376.6693 | -24.6021
2030-01-10 | 2 | -24.2966 | 737.691 | -55.528 | -472.2415 | -1845.4207 | -968.4032 | -4442.9888 | -446.6367 | 2148.7913 | -230.2511 | 3833.1594 | -70.594 | 1033.9392 | -224.6379 | 2128.2312 | 1276.8632 | 724.5344 | 209.9994 | -434.3143 | 510.0467 | -1330.0469 | -5387.5771 | -40.0618 | -69.4585 | 2037.5454 | -1830.4331 | -2570.5164 | -571.8696 | -82.7727 | 335.8405 | 954.4251 | 192.2948 | -1098.2517 | 428.9207 | 1.7984 | 1497.8431 | 4426.7251 | 597.5201 | 1150.8175 | 195.3685 | -2175.2358 | 16.498 | 3345.9077 | 1947.3427 | 4653.5508 | 674.9437 | -281.4912 | 3397.7568 | 1490.4314 | 979.0211 | -1326.6893 | 246.2146 | -223.2019 | 6238.4883 | 210.1042 | -393.4691 | -89.2059
2030-01-10 | 3 | -45.1592 | 575.1609 | -64.6353 | -586.1021 | -1832.9833 | -882.4365 | -4150.6538 | -416.0498 | 2281.5332 | -219.4077 | 3842.8123 | -96.9687 | 986.7405 | -269.6662 | 1949.9088 | 615.6947 | 438.9432 | 209.9994 | -437.5239 | 415.4714 | -1187.5461 | -5449.3657 | -24.0079 | -65.8116 | 2112.8713 | -2248.7625 | -2395.3545 | -595.8075 | -77.2354 | 450.4725 | 1667.059 | 1800.5627 | -708.2855 | 824.7271 | 1.5652 | 1490.473 | 7525.6021 | 699.2648 | 1123.7744 | 409.2477 | -2326.1128 | 7.7174 | 3176.6863 | 2016.8595 | 4268.519 | 906.5103 | -282.8198 | 3447.2183 | 1508.7776 | 1107.3472 | -931.2354 | 7.3431 | -193.2785 | 9585.167 | 210.1042 | -393.779 | -46.8514
2030-01-10 | 4 | -64.4017 | 148.9177 | -72.1822 | -679.4448 | -1841.2748 | -656.0225 | -3772.2866 | -377.552 | 2271.7004 | -211.7787 | 3825.1565 | -122.6637 | 1236.3297 | -321.3185 | 1868.0759 | 868.5654 | 484.0987 | 209.9994 | -435.4322 | 540.6602 | -1152.8849 | -5511.9082 | 40.0093 | -69.5662 | 2288.7627 | -2417.7917 | -2565.9854 | -552.9185 | -60.7866 | 567.4349 | 1610.788 | 2846.8608 | -736.3237 | 1267.7175 | 0.82206 | 1516.4031 | 10143.6953 | 667.7432 | 1279.6057 | 107.7877 | -2383.4441 | 171.9241 | 3313.5012 | 2046.0211 | 4487.7363 | 944.4299 | -282.8867 | 3132.6394 | 1035.1946 | 1095.3757 | -1154.1688 | 1.0037 | -213.2435 | 12635.4111 | 210.1042 | -353.7598 | -84.8222
2030-01-10 | 5 | -80.1249 | 90.4129 | -79.0161 | -757.9963 | -1655.6617 | -689.7875 | -4580.835 | -4.5575 | 2017.511 | -367.0818 | 3839.1448 | -41.4474 | 1361.8833 | -471.1949 | 1410.6694 | 220.084 | 452.0366 | 209.9994 | -382.2519 | 513.8616 | -1242.0804 | -5953.5488 | 68.662 | -71.5947 | 1954.4637 | -2784.8621 | -2437.3528 | -578.5039 | -61.7928 | 633.4968 | 1837.1846 | 3972.4346 | -551.1286 | 1529.5034 | 0.49744 | 1587.7828 | 11914.5996 | 307.8084 | 1025.9583 | 1.0015 | -2514.03 | 259.7659 | 3295.2549 | 1914.213 | 4540.4023 | 625.9821 | -281.399 | 3166.3303 | 745.4169 | 1134.0929 | -378.1745 | -340.1769 | 147.2195 | 13868.1084 | 210.1042 | -203.4181 | -67.6648
2030-01-10 | 6 | -80.1552 | 28.887 | -82.2103 | -763.6011 | -1624.1061 | -703.5843 | -4787.0391 | -4.6653 | 1220.307 | -367.7031 | 3882.0452 | -59.7641 | 1620.9972 | -475.8812 | 1413.1309 | -12.7994 | 431.5773 | 209.9994 | -347.9178 | 312.8471 | -1371.1593 | -6216.938 | 30.6454 | -79.0571 | 1808.8799 | -2869.9495 | -2060.1548 | -583.9793 | -62.0339 | 687.0657 | 2054.9443 | 3531.9128 | -394.2397 | 1461.3669 | 0.34386 | 1669.3014 | 12172.4346 | -30.0545 | 558.8566 | 0.99967 | -2424.8674 | 66.9405 | 3727.4126 | 1783.6266 | 4864.9717 | 272.4761 | -279.5971 | 3015.5732 | -112.254 | 1117.5273 | 1.0097 | -925.6805 | -453.5978 | 14247.8486 | 210.1042 | -183.8557 | 86.3195
2030-01-10 | 7 | -81.6818 | 58.8175 | -86.3795 | -776.6269 | -1460.2047 | -728.5973 | -5803.0469 | 0.99448 | -2.9885 | -369.3636 | 3935.0977 | -54.1077 | 1190.1644 | -484.2154 | 1372.1482 | 164.3302 | 353.6363 | 209.9994 | -330.1732 | 42.7518 | -1775.6738 | -6240.1626 | -33.1507 | -73.7315 | 1791.2346 | -2958.8064 | -1821.1969 | -583.0756 | -58.0379 | 585.1706 | 2328.8826 | 3133.4055 | -207.8453 | 1349.5051 | 0.3194 | 1452.7424 | 11817.1016 | -42.1739 | 233.1869 | 450.2156 | -1821.3748 | -125.684 | 4256.9492 | 1691.0432 | 5011.3364 | 157.4197 | -279.0325 | 2842.8486 | -709.5471 | 804.8668 | 557.7639 | -1973.2012 | -391.497 | 11824.0898 | 210.1042 | 35.6515 | 250.3332
2030-01-10 | 8 | -75.0055 | 297.6034 | -92.479 | -798.4085 | -1467.438 | -942.2614 | -7442.1763 | 390.6663 | -247.9859 | -324.8616 | 3941.6252 | 195 | 1568.233 | -119.5685 | 1773.1212 | 536.5516 | 125.1261 | 209.9994 | -509.1122 | 73.8931 | -1869.7053 | -6470.6587 | -47.8108 | -33.0233 | 3003.23 | -2998.146 | -1799.1432 | -646.6653 | -74.3191 | 589.9712 | 2497.9236 | 2906.6924 | -112.522 | 1073.0405 | 0.49441 | 1119.1145 | 11096.1299 | -378.8539 | -20.6466 | 449.74 | -2087.9661 | -221.5636 | 4503.0996 | 1432.5226 | 5040.8486 | 53.2986 | -898.647 | 2385.9263 | -981.3323 | 929.5585 | -357.0793 | -873.1097 | 142.5418 | 9796.5068 | 0.10423 | -105.0667 | 59.7177
2030-01-10 | 9 | -71.4888 | 249.6309 | -91.1589 | -795.062 | -1573.7552 | -911.3645 | -8222.502 | 44.2105 | 0.99532 | -336.2162 | 3942.4526 | 195.0011 | 1867.8397 | -79.8672 | 1974.8733 | 126.4697 | 93.0302 | 209.9994 | -550.9046 | 295.7904 | -1961.5643 | -6399.9385 | -34.9394 | -16.7494 | 3177.0928 | -2882.3203 | -2148.519 | -647.2422 | -69.5981 | 531.7905 | 2418.5781 | 2814.8625 | -200.0682 | 1023.3105 | 0.4934 | 1119.6991 | 10454.6494 | -375.2708 | -25.7044 | 449.5321 | -2121.1914 | -133.1809 | 4489.9307 | 1363.4832 | 5040.459 | -3.4928 | -1156.9447 | 2268.1824 | -932.2441 | 1017.9659 | -188.955 | -1077.9054 | -383.3954 | 9720.0801 | 0.10423 | -95.5881 | -4.5605
2030-01-10 | 10 | -63.405 | 292.2898 | -79.9053 | -787.586 | -1253.0159 | -873.6074 | -8476.2568 | 106.9914 | -38.5467 | -380.3176 | 3979.3721 | 4.2579 | 1751.2758 | -98.366 | 2032.5132 | 198.1028 | 92.3636 | 209.9994 | -421.17 | 293.789 | -1956.4607 | -6184.249 | -55.8033 | -26.1318 | 2203.7454 | -2708.7092 | -1774.7413 | -648.7148 | -65.0164 | 459.2362 | 2617.3235 | 2555.6836 | -154.2411 | 946.0873 | 0.52089 | 869.1312 | 10089.9014 | -482.9908 | -117.8386 | 387.7637 | -1842.4663 | -135.8495 | 4360.3501 | 1349.5536 | 5067.6147 | -259.6233 | -1296.9417 | 2106.4727 | -923.7411 | 849.4932 | 247.4967 | -1277.8158 | -146.9299 | 9339.8008 | 0.10423 | -16.5327 | 56.6959
2030-01-10 | 11 | -58.2347 | 437.8695 | -74.3948 | -793.5333 | -880.2662 | -998.274 | -9117.4531 | 836.8997 | -2.6764 | -382.6632 | 3966.1042 | -9.6083 | 1819.329 | -88.7413 | 2017.944 | 401.3492 | 81.7592 | 209.9994 | -392.8914 | 88.9172 | -1978.4556 | -6009.6206 | -32.5983 | -23.0572 | 1986.3271 | -2726.0386 | -1681.9454 | -692.1123 | -65.2472 | 508.9262 | 2808.2686 | 2223.6665 | -68.1521 | 838.4202 | 0.57135 | 519.809 | 10092.9717 | -406.6476 | -46.8223 | 449.4647 | -1766.472 | -4.2093 | 4374.916 | 1353.7887 | 5065.1899 | -184.3006 | -1080.3945 | 1925.7764 | -896.3771 | 925.4849 | 473.3612 | -1945.2726 | -166.0353 | 8496.7666 | 0.10423 | -38.3126 | 78.5097
2030-01-10 | 12 | -59.142 | 581.5703 | -72.9641 | -798.1376 | -733.7797 | -1049.2439 | -9373.1826 | 1174.3591 | -278.2764 | -383.0996 | 3964.6082 | -17.4572 | 1794.9532 | -86.0429 | 2017.4518 | 410.0926 | 32.5881 | 209.9994 | -367.2637 | 113.387 | -1827.8588 | -5625.5034 | -3.7451 | -18.3592 | 1838.748 | -2759.3616 | -1760.1732 | -707.2731 | -70.4647 | 558.9893 | 2940.3281 | 2191.0823 | -67.8542 | 825.882 | 0.58524 | 416.1535 | 9865.252 | -390.2734 | -1.9851 | 449.4215 | -1810.2122 | 66.936 | 4373.1587 | 1366.4596 | 5065.4302 | -124.7601 | -1133.7909 | 1851.7692 | -824.1578 | 1044.6044 | 543.1856 | -2049.2104 | -183.1183 | 7207.5552 | 0.10423 | -115.695 | 0.99837
2030-01-10 | 13 | -71.9483 | 358.056 | -75.5083 | -781.9351 | -881.2968 | -852.08 | -8348.7129 | 759.835 | -245.4986 | -384.6789 | 3941.7515 | -29.3219 | 1931.2922 | -53.0477 | 1997.772 | 215.6831 | 31.484 | 209.9994 | -319.687 | 225.7451 | -1709.0166 | -5299.9663 | -5.2139 | -19.4278 | 1535.8479 | -2818.1133 | -1706.4829 | -643.8381 | -71.8569 | 593.4924 | 2927.6011 | 2569.457 | -43.6199 | 1069.8101 | 0.50375 | 342.86 | 11188.3652 | -383.236 | -2.0076 | 449.4393 | -2115.2705 | 188.6405 | 4283.9771 | 1305.4146 | 5067.3071 | -187.3216 | -1092.9609 | 2002.9938 | -1152.3597 | 1043.0615 | 1063.6672 | -1566.3035 | -1.0831 | 8519.7158 | 0.10423 | -120.6877 | 10.0848
2030-01-10 | 14 | -76.3015 | 287.701 | -73.7842 | -769.0237 | -900.5169 | -760.7585 | -7933.3501 | 763.2631 | -2.7287 | -387.276 | 3937.7834 | -51.9535 | 1810.3191 | -97.1177 | 1998.4097 | 277.7612 | 59.3738 | 209.9994 | -330.4395 | 201.7336 | -1531.3191 | -5219.6289 | 10.9003 | -22.5901 | 1632.1254 | -2853.2371 | -1684.7374 | -629.2956 | -71.2743 | 627.2603 | 2945.0254 | 2726.7659 | -24.1502 | 1187.4976 | 0.58932 | 371.9159 | 11305.4941 | -392.4326 | -2.0062 | 449.404 | -2155.3384 | 173.9658 | 4304.3687 | 1380.8336 | 5054.5137 | -118.978 | -1094.8497 | 1933.0018 | -1380.9749 | 1087.2198 | 1078.4403 | -1490.2771 | 0.97199 | 9437.9473 | 210.1042 | -164.1773 | -10.0305
2030-01-10 | 15 | -66.9567 | 636.2362 | -68.1788 | -702.0798 | -813.4398 | -1024.1769 | -8071.7603 | 941.8768 | -2.761 | -377.7339 | 3901.9175 | -44.4079 | 1490.2722 | -356.8305 | 1661.1707 | 574.6331 | 61.8628 | 209.9994 | -361.4772 | 221.9848 | -1679.0396 | -5529.3555 | 14.3511 | -40.7041 | 1713.1805 | -2885.8069 | -1924.3878 | -679.8115 | -73.6601 | 615.6038 | 2717.0815 | 2254.4414 | -118.4592 | 1006.6356 | 0.57251 | 459.781 | 10683.6621 | -439.763 | -38.9653 | 449.5277 | -1853.7009 | 318.0497 | 4401.2861 | 1449.969 | 5056.8374 | -66.5831 | -1066.4015 | 2064.1018 | -1186.6682 | 1090.0217 | 933.6618 | -1480.406 | 1.0136 | 8405.0352 | 210.1042 | -196.6057 | 5.6842
2030-01-10 | 16 | -64.9126 | 617.8304 | -65.9728 | -697.9253 | -741.343 | -1032.2963 | -8264.6533 | 1091.0685 | -205.7349 | -318.5841 | 3918.2122 | 164.6617 | 1640.9478 | -422.1725 | 1509.483 | 695.1183 | 49.4388 | 209.9994 | -387.1152 | 81.6807 | -1403.3092 | -5520.627 | 12.1884 | -44.9692 | 2042.3905 | -2779.8792 | -1518.2322 | -675.7339 | -74.2701 | 676.1771 | 2606.8511 | 2186.9065 | -118.4598 | 1005.316 | 0.52342 | 579.6138 | 10441.4912 | -474.6925 | -33.318 | 449.5287 | -2242.4453 | 234.1563 | 4488.9102 | 1461.0557 | 5052.5615 | -3.2714 | -1077.2775 | 2079.9277 | -1584.2278 | 1110.3408 | 953.3508 | -1656.7531 | 0.99707 | 9092.3125 | 210.1042 | -203.2298 | 13.6706
2030-01-10 | 17 | -76.2838 | 353.7236 | -70.2899 | -779.3553 | -1190.6407 | -724.3656 | -6504.8921 | -5.528 | -2.9997 | -312.8312 | 3881.2427 | 184.8617 | 1790.696 | -377.0864 | 1573.817 | 56.8936 | 59.7061 | 209.9994 | -334.5282 | 141.8912 | -1378.1675 | -4842.1602 | -8.6886 | -40.3073 | 1850.0919 | -2839.7449 | -1291.6531 | -597.6192 | -69.6547 | 585.2396 | 2603.1733 | 3271.908 | -162.2269 | 1267.1229 | 0.4786 | 432.7984 | 10705.7422 | -410.5201 | -11.0841 | 449.3898 | -2309.468 | 240.0181 | 4528.2446 | 1432.6248 | 5052.8862 | -2.8909 | -1288.1111 | 1614.9606 | -2341.7532 | 1003.0046 | 836.1608 | -1476.6379 | -1.2439 | 11507.9736 | 210.1042 | -190.4996 | 39.2029
2030-01-10 | 18 | -79.6115 | -18.8173 | -73.646 | -728.743 | -1151.3035 | -383.3589 | -3065.6875 | -85.0138 | -3.024 | -337.3414 | 3844.2837 | 178.2489 | 1694.9579 | -232.2842 | 1988.326 | -26.2266 | 235.0165 | 209.9994 | -277.6888 | 179.4533 | -1072.1932 | -4585.5005 | 11.5953 | -37.6423 | 1040.9138 | -2520.0881 | -1358.72 | -476.0956 | -62.639 | 660.6503 | 2483.6162 | 4916.9541 | -460.4082 | 1512.0952 | 0.43185 | 100.8142 | 10895.9795 | 169.5854 | 1.0027 | 449.4267 | -2560.1121 | 141.8249 | 4567.9966 | 1423.3021 | 5092.3135 | -2.8448 | -689.5353 | 2325.5132 | -1740.7424 | 851.5884 | 816.8527 | -1939.574 | 41.5224 | 11175.7188 | 0.10423 | -128.5015 | 36.8195
2030-01-10 | 19 | -63.0107 | 166.0905 | -73.3303 | -758.8139 | -1477.5334 | -400.5269 | -1499.0237 | -596.3629 | -260.3913 | -346.1761 | 3902.5276 | 195.0011 | 1617.8844 | 124.2992 | 2043.4982 | -697.4028 | 156.2077 | 209.9994 | -324.1702 | 382.0637 | -1570.5464 | -4552.8325 | -28.5728 | -9.8144 | 1058.9279 | -2267.156 | -1804.8815 | -474.8665 | -63.5304 | 447.8103 | 2127.8752 | 4534.0024 | -741.9415 | 1163.9867 | 0.47757 | -116.3991 | 9180.7891 | -417.3113 | -149.9618 | 116.5039 | -2128.4153 | -2.76 | 4844.5996 | 1323.4508 | 5083.7852 | -3.1607 | -706.9525 | 2783.6089 | -1372.0647 | 825.7884 | 961.0911 | -1064.4919 | -555.3863 | 8673.0205 | 210.1042 | -180.8979 | 94.3893
2030-01-10 | 20 | -68.6624 | 59.2388 | -77.678 | -755.872 | -1670.2926 | -365.1763 | -1651.0306 | -968.509 | -61.7401 | -345.7423 | 3940.2622 | 195.0005 | 1536.2021 | 150.0089 | 2057.2573 | -1103.3004 | 194.2757 | 209.9994 | -354.5509 | 427.0846 | -1643.8451 | -4094.884 | -28.0762 | -17.4667 | 1281.3394 | -2359.6951 | -2005.6718 | -457.692 | -57.9551 | 420.8284 | 1935.1112 | 5379.5493 | -751.0708 | 1264.8831 | 0.91315 | -62.3847 | 8992.5654 | -225.8805 | -290.8303 | 389.7196 | -1974.3524 | -2.9437 | 4962.4863 | 1295.0271 | 5063.6997 | 1.0129 | -276.6016 | 2955.8411 | -1058.4427 | 664.8709 | 349.8929 | -889.6679 | -637.8051 | 8103.4336 | 210.1042 | -150.5858 | 192.3014
2030-01-10 | 21 | -68.352 | 106.07 | -77.5209 | -751.782 | -1610.9883 | -384.7011 | -1475.7566 | -915.4406 | -2.9378 | -345.3267 | 3965.345 | 195.0003 | 1193.572 | 191.8142 | 2082.9009 | -1381.1002 | 220.0187 | 209.9994 | -357.9977 | 376.3991 | -1383.3845 | -3028.5439 | -38.4561 | -28.6977 | 1283.0325 | -2391.4255 | -2153.9761 | -460.4727 | -58.9399 | 428.0434 | 1756.5615 | 5849.4707 | -811.0737 | 1284.4526 | 1.6577 | 6.1095 | 8681.3955 | -46.6524 | -118.6996 | 450.3398 | -2260.1797 | -46.1851 | 4768.8154 | 1354.1713 | 5058.6299 | 1.0146 | -277.5936 | 3176.9133 | -598.9672 | 599.9413 | 259.6718 | -780.7925 | -482.8045 | 7669.5684 | 210.1042 | -156.7691 | 216.8638
2030-01-10 | 22 | -60.9208 | 194.0501 | -73.398 | -670.9442 | -1368.9496 | -436.1299 | -1313.2906 | -793.6233 | 27.7412 | -345.8712 | 3935.0754 | 195.0007 | 1658.9044 | 149.7106 | 2057.4976 | -926.83 | 402.156 | 209.9994 | -378.2232 | 561.4821 | -1266.6259 | -2474.1248 | 11.1441 | -21.6323 | 1357.1483 | -2179.1394 | -2869.4753 | -447.6846 | -63.745 | 408.4521 | 1540.4232 | 5064.4204 | -1130.9102 | 1209.4696 | 1.9997 | -385.2772 | 7311.2314 | -330.6192 | 58.0707 | 1.0011 | -2288.5437 | 80.1271 | 3870.1167 | 1215.5193 | 4443.3286 | -3.2048 | -587.339 | 3161.6484 | -1227.571 | 812.5455 | 658.8115 | -1021.8251 | -1.8849 | 7249.354 | 0.10423 | -148.8821 | 229.9897
2030-01-10 | 23 | -56.532 | 140.5838 | -68.8459 | -616.5596 | -1355.6505 | -394.5472 | -975.3608 | -819.2374 | 491.753 | -347.3225 | 3858.6929 | 195.0011 | 1350.9332 | 28.9637 | 2085.0405 | -641.1295 | 398.7536 | 209.9994 | -401.2592 | 605.8325 | -1046.2269 | -2248.5198 | -8.9076 | -15.2629 | 1721.6229 | -2080.7539 | -2963.1909 | -419.3713 | -62.0552 | 386.4262 | 1629.9084 | 4573.4565 | -1228.2472 | 1213.0179 | 1.8613 | -1013.3823 | 6668.3643 | -121.5929 | 487.7271 | 170.8035 | -2576.9878 | 4.7684 | 3891.4377 | 1268.7429 | 4999.9639 | -3.9493 | -276.3552 | 3286.7002 | -619.5847 | 774.9103 | -569.4095 | -984.2524 | -1.4579 | 7667.1973 | 210.1042 | -202.4172 | 231.8163
2030-01-10 | 24 | -60.786 | 75.51 | -67.5804 | -632.2598 | -1678.108 | -341.0327 | -1360.6714 | -1217.0122 | 292.1922 | -363.7057 | 3873.6917 | 39.0888 | 775.3196 | -155.792 | 2118.0325 | -171.8041 | 453.1128 | 209.9994 | -460.6585 | 754.6045 | -1209.1469 | -2296.9587 | 44.1207 | 44.8098 | 2467.3723 | -2173.6157 | -3040.7388 | -413.4798 | -55.6005 | 389.931 | 2049.3921 | 4899.251 | -1225.7714 | 1258.1896 | 2.1286 | -1433.9191 | 7324.2886 | 232.9324 | 586.7186 | 449.8629 | -2730.0669 | 257.0897 | 3890.1753 | 1391.5764 | 5009.375 | 126.6575 | -278.7296 | 2956.375 | -353.5672 | 1340.7024 | -200.668 | -52.9367 | -599.1204 | 9171.3408 | 210.1042 | -340.9427 | 115.4719
2030-01-11 | 1 | -64.7232 | 51.0457 | -65.7411 | -676.6625 | -1400.0983 | -483.2386 | -4284.9355 | 269.9604 | 1485.1569 | -240.7333 | 3745.2522 | -169.5031 | 960.2089 | -308.3861 | 1885.7465 | -267.0863 | 422.4445 | 209.9994 | -323.1851 | 406.5876 | -566.7469 | -2254.2827 | 48.9875 | 2.5839 | 2141.2817 | -2482.0359 | -2687.1746 | -507.6346 | -56.6992 | 628.626 | 2259.8979 | 4566.4751 | -934.3925 | 1167.7296 | 0.6798 | -687.1514 | 7015.5908 | -4.3977 | 324.6686 | 45.5171 | -2602.9868 | 36.445 | 3793.9275 | 1349.6313 | 4946.7749 | -3.1985 | -276.5367 | 2763.3606 | -615.4627 | 1014.1719 | -1146.0099 | -543.6385 | -337.8214 | 11750.2451 | 210.1042 | -309.1029 | 156.6549
2030-01-11 | 2 | -42.1093 | 648.5653 | -60.123 | -439.8248 | -800.908 | -910.8961 | -5526.6421 | 1014.8415 | 1555.7943 | -231.0106 | 2208.4077 | -195.1529 | 4.6332 | -365.4602 | 1663.8893 | -181.0086 | 442.0882 | 209.9994 | -199.0836 | -38.0923 | -393.4007 | -2033.7908 | -146.8758 | -28.1986 | 1137.2053 | -2405.0391 | -1978.3309 | -578.7485 | -80.2651 | 380.8052 | 2193.4177 | 1573.6333 | -727.4271 | 635.1802 | 2.0329 | -432.4061 | 2435.2424 | -0.31109 | 274.1657 | 450.8182 | -2406.5454 | -465.2199 | 3180.5396 | 961.4109 | 4328.5415 | -29.9463 | -243.4177 | 3094.2534 | -897.954 | 522.5331 | -2023.6536 | -590.966 | 447.638 | 8668.9434 | 210.1043 | -255.1677 | 75.1446
2030-01-11 | 3 | -39.2341 | 872.4589 | -55.1952 | -443.8842 | -402.0421 | -1001.9785 | -7525.728 | 1895.7502 | 1248.3101 | -204.8104 | 2989.1016 | -194.9828 | 2008.3252 | -402.4026 | 1542.3995 | 100.8385 | 350.9275 | 209.9994 | -311.4291 | 127.522 | -422.533 | -3026.1309 | -69.9811 | -12.3851 | 2282.5759 | -2097.3801 | -2132.8853 | -591.3483 | -94.6531 | 505.0716 | 1700.5551 | 765.2132 | -1008.2126 | 726.0491 | 0.83494 | -607.2346 | 2372.4309 | -1.0295 | 476.9561 | 1.0012 | -2402.5425 | -59.0056 | 3109.4426 | 1308.0746 | 4509.6787 | -2.6115 | -272.5122 | 1321.7703 | -2035.7146 | 456.4386 | -1063.9563 | -2144.5535 | 1241.5378 | 7562.9429 | 210.1042 | -39.9639 | -42.7665
2030-01-11 | 4 | -29.6795 | 1022.0645 | -49.8823 | -438.5199 | -300.8388 | -1236.8204 | -8927.3428 | 2541.0815 | 1734.8641 | -200.2256 | 2814.7935 | -194.9938 | 1979.374 | -445.5552 | 1440.3679 | 309.7094 | 392.0063 | 209.9994 | -343.3019 | 94.043 | -461.5171 | -3926.9651 | -20.7023 | -15.9032 | 2495.8535 | -1943.3391 | -2104.9282 | -657.0378 | -117.8734 | 626.6328 | 1595.126 | 298.2722 | -1100.1276 | 570.4291 | 0.83312 | -492.1779 | 774.8791 | -20.9487 | 458.6964 | 1.0003 | -2493.6216 | 124.8915 | 3077.7371 | 1329.4288 | 4465.1455 | -2.7131 | -272.314 | 1595.5255 | -1685.7968 | 658.1524 | -467.0741 | -1822.3384 | 1181.3055 | 7150.583 | 210.1042 | -16.3537 | -51.6576
2030-01-11 | 5 | -26.6032 | 1013.7449 | -48.6438 | -305.1888 | 157.7005 | -1389.4355 | -10154.6592 | 3438.665 | 1379.1415 | -193.9219 | 1586.2811 | -195.0495 | 1990.1842 | -495.3706 | 1334.3357 | 539.3165 | 392.591 | 209.9994 | -149.4203 | -7.5272 | -120.0703 | -1475.2062 | 17.6122 | -42.581 | 1543.8265 | -1782.3541 | -1317.407 | -683.378 | -121.2904 | 787.842 | 1375.5353 | 0.99674 | -1183.4175 | 330.4709 | 0.99772 | -440.7791 | -314.326 | -0.31034 | 384.9627 | 1.0009 | -2429.9146 | 252.2351 | 3321.3523 | 1226.3663 | 4551.356 | -2.5358 | -272.4633 | 528.0222 | -3169.1394 | 505.8569 | -159.4564 | -2660.2886 | 1347.3221 | 5107.0928 | 210.1042 | 57.495 | 25.1351
2030-01-11 | 6 | -16.3479 | 1135.4082 | -54.7452 | -254.7591 | 714.9902 | -1681.3912 | -12214.8613 | 4815.7314 | 1345.1199 | -365.0213 | 2911.052 | -114.3057 | 2014.6152 | -526.3718 | 1096.3365 | 1195.7589 | 312.3727 | 209.9994 | -179.336 | -161.6161 | -2.3534 | -578.8558 | 80.7248 | -39.3811 | 2096.0374 | -1682.6832 | -778.1395 | -724.9733 | -129.4771 | 1049.4617 | 1372.7919 | 0.98304 | -1199.2505 | 74.9159 | 0.63236 | -466.5417 | -2608.7822 | 31.622 | 434.8073 | 1.0008 | -2577.47 | 416.6324 | 3424.2327 | 1526.4827 | 4769.6997 | -2.9044 | -278.2068 | 484.6553 | -3324.0991 | 556.1316 | 778.363 | -3532.4478 | 1316.3831 | 4852.9136 | 210.1042 | 114.0907 | 134.6278
2030-01-11 | 7 | -22.0057 | 1098.8231 | -60.9087 | -284.6933 | 701.7787 | -1753.5979 | -12463.123 | 4570.415 | -2.7641 | -372.2578 | 3285.4441 | -101.4959 | 1982.8322 | -498.8923 | 1208.5312 | 1173.2255 | 258.8056 | 209.9994 | -153.9147 | -168.3484 | -466.7875 | -1408.9738 | 58.0403 | -20.8132 | 1739.5048 | -1726.3231 | -611.5717 | -749.2972 | -124.1619 | 953.6534 | 1731.0271 | 0.99411 | -1139.2217 | 3.8852 | 0.63875 | -944.3956 | -2761.8201 | -290.8607 | 392.1366 | 159.3283 | -2690.5674 | 434.023 | 3752.1135 | 1644.9183 | 5010.2783 | 1.0189 | -278.1001 | 1599.4346 | -2744.011 | 662.1204 | 181.3771 | -3886.2092 | 985.9315 | 5698.2065 | 0.10423 | 104.6506 | 165.1557
2030-01-11 | 8 | -25.6377 | 879.0707 | -68.5045 | -364.7913 | 476.8711 | -1705.0499 | -12510.1289 | 4127.1152 | -255.0084 | -339.5228 | 3656.8164 | 137.2253 | 1828.7283 | -347.5951 | 1653.1587 | 805.2755 | 92.8204 | 209.9994 | -168.7776 | -145.2232 | -930.1197 | -2160.9692 | 54.17 | 13.0127 | 1681.2095 | -1779.1984 | -405.1117 | -748.6827 | -107.7095 | 910.5438 | 2237.3867 | 0.97002 | -1050.6237 | 34.3498 | 0.65061 | -1573.3777 | -1714.8103 | -697.3914 | -206.2714 | 449.7885 | -2204.1868 | 397.7955 | 4685.7114 | 1633.5963 | 5038.873 | 103.6754 | -894.7322 | 2151.2002 | -2450.1777 | 559.9338 | 0.97731 | -3019.1404 | 335.9283 | 7342.0605 | 210.1042 | 61.2093 | 232.1796
2030-01-11 | 9 | -32.1776 | 700.2872 | -72.2017 | -402.4828 | 198.1285 | -1647.3104 | -12911.7363 | 3708.9177 | -770.1382 | -349.4473 | 3716.4146 | 174.4567 | 1818.2012 | -255.3555 | 1967.4736 | 313.7686 | 109.9783 | 209.9994 | -186.9119 | -16.6357 | -977.5847 | -2295.8479 | 65.6384 | 39.3596 | 1700.8502 | -1810.0446 | -472.0204 | -740.132 | -94.6202 | 887.4675 | 2552.2925 | 0.98713 | -1070.7799 | 52.6429 | 0.65268 | -2001.0809 | -1386.2966 | -910.2783 | -315.5115 | 449.8805 | -2285.6038 | 370.8427 | 4803.9053 | 1588.603 | 5049.6714 | 97.3969 | -1516.1534 | 833.9335 | -3560.0618 | 840.5672 | 452.4007 | -2941.2417 | 0.87793 | 8573.832 | 210.1042 | 29.2903 | 200.4046
2030-01-11 | 10 | -36.1814 | 546.4163 | -74.8568 | -424.1924 | 21.8115 | -1616.0088 | -12603.0332 | 3376.1399 | -523.8724 | -340.8369 | 3721.594 | 195.0121 | 1858.3683 | -254.5577 | 1958.573 | 175.3003 | 120.9517 | 209.9994 | -253.0243 | 98.1661 | -760.1498 | -1707.9308 | 89.751 | 52.8826 | 2247.1248 | -1850.652 | -829.8323 | -746.4434 | -85.6071 | 901.065 | 2584.1438 | 2.0889 | -1132.8118 | 132.6612 | 0.64409 | -2078.4304 | -1035.5601 | -901.4455 | -293.2752 | 449.8281 | -2560.6733 | 343.7213 | 4895.063 | 1519.032 | 5058.9966 | 36.3787 | -1606.5612 | 733.2902 | -3465.4507 | 893.1771 | 364.8617 | -2682.144 | 0.6676 | 9594.7471 | 0.10423 | -0.18299 | 145.322
2030-01-11 | 11 | -34.3744 | 485.8568 | -75.2205 | -424.0958 | 18.997 | -1615.2908 | -12324.9736 | 3246.1694 | -667.0462 | -341.1618 | 3681.4111 | 195.0125 | 1787.5785 | -224.4583 | 1952.2034 | 105.8019 | 88.7665 | 209.9994 | -272.7458 | 48.9041 | -699.2661 | -1563.3619 | 90.6709 | 57.4401 | 2418.4348 | -1819.1287 | -658.2059 | -744.8484 | -81.2613 | 918.2443 | 2690.2793 | 2.2532 | -1120.6036 | 128.5735 | 0.62124 | -2085.8843 | -1064.5183 | -896.1125 | -299.4318 | 450.0142 | -2601.4272 | 328.349 | 4916.2021 | 1514.1134 | 5069.1074 | 25.7384 | -1455.98 | 705.6907 | -3170.1802 | 879.3897 | 471.147 | -2799.5188 | 0.5158 | 10751.5977 | 0.10423 | 5.1275 | 230.0867
2030-01-11 | 12 | -30.463 | 624.4727 | -74.6449 | -426.3826 | 0.99104 | -1688.3354 | -12235.9668 | 3175.1362 | -853.2667 | -340.5077 | 3790.137 | 195.0111 | 1833.6635 | -168.3988 | 1954.5793 | 200.8419 | 74.1934 | 209.9994 | -306.849 | 209.405 | -773.4888 | -1227.3176 | 83.7039 | 67.0398 | 2571.1177 | -1831.0519 | -1270.0559 | -771.4315 | -84.406 | 850.314 | 2686.6084 | 2.3866 | -1117.2623 | 45.2691 | 0.65128 | -2217.6189 | -1078.231 | -763.8494 | -310.8327 | 450.0739 | -2523.082 | 300.2445 | 5136.4351 | 1553.801 | 5072.8594 | 216.601 | -1372.8176 | 1082.2452 | -2687.9695 | 987.7014 | 460.2856 | -2619.5317 | -384.6835 | 10625.8623 | 210.1042 | -49.8558 | 185.4573
2030-01-11 | 13 | -28.7564 | 668.507 | -73.7714 | -418.7026 | 0.99226 | -1723.4238 | -12374.1152 | 3203.2236 | -481.0991 | -339.1321 | 3752.0461 | 195.0149 | 1799.2906 | -104.4327 | 1978.3185 | 60.8214 | 39.7688 | 209.9994 | -311.8848 | 204.4771 | -788.2431 | -1616.6119 | 74.7093 | 69.232 | 2486.686 | -1839.129 | -1211.3226 | -781.5976 | -86.2391 | 835.6986 | 2699.1248 | 2.4182 | -1120.1781 | 50.4047 | 0.64606 | -2166.0601 | -1095.8894 | -802.1428 | -313.6301 | 450.0164 | -2710.446 | 301.5163 | 4992.938 | 1559.9581 | 5062.6875 | 49.7113 | -1673.9993 | 1165.8463 | -2424.5774 | 926.9793 | 1657.6705 | -2736.1277 | 0.23545 | 9926.1357 | 210.1042 | 22.6826 | 116.6402
2030-01-11 | 14 | -30.3868 | 577.7667 | -72.631 | -408.8513 | 292.9488 | -1702.939 | -12952.8574 | 3567.9836 | -1281.1405 | -173.9068 | 3850.1724 | 169.9236 | 587.6811 | -125.5829 | 1983.9491 | -331.7239 | 41.5918 | 209.9994 | -294.4447 | 148.4705 | -756.9188 | -1928.725 | 121.7626 | 51.0409 | 2313.8718 | -1819.0419 | -1031.1245 | -767.4962 | -81.3192 | 970.8265 | 2845.2395 | 2.4418 | -1156.3859 | 98.1053 | 0.45732 | -1890.7505 | -1019.6417 | 396.828 | 277.7256 | 449.2241 | -2730.1404 | 412.55 | 4820.8354 | 1674.4541 | 5072.6621 | 323.5377 | -1355.9594 | 5063.4214 | 212.5554 | 1106.8424 | 2506.2021 | -3534.6086 | -375.3298 | 9505.7217 | 210.1042 | 37.0485 | 177.9596
2030-01-11 | 15 | -29.4846 | 619.0574 | -71.1641 | -405.0832 | 76.1661 | -1656.4314 | -12233.457 | 3244.6536 | -1035.7235 | -346.2445 | 3806.7844 | 195.0001 | 1564.3162 | -43.6506 | 1991.3057 | -15.9902 | 41.7921 | 209.9994 | -265.5329 | 184.0806 | -717.8351 | -1596.1132 | 87.5671 | 57.4329 | 2166.3318 | -1791.8481 | -1125.0865 | -753.2463 | -84.0058 | 883.3419 | 2760.6099 | 2.5552 | -1154.8512 | 118.5647 | 0.55678 | -2027.4688 | -1017.6619 | -427.6584 | -75.1767 | 449.9095 | -2675.9419 | 319.4305 | 5156.2734 | 1793.1049 | 5071.5342 | 380.4922 | -1293.6719 | 2048.032 | -1232.6974 | 1001.5002 | 1960.5775 | -3028.3716 | -214.5895 | 8708.8125 | 210.1042 | 11.0682 | 213.9533
2030-01-11 | 16 | -29.6343 | 542.8843 | -68.9608 | -398.3798 | 107.6658 | -1603.6803 | -12186.8994 | 3353.8582 | -1082.098 | -349.6922 | 3727.3567 | 168.8916 | 1936.4796 | -202.4699 | 2007.5144 | 42.7572 | 45.2774 | 209.9994 | -215.6947 | 85.1616 | -688.6644 | -1177.6407 | 103.8287 | 46.9191 | 2084.6328 | -1740.6464 | -774.5842 | -734.167 | -80.8001 | 950.9348 | 2489.5271 | 2.6039 | -1184.6322 | 155.288 | 0.64144 | -2036.0314 | -978.4622 | -756.6492 | -191.0994 | 449.5 | -2623.3896 | 383.7265 | 5040.3198 | 1599.0367 | 5054.9141 | -2.7949 | -1855.5597 | 725.7305 | -2863.3577 | 900.267 | 1858.6912 | -3145.4915 | 0.8594 | 9406.1768 | 210.1043 | 35.6753 | 255.9526
2030-01-11 | 17 | -30.482 | 470.7104 | -69.0448 | -387.7985 | 1.0017 | -1520.7018 | -11658.8994 | 3057.5552 | -792.7512 | -347.6665 | 3643.3975 | 187.9202 | 1845.2008 | -234.0146 | 2009.0653 | 318.1554 | 53.7349 | 209.9994 | -195.6705 | 214.6586 | -833.4026 | -980.4383 | 103.2106 | 42.3125 | 2018.1123 | -1616.9554 | -845.5721 | -702.7203 | -77.0138 | 874.9494 | 2161.022 | 3.2402 | -1379.7373 | 188.2194 | 0.65288 | -2075.4526 | -956.1802 | -839.8392 | -347.3568 | 450.0596 | -2439.3794 | 442.3846 | 5366.2266 | 1649.7903 | 5063.2793 | 74.0957 | -1756.6953 | 1133.9872 | -2814.0422 | 918.5992 | 1726.8997 | -2994.8135 | 1.0357 | 9288.165 | 210.1042 | 25.8608 | 271.4058
2030-01-11 | 18 | -35.5154 | 293.7315 | -72.0369 | -541.054 | 0.99757 | -1337.6436 | -10949.2373 | 3194.6067 | -805.7844 | -349.0316 | 3403.5461 | 189.1198 | 668.1562 | -224.1937 | 2023.6621 | 326.82 | -7.1528 | 209.9994 | -199.2095 | 243.8311 | -944.893 | -1147.647 | 123.0454 | 45.763 | 1998.798 | -1706.1257 | -1331.0447 | -685.5438 | -64.7377 | 950.0139 | 2207.4851 | 606.1031 | -1328.2997 | 319.4602 | 0.5776 | -2222.9421 | 726.4897 | -743.1275 | -688.5198 | 450.3004 | -2576.9446 | 387.5198 | 5911.6675 | 1680.2048 | 5067.6758 | 205.986 | -1829.1998 | 1052.2111 | -3463.4504 | 1145.1421 | 2256.1484 | -3392.8752 | -732.7221 | 9693.8994 | 210.1042 | 25.4334 | 348.1301
2030-01-11 | 19 | -35.2957 | 313.5294 | -57.6232 | -569.6952 | 36.6921 | -1136.5007 | -10413.1953 | 2911.7788 | -1447.2432 | -340.9946 | 3678.5222 | 194.9999 | 44.8876 | -124.9861 | 2050.9602 | 188.0073 | -127.9151 | 209.9994 | -288.3949 | 366.4466 | -1081.809 | -1347.9395 | 134.4779 | 54.2595 | 2546.0906 | -1694.6272 | -1443.8361 | -619.0475 | -62.1869 | 925.5236 | 2186.2756 | 1014.5475 | -1355.5427 | 480.8195 | 0.92519 | -2407.5476 | 2896.4092 | -107.2467 | -232.0809 | 449.985 | -2658.2236 | 363.9687 | 5448.3457 | 1692.876 | 5066.479 | 147.94 | -1596.821 | 2216.582 | -2187.3328 | 1222.7418 | 2222.0825 | -2984.0459 | -912.1978 | 8836.5361 | 0.10423 | -11.9414 | 343.049
2030-01-11 | 20 | -44.2585 | -192.1237 | -66.1749 | -735.4623 | -189.8615 | -733.4887 | -9536.8633 | 2184.5913 | -1508.3582 | -338.6494 | 3671.3315 | 194.9998 | 1.013 | -57.4887 | 2065.9929 | 38.3474 | -150.7365 | 209.9994 | -312.0518 | 424.7574 | -1068.2192 | -1515.9485 | 205.1214 | 37.7139 | 2734.4685 | -1704.9283 | -1280.2988 | -537.9727 | -38.9925 | 1017.3658 | 1965.4773 | 2336.2192 | -1387.3685 | 804.4948 | 1.304 | -2212.0835 | 6485.8252 | 56.6827 | -2.5261 | 449.8739 | -2775.0356 | 515.0592 | 5310.0181 | 1691.4978 | 5064.4419 | 294.2215 | -1304.8873 | 2296.5461 | -1854.5619 | 1405.8645 | 2850.2354 | -2777.252 | -1150.2899 | 10469.8643 | 0.10423 | -39.8833 | 139.8424
2030-01-11 | 21 | -48.5993 | -308.4359 | -67.9109 | -741.6252 | -593.4651 | -633.1464 | -8761.6221 | 1458.0553 | -491.1291 | -346.6197 | 3639.6064 | 195.0006 | 0.98223 | -170.056 | 2094.7734 | 172.9097 | -80.9995 | 209.9994 | -416.1814 | 422.7782 | -1107.4474 | -1970.1537 | 191.6675 | 29.1726 | 3313.606 | -1806.4407 | -1371.9084 | -513.1763 | -31.5846 | 930.7451 | 1925.61 | 2142.8628 | -1326.7239 | 957.8488 | 3.0295 | -1842.4757 | 8879.8438 | 8.7002 | -2.4803 | 449.8487 | -2818.8645 | 446.6898 | 5166.2471 | 1650.5173 | 5054.8359 | 259.1407 | -1012.7729 | 2452.9211 | -1178.3494 | 1464.8561 | 2872.1345 | -2308.365 | -1127.0537 | 10796.0283 | 0.10423 | -78.7366 | 108.9463
2030-01-11 | 22 | -48.2416 | -283.4175 | -67.7924 | -668.6513 | -781.0272 | -580.2701 | -8016.0371 | 1001.3088 | -2.6904 | -190.6133 | 3494.4561 | 101.9638 | 0.99591 | -168.3093 | 2119.1819 | 103.0085 | 9.6926 | 209.9994 | -469.9313 | 454.3726 | -1090.1233 | -1894.4795 | 162.3775 | 15.1344 | 3582.4187 | -1686.8037 | -1150.7137 | -473.7232 | -36.2992 | 795.839 | 1603.7565 | 1769.9664 | -1350.1257 | 1010.2327 | 4.7596 | -1507.411 | 8947.7715 | 24.2548 | 0.99176 | 449.8182 | -2834.5208 | 337.588 | 5151.7524 | 1768.3047 | 5042.4932 | 321.3791 | -637.9241 | 2583.4553 | -283.5792 | 1479.9329 | 2654.9023 | -1983.0735 | -1071.3594 | 10166.2861 | 210.1042 | -96.4316 | 177.9468
2030-01-11 | 23 | -46.0171 | -429.9398 | -67.0853 | -670.639 | -386.5755 | -626.3391 | -9130.5986 | 1789.0303 | -2.6756 | -226.1353 | 3524.1863 | 51.7408 | 1045.2369 | -178.1025 | 2120.9502 | 208.3586 | 1.8152 | 209.9994 | -427.0076 | 408.0597 | -846.9337 | -1385.5336 | 247.2279 | -10.5292 | 3425.9138 | -1674.2119 | -1004.9854 | -488.2663 | -28.1948 | 1036.6459 | 1374.7704 | 1332.8138 | -1442.832 | 969.9413 | 3.229 | -1271.636 | 8815.8838 | -6.9073 | 342.9774 | 449.6177 | -2841.3958 | 668.579 | 4519.2202 | 1750.7118 | 5028.0044 | 181.212 | -279.6396 | 2566.7129 | -375.6155 | 1381.8684 | 3249.0715 | -3350.1003 | -583.9563 | 10492.0947 | 210.1042 | 85.651 | 176.6866
2030-01-11 | 24 | -32.1461 | -95.9052 | -58.4317 | -564.4319 | -2.8645 | -940.3545 | -10813.8994 | 2340.6377 | -302.8723 | -303.2568 | 2186.3472 | -23.3707 | 278.9992 | -192.2367 | 2101.3572 | 223.0389 | -47.5855 | 209.9994 | -317.7494 | 525.3397 | -855.1605 | -1677.5981 | 292.3293 | -23.8062 | 2476.0178 | -1214.9382 | -1013.4339 | -567.8342 | -38.7089 | 1086.1957 | 1019.919 | 3.5385 | -609.5746 | 564.3038 | 1.2873 | -1139.3486 | 6037.9756 | 3.4123 | 561.4501 | 449.1722 | -2882.021 | 793.9799 | 4030.1465 | 1298.1254 | 5008.6768 | -2.979 | -288.0893 | 2459.02 | -550.2845 | 1606.51 | 3005.7578 | -3923.1458 | -1475.8661 | 9491.7656 | 210.1042 | -32.3019 | 156.0932
2030-01-12 | 1 | -23.7031 | 203.7549 | -52.7542 | -482.8112 | -235.0236 | -1321.7932 | -11042.083 | 2656.0063 | -232.2307 | -177.5976 | 1.002 | -111.3191 | 1.0212 | -438.0024 | 1382.0846 | 756.2944 | 0.99945 | 209.9994 | -188.5929 | 436.7254 | -734.7151 | -1252.6992 | 222.0509 | -38.651 | 1391.2317 | -1329.6921 | -323.5595 | -679.0603 | -59.7411 | 1014.5699 | 1211.6359 | 0.98596 | -114.6349 | 202.2503 | 1.9725 | -723.8997 | 2176.5449 | 197.1882 | 728.7957 | 448.9131 | -2931.7449 | 582.8264 | 3522.178 | 1127.6681 | 4754.6704 | -2.9914 | -276.7883 | 3125.0557 | -59.964 | 1723.4148 | 2158.96 | -2483.314 | -1765.802 | 9629.5664 | 210.1042 | -166.0427 | 120.074
2030-01-12 | 2 | -17.5362 | 519.5198 | -65.4278 | -263.7067 | 152.5666 | -1597.3696 | -11987.9121 | 3628.019 | 1359.0161 | -147.7996 | 513.9411 | -113.7011 | 1647.2043 | -525.5842 | 1075.4308 | 810.2552 | 231.9019 | 209.9994 | -266.1283 | 390.6517 | -455.452 | -948.2363 | 212.3774 | -32.7467 | 2267.293 | -1048.4924 | -634.8635 | -676.4359 | -87.4312 | 1019.6061 | 668.9175 | 0.98005 | -591.5878 | 1.0022 | 1.8934 | -813.521 | -2524.1729 | -19.194 | 772.29 | 1.0018 | -3050.4272 | 668.6559 | 3225.7612 | 1526.4457 | 4889.6909 | -2.7075 | -272.7084 | 2639.2993 | 25.0344 | 1378.0254 | 2487.9524 | -3171.6978 | 209.5962 | 6770.5938 | 210.1042 | 57.464 | 116.052
2030-01-12 | 3 | -16.0668 | 792.0767 | -64.3052 | -250.1015 | 229.1182 | -1710.7253 | -12531.3242 | 3903.3267 | 1714.8822 | -135.8501 | 0.99354 | -133.7754 | 339.9205 | -573.0472 | 884.6241 | 201.5754 | 309.9811 | 209.9994 | -59.5234 | 269.1381 | -369.151 | -881.2354 | 155.7874 | -64.0822 | 1006.999 | -1165.5623 | -183.9366 | -713.4302 | -102.3747 | 974.0488 | 921.1006 | 0.97707 | -314.5834 | -84.7591 | 1.9857 | -467.3491 | -2768.123 | 1.0025 | 617.5484 | 449.0505 | -3005.0208 | 494.9362 | 2589.8601 | 1262.8547 | 4201.7134 | -2.8238 | -276.8473 | 2929.5735 | 207.5395 | 1288.3708 | 2172.9878 | -3062.9692 | 448.7296 | 4127.1143 | 210.1042 | 46.1069 | 28.4682
2030-01-12 | 4 | -15.2263 | 889.0655 | -63.6258 | -240.7353 | 368.3044 | -1729.7798 | -12928.9258 | 4153.4165 | 1848.6801 | -102.9184 | 883.803 | -152.4669 | 1.0018 | -669.2389 | 514.5016 | 304.4004 | 248.5592 | 209.9994 | 8.2049 | 232.5161 | -359.1785 | -835.4767 | 149.2337 | -83.9408 | 921.3426 | -1190.0635 | -49.1994 | -717.5753 | -107.8452 | 982.5657 | 634.4141 | 0.99405 | -194.3749 | -102.247 | 2.3889 | -227.8843 | -2825.283 | -4.292 | 998.9318 | 1.0009 | -3020.7424 | 481.9385 | 2517.9187 | 1257.8857 | 4531.4741 | -3.2849 | -276.658 | 3148.3267 | 391.7927 | 1284.238 | 2309.6538 | -3314.127 | 532.9359 | 2165.5083 | 210.1043 | 59.9164 | 27.1451
2030-01-12 | 5 | -13.6343 | 909.9909 | -63.8815 | -234.2727 | 558.7809 | -1742.29 | -13486.2939 | 4454.1963 | 1564.8358 | -95.8618 | 1194.8008 | -145.5314 | 1.0002 | -694.1201 | 445.6026 | 364.0898 | 235.7668 | 209.9994 | 0.31494 | 217.6125 | -388.7892 | -798.4263 | 160.9015 | -87.3725 | 1006.2861 | -1157.9741 | -58.8988 | -715.6606 | -110.6485 | 1023.8103 | 504.3043 | 0.98298 | -252.6111 | -135.1308 | 2.1017 | -244.71 | -2839.8872 | -4.2033 | 992.1569 | 1.0001 | -3027.7307 | 528.3578 | 2524.4106 | 1304.5868 | 4534.1636 | -3.4282 | -276.7257 | 3233.6338 | 552.8008 | 1336.9836 | 2382.0388 | -3715.0344 | 360.3942 | 548.7392 | 210.1042 | 80.9652 | 105.1715
2030-01-12 | 6 | -13.872 | 718.9232 | -65.4206 | -230.3613 | 691.611 | -1684.9788 | -13880.6348 | 4645.8936 | 877.8224 | -97.8274 | 3020.3035 | -130.8833 | 712.2802 | -677.126 | 553.6059 | 815.7406 | 319.4483 | 209.9994 | -56.0356 | 271.5561 | -435.8708 | -1020.8885 | 215.8519 | -78.7252 | 1530.2845 | -1071.9121 | -570.5994 | -689.5233 | -103.2454 | 1119.9183 | 502.9061 | 0.9848 | -552.6589 | -53.7488 | 1.1727 | -453.7919 | -2746.2698 | -46.4825 | 899.4125 | 0.99866 | -3008.1702 | 681.0598 | 2695.2664 | 1406.5032 | 4581.7188 | -3.5859 | -276.5871 | 3033.3826 | 196.5581 | 1376.8549 | 2658.3464 | -4031.2661 | 298.377 | 471.6481 | 210.1042 | 133.7585 | 153.9458
2030-01-12 | 7 | -12.9029 | 457.3676 | -67.8785 | -234.2707 | 861.6517 | -1676.8772 | -14464.8428 | 4896.4766 | -2.8588 | -147.8651 | 3121.1252 | -194.8816 | 1976.4703 | -601.7772 | 877.8969 | 967.6859 | 250.5745 | 209.9994 | -288.3168 | 291.7058 | -502.5474 | -950.6326 | 288.4731 | -40.8669 | 2805.7275 | -955.499 | -973.2083 | -681.7451 | -89.2255 | 1259.4725 | 328.5403 | 0.98447 | -769.7256 | -32.2695 | 0.64268 | -869.7946 | -2875.2451 | -244.9517 | 567.1049 | 1.0026 | -2861.7087 | 1014.4817 | 3187.6296 | 1554.8827 | 4758.2739 | -3.326 | -276.6257 | 2703.8567 | -252.7563 | 1352.2175 | 3366.3589 | -4697.1973 | 184.2506 | 2053.8835 | 210.1042 | 235.6889 | 244.151
2030-01-12 | 8 | -16.2852 | 263.8875 | -71.8015 | -259.737 | 645.1791 | -1646.3409 | -14024.9023 | 4349.6973 | -526.8261 | -143.1381 | 3501.4109 | -77.1741 | 1060.1577 | -439.6586 | 1395.6495 | 19.3976 | 302.505 | 209.9994 | -332.1247 | 274.9681 | -620.5825 | -1163.71 | 263.8486 | -28.3377 | 3015.3484 | -1027.4253 | -968.0256 | -677.7415 | -74.8766 | 1238.2125 | 763.2802 | 0.98435 | -670.7816 | -30.2272 | 0.62294 | -984.5391 | -2911.4368 | 484.3869 | 501.0426 | 448.9711 | -2906.5251 | 832.0329 | 3293.5649 | 1614.6599 | 4650.9346 | 1.0073 | -278.4677 | 5521.1172 | 1172.8613 | 1267.6505 | 3162.7849 | -4256.4409 | 0.98946 | 4326.4453 | 210.1042 | 223.8485 | 260.3302
2030-01-12 | 9 | -20.955 | 93.7999 | -76.1807 | -285.4953 | 214.5134 | -1527.7047 | -13327.7559 | 3427.3811 | -515.7992 | -109.3178 | 3642.2327 | -2.3333 | 1941.2347 | -430.3105 | 1464.7924 | 217.3377 | 153.886 | 209.9994 | -275.5139 | 286.0625 | -800.0372 | -1431.7729 | 214.0305 | -12.7896 | 2570.9438 | -1253.1747 | -956.9088 | -645.6061 | -67.4603 | 1088.8292 | 778.6016 | 0.99512 | -1847.7891 | 83.6607 | 0.60652 | -1448.123 | -2262.8337 | -533.4056 | -2.1674 | 449.4326 | -2903.7124 | 569.1912 | 4288.894 | 1585.401 | 5005.2852 | 1.0009 | -276.8049 | 2715.5837 | -521.6737 | 1295.4917 | 3330.9241 | -4071.3384 | -93.9872 | 4781.5244 | 210.1043 | 130.8984 | 226.5726
2030-01-12 | 10 | -29.1098 | 43.2061 | -79.567 | -326.7746 | -22.7823 | -1433.8451 | -12888.0781 | 2920.8611 | -703.2629 | -144.0065 | 3453.6265 | -2.5031 | 1678.2186 | -344.9869 | 1713.0171 | 200.0649 | 56.5752 | 209.9994 | -300.4807 | 277.9656 | -847.3556 | -1490.1931 | 192.2351 | -4.7241 | 2802.3113 | -1428.1165 | -808.0035 | -633.2581 | -66.0515 | 1033.9623 | 1060.4484 | 0.9747 | -1737.358 | 244.3347 | 0.66099 | -1478.0907 | -1096.9315 | -663.9818 | -169.2424 | 449.6079 | -2564.8052 | 600.3976 | 4489.2563 | 1531.4363 | 5009.0479 | -3.2693 | -704.8056 | 1539.3882 | -1802.4242 | 1130.6788 | 2190.2639 | -3170.9827 | -32.3389 | 4617.0093 | 210.1042 | 61.7755 | 229.3858
2030-01-12 | 11 | -32.6071 | 169.8241 | -77.8509 | -350.0835 | -6.6337 | -1508.1978 | -13272.4238 | 3215.7642 | -1061.6736 | -296.561 | 3638.9739 | -1.5547 | 1705.5909 | -394.8017 | 1601.4835 | 296.088 | 87.698 | 209.9994 | -275.3715 | 197.0642 | -838.2155 | -1284.0131 | 186.2276 | -0.8229 | 2743.2688 | -1582.7363 | -780.7131 | -673.8297 | -70.0934 | 1078.5488 | 1413.429 | 1.0003 | -1512.9312 | 224.775 | 0.68071 | -1513.72 | -1084.707 | -623.0815 | -180.5371 | 449.4845 | -2471.3796 | 579.7758 | 4533.4131 | 1434.2833 | 5023.9229 | -2.9343 | -985.3029 | 925.192 | -2500.3486 | 1044.6882 | 1752.3403 | -3033.595 | 3.7078 | 5274.4175 | 210.1042 | 57.6795 | 224.1412
2030-01-12 | 12 | -31.004 | 406.625 | -73.5716 | -363.2455 | 1.017 | -1593.5862 | -13537.1426 | 3703.8657 | -876.1651 | -359.0402 | 3690.9714 | -1.1219 | 1885.5778 | -425.8098 | 1525.7266 | 509.7522 | 112.4662 | 209.9994 | -291.7923 | 96.1618 | -834.2743 | -1639.1144 | 153.3284 | 0.52161 | 2801.1655 | -1699.3251 | -781.4386 | -714.489 | -79.474 | 1068.4725 | 1578.2146 | 0.98115 | -1328.6735 | 158.2509 | 0.67406 | -1423.1388 | -1047.7966 | -552.8177 | -144.2659 | 449.5241 | -2417.1675 | 484.6545 | 4478.4868 | 1380.046 | 5028.4268 | -2.9966 | -1114.2094 | 823.1163 | -2633.4622 | 962.577 | 1488.5774 | -2872.9548 | 175.826 | 5554.874 | 210.1042 | 60.0191 | 190.7576
2030-01-12 | 13 | -28.362 | 610.29 | -69.4324 | -340.2388 | 57.0304 | -1570.8029 | -13661.3818 | 4050.3589 | -235.9546 | -345.2921 | 3891.082 | -34.3687 | 1982.3059 | -396.4012 | 1622.9373 | 231.9101 | 77.0302 | 209.9994 | -250.4865 | -40.3664 | -623.0726 | -1940.6248 | 93.2239 | 0.25025 | 2428.6555 | -1703.0815 | -558.1658 | -706.7015 | -93.9485 | 1017.558 | 1640.0758 | 3.0498 | -1197.1295 | 185.8819 | 0.71148 | -1360.0026 | -1113.9658 | -533.9144 | -121.78 | 449.4134 | -2513.0159 | 196.101 | 4450.1973 | 1355.1547 | 5019.1606 | -2.9551 | -1156.4092 | 895.865 | -2480.6187 | 837.4868 | 1077.9666 | -2746.1763 | 330.2335 | 2566.3276 | 210.1042 | 65.1691 | 194.2703
2030-01-12 | 14 | -22.424 | 955.0668 | -64.0133 | -325.9371 | 527.9252 | -1677.9537 | -14255.3848 | 4710.6777 | -666.4912 | -265.1208 | 3849.8279 | -153.6033 | 1610.9052 | -385.062 | 1674.8872 | 137.2768 | 44.2166 | 209.9994 | -225.2065 | -192.9224 | -475.6238 | -1950.0393 | 51.4323 | -15.1809 | 2262.3552 | -1670.489 | -291.8543 | -741.2044 | -112.6062 | 1027.0197 | 1668.7094 | 0.9808 | -1118.6404 | 32.2177 | 0.77504 | -1106.7466 | -1511.5033 | -520.2725 | -79.8652 | 449.4363 | -2412.1533 | 103.4312 | 4405.665 | 1414.7339 | 5030.6548 | -3.0388 | -1080.3812 | 953.7601 | -2291.8875 | 695.0372 | 1187.8616 | -3494.6836 | 2.2632 | -327.8353 | 210.1042 | 127.5614 | 240.9957
2030-01-12 | 15 | -19.4154 | 969.8472 | -59.4452 | -287.5444 | 701.7742 | -1604.7903 | -14093.1885 | 4896.5205 | -567.6468 | -199.605 | 3385.6948 | -190.4846 | 1636.7854 | -417.0855 | 1536.5487 | 618.1728 | 72.2428 | 209.9994 | -307.585 | -179.318 | -316.7033 | -1578.8491 | 58.3951 | -25.0644 | 2963.416 | -1532.2495 | -153.7526 | -703.9968 | -115.4342 | 1043.9633 | 1272.6813 | 0.99389 | -1239.5178 | 52.6047 | 0.8217 | -1020.9154 | -1855.4186 | -660.0931 | -182.1945 | 449.4174 | -2424.9338 | 128.4127 | 4544.0493 | 1491.0311 | 5030.1714 | -3.1509 | -1068.9944 | 1121.5354 | -2417.2327 | 614.8225 | 1948.5674 | -4330.3833 | 133.5883 | -1831.7228 | 210.1043 | 204.723 | 257.1962
2030-01-12 | 16 | -16.4144 | 969.7645 | -56.1751 | -260.9051 | 798.5656 | -1593.6897 | -13903.9727 | 5016.1626 | -408.4703 | -155.3675 | 2421.0283 | -134.057 | 1447.7498 | -426.1875 | 1473.851 | 666.3574 | 127.2835 | 209.9994 | -317.4413 | -135.124 | -209.6696 | -858.5588 | 95.9921 | -34.0178 | 3153.353 | -1452.1694 | -185.3127 | -691.7023 | -115.7154 | 1099.0765 | 1021.7206 | 0.98916 | -1408.344 | 26.0352 | 0.80652 | -959.4233 | -2249.8733 | -660.3916 | -200.266 | 449.4491 | -2540.8743 | 228.6584 | 4592.4834 | 1481.9825 | 5032.2715 | -2.8462 | -1119.9055 | 705.8403 | -3284.4824 | 641.9153 | 1854.8511 | -4428.7939 | 171.0906 | -1415.9825 | 210.1042 | 166.0073 | 179.8216
2030-01-12 | 17 | -14.9194 | 999.0119 | -55.5392 | -257.1236 | 712.2076 | -1687.6699 | -13874.4141 | 5024.5156 | -1.9118 | -122.1488 | 2323.8972 | -33.1422 | 1287.6581 | -359.521 | 1569.6693 | 185.1919 | 240.8065 | 209.9994 | -294.0942 | -162.5963 | -264.262 | -571.9595 | 81.6846 | -42.6904 | 3067.7207 | -1383.6595 | 80.7521 | -735.7156 | -116.6827 | 1094.5983 | 973.7994 | 0.98582 | -1529.0341 | -7.8479 | 0.74577 | -1050.4994 | -2871.3621 | -469.0157 | -167.7319 | 449.639 | -2494.0576 | 196.6584 | 4851.9385 | 1478.743 | 5044.0732 | 182.7173 | -1267.4231 | 1190.2263 | -3619.8694 | 601.0346 | 1343.5515 | -4086.9119 | 199.7323 | 137.162 | 210.1042 | 134.9062 | 143.7637
2030-01-12 | 18 | -16.447 | 995.0812 | -56.5737 | -258.2298 | 907.9562 | -1626.1901 | -13693.5273 | 5012.7832 | -592.0186 | -179.3459 | 3177.1992 | 8.4605 | 1944.3759 | -432.7418 | 1402.245 | 1024.7469 | 169.6238 | 209.9994 | -253.4592 | -152.5868 | -609.9387 | -996.5236 | 72.2314 | -42.6872 | 2883.7437 | -1421.1746 | 106.1445 | -697.924 | -116.5434 | 1029.5322 | 1276.4392 | 0.97445 | -1258.6207 | 19.6986 | 0.74671 | -1075.7863 | -2471.0745 | -650.9682 | -251.6945 | 449.7218 | -2169.2383 | 294.2964 | 4828.9902 | 1389.0114 | 5046.1567 | -3.4077 | -1419.1921 | 690.9097 | -4487.4604 | 476.4704 | 1020.645 | -4540.6675 | 306.8987 | 1017.8915 | 210.1042 | 178.6229 | 68.3945
2030-01-12 | 19 | -22.7458 | 967.7056 | -63.9796 | -333.9957 | 1012.1177 | -1679.6389 | -13984.3018 | 4927.5415 | -994.6257 | -321.286 | 3490.957 | 169.3774 | 1858.7601 | -397.0871 | 1518.8137 | 1076.517 | 22.6072 | 209.9994 | -262.2057 | -78.8194 | -843.9596 | -1761.9404 | 86.6034 | -22.5694 | 2646.2854 | -1597.4606 | 11.1893 | -734.6551 | -113.6157 | 1044.3279 | 1723.3088 | 0.97562 | -1096.0215 | 12.1292 | 0.64265 | -1344.9377 | -1514.9036 | -565.0422 | -116.5973 | 447.0067 | -2457.9395 | 289.5693 | 4737.9014 | 1352.4077 | 5079.8403 | -5.3637 | -1185.5574 | 658.13 | -4661.5415 | 946.6891 | 1253.7313 | -4225.9302 | -232.0844 | 2382.4485 | 210.1042 | 40.7572 | 76.2663
2030-01-12 | 20 | -23.7854 | 858.0065 | -68.0854 | -336.9536 | 800.0934 | -1710.613 | -14387.1699 | 4717.2354 | -262.209 | -321.0194 | 3535.0154 | 174.2535 | 1848.6886 | -387.4008 | 1530.8646 | 1033.8228 | 1.7193 | 209.9994 | -257.5492 | -17.1228 | -898.9749 | -1571.6929 | 100.4994 | -9.6144 | 2593.074 | -1622.5123 | -135.7227 | -740.2408 | -105.488 | 1038.02 | 1770.7098 | 0.98955 | -1122.9205 | -1.8835 | 0.64221 | -1473.9321 | -1874.584 | -532.8986 | -45.9276 | 449.4856 | -2369.9443 | 320.211 | 4622.2422 | 1337.6539 | 5047.082 | 1.0182 | -1090.9464 | 823.2549 | -4554.5737 | 1006.3699 | 1096.7261 | -3936.613 | -143.1313 | 3187.4717 | 210.1042 | 20.5464 | 38.2911
2030-01-12 | 21 | -30.9436 | 571.0087 | -71.5825 | -360.8146 | 441.4532 | -1619.9408 | -14127.5723 | 4265.1079 | -197.5991 | -298.3296 | 3511.5156 | 195.0036 | 1999.3752 | -423.3206 | 1438.6547 | 1049.0591 | 28.4869 | 209.9994 | -293.2078 | 27.6558 | -810.7762 | -1010.2686 | 139.8646 | 5.452 | 2906.3984 | -1692.3477 | -154.658 | -719.5556 | -90.2392 | 1095.7437 | 1839.1644 | 2.784 | -1159.9135 | 152.4794 | 0.61025 | -1499.8534 | -1004.0361 | -464.8746 | -2.2999 | 449.7456 | -2350.3303 | 445.1217 | 4648.5781 | 1377.6095 | 5041.7192 | 113.7327 | -941.7217 | 1333.3538 | -3998.8699 | 868.1955 | 545.866 | -3657.6416 | -58.3409 | 6303.5259 | 210.1042 | 30.4124 | 47.1772
2030-01-12 | 22 | -21.9734 | 645.5306 | -68.0867 | -307.7952 | 379.2572 | -1666.6659 | -14123.5566 | 4155.2861 | -84.1746 | -308.2108 | 3646.479 | 195.0035 | 1948.4763 | -419.9507 | 1459.0061 | 975.5682 | 120.2735 | 209.9994 | -324.1082 | 59.9569 | -740.2367 | -1139.3137 | 122.5216 | 25.8673 | 3032.8491 | -1548.2299 | -210.6604 | -713.555 | -91.9165 | 1031.3856 | 1718.8086 | 0.97788 | -1322.4104 | 31.1083 | 0.59661 | -1617.8265 | -2114.8337 | -249.3294 | 124.1597 | 449.6263 | -2466.282 | 402.9271 | 4614.2266 | 1432.3615 | 5035.3989 | 255.9331 | -931.551 | 2061.1204 | -3160.2603 | 863.7391 | 464.2354 | -3609.1216 | -27.4348 | 5199.6133 | 210.1042 | 58.7464 | 43.637
2030-01-12 | 23 | -17.0237 | 725.5389 | -65.8416 | -260.629 | 437.7932 | -1689.7007 | -14198.2871 | 4183.0708 | -14.7829 | -308.2545 | 3329.5085 | 195.0067 | 1925.588 | -386.7401 | 1480.7582 | 936.0042 | 244.8106 | 209.9994 | -322.7137 | 55.4851 | -572.8432 | -832.8394 | 102.286 | 28.1781 | 3047.4089 | -1483.9539 | -67.0184 | -707.3292 | -97.1976 | 992.6317 | 1605.6742 | 0.98467 | -1412.9794 | -7.1035 | 0.6069 | -1555.4255 | -2914.0234 | -511.1432 | 1.0087 | 449.4886 | -2459.4998 | 284.5364 | 4090.5452 | 1377.2257 | 5005.5762 | -279.1035 | -749.1262 | 1594.194 | -3423.8542 | 749.4431 | 519.7942 | -3693.4717 | 236.6944 | 3270.626 | 210.1042 | 95.0232 | 94.9085
2030-01-12 | 24 | -14.9303 | 487.7858 | -64.4611 | -230.3197 | 690.7279 | -1643.1793 | -14671.3984 | 4634.7935 | -489.5938 | -311.5522 | 3017.2083 | 125.7746 | 1290.2415 | -505.3039 | 1176.5491 | 1020.7064 | 287.9476 | 209.9994 | -305.9827 | 169.6477 | -469.7341 | -706.9684 | 223.8952 | 23.8976 | 3027.9204 | -1327.7914 | -271.2226 | -675.7447 | -85.6798 | 1212.0226 | 1227.1259 | -297.2807 | -1637.4 | 1.0021 | 0.52162 | -1554.1454 | -3091.448 | -245.2713 | 1.0054 | 449.2841 | -2682.8906 | 694.793 | 4274.9146 | 1471.5104 | 5003.3374 | -3.1718 | -577.3264 | 2035.8157 | -2667.1724 | 1089.1184 | 2115.073 | -4028.7375 | -163.1696 | 4183.0391 | 210.1042 | 123.9588 | 202.1485
2030-01-13 | 1 | -11.6618 | 487.6916 | -62.105 | -216.7251 | 1015.7014 | -1645.7249 | -14879.3223 | 4985.0366 | -583.6262 | -307.7831 | 2854.1611 | 51.4517 | 2147.6694 | -550.4809 | 984.165 | 1311.1703 | 245.2648 | 209.9994 | -309.354 | 74.5182 | -343.3855 | -245.8589 | 258.084 | 4.9326 | 3103.9221 | -1271.3153 | -194.927 | -676.2275 | -88.9677 | 1329.4076 | 923.3673 | -301.2963 | -1709.6664 | 1.0002 | 0.50358 | -1277.2897 | -3079.8372 | -256.5891 | 57.272 | 449.2872 | -2574.5781 | 983.1566 | 4041.9644 | 1485.4514 | 4938.5737 | -3.1911 | -272.6347 | 1771.5918 | -2472.7944 | 963.0193 | 2149.5327 | -4778.6543 | 4.0353 | 3813.1836 | 210.1042 | 226.3047 | 310.4736
2030-01-13 | 2 | -8.6505 | 399.2716 | -59.8767 | -193.5497 | 1013.6779 | -1671.0057 | -14228.5127 | 5152.4053 | -144.7047 | -318.7862 | 2804.0886 | -30.8627 | 2085.9326 | -642.5939 | 694.4907 | 1445.605 | 214.8295 | 209.9994 | -311.3097 | 220.8175 | -298.2922 | -197.525 | 336.2862 | -8.0414 | 3137.8667 | -1168.6075 | -471.3329 | -673.1315 | -85.5801 | 1407.8502 | 565.5114 | -562.9628 | -1919.5894 | 0.99744 | 0.50043 | -1181.2162 | -3326.2703 | -100.9543 | 492.0142 | 62.515 | -2661.2646 | 1231.4058 | 3557.2671 | 1329.9056 | 4982.356 | 1.0075 | -275.9045 | 1950.338 | -2175.2502 | 1128.3 | 2861.8027 | -4910.127 | 307.8941 | 6931.3398 | 210.1042 | 262.4229 | 265.6807
2030-01-13 | 3 | -11.1296 | 419.2336 | -59.6128 | -236.6511 | 894.9662 | -1782.8451 | -13708.7012 | 4949.8325 | -89.13 | -180.8954 | 2789.8044 | -195.0088 | 2018.4156 | -617.4797 | 863.2355 | 1163.875 | 255.0098 | 209.9994 | -340.671 | 220.2273 | -251.0632 | -355.3018 | 350.4531 | -14.5208 | 3251.6755 | -967.7213 | -461.5666 | -729.4856 | -81.4364 | 1446.7819 | 608.8652 | -831.9106 | -676.2759 | -158.9672 | 0.64515 | -967.6705 | -3570.9185 | -373.8588 | 504.5857 | 0.99137 | -2783.2886 | 1168.519 | 3381.2954 | 1469.283 | 4865.2256 | 1.4514 | -279.6762 | 2326.3916 | -1496.4985 | 1224.6727 | 2979.4312 | -4921.2334 | 261.8387 | 11510.0527 | 210.1043 | 255.3359 | 233.3851
2030-01-13 | 4 | -23.7703 | 133.167 | -63.6754 | -323.4149 | 850.3611 | -1638.1367 | -12843.8545 | 4654.7827 | -831.4244 | -118.7822 | 2318.1423 | -161.031 | 721.8741 | -642.0054 | 721.8348 | 746.8126 | 124.5968 | 209.9994 | -314.5936 | 207.9542 | -196.1029 | -342.1702 | 372.117 | -32.1868 | 2965.8291 | -1156.9788 | -319.4732 | -718.1465 | -63.7492 | 1545.0117 | 802.1624 | 1.0074 | -366.0021 | 32.3931 | 0.5605 | -652.4267 | -1317.4088 | -61.5528 | 615.4819 | 1.0041 | -2807.2896 | 1137.5728 | 3374.123 | 1354.8099 | 4864.9937 | 1.0454 | -278.8068 | 2593.8601 | -1559.6377 | 1358.8842 | 2967.8623 | -4910.0093 | -478.312 | 13936.0117 | 210.1042 | 161.9132 | 272.9002
2030-01-13 | 5 | -24.3793 | 57.7673 | -64.388 | -313.9516 | 855.4626 | -1609.7302 | -12712.3408 | 4574.6309 | -1061.4617 | -119.7842 | 2290.0256 | -166.512 | 811.6867 | -635.7806 | 723.6423 | 595.4037 | 163.9248 | 209.9994 | -323.7108 | 184.181 | -216.1507 | -331.8152 | 374.1863 | -38.7566 | 3139.2427 | -1142.3365 | -362.6751 | -702.6697 | -61.5555 | 1549.3253 | 660.3072 | 0.98056 | -463.7791 | 77.2964 | 0.54244 | -569.9796 | -1519.5343 | -73.8047 | 582.4283 | 0.99945 | -2797.0054 | 1159.839 | 3399.8672 | 1366.9418 | 4849.2222 | 1.031 | -279.4223 | 2492.5176 | -1748.0383 | 1272.5061 | 3115.7183 | -4872.7222 | -430.0434 | 15168.7051 | 210.1042 | 190.916 | 291.1559
2030-01-13 | 6 | -19.7845 | 41.3145 | -63.7291 | -229.4313 | 902.2651 | -1546.9075 | -12921.9717 | 4539.7676 | -990.8759 | -122.1579 | 2070.0464 | -194.9256 | 2043.4667 | -675.7491 | 571.7194 | 1207.4141 | 192.4358 | 209.9994 | -313.3755 | 210.6727 | -390.1465 | -281.5783 | 354.1128 | -38.777 | 3200.887 | -1237.7887 | -919.0942 | -646.5821 | -68.1438 | 1442.4702 | 247.035 | 0.99012 | -1603.7434 | 278.0217 | 0.62701 | -704.4509 | -2551.1387 | -148.4083 | 494.2293 | 1.0029 | -2698.7305 | 1219.7095 | 3394.5598 | 1252.533 | 4826.7788 | 0.99429 | -272.7587 | 1513.9833 | -2820.1438 | 1162.8987 | 2156.6545 | -4876.8281 | 3.482 | 13435.4521 | 210.1042 | 243.7491 | 311.0716
2030-01-13 | 7 | -14.5215 | 215.9517 | -63.9896 | -245.3344 | 1302.6456 | -1736.1344 | -14146.1172 | 5219.7085 | -1951.0601 | -133.3337 | 2397.9768 | -122.4457 | 2041.6758 | -605.7548 | 812.7805 | 997.4384 | 227.7029 | 209.9994 | -308.5737 | 142.6604 | -465.9781 | -699.5456 | 342.4229 | -26.4412 | 3116.5234 | -1397.594 | -1234.2463 | -717.4341 | -72.2783 | 1529.5056 | 553.1083 | -345.5627 | -1652.1666 | 50.3687 | 0.58932 | -787.2784 | -3093.793 | -296.6232 | 191.3761 | 0.99775 | -2800.9563 | 1096.1853 | 3898.21 | 1293.6312 | 4972.7295 | 1.0169 | -274.314 | 1179.6334 | -3408.458 | 1299.0221 | 3574.9841 | -5538.5967 | -276.4615 | 12422.6719 | 210.1042 | 265.9631 | 348.364
2030-01-13 | 8 | -17.9102 | 279.4792 | -66.5002 | -259.372 | 1335.5592 | -1754.5836 | -14424.3213 | 5119.0449 | -2370.293 | -295.2378 | 3084.8086 | -45.417 | 1339.4083 | -525.8537 | 1032.1735 | 670.0984 | 244.2706 | 209.9994 | -323.8502 | 100.5449 | -683.4883 | -994.7042 | 308.2954 | -8.2063 | 3070.3523 | -1506.9796 | -1227.1782 | -725.9102 | -75.1275 | 1479.708 | 868.9125 | -106.8799 | -1695.1038 | 51.3279 | 0.51832 | -943.329 | -2897.5562 | 253.8278 | 774.2074 | 324.8454 | -2751.7903 | 1050.9734 | 4047.2305 | 1859.5135 | 4935.5488 | 596.1698 | -281.3592 | 2430.2363 | -1811.5657 | 1278.6896 | 3436.229 | -5642.2979 | -565.3862 | 11302.3555 | 210.1042 | 208.0683 | 192.4454
2030-01-13 | 9 | -18.2487 | 309.907 | -68.6193 | -258.5597 | 1223.4084 | -1759.6345 | -14667.5293 | 4941.2061 | -2090.3206 | -165.2951 | 3256.2131 | -137.6048 | 2020.0665 | -402.1804 | 1475.1451 | 253.2415 | 247.4479 | 209.9994 | -280.4075 | 130.5742 | -668.8295 | -564.053 | 287.7279 | -2.6328 | 2856.9956 | -1535.2042 | -1265.3586 | -724.7434 | -77.0404 | 1430.7272 | 1094.1161 | -85.1049 | -1596.9297 | 48.0202 | 0.65648 | -1038.9922 | -2912.8447 | -284.7494 | 172.2429 | 450.0425 | -2695.5889 | 927.7801 | 4483.5977 | 1814.8284 | 4997.7603 | 353.0639 | -280.7845 | 2223.4568 | -2098.7495 | 1200.2921 | 2655.1628 | -5481.9521 | -286.6128 | 9984.8955 | 0.10423 | 145.6348 | 166.828
2030-01-13 | 10 | -23.2933 | 280.3081 | -72.7803 | -285.9704 | 958.0701 | -1780.7689 | -14602.9219 | 4678.8169 | -1733.4282 | -311.8053 | 3335.2043 | 1.0016 | 2106.3325 | -503.586 | 1121.5985 | 497.3559 | 173.3182 | 209.9994 | -275.2458 | 89.3921 | -704.9608 | -751.835 | 261.9473 | -0.93661 | 2739.9919 | -1674.9521 | -1506.743 | -743.1298 | -73.3587 | 1386.0314 | 1250.1279 | 0.98282 | -1427.2627 | 131.6488 | 0.54665 | -1010.9495 | -2463.1843 | -609.0758 | -182.9383 | 449.7726 | -2595.3967 | 809.9164 | 4895.3281 | 1656.5219 | 5016.2969 | 296.5673 | -631.4977 | 2082.0127 | -2296.885 | 1146.1748 | 1648.1744 | -4931.5195 | -363.0144 | 10098.2793 | 210.1042 | 141.4359 | 306.2279
2030-01-13 | 11 | -20.9906 | 367.0635 | -70.6727 | -271.8348 | 768.3879 | -1783.9438 | -14385.6982 | 4327.8711 | -2333.7373 | -129.715 | 3438.2891 | 23.4693 | 472.1038 | -333.1142 | 1581.9407 | -322.1172 | 272.1922 | 209.9994 | -298.4393 | 254.6988 | -742.1465 | -1035.1555 | 246.4483 | -8.3216 | 2686.7327 | -1658.5745 | -1988.8445 | -743.8287 | -76.4909 | 1252.3767 | 1412.2617 | 0.99097 | -1458.2115 | 114.5228 | 0.64374 | -903.1106 | -2831.134 | 390.9492 | 151.2546 | 449.1722 | -2645.7261 | 765.3725 | 4686.3096 | 1609.5687 | 5029.0298 | 287.2061 | -955.8956 | 4857.5654 | -870.3289 | 1085.538 | 2296.386 | -4577.3638 | -115.1347 | 9646.8809 | 210.1042 | 195.5865 | 246.857
2030-01-13 | 12 | -21.4303 | 588.1841 | -67.4678 | -279.5119 | 258.3521 | -1743.0704 | -13205.8252 | 3713.2593 | -732.527 | -216.2933 | 3558.707 | -1.6762 | 1978.2633 | -422.2617 | 1339.2001 | 223.5182 | 179.7922 | 209.9994 | -255.3257 | 111.9398 | -643.4847 | -1317.9769 | 132.9295 | -20.7257 | 2360.9802 | -1737.4 | -1867.0164 | -743.7504 | -89.9404 | 1051.8799 | 1406.021 | 0.97742 | -1254.7454 | 162.9101 | 0.72295 | -781.1863 | -2328.4214 | -896.7892 | -486.2963 | 449.7944 | -2537.0645 | 446.2487 | 4909.1157 | 1553.2489 | 5036.8438 | 1.0169 | -1185.9952 | 1013.6847 | -2990.1396 | 900.4244 | 1231.1296 | -3501.1792 | 138.369 | 8711.0469 | 210.1042 | 94.7313 | 295.328
2030-01-13 | 13 | -21.0844 | 835.0632 | -64.8099 | -304.6955 | 82.7339 | -1791.0309 | -12341.6221 | 3400.0115 | -204.1924 | -230.2998 | 3827.9702 | -131.0238 | 1912.2671 | -387.9384 | 1488.9027 | 169.1427 | 101.6892 | 209.9994 | -239.1818 | -76.2537 | -739.4554 | -3177.1323 | 22.2445 | -30.2725 | 1893.5006 | -1886.8374 | -1319.084 | -781.4526 | -102.0257 | 865.4213 | 1650.1831 | 1.0036 | -942.2119 | 143.2415 | 0.76461 | -565.0247 | -1981.7435 | -883.8351 | -543.3348 | 449.8685 | -2661.0615 | 175.3843 | 4976.0181 | 1588.5038 | 5040.4629 | 1.0063 | -1276.0291 | 729.3627 | -3283.1831 | 770.2087 | 721.8962 | -2966.4944 | 446.8287 | 8568.7988 | 210.1043 | 43.8608 | 220.4845
2030-01-13 | 14 | -18.7414 | 929.7441 | -61.5492 | -290.2564 | 231.1979 | -1774.6576 | -12278.8564 | 3585.6902 | -2.6752 | -116.7712 | 3798.7788 | -150.0919 | 1891.2063 | -376.8362 | 1586.2224 | 100.9569 | 73.1904 | 209.9994 | -207.6315 | -195.8996 | -654.2461 | -3476.9143 | -0.19038 | -36.5242 | 1667.4092 | -1818.4614 | -649.4814 | -769.8124 | -108.5436 | 869.8434 | 1531.0231 | -28.343 | -981.4461 | 132.4284 | 0.64256 | -557.1826 | -1908.9418 | -881.9249 | -500.1002 | 449.6155 | -2614.1311 | 87.774 | 4920.9302 | 1622.6417 | 5043.7256 | -2.6314 | -1253.8644 | 1248.4089 | -2789.8477 | 785.2417 | 402.713 | -3056.7495 | 326.1098 | 6739.834 | 210.1042 | -15.9564 | 113.8172
2030-01-13 | 15 | -15.955 | 869.4832 | -59.3931 | -258.8994 | 457.7814 | -1775.5527 | -12966.498 | 4240.5459 | -2.7589 | -122.1075 | 3780.8865 | -17.1123 | 1771.7792 | -427.1353 | 1346.7288 | 68.637 | 183.1698 | 209.9994 | -192.9397 | -259.8319 | -530.3212 | -3731.7539 | 63.8411 | -54.7849 | 1728.7175 | -1729.5992 | -461.9858 | -755.3888 | -108.5228 | 1036.5879 | 1321.5776 | 0.9733 | -1070.946 | 97.1954 | 0.67124 | -400.4857 | -2367.4419 | -807.3183 | -190.3222 | 449.5062 | -2661.7964 | 334.89 | 4611.8735 | 1614.4191 | 5021.5015 | -2.7767 | -1267.1624 | 313.2391 | -3719.3708 | 959.7609 | 944.8754 | -2843.9026 | 119.1898 | 6089.4131 | 210.1042 | -1.0497 | 32.5079
2030-01-13 | 16 | -17.6755 | 733.9803 | -58.1741 | -261.8011 | 470.5542 | -1698.0109 | -12278.2529 | 4160.9888 | -355.106 | -102.4983 | 3804.5449 | -28.4874 | 1910.6943 | -435.6419 | 1287.8188 | -31.3453 | 147.8785 | 209.9994 | -185.9333 | -228.9812 | -425.261 | -3656.6733 | 102.1383 | -63.8588 | 1818.0211 | -1710.9241 | -810.2081 | -732.0317 | -102.4485 | 1113.8156 | 1096.6112 | 1.0021 | -1162.5361 | 170.0795 | 0.70921 | -298.6633 | -2177.1084 | -859.339 | -161.7402 | 449.3244 | -2736.554 | 320.0066 | 4625.165 | 1567.9347 | 5036.4912 | -2.792 | -1252.0018 | 234.9685 | -3933.9333 | 992.6177 | 1248.9755 | -3637.4946 | 86.8132 | 8713.6299 | 210.1042 | -34.9995 | -1.0082
2030-01-13 | 17 | -29.6592 | 490.5452 | -61.8729 | -327.4814 | 138.6732 | -1610.5651 | -10678.7197 | 3366.8938 | -2.8959 | -88.7603 | 3723.7437 | -1.8647 | 1841.522 | -401.2603 | 1286.7397 | -538.8095 | -98.5696 | 209.9994 | -145.4705 | -272.549 | -460.0533 | -3406.0393 | 86.4182 | -76.0819 | 1647.0981 | -1799.8917 | -537.2621 | -713.0237 | -86.9873 | 1069.647 | 1108.4027 | 3.7775 | -1080.2496 | 341.4931 | 0.70561 | -304.0738 | -1060.4573 | -845.5927 | -147.5583 | 449.4108 | -2671.4436 | 295.4978 | 4679.9644 | 1541.8652 | 5039.7739 | -2.6423 | -1459.6418 | -568.9794 | -5307.6675 | 864.3422 | 363.8616 | -3154.5073 | 1.9728 | 12815.3203 | 210.1042 | -38.2023 | 99.7662
2030-01-13 | 18 | -39.3409 | 504.1502 | -63.0536 | -348.9328 | 70.5976 | -1401.5011 | -10019.4766 | 3118.1995 | -2.9939 | -74.0837 | 3836.5845 | 30.5227 | 2106.479 | -335.3024 | 1404.7153 | -1127.7811 | -160.2012 | 209.9994 | -129.0459 | -371.4444 | -861.7083 | -4259.1812 | 84.1045 | -81.9908 | 1607.8531 | -1762.4839 | 322.2496 | -637.8376 | -85.1006 | 1055.6766 | 1197.7499 | 1541.8679 | -1059.0656 | 622.5407 | 0.67881 | -536.9398 | 591.7022 | -884.218 | -323.059 | 449.6707 | -2276.5547 | 418.3258 | 5036.3247 | 1483.8094 | 5046.9897 | -3.2475 | -1706.976 | -590.4432 | -6206.2842 | 731.5919 | 535.8259 | -3078.666 | 363.3374 | 12050.4482 | 210.1042 | 46.6927 | 193.2874
2030-01-13 | 19 | -37.6974 | 250.7891 | -41.5318 | -486.8874 | -160.483 | -1116.7317 | -8565.791 | 2379.9126 | -1182.8293 | -119.4667 | 3833.324 | 54.256 | 1783.7854 | -186.3432 | 1783.3103 | -1777.2588 | -291.9305 | 209.9994 | -102.7707 | -158.9108 | -1221.3927 | -5414.2021 | 125.2389 | -64.2795 | 1109.9722 | -1762.8003 | -226.0148 | -606.6341 | -62.0198 | 1012.0219 | 1326.2534 | 2502.9521 | -1179.1853 | 811.5469 | 0.78256 | -1037.29 | 3128.0576 | -654.451 | -269.1409 | 449.7766 | -2319.6077 | 431.4439 | 4980.9248 | 1461.7571 | 5046.4492 | 1.0135 | -1835.3297 | 318.1025 | -5322.2207 | 1004.4356 | 1603.5364 | -2627.4263 | -461.311 | 12051.1094 | 210.1042 | 25.6731 | 373.3581
2030-01-13 | 20 | -61.151 | -246.9727 | -55.5149 | -545.1123 | -585.2388 | -746.5802 | -7618.9629 | 1517.0111 | -1516.6592 | -122.1084 | 3896.8997 | 79.7417 | 386.5529 | -90.387 | 1732.458 | -2568.7202 | -275.5888 | 209.9994 | -107.8889 | 9.0517 | -1017.3064 | -3141.843 | 184.4451 | -51.2191 | 1279.6733 | -2003.9154 | -109.4494 | -520.173 | -39.4682 | 1082.9493 | 1411.4689 | 5878.9136 | -1013.9705 | 1285.6525 | 1.9237 | -1085.2825 | 5605.2041 | -48.7721 | -50.3806 | 449.9336 | -2497.7703 | 457.7469 | 5116.3374 | 1622.5515 | 5059.0215 | 274.4457 | -1162.5049 | 2037.5681 | -2985.876 | 1084.6537 | 1522.0399 | -1780.9773 | -593.2805 | 13108.457 | 210.1042 | -35.8886 | 356.5844
2030-01-13 | 21 | -75.7293 | -424.7857 | -59.8036 | -544.7334 | -1045.6053 | -504.5123 | -6232.6748 | 454.7486 | -928.1854 | -124.7536 | 3885.364 | 64.8971 | 0.99059 | -133.2263 | 1646.5044 | -3071.2021 | -257.0592 | 209.9994 | -89.9596 | 231.0756 | -1032.5906 | -1673.2921 | 182.1628 | -47.7394 | 1134.3516 | -2116.6128 | -174.3972 | -447.8122 | -33.6304 | 958.816 | 1334.0345 | 6817.1763 | -869.3712 | 1568.4443 | 3.4445 | -1023.9464 | 6468.0308 | 1.0029 | 55.9837 | 449.9799 | -2585.0376 | 448.9651 | 5060.7856 | 1652.8976 | 5054.7021 | 374.4978 | -1013.036 | 2189.0559 | -2562.3547 | 1140.8947 | 1505.4307 | -1420.6908 | -538.2778 | 13023.8008 | 210.1042 | -67.4737 | 361.5891
2030-01-13 | 22 | -70.7509 | -573.8672 | -59.1943 | -711.5347 | -1090.0935 | -332.2551 | -6155.6621 | 592.5449 | -235.5452 | -93.1415 | 3844.7732 | 129.5023 | 1.0098 | -190.8075 | 1575.9982 | -2993.4983 | -182.9467 | 209.9994 | -215.2502 | 280.7422 | -897.0698 | -1301.2026 | 244.1541 | -46.3987 | 2039.6628 | -1972.9597 | 85.1223 | -421.8415 | -23.0329 | 1065.1136 | 1133.812 | 7710.9307 | -817.1246 | 1600.0217 | 4.3662 | -802.643 | 7460.6401 | 0.99924 | 123.3228 | 449.8947 | -2695.396 | 559.754 | 5023.0117 | 1738.856 | 5048.7456 | 490.9207 | -798.9501 | 2402.4819 | -1875.9274 | 1280.553 | 1994.627 | -1411.4045 | -540.8141 | 12920.4541 | 210.1042 | -95.7934 | 429.2772
2030-01-13 | 23 | -69.3797 | -673.7255 | -60.0619 | -696.2786 | -1001.9263 | -291.0312 | -5987.5811 | 628.3945 | -2.7204 | -104.3103 | 3547.5637 | 62.1679 | 1.0075 | -219.3822 | 1530.7413 | -2761.6428 | -49.8139 | 209.9994 | -479.5563 | 278.4754 | -834.1011 | -933.8906 | 264.4151 | -32.3091 | 3849.6851 | -2081.1694 | 329.5172 | -407.1116 | -18.733 | 1075.6426 | 1149.2979 | 7815.1958 | -685.2269 | 1616.2054 | 6.0274 | -448.22 | 7526.1938 | -6.7361 | 88.1002 | 449.9279 | -2770.2065 | 644.9188 | 4709.1851 | 1655.2828 | 5041.3174 | 254.0831 | -550.0801 | 2722.291 | -1236.3467 | 1447.4965 | 2031.3506 | -1636.3242 | -821.9839 | 12801.2139 | 210.1042 | -184.3342 | 297.0816
2030-01-13 | 24 | -63.1327 | -469.2736 | -57.3593 | -673.4828 | -1046.6128 | -453.154 | -5890.3711 | 786.913 | -2.6194 | -63.2549 | 2717.6338 | 99.6687 | 1.0112 | -359.3533 | 1211.5973 | -2382.7546 | 45.8683 | 209.9994 | -537.2888 | 163.3033 | -640.3875 | -471.4318 | 231.2533 | -29.1311 | 4134.5337 | -2065.9702 | 425.3727 | -460.4235 | -24.5343 | 1059.2391 | 972.3298 | 7358.8213 | -636.2157 | 1393.8129 | 5.8314 | -263.8761 | 7279.9937 | -248.5387 | 1.0005 | 449.7732 | -2985.5911 | 451.6149 | 4416.7842 | 1689.8646 | 5029.0977 | 0.99996 | -461.0756 | 2884.8301 | -846.4602 | 1492.8175 | 1548.0056 | -1592.4742 | -999.6833 | 12652.8613 | 210.1042 | -257.9808 | 220.5486
2030-01-14 | 1 | -61.0876 | -251.2437 | -52.5472 | -635.8171 | -1010.0513 | -409.6777 | -5878.21 | 1151.5875 | 23.351 | -39.2661 | 3019.8672 | 83.7091 | 492.5637 | -466.3188 | 894.7674 | -2068.9802 | 129.8829 | 209.9994 | -457.9799 | 114.4546 | -337.1357 | 37.5007 | 199.8731 | -44.402 | 3688.7512 | -2034.6633 | 536.5397 | -451.1869 | -41.6304 | 1026.3129 | 980.231 | 6790.8267 | -598.3274 | 1295.439 | 5.6503 | -141.66 | 6151.376 | -4.8889 | 316.4329 | 449.6197 | -2898.2664 | 407.5884 | 3958.9429 | 1553.8051 | 5012.3916 | -4.0172 | -277.2178 | 3005.6775 | -402.1553 | 1337.0867 | -542.6632 | -1770.6475 | -1067.2281 | 11280.7686 | 210.1042 | -288.7515 | 27.9582
2030-01-14 | 2 | -55.9841 | 279.3745 | -48.2193 | -464.457 | -506.7771 | -624.3279 | -6870.4912 | 2142.3936 | -2.9863 | -18.9165 | 2526.387 | 36.6459 | 571.2852 | -562.0514 | 546.7324 | -1900.2627 | 182.2305 | 209.9994 | -392.0639 | 74.1211 | -194.6996 | 273.7406 | 145.9708 | -63.9588 | 3378.1738 | -1884.822 | 489.2305 | -474.6859 | -78.6077 | 950.7265 | 826.6965 | 5116.1538 | -759.9923 | 1272.6787 | 5.5122 | -9.9458 | 4498.3091 | -3.6921 | 541.4422 | 238.0294 | -2796.4033 | 372.8112 | 3655.418 | 1352.4235 | 5000.3403 | -2.9618 | -276.8111 | 2752.7566 | -741.7113 | 932.083 | -771.264 | -2182.1821 | 440.2696 | 7169.0122 | 210.1043 | -117.3531 | 40.0874
2030-01-14 | 3 | -19.4837 | 903.8937 | -37.3004 | -399.7159 | 87.9617 | -1112.1774 | -9657.9551 | 3751.6851 | 0.99695 | 1.5783 | 2919.4775 | 58.0451 | 2001.4119 | -597.4737 | 435.06 | -847.8039 | -17.3071 | 209.9994 | -362.3725 | -14.6759 | -129.089 | 101.3409 | 162.3917 | -70.1078 | 3523.616 | -1472.9629 | 479.1531 | -600.5555 | -105.0492 | 1093.7036 | 510.2892 | 1161.3292 | -1048.6348 | 474.8856 | 4.4314 | -142.7378 | 762.0167 | -46.3737 | 542.574 | 0.99839 | -2807.3264 | 536.4197 | 3442.7058 | 1586.0573 | 4885.8198 | -2.7197 | -272.9262 | 2292.8975 | -1286.3262 | 997.7791 | -124.459 | -2699.5823 | 565.9967 | 4888.1729 | 210.1042 | -28.6702 | 67.9191
2030-01-14 | 4 | -9.7175 | 1005.3127 | -38.2251 | -381.6128 | 333.901 | -1344.7383 | -10349.4434 | 4202.9517 | -3.0037 | -6.7107 | 3234.188 | 51.9867 | 1995.5507 | -596.6512 | 484.0726 | -76.112 | -41.7407 | 209.9994 | -187.8335 | -91.0578 | -77.8915 | -2.2031 | 117.3121 | -83.7156 | 2748.4966 | -1410.3231 | 555.7429 | -674.0301 | -116.4633 | 1045.0281 | 524.566 | 5.2448 | -1093.7523 | 133.5443 | 3.7686 | -254.8444 | -811.7047 | -1.1458 | 526.3318 | 1.0008 | -2767.02 | 425.7133 | 3431.3699 | 1524.0839 | 4784.269 | -2.7667 | -272.825 | 2366.3418 | -1553.1108 | 878.5858 | -235.9902 | -2899.1787 | 753.1041 | 3163.8345 | 210.1043 | -1.0434 | 108.1479
2030-01-14 | 5 | -10.2644 | 1095.4194 | -40.0506 | -258.117 | 648.9175 | -1463.2101 | -11404.0664 | 4879.5923 | -2.967 | -15.7297 | 2964.2205 | 46.546 | 2029.7963 | -583.6852 | 572.0424 | 409.2967 | 20.5149 | 209.9994 | -163.4954 | -124.488 | -110.7949 | -61.0965 | 130.2179 | -82.7784 | 2730.521 | -1364.0363 | 315.1378 | -678.3755 | -124.9804 | 1107.3533 | 566.139 | 0.99267 | -1244.4921 | 77.3226 | 2.9632 | -394.3146 | -1332.9653 | -110.8555 | 351.6831 | 1.0013 | -2728.3147 | 535.0956 | 3525.4922 | 1431.1342 | 4773.2749 | -2.7646 | -272.6755 | 2227.2366 | -1958.1548 | 838.84 | 221.9953 | -3423.1086 | 910.7865 | 455.7965 | 210.1042 | 49.3931 | 185.1071
2030-01-14 | 6 | -6.8417 | 1117.3633 | -51.6695 | -206.7093 | 965.387 | -1604.3503 | -12634.208 | 5472.1562 | -802.0024 | -59.9317 | 2531.0686 | -19.1556 | 2136.9104 | -545.8648 | 801.3359 | 1337.4131 | 26.6368 | 209.9994 | -102.43 | -165.6637 | -300.5338 | -195.4452 | 152.5195 | -86.3294 | 2467.6738 | -1135.8334 | -90.863 | -669.5482 | -130.0164 | 1158.2893 | 170.7001 | -234.8063 | -1727.6755 | -87.25 | 0.70436 | -764.5568 | -3092.5435 | -210.6696 | 81.266 | 449.587 | -2685.3721 | 721.3148 | 3629.5972 | 1497.2325 | 4557.7505 | -45.4942 | -272.6573 | 1201.0345 | -3188.9077 | 776.9143 | 314.1646 | -3881.8809 | 526.8628 | -358.1264 | 210.1042 | 87.8328 | 221.0141
2030-01-14 | 7 | -15.4367 | 962.6399 | -58.1665 | -269.8882 | 1228.9199 | -1612.3875 | -13295.9492 | 5308.1875 | -1537.9474 | -216.5022 | 2093.114 | 62.0767 | 2143.032 | -444.5125 | 1153.4772 | 1339.8998 | -98.5624 | 209.9994 | -263.9923 | -283.9912 | -519.1986 | -290.3012 | 104.1071 | -53.7597 | 3117.7544 | -1352.9052 | 118.658 | -690.7808 | -123.7582 | 1120.4254 | 713.5328 | -317.6469 | -1517.0034 | -12.6946 | 0.71404 | -1090.2816 | -2016.9213 | 1.0015 | 142.4011 | 449.3538 | -2558.2534 | 620.4475 | 3847.5647 | 1380.353 | 4737.0752 | -2.7254 | -302.24 | 463.7084 | -3973.2146 | 438.9542 | 783.0587 | -4591.3237 | 942.4088 | 510.3147 | 210.1042 | 281.7947 | 355.056
2030-01-14 | 8 | 3.2721 | 1112.6184 | -51.4699 | -319.6212 | 940.7437 | -1747.7434 | -13345.7549 | 4946.4272 | -2088.9714 | -175.2268 | 2635.1379 | 1.0011 | 2130.6062 | -234.2091 | 1836.2793 | 1216.6364 | -258.4051 | 209.9994 | -311.9171 | -76.3134 | -1000.2623 | -830.0776 | 95.7553 | -10.4466 | 3322.072 | -1146.9055 | 121.2925 | -747.2823 | -116.8275 | 994.6604 | 1231.6901 | -2477.7847 | -1480.1139 | -409.6819 | 1.9949 | -1759.6194 | -3188.073 | -448.72 | 1.0033 | 449.4462 | -2228.3691 | 503.9105 | 4115.5034 | 1380.3706 | 5016.9722 | -183.1964 | -639.2479 | 1516.5186 | -3428.9878 | 612.7341 | 1583.0332 | -4042.9026 | 0.98671 | 2121.4832 | 210.1043 | 198.4638 | 490.5665
2030-01-14 | 9 | 14.5304 | 1104.0568 | -51.3825 | -463.8612 | 947.0156 | -1757.3689 | -13729.9678 | 4671.791 | -3137.7742 | -186.5882 | 2674.7576 | 6.0729 | 1971.1943 | -151.3397 | 2149.6526 | 858.5511 | -464.5972 | 209.9994 | -321.7585 | -127.0525 | -979.6573 | -922.4818 | 79.5301 | 5.7442 | 3331.6467 | -1097.2418 | 100.5719 | -788.4023 | -107.3049 | 1004.8887 | 1477.2985 | -3939.5 | -1453.4012 | -617.4892 | 2.0789 | -2111.478 | -2192.1516 | -354.1333 | -193.2424 | 449.613 | -2496.2859 | 262.2885 | 4599.3418 | 1365.2061 | 5040.9893 | -2.9801 | -1056.9579 | 1956.7969 | -2687.1626 | 794.2653 | 2089.375 | -4694.8574 | -1077.166 | 3846.0918 | 210.1042 | 103.6327 | 319.3157
2030-01-14 | 10 | 10.4112 | 833.1944 | -52.561 | -493.1296 | 616.0186 | -1585.4811 | -12932.0186 | 4091.645 | -2244.0276 | -228.0207 | 2057.804 | 195.0002 | 1808.5898 | -176.9079 | 2075.7065 | 570.2115 | -479.8126 | 209.9994 | -456.1505 | -17.0648 | -907.0138 | -867.5024 | 108.6071 | 27.5217 | 3848.728 | -1076.8164 | -237.1636 | -739.4001 | -92.4071 | 1005.175 | 1422.5508 | -3633.9548 | -1630.9484 | -464.1114 | 1.5628 | -2313.0034 | -1564.3981 | -398.9461 | -248.8402 | 0.99892 | -2552.7195 | 253.4036 | 4698.4204 | 1333.3944 | 5060.1431 | -2.8855 | -1221.5764 | 1876.8774 | -2522.2126 | 875.8115 | 1995.6404 | -4269.8857 | -881.9181 | 4933.5054 | 210.1042 | 79.8256 | 318.3693
2030-01-14 | 11 | -4.1374 | 535.9889 | -56.8491 | -547.4603 | 344.6182 | -1355.0696 | -12007.4844 | 3531.5344 | -1887.0677 | -348.7221 | 1985.4031 | 195 | 1731.7598 | -137.6421 | 2030.8872 | 310.8023 | -382.465 | 209.9994 | -505.6285 | 38.7105 | -808.0679 | -807.7428 | 130.8613 | 43.3771 | 4030.0322 | -1225.1288 | -365.0677 | -682.1887 | -77.5791 | 1000.3412 | 1593.3136 | -2505.374 | -1576.6277 | -130.8572 | 1.8124 | -2417.1951 | 1205.0215 | -265.2713 | -290.3881 | 413.2489 | -2594.0312 | 229.0922 | 4751.77 | 1364.4371 | 5071.2021 | -2.8701 | -958.6207 | 1706.7053 | -2518.5203 | 987.865 | 1674.202 | -3898.9998 | -1242.0133 | 4909.147 | 210.1042 | 29.7683 | 290.7011
2030-01-14 | 12 | -9.9467 | 496.1407 | -57.5009 | -591.1105 | 170.3766 | -1270.2521 | -11766.0078 | 3337.9214 | -1226.3009 | -349.2812 | 2598.8882 | 195.0009 | 1924.194 | -28.9935 | 2010.8683 | 162.0004 | -361.7765 | 209.9994 | -318.5107 | 81.0834 | -755.4559 | -1038.0343 | 135.2875 | 28.0394 | 3203.6282 | -1333.2352 | -557.817 | -670.2446 | -74.58 | 984.5248 | 1804.4894 | -1900.4575 | -1518.2377 | -6.3862 | 1.7783 | -2405.9473 | 2086.5635 | -446.6046 | -404.972 | 449.7356 | -2579.3408 | 227.6815 | 4887.0771 | 1343.3676 | 5064.1357 | -2.8141 | -1666.3496 | 1220.8613 | -2613.1179 | 1050.6509 | 1378.8818 | -3725.5266 | -1213.4697 | 4490.5708 | 210.1042 | -14.5645 | 245.6961
2030-01-14 | 13 | -9.465 | 909.0972 | -50.7509 | -587.2509 | 174.3656 | -1242.5283 | -11413.1084 | 3307.9163 | -401.7663 | -346.192 | 2214.0496 | 195.0002 | 1810.6282 | -229.7294 | 2018.3208 | 78.5803 | -319.7578 | 209.9994 | -293.3059 | 85.6939 | -650.1748 | -1173.0721 | 95.166 | 14.6053 | 3170.5544 | -1310.5764 | -951.8196 | -656.8127 | -91.2923 | 909.6841 | 1623.6367 | -974.3436 | -1594.5459 | 44.0671 | 0.64097 | -2319.9072 | 1126.7157 | -244.3938 | -51.075 | 243.9353 | -2432.5566 | 267.4337 | 4537.3921 | 1376.7601 | 5069.5674 | -2.7913 | -1586.8634 | 460.5738 | -2868.6055 | 664.2224 | 511.0302 | -3121.1746 | 0.99948 | 3890.0503 | 210.1042 | 31.2913 | 148.5638
2030-01-14 | 14 | -20.0789 | 689.9781 | -53.1256 | -578.0159 | 381.68 | -1267.7764 | -11886.9736 | 3872.8772 | -277.5738 | -353.1356 | 2007.4924 | 133.096 | 1607.368 | -254.9993 | 1932.7516 | -126.8999 | -246.5806 | 209.9994 | -282.7646 | 30.4653 | -627.9749 | -987.3086 | 158.3194 | 0.28415 | 3200.8582 | -1540.3842 | -991.1573 | -674.2065 | -85.237 | 1080.5704 | 1810.9989 | 0.99087 | -1401.6422 | 194.3446 | 0.60466 | -2026.7083 | 1139.3398 | -602.4556 | -58.8605 | 164.9801 | -2352.853 | 540.7977 | 4547.1348 | 1463.1241 | 5064.5459 | -2.7578 | -1621.9187 | -17.5107 | -3059.7173 | 703.156 | 551.3055 | -3081.6853 | 1.5565 | 5316.8149 | 210.1042 | 44.4661 | 52.7038
2030-01-14 | 15 | -26.9697 | 730.9626 | -60.2846 | -388.9726 | 388.367 | -1495.3201 | -12104.2539 | 3902.3645 | -3.0183 | -346.6417 | 2042.6088 | 173.317 | 2146.5669 | -79.0714 | 2003.9779 | 13.8961 | -122.9891 | 209.9994 | -289.0336 | 87.9411 | -616.2477 | -652.7722 | 109.2288 | 21.9954 | 3258.2217 | -1655.2596 | -1293.202 | -703.8957 | -97.0771 | 965.7264 | 2052.2827 | 3.3598 | -1347.3064 | 149.6777 | 0.65495 | -2171.8928 | -616.3207 | -520.8809 | 1.0004 | 133.2569 | -2446.4785 | 576.6575 | 4160.6841 | 1367.6362 | 4914.0161 | -254.5221 | -1281.2578 | -1679.1516 | -4582.5918 | 564.721 | 349.8075 | -2453.551 | 924.1167 | 4561.4893 | 210.1043 | 174.8236 | 57.4798
2030-01-14 | 16 | -26.7622 | 864.4793 | -59.4538 | -380.2672 | 559.9565 | -1568.7358 | -12566.2139 | 4187.2949 | -3.02 | -346.6375 | 2327.1274 | 171.9704 | 2148.0271 | -11.6638 | 1978.3446 | 85.1761 | 2.1801 | 209.9994 | -285.4261 | 148.5083 | -446.4622 | -654.0409 | 103.5095 | 40.0072 | 3169.498 | -1692.5714 | -1676.9722 | -727.2554 | -102.6061 | 980.2598 | 2234.6335 | 2.9811 | -1341.4441 | 114.2836 | 0.67715 | -2172.7207 | -1103.6532 | -531.946 | 1.0025 | 186.1891 | -2676.4102 | 557.7195 | 3936.4062 | 1388.1018 | 4657.1807 | -257.6555 | -1479.6788 | -970.2691 | -4580.9272 | 717.1936 | 193.2348 | -3015.5647 | 403.2968 | 4114.8584 | 210.1043 | 131.2167 | 22.4495
2030-01-14 | 17 | -29.5642 | 861.3495 | -62.1788 | -410.9829 | 443.4587 | -1553.5769 | -12323.1045 | 4058.0142 | 0.99002 | -339.7265 | 2973.4011 | 195.004 | 2155.4275 | 13.543 | 1978.5302 | 77.0465 | 2.4287 | 209.9994 | -297.8615 | 158.473 | -584.6827 | -835.6478 | 92.493 | 47.2914 | 3057.9346 | -1869.4651 | -1913.3685 | -735.1667 | -102.6945 | 963.0925 | 2415.0405 | 75.0143 | -1208.1896 | 207.1873 | 0.66644 | -2158.1934 | -1011.4651 | -615.1981 | 1.0024 | 281.1206 | -2553.0249 | 539.4865 | 3923.1921 | 1408.6293 | 4705.1045 | -254.0334 | -1194.2756 | -923.657 | -4752.3804 | 688.9053 | 15.6033 | -2763.6763 | 478.8139 | 4811.0625 | 210.1042 | 144.1409 | 119.2413
2030-01-14 | 18 | -43.8191 | 561.3511 | -67.9245 | -594.5865 | 420.4843 | -1270.4292 | -11238.127 | 3608.8811 | -102.4626 | -352.5451 | 2624.1697 | 142.9475 | 2164.9795 | 18.1001 | 1995.6261 | -269.9863 | 1.7764 | 209.9994 | -232.4418 | -61.1789 | -702.0532 | -1566.9705 | 59.126 | 37.4252 | 2681.5701 | -2050.1328 | -2113.2471 | -691.8209 | -89.1582 | 946.8942 | 2806.0166 | 990.5475 | -930.8291 | 522.082 | 0.58418 | -1857.0747 | 2480.4924 | -352.9424 | -219.4773 | 224.894 | -2246.75 | 306.2681 | 5056.2148 | 1391.3376 | 5087.8037 | -3.0635 | -1523.1929 | -1365.2275 | -5717.2271 | 583.3181 | -78.3404 | -3074.8606 | 103.4963 | 5654.75 | 210.1042 | 59.2568 | 207.5263
2030-01-14 | 19 | -44.2297 | 854.2695 | -69.682 | -602.0235 | 303.1785 | -1231.9227 | -11192.3779 | 3117.8008 | -1092.4607 | -364.2506 | 3012.1064 | 113.17 | 911.4774 | -18.4147 | 2010.906 | -767.9838 | -102.2997 | 209.9994 | -243.6229 | 19.0115 | -940.4835 | -2410.7046 | -16.1998 | 24.4101 | 2376.6848 | -2020.5851 | -2740.7783 | -663.0504 | -93.5062 | 784.3563 | 2594.5142 | 1161.3101 | -1029.9218 | 516.1656 | 0.57417 | -1374.1809 | 3038.1338 | -525.7608 | -285.1822 | 450.0941 | -2379.8821 | -109.2793 | 5543.6016 | 1539.3458 | 5086.5493 | 379.6576 | -1351.9973 | 1097.8846 | -3169.1628 | 677.9589 | 299.4671 | -3121.0376 | -379.506 | 3874.3494 | 210.1042 | 1.0002 | 308.9565
2030-01-14 | 20 | -48.6502 | 691.1917 | -64.3653 | -619.6956 | 154.7834 | -1143.349 | -11075.209 | 2618.8767 | -1704.2635 | -347.6999 | 3015.5718 | 194.9982 | 1.0192 | -22.7607 | 2012.2875 | -1187.303 | -133.4475 | 209.9994 | -503.3651 | 128.0054 | -1086.6566 | -3012.0166 | -8.1342 | 54.5734 | 3519.8872 | -2104.5999 | -3175.7964 | -652.7336 | -83.2824 | 735.2971 | 2470.5466 | 1985.2065 | -1001.9916 | 604.8232 | 0.6029 | -1408.4128 | 3467.5139 | -92.5597 | 46.0645 | 449.9168 | -2391.2019 | -28.4079 | 5324.5459 | 1701.2753 | 5079.813 | 435.6534 | -1077.1584 | 1856.3423 | -2091.676 | 716.3719 | 559.3798 | -3334.9048 | -523.0829 | 5172.208 | 210.1042 | 8.2567 | 299.4903
2030-01-14 | 21 | -42.8314 | 958.2344 | -72.0789 | -598.8865 | 135.4623 | -1377.6692 | -11618.7334 | 2836.2576 | -1556.127 | -345.4377 | 3078.644 | 195.0015 | 716.8745 | 24.7533 | 2042.6396 | -1362.1213 | -263.7897 | 209.9994 | -540.638 | 84.6406 | -1111.1731 | -4157.4683 | -16.0087 | 55.7326 | 3598.1919 | -2088.2651 | -3150.7136 | -717.8787 | -95.0828 | 724.0674 | 2371.1123 | 1230.8069 | -924.9163 | 344.098 | 0.5919 | -1293.8323 | 2076.106 | -960.4755 | -526.4826 | 1.0015 | -2358.3928 | -1.8903 | 5287.2114 | 1540.8413 | 5066.3853 | -2.8495 | -1536.7963 | 1668.4856 | -2156.2715 | 748.57 | 811.6025 | -3072.679 | -666.6867 | 5492.1895 | 210.1043 | -26.903 | 234.0908
2030-01-14 | 22 | -36.2786 | 1406.5325 | -69.469 | -469.4911 | 315.463 | -1757.1088 | -12493.2539 | 3495.9949 | -1144.6583 | -338.5663 | 3845.7825 | 190.9468 | 659.5383 | 213.6301 | 2079.835 | -1708.4218 | -334.0101 | 209.9994 | -369.4504 | -45.14 | -1126.2776 | -5004.875 | -53.4953 | 28.2779 | 2868.6687 | -2153.2771 | -2804.6123 | -822.0637 | -115.3351 | 696.2914 | 2391.6047 | 634.5352 | -754.2391 | 49.255 | 0.59167 | -991.1951 | -481.5281 | -745.6301 | -248.7079 | 1.0011 | -2173.813 | -9.6215 | 4852.6562 | 1490.5161 | 5060.5801 | -3.2801 | -1137.3761 | 1919.1674 | -1729.4503 | 672.7794 | 155.8474 | -2743.3508 | -305.4483 | 5595.0625 | 210.1042 | -81.5066 | 207.1712
2030-01-14 | 23 | -34.8829 | 1136.8862 | -71.3736 | -451.7802 | 336.2985 | -1833.1187 | -12952.9697 | 3772.5669 | -5.3487 | -341.3907 | 3270.4001 | 185.6752 | 1730.7891 | 115.5559 | 2127.2161 | -1813.234 | -329.7885 | 209.9994 | -382.9767 | 18.8635 | -705.1565 | -4295.4209 | 6.2823 | 16.0879 | 2965.2397 | -2263.5627 | -2713.5249 | -845.0452 | -117.9984 | 796.6084 | 2313.3542 | 313.2845 | -693.5059 | 49.8546 | 0.57941 | -604.3631 | -1368.6849 | -1140.8838 | -80.3842 | -3.223 | -2568.573 | 269.016 | 4503.5742 | 1635.6898 | 5036.4727 | -3.0703 | -787.9893 | 1679.8086 | -1423.9442 | 578.962 | -50.4742 | -2892.874 | 811.6055 | 7703.752 | 210.1042 | 64.0564 | 46.336
2030-01-14 | 24 | -36.4514 | 1267.9918 | -68.8468 | -411.6318 | 321.6262 | -1891.8087 | -13330.4463 | 4093.1519 | -3.0504 | -347.052 | 3101.4111 | 155.9481 | 2034.3101 | -28.2 | 2130.5786 | -1075.5541 | -209.9153 | 209.9994 | -227.3658 | 179.0898 | -666.2401 | -3521.5662 | 29.7781 | -9.6158 | 2283.9861 | -2354.4016 | -2771.3921 | -864.5898 | -126.1551 | 809.4952 | 2248.9382 | 293.8619 | -731.6531 | 99.485 | 0.59111 | -333.5038 | -960.6011 | -292.013 | 235.1474 | 337.1733 | -2476.011 | 458.4695 | 4026.8162 | 1643.2059 | 5027.8364 | -2.8935 | -274.5739 | 1240.7827 | -1732.7428 | 767.2974 | 535.1088 | -2436.2334 | 789.2602 | 6185.6978 | 210.1042 | 15.1728 | -40.9039
2030-01-15 | 1 | -32.1914 | 1724.1602 | -64.0815 | -373.0022 | 553.6317 | -2043.3833 | -13378.1416 | 4626.9399 | 656.2155 | -322.9723 | 3204.0237 | 149.0261 | 2012.0308 | -227.2856 | 1694.0597 | -1007.7686 | -236.4449 | 209.9994 | -139.0854 | -49.8389 | -392.5216 | -3505.6616 | -53.5036 | -26.7317 | 1926.8951 | -2380.29 | -2343.2063 | -917.3835 | -149.8522 | 751.7147 | 1973.1406 | 302.6956 | -577.7343 | -17.6518 | 0.54142 | -81.0266 | -1189.5325 | 3.3423 | 571.6921 | 0.99483 | -2454.6855 | 112.8945 | 3663.5159 | 1717.5093 | 4785.8809 | -3.3654 | -278.2861 | 1053.9346 | -2040.8352 | 495.8428 | 72.2946 | -2337.6047 | 1271.9276 | 2290.5269 | 210.1043 | 24.6212 | -40.5289
2030-01-15 | 2 | -24.7888 | 1961.7061 | -62.3517 | -349.5888 | 459.6228 | -2005.0159 | -11916.1406 | 4224.9082 | 934.8179 | -261.8965 | 3362.3101 | 39.4901 | 1982.9575 | -183.1642 | 1916.772 | -837.0361 | -122.9626 | 209.9994 | -129.8528 | -42.0921 | -408.2234 | -3838.2583 | -133.281 | -39.7111 | 1736.4008 | -2362.3584 | -2329.2412 | -904.5504 | -163.1388 | 549.9788 | 1981.01 | 1.4409 | -541.59 | 1.0025 | 0.61652 | 224.3349 | -1203.4733 | 0.9986 | 651.2778 | 1.0027 | -2297.7483 | -105.7262 | 3465.2588 | 1719.4796 | 4712.4448 | 1.0293 | -278.3704 | 1565.5541 | -1429.8448 | 313.1611 | -625.7332 | -2013.5201 | 1718.2815 | 374.3463 | 210.1043 | 33.2391 | -93.2258
2030-01-15 | 3 | -29.9366 | 1785.4409 | -63.6227 | -357.6255 | 301.6472 | -1928.2579 | -11188.9971 | 3780.5032 | 572.9733 | -199.0918 | 3450.3164 | 1.0011 | 1978.8298 | -296.0324 | 1655.6812 | -723.8889 | 44.088 | 209.9994 | -163.0846 | -35.6792 | -481.0594 | -4458.7056 | -139.7984 | -44.4343 | 1866.7681 | -2372.2622 | -2329.552 | -880.4619 | -156.0794 | 506.4612 | 2026.1516 | 4.2614 | -526.3451 | 150.3568 | 0.70448 | 447.8316 | -956.0372 | -4.524 | 644.192 | 1.0037 | -2256.6096 | -106.7077 | 3431.8137 | 1757.8678 | 4617.124 | 27.2727 | -278.8037 | 1904.9662 | -985.0348 | 335.0734 | -663.3716 | -2040.728 | 1482.5714 | 5283.9082 | 210.1043 | 27.3418 | -108.1632
2030-01-15 | 4 | -33.777 | 1941.2285 | -65.8242 | -475.3232 | 429.8442 | -1751.1989 | -11447.04 | 3921.1672 | 49.446 | -222.2145 | 3557.4026 | -1.2357 | 1972.9301 | -429.1735 | 1303.9462 | -654.6443 | 25.4279 | 209.9994 | -107.7063 | -149.7704 | -516.2999 | -4683.3047 | -191.7968 | -56.0643 | 1728.8903 | -2431.8821 | -1968.8079 | -857.722 | -166.8809 | 432.7369 | 2108.9988 | 4.3682 | -362.1971 | 317.6388 | 0.61536 | 609.983 | -398.7969 | -9.9765 | 641.5616 | 1.0002 | -2162.2688 | -261.5161 | 3322.2065 | 1713.0553 | 4545.7964 | 0.97855 | -278.3164 | 1992.9192 | -1032.0458 | 289.0955 | -1536.8156 | -2132.3938 | 1076.421 | 1613.3156 | 210.1043 | 4.0903 | -95.4311
2030-01-15 | 5 | -24.2948 | 1603.1478 | -65.0649 | -456.5505 | 382.544 | -1596.0514 | -10954.7559 | 3675.7075 | 0.99444 | -125.0154 | 3522.4875 | -87.0963 | 1988.2659 | -391.0004 | 1473.9562 | -309.0859 | 127.7118 | 209.9994 | -181.9946 | -35.543 | -560.6591 | -5057.2271 | -120.5992 | -50.128 | 1332.7264 | -2254.8613 | -2091.4685 | -799.0902 | -149.8065 | 519.2309 | 1895.1388 | 4.3121 | -554.4656 | 324.0745 | 0.69669 | 489.0242 | -0.25045 | -62.4709 | 648.5284 | 0.99956 | -2447.623 | -118.0958 | 3361.2944 | 1516.3212 | 4572.7178 | -3.1162 | -272.65 | 1788.8021 | -1648.1589 | 692.6301 | -368.4372 | -2468.6582 | 532.0877 | 1065.0095 | 210.1043 | -12.1961 | -26.3636
2030-01-15 | 6 | -34.4685 | 2062.2192 | -69.7877 | -398.956 | 1092.5156 | -2028.5022 | -13450 | 4989.6821 | -1733.5713 | -124.9289 | 3715.8269 | -32.5013 | 1393.4492 | -358.3236 | 1544.2928 | -354.4517 | 95.6404 | 209.9994 | -176.6167 | -434.3065 | -556.1873 | -5472.3735 | -209.0841 | -65.5769 | 1398.3083 | -2534.7771 | -1398.9858 | -926.9947 | -173.5026 | 578.0389 | 2318.9131 | 0.9832 | -123.6248 | 139.2847 | 0.69979 | 806.4786 | -895.3045 | -106.8927 | 588.3 | 34.4647 | -2368.2837 | -393.558 | 3957.488 | 1664.9633 | 4985.8984 | -5.0002 | -278.2822 | 2444.0054 | -1163.4043 | 431.9049 | -577.7178 | -3922.2869 | -151.3873 | -3404.7791 | 210.1043 | -48.8361 | 91.9759
2030-01-15 | 7 | -34.2422 | 1839.1311 | -74.3715 | -400.3948 | 1151.4374 | -2156.4763 | -13980.5811 | 5091.6816 | -2011.2804 | -142.4295 | 3771.3948 | 3.7909 | 1927.7118 | -249.7755 | 1927.7256 | -265.0603 | 85.9881 | 209.9994 | -181.4529 | -528.5795 | -1112.4128 | -6294.9336 | -126.5773 | -66.709 | 1415.0713 | -2631.8528 | -1013.9069 | -956.7321 | -166.6815 | 768.1257 | 2658.2297 | 103.0906 | 80.1321 | 6.8119 | 0.62492 | 719.1694 | -942.6124 | -603.7803 | -2.0571 | 449.4815 | -2071.3159 | 1.0027 | 4640.1196 | 1566.6115 | 5011.4146 | -6.3883 | -492.5219 | 1784.144 | -2567.1646 | 559.8 | 311.1199 | -3603.8616 | 1.0119 | -813.9907 | 210.1042 | -29.9924 | 207.342
2030-01-15 | 8 | -24.2788 | 1366.4805 | -56.574 | -523.7252 | 679.2814 | -1795.7264 | -13978.0693 | 4770.188 | -2175.0293 | -170.8908 | 3784.9626 | -2.3339 | 1602.2445 | -161.6622 | 2125.7107 | -209.9716 | 23.6962 | 209.9994 | -177.4012 | -519.4027 | -1460.9132 | -6851.2021 | -85.2614 | -54.4233 | 1227.4778 | -2510.9851 | -349.4648 | -885.2365 | -140.9812 | 795.5264 | 2558.2754 | 1.5062 | 25.3014 | 36.3089 | 0.79513 | 365.9205 | -245.8574 | -740.1942 | -137.2594 | 137.5869 | -1968.953 | 40.864 | 4601.2656 | 1479.3369 | 5040.1001 | -258.3214 | -1250.964 | 1441.9003 | -2919.231 | 574.0037 | 834.8477 | -2901.7351 | 0.0014597 | 1392.0367 | 210.1043 | 66.6837 | 334.5684
2030-01-15 | 9 | -36.2457 | 880.1722 | -83.7554 | -544.2408 | -115.74 | -1717.1726 | -13190.2236 | 3567.7949 | -1435.1984 | -257.4085 | 3757.3396 | 62.1955 | 1361.3362 | -153.9735 | 2116.6147 | -524.5397 | -100.8607 | 209.9994 | -178.839 | -636.379 | -1400.2441 | -7024.8008 | -33.0968 | -50.5816 | 1142.0332 | -2463.0427 | 440.2679 | -832.3627 | -112.3441 | 836.6893 | 2575.5063 | 0.98008 | -3.364 | 57.8441 | 0.6997 | 19.6004 | -578.7078 | -648.993 | -99.6885 | 449.6157 | -2018.2355 | 71.125 | 4599.2505 | 1496.9414 | 5055.4126 | -254.7267 | -1296.3661 | 1289.296 | -2797.5732 | 650.4344 | 598.1448 | -2308.6562 | 1.0047 | 11659.7979 | 210.1043 | 11.4126 | 231.7657
2030-01-15 | 10 | -30.8163 | 666.4764 | -55.9277 | -554.3737 | -277.7561 | -1537.3643 | -12925.3818 | 3420.8589 | -645.6738 | -309.4553 | 3781.4563 | 130.9704 | 1525.7625 | -228.4359 | 1887.7494 | -536.2327 | -96.1417 | 209.9994 | -171.4937 | -726.1733 | -1235.3553 | -6614.1929 | -11.4015 | -58.9839 | 1192.4718 | -2477.9768 | 1086.2688 | -801.8001 | -101.0836 | 914.1008 | 2495.4282 | 711.8399 | 28.7187 | 206.3841 | 0.68029 | 85.4287 | 286.0101 | -579.3426 | -2.0072 | 449.5129 | -2081.9143 | 61.4416 | 4649.0093 | 1476.4108 | 5068.8037 | -130.95 | -1518.4844 | 1092.543 | -2649.8442 | 626.679 | 519.7842 | -2152.8535 | 46.4927 | 12853.6553 | 210.1043 | 17.3622 | 171.7032
2030-01-15 | 11 | -38.2117 | 634.2906 | -56.5183 | -497.8361 | -185.0933 | -1637.0706 | -13031.3164 | 3661.3909 | -333.9586 | -209.0628 | 3825.7842 | 39.6553 | 1898.4375 | -171.386 | 2092.7773 | -559.8451 | -40.2649 | 209.9994 | -170.1473 | -749.5844 | -1169.6993 | -5843.9727 | 0.2483 | -73.0487 | 1380.0286 | -2485.1265 | 1196.7828 | -800.1198 | -101.1115 | 957.6445 | 2348.064 | 1002.1968 | 46.6058 | 237.3408 | 0.71527 | 301.2992 | 175.8614 | -529.1449 | -1.8362 | 449.4085 | -1945.7581 | 95.4475 | 4769.0688 | 1474.3936 | 5073.0825 | -33.7098 | -1365.9482 | 704.4725 | -2961.7803 | 569.734 | 315.1497 | -2077.4412 | 176.0424 | 12759.0635 | 210.1042 | 14.6216 | 137.4395
2030-01-15 | 12 | -20.1831 | 702.3227 | -50.7042 | -529.5573 | -137.5399 | -1616.4763 | -13413.1367 | 4027.6084 | -286.3367 | -192.3844 | 3880.4658 | 0.99795 | 1969.5172 | -161.4488 | 2111.5251 | -34.3363 | -105.5984 | 209.9994 | -173.5303 | -842.7395 | -1032.8729 | -6083.0215 | -9.796 | -77.9448 | 1390.4453 | -2242.7349 | 1388.8889 | -828.0693 | -105.5511 | 1018.1089 | 2357.6499 | 1.0026 | 77.7407 | 16.7515 | 0.78158 | 325.5 | -422.1353 | -546.4982 | -1.82 | 449.4521 | -2207.3635 | 1 | 4749.6006 | 1469.8004 | 5071.4292 | -32.8655 | -1390.4449 | 641.3298 | -2778.915 | 619.4666 | 0.99501 | -1972.1003 | 0.99677 | 12216.3662 | 210.1042 | -8.6409 | 82.2839
2030-01-15 | 13 | -21.3113 | 732.5975 | -49.4728 | -534.7115 | -110.102 | -1613.2307 | -13491.8145 | 4070.5359 | -450.4365 | -214.2442 | 3887.272 | 69.2105 | 1404.0641 | -170.8376 | 2079.7754 | 470.4863 | -58.5207 | 209.9994 | -171.1396 | -788.8493 | -1117.3813 | -6251.3789 | -8.3588 | -72.4711 | 1284.9756 | -2305.3237 | 1002.6579 | -830.5669 | -104.9004 | 1009.0535 | 2361.6921 | 297.4671 | 54.9921 | 28.4201 | 0.75796 | 233.9579 | -65.0081 | -603.9846 | -21.0838 | 449.528 | -2223.6128 | 1.0062 | 4766.666 | 1513.4771 | 5074.2603 | -3.2225 | -1568.2373 | 775.5201 | -2457.6414 | 671.306 | 0.98908 | -1990.5283 | -9.8113 | 11833.0205 | 210.1042 | -11.8884 | 81.6485
2030-01-15 | 14 | -29.9784 | 855.6058 | -73.7825 | -545.5805 | -14.057 | -1715.6879 | -13627.4229 | 3998.5378 | -916.0883 | -186.8141 | 3920.8264 | 87.0154 | 1380.1849 | -193.3353 | 2057.5369 | 620.0013 | -41.3592 | 209.9994 | -164.3624 | -650.7548 | -1392.6339 | -6352.8257 | 1.0032 | -74.1866 | 1219.1497 | -2361.5378 | 569.6997 | -851.2567 | -107.9542 | 959.0311 | 2466.449 | 212.7821 | 45.3492 | 16.7618 | 0.73303 | 150.8717 | -111.7385 | -652.046 | -51.2978 | 449.5463 | -1926.1776 | 55.9504 | 4790.4058 | 1514.2783 | 5075.1821 | -3.2492 | -1375.5575 | 800.9743 | -2501.7788 | 697.7579 | 1.0416 | -2120.3088 | -259.4124 | 10454.3545 | 210.1042 | -22.0231 | 48.6673
2030-01-15 | 15 | -34.5708 | 1104.6797 | -72.6217 | -446.2668 | 53.5046 | -1926.762 | -13694.7227 | 3882.3049 | -686.6847 | -149.2818 | 3906.9561 | 18.0897 | 1729.1956 | -208.3689 | 2021.7538 | 299.5869 | -48.9263 | 209.9994 | -146.37 | -539.236 | -1330.0829 | -5957.748 | -64.2992 | -92.029 | 1145.111 | -2360.4475 | 847.6494 | -876.1923 | -120.5954 | 826.7584 | 2205.803 | 320.2383 | -47.2767 | -1.8824 | 0.8077 | 227.5904 | -789.9627 | -673.456 | -69.984 | 449.5284 | -1880.0189 | 1.0061 | 4838.6885 | 1479.9194 | 5073.9136 | -3.3333 | -1587.3801 | 729.1892 | -2732.9731 | 623.8491 | -88.9834 | -1926.3942 | -0.67248 | 9349.248 | 210.1043 | -15.4906 | 46.3153
2030-01-15 | 16 | -32.6245 | 1105.1866 | -70.731 | -443.8141 | 124.061 | -1902.6594 | -13878.7275 | 4063.8684 | -802.0376 | -146.9396 | 3795.262 | 0.99695 | 1637.725 | -249.6839 | 1863.0953 | 121.5695 | -100.7034 | 209.9994 | -125.3801 | -632.6022 | -1287.1124 | -5347.8105 | -61.0462 | -112.054 | 1109.7209 | -2291.8525 | 1237.5302 | -866.3635 | -120.6437 | 868.5457 | 2021.0188 | 556.9669 | -61.6708 | -2.2869 | 0.8042 | -65.5664 | -626.3926 | -594.234 | -15.4337 | 449.4546 | -1949.4464 | 1.0002 | 4798.3447 | 1480.4567 | 5078.7573 | -2.7745 | -1476.0007 | 661.112 | -3160.8499 | 570.3113 | -78.4104 | -1992.3979 | -0.46256 | 7328.9971 | 210.1042 | 5.6513 | 64.0843
2030-01-15 | 17 | -28.7553 | 1247.1859 | -69.3859 | -436.7303 | 238.2732 | -1962.1732 | -13875.7373 | 3984.5166 | -866.7788 | -146.2435 | 3678.491 | 19.736 | 1520.4523 | -229.0727 | 1886.3458 | -13.7722 | -252.9673 | 209.9994 | -178.9391 | -564.6566 | -1394.1776 | -4864.4639 | -92.1174 | -89.9949 | 904.6918 | -2074.3413 | 1157.4163 | -882.4097 | -122.16 | 763.7857 | 1904.4602 | 4.258 | -226.1061 | -177.2441 | 0.81778 | -372.7302 | -1331.1804 | -529.489 | -50.6604 | 300.1765 | -1863.1655 | -68.5999 | 4868.877 | 1494.4045 | 5081.2354 | -30.589 | -1835.4907 | -671.7856 | -5110.9204 | 619.6719 | 596.7017 | -2245.054 | -159.9812 | 4511.1245 | 210.1042 | 46.4541 | 135.2093
2030-01-15 | 18 | -21.277 | 963.9698 | -67.5243 | -385.5873 | 154.8537 | -1695.3083 | -12688.1953 | 3155.0295 | -374.151 | -115.4803 | 3822.1309 | 169.759 | 402.5822 | -53.9305 | 2016.7054 | 99.2964 | -505.5056 | 209.9994 | -260.882 | -278.097 | -1411.757 | -4875.5308 | -91.013 | -40.8688 | 769.4668 | -1509.1588 | 86.2206 | -758.3315 | -105.2196 | 635.4 | 1317.9589 | 5.5675 | -929.6664 | -237.2773 | 0.73453 | -1603.9653 | -1629.6394 | -109.8966 | -489.3862 | 449.9073 | -2350.5217 | -229.3752 | 5447.7637 | 1545.787 | 5076.8218 | 1.006 | -2001.2742 | 1785.338 | -2102.7097 | 597.2725 | 900.3165 | -2606.7585 | -369.3967 | 1203.1512 | 210.1042 | -14.0298 | 238.4596
2030-01-15 | 19 | 0.017289 | 979.4761 | -51.8574 | -619.4432 | 157.0559 | -1491.5839 | -12443.4004 | 2939.3977 | -781.4357 | -170.2294 | 3805.8916 | 194.9985 | 227.615 | -6.3258 | 2156.6172 | 1304.467 | -521.4429 | 209.9994 | -301.6172 | -18.9377 | -1571.5183 | -4277.9604 | -29.6694 | -17.1298 | 976.5688 | -1300.4731 | -354.7001 | -762.6698 | -99.8493 | 627.1095 | 1192.7567 | -1602.474 | -1167.0704 | -470.0227 | 0.75208 | -2114.0464 | -158.8962 | -93.9131 | -480.2649 | 449.868 | -2414.8501 | -2.1383 | 5434.9229 | 1518.5087 | 5069.5732 | 1.0106 | -2000.8469 | 1821.173 | -2039.7061 | 749.5458 | 1643.8141 | -1990.2507 | -135.3963 | 724.7283 | 210.1042 | -59.0958 | 169.5695
2030-01-15 | 20 | -0.24387 | 676.8962 | -60.1478 | -542.5135 | -27.1716 | -1186.5481 | -12350.9844 | 2381.5522 | -756.6329 | -186.8653 | 3763.6794 | 195 | 84.1328 | -67.1779 | 2144.7026 | 1323.598 | -536.5168 | 209.9994 | -334.7223 | 19.5573 | -1529.5686 | -3320.3613 | -31.4305 | 19.1479 | 1188.1559 | -1580.691 | -209.8283 | -644.3666 | -95.3757 | 606.6064 | 946.9035 | -1859.8933 | -1340.6072 | -420.2614 | 0.76518 | -2481.0503 | -371.8667 | 7.382 | -358.9814 | 450.0692 | -2353.1006 | -8.4602 | 5383.0215 | 1557.1426 | 5069.5474 | 11.052 | -1735.952 | 1974.8922 | -1682.4767 | 747.0122 | 1685.0798 | -1923.9601 | -45.7459 | -564.8725 | 210.1042 | -68.7147 | 123.0431
2030-01-15 | 21 | 3.9246 | 962.7983 | -54.1121 | -508.7677 | -80.5808 | -1273.891 | -12484.2031 | 2284.0105 | -568.532 | -115.0399 | 3730.7417 | 194.9997 | 0.99446 | -15.6767 | 2124.8433 | 1687.0861 | -335.1357 | 209.9994 | -417.66 | 144.3127 | -1429.9458 | -2290.6628 | -28.5322 | 28.2943 | 1900.2319 | -1218.2006 | -372.4406 | -646.7747 | -97.6925 | 544.8856 | 814.5361 | -1947.6609 | -1478.3723 | -456.537 | 1.5621 | -2397.6204 | -1362.6671 | 303.0875 | -13.418 | 449.9333 | -2444.8677 | -61.1598 | 5308.0449 | 1709.171 | 5069.5225 | 338.364 | -1381.0359 | 2259.5393 | -1633.5533 | 731.3676 | 1361.2147 | -1698.6632 | -125.5136 | -1435.5516 | 210.1042 | -92.2837 | 168.1808
2030-01-15 | 22 | 5.7109 | 807.7582 | -56.1293 | -451.1566 | -49.2538 | -1191.3586 | -12396.624 | 2311.9536 | -2.9416 | -122.0001 | 3724.9956 | 195 | 1.0171 | -103.0732 | 2040.0344 | 1566.9097 | -271.7363 | 209.9994 | -561.1082 | 147.2741 | -1229.8135 | -1711.2589 | -16.2857 | 34.3055 | 2942.6655 | -1401.0719 | -148.0124 | -611.5119 | -93.6104 | 581.8234 | 873.0989 | -2361.7825 | -1344.2615 | -445.8388 | 3.3367 | -2110.4448 | -1464.4379 | 294.7564 | -2.6555 | 449.8351 | -2500.3206 | -63.8928 | 5223.4438 | 1741.7643 | 5057.957 | 350.2915 | -971.6172 | 2439.9277 | -1198.7203 | 756.9655 | 1589.7065 | -1880.3177 | -48.6761 | -1368.7677 | 210.1042 | -38.5347 | 162.7352
2030-01-15 | 23 | -2.5586 | 482.7727 | -57.4526 | -462.6544 | -6.1708 | -1054.6237 | -12545.5186 | 2453.0149 | -333.9539 | -109.2899 | 3676.3071 | 195 | 0.99396 | -214.5976 | 1779.743 | 1466.0627 | -114.2876 | 209.9994 | -670.0242 | 309.4626 | -1171.3607 | -1383.4604 | 91.0837 | 45.7726 | 3581.958 | -1441.3879 | -163.0944 | -569.8937 | -75.6717 | 740.7809 | 728.6019 | -1025.5917 | -1384.7555 | -206.3196 | 3.723 | -1956.6606 | -540.101 | 40.0546 | -103.6177 | 449.8574 | -2699.8022 | 88.0491 | 4809.9263 | 1583.5192 | 5042.394 | 1.0164 | -620.0197 | 2677.9175 | -811.6301 | 1153.5588 | 1863.1543 | -2670.2881 | -1408.6256 | -266.4468 | 210.1042 | -90.435 | 132.1105
2030-01-15 | 24 | -2.7072 | 485.238 | -53.983 | -427.8724 | 0.99956 | -1077.125 | -12977.2461 | 2833.1995 | -2.9179 | -89.9793 | 3540.2065 | 195.0005 | 359.3807 | -256.2405 | 1595.3003 | 784.2018 | -374.4609 | 209.9994 | -713.6862 | 417.2968 | -980.3067 | -847.9849 | 172.6905 | 33.8173 | 4586.7178 | -1490.6353 | -24.075 | -572.3204 | -75.7418 | 864.796 | 624.7095 | -1221.0077 | -1329.7649 | -78.7465 | 4.9737 | -1481.2682 | -607.7044 | 1.0018 | 262.0473 | 449.5264 | -2755.1409 | 380.4774 | 4228.3862 | 1516.6359 | 5003.2866 | -76.995 | -277.0989 | 2569.7615 | -973.2285 | 1486.1908 | 2116.6243 | -2684.9641 | -1440.8368 | -994.9955 | 210.1042 | -68.5331 | -0.99783
2030-01-16 | 1 | -14.7737 | 767.6638 | -53.0047 | -531.5583 | -261.7752 | -1315.0586 | -12209.6406 | 2690.6201 | 940.7126 | -116.2635 | 2056.7693 | 0.9985 | 1.008 | -411.8256 | 1367.9341 | 1026.3866 | -78.8274 | 209.9994 | -47.949 | 149.9298 | -882.9889 | -1213.8894 | 58.9362 | -61.6043 | 722.2498 | -1537.2465 | 249.0204 | -694.7327 | -89.4779 | 758.8239 | 1005.513 | 0.98704 | -965.7095 | 0.99992 | 3.1483 | -853.6414 | 164.7112 | 254.9922 | 575.7759 | 449.0786 | -2627.2637 | 56.3061 | 3735.0034 | 1058.3376 | 4814.0474 | -3.5933 | -276.8441 | 3054.6931 | -519.1144 | 1169.9989 | 72.8162 | -1723.0012 | -1031.6416 | 217.4784 | 210.1042 | -187.7901 | -127.6674
2030-01-16 | 2 | -19.4673 | 777.1089 | -53.3421 | -339.0131 | 39.4799 | -1540.4796 | -12341.5156 | 3335.6343 | 1430.7883 | -83.83 | 3227.3467 | 0.99995 | 515.5794 | -493.074 | 1076.4426 | 920.907 | 127.9261 | 209.9994 | -113.936 | 281.1248 | -627.8056 | -1063.743 | 109.15 | -71.8639 | 1635.2438 | -1209.777 | -412.1254 | -709.9726 | -100.0044 | 833.4562 | 775.8802 | 0.9785 | -296.7617 | 22.837 | 1.1071 | -637.3908 | -1436.7986 | 300.1622 | 597.7778 | 449.9438 | -2648.1306 | 300.1837 | 3393.353 | 1315.3401 | 4542.3555 | -4.3011 | -277.8799 | 2861.197 | -164.8678 | 893.0146 | 601.11 | -2262.1309 | 549.2787 | 965.9341 | 210.1042 | 36.0761 | -138.0382
2030-01-16 | 3 | -16.0913 | 657.926 | -65.1248 | -273.3343 | 232.9924 | -1603.8126 | -13244.1123 | 4004.5261 | 1583.3386 | -74.4224 | 3250.7061 | -12.7699 | 1996.3864 | -527.3987 | 919.7504 | 932.7491 | 308.8799 | 209.9994 | -109.135 | 306.7083 | -627.3958 | -1120.5623 | 195.6243 | -77.4605 | 1734.5293 | -1146.4038 | -688.6651 | -688.1158 | -97.0799 | 1011.4518 | 538.4679 | -0.010989 | -912.4708 | -5.2494 | 0.5897 | -688.3384 | -2714.3247 | -319.1815 | 648.8766 | 1.0653 | -2710.8301 | 595.2618 | 2906.7737 | 1342.9534 | 4203.855 | -2.3951 | -276.4638 | 2512.5681 | -724.3752 | 1130.9913 | 1058.0697 | -2388.0813 | 81.6307 | 1657.3228 | 210.1042 | 27.3711 | -124.64
2030-01-16 | 4 | -16.754 | 680.7007 | -65.7727 | -287.435 | 341.1647 | -1667.7504 | -13419.0615 | 4179.1123 | 1613.0729 | -68.3274 | 2911.304 | 4.8032 | 396.1885 | -532.5756 | 918.453 | 976.9988 | 335.3347 | 209.9994 | -68.2276 | 346.9881 | -643.087 | -1228.8612 | 218.3099 | -76.2417 | 1306.6653 | -1145.8212 | -647.9908 | -715.6357 | -96.2427 | 1060.2933 | 713.3114 | 0.98455 | -419.0839 | -41.2578 | 0.59958 | -594.3125 | -2653.7039 | 454.2529 | 442.7902 | 449.3472 | -2748.6079 | 639.4579 | 2410.6907 | 1048.6586 | 3759.7485 | -305.8098 | -529.5815 | 4507.1567 | 616.6321 | 1288.8896 | 1337.233 | -2672.959 | -289.2864 | 2535.8447 | 210.1043 | 20.8284 | -103.8881
2030-01-16 | 5 | -14.1566 | 446.2198 | -67.791 | -269.7687 | 405.5768 | -1581.4767 | -13363.9639 | 4085.1326 | 1461.4816 | -135.7174 | 3451.551 | -134.6457 | 2037.1467 | -532.6862 | 1000.6306 | 1410.2147 | 272.6996 | 209.9994 | -122.0484 | 307.5684 | -763.8299 | -1112.281 | 223.9203 | -61.347 | 1967.0131 | -1264.8817 | -706.7422 | -672.9 | -86.0311 | 1059.3931 | 499.7936 | -542.007 | -1780.0612 | 0.99668 | 0.6411 | -898.9697 | -3234.3401 | -329.512 | 585.2897 | 1.0003 | -2700.2803 | 755.7556 | 2769.968 | 1508.8998 | 4042.6968 | -3.7795 | -278.4971 | 2386.1086 | -765.4792 | 1167.821 | 1618.4656 | -3261.1633 | -310.9141 | 3184.5027 | 210.1042 | 120.3511 | -10.8884
2030-01-16 | 6 | -22.5915 | 473.816 | -72.2529 | -315.2238 | 357.3289 | -1568.171 | -12941.6201 | 3629.6262 | 361.5828 | -122.1579 | 3750.4116 | -64.1076 | 1911.2014 | -485.6825 | 1181.7507 | 1433.2214 | 309.5042 | 209.9994 | -110.3788 | 95.9994 | -838.8632 | -1328.9514 | 119.9004 | -72.1871 | 2015.6387 | -1497.7666 | -264.9112 | -687.853 | -88.262 | 940.2455 | 879.5489 | 0.97752 | -1439.103 | 115.1065 | 0.66644 | -709.1092 | -2245.1787 | -89.1766 | 466.4218 | 0.99978 | -2514.0913 | 366.9499 | 3576.8447 | 1432.5325 | 4650.9912 | -3.7578 | -276.7979 | 2519.5046 | -842.5496 | 714.2283 | 1211.649 | -3489.6313 | 451.5902 | 3902.9746 | 210.1043 | 215.1437 | 53.4235
2030-01-16 | 7 | -31.2579 | 182.5357 | -79.811 | -394.8753 | 109.6238 | -1509.6436 | -12964.6768 | 3541.2786 | -259.2095 | -256.5927 | 3401.0605 | 123.2209 | 1670.8508 | -530.637 | 956.9965 | 1708.5536 | 85.1273 | 209.9994 | -381.0365 | 59.9706 | -1317.9054 | -1962.7806 | 162.0776 | -40.1421 | 3378.6555 | -1681.0095 | -282.3892 | -690.6613 | -71.2402 | 1052.355 | 1215.4038 | 0.98849 | -1287.4634 | 252.7783 | 0.46824 | -916.0484 | -1176.7729 | -297.2888 | 1.0024 | 449.4333 | -2107.7432 | 503.0253 | 4134.9907 | 1395.6299 | 4953.9712 | -288.8202 | -272.8186 | 1983.8323 | -2418.1145 | 829.9086 | 1521.9532 | -2696.6797 | 1.0037 | 7300.3081 | 210.1042 | 127.542 | 293.5091
2030-01-16 | 8 | -37.1798 | 54.6983 | -86.7915 | -420.2799 | -285.528 | -1412.8827 | -12176.8545 | 2428.2651 | -543.0135 | -221.182 | 2919.2957 | 91.411 | 2025.8485 | -332.1742 | 1606.999 | 1071.0544 | 76.3972 | 209.9994 | -566.6485 | 266.7043 | -1567.2371 | -2627.9092 | 171.1886 | 1.62 | 4113.5952 | -1652.7246 | -811.9813 | -656.9229 | -66.9755 | 955.0553 | 1544.8748 | 2.955 | -1403.9847 | 309.1476 | 0.63834 | -1461.936 | -1156.812 | -281.2061 | -15.9761 | 449.5808 | -2259.876 | 560.7101 | 4646.7964 | 1416.2347 | 5039.4712 | -3.6843 | -949.9625 | 1645.4945 | -3304.3772 | 1109.5979 | 2002.8105 | -1899.6134 | -274.4772 | 10607.9404 | 210.1043 | 77.8443 | 260.6851
2030-01-16 | 9 | -32.6181 | 1.0078 | -73.7986 | -557.0534 | -890.8195 | -1299.1633 | -12047.8389 | 1680.3959 | -451.3611 | -289.9331 | 2379.8083 | 194.9992 | 1121.5684 | -238.1058 | 1922.2577 | 763.8591 | 0.99953 | 209.9994 | -624.0124 | 211.8813 | -1532.2382 | -2791.3989 | 117.3424 | 22.8834 | 4366.1577 | -1653.0773 | -627.3125 | -666.7653 | -55.628 | 864.2626 | 1813.5305 | 334.8975 | -1288.5519 | 275.0669 | 0.61073 | -1751.4575 | -230.2816 | -106.5907 | -193.0085 | 449.8986 | -2298.0701 | 289.9483 | 5344.2002 | 1650.1483 | 5060.0293 | 465.8666 | -1302.6587 | 1545.6653 | -3192.0146 | 1087.2008 | 934.3662 | -915.3412 | -867.2249 | 12844.4561 | 0.10423 | -101.7215 | 173.7605
2030-01-16 | 10 | -34.9713 | 113.0318 | -79.8264 | -512.4122 | -853.2003 | -1343.8734 | -11820.7686 | 1634.2062 | -465.6382 | -336.7028 | 2189.6436 | 144.1227 | 1926.536 | -284.2496 | 1767.5947 | 813.934 | 1.6612 | 209.9994 | -630.6467 | 275.3696 | -1506.4972 | -2754.4375 | 111.9073 | 26.2514 | 4401.2798 | -1631.1349 | -751.7897 | -672.0652 | -59.3752 | 791.6016 | 1818.6531 | 106.3487 | -1311.0635 | 285.4657 | 0.62542 | -1731.4626 | -601.7465 | -402.9537 | -108.3022 | 449.7042 | -2249.7549 | 325.9626 | 4802.1367 | 1487.4213 | 5070.6963 | 1.0046 | -1467.868 | 716.8178 | -4027.8848 | 941.572 | 1299.7885 | -1178.4318 | 1.0038 | 13239.2637 | 0.10423 | 40.4422 | 123.169
2030-01-16 | 11 | -32.7736 | 451.1518 | -74.3995 | -429.3553 | -404.9874 | -1564.5374 | -12341.7979 | 2230.3562 | -1052.7893 | -326.1782 | 2688.4724 | 161.6116 | 1961.1958 | -292.685 | 1719.2649 | 1067.9429 | 35.6254 | 209.9994 | -422.7817 | 9.9189 | -1479.9318 | -2897.9517 | 27.9692 | -1.5991 | 3544.136 | -1796.9792 | -396.7031 | -737.3392 | -75.7507 | 749.5324 | 2109.127 | 2.3237 | -997.2398 | 127.2885 | 0.65372 | -1491.7272 | -1210.499 | -386.9165 | -72.505 | 449.8502 | -1983.7184 | 124.4842 | 4771.2183 | 1505.4073 | 5084.5078 | 1.0309 | -1281.0287 | 1047.467 | -3580.7222 | 586.7356 | 168.8958 | -1851.2094 | 1.9012 | 12198.0654 | 0.10423 | 60.7128 | 153.4136
2030-01-16 | 12 | -34.4289 | 594.1509 | -70.8873 | -423.6676 | -97.2665 | -1631.5516 | -12859.3555 | 3006.6399 | -1486.6227 | -308.6638 | 2690.2896 | 195.0067 | 1762.3461 | -279.2878 | 1798.8617 | 1123.4034 | 69.2764 | 209.9994 | -435.0702 | -102.7629 | -1272.6667 | -2945.4138 | 17.6415 | -1.5794 | 3552.0713 | -1945.7761 | -500.5443 | -762.426 | -81.455 | 832.9594 | 2451.9058 | 2.0728 | -801.3753 | 149.5284 | 0.57812 | -1303.5271 | -1208.8219 | -372.9185 | -38.4033 | 449.6859 | -2078.8721 | 0.99816 | 4783.0669 | 1526.7119 | 5088.1646 | 1.01 | -1272.4905 | 899.951 | -3683.6597 | 537.1553 | 816.8987 | -2303.2048 | 1.4587 | 11117.9512 | 0.10423 | 123.3342 | 184.3949
2030-01-16 | 13 | -38.6675 | 1023.4534 | -69.6438 | -449.4843 | 46.3231 | -1833.9667 | -13423.5801 | 3482.3433 | -678.6577 | -324.3105 | 3729.7922 | 186.2129 | 1967.7502 | -277.3547 | 1823.2211 | 1171.3804 | 93.0434 | 209.9994 | -182.571 | -257.3606 | -1280.7042 | -3148.2168 | -47.8764 | -26.6128 | 2426.5068 | -2260.939 | -37.9673 | -858.3163 | -104.1938 | 765.4393 | 2856.0051 | 1.3306 | -342.3056 | 55.929 | 0.57935 | -1085.197 | -1124.4077 | -332.9067 | -2.6049 | 449.7426 | -2102.3115 | -77.4806 | 4849.5181 | 1513.3887 | 5088.4028 | 87.9609 | -1292.5375 | 1134.7091 | -3269.2021 | 486.6675 | 624.8048 | -2751.1616 | -37.0793 | 10519.8281 | 0.10423 | 121.929 | 274.9482
2030-01-16 | 14 | -37.7057 | 1151.4047 | -66.2539 | -429.9182 | 346.6426 | -1861.7362 | -13779.9287 | 3992.7856 | -507.7945 | -316.4414 | 3566.0564 | 174.0487 | 1729.4568 | -342.3772 | 1640.7982 | 1377.4835 | 114.4037 | 209.9994 | -186.2286 | -390.7572 | -1199.6218 | -2894.3872 | -64.1638 | -36.1597 | 2376.4329 | -2218.0596 | 358.5456 | -857.9421 | -112.579 | 794.7703 | 2844.1204 | 0.99181 | -282.1386 | 45.1703 | 0.55642 | -925.7878 | -1078.4757 | -189.691 | -2.8153 | 449.7867 | -1885.4355 | -30.9861 | 4864.2158 | 1545.2247 | 5089.8442 | 142.2964 | -1341.8391 | 1730.9553 | -2520.9392 | 232.2874 | -80.7854 | -3311.113 | 1.0186 | 8092.5879 | 0.10423 | 141.4226 | 304.2327
2030-01-16 | 15 | -32.0057 | 1283.3782 | -62.4587 | -403.0862 | 544.5186 | -1859.78 | -13945.2637 | 4305.0254 | -176.731 | -308.1877 | 3268.2739 | 172.877 | 1691.7903 | -388.1156 | 1484.134 | 1493.1064 | 77.2117 | 209.9994 | -175.7588 | -481.5791 | -1064.4175 | -2552.374 | -71.2396 | -47.2313 | 2332.3206 | -2112.6284 | 708.6548 | -840.0149 | -126.0669 | 807.3099 | 2696.7097 | 0.99556 | -304.6974 | 40.4558 | 0.55949 | -857.7191 | -1057.4603 | -169.8996 | 0.99852 | 449.727 | -1713.3046 | 0.99154 | 4826.8682 | 1547.2334 | 5086.6455 | 138.8922 | -1241.4258 | 1596.8702 | -2807.5496 | 185.128 | -12.3774 | -3498.406 | 968.92 | 5261.7422 | 210.1043 | 194.6541 | 300.0685
2030-01-16 | 16 | -32.6263 | 1465.1387 | -60.6852 | -407.3066 | 645.2129 | -1954.2778 | -13917.3223 | 4457.603 | -812.4565 | -267.2667 | 3359.8638 | 174.5212 | 1879.1292 | -379.9183 | 1498.7556 | 1551.3057 | 64.4752 | 209.9994 | -216.5867 | -465.604 | -1215.3485 | -3579.3445 | -76.6045 | -45.6726 | 2439.4849 | -2190.3667 | 612.8668 | -883.2572 | -132.0555 | 778.2479 | 2756.7285 | 0.99317 | -191.3736 | -9.906 | 0.58367 | -752.2313 | -1036.557 | -181.6501 | -2.9453 | 449.7213 | -1784.6779 | 1.0004 | 4785.0005 | 1513.8347 | 5087.1143 | 69.2577 | -1256.6925 | 2129.4326 | -2118.3857 | 347.4082 | -164.2497 | -3628.3665 | 13.9773 | 5262.9014 | 210.1042 | 65.1367 | 216.9234
2030-01-16 | 17 | -32.9836 | 1784.0343 | -61.0744 | -407.0313 | 706.1766 | -2021.0259 | -14143.7549 | 4611.0249 | -733.6224 | -324.7653 | 3394.0696 | 129.7491 | 1896.9778 | -368.5086 | 1510.7094 | 1213.6067 | 76.1565 | 209.9994 | -212.7736 | -518.1078 | -1316.7301 | -4138.8433 | -142.3491 | -59.2383 | 2481.459 | -2404.2856 | 646.2737 | -923.0193 | -149.0305 | 663.2181 | 2971.406 | 2.8319 | 27.0384 | -51.114 | 0.47492 | -498.2896 | -1015.9697 | -257.1691 | -2.6718 | 449.5203 | -1664.7576 | -2.5898 | 4682.3813 | 1481.8564 | 5065.3389 | -35.4951 | -1168.5378 | 2124.719 | -2410.2695 | 111.3263 | -79.6928 | -3449.3037 | 623.0146 | 2464.564 | 210.1043 | 130.2092 | 166.196
2030-01-16 | 18 | -21.1197 | 1216.7971 | -57.7699 | -469.2984 | 592.0968 | -1731.8905 | -13857.6875 | 4770.3823 | -973.534 | -341.5909 | 3629.342 | 124.3659 | 2110.5459 | -285.273 | 1786.3849 | 952.2679 | 46.7861 | 209.9994 | -165.5047 | -747.5015 | -1167.5549 | -4370.6611 | -81.0635 | -83.0088 | 2273.4592 | -1961.9403 | 750.4426 | -859.8704 | -125.8392 | 934.6779 | 2902.3911 | 1.6734 | 111.9099 | -103.7749 | 0.48256 | 1.5179 | -239.5461 | -344.6169 | -1.6465 | 111.3504 | -1691.1525 | -144.6271 | 4710.7563 | 1474.2783 | 5089.8188 | -160.921 | -1026.469 | 1915.7054 | -3581.0366 | 156.6468 | 272.923 | -3528.0452 | 507.0066 | 3264.4773 | 0.10423 | 137.0821 | 132.7501
2030-01-16 | 19 | -27.8681 | 993.3203 | -71.5797 | -477.3109 | 664.2293 | -1652.8256 | -14193.7188 | 4720.561 | -1909.4044 | -353.3206 | 3719.5793 | 137.1548 | 2111.5996 | -22.6023 | 1984.2251 | 395.7964 | 59.4765 | 209.9994 | -424.7797 | -419.1632 | -1454.625 | -4776.1421 | -17.9033 | -32.1902 | 3182.0735 | -2480.041 | -280.0802 | -821.18 | -118.7522 | 962.2905 | 2872.1887 | 1.1573 | -1.4509 | -27.848 | 0.55671 | -57.365 | -315.4046 | -328.4102 | -1.659 | 87.3217 | -1964.501 | -2.8698 | 4666.4492 | 1457.7256 | 5082.1001 | -232.9529 | -902.5777 | 2017.689 | -3420.0247 | 616.1021 | 1081.0436 | -3788.4141 | 171.158 | 3290.521 | 0.10423 | 59.2587 | 41.118
2030-01-16 | 20 | -25.2991 | 611.6004 | -66.1716 | -456.4594 | 285.1931 | -1478.5225 | -14163.9727 | 4439.1655 | -2078.2898 | -344.9344 | 3837.5703 | 173.1598 | 2102.5068 | -95.5338 | 1954.7289 | 196.0539 | 26.7095 | 209.9994 | -625.9095 | -345.2055 | -1573.3585 | -5449.127 | -3.6102 | -5.0799 | 3859.1738 | -1810.0902 | -845.0426 | -778.4768 | -105.7039 | 987.2009 | 2868.9263 | 1.0052 | 13.8764 | -59.5246 | 0.53466 | 1.0083 | -389.0515 | -140.797 | -222.2456 | 449.7763 | -2080.3801 | -2.3555 | 5135.6182 | 1475.2656 | 5085.7021 | 1.0231 | -630.1171 | 2580.2117 | -3205.5667 | 879.7004 | 530.3033 | -2949.5354 | -629.2937 | 5712.6885 | 0.10423 | -105.4998 | 9.5143
2030-01-16 | 21 | -18.0066 | 460.5886 | -47.0532 | -449.9398 | 0.99101 | -1403.121 | -13840.1816 | 3833.7141 | -2220.8467 | -345.0298 | 3842.8901 | 173.8718 | 2097.907 | -54.1529 | 1954.6587 | 255.8827 | 75.479 | 209.9994 | -661.9322 | -255.7814 | -1596.0549 | -5776.9551 | 6.0518 | -3.5164 | 3985.0627 | -1865.2661 | -1298.9316 | -771.0808 | -95.9344 | 966.0139 | 2906.3508 | 1.0131 | 16.8659 | 1.0038 | 0.50704 | 123.6376 | -298.0017 | -171.3156 | 1.0017 | 449.6019 | -2039.1532 | 0.99507 | 4560.6499 | 1413.5065 | 5019.4106 | -253.5742 | -400.0332 | 2575.325 | -2875.5444 | 889.2716 | 1189.8138 | -2914.6926 | -134.1891 | 8394.7646 | 0.10423 | -3.8528 | 9.8118
2030-01-16 | 22 | -32.5285 | 845.9014 | -68.9926 | -368.7351 | 32.4936 | -1732.6483 | -14086.0068 | 3896.8467 | -2636.613 | -340.4504 | 3895.009 | 178.9643 | 1727.3799 | -186.3923 | 1926.5565 | -104.977 | 119.046 | 209.9994 | -516.576 | -150.7064 | -1510.4716 | -5777.0308 | -9.7847 | -24.2997 | 3438.168 | -2078.5205 | -1670.9857 | -839.824 | -109.0184 | 881.0876 | 2926.1309 | 0.99894 | 10.2939 | -57.403 | 0.36838 | 344.3063 | -1072.8229 | 1.0016 | 180.8869 | 450.1366 | -2048.5601 | 1.0059 | 4518.4966 | 1463.5697 | 4985.6333 | -4.7487 | -276.4108 | 2771.7021 | -1949.6697 | 733.265 | 534.3552 | -2792.5847 | 0.99091 | 7204.9741 | 0.10423 | 43.6325 | -36.0654
2030-01-16 | 23 | -31.62 | 956.7859 | -68.9628 | -395.3313 | 208.9817 | -1817.0925 | -14334.5332 | 4118.0234 | -2082.1165 | -343.0648 | 3894.3252 | 174.0934 | 875.0167 | -293.4676 | 1939.0721 | -33.4712 | 167.8316 | 209.9994 | -276.2658 | -180.4876 | -1278.7532 | -5241.7095 | -10.4456 | -56.01 | 2374.6135 | -2224.7822 | -1378.8861 | -868.4068 | -108.6063 | 906.2095 | 2904.9844 | 2.2182 | 47.9604 | -7.4104 | 0.34887 | 501.2567 | -774.7 | 374.1664 | 576.2287 | 449.9699 | -1979.0034 | 25.0848 | 4037.7358 | 1550.0978 | 4847.188 | 177.455 | -278.4972 | 2771.1394 | -1212.3502 | 493.7027 | -277.8723 | -2898.9226 | 126.1153 | 7437.627 | 210.1043 | 56.6026 | 20.2262
2030-01-16 | 24 | -33.5348 | 1576.9685 | -70.5693 | -408.8104 | 444.2991 | -2149.1194 | -14434.2539 | 4061.592 | -1634.7963 | -320.342 | 3806.8894 | 193.7179 | 1934.0283 | -318.2542 | 1744.9197 | 263.6944 | 59.277 | 209.9994 | -293.1959 | -79.6497 | -1359.5217 | -3900.5371 | -84.2316 | -29.9187 | 2558.4109 | -2678.9456 | -1350.2324 | -970.3868 | -132.0683 | 674.389 | 2845.5332 | 1.0745 | -50.5752 | -7.6264 | 0.48367 | 124.7764 | -1089.873 | -395.8229 | 108.8518 | 449.6739 | -1866.1621 | 1.0119 | 3118.1772 | 1360.6829 | 4073.3809 | -286.5652 | -870.6962 | 2471.3633 | -2007.4388 | 388.8503 | 289.4052 | -3418.9004 | 876.5416 | 5012.6411 | 210.1043 | 250.3373 | 193.5993
2030-01-17 | 1 | -22.7528 | 1577.079 | -62.0363 | -340.4008 | 781.7159 | -2142.9688 | -14507.333 | 4734.4985 | -1182.0963 | -285.552 | 3322.416 | 194.9966 | 2131.2969 | -445.5478 | 1253.4966 | 928.2097 | 107.9756 | 209.9994 | -265.1499 | -31.5004 | -875.5561 | -2473.9536 | 5.9149 | -50.5879 | 2675.3167 | -2345.5037 | -1186.2096 | -934.4397 | -137.3496 | 897.6021 | 2159.5977 | 0.98176 | -429.193 | -18.122 | 0.56259 | 28.7872 | -2049.1045 | -480.5525 | 295.7859 | 449.3184 | -2243.0242 | 255.0316 | 3035.9092 | 1458.5031 | 4546.835 | -295.4401 | -393.1422 | 2292.3386 | -1853.6002 | 684.3832 | 22.4773 | -3392.3906 | 91.6788 | 5206.7832 | 210.1042 | 133.317 | 189.892
2030-01-17 | 2 | -21.8693 | 1536.4215 | -59.9667 | -321.6018 | 1047.2341 | -2107.5459 | -13825.4092 | 5021.6211 | -1345.85 | -84.8923 | 2977.1301 | 56.7933 | 1383.9839 | -430.1732 | 1434.2322 | 399.4459 | 393.9863 | 209.9994 | -296.2396 | -125.0062 | -620.6725 | -3320.6274 | 14.01 | -76.2303 | 2795.6177 | -2267.5957 | -1344.9384 | -917.445 | -139.284 | 965.6069 | 2226.4065 | 0.98141 | -587.6149 | 0.99687 | 0.47034 | 535.1019 | -2710.8975 | 246.1157 | 424.4982 | 449.0665 | -2844.3496 | 200.019 | 2911.3359 | 1514.6731 | 4273.7729 | -2.8244 | -304.9879 | 5930.6997 | 385.1851 | 820.9612 | 602.8481 | -4031.0828 | 159.4107 | 7901.8657 | 210.1042 | 133.7867 | 185.6455
2030-01-17 | 3 | -25.9571 | 1432.4192 | -61.5306 | -355.4064 | 949.2382 | -2180.3643 | -13493.6973 | 5057.6909 | -1406.3722 | -253.7283 | 2323.4548 | -13.5535 | 2118.5752 | -559.431 | 974.4413 | 1313.6285 | 219.317 | 209.9994 | -513.8734 | -403.4562 | -584.6127 | -4148.4487 | -11.5533 | -44.948 | 3665.1555 | -2469.4458 | -913.5323 | -962.8848 | -130.2514 | 1044.0099 | 2134.6995 | 0.994 | -186.0705 | -1.9566 | 0.63536 | 525.0096 | -2635.3196 | -363.7612 | 534.5825 | 1.002 | -2709.5791 | 97.2609 | 2921.8423 | 1520.9502 | 4603.3843 | -225.6173 | -277.4134 | 2676.874 | -1204.8796 | 692.3844 | -80.9822 | -3654.3865 | -124.9505 | 11305.6279 | 210.1043 | -4.6696 | 272.2187
2030-01-17 | 4 | -26.741 | 1423.5917 | -61.1373 | -357.5422 | 1083.2391 | -2167.5068 | -13524.4297 | 5091.1455 | -1915.9127 | -171.5161 | 2108.7876 | -177.3128 | 1555.7732 | -488.4356 | 1374.4722 | 712.4133 | 279.1479 | 209.9994 | -493.808 | -521.4539 | -517.4472 | -4045.7307 | -27.1033 | -58.8537 | 3586.874 | -2477.843 | -608.8132 | -958.9924 | -131.7945 | 1063.5448 | 2360.9216 | 0.9972 | -131.8508 | 19.9194 | 0.58939 | 762.2377 | -2502.1382 | 0.99925 | 729.2849 | 109.8508 | -2667.8167 | 31.657 | 2915.6887 | 1502.7446 | 4518.0498 | 1.0378 | -278.5711 | 2678.0127 | -879.6956 | 585.5804 | 1.0094 | -4370.8989 | -48.5945 | 11131.8604 | 210.1042 | 24.7732 | 301.8573
2030-01-17 | 5 | -29.7163 | 1286.8524 | -62.7557 | -365.3599 | 1215.2141 | -2048.0479 | -13752.25 | 5179.2832 | -2898.2444 | -324.8062 | 1993.016 | -26.0528 | 2139.7935 | -569.463 | 931.8994 | 1152.7864 | 83.553 | 209.9994 | -439.3257 | -437.1703 | -482.7162 | -3012.6306 | 16.735 | -48.8639 | 3429.8726 | -2426.0413 | -783.8945 | -913.6512 | -129.1726 | 1131.8446 | 2087.5542 | 1.0049 | -305.4041 | 152.6987 | 0.59772 | 460.8918 | -816.5363 | -577.8813 | 180.3576 | 449.4833 | -2710.1147 | 175.1171 | 2855.9836 | 1386.8428 | 4171.8281 | -245.186 | -272.3079 | 2280.4265 | -1956.0374 | 597.3301 | 120.838 | -4084.8423 | -4.5534 | 8282.2178 | 210.1042 | 53.3119 | 241.5376
2030-01-17 | 6 | -26.0207 | 1502.0894 | -62.4482 | -340.4475 | 1506.0425 | -2133.8804 | -14395.4395 | 5229.3428 | -4070.6323 | -282.9106 | 2852.738 | 107.3423 | 1777.4979 | -546.7588 | 981.3292 | 1064.968 | 170.3825 | 209.9994 | -382.069 | -461.4206 | -692.9742 | -3035.7781 | 0.99818 | -33.649 | 3125.8628 | -2383.8105 | -1095.6709 | -932.5352 | -140.4624 | 1106.2939 | 2338.5017 | 2.7829 | -285.6841 | 27.8296 | 0.5573 | 212.7195 | -1658.0557 | -681.7411 | 1.039 | 99.6197 | -2495.7954 | 202.7946 | 3733.6882 | 1409.1343 | 4864.0679 | -283.1917 | -273.0973 | 1651.3104 | -3085.9866 | 695.7956 | 1580.1368 | -4868.6016 | -337.3994 | 5921.3633 | 210.1043 | 75.2264 | 121.7016
2030-01-17 | 7 | -27.3158 | 1260.6757 | -66.254 | -365.8759 | 1300.8345 | -2017.8345 | -14240.2666 | 5016.0288 | -4085.5032 | -300.8739 | 3764.2798 | 195.0441 | 2000.9219 | -439.4073 | 1352.4399 | 981.7886 | 118.9068 | 209.9994 | -404.8475 | -421.4476 | -1199.9127 | -4504.3711 | 6.0035 | -16.0701 | 3084.7734 | -2313.124 | -703.6765 | -884.7859 | -126.862 | 1045.6313 | 2680.4028 | 1.9957 | -295.3605 | 88.593 | 0.50693 | -81.8025 | -1134.2605 | -349.63 | -105.1699 | 449.6817 | -2475.9185 | 3.2158 | 4518.1089 | 1362.8997 | 5020.7334 | 84.2088 | -510.3974 | 2399.7307 | -2196.783 | 779.7693 | 490.054 | -4958.4551 | -749.2498 | 6011.1162 | 210.1043 | 119.7428 | 81.4634
2030-01-17 | 8 | -35.1011 | 1076.064 | -73.4804 | -431.925 | 1043.4321 | -2015.3588 | -14664.3994 | 4781.1938 | -4115.437 | -339.1749 | 3641.1626 | 153.271 | 1871.4448 | -92.9028 | 1842.5072 | 265.6824 | 79.1143 | 209.9994 | -456.8674 | -552.5617 | -1539.7078 | -5464.499 | 23.4305 | 9.823 | 3318.6274 | -2472.3105 | -209.9843 | -901.7098 | -120.3053 | 1137.2565 | 3230.3704 | 1.0173 | -85.5998 | 48.1703 | 0.51469 | -582.0485 | -924.7284 | -490.5983 | -204.1847 | 285.2176 | -2189.3438 | 132.3521 | 4599.2134 | 1358.6681 | 5044.415 | -3.4713 | -986.2606 | 2112.2092 | -2346.4678 | 869.1667 | 510.8118 | -4408.979 | -713.8574 | 8299.6836 | 0.10423 | 62.6575 | 55.4738
2030-01-17 | 9 | -39.4093 | 868.3421 | -71.855 | -444.9873 | 349.3885 | -1880.0118 | -14148.6904 | 3860.0928 | -4039.5007 | -342.8224 | 3681.8232 | 194.9949 | 1865.5876 | 2.3761 | 2015.6195 | -232.5689 | 1.0015 | 209.9994 | -478.8884 | -347.2384 | -1481.1349 | -6052.1611 | 8.3168 | 11.4517 | 3358.4834 | -2311.1567 | -500.6928 | -854.2137 | -103.0952 | 956.4747 | 2911.5208 | 245.4341 | -320.4718 | 109.8696 | 0.55991 | -595.3459 | -834.7408 | -437.821 | -213.525 | 449.4774 | -2550.9128 | 57.7273 | 4630.9136 | 1333.6389 | 5061.4521 | -3.3013 | -935.0305 | 1846.0211 | -2409.6638 | 1019.1903 | 504.8679 | -3516.6365 | -806.2871 | 9433.0742 | 0.10423 | 0.89744 | 41.701
2030-01-17 | 10 | -32.9692 | 888.4197 | -68.2266 | -457.1153 | 500.0228 | -1914.1779 | -14283.5576 | 4333.1245 | -3656.022 | -218.1994 | 3692.4734 | 162.7385 | 1492.0953 | -32.0636 | 2012.3524 | -411.8299 | -32.7179 | 209.9994 | -461.9048 | -488.3768 | -1377.8314 | -6427.4312 | 42.5206 | 0.67706 | 3311.6699 | -2411.4302 | -157.4111 | -877.6733 | -101.9463 | 1073.5958 | 3032.3635 | 1.3952 | -240.6751 | 57.6875 | 0.50126 | -264.2189 | -1192.8335 | 247.5076 | -200.2232 | 449.4099 | -2352.2712 | 130.4334 | 4796.9058 | 1299.6191 | 5076.249 | 25.2149 | -1352.1748 | 5069.7407 | -136.4935 | 855.0049 | 295.4134 | -3511.6497 | -414.7141 | 11162.3633 | 0.10423 | 35.8568 | 85.3174
2030-01-17 | 11 | -33.2998 | 1138.3324 | -65.3088 | -461.2968 | 64.3019 | -1885.9839 | -12845.707 | 3704.4761 | -2114.1184 | -337.6986 | 3446.4263 | 195.0006 | 2077.9607 | 30.0485 | 2023.5679 | -86.9168 | -83.1533 | 209.9994 | -456.1633 | -293.0161 | -1462.9896 | -6191.0044 | -27.5129 | 10.7844 | 3298.7051 | -2406.8586 | -777.141 | -889.5457 | -110.4474 | 813.3943 | 2909.0491 | 127.7649 | -300.7761 | 14.0421 | 0.51682 | -407.0309 | -1275.938 | -630.153 | -352.035 | 449.6051 | -2092.6965 | -10.641 | 4852.7832 | 1320.9987 | 5080.3423 | -3.1037 | -1349.7758 | 793.2684 | -3159.4807 | 761.5664 | 461.9012 | -2102.7856 | -37.3397 | 10872.4463 | 0.10423 | -1.2396 | 122.6475
2030-01-17 | 12 | -34.6774 | 1086.9805 | -64.8261 | -578.0394 | 140.6294 | -1746.921 | -12588.1045 | 3882.6021 | -1468.6873 | -346.321 | 3424.2424 | 170.0558 | 1516.828 | 59.7464 | 2036.1995 | 145.166 | -94.2967 | 209.9994 | -470.9012 | -332.3547 | -1176.0073 | -6049.5444 | -16.6805 | 23.6328 | 3375.6641 | -2497.4006 | -981.6759 | -878.5677 | -108.5671 | 892.4642 | 2751.1492 | 491.2139 | -255.5903 | 71.0247 | 0.64176 | -606.4886 | -449.1813 | -828.3174 | -725.959 | 450.3369 | -2469.5833 | -10.653 | 5400.4058 | 1399.5994 | 5081.6104 | 140.7009 | -1349.8245 | 767.5822 | -2924.4026 | 969.0698 | 718.1401 | -2229.4443 | -869.9651 | 10849.8926 | 210.1043 | -80.5843 | 80.6183
2030-01-17 | 13 | -34.1623 | 1220.8566 | -51.8873 | -579.2925 | 325.7288 | -1696.1777 | -12978.3818 | 4165.3403 | -731.0265 | -345.8508 | 3567.3171 | 170.6658 | 1790.5258 | 66.095 | 2029.4365 | 160.0889 | -85.0201 | 209.9994 | -445.1118 | -312.882 | -917.0305 | -4984.5977 | -12.8903 | 17.5104 | 3237.9104 | -2599.5454 | -1017.0491 | -869.4993 | -112.4877 | 939.6022 | 2792.6396 | 953.2327 | -158.2037 | 160.1674 | 0.66501 | -496.7302 | 139.0859 | -728.033 | -389.2635 | 449.7019 | -2669.6758 | -2.2122 | 4906.7764 | 1355.5458 | 5080.7368 | -3.133 | -1349.8527 | 385.6021 | -2951.7969 | 942.5281 | 1483.5771 | -2933.1343 | -559.4374 | 9342.2031 | 210.1042 | -35.5781 | 114.6653
2030-01-17 | 14 | -38.6539 | 1314.938 | -60.6021 | -580.6072 | 191.1166 | -1662.5604 | -12419.2998 | 3915.3118 | -49.931 | -352.444 | 3138.4314 | 140.4042 | 1506.3116 | 62.0331 | 2033.4932 | 272.4141 | -30.975 | 209.9994 | -421.498 | -216.4795 | -852.6901 | -4839.1938 | -17.7143 | 12.7858 | 3117.272 | -2425.7073 | -1133.1217 | -850.8034 | -113.4891 | 850.4897 | 2615.5254 | 1020.7849 | -372.3792 | 254.1224 | 0.67095 | -508.9368 | 394.1833 | -757.5665 | -378.7274 | 449.6803 | -2607.447 | 13.396 | 5062.3398 | 1415.7122 | 5079.6528 | -3.2245 | -1349.9008 | 424.0958 | -2547.3218 | 748.5678 | 443.6873 | -2412.1528 | -0.33906 | 8506.2021 | 210.1042 | -69.6266 | 90.7613
2030-01-17 | 15 | -39.8335 | 1149.7052 | -58.7631 | -462.5073 | 45.8118 | -1587.459 | -11701.3672 | 3507.0603 | 32.6366 | -354.0958 | 2820.6091 | 134.8724 | 1108.5973 | 18.147 | 2011.7036 | 331.978 | 2.1239 | 209.9994 | -439.6958 | -85.1124 | -927.0519 | -5407.9048 | 20.2984 | 46.4192 | 3245.9944 | -2183.6987 | -1350.2843 | -778.7114 | -112.435 | 803.6502 | 2537.9785 | 879.2006 | -685.8421 | 339.0387 | 0.66936 | -836.4299 | 460.7492 | -906.7246 | -351.6372 | 450.0354 | -2435.397 | 284.0157 | 5041.8027 | 1486.2211 | 5074.4351 | 9.4255 | -1349.8519 | 1454.9064 | -1520.7913 | 623.7723 | 184.3394 | -2136.9753 | 769.7356 | 8452.3496 | 210.1043 | 17.1501 | 0.99937
2030-01-17 | 16 | -34.8324 | 1163.4741 | -55.7648 | -542.3894 | 116.5667 | -1331.7505 | -10335.9961 | 3338.5686 | -52.6038 | -357.2122 | 2859.2153 | 120.9946 | 1099.9948 | 96.7612 | 2054.2251 | 211.3574 | 1.7627 | 209.9994 | -457.6546 | -157.49 | -863.1468 | -6215.6655 | -12.7547 | 55.2272 | 3343.8042 | -1916.6099 | -1683.1414 | -710.2651 | -106.0253 | 765.0114 | 2419.4702 | 828.2437 | -886.6725 | 399.1594 | 0.60882 | -1170.7739 | 1166.0752 | -916.1294 | -380.2731 | 449.7419 | -2539.4368 | 68.4527 | 5091.5693 | 1557.23 | 5074.3447 | -3.1016 | -1375.322 | 1677.2133 | -1376.0226 | 748.7231 | -600.7064 | -2032.9998 | -85.6056 | 7338.3442 | 210.1042 | -142.8287 | -8.2009
2030-01-17 | 17 | -39.3479 | 645.8972 | -50.4879 | -675.2606 | -209.6424 | -854.2348 | -7796.0913 | 2191.4578 | -595.5306 | -355.4868 | 2216.2837 | 173.9386 | 0.9937 | 98.6686 | 2040.4956 | 425.0782 | -93.0945 | 209.9994 | -638.8743 | 27.5407 | -999.2559 | -6315.8604 | 36.5527 | 88.4256 | 4030.9055 | -1819.0583 | -1958.6921 | -595.5123 | -76.777 | 740.6853 | 2176.6699 | 1985.1323 | -1003.4122 | 622.1558 | 1.232 | -1633.7656 | 4690.7988 | -766.45 | -566.9142 | 450.2042 | -2696.4932 | -2.0325 | 5399.189 | 1496.5789 | 5078.3027 | 1.0117 | -1393.8885 | 1618.9049 | -1936.9587 | 1313.8804 | -216.2395 | -1850.3668 | -1877.0682 | 9220.458 | 210.1042 | -356.5233 | 7.9944
2030-01-17 | 18 | -42.8209 | 556.3006 | -51.677 | -697.7656 | -166.235 | -800.385 | -7667.3247 | 2039.9558 | -1171.8264 | -354.3289 | 2661.7488 | 151.7528 | 802.6136 | 205.3698 | 2102.0264 | -213.7209 | -231.1172 | 209.9994 | -577.5554 | -44.2112 | -1047.5718 | -6066.7451 | 8.6877 | 83.2276 | 3729.8677 | -1784.2249 | -1679.6619 | -583.9102 | -74.2766 | 713.3029 | 2210.9773 | 2341.1331 | -1072.7605 | 738.5118 | 0.60084 | -1819.4857 | 5658.5391 | -670.8429 | -683.6742 | 450.2878 | -2667.3433 | -51.8609 | 5767.3765 | 1484.5554 | 5071.9209 | 203.1851 | -1856.813 | 1438.3632 | -2394.9531 | 1000.6035 | 395.1735 | -3048.7585 | -1210.6549 | 8921.3838 | 210.1042 | -177.6858 | 159.5638
2030-01-17 | 19 | -36.5762 | 710.8845 | -51.8141 | -736.1723 | 0.996 | -965.4258 | -8803.1602 | 2559.4104 | -1544.8119 | -349.201 | 3004.5608 | 195.0001 | 970.979 | 217.343 | 2115.4927 | -507.1406 | -449.8141 | 209.9994 | -533.1119 | -161.5826 | -1152.635 | -5043.3457 | -23.7935 | 86.6124 | 3537.2642 | -1788.4142 | -1400.8142 | -638.2031 | -81.6198 | 739.9378 | 2256.2485 | 2638.5281 | -986.9675 | 495.4886 | 0.61991 | -2121.5068 | 3938.8672 | -744.7578 | -738.5433 | 450.3209 | -2381.0828 | -98.4955 | 5883.4258 | 1513.1311 | 5069.0737 | 237.9552 | -1752.4417 | 1369.6895 | -2674.7942 | 667.8887 | 804.6066 | -2844.5176 | -102.8947 | 8690.083 | 0.10423 | -22.5374 | 285.997
2030-01-17 | 20 | -48.1512 | 402.1636 | -52.9625 | -580.3143 | 231.713 | -1037.1704 | -10026.9893 | 2843.7847 | -1878.7941 | -351.4676 | 2893.1162 | 195.0026 | 561.6829 | 61.3541 | 2140.1807 | -1097.5695 | -319.3856 | 209.9994 | -476.325 | -64.2749 | -1078.1931 | -3618.0989 | 61.4285 | 70.4229 | 3322.4812 | -1895.2167 | -1388.5344 | -613.4888 | -68.2769 | 887.1768 | 2363.9441 | 3041.3555 | -924.609 | 670.5211 | 0.99922 | -2327.6433 | 2624.9072 | -640.9835 | -588.7444 | 450.1822 | -2420.967 | 101.2693 | 5831.9204 | 1596.3499 | 5068.7031 | 363.1321 | -1507.6987 | 1645.5547 | -2319.1721 | 784.3314 | 1543.5831 | -3550.636 | -298.9951 | 9651.0127 | 0.10423 | 36.3729 | 348.9009
2030-01-17 | 21 | -45.8314 | 287.9872 | -67.1964 | -553.0665 | 297.6162 | -1129.7009 | -11154.9932 | 3291.2898 | -1697.2915 | -348.9787 | 3349.6121 | 194.9996 | 1474.3506 | -1.2557 | 2152.9702 | -1191.0707 | -277.4367 | 209.9994 | -240.8971 | -64.4849 | -958.1107 | -2522.1697 | 137.7168 | 22.5534 | 2325.26 | -1710.6672 | -679.6443 | -610.5366 | -63.7629 | 1058.6418 | 2181.6558 | 1991.0768 | -1100.274 | 609.5504 | 0.56871 | -2024.2527 | 1687.9343 | -1020.881 | -460.715 | 449.738 | -2309.1624 | 417.0393 | 5273.9502 | 1520.1205 | 5064.2104 | -3.2178 | -1379.8452 | 429.5007 | -3751.8186 | 865.4681 | 2032.0815 | -3416.0576 | 0.99794 | 10228.332 | 0.10423 | 117.1742 | 343.1131
2030-01-17 | 22 | -41.377 | 478.5891 | -65.6932 | -398.5751 | 360.4836 | -1334.8525 | -11917.0137 | 3580.5195 | -1446.2804 | -336.3661 | 3295.4104 | 195.0005 | 1911.3954 | -94.0462 | 2158.3752 | -1214.623 | -284.7413 | 209.9994 | -290.7095 | 58.2072 | -864.5206 | -2502.1582 | 187.3118 | 15.8919 | 2508.2744 | -1744.6721 | -673.7816 | -636.7573 | -77.7522 | 1106.6144 | 1947.7378 | 1072.8129 | -1176.8453 | 507.4679 | 0.61784 | -1845.5125 | -361.9749 | -902.1909 | -301.4711 | 449.6738 | -2312.7913 | 654.1243 | 5160.8872 | 1688.9266 | 5053.0879 | 326.3824 | -1263.5405 | 838.9365 | -2570.0256 | 717.9476 | 459.3134 | -3311.9587 | 270.6057 | 9710.4521 | 210.1043 | 154.216 | 263.2639
2030-01-17 | 23 | -43.8773 | 469.0859 | -64.0441 | -402.3997 | 209.9219 | -1265.3477 | -11070.8838 | 3169.5906 | -763.4089 | -225.2657 | 3323.7351 | 140.6648 | 2064.9771 | -137.2439 | 2123.6721 | -814.3813 | -145.6636 | 209.9994 | -318.8031 | 185.6233 | -735.0144 | -3363.4314 | 176.1766 | 13.4636 | 2542.0234 | -1714.254 | -1062.7875 | -622.8765 | -77.5789 | 1021.9642 | 1810.0615 | 1022.5797 | -1255.4106 | 568.73 | 0.68739 | -1602.6376 | 266.9616 | -597.9609 | 107.1321 | 449.3412 | -2771.6655 | 645.1003 | 4206.2212 | 1563.2029 | 5038.3945 | -3.6791 | -735.4667 | 1834.2351 | -1103.4846 | 926.9868 | 532.0943 | -2998.2664 | 33.3687 | 10931.4941 | 210.1042 | 89.7528 | 158.4399
2030-01-17 | 24 | -57.4501 | 177.3331 | -66.1146 | -431.4366 | 118.6929 | -1020.6201 | -9486.8994 | 2688.3618 | -2.9794 | -206.3873 | 3620.0815 | 86.6384 | 2079.804 | -152.3916 | 2117.6982 | -523.2775 | 72.8368 | 209.9994 | -243.316 | 144.0558 | -560.3027 | -3345.2927 | 209.2494 | -27.0555 | 2162.8152 | -1866.4821 | -996.6125 | -562.7361 | -66.7206 | 1057.2465 | 1641.327 | 2466.0347 | -1169.7303 | 966.7065 | 0.65659 | -1027.0726 | 2760.1675 | -1.7161 | 53.5215 | 449.3106 | -2706.5537 | 693.3649 | 4080.2993 | 1607.2319 | 5016.1582 | -2.8394 | -322.38 | 1643.7683 | -805.7883 | 1061.5468 | 141.1393 | -2805.1775 | 1.3236 | 12657.4521 | 210.1042 | -58.329 | 46.0799
2030-01-18 | 1 | -55.2353 | -130.3942 | -50.1335 | -523.8563 | 104.8965 | -563.2965 | -7719.874 | 2200.2205 | 320.1438 | -215.6188 | 3781.2395 | -117.5098 | 2020.1187 | -202.1175 | 1992.7528 | -673.6456 | 290.6371 | 209.9994 | -179.9681 | 412.481 | -492.6806 | -2832.8115 | 270.1638 | -64.0882 | 1872.9802 | -1814.4598 | -2078.5586 | -463.337 | -51.4587 | 1047.9174 | 1152.9872 | 3817.0518 | -1533.4126 | 1355.2773 | 0.71145 | -763.7927 | 5875.9038 | -2.9598 | 301.6842 | 104.9963 | -2757.7075 | 900.186 | 3725.1165 | 1719.5112 | 4991.6089 | -3.4616 | -278.7608 | 1817.6355 | -154.1876 | 1179.0283 | 885.8403 | -3444.3921 | 1.4646 | 12156.7734 | 210.1042 | -38.5112 | 174.5973
2030-01-18 | 2 | -59.5673 | 243.0047 | -50.4139 | -521.7002 | 402.034 | -654.7804 | -7527.4893 | 2655.4028 | 315.6083 | -112.9537 | 3887.4744 | -94.312 | 1780.7001 | -521.0972 | 886.6571 | -716.3216 | 267.3746 | 209.9994 | -92.7173 | 242.0586 | -348.994 | -3030.1709 | 191.4747 | -85.4766 | 1603.9087 | -2002.2852 | -1562.7899 | -496.7639 | -73.8908 | 988.4468 | 1040.1711 | 4447.5498 | -1164.927 | 1247.8229 | 1.8195 | -365.1815 | 5587.9707 | -3.8052 | 473.9977 | 124.1204 | -2767.5903 | 639.592 | 3587.446 | 1664.6196 | 4977.6104 | -7.4219 | -281.7806 | 2290.5403 | 364.688 | 1046.6788 | 1116.814 | -3812.3174 | 599.6102 | 9591.4229 | 210.1042 | 57.5608 | 191.1256
2030-01-18 | 3 | -40.2093 | 425.4545 | -43.8316 | -458.1108 | 478.2006 | -712.7218 | -7798.3311 | 2689.3904 | 0.99695 | -106.1829 | 3611.1326 | -55.9351 | 1383.4712 | -523.8901 | 934.7525 | 238.3827 | 218.1263 | 209.9994 | -281.8329 | 316.4717 | -344.0771 | -2304.322 | 179.7195 | -38.0456 | 2820.7112 | -1607.8201 | -1291.3367 | -477.7812 | -79.9142 | 921.7139 | 753.7512 | 2550.8535 | -1405.6072 | 864.1677 | 2.4862 | -755.5851 | 3591.3159 | -5.3924 | 725.3762 | 0.9987 | -2761.9578 | 620.3547 | 3273.2996 | 1626.1498 | 4955.6577 | -3.837 | -277.3105 | 2543.2373 | 675.9866 | 1029.207 | 1238.2019 | -3997.9458 | 379.6879 | 6458.2617 | 210.1042 | 23.6509 | 83.0804
2030-01-18 | 4 | -27.9405 | 991.5392 | -42.6761 | -437.084 | 860.2686 | -1103.6885 | -10095.625 | 3834.1467 | -2.9831 | -125.9535 | 3571.5972 | -85.5826 | 1348.6826 | -492.4145 | 1066.6661 | 679.5271 | 125.5456 | 209.9994 | -179.3393 | 144.4038 | -162.6003 | -1040.1208 | 129.3085 | -43.0571 | 2303.041 | -1633.4064 | -1177.0787 | -607.6799 | -107.4142 | 975.5692 | 1034.0682 | 646.8608 | -1068.5431 | 440.2889 | 2.6574 | -721.3764 | 1050.0588 | -32.6461 | 823.754 | 0.99985 | -2686.6392 | 557.8766 | 3118.1021 | 1684.2283 | 4910.5835 | 1.0126 | -278.5252 | 2472.0588 | 568.543 | 831.2775 | 1576.2462 | -4621.1626 | 880.5164 | 4687.2651 | 210.1043 | 153.9298 | 96.7712
2030-01-18 | 5 | -25.1805 | 958.0315 | -53.3624 | -312.2002 | 1003.5297 | -1490.3796 | -11939.1191 | 4683.4834 | 52.6118 | -173.7925 | 3567.812 | -194.2897 | 1983.027 | -415.6383 | 1269.455 | 1075.2565 | 0.99878 | 209.9994 | -111.3117 | 132.9591 | -199.4935 | -963.3408 | 170.2491 | -40.9518 | 1942.1439 | -1623.6609 | -1400.8173 | -687.4735 | -114.2758 | 1080.0377 | 956.8303 | 0.98444 | -1293.9999 | 128.4252 | 0.92906 | -910.4551 | -1524.0557 | -526.6886 | 393.7929 | 0.99809 | -2674.0762 | 719.7499 | 3324.8779 | 1755.5526 | 4756.9604 | 1.0094 | -278.5418 | 2094.0288 | 122.4374 | 879.0081 | 1977.7688 | -4471.7886 | 697.8066 | 3400.3022 | 210.1043 | 154.3227 | 28.0039
2030-01-18 | 6 | -22.501 | 984.4913 | -52.8491 | -300.6385 | 1079.2225 | -1471.1661 | -12151.6123 | 4688.8853 | -764.2239 | -158.6506 | 3754.4539 | -144.1613 | 1950.7061 | -367.6046 | 1473.542 | 1417.9412 | 46.8218 | 209.9994 | -189.483 | 190.9482 | -546.8729 | -1615.4631 | 163.1357 | -29.6604 | 2043.1217 | -1529.2671 | -1442.3135 | -671.1635 | -116.7493 | 1008.7977 | 1038.0792 | -169.274 | -1358.4233 | 126.9841 | 0.81605 | -1060.379 | -1276.3488 | -555.7487 | -3.1262 | 344.8073 | -2498.5908 | 776.7369 | 3074.0969 | 1788.5101 | 3846.0916 | 215.5663 | -537.9529 | 2327.104 | -55.6294 | 844.8163 | 1879.0958 | -4789.1348 | 479.1864 | 1049.1738 | 210.1042 | 104.1134 | 94.6475
2030-01-18 | 7 | -17.8394 | 1058.3217 | -52.0961 | -427.7613 | 1227.6409 | -1574.0604 | -12872.6006 | 4920.0293 | -2297.7852 | -153.854 | 3855.9299 | -88.2136 | 1338.3616 | -282.5774 | 1630.6036 | 1221.8307 | -158.5961 | 209.9994 | -209.0882 | 72.2648 | -955.5998 | -2933.0247 | 131.5354 | -66.3674 | 1786.7258 | -1641.8759 | -1404.2719 | -740.9207 | -112.2633 | 1031.6874 | 1154.3066 | -413.4591 | -1180.2085 | -26.4083 | 0.72426 | -934.6478 | -1541.6573 | 93.1376 | 339.3203 | 450.1614 | -2474.5981 | 586.3752 | 4378.4761 | 1913.9159 | 5012.6172 | 408.2284 | -280.6847 | 2283.9185 | -1022.1309 | 974.8601 | 1840.7842 | -4891.4561 | -239.342 | 2414.3406 | 210.1043 | 90.8483 | 235.7751
2030-01-18 | 8 | -8.9778 | 1086.6218 | -51.5781 | -446.6705 | 1093.9642 | -1649.0615 | -13335.6123 | 4696.6387 | -2420.9705 | -150.2248 | 3760.3289 | 21.9067 | 1911.1176 | -216.004 | 1918.5018 | 2113.6548 | 114.1592 | 209.9994 | -558.8904 | 181.006 | -1253.4332 | -3770.8979 | 127.3291 | -24.3501 | 3612.6228 | -1519.6625 | -1533.8152 | -759.5316 | -106.1981 | 938.7239 | 1177.2357 | -1368.9327 | -1248.5708 | -247.5017 | 1.5683 | -1325.726 | -2304.4268 | -88.8504 | 79.0158 | 449.7912 | -2374.4438 | 492.2184 | 5296.8042 | 2023.3718 | 5039.3843 | 1016.2734 | -942.3534 | 2222.7285 | -1468.2844 | 1059.2571 | 2732.5176 | -4344.7959 | -527.1779 | 3297.7007 | 0.10423 | 63.9133 | 202.6373
2030-01-18 | 9 | 11.0739 | 1167.5496 | -49.5934 | -563.0732 | 887.0717 | -1713.0751 | -14338.2998 | 4648.4336 | -1843.2367 | -256.0995 | 3698.6074 | 170.4576 | 1939.6229 | -300.8688 | 1592.5815 | 2304.2703 | -382.186 | 209.9994 | -579.5242 | -32.7902 | -874.8535 | -4032.0293 | 78.0188 | -21.3462 | 3867.8855 | -1412.7167 | -1393.4877 | -811.0616 | -108.5261 | 971.8636 | 977.1719 | -3598.8057 | -1389.536 | -668.8034 | 0.55344 | -1634.6533 | -1853.4017 | -106.8916 | 96.2772 | 449.6768 | -2571.363 | 215.1012 | 5479.2412 | 2047.1282 | 5053.4448 | 1182.5522 | -1355.6346 | 1989.9675 | -1439.6819 | 1018.3238 | 2113.9429 | -3971.8242 | -405.0641 | 4832.9321 | 0.10423 | 55.0745 | 237.3121
2030-01-18 | 10 | 4.771 | 1319.0023 | -45.6443 | -595.627 | 625.8352 | -1782.1567 | -14094.0977 | 4482.7856 | -1122.2052 | -277.9963 | 3765.0464 | 165.263 | 1835.3691 | -246.627 | 1788.0236 | 2060.3674 | -209.5441 | 209.9994 | -340.166 | 51.0165 | -875.9999 | -3764.6475 | 76.4388 | -30.8201 | 2701.6194 | -1516.5553 | -1720.0884 | -842.9797 | -109.8992 | 910.2208 | 1354.6722 | -2540.3171 | -1302.7295 | -572.5178 | 0.53841 | -1615.576 | -2096.561 | -270.4386 | 31.8189 | 449.8874 | -2586.5276 | 249.4814 | 5187.5571 | 1890.7144 | 5062.6846 | 822.1022 | -1354.2139 | 1552.1356 | -1266.6617 | 910.3428 | 1111.4698 | -3260.3557 | 3.3885 | 5290.915 | 0.10423 | 55.9241 | 220.1744
2030-01-18 | 11 | 4.7936 | 1279.3988 | -40.1083 | -601.9566 | 500.9891 | -1740.8182 | -13400.3789 | 4161.7798 | -834.8441 | -242.5778 | 3700.3096 | 195.0002 | 1734.493 | -17.4754 | 2076.2002 | 2129.3889 | -202.8481 | 209.9994 | -402.9974 | 60.0573 | -756.848 | -3655.5317 | 53.9236 | -0.42725 | 3169.8901 | -1549.3917 | -1789.0154 | -839.446 | -106.6473 | 870.0394 | 1669.0625 | -2721.6182 | -1299.9236 | -565.0324 | 0.58105 | -1842.6885 | -1813.1226 | -275.5179 | 20.4895 | 449.8443 | -2556.3408 | 224.0967 | 5181.4019 | 1841.0365 | 5068.9341 | 800.5385 | -1353.8021 | 1669.0984 | -983.5245 | 885.2198 | 1343.4038 | -3275.2964 | 1.0075 | 6897.6313 | 0.10423 | 57.3502 | 169.2585
2030-01-18 | 12 | 7.2964 | 1002.1423 | -38.9734 | -616.8593 | 0.99511 | -1446.5046 | -11552.5264 | 3081.5605 | -559.8147 | -339.9812 | 2867.803 | 195.0016 | 1180.9503 | 85.5099 | 2087.4453 | 2458.738 | -360.2312 | 209.9994 | -427.4964 | 268.5236 | -745.6118 | -2909.0801 | 57.836 | 35.0267 | 3325.0574 | -1450.8772 | -2201.2424 | -759.3973 | -92.4515 | 750.5635 | 1394.0709 | -3359.4326 | -1539.3693 | -483.5181 | 0.65407 | -2382.4639 | 527.506 | -212.47 | 103.849 | 449.8074 | -2677.2329 | 184.9931 | 5077.8154 | 1893.4708 | 5070.0962 | 791.0396 | -1357.0217 | 1859.1466 | -302.8265 | 941.8694 | 1102.454 | -2560.6638 | 0.99294 | 7762.5586 | 0.10423 | 16.2136 | 75.0696
2030-01-18 | 13 | -0.17624 | 745.6807 | -38.6184 | -577.4016 | 249.9616 | -941.5869 | -10738.0068 | 2949.377 | -975.7877 | -242.4264 | 3438.905 | 195.0002 | 317.7246 | -14.6733 | 2151.7361 | 1374.4811 | -308.9241 | 209.9994 | -465.8867 | 357.3098 | -915.1597 | -3656.3896 | 99.8463 | 69.6834 | 3409.1228 | -1345.3253 | -2140.385 | -584.5244 | -86.4402 | 769.0654 | 1339.0188 | -1626.6364 | -1582.5079 | -140.6054 | 1.456 | -2563.7131 | 1269.5914 | 107.4184 | 242.0997 | 449.7146 | -2732.1538 | 267.7276 | 5024.292 | 1893.0323 | 5069.0737 | 841.3764 | -1101.5428 | 1973.5703 | 67.8669 | 1351.2952 | 1213.1002 | -2947.2083 | -1544.0374 | 4292.708 | 210.1043 | -156.8853 | 153.1867
2030-01-18 | 14 | -10.556 | 1043.6647 | -41.3525 | -681.0159 | 283.5029 | -1050.2426 | -10909.9189 | 3149.3027 | -827.6748 | -119.2022 | 3453.5029 | 194.9998 | 387.3977 | -18.1166 | 2126.0781 | -411.8233 | -648.5957 | 209.9994 | -400.2244 | 368.4279 | -795.4007 | -2537.2585 | 99.7652 | 40.974 | 3203.8752 | -1475.8728 | -2002.0409 | -629.3418 | -93.1473 | 777.6239 | 1279.74 | 169.3843 | -1491.8352 | 50.8139 | 2.0197 | -2285.96 | 1817.6298 | -88.2811 | 171.5153 | 449.803 | -2674.5808 | 404.3542 | 4951.4736 | 1844.74 | 5068.2852 | 689.9457 | -1059.1898 | 1948.1082 | -11.5452 | 1175.2897 | 1083.8691 | -2967.416 | -762.4749 | 2764.3123 | 210.1043 | -105.3786 | 165.9783
2030-01-18 | 15 | -27.7327 | 708.8609 | -44.6454 | -516.6829 | 796.4537 | -1188.183 | -12107.3389 | 3993.0735 | -1813.3055 | -145.4451 | 2648.1589 | 66.5411 | 373.369 | -53.7534 | 1845.6968 | -524.5178 | -425.0937 | 209.9994 | -373.0211 | 238.5315 | -402.4501 | -725.0759 | 173.7227 | 5.049 | 3518.7825 | -1695.3412 | -1619.3263 | -627.9196 | -86.9931 | 1041.5259 | 1335.5504 | 957.8112 | -1297.6014 | 295.1053 | 2.088 | -1826.4758 | 42.4359 | -7.2644 | 258.0382 | 449.7657 | -2669.0481 | 620.4417 | 4602.2856 | 1845.4951 | 5067.291 | 451.0315 | -1008.9972 | 1776.0176 | -388.1046 | 904.4246 | 922.5652 | -4145.3159 | -511.7045 | 4044.7725 | 210.1042 | -8.3731 | 191.3009
2030-01-18 | 16 | -32.0376 | 702.2736 | -45.0671 | -523.7725 | 660.1138 | -1099.8243 | -11425.5654 | 3606.0686 | -1711.785 | -162.2568 | 2611.9678 | 19.3133 | 1615.1997 | -121.374 | 1958.2014 | -71.5341 | -378.2238 | 209.9994 | -317.0945 | 349.9099 | -396.8906 | -653.0512 | 195.1777 | -9.9493 | 3330.2876 | -1661.9333 | -1733.1038 | -591.3656 | -85.2321 | 1002.3822 | 1206.5214 | 935.1288 | -1417.5292 | 430.8393 | 1.7579 | -1727.6409 | 1030.2457 | -351.3046 | 218.2281 | 449.7344 | -2652.4973 | 726.6476 | 4295.0557 | 1649.8735 | 5067.2988 | 189.1645 | -1320.8914 | 1890.0679 | -563.9681 | 890.8969 | 1481.759 | -4298.4409 | 0.9872 | 5910.792 | 210.1042 | 93.1073 | 225.5123
2030-01-18 | 17 | -35.1132 | 485.2637 | -50.3781 | -538.3247 | 571.0961 | -939.2157 | -10670.1006 | 3221.9939 | -2629.1316 | -155.8276 | 2555.4543 | 34.6121 | 666.4843 | -168.7616 | 1878.5654 | -84.7622 | -416.9332 | 209.9994 | -378.7113 | 504.8534 | -651.2842 | -999.3597 | 250.112 | 2.8688 | 3372.1101 | -1636.3221 | -1812.8049 | -551.9612 | -70.6325 | 1042.2014 | 1144.5165 | 807.0772 | -1430.2992 | 500.992 | 2.8376 | -1770.1526 | 2482.7974 | -175.4532 | 71.9784 | 449.8684 | -2821.1624 | 792.5872 | 4979.707 | 1710.4475 | 5069.9707 | 422.99 | -1352.1044 | 1885.86 | -888.6759 | 1437.897 | 1816.1506 | -4371.0498 | -1793.6664 | 7450.2896 | 210.1042 | -75.8187 | 239.8202
2030-01-18 | 18 | -34.4842 | 481.0764 | -56.5161 | -669.3224 | 301.7144 | -865.8682 | -9733.418 | 2883.1946 | -978.1553 | -156.5281 | 2575.8833 | 70.3182 | 62.2744 | -120.4412 | 1917.3846 | -114.7339 | -364.8934 | 209.9994 | -368.6807 | 435.0331 | -707.1323 | -995.2819 | 204.2126 | -22.6025 | 3290.7219 | -1755.8226 | -1623.9919 | -552.8602 | -67.6517 | 969.5467 | 967.8818 | 967.5416 | -1254.3199 | 547.0618 | 5.2014 | -500.126 | 4669.0576 | -303.4526 | -334.3809 | 450.1006 | -2805.1897 | 604.8506 | 5231.791 | 1771.7909 | 5068.2876 | 150.3367 | -1694.0752 | 2082.0591 | -1167.8518 | 1495.3633 | 1544.452 | -3460.2048 | -1649.9479 | 6971.2432 | 0.10423 | -187.2246 | 243.7089
2030-01-18 | 19 | -29.5217 | 623.7059 | -60.3027 | -657.8808 | 354.3324 | -991.5039 | -9840.3672 | 2711.7532 | -2213.1372 | -145.5522 | 2147.9233 | 133.0135 | 1.0157 | -84.5914 | 1967.6755 | 773.2422 | -203.5853 | 209.9994 | -621.5767 | 564.9578 | -790.2071 | -929.7908 | 172.7179 | -21.2983 | 4447.2012 | -1720.3533 | -2300.3728 | -584.4042 | -71.8436 | 872.3062 | 584.4547 | -260.8837 | -1338.8059 | 328.8575 | 6.0836 | 269.1663 | 5425.4341 | 1.0019 | -146.2472 | 449.9185 | -2842.4419 | 402.9609 | 5522.3755 | 1930.0984 | 5064.4126 | 612.1102 | -1556.2493 | 2094.0354 | -560.4159 | 1306.7142 | 2175.4126 | -4081.4873 | -1457.3459 | 6492.9668 | 0.10423 | -69.3369 | 242.589
2030-01-18 | 20 | -11.6683 | 593.9077 | -56.8455 | -544.8632 | 57.238 | -943.5145 | -9798.9473 | 2383.3728 | -1393.0796 | -122.2819 | 2269.0464 | 194.9997 | 1.012 | -89.3663 | 1856.7134 | 692.039 | -420.4607 | 209.9994 | -646.7698 | 578.1478 | -908.4391 | -907.5005 | 104.4846 | -9.1849 | 4401.6724 | -1489.1842 | -2335.5928 | -555.3335 | -78.953 | 709.577 | 286.3561 | -1589.9048 | -1362.1561 | -17.0308 | 6.9634 | 123.2233 | 2627.375 | 27.5621 | -2.3556 | 449.798 | -2808.156 | 240.8497 | 5326.2993 | 1996.0159 | 5060.7935 | 759.816 | -1267.0757 | 2322.804 | -88.2989 | 1240.0453 | 1718.7537 | -3369.8379 | -1158.7128 | 5841.7729 | 210.1042 | -92.8862 | 269.5619
2030-01-18 | 21 | -7.0362 | 341.0882 | -53.6569 | -515.4626 | 61.7336 | -823.6097 | -9885.71 | 2277.0762 | -1469.7673 | -122.4285 | 2185.553 | 195.0003 | 1.024 | -42.9145 | 1876.5153 | 368.6267 | -547.7783 | 209.9994 | -658.155 | 565.9161 | -813.4636 | -795.665 | 129.7184 | -17.3585 | 4466.2871 | -1330.9768 | -2414.2107 | -521.4574 | -71.5348 | 762.7104 | 176.8272 | -2300.1638 | -1403.8505 | 10.7099 | 6.6957 | 215.4491 | 3524.4866 | 52.6487 | 0.98249 | 449.8448 | -2835.2051 | 296.6202 | 5201.9209 | 1990.6614 | 5050.6147 | 702.3104 | -965.3744 | 2502.2212 | 295.7501 | 1333.9141 | 1719.4111 | -3494.0625 | -1371.7775 | 6272.1021 | 0.10423 | -136.3586 | 264.2583
2030-01-18 | 22 | -12.5419 | 331.7175 | -54.8532 | -519.2158 | -65.0723 | -753.8232 | -9389.5752 | 2084.2192 | -273.3108 | -140.6736 | 2172.3022 | 194.9998 | 47.6766 | 95.4461 | 2143.2109 | -59.1725 | -441.7254 | 209.9994 | -699.3898 | 543.7815 | -810.4431 | -1361.715 | 118.5813 | -17.4776 | 4519.9116 | -1481.4908 | -2579.4146 | -508.0686 | -74.5995 | 738.0354 | 306.7917 | -1208.7277 | -1303.2888 | 189.7712 | 7.1778 | 491.7199 | 3532.5142 | 163.0054 | 132.0074 | 449.6374 | -2831.4392 | 275.855 | 4908.0923 | 1978.6108 | 5040.9507 | 617.9706 | -660.5218 | 2668.5403 | 547.425 | 1506.9912 | 1379.0817 | -2700.4158 | -1356.7358 | 5292.1226 | 0.10423 | -254.1686 | 227.849
2030-01-18 | 23 | -13.2231 | 323.1673 | -53.6823 | -529.4413 | -32.7772 | -746.0729 | -9609.2656 | 2412.3821 | -219.5446 | -141.5 | 2543.2957 | 194.9998 | 447.0131 | 92.6161 | 2169.8914 | -414.6339 | -425.5157 | 209.9994 | -639.9069 | 562.3841 | -797.0226 | -2512.6826 | 155.3586 | -8.2911 | 4412.8633 | -1531.2257 | -2285.8069 | -513.2652 | -75.4553 | 797.0233 | 209.8975 | -502.4574 | -1220.0482 | 168.059 | 7.5645 | 471.4677 | 3321.356 | 31.544 | 244.044 | 449.736 | -2878.4226 | 460.859 | 4486.4482 | 1940.3864 | 5025.439 | 429.7838 | -280.8222 | 2752.3491 | 740.5204 | 1689.0865 | 1705.6079 | -2457.1924 | -1204.2493 | 4151.2808 | 210.1043 | -262.0595 | 210.0151
2030-01-18 | 24 | -11.0328 | 679.1378 | -49.863 | -539.7565 | 279.7979 | -969.4484 | -10627.2793 | 3047.1074 | -1025.8464 | -183.2703 | 2619.0491 | 54.1466 | 633.1064 | 17.0889 | 1990.625 | -327.9542 | -474.8181 | 209.9994 | -584.3058 | 438.2764 | -621.0356 | -2938.499 | 167.7574 | 11.3073 | 4195.3335 | -1661.1283 | -1375.6711 | -580.2626 | -86.0336 | 861.7732 | 594.12 | -620.6693 | -1103.9448 | 63.4975 | 6.1939 | -390.8278 | 2354.5742 | 1.0001 | 416.012 | 449.4479 | -2827.9343 | 549.6409 | 4197.8677 | 1932.0508 | 5010.1328 | 418.0526 | -280.5678 | 2538.5154 | 938.7397 | 1485.2089 | 1841.0348 | -3379.1194 | -1008.4343 | 2706.572 | 210.1043 | -127.5241 | 223.9825
2030-01-19 | 1 | 13.0811 | 958.9355 | -37.1292 | -444.2455 | 489.3813 | -1373.4965 | -12081.208 | 3855.3918 | -389.0408 | -125.6856 | 3250.8979 | 33.8563 | 1984.8844 | 192.4397 | 1594.4275 | -1058.3556 | -1105.7686 | 209.9994 | -309.3499 | 325.0704 | -406.1881 | -2670.5056 | 155.638 | 27.0085 | 2977.8608 | -1369.2585 | -996.4432 | -683.4669 | -108.8859 | 883.7888 | 393.8468 | -1462.2728 | -1448.5283 | -431.3326 | 3.5196 | -1660.1746 | -2590.0828 | -394.7571 | 663.6317 | 139.2937 | -2750.9436 | 670.6705 | 3314.301 | 1725.3164 | 4984.6777 | -4.4383 | -277.5478 | 2351.2397 | 50.046 | 1173.0317 | 1458.3196 | -3481.0293 | 8.2783 | 1306.4365 | 210.1042 | 44.2248 | 129.4433
2030-01-19 | 2 | -17.6777 | 946.9161 | -40.8206 | -378.4733 | 216.4382 | -1164.6125 | -10168.1084 | 3139.7048 | 606.5605 | -164.0739 | 3130.7134 | -60.3505 | 751.2815 | -158.7728 | 1607.1538 | -1643.6448 | -335.3772 | 209.9994 | -234.9976 | 22.3217 | -222.4798 | -1133.884 | 21.388 | 6.7539 | 2475.8486 | -1740.4572 | 602.0629 | -621.7922 | -115.8384 | 661.506 | 1434.1954 | 1702.9462 | -624.7377 | 240.7614 | 7.3636 | -871.4941 | 306.1938 | -4.5212 | 1024.8796 | 25.8425 | -2598.9001 | 257.1891 | 3131.8333 | 1575.5294 | 4965.8125 | -4.0578 | -276.7288 | 2895.2231 | 17.6283 | 818.1385 | 523.264 | -2739.4836 | 915.4495 | -4168.4385 | 210.1042 | 49.1055 | -81.6366
2030-01-19 | 3 | -9.8569 | 655.1941 | -33.3855 | -319.468 | -4.6643 | -962.5836 | -9348.9385 | 2668.8557 | 1011.4176 | -167.0026 | 2051.3625 | -100.5145 | 0.95797 | -218.7346 | 1472.434 | -1291.962 | -237.0958 | 209.9994 | -141.2124 | 9.343 | -160.944 | -767.8781 | 4.0816 | 1.7266 | 1765.8677 | -1234.4781 | 925.3474 | -538.9893 | -91.0615 | 601.7504 | 1196.4728 | 1430.2756 | -848.8602 | 245.4384 | 7.1603 | -1118.0774 | 81.1933 | 1.0004 | 1111.8635 | 2.3 | -2522.5251 | 178.1009 | 2893.0417 | 1349.576 | 4672.9111 | -3.702 | -276.7461 | 3035.2043 | -237.0202 | 675.1417 | 422.9256 | -2400.4937 | 1322.9404 | -3888.7666 | 210.1043 | 61.2715 | -56.6079
2030-01-19 | 4 | -14.7543 | 356.9906 | -34.0507 | -303.375 | -230.4142 | -736.2634 | -8178.1255 | 2023.3076 | 1247.0261 | -158.1281 | 642.2007 | -97.1199 | 1.0184 | -283.658 | 1372.0391 | -700.377 | -26.9494 | 209.9994 | -3.301 | 75.3836 | -156.0331 | -292.7603 | 3.1382 | -18.2022 | 717.569 | -1122.4641 | 777.6443 | -454.3011 | -80.2078 | 540.3072 | 1109.9238 | 1859.7056 | -1031.5447 | 440.2833 | 6.8483 | -1110.1492 | 662.3931 | -5.6668 | 1085.0115 | 0.99908 | -2509.9294 | 141.5189 | 2789.623 | 1341.1642 | 4559.5259 | -3.431 | -276.7468 | 3071.0093 | -252.4178 | 663.0181 | -73.8167 | -2174.9517 | 1189.5593 | -3057.7849 | 210.1043 | 40.0574 | 86.9868
2030-01-19 | 5 | -13.4166 | 154.5441 | -32.4985 | -276.0647 | -257.4699 | -616.666 | -7963.3823 | 1945.1346 | 1192.6624 | -165.8852 | 1315.0106 | -103.2729 | 0.9583 | -294.9167 | 1427.9769 | -504.2094 | 91.6435 | 209.9994 | -19.4525 | 154.9151 | -199.4243 | -99.3049 | 33.5272 | -11.569 | 878.9946 | -1019.7621 | 400.1648 | -409.8095 | -73.7361 | 569.9396 | 1046.8391 | 1810.1378 | -1241.8989 | 496.0622 | 6.1889 | -1251.6322 | 585.6332 | -5.2793 | 1042.6469 | 1.0012 | -2510.5034 | 267.3344 | 2795.9639 | 1337.8768 | 4523.9541 | -3.4688 | -276.716 | 3056.6453 | -357.4807 | 713.3768 | -74.0442 | -2194.5403 | 1078.0909 | -3217.8953 | 210.1043 | 34.4881 | 172.7418
2030-01-19 | 6 | -5.5244 | 704.6959 | -33.1122 | -291.7096 | 252.6452 | -1016.8538 | -9807.1201 | 3093.0791 | 729.5698 | -169.9806 | 2492.0647 | -121.6757 | 1.0061 | -324.7313 | 1396.6771 | -444.2365 | 43.0334 | 209.9994 | -57.0572 | 10.7221 | -214.288 | -49.7261 | -5.7693 | -21.7465 | 1212.9441 | -1240.2867 | 9.7005 | -557.8879 | -98.517 | 625.5049 | 1245.4647 | 970.8395 | -977.3784 | 173.9776 | 6.0251 | -995.1923 | -562.5657 | -108.1448 | 911.7271 | 0.99977 | -2499.896 | 223.9644 | 3130.2117 | 1591.8235 | 4691.459 | 0.98161 | -278.1972 | 3131.833 | -25.2003 | 621.0448 | 712.5906 | -3038.5632 | 1280.3207 | -5099.7666 | 210.1043 | 115.7376 | 37.5894
2030-01-19 | 7 | -6.8804 | 1087.0499 | -38.607 | -341.364 | 740.2965 | -1378.4104 | -11704.1416 | 4114.2495 | -265.716 | -150.7869 | 3781.9941 | -42.4047 | 1285.6451 | -269.826 | 1562.8446 | -537.6591 | -74.8791 | 209.9994 | -118.5613 | 102.9392 | -267.7384 | -577.2728 | 62.5855 | -7.1482 | 1739.1642 | -1457.3386 | -276.8004 | -670.5843 | -123.1027 | 814.9329 | 1192.1288 | 401.0853 | -1069.0317 | -3.8521 | 3.9029 | -1200.2898 | -1461.1455 | -52.6812 | 1122.3455 | 1.0023 | -2634.7725 | 467.2225 | 3569.782 | 1896.625 | 4934.3149 | 343.0149 | -280.0309 | 2954.7771 | -243.7141 | 745.2845 | 1627.3464 | -4047.7102 | 962.0917 | -2916.218 | 0.10423 | 157.4264 | 26.8701
2030-01-19 | 8 | -18.3532 | 1100.5139 | -63.1901 | -269.5835 | 1018.5156 | -1674.207 | -13049.8418 | 4779.5522 | -969.2054 | -168.4699 | 3868.5757 | -40.405 | 1905.8157 | -194.4999 | 1742.4349 | -459.7357 | -242.4658 | 209.9994 | -133.7667 | 215.335 | -561.3892 | -840.8277 | 127.0339 | 5.6656 | 1740.6725 | -1479.3677 | -678.7443 | -709.4585 | -123.8711 | 893.8636 | 1202.1285 | 0.97819 | -1198.3149 | -138.6839 | 3.5449 | -1449.5059 | -2701.7686 | -80.4702 | 1123.3022 | 1.0015 | -2719.689 | 779.6408 | 3829.6287 | 2007.2689 | 4972.0078 | 565.1201 | -281.055 | 2853.5588 | -461.1066 | 962.7928 | 2015.3087 | -4463.1904 | 230.0821 | -422.3929 | 210.1042 | 139.3761 | 48.4988
2030-01-19 | 9 | -5.4951 | 1098.0082 | -44.6238 | -390.8928 | 817.0109 | -1678.4001 | -13177.3047 | 4416.2207 | -1760.6561 | -203.242 | 4060.7488 | -13.51 | 1246.8691 | -14.1481 | 2096.5532 | -367.4435 | -295.7447 | 209.9994 | -183.5212 | 121.0522 | -600.7247 | -677.2493 | 87.6791 | 23.3109 | 1442.5139 | -1488.0695 | -304.509 | -758.23 | -114.9232 | 890.4011 | 1469.9484 | 0.98489 | -956.4393 | -293.4125 | 4.2903 | -1573.819 | -2435.7136 | 216.3865 | 496.2036 | 449.7302 | -2726.7966 | 436.6043 | 4541.1729 | 1925.5314 | 4985.999 | 461.6996 | -280.703 | 2940.2305 | -422.3508 | 1085.8773 | 1990.3057 | -4499.4282 | -540.3055 | 1264.2312 | 210.1043 | -18.2526 | 54.2884
2030-01-19 | 10 | 10.3554 | 1157.5994 | -44.405 | -422.4526 | 615.3501 | -1712.9645 | -13241.9365 | 4274.5371 | -1191.3354 | -155.3932 | 3793.3584 | 102.5856 | 1295.3641 | 0.99816 | 2138.9109 | -296.8699 | -512.9219 | 209.9994 | -197.4298 | 218.4958 | -855.6725 | -799.2879 | 114.6585 | 10.1899 | 1494.3171 | -1318.5894 | -302.5654 | -785.2136 | -111.9441 | 873.9241 | 1109.5219 | -1493.0636 | -1114.6508 | -557.7861 | 4.4001 | -1681.9751 | -3173.1462 | 260.9081 | 529.1652 | 449.9608 | -2698.9607 | 551.6274 | 4419.8735 | 1906.3956 | 5015.7349 | 437.3233 | -280.5529 | 2833.8135 | -598.7995 | 1178.1616 | 1799.3148 | -3422.8054 | -345.4927 | 2682.4819 | 210.1042 | -71.5506 | 101.9957
2030-01-19 | 11 | 9.3991 | 964.2485 | -46.6005 | -434.8029 | 653.7517 | -1741.8746 | -13684.4619 | 4387.1772 | -1487.7721 | -153.8507 | 3781.9358 | 91.9463 | 1311.553 | 213.735 | 2039.551 | 882.7371 | -296.6183 | 209.9994 | -194.426 | 84.6585 | -588.6077 | -690.9717 | 137.1124 | 18.8615 | 1578.5808 | -1161.3009 | 310.5441 | -768.7467 | -103.1283 | 975.7782 | 1065.2692 | -2474.2456 | -1315.9619 | -638.7261 | 3.5895 | -1991.5525 | -3120.6672 | 192.1939 | 462.8851 | 450.218 | -2771.0735 | 491.75 | 4441.4995 | 1905.6129 | 5026.2783 | 513.6608 | -281.0921 | 2566.1025 | -884.8113 | 1141.1376 | 1840.4749 | -3538.698 | -447.9361 | 3656.3821 | 0.10423 | -21.6788 | 116.2514
2030-01-19 | 12 | 10.6538 | 1066.4882 | -47.3803 | -452.6855 | 661.8182 | -1766.3334 | -13724.8574 | 4246.1479 | -1879.5463 | -186.5148 | 3834.6489 | 29.9243 | 1135.3688 | 251.0625 | 2006.3372 | 912.446 | -381.8716 | 209.9994 | -183.3578 | 239.6514 | -782.0233 | -1050.8018 | 144.825 | 23.2038 | 1253.4701 | -1177.6118 | 248.259 | -782.7789 | -102.0312 | 903.4927 | 1161.9167 | -2931.4458 | -1208.1073 | -681.1451 | 4.8395 | -1926.386 | -2945.7729 | 161.3115 | 389.188 | 449.5847 | -2848.5085 | 485.1672 | 4403.6538 | 1826.3485 | 5031.3765 | 399.175 | -280.5873 | 2788.2393 | -596.8998 | 1516.9686 | 2413.1499 | -3791.3389 | -1261.5006 | 3735.5312 | 0.10423 | -73.3158 | 50.3216
2030-01-19 | 13 | 20.2614 | 1192.9077 | -43.7814 | -435.3497 | 656.3584 | -1749.6185 | -13892.1172 | 4378.3633 | -1606.226 | -216.3136 | 3752.064 | -12.4474 | 278.1924 | 1.0004 | 2164.7258 | 1400.5369 | -502.7617 | 209.9994 | -180.7903 | 158.279 | -568.7124 | -706.0601 | 122.9391 | 11.2307 | 1486.1909 | -1071.0289 | 151.3544 | -782.3823 | -109.6488 | 909.3655 | 971.1746 | -3786.3813 | -1398.0903 | -779.46 | 4.0644 | -1877.0958 | -3038.2312 | 368.7152 | 649.6267 | 449.4494 | -2768.2676 | 461.8936 | 4196.2231 | 1750.5205 | 5031.311 | 458.9505 | -280.8212 | 2545.1277 | -725.0226 | 1152.771 | 1559.3435 | -3416.0842 | -650.0663 | 2197.1777 | 0.10423 | -50.4563 | 6.0994
2030-01-19 | 14 | 18.3958 | 1135.6216 | -42.1382 | -412.5203 | 967.5524 | -1779.949 | -14359.1396 | 4880.9141 | -2599.7527 | -221.277 | 3769.3987 | -13.7728 | 251.2994 | 8.8258 | 2201.0068 | 1633.4844 | -427.8413 | 209.9994 | -271.0583 | 226.7039 | -463.483 | -470.9199 | 208.8518 | 10.9359 | 2287.1692 | -1032.6722 | 174.3361 | -769.9427 | -105.9177 | 1071.7872 | 873.0787 | -4075.634 | -1414.3987 | -771.2274 | 4.6152 | -1718.0682 | -3238.3943 | 350.4715 | 560.8023 | 449.4915 | -2832.8003 | 697.9492 | 4141.4258 | 1671.8954 | 5029.6118 | 348.9089 | -280.2766 | 2557.7986 | -684.3226 | 1350.074 | 2197.3809 | -4384.9888 | -1423.5778 | 2708.3855 | 210.1042 | -65.9886 | 0.027668
2030-01-19 | 15 | 25.0146 | 1195.0319 | -37.8255 | -380.965 | 945.8327 | -1787.8069 | -14247.2061 | 4924.1162 | -2609.9656 | -208.4244 | 3678.4099 | -6.9677 | 661.2737 | -20.427 | 2117.5879 | 1675.89 | -452.0932 | 209.9994 | -299.8122 | 128.8077 | -257.7068 | -99.7629 | 194.0099 | 11.8729 | 2673.9839 | -1024.4625 | 310.9811 | -782.5667 | -109.768 | 1094.254 | 808.351 | -4475.5112 | -1411.8887 | -811.5509 | 4.3729 | -1670.9547 | -3423.8047 | 192.3071 | 422.2697 | 449.54 | -2741.377 | 702.4959 | 4229.6567 | 1698.1462 | 5027.1909 | 325.5947 | -280.0914 | 2436.8142 | -826.1899 | 1063.702 | 1511.1321 | -4151.9604 | -971.9861 | 3722.7473 | 210.1042 | -63.7152 | -1.0148
2030-01-19 | 16 | 19.4743 | 861.2639 | -38.9362 | -363.5757 | 895.3063 | -1525.8927 | -13410.5029 | 4585.8628 | -2897.6155 | -176.4493 | 3675.4731 | 0.99997 | 957.1959 | -97.3804 | 1893.1671 | 340.6914 | -743.0757 | 209.9994 | -329.8398 | 156.2292 | -216.2905 | -35.0794 | 214.3933 | 44.7495 | 2893.5076 | -1244.924 | 482.3053 | -701.3365 | -100.176 | 1118.0784 | 995.0405 | -3326.2136 | -1331.5204 | -564.2356 | 4.9194 | -1716.0175 | -3247.1648 | 189.6019 | 445.0385 | 449.4944 | -2730.4722 | 752.213 | 4380.397 | 1725.2031 | 5027.9346 | 299.8255 | -280.0205 | 2614.6433 | -1019.6656 | 1146.527 | 2063.9946 | -4387.4185 | -1178.449 | 4720.208 | 210.1043 | -57.2405 | 65.4533
2030-01-19 | 17 | -11.4688 | 436.8967 | -45.7807 | -423.585 | 899.5779 | -1346.144 | -12610.5742 | 4300.0405 | -3738.5293 | -121.9896 | 3459.9834 | 46.6061 | 408.2781 | -253.9338 | 1592.6432 | -236.4845 | -445.1437 | 209.9994 | -279.9671 | 284.8957 | -321.6608 | -253.3744 | 301.0625 | 29.7775 | 2538.3047 | -1411.9264 | 39.3803 | -663.489 | -77.9623 | 1261.6667 | 1161.7974 | 0.98874 | -1294.0166 | 67.9407 | 3.7568 | -1614.0077 | -1280.6432 | 271.3321 | 518.2823 | 449.3278 | -2806.9832 | 996.2294 | 4464.0581 | 1592.3212 | 5030.7334 | 355.8769 | -769.3758 | 2929.2334 | -1409.7441 | 1434.5212 | 3018.9475 | -4865.0957 | -1757.8398 | 7782.5332 | 210.1042 | -51.7154 | -45.314
2030-01-19 | 18 | -24.0262 | 352.1312 | -50.8136 | -351.8147 | 554.4429 | -1362.6289 | -11457.4199 | 4034.6633 | -926.7858 | -151.2886 | 3720.75 | 67.0026 | 1875.3149 | -105.251 | 1963.5812 | -189.7018 | -472.9611 | 209.9994 | -197.1201 | 208.3766 | -352.3678 | -375.3601 | 239.9855 | 29.3712 | 2111.1379 | -1474.0437 | -97.6432 | -647.7723 | -81.1311 | 1160.1099 | 1331.1359 | 6.1676 | -1425.8958 | 209.7779 | 2.0361 | -1898.2007 | -1408.2612 | -282.5307 | -2.4307 | 422.3288 | -2759.4529 | 830.3477 | 4663.2236 | 1424.7819 | 5044.2334 | -3.7278 | -622.9622 | 2469.9446 | -2252.4231 | 1161.0524 | 2478.7871 | -3644.0891 | -295.1207 | 9095.8271 | 0.10423 | -45.0111 | -161.1593
2030-01-19 | 19 | -14.1933 | 614.6219 | -53.1827 | -624.2516 | 673.4407 | -1248.6144 | -10760.3115 | 3733.8662 | -1110.5858 | -140.4596 | 3736.8684 | 130.095 | 497.5557 | 229.1124 | 2136.5896 | -28.732 | -789.8682 | 209.9994 | -183.449 | 66.4934 | -550.3345 | -541.6062 | 116.2066 | 58.11 | 1855.5903 | -1304.5892 | 191.9115 | -656.5853 | -86.4351 | 981.6171 | 1516.6746 | 0.98283 | -1435.2987 | 24.8374 | 1.2711 | -2601.0576 | -233.9976 | 328.2233 | 166.4637 | 449.7696 | -2687.6785 | 353.9403 | 4915.5488 | 1538.9065 | 5046.8486 | 269.1867 | -784.1663 | 2449.1404 | -2092.1919 | 794.7672 | 1735.7379 | -3689.77 | -351.2492 | 8510.1533 | 0.10423 | -19.3325 | -33.7512
2030-01-19 | 20 | -14.2676 | 657.576 | -56.43 | -725.155 | 509.6178 | -1123.7759 | -10854.1943 | 3363.2415 | -1711.8359 | -128.8259 | 3807.9163 | 192.4645 | 202.117 | 225.5464 | 2211.8521 | -810.3133 | -805.2014 | 209.9994 | -420.3982 | 265.7758 | -782.8921 | -582.0302 | 159.2523 | 88.3689 | 2858.7532 | -1379.4005 | 364.9522 | -645.9835 | -77.014 | 955.4982 | 1787.5062 | 440.5766 | -1101.6957 | 88.1417 | 4.422 | -2397.1467 | 1079.4348 | 329.9124 | 112.4018 | 449.7859 | -2804.769 | 381.6025 | 4828.603 | 1470.3013 | 5043.4175 | 164.2545 | -662.2178 | 2999.762 | -1594.386 | 1306.8282 | 2504.2205 | -3785.9502 | -1465.9327 | 8955.2725 | 210.1042 | -99.5331 | -96.672
2030-01-19 | 21 | -21.6115 | 347.9856 | -62.5147 | -632.0349 | 209.5967 | -940.0043 | -9980.2139 | 2689.0559 | -1996.2686 | -144.5805 | 3806.7783 | 160.3773 | 92.1459 | 156.6125 | 2126.9944 | -84.6651 | -283.4748 | 209.9994 | -545.4513 | 231.0336 | -682.6086 | -407.0989 | 135.1508 | 93.8273 | 3561.731 | -1671.4468 | 504.2267 | -574.4832 | -68.7591 | 878.6204 | 1839.7173 | 60.167 | -994.4042 | 247.6391 | 6.2585 | -2170.6555 | 2890.4575 | 229.8311 | 54.0399 | 449.8056 | -2897.2522 | 210.8728 | 4780.0361 | 1450.0308 | 5037.3794 | 85.6686 | -473.6737 | 3117.3035 | -1128.9409 | 1320.3412 | 1996.5154 | -3695.3997 | -1619.6216 | 8815.9961 | 210.1042 | -134.5711 | 2.7251
2030-01-19 | 22 | -19.7901 | 449.1359 | -62.0456 | -571.6972 | -5.7529 | -1014.1238 | -9555.1143 | 2531.4502 | -1131.5897 | -136.0021 | 3732.7095 | 172.5966 | 82.1406 | 64.6614 | 1996.9602 | -269.947 | -194.8757 | 209.9994 | -656.2518 | 189.1059 | -585.5596 | -331.0008 | 106.0725 | 97.1856 | 4247.23 | -1704.6525 | 554.8945 | -587.5912 | -72.7539 | 823.3228 | 1885.5687 | 1.9968 | -878.9495 | 142.3468 | 7.5506 | -1945.0641 | 2249.9321 | 5.7529 | -2.4558 | 449.756 | -2907.1858 | 118.9244 | 4749.1523 | 1445.0209 | 5030.5439 | 1.0049 | -476.603 | 3257.8467 | -768.2663 | 1423.4587 | 1156.6527 | -2867.4668 | -1951.101 | 7851.5063 | 0.10423 | -246.8976 | 47.4174
2030-01-19 | 23 | -17.1979 | 535.8132 | -61.3924 | -522.4767 | 24.4969 | -995.3017 | -9959.2266 | 2793.2017 | -533.6838 | -159.006 | 3817.9111 | 115.8327 | 295.5964 | -62.8185 | 2000.6064 | -236.5964 | -184.8481 | 209.9994 | -483.2449 | 244.7447 | -548.0513 | -208.7942 | 117.8939 | 72.6308 | 3636.4641 | -1645.3049 | 379.158 | -566.0733 | -83.8537 | 813.7628 | 1612.1823 | -285.5408 | -1045.181 | 175.1639 | 7.215 | -1860.7583 | 1498.6989 | 322.0923 | 577.4736 | 449.4774 | -2861.8359 | 260.5229 | 4183.7891 | 1493.8688 | 5021.5938 | 90.2428 | -278.8916 | 3094.1526 | -411.8835 | 1262.129 | 926.0569 | -2855.6248 | -955.471 | 6220.4668 | 210.1042 | -176.6279 | -31.4873
2030-01-19 | 24 | -12.1028 | 740.1495 | -57.8354 | -500.522 | 264.7898 | -1160.1926 | -11128.7227 | 3350.616 | -1602.3278 | -188.9824 | 3867.906 | 5.2722 | 1048.1432 | -131.697 | 1828.9758 | -1208.6921 | -415.4503 | 209.9994 | -437.784 | 234.871 | -441.4436 | -104.3782 | 158.9156 | 54.0773 | 3317.1228 | -1646.4226 | 31.4106 | -612.094 | -90.5439 | 925.5356 | 1309.557 | 0.98654 | -1032.7351 | 75.2038 | 7.6702 | -1625.5367 | -381.0605 | 1.0009 | 440.5534 | 449.3974 | -2948.5056 | 434.3117 | 4117.375 | 1692.9569 | 5008.0898 | 180.4756 | -279.2214 | 3251.4109 | -262.5606 | 1518.3575 | 1169.9751 | -3066.9526 | -1501.5785 | 5033.9141 | 210.1042 | -209.67 | -51.6418
2030-01-20 | 1 | 5.1644 | 1029.4343 | -50.2511 | -480.8611 | 208.6029 | -1501.3442 | -12019.7383 | 3808.3894 | -731.6473 | -196.0718 | 3453.623 | -129.5374 | 2047.6879 | 1.003 | 1740.2369 | -839.4258 | -625.9333 | 209.9994 | -224.6832 | 302.7587 | -523.1071 | -109.9865 | 137.1536 | 36.5917 | 2273.0063 | -1240.3442 | -220.0924 | -711.5149 | -107.3096 | 852.929 | 1081.5333 | -1887.7717 | -1303.0652 | -338.8385 | 5.2145 | -1643.5255 | -2440.6558 | -25.6179 | 510.8707 | 0.99984 | -2683.4429 | 593.2872 | 3630.9155 | 1493.1962 | 4970.2891 | -2.5971 | -345.6389 | 1673.8247 | -1293.082 | 1086.3698 | 506.5243 | -2373.7937 | -27.1694 | 3511.7097 | 210.1042 | -39.0563 | -1.0116
2030-01-20 | 2 | -13.6669 | 946.6915 | -54.2399 | -381.0395 | 22.2009 | -1283.8131 | -10710.9131 | 3335.3379 | 128.4042 | -194.3297 | 3428.4233 | -159.2229 | 2014.7388 | -215.9093 | 1615.7948 | -1277.0188 | -283.2294 | 209.9994 | -105.1549 | 206.3458 | -412.8347 | -137.5684 | 30.8695 | 17.2136 | 1633.7817 | -1678.995 | -442.3854 | -642.5878 | -115.7412 | 670.1689 | 1386.515 | 4.2502 | -1029.4761 | 47.3678 | 6.0132 | -1404.0967 | -1187.0271 | -17.4717 | 435.3726 | 1.0001 | -2665.459 | 246.5224 | 3331.3018 | 1521.2026 | 4782.104 | -103.7358 | -273.1864 | 2136.7302 | -1064.2089 | 943.6021 | -407.2786 | -2160.7971 | 180.3289 | 242.82 | 210.1043 | -68.1636 | 22.0234
2030-01-20 | 3 | -22.9045 | 976.9638 | -52.634 | -422.2027 | -264.5665 | -1259.4994 | -9785.2363 | 2816.428 | 559.9513 | -199.5105 | 2688.3979 | -189.9348 | 1894.6573 | -257.4649 | 1528.4487 | -1832.4622 | -75.2923 | 209.9994 | -99.0445 | 94.8351 | -380.5764 | 8.2984 | -18.3483 | -13.932 | 1598.9451 | -1798.6459 | 9.6632 | -649.7285 | -95.9792 | 558.8251 | 1614.8152 | 1388.4465 | -752.6099 | 331.9421 | 7.5853 | -777.7081 | 257.8192 | -1.4182 | 416.3635 | 1.0019 | -2598.9924 | 83.2915 | 3366.2161 | 1533.649 | 4733.5283 | -2.7613 | -273.1811 | 2107.012 | -1097.6447 | 833.7007 | -965.5424 | -1653.6769 | 367.9054 | 974.9482 | 210.1043 | -87.8224 | -20.6587
2030-01-20 | 4 | -24.783 | 972.736 | -52.1952 | -418.0607 | -327.0014 | -1203.114 | -9454.0137 | 2753.0322 | 942.2775 | -176.7434 | 2361.2566 | -159.893 | 1705.1102 | -306.2715 | 1389.8794 | -2043.8853 | -65.4822 | 209.9994 | -64.9206 | 57.6346 | -386.182 | 9.2309 | -39.2708 | -30.296 | 1348.1616 | -1801.1814 | -67.9864 | -633.8105 | -98.8216 | 525.9703 | 1498.681 | 1844.7828 | -747.9141 | 412.7974 | 7.7462 | -639.6328 | 662.7781 | -1.5532 | 433.6659 | 0.99979 | -2574.446 | 16.8598 | 3320.0081 | 1524.7191 | 4642.1328 | -2.7861 | -272.8454 | 2395.5811 | -884.4766 | 768.1412 | -1087.6449 | -1393.5883 | 600.8936 | -691.009 | 210.1043 | -89.9252 | -39.6098
2030-01-20 | 5 | -30.1616 | 960.5048 | -55.1847 | -424.4112 | -397.9351 | -1151.1866 | -8988.2891 | 2541.314 | 1014.8671 | -167.253 | 882.7162 | -136.17 | 1662.0513 | -274.3935 | 1410.1396 | -2293.9043 | -35.3374 | 209.9994 | -221.6335 | 48.2648 | -449.9602 | 74.0577 | -55.9095 | -9.7379 | 1647.7823 | -1851.8419 | 27.1858 | -617.275 | -98.6996 | 464.8359 | 1548.9474 | 2651.8311 | -681.9515 | 499.5103 | 8.9181 | -625.1515 | 1219.8961 | -0.56423 | 344.5571 | 140.3825 | -2614.2864 | -74.4612 | 3361.8435 | 1529.7545 | 4569.564 | -2.5195 | -273.3695 | 2138.0076 | -1535.0045 | 966.4485 | -447.6071 | -1307.9395 | 398.624 | -2188.7285 | 210.1043 | -106.4422 | -79.815
2030-01-20 | 6 | -34.587 | 161.484 | -56.5819 | -349.0029 | -808.4056 | -609.4025 | -7134.8975 | 1418.0068 | 735.6223 | -159.1148 | 72.0114 | -105.7433 | 1.0007 | -236.4232 | 1462.8242 | -2573.0381 | -56.4387 | 209.9994 | -64.3546 | 1.2922 | -530.0071 | 293.9577 | -102.3692 | -11.2558 | 325.3721 | -1739.5399 | 27.6536 | -441.0915 | -76.0902 | 378.4363 | 1346.4005 | 3240.7522 | -776.8147 | 696.5637 | 8.9494 | -845.087 | 1743.1019 | 1.0011 | 532.1629 | 166.6949 | -2594.7437 | -350.554 | 3278.3848 | 1403.641 | 4665.8418 | -3.0959 | -276.9001 | 3588.6885 | -479.1155 | 863.5587 | -1553.3329 | -1345.1152 | -414.8254 | -2996.9094 | 210.1042 | -270.3868 | -169.4738
2030-01-20 | 7 | -26.7832 | 472.7082 | -58.3672 | -361.6275 | -385.1748 | -897.0416 | -8512.9531 | 2034.3015 | 24.1692 | -163.8503 | 2309.4775 | -97.6602 | 0.99135 | -232.1398 | 1482.762 | -2590.6282 | -212.3853 | 209.9994 | -263.0599 | -51.8899 | -528.4081 | 14.6507 | -101.9895 | 2.5937 | 1897.6309 | -1865.1937 | 9.6763 | -534.496 | -87.0768 | 441.6739 | 1307.442 | 2341.4883 | -696.5364 | 428.0182 | 8.9942 | -844.5704 | 650.8868 | -6.467 | 537.9694 | 82.025 | -2669.7908 | -325.0948 | 3612.3931 | 1495.6866 | 4962.9736 | 1.0673 | -278.6399 | 3461.8481 | -230.1528 | 828.2915 | -837.9528 | -1654.0587 | -196.3355 | -470.8507 | 0.10423 | -204.2174 | -208.1017
2030-01-20 | 8 | -7.1799 | 567.6552 | -53.8393 | -310.3326 | 123.6392 | -1053.3168 | -10248.7275 | 3139.3406 | -903.1524 | -150.1217 | 3311.332 | -47.3599 | 444.6993 | -215.6054 | 1505.7332 | -2050.0115 | -349.8018 | 209.9994 | -352.5792 | 5.8672 | -383.6241 | 135.5619 | 31.8893 | 12.5694 | 2818.1357 | -1369.0398 | 218.9778 | -554.323 | -104.0442 | 758.2037 | 926.744 | 51.7846 | -1023.5196 | 1.0013 | 7.6935 | -1067.3774 | -1663.3082 | -6.7915 | 523.6921 | 200.9046 | -2820.4534 | 65.398 | 3844.4299 | 1705.486 | 4965.561 | 250.4759 | -279.6132 | 3188.7617 | -408.393 | 1024.6295 | 537.5093 | -2928.6653 | -492.6066 | 3437.4153 | 210.1042 | -133.1247 | -84.2082
2030-01-20 | 9 | 5.9355 | 756.9548 | -53.0806 | -380.5898 | 446.6931 | -1276.8912 | -10965.9805 | 3651.6382 | -746.6127 | -163.2387 | 3777.8364 | 17.2546 | 1234.0375 | -85.9814 | 1746.3409 | -1224.4618 | -464.3791 | 209.9994 | -389.3297 | 190.6769 | -569.6348 | -200.7563 | 108.2826 | -4.9896 | 3172.4512 | -1175.0698 | -471.4597 | -612.1697 | -102.6307 | 882.1547 | 446.0576 | -1635.8801 | -1311.2623 | -310.8628 | 5.8337 | -964.2943 | -2752.5085 | 238.6399 | 675.1779 | 449.6945 | -2827.6956 | 396.4717 | 4185.79 | 1913.0295 | 4974.4937 | 609.0857 | -281.3351 | 2671.6226 | -412.1333 | 1058.0653 | 1583.959 | -2861.1135 | 0.99481 | 6074.2778 | 210.1043 | -66.5149 | 6.6457
2030-01-20 | 10 | 3.585 | 239.1081 | -53.8996 | -344.2184 | 6.3645 | -861.4323 | -8631.1162 | 2432.2471 | -870.7922 | -181.0131 | 3921.2117 | 29.635 | 1927.7576 | 7.3996 | 1973.7312 | -982.8517 | -361.7469 | 209.9994 | -395.1224 | 310.1412 | -762.7687 | -375.6643 | 57.1911 | 4.8005 | 2988.9775 | -831.5519 | -1079.0431 | -482.3502 | -92.9985 | 689.9554 | 216.9368 | -894.439 | -1488.8689 | -94.6698 | 6.2504 | -507.548 | -1820.7809 | -52.9962 | 354.9501 | 450.0097 | -2844.0173 | 200.5224 | 4402.7637 | 1866.6765 | 5002.6094 | 414.0805 | -280.3713 | 2543.0093 | -375.8857 | 1030.7058 | 1327.6805 | -2122.7314 | 1.0247 | 6196.1777 | 0.10423 | -54.2502 | 97.842
2030-01-20 | 11 | -3.2562 | 254.9465 | -58.765 | -408.4011 | -4.6425 | -849.5449 | -8255.4902 | 1967.6635 | -803.0961 | -194.4515 | 3895.5369 | 14.4744 | 1642.4814 | 93.4955 | 1990.9336 | -999.0487 | -143.2197 | 209.9994 | -449.2091 | 397.8965 | -846.6575 | -302.9477 | 50.5652 | -2.4551 | 3134.9016 | -997.4313 | -1535.9731 | -489.1496 | -89.5264 | 623.514 | 230.0168 | -255.6265 | -1476.281 | 65.0649 | 6.9072 | -291.1252 | -1043.2501 | -114.6565 | 230.4232 | 450.2059 | -2871.7114 | 235.9498 | 4363.9072 | 1807.9518 | 5013.6846 | 216.5741 | -279.6647 | 2394.7869 | -359.7482 | 1120.0229 | 1191.1542 | -1924.811 | -236.2545 | 6500.064 | 0.10423 | -93.9327 | 109.2309
2030-01-20 | 12 | -5.6178 | 324.3086 | -57.7284 | -413.5211 | -282.3843 | -805.517 | -7669.9424 | 1520.2388 | -243.6356 | -208.9302 | 3967.1462 | -0.52596 | 1369.4896 | 1.3815 | 2096.083 | -848.7905 | -22.8975 | 209.9994 | -435.6948 | 444.8042 | -870.1463 | -471.8059 | 1.0034 | -11.6129 | 2965.6794 | -1129.0308 | -1879.4391 | -485.877 | -93.8649 | 522.0833 | 230.3256 | 0.73237 | -1462.8936 | 145.6 | 6.7057 | 1.0014 | -808.8478 | -67.927 | 230.5168 | 450.2078 | -2838.3081 | 68.4015 | 4280.7646 | 1767.1946 | 5018.9146 | 131.6369 | -279.4024 | 2383.7031 | -258.1033 | 1059.1047 | 528.3203 | -1309.3278 | -51.0097 | 6312.7168 | 0.10423 | -139.8613 | 123.2576
2030-01-20 | 13 | 9.6305 | 301.0054 | -47.7655 | -332.2501 | -39.0893 | -828.0266 | -8518.3877 | 2027.5131 | -629.5597 | -196.5437 | 3817.075 | -32.0194 | 1315.5649 | 14.1519 | 2091.2576 | -344.6054 | -79.7811 | 209.9994 | -326.3455 | 457.2058 | -832.6422 | -876.3759 | 25.8005 | -22.2578 | 2180.9011 | -786.4651 | -2145.5796 | -478.2518 | -94.406 | 600.6816 | 29.3288 | -1710.8784 | -1740.1167 | -69.8657 | 4.9608 | 3.7069 | -2387.2358 | -102.4401 | 205.1311 | 450.2283 | -2843.4229 | 154.1122 | 4274.7695 | 1742.0765 | 5021.8276 | 118.8169 | -279.3927 | 2308.2844 | -170.8589 | 1072.4232 | 1047.0186 | -1869.1379 | -127.2656 | 6287.355 | 210.1042 | -102.834 | 155.966
2030-01-20 | 14 | 9.6845 | 284.9355 | -47.7582 | -317.8567 | -51.534 | -838.6888 | -8465.9619 | 1957.0367 | -750.5353 | -200.3661 | 3821.4241 | -35.7928 | 1124.6467 | 1.656 | 2103.9131 | 95.8153 | -14.4143 | 209.9994 | -300.0202 | 465.0356 | -778.2401 | -789.4271 | 26.5419 | -21.166 | 1971.6279 | -789.0989 | -2336.1809 | -479.9468 | -92.8969 | 600.6587 | -50.4822 | -1932.2705 | -1785.4924 | -48.8765 | 4.9147 | 213.2475 | -2198.3406 | 67.8938 | 392.688 | 450.1248 | -2875.7722 | 80.8522 | 4204.4316 | 1789.623 | 5021.7686 | 246.0125 | -279.9472 | 2392.0664 | -46.0671 | 1050.5881 | 1296.316 | -1779.2744 | 0.98168 | 6476.3901 | 210.1042 | -87.7078 | 165.7084
2030-01-20 | 15 | 9.6721 | 405.8745 | -48.3736 | -338.3028 | -4.8996 | -977.1801 | -9303.1758 | 2469.2539 | -818.0038 | -206.3313 | 3810.79 | -26.6948 | 1138.0363 | 7.8678 | 2183.1807 | 467.884 | 9.7123 | 209.9994 | -382.4609 | 542.7915 | -732.896 | -653.7578 | 65.3188 | -26.9632 | 2647.7534 | -900.2414 | -2835.0837 | -519.4905 | -90.2839 | 677.1778 | -2.2851 | -2129.9919 | -1866.85 | -57.026 | 4.6241 | 420.3793 | -2326.4819 | 258.7984 | 606.4189 | 449.932 | -2894.946 | 200.2102 | 4198.813 | 1876.7998 | 5020.5669 | 451.1849 | -280.8087 | 2443.4778 | 84.1968 | 1100.1499 | 1545.3856 | -1844.1174 | 0.39667 | 6628.2324 | 210.1042 | -79.7174 | 164.4823
2030-01-20 | 16 | 11.9913 | 691.1767 | -48.1827 | -350.8947 | -4.9585 | -1211.9358 | -10362.6787 | 2589.1235 | -581.4182 | -161.3105 | 3801.5833 | 64.1423 | 2080.0264 | 24.5346 | 2189.2607 | 573.632 | 0.99953 | 209.9994 | -430.6994 | 606.6293 | -841.3707 | -810.745 | 79.4386 | -33.2212 | 2964.4829 | -1050.0707 | -3012.7473 | -593.5871 | -94.0426 | 692.7425 | -17.5387 | -2555.0994 | -1819.1274 | -165.9034 | 4.7767 | 924.2916 | -3021.7417 | -784.6926 | -224.425 | 44.1242 | -2688.613 | 296.8027 | 4488.3389 | 1645.903 | 5024.4624 | 1.0135 | -554.961 | 2219.7363 | -617.4352 | 1097.1185 | 1685.6606 | -2034.7688 | 0.99248 | 7498.7451 | 210.1042 | -81.1418 | 72.0412
2030-01-20 | 17 | 11.9816 | 702.7 | -45.7644 | -341.5534 | -165.3152 | -1160.9825 | -9374.4629 | 2057.3333 | -392.6348 | -134.6797 | 3897.8286 | 122.5993 | 1664.5767 | 78.1612 | 2148.1223 | 377.8696 | -10.1343 | 209.9994 | -392.9657 | 589.3266 | -1033.8085 | -1621.0811 | 35.769 | -32.2074 | 2550.6494 | -1065.45 | -2947.6995 | -572.4726 | -96.5235 | 590.1353 | 114.3402 | -2314.1487 | -1754.7548 | -121.9757 | 4.966 | 916.5008 | -2955.6091 | 100.7485 | 371.5913 | 449.1223 | -2650.5293 | 238.5078 | 4598.4219 | 1790.4418 | 5028.2695 | 523.8358 | -956.528 | 3834.7734 | 703.6083 | 1086.3419 | 1671.5343 | -1934.3186 | -118.7786 | 7837.9189 | 210.1042 | -82.4135 | -20.761
2030-01-20 | 18 | 18.4839 | 566.8754 | -41.941 | -293.5264 | -286.6266 | -1064.5947 | -9151.4756 | 1987.8069 | -443.478 | -139.48 | 3825.2632 | 92.7074 | 1904.0881 | 457.5006 | 2080.3611 | 381.9854 | -89.4188 | 209.9994 | -276.9068 | 472.288 | -1041.5068 | -1922.4557 | 5.3266 | -45.9654 | 1997.7094 | -810.1089 | -2808.2715 | -536.6512 | -97.4985 | 569.3249 | -9.2045 | -2618.9995 | -1729.9985 | -206.8008 | 4.5699 | 999.1447 | -3429.7175 | -901.0643 | -383.7992 | 130.6858 | -2610.22 | 112.8378 | 4913.7207 | 1672.3309 | 5046.2578 | -3.24 | -1260.5629 | 2119.9319 | -1650.493 | 859.4789 | 795.4531 | -1602.1041 | 1.1526 | 6757.2129 | 210.1042 | -36.2977 | 38.0462
2030-01-20 | 19 | 21.4099 | 398.1316 | -42.435 | -291.0478 | -872.9927 | -1038.2877 | -9693.3389 | 1518.5134 | -1019.083 | -191.4848 | 3900.9324 | 194.9995 | 1072.1819 | 565.6459 | 2268.4075 | 86.6945 | -190.6122 | 209.9994 | -227.3086 | 501.7048 | -1458.3904 | -2716.1055 | 7.8936 | -35.6678 | 1261.7073 | -717.6354 | -2649.1768 | -535.0616 | -86.455 | 519.746 | 17.9923 | -2555.1335 | -1565.2805 | -275.8418 | 5.1052 | 813.6007 | -3468.0583 | -530.7167 | -537.4399 | 450.61 | -2304.2366 | 50.7223 | 5381.0317 | 1848.3911 | 5048.1851 | 253.0679 | -1024.5073 | 2508.6804 | -1328.5145 | 1179.1012 | 875.7996 | -857.7793 | -1079.6825 | 6341.7993 | 0.10423 | -232.0069 | 35.2138
2030-01-20 | 20 | 6.4635 | 473.9066 | -48.7938 | -358.2275 | -1350.6754 | -912.6759 | -8509.3496 | 425.0869 | -887.1833 | -211.618 | 3873.3201 | 194.9993 | 109.336 | 620.4684 | 2327.4519 | -542.1928 | -139.4323 | 209.9994 | -441.8061 | 441.0835 | -1605.1052 | -2644.9314 | -90.2449 | -31.2578 | 2188.2957 | -1110.8235 | -2316.3752 | -514.791 | -88.965 | 268.8057 | 350.5386 | -1027.0474 | -1232.5605 | 37.2327 | 6.1204 | 1159.593 | -2079.3687 | 117.4963 | 12.1798 | 450.3573 | -1998.5963 | -176.7424 | 5178.332 | 1875.0035 | 5045.1646 | 518.4312 | -934.6815 | 2933.5447 | -862.2206 | 841.5397 | 1.0265 | -640.6738 | -593.6876 | 5900.874 | 0.10423 | -219.135 | 39.0418
2030-01-20 | 21 | -1.788 | 253.8165 | -51.981 | -378.7574 | -1856.4797 | -811.3903 | -7561.7275 | -96.1004 | -453.2971 | -172.6705 | 3910.8135 | 101.9172 | 61.7473 | 641.2545 | 2364.8677 | -637.4958 | -35.2144 | 209.9994 | -469.9588 | 420.7326 | -1594.5547 | -2523.5771 | -74.3831 | -48.946 | 2439.0364 | -1269.4208 | -2091.1553 | -505.5113 | -78.8159 | 273.2559 | 264.1952 | -2.9826 | -1117.9191 | 249.4758 | 6.9237 | 1837.6194 | -507.7798 | 348.0872 | 297.0032 | 450.1441 | -1762.9742 | -138.7756 | 5168.0098 | 1836.78 | 5040.2021 | 835.6816 | -796.334 | 3204.1602 | -724.0742 | 828.7869 | -80.428 | -183.763 | -481.3546 | 6944.8955 | 210.1042 | -246.331 | -15.9843
2030-01-20 | 22 | -0.66867 | -11.0311 | -51.344 | -351.5027 | -1931.2791 | -724.6647 | -6209.0337 | -1128.7032 | -2.8145 | -164.8445 | 3891.2173 | 123.3744 | 14.0197 | 551.8088 | 2317.0249 | -683.6004 | -51.0384 | 209.9994 | -395.4308 | 449.2984 | -1332.0548 | -974.8899 | -71.004 | -55.8783 | 2121.5269 | -1205.1932 | -1695.2747 | -461.0621 | -66.8386 | 258.0192 | 236.1518 | 0.98091 | -1062.9993 | 183.0554 | 7.0052 | 1684.6201 | 17.1354 | 267.6805 | 212.4378 | 450.1561 | -1804.0118 | -156.5899 | 4863.4175 | 1826.7286 | 5034.1274 | 543.92 | -547.3351 | 3351.085 | -359.3522 | 779.6989 | -274.3288 | -327.1154 | -604.94 | 8769.3936 | 210.1042 | -253.0485 | -20.658
2030-01-20 | 23 | -2.4123 | -11.8088 | -51.6784 | -337.8718 | -1976.3867 | -650.5071 | -5630.6323 | -637.5747 | 0.99854 | -176.2579 | 3876.9976 | 75.1764 | 150.2592 | 544.6358 | 2152.271 | -411.1642 | -0.50324 | 209.9994 | -247.2382 | 206.093 | -957.3641 | 74.3824 | -4.8958 | -75.8278 | 1594.405 | -1199.3226 | -1413.7439 | -447.8549 | -65.9242 | 451.222 | 40.8955 | 2.5401 | -1099.1431 | 231.0757 | 6.8621 | 2091.1514 | 349.3895 | 687.6119 | 827.0106 | 449.7652 | -2106.1462 | 153.2392 | 4080.4558 | 1766.8683 | 5020.3843 | 519.342 | -281.0852 | 3674.8818 | 134.9597 | 744.7947 | -699.1678 | 1 | -453.4266 | 7677.7734 | 210.1042 | -325.7183 | -91.4117
2030-01-20 | 24 | -7.6169 | -92.2699 | -50.4461 | -317.0868 | -2028.5872 | -506.6279 | -4772.8569 | -852.1288 | 1549.8406 | -162.8496 | 3874.1199 | 84.0954 | 988.2516 | 457.3604 | 2010.8754 | -230.7225 | 123.4104 | 209.9994 | -297.0495 | 276.0943 | -963.4216 | 649.8652 | 9.6674 | -80.041 | 2008.5947 | -1263.6938 | -884.4039 | -416.1115 | -67.7572 | 405.9821 | -62.0452 | 559.9536 | -1189.5753 | 385.0933 | 7.1988 | 2338.8469 | 1426.4622 | -61.1868 | 286.4435 | 422.2749 | -1919.6736 | 347.0331 | 3827.9697 | 1436.1744 | 4970.6318 | 1.2797 | -277.4254 | 3663.2703 | 143.6543 | 605.2769 | -1135.5747 | -147.1391 | 419.9187 | 6751.4268 | 210.1042 | -259.2931 | 32.051
2030-01-21 | 1 | 0.99256 | -96.659 | -36.766 | -266.8942 | -2065.0205 | -422.6217 | -4771.877 | -348.4606 | 1362.3767 | -245.1447 | 3805.4634 | -66.9561 | 1034.3123 | 216.4755 | 2107.7312 | -299.8164 | 127.5066 | 209.9994 | -163.0931 | 13.8041 | -721.5872 | 1218.4006 | -71.1458 | -63.9964 | 1295.9087 | -891.0728 | 807.5992 | -394.8615 | -77.1394 | 361.3173 | 623.66 | 289.1243 | -793.7061 | 239.8784 | 8.1286 | 1209.7821 | 1322.6449 | 304.6659 | 1001.7725 | 449.725 | -1617.6298 | -4.0692 | 3404.5898 | 1297.027 | 4257.7812 | -3.6107 | -277.2567 | 3977.3025 | 555.3818 | 388.3026 | -1958.0132 | -140.3232 | 320.3425 | 6093.0347 | 210.1042 | -270.9146 | 155.7743
2030-01-21 | 2 | -1.8425 | -303.5185 | -35.1487 | -246.0332 | -2045.8951 | -267.3658 | -3948.8674 | -219.7854 | 2296.9365 | -259.3925 | 3753.0637 | -104.5916 | 1088.5588 | 1.001 | 2140.8459 | -479.602 | 265.3412 | 209.9994 | -215.2695 | -49.7608 | -526.9907 | 1122.3754 | -74.7901 | -33.5291 | 1789.5045 | -727.2441 | 1046.3209 | -325.9547 | -70.7575 | 374.6623 | 615.4861 | 581.9481 | -993.0206 | 326.4903 | 7.6808 | 410.1346 | 1528.8011 | 469.5203 | 1041.6439 | 449.6662 | -1754.1036 | -136.7001 | 3297.6914 | 1254.4791 | 4108.9385 | 1.0096 | -277.6104 | 4008.5903 | 399.7893 | 336.5483 | -2330.9121 | -30.8088 | 625.2725 | 6203.0903 | 210.1042 | -277.3091 | 131.1428
2030-01-21 | 3 | -15.1547 | -134.0587 | -45.2809 | -345.8669 | -2059.5503 | -407.4687 | -3934.7822 | -70.6615 | 2370.1133 | -262.2974 | 3772.8381 | -123.0356 | 582.7857 | -136.7745 | 2070.6638 | -458.6385 | 432.2726 | 209.9994 | -110.5038 | -167.3283 | -229.9117 | 946.7934 | -86.6714 | -54.7934 | 1464.1082 | -1175.3857 | 1021.3986 | -386.2336 | -71.3065 | 426.7355 | 1135.174 | 1346.4982 | -879.7116 | 467.7109 | 7.8642 | 641.0959 | 3120.3701 | 550.833 | 1100.9982 | 449.6449 | -2157.3918 | -253.1062 | 3176.6824 | 1219.5986 | 4079.7385 | 1.0097 | -277.6129 | 3749.8999 | -103.5832 | 247.9879 | -2663.363 | -14.6076 | 858.8832 | 7417.7456 | 210.1042 | -254.6849 | 81.8732
2030-01-21 | 4 | -21.2834 | -186.1834 | -49.5419 | -357.0547 | -2062.312 | -389.151 | -3645.644 | -151.1634 | 2393.3242 | -243.0763 | 3724.9634 | -144.8806 | 896.0319 | -220.0328 | 1916.1378 | -90.0812 | 577.1216 | 209.9994 | -114.7051 | -49.0683 | -218.5137 | 671.958 | -59.0946 | -63.8959 | 1702.1576 | -1244.4249 | 114.2655 | -370.8248 | -66.153 | 450.3857 | 902.5097 | 1454.5919 | -1106.0039 | 608.1178 | 6.783 | 617.4687 | 3335.2349 | 401.6899 | 968.6699 | 449.7476 | -2285.9172 | -176.848 | 3260.7964 | 1226.58 | 4033.5603 | 1.0146 | -277.6466 | 3648.4492 | -67.1453 | 241.7521 | -2393.9285 | -197.7269 | 861.127 | 8205.7959 | 210.1042 | -231.5723 | 107.1782
2030-01-21 | 5 | -14.1598 | -618.2285 | -46.9998 | -296.5882 | -2047.7567 | -152.4209 | -3158.0925 | -436.4424 | 2325.335 | -203.9121 | 3699.1218 | -91.8047 | 1423.1697 | -226.5129 | 1828.4418 | 669.4538 | 546.79 | 209.9994 | -148.0076 | 442.188 | -357.4327 | 11.668 | 48.0179 | -37.6497 | 1530.6012 | -737.9291 | -1944.6213 | -241.9149 | -47.6346 | 515.2852 | 137.924 | 326.2007 | -1949.7495 | 601.8779 | 3.2571 | 5.6764 | 2402.002 | 1.0006 | 652.6196 | 449.837 | -2572.0632 | 119.5121 | 3329.0918 | 1242.2693 | 3858.7256 | -3.2611 | -277.3782 | 3242.6787 | -495.8849 | 602.9483 | -1452.676 | -548.9008 | 302.6373 | 8252.708 | 210.1042 | -238.9681 | 178.9356
2030-01-21 | 6 | -32.1063 | -500.742 | -57.1148 | -399.4687 | -1734.4752 | -289.9968 | -3807.6274 | -2.0095 | 1394.386 | -166.8512 | 3786.0156 | 21.0837 | 1675.9281 | -208.372 | 1899.8457 | 1380.947 | 679.4195 | 209.9994 | -153.7455 | 212.3405 | -560.5378 | -1131.5409 | 43.6126 | -69.1052 | 1571.4364 | -1261.3268 | -1673.1241 | -335.3252 | -53.6799 | 618.6846 | 937.8365 | 1557.6946 | -1500.1016 | 888.5587 | 4.0274 | 667.0032 | 4546.8364 | 1.0004 | 221.8158 | 449.3823 | -2655.7422 | 103.4236 | 3797.9746 | 1363.2985 | 3858.5457 | -2.6876 | -277.0622 | 2647.8005 | -956.9416 | 950.8661 | -79.0164 | -1174.3258 | 1 | 11259.79 | 210.1042 | -207.9127 | 287.019
2030-01-21 | 7 | -36.3867 | 1.0002 | -67.3402 | -504.3726 | -1746.2931 | -603.8228 | -3674.1804 | -2.1708 | 0.99685 | -177.7611 | 3828.8105 | 33.9914 | 1964.2765 | -99.9973 | 2201.4277 | 1808.1777 | 581.5554 | 209.9994 | -147.1431 | 254.0638 | -1009.6116 | -637.0328 | 23.8584 | -73.4423 | 1606.5931 | -1588.821 | -1802.2067 | -461.5048 | -71.2438 | 571.2802 | 1480.8905 | 1162.4258 | -1239.5924 | 763.1742 | 3.9419 | 324.9748 | 5453.604 | -635.0449 | 1.0011 | 449.4597 | -2497.3196 | 279.0674 | 4011.9724 | 1370.3672 | 4023.8518 | -285.5541 | -1156.6091 | 1709.4969 | -2500.197 | 733.1231 | -78.9167 | -1582.1543 | 0.9987 | 11366.4375 | 210.1042 | -129.5554 | 261.3999
2030-01-21 | 8 | -32.5788 | 20.8249 | -73.8995 | -578.7878 | -1823.7267 | -688.1158 | -4422.2598 | -72.4598 | 0.99827 | -309.1428 | 3809.8982 | 167.2022 | 1771.2518 | -116.0093 | 2143.3835 | 1695.6597 | 321.8888 | 209.9994 | -170.6505 | 589.931 | -1507.649 | -1724.3596 | 74.7088 | -46.897 | 1773.7548 | -1449.3138 | -2525.9524 | -485.4833 | -63.6396 | 542.7889 | 1102.2189 | 169.1011 | -1553.0569 | 594.4008 | 1.8239 | -151.956 | 5632.2363 | -823.5586 | -2.7963 | 397.6964 | -2016.5114 | 454.7899 | 4221.2563 | 1409.0125 | 4137.3628 | -269.7588 | -1477.8527 | 1348.0436 | -2907.937 | 617.8722 | -79.5159 | -1492.1047 | 1.0015 | 11295.5859 | 210.1042 | -20.8782 | 371.956
2030-01-21 | 9 | -35.547 | 137.4552 | -76.6192 | -676.3223 | -1627.5903 | -727.1316 | -5220.2495 | -295.775 | -78.4147 | -348.5283 | 3799.8918 | 194.9987 | 650.2159 | 99.3341 | 2107.3684 | 1789.084 | 232.4551 | 209.9994 | -458.6637 | 365.726 | -1632.453 | -4928.7153 | -28.1089 | -11.1919 | 2825.6643 | -1559.0822 | -1760.8662 | -491.5976 | -63.8529 | 370.8569 | 1445.4594 | 158.8699 | -1427.1256 | 518.142 | 2.2147 | -778.2349 | 6108.5146 | -117.8453 | -3.2579 | 149.0072 | -2352.1067 | 32.7999 | 5463.2534 | 1555.1222 | 5058.6104 | -2.7734 | -1064.4771 | 1452.1833 | -1826.3339 | 890.7729 | 769.3063 | -54.9187 | -358.1569 | 11848.9385 | 210.1042 | -166.1134 | 285.5693
2030-01-21 | 10 | -39.5671 | -16.6521 | -76.9372 | -716.9846 | -1344.5996 | -611.184 | -5932.8223 | -27.4085 | -95.3719 | -345.9116 | 3844.1985 | 194.9993 | 722.6095 | 46.351 | 2087.5608 | 1761.1017 | 208.5332 | 209.9994 | -446.4056 | 328.7773 | -1543.3269 | -5341.252 | 16.9836 | 8.6737 | 2715.5723 | -1545.0359 | -1131.2107 | -481.0447 | -54.6159 | 461.8575 | 1607.937 | 380.2294 | -1474.4485 | 619.7562 | 1.8077 | -1254.8885 | 6720.5557 | -71.5516 | -3.4499 | 1.0006 | -2430.4519 | 49.8616 | 5528.4971 | 1552.3855 | 5064.9292 | -2.7699 | -1533.9316 | 1288.4794 | -1958.7332 | 1015.8754 | 808.2194 | -56.2337 | -522.2409 | 12012.3848 | 210.1042 | -189.5819 | 335.489
2030-01-21 | 11 | -46.5835 | -29.2505 | -78.7621 | -760.9844 | -1092.4404 | -523.0053 | -6383.4355 | 214.9534 | -257.0302 | -343.6245 | 3829.5801 | 195.0001 | 1028.3378 | 47.4393 | 2025.8688 | 232.3665 | -84.4569 | 209.9994 | -407.1435 | 374.513 | -1207.7686 | -2739.3569 | 20.5215 | 29.4618 | 2751.4707 | -1652.9926 | -1247.5725 | -462.7261 | -55.0606 | 485.6269 | 1808.5281 | 1334.5709 | -1443.5222 | 850.4761 | 2.5376 | -1565.3772 | 7570.0439 | -56.9801 | 1.0018 | 0.99931 | -2529.6758 | 54.9636 | 5546.4038 | 1530.4701 | 5065.0205 | -2.7972 | -1722.4215 | 1140.0049 | -2801.5146 | 998.7365 | 967.1247 | -816.9448 | -637.4423 | 11194.4473 | 210.1042 | -149.4784 | 332.9518
2030-01-21 | 12 | -37.4612 | 236.5429 | -74.3558 | -757.8118 | -663.8486 | -717.6971 | -7794.2944 | 1060.469 | -2.5444 | -343.1714 | 3870.4058 | 194.9998 | 1960.8724 | 70.462 | 2023.7437 | 397.0224 | -197.0036 | 209.9994 | -179.3503 | 558.0673 | -1249.4854 | -1594.282 | 73.5428 | 28.6373 | 1826.4386 | -1607.3965 | -1795.9058 | -527.1506 | -65.5357 | 587.1867 | 1868.2617 | 427.9865 | -1532.7795 | 574.6485 | 0.60345 | -1865.4561 | 6416.7441 | -98.5043 | -3.4289 | 284.9156 | -2222.9446 | 349.5612 | 5303.5645 | 1457.5677 | 5074.6357 | -254.1785 | -1548.0824 | 146.443 | -3995.6365 | 810.3576 | 957.9514 | -1408.7614 | 1.0133 | 9569.2578 | 210.1042 | -17.9724 | 320.3846
2030-01-21 | 13 | -52.9186 | 411.6741 | -74.4086 | -808.23 | -526.5859 | -973.7805 | -9456.417 | 1983.4062 | -2.7139 | -345.001 | 3776.2263 | 194.9988 | 2137.7678 | 0.99987 | 1993.9384 | 352.4513 | -79.1977 | 209.9994 | -230.3342 | 451.3816 | -1114.7856 | -1310.844 | 107.8972 | 12.805 | 2282.488 | -2020.2534 | -2352.2539 | -628.9247 | -65.4167 | 786.225 | 2413.3547 | 1555.8883 | -1064.004 | 708.3281 | 0.55404 | -1234.2574 | 6711.2305 | -334.4645 | 1.0068 | 446.5477 | -2278.345 | 477.5353 | 5009.0195 | 1430.8311 | 4830.1167 | -256.6738 | -1563.9121 | 261.4079 | -3787.8367 | 816.3557 | 1037.6995 | -2062.7087 | 0.99387 | 11082.9922 | 210.1042 | 38.2474 | 268.7335
2030-01-21 | 14 | -54.1701 | 773.3141 | -72.8412 | -683.6494 | -97.5811 | -1322.0094 | -11304.7158 | 2960.8372 | -2.5173 | -349.4572 | 3685.3689 | 147.7363 | 2066.1265 | -0.64281 | 2008.3323 | 196.6819 | 48.7008 | 209.9994 | -232.673 | 89.6418 | -1096.385 | -2578.1941 | 55.749 | -12.9007 | 2246.0278 | -2501.5979 | -1873.358 | -738.7587 | -87.8406 | 838.1517 | 2910.4946 | 1144.4265 | -568.6054 | 587.607 | 0.52619 | -624.6796 | 4717.6885 | -497.1108 | 0.99207 | 281.3236 | -2061.9094 | 354.8167 | 5012.0762 | 1426.3527 | 4846.085 | -257.3083 | -1633.767 | 219.1493 | -3729.8867 | 704.7507 | 748.3579 | -2437.9153 | 0.3802 | 10753.5254 | 210.1042 | 31.6902 | 228.6134
2030-01-21 | 15 | -40.8612 | 964.9804 | -65.306 | -646.281 | 19.826 | -1580.4056 | -11776.9189 | 3467.6045 | -113.1565 | -351.5381 | 3772.7466 | 126.6583 | 1845.0753 | -8.9125 | 2007.6547 | 284.7824 | 21.4525 | 209.9994 | -215.9666 | -53.7662 | -1047.7007 | -3805.4424 | -19.6616 | -25.4116 | 1895.3787 | -2531.4275 | -1856.3328 | -813.9783 | -103.1082 | 754.8495 | 2991.3621 | 1.4348 | -418.7393 | 279.6546 | 0.5317 | -386.9588 | 1937.5959 | -548.5072 | 1.0028 | 437.0731 | -2191.5842 | 131.5232 | 4932.5942 | 1419.3076 | 4742.8374 | -258.1 | -1674.2173 | 539.937 | -3385.8662 | 666.8707 | 327.1981 | -2199.1636 | 0.98166 | 8958.9971 | 210.1042 | 3.9413 | 207.7063
2030-01-21 | 16 | -42.8634 | 1077.5214 | -65.9911 | -639.8923 | 288.7368 | -1641.1992 | -12410.0713 | 3809.957 | -526.3051 | -350.132 | 3941.6926 | 137.2263 | 2091.5559 | -28.3419 | 1987.5264 | 214.806 | 13.6905 | 209.9994 | -141.8999 | 85.5164 | -993.3295 | -4040.6016 | -18.4858 | -30.0699 | 2030.8004 | -2676.7483 | -1936.5837 | -842.3465 | -107.4849 | 791.4824 | 3053.7205 | 0.98206 | -276.9098 | 257.6964 | 0.56728 | -345.2897 | 1569.7822 | -586.6131 | 1.0009 | 443.1523 | -2335.8384 | 193.683 | 4981.8672 | 1422.1495 | 4758.9912 | -258.7218 | -1818.3303 | 667.532 | -2892.8936 | 596.5552 | 409.3612 | -2823.1472 | 0.99406 | 8642.8213 | 210.1043 | 40.1975 | 205.4719
2030-01-21 | 17 | -46.2161 | 1057.1438 | -66.5426 | -648.0815 | 1.0047 | -1522.8075 | -11566.8652 | 3364.0208 | -204.9486 | -346.4738 | 3853.7603 | 147.8473 | 1795.6268 | -7.8994 | 1991.5782 | 140.0619 | 12.2829 | 209.9994 | -262.3452 | 184.8717 | -1200.7831 | -4766.9883 | -30.4057 | -10.2992 | 2077.5291 | -2791.1467 | -1967.743 | -831.7457 | -105.831 | 721.9085 | 3133.3245 | 381.7144 | -139.8264 | 362.5616 | 0.54743 | -182.3096 | 2621.2075 | -608.9812 | 1.005 | 332.1383 | -2207.4534 | 148.1067 | 4937.9243 | 1427.3652 | 4735.7129 | -255.5181 | -1697.1975 | 670.082 | -3247.4822 | 750.6173 | 740.9995 | -2271.0591 | 0.077832 | 9126.2666 | 210.1042 | 3.4658 | 199.7883
2030-01-21 | 18 | -47.7002 | 1113.4189 | -67.3205 | -637.1678 | 6.9341 | -1543.0776 | -11708.5469 | 3311.7974 | -91.3624 | -354.4562 | 3836.873 | 113.7863 | 1865.8621 | 22.4085 | 2011.5983 | -108.9127 | 36.8744 | 209.9994 | -223.5445 | 547.9184 | -1360.3925 | -4990.4019 | -15.7317 | -22.0491 | 1777.6189 | -2768.7922 | -2006.2502 | -819.3624 | -101.7412 | 694.3871 | 2775.5095 | 822.0962 | -104.2835 | 433.5122 | 0.5708 | 591.06 | 2399.0671 | -764.8638 | -3.0941 | 0.99907 | -1815.9279 | 167.8299 | 4809.1636 | 1490.2952 | 4498.1045 | -246.6422 | -1793.7297 | 359.4361 | -3874.2192 | 702.933 | 130.6664 | -2515.9675 | 0.6083 | 8787.7373 | 210.1043 | -5.2845 | 199.9166
2030-01-21 | 19 | -43.3297 | 783.3394 | -65.4048 | -587.1517 | -40.9233 | -1286.5045 | -11540.6982 | 3224.47 | -921.0145 | -355.1341 | 3817.9822 | 139.6878 | 1476.7919 | 28.0249 | 2023.4845 | -299.8586 | -51.8812 | 209.9994 | -285.3275 | 372.0928 | -1597.2322 | -5354.5698 | -27.5806 | -6.3812 | 2105.6851 | -2144.7246 | -1726.7172 | -728.4234 | -97.9461 | 715.6888 | 2752.2585 | 792.396 | -59.7757 | 387.1249 | 0.5488 | 746.2575 | 2526.2144 | -667.9463 | -2.7061 | 241.7733 | -1740.7922 | -5.1774 | 4543.6963 | 1468.6774 | 4226.4468 | -246.6116 | -1747.647 | 1183.9855 | -1834.7286 | 680.7578 | 230.622 | -2446.4573 | 0.65903 | 8398.9395 | 210.1042 | 19.6508 | 182.6858
2030-01-21 | 20 | -60.8109 | 276.8953 | -74.1728 | -618.4315 | -528.4767 | -938.7926 | -9925.5273 | 2067.2119 | -866.0737 | -354.6858 | 3792.6248 | 149.5183 | 1126.2803 | 15.6229 | 2010.693 | -687.9889 | 0.30435 | 209.9994 | -435.9503 | 537.796 | -1744.0991 | -5745.7607 | -18.4572 | 16.5453 | 2418.1194 | -2300.1575 | -1963.1808 | -630.9371 | -77.7968 | 616.4406 | 2680.4553 | 2833.2317 | -70.0567 | 748.3094 | 0.59027 | 615.4243 | 4589.2944 | -472.6632 | -2.652 | 270.7397 | -1910.7798 | -66.9397 | 4894.1582 | 1465.454 | 4605.2734 | -249.3511 | -1679.4805 | 1225.2068 | -1868.736 | 954.6097 | 1.0509 | -1574.4244 | -472.0895 | 9922.0898 | 210.1042 | -116.8627 | 307.0042
2030-01-21 | 21 | -60.6417 | 175.4236 | -74.4001 | -617.0957 | -807.3781 | -914.6513 | -9608.166 | 1608.4694 | -144.3577 | -348.7401 | 3847.8208 | 169.4669 | 1297.33 | 10.3208 | 2007.6459 | -802.3781 | 14.0342 | 209.9994 | -267.578 | 508.2727 | -1750.3213 | -5855.3706 | -23.5857 | -24.9932 | 1662.0275 | -2301.6333 | -1885.7089 | -626.6273 | -73.4778 | 605.956 | 2602.0784 | 2899.3958 | -27.9225 | 790.6594 | 0.47929 | 1224.1555 | 4547.8325 | -440.1957 | -2.4725 | 199.6418 | -1907.6006 | -60.4755 | 4918.8628 | 1441.6315 | 4696.0303 | -255.5124 | -1374.6431 | 1544.5695 | -686.8452 | 838.461 | -157.9614 | -1348.0908 | -211.5017 | 11838.2119 | 210.1042 | -99.6437 | 206.451
2030-01-21 | 22 | -62.1529 | 100.4426 | -71.5225 | -601.9374 | -857.7196 | -881.7785 | -9395.6426 | 1563.9194 | -677.147 | -342.4804 | 3869.6775 | 191.8653 | 1852.9441 | 52.6992 | 2020.1963 | -639.8664 | 16.7448 | 209.9994 | -281.1666 | 570.6176 | -1751.1696 | -5817.4609 | -16.5518 | -20.9611 | 1671.2249 | -2259.0681 | -1840.77 | -622.2561 | -69.214 | 588.8453 | 2653.749 | 2711.2803 | 18.1732 | 811.1984 | 0.51059 | 1140.6453 | 4418.8804 | -484.9836 | -2.0051 | 128.0802 | -1852.1075 | -4.4917 | 4629.7437 | 1508.5294 | 4486.5464 | -264.6095 | -1227.9824 | 1640.5396 | -1354.9482 | 853.3065 | -84.2221 | -1593.1807 | -604.5988 | 12862.0684 | 210.1042 | -23.4104 | 187.2145
2030-01-21 | 23 | -64.7095 | 377.9004 | -77.2482 | -655.7238 | -778.442 | -1079.968 | -9319.167 | 1496.1827 | -99.2862 | -337.0775 | 3850.0251 | 194.9994 | 1845.8048 | -99.2673 | 2010.9662 | -766.1675 | 75.7047 | 209.9994 | -246.0435 | 687.4505 | -1534.3175 | -5724.2837 | 13.6392 | -36.3366 | 1296.1377 | -2789.2217 | -2099.0242 | -683.2255 | -68.8394 | 579.1838 | 2578.8408 | 2897.6145 | 7.984 | 890.7012 | 0.47535 | 1264.6337 | 4968.5747 | -339.4066 | 0.99941 | 362.4076 | -2116.7483 | 53.1663 | 4497.9175 | 1590.6567 | 4498.6045 | -278.199 | -666.9596 | 2150.0447 | -656.78 | 1069.9454 | -81.3858 | -1735.2605 | -643.313 | 13493.6289 | 210.1043 | -107.7189 | 35.8565
2030-01-21 | 24 | -58.1362 | 646.6069 | -72.8959 | -639.1587 | -778.8459 | -1203.3136 | -9185.1309 | 1755.1775 | -2.8186 | -240.7111 | 3777.9219 | 151.2063 | 2017.4065 | -227.3936 | 2034.4907 | -1108.8839 | 90.5031 | 209.9994 | -236.9538 | 192.0845 | -1409.0144 | -6320.8755 | -65.5397 | -64.8882 | 1593.3022 | -2754.2634 | -1852.0919 | -724.9266 | -82.866 | 525.2406 | 2772.1038 | 2009.6873 | 79.414 | 781.2093 | 0.40114 | 1361.2404 | 4893.2866 | -4.6458 | 384.0519 | 0.99819 | -2546.1934 | -78.8021 | 4284.1406 | 1640.3184 | 4497.6543 | -3.754 | -276.7254 | 2921.2957 | 714.363 | 954.087 | -361.6164 | -1094.5929 | -232.0572 | 12742.6914 | 210.1042 | -168.0506 | -17.4337
2030-01-22 | 1 | -48.4069 | 1278.8798 | -65.9237 | -594.5665 | -299.1926 | -1548.0543 | -10299.4033 | 2628.5095 | 525.3247 | -329.8033 | 3667.3594 | 157.7993 | 2014.9584 | -206.5883 | 1838.5959 | -1109.3346 | 52.4124 | 209.9994 | -225.6167 | 233.8506 | -1171.1392 | -5779.3882 | -65.5077 | -65.2316 | 1576.7634 | -2807.1262 | -1960.6732 | -837.4128 | -110.4163 | 542.7454 | 2655.0444 | 1076.7975 | 105.5354 | 538.5287 | 0.45012 | 1266.2693 | 1649.7795 | -396.4891 | 385.3192 | 1.0018 | -2773.7327 | -2.4985 | 2676.1304 | 1478.8024 | 3097.7781 | -89.9416 | -639.0493 | 2786.2144 | 204.0597 | 956.9506 | -81.7459 | -1755.6035 | 495.4438 | 10746.6387 | 210.1042 | -100.9161 | -72.7713
2030-01-22 | 2 | -33.2238 | 1800.1503 | -69.5451 | -554.5298 | -56.3469 | -1881.916 | -10464.7256 | 3304.9954 | 1782.0791 | -295.0486 | 3646.0542 | -1.3461 | 2005.4299 | -162.2116 | 2109.843 | -1096.1129 | 76.9878 | 209.9994 | -211.4953 | 113.4191 | -1142.6285 | -5765.123 | -137.2296 | -83.8151 | 1672.5258 | -2738.6606 | -1879.7449 | -940.2106 | -138.0427 | 443.5379 | 2568.7395 | 129.0941 | 129.8739 | 240.3577 | 0.47342 | 1350.1152 | -60.4017 | -300.9341 | 408.1893 | 0.99945 | -2582.9578 | -179.4675 | 2316.106 | 1559.6705 | 2703.218 | -3.1543 | -295.0702 | 2880.3977 | 79.9471 | 741.6315 | -721.7209 | -1673.2246 | 1213.5139 | 8024.9082 | 210.1043 | -87.5114 | -91.798
2030-01-22 | 3 | -28.8436 | 1781.3063 | -62.2012 | -546.1307 | -99.6966 | -1895.4623 | -10282.668 | 3263.3167 | 2423.5315 | -240.444 | 3687.0325 | -194.988 | 1986.8232 | -329.7226 | 1700.1528 | -758.0555 | 51.5351 | 209.9994 | -181.7468 | 63.046 | -1111.3151 | -5626.564 | -164.0157 | -107.3494 | 1508.0999 | -2747.3538 | -1802.9169 | -955.1987 | -144.5133 | 405.9876 | 2345.9592 | 3.4208 | 162.7727 | 176.2944 | 0.57242 | 1538.9091 | -235.0945 | -272.7116 | 364.3566 | 1.0024 | -2475.9954 | -253.6056 | 2184.6467 | 1558.5381 | 2586.981 | -3.1753 | -279.5196 | 2886.0828 | -347.3994 | 610.7008 | -922.3231 | -1479.8275 | 1539.0659 | 7285.187 | 210.1042 | -80.8641 | -156.4313
2030-01-22 | 4 | -33.5771 | 1644.6335 | -61.5213 | -540.5576 | -57.6752 | -1826.025 | -10256.2773 | 3357.8657 | 2568.1348 | -140.3447 | 3632.9773 | -194.9883 | 1995.7915 | -506.351 | 932.8519 | -1215.5472 | -8.5506 | 209.9994 | -325.545 | 27.2473 | -1059.8208 | -5555.4326 | -147.5695 | -91.8097 | 1940.7382 | -2745.7979 | -1787.2516 | -933.5079 | -140.1735 | 465.1213 | 1920.8456 | 531.0048 | 181.746 | 267.3463 | 0.67952 | 1460.9764 | 129.4774 | -292.7146 | 393.0803 | 1.0038 | -2498.3906 | -208.1556 | 2268.6521 | 1475.8558 | 2686.4199 | -3.0421 | -278.7327 | 2944.333 | -722.4925 | 619.3654 | -208.8762 | -1646.8206 | 1697.2324 | 7566.8237 | 210.1043 | -54.6747 | -55.5818
2030-01-22 | 5 | -39.8221 | 1194.0999 | -68.4518 | -516.507 | -59.6258 | -1606.9917 | -10140.4873 | 3445.3298 | 2543.8708 | -140.7996 | 3619.9744 | -195.0036 | 2009.7814 | -524.0599 | 911.4287 | -1180.5573 | 0.99991 | 209.9994 | -331.5942 | -72.0897 | -1085.4191 | -5776.6123 | -126.4648 | -92.389 | 2036.2896 | -2491.7432 | -1547.0229 | -863.2759 | -127.8035 | 595.4034 | 1888.1865 | 1248.3346 | 230.4165 | 366.5002 | 0.71894 | 1446.7976 | 868.5472 | -370.6526 | 358.3146 | 1.0023 | -2559.0295 | -196.9839 | 2371.7083 | 1483.3497 | 2725.6965 | -3.2871 | -279.3488 | 2789.9854 | -1787.6542 | 820.1932 | 198.9299 | -1736.3916 | 1070.2708 | 7700.1123 | 210.1042 | -93.9418 | 13.0911
2030-01-22 | 6 | -28.0217 | 1566.5134 | -58.3817 | -519.4727 | 205.1564 | -1762.9166 | -10885.1748 | 3764.7244 | 1164.5707 | -76.8218 | 3822.8096 | -29.2136 | 2090.7869 | -443.1879 | 1017.9433 | -1787.9701 | -146.376 | 209.9994 | -327.5387 | -274.1188 | -1116.4935 | -5989.5166 | -177.2666 | -99.7632 | 2218.6616 | -2505.9197 | -1324.0896 | -913.5604 | -135.4249 | 591.195 | 2001.6599 | 178.3506 | 233.6171 | 163.6059 | 0.62933 | 1437.947 | -331.4585 | -181.8445 | 20.3286 | 1.001 | -2663.4116 | -456.1555 | 3735.3457 | 1526.4565 | 3572.9353 | -3.2977 | -277.7022 | 3150.6831 | -669.2043 | 677.4697 | 243.1694 | -2340.293 | 352.9198 | 8633.9131 | 210.1043 | -77.0061 | 79.3895
2030-01-22 | 7 | -45.5363 | 1046.4421 | -68.9611 | -575.1599 | 53.555 | -1466.1174 | -10293.0391 | 3106.4111 | -15.9994 | -122.0803 | 3804.9844 | -1.5986 | 1682.2561 | -351.8701 | 1368.7709 | -2090.6775 | -324.7461 | 209.9994 | -329.8335 | -204.6385 | -1541.8345 | -6165.2427 | -140.7848 | -103.8356 | 2437.9836 | -2632.6191 | -1021.5701 | -808.4857 | -109.1027 | 630.6492 | 2306.0461 | 1570.8597 | 188.3093 | 453.6997 | 0.59074 | 1636.4209 | 1781.0002 | -331.0457 | 1.0031 | 89.332 | -2258.8223 | -335.3571 | 3864.5005 | 1394.2609 | 3824.2527 | -282.3782 | -471.9841 | 2104.1946 | -2260.7808 | 431.7225 | 703.3506 | -2207.8157 | 0.98719 | 10495.5234 | 210.1042 | 117.7808 | 120.4384
2030-01-22 | 8 | -64.5657 | 560.576 | -84.7015 | -798.5131 | -500.0278 | -1011.9334 | -8440.2471 | 1693.6984 | -85.5023 | -122.2272 | 3742.4946 | 63.6733 | 1518.3712 | 168.8011 | 1855.8594 | -2590.3672 | -348.6466 | 209.9994 | -418.836 | -41.4126 | -1626.7751 | -5896.8252 | -106.3528 | -76.4271 | 2924.8521 | -2924.752 | -1058.3839 | -701.826 | -88.3316 | 597.0221 | 2414.2397 | 4573.6021 | 75.6968 | 867.5958 | 0.60176 | 1148.2831 | 5179.6143 | 232.5297 | 1.0008 | 424.9592 | -2507.3035 | -385.9105 | 3879.6182 | 1369.7969 | 3599.1003 | -2.4905 | -277.1866 | 2289.4587 | -2007.3922 | 477.4117 | 158.8028 | -1200.6648 | -0.45695 | 11669.6445 | 210.1042 | 92.916 | 129.6482
2030-01-22 | 9 | -74.9534 | -159.9167 | -88.9529 | -766.1188 | -1379.5216 | -583.0843 | -6887.1963 | 1.0038 | -199.4254 | -96.2611 | 3901.7402 | 171.5533 | 1464.5898 | 161.9073 | 1906.1941 | -2885.2559 | -529.545 | 209.9994 | -376.2869 | 236.7281 | -1713.8739 | -5541.6069 | -27.938 | -40.3365 | 2368.4702 | -2932.248 | -1309.3079 | -561.3453 | -52.855 | 585.097 | 1859.9355 | 5362.9512 | -299.7957 | 1107.528 | 0.74698 | 1.0031 | 6988.5962 | 279.5535 | -352.5028 | -1.5205 | -2607.9202 | -225.4419 | 3308.5439 | 1198.8378 | 2617.3237 | -87.1885 | -1842.6398 | 3625.5979 | -59.3294 | 787.4948 | 30.9561 | -471.9191 | -736.1219 | 12536.1943 | 210.1042 | 1.0002 | 164.5868
2030-01-22 | 10 | -57.2133 | -622.1171 | -74.6196 | -705.4652 | -1758.6843 | -61.1826 | -5248.75 | -906.8713 | -2.9677 | -88.9275 | 3797.6875 | 192.1861 | 1545.9297 | 172.2028 | 1861.8279 | -1428.1957 | -196.0208 | 209.9994 | -381.4326 | 481.3913 | -1638.3298 | -4710.522 | -10.8298 | -30.1145 | 2595.8347 | -2125.8926 | -1461.6066 | -387.3287 | -41.2531 | 447.8887 | 1251.6041 | 4694.2061 | -726.2584 | 1073.6714 | 1.0192 | -216.4043 | 6843.0464 | 536.0324 | 118.1974 | 449.4569 | -2425.228 | -164.7104 | 3724.1833 | 1092.0557 | 3501.4238 | -2.5745 | -650.9889 | 2187.6028 | -1624.3822 | 690.8583 | 3.9165 | -425.3606 | -558.2165 | 11343.3936 | 210.1042 | 31.7174 | 206.873
2030-01-22 | 11 | -42.5964 | -435.985 | -62.9885 | -663.7614 | -1847.7107 | -19.7254 | -3973.4863 | -1567.6219 | -2.9658 | -104.6456 | 3850.3523 | 195.0005 | 1569.8104 | 265.1742 | 1965.7224 | -1042.4784 | 0.9999 | 209.9994 | -438.4982 | 667.9028 | -1735.8502 | -3857.2832 | -42.139 | -25.1246 | 2927.1677 | -1759.6118 | -1337.1948 | -373.585 | -43.3 | 247.3697 | 1131.4644 | 3955.6873 | -684.2203 | 957.8226 | 3.7375 | 189.2612 | 6457.1655 | 532.0705 | 123.7028 | 449.4769 | -2242.1558 | -187.0296 | 3650.6482 | 1080.2141 | 3429.7712 | -2.6152 | -571.0032 | 2270.4229 | -1331.8436 | 634.8679 | 0.98457 | -706.2018 | -414.1213 | 10199.2949 | 210.1042 | 51.4794 | 251.9365
2030-01-22 | 12 | -22.3426 | 35.8177 | -54.3186 | -537.1152 | -1864.7999 | -393.4709 | -3783.1074 | -1444.9385 | -2.8748 | -126.9746 | 3938.5562 | 195.0001 | 1627.3912 | 359.4199 | 2003.7344 | -772.2147 | 89.4254 | 209.9994 | -563.5695 | 467.207 | -1603.3562 | -3210.4641 | -66.505 | -40.8597 | 3814.6709 | -1693.594 | -893.4678 | -465.9546 | -60.7879 | 227.4312 | 809.8259 | 2389.3379 | -411.3752 | 475.9804 | 6.0286 | 1608.217 | 4326.8262 | 611.3541 | 465.222 | 1.0006 | -1850.5096 | -219.7329 | 3540.751 | 1304.7153 | 3760.9541 | -3.0169 | -484.7886 | 2351.8179 | -714.1088 | 522.277 | -757.1354 | -345.1903 | -426.4171 | 9674.9395 | 210.1042 | -48.166 | 217.6824
2030-01-22 | 13 | -22.3612 | 118.6542 | -51.0751 | -524.0237 | -1867.7468 | -383.4313 | -3138.5024 | -1421.0836 | 0.99618 | -155.2956 | 3923.1826 | 127.2266 | 1596.6829 | 459.5743 | 2193.9546 | -279.2991 | 257.5321 | 209.9994 | -627.9573 | 420.7575 | -1556.9463 | -3209.2744 | -64.8859 | -46.8107 | 4128.4707 | -1559.2472 | -1067.8514 | -444.7806 | -67.0677 | 224.753 | 674.549 | 2717.5061 | -525.4595 | 579.4049 | 6.5021 | 2539.3218 | 4309.4224 | 470.5891 | 179.2671 | 424.6697 | -1689.1498 | -138.6284 | 3473.4133 | 1272.1064 | 3416.7585 | -3.0318 | -278.5296 | 2487.0037 | -472.8101 | 560.8765 | -747.9102 | -808.9377 | -465.8621 | 8839.6895 | 210.1043 | -112.821 | 111.6243
2030-01-22 | 14 | -16.6876 | 122.8628 | -42.6834 | -467.5738 | -1863.3843 | -306.8314 | -1974.6549 | -1388.9015 | 261.7564 | -140.6213 | 3824.6089 | 144.1582 | 1623.317 | 411.0102 | 2095.6428 | -215.082 | 249.7854 | 209.9994 | -662.5489 | 810.2076 | -1182.3745 | -2716.4836 | -50.1215 | -46.1758 | 4367.7461 | -1337.6777 | -1292.1212 | -406.8726 | -72.9597 | 268.6237 | 533.1994 | 2431.0068 | -633.8268 | 569.8248 | 6.5629 | 2620.5144 | 3956.1094 | 272.2705 | 45.9841 | 449.6201 | -1955.5067 | -132.1545 | 3389.4861 | 1235.7253 | 3202.2761 | -2.9801 | -278.5889 | 2475.7629 | -400.9365 | 640.4792 | -839.5139 | -519.292 | -335.0441 | 7567.9106 | 210.1042 | -218.5786 | 103.5381
2030-01-22 | 15 | -10.3637 | -12.4822 | -36.7255 | -385.7334 | -1914.5922 | -248.3793 | -2159.7798 | -1325.3422 | 0.99791 | -139.6246 | 3888.1921 | 128.3383 | 1517.0824 | 389.5993 | 2013.7548 | -291.12 | 180.2937 | 209.9994 | -613.6827 | 884.2772 | -1277.629 | -3119.4041 | -29.2147 | -49.6392 | 4063.7966 | -1141.2947 | -1880.2703 | -380.6987 | -71.1911 | 294.8366 | 632.0917 | 1695.3206 | -767.5883 | 542.4474 | 5.7344 | 2418.7512 | 3944.9324 | 584.7473 | 379.9454 | 449.2149 | -2024.275 | -26.0207 | 3552.187 | 1272.2152 | 3710.5364 | -2.9916 | -278.3187 | 2417.2056 | -455.3478 | 806.1971 | -555.2208 | -456.6643 | -492.3887 | 7294.9863 | 210.1042 | -259.4706 | 32.1023
2030-01-22 | 16 | -2.043 | 198.9273 | -34.263 | -321.1401 | -1927.395 | -380.0286 | -2678.4807 | -1300.7893 | 0.99889 | -137.1045 | 3868.0032 | 133.0749 | 1507.4457 | 345.4651 | 1992.1887 | 98.2537 | 177.8548 | 209.9994 | -632.1876 | 854.6815 | -1249.5021 | -3631.3054 | -53.9012 | -60.6555 | 4127.1235 | -1051.3707 | -2142.0833 | -393.4085 | -80.4161 | 263.688 | 382.7836 | 532.5756 | -892.7807 | 343.0643 | 4.7595 | 2667.7576 | 2369.2129 | 655.4667 | 524.9274 | 1.0002 | -1889.9662 | -47.5157 | 3747.6409 | 1259.6049 | 4032.2009 | 1.0083 | -278.4567 | 2557.1946 | -462.3081 | 609.8767 | -1114.8929 | -262.8522 | -368.5228 | 6386.5415 | 210.1042 | -284.97 | -3.6283
2030-01-22 | 17 | -14.1882 | 611.1272 | -44.8001 | -388.9221 | -1931.4886 | -604.7833 | -2326.9832 | -1001.9225 | 0.99693 | -166.9043 | 4017.9155 | 68.8335 | 2120.1089 | 393.303 | 2014.7433 | 97.3999 | 333.6048 | 209.9994 | -752.1784 | 508.1397 | -1303.4553 | -3430.8882 | -122.2555 | -74.1722 | 4464.0342 | -1527.3499 | -2126.0623 | -455.1895 | -94.133 | 255.1666 | 762.6653 | 2160.1875 | -542.4381 | 478.1377 | 5.0262 | 3004.2151 | 3154.5911 | -360.713 | -408.2426 | -1.3346 | -1701.8971 | -337.8593 | 3847.3552 | 1033.8577 | 3219.1658 | -263.2957 | -1923.4982 | 2821.8708 | -369.6619 | 505.8519 | -1862.6139 | 236.5532 | -895.5289 | 4577.417 | 210.1042 | -414.9004 | -3.315
2030-01-22 | 18 | -22.9297 | 1507.1925 | -48.6883 | -429.2075 | -1907.6571 | -914.1848 | -987.665 | -750.1757 | 1.0011 | -207.7266 | 3934.2104 | -6.2529 | 2081.5964 | 475.5986 | 2208.377 | 440.9488 | 344.2758 | 209.9994 | -740.5503 | 271.2769 | -1424.902 | -3295.394 | -332.9153 | -79.3204 | 4368.7188 | -1717.5394 | -1741.5621 | -542.4188 | -137.4861 | -62.2849 | 1049.6373 | 1899.0938 | -456.2672 | 238.9766 | 5.6338 | 2971.2661 | 2611.7354 | -1.3544 | 1.0049 | 1.0002 | -1402.5442 | -958.7868 | 4153.7563 | 1068.4138 | 3863.2908 | -252.1271 | -1194.6304 | 2740.511 | -825.6331 | -15.8849 | -2458.2056 | -333.6013 | 85.8857 | 2373.9771 | 210.1042 | -286.5417 | 75.8316
2030-01-22 | 19 | -22.3497 | 1386.0037 | -50.4497 | -424.3636 | -1899.8483 | -703.6765 | 1296.9658 | -249.4829 | 529.0217 | -347.197 | 3909.7754 | 94.8525 | 2079.1687 | 547.7202 | 2293.0842 | 1.5447 | 238.6462 | 209.9994 | -749.7811 | 402.868 | -1655.6832 | -3674.8118 | -326.6126 | -54.6889 | 4355.2183 | -1498.9871 | -1913.7458 | -443.1342 | -139.8636 | -59.7829 | 1216.0681 | 1533.9774 | -637.8739 | 249.5651 | 4.4913 | 2577.4353 | 2442.856 | -291.5677 | -4.0649 | -1.6661 | -1208.1503 | -999.0721 | 3894.7705 | 1045.7173 | 3567.4875 | -249.8897 | -1088.0527 | 2754.1675 | -901.1389 | -13.7657 | -1249.6816 | -153.802 | 677.2704 | 1352.3854 | 210.1042 | -139.2266 | 54.6242
2030-01-22 | 20 | -29.0769 | 812.1623 | -56.2182 | -448.2255 | -1763.5665 | -486.4864 | 1719.0228 | -497.523 | 796.785 | -299.5533 | 3963.103 | 159.4548 | 1832.7253 | 556.8547 | 2286.1604 | -173.5989 | 231.9917 | 209.9994 | -760.3495 | 564.4345 | -1684.5269 | -3782.5022 | -260.7513 | -38.5547 | 4283.5908 | -1366.7467 | -2080.4375 | -327.235 | -115.59 | 1.0014 | 1178.4009 | 2065.4241 | -761.1769 | 471.6393 | 5.0379 | 2479.8091 | 3471.6836 | -106.0055 | 1.0006 | 43.0286 | -1306.3879 | -877.5981 | 4338.9346 | 1066.2444 | 3926.2708 | -252.2732 | -1293.1334 | 3138.9531 | -537.8454 | 297.5657 | -183.5856 | -221.2407 | 615.0881 | 2967.0117 | 210.1042 | -162.5723 | 59.5666
2030-01-22 | 21 | -26.9436 | 939.9686 | -57.4445 | -460.3948 | -1841.7059 | -685.8406 | 647.5479 | -290.7871 | 953.3201 | -327.3353 | 3941.4961 | 94.6044 | 2115.4932 | 551.3826 | 2309.5847 | -58.1048 | 245.1491 | 209.9994 | -751.1945 | 318.8579 | -1509.4119 | -3444.0278 | -274.6754 | -47.7555 | 4224.7554 | -1499.9985 | -1700.9419 | -386.0552 | -118.62 | 97.1097 | 1486.4166 | 1815.8159 | -522.5287 | 354.1425 | 4.9057 | 2758.3228 | 3208.7439 | -693.4608 | -529.4327 | 1.0008 | -1193.9248 | -947.2831 | 3584.3018 | 994.8998 | 2740 | -257.448 | -1982.6663 | 3056.3542 | -456.9103 | 73.2735 | -838.015 | -120.9991 | 725.0331 | 2826.6013 | 210.1042 | -162.9691 | 30.1379
2030-01-22 | 22 | -34.976 | 1301.575 | -62.0047 | -504.5023 | -1845.251 | -840.9233 | 277.1907 | -130.1466 | 840.582 | -353.2498 | 3939.9011 | 62.0423 | 1945.8026 | 511.9639 | 2286.9688 | 284.7905 | 397.3203 | 209.9994 | -789.3663 | 374.3762 | -1561.119 | -3125.8359 | -284.7065 | -49.0798 | 4309.9487 | -1875.9495 | -1598.6943 | -511.675 | -130.6203 | 22.1131 | 1808.2355 | 2839.3367 | -347.2187 | 428.8376 | 4.2696 | 2938.1448 | 4097.7124 | -569.9341 | -514.7938 | -1.8662 | -1178.0211 | -865.8552 | 3683.7424 | 1013.0665 | 2946.428 | -266.3984 | -2001.5439 | 3069.8704 | -105.7643 | 99.0569 | -494.4572 | -331.8255 | 407.7611 | 2901.5764 | 210.1042 | -130.8049 | 35.5971
2030-01-22 | 23 | -30.893 | 1344.8604 | -59.5872 | -468.5511 | -1823.6152 | -898.7311 | 388.8204 | -379.9467 | 938.8336 | -355.3193 | 3927.5645 | 21.4925 | 1653.3391 | 446.5393 | 2245.2185 | 568.1242 | 494.0343 | 209.9994 | -776.8347 | 379.8145 | -1642.7966 | -3098.9905 | -294.6667 | -53.4498 | 4335.4819 | -1817.377 | -1854.7152 | -514.5511 | -134.2643 | -44.0622 | 1690.9163 | 2881.1304 | -539.4019 | 436.25 | 3.7937 | 2951.4041 | 3597.3413 | -546.5999 | -380.0632 | -2.2058 | -1168.5885 | -814.7049 | 3747.8447 | 1082.8279 | 3233.1636 | -277.246 | -2001.6025 | 3411.0557 | 835.4564 | 78.0715 | -1400.6281 | -347.5115 | 262.4455 | 1966.1692 | 210.1042 | -220.3272 | 17.1459
2030-01-22 | 24 | -27.733 | 1396.4319 | -55.5297 | -429.3598 | -1857.5388 | -896.4149 | 0.99242 | -341.6119 | 1119.1954 | -194.1643 | 3884.3201 | 1.0011 | 1637.3276 | 402.1487 | 2217.1057 | 858.0971 | 598.0766 | 209.9994 | -806.4019 | 774.0463 | -1399.3596 | -3001.2722 | -266.134 | -49.7583 | 4468.7686 | -1759.9672 | -1921.0679 | -500.4022 | -138.1674 | -50.2788 | 1195.5914 | 1987.8224 | -668.9723 | 397.546 | 4.2941 | 3116.8679 | 2915.2795 | -691.561 | -272.5855 | 1.0008 | -1653.7239 | -554.2111 | 3421.9546 | 1169.8796 | 3193.158 | -290.1103 | -1771.823 | 2995.1892 | 416.2619 | 428.0312 | -1737.7646 | 57.2072 | -238.7233 | 1553.2959 | 210.1042 | -326.0186 | -36.4121
2030-01-23 | 1 | -3.9753 | 1354.6556 | -49.014 | -386.1492 | -1863.0851 | -838.173 | 1030.7715 | -1021.1602 | 1229.6738 | -171.9798 | 3847.5081 | 50.572 | 1252.6256 | 58.4422 | 2199.8423 | 356.0432 | 480.8911 | 209.9994 | -702.2592 | 815.8617 | -1119.8263 | -3334.0083 | -250.1425 | -58.0723 | 4167.1567 | -1452.6598 | -2083.8928 | -499.06 | -135.6181 | -25.2415 | 499.7285 | 1082.3745 | -1110.2659 | 236.2932 | 3.6315 | 3052.7739 | 2185.4949 | -879.9572 | -306.0256 | -1.9414 | -1842.5669 | -534.9722 | 3179.3611 | 1224.0651 | 3030.3706 | -296.0739 | -1479.5392 | 2754.9666 | 171.9925 | 457.0079 | -2156.5742 | 496.8036 | 175.5681 | 2196.4553 | 210.1042 | -324.6082 | -42.3118
2030-01-23 | 2 | -0.53668 | 934.8278 | -43.1068 | -316.2639 | -1863.7504 | -515.9722 | 1995.511 | -1112.0916 | 2289.8479 | -131.8687 | 3887.6111 | 125.9971 | 1988.9055 | -131.4535 | 2076.8115 | 309.1497 | 479.6462 | 209.9994 | -637.0098 | 1071.1572 | -1197.1377 | -3591.781 | -191.6675 | -49.1889 | 3651.0078 | -962.6478 | -2535.4268 | -336.858 | -122.21 | -16.5325 | -38.0375 | 495.603 | -1644.2661 | 246.947 | 3.2933 | 2535.2217 | 1496.6306 | -646.7049 | -2.0603 | 1.0008 | -2074.5457 | -363.0851 | 3385.9744 | 1354.7377 | 3284.9907 | -2.5976 | -877.7649 | 2944.4634 | 504.3453 | 660.3642 | -1804.6497 | 189.8156 | -4.4992 | 1411.5793 | 210.1043 | -346.6517 | 40.1722
2030-01-23 | 3 | -3.4575 | 797.3157 | -44.3182 | -322.9655 | -1872.2072 | -491.2748 | 1567.5631 | -1261.35 | 2599.3621 | -143.0107 | 3845.5417 | 95.6182 | 1977.9615 | -169.293 | 2041.9033 | 326.8148 | 509.9512 | 209.9994 | -629.784 | 1104.3639 | -1175.7052 | -4112.6328 | -159.1406 | -48.753 | 3588.8811 | -965.7614 | -2617.7268 | -330.9036 | -113.1554 | 37.1431 | -44.7983 | 346.048 | -1696.1886 | 319.0309 | 2.6034 | 2433.1191 | 2345.9648 | -443.4103 | 89.0632 | 0.99899 | -2155.4636 | -283.3688 | 3489.3125 | 1388.3452 | 3470.2705 | -2.6634 | -519.6276 | 3107.6345 | 603.0782 | 729.1531 | -1670.9764 | 82.1732 | -3.9983 | 1911.7279 | 210.1042 | -340.0556 | 77.9472
2030-01-23 | 4 | -10.4946 | 692.0713 | -50.0528 | -365.4955 | -1866.276 | -562.8804 | 667.2543 | -1180.1432 | 2572.7075 | -184.7474 | 3851.1387 | -16.5547 | 2055.3364 | -264.303 | 1863.4758 | 791.5004 | 576.6114 | 209.9994 | -583.1793 | 1011.4138 | -1096.2144 | -4003.957 | -130.2031 | -65.6607 | 3405.1274 | -1100.3004 | -2182.9868 | -367.9149 | -105.6388 | 127.041 | -111.5997 | 384.2409 | -1550.3936 | 389.5761 | 2.6034 | 2581.7507 | 3974.314 | -95.1546 | 265.0295 | 1.0001 | -2155.6946 | -223.0652 | 3829.2454 | 1478.682 | 3961.7468 | -2.7227 | -277.5048 | 3082.7842 | 509.6828 | 734.2206 | -1703.5896 | 0.99977 | -3.9249 | 3010.1094 | 210.1043 | -334.3538 | 58.6124
2030-01-23 | 5 | -22.865 | 640.4682 | -58.6641 | -434.157 | -1795.0936 | -682.7672 | 0.9883 | -1064.9918 | 2468.4119 | -177.9962 | 3829.5598 | -42.4418 | 2015.1173 | -322.8706 | 1764.9357 | 1354.9222 | 677.6367 | 209.9994 | -515.9821 | 922.8929 | -1010.282 | -3562.6367 | -83.6864 | -74.4915 | 3133.9607 | -1375.0098 | -1901.1517 | -440.0917 | -95.1371 | 259.7291 | 328.8505 | 935.4774 | -1323.3481 | 557.5783 | 2.2995 | 2315.9556 | 5852.292 | -3.222 | 179.8477 | 1.0018 | -2268.6384 | -134.1226 | 3880.5876 | 1576.6444 | 3915.3901 | -2.9042 | -278.5592 | 2818.2061 | 133.4972 | 835.0042 | -1362.9629 | -50.7414 | -163.8965 | 5228.9185 | 210.1042 | -318.7333 | 65.7826
2030-01-23 | 6 | -30.6489 | 575.9417 | -63.2652 | -460.9392 | -1859.6636 | -665.7422 | -73.6781 | -1178.9747 | 1027.2505 | -208.4734 | 3780.3708 | -156.8359 | 2125.5635 | -368.5302 | 1690.8723 | 1433.6901 | 704.2438 | 209.9994 | -503.2849 | 787.8503 | -972.9657 | -3647.1143 | -106.1359 | -99.3017 | 3161.302 | -1575.9869 | -2062.9753 | -471.451 | -98.1196 | 327.4085 | 258.345 | 1255.5947 | -1225.5063 | 716.0859 | 1.6604 | 2884.8281 | 6881.814 | -698.0278 | -90.5507 | -2.3341 | -2365.0845 | -283.4071 | 3645.3201 | 1442.8308 | 3659.3904 | -297.2079 | -634.5276 | 2474.4019 | -639.9045 | 738.4839 | -538.0857 | -816.3404 | -1.5038 | 6786.9507 | 210.1042 | -141.0728 | 234.5162
2030-01-23 | 7 | -32.9719 | 693.374 | -68.6659 | -512.3868 | -1666.7522 | -733.6346 | -214.2258 | -1235.7246 | 273.8158 | -164.6873 | 3765.8333 | -2.9224 | 1693.248 | -228.2663 | 2010.4478 | 1341.0918 | 585.6937 | 209.9994 | -482.6467 | 696.6353 | -1276.1277 | -4574.2212 | -225.3706 | -109.508 | 3033.5771 | -1735.7312 | -2128.8323 | -521.1536 | -102.8507 | 121.647 | 780.3813 | 873.2031 | -996.1535 | 686.2407 | 1.3233 | 3014.5952 | 7369.585 | -919.9821 | -420.8166 | 1.0017 | -1564.8562 | -630.5566 | 3581.4819 | 1301.7394 | 3275.4688 | -285.7694 | -1836.6879 | 2260.061 | -1222.0173 | 39.9391 | -1642.0295 | -1018.4313 | 658.1829 | 6570.1777 | 210.1042 | 31.0245 | 251.3764
2030-01-23 | 8 | -53.0382 | 346.0439 | -82.6148 | -691.566 | -1563.5786 | -759.4965 | -1318.0428 | -928.9285 | 163.5304 | -245.5423 | 3788.7126 | 97.4696 | 1528.1229 | -193.6304 | 2109.0989 | 1247.2939 | 557.6922 | 209.9994 | -521.3522 | 425.4926 | -1275.8718 | -4671.6211 | -91.1277 | -95.2477 | 3211.4133 | -2246.4905 | -1668.6014 | -563.0493 | -70.9972 | 437.1444 | 1496.892 | 3298.0837 | -500.2435 | 959.0751 | 1.6326 | 2781.0344 | 10603.457 | -486.0125 | -2.0156 | 73.1751 | -1591.5909 | -465.4968 | 4606.7476 | 1396.2917 | 4419.0767 | -269.2749 | -1053.3818 | 2488.2698 | -1121.9504 | 561.8719 | -760.1806 | -754.4534 | -52.3933 | 9656.9414 | 210.1043 | -107.0373 | 231.0546
2030-01-23 | 9 | -43.8146 | 744.8248 | -80.9414 | -742.7296 | -1747.583 | -950.6625 | -2762.5764 | -796.652 | 756.6158 | -360.6495 | 3781.1992 | 158.7831 | 1455.8583 | -99.1852 | 2052.9604 | 1343.4783 | 358.2142 | 209.9994 | -521.7486 | 316.48 | -1118.4136 | -4104.0708 | -133.1745 | -65.1638 | 3288.5542 | -2305.5115 | -1190.3577 | -651.4721 | -78.7318 | 381.9764 | 2216.7783 | 1652.2587 | -263.0536 | 548.6664 | 1.848 | 1721.8823 | 9421.3125 | -653.3781 | -70.5926 | 1.0008 | -1244.6711 | -515.2618 | 4098.6504 | 1357.512 | 3937.8452 | -263.9783 | -1346.1438 | 2575.5449 | -1018.6874 | 85.8822 | -1747.705 | -173.436 | 323.4455 | 7827.7075 | 210.1042 | -96.6271 | 148.0145
2030-01-23 | 10 | -49.5749 | 707.3441 | -80.3516 | -781.252 | -1807.6573 | -919.7292 | -2368.1421 | -1093.9287 | 621.6414 | -358.9806 | 3770.7419 | 131.772 | 1459.2311 | -16.5431 | 2052.7856 | 1380.7588 | 421.6662 | 209.9994 | -512.7183 | 459.3798 | -1027.6802 | -3852.0322 | -152.3441 | -57.6717 | 3271.1248 | -2427.9468 | -1357.963 | -649.9765 | -77.4198 | 322.9264 | 2368.0256 | 2014.4214 | -220.9142 | 706.5865 | 2.1739 | 1731.5479 | 10261.6816 | -655.3942 | -66.4382 | 1.0004 | -1350.3716 | -599.6011 | 3992.5066 | 1345.8701 | 3832.0142 | -263.3069 | -1471.0546 | 2532.5762 | -1001.1016 | 149.8165 | -1569.3569 | -468.8601 | 150.6209 | 9270.6611 | 210.1042 | -5.0845 | 260.4382
2030-01-23 | 11 | -47.3787 | 823.1514 | -77.5814 | -809.66 | -1844.7316 | -859.7239 | -2165.7026 | -1256.3452 | 0.9985 | -355.7506 | 3771.5776 | 152.1933 | 1487.0514 | 76.7725 | 2080.4019 | 685.7753 | 10.9898 | 209.9994 | -487.6818 | 483.1874 | -1228.704 | -4659.207 | -197.6224 | -49.9061 | 3114.2739 | -2466.0012 | -1873.8231 | -649.0889 | -81.6383 | 250.3032 | 2292.7144 | 2010.6178 | -369.2142 | 692.9424 | 0.22585 | 1618.9608 | 9996.3213 | -639.2086 | -71.4591 | 1.0019 | -1437.1306 | -646.3729 | 3958.3149 | 1332.6172 | 3779.6501 | -261.4822 | -1154.4916 | 2442.5698 | -923.6495 | -55.2057 | -2258.002 | -640.9799 | -150.5648 | 8897.2061 | 210.1043 | 29.9992 | 385.2878
2030-01-23 | 12 | -69.5702 | 557.1099 | -81.5841 | -789.9747 | -1880.2328 | -674.472 | -1453.2526 | -1596.4668 | 0.99835 | -356.155 | 3801.9646 | 131.086 | 1436.2369 | 79.0871 | 2078.397 | 938.4428 | 151.3806 | 209.9994 | -439.9148 | 610.1447 | -1249.1501 | -4947.7515 | -171.8586 | -43.0454 | 2844.0942 | -2684.1077 | -2036.2207 | -598.6863 | -70.9975 | 240.9293 | 2578.1453 | 3056.9438 | -305.6532 | 1081.1652 | 0.24719 | 1452.5854 | 11452.6572 | -37.0289 | 0.99505 | 238.5257 | -1501.2378 | -590.9671 | 4303.1152 | 1360.3451 | 4159.7104 | -260.9735 | -497.0065 | 2501.6721 | -1061.6185 | 113.3062 | -1872.7853 | -706.0137 | -499.099 | 10959.5977 | 210.1042 | 14.5326 | 435.1021
2030-01-23 | 13 | -85.7947 | 271.4756 | -84.0247 | -763.0185 | -1886.1345 | -528.0851 | -1783.319 | -1588.4333 | 0.99453 | -346.1276 | 3794.7671 | 174.3847 | 1495.4268 | 23.2599 | 2006.9374 | 408.6781 | 239.567 | 209.9994 | -452.0095 | 709.7231 | -1207.3732 | -4903.4941 | -67.9254 | -39.1163 | 2864.7432 | -2796.7981 | -2170.4534 | -545.2181 | -60.4085 | 400.4937 | 2522.3411 | 4435.6035 | -364.6528 | 1430.7925 | 0.34577 | 1470.7726 | 12279.7979 | -594.7988 | 0.99828 | 1.0023 | -1703.7344 | -272.1516 | 4157.543 | 1360.1064 | 3977.729 | -260.969 | -1418.8472 | 2420.4871 | -1073.4943 | 375.0904 | -916.1094 | -1062.3354 | -630.8152 | 12143.2051 | 210.1042 | -21.7861 | 362.2224
2030-01-23 | 14 | -84.0331 | 288.4487 | -81.9673 | -767.1359 | -1880.1244 | -512.6913 | -2446.512 | -1369.9866 | 0.99987 | -340.447 | 3806.364 | 187.5256 | 1444.2473 | -18.317 | 1967.9539 | 252.7062 | 224.1016 | 209.9994 | -476.0141 | 660.0916 | -1193.5778 | -4965.7744 | -67.402 | -8.9596 | 3039.9082 | -2925.2952 | -2050.6685 | -567.0488 | -62.8703 | 437.7858 | 2747.9717 | 4466.4736 | -184.6351 | 1343.3154 | 0.35007 | 965.0608 | 12263.6025 | -558.1765 | 1.0013 | 20.7104 | -1609.1963 | -253.0558 | 4248.6792 | 1379.834 | 4158.0537 | -262.259 | -1678.4722 | 2401.3108 | -1184.5902 | 416.394 | -873.1975 | -1012.9056 | -588.7404 | 13184.2949 | 210.1042 | -50.6468 | 254.3106
2030-01-23 | 15 | -85.6138 | 361.537 | -79.5587 | -767.6127 | -1849.9454 | -537.706 | -3103.0261 | -915.4888 | -2.9312 | -346.872 | 3808.2727 | 163.4972 | 1365.3722 | -55.488 | 1949.6512 | 183.5027 | 223.0911 | 209.9994 | -465.8236 | 596.9637 | -1199.0133 | -5365.6465 | -101.6167 | 2.4051 | 2951.4956 | -3091.5647 | -1929.856 | -579.6535 | -71.5238 | 411.7281 | 2974.5679 | 4064.804 | -9.0649 | 1313.7947 | 0.34868 | 502.3467 | 11734.7422 | -54.8913 | 0.99825 | 449.4259 | -1634.3512 | -335.8053 | 4626.1143 | 1416.1626 | 4480.9492 | -262.286 | -926.1245 | 2307.2231 | -1454.1843 | 459.2507 | -697.4349 | -1038.4979 | -331.911 | 13011.9326 | 210.1043 | -52.5337 | 259.7729
2030-01-23 | 16 | -82.8841 | 565.7263 | -75.6527 | -777.8613 | -1307.6381 | -674.0245 | -4963.6987 | -5.1436 | -2.9477 | -341.3623 | 3786.5891 | 163.3058 | 1392.8333 | 0.99954 | 1979.0818 | 617.6907 | 166.61 | 209.9994 | -466.9572 | 603.8251 | -1156.2562 | -5379.9053 | -89.0831 | 4.4351 | 3027.3394 | -3076.9258 | -1971.4111 | -626.6701 | -76.7836 | 471.9468 | 2997.0391 | 3195.4492 | -15.917 | 1276.1544 | 0.50523 | 436.2577 | 10758.6035 | -1.2584 | 188.4081 | 449.2907 | -1886.2078 | -295.7993 | 4579.2139 | 1407.2886 | 4617.2993 | -263.6801 | -506.8495 | 2334.6951 | -1871.6914 | 570.5868 | -555.644 | -1614.7415 | -530.1661 | 11703.8037 | 210.1042 | -42.3173 | 138.7004
2030-01-23 | 17 | -90.2783 | 415.8565 | -78.8102 | -746.2769 | -1409.0342 | -508.6588 | -4089.0432 | -4.5224 | 504.5747 | -331.1631 | 3891.313 | 185.7777 | 2043.4185 | 1.0005 | 1960.2404 | 530.7972 | 221.2786 | 209.9994 | -452.8337 | 642.7228 | -1136.4377 | -5593.2183 | -101.8061 | -12.7855 | 3080.887 | -3196.9294 | -2083.3701 | -581.056 | -80.8043 | 440.7126 | 2751.7744 | 3723.2793 | 24.9593 | 1446.8069 | 0.4976 | 1151.6559 | 11613.3184 | -477.7781 | 0.99183 | 449.5734 | -1820.3081 | -289.2888 | 4200.3335 | 1272.8448 | 3881.5786 | -257.3978 | -1285.912 | 2288.9651 | -2369.0237 | 377.5953 | -183.1575 | -1405.563 | -31.7631 | 10507.8076 | 210.1042 | 0.55972 | 139.7902
2030-01-23 | 18 | -89.4392 | 376.4837 | -79.0704 | -727.5585 | -1632.8815 | -400.088 | -3116.554 | -312.9581 | 321.1111 | -348.966 | 3814.4177 | 130.1917 | 2121.4556 | 0.99755 | 1945.1505 | 440.3464 | 214.2424 | 209.9994 | -458.2443 | 470.613 | -1180.8657 | -5415.23 | -144.6119 | -31.6196 | 3163.1362 | -3229.2676 | -1933.5839 | -543.317 | -87.8196 | 432.3088 | 2479.5386 | 3895.1594 | 54.9328 | 1503.8954 | 0.49023 | 1910.7876 | 12087.5488 | -373.3877 | 1.003 | 449.554 | -1486.0864 | -443.9859 | 4218.4854 | 1300.8278 | 3915.3638 | -247.1384 | -663.5146 | 2110.5188 | -2998.9751 | 65.9905 | -584.3521 | -1382.6274 | 271.594 | 9195.6084 | 0.10423 | 77.3348 | 251.1716
2030-01-23 | 19 | -85.4638 | 336.6665 | -83.9849 | -735.532 | -1500.8857 | -463.256 | -4063.7397 | 0.995 | 413.6864 | -340.8551 | 3818.2493 | 170.7773 | 2121.6475 | 1.0046 | 1919.5491 | 372.6311 | 136.9548 | 209.9994 | -509.7318 | 675.5832 | -1177.3994 | -5569.1621 | -135.8865 | -29.4119 | 3347.9221 | -3162.8308 | -2234.4475 | -557.8071 | -89.1367 | 428.0231 | 2428.2092 | 3734.7576 | 5.2326 | 1399.3031 | 0.47335 | 1784.3938 | 11814.9902 | -674.8575 | -2.3698 | 1.0014 | -1728.8091 | -515.2758 | 3850.0557 | 1262.4792 | 3636.1658 | -247.2015 | -800.0021 | 2382.9153 | -2734.7942 | 333.136 | -547.9885 | -1548.5023 | 537.9025 | 8530.4141 | 0.10423 | 21.7064 | 83.4545
2030-01-23 | 20 | -87.9491 | 43.4879 | -88.2682 | -724.1714 | -1491.2472 | -398.356 | -4759.4126 | -5.255 | 575.3537 | -337.1135 | 3842.5405 | 195.0085 | 2118.7273 | 0.99753 | 1956.5171 | 129.6477 | 104.5641 | 209.9994 | -541.9263 | 693.5988 | -1269.8182 | -5725.9292 | -82.4068 | -34.1497 | 3469.3892 | -3090.2839 | -2322.6838 | -528.9244 | -81.6939 | 568.6847 | 2297.8962 | 3574.9131 | -20.9035 | 1426.265 | 0.47273 | 1817.6176 | 11868.7783 | -636.0762 | -2.1477 | 0.99933 | -2045.0978 | -408.8782 | 3826.7075 | 1230.7214 | 3530.5583 | -250.1587 | -926.5734 | 2726.0598 | -2455.6594 | 643.5295 | -433.462 | -1386.8361 | 292.7424 | 8605.6025 | 0.10423 | -64.7144 | 67.2599
2030-01-23 | 21 | -87.7724 | -221.0342 | -87.6469 | -704.0121 | -1828.1652 | -295.4706 | -4295.6948 | -405.8011 | 767.0099 | -338.9844 | 3874.0845 | 187.1986 | 2096.1091 | -110.2947 | 1985.2424 | 250.9479 | 110.1889 | 209.9994 | -571.2895 | 615.4158 | -1157.3899 | -5676.084 | -64.1022 | -37.1478 | 3617.407 | -3035.3098 | -2163.7048 | -510.6204 | -68.1004 | 600.918 | 2214.4253 | 3881.8728 | 36.2342 | 1484.4288 | 0.45109 | 1896.051 | 12358.6387 | -621.6065 | 1.0025 | 109.0491 | -1972.991 | -412.6462 | 3879.3303 | 1254.1672 | 3605.7429 | -254.0697 | -709.4333 | 2680.8691 | -2262.9924 | 589.2935 | -729.5302 | -836.1467 | 516.2055 | 9742.2764 | 0.10423 | -87.5694 | 38.2635
2030-01-23 | 22 | -91.7392 | -466.6758 | -89.4986 | -684.478 | -1823.9095 | -153.8618 | -3674.936 | -411.3723 | 732.8696 | -336.533 | 3874.6633 | 195.0008 | 2058.2422 | -269.1175 | 1900.8164 | -22.3607 | 178.3783 | 209.9994 | -614.9337 | 617.0836 | -1186.0494 | -5584.6196 | -46.562 | -46.4321 | 3875.5911 | -3043.8269 | -2087.6487 | -458.6461 | -61.1601 | 637.8043 | 2277.376 | 4635.8003 | 77.7152 | 1590.55 | 0.30674 | 1634.6802 | 12463.0176 | -582.8047 | 1.0023 | 212.4326 | -1945.8956 | -330.1883 | 3945.1174 | 1268.2412 | 3653.7671 | -263.6087 | -645.4228 | 2701.3936 | -2100.3977 | 580.9957 | -733.7729 | -910.011 | 145.4296 | 10912.249 | 210.1042 | -60.0428 | 7.3205
2030-01-23 | 23 | -93.1449 | -698.5276 | -86.5387 | -664.0136 | -1795.3912 | -30.8814 | -3376.0713 | -942.0317 | 0.99807 | -328.1032 | 3619.3413 | 189.8947 | 1431.072 | -337.8358 | 1719.2794 | -155.6709 | 203.8739 | 209.9994 | -625.1141 | 348.4356 | -1176.2629 | -5705.7222 | -56.3876 | -42.1728 | 3841.1531 | -2997.7334 | -1902.8881 | -426.1779 | -51.0836 | 645.1894 | 2512.1406 | 4840.1675 | 131.0662 | 1662.4237 | 0.31983 | 1273.2986 | 12512.3828 | -555.8846 | 1.0061 | 273.8191 | -2243.196 | -386.2899 | 3927.2761 | 1319.569 | 3909.8462 | -275.2467 | -837.9082 | 2795.2678 | -1514.4188 | 790.3453 | -1112.5062 | -357.1732 | -275.8652 | 11870.209 | 210.1042 | -131.9277 | 55.5315
2030-01-23 | 24 | -91.5203 | -275.3658 | -79.8423 | -722.6358 | -1838.9839 | -313.9339 | -3037.3501 | -1182.3351 | 775.7159 | -270.7717 | 3821.0791 | 194.9948 | 1564.6028 | -535.7782 | 1078.5289 | 335.744 | 285.3727 | 209.9994 | -576.4105 | 166.8547 | -1341.8928 | -6158.4731 | -96.6189 | -39.7791 | 3795.1013 | -2969.7249 | -1955.0621 | -501.7846 | -51.1774 | 511.2635 | 2515.48 | 5391.3945 | 75.2149 | 1621.8773 | 0.23163 | 900.2119 | 12574.1055 | -518.188 | 1.0272 | 449.4984 | -2125.5078 | -410.5982 | 3607.0637 | 1293.8069 | 3629.0879 | -287.5814 | -946.1301 | 2634.2969 | -1396.908 | 723.0163 | -875.2941 | -512.4668 | -397.8907 | 12437.8076 | 210.1042 | -89.5764 | 228.2894
2030-01-24 | 1 | -90.2604 | -63.365 | -72.5133 | -736.5857 | -1670.3225 | -414.7386 | -4041.0229 | -685.7419 | 1082.5829 | -190.0743 | 3810.22 | 154.0899 | 1475.4712 | -666.2554 | 570.2001 | 470.5294 | 228.6524 | 209.9994 | -592.8709 | 428.3088 | -1285.2281 | -6297.1348 | -82.8278 | -48.9457 | 3889.9624 | -2639.084 | -2208.1663 | -514.7455 | -62.1012 | 444.6764 | 1922.6244 | 4433.2739 | -386.6794 | 1754.7196 | 0.42989 | 385.844 | 12376.6025 | -687.5521 | 0.99371 | 449.5738 | -2208.8508 | -234.3078 | 3732.3906 | 1373.7252 | 3795.7102 | -296.7403 | -535.3013 | 2863.3596 | -1581.2181 | 908.9783 | -226.3191 | -556.6553 | 90.8243 | 10763.9521 | 210.1042 | -93.3886 | 232.3742
2030-01-24 | 2 | -75.2148 | 149.4154 | -70.7752 | -658.2585 | -760.9998 | -754.1102 | -6491.3521 | 1214.517 | 1411.9834 | -107.8443 | 3534.6975 | 22.1597 | 1677.4181 | -708.5348 | 412.334 | 581.9361 | 220.2911 | 209.9994 | -589.4357 | 274.4916 | -1148.306 | -6224.9526 | -2.717 | -58.6356 | 3926.1526 | -2486.5415 | -1584.8154 | -569.1025 | -69.1968 | 688.7904 | 1660.5812 | 2660.0798 | -501.6624 | 1430.6259 | 0.60864 | 196.22 | 10998.4443 | -622.7982 | 112.9917 | 449.5176 | -2374.1689 | -2.2724 | 3785.8098 | 1467.4012 | 3763.9243 | -84.2082 | -272.7535 | 2964.23 | -1507.5985 | 1090.1117 | 335.2753 | -1602.859 | 28.4811 | 8810.1553 | 210.1043 | -54.3358 | 193.6766
2030-01-24 | 3 | -68.5625 | 257.3936 | -78.962 | -605.1017 | -384.5896 | -936.5265 | -7895.2461 | 2167.4624 | 1333.1115 | -71.8744 | 2817.9368 | 14.1821 | 2094.615 | -732.2777 | 332.0445 | 690.2803 | 218.1948 | 209.9994 | -554.8501 | 126.3146 | -924.9024 | -5195.1851 | 24.7929 | -72.8128 | 3949.4844 | -2349.8232 | -1121.0649 | -595.2846 | -78.0307 | 857.65 | 1548.8306 | 1583.2948 | -563.0272 | 1217.1016 | 0.62571 | 290.3351 | 8088.4102 | -87.8347 | 706.811 | 1.0031 | -2290.1646 | 154.5763 | 3370.3818 | 1486.5623 | 3878.1929 | -2.5336 | -272.9209 | 2345.7625 | -2135.3167 | 823.8944 | -82.4529 | -2411.3584 | 548.9034 | 8198.1807 | 210.1043 | 55.4614 | 209.5742
2030-01-24 | 4 | -45.2472 | 416.1059 | -72.8378 | -523.9736 | -129.3674 | -1141.7074 | -9339.1221 | 2789.2168 | 1106.6833 | -43.4084 | 3005.6562 | 23.8809 | 2010.8381 | -742.8746 | 291.1777 | 873.1052 | 155.9226 | 209.9994 | -302.874 | 35.5392 | -761.6376 | -4113.667 | 61.711 | -94.1824 | 3024.0642 | -2010.2185 | -403.5156 | -619.1195 | -85.8442 | 963.5325 | 1288.3927 | 797.1526 | -784.0826 | 902.9839 | 0.62942 | 170.0243 | 3856.8125 | -28.9261 | 705.4183 | 1.0028 | -2264.447 | 252.6956 | 3320.8655 | 1462.8073 | 3842.7695 | 1.0209 | -277.5367 | 2414.5781 | -2225.2261 | 800.3278 | 0.98415 | -3009.3918 | 565.1325 | 8692.9004 | 210.1042 | 114.6162 | 264.9438
2030-01-24 | 5 | -33.8984 | 223.7656 | -72.9521 | -362.1867 | 151.5141 | -1405.6573 | -10363.7275 | 3210.9038 | 265.3028 | -67.2378 | 2885.4253 | -1.5985 | 1945.6255 | -753.0883 | 235.2436 | 294.8658 | 48.9733 | 209.9994 | -261.0731 | 48.4751 | -656.3667 | -3218.7422 | 93.4795 | -94.4399 | 2920.7219 | -1741.6222 | 129.4857 | -661.7435 | -83.2445 | 1023.0686 | 1036.4297 | 3.1113 | -1029.1948 | 511.4378 | 0.62266 | -64.8456 | 979.5864 | -2.5351 | 629.0458 | 0.99965 | -2398.4758 | 312.6036 | 3361.0054 | 1404.5116 | 3805.7861 | -2.4965 | -272.9153 | 2221.0942 | -2567.6052 | 818.2824 | 435.1199 | -3702.1853 | 411.3039 | 10762.1875 | 210.1042 | 168.1954 | 304.9062
2030-01-24 | 6 | -23.7747 | 387.0319 | -69.3864 | -289.0337 | 805.8782 | -1646.2288 | -12434.9248 | 4215.6875 | -1160.4506 | -124.2888 | 3102.9412 | -1.2735 | 1707.2432 | -738.4714 | 300.937 | 793.9874 | 220.839 | 209.9994 | -199.9502 | -12.4075 | -769.8859 | -2771.2859 | 135.7956 | -95.7073 | 2717.1946 | -1629.9855 | 160.9504 | -708.055 | -88.1835 | 1196.2473 | 1072.6327 | 0.99775 | -1059.8977 | 234.6573 | 0.60115 | -196.3366 | -2720.2705 | -75.6565 | 560.5278 | 0.99918 | -2180.5417 | 468.2296 | 3410.248 | 1487.0634 | 3806.6277 | -2.4008 | -272.9155 | 1897.705 | -3273.8367 | 903.4534 | -37.1725 | -5053.3091 | 4.3257 | 11022.7393 | 210.1042 | 179.4605 | 133.9171
2030-01-24 | 7 | -28.0536 | 429.521 | -75.617 | -362.1365 | 853.5804 | -1829.3517 | -13892.7217 | 4954.2178 | -1586.0839 | -234.8189 | 2646.0688 | 82.1737 | 2122.9902 | -657.8699 | 599.6746 | 649.4213 | 146.5019 | 209.9994 | -397.4736 | -119.933 | -858.2459 | -3119.7441 | 142.9085 | -78.0001 | 3525.0166 | -1960.2975 | 179.6728 | -785.28 | -91.0918 | 1356.9583 | 1624.1345 | 0.99763 | -758.6572 | 155.0594 | 0.58075 | -271.3245 | -2229.7881 | -581.0124 | 1.0001 | 449.5037 | -2269.4392 | 287.5859 | 4038.6089 | 1366.0127 | 3905.9624 | -278.5415 | -732.1307 | 1814.4852 | -3471.9561 | 613.0028 | 1263.9808 | -4758.7251 | -302.2981 | 12383.7266 | 210.1042 | 182.1525 | 47.9155
2030-01-24 | 8 | -42.5524 | 318.7141 | -84.1339 | -442.1824 | 419.0929 | -1784.2987 | -14008.4756 | 4489.1636 | -1179.6718 | -284.8234 | 2554.9519 | 184.1935 | 2099.1982 | -542.0691 | 1022.2298 | 1478.4851 | 101.2521 | 209.9994 | -406.2708 | -111.0603 | -870.2265 | -2939.8792 | 168.3069 | -53.8997 | 3546.9658 | -2063.991 | 366.14 | -790.2377 | -87.1631 | 1408.1573 | 2065.0198 | 0.97291 | -588.9846 | 222.1666 | 0.63361 | -803.7784 | -1028.1024 | -536.3508 | 50.5419 | 449.5413 | -2209.8706 | 223.2404 | 4582.9482 | 1392.4963 | 4366.9009 | -263.6769 | -817.3336 | 2193.8489 | -3235.2129 | 608.9473 | 752.5264 | -3568.0911 | -289.0688 | 13198.6367 | 210.1042 | 91.5109 | 15.9379
2030-01-24 | 9 | -43.8199 | 68.5434 | -84.5471 | -543.2607 | -320.4791 | -1423.3904 | -12653.6631 | 2676.134 | -718.7638 | -298.9276 | 2632.697 | 189.7192 | 2109.5093 | -476.1271 | 1241.6591 | 1061.1775 | 115.2969 | 209.9994 | -454.2217 | 332.2537 | -1218.5598 | -2500.033 | 180.7182 | -20.8635 | 3736.7983 | -1881.8872 | -888.8749 | -694.563 | -66.9919 | 1099.1664 | 1774.345 | 380.8131 | -1098.6207 | 454.1738 | 0.64705 | -1399.2213 | 61.516 | -653.3287 | 1.0002 | 449.5256 | -2199.1421 | 364.6584 | 4637.835 | 1384.6746 | 4342.3315 | -258.4203 | -974.3845 | 2022.1957 | -3199.6619 | 797.692 | 138.8341 | -2065.7095 | -388.1194 | 12802.6416 | 210.1042 | -25.4121 | 63.0884
2030-01-24 | 10 | -41.4249 | 69.542 | -78.1749 | -434.8773 | -314.0388 | -1475.4969 | -12726.2148 | 2746.1792 | -359.2289 | -254.4384 | 2526.5906 | 86.1991 | 2101.1624 | -502.0967 | 1337.9967 | 893.9791 | 157.3826 | 209.9994 | -421.6537 | 348.5625 | -1190.5073 | -2019.156 | 157.2448 | -26.8432 | 3645.1252 | -1834.7928 | -1249.875 | -697.278 | -60.3148 | 1027.0637 | 1724.2725 | -0.14277 | -1210.1632 | 379.9154 | 0.60188 | -1361.5779 | -1048.3966 | -589.4813 | 0.57337 | 449.386 | -1914.5552 | 379.7422 | 4839.4937 | 1418.0339 | 4517.9644 | -245.6483 | -1314.5348 | 957.1132 | -4029.3469 | 662.2682 | 29.8071 | -2340.114 | -304.7841 | 14240.959 | 210.1042 | -5.3599 | 66.2636
2030-01-24 | 11 | -42.3601 | 195.8448 | -74.0121 | -428.7166 | -190.6522 | -1525.3978 | -12797.2061 | 3104.1404 | -148.0661 | -256.6096 | 2396.6887 | 195.0365 | 2151.7517 | -493.9251 | 1241.0449 | 914.3017 | 96.964 | 209.9994 | -376.243 | 181.054 | -985.7593 | -1562.9231 | 136.3138 | -37.6176 | 3530.948 | -1887.1486 | -770.2761 | -721.8337 | -66.1727 | 1055.7023 | 1796.8065 | 2.7015 | -1093.5419 | 352.9804 | 0.65877 | -1248.2847 | -1078.212 | -0.93431 | 324.5829 | 449.4 | -1668.4084 | 285.1178 | 5061.9165 | 1485.5155 | 5054.0879 | -256.7994 | -848.5685 | 65.9944 | -5131.4351 | 318.0979 | -3.3991 | -2950.8315 | 487.3123 | 14690.3643 | 210.1042 | 179.2866 | 29.4813
2030-01-24 | 12 | -40.1949 | 413.7745 | -69.0436 | -409.9088 | -185.6786 | -1545.7222 | -12369.7617 | 3093.24 | -2.9277 | -293.2209 | 2309.9565 | 181.1387 | 2150.6873 | -507.2024 | 1148.0939 | 1314.9635 | 90.8978 | 209.9994 | -334.8021 | 71.5269 | -850.2155 | -1261.0085 | 92.6865 | -41.835 | 3411.5681 | -1893.2466 | -575.4805 | -723.9724 | -80.0433 | 984.5598 | 1803.8359 | 1.8621 | -1028.108 | 311.8645 | 0.63961 | -1209.837 | -1043.0262 | -514.237 | 128.3688 | 449.9833 | -1499.7976 | 281.4878 | 3988.1255 | 1435.2714 | 3931.3733 | -257.5547 | -1139.3531 | 372.442 | -4844.2114 | -8.5971 | -77.864 | -3070.6526 | 1234.5205 | 14380.4912 | 210.1043 | 321.8979 | 114.3768
2030-01-24 | 13 | -39.0861 | 194.1257 | -66.1223 | -391.687 | -208.9289 | -1355.8385 | -11184.5156 | 2560.929 | -2.9495 | -306.5491 | 2776.7451 | 129.365 | 1798.1987 | -545.6547 | 1083.4349 | 1010.9868 | 83.1351 | 209.9994 | -103.9654 | 116.4557 | -684.5413 | -1099.4292 | 129.0222 | -61.9552 | 2427.2004 | -1717.6946 | -514.6461 | -661.3155 | -67.9593 | 990.1848 | 1581.9293 | 2.0054 | -1278.5161 | 443.8732 | 0.642 | -1285.9877 | -1056.6924 | -434.899 | 81.9221 | 449.4344 | -1764.7614 | 523.9557 | 4095.416 | 1465.9932 | 3999.3726 | -259.7078 | -1107.7125 | -128.6243 | -4932.4136 | 518.8607 | -77.1991 | -3346.584 | 378.142 | 15028.4414 | 210.1043 | 245.9592 | 303.9852
2030-01-24 | 14 | -37.6161 | 164.3738 | -64.6561 | -410.3406 | -220.7849 | -1287.351 | -10611.2812 | 2500.2373 | -2.9302 | -294.8503 | 2679.7786 | 140.4625 | 1896.0863 | -548.6573 | 1001.5071 | 1299.4399 | 29.9183 | 209.9994 | -71.4709 | 49.507 | -643.6848 | -851.2289 | 140.8056 | -69.9106 | 2273.7349 | -1765.6686 | -229.6433 | -648.6027 | -66.3317 | 1032.7189 | 1579.9744 | 3.1517 | -1237.7944 | 516.4082 | 0.63624 | -1179.0033 | 29.8933 | -1063.8579 | 1.002 | 418.7486 | -1633.8597 | 603.8627 | 3940.584 | 1461.8849 | 3792.104 | -261.118 | -1572.1687 | -527.1151 | -5224.8105 | 507.6167 | -96.614 | -3288.3667 | 857.9478 | 15355.2607 | 210.1043 | 209.2531 | 216.2744
2030-01-24 | 15 | -30.0168 | 379.815 | -60.3174 | -357.9224 | -75.2597 | -1375.4609 | -10724.4531 | 2602.6501 | -2.9306 | -302.0898 | 2687.6836 | 111.5268 | 1795.9417 | -568.3117 | 997.4829 | 1130.2772 | 72.3089 | 209.9994 | -57.275 | 46.9602 | -523.1615 | -786.9018 | 89.1361 | -68.2374 | 2177.1587 | -1647.8054 | -270.7419 | -658.7444 | -78.2842 | 933.2035 | 1452.6313 | 0.99515 | -1343.4995 | 393.3461 | 0.6397 | -1253.6774 | -1574.13 | -1136.7402 | -2.0819 | 443.6338 | -1850.147 | 459.8947 | 3954.8879 | 1456.5527 | 3714.6575 | -261.7502 | -1605.4972 | -585.6512 | -5399.4336 | 455.9579 | -526.4561 | -3518.1062 | 683.4449 | 13970.1074 | 210.1042 | 182.1299 | 269.0953
2030-01-24 | 16 | -36.8579 | 104.9316 | -61.9204 | -405.6587 | -196.6718 | -1196.9941 | -9896.0254 | 2351.6899 | -2.9506 | -274.7654 | 2655.2732 | 154.494 | 1862.4983 | -591.7714 | 904.2137 | 1252.213 | -0.77127 | 209.9994 | -60.2624 | 96.8748 | -476.7133 | -628.4874 | 133.1371 | -71.6219 | 2259.9792 | -1653.2799 | -186.221 | -615.5142 | -65.389 | 994.7589 | 1366.4126 | 3.7251 | -1381.4785 | 580.4291 | 0.59448 | -1209.3977 | 1155.2316 | -1022.8035 | 1.001 | 449.5249 | -1966.536 | 581.2189 | 3897.8638 | 1406.3719 | 3748.2766 | -261.7295 | -1592.9241 | -633.0839 | -5551.4243 | 567.5203 | -432.8014 | -3363.5549 | 515.879 | 15022.2812 | 210.1043 | 146.562 | 314.774
2030-01-24 | 17 | -32.9783 | -18.9822 | -39.3134 | -554.6568 | -347.5904 | -720.5386 | -8536.1279 | 1783.5916 | -2.9595 | -280.0859 | 2109.2563 | 127.8022 | 2126.5977 | -592.8321 | 884.9995 | 1342.2694 | -32.102 | 209.9994 | -229.6911 | 141.5228 | -385.3738 | -436.0097 | 173.2836 | -60.1181 | 3029.1377 | -1639.4127 | -250.0094 | -525.9778 | -53.181 | 1054.5686 | 1425.972 | 238.1054 | -1447.6917 | 932.7645 | 0.5735 | -1201.2571 | 5892.4702 | -1167.77 | 97.1037 | 449.4636 | -2192.3628 | 609.4804 | 3845.5708 | 1413.9647 | 3731.4502 | -258.3788 | -1603.2435 | -102.846 | -5569.4995 | 633.7591 | -87.1958 | -3272.511 | 577.861 | 15703.4316 | 210.1043 | 155.8255 | 339.2991
2030-01-24 | 18 | -58.2179 | -382.0025 | -50.9033 | -740.5006 | -945.6851 | -292.576 | -5431.061 | 262.1226 | -2.9752 | -300.0568 | 2318.8474 | 96.2633 | 2142.5669 | -587.6752 | 947.7397 | 931.8997 | 55.8616 | 209.9994 | -260.9263 | 166.3972 | -628.5302 | -609.9434 | 131.7395 | -52.6926 | 3175.7214 | -1814.488 | -350.4397 | -444.0699 | -39.1104 | 925.0901 | 1737.6171 | 2715.6685 | -946.1044 | 1417.7139 | 0.59868 | -1230.3031 | 11472.665 | -226.3013 | 1.0056 | 449.187 | -1865.9218 | 404.2233 | 5670.5 | 1475.4591 | 5088.5562 | -201.4794 | -1434.7943 | -1565.0378 | -7447.8696 | 612.8343 | -294.9756 | -2059.6541 | 4.0773 | 16670.1211 | 210.1042 | 28.1309 | 173.4367
2030-01-24 | 19 | -62.3655 | -291.5444 | -54.7212 | -727.4894 | -754.5909 | -288.3563 | -3059.5562 | 152.5897 | -812.8055 | -323.4615 | 2302.4751 | 135.7418 | 2130.8975 | -463.1318 | 1316.8546 | 357.6643 | 59.44 | 209.9994 | -355.6734 | 266.3199 | -861.6921 | -1288.2113 | 102.7613 | -30.7573 | 3074.8052 | -1798.6917 | -880.6257 | -412.8286 | -47.4419 | 858.7927 | 1700.3184 | 3369.949 | -1271.5864 | 1558.8022 | 0.53602 | -1637.0206 | 12123.8555 | -533.9395 | -3.4776 | 348.7985 | -2227.2773 | 285.5108 | 5515.7144 | 1453.4067 | 4945.4653 | -242.436 | -1728.1722 | -447.9708 | -6121.1152 | 636.6202 | -12.9052 | -2284.333 | 87.0806 | 15039.6543 | 0.10423 | 15.6784 | 180.9581
2030-01-24 | 20 | -66.9374 | -383.2697 | -60.384 | -726.9505 | -1072.4543 | -226.0049 | -1855.0236 | 0.98425 | -578.4001 | -313.9913 | 2373.3394 | 188.2834 | 1920.756 | -471.4341 | 1311.6759 | 100.8501 | 23.772 | 209.9994 | -377.5705 | 233.4158 | -922.4573 | -1426.1036 | 86.427 | -22.7274 | 3111.7512 | -1860.6169 | -1031.4863 | -391.7342 | -43.5871 | 842.512 | 1588.6432 | 4412.0332 | -1359.6355 | 1540.6697 | 0.37457 | -1763.4038 | 12333.8906 | -592.131 | -84.0255 | 449.3129 | -2318.1963 | 156.6409 | 5937.0874 | 1477.5629 | 5074.7729 | -2.903 | -1314.2103 | 580.1826 | -4911.0815 | 681.7388 | -642.6863 | -1524.2091 | -299.2822 | 14110.4072 | 0.10423 | -110.8745 | 319.5313
2030-01-24 | 21 | -73.8932 | -493.1161 | -64.0843 | -719.7986 | -1239.0425 | -234.9701 | -1183.248 | 1.0278 | -521.8918 | -343.3398 | 1649.407 | 120.3266 | 819.2723 | -459.146 | 1373.3782 | -164.1068 | 120.7684 | 209.9994 | -561.7292 | 248.1366 | -886.3815 | -1271.4965 | 121.2959 | 1.6237 | 3859.8303 | -1716.3319 | -1015.0233 | -400.3458 | -34.9986 | 898.7704 | 1685.1877 | 5997.3828 | -500.3978 | 1529.6699 | 0.2931 | -1753.8323 | 12386.5908 | -680.7227 | -155.2751 | 449.3676 | -2424.5632 | 251.7102 | 5952.4604 | 1570.7313 | 5074.2612 | -2.8437 | -1239.676 | 1646.9906 | -3779.5972 | 788.0783 | -80.0561 | -1634.6356 | -438.8377 | 12743.2666 | 0.10423 | -110.4447 | 368.4931
2030-01-24 | 22 | -74.2562 | -537.478 | -65.4906 | -709.2521 | -1275.1598 | -195.4409 | -998.2672 | -2.2188 | -668.1207 | -235.1986 | 1482.967 | 0.99767 | 472.2683 | -415.9585 | 1462.854 | -1670.9668 | 210.0384 | 209.9994 | -569.6363 | 228.6365 | -772.4061 | -1138.9893 | 117.1977 | -9.1276 | 3869.4316 | -1750.4155 | -971.9449 | -386.1702 | -34.362 | 897.5126 | 1672.4796 | 6975.604 | -262.733 | 1625.297 | 0.27763 | -1483.7913 | 12310.7734 | -410.2969 | -2.1503 | 430.8808 | -2433.7629 | 249.4579 | 5683.2559 | 1574.6696 | 5057.5024 | -3.3394 | -277.9232 | 2156.9465 | -2589.2222 | 684.7235 | -237.9917 | -1509.0601 | -322.438 | 11349.9502 | 210.1042 | -105.5176 | 291.6762
2030-01-24 | 23 | -82.036 | -667.8887 | -66.7655 | -693.3896 | -1313.197 | -101.4289 | -375.0368 | -170.9838 | -564.2044 | -223.1673 | 1774.2556 | 4.3201 | 589.5207 | -481.5485 | 1121.6022 | -2381.9141 | 164.4754 | 209.9994 | -406.1643 | 288.9979 | -664.2647 | -987.3324 | 122.2045 | -33.2929 | 3249.6096 | -1809.6311 | -1229.9775 | -350.461 | -30.493 | 859.8845 | 1453.3176 | 7977.7944 | -273.9095 | 1832.9062 | 0.29664 | -1271.5618 | 12003.9062 | -380.6574 | 0.99945 | 103.9412 | -2246.6587 | 288.8714 | 5206.999 | 1553.2533 | 5038.4546 | -271.6582 | -441.7991 | 1972.8353 | -2397.1589 | 535.2096 | -705.9786 | -1784.0531 | 0.98332 | 11884.3145 | 210.1042 | -33.7826 | 236.0763
2030-01-24 | 24 | -84.7326 | -654.1897 | -65.2584 | -684.2134 | -1292.6135 | -77.792 | -649.2639 | -493.1262 | 93.8402 | -208.8755 | 1972.3976 | 89.5665 | 2128.7517 | -544.0837 | 837.8416 | -2565.9534 | 219.8551 | 209.9994 | -425.4646 | 244.4589 | -453.118 | -773.8514 | 133.1756 | -41.5972 | 3341.7068 | -1817.785 | -959.1591 | -339.3447 | -32.1854 | 865.2649 | 1254.5585 | 8493.5264 | -260.1089 | 1876.0066 | 0.23675 | -1009.5738 | 11537.498 | -372.5738 | 672.7158 | 448.955 | -2430.7739 | 399.8158 | 3913.5737 | 1485.3064 | 4567.3413 | -283.7971 | -273.2528 | 1773.9696 | -1949.3401 | 431.5033 | -1031.4152 | -2061.4573 | 302.2681 | 11772.8994 | 210.1042 | 81.1956 | 301.5653
2030-01-25 | 1 | -77.8613 | -559.5911 | -58.073 | -685.748 | -1232.3538 | -223.4196 | -2398.7297 | -26.9549 | 330.0669 | -79.2049 | 2027.2668 | -102.3709 | 2009.9342 | -566.8094 | 786.4191 | -2210.7163 | 224.0799 | 209.9994 | -352.7852 | 129.9069 | -435.6411 | -289.7137 | 177.4606 | -64.853 | 2948.9651 | -1764.0719 | -359.6816 | -394.1983 | -30.7631 | 967.1576 | 1194.0417 | 8115.1704 | 14.9758 | 1783.301 | 0.41785 | -546.3151 | 10926.541 | 0.74458 | 735.6061 | 0.11407 | -2450.0535 | 578.2814 | 3622.7722 | 1467.6434 | 4251.4795 | -94.9364 | -277.7651 | 1301.165 | -2190.249 | 527.8026 | -893.8817 | -2795.6975 | 480.4883 | 12454.1514 | 210.1042 | 63.1226 | 142.3975
2030-01-25 | 2 | -73.4768 | -271.9158 | -54.8208 | -691.3873 | -975.9601 | -350.4168 | -3247.3687 | 531.0575 | 978.293 | -68.3095 | 1990.9363 | -119.8673 | 2036.7512 | -616.0662 | 578.9325 | -2343.467 | 276.8959 | 209.9994 | -335.9658 | 174.5306 | -406.8342 | -126.4266 | 169.0712 | -73.0897 | 2901.6077 | -1799.9784 | -231.7431 | -443.9447 | -44.6943 | 955.7505 | 1169.0454 | 8052.5312 | 157.1885 | 1780.8453 | 1.7839 | -235.3873 | 10306.4961 | -19.5062 | 629.6685 | 0.99771 | -2585.1255 | 559.6956 | 3439.4089 | 1373.0326 | 4155.2686 | -248.4363 | -273.1967 | 699.1191 | -2838.1003 | 638.7525 | -298.6104 | -3112.9849 | 582.0542 | 12538.1094 | 210.1042 | 91.0546 | 230.2987
2030-01-25 | 3 | -74.1344 | -329.0797 | -55.7095 | -688.0569 | -890.1796 | -333.4842 | -4146.5439 | 982.0809 | 1033.5615 | -50.8731 | 1626.6511 | -105.9682 | 2030.1653 | -651.9543 | 386.308 | -2713.6145 | 326.0072 | 209.9994 | -361.5051 | 241.4829 | -364.8931 | -385.4661 | 217.4567 | -72.3457 | 3045.4246 | -1808.3141 | -196.4784 | -433.7149 | -41.8266 | 1033.5305 | 1252.0898 | 8486.3281 | 228.1917 | 1829.6272 | 1.7104 | -133.5286 | 9778.4639 | -55.8431 | 587.5333 | 1.0009 | -2772.8083 | 635.1564 | 3260.0083 | 1352.8754 | 3976.8074 | -289.7702 | -273.2418 | 1010.6129 | -2604.0195 | 806.8024 | 499.596 | -3488.0308 | 305.7129 | 10994.708 | 210.1042 | 83.609 | 277.9676
2030-01-25 | 4 | -78.1148 | -634.8151 | -58.6899 | -703.0868 | -751.4975 | -331.3737 | -4755.708 | 1587.4584 | 772.0585 | -8.3931 | 2010.4292 | 1.0005 | 2052.2783 | -635.4353 | 378.9878 | -2912.1885 | 334.9748 | 209.9994 | -401.7915 | 170.1055 | -322.9584 | -399.0777 | 286.6663 | -69.6666 | 3285.394 | -1814.6975 | -128.6339 | -427.2832 | -19.5142 | 1232.3308 | 1332.0823 | 8999.5615 | 240.4764 | 1725.2279 | 1.3143 | -175.3513 | 9073.0195 | 1.0009 | 179.0903 | 449.3359 | -2853.9551 | 762.4465 | 4203.5352 | 1567.1962 | 4177.1318 | -2.606 | -277.0698 | 2418.0483 | -800.0004 | 967.7316 | 1038.4327 | -3498.4663 | -291.226 | 11622.8945 | 210.1042 | 23.4458 | 363.6291
2030-01-25 | 5 | -72.3899 | -530.6974 | -61.8358 | -669.0287 | -791.1992 | -391.6306 | -4682.5298 | 1521.3583 | 452.0833 | -26.9244 | 2066.47 | -12.9054 | 2055.2043 | -594.2426 | 503.6624 | -2499.989 | 321.9276 | 209.9994 | -374.6877 | 36.791 | -356.0535 | -342.7751 | 237.8386 | -70.8981 | 3236.4658 | -1789.788 | -178.3797 | -428.3115 | -29.592 | 1170.1213 | 1001.1207 | 8100.1289 | -371.8076 | 1561.8522 | 3.0924 | -291.7284 | 7760.1304 | 0.99946 | 376.2489 | 1.0028 | -2679.094 | 611.2861 | 4201.0127 | 1581.6268 | 4442.3569 | -2.6387 | -277.1631 | 2458.4954 | -882.4913 | 885.4953 | 774.937 | -3068.2166 | -501.5451 | 10975.6846 | 210.1042 | -36.48 | 464.7531
2030-01-25 | 6 | -67.4166 | -472.6316 | -61.1136 | -661.3884 | -451.8553 | -434.7339 | -5300.2861 | 1596.7411 | -1297.2479 | -29.2212 | 1744.3893 | 48.0491 | 1655.7499 | -506.8582 | 796.7935 | -2031.9596 | 324.3305 | 209.9994 | -556.4464 | 74.394 | -632.5636 | -483.5401 | 245.3742 | -44.6594 | 3987.0146 | -1659.7072 | -395.4519 | -436.6818 | -32.4421 | 1178.2097 | 923.3419 | 7266.6899 | -579.0963 | 1503.3234 | 3.1163 | -560.3754 | 7876.1367 | 397.422 | 444.2027 | 448.9297 | -2688.3562 | 634.8973 | 4436.0532 | 1594.9938 | 4582.2407 | -2.8176 | -419.0382 | 4122.0244 | -202.2785 | 1037.1658 | 1449.4253 | -4259.7827 | -660.3169 | 11306.0938 | 210.1042 | 57.9169 | 399.1809
2030-01-25 | 7 | -62.0657 | -354.1407 | -64.6303 | -666.8284 | -576.474 | -381.8362 | -4645.6631 | 1130.6665 | -1124.9075 | -87.4354 | 1931.6729 | -37.6487 | 2129.71 | -433.5754 | 1093.4022 | -1352.2417 | 202.6207 | 209.9994 | -492.7802 | -69.9426 | -958.1332 | -941.559 | 155.5298 | -46.5476 | 3654.606 | -1653.5707 | -141.5604 | -406.583 | -46.5328 | 1063.5535 | 1028.756 | 5535.0127 | -1262.8468 | 1517.201 | 2.8387 | -788.6583 | 8456.3057 | -501.5166 | 223.6109 | 449.2339 | -2741.0815 | 381.9082 | 4893.2896 | 1548.0305 | 5001.3906 | -275.1133 | -579.2684 | 1740.4176 | -2938.1606 | 879.0285 | 267.5424 | -3333.3579 | -15.8567 | 10529.1035 | 210.1042 | 48.1018 | 268.0467
2030-01-25 | 8 | -53.6066 | -466.8728 | -72.8281 | -660.0134 | -1174.7745 | -417.0759 | -3805.1917 | 725.3966 | -504.8696 | -148.8169 | 1887.135 | 57.2078 | 1367.2223 | -192.399 | 1900.9459 | -915.2751 | 106.3837 | 209.9994 | -576.658 | -65.715 | -1241.391 | -1358.2533 | 144.7878 | -10.3778 | 3862.2166 | -1674.9957 | -480.8227 | -409.3184 | -40.3502 | 1020.5035 | 1355.9983 | 4431.709 | -1281.1829 | 1227.2719 | 3.1459 | -1490.2391 | 8286.4795 | -315.9587 | -37.8771 | 113.8697 | -2526.936 | 279.8806 | 5595.3413 | 1524.2673 | 5049.5054 | -3.1093 | -900.0706 | 2221.9199 | -2323.5752 | 1003.8807 | 260.2361 | -1737.3322 | -209.2269 | 11428.2734 | 0.10423 | -73.7224 | 206.3578
2030-01-25 | 9 | -42.9139 | -571.7009 | -72.6662 | -623.6243 | -1736.1632 | -414.4276 | -3744.4141 | -2.4202 | -264.4797 | -155.0655 | 1750.3268 | 99.431 | 859.4597 | -162.0525 | 2005.105 | -543.3547 | -68.4244 | 209.9994 | -583.1845 | 162.4943 | -1279.24 | -1552.0942 | 131.3871 | 19.633 | 3682.9709 | -1701.8715 | -922.8041 | -407.4871 | -28.4673 | 858.1172 | 1418.8369 | 3206.0906 | -1372.6372 | 938.72 | 3.6306 | -2025.3065 | 7323.5898 | -357.231 | -62.642 | 90.9132 | -2465.0046 | 268.9848 | 5634.3667 | 1530.4086 | 5064.2593 | -2.9013 | -1300.46 | 2165.4985 | -1706.0039 | 992.4368 | 1.0041 | -810.4432 | -300.559 | 12033.4453 | 0.10423 | -128.4046 | 301.4987
2030-01-25 | 10 | -45.0473 | -607.1879 | -71.2986 | -613.5566 | -1855.3624 | -283.1841 | -2985.3909 | -640.1158 | -92.6098 | -144.0836 | 2520.5862 | 137.5899 | 1069.8163 | -126.1637 | 2000.4519 | -420.6021 | -73.5202 | 209.9994 | -489.2936 | 269.9425 | -1371.1025 | -1686.6707 | 93.6199 | 18.9646 | 3364.1104 | -1649.8633 | -942.1923 | -374.422 | -24.1174 | 668.2346 | 1517.7944 | 3336.3445 | -1355.5536 | 1023.7402 | 4.2692 | -2091.1038 | 7803.7158 | -364.8604 | -54.1943 | 104.733 | -2262.1064 | 124.2721 | 5636.48 | 1523.4844 | 5067.439 | -2.8873 | -1587.7717 | 2197.2971 | -1258.3199 | 1005.8352 | -124.0791 | -530.8746 | -374.182 | 11744.0078 | 0.10423 | -108.2324 | 309.1194
2030-01-25 | 11 | -40.096 | -699.3216 | -67.1545 | -560.1266 | -1895.9957 | -158.8846 | -2727.0479 | -547.7738 | 0.99919 | -145.8987 | 2452.311 | 138.7511 | 1209.8107 | -62.6266 | 2020.6675 | -396.4384 | -67.9358 | 209.9994 | -472.3906 | 302.8773 | -1183.6837 | -1701.6124 | 101.2054 | 22.6564 | 3337.6543 | -1403.6737 | -1144.0264 | -324.0664 | -27.1928 | 664.4531 | 1517.6749 | 2737.8816 | -1430.8564 | 982.2267 | 4.011 | -2177.3486 | 7012.418 | -379.1511 | -2.0091 | 8.5093 | -2277.5518 | 185.8981 | 5560.8462 | 1532.4119 | 5065.0039 | -2.8645 | -1786.0415 | 2185.5405 | -1360.8046 | 755.5596 | -145.5962 | -234.1295 | -132.7868 | 10188.7256 | 0.10423 | -48.7468 | 233.4625
2030-01-25 | 12 | -40.9131 | -520.9772 | -65.0239 | -552.5522 | -1886.3158 | -204.539 | -4083.6289 | -777.1634 | 111.3395 | -141.726 | 2721.8735 | 159.069 | 1386.5635 | 9.8128 | 2065.9492 | -438.7188 | -69.8369 | 209.9994 | -512.2042 | 518.2907 | -1324.8999 | -1467.9186 | 139.2098 | 32.4218 | 3571.9377 | -1382.5365 | -1621.3046 | -338.3871 | -30.654 | 625.983 | 1630.6351 | 2392.4036 | -1385.6426 | 1046.0558 | 5.4014 | -2191.2229 | 7007.1836 | -574.841 | -2.3257 | 1.0011 | -2023.8082 | 479.1729 | 4996.6377 | 1501.7418 | 4797.0361 | -259.1216 | -1862.0066 | 1778.6183 | -1326.2643 | 796.2255 | 520.2793 | -874.1384 | -100.3107 | 10681.4619 | 210.1042 | 35.5201 | 267.5134
2030-01-25 | 13 | -30.1689 | -457.7676 | -56.4521 | -484.6582 | -1971.722 | -219.1924 | -3712.186 | -593.4686 | 1.8401 | -128.2221 | 3328.699 | 195.0016 | 1515.2438 | -5.4917 | 2027.2598 | 149.0748 | 176.9449 | 209.9994 | -517.1301 | 550.4866 | -1213.2644 | -1506.8373 | 146.1692 | 22.829 | 3617.7996 | -1246.9077 | -2102.7532 | -338.7392 | -37.4834 | 620.144 | 1483.1421 | 2134.8586 | -1487.436 | 801.3784 | 4.8592 | -1520.8889 | 5046.2314 | -569.6433 | -2.4526 | -3.2151 | -1829.3499 | 581.8453 | 5127.0503 | 1565.6499 | 4933.2715 | -261.2816 | -1654.8661 | 1723.7708 | -826.6298 | 649.4675 | 351.6267 | -1020.4805 | 0.99221 | 10872.0771 | 210.1042 | -8.1687 | 244.0895
2030-01-25 | 14 | -21.7029 | -63.0703 | -51.294 | -448.5163 | -1877.0499 | -413.0184 | -4302.897 | -543.1647 | -2.817 | -172.3746 | 2875.082 | 96.8834 | 1019.021 | -101.016 | 2127.478 | 682.6512 | 399.7163 | 209.9994 | -507.7692 | 417.5285 | -983.3521 | -2139.4565 | 107.2171 | 15.3326 | 3987.2996 | -1247.8795 | -2035.8828 | -398.0969 | -55.9709 | 641.0601 | 1316.1965 | 1641.5911 | -1409.6241 | 574.2053 | 5.0268 | -784.5826 | 3323.1255 | -722.8007 | -2.489 | 1.0008 | -2474.707 | 462.2863 | 4888.3628 | 1534.3158 | 4727.7998 | -261.0511 | -1888.8241 | 1561.0223 | -859.9802 | 804.2996 | -78.302 | -681.0302 | 1.0181 | 9761.5615 | 210.1042 | -107.1209 | 267.851
2030-01-25 | 15 | -19.4864 | 108.6672 | -51.5859 | -447.212 | -1938.2787 | -587.1561 | -4499.3936 | -2.1821 | -2.7946 | -174.8076 | 2013.7687 | 101.5115 | 1211.8424 | -52.6473 | 2172.3237 | 722.8945 | 325.9814 | 209.9994 | -559.5744 | 369.0753 | -909.1718 | -1393.2158 | 112.1847 | -29.1318 | 4297.3579 | -1352.0173 | -1799.8662 | -440.7495 | -58.8873 | 654.0828 | 845.6384 | 1040.5356 | -1426.8811 | 464.0092 | 6.5436 | -621.7502 | 2766.4592 | -717.5641 | -2.5866 | 1.0006 | -2319.7375 | 454.343 | 4832.5303 | 1583.9712 | 4684.9028 | -262.6115 | -1736.4863 | 1568.757 | -939.1774 | 966.2969 | -78.153 | -615.2454 | -2.6929 | 11219.502 | 210.1042 | -184.9433 | 174.2416
2030-01-25 | 16 | -20.4553 | 481.9621 | -52.7577 | -492.01 | -1412.1383 | -789.5461 | -6193.5498 | 790.265 | -2.9198 | -174.5613 | 1977.4679 | 71.1021 | 1291.4286 | -62.4041 | 2188.0776 | 1353.161 | 300.3645 | 209.9994 | -548.116 | 197.4177 | -734.8239 | -1450.6108 | 70.9291 | -9.6641 | 4249.9883 | -1347.4526 | -1404.7804 | -483.7814 | -74.6283 | 672.5811 | 1002.0097 | 0.98477 | -1375.5127 | 470.5023 | 6.9333 | -808.7998 | 3323.0498 | -800.509 | 0.99946 | 1.0003 | -2567.4517 | 218.3629 | 4701.8037 | 1575.9442 | 4565.8999 | -265.2983 | -1814.6633 | 1773.3313 | -948.0126 | 1168.3892 | 1.0035 | -928.1198 | -119.8676 | 11111.6895 | 210.1042 | -217.9957 | 133.2448
2030-01-25 | 17 | -26.5741 | 518.5436 | -56.0838 | -521.0284 | -1366.6841 | -842.7844 | -6140.0176 | 878.7179 | 24.9669 | -186.0895 | 2599.9985 | 37.8043 | 1741.8735 | -88.6738 | 2178.9119 | 1344.3822 | 453.1776 | 209.9994 | -495.6921 | 170.975 | -684.7772 | -1764.7382 | 73.6753 | -37.8141 | 3967.0667 | -1497.8573 | -1836.4075 | -504.9856 | -74.7134 | 711.0038 | 832.0082 | 0.98501 | -1391.8385 | 629.3237 | 6.1501 | 417.1997 | 4352.543 | -660.438 | 1.0014 | 449.3953 | -2582.0413 | 217.76 | 4915.8789 | 1558.479 | 4737.4443 | -263.1457 | -1687.3376 | 1675.7531 | -1427.1989 | 1140.7755 | -76.2856 | -1083.9653 | 0.65853 | 11605.4658 | 210.1042 | -202.8809 | 125.4038
2030-01-25 | 18 | -25.6688 | 340.8007 | -57.6963 | -481.5364 | -1964.0377 | -742.796 | -4098.7046 | -2.1942 | 0.99808 | -187.301 | 2767.3989 | 10.7558 | 1072.5753 | -171.8025 | 2153.3879 | 978.5015 | 544.4408 | 209.9994 | -471.1465 | 299.4421 | -943.8661 | -2235.9463 | 71.8532 | -59.5312 | 3834.0803 | -1437.7484 | -2453.0828 | -458.5632 | -63.6254 | 626.0269 | 890.9566 | 427.2614 | -1514.6539 | 581.8068 | 5.304 | 950.5996 | 4130.3535 | -441.9824 | -2.6727 | 272.3151 | -2343.5093 | 315.8481 | 5370.9844 | 1550.776 | 5069.5874 | -253.6158 | -1674.4209 | 1549.8584 | -1810.1119 | 926.422 | -529.0527 | -531.8833 | 0.99116 | 11349.6406 | 210.1042 | -189.049 | 234.0471
2030-01-25 | 19 | -24.9191 | 241.3302 | -59.5153 | -473.4817 | -1913.4916 | -545.1613 | -3541.6731 | -2.1204 | -2.8196 | -355.0537 | 3015.3289 | 194.9993 | 1339.4807 | -138.6148 | 2133.7693 | 692.5481 | 525.6505 | 209.9994 | -510.5605 | 343.8588 | -1346.9114 | -3303.2424 | -11.8523 | -32.4134 | 3880.5776 | -1395.2769 | -2890.2151 | -408.4425 | -66.687 | 418.5232 | 572.6616 | 294.9295 | -1654.4105 | 560.1485 | 4.4693 | 373.718 | 3344.8459 | -458.1636 | -165.5361 | 1.0003 | -2014.576 | 40.4742 | 5829.3633 | 1559.2118 | 5064.1978 | -2.8096 | -1845.665 | 1883.2277 | -1541.1161 | 939.819 | -78.1726 | -52.3127 | -203.9196 | 8726.9541 | 0.10423 | -181.0467 | 262.0099
2030-01-25 | 20 | -26.6607 | 250.185 | -62.5322 | -495.8612 | -1742.0817 | -529.6311 | -3454.0881 | -2.0679 | -2.832 | -358.103 | 3188.8423 | 195.0002 | 898.8771 | -25.6778 | 2127.7747 | 565.0179 | 519.5809 | 209.9994 | -541.9555 | 447.6584 | -1447.0338 | -3739.4192 | -20.2143 | -30.0304 | 3924.7261 | -1425.8666 | -3239.9038 | -405.5974 | -65.8542 | 366.2919 | 460.1464 | 646.1132 | -1672.7273 | 554.089 | 4.6716 | 609.2553 | 3346.637 | -415.11 | -148.5086 | 69.0841 | -2084.625 | 1.0039 | 5804.1392 | 1590.0684 | 5066.1318 | -3.049 | -1498.6976 | 2187.1208 | -1126.3059 | 1000.5894 | -78.6582 | -52.4513 | -127.005 | 7595.1152 | 0.10423 | -174.3537 | 272.9014
2030-01-25 | 21 | -34.597 | 284.5804 | -66.4415 | -579.4852 | -1643.7054 | -583.7687 | -4169.106 | -2.3209 | -2.8571 | -353.9882 | 3410.0486 | 195.0004 | 1097.5957 | -64.9312 | 2102.8225 | 651.1334 | 513.3422 | 209.9994 | -540.5712 | 497.6621 | -1458.0566 | -4146.4473 | 11.4025 | -13.5094 | 3804.3174 | -1638.5833 | -3406.5571 | -448.4336 | -61.2228 | 422.7574 | 807.0331 | 1069.6376 | -1515.28 | 643.1107 | 4.155 | 267.8506 | 4439.6831 | -596.7278 | -222.4344 | 258.6191 | -2128.5874 | 104.8521 | 5815.5034 | 1619.0786 | 5050.8281 | -3.2518 | -1627.0349 | 2293.7041 | -1298.2698 | 1142.563 | -79.4025 | -185.5144 | -452.4952 | 8994.8154 | 0.10423 | -221.7279 | 284.7457
2030-01-25 | 22 | -36.5998 | 142.615 | -65.0115 | -623.2266 | -1067.1012 | -509.1828 | -5774.6587 | 289.4089 | 0.99989 | -309.9709 | 3681.4851 | 195 | 2076.3262 | -192.049 | 2059.2959 | 792.9407 | 390.7561 | 209.9994 | -518.9506 | 646.4987 | -1381.5924 | -4470.8027 | 90.3028 | 10.851 | 3652.9998 | -1522.2648 | -3605.8516 | -444.5346 | -63.0307 | 543.316 | 929.0625 | 645.2086 | -1637.7004 | 764.7131 | 2.5827 | 32.9283 | 5269.5732 | -604.6661 | 1.0035 | 449.4773 | -2287.5269 | 447.2081 | 5105.2788 | 1651.4254 | 4929.5537 | -267.223 | -1043.3464 | 1951.3884 | -1311.4628 | 1179.4637 | 0.95666 | -1526.4373 | -309.9901 | 9343.3154 | 0.10423 | -131.9345 | 253.7768
2030-01-25 | 23 | -37.6464 | 409.6757 | -65.3162 | -678.8973 | -702.0495 | -681.1351 | -6578.249 | 833.2791 | -96.3299 | -201.8393 | 3655.7852 | 118.5578 | 2039.59 | -219.4285 | 2050.8337 | 933.4942 | 314.0956 | 209.9994 | -558.9472 | 667.5421 | -1192.9546 | -4148.3613 | 66.9826 | 34.7522 | 3617.8306 | -1698.9805 | -2949.8555 | -525.5005 | -72.6214 | 556.0892 | 1753.1638 | 207.6813 | -1449.7914 | 700.7255 | 2.3256 | -1596.1492 | 6270.8774 | -325.2888 | 166.5041 | 449.5067 | -2737.5132 | 354.8106 | 5003.5366 | 1669.5529 | 5032.3901 | -202.1414 | -685.2309 | 2173.3828 | -827.11 | 1295.1887 | 640.5203 | -1795.9695 | -449.0337 | 9268.8027 | 210.1042 | -120.7885 | 209.5263
2030-01-25 | 24 | -36.2231 | 370.7077 | -63.6062 | -665.1309 | -120.9443 | -809.686 | -7958.7285 | 1806.1617 | -523.0897 | -174.3304 | 3401.5449 | 1.0004 | 2066.6968 | -192.3582 | 2120.8711 | 334.966 | -76.4959 | 209.9994 | -542.105 | 502.0681 | -872.1362 | -3850.2148 | 119.3615 | 47.9535 | 3693.1628 | -1806.045 | -2649.9531 | -577.257 | -70.7742 | 793.436 | 1827.605 | 1.3725 | -1316.7965 | 648.1125 | 1.1891 | -1700.019 | 6275.7197 | -1.3115 | 59.0949 | 449.5665 | -2798.5911 | 486.7985 | 4898.4185 | 1671.5188 | 5003.7227 | -286.8069 | -371.3365 | 1815.5449 | -1274.2482 | 1298.9089 | 1287.8844 | -2724.8562 | -308.703 | 10449.4219 | 210.1042 | -93.4062 | 173.4154
2030-01-26 | 1 | -35.821 | 695.1639 | -57.0715 | -526.9184 | 401.5388 | -1255.5647 | -10479.8164 | 3388.8845 | -2.8653 | -122.1766 | 2800.9861 | -12.5564 | 2040.4988 | -386.2541 | 1574.381 | 82.5786 | 8.2953 | 209.9994 | -532.9654 | 298.3209 | -651.4059 | -4158.4834 | 192.9509 | 17.7779 | 3691.0256 | -1923.7188 | -2407.2495 | -679.7197 | -82.9047 | 1083.5726 | 1902.1135 | 3.2474 | -1089.6122 | 537.0222 | 0.69216 | -1021.8782 | 2637.9272 | -3.1258 | 68.1562 | 0.99991 | -2821.9055 | 632.676 | 4433.6807 | 1669.4259 | 4363.9844 | -2.6602 | -277.1248 | 2135.0703 | -568.73 | 1430.2875 | 1771.3264 | -3657.6113 | -501.9678 | 10830.4326 | 210.1042 | -128.1379 | 149.0542
2030-01-26 | 2 | -27.7754 | 781.5768 | -50.7987 | -438.3592 | 355.3593 | -1366.2338 | -10277.8174 | 3419.906 | 858.8255 | -123.4331 | 2533.9741 | -2.1451 | 1331.8506 | -405.5405 | 1574.2695 | 156.0721 | 256.6917 | 209.9994 | -532.5933 | 193.5471 | -509.7462 | -4688.082 | 101.219 | 16.5896 | 3698.4634 | -1934.9302 | -2279.4373 | -707.2075 | -96.9805 | 941.0649 | 2071.2966 | 3.6284 | -1021.1736 | 433.2803 | 0.66367 | -908.0704 | 253.5823 | 1.0016 | 459.5037 | 448.9755 | -2759.4744 | 373.666 | 4137.9404 | 1559.2933 | 4436.7979 | -2.6554 | -276.7406 | 2292.4734 | -617.4441 | 1215.293 | 1438.692 | -3510.1531 | 3.1274 | 8232.2207 | 210.1042 | -98.1048 | 162.5636
2030-01-26 | 3 | -22.8055 | 762.41 | -46.9998 | -405.4314 | 570.8659 | -1381.2518 | -10736.4414 | 3685.7078 | 261.9092 | -159.202 | 2322.7063 | -116.3917 | 579.0901 | -455.346 | 1500.0933 | 100.9215 | 336.9711 | 209.9994 | -428.4899 | 124.2178 | -409.7332 | -4241.2173 | 104.9131 | 2.4215 | 3005.0886 | -1897.3695 | -2109.1113 | -705.604 | -80.4509 | 979.8796 | 2149.4595 | 0.97375 | -1008.771 | 446.0966 | 0.65266 | -734.8772 | 413.1872 | 226.1072 | 568.7414 | 449.0159 | -2700.3413 | 415.8576 | 3766.6467 | 1377.7653 | 4218.8677 | -2.4009 | -276.8954 | 2274.4441 | -892.5002 | 1124.823 | 1820.6554 | -4127.8721 | 29.1536 | 5739.395 | 210.1042 | -38.1399 | 130.1016
2030-01-26 | 4 | -20.864 | 962.3104 | -43.2138 | -275.9521 | 791.5867 | -1573.8356 | -11526.2969 | 4269.2627 | 247.697 | -235.6353 | 2613.3564 | -60.5301 | 618.6286 | -561.1544 | 1194.0889 | 100.9978 | 330.3908 | 209.9994 | -363.4429 | 74.4567 | -355.7928 | -3967.426 | 102.0787 | -9.1486 | 2519.97 | -1966.9712 | -1902.8401 | -751.3631 | -90.922 | 1016.5626 | 2244.6067 | 0.99345 | -877.785 | 342.5063 | 0.50517 | -577.2514 | -354.1192 | 237.8108 | 583.7081 | 449.0004 | -2700.8743 | 431.7657 | 3648.3264 | 1335.0775 | 4109.0381 | -2.4129 | -276.8655 | 2367.8752 | -674.7463 | 1156.3477 | 1929.0959 | -3853.7764 | 3.2581 | 3647.9897 | 210.1042 | -41.1747 | 123.4449
2030-01-26 | 5 | -20.6135 | 1158.4634 | -41.2925 | -288.188 | 846.571 | -1656.1235 | -11924.8457 | 4541.3662 | 775.9683 | -282.5936 | 3529.0442 | -104.9234 | 1910.3536 | -569.3375 | 1196.0179 | 100.9693 | 323.3448 | 209.9994 | -401.3167 | 80.7796 | -397.7003 | -3891.4382 | 95.1148 | 0.29489 | 2792.3037 | -2076.1423 | -2033.3862 | -792.256 | -117.0317 | 1023.6035 | 2380.1855 | 0.99944 | -770.1053 | 313.3539 | 0.49869 | -541.0944 | -304.8004 | 1.002 | 60.7941 | 449.3875 | -2732.0864 | 439.2396 | 4144.0967 | 1622.3889 | 4075.0452 | -2.7166 | -276.8234 | 2415.2607 | -427.0455 | 1158.783 | 2056.8701 | -3556.6497 | 322.3867 | 2671.2249 | 210.1042 | 13.4828 | 137.9162
2030-01-26 | 6 | -29.0944 | 1372.2189 | -57.9978 | -316.8203 | 1243.8562 | -1777.5784 | -12991.4951 | 5085.541 | -46.5946 | -239.1685 | 3727.656 | -50.0133 | 902.1613 | -501.6278 | 1372.95 | -283.1878 | 418.4926 | 209.9994 | -372.7711 | 40.0819 | -463.168 | -4042.6182 | 81.1394 | -4.339 | 2518.5781 | -2079.6165 | -2080.7568 | -815.6578 | -130.122 | 1026.8153 | 2663.4136 | 0.98782 | -795.1213 | 303.8554 | 0.43225 | -454.237 | -1023.6667 | 754.9645 | 498.9303 | 449.0293 | -2761.9192 | 409.6496 | 3822.0815 | 1553.0038 | 4163.6802 | -2.8513 | -278.2112 | 5842.104 | 1124.1461 | 1123.0448 | 2571.1052 | -5093.1465 | 0.99984 | 2682.2551 | 210.1042 | 21.3821 | 198.8877
2030-01-26 | 7 | -30.2867 | 1666.278 | -59.6249 | -345.3562 | 1234.9727 | -1992.6278 | -13300.4238 | 5260.1777 | -1098.1421 | -357.1908 | 3800.6882 | -76.4558 | 2061.4426 | -553.2197 | 1228.2357 | 1062.0275 | 295.4413 | 209.9994 | -320.1487 | -206.9673 | -539.3619 | -4309.2695 | 2.2061 | -10.6476 | 2252.7109 | -2356.2354 | -1661.6633 | -904.5635 | -144.1915 | 968.4747 | 2739.0552 | 0.98728 | -384.5947 | 193.6429 | 0.45964 | -314.9984 | -1066.2058 | 1.0001 | 1.0004 | 29.3979 | -2680.3967 | 126.699 | 4234.291 | 1610.9426 | 4127.0586 | -15.3158 | -277.534 | 2358.4885 | -791.6482 | 1007.9604 | 827.9464 | -4274.7495 | -418.2622 | 3137.1094 | 210.1042 | -85.8191 | 195.4603
2030-01-26 | 8 | -24.7488 | 1825.7366 | -61.9575 | -334.1385 | 1303.3964 | -2124.6985 | -13715.3496 | 5159.7852 | -1673.9961 | -259.3398 | 3910.4424 | -195.1256 | 1988.833 | -453.3239 | 1529.0886 | 126.2895 | 324.7709 | 209.9994 | -302.9334 | -43.2151 | -954.848 | -4908.3945 | -9.225 | -4.5726 | 1865.9872 | -2383.7209 | -1923.4933 | -940.411 | -149.4021 | 883.5435 | 2792.9307 | 0.9954 | -372.6851 | 67.9904 | 0.55099 | -14.3645 | -1979.5844 | -2.5024 | 474.8898 | 0.99913 | -2446.6431 | 269.5213 | 4285.7324 | 1693.666 | 4571.522 | -4.2304 | -278.9688 | 2759.9668 | -358.8494 | 1033.9973 | 1189.2295 | -4388.0835 | -596.9756 | 2366.1069 | 210.1042 | -20.2511 | 142.4585
2030-01-26 | 9 | -32.4124 | 2036.0494 | -67.3727 | -385.558 | 1123.087 | -2238.7727 | -14234.0098 | 4965.5762 | -1595.4781 | -361.4704 | 3558.3545 | -71.719 | 2055.4009 | -444.4714 | 1518.5029 | 55.2268 | 221.3019 | 209.9994 | -254.6866 | -218.0195 | -1258.5096 | -4593.9238 | -89.9612 | -19.7302 | 1810.9678 | -2633.6909 | -1512.2289 | -1005.2234 | -157.3002 | 788.4099 | 3382.5574 | 8.8048 | 15.9938 | 10.8921 | 0.39442 | 188.0158 | -1635.8329 | 528.81 | 307.739 | -1.7905 | -1674.9349 | 143.533 | 5189.9565 | 2007.7247 | 3971.1992 | 1243.4009 | -982.3321 | -6648.8022 | -7961.5161 | 525.7266 | -188.4181 | -3977.2622 | -10.191 | 901.1826 | 0.10423 | 47.9119 | 172.5941
2030-01-26 | 10 | -30.8011 | 1919.8779 | -71.0469 | -382.1519 | 746.9708 | -2282.9583 | -13861.9062 | 4773.8076 | -984.4949 | -370.0215 | 3851.4941 | -62.6904 | 2054.3147 | -447.8848 | 1471.7303 | 913.1149 | 124.3712 | 209.9994 | -263.1068 | -29.7285 | -1268.4935 | -5507.8931 | -85.7403 | 5.5096 | 1416.6732 | -2672.0935 | -1874.1273 | -1014.9297 | -152.4718 | 695.1392 | 3159.0056 | 1.3808 | -25.5277 | -100.6767 | 0.57983 | -48.9381 | -1518.4462 | -114.2598 | 1.0006 | 449.3788 | -2247.8853 | -2.4529 | 5067.0776 | 1606.9242 | 5006.3394 | -282.7654 | -299.4443 | 2058.8 | -1194.3055 | 834.9213 | 417.7871 | -3046.8108 | -7.5943 | 1942.1477 | 210.1042 | -7.7488 | 254.0888
2030-01-26 | 11 | -25.9271 | 1798.3472 | -52.3637 | -370.2202 | 596.5693 | -2174.1506 | -13783.4072 | 4659.4834 | -812.3347 | -369.8508 | 3893.2729 | -22.6814 | 2107.1108 | -398.5313 | 1643.15 | 544.6196 | 122.5413 | 209.9994 | -264.7327 | 53.0698 | -1227.1213 | -5345.6382 | -85.816 | 11.3923 | 1387.019 | -2573.1943 | -1843.6812 | -991.452 | -147.5775 | 658.474 | 3160.3279 | 1.4686 | -34.7761 | -106.0097 | 0.57512 | 3.5809 | -1570.8236 | -416.866 | 0.99223 | 449.5586 | -2322.2544 | -2.5198 | 4865.8672 | 1552.5331 | 4782.4868 | -284.181 | -724.9357 | 1820.9729 | -1292.0817 | 841.4837 | 472.8973 | -2733.542 | 0.85898 | 2522.0227 | 210.1042 | -7.9883 | 161.2339
2030-01-26 | 12 | -21.0882 | 1744.2117 | -48.0825 | -352.7256 | 523.3179 | -2088.1943 | -13699.8691 | 4475.2129 | -364.428 | -377.1505 | 3872.0837 | -52.2865 | 1923.2273 | -405.8751 | 1661.3704 | 350.9417 | 193.9967 | 209.9994 | -260.1814 | 91.4722 | -1201.7115 | -5460.416 | -87.0388 | 12.8792 | 1268.2097 | -2401.1255 | -1894.0924 | -967.5069 | -147.617 | 616.4902 | 3146.113 | 1.5102 | -25.4399 | -112.6345 | 0.57771 | 3.7561 | -1975.8306 | -412.7702 | 0.99824 | 449.3674 | -2250.0598 | 0.99418 | 4813.4995 | 1508.7111 | 4718.4653 | -284.1411 | -1025.5325 | 1631.5952 | -1311.9646 | 920.5279 | 0.97713 | -2553.843 | -0.027375 | 3668.3643 | 210.1042 | -108.4807 | 151.2397
2030-01-26 | 13 | -27.5333 | 1779.9614 | -66.9051 | -365.0269 | 425.7516 | -2127.8423 | -13544.2334 | 4312.1318 | -157.5504 | -379.1758 | 3875.4612 | -53.7385 | 1607.3699 | -383.9358 | 1709.307 | 327.1795 | 152.3868 | 209.9994 | -263.26 | 123.79 | -1200.5397 | -5516.2021 | -82.9073 | 16.5991 | 1285.0032 | -2433.9685 | -1926.7252 | -970.0646 | -148.785 | 577.2054 | 3189.7607 | 1.4458 | -32.483 | -104.5372 | 0.5778 | -123.8213 | -1796.9939 | -374.0116 | 32.2273 | 449.4723 | -2094.2224 | 8.1281 | 4627.0659 | 1455.2053 | 4588.8823 | -286.9537 | -1127.8844 | 2050.1587 | -790.2123 | 968.8193 | 12.0359 | -2449.9087 | -177.808 | 2423.9292 | 210.1043 | -180.434 | 236.1717
2030-01-26 | 14 | -25.8685 | 1862.9474 | -52.3034 | -373.7494 | 544.2022 | -2089.4629 | -13537.0342 | 4323.6909 | -1037.6183 | -374.7456 | 3873.541 | -50.7688 | 1391.1603 | -350.311 | 1594.4672 | 152.2319 | 149.9629 | 209.9994 | -259.9751 | 22.2853 | -993.3426 | -5729.4556 | -121.5125 | 6.4967 | 1196.8746 | -2505.5601 | -1896.9785 | -971.2593 | -152.8319 | 549.3434 | 3354.9248 | 1.6526 | -15.8669 | -56.9448 | 0.48856 | -6.6593 | -1550.531 | -227.3452 | 133.7899 | 449.508 | -2349.5864 | -120.9129 | 4541.8496 | 1472.2404 | 4659.0327 | -290.2581 | -941.3984 | 2517.979 | 86.4432 | 963.4801 | -120.2243 | -3081.2627 | -720.0303 | 2350.3257 | 210.1042 | -180.5598 | 209.3642
2030-01-26 | 15 | -30.2798 | 1896.0438 | -66.4454 | -399.338 | 545.7142 | -2040.3948 | -13200.0146 | 4131.7212 | -1832.7264 | -301.1017 | 3851.873 | -115.9886 | 1202.5454 | -391.2195 | 1756.4828 | -247.838 | 181.2922 | 209.9994 | -247.2819 | -83.4339 | -758.886 | -5745.4424 | -160.0195 | -7.9568 | 1185.9153 | -2574.5872 | -1718.0394 | -966.8738 | -153.0045 | 512.5323 | 3313.7227 | 0.98887 | 35.7485 | 0.99936 | 0.46585 | 229.9572 | -898.8646 | 99.4739 | 516.3405 | 449.7701 | -2476.3779 | -289.2387 | 4582.8618 | 1526.8914 | 4829.2861 | -3.3256 | -277.1564 | 2729.5896 | 388.2187 | 889.2451 | -267.6757 | -3240.4807 | -763.277 | 1889.8452 | 210.1042 | -129.1306 | 187.1716
2030-01-26 | 16 | -25.6093 | 1932.1893 | -63.1128 | -353.2979 | 595.0715 | -2144.1121 | -13342.9561 | 4223.1899 | -1590.6414 | -366.4147 | 3822.3684 | -58.6015 | 1984.9755 | -512.4833 | 1308.7711 | 671.9566 | 201.9986 | 209.9994 | -239.6329 | -184.6033 | -818.6519 | -5641.5264 | -176.9682 | -23.2438 | 1272.4269 | -2401.1199 | -1169.9727 | -974.0959 | -157.8921 | 504.0686 | 2933.3271 | 2.4035 | 110.3271 | -112.9367 | 0.569 | 348.3071 | -2149.8682 | -168.9607 | 384.4414 | 449.2861 | -2043.7776 | -225.3581 | 4021.7803 | 1427.9674 | 4459.7466 | -295.1383 | -637.9167 | 2499.8306 | -286.804 | 656.8549 | -365.5085 | -3686.6218 | -275.3658 | 3000.8083 | 210.1042 | -49.6154 | 179.0678
2030-01-26 | 17 | -22.5884 | 1969.5898 | -48.7992 | -346.9289 | 636.4402 | -2167.8237 | -13559.4531 | 4429.5669 | -1120.7841 | -362.7061 | 3813.6838 | -56.3568 | 1811.5212 | -521.8153 | 1243.8805 | 926.7951 | 178.9997 | 209.9994 | -217.7463 | -162.5521 | -926.6874 | -5717.1758 | -159.2264 | -28.3312 | 1181.6486 | -2425.4204 | -1119.4437 | -986.8141 | -158.5995 | 541.708 | 2870.1033 | 2.1997 | 92.1745 | -120.2262 | 0.56203 | 364.3127 | -1996.1168 | -287.1254 | 214.9115 | 449.3832 | -2069.7886 | -113.1169 | 3959.5146 | 1418.1135 | 4192.3525 | -291.6436 | -914.5119 | 1994.127 | -1173.7458 | 668.5827 | 192.0575 | -3668.1567 | 1.0241 | 1637.7773 | 210.1042 | -33.4462 | 151.8515
2030-01-26 | 18 | -27.8018 | 1877.6906 | -61.5071 | -327.735 | 422.1452 | -2088.5486 | -13456.3516 | 4376.9272 | -641.3418 | -274.5063 | 3838.79 | 195.114 | 1237.9214 | -453.6354 | 1410.1692 | 579.6967 | 223.4246 | 209.9994 | -194.3081 | -132.2308 | -1121.1749 | -5658.1772 | -165.9543 | -24.305 | 1022.8295 | -2282.5532 | -1135.4083 | -954.7977 | -159.8392 | 516.9067 | 2961.6167 | 1.9967 | 95.1588 | -128.0033 | 0.53576 | 203.3581 | -2226.8662 | -265.4893 | 1.0025 | 449.4473 | -1962.5398 | -107.6386 | 4524.0557 | 1428.535 | 4479.8296 | -278.8193 | -1074.2067 | 1937.5897 | -1669.0735 | 690.498 | 60.1913 | -2659.2988 | -0.44418 | 641.1346 | 0.10423 | -138.4141 | -18.1656
2030-01-26 | 19 | -22.8111 | 1840.7922 | -44.6909 | -348.4104 | 576.1651 | -2136.179 | -13983.0889 | 4651.1289 | -1031.3262 | -259.9948 | 3857.2114 | 194.9306 | 1368.9607 | -416.9276 | 1510.2372 | 278.2961 | 196.7356 | 209.9994 | -220.4368 | -67.2004 | -1216.9741 | -5679.6475 | -91.3418 | -16.5029 | 1167.5383 | -2395.3386 | -1328.2778 | -973.2637 | -151.7823 | 654.7993 | 2944.6414 | 0.9774 | 49.0503 | -142.9637 | 0.53523 | 253.1591 | -2068.1831 | -263.0446 | 1.0056 | 449.412 | -2198.1377 | 87.1928 | 4610.354 | 1437.0116 | 4478.2568 | -272.7828 | -1059.5964 | 2058.6765 | -1509.8448 | 892.4229 | 1157.3514 | -2678.4604 | -0.077875 | 1639.9188 | 0.10423 | -121.0586 | 71.7239
2030-01-26 | 20 | -32.671 | 1799.4711 | -68.6322 | -377.1114 | 635.5858 | -2236.0325 | -14284.3467 | 4549.7988 | -755.4067 | -270.2317 | 3856.751 | 195.0241 | 1374.8185 | -396.1439 | 1576.9465 | 166.7547 | 200.5031 | 209.9994 | -227.664 | -56.1552 | -1198.5974 | -5693.5166 | -72.7031 | -21.4499 | 1206.73 | -2571.9905 | -1232.8525 | -985.7789 | -144.4523 | 692.3791 | 2874.2041 | 1.7514 | 38.3641 | -128.9523 | 0.53033 | 288.7305 | -2050.8074 | -272.3622 | 32.0882 | 449.3445 | -2249.8118 | 115.6562 | 4685.458 | 1462.7794 | 4552.3506 | -272.2255 | -844.2473 | 2383.7842 | -1247.5836 | 892.7373 | 1480.2739 | -2838.5796 | -42.3412 | 3098.2175 | 0.10423 | -64.0875 | 106.3251
2030-01-26 | 21 | -36.7165 | 1642.3384 | -68.4626 | -398.6871 | 880.329 | -2156.9138 | -14583.0088 | 4643.4165 | -1467.5071 | -265.0871 | 3853.7017 | 195.0017 | 1642.1691 | -458.6512 | 1333.9706 | 399.8748 | 106.0174 | 209.9994 | -245.9474 | -48.5749 | -1204.0162 | -5669.0376 | -28.6415 | -25.7585 | 1295.6556 | -2609.9529 | -875.8214 | -971.6615 | -137.2182 | 782.2133 | 2866.7297 | 0.98387 | 64.7845 | -24.8271 | 0.49755 | 97.9851 | -1454.7888 | -103.81 | 282.0742 | 449.4994 | -2260.7419 | 288.4293 | 4861.8364 | 1499.9182 | 5015.4746 | -271.6053 | -429.3613 | 2650.4753 | -758.6989 | 972.9811 | 2078.1711 | -3355.4253 | -49.0986 | 4829.1528 | 0.10423 | -53.5366 | 72.7375
2030-01-26 | 22 | -22.9949 | 1869.1281 | -62.7539 | -357.7379 | 528.4559 | -2270.9827 | -13903.6016 | 4368.2075 | -30.2538 | -183.9326 | 3803.7922 | -84.0167 | 1388.2814 | -519.4304 | 1299.2219 | 292.6067 | 187.8129 | 209.9994 | -219.2466 | -234.3922 | -1163.5164 | -5766.124 | -82.6637 | -52.2672 | 1028.817 | -2471.3501 | -698.4163 | -999.5895 | -141.0715 | 713.4646 | 2633.4189 | 1.0061 | 56.1728 | -168.0578 | 0.51903 | 219.9345 | -2521.9675 | 22.144 | 386.3444 | 449.2197 | -2019.3936 | 83.3327 | 4717.8389 | 1568.887 | 5016.4883 | -278.0797 | -304.8583 | 2861.8699 | -695.0416 | 831.2162 | 1115.3645 | -2535.488 | 58.0676 | 4806.4766 | 210.1042 | -139.5541 | 34.2546
2030-01-26 | 23 | -22.1155 | 1725.4165 | -60.6144 | -330.1931 | 631.9844 | -2128.5979 | -14018.1006 | 4550.4883 | -381.4679 | -173.7717 | 3738.6404 | -194.8959 | 1472.8514 | -550.0717 | 1177.7736 | 211.7708 | 266.035 | 209.9994 | -302.1368 | -134.0848 | -899.9682 | -5738.2812 | -56.6844 | -66.4926 | 1604.0676 | -2351.1028 | -846.5088 | -941.824 | -138.7053 | 740.5386 | 2289.804 | 1.5939 | -117.8143 | -58.1548 | 0.50801 | 267.591 | -2928.8728 | 282.9482 | 676.7846 | 449.8189 | -2400.999 | 115.38 | 4438.6494 | 1681.9109 | 4833.3755 | 1.2245 | -278.2513 | 3092.0557 | -392.9096 | 949.7573 | 1586.6298 | -2975.9597 | 233.2823 | 4281.2988 | 210.1042 | -56.3871 | 21.5862
2030-01-26 | 24 | -17.5132 | 1686.9371 | -57.4498 | -292.2216 | 617.723 | -2134.0024 | -13515.6201 | 4468.2817 | -184.3041 | -177.3436 | 3771.0647 | -189.3307 | 2110.3132 | -690.7066 | 571.4835 | 1030.6804 | 241.5995 | 209.9994 | -145.3097 | -201.9533 | -962.7108 | -5373.2173 | -19.9873 | -89.0928 | 1312.13 | -2218.5515 | -391.7115 | -925.2441 | -138.9333 | 780.4543 | 1808.5277 | 0.94383 | -196.5853 | -81.9277 | 0.62056 | 350.9171 | -2866.5271 | -309.6597 | 216.5826 | 449.3956 | -1770.2942 | 281.1057 | 3617.5808 | 1472.1487 | 3968.2537 | -294.7573 | -715.3705 | 2244.5886 | -1112.0421 | 614.4205 | 531.5184 | -3043.3669 | 579.4255 | 4853.7627 | 210.1042 | 10.8366 | 7.173
2030-01-27 | 1 | -17.299 | 1894.2738 | -55.0099 | -282.033 | 750.3861 | -2119.7688 | -13198.5332 | 4531.0688 | -3.012 | -179.558 | 3635.6682 | -194.9295 | 2047.3458 | -714.5452 | 417.8667 | 772.7088 | 229.1551 | 209.9994 | -140.9575 | -342.1891 | -549.7463 | -4964.2891 | -106.9284 | -106.787 | 1360.3226 | -2230.6572 | -81.6466 | -926.9479 | -154.6439 | 670.9132 | 1582.0558 | 0.99097 | -137.0509 | -42.2658 | 0.67605 | 608.0023 | -2815.7615 | -329.9931 | 739.7672 | 1.003 | -2297.5889 | 66.9163 | 3113.9067 | 1451.5004 | 4086.1746 | -303.2127 | -403.352 | 2595.3765 | -1055.1705 | 414.4391 | 522.8546 | -3732.5056 | 995.4031 | 3515.2803 | 210.1042 | 77.8369 | -23.6659
2030-01-27 | 2 | -16.7461 | 2002.9965 | -52.9528 | -273.2851 | 737.6409 | -1883.8807 | -12254.4248 | 4452.9009 | 877.3973 | -143.5721 | 3574.062 | -194.9515 | 1990.7715 | -760.6425 | 264.8733 | 668.5651 | 217.5556 | 209.9994 | -145.6081 | -342.3935 | -463.3699 | -4806.0557 | -139.9529 | -106.2933 | 1503.3528 | -1971.9159 | 155.2531 | -847.4289 | -164.1613 | 555.8196 | 1204.1406 | 0.98589 | -407.5215 | 36.6193 | 0.59347 | 573.1711 | -2778.8406 | -174.0563 | 902.4948 | 1.0004 | -2271.8672 | -10.2597 | 2913.3992 | 1459.3453 | 3795.8979 | -3.2138 | -584.5231 | 2939.6538 | -523.4057 | 356.5492 | 304.6055 | -2722.6499 | 1447.1672 | -581.6867 | 210.1042 | 68.3727 | 5.3749
2030-01-27 | 3 | -18.3456 | 1143.4875 | -53.3792 | -371.7104 | 190.667 | -1398.0835 | -9706.2402 | 3124.5498 | 1205.3804 | -84.7571 | 3581.8191 | -194.7362 | 1990.187 | -765.8314 | 250.0523 | 1226.0557 | 233.7092 | 209.9994 | -122.234 | -223.7579 | -439.2758 | -4542.8628 | -51.443 | -103.0726 | 1457.0452 | -1881.3013 | 193.2375 | -707.78 | -124.2695 | 652.1014 | 1119.7803 | 3.7767 | -566.1631 | 387.0517 | 0.6163 | 357.4415 | 328.4983 | -241.1776 | 787.9418 | 0.97469 | -2315.2734 | 113.242 | 2831.9802 | 1329.9022 | 3599.3667 | -2.6669 | -575.4384 | 2912.1309 | -704.7601 | 485.4973 | 353.2054 | -2378.7993 | 1331.2574 | 4154.5068 | 210.1042 | 46.3941 | -1.0054
2030-01-27 | 4 | -23.2201 | 833.6288 | -33.8297 | -365.5518 | 177.1753 | -1115.9086 | -8926.0674 | 2893.5657 | 1104.0187 | -22.5887 | 2887.9751 | -154.499 | 2009.6537 | -839.4263 | -191.1091 | -172.5172 | 27.0974 | 209.9994 | -88.7191 | -217.5989 | -271.6977 | -3371.1274 | -23.6429 | -115.6815 | 1441.1884 | -1882.1958 | 290.7621 | -629.5181 | -95.0148 | 690.1633 | 713.9164 | 1176.2406 | -766.2092 | 651.1707 | 0.60962 | 203.8256 | 1314.3921 | -2.5821 | 746.7094 | 0.9976 | -2283.1389 | 158.2924 | 3019.1611 | 1166.0211 | 3785.8206 | -63.0216 | -272.8669 | 2101.0354 | -2123.3474 | 396.9659 | 151.7006 | -2403.5713 | 1364.9701 | -598.6088 | 210.1042 | 58.3815 | -75.1689
2030-01-27 | 5 | -24.8054 | 399.0406 | -33.1475 | -328.64 | 1.0129 | -835.7852 | -7888.4849 | 2371.6667 | 1213.6892 | -4.288 | 2786.3372 | -140.2108 | 2013.1401 | -851.9299 | -268.5674 | -347.5291 | 28.777 | 209.9994 | -63.2604 | -42.0109 | -261.7267 | -2243.3618 | 38.087 | -113.0614 | 1281.0525 | -1689.4478 | 235.2794 | -508.6963 | -75.9102 | 720.3284 | 389.7452 | 1246.9395 | -992.2144 | 841.7394 | 1.2621 | 53.977 | 1434.5314 | -74.8358 | 673.4904 | 0.9955 | -2304.6948 | 322.0508 | 2979.8816 | 1182.8828 | 3746.0042 | -143.9754 | -273.1482 | 2119.4185 | -2216.385 | 496.4856 | 413.7892 | -2335.9731 | 1257.9225 | 148.7855 | 210.1042 | 51.9792 | -41.0867
2030-01-27 | 6 | -17.0575 | 955.8096 | -35.2474 | -373.8637 | 138.7025 | -1223.3979 | -9042.1934 | 2915.3076 | 1005.8251 | -29.6801 | 3221.894 | -166.9219 | 2013.0328 | -835.5706 | -143.4189 | 235.6287 | 38.4349 | 209.9994 | -45.4527 | -171.8062 | -190.9413 | -1647.0469 | 9.5785 | -124.7975 | 1399.5504 | -1967.9171 | 76.5808 | -672.1879 | -94.6618 | 736.3074 | 854.1529 | 479.0259 | -588.9958 | 488.5233 | 1.8787 | 370.1068 | 544.7964 | -8.1322 | 578.6595 | 0.99979 | -2315.9468 | 237.7582 | 3224.2214 | 1199.0242 | 3802.3218 | -97.5077 | -273.1469 | 1795.7039 | -2429.9714 | 427.6654 | 469.4074 | -2523.6704 | 1290.7273 | -1988.0302 | 210.1042 | 68.4825 | 39.7835
2030-01-27 | 7 | -22.4915 | 983.9299 | -55.9255 | -287.8936 | 765.8791 | -1527.8204 | -10904.8447 | 4191.1924 | 112.7077 | -49.3368 | 3161.6914 | -154.6379 | 2056.2927 | -788.8376 | 38.3581 | 590.552 | 15.0868 | 209.9994 | -56.597 | -195.6763 | -143.535 | -1620.1058 | 45.4105 | -114.1964 | 1677.202 | -1744.3439 | 5.1161 | -696.6871 | -122.1558 | 919.5239 | 801.6692 | 6.1968 | -857.1337 | 291.7957 | 0.61063 | 213.0574 | -580.4436 | 13.9695 | 286.2434 | 0.99976 | -2308.8826 | 413.5206 | 3288.6875 | 1371.0487 | 3439.2598 | -3.0131 | -462.0374 | 583.9677 | -3505.3767 | 408.8467 | 1051.3151 | -3591.5796 | 1232.5597 | 2513.7505 | 210.1043 | 136.7274 | 87.2973
2030-01-27 | 8 | -17.9468 | 983.9487 | -58.0788 | -241.9053 | 881.0389 | -1629.2878 | -11508.9512 | 4327.9326 | -453.6352 | -95.6829 | 3154.7297 | -191.8697 | 1971.3909 | -711.1905 | 330.0623 | 669.3083 | 176.4835 | 209.9994 | -64.716 | -85.4029 | -396.8355 | -1860.6494 | 71.2181 | -112.4626 | 1735.7235 | -1705.9668 | -481.244 | -709.6577 | -122.0513 | 911.965 | 743.6135 | 4.3277 | -1035.9523 | 183.4154 | 0.61961 | 139.9653 | -1905.5337 | -204.2908 | 894.8278 | 0.99993 | -2338.366 | 573.1471 | 3128.9285 | 1352.317 | 3832.5547 | -3.7495 | -278.5847 | 1895.9739 | -2028.0814 | 461.8615 | 1696.5651 | -4600.7979 | 1011.4473 | 4230.4893 | 210.1042 | 178.5323 | 91.0914
2030-01-27 | 9 | -24.2253 | 599.9146 | -63.3329 | -286.2295 | 1063.0072 | -1634.7814 | -12516.6533 | 4737.0571 | -1468.7424 | -79.3089 | 3744.488 | -104.0169 | 1959.6196 | -649.9083 | 505.9023 | 420.9085 | 80.8993 | 209.9994 | -155.051 | 57.1293 | -342.4188 | -2042.3508 | 195.1054 | -94.413 | 2382.1372 | -1774.3551 | -1405.3909 | -718.4968 | -98.6706 | 1203.9912 | 829.0764 | 0.98352 | -1091.6008 | 227.1294 | 0.61689 | -123.724 | -1427.1641 | 754.5921 | 1139.9175 | 1.0007 | -2672.5015 | 773.9616 | 4293.6182 | 1740.0297 | 4840.7998 | 170.2911 | -280.2035 | 5178.9854 | 324.4438 | 930.9695 | 2866.1204 | -5122.6353 | 1.0135 | 7265.0215 | 0.10423 | 121.8668 | 94.498
2030-01-27 | 10 | -26.8316 | 536.2178 | -64.9678 | -314.7179 | 1180.1051 | -1728.0989 | -12998.0527 | 4733.772 | -2636.0586 | -100.6075 | 3067.5906 | -108.498 | 2098.0142 | -591.5568 | 706.0861 | 69.3806 | 38.0259 | 209.9994 | -396.4644 | 170.4222 | -304.9922 | -1504.6229 | 254.7589 | -62.1198 | 3537.7485 | -1525.2352 | -955.7156 | -757.9245 | -88.0163 | 1275.0647 | 955.2062 | 0.96577 | 28.2944 | 110.2725 | 0.81679 | -273.1017 | -1508.3429 | -7.1703 | 417.1579 | 284.7421 | -2792.6787 | 891.5764 | 4981.4111 | 1626.4463 | 4997.7368 | -3.8759 | -276.7581 | 2304.9434 | -1177.3405 | 1244.2632 | 3642.2166 | -5283.2847 | -778.2603 | 9398.6436 | 210.1042 | 31.5916 | 55.3119
2030-01-27 | 11 | -24.7755 | 435.3924 | -64.1359 | -319.2063 | 1166.5077 | -1679.8058 | -12937.3828 | 4542.1089 | -2844.5967 | -121.1727 | 2957.7378 | -117.164 | 2006.1085 | -542.9852 | 915.2867 | -316.929 | 55.1703 | 209.9994 | -385.5646 | 264.4907 | -319.9347 | -1346.3051 | 283.4358 | -59.7678 | 3506.4409 | -1501.4811 | -1262.3864 | -739.462 | -80.4783 | 1283.708 | 1014.8858 | 1.008 | -93.3241 | 172.8389 | 0.62191 | -418.4115 | -1293.54 | -5.1368 | 257.2914 | 449.2528 | -2774.9204 | 985.007 | 5198.4946 | 1615.4648 | 5010.5132 | -3.7826 | -355.2377 | 1762.8159 | -1578.4218 | 1275.4639 | 3496.9336 | -5402.563 | -1045.1302 | 9838.4863 | 210.1042 | 23.3853 | 63.8255
2030-01-27 | 12 | -28.9831 | 517.8081 | -62.7765 | -348.5919 | 1033.6133 | -1657.7323 | -12346.2549 | 4106.9736 | -3297.5383 | -126.1617 | 3163.6399 | -112.1954 | 1958.6857 | -530.5142 | 974.5725 | -618.2594 | 53.1603 | 209.9994 | -401.0499 | 213.071 | -301.5537 | -999.6032 | 239.7492 | -53.5652 | 3588.6616 | -1573.2063 | -584.55 | -750.2786 | -81.1039 | 1186.8918 | 1290.2789 | 4.6591 | 167.9945 | 178.8671 | 1.6234 | -370.7409 | -1036.269 | -27.922 | 219.512 | 449.1431 | -2709.0178 | 848.2644 | 5242.9668 | 1634.6981 | 5018.2651 | -3.7531 | -522.7242 | 1673.86 | -1722.8242 | 1212.9452 | 3034.2612 | -5359.1631 | -1342.7297 | 9970.7354 | 210.1042 | 12.5934 | 100.5558
2030-01-27 | 13 | -20.5665 | 822.5891 | -51.0126 | -449.6836 | 995.6195 | -1417.8188 | -11313.0469 | 3762.408 | -3475.1733 | -124.9867 | 3508.9136 | -97.6539 | 1939.6206 | -508.4464 | 1023.4995 | -1432.1578 | 54.9174 | 209.9994 | -404.5329 | 222.0727 | -309.8947 | -1022.3705 | 195.2651 | -51.3211 | 3508.178 | -1610.5649 | -812.7783 | -714.0386 | -87.613 | 1108.3776 | 1270.9493 | 624.1542 | 20.1439 | 278.8934 | 1.883 | -407.7039 | 46.5191 | -106.4239 | 300.0003 | 449.3294 | -2692.7512 | 693.7585 | 5191.1177 | 1627.5231 | 5022.9033 | -1.9952 | -634.6138 | 1873.5262 | -1466.8517 | 1168.8877 | 2640.2751 | -5103.1572 | -1388.8685 | 10147.8975 | 210.1042 | -3.9476 | 118.2285
2030-01-27 | 14 | -29.3585 | 789.3528 | -37.9662 | -472.2045 | 802.4392 | -1296.4681 | -10510.2656 | 3343.7202 | -3318.2727 | -73.0628 | 3414.3169 | 33.8313 | 1678.1058 | -482.7107 | 1080.874 | -2061.8804 | 134.6363 | 209.9994 | -432.8244 | 182.4852 | -357.498 | -1272.5382 | 167.8196 | -49.4491 | 3584.8772 | -1752.905 | -248.2951 | -701.6229 | -84.8622 | 1037.3696 | 1560.5356 | 2297.1787 | 546.9259 | 468.1259 | 2.9467 | -190.0152 | 1462.3523 | -6.4013 | 333.2554 | 449.113 | -2677.9062 | 591.3917 | 5198.7451 | 1644.0581 | 5024.9214 | -3.8593 | -690.5216 | 2159.2571 | -1027.3783 | 1178.4224 | 2272.271 | -4713.6948 | -1509.7388 | 10289.3281 | 210.1042 | -39.7086 | 160.9802
2030-01-27 | 15 | -28.3488 | 796.244 | -36.5537 | -443.8975 | 719.9926 | -1236.3123 | -10358.2344 | 3147.9766 | -3139.0242 | -112.127 | 2734.3682 | -72.4377 | 1701.2611 | -505.4915 | 1001.8811 | -2306.9905 | 74.1704 | 209.9994 | -413.1772 | 119.6182 | -358.5216 | -1557.2941 | 132.0909 | -51.3785 | 3444.4395 | -1946.7601 | -226.3346 | -673.229 | -87.4636 | 979.6855 | 1432.5953 | 2354.6648 | -553.3499 | 493.9846 | 3.4431 | -310.6211 | 1429.1111 | -5.2192 | 234.9811 | 449.1516 | -2608.8604 | 502.3897 | 5311.2651 | 1634.8835 | 5026.915 | -3.5142 | -750.1281 | 1304.4017 | -2091.6282 | 1095.0055 | 1832.1068 | -4572.5884 | -1542.3246 | 8912.9307 | 210.1042 | -52.5704 | 158.4146
2030-01-27 | 16 | -26.845 | 789.6737 | -36.3659 | -459.0696 | 756.5981 | -1255.3948 | -10194.8652 | 3177.4878 | -3124.9739 | -75.2222 | 2913.8071 | 5.6305 | 1614.0229 | -516.3208 | 981.9077 | -1928.2365 | 72.2317 | 209.9994 | -444.2471 | 95.9474 | -347.3992 | -1347.6675 | 135.1628 | -47.4754 | 3727.6628 | -1932.9507 | -157.8202 | -684.2112 | -86.2877 | 1002.4574 | 1464.2018 | 2097.3782 | -514.2073 | 457.9603 | 3.3303 | -307.4304 | 1571.9131 | 1.0012 | 171.7383 | 449.1515 | -2591.0037 | 524.5068 | 5389.8018 | 1605.3425 | 5028.749 | -3.2426 | -807.954 | 1212.145 | -2505.4001 | 1084.8986 | 2029.0553 | -4797.6714 | -1642.3298 | 9962.3115 | 210.1042 | -41.2155 | 99.8731
2030-01-27 | 17 | -38.3374 | 631.4178 | -42.8653 | -631.4152 | 198.1576 | -952.2406 | -7956.417 | 2187.063 | -710.0817 | -95.0802 | 2559.1577 | -37.3962 | 1522.1519 | -443.8723 | 1120.1025 | -1886.8158 | -69.5059 | 209.9994 | -401.6785 | -56.4889 | -459.7172 | -1520.6687 | 59.4417 | -56.2995 | 3560.696 | -2020.869 | 339.4343 | -630.9943 | -81.6005 | 836.3986 | 1368.67 | 3830.2336 | -475.6699 | 718.9998 | 3.0673 | -291.4049 | 4163.9751 | -0.83474 | 1.0004 | 449.3179 | -2422.6843 | 275.2785 | 5493.0151 | 1540.1943 | 5028.4468 | -127.8219 | -1015.942 | -175.953 | -4348.0249 | 759.3016 | 1065.4626 | -3128.3909 | -418.7854 | 10484.4238 | 210.1043 | -67.1709 | 46.7972
2030-01-27 | 18 | -28.0963 | -859.5009 | -40.9943 | -334.1954 | -673.816 | 266.3442 | -4002.3127 | 188.4928 | 0.99852 | -85.0513 | 3000.5039 | 56.5562 | 2141.8335 | -307.4659 | 1396.2513 | -2384.0225 | -103.9023 | 209.9994 | -457.1655 | 53.5387 | -806.6202 | -1339.2695 | 30.4774 | -19.4797 | 3817.8557 | -1117.8873 | 924.1248 | -198.5078 | -65.0765 | 645.2794 | 897.6506 | 3477.2556 | -859.0482 | 956.392 | 4.4743 | -889.7069 | 3743.2041 | -170.7641 | 98.2097 | 449.4347 | -2287.6233 | 339.6762 | 5314.7485 | 1438.2701 | 5039.314 | -271.1308 | -747.6684 | -275.0324 | -4984.6177 | 748.6443 | 877.8085 | -2002.1252 | -67.4302 | 7555.8188 | 0.10423 | -98.7492 | -47.6764
2030-01-27 | 19 | -10.0426 | -504.4769 | -39.5317 | -245.6513 | -1506.5511 | -11.8522 | -2369.709 | -508.3979 | -2.9674 | -120.6658 | 3060.1753 | 90.7842 | 2111.9985 | -133.4992 | 1626.6458 | -3179.3555 | -181.9219 | 209.9994 | -555.1959 | 196.6653 | -993.3756 | -1056.5684 | 10.896 | -2.5134 | 4156.9009 | -835.106 | 235.5022 | -258.4287 | -77.1806 | 526.1769 | 907.8625 | 2235.769 | -1028.6709 | 518.3632 | 5.3424 | -461.5602 | 2139.0889 | -697.7268 | 1.0037 | 449.495 | -2029.2424 | 343.9115 | 4676.6509 | 1361.4054 | 4319.7329 | -268.3561 | -1129.416 | 1345.9468 | -3451.7771 | 730.7391 | 864.1188 | -815.7512 | -65.464 | 6324.3872 | 0.10423 | -147.2711 | -72.612
2030-01-27 | 20 | -8.9766 | -195.4787 | -47.7861 | -262.6982 | -1864.2764 | -204.6859 | -2902.8308 | -323.5789 | 0.99964 | -130.2865 | 3034.0374 | 135.2229 | 1965.0548 | -15.9185 | 1791.6893 | -1911.5537 | 17.0613 | 209.9994 | -635.1188 | 367.4654 | -1261.1189 | -1514.0959 | 21.0554 | -62.7987 | 4463.5601 | -939.9323 | -388.5291 | -310.06 | -84.3727 | 462.4887 | -229.8252 | 1809.2806 | -1111.2401 | 398.519 | 6.4614 | 1121.493 | 1576.2031 | -662.7966 | 1.0003 | 449.5372 | -1909.9718 | 427.0491 | 4457.062 | 1351.7169 | 4136.8003 | -269.9666 | -1134.5594 | 2356.6741 | -2269.2861 | 741.6235 | 591.6047 | -349.0708 | -449.168 | 3627.0857 | 0.10423 | -210.571 | -75.1048
2030-01-27 | 21 | -9.0765 | -31.7835 | -49.9833 | -281.3072 | -1875.1581 | -307.1808 | -3426.998 | -527.8113 | 324.2562 | -162.5045 | 2511.2292 | 81.6189 | 1291.184 | 1.0003 | 1868.2363 | -1623.0581 | -2.2552 | 209.9994 | -716.1487 | 312.2854 | -1271.2649 | -1470.5854 | 1.5992 | -76.9591 | 4565.4849 | -1095.3295 | -366.1393 | -347.1448 | -88.2618 | 426.3625 | -408.9385 | 1520.032 | -1107.2719 | 410.685 | 6.8359 | 2292.1084 | 1288.8564 | -567.34 | 53.7547 | 449.501 | -1706.2328 | 416.6711 | 4343.437 | 1388.4031 | 4118.6851 | -273.0536 | -1174.4175 | 2977.2471 | -1415.8767 | 640.9803 | 203.4624 | -344.7779 | -253.3582 | 2753.5432 | 0.10423 | -234.2492 | -110.271
2030-01-27 | 22 | -9.5815 | 135.157 | -50.4728 | -297.6706 | -1856.3094 | -457.3303 | -3738.853 | -318.7374 | 706.9126 | -175.5772 | 2638.8799 | 29.1441 | 772.5916 | -18.5936 | 1774.7902 | -1531.8124 | 0.89998 | 209.9994 | -629.9929 | 250.1628 | -1091.8834 | -750.3041 | -28.8759 | -97.3758 | 4471.354 | -1246.4436 | -93.2764 | -396.1661 | -90.1187 | 387.6761 | -377.9731 | 1514.7959 | -1052.0762 | 457.7141 | 7.781 | 2237.3401 | 1299.1433 | -254.5379 | 481.3647 | 449.4097 | -1688.7723 | 241.1358 | 4533.2441 | 1497.634 | 4782.0708 | -283.7628 | -460.3901 | 3178.2551 | -929.5428 | 842.6285 | 155.3714 | 1.2118 | -7.7937 | 3694.9282 | 0.10423 | -259.7727 | -170.6524
2030-01-27 | 23 | 3.6668 | 0.99654 | -41.5606 | -244.2249 | -1733.9119 | -482.6356 | -4807.1265 | -95.1284 | 1575.2528 | -151.7146 | 2457.8062 | -34.7389 | 947.0972 | -110.7853 | 1512.5642 | -1399.7177 | -126.2513 | 209.9994 | -621.64 | 347.6973 | -670.3798 | 0.99751 | -3.7456 | -68.5873 | 4479.2607 | -831.5693 | -206.7835 | -359.6324 | -76.9308 | 431.6219 | -526.9879 | 73.7497 | -1405.1488 | 221.486 | 7.3889 | 1227.6886 | -298.6176 | 335.7883 | 1051.4307 | 449.5648 | -2213.2761 | 125.2173 | 4367.3633 | 1814.6354 | 4661.7153 | 289.9199 | -280.0399 | 3434.1108 | -82.6996 | 1017.2455 | -78.4314 | 0.9983 | -231.4903 | 3655.2344 | 210.1042 | -308.6914 | -43.0434
2030-01-27 | 24 | 0.46538 | 3.3222 | -38.3149 | -260.7231 | -1537.6285 | -461.1072 | -6334.3096 | 546.1005 | 1139.7559 | -113.0279 | 2429.9854 | 0.9998 | 1540.5073 | -185.929 | 1336.3322 | -1159.3745 | -93.1395 | 209.9994 | -617.2325 | 355.071 | -488.8784 | 478.2596 | 15.2076 | -41.4064 | 4480.6816 | -670.6801 | -181.5522 | -319.6441 | -71.7103 | 468.5654 | -466.1272 | 0.98439 | -1540.6987 | 389.726 | 8.489 | 365.0437 | -268.554 | 138.3244 | 891.9749 | 449.5845 | -2599.71 | -24.0118 | 4222.9624 | 1718.3538 | 4811.9834 | 1.0256 | -277.8462 | 3494.7463 | 348.5684 | 1243.4032 | -249.6973 | -376.942 | -949.6239 | 2910.3367 | 210.1042 | -348.8814 | 39.5447
2030-01-28 | 1 | 4.7933 | 881.4362 | -34.6035 | -250.7479 | -771.4681 | -786.5767 | -7712.6191 | 1337.4065 | 1586.9393 | -142.1805 | 3108.4988 | -119.6786 | 1545.5571 | -316.4992 | 1106.1783 | -696.9255 | -84.4728 | 209.9994 | -361.7693 | -60.0437 | -391.4732 | 703.4359 | -181.8229 | -71.9037 | 3527.095 | -982.2935 | 887.0801 | -465.8176 | -105.9085 | 194.0992 | 108.6236 | -46.9085 | -887.1282 | 0.99863 | 9.2404 | 238.4998 | -1460.6445 | 16.0959 | 734.2599 | 448.9666 | -1952.3582 | -413.956 | 2756.0559 | 1513.9043 | 4407.9922 | -3.6073 | -276.8569 | 2940.8806 | -254.0581 | 298.4444 | -2357.1511 | -735.2888 | 1385.1152 | 639.7119 | 210.1042 | -99.3396 | 203.0482
2030-01-28 | 2 | 0.7491 | 1.0067 | -32.8676 | -175.3577 | -540.2568 | -368.7623 | -6495.7588 | 1254.8904 | 0.99801 | -139.0037 | 1322.6266 | -160.6438 | 1.0127 | -436.5365 | 897.3375 | -1539.5647 | -305.257 | 209.9994 | -210.6934 | 152.9014 | -438.056 | 145.4582 | -94.2045 | -70.5723 | 2327.2542 | -684.3916 | 459.3154 | -333.2183 | -83.2974 | 303.6644 | -156.6984 | 696.6445 | -1230.6091 | 220.5501 | 8.4338 | 0.97752 | -842.756 | 1.0023 | 963.1559 | 407.2079 | -2244.0493 | -131.8671 | 2248.7307 | 1151.2263 | 4213.4053 | -3.5501 | -276.7976 | 3123.9148 | -181.5453 | 609.5521 | -1841.8898 | -585.4337 | 493.6161 | -1503.6879 | 210.1042 | -127.5396 | 116.9074
2030-01-28 | 3 | -26.1321 | -14.1851 | -42.6691 | -304.6496 | -737.634 | -402.2717 | -5523.9077 | 763.9 | 224.1202 | -132.7868 | 0.99677 | -183.803 | 1.0141 | -506.6498 | 726.0597 | -1404.623 | 48.2928 | 209.9994 | -59.3135 | 272.735 | -329.7298 | 370.9091 | -16.5815 | -108.0736 | 1273.5836 | -1402.4437 | 127.4658 | -335.1523 | -62.5718 | 378.5717 | -238.6124 | 2917.374 | -1433.6725 | 816.937 | 8.1152 | 102.2916 | 1821.9083 | -6.0007 | 1139.4336 | 0.99952 | -2451.124 | 4.6493 | 2321.8586 | 1231.7195 | 4493.958 | -3.2448 | -276.7608 | 3046.094 | -110.5475 | 751.7623 | -1777.2394 | -293.8563 | 274.4571 | -920.178 | 210.1042 | -150.0599 | 68.4883
2030-01-28 | 4 | -28.2797 | 0.97778 | -40.5406 | -326.2033 | -793.1528 | -468.069 | -5206.8906 | 746.6724 | 695.1951 | -134.3289 | 0.99476 | -195.0085 | 79.8533 | -517.2048 | 705.5078 | -1227.1997 | 183.3033 | 209.9994 | -19.3618 | 278.1916 | -283.1469 | 428.0225 | 13.9569 | -115.1138 | 1077.6263 | -1284.9166 | 9.6418 | -350.758 | -57.2035 | 434.4316 | -98.3772 | 3036.575 | -1487.2971 | 887.0004 | 7.9024 | 262.9547 | 2093.2742 | -4.9911 | 960.0148 | 1.0004 | -2520.7947 | 62.7855 | 2438.052 | 1254.4479 | 4444.1592 | -3.2037 | -276.8322 | 3000.5625 | -107.5494 | 817.9193 | -1954.6892 | -128.3955 | 165.3299 | 523.7112 | 210.1043 | -175.72 | 13.4608
2030-01-28 | 5 | -26.0673 | 260.8951 | -40.7507 | -344.4913 | -512.9767 | -667.0076 | -6324.0537 | 1563.7252 | 1547.3556 | -138.9379 | 149.7585 | -194.9673 | 329.4204 | -509.8149 | 758.3943 | -1173.0923 | 175.9179 | 209.9994 | 37.7944 | 85.9369 | -250.1902 | 423.6477 | 12.6532 | -124.9354 | 733.9637 | -1426.9224 | 188.5858 | -428.8132 | -70.0265 | 539.4141 | 154.9223 | 2802.5793 | -1348.9153 | 758.9365 | 7.5791 | 448.2872 | 1864.6588 | 0.99925 | 780.2939 | 0.99984 | -2504.7446 | 89.4317 | 2643.1277 | 1387.2017 | 4451.457 | -3.1515 | -276.763 | 2803.845 | -407.5303 | 755.1552 | -1869.9882 | -477.4128 | 461.6685 | 169.9679 | 210.1042 | -142.3951 | 33.458
2030-01-28 | 6 | -3.8175 | 968.2792 | -36.8679 | -337.1705 | 604.0073 | -1271.0222 | -10486.1953 | 4157.3579 | 1314.002 | -150.6446 | 2490.3064 | -195.124 | 1009.2158 | -475.7864 | 921.9413 | -956.3734 | -110.6408 | 209.9994 | -8.9972 | -130.4845 | -166.1629 | -124.5206 | 63.0252 | -115.7837 | 1612.6995 | -1362.4751 | 345.9149 | -629.6132 | -105.7634 | 878.4821 | 315.4152 | 335.9853 | -1248.6086 | 93.0285 | 5.5615 | 334.6188 | -824.9343 | 0.99897 | 816.7979 | 8.7389 | -2636.356 | 290.7232 | 2943.4224 | 1431.6903 | 4803.4795 | -91.9745 | -276.7673 | 2396.7788 | -1242.9449 | 782.6942 | -659.1877 | -2247.8196 | 541.6145 | -4375.1362 | 210.1043 | -33.0348 | 137.7146
2030-01-28 | 7 | 0.60849 | 1203.7094 | -43.0482 | -332.3251 | 1047.6492 | -1676.786 | -13076.6875 | 5202.4102 | -24.0321 | -306.8241 | 3350.7305 | -9.6882 | 1959.1816 | -416.1721 | 1028.6678 | -856.4764 | -586.1436 | 209.9994 | -14.3153 | -170.2094 | -638.1459 | -587.1306 | 63.8004 | -45.3353 | 1649.5153 | -1259.704 | 325.2056 | -730.8197 | -130.9551 | 961.7661 | 891.6384 | -424.1992 | -1310 | -347.9191 | 2.6578 | -1400.79 | -2900.4753 | -375.1435 | 654.5 | 241.1868 | -2517.2051 | 461.5825 | 3493.47 | 1656.005 | 5009.2148 | 1.0195 | -278.4538 | 2211.4514 | -1696.6455 | 501.4513 | 642.6089 | -4094.2617 | 834.0938 | -1023.1155 | 210.1042 | 235.1467 | 224.3217
2030-01-28 | 8 | -7.3247 | 1097.5939 | -67.175 | -405.4601 | 782.4156 | -1734.3981 | -13382.7461 | 4721.5376 | -781.1472 | -124.1192 | 3510.5647 | 150.0167 | 1989.5298 | -107.3385 | 1782.8384 | -1054.9415 | -779.705 | 209.9994 | -57.7503 | 5.5968 | -1071.4869 | -1148.6691 | 65.3926 | 1.4442 | 1824.6677 | -1317.5547 | -48.6427 | -750.6091 | -121.2656 | 870.5018 | 1435.6549 | -122.2798 | -1333.7097 | -405.8188 | 2.2738 | -2277.5845 | -3017.1914 | -788.3469 | 340.3216 | 127.9824 | -2268.228 | 429.6467 | 3821.5369 | 1706.7499 | 5037.355 | 1.0145 | -618.0557 | 1954.2891 | -1937.5238 | 502.2913 | 527.9044 | -3325.2971 | 349.1978 | 1345.7648 | 0.10423 | 289.6457 | 341.8661
2030-01-28 | 9 | -4.6052 | 938.3735 | -47.4611 | -488.9853 | 287.3488 | -1597.9296 | -13541.2354 | 4094.8193 | -849.7783 | -214.181 | 3667.2893 | 194.9994 | 2028.4702 | 2.776 | 2145.9329 | -1011.2488 | -792.0472 | 209.9994 | -222.8147 | -40.5539 | -927.0533 | -1029.4977 | 32.9241 | 46.6694 | 2411.1309 | -1433.147 | -85.7164 | -755.7147 | -104.6919 | 850.3984 | 1833.4802 | 0.98947 | -1216.4082 | -341.7457 | 1.8939 | -2624.2651 | -2269.7866 | -384.127 | -39.7342 | 449.6021 | -2291.5903 | 142.8327 | 5217.6216 | 1828.1602 | 5050.8799 | 681.3296 | -1241.9762 | 2100.5493 | -1674.5286 | 551.1716 | 1004.7078 | -2507.8984 | 2.0982 | 2983.6311 | 0.10423 | 160.5833 | 217.3535
2030-01-28 | 10 | -11.3601 | 892.1818 | -50.2389 | -312.014 | 188.6812 | -1649.8859 | -13338.999 | 3879.95 | -828.3243 | -283.2354 | 3320.3425 | 194.9986 | 1734.2133 | -20.3056 | 2181.9189 | -907.9658 | -714.5795 | 209.9994 | -267.432 | 79.3118 | -839.7115 | -1109.0092 | 59.0274 | 69.6979 | 2644.9519 | -1355.9087 | -588.1805 | -731.9827 | -102.2047 | 827.1874 | 1795.3247 | 0.98047 | -1455.8187 | -303.756 | 0.97238 | -2889.7837 | -2997.1616 | -418.747 | -21.0382 | 449.7516 | -2388.6218 | 256.4459 | 5239.709 | 1805.4028 | 5062.3213 | 691.1669 | -1353.072 | 1633.4343 | -1660.2417 | 668.1709 | 871.0724 | -2528.1702 | 2.6073 | 2918.3816 | 0.10423 | 97.7177 | 280.5979
2030-01-28 | 11 | 4.5762 | 1049.6447 | -38.816 | -493.7398 | 487.4887 | -1642.7524 | -13832.4561 | 4360.0479 | -559.2375 | -380.0613 | 3386.7966 | 90.6215 | 1593.6776 | -30.0562 | 2208.7664 | -802.9517 | -766.976 | 209.9994 | -268.4761 | 43.8581 | -763.4055 | -1133.8597 | 99.3886 | 75.2513 | 2612.5222 | -1301.3649 | -614.3782 | -775.7372 | -103.4947 | 952.468 | 1907.2598 | -83.7859 | -1413.7504 | -484.3251 | 0.97144 | -2942.4104 | -2994.3845 | -429.1884 | -102.8279 | 449.9236 | -2424.4526 | 354.4404 | 5261.5068 | 1777.4598 | 5066.7959 | 606.1973 | -1352.8055 | 1598.0544 | -1401.1705 | 821.4998 | 918.0389 | -3047.3992 | 1.0197 | 3723.3608 | 0.10423 | 60.7408 | 160.8325
2030-01-28 | 12 | 16.6798 | 974.4192 | -39.4485 | -495.1624 | 464.7629 | -1512.5138 | -13702.5195 | 4183.3032 | -741.1396 | -375.9163 | 3859.7764 | 139.4671 | 1965.2244 | -1.2091 | 2162.2961 | -298.4218 | -764.3447 | 209.9994 | -305.5969 | 102.7365 | -753.6059 | -1233.1388 | 85.6484 | 95.3618 | 2695.0098 | -1539.0759 | -824.9484 | -761.5571 | -102.8176 | 920.9008 | 1847.5126 | -1145.2538 | -1426.3904 | -637.0427 | 1.0683 | -3155.4827 | -3229.4521 | -391.2323 | -2.6926 | 449.8455 | -2481.8079 | 308.2719 | 5211.2671 | 1754.5172 | 5067.7388 | 663.7797 | -1353.0566 | 1717.1619 | -1041.3411 | 941.8265 | 622.7175 | -3073.1975 | -488.594 | 3761.9167 | 0.10423 | -1.0874 | 104.1618
2030-01-28 | 13 | 17.3425 | 1421.5917 | -36.0279 | -518.1072 | 326.6791 | -1767.101 | -13346.8652 | 3951.5186 | -447.0064 | -349.4585 | 3802.3928 | 194.9996 | 1200.7115 | 49.5374 | 2136.5071 | 664.4165 | -675.2496 | 209.9994 | -197.7721 | 96.6466 | -685.6477 | -1347.4186 | 7.1662 | 89.368 | 1704.994 | -1668.9177 | -1411.6044 | -870.8859 | -116.1881 | 762.1982 | 2124.6038 | -1694.7322 | -1218.2733 | -783.7343 | 0.65532 | -3020.5627 | -3231.6704 | -382.8983 | -70.5418 | 449.9417 | -2626.062 | 39.4288 | 5130.8936 | 1742.6084 | 5068.2241 | 537.2191 | -1352.4933 | 1734.7219 | -811.0697 | 792.4766 | 341.7941 | -2651.8359 | -78.2493 | 5254.1074 | 0.10423 | -10.5848 | 105.4495
2030-01-28 | 14 | 16.6741 | 1429.0754 | -39.5662 | -493.5702 | 305.3553 | -1746.8633 | -13144.8916 | 3922.6399 | -118.3719 | -346.1291 | 3725.4299 | 194.9993 | 1342.631 | 81.2669 | 2123.8525 | 1752.4164 | -449.8077 | 209.9994 | -340.9859 | 111.4969 | -721.6328 | -1269.5826 | 1.0032 | 106.5933 | 2225.6716 | -1688.3815 | -1465.7678 | -861.219 | -119.1014 | 733.9343 | 2076.7314 | -2257.4568 | -1202.9865 | -832.3762 | 0.65151 | -3018.3127 | -3223.8679 | -414.7934 | -102.278 | 449.926 | -2581.4429 | 54.9121 | 5120.5747 | 1728.3375 | 5068.1636 | 509.1962 | -1352.3208 | 1861.5889 | -626.9954 | 844.0452 | 611.1875 | -2543.1047 | -68.9091 | 4253.4438 | 0.10423 | -44.7266 | 78.4391
2030-01-28 | 15 | 19.5912 | 1640.9834 | -41.4844 | -463.4615 | 665.5082 | -1880.7509 | -13982.7754 | 4515.981 | -1053.9216 | -340.2206 | 3779.3674 | 195.0006 | 1275.8773 | 81.1457 | 2094.5808 | 1985.712 | -385.8165 | 209.9994 | -198.7079 | 5.6894 | -727.3835 | -1873.0137 | -9.0447 | 50.8015 | 1509.3485 | -1700.7842 | -1012.7484 | -894.3619 | -130.5767 | 762.777 | 1832.256 | -2868.405 | -1163.8483 | -947.316 | 0.65159 | -2702.9358 | -3475.4219 | -413.7207 | -106.0459 | 449.9033 | -2634.0503 | 75.3228 | 5112.3945 | 1765.3597 | 5067.0625 | 498.3916 | -1352.2673 | 2008.6653 | -602.9781 | 861.0633 | 437.8192 | -3142.762 | -485.9909 | 1972.056 | 0.10423 | -50.9717 | -1.0031
2030-01-28 | 16 | 23.8461 | 1680.8246 | -39.3777 | -443.0237 | 675.9584 | -1934.5721 | -14111.7695 | 4594.8311 | -1273.4974 | -341.9447 | 3813.9321 | 194.9798 | 1654.6747 | 21.2544 | 2074.2458 | 2121.2146 | -406.6463 | 209.9994 | -184.086 | -108.9592 | -773.2133 | -2694.6343 | -18.1813 | 37.2172 | 1778.6018 | -1618.5944 | -426.8487 | -906.5994 | -133.2289 | 771.0851 | 1672.9764 | -3481.9556 | -1192.5515 | -1036.9166 | 0.65637 | -2381.9033 | -3602.6001 | -635.4441 | -349.2338 | 450.0526 | -2656.0225 | 80.324 | 5235.8999 | 1698.0176 | 5067.6699 | 335.5956 | -1351.538 | 1629.0931 | -1436.3107 | 833.4095 | 590.0997 | -3140.3774 | -333.2728 | 2946.6726 | 0.10423 | -44.8652 | 8.5702
2030-01-28 | 17 | 25.8928 | 1649.3179 | -36.6962 | -445.0753 | 696.794 | -1868.1027 | -14124.7979 | 4697.8784 | -805.5529 | -311.3042 | 3679.8242 | 195.0004 | 1667.687 | 154.026 | 2091.877 | 2405.144 | -423.9025 | 209.9994 | -201.7767 | -212.0818 | -740.991 | -2494.8696 | -25.0481 | 29.3908 | 1979.9102 | -1560.4481 | 251.6701 | -882.8411 | -134.6008 | 796.0968 | 1517.9639 | -3323.854 | -1164.5293 | -1031.6593 | 0.67406 | -2275.9648 | -3522.4893 | -904.9976 | -554.516 | 450.0373 | -2647.4861 | 58.6959 | 5308.6211 | 1598.2955 | 5067.6572 | 134.0999 | -1513.5413 | 843.839 | -2532.7024 | 765.9583 | 1029.0643 | -3195.7856 | 1.0051 | 2368.4119 | 0.10423 | -17.7411 | 15.0868
2030-01-28 | 18 | 25.3851 | 1399.7579 | -35.8354 | -423.7409 | 725.4363 | -1688.8373 | -14149.5859 | 4737.7578 | -291.8957 | -340.2807 | 3683.1099 | 195.0011 | 954.9567 | 272.1777 | 2086.168 | 2375.6687 | -423.3624 | 209.9994 | -71.6908 | -262.3529 | -946.0275 | -2010.4324 | -4.1714 | -8.2711 | 108.8932 | -1386.7356 | -275.8617 | -806.6608 | -128.2727 | 841.0536 | 912.8301 | -2995.3684 | -1315.3647 | -896.0468 | 0.66489 | -1348.2644 | -3391.073 | -747.6978 | -397.7317 | 449.7414 | -2225.5657 | 212.235 | 5129.311 | 1583.2842 | 5068.7227 | -3.04 | -1806.2203 | 1268.8636 | -2681.0391 | 547.9646 | 1119.4727 | -3414.4417 | 21.6313 | 1467.0845 | 0.10423 | 71.444 | -0.99392
2030-01-28 | 19 | 38.901 | 1358.6475 | -35.6625 | -417.6785 | 679.6586 | -1771.5798 | -14026.2715 | 4593.127 | -1204.4982 | -341.9625 | 3792.4285 | 195.0001 | 1.0076 | 298.0636 | 2109.7998 | 2559.2793 | -771.0195 | 209.9994 | -212.7981 | -109.4812 | -1126.0815 | -2223.6301 | -11.1981 | 26.3396 | 571.1695 | -1123.858 | -727.4008 | -837.3647 | -124.3773 | 814.6422 | 830.9197 | -5039.2559 | -1399.6949 | -1260.6387 | 0.68026 | -1773.8033 | -3751.512 | -156.8724 | -398.2837 | 450.1005 | -2358.8542 | -2.2833 | 5346.2793 | 1644.2472 | 5070.4678 | 115.0589 | -1568.6217 | 2317.459 | -1718.6948 | 763.9806 | 1899.2437 | -3515.3904 | -714.652 | 3806.5769 | 210.1042 | 6.1206 | 144.1715
2030-01-28 | 20 | 33.8056 | 953.2941 | -41.0515 | -436.4334 | 526.5454 | -1558.722 | -13852.1338 | 4174.9351 | -1211.0287 | -351.0536 | 3842.5706 | 195.0014 | 1.0165 | 337.7857 | 2127.2419 | 2316.6482 | -824.9366 | 209.9994 | -249.56 | -101.8437 | -1270.4669 | -2803.1067 | 3.1506 | 18.8197 | 655.6227 | -1080.42 | -424.0937 | -768.4464 | -111.4434 | 823.126 | 819.8876 | -4909.8472 | -1243.4763 | -1156.0845 | 1.4812 | -1593.6199 | -3077.2556 | -13.0033 | -235.9799 | 450.2998 | -2247.1323 | -32.1764 | 5184.0537 | 1604.4567 | 5070.0908 | 144.4518 | -1349.1976 | 2479.335 | -1082.6818 | 803.6569 | 1799.6635 | -3392.9346 | -517.5308 | 6318.1025 | 210.1042 | -4.4664 | 14.1925
2030-01-28 | 21 | 28.8115 | 861.2528 | -44.6786 | -449.4411 | 169.7995 | -1529.7926 | -13712.8682 | 3584.1418 | -644.0793 | -354.6614 | 3792.7756 | 194.9993 | 1.0096 | 355.0503 | 2140.2949 | 2345.1455 | -815.9062 | 209.9994 | -299.4676 | -69.5994 | -1134.0026 | -3200.293 | 3.6773 | 24.5186 | 1045.0138 | -1157.8832 | -323.5573 | -747.8187 | -101.6282 | 783.5754 | 649.8027 | -4891.1206 | -1452.7368 | -1030.8127 | 0.69265 | -1645.1654 | -2853.6663 | 213.2015 | 61.3987 | 450.2989 | -2472.4143 | -55.5846 | 5017.4707 | 1633.6486 | 5059.2925 | 304.3511 | -1032.9656 | 2622.6201 | -1335.889 | 808.242 | 1604.0532 | -2968.5544 | -506.5155 | 6748.98 | 0.10423 | -3.7794 | 99.8988
2030-01-28 | 22 | 29.0618 | 880.6589 | -44.1759 | -474.4508 | 158.4815 | -1643.183 | -13896.9766 | 3795.4673 | -2.8064 | -273.4919 | 3703.7068 | 194.9996 | 1.0001 | 338.6241 | 2130.5303 | 2312.606 | -825.6873 | 209.9994 | -355.8495 | -143.7226 | -1015.1992 | -3363.0574 | 34.9752 | 8.0572 | 1474.8049 | -1182.8455 | -193.8174 | -783.9737 | -100.9104 | 869.1571 | 615.7686 | -5660.7808 | -1437.35 | -1048.1863 | 0.72014 | -1314.5288 | -2514.624 | 169.8924 | 287.3787 | 450.16 | -2467.6267 | 6.2054 | 4375.5361 | 1539.5425 | 5049.0605 | 1.0076 | -658.8147 | 2704.2488 | -1179.4121 | 840.5895 | 1663.3916 | -2836.5076 | -308.3577 | 9361.2842 | 0.10423 | 52.7396 | 9.2763
2030-01-28 | 23 | 28.1105 | 828.557 | -43.5552 | -460.7646 | 286.025 | -1722.5667 | -14155.5889 | 4096.3652 | 1.0006 | -115.1942 | 3811.4082 | 195.001 | 669.7849 | 226.0992 | 2156.8811 | 2146.6592 | -823.3751 | 209.9994 | -165.7816 | -44.0699 | -830.0375 | -2693.5977 | 124.8183 | -32.3012 | 823.9849 | -1066.738 | -292.7146 | -798.7094 | -93.801 | 1017.7458 | 415.2039 | -5955.1543 | -1520.0201 | -1006.2896 | 0.82066 | -923.4525 | -2551.1533 | 0.99924 | 360.8228 | 450.1265 | -2468.5981 | 387.7988 | 4198.3315 | 1649.2428 | 5031.939 | 38.9543 | -278.0038 | 3080.2463 | -782.5233 | 927.8867 | 1312.2767 | -2756.8701 | 0.99866 | 11131.6357 | 0.10423 | 10.6903 | -124.0012
2030-01-28 | 24 | 16.4541 | 900.9413 | -44.3745 | -471.6339 | 86.6892 | -1726.0325 | -12718.2695 | 3626.9485 | -2.9732 | -129.3208 | 3814.2124 | 156.5325 | 1081.9572 | 32.6141 | 2163.5271 | 1579.1398 | -580.389 | 209.9994 | -39.0296 | -52.1827 | -509.8339 | -1368.9407 | 100.9735 | -56.8092 | 536.6656 | -1188.4637 | 98.0065 | -801.1433 | -92.4192 | 978.1735 | 952.3289 | -4519.4795 | -1145.3124 | -732.6954 | 3.308 | -840.5786 | -2123.1321 | 289.1109 | 71.2157 | 449.1771 | -2618.1311 | 299.3265 | 4312.0469 | 1656.5425 | 5009.9243 | 1.0093 | -279.8218 | 5726.5332 | 895.1348 | 787.5312 | 0.99212 | -2498.1877 | 1.1088 | 13223.1992 | 210.1043 | -45.6157 | -9.6771
2030-01-29 | 1 | 9.5165 | 892.3792 | -42.2996 | -455.844 | 0.9918 | -1626.9332 | -11617.1123 | 3545.8979 | 1307.7695 | -154.9541 | 3714.1172 | 23.437 | 2128.7998 | -99.8356 | 1807.3066 | 692.2184 | -598.8943 | 209.9994 | -39.8109 | -61.7284 | -267.7015 | -346.1319 | 131.2995 | -23.7026 | 949.2421 | -1247.9989 | 576.2365 | -770.8358 | -98.4691 | 995.7505 | 1308.8367 | -3323.9578 | -976.5457 | -509.4491 | 4.346 | -1210.9752 | -1808.5828 | -105.9395 | 435.6062 | 0.99827 | -2604.0137 | 441.5635 | 3279.4243 | 1489.3248 | 4675.8843 | -2.9932 | -277.0838 | 2769.1465 | -401.6591 | 821.5334 | 59.4998 | -2282.8787 | 817.7377 | 13906.6465 | 210.1042 | -15.4105 | -192.3221
2030-01-29 | 2 | -5.0349 | 617.1976 | -42.5531 | -387.8366 | 38.938 | -1394.9548 | -10558.8594 | 3418.0183 | 2338.9937 | -172.2015 | 3705.0071 | -27.8121 | 2062.363 | -147.043 | 1723.2009 | -457.2786 | -497.0632 | 209.9994 | -55.2911 | 187.0741 | -303.6957 | -183.6075 | 182.3841 | -4.6033 | 1102.5371 | -1183.8385 | 93.8046 | -662.2514 | -94.1447 | 1004.1442 | 1158.0144 | -765.1573 | -1228.5559 | -98.1567 | 4.4028 | -1401.0436 | -2364.5969 | -1.5364 | 565.7604 | 1.001 | -2701.0034 | 603.1587 | 2905.884 | 1585.5975 | 4477.6621 | -3.3122 | -278.1067 | 3048.272 | -421.1831 | 1063.8889 | 438.8195 | -2266.5696 | 713.2088 | 11657.2305 | 210.1042 | -62.7431 | -34.0212
2030-01-29 | 3 | -9.303 | 494.6051 | -42.4703 | -375.3771 | -18.0708 | -1302.3528 | -10189.3975 | 3184.7292 | 2588.9851 | -186.2489 | 3106.0771 | -104.1896 | 1321.6577 | -208.6723 | 1675.318 | -322.1729 | -183.2319 | 209.9994 | -18.3991 | 144.0305 | -176.4663 | -172.1558 | 168.644 | -20.0776 | 874.5422 | -1323.0912 | -98.7939 | -650.9885 | -89.0595 | 991.3163 | 1427.2434 | 6.2939 | -1184.3604 | 140.034 | 4.1921 | -1254.6886 | -901.1891 | 1.0011 | 355.8496 | 385.0813 | -2691.9624 | 551.9331 | 2604.5388 | 1144.5365 | 3962.3005 | -36.5946 | -276.7426 | 3137.2644 | -664.2866 | 1050.8235 | 160.7783 | -2318.3799 | 673.7235 | 11647.3516 | 210.1042 | -65.5609 | 78.5997
2030-01-29 | 4 | -12.5661 | 420.3704 | -45.035 | -398.1342 | 0.9996 | -1300.7299 | -10057.9297 | 3160.624 | 2557.7231 | -171.476 | 2280.1106 | -90.2982 | 1573.9248 | -241.6203 | 1646.7917 | -325.6022 | -136.629 | 209.9994 | 3.5506 | 230.8493 | -210.6625 | -185.3299 | 202.4462 | -25.1239 | 763.8774 | -1335.7852 | -143.3127 | -657.3107 | -83.753 | 1031.5403 | 1518.2039 | 6.3711 | -987.1461 | 177.8291 | 4.2081 | -1159.6265 | -837.4528 | 1.2706 | 289.0745 | 448.1585 | -2709.6357 | 644.2056 | 2709.1575 | 1196.1699 | 4023.759 | -76.5174 | -276.8083 | 3039.0652 | -756.5095 | 1128.2632 | 154.9938 | -2379.1672 | 530.4282 | 12119.6133 | 210.1043 | -67.6835 | 113.5421
2030-01-29 | 5 | -22.1085 | 419.8215 | -50.4289 | -465.5448 | -100.9907 | -1312.8607 | -9780.0146 | 2947.5513 | 2248.5188 | -191.2869 | 0.99476 | -166.0542 | 45.5171 | -287.7392 | 1560.3033 | -473.4602 | -70.8972 | 209.9994 | -116.9344 | 9.0237 | -333.5615 | -32.0786 | 138.3437 | -29.7781 | 728.4022 | -1412.791 | 248.2613 | -686.2693 | -78.3474 | 991.3491 | 1925.6893 | 1025.2136 | 390.7486 | 238.6767 | 6.5052 | -735.6851 | 183.4479 | 156.0014 | 253.5148 | 449.2971 | -2754.1997 | 338.4206 | 2894.9629 | 959.5839 | 4062.8965 | -2.5739 | -276.8257 | 3586.4883 | -830.3102 | 1443.0441 | -242.2582 | -2238.468 | -1079.2594 | 12230.1123 | 210.1043 | -289.1668 | 135.4189
2030-01-29 | 6 | -17.9267 | 534.3839 | -48.9412 | -467.6734 | 398.8296 | -1247.297 | -10439.1641 | 3371.3694 | 314.9315 | -184.0463 | 2235.8943 | -124.3966 | 32.0401 | -251.9566 | 1609.0007 | -73.5528 | -243.9384 | 209.9994 | -273.125 | 48.1534 | -364.4078 | -526.509 | 159.7214 | 6.4094 | 2203.9192 | -1323.729 | 9.6875 | -651.5312 | -80.0823 | 1090.4684 | 1785.3213 | 110.7938 | -590.9771 | 223.3581 | 4.5429 | -1428.587 | 1085.5913 | 2.7516 | 353.5137 | 449.1901 | -2804.5378 | 406.1962 | 3244.7727 | 1128.0603 | 4435.2925 | -2.6926 | -276.7797 | 3179.8521 | -1165.6102 | 1135.2111 | 1293.5631 | -4032.1895 | -479.3063 | 10913.0918 | 210.1043 | -3.3022 | 241.8494
2030-01-29 | 7 | -20.0888 | 63.2751 | -56.7396 | -627.869 | 426.3575 | -982.0267 | -10391.9229 | 2924.2268 | -1068.9667 | -187.0666 | 3202.7947 | -12.7392 | 1364.6539 | -37.5808 | 2066.3127 | 574.5862 | -539.3144 | 209.9994 | -342.6909 | -42.3062 | -793.0895 | -724.0546 | 164.8389 | 20.3543 | 2795.8801 | -1298.249 | -504.2846 | -597.2261 | -59.043 | 1107.6321 | 1205.2981 | 1291.293 | -1611.1379 | 361.9694 | 0.66176 | -2071.4834 | 2264.7666 | -370.5191 | 1.0012 | 115.0049 | -2551.314 | 525.0864 | 4275.5273 | 1405.9492 | 5011.4351 | -3.8362 | -277.0209 | 2656.8203 | -1972.2125 | 812.4256 | 1675.3773 | -4063.0588 | 4.9216 | 11908.0439 | 210.1042 | 182.053 | 373.747
2030-01-29 | 8 | -32.5652 | 1.5468 | -67.659 | -732.5092 | 0.9991 | -963.7663 | -9832.8252 | 2009.0482 | -405.4561 | -145.1449 | 3086.8694 | 111.4623 | 642.1653 | 186.9929 | 2208.9075 | 101.1184 | -394.9096 | 209.9994 | -591.9277 | 73.5916 | -1124.6053 | -898.2476 | 107.5975 | 64.1395 | 3789.8435 | -1649.0906 | -408.904 | -621.3253 | -48.6973 | 929.2738 | 2099.875 | 2134.8743 | -1064.4717 | 509.6764 | 3.5103 | -2072.2761 | 4331.5151 | -134.3637 | -397.1172 | 450.0368 | -2538.0408 | 227.9775 | 4944.6196 | 1396.2212 | 5044.1519 | 1.0133 | -277.3856 | 2660.6775 | -1784.4417 | 965.0781 | 1473.9147 | -3132.8137 | -510.1987 | 12768.6143 | 210.1042 | -32.5235 | 214.5446
2030-01-29 | 9 | -34.6877 | -140.8972 | -66.7229 | -784.3716 | -358.3681 | -822.8538 | -9839.8662 | 1418.189 | -628.4897 | -274.905 | 3642.3696 | 194.9984 | 920.9858 | 254.5182 | 2156.469 | 101.1562 | -484.9479 | 209.9994 | -409.6297 | 94.6488 | -1130.6788 | -1026.0973 | 108.4678 | 53.1588 | 2943.7039 | -1582.4138 | -277.7897 | -594.1986 | -41.1651 | 896.2761 | 2102.0789 | 2697.5144 | -1167.5171 | 583.1378 | 2.4656 | -2460.4153 | 5314.0293 | -252.1639 | -523.3948 | 450.0829 | -2475.1138 | 222.7183 | 5069.7446 | 1348.8574 | 5063.0469 | 1.0183 | -718.0113 | 2445.7024 | -1740.1252 | 944.3603 | 1157.5452 | -2600.7419 | -548.3738 | 12374.2881 | 0.10423 | -69.7968 | 154.7762
2030-01-29 | 10 | -51.8115 | -431.3466 | -64.3836 | -636.0979 | -486.2046 | -678.3889 | -9332.5742 | 1259.2052 | -521.4938 | -256.2708 | 3254.5884 | 194.9993 | 1939.2764 | 85.7015 | 2126.0408 | 356.019 | -358.7046 | 209.9994 | -361.6616 | 6.5316 | -1004.1431 | -954.7051 | 131.0112 | 41.2192 | 2795.1929 | -1678.8477 | -263.6554 | -532.3117 | -31.3151 | 960.6941 | 2036.8452 | 3404.2488 | -1251.0522 | 916.498 | 1.0049 | -2416.5452 | 6395.2544 | -638.0221 | -602.1016 | 449.8047 | -2431.4304 | 296.4046 | 5170.7959 | 1336.6636 | 5064.5195 | -2.9523 | -1673.1469 | 1401.6788 | -2535.1519 | 907.3242 | 1189.7458 | -1995.0844 | -324.3037 | 12434.0537 | 0.10423 | -0.9906 | 176.6176
2030-01-29 | 11 | -62.3652 | -312.7443 | -79.7584 | -597.8191 | -370.1448 | -714.3754 | -9291.4648 | 1508.9856 | -439.0421 | -323.2706 | 2598.6892 | 195.002 | 2131.8076 | 66.0723 | 2002.9869 | 595.1901 | -193.9539 | 209.9994 | -338.8648 | 62.7536 | -958.0798 | -812.1063 | 142.4294 | 42.9696 | 2796.7817 | -1767.543 | -484.2026 | -523.5972 | -40.494 | 955.3545 | 2177.6006 | 3742.9731 | -1270.6324 | 1040.9707 | 0.45055 | -2362.0371 | 6067.6768 | -773.9622 | -214.6538 | 449.5358 | -2045.9087 | 431.3106 | 4767.2744 | 1357.9473 | 5075.8647 | -2.8729 | -1541.2743 | 908.1638 | -2920.0115 | 548.8582 | 691.8119 | -2592.3467 | 2.5265 | 11162.3975 | 0.10423 | 161.0216 | 291.6895
2030-01-29 | 12 | -54.5615 | -18.6398 | -51.1697 | -573.0554 | -259.2996 | -752.1203 | -9488.1182 | 1934.9432 | -695.6151 | -366.148 | 2372.1948 | 78.8819 | 2129.4358 | 161.8042 | 2092.2983 | 726.613 | -54.2567 | 209.9994 | -346.9526 | -53.9012 | -951.4141 | -862.4385 | 112.0967 | 52.735 | 2822.7754 | -1799.2806 | -544.2348 | -541.9832 | -54.5279 | 939.3113 | 2393.5144 | 4043.4524 | -1193.6603 | 1003.6446 | 0.46534 | -2332.6091 | 5049.1675 | -857.3508 | -176.1786 | 449.4879 | -2130.4478 | 384.9149 | 4697.3623 | 1358.1591 | 5077.3755 | -2.9274 | -1609.9679 | 947.9197 | -2857.9299 | 571.9652 | 362.9283 | -2453.2158 | 1.5536 | 9048.7793 | 210.1042 | 104.3866 | 257.4455
2030-01-29 | 13 | -47.211 | 124.5248 | -55.805 | -742.2586 | -229.7507 | -668.7169 | -9155.9297 | 2104.4309 | -473.0955 | -357.7308 | 3065.3416 | 100.5722 | 2091.4177 | 136.5983 | 2065.9253 | 1233.1791 | -189.2659 | 209.9994 | -239.4105 | -108.3966 | -893.2618 | -883.7947 | 98.8952 | 47.8837 | 2735.7063 | -1720.2974 | 96.9439 | -547.0034 | -58.1157 | 937.858 | 2320.7361 | 3184.5425 | -1197.3064 | 837.758 | 0.61414 | -2383.2917 | 6805.3984 | -1010.4835 | -386.3892 | 449.6721 | -2081.437 | 341.757 | 4917.4912 | 1331.986 | 5074.6826 | -3.0889 | -1697.9481 | 759.0464 | -2736.968 | 595.9268 | 0.99541 | -2670.4783 | 0.99626 | 9709.6455 | 210.1042 | 14.6892 | 309.196
2030-01-29 | 14 | -32.4743 | 493.4457 | -48.5035 | -536.5326 | 138.5446 | -989.3462 | -10388.9258 | 2985.8542 | -766.5973 | -331.7404 | 2785.0662 | 172.9297 | 1913.1692 | -30.1961 | 1976.189 | 1308.0829 | -204.3413 | 209.9994 | -237.3864 | -210.2798 | -695.304 | -765.5322 | 61.2415 | 38.841 | 2748.5774 | -1534.5995 | 283.9748 | -595.7768 | -78.1173 | 943.3479 | 2169.6233 | 1094.4349 | -1287.9529 | 476.9624 | 0.57973 | -2325.7681 | 2772.1323 | -1075.6029 | -385.0008 | 449.6384 | -2304.7461 | 248.8816 | 4915.6343 | 1425.2206 | 5075.4067 | -2.8672 | -1662.0537 | -60.5798 | -3376.4878 | 566.5589 | -74.647 | -3409.8232 | 1.0163 | 9233.7041 | 210.1042 | 54.8096 | 399.8616
2030-01-29 | 15 | -23.0876 | 646.4366 | -56.002 | -495.3302 | 445.7239 | -1314.1831 | -10874.6318 | 3542.2375 | -705.1177 | -267.0332 | 2296.646 | 145.5711 | 2142.0547 | -210.5027 | 1951.627 | 1183.5754 | -108.1359 | 209.9994 | -243.3537 | -297.7196 | -550.1864 | -456.1367 | 24.4185 | 10.7888 | 2814.616 | -1558.5641 | 243.4859 | -681.1443 | -91.749 | 918.6293 | 2128.9431 | 4.1879 | -1271.7764 | 190.0872 | 0.63024 | -2054.2979 | -648.9193 | -1139.4576 | -237.1417 | 1.0007 | -2210.6582 | 213.6219 | 4698.6807 | 1456.3735 | 5074.2256 | -29.7022 | -1695.6771 | -1183.8945 | -4331.9971 | 277.9235 | -1222.3375 | -3469.0061 | 18.7991 | 9409.3301 | 210.1043 | 37.0142 | 314.9869
2030-01-29 | 16 | -23.5044 | 676.0563 | -41.397 | -493.7214 | 196.0112 | -1051.2869 | -9974.3633 | 3021.4395 | -656.3325 | -122.2508 | 2237.4917 | 36.7683 | 2093.4763 | -238.6109 | 1876.4844 | 1163.8031 | -141.5726 | 209.9994 | -235.0789 | -206.0686 | -550.8916 | -468.849 | 45.5623 | -17.2206 | 2792.2888 | -1440.6509 | 8.7655 | -592.6878 | -87.2458 | 896.1699 | 1730.897 | 410.8622 | -1461.0952 | 404.5432 | 0.7273 | -1910.614 | 1477.7635 | -1188.696 | -170.9884 | 0.99934 | -2377.4983 | 254.4664 | 4654.9058 | 1436.8723 | 5070.501 | -2.931 | -1835.8103 | -1516.5391 | -4932.8359 | 509.8865 | -640.0359 | -3295.2251 | -8.7892 | 9814.3643 | 210.1042 | -6.4209 | 287.6177
2030-01-29 | 17 | -61.291 | -25.3624 | -60.7809 | -590.5247 | -74.2592 | -616.1441 | -8036.8169 | 2267.696 | -2.9446 | -251.8161 | 2279.7439 | 36.5505 | 2136.8826 | -311.012 | 1662.5994 | 858.8606 | 43.4641 | 209.9994 | -217.4568 | -247.4858 | -485.183 | -360.1007 | 106.1866 | -45.7991 | 2743.1814 | -1877.9015 | 187.0663 | -497.1832 | -59.2901 | 1027.4426 | 1812.3525 | 3545.1968 | -1184.4482 | 1150.2402 | 0.61328 | -1438.7362 | 6398.5186 | -946.7562 | -405.5884 | 207.7132 | -2410.8989 | 371.0003 | 4930.2544 | 1456.442 | 5075.3584 | -3.0249 | -1817.4349 | -2263.6646 | -6065.2798 | 586.8683 | -474.9915 | -3165.3376 | 1.0205 | 13647.2148 | 210.1043 | -10.9587 | 300.6114
2030-01-29 | 18 | -69.0071 | -210.127 | -66.21 | -628.6588 | -277.6787 | -555.6308 | -7471.7056 | 2061.7322 | -2.9328 | -289.4575 | 2706.4849 | 195.0003 | 2099.8037 | -402.7056 | 1303.6539 | 934.8362 | 66.0569 | 209.9994 | -188.1742 | -227.5726 | -608.5404 | -549.858 | 123.8027 | -49.9985 | 2658.8584 | -1981.0173 | 127.0261 | -485.4322 | -52.1266 | 1066.4635 | 1940.1576 | 4332.0776 | -1123.4779 | 1335.3037 | 0.50794 | -1430.7374 | 8018.6895 | -1141.3107 | -503.5027 | 450.1166 | -2410.2666 | 414.9889 | 5180.2573 | 1467.7441 | 5079.127 | 46.499 | -1741.2605 | -849.315 | -5316.3906 | 585.0155 | -74.1528 | -3214.7053 | 1.2688 | 15478.4912 | 210.1042 | 48.7146 | 386.6894
2030-01-29 | 19 | -57.5644 | -19.487 | -58.2718 | -604.8667 | -178.9677 | -672.7509 | -7997.3042 | 2141.4045 | -145.2897 | -338.3548 | 2554.7356 | 122.0028 | 952.7463 | -301.0146 | 1686.3033 | 834.502 | 36.3282 | 209.9994 | -203.2626 | -101.5144 | -976.4751 | -879.5326 | 96.046 | -22.0888 | 2680.2168 | -1800.3168 | 9.7083 | -508.5099 | -60.0856 | 958.2346 | 2065.2925 | 3783.1265 | -1218.3979 | 1115.0332 | 0.55154 | -1927.9152 | 5648.396 | -998.5281 | -250.2642 | 449.9467 | -2038.8193 | 354.9082 | 5073.8945 | 1575.1953 | 5076.5488 | 175.0629 | -1582.1156 | 768.1902 | -3614.9316 | 471.4012 | 352.6086 | -3136.1289 | 500.1107 | 15099.2373 | 0.10423 | 145.3308 | 386.5975
2030-01-29 | 20 | -57.3314 | -113.2724 | -65.6353 | -607.544 | -87.3515 | -705.2844 | -8630.1162 | 2168.5078 | -310.3869 | -261.6503 | 2083.9492 | 84.3584 | 637.7731 | -181.4099 | 2091.5901 | 917.0992 | -34.1081 | 209.9994 | -214.2541 | 54.4806 | -1045.5026 | -1030.825 | 130.2997 | -6.5682 | 2563.6443 | -1745.8812 | -296.1351 | -504.7335 | -54.5517 | 983.2565 | 1990.8474 | 3324.6118 | -1331.4474 | 1024.5005 | 0.62429 | -2115.1057 | 4714.0029 | -956.2335 | -237.4574 | 449.9266 | -2246.8726 | 402.6466 | 5230.6108 | 1642.2439 | 5072.002 | 315.7205 | -1449.1472 | 395.9471 | -3708.0417 | 797.2815 | 494.1952 | -3266.9661 | 4.2085 | 15514.4639 | 0.10423 | 61.0035 | 371.2347
2030-01-29 | 21 | -64.7646 | -305.7655 | -69.7273 | -647.3923 | -455.042 | -651.6934 | -8253.999 | 1562.9403 | -2.7087 | -311.1386 | 2029.9353 | 194.9995 | 1138.3624 | -332.626 | 1583.8406 | 1110.4751 | -14.6707 | 209.9994 | -252.6187 | 115.7564 | -1040.5981 | -834.778 | 153.4911 | -15.0837 | 2731.6628 | -1876.641 | -562.231 | -508.1781 | -41.8998 | 1003.9671 | 1887.6693 | 3495.2258 | -1336.2264 | 1140.9194 | 0.53879 | -2080.8198 | 6890.5068 | -972.7954 | -494.0102 | 449.9583 | -2240.9304 | 461.1646 | 5323.5913 | 1635.0895 | 5064.8047 | 189.545 | -1351.158 | 1088.4224 | -2706.1589 | 771.3194 | 13.9608 | -2946.3618 | 4.2985 | 16797.4414 | 0.10423 | 35.2349 | 354.5144
2030-01-29 | 22 | -66.916 | -309.3083 | -71.9683 | -668.8627 | -489.2152 | -650.4094 | -7731.2686 | 1236.4489 | -2.895 | -326.6049 | 2131.8103 | 115.3987 | 1494.0283 | -386.6622 | 1426.0526 | 939.517 | 2.9433 | 209.9994 | -288.2432 | 148.0974 | -1036.2825 | -962.8366 | 159.0968 | -19.7573 | 2913.6724 | -1884.9766 | -819.2258 | -517.5504 | -42.0402 | 994.3907 | 1857.4326 | 3435.0249 | -1060.1643 | 1187.4424 | 0.58687 | -1866.0796 | 8498.123 | -769.4868 | -277.3698 | 449.8489 | -2219.3738 | 497.1531 | 5086.9565 | 1691.9772 | 5053.0312 | 288.7034 | -1351.376 | 1639.756 | -1974.2061 | 778.6596 | 141.902 | -2726.2139 | 242.4718 | 17268.2988 | 210.1043 | 44.6699 | 282.216
2030-01-29 | 23 | -67.8178 | -356.7759 | -71.4004 | -667.2281 | -390.4707 | -663.2267 | -8114.0322 | 1539.6582 | -457.7088 | -146.7689 | 2324.4736 | 1.0002 | 1135.4573 | -272.683 | 1821.5535 | 1028.8643 | 110.1347 | 209.9994 | -331.8695 | 164.5296 | -801.9778 | -771.778 | 178.3299 | -29.1523 | 3169.5508 | -1799.3051 | -889.7526 | -523.2084 | -37.8277 | 1033.9479 | 1867.3702 | 3328.4236 | -580.1624 | 1215.1166 | 0.72579 | -1538.5302 | 9158.5654 | -125.1066 | 407.7203 | 449.5695 | -2441.7161 | 521.1189 | 4520.1738 | 1876.7673 | 5036.5488 | 504.7071 | -348.3316 | 1919.8877 | -1131.8976 | 824.0795 | 1113.7667 | -3219.3018 | -23.4085 | 17090.3945 | 210.1042 | 136.2043 | 301.6101
2030-01-29 | 24 | -64.2929 | -190.739 | -67.3363 | -626.1356 | -265.429 | -683.5559 | -7916.791 | 1535.4069 | 1.0035 | -275.009 | 1911.4739 | 8.5322 | 2039.9763 | -515.4338 | 988.6163 | 1459.0726 | 70.5164 | 209.9994 | -345.9886 | 198.0769 | -648.6556 | -317.9318 | 195.6466 | -39.0074 | 3334.3335 | -1687.9878 | -843.3153 | -523.3939 | -50.2684 | 1015.3519 | 1408.1681 | 3359.189 | -536.4003 | 1197.5487 | 0.60559 | -1265.5233 | 8444.9053 | -106.2072 | 155.3828 | 449.4793 | -2258.1182 | 748.7286 | 3990.7944 | 1514.425 | 5016.7441 | -3.0472 | -359.9618 | 1534.7372 | -1257.0248 | 604.5948 | 915.5757 | -3391.0942 | 1000.8208 | 15512.4014 | 210.1043 | 222.278 | 206.5366
2030-01-30 | 1 | -45.0872 | -80.4273 | -60.2251 | -536.0393 | 58.5824 | -956.3627 | -9064.4893 | 2700.9121 | 0.99589 | -350.8347 | 2109.2019 | -88.1204 | 1998.6609 | -532.1056 | 988.7007 | 1414.4507 | 25.788 | 209.9994 | -251.428 | 125.6565 | -355.2566 | -210.8037 | 215.4199 | -31.7393 | 2875.9636 | -1673.2501 | -877.8622 | -581.4952 | -51.1588 | 1130.2662 | 1301.3933 | 1092.5378 | -1536.9807 | 917.1149 | 0.51116 | -1359.7219 | 5670.1558 | -16.1797 | 516.9917 | 62.299 | -2683.1165 | 806.8643 | 3499.4136 | 1517.3777 | 4991.9858 | -2.691 | -276.8324 | 1873.9573 | -896.3936 | 849.5995 | 1094.7615 | -3569.4814 | 702.5715 | 13649.0781 | 210.1042 | 171.2079 | 136.0996
2030-01-30 | 2 | -35.6235 | 180.3228 | -61.8154 | -511.7717 | 527.5497 | -1110.9391 | -9583.124 | 3640.6194 | 334.8907 | -239.1233 | 2556.416 | -194.1865 | 1984.1396 | -445.2042 | 1365.7273 | 888.2171 | 98.2625 | 209.9994 | -94.5657 | 63.1758 | -261.3994 | -179.7124 | 224.4055 | -32.7688 | 2175.2561 | -1653.9994 | -893.4689 | -619.4535 | -64.9239 | 1217.9467 | 1645.8231 | 1.7421 | -1458.8368 | 742.6747 | 0.64513 | -1323.4762 | 5050.3086 | 2.1155 | 579.825 | 4.6449 | -2710.8169 | 810.4049 | 3169.2444 | 1570.0983 | 4768.8545 | -30.7432 | -3.1436 | 1903.9861 | -746.9724 | 879.394 | 1195.6829 | -3870.3101 | 571.7969 | 11844.3389 | 210.1042 | 169.3429 | 135.5313
2030-01-30 | 3 | -47.5994 | -129.5345 | -57.5941 | -537.2416 | 421.9754 | -864.3451 | -8683.1074 | 3287.04 | 305.9798 | -252.6289 | 1820.3092 | -195.0048 | 1969.191 | -515.5887 | 1143.2964 | 801.9056 | 268.7573 | 209.9994 | -359.0745 | 159.4934 | -275.0107 | -291.1378 | 284.469 | -28.5141 | 3397.5481 | -1586.5176 | -1014.838 | -561.9907 | -51.0754 | 1279.6046 | 1518.6763 | 2045.3676 | -744.6743 | 1079.8336 | 0.61778 | -1055.7765 | 7445.3779 | -26.941 | 627.5709 | 0.99866 | -2797.97 | 989.4523 | 3014.0347 | 1519.002 | 4645.2593 | 1.0079 | -278.4601 | 2020.3469 | -730.5523 | 1048.3033 | 1816.6281 | -4063.1541 | 350.6927 | 12132.6553 | 210.1042 | 166.0318 | 182.8116
2030-01-30 | 4 | -57.6082 | -375.1479 | -57.8053 | -559.648 | 461.464 | -735.2648 | -8496.9912 | 3326.959 | -120.5121 | -143.066 | 2086.9167 | -146.4186 | 1322.7699 | -493.1678 | 1147.5127 | 649.6182 | 351.2585 | 209.9994 | -394.9074 | 305.918 | -374.4629 | -1507.4331 | 342.8659 | -30.7236 | 3486.9595 | -1597.7811 | -1418.4741 | -538.2552 | -36.0414 | 1368.7462 | 1391.5149 | 3529.6177 | -343.1127 | 1275.2159 | 0.69535 | -880.2967 | 8424.8613 | -111.6396 | 529.611 | 1.0175 | -2978.9329 | 916.7864 | 3291.8242 | 1517.8363 | 4778.3403 | 1.0132 | -278.2685 | 2470.9001 | -548.3648 | 1495.679 | 2421.3062 | -4235.3608 | -968.4684 | 12391.7285 | 210.1042 | 4.4996 | 220.7631
2030-01-30 | 5 | -39.7003 | -190.015 | -51.0698 | -526.4625 | 377.9553 | -823.4231 | -8383.2725 | 3148.8035 | -78.4068 | -163.1431 | 2397.5378 | -195.0098 | 1339.2146 | -476.7758 | 1177.1149 | 822.6611 | 114.3075 | 209.9994 | -364.5827 | 242.6486 | -570.9115 | -2553.415 | 281.7426 | -32.922 | 3292.165 | -1713.1725 | -1766.8965 | -558.2383 | -44.6904 | 1235.249 | 1230.7484 | 781.1895 | -1590.7582 | 1023.6151 | 0.74162 | -990.0446 | 7288.8306 | -20.6504 | 690.5943 | 0.99867 | -2715.575 | 836.6415 | 3338.697 | 1724.1448 | 4820.0337 | 154.575 | -278.8645 | 2581.6626 | -458.9851 | 1203.5682 | 2294.2429 | -4550.3838 | -598.6837 | 13909.4922 | 210.1043 | 54.8395 | 265.8751
2030-01-30 | 6 | -50.9135 | -20.5505 | -69.0784 | -581.6373 | 686.1092 | -1033.1863 | -9025.8594 | 3261.9412 | -2084.6118 | -247.3811 | 2635.5291 | -154.5651 | 2031.0909 | -471.1195 | 1215.4672 | 856.9385 | 74.9823 | 209.9994 | -286.9872 | -39.7651 | -724.4925 | -2636.6609 | 189.9786 | -52.7195 | 2841.4307 | -1964.245 | -1362.6329 | -622.928 | -54.365 | 1203.6201 | 1710.8607 | 1157.141 | -1175.6447 | 979.9032 | 0.60895 | -672.9068 | 7080.8638 | -505.5622 | 203.6047 | 11.3815 | -2461.6731 | 598.6436 | 3787.1184 | 1700.3601 | 4954.001 | 1.0143 | -278.3447 | 2398.9775 | -772.0608 | 904.0333 | 1547.443 | -4682.9009 | -265.7262 | 15150.4883 | 210.1043 | 131.6578 | 347.8792
2030-01-30 | 7 | -58.4569 | -191.7586 | -63.0272 | -619.9786 | 214.3819 | -1028.1752 | -9061.0117 | 2545.9639 | -1715.4553 | -207.4104 | 2885.1348 | 134.9419 | 2128.7656 | -413.7281 | 1288.7831 | 1013.6749 | 47.0193 | 209.9994 | -343.8917 | -17.3398 | -1183.4518 | -3618.77 | 224.5245 | -26.5141 | 3070.1548 | -2208.5969 | -1610.8611 | -607.1699 | -41.5102 | 1248.7222 | 2205.1467 | 2431.1687 | -964.9398 | 1135.7223 | 0.60757 | -952.6545 | 7778.5322 | -940.6041 | -129.2246 | 175.0469 | -2433.9109 | 656.9893 | 4338.3877 | 1575.608 | 5016.8687 | -3.1618 | -750.1663 | 2001.2473 | -1838.936 | 1065.5642 | 946.0588 | -4499.2114 | -252.89 | 16383.0078 | 210.1043 | 106.7145 | 364.9951
2030-01-30 | 8 | -64.7157 | -125.0527 | -74.6238 | -787.0696 | -668.6971 | -920.2764 | -7868.5098 | 1388.0436 | -1317.7405 | -120.8054 | 2419.9897 | 79.5753 | 1758.2502 | -27.0717 | 2126.3071 | 711.3961 | -215.5433 | 209.9994 | -440.523 | 188.6055 | -1482.3792 | -4681.4131 | 170.431 | 10.6621 | 3300.0325 | -2403.543 | -2022.0482 | -626.7054 | -49.0542 | 1046.2155 | 2321.6833 | 3073.0691 | -848.8066 | 1123.0868 | 0.79478 | -970.7401 | 9812.3477 | -1158.8088 | -273.7944 | 236.4928 | -2248.3308 | 591.688 | 4309.6489 | 1494.9746 | 5017.4961 | -269.7159 | -1099.5552 | 1767.4391 | -1904.1559 | 1066.391 | -36.6434 | -2821.7683 | -101.8925 | 17789.1074 | 210.1042 | -62.494 | 188.1713
2030-01-30 | 9 | -62.3233 | -454.7147 | -78.3644 | -755.105 | -1480.5159 | -596.9998 | -6890.9707 | 85.369 | -520.007 | -227.8244 | 2609.8391 | 195.0005 | 1455.4653 | 108.8038 | 2133.0688 | 370.8517 | -317.3776 | 209.9994 | -651.8559 | 377.2788 | -1550.5203 | -4969.2783 | 108.444 | 49.1842 | 4085.6321 | -2674.918 | -1871.0549 | -528.1305 | -37.1379 | 781.1186 | 2344.428 | 3049.8875 | -716.6224 | 1125.6254 | 2.0757 | -1093.2979 | 9822.8955 | -1059.4264 | -348.3711 | 449.6798 | -2441.9207 | 360.1746 | 4397.4814 | 1469.8551 | 5035.2236 | -264.9392 | -1145.0288 | 1912.6018 | -1659.3448 | 1196.4062 | -758.3885 | -1362.6119 | -278.5146 | 18254.1914 | 210.1042 | -184.7096 | 228.8894
2030-01-30 | 10 | -45.4616 | -491.4807 | -69.5706 | -715.9731 | -1577.2915 | -529.5457 | -7127.9678 | 1.0005 | -465.3832 | -224.6668 | 3512.8345 | 195.0009 | 1970.0485 | 299.3109 | 2149.8438 | 694.5078 | -339.4449 | 209.9994 | -483.8177 | 329.1167 | -1690.2515 | -4014.0813 | 58.3935 | 42.0383 | 3410.7637 | -2260.8608 | -1346.0348 | -520.2036 | -38.0917 | 659.9521 | 2298.8643 | 1906.2261 | -524.4011 | 812.4734 | 3.0503 | -822.7075 | 8811.6182 | -989.3485 | -86.6904 | 449.5039 | -1693.9221 | 293.7411 | 4187.0503 | 1393.8977 | 5049.0127 | -262.8314 | -1368.5288 | 1290.1675 | -2039.6379 | 837.8409 | -1185.1805 | -1226.7518 | 1.0076 | 17597.4922 | 210.1042 | -89.832 | 216.7254
2030-01-30 | 11 | -31.09 | -203.8145 | -58.9488 | -649.8838 | -1720.6157 | -580.6321 | -6583.146 | 0.99662 | -2.9425 | -240.0296 | 3955.3745 | 144.5134 | 1936.6682 | 269.3159 | 2172.4021 | 1261.3972 | -190.2561 | 209.9994 | -460.758 | 299.6798 | -1754.3766 | -3687.3171 | 0.90131 | 47.5607 | 3154.2974 | -1907.5634 | -1177.905 | -533.863 | -54.8163 | 522.627 | 2173.7527 | 789.6902 | -543.8257 | 533.7487 | 3.3535 | -648.7969 | 7441.9473 | -887.6874 | -2.4418 | 449.3497 | -1456.7493 | 204.3618 | 4126.0317 | 1371.8661 | 5055.3311 | -261.5736 | -965.4622 | 1167.0204 | -2217.8384 | 659.8953 | -1096.6184 | -1486.6025 | 138.525 | 16459.334 | 210.1042 | -8.3236 | 319.3483
2030-01-30 | 12 | -26.4252 | 331.94 | -55.3892 | -661.9438 | -1765.5585 | -827.7919 | -6465.5649 | 0.99667 | 0.99722 | -313.5609 | 3985.4983 | -38.8554 | 1993.4243 | 408.8354 | 2219.9131 | 1315.7966 | -196.4908 | 209.9994 | -491.5988 | 279.0568 | -1701.0874 | -3681.8889 | -52.7698 | 45.9143 | 3298.7073 | -2044.5854 | -1096.9305 | -609.1738 | -72.2524 | 395.1567 | 2021.0083 | 453.0272 | -396.0213 | 372.378 | 4.2327 | -390.901 | 6634.9546 | -861.5514 | 1.0021 | 449.5557 | -1344.5974 | 69.3591 | 3971.7371 | 1338.9631 | 4961.6172 | -262.1742 | -979.6076 | 1298.9077 | -2065.4331 | 615.2272 | -1208.9011 | -1100.6421 | 141.7725 | 15694.3125 | 210.1042 | -49.8535 | 311.4054
2030-01-30 | 13 | -32.608 | 394.0334 | -55.8137 | -642.9633 | -1927.8068 | -791.0115 | -5981.0591 | -76.7526 | 0.99596 | -349.9877 | 4013.9165 | -76.8764 | 2019.9264 | 447.127 | 2224.3948 | 721.4271 | -15.5514 | 209.9994 | -522.8494 | 223.514 | -1731.4506 | -3355.894 | -57.6064 | 1.8593 | 3516.2764 | -2270.6548 | -1195.7129 | -588.6632 | -75.4352 | 374.7976 | 1493.2688 | 1150.325 | -199.8156 | 640.7879 | 6.222 | 1850.75 | 6553.4043 | -724.7717 | 1.0006 | 449.54 | -1100.5159 | 128.5795 | 4109.9111 | 1311.0515 | 4956.5581 | -263.944 | -1089.8616 | 2090.3877 | -1055.6365 | 610.8531 | -593.375 | -682.6136 | 0.98377 | 15648.3887 | 210.1042 | -174.0088 | 274.0414
2030-01-30 | 14 | -32.9386 | 456.8174 | -52.8823 | -629.2779 | -1901.2517 | -717.2894 | -5080.8896 | -768.2603 | 0.99785 | -248.7707 | 3978.0107 | 124.5477 | 1929.7579 | 457.7229 | 2191.1641 | 535.6433 | 23.2488 | 209.9994 | -643.8228 | 306.0415 | -1620.8656 | -3555.5149 | -96.4791 | 13.8495 | 4032.7844 | -2195.3291 | -1464.0564 | -578.7646 | -79.1574 | 256.03 | 1370.2225 | 1490.3931 | -233.2251 | 645.162 | 7.2033 | 1899.5719 | 6747.9453 | -710.6398 | 1.0003 | 449.4667 | -1731.9149 | -69.6302 | 3975.2761 | 1300.2058 | 4821.7041 | -263.2929 | -953.7755 | 2317.8379 | -976.0329 | 714.2593 | -580.9686 | -198.3718 | 0.99551 | 15148.0732 | 210.1043 | -221.5549 | 182.1598
2030-01-30 | 15 | -24.1407 | -159.6988 | -44.9754 | -567.2889 | -1911.7842 | -379.2425 | -4435.3525 | -948.8071 | 0.99711 | -191.2704 | 3941.7747 | 195.0021 | 2023.1555 | 55.2161 | 2203.3579 | 626.5164 | -146.2564 | 209.9994 | -539.5759 | 613.8162 | -1386.3262 | -3362.2544 | 31.3872 | 53.9368 | 3610.0325 | -1536.3663 | -1984.1035 | -446.3401 | -53.6186 | 415.1608 | 1025.324 | 794.9978 | -944.7637 | 602.9697 | 3.9881 | 287.5218 | 6582.2891 | -499.702 | 183.6504 | 449.451 | -2371.3203 | 322.4546 | 3930.0193 | 1306.1323 | 5061.2759 | -264.4842 | -479.0865 | 1702.3845 | -1698.2058 | 914.0507 | 21.946 | -698.4781 | -0.43068 | 15112.6719 | 210.1042 | -180.7912 | 145.177
2030-01-30 | 16 | -30.9086 | -551.5159 | -44.1761 | -533.7308 | -1907.7878 | -126.7262 | -3506.4075 | -1210.598 | 174.8896 | -207.9677 | 3603.7053 | 195.0011 | 2139.1191 | 38.4097 | 2188.0557 | 624.6425 | 0.27265 | 209.9994 | -537.2293 | 681.1011 | -1298.2991 | -2780.635 | 108.5379 | 61.7834 | 3682.0574 | -1375.8845 | -1757.0726 | -361.3468 | -39.951 | 539.7146 | 940.9936 | 1958.1971 | -1113.4249 | 910.0318 | 3.634 | 5.7084 | 7404.2441 | -574.9747 | 143.7287 | 449.3805 | -2457.5444 | 571.6313 | 3806.2939 | 1271.2583 | 4885.4341 | -263.0566 | -272.5152 | 1816.108 | -1935.9484 | 1067.7616 | 511.4431 | -1256.9613 | -462.3338 | 13690.6367 | 210.1042 | -185.6246 | 78.626
2030-01-30 | 17 | -38.0644 | -686.8075 | -44.1877 | -556.4249 | -1924.6426 | 55.9138 | -2668.7312 | -1403.3384 | 257.433 | -233.9042 | 3875.6631 | 195.0006 | 1961.3999 | 34.8097 | 2193.0513 | -77.3562 | 8.6779 | 209.9994 | -526.0339 | 392.4121 | -1187.8036 | -3302.1958 | 52.2445 | 52.5187 | 3694.4866 | -1476.8276 | -1351.0304 | -330.7423 | -39.7553 | 550.2962 | 1140.8594 | 3665.3521 | -814.415 | 1097.7827 | 3.2963 | 506.6931 | 8171.7773 | 1.0015 | 0.9978 | 339.2242 | -2551.7693 | 350.361 | 4244.3091 | 1272.4714 | 4894.6797 | -2.7741 | -274.0822 | 2247.4062 | -1592.9032 | 895.4517 | -10.9747 | -979.9987 | -599.4803 | 11714.7441 | 210.1043 | -261.1724 | 23.094
2030-01-30 | 18 | -28.4891 | -641.3134 | -42.4827 | -497.4103 | -1933.3849 | -88.0152 | -3001.8381 | -960.3622 | 0.99708 | -266.69 | 3565.9485 | 195.0005 | 2144.9988 | 112.3737 | 2176.6067 | 196.2105 | 131.1058 | 209.9994 | -694.2549 | 131.1819 | -962.1103 | -3216.1436 | 30.0432 | 70.7912 | 3966.1514 | -1440.8228 | -1456.8535 | -356.4592 | -39.4135 | 646.4141 | 1309.0201 | 3100.7795 | -787.7895 | 780.7294 | 3.2074 | 17.6452 | 6823.7876 | -5.0463 | -58.002 | 1.0008 | -2467.3091 | 209.2306 | 4745.1763 | 1228.1825 | 5095.5503 | -2.7359 | -909.1246 | 2213.9619 | -1839.1663 | 626.8297 | -80.6874 | -1412.7181 | -961.0414 | 10427.5283 | 210.1042 | -237.1794 | 11.7433
2030-01-30 | 19 | -24.2001 | -431.7958 | -42.2795 | -411.1078 | -1407.5222 | 53.9223 | -804.1893 | -373.0514 | 0.9981 | -326.6867 | 3646.2778 | 195.0004 | 2112.4631 | 261.2125 | 2238.554 | -615.6929 | 213.7776 | 209.9994 | -698.7178 | 377.9857 | -1246.1774 | -2885.9453 | -32.3854 | 55.5163 | 3934.2021 | -1163.3939 | -1304.5504 | -282.6347 | -66.2853 | 438.1328 | 918.8237 | 3403.0823 | -1071.9585 | 873.6705 | 4.5898 | 299.6996 | 5373.7852 | -361.8928 | -249.2923 | -3.3464 | -2093.5061 | 1.0004 | 4955.2163 | 1221.2485 | 5079.4482 | -3.1841 | -953.3799 | 2518.4927 | -1622.5918 | 538.1877 | -212.5379 | -1527.4462 | -396.9513 | 6833.6372 | 210.1042 | -141.0762 | 103.684
2030-01-30 | 20 | -14.4036 | -505.5068 | -44.0482 | -327.6363 | -1861.928 | 5.6869 | -366.9015 | -411.5009 | 684.1346 | -298.8703 | 3935.981 | 195.0016 | 2022.1538 | 521.6152 | 2225.9365 | -112.3245 | 238.5021 | 209.9994 | -737.8878 | 419.5041 | -1280.2346 | -2009.6593 | -34.3893 | 51.6383 | 3953.5205 | -976.9863 | -1441.5114 | -261.4946 | -67.6756 | 422.6188 | 500.9091 | 3154.0769 | -1383.619 | 738.4692 | 4.1998 | 1032.6454 | 3651.7615 | -382.6364 | -281.9771 | -3.4759 | -2134.4138 | -127.3608 | 4808.46 | 1213.8536 | 4934.4053 | -3.3378 | -884.9794 | 2914.251 | -1116.6807 | 580.3687 | -459.7575 | -492.4645 | -191.5613 | 6045.522 | 210.1042 | -161.9854 | 80.0827
2030-01-30 | 21 | -13.1125 | -345.141 | -46.1704 | -317.7567 | -1864.4285 | -119.663 | -552.1457 | -641.2279 | 661.5817 | -273.1648 | 3978.667 | 194.9991 | 1183.6982 | 555.4816 | 2286.3877 | 58.7048 | 278.5903 | 209.9994 | -760.3679 | 409.622 | -1316.1914 | -1750.6588 | -47.163 | 39.6437 | 3948.127 | -1089.8998 | -1580.6128 | -310.5008 | -69.8832 | 375.2734 | 797.3508 | 3226.9216 | -1333.9252 | 689.4088 | 4.4067 | 1362.7548 | 3201.3154 | -5.7509 | 1.0005 | 62.9443 | -2150.2112 | -165.6553 | 4621.0894 | 1217.7197 | 5070.5474 | -3.7041 | -636.4868 | 4417.6929 | 664.9719 | 663.11 | -229.2453 | -380.1652 | -267.8249 | 6716.8447 | 210.1042 | -193.9754 | 170.9601
2030-01-30 | 22 | -16.5027 | -202.0489 | -51.0555 | -324.8171 | -1839.5916 | -217.8839 | -8.4 | -491.93 | 558.7821 | -304.679 | 3876.157 | 164.4717 | 2011.3184 | 409.6362 | 2192.0063 | 352.6319 | 430.7976 | 209.9994 | -764.8636 | 331.761 | -1249.4456 | -1732.8103 | -56.0516 | 22.9929 | 3977.6396 | -1201.0917 | -1297.1512 | -331.5869 | -74.4341 | 362.0291 | 755.6663 | 3112.2532 | -1369.3287 | 709.508 | 4.5153 | 1604.892 | 3187.0078 | -467.6186 | -358.6352 | -3.123 | -1956.2208 | -148.5581 | 4336.3989 | 1187.8154 | 4825.3818 | -266.6461 | -1196.8234 | 2944.1101 | -500.4742 | 543.077 | -368.2873 | -400.4436 | -339.0215 | 6983.7329 | 210.1042 | -194.9243 | 123.9367
2030-01-30 | 23 | -16.9895 | -11.8311 | -53.2985 | -347.1356 | -1838.7543 | -340.1047 | 0.98559 | -520.9902 | 614.7734 | -231.4274 | 3857.165 | 115.9708 | 1508.6409 | 418.0989 | 2185.6389 | 486.2098 | 436.1907 | 209.9994 | -770.285 | 257.7012 | -1157.385 | -1834.2832 | -57.6165 | 6.5131 | 3974.946 | -1283.8856 | -1307.4801 | -352.0476 | -78.5132 | 351.4283 | 538.3425 | 2602.3621 | -1427.9884 | 691.0117 | 4.156 | 1887.9796 | 3326.0808 | -178.3246 | -4.4055 | 46.9695 | -1674.4534 | -64.437 | 4324.9155 | 1283.767 | 5020.8413 | -3.2681 | -730.4568 | 3397.3647 | -252.0733 | 389.329 | -1084.8341 | -285.49 | -322.3341 | 5977.874 | 210.1043 | -277.8222 | 30.0781
2030-01-30 | 24 | -21.9118 | 1.0068 | -52.3261 | -381.6948 | -1740.9489 | -333.9375 | 0.98297 | -345.55 | 910.5732 | -156.1921 | 3830.3206 | 55.8186 | 1055.5824 | 189.8133 | 1987.8048 | 1043.6346 | 496.3523 | 209.9994 | -704.7073 | 106.7464 | -981.5046 | -2417.4106 | -58.8329 | -12.5463 | 4185.6045 | -1358.6718 | -629.5266 | -357.6606 | -75.3679 | 389.4241 | 591.0455 | 2579.6179 | -1164.2396 | 792.9346 | 4.2439 | 2019.6661 | 4471.3779 | 0.9988 | -40.1451 | 450.1496 | -2026.6448 | -89.1279 | 4185.3135 | 1408.7711 | 5015.8774 | 1.0115 | -278.1543 | 3466.7241 | 367.6402 | 587.7722 | -975.968 | -624.1607 | -270.8718 | 7036.1255 | 210.1042 | -318.0446 | 12.5049
2030-01-31 | 1 | -21.8994 | 392.2166 | -52.2597 | -420.4936 | -1973.2551 | -652.7003 | -1850.5404 | -906.2567 | 928.4042 | -195.0129 | 3840.8765 | 58.1597 | 1115.5741 | -42.909 | 2165.738 | 1215.1436 | 532.4502 | 209.9994 | -568.1058 | 179.646 | -1501.78 | -2891.5098 | -18.4261 | -68.3613 | 3505.9976 | -1674.6718 | 75.024 | -485.7186 | -79.9539 | 339.563 | 825.3903 | 2506.9675 | -837.1375 | 667.9202 | 4.641 | 1124.0349 | 4598.1631 | -407.702 | 116.3753 | 1.0007 | -1520.5129 | 251.7798 | 3498.1016 | 1398.5205 | 4590.4775 | -3.2578 | -277.1901 | 3247.4124 | 103.5209 | 837.0166 | 0.99419 | -49.2887 | 0.99875 | 6660.6133 | 210.1043 | -301.1184 | 0.99944
2030-01-31 | 2 | -14.2947 | 402.6454 | -47.5301 | -370.4438 | -1995.7096 | -590.7108 | -2317.9812 | -663.8174 | 1080.2825 | -215.4952 | 3870.4485 | -20.5764 | 1148.3767 | -105.4324 | 2085.575 | 1757.4406 | 547.7656 | 209.9994 | -486.032 | 297.2085 | -1205.8232 | -2515.5347 | -53.8427 | -53.8671 | 2845.5337 | -1386.0985 | -512.7078 | -400.9468 | -83.6154 | 269.5875 | 673.7958 | 898.5074 | -1165.1288 | 442.2565 | 4.5569 | 772.1295 | 2971.8799 | -274.6092 | 296.8207 | 1.0007 | -1802.0908 | 1.0069 | 3434.7722 | 1549.1809 | 4738.0522 | 1.0125 | -277.3799 | 3338.4963 | 61.3072 | 853.6466 | 0.99524 | -51.1348 | 177.8377 | 5087.769 | 210.1042 | -269.3402 | 14.0906
2030-01-31 | 3 | -7.6861 | 1031.2904 | -45.8202 | -426.6713 | -663.2708 | -1053.6218 | -7137.3184 | 1716.5864 | 1219.6689 | -186.1776 | 3826.5408 | -63.8273 | 1451.3 | -164.0141 | 1955.8064 | 2078.5383 | 403.0204 | 209.9994 | -417.3096 | 118.5 | -1223.0466 | -3630.7639 | -83.0706 | -59.2343 | 2424.1628 | -1532.8123 | -499.3595 | -572.4194 | -116.2456 | 394.4357 | 1228.9576 | -1233.1656 | -817.791 | 158.4093 | 4.4081 | 761.8838 | 2605.093 | -273.1693 | 288.4244 | 1.0005 | -1698.6171 | -14.8625 | 3343.0879 | 1598.9723 | 4580.5898 | 30.4025 | -278.4831 | 3074.186 | -492.3442 | 783.0803 | 308.9883 | -1278.5107 | 465.0851 | 2159.3682 | 210.1042 | -182.8154 | 33.5997
2030-01-31 | 4 | 6.9502 | 1677.5146 | -47.9682 | -448.2061 | 51.2119 | -1838.8212 | -10193.9521 | 3460.0527 | 1333.099 | -153.217 | 3730.5396 | -60.4057 | 1549.6748 | -276.8135 | 1763.1715 | 2514.7705 | 15.5483 | 209.9994 | -322.7318 | -31.7541 | -767.3107 | -4343.0122 | -98.3801 | -57.1541 | 2022.3264 | -1688.5393 | -876.2498 | -876.5182 | -140.3637 | 533.9119 | 1497.8348 | -4011.0281 | -843.0486 | -462.1224 | 0.56274 | 329.1487 | 310.3664 | -244.2391 | 319.0153 | 1.0018 | -2147.3103 | -125.9271 | 3427.283 | 1555.7599 | 4658.3892 | 1.0112 | -278.1449 | 2919.9258 | -798.8344 | 665.9512 | 27.0865 | -2563.6851 | 698.6186 | 2494.2224 | 210.1043 | -103.9124 | 134.2066
2030-01-31 | 5 | 7.0321 | 2267.8672 | -51.465 | -441.3954 | 580.3069 | -2392.3875 | -12063.4805 | 4614.1318 | 831.8861 | -186.7387 | 3841.2766 | -171.3924 | 1587.6631 | -346.0029 | 1648.0995 | 1985.1533 | 27.7664 | 209.9994 | -173.9861 | -40.7413 | -746.6517 | -3990.9219 | -72.7604 | -78.2611 | 1684.0253 | -1881.4065 | -1050.3162 | -1043.1255 | -156.3949 | 645.7131 | 1847.7837 | -3750.6055 | -669.3649 | -678.2844 | 0.60247 | 495.2462 | -2242.2903 | -276.2798 | 234.1109 | 1.0011 | -2263.8923 | 1.0021 | 3350.4365 | 1482.7849 | 4542.2734 | 1.0063 | -278.3523 | 2837.0176 | -1008.8177 | 636.4671 | 558.7057 | -3519.9773 | 803.7554 | 3468.6042 | 210.1043 | 11.5322 | 91.3392
2030-01-31 | 6 | 0.77798 | 2188.2434 | -52.8234 | -393.3166 | 764.6702 | -2402.7209 | -12737.0137 | 5109.2622 | -2.8422 | -203.7397 | 3806.4214 | -139.9799 | 1554.3934 | -326.8379 | 1796.8162 | 1989.5474 | 144.0381 | 209.9994 | -236.0223 | -168.2434 | -973.9272 | -4273.1421 | -51.3163 | -68.9407 | 1508.958 | -2099.8838 | -1232.5206 | -1042.0786 | -157.5053 | 750.2897 | 2101.8843 | -3061.8074 | -477.9922 | -647.7221 | 0.6394 | 655.7766 | -2600.573 | -536.3842 | 1.0002 | 1.0034 | -2074.8906 | 51.5356 | 3555.3203 | 1346.6024 | 4440.3691 | -3.1133 | -277.3947 | 2643.3911 | -1870.4575 | 804.1164 | -225.5703 | -3466.491 | 1.0045 | 3985.4077 | 210.1043 | -88.9901 | 147.274
2030-01-31 | 7 | -9.6195 | 1993.2338 | -60.2152 | -601.7121 | 965.3127 | -2084.3928 | -13332.9609 | 5033.4976 | -1896.6342 | -194.5022 | 3928.0149 | 104.3188 | 2130.6279 | -253.2005 | 2007.6287 | 1705.7982 | 240.3916 | 209.9994 | -278.7849 | -115.7651 | -1364.3969 | -4833.2222 | -42.931 | -46.6013 | 1797.3677 | -2349.4556 | -1433.4435 | -1023.1472 | -157.0586 | 779.1256 | 2419.2644 | -1910.2544 | -285.4226 | -457.3358 | 0.62401 | 362.3466 | 44.6114 | -423.2305 | 1.0031 | 382.2782 | -2148.1138 | 31.3003 | 3845.5496 | 1310.5081 | 4980.8306 | -283.3828 | -272.5866 | 2066.3606 | -2416.5461 | 905.5402 | 1.0082 | -3782.1841 | -328.1066 | 4146.0688 | 210.1042 | -41.7689 | 222.5124
2030-01-31 | 8 | -7.3954 | 1757.1333 | -62.5717 | -609.4445 | 967.9349 | -2138.7903 | -13793.1934 | 4849.4941 | -1653.2706 | -324.8988 | 3945.9753 | 194.9992 | 2066.312 | 0.99816 | 1990.7413 | 1496.5126 | 167.2414 | 209.9994 | -293.1974 | -72.6432 | -1694.7708 | -4383.0732 | -39.2358 | -30.4293 | 1939.0745 | -2283.2102 | -1369.395 | -1009.0172 | -143.4112 | 764.5631 | 2911.7783 | -1313.71 | -258.3125 | -525.8692 | 0.43426 | 21.3624 | -1040.5509 | -553.7958 | -26.6652 | 124.6171 | -1674.2644 | 127.6624 | 4237.0195 | 1323.4421 | 5039.3506 | -73.263 | -641.0364 | 2295.7817 | -2120.166 | 820.8537 | -81.3577 | -3916.0608 | -179.0677 | 5574.0576 | 210.1042 | -3.3543 | 376.034
2030-01-31 | 9 | -5.7014 | 1431.0142 | -57.8731 | -553.7617 | 486.083 | -2012.7507 | -13940.3535 | 4528.9922 | -767.0696 | -330.2151 | 3962.2351 | 195.0002 | 1946.4911 | -18.8357 | 1974.5657 | 1119.0891 | 81.7008 | 209.9994 | -275.9406 | -146.7339 | -1665.3723 | -4496.2539 | -13.5539 | -8.7715 | 1715.1173 | -2166.1394 | -1603.2499 | -974.0363 | -127.0953 | 769.4332 | 2894.5901 | -1014.7035 | -182.5371 | -583.5812 | 0.50878 | -400.9461 | -1994.8073 | -583.7921 | -80.8496 | 162.4873 | -1714.209 | 20.3046 | 4222.7603 | 1303.6752 | 5044.605 | -141.5677 | -1084.1396 | 2216.3665 | -1973.9386 | 794.9163 | -83.4102 | -2873.408 | 171.5169 | 6854.0381 | 210.1042 | 22.4083 | 266.3461
2030-01-31 | 10 | -7.8142 | 1319.8383 | -55.2767 | -583.1739 | 383.9771 | -1862.129 | -13871.4541 | 4545.2778 | -523.1756 | -332.4106 | 3950.2351 | 195.0007 | 1962.8545 | -24.1608 | 1969.6227 | -9.2233 | -145.7631 | 209.9994 | -254.2486 | -312.2484 | -1525.1248 | -5149.0698 | -22.3405 | -19.7984 | 1542.1172 | -2300.9351 | -1352.8254 | -948.9302 | -123.5645 | 826.6109 | 2903.3057 | 0.99155 | -113.2251 | -411.7615 | 0.52634 | -60.984 | -1321.1161 | -556.7931 | -2.0584 | 1.001 | -1994.1199 | -2.7133 | 4131.2583 | 1279.7128 | 5074.9272 | -181.9964 | -1046.351 | 2286.7629 | -1665.8022 | 867.6754 | -82.3872 | -2704.4426 | 1.8145 | 6312.812 | 210.1042 | -15.4325 | 179.6705
2030-01-31 | 11 | -20.4074 | 1198.251 | -63.7297 | -464.1743 | 397.5192 | -1871.2244 | -13776.3652 | 4582.9678 | -431.5937 | -382.0837 | 3895.73 | -0.95061 | 1935.583 | 18.3874 | 2038.488 | -18.8836 | -77.9527 | 209.9994 | -261.8004 | -341.4066 | -1480.7004 | -5329.2583 | -30.8734 | -22.1599 | 1617.5221 | -2159.0632 | -1353.0151 | -919.4894 | -124.3415 | 834.3678 | 2830.0845 | 3.1369 | -83.8044 | -274.0279 | 0.61209 | -83.3333 | -1089.2485 | -380.9907 | 0.99103 | 449.3732 | -2009.6246 | -35.4842 | 4188.2944 | 1283.3752 | 5057.8271 | -120.9939 | -606.6096 | 2455.0195 | -1729.4066 | 877.184 | -81.1097 | -2589.0281 | -60.2308 | 5153.4468 | 210.1042 | -9.1289 | 226.0042
2030-01-31 | 12 | -13.3933 | 1265.4005 | -44.9245 | -448.4572 | 395.3347 | -1838.8485 | -13887.418 | 4598.8643 | -265.564 | -332.9876 | 3916.0146 | 190.6706 | 1973.4215 | 0.76387 | 1973.2029 | -34.2402 | -13.2347 | 209.9994 | -181.6916 | -198.6476 | -1376.6775 | -5192.3984 | -24.1476 | -38.5752 | 1738.8381 | -2027.6105 | -1258.2434 | -920.0529 | -126.8243 | 856.0154 | 3012.3184 | 1.6849 | -50.3915 | -262.5439 | 0.54481 | -40.3003 | -1004.2261 | -411.6307 | 0.99826 | 449.4461 | -1938.5162 | 97.1686 | 4274.5 | 1312.3612 | 5077.6865 | -44.1393 | -658.2889 | 2366.0989 | -1282.4553 | 628.053 | 7.4153 | -2627.8589 | 558.7071 | 4122.5171 | 210.1043 | 71.6242 | 299.5973
2030-01-31 | 13 | -21.3628 | 1735.2343 | -48.2886 | -387.7857 | 269.5303 | -2191.5208 | -13849.9629 | 4487.9893 | -203.0186 | -373.4117 | 3942.9758 | 23.536 | 1888.1561 | 16.315 | 2022.1393 | 4.0037 | -8.3974 | 209.9994 | -179.8786 | -28.399 | -1365.4158 | -5100.2998 | -16.6347 | -33.6751 | 1595.3536 | -2569.4631 | -1598.0699 | -1005.6425 | -135.7195 | 756.0057 | 2885.1511 | 2.3277 | -120.6567 | -250.196 | 0.62633 | -53.9417 | -1811.2036 | 1.0017 | 458.705 | 449.1258 | -2071.2561 | 144.4547 | 3614.3845 | 1330.901 | 4836.2437 | -3.2709 | -275.9281 | 2248.1863 | -936.3087 | 740.3133 | 1.0389 | -2497.563 | 533.5361 | 5535.3936 | 210.1042 | 87.8109 | 375.3215
2030-01-31 | 14 | -21.3064 | 1776.8903 | -46.5656 | -464.3299 | 304.516 | -2137.3923 | -13808.0098 | 4551.4561 | -188.9827 | -385.5329 | 3906.6123 | -35.9771 | 1970.3506 | 30.235 | 2050.4519 | 39.8364 | 4.7407 | 209.9994 | -172.4667 | -75.0804 | -1255.1715 | -4946.1533 | -20.5395 | -35.4028 | 1597.3881 | -2638.873 | -1644.7212 | -1005.0002 | -136.0005 | 788.5306 | 2966.0989 | 2.2059 | -104.6591 | -180.4315 | 0.58896 | -32.5457 | -1282.7906 | -379.0777 | 289.0019 | 449.2763 | -2274.7485 | 111.6368 | 3529.4722 | 1321.0317 | 4890.1968 | -268.2237 | -718.6173 | 2123.7776 | -1525.1215 | 770.8494 | 124.223 | -2946.3328 | 252.4533 | 5048.688 | 210.1043 | 94.8098 | 337.3382
2030-01-31 | 15 | -23.1509 | 1780.1071 | -47.843 | -383.0373 | 364.2301 | -2150.595 | -13922.1289 | 4526.0083 | -296.0504 | -369.7269 | 3888.1077 | 28.1063 | 1918.9166 | 9.7377 | 2019.5813 | 183.5393 | 6.2378 | 209.9994 | -172.1076 | -90.438 | -1265.1997 | -5360.8467 | -53.0385 | -33.0684 | 1471.485 | -2457.4509 | -1594.2449 | -993.0571 | -140.9362 | 737.9214 | 2983.9573 | 2.0237 | -72.4282 | -215.5811 | 0.58644 | 0.98704 | -1668.0054 | -408.6451 | 287.2923 | 449.3134 | -2378.0564 | 23.7439 | 3443.5845 | 1284.8234 | 4766.0723 | -268.9104 | -813.3182 | 2174.9399 | -1462.5922 | 781.8243 | 0.97263 | -2959.5859 | 176.4107 | 3743.8489 | 210.1043 | 82.4349 | 319.0311
2030-01-31 | 16 | -21.1254 | 1762.715 | -46.8471 | -364.1935 | 324.6461 | -2186.3877 | -13849.2402 | 4524.1265 | -447.3109 | -333.4974 | 3865.3069 | 176.5139 | 2009.5255 | 15.0476 | 1980.1821 | 231.649 | 44.4745 | 209.9994 | -185.5714 | -112.4527 | -1228.1731 | -5233.3999 | -42.1482 | -35.3171 | 1664.9489 | -2461.5703 | -1590.6947 | -999.0092 | -138.7638 | 770.5027 | 2977.2417 | 8.8524 | -59.2387 | -258.9388 | 0.55004 | 64.9934 | -2044.4047 | -373.3715 | 479.7934 | 449.157 | -2326.7964 | 60.2692 | 3542.3657 | 1232.2949 | 5045.9062 | -269.5779 | -760.1938 | 2287.4993 | -1203.048 | 723.5785 | 5.0731 | -2641.2881 | 513.3039 | 4931.7275 | 210.1042 | 90.9918 | 310.2567
2030-01-31 | 17 | -21.7727 | 1644.105 | -45.9886 | -518.5579 | 0.99676 | -2030.243 | -12689.1904 | 3903.6125 | -744.8445 | -333.0443 | 3914.9507 | 176.7496 | 1592.7361 | 34.2103 | 1994.9388 | 400.8739 | 2.9268 | 209.9994 | -215.7237 | 3.5169 | -1389.6875 | -5530.77 | -71.0992 | -27.059 | 1214.0631 | -2656.7861 | -1621.7767 | -992.1278 | -124.7698 | 704.7956 | 2966.1726 | 2.5869 | -66.9296 | -162.2532 | 0.5284 | -78.3503 | -996.1915 | -443.2429 | 16.6146 | 449.6199 | -2306.6355 | -35.5981 | 4327.332 | 1261.7654 | 5074.9116 | 1.0072 | -1050.6802 | 2623.709 | -1379.7402 | 914.1313 | 90.8903 | -2337.9377 | -336.4716 | 7018.2451 | 210.1042 | -55.9802 | 374.2887
2030-01-31 | 18 | -31.6121 | 1202.2631 | -49.9122 | -554.3602 | -82.9421 | -1726.1753 | -11919.1523 | 3514.3813 | -3.0145 | -334.2408 | 3895.9558 | 162.5403 | 1967.3647 | 68.6372 | 2018.2925 | 654.2822 | -29.3463 | 209.9994 | -207.4367 | 44.4956 | -1455.7261 | -5632.0049 | 1.001 | -27.2004 | 1348.6704 | -2778.24 | -1605.1934 | -906.8325 | -106.5808 | 832.5927 | 2878.5134 | 1197.4553 | -61.7599 | 130.8944 | 0.51097 | 0.99449 | 1792.5146 | -543.0678 | -1.9093 | 449.3683 | -2052.6145 | 162.7458 | 4452.8169 | 1270.1218 | 5070.373 | -34.7358 | -1293.7981 | 2180.6902 | -2277.7478 | 896.7582 | 314.8843 | -2229.9543 | 0.98621 | 8597.2754 | 210.1042 | -43.6232 | 381.2095
2030-01-31 | 19 | -29.407 | 1425.1254 | -54.4537 | -644.2007 | 187.7941 | -1669.7308 | -11559.2754 | 3846.144 | -2.5528 | -331.1204 | 3947.9146 | 194.9997 | 1958.8081 | 64.6459 | 2015.4033 | 1094.8406 | -65.4935 | 209.9994 | -409.6259 | 48.763 | -1495.8826 | -5957.7554 | -36.7182 | 12.3871 | 2338.1184 | -2824.9346 | -1706.7521 | -904.8052 | -113.3637 | 776.59 | 2871.0486 | 1493.2412 | -124.0782 | 51.7303 | 0.47614 | -437.8714 | 2122.0276 | -705.1547 | -361.7195 | 449.8258 | -2115.7773 | -2.5771 | 4956.4912 | 1259.2247 | 5071.1807 | 53.6668 | -1652.6505 | 2296.9521 | -2034.3972 | 817.6302 | 864.4672 | -2375.9775 | 66.7923 | 7722.4741 | 0.10423 | 4.9769 | 251.0396
2030-01-31 | 20 | -17.2295 | 1543.1931 | -57.1416 | -730.1109 | 96.5069 | -1741.1317 | -11668.9189 | 3689.095 | -2.5146 | -335.9398 | 3932.7476 | 195.0007 | 1755.416 | 111.9403 | 2057.1343 | 2558.657 | -77.3967 | 209.9994 | -465.3329 | 136.2898 | -1584.0635 | -6202.1333 | -54.4429 | 38.073 | 2469.5549 | -2622.5168 | -1836.8519 | -940.1321 | -114.8119 | 689.9116 | 2495.8689 | -459.9554 | -256.5621 | -312.5573 | 0.5198 | -959.1913 | 3127.7544 | -694.4207 | -321.9602 | 449.7366 | -2150.1328 | -93.4064 | 4958.7612 | 1288.4775 | 5060.6187 | 143.9504 | -1664.1249 | 2314.8633 | -2100.2358 | 926.9341 | 1413.6375 | -2072.0515 | 1.0014 | 7951.791 | 0.10423 | -23.8538 | 241.7943
2030-01-31 | 21 | -18.4291 | 1339.3693 | -57.9825 | -745.3547 | 0.99386 | -1692.2067 | -11637.418 | 3360.4451 | -16.5136 | -334.5585 | 3913.1104 | 194.9998 | 1169.3547 | 152.9453 | 2072.9651 | 2694.9827 | -154.0395 | 209.9994 | -462.9104 | 104.6817 | -1473.3752 | -6208.0947 | -21.3197 | 30.3677 | 2373.9104 | -2605.4587 | -1791.5507 | -924.3153 | -105.6963 | 765.7693 | 2408.8206 | -1103.3615 | -254.6443 | -292.9305 | 0.50237 | -787.6869 | 5311.5796 | -718.9119 | -420.5656 | 450.0041 | -2193.7258 | 0.99492 | 4970.375 | 1382.4966 | 5061.1445 | 143.118 | -1350.4781 | 2308.1594 | -1786.6359 | 982.8083 | 1662.468 | -2181.9834 | 0.984 | 10485.8633 | 0.10423 | -9.8027 | 221.7591
2030-01-31 | 22 | -17.3709 | 750.9162 | -54.7909 | -663.5327 | -255.1112 | -1321.3817 | -10391.9912 | 2753.1821 | -3.0009 | -333.292 | 3850.6982 | 194.9998 | 98.1145 | 46.1021 | 2038.511 | 2589.0085 | -110.859 | 209.9994 | -410.8837 | 259.8995 | -1440.6033 | -6027.4536 | 13.013 | 10.9634 | 2230.9585 | -2290.1682 | -2072.9368 | -791.1262 | -93.2642 | 769.7762 | 2326.4502 | -959.1355 | -442.6763 | -127.0065 | 0.42113 | -432.2143 | 5512.7427 | -337.5609 | -17 | 450.3638 | -2151.4634 | 167.5613 | 4464.7749 | 1529.6173 | 5050.4351 | 88.2545 | -724.3253 | 2474.7949 | -1014.9894 | 956.4431 | 1376.6016 | -1928.353 | -168.1114 | 11709.3223 | 210.1043 | -47.3049 | 232.8455
2030-01-31 | 23 | -18.4164 | 1169.0477 | -53.9753 | -695.4453 | -22.7255 | -1547.8806 | -10584.5088 | 2711.5605 | 0.99884 | -328.309 | 3875.8428 | 194.9991 | 988.4723 | 13.0785 | 2023.0065 | 2443.2627 | -46.5524 | 209.9994 | -287.9679 | 150.9613 | -1218.3715 | -5775.6289 | -12.5039 | -13.5643 | 1522.7791 | -2584.2935 | -1822.9557 | -870.4587 | -101.6935 | 695.3793 | 2470.2722 | -1126.7635 | -402.1865 | -144.8537 | 0.39877 | -311.7693 | 5101.4717 | -859.9326 | -2.1451 | -3.4687 | -2461.3425 | 92.9051 | 3912.9863 | 1451.5096 | 5013.7681 | -207.5045 | -718.5547 | 2450.0742 | -922.5278 | 1000.0087 | 1058.6129 | -2217.9133 | -0.78981 | 11980.9424 | 210.1043 | -69.0917 | 303.6073
2030-01-31 | 24 | -20.6233 | 1175.1416 | -45.8793 | -656.4774 | -218.2186 | -1435.9277 | -9381.0527 | 2296.9023 | -3.0398 | -238.3663 | 3833.0676 | 195.0002 | 82.9924 | -17.5416 | 2036.3972 | 853.3286 | -183.6434 | 209.9994 | -284.8134 | 150.2698 | -1084.2268 | -5545.4946 | -11.8829 | 14.1844 | 1377.7969 | -2047.8666 | -1548.2792 | -808.0498 | -97.8802 | 642.7377 | 2583.3445 | 24.4235 | -609.3064 | 108.6962 | 0.50151 | -590.7261 | 4082.2188 | 568.0672 | 505.0041 | 448.9719 | -2715.1685 | 64.1268 | 3648.3879 | 1611.916 | 5011.7959 | 40.3158 | -279.5976 | 4701.5977 | 1605.6226 | 1259.5833 | 263.5815 | -1691.7273 | -421.0051 | 10563.5547 | 210.1042 | -252.4017 | 166.7733
2030-02-01 | 1 | -33.8937 | 1115.7357 | -63.5609 | -574.4748 | -150.0845 | -1672.7556 | -10176.1982 | 2843.5232 | 898.2779 | -209.8823 | 3817.0227 | -77.2214 | 2010.8558 | -212.5724 | 2089.3486 | 134.4778 | 25.6405 | 209.9994 | -187.9691 | -180.8398 | -840.3672 | -5764.0801 | -25.5873 | -42.3335 | 1638.7469 | -2234.9849 | -743.0821 | -853.5785 | -116.4298 | 716.8892 | 2687.4265 | 2.348 | -340.1368 | 188.3385 | 0.48146 | 313.2272 | 2987.6069 | 1.0001 | 562.0945 | 255.9323 | -2526.0757 | -99.0051 | 2772.6838 | 1469.17 | 4448.6792 | -2.6696 | -427.6633 | 4930.4956 | 1470.4539 | 880.8828 | -82.0517 | -2641.3584 | 612.937 | 10406.7207 | 210.1043 | -50.2913 | 204.2829
2030-02-01 | 2 | -20.3514 | 1936.8645 | -56.8844 | -326.7794 | 121.6818 | -2003.4851 | -10556.7168 | 3473.4597 | 1899.2341 | -381.5858 | 3593.8547 | -136.5406 | 1940.3649 | -321.3853 | 1742.3353 | 448.0015 | 200.9636 | 209.9994 | -189.7788 | -387.4924 | -501.3211 | -5374.9209 | -208.8222 | -47.7403 | 1766.0273 | -2131.8564 | -133.1691 | -905.5396 | -164.4988 | 442.9754 | 2257.5393 | 4.3128 | -295.2394 | -75.2865 | 0.61357 | 184.9197 | -2065.7817 | -20.0072 | 677.119 | 0.99978 | -2413.1287 | -606.032 | 2778.7971 | 1552.6348 | 4615.7881 | 0.99903 | -278.2594 | 2700.8586 | -75.9223 | 439.0165 | -1480.9666 | -1554.5137 | 1377.7025 | 4049.1104 | 210.1042 | -54.9546 | 179.9764
2030-02-01 | 3 | -18.8311 | 1786.2452 | -52.4118 | -430.1611 | -4.5111 | -1683.5621 | -10038.002 | 3114.7568 | 1713.2169 | -292.7216 | 3681.0491 | -194.9755 | 1943.3739 | -425.4685 | 1387.8345 | 410.0678 | 158.0984 | 209.9994 | -129.4688 | -463.0059 | -538.3201 | -5402.416 | -220.1321 | -46.5269 | 1358.5344 | -2067.7332 | 340.1725 | -844.0981 | -140.7865 | 396.5584 | 2160.1753 | 4.8777 | -260.0421 | 88.3973 | 0.74315 | -216.7031 | -299.0816 | -44.9091 | 727.4947 | 1.0018 | -2368.5833 | -654.7972 | 2515.6399 | 1605.9034 | 4442.2578 | 1.0144 | -278.61 | 2820.1152 | 63.5251 | 417.2128 | -1963.0533 | -1402.6521 | 1266.7737 | 2821.8367 | 210.1043 | -72.9078 | 163.0256
2030-02-01 | 4 | -15.9062 | 1133.3245 | -48.0147 | -347.6042 | -155.9214 | -1246.729 | -8905.5264 | 2595.0569 | 1530.2606 | -150.7176 | 3679.9731 | -194.8596 | 1938.6129 | -550.981 | 977.4794 | 520.7883 | 142.2925 | 209.9994 | -75.3306 | -389.273 | -505.8791 | -4920.5508 | -179.1031 | -45.1544 | 1190.5543 | -1580.2469 | 561.4276 | -680.4659 | -124.2673 | 428.8844 | 1736.2612 | 4.9905 | -509.9255 | 208.3195 | 0.7387 | -506.2663 | -220.0747 | -106.0164 | 698.9225 | 0.99701 | -2390.7061 | -575.3516 | 2458.6868 | 1536.1453 | 4374.3193 | 0.99395 | -278.5906 | 2735.9578 | -330.8363 | 514.8045 | -2295.4695 | -1337.6635 | 910.6422 | 4437.856 | 210.1042 | -101.3107 | 160.2262
2030-02-01 | 5 | -16.4428 | 1214.9055 | -50.5012 | -385.6226 | 0.98562 | -1393.1827 | -9423.6904 | 2934.5452 | 1893.9393 | -129.9865 | 3620.3801 | -194.9373 | 1939.9252 | -579.4119 | 767.0276 | -202.3747 | 64.1843 | 209.9994 | -72.8829 | -357.1718 | -410.8406 | -4143.4917 | -122.5549 | -62.1724 | 1354.7323 | -1780.8362 | 650.2784 | -715.8005 | -120.4944 | 548.0853 | 1655.0728 | 4.3403 | -592.0228 | 262.6026 | 0.63156 | -302.7936 | -349.6834 | -98.7097 | 587.0515 | 1.0006 | -2427.8601 | -410.2892 | 2583.509 | 1443.7969 | 4387.4565 | 1.0007 | -278.6416 | 2474.0847 | -936.1167 | 554.8539 | -1834.5754 | -1831.9729 | 862.16 | 7123.9526 | 210.1043 | -68.4087 | 201.2324
2030-02-01 | 6 | -23.0857 | 1337.8331 | -59.2791 | -300.1005 | 769.873 | -1774.3613 | -12127.0527 | 4574.9893 | 734.0989 | -135.4277 | 3667.0881 | -194.9323 | 2063.5432 | -561.9931 | 871.5428 | 97.8263 | 49.8523 | 209.9994 | -109.3382 | -356.7716 | -479.6447 | -3464.0435 | -9.5297 | -62.9899 | 1697.9009 | -1818.3329 | 627.0344 | -784.0887 | -145.5733 | 858.4415 | 1611.5018 | 4.4026 | -686.3086 | 127.5806 | 0.78991 | -258.4644 | -1227.2087 | 1.0011 | 479.7387 | 1.0019 | -2446.6074 | -9.3278 | 3007.8477 | 1576.7119 | 4639.2026 | 1.0179 | -277.8829 | 1618.2272 | -2042.1426 | 720.7845 | -79.5344 | -3414.6714 | 526.8279 | 2085.8997 | 210.1042 | 38.9432 | 174.6353
2030-02-01 | 7 | -25.2072 | 1458.6949 | -64.6779 | -348.2401 | 923.0632 | -1939.9546 | -13242.1543 | 5048.2324 | -135.2369 | -116.4321 | 3707.1353 | -94.4802 | 2015.163 | -425.9113 | 1349.4897 | -457.3077 | 2.6066 | 209.9994 | -107.2299 | -558.6306 | -775.7988 | -3598.9023 | -19.8024 | -65.8963 | 1931.8995 | -2038.3164 | 975.9075 | -851.4061 | -152.0322 | 912.8716 | 2086.3875 | 0.98065 | -355.6172 | 54.5734 | 0.70072 | -269.2499 | -1401.7748 | -433.6842 | 6.3674 | 449.3865 | -2384.7854 | 14.9714 | 3264.5374 | 1503.579 | 4606.9985 | -289.6927 | -272.3078 | 1028.8658 | -3405.5366 | 659.0677 | 47.0578 | -3002.8801 | 799.5939 | 3431.8933 | 210.1043 | 41.2992 | 206.5549
2030-02-01 | 8 | -23.9595 | 1242.8179 | -70.6534 | -376.2756 | 732.7194 | -1924.0763 | -13507.9072 | 4515.8354 | -433.2133 | -180.8059 | 3723.7271 | 76.0358 | 1897.7784 | -320.8944 | 1493.5552 | -1393.079 | -268.0765 | 209.9994 | -112.4985 | -382.0396 | -1161.2052 | -3473.3354 | -16.9079 | -46.2106 | 1694.7043 | -1999.9753 | 809.0478 | -838.2651 | -138.8908 | 832.1157 | 2216.8967 | 2.019 | -404.2553 | -2.862 | 0.72378 | -795.3587 | -1901.4663 | -247.2942 | 261.8672 | 449.3141 | -2255.5239 | -35.0858 | 3203.7639 | 1504.5896 | 4745.6846 | -272.0727 | -272.2628 | 1195.3645 | -3130.7695 | 668.1574 | 55.5382 | -3323.6653 | 321.9307 | 4175.4966 | 210.1042 | 92.5694 | 241.3123
2030-02-01 | 9 | -41.2099 | 608.7838 | -74.5526 | -413.4427 | 119.236 | -1512.2915 | -12355.7383 | 3424.4666 | -487.6768 | -111.9089 | 3702.1255 | 11.3514 | 1972.8822 | 38.1339 | 1561.298 | -2072.8848 | -279.5932 | 209.9994 | -144.3972 | -207.0295 | -1066.8118 | -2299.7393 | 37.5902 | -33.0138 | 1391.3182 | -1937.2844 | 662.8372 | -720.1231 | -101.9824 | 861.5855 | 2118.0854 | 1861.5029 | -614.747 | 368.2972 | 0.77323 | -1152.5016 | -230.8301 | 1.003 | 549.1098 | 448.9668 | -2344.3792 | -8.6888 | 3408.6157 | 1434.4128 | 4997.0693 | -263.1865 | -411.2596 | 474.1985 | -4194.4917 | 901.9268 | 345.2693 | -2691.3494 | -360.9883 | 4642.5088 | 210.1042 | -23.3798 | 136.3912
2030-02-01 | 10 | -50.247 | 280.5173 | -75.5804 | -565.4821 | -155.2864 | -1199.6545 | -10689.2686 | 2433.0056 | -733.024 | -100.2518 | 3783.687 | 35.9776 | 1918.005 | 60.3644 | 1549.8799 | -2127.0667 | -247.4472 | 209.9994 | -131.2909 | -40.1704 | -925.3054 | -1833.0043 | 91.0901 | -35.8724 | 1318.7261 | -2014.9225 | 326.6526 | -640.0479 | -78.9961 | 854.3718 | 2028.3262 | 3093.9971 | -727.752 | 738.4898 | 0.76119 | -1188.1041 | 2224.7053 | -467.942 | 1.005 | 449.3947 | -2519.2109 | 79.3498 | 4045.7502 | 1397.9409 | 5052.9761 | -260.3213 | -806.2078 | 1018.3321 | -2996.9568 | 1003.7308 | 181.0883 | -2077.98 | -571.5636 | 5776.7388 | 210.1042 | -141.5172 | 110.5298
2030-02-01 | 11 | -73.2266 | -69.718 | -74.089 | -592.3355 | -566.0137 | -761.3428 | -9225.3193 | 1769.7812 | -2.6664 | -114.3497 | 3736.1946 | 3.2384 | 1950.6318 | -18.9132 | 1591.7184 | -1997.2068 | -5.8732 | 209.9994 | -178.748 | 79.6042 | -800.9706 | -1306.778 | 151.1488 | -35.3173 | 1778.6125 | -2165.9629 | 186.3548 | -525.6874 | -62.5007 | 916.2715 | 1999.6929 | 5761.6675 | -770.7679 | 1261.6575 | 0.75054 | -1178.5023 | 4992.7236 | -100.8451 | 0.99875 | 449.347 | -2549.2764 | 217.583 | 4350.0815 | 1389.2446 | 5081.5303 | -2.8218 | -1096.5106 | 471.4851 | -3446.2495 | 1099.1033 | 177.1339 | -2153.2957 | -550.3651 | 6765.8755 | 210.1042 | -175.374 | 81.1373
2030-02-01 | 12 | -63.3209 | 0.63603 | -57.5394 | -703.7483 | -709.3653 | -575.0045 | -8745.8838 | 1479.6497 | -125.4547 | -119.8508 | 3724.2314 | 1.1745 | 1977.3384 | -76.8068 | 1619.8077 | -1424.0446 | 53.5071 | 209.9994 | -276.7729 | 114.7659 | -732.8473 | -1126.6975 | 170.9426 | -17.3117 | 2621.0798 | -1998.542 | 45.2122 | -505.5214 | -57.4965 | 924.2848 | 1876.4623 | 6065.7588 | -952.6067 | 1282.3329 | 0.75611 | -1386.3654 | 6224.3154 | 1.0019 | 0.99864 | 449.351 | -2538.7275 | 290.0758 | 4325.9053 | 1359.7429 | 5083.2749 | -2.7587 | -961.3646 | 602.6164 | -3199.8127 | 1140.0139 | 114.2647 | -2110.4646 | -795.0114 | 7690.0679 | 210.1042 | -215.6179 | 113.8547
2030-02-01 | 13 | -69.4567 | -166.3225 | -57.9101 | -750.6166 | -742.2657 | -461.176 | -8336.4775 | 1428.8348 | -2.7814 | -144.296 | 3741.4614 | -8.7681 | 1841.0774 | -172.5753 | 1771.1575 | -1447.4003 | 139.3133 | 209.9994 | -256.8253 | 133.7568 | -635.6772 | -972.527 | 235.4614 | -31.0427 | 2488.9424 | -2055.0029 | 3.1342 | -481.9212 | -51.3933 | 1072.392 | 1858.3635 | 6866.1099 | -960.8992 | 1440.4083 | 0.73076 | -1274.2555 | 6918.4854 | -449.9478 | -2.1952 | 449.4607 | -2636.2703 | 470.8404 | 4310.1997 | 1350.285 | 5065.6177 | -3.6134 | -1091.2228 | 1863.0629 | -1703.9089 | 1178.6747 | 1465.8275 | -2416.0422 | -347.8009 | 10131.0762 | 210.1043 | -134.7881 | 148.741
2030-02-01 | 14 | -63.4959 | -362.6175 | -60.1412 | -695.5412 | -1359.0276 | -60.5399 | -5497.2583 | -4.269 | -2.969 | -168.1575 | 3779.1477 | -36.1243 | 1920.829 | -57.8348 | 1738.738 | -1270.7607 | 194.1012 | 209.9994 | -381.7373 | 244.4029 | -667.9388 | -873.1047 | 170.9048 | -5.505 | 3245.0112 | -2181.6274 | 9.709 | -348.3938 | -54.511 | 843.0896 | 1534.2205 | 6324.7964 | -1130.4874 | 1477.4243 | 1.6175 | -1474.9923 | 6603.2202 | -433.0532 | -4.7817 | 449.4662 | -2593.2051 | 289.6151 | 4307.9351 | 1322.6283 | 5074.3633 | -3.5574 | -1059.3185 | 1942.9222 | -1582.7512 | 1001.5995 | 1106.4491 | -1555.4913 | -74.2993 | 9766.8926 | 210.1042 | -149.1923 | 157.8913
2030-02-01 | 15 | -39.5879 | -607.9226 | -54.1898 | -552.9644 | -1706.2037 | 78.2967 | -4115.8022 | -666.3317 | -2.9501 | -182.9615 | 3638.0459 | -35.2348 | 1994.4165 | -242.2174 | 1801.9064 | -795.6938 | 98.6911 | 209.9994 | -433.1989 | 242.207 | -604.821 | -729.9305 | 145.2962 | 1.1477 | 3545.9133 | -1543.8502 | 193.7267 | -274.1116 | -49.8965 | 759.4537 | 1278.1487 | 3935.26 | -1310.6658 | 1060.4313 | 1.9923 | -1645.7769 | 5990.1733 | -446.1654 | -2.0921 | 449.4794 | -2567.4946 | 253.5197 | 4225.2368 | 1307.7701 | 5071.3745 | -3.5144 | -1278.0691 | 2268.2417 | -1334.6462 | 858.7192 | 706.3174 | -1197.2463 | -0.40956 | 8494.873 | 210.1042 | -162.1975 | 177.1456
2030-02-01 | 16 | -35.2142 | -188.0651 | -56.5201 | -597.2197 | -1675.4886 | -238.2441 | -3785.3875 | -468.9408 | -2.9134 | -144.6646 | 3290.7739 | 42.136 | 2095.062 | -276.8619 | 1720.1438 | -256.0598 | 41.4949 | 209.9994 | -459.4052 | 225.5639 | -492.9286 | -378.2929 | 117.2309 | -2.5455 | 3701.2217 | -1674.5542 | 13.7841 | -380.6731 | -57.5921 | 721.2827 | 1354.6 | 2745.438 | -1222.6526 | 826.7913 | 2.241 | -1447.8795 | 6955.0879 | -489.4973 | -2.2024 | 449.4449 | -2574.7493 | 188.2439 | 4137.084 | 1288.1324 | 5059.5327 | -90.1199 | -1243.8608 | 2432.8137 | -1553.6143 | 745.9203 | 392.5553 | -1041.2339 | -1.89 | 8167.7427 | 210.1042 | -175.0204 | 105.8386
2030-02-01 | 17 | -43.0097 | 292.379 | -62.446 | -642.9924 | -1960.5103 | -435.7108 | -2647.8684 | -1158.7008 | -2.8583 | -166.1247 | 3195.7769 | 27.169 | 2045.8809 | -270.8297 | 1802.4364 | 66.0484 | 186.8987 | 209.9994 | -512.8634 | 235.2359 | -855.7551 | 248.9836 | 39.0478 | -3.9334 | 3954.073 | -2032.3638 | -21.3246 | -463.5134 | -71.4384 | 503.3453 | 1970.4329 | 3182.9827 | -862.5005 | 906.1827 | 5.3002 | -991.5925 | 8439.9961 | -476.6628 | -1.9932 | 449.4044 | -2081.5847 | 34.9391 | 4097.686 | 1297.7325 | 5064.9355 | -178.1813 | -1091.4895 | 2706.884 | -1613.4701 | 688.3538 | 0.98502 | -629.0085 | 0.98612 | 8398.3076 | 210.1043 | -205.4309 | -47.3916
2030-02-01 | 18 | -40.4844 | 275.0522 | -65.4497 | -607.7958 | -1907.0105 | -429.375 | -2158.6433 | -852.2359 | 0.99769 | -152.1535 | 3069.7563 | 52.6585 | 2115.8645 | -207.6455 | 1847.2177 | -255.7473 | 151.4924 | 209.9994 | -504.7637 | 260.7644 | -859.5275 | -185.402 | 50.4023 | -67.5194 | 3953.8625 | -1962.2998 | -487.3947 | -443.3527 | -73.8556 | 552.6847 | 769.9751 | 2847.9207 | -1115.9091 | 891.2493 | 4.5818 | -292.7831 | 7988.6812 | -433.2642 | -184.3781 | 449.5245 | -2266.8118 | 56.064 | 4573.6646 | 1298.2168 | 5079.8062 | -3.3402 | -1332.0966 | 2777.0891 | -1923.9175 | 694.7701 | -13.6028 | -435.4264 | -3.5205 | 7166.5264 | 210.1042 | -265.2675 | -97.1383
2030-02-01 | 19 | -41.4907 | 286.3116 | -71.4397 | -606.2587 | -1742.0422 | -550.5298 | -2952.9106 | -541.0983 | -2.9036 | -181.8618 | 2636.1355 | 33.2525 | 1997.7832 | -124.422 | 2092.6501 | -357.4887 | 136.0554 | 209.9994 | -675.8912 | 331.8555 | -1153.8245 | -659.384 | 54.3103 | -46.5967 | 4532.0269 | -2024.8878 | -1018.3886 | -470.1742 | -74.3622 | 565.8506 | 953.348 | 2644.896 | -1113.5206 | 916.1282 | 4.0319 | -407.6054 | 7501.7466 | -547.7771 | -442.4828 | 449.775 | -2303.3811 | -4.6782 | 4909.8467 | 1314.059 | 5063.9829 | 15.5415 | -1602.424 | 2755.7583 | -2138.8875 | 979.0662 | 659.9357 | -675.545 | -1021.6253 | 7708.3516 | 210.1042 | -304.2932 | -48.2947
2030-02-01 | 20 | -45.9375 | 241.5496 | -77.6935 | -612.6399 | -1810.017 | -550.4327 | -2917.1025 | -762.7153 | 0.99832 | -184.4797 | 2623.8315 | 62.6729 | 1739.871 | -84.9589 | 2211.7458 | -499.4374 | 147.2625 | 209.9994 | -690.4521 | 524.1255 | -1296.3802 | -349.1884 | 58.9485 | -58.5998 | 4543.2422 | -2101.6367 | -1845.8547 | -466.5238 | -70.28 | 508.8004 | 779.1124 | 2865.5569 | -1216.0188 | 1014.6588 | 4.5917 | 115.0051 | 7365.1357 | -395.4196 | -411.4118 | 449.9953 | -2138.3835 | -13.2262 | 4829.1416 | 1294.4357 | 5062.8398 | 2.5043 | -1287.6433 | 2918.1057 | -1806.627 | 1113.0955 | 703.3533 | -549.8946 | -1354.4753 | 8138.0376 | 210.1042 | -314.5773 | -46.9528
2030-02-01 | 21 | -35.1444 | 364.896 | -74.3516 | -543.4163 | -1879.6733 | -631.504 | -2870.6599 | -1422.0786 | 0.99826 | -163.65 | 2769.5625 | 99.3033 | 1208.7181 | -116.6113 | 2044.5972 | -73.5099 | 52.9919 | 209.9994 | -709.2457 | 701.8385 | -1352.7488 | -170.5452 | 47.8008 | -65.0581 | 4562.3647 | -1886.0852 | -2836.6892 | -460.6488 | -72.2626 | 401.2368 | 319.7133 | 1448.9553 | -1526.787 | 848.1353 | 4.7908 | 550.2805 | 6302.5903 | -85.5087 | -141.9804 | 450.3349 | -2157.4629 | -20.6973 | 4631.8867 | 1401.6622 | 5052.1475 | 101.907 | -800.0562 | 3015.8713 | -1098.7866 | 1218.6945 | 543.6025 | -698.0174 | -1714.5422 | 6872.6367 | 210.1042 | -380.1667 | -131.9916
2030-02-01 | 22 | -38.6469 | 609.7131 | -76.3018 | -587.9847 | -1901.1466 | -817.2169 | -3273.8069 | -950.2996 | 0.99793 | -169.8638 | 3402.8142 | 56.6511 | 1682.9265 | -159.4025 | 1955.1206 | 21.7265 | 119.415 | 209.9994 | -678.4125 | 632.6353 | -1418.9644 | -321.6602 | 32.9946 | -70.8564 | 4480.5342 | -2094.9312 | -2744.1086 | -546.5552 | -80.0475 | 392.437 | 592.5797 | 1627.4509 | -1191.9745 | 810.6798 | 6.7464 | 883.5829 | 7455.1245 | -256.1589 | 0.99739 | 449.5266 | -2135.8462 | -20.8628 | 4320.3252 | 1244.6404 | 5041.7256 | 1.0078 | -889.6519 | 3292.949 | -917.7456 | 1374.2115 | 1011.41 | -748.3231 | -1238.8344 | 7557.4351 | 210.1042 | -352.1762 | -138.2712
2030-02-01 | 23 | -36.797 | 605.9814 | -75.8803 | -591.1122 | -1924.1517 | -837.9056 | -3194.7644 | -920.0377 | 66.089 | -170.0141 | 3319.2322 | 9.3086 | 1825.9388 | -245.1877 | 1727.4547 | 302.025 | 87.6774 | 209.9994 | -655.0334 | 775.2452 | -1317.0751 | -1071.1876 | 77.0612 | -71.6388 | 4363.5781 | -1998.2277 | -2969.1111 | -552.4841 | -79.7817 | 425.5895 | 407.7426 | 1252.3154 | -1310.8531 | 715.1458 | 5.9521 | 752.7424 | 7496.4131 | -491.4817 | 84.3585 | 449.5185 | -2331.0142 | 221.8125 | 3910.1899 | 1251.7729 | 5028.3945 | -208.447 | -669.4845 | 3036.7166 | -766.1811 | 1232.6571 | 935.1625 | -1145.1323 | -620.5972 | 7757.1162 | 210.1042 | -277.7791 | -155.8513
2030-02-01 | 24 | -52.6269 | 167.5754 | -78.1689 | -664.7791 | -1945.5859 | -568.4412 | -3233.2832 | -1184.9524 | 0.99816 | -121.6904 | 3077.5898 | -1.0503 | 1477.8162 | -351.4673 | 1419.8728 | 111.4524 | 180.7666 | 209.9994 | -624.4717 | 782.6555 | -943.5892 | -1542.0908 | 127.6829 | -9.7357 | 4161.3594 | -2120.1135 | -3311.2014 | -486.7339 | -63.492 | 574.7147 | 998.6088 | 2827.5056 | -1391.1805 | 1076.2637 | 3.621 | -192.1662 | 8984.7178 | -753.2496 | 1.0001 | 25.5448 | -2757.8481 | 309.7277 | 3309.0044 | 1248.3385 | 4555.5083 | -293.7232 | -1074.7927 | 2882.0234 | -721.479 | 1204.7308 | 960.3951 | -1183.5386 | -470.2158 | 8815.4258 | 210.1042 | -237.0739 | -1.6869
2030-02-02 | 1 | -50.7923 | 234.8732 | -74.1359 | -645.0432 | -1961.7916 | -588.6575 | -3974.4875 | -1159.9597 | 21.8389 | -159.0018 | 3914.291 | -76.1734 | 1812.443 | -313.2632 | 1502.735 | -426.6674 | 180.4146 | 209.9994 | -602.2914 | 742.2679 | -931.0976 | -2950.0022 | 80.3131 | 7.0142 | 3850.7754 | -2167.4946 | -3400.04 | -490.6704 | -64.6717 | 489.2343 | 1051.4458 | 3304.6323 | -1319.2684 | 995.672 | 2.2998 | -291.7527 | 7443.9614 | -662.9714 | 0.99669 | 0.99843 | -2684.822 | 187.2415 | 3280.3228 | 1272.9111 | 4601.4868 | -303.2888 | -575.7926 | 2795.8701 | -496.8137 | 961.7033 | 41.1809 | -698.804 | -447.8656 | 7546.6626 | 210.1042 | -258.4789 | 147.8168
2030-02-02 | 2 | -47.4558 | 57.7975 | -70.9332 | -585.0285 | -1952.8972 | -469.6617 | -3284.5073 | -1107.2725 | 1080.5961 | -134.4714 | 3902.9534 | -35.5845 | 1994.4779 | -305.4568 | 1465.397 | -732.7527 | 151.9786 | 209.9994 | -576.673 | 901.9844 | -995.4813 | -4229.9897 | 26.9567 | 21.6646 | 3586.8616 | -2016.1641 | -3491.8315 | -436.0638 | -60.2779 | 334.2939 | 982.2214 | 3326.8269 | -1445.5306 | 967.2159 | 1.3608 | -557.211 | 5814.3818 | -264.4204 | 1.0009 | 0.99898 | -2611.9556 | -78.3279 | 3456.927 | 1363.0496 | 4511.3945 | -2.919 | -276.5537 | 2938.0212 | -32.9293 | 1118.8348 | -326.3061 | -340.4635 | -449.966 | 7678.0635 | 210.1042 | -302.2701 | 189.2253
2030-02-02 | 3 | -56.2813 | -34.6026 | -71.4058 | -601.8932 | -1788.1473 | -420.2376 | -4082.8271 | -552.2322 | 1787.2961 | -129.4602 | 3815.157 | -63.408 | 2104.8291 | -354.2351 | 1347.8364 | -649.33 | 243.5972 | 209.9994 | -524.2236 | 653.7366 | -861.9218 | -4410.8496 | -19.3277 | 4.8963 | 3423.8228 | -2114.4583 | -3091.4097 | -454.2456 | -68.9352 | 378.431 | 1352.3999 | 4422.9351 | -1071.2174 | 1173.9757 | 0.97871 | -115.1126 | 6108.0977 | -487.6064 | 0.99903 | -1.0781 | -2491.0869 | -236.511 | 3358.6714 | 1422.2778 | 4451.1602 | -2.9466 | -276.9368 | 2954.3713 | 106.2751 | 888.6842 | -1367.4618 | -449.6299 | 9.6376 | 8627.5254 | 210.1042 | -284.9204 | 164.9299
2030-02-02 | 4 | -61.716 | 241.6434 | -71.5126 | -619.5183 | -1697.7959 | -529.9271 | -4528.1812 | -429.5792 | 2121.3577 | -153.3613 | 3724.1091 | -166.9219 | 2063.3501 | -418.0271 | 1238.6377 | -384.0739 | 355.4072 | 209.9994 | -545.8947 | 858.8721 | -1018.7727 | -4540.4897 | -3.055 | 11.7184 | 3478.4539 | -2273.0835 | -3398.5215 | -488.4241 | -79.4991 | 295.7508 | 1371.9652 | 4921.8672 | -1173.8401 | 1319.5387 | 0.66164 | -41.1303 | 5887.1431 | 1.0003 | 168.3425 | 1.001 | -2559.0266 | -79.8231 | 2985.8306 | 1483.6936 | 4257.9692 | -3.1679 | -277.986 | 2550.9543 | -75.5633 | 865.1678 | -705.455 | -773.3021 | 784.9743 | 8636.3945 | 210.1042 | -159.2307 | 154.5088
2030-02-02 | 5 | -58.7469 | 743.2729 | -68.2672 | -679.7685 | -1462.5735 | -875.4145 | -5394.3027 | 53.618 | 2114.1846 | -152.0874 | 3735.8147 | -194.9997 | 2044.2932 | -453.9906 | 1203.7227 | -295.268 | 338.3455 | 209.9994 | -376.5057 | 769.7641 | -1060.6354 | -5105.9907 | -33.8619 | -4.5345 | 2378.8267 | -2306.251 | -3186.3867 | -608.7101 | -93.7981 | 294.058 | 1599.1523 | 4603.4609 | -1006.623 | 1154.6184 | 0.63484 | 156.6999 | 5738.4839 | 59.1254 | 279.8781 | 94.459 | -2604.7866 | -143.9868 | 2748.6487 | 1403.4347 | 4135.811 | -2.9889 | -278.1229 | 2526.2458 | -136.9934 | 851.8706 | -455.9538 | -1044.5844 | 918.7797 | 7852.1953 | 210.1042 | -124.9011 | 161.8133
2030-02-02 | 6 | -72.9473 | 617.019 | -74.686 | -633.953 | -1324.9788 | -921.3425 | -5812.1084 | 288.7531 | 1717.6311 | -283.5705 | 3808.2175 | -104.5094 | 2049.2368 | -509.487 | 964.3369 | -241.8307 | 345.3782 | 209.9994 | -289.3394 | 703.9023 | -1150.0463 | -5418.5967 | 1.0006 | -14.6975 | 1884.354 | -2513.0063 | -2968.5251 | -615.4506 | -90.9124 | 415.5822 | 1792.8958 | 5054.6396 | -779.2385 | 1321.434 | 0.62158 | 202.4069 | 6907.4375 | 70.3429 | 414.4977 | 1.0028 | -2591.7869 | -29.2298 | 2830.8701 | 1452.3719 | 4324.499 | -3.0172 | -278.0249 | 2544.6318 | -147.1117 | 919.8992 | -196.985 | -1141.5504 | 815.8692 | 8075.0024 | 210.1042 | -118.7793 | 164.9944
2030-02-02 | 7 | -82.1719 | -20.0806 | -85.1673 | -736.238 | -1774.502 | -438.6578 | -4573.4165 | -171.9583 | 1024.8088 | -301.9048 | 3805.1819 | -25.6021 | 2094.2971 | -491.7008 | 1030.4187 | -332.3355 | 365.4447 | 209.9994 | -395.3803 | 619.3742 | -1302.8856 | -6050.9082 | 33.6998 | -8.0201 | 2144.2651 | -2906.7693 | -2959.6091 | -495.2493 | -72.0027 | 525.2965 | 1960.8048 | 6664.5483 | -745.202 | 1670.1987 | 0.49631 | 384.1775 | 9125.9307 | -515.2584 | 1.0027 | 1 | -2700.0989 | -74.9665 | 3565.6726 | 1459.9833 | 4593.3896 | -2.8553 | -276.1182 | 2731.928 | -156.7187 | 1304.2617 | -85.7857 | -613.5211 | -370.9232 | 8579.0781 | 210.1042 | -285.2669 | 157.9967
2030-02-02 | 8 | -87.7797 | -291.381 | -90.7834 | -703.8348 | -1881.3361 | -315.3376 | -4050.707 | -826.9955 | 372.3856 | -187.8319 | 3889.9661 | -164.3589 | 2003.1266 | -360.2213 | 1555.3029 | -411.542 | 295.2335 | 209.9994 | -378.1645 | 520.4276 | -1396.6792 | -6160.5332 | 83.5571 | -9.1555 | 1965.5774 | -2874.7341 | -2840.135 | -450.9514 | -62.9134 | 603.1849 | 2370.2649 | 6851.8379 | -644.8207 | 1816.3458 | 0.57005 | 552.6445 | 10303.1504 | -383.5801 | 362.146 | 0.99897 | -2832.1389 | -0.25805 | 3739.1655 | 1611.8517 | 4898.5684 | 148.6826 | -278.8392 | 2843.573 | 73.4447 | 1417.2662 | 299.3818 | -737.884 | -519.0186 | 9554.4463 | 210.1042 | -278.4875 | 112.629
2030-02-02 | 9 | -88.9596 | -82.7434 | -94.1942 | -745.7596 | -1839.4133 | -566.9844 | -5092.3442 | -594.8582 | -3.0399 | -351.199 | 3853.8188 | -17.461 | 1983.4185 | -451.7755 | 1160.7759 | -118.188 | 193.8227 | 209.9994 | -403.4456 | 381.4444 | -1450.8431 | -6292.8066 | 61.055 | -9.3671 | 2008.8165 | -2861.77 | -2358.9248 | -534.4351 | -66.5283 | 618.8785 | 2265.9702 | 6006.4722 | -491.7468 | 1547.6754 | 0.46781 | 256.6626 | 10397.4521 | -593.7087 | 0.99977 | 344.729 | -2845.7305 | -142.1797 | 4136.2832 | 1443.0557 | 4979.3745 | -1.0328 | -272.3624 | 2655.3132 | -587.6711 | 1320.7954 | -59.6045 | -762.1527 | -842.9083 | 10253.2109 | 210.1042 | -264.0775 | 42.2779
2030-02-02 | 10 | -83.6259 | -18.9101 | -94.5964 | -774.886 | -1741.5284 | -632.8329 | -6643.0845 | -118.096 | -3.0036 | -341.988 | 3901.2644 | -9.8977 | 1836.037 | -350.2409 | 1534.2937 | -206.6379 | 181.1287 | 209.9994 | -406.0311 | 476.6836 | -1639.0131 | -6339.626 | 65.3074 | -0.53874 | 2063.9675 | -2842.2295 | -2377.6418 | -570.1739 | -68.5563 | 576.7205 | 2455.4907 | 4692.4468 | -510.7896 | 1351.6294 | 0.5046 | 112.3871 | 9701.167 | -740.3765 | -172.0577 | 399.0865 | -2608.0132 | -126.6276 | 4103.5942 | 1388.3793 | 5000.4404 | -288.319 | -325.7245 | 2369.1743 | -904.4219 | 1207.1072 | 397.0619 | -634.5012 | -610.574 | 9906.915 | 210.1042 | -174.3701 | -15.6225
2030-02-02 | 11 | -74.8017 | 117.0694 | -93.1341 | -787.149 | -1051.6438 | -882.0087 | -9024.1602 | 1317.6774 | -412.0466 | -294.6751 | 3874.8416 | -137.0361 | 1691.1768 | -284.0061 | 1827.8137 | -50.6727 | 115.804 | 209.9994 | -326.5131 | 116.4414 | -1624.8451 | -6297.5249 | 73.9384 | -30.9754 | 1665.6104 | -3021.6318 | -1784.3409 | -673.8112 | -76.2072 | 823.9003 | 2547.5286 | 4009.8181 | -100.3736 | 1088.9368 | 0.60647 | 759.5619 | 9135.0557 | -721.3679 | -154.7196 | 449.5168 | -2121.4412 | -126.5839 | 4177.689 | 1369.1173 | 5004.4199 | -215.6232 | -559.7663 | 2054.2634 | -1188.1948 | 1003.5335 | 1077.9713 | -1411.2549 | -90.2156 | 11346.6348 | 210.1042 | -42.8822 | -35.6253
2030-02-02 | 12 | -67.8055 | -15.2707 | -92.8463 | -798.9612 | -1052.7688 | -944.2663 | -8837.5869 | 1433.9438 | -64.9252 | -254.4402 | 3862.3901 | -157.4353 | 1684.6548 | -253.0003 | 1980.936 | -87.6261 | 5.4568 | 209.9994 | -333.1169 | 94.5074 | -1633.0558 | -6361.1318 | 55.8729 | -29.01 | 1599.9302 | -3101.1018 | -1637.4359 | -692.0702 | -75.6284 | 770.5771 | 2474.2639 | 2834.5015 | -118.641 | 885.0121 | 0.63782 | 895.2229 | 8513.0498 | -739.8845 | -333.0658 | 449.6293 | -2152.6692 | -207.0732 | 4279.5518 | 1382.7725 | 5006.123 | -284.8327 | -683.1398 | 1668.9886 | -1547.6057 | 986.9565 | 726.6061 | -1190.4349 | -1.1276 | 12649.584 | 210.1042 | -62.0019 | -55.6281
2030-02-02 | 13 | -52.6318 | 1.0058 | -82.6989 | -776.0381 | -1182.9965 | -725.6628 | -7278.041 | 536.3207 | -2.9277 | -232.8373 | 3850.8223 | -160.6154 | 1381.7869 | -201.0198 | 2134.2158 | 410.3421 | -81.2048 | 209.9994 | -298.6714 | 160.9352 | -1619.8016 | -5898.7983 | 3.4637 | -39.1298 | 1360.1414 | -2619.2024 | -1637.3008 | -624.7747 | -82.6566 | 603.1725 | 2080.0811 | 2052.8801 | -363.8699 | 757.0409 | 0.65606 | 878.7679 | 7846.9536 | -594.5919 | -176.2824 | 449.3193 | -2146.4041 | -389.561 | 4236.7622 | 1430.7853 | 5006.2974 | -110.5365 | -784.3943 | 1884.3289 | -977.1235 | 959.3937 | -15.6877 | -543.933 | 0.98699 | 12761.3672 | 210.1042 | -130.2128 | -73.5078
2030-02-02 | 14 | -49.904 | 358.3974 | -81.2682 | -800.1189 | -708.7342 | -1142.653 | -9155.6396 | 1955.1351 | -150.8396 | -227.4187 | 3848.8352 | -187.013 | 1410.7668 | -246.6762 | 1962.4482 | 581.6234 | -126.8578 | 209.9994 | -266.361 | -104.0877 | -1335.8302 | -5519.1079 | 9.5485 | -36.6425 | 1201.3966 | -2899.1248 | -958.4788 | -750.3854 | -88.553 | 771.65 | 2485.4998 | 1686.9146 | -36.5564 | 528.4374 | 0.6752 | 707.3115 | 6691.9585 | -463.9947 | -47.8954 | 449.6326 | -2300.447 | -394.2031 | 4287.6704 | 1496.6422 | 5034.7773 | 97.9559 | -667.791 | 2182.0486 | -999.0748 | 962.6584 | -83.1302 | -934.7487 | -69.2257 | 13354.0156 | 210.1042 | -145.4093 | -49.7386
2030-02-02 | 15 | -60.2407 | 463.5587 | -81.1378 | -655.0416 | -442.7035 | -1273.1997 | -9669.8613 | 2529.8955 | -2.9184 | -223.2465 | 3853.1445 | -195.0025 | 1385.8646 | -293.3646 | 1797.8805 | 185.8387 | 33.0653 | 209.9994 | -257.2763 | -157.9729 | -1260.9205 | -5410.7539 | 17.3759 | -46.5949 | 1196.9071 | -3034.1028 | -796.644 | -753.502 | -95.9578 | 826.7911 | 2480.9265 | 2128.0642 | -27.353 | 645.1545 | 0.6423 | 893.4545 | 4300.6631 | -429.1035 | -2.2095 | 449.621 | -2333.093 | -318.3647 | 4286.6475 | 1455.3805 | 5035.0874 | 88.3029 | -686.1221 | 1918.0068 | -1646.1656 | 965.341 | 1.008 | -1325.2264 | -29.0521 | 13230.1436 | 210.1042 | -118.402 | 17.361
2030-02-02 | 16 | -59.5334 | 392.3008 | -80.5596 | -697.094 | -532.5593 | -1219.6874 | -8957.6113 | 2309.6433 | -2.9426 | -283.3384 | 3771.2712 | -35.9346 | 1509.7905 | -317.5229 | 1668.1426 | 211.6328 | 35.7633 | 209.9994 | -253.1084 | -192.8799 | -1233.366 | -5668.4082 | 11.925 | -56.7628 | 1163.9724 | -3015.8103 | -703.0339 | -748.9263 | -91.7018 | 836.6254 | 2446.8777 | 1967.3396 | 4.399 | 713.2946 | 0.53689 | 1059.2197 | 5756.0654 | -419.2018 | -2.0792 | 449.4062 | -2426.8 | -358.8312 | 4136.2559 | 1385.2214 | 5008.7397 | -61.2143 | -822.0536 | 1804.5562 | -2116.8389 | 990.8699 | -228.5265 | -1277.9474 | -42.8868 | 14813.4512 | 210.1042 | -129.3943 | 24.8787
2030-02-02 | 17 | -58.9841 | 371.4619 | -83.1128 | -812.8757 | -637.6551 | -1139.0585 | -8293.4814 | 2099.4829 | -3.0035 | -126.2034 | 3858.5483 | 54.6923 | 723.5825 | -260.5576 | 1896.9686 | 361.4703 | 44.7559 | 209.9994 | -267.31 | -129.6363 | -1413.8214 | -6389.9214 | 18.5852 | -62.3593 | 1116.47 | -3088.6345 | -1105.7374 | -750.3199 | -88.5163 | 813.6248 | 2625.574 | 2296.7278 | -15.5331 | 768.6861 | 0.61262 | 1219.4077 | 7374.853 | 481.1623 | 37.5708 | 449.2589 | -2509.6094 | -341.3823 | 4026.4431 | 1339.2377 | 5031.7314 | -233.5378 | -866.1414 | 4342.6748 | 171.7502 | 1136.1145 | -84.6093 | -1133.788 | -320.0074 | 15868.8545 | 210.1042 | -153.4106 | -9.2008
2030-02-02 | 18 | -57.0283 | 346.129 | -84.4419 | -780.7474 | -1008.1424 | -894.2079 | -6299.7065 | 708.6495 | 0.99777 | -155.6428 | 3823.7856 | -1.3317 | 1766.0354 | -183.5722 | 2016.4586 | 212.9856 | 103.6338 | 209.9994 | -259.1371 | 121.8381 | -1730.691 | -6580.1387 | -58.4446 | -70.81 | 1222.679 | -2625.926 | -2296.2205 | -649.67 | -98.3497 | 540.6382 | 1632.9586 | 2336.0942 | -316.4599 | 877.2999 | 1.7251 | 1865.1199 | 7048.1895 | -30.2772 | 1.0007 | 449.4069 | -2157.3901 | -419.7106 | 4113.9849 | 1342.9559 | 5043.0137 | -271.4244 | -513.0209 | 2318.2693 | -2080.116 | 937.0422 | -128.3562 | -777.8057 | 0.98495 | 14499.3965 | 210.1042 | -89.8199 | 58.5524
2030-02-02 | 19 | -43.6632 | 699.4215 | -81.5179 | -683.1996 | -1532.835 | -1139.8363 | -5592.2124 | -2.8828 | -2.8652 | -186.1901 | 3832.4727 | 6.9395 | 1303.202 | -162.9387 | 2155.2004 | 1687.7728 | 508.6861 | 209.9994 | -562.6543 | -87.4109 | -1718.3162 | -6296.1064 | -138.1374 | -78.6986 | 2727.1765 | -2580.2749 | -2111.1763 | -693.1498 | -101.3612 | 428.8495 | 1513.1678 | 1285.4285 | -225.2062 | 549.1123 | 2.5527 | 2487.5884 | 5866.687 | -289.9406 | -94.7435 | -3.5391 | -1928.9716 | -805.0268 | 4470.3428 | 1317.2294 | 5017.3286 | -3.0551 | -614.0887 | 2934.4878 | -483.4042 | 846.388 | -307.7304 | -53.0185 | -341.2608 | 14549.127 | 210.1042 | -170.8564 | 149.8968
2030-02-02 | 20 | -37.3544 | 802.0077 | -81.4281 | -694.4464 | -1720.88 | -1176.807 | -5204.6821 | -336.0764 | -2.84 | -228.1371 | 3865.5356 | 74.0567 | 1070.472 | -150.6318 | 2148.2637 | 1728.923 | 405.1437 | 209.9994 | -630.5709 | -89.5982 | -1782.2349 | -5998.3447 | -181.7832 | -90.7067 | 3058.283 | -2425.5017 | -2058.7065 | -695.9758 | -105.0377 | 318.1993 | 1269.4688 | 635.4509 | -171.251 | 388.6812 | 4.1151 | 2966.8281 | 5860.564 | -40.1426 | -171.9089 | 450.3256 | -1837.2212 | -961.5215 | 4541.4155 | 1307.4077 | 5033.0703 | 1.0084 | -277.1819 | 3255.052 | 280.9483 | 768.0335 | -644.8431 | -192.0842 | -1.5007 | 14756.4756 | 0.10423 | -173.0003 | 79.7151
2030-02-02 | 21 | -40.8103 | 628.6934 | -84.9394 | -745.6595 | -1617.6687 | -1233.9155 | -6173.0278 | -2.8859 | -2.8712 | -178.7216 | 3867.5283 | 42.2245 | 846.239 | -154.2381 | 2143.8057 | 1749.3224 | 329.6637 | 209.9994 | -570.3754 | 69.1328 | -1670.5105 | -6066.1641 | -60.4887 | -73.6104 | 2872.0229 | -2464.5391 | -2366.1353 | -725.2529 | -88.0205 | 540.1765 | 1349.3126 | 675.3743 | -297.1193 | 441.155 | 2.7027 | 2321.3804 | 6719.9092 | -4.4068 | -97.1038 | 450.1553 | -2069.6475 | -614.5276 | 4401.376 | 1361.1842 | 5033.248 | 1.0034 | -276.8775 | 3461.8792 | -58.9055 | 1118.8431 | -32.6346 | -52.7881 | -676.1818 | 16548.1406 | 210.1042 | -209.5121 | 145.7969
2030-02-02 | 22 | -37.4087 | 579.3099 | -83.598 | -825.6555 | -1385.8679 | -1153.4376 | -6722.2686 | 47.7866 | -2.9407 | -133.1255 | 3855.4202 | 94.8219 | 1361.9169 | -211.6828 | 1962.1626 | 721.3857 | -247.4125 | 209.9994 | -315.6533 | 306.4488 | -1691.5664 | -6580.0767 | -9.4993 | -71.3515 | 1618.1687 | -2241.4866 | -2780.3411 | -715.7651 | -87.9664 | 584.6793 | 1507.9425 | 588.5439 | -636.9865 | 380.4502 | 0.72927 | 1333.6852 | 6927.2329 | -293.415 | 132.7497 | 0.99965 | -2273.011 | -343.545 | 3626.844 | 1330.2721 | 4592.3208 | -3.0567 | -428.9266 | 2716.2834 | -747.822 | 1039.1121 | 62.2839 | -718.3851 | 1.0039 | 16699.3418 | 210.1042 | -66.5828 | 244.4055
2030-02-02 | 23 | -48.282 | 373.3195 | -86.6351 | -807.361 | -1319.8009 | -1052.0709 | -6827.1206 | 105.9925 | 0.99905 | -182.7262 | 3824.2153 | -10.62 | 695.0349 | -234.2527 | 1945.2404 | 466.6324 | -191.8871 | 209.9994 | -292.819 | 379.0839 | -1437.6792 | -6644.7388 | 1.0009 | -70.4688 | 1302.4103 | -2343.9014 | -2943.1292 | -684.7955 | -79.4815 | 583.1123 | 1450.4635 | 1372.7822 | -731.1447 | 662.276 | 0.62529 | 1195.074 | 7795.6489 | 10.4068 | 329.5412 | 449.9184 | -2688.9272 | -364.558 | 3687.5469 | 1472.1991 | 4874.3931 | 1.0128 | -278.0292 | 2854.8484 | -169.2073 | 1158.2721 | 266.9741 | -682.2551 | -0.8782 | 16710.2578 | 210.1042 | -72.491 | 427.034
2030-02-02 | 24 | -52.4957 | -18.3895 | -82.4954 | -760.019 | -1682.448 | -592.7103 | -5356.4287 | -675.2845 | 0.99756 | -192.0934 | 3813.3787 | -69.6574 | 1420.9164 | -266.2879 | 1845.4528 | 351.4538 | -60.2459 | 209.9994 | -380.6315 | 834.276 | -1528.3374 | -5323.2783 | 68.9391 | 31.642 | 1802.0388 | -2046.1575 | -2712.6731 | -545.137 | -64.3948 | 513.3014 | 1619.4298 | 2495.8953 | -1062.7437 | 940.5526 | 0.81892 | -622.5597 | 8332.6689 | -412.6517 | 1.001 | 449.6616 | -2768.7878 | -120.219 | 3591.7688 | 1362.1725 | 4951.0898 | -296.3332 | -272.3435 | 2672.8359 | -420.3027 | 1442.8071 | 479.2238 | -290.1899 | -452.1835 | 14246 | 210.1042 | -187.2364 | 294.6447
2030-02-03 | 1 | -57.5017 | -487.8068 | -80.8401 | -718.8635 | -1759.6346 | -193.1164 | -4060.1638 | -1193.4758 | 635.9223 | -145.1196 | 3824.7893 | -11.4723 | 1787.8804 | -306.1343 | 1694.6229 | 297.9425 | 2.1846 | 209.9994 | -391.9748 | 754.6144 | -1161.7111 | -4676.2568 | 44.6547 | 27.9793 | 2020.1576 | -1800.4386 | -3116.9033 | -410.7012 | -50.4899 | 458.2064 | 1343.9076 | 3317.3586 | -1344.9054 | 1242.5875 | 0.76291 | -676.5087 | 9190.4502 | -190.159 | 393.4044 | 0.99886 | -3077.9075 | 36.5305 | 3714.2004 | 1468.9355 | 4956.002 | -3.4108 | -276.5556 | 2854.5027 | 168.6415 | 1504.381 | 150.4195 | -581.5451 | -727.807 | 12490.1445 | 210.1043 | -239.9489 | 254.0223
2030-02-03 | 2 | -67.886 | 138.8824 | -83.0744 | -785.5336 | -721.8677 | -835.9919 | -7410.3618 | 908.4437 | 262.569 | -134.1826 | 3802 | -55.1738 | 2021.6295 | -417.724 | 1369.458 | 383.0106 | 42.8881 | 209.9994 | -464.188 | 498.9182 | -960.1791 | -4783.0317 | 92.0468 | 1.2394 | 2726.97 | -2383.752 | -2853.5085 | -612.0963 | -61.3676 | 712.4933 | 1735.298 | 3206.1372 | -895.6025 | 1125.2339 | 0.66666 | 63.8471 | 9240.1221 | -3.2298 | 618.348 | 1.0345 | -3036.0364 | 151.484 | 3519.1882 | 1610.9062 | 4808.9302 | 123.712 | -278.8148 | 2925.2693 | 476.8051 | 1534.116 | 602.48 | -1685.2478 | -844.7229 | 11764.3047 | 210.1042 | -224.1603 | 196.8427
2030-02-03 | 3 | -71.9541 | 90.4778 | -86.3528 | -678.2034 | -709.5755 | -1071.7303 | -7510.1841 | 1028.5059 | 467.0246 | -157.2995 | 3747.6848 | -166.0677 | 1944.9772 | -483.5964 | 1172.3805 | 123.8836 | 105.487 | 209.9994 | -458.9595 | 360.9886 | -1005.9272 | -5589.9287 | 44.36 | -14.8406 | 2618.9587 | -2590.1621 | -2553.9128 | -683.687 | -67.853 | 656.7759 | 1902.9065 | 2241.7065 | -609.9507 | 1015.8374 | 0.64843 | 433.3172 | 8750.9238 | 170.5657 | 796.4162 | 1 | -2937.2783 | 133.4639 | 3326.9434 | 1722.2108 | 4557.6221 | 425.0955 | -280.3316 | 3070.0232 | 872.4372 | 1367.2013 | 191.1691 | -1318.411 | -417.0991 | 12314.4883 | 210.1042 | -232.8111 | 183.9262
2030-02-03 | 4 | -66.4791 | 234.8693 | -81.9163 | -790.0968 | -860.5592 | -887.6963 | -6978.9883 | 711.4235 | 398.1836 | -117.0662 | 3787.6428 | -77.8831 | 1925.0972 | -473.5774 | 1111.0968 | -58.0962 | 64.1256 | 209.9994 | -422.5363 | 359.5123 | -1078.486 | -5942.6411 | 18.3955 | -12.4226 | 2233.5544 | -2606.592 | -2566.6831 | -660.6454 | -70.4243 | 604.4747 | 1712.0366 | 2929.5686 | -590.4722 | 1057.5305 | 0.74644 | 345.4754 | 9796.9473 | 268.2185 | 891.4006 | 0.99799 | -2990.6299 | 28.1314 | 3246.9182 | 1708.1887 | 4629.9775 | 358.2992 | -279.9206 | 3133.3579 | 860.9913 | 1403.2451 | 615.2835 | -1147.8274 | -334.7876 | 11913.0498 | 210.1042 | -220.7782 | 224.556
2030-02-03 | 5 | -65.2688 | -208.2861 | -80.5179 | -729.0484 | -1274.7444 | -467.0745 | -5655.4116 | -4.6481 | 976.534 | -87.1609 | 3774.9771 | -34.4167 | 1953.8329 | -490.934 | 956.4587 | -411.178 | -3.1215 | 209.9994 | -418.4634 | 528.5932 | -1152.833 | -6006.5889 | 43.2468 | -7.8582 | 2013.8999 | -2491.7729 | -2830.6262 | -513.838 | -60.3088 | 569.179 | 1310.0569 | 3387.3381 | -809.7669 | 1267.3623 | 0.74261 | 201.6842 | 10041.2656 | 237.2553 | 866.1473 | 0.99953 | -3027.0171 | 112.5105 | 3209.1582 | 1725.6442 | 4534.9302 | 363.3154 | -280.0746 | 3140.9531 | 857.121 | 1482.6348 | 1290.9277 | -744.9246 | -130.9067 | 11803.0322 | 210.1042 | -217.2947 | 130.6517
2030-02-03 | 6 | -70.4838 | -210.5431 | -81.9561 | -747.8198 | -1277.22 | -489.1252 | -5713.396 | -4.5433 | 113.9661 | -98.5318 | 3791.2043 | -52.3844 | 1968.7632 | -444.5938 | 1044.6743 | -769.8755 | -44.0635 | 209.9994 | -432.8865 | 416.9495 | -1162.467 | -6054.2876 | 23.3083 | -5.0361 | 2267.5354 | -2691.4932 | -2582.3359 | -531.4073 | -60.9277 | 588.2444 | 1505.7439 | 3940.7026 | -624.2595 | 1333.6455 | 0.75421 | 273.2532 | 10619.1855 | 160.4486 | 757.1355 | 1.0003 | -3070.1514 | 53.1658 | 3153.0908 | 1757.5306 | 4444.6865 | 371.8361 | -280.179 | 3137.9512 | 636.2645 | 1351.2104 | 1424.4978 | -886.1775 | -267.4434 | 12388.0469 | 210.1042 | -146.3173 | 134.0269
2030-02-03 | 7 | -75.2559 | 79.9916 | -82.1787 | -777.583 | -923.638 | -759.0401 | -6869.4834 | 416.1089 | -2.9879 | -133.2774 | 3808.4966 | -67.2658 | 1984.7222 | -338.0868 | 1406.8765 | -908.1935 | -66.6732 | 209.9994 | -397.7563 | 343.9795 | -1303.5497 | -5808.9873 | 59.4673 | 2.8028 | 2110.7844 | -2731.2866 | -2197.5825 | -618.1388 | -64.585 | 680.7892 | 1924.7625 | 4114.1685 | -418.2688 | 1274.8634 | 0.80449 | 200.2425 | 10364.3613 | 5.2579 | 580.4171 | 1.0006 | -2806.5693 | 185.2796 | 3317.9626 | 1742.5968 | 4588.3452 | 193.6322 | -279.2032 | 3144.48 | 287.7854 | 1363.359 | 1609.6058 | -1474.0488 | -400.9987 | 12551.4951 | 210.1042 | -117.9324 | 187.7209
2030-02-03 | 8 | -78.5285 | -31.7298 | -89.1576 | -771.2838 | -917.64 | -757.6513 | -7328.7954 | 470.7745 | -3.0211 | -146.3873 | 3794.7812 | -97.4547 | 1109.6211 | -323.0263 | 1427.8832 | -1435.17 | -155.4214 | 209.9994 | -313.2958 | 6.8341 | -1338.6875 | -5943.1626 | -30.4938 | -6.6568 | 1503.3165 | -3055.0923 | -1323.8885 | -630.2086 | -74.9349 | 662.6517 | 2405.7024 | 4253.6514 | 32.8648 | 1222.6066 | 0.79916 | 271.3995 | 10226.9258 | 659.1738 | 1080.9429 | 449.4827 | -2616.0078 | -89.6787 | 3567.9053 | 2036.4921 | 4464.4756 | 944.2194 | -282.7755 | 3151.9458 | 412.5876 | 1132.8492 | 0.99041 | -1549.2302 | 0.97596 | 14420.9707 | 210.1042 | -155.4178 | 300.8784
2030-02-03 | 9 | -72.3458 | -31.8931 | -90.8198 | -787.576 | -727.7773 | -910.832 | -8313.0293 | 806.4727 | -105.6195 | -166.1493 | 3817.8787 | -84.7966 | 1615.4078 | -249.5519 | 1616.2178 | -1912.9321 | -220.931 | 209.9994 | -349.1819 | 109.4124 | -1294.6215 | -5559.2134 | 18.6563 | -0.37791 | 1842.2227 | -2898.8132 | -1617.9714 | -671.8171 | -70.9377 | 776.2962 | 2424.6482 | 3847.5798 | -53.1264 | 1121.3903 | 0.71623 | 407.4621 | 9553.3486 | 591.7488 | 960.459 | 403.8463 | -2907.0461 | -2.1743 | 3684.0308 | 1950.4392 | 4637.4722 | 797.2889 | -281.9435 | 2903.2498 | 242.2965 | 1251.2222 | 507.1237 | -2131.7595 | 0.99979 | 16766.9395 | 210.1043 | -100.1631 | 312.2968
2030-02-03 | 10 | -81.5724 | -284.9314 | -95.9259 | -773.2846 | -1048.7585 | -760.6671 | -7982.1465 | 343.5045 | -2.9745 | -177.7294 | 3823.8159 | -71.151 | 1844.4471 | -171.1349 | 1773.1243 | -2341.4309 | -247.1333 | 209.9994 | -310.5412 | 126.8842 | -1324.7567 | -5400.2065 | 30.4925 | -26.0706 | 1617.913 | -2885.3594 | -1507.9524 | -619.337 | -63.5562 | 768.0775 | 2357.845 | 4329.2173 | -104.6675 | 1300.2418 | 0.74108 | 394.2625 | 9374.9775 | 279.0576 | 616.4376 | 449.7174 | -2851.8137 | -18.9486 | 4044.1091 | 1833.4557 | 4920.0107 | 489.3661 | -280.5559 | 2675.6284 | -122.1824 | 1231.4719 | 420.7907 | -1459.0027 | 1.0033 | 17219.7773 | 210.1042 | -142.6587 | 193.6954
2030-02-03 | 11 | -83.6823 | -324.4739 | -95.7061 | -760.3677 | -1218.8468 | -683.06 | -7681.9141 | 109.3429 | -3.0154 | -176.4828 | 3828.9084 | -53.2533 | 1731.8885 | -148.9989 | 1806.0175 | -2668.5801 | -262.7573 | 209.9994 | -291.9572 | 437.0319 | -1289.2897 | -5246.6631 | 14.0227 | -21.9888 | 1482.3201 | -2842.3796 | -1981.4963 | -593.1976 | -61.4019 | 686.9991 | 2350.1448 | 5291.2637 | -173.6552 | 1376.2218 | 0.68124 | 246.5841 | 8935.8965 | 172.6243 | 482.8445 | 449.9165 | -2922.6997 | -100.3001 | 4168.9321 | 1790.6261 | 5008.2778 | 327.6044 | -279.6579 | 2520.2646 | -103.3675 | 1235.1953 | 1.142 | -1320.5834 | -275.0347 | 16486.5879 | 210.1042 | -149.9802 | 320.4781
2030-02-03 | 12 | -91.5747 | -421.484 | -92.1706 | -736.5665 | -1516.7612 | -542.673 | -7308.7925 | 0.98885 | 0.99622 | -181.0951 | 3837.4927 | -63.1816 | 1448.2867 | -145.7745 | 1802.181 | -2662.7236 | -254.8125 | 209.9994 | -266.5684 | 376.0098 | -1253.1982 | -5450.4326 | 36.1944 | -26.7247 | 1419.6555 | -2886.5176 | -1892.6765 | -550.0051 | -59.8938 | 732.1113 | 2300.2932 | 5973.4844 | -216.8714 | 1542.691 | 0.74735 | 175.1636 | 9250.4092 | 184.2459 | 466.8115 | 450.019 | -2893.4553 | -55.6996 | 4151.2441 | 1760.0321 | 5016.4233 | 265.7472 | -279.4707 | 2590.8079 | -123.7575 | 1206.5474 | -128.3784 | -1435.214 | -628.3769 | 15263.7852 | 210.1043 | -77.5607 | 485.6295
2030-02-03 | 13 | -73.9985 | 145.695 | -84.4259 | -783.0565 | -1113.5536 | -835.3692 | -8385.7588 | 1234.958 | 1.0015 | -182.0085 | 3886.4016 | -59.2751 | 1339.4785 | -157.4538 | 1827.2202 | -2057.5388 | -236.1947 | 209.9994 | -292.6415 | 236.4965 | -1265.7747 | -6123.7168 | 16.1324 | -27.6959 | 1588.6079 | -2851.8621 | -1758.4004 | -638.1012 | -77.5454 | 752.9092 | 2184.9956 | 5675.0269 | -237.5299 | 1200.6975 | 0.77725 | 319.0892 | 7300.4922 | 342.6815 | 622.1079 | 449.9147 | -2851.0642 | -65.9746 | 4190.8779 | 1805.2738 | 5019.4316 | 364.8159 | -279.9661 | 2687.5305 | -121.7727 | 1186.8118 | -82.4078 | -1369.7604 | -381.8857 | 13063.8447 | 210.1043 | -119.6389 | 388.6914
2030-02-03 | 14 | -67.0534 | 286.3932 | -76.9372 | -625.3348 | -874.0273 | -1112.9836 | -8338.5576 | 1394.4181 | -2.9927 | -189.933 | 3891.2107 | -61.3638 | 1280.3423 | -161.7223 | 1896.8274 | -1455.9185 | -145.6455 | 209.9994 | -300.0817 | 325.3615 | -1258.5619 | -6044.0552 | 11.5852 | -18.8775 | 1631.6545 | -2564.6357 | -2125.8638 | -680.3758 | -81.7794 | 682.9051 | 2012.1978 | 4041.6919 | -517.6351 | 973.751 | 0.77965 | 150.6921 | 4183.2422 | 481.0499 | 832.9557 | 449.8123 | -2808.5657 | -35.1706 | 4199.7031 | 1888.9772 | 5019.6431 | 583.0683 | -280.9409 | 2678.1482 | -144.8185 | 1141.4283 | 154.603 | -1389.0654 | -235.0814 | 11021.3955 | 210.1042 | -141.4646 | 307.4304
2030-02-03 | 15 | -59.4083 | 300.5105 | -82.2164 | -595.6914 | -630.5732 | -1164.7906 | -8698.2871 | 1761.8904 | -2.9993 | -203.2536 | 3834.7068 | -117.4055 | 1309.5787 | -215.5224 | 1801.0563 | -1351.7537 | -39.7289 | 209.9994 | -262.0638 | 120.5263 | -985.9223 | -5530.3501 | -9.2175 | -32.3756 | 1636.9954 | -2462.4714 | -1953.7209 | -673.9548 | -82.9023 | 736.8057 | 1915.078 | 3528.6353 | -629.7251 | 928.2535 | 0.6914 | 226.6258 | 3404.6755 | 486.0472 | 823.3946 | 449.7932 | -2970.1663 | -128.8633 | 4159.7373 | 1885.0842 | 5019.791 | 537.6733 | -280.7362 | 2562.6396 | -74.0819 | 1029.287 | 70.9137 | -1827.7816 | -139.5586 | 10523.9658 | 210.1042 | -119.8951 | 316.9341
2030-02-03 | 16 | -70.2046 | 269.6545 | -71.5224 | -600.3718 | -732.9391 | -916.6661 | -8088.6572 | 1561.4116 | 0.99921 | -170.1191 | 3802.5146 | -80.6192 | 1323.2861 | -262.101 | 1646.6187 | -1228.8734 | 10.4863 | 209.9994 | -278.4634 | 145.6936 | -953.2768 | -5310.9829 | 18.0803 | -34.2887 | 1913.2869 | -2519.1877 | -2116.7324 | -597.2515 | -79.2788 | 786.7218 | 1712.3059 | 5254.9702 | -663.6067 | 1231.2955 | 0.71216 | 221.997 | 5320.1094 | 400.1406 | 723.0457 | 449.8761 | -2961.6877 | -18.517 | 4242.5908 | 1843.4321 | 5022.8984 | 502.7441 | -280.6186 | 2451.2917 | -24.1554 | 1053.3721 | 377.5372 | -1804.6547 | -84.4073 | 10550.9424 | 210.1042 | -142.768 | 198.8316
2030-02-03 | 17 | -86.8619 | 115.6453 | -74.6484 | -652.587 | -1055.1578 | -645.9559 | -6780.6118 | 815.4143 | 0.99977 | -132.1704 | 3819.4224 | 5.429 | 1339.0118 | -241.1441 | 1648.7422 | -1404.9049 | 2.551 | 209.9994 | -253.9753 | 334.0519 | -1070.3848 | -5385.248 | 15.2965 | -30.8818 | 1563.1816 | -2634.6267 | -2198.2295 | -554.5386 | -74.0409 | 696.6987 | 1621.8878 | 6673.2686 | -636.0834 | 1503.403 | 0.72176 | 132.3969 | 7558.4751 | 249.2045 | 517.7191 | 450.0008 | -3033.3188 | 0.55564 | 4373.2334 | 1801.9348 | 5027.9434 | 340.1822 | -280.0988 | 2386.9399 | -442.9822 | 1111.7836 | 528.5477 | -1575.3755 | -469.6183 | 10353.1396 | 210.1042 | -148.7387 | 89.7216
2030-02-03 | 18 | -76.5361 | 49.2777 | -78.2928 | -699.9347 | -1335.9637 | -413.3319 | -5685.1826 | 68.0602 | 0.99808 | -113.6411 | 3782.4263 | 46.6232 | 1857.5204 | -128.7444 | 1760.2266 | -1369.5775 | -224.6606 | 209.9994 | -236.1091 | 473.4925 | -1276.7395 | -4314.9116 | -4.6212 | -18.5637 | 1475.8715 | -2854.8574 | -2081.4294 | -487.1622 | -79.0465 | 588.1649 | 1428.8202 | 6814.3232 | -710.6429 | 1373.8893 | 0.77838 | -232.9052 | 6818.6313 | -240.5142 | -44.1941 | 449.5761 | -2573.7417 | -30.5868 | 5014.8252 | 1710.0431 | 5040.7334 | 350.0699 | -1249.4911 | 1996.5273 | -1266.2394 | 894.9085 | 488.4755 | -1164.2006 | 0.9914 | 8360.8203 | 210.1042 | -93.2996 | 151.9937
2030-02-03 | 19 | -66.5516 | -366.7971 | -76.0694 | -648.8679 | -1483.7134 | -81.7406 | -5436.8467 | -35.0308 | -3.0008 | -116.4104 | 3826.0544 | 101.8743 | 1879.8629 | 53.7409 | 1818.2476 | -1330.5521 | -201.8783 | 209.9994 | -226.8599 | 636.7327 | -1336.8037 | -3771.0239 | 29.9484 | -26.6275 | 1294.9037 | -2382.0059 | -1556.1127 | -370.4416 | -70.653 | 637.1146 | 1139.3704 | 6531.6055 | -703.3821 | 1337.9753 | 2.0112 | -61.0734 | 6596.3823 | -158.6404 | 39.1554 | 449.4765 | -2379.2976 | -2.4791 | 5083.9961 | 1785.2222 | 5044.3071 | 487.0909 | -1209.1857 | 2012.6812 | -1224.5704 | 903.2568 | 429.6469 | -1002.316 | 1.6347 | 6827.4448 | 0.10423 | -89.4612 | 201.9863
2030-02-03 | 20 | -60.0477 | -786.1299 | -74.2112 | -587.9418 | -1803.0847 | 227.8393 | -4527.0073 | -848.8007 | -2.969 | -91.0537 | 3887.0596 | 195.0011 | 1221.7898 | 75.6973 | 1769.417 | -1446.2146 | -126.8755 | 209.9994 | -230.7389 | 718.1705 | -1426.8047 | -3442.7764 | -15.3029 | -24.9074 | 1109.3613 | -1938.8293 | -1249.9822 | -260.7744 | -60.4494 | 486.4601 | 1094.8256 | 6398.6943 | -639.41 | 1329.5878 | 4.0214 | -9.5398 | 6269.3804 | 350.2553 | 474.5931 | 450.0912 | -2545.3076 | -202.7835 | 5159.2227 | 2033.5665 | 5039.5161 | 1004.8586 | -637.688 | 2434.7041 | -701.081 | 1176.7889 | 639.2239 | -496.9246 | -136.0752 | 6693.8794 | 0.10423 | -209.8535 | 120.8837
2030-02-03 | 21 | -59.6865 | -838.5491 | -75.7095 | -588.3417 | -1822.203 | 186.8094 | -4577.4209 | -1165.1241 | -2.9452 | -98.1802 | 3824.1614 | 195.0007 | 1448.2864 | -70.2637 | 1847.0807 | -1457.4883 | -110.8496 | 209.9994 | -521.9355 | 688.2162 | -1252.1954 | -3689.9519 | 3.9751 | -8.2728 | 2709.5278 | -1998.2578 | -1168.9042 | -274.3951 | -54.3808 | 550.0427 | 944.753 | 6349.4028 | -673.778 | 1343.8276 | 4.5285 | 122.7881 | 6304.7764 | 551.7161 | 734.8331 | 449.7825 | -2825.9016 | -144.2784 | 4883.7822 | 2141.8787 | 5034.0176 | 1049.6464 | -489.0871 | 2524.1946 | -669.227 | 1155.2852 | 664.5452 | -693.364 | -222.293 | 7348.7534 | 210.1042 | -208.0543 | 99.374
2030-02-03 | 22 | -53.2568 | -840.4617 | -72.8107 | -560.6134 | -1783.3877 | 143.131 | -4893.9375 | -1038.5502 | 0.99742 | -83.1013 | 3826.9524 | 194.9998 | 1123.8959 | -16.1237 | 1639.2642 | -1388.0034 | -155.304 | 209.9994 | -269.8969 | 719.0921 | -1118.7509 | -2619.7175 | 9.5388 | -43.7752 | 1518.697 | -1881.7938 | -581.5634 | -281.4173 | -54.495 | 562.4079 | 819.0856 | 5551.125 | -652.0024 | 1219.0302 | 4.9003 | 299.6021 | 5597.1963 | 705.2302 | 914.4914 | 449.7413 | -2680.9097 | -127.2375 | 4685.2964 | 2168.8613 | 5025.4424 | 1097.5785 | -295.1699 | 2610.9128 | -375.3887 | 1051.9652 | 375.8018 | -763.6441 | -42.5306 | 8978.7383 | 210.1042 | -193.7487 | 83.2649
2030-02-03 | 23 | -37.4886 | -766.8948 | -67.4761 | -504.3899 | -1467.6631 | -46.2863 | -6478.1714 | -3.281 | -2.9855 | -90.2875 | 3805.0469 | 126.5686 | 1842.1847 | -71.6047 | 1472.2704 | -1324.5477 | -397.584 | 209.9994 | -305.1898 | 750.081 | -916.1572 | -1966.0919 | 71.687 | -30.5892 | 1917.1808 | -1625.0358 | -575.6529 | -321.8513 | -55.3853 | 701.9014 | 456.6771 | 3697.5496 | -949.8199 | 875.4781 | 3.8458 | 5.4442 | 3564.9944 | 431.0448 | 854.7341 | 449.7586 | -2744.3152 | 42.9725 | 4256.7378 | 2026.5067 | 5017.897 | 712.2828 | -281.5912 | 2649.6855 | -662.9715 | 1063.16 | 1179.7028 | -1515.0194 | 0.99964 | 10221.8936 | 210.1042 | -50.3925 | 120.728
2030-02-03 | 24 | -47.4633 | -544.9006 | -70.7564 | -553.2659 | -1520.1866 | -178.6137 | -6431.4717 | -4.2264 | 0.99999 | -98.1023 | 3803.8066 | 63.9228 | 1975.2819 | -261.2375 | 1475.0901 | -1697.3915 | -180.7351 | 209.9994 | -336.7884 | 418.8306 | -1032.8094 | -2659.7888 | 58.3431 | -45.6695 | 2000.7046 | -2021.6637 | 25.2284 | -382.0497 | -59.3764 | 669.0994 | 723.4291 | 4282.5649 | -667.4859 | 1024.8119 | 4.5686 | 344.165 | 4180.728 | 192.0518 | 535.9894 | 449.7643 | -2714.4399 | 86.4061 | 3982.1973 | 1862.4137 | 4977.6743 | 260.7733 | -279.5219 | 2892.3298 | -510.9557 | 1150.9462 | 953.377 | -1424.8046 | -269.6842 | 11702.918 | 210.1042 | -128.0803 | 51.3839
2030-02-04 | 1 | -47.4823 | -18.2444 | -69.6943 | -602.4841 | -1343.1952 | -667.7474 | -6366.3369 | 542.5674 | 1618.4736 | -142.7202 | 3710.4888 | -91.9899 | 1168.6414 | -302.9952 | 1361.197 | -1685.5363 | -215.5372 | 209.9994 | -244.239 | 435.8618 | -785.642 | -3120.0325 | 11.6723 | -72.4244 | 1258.6057 | -2438.8408 | -1471.9875 | -526.5508 | -58.4723 | 646.8439 | 164.1372 | 4188.938 | -735.7042 | 906.5436 | 3.3669 | 1564.9445 | 4316.3438 | 26.0422 | 591.5848 | 4.5326 | -2920.1274 | -375.7072 | 3318.0784 | 1741.4576 | 4746.5981 | 189.3552 | -279.1428 | 3279.5549 | -223.6247 | 1338.8584 | -293.6882 | -1080.7301 | -1268.2402 | 12631.2617 | 210.1042 | -285.5998 | 109.0055
2030-02-04 | 2 | -54.5549 | 611.2817 | -67.6519 | -742.3272 | -501.7056 | -1143.8757 | -7721.0752 | 2125.4441 | 1665.5535 | -130.084 | 3636.4473 | -130.0326 | 1034.4531 | -381.8443 | 1117.3384 | -1549.9751 | -270.3741 | 209.9994 | -248.3716 | 277.168 | -337.0765 | -2969.2163 | 61.2681 | -89.6616 | 1651.4097 | -2259.3542 | -1453.0873 | -676.7385 | -80.3376 | 884.8241 | 278.0699 | 5063.9175 | -735.5126 | 925.7186 | 0.82042 | 1778.4418 | 4835.52 | 712.7761 | 1278.1901 | 100.9028 | -2860.8066 | -12.9835 | 3119.2666 | 2000.0646 | 4379.3701 | 1058.0724 | -283.2585 | 3287.6831 | 101.3383 | 889.1422 | -120.3381 | -2709.6726 | 164.2593 | 12160.5713 | 210.1042 | -48.8705 | 60.1351
2030-02-04 | 3 | -69.0184 | 354.9259 | -72.1415 | -731.4816 | -519.788 | -960.734 | -7465.1206 | 2016.8744 | 1616.105 | -115.4928 | 3620.179 | -141.0194 | 1046.5201 | -435.7137 | 917.8348 | -1875.8645 | -148.9226 | 209.9994 | -251.2213 | 209.8594 | -318.0751 | -3628.5417 | 77.3689 | -98.68 | 1670.2565 | -2398.9712 | -1084.7885 | -616.4966 | -74.5942 | 932.5645 | 297.6822 | 6593.6548 | -645.0969 | 1240.3092 | 0.8166 | 1970.7688 | 5826.1006 | 656.7127 | 1267.5593 | 1.0007 | -2914.2661 | -1.6915 | 3004.6743 | 1983.9902 | 4330.2339 | 1056.2887 | -283.3277 | 3316.8228 | -12.9296 | 905.9951 | -228.5057 | -2775.9062 | 156.835 | 10308.6211 | 210.1042 | -52.0162 | 106.1093
2030-02-04 | 4 | -60.9196 | -134.6578 | -74.9244 | -623.7495 | -1171.8787 | -401.9424 | -4730.9932 | 239.0645 | 1529.8912 | -94.9746 | 3688.406 | -86.7299 | 637.5218 | -416.3857 | 900.0732 | -2096.7869 | -272.8641 | 209.9994 | -255.0519 | 331.1102 | -698.3797 | -4969.3789 | -26.1425 | -89.6078 | 1334.6194 | -2363.9998 | -1411.415 | -428.4525 | -68.9191 | 566.1719 | -162.082 | 5969.4487 | -993.7987 | 1279.1179 | 0.80437 | 1610.548 | 5439.7437 | 753.5974 | 1126.995 | 400.1095 | -2920.0129 | -313.0617 | 2785.4409 | 1956.6851 | 3885.4036 | 1137.1697 | -284.2836 | 3534.9192 | 38.8511 | 1051.446 | -978.9309 | -1347.8821 | -202.4512 | 8942.7012 | 210.1043 | -193.3707 | 209.2366
2030-02-04 | 5 | -54.8798 | -516.1352 | -69.2714 | -564.862 | -1371.354 | -127.5359 | -4181.2788 | -3.5333 | 1352.1378 | -99.1669 | 3685.0383 | -69.6784 | 643.7977 | -350.173 | 1066.3068 | -2366.4856 | -219.2677 | 209.9994 | -241.2247 | 489.3635 | -824.35 | -4893.1411 | -16.8948 | -84.8025 | 1115.8517 | -1948.1863 | -1594.9928 | -337.2635 | -62.042 | 557.0479 | -109.9421 | 5724.7349 | -1097.6061 | 1317.371 | 0.83823 | 1447.9121 | 5362.5024 | 589.0951 | 1124.9294 | 1.0087 | -2957.5837 | -304.4467 | 2908.6479 | 1812.6676 | 4340.8389 | 764.5467 | -281.8104 | 3465.2 | -356.781 | 1116.7262 | -491.0406 | -1216.7793 | -218.9212 | 8602.3115 | 210.1042 | -150.4648 | 278.3369
2030-02-04 | 6 | -46.1467 | 267.1267 | -70.1729 | -615.1276 | -728.1752 | -769.4658 | -6484.0718 | 1064.2102 | 182.8858 | -51.7352 | 3704.2031 | 78.3896 | 886.9772 | -284.8746 | 1295.6758 | -1756.127 | -317.3366 | 209.9994 | -212.6085 | 391.2076 | -901.7529 | -4461.249 | -16.9169 | -85.6458 | 1173.8197 | -2344.9185 | -1407.3497 | -536.096 | -77.4509 | 637.212 | 92.9748 | 4390.2144 | -918.8664 | 897.9778 | 0.78786 | 1351.49 | 3804.9016 | 38.0225 | 495.9862 | 1.0027 | -2748.5369 | -302.6617 | 3254.9717 | 1579.9135 | 4549.9302 | 174.8025 | -279.1941 | 3222.9771 | -1315.0553 | 964.3995 | -564.9473 | -2169.1113 | -127.5869 | 8729.9854 | 210.1042 | -116.4369 | 400.0857
2030-02-04 | 7 | -35.1777 | 429.4089 | -70.52 | -644.8231 | -196.1027 | -993.9909 | -8175.9995 | 1784.13 | -1486.8422 | -52.5956 | 3660.082 | 111.8255 | 2002.4717 | -205.0436 | 1444.9989 | -1674.8899 | -579.5538 | 209.9994 | -209.0828 | 192.1382 | -1192.4351 | -4489.0889 | -31.8555 | -81.9369 | 1448.229 | -2327.3154 | -818.8324 | -608.8564 | -89.0485 | 758.4579 | 278.8867 | 3455.9473 | -770.5174 | 553.7261 | 0.7902 | 1349.5609 | 2673.4756 | -433.7346 | -2.1116 | 1.0016 | -2426.2102 | -305.9022 | 3551.3857 | 1289.3789 | 4717.2554 | -283.6464 | -520.1131 | 2503.6001 | -2285.7239 | 789.8364 | -84.2034 | -3731.8608 | -351.424 | 8907.6699 | 210.1042 | 31.5288 | 288.5689
2030-02-04 | 8 | -28.7324 | -373.5241 | -68.7124 | -578.6874 | -1221.1635 | -325.2922 | -5987.7783 | 200.3189 | -1339.0428 | -85.1229 | 3628.7046 | 183.7725 | 1924.4197 | 400.7876 | 1863.8623 | -1531.7697 | -650.058 | 209.9994 | -377.5897 | 228.0033 | -1254.9257 | -4803.9429 | 1.0015 | -71.1456 | 2491.4504 | -1587.1624 | -1509.5725 | -394.5543 | -78.2798 | 758.2889 | -417.4951 | 3552.0601 | -1181.6262 | 687.1929 | 0.81919 | 1954.6777 | 2944.8635 | -346.5405 | 1.0006 | 203.8498 | -2660.1809 | -388.6292 | 3954.3486 | 1256.9847 | 4979.2158 | -272.2644 | -277.0363 | 2415.8845 | -1759.1639 | 958.9035 | -364.0002 | -2190.9507 | -81.7883 | 9381.4756 | 210.1042 | -64.5699 | 156.7743
2030-02-04 | 9 | -37.3564 | -660.0469 | -68.3469 | -586.8243 | -1798.6066 | -137.8787 | -5348.498 | -759.4107 | -593.7709 | -118.5634 | 3649.8982 | 195.0011 | 1886.01 | 550.8107 | 2280.1968 | -512.3939 | -125.4588 | 209.9994 | -422.8949 | 432.5975 | -1356.3933 | -4637.626 | -16.0176 | -51.1814 | 2685.2549 | -1589.2806 | -1674.1932 | -353.2571 | -62.4387 | 608.812 | -201.1189 | 4446.6909 | -1003.2344 | 868.4886 | 2.3645 | 2076.8384 | 4021.1631 | -149.8685 | -95.7678 | 450.4284 | -2551.3513 | -449.2239 | 4455.6333 | 1218.0022 | 5062.5718 | 0.99867 | -373.8203 | 2499.9978 | -1413.6538 | 970.9551 | -945.4521 | -1118.9987 | -473.6729 | 10024.6875 | 210.1042 | -251.8501 | 70.0175
2030-02-04 | 10 | -38.4401 | -670.1132 | -64.8487 | -569.3934 | -1847.6873 | -73.1396 | -5071.0962 | -1021.6492 | 202.7486 | -122.0807 | 3657.6082 | 195.0229 | 1912.8445 | 588.6515 | 2309.9851 | -793.945 | -64.6388 | 209.9994 | -423.4715 | 500.1374 | -1228.3645 | -4585.7163 | -0.80977 | -52.7827 | 2596.0208 | -1668.6814 | -1594.8287 | -336.3961 | -56.2869 | 567.0235 | -190.3184 | 4880.3096 | -962.6486 | 947.8686 | 3.6119 | 2038.0995 | 4162.4819 | -613.6451 | -137.7427 | -452.2372 | -2787.3582 | -376.4353 | 3471.1274 | 1031.5938 | 4333.3862 | -261.9907 | -1750.4502 | 3687.533 | -83.8385 | 1036.4236 | -319.6024 | -1277.0404 | 0.98682 | 9262.0215 | 210.1042 | -179.3565 | 73.4667
2030-02-04 | 11 | -40.2393 | -831.2133 | -59.5193 | -544.975 | -1860.4187 | 117.5447 | -4845.6802 | -1002.3069 | 94.3592 | -117.284 | 3654.9431 | 195.0017 | 1987.421 | 549.6049 | 2253.1277 | -1205.7096 | -106.9476 | 209.9994 | -328.5062 | 519.0317 | -1225.7977 | -4243.2065 | 2.7251 | -55.3336 | 2102.7048 | -1584.1973 | -1530.5735 | -279.1084 | -54.1278 | 600.0203 | 14.5382 | 5427.124 | -866.5712 | 1022.0213 | 3.4591 | 1899.7426 | 4410.2002 | -103.3047 | 1.0025 | 81.422 | -2587.2344 | -257.8404 | 4000.9443 | 1160.0127 | 5082.5288 | -200.2175 | -276.9616 | 2213.6553 | -747.8182 | 952.3399 | 1.0078 | -1293.4229 | 1.8381 | 8615.3799 | 210.1042 | -136.28 | 36.2632
2030-02-04 | 12 | -40.784 | -597.5418 | -58.3915 | -564.8764 | -1842.2772 | 30.4806 | -5158.9766 | -793.3737 | 410.6264 | -104.5829 | 3680.0989 | 195.0194 | 1964.1667 | 526.4143 | 2187.0032 | -2078.9126 | -504.2997 | 209.9994 | -221.2431 | 548.751 | -1286.3413 | -3839.8252 | -16.524 | -40.7354 | 1336.1774 | -1685.668 | -1468.5338 | -312.9708 | -58.8963 | 550.0559 | 431.0259 | 5484.1235 | -852.9728 | 957.4615 | 2.7833 | 811.8657 | 4256.064 | -1.5754 | 0.99894 | 449.5898 | -2410.5981 | -240.092 | 4177.7715 | 1166.9557 | 5083.7178 | -2.9157 | -462.8522 | 2185.1184 | -1255.9868 | 870.1556 | 52.5536 | -906.0185 | 1.0008 | 8065.9346 | 210.1042 | -126.9696 | -20.8802
2030-02-04 | 13 | -55.8829 | 1.0059 | -66.4085 | -720.7408 | -1454.4446 | -515.1789 | -6553.6777 | 193.8176 | 560.8948 | -101.6515 | 3679.2996 | 147.1897 | 1905.3844 | 202.84 | 1917.5684 | -2097.8862 | -353.7308 | 209.9994 | -136.5601 | 541.412 | -1078.7572 | -2844.1794 | 54.6332 | -61.3229 | 927.8282 | -2540.3862 | -1077.0796 | -504.9114 | -58.7251 | 685.6882 | 1104.3246 | 5921.7173 | -583.0081 | 1071.7954 | 2.6587 | 677.4263 | 5743.4893 | -14.3468 | -2.0269 | 449.3701 | -2310.8342 | -2.5676 | 4357.7251 | 1174.2823 | 5083.5781 | -2.8894 | -548.9991 | 2034.1438 | -1704.9867 | 832.9916 | 647.4867 | -1494.9453 | 1.0077 | 10429.3174 | 210.1042 | -49.1993 | 87.1414
2030-02-04 | 14 | -39.3868 | 100.756 | -58.8284 | -623.4449 | -1375.449 | -616.4494 | -7157.291 | 483.6941 | 978.3263 | -81.1927 | 3691.9607 | 129.7077 | 1563.9963 | 172.6328 | 1669.2748 | -1793.9967 | -442.8593 | 209.9994 | -135.3119 | 283.6841 | -1140.515 | -3227.4065 | 27.5558 | -66.1958 | 1053.2419 | -2140.4104 | -1290.301 | -500.7009 | -67.8539 | 669.4001 | 536.2349 | 4156.7686 | -1068.8702 | 804.7258 | 1.2023 | 338.9284 | 4041.4023 | 1.0013 | 0.99646 | 449.3549 | -2534.0427 | 26.4377 | 4366.3091 | 1145.8025 | 5082.7979 | -2.7632 | -523.2413 | 1954.0243 | -1773.0784 | 912.4689 | 820.1765 | -1385.2462 | 1.6216 | 10248.3057 | 210.1042 | -78.2297 | 98.1037
2030-02-04 | 15 | -16.027 | 1.002 | -45.884 | -469.8413 | -1570.447 | -470.9544 | -6680.6382 | 220.982 | 1163.4681 | -89.9189 | 3691.8992 | 160.4042 | 1595.1562 | 227.5644 | 1727.7336 | -1515.2876 | -444.6706 | 209.9994 | -135.524 | 279.9799 | -1193.3871 | -2785.5066 | -28.7306 | -49.4355 | 933.2968 | -1464.7448 | -624.2996 | -438.1288 | -76.7682 | 542.7821 | 454.8973 | 2419.0195 | -1007.2914 | 460.8091 | 3.0151 | 337.8312 | 1879.0343 | -150.6241 | -2.0896 | 449.3615 | -2436.585 | -2.4227 | 4374.0112 | 1214.4625 | 5082.3101 | -2.8075 | -672.8194 | 2042.4293 | -1582.927 | 879.5469 | 359.0378 | -1050.1171 | 0.9519 | 9319.6719 | 210.1042 | -130.8449 | 136.0811
2030-02-04 | 16 | -32.7023 | -516.2406 | -49.4362 | -465.0526 | -1857.0923 | 1.0021 | -4339.9399 | -1011.9992 | 1287.715 | -85.7301 | 3695.3423 | 177.6817 | 1558.4492 | 241.9037 | 1669.9999 | -1525.8486 | -133.3421 | 209.9994 | -135.131 | 516.3846 | -1240.6936 | -1878.8073 | 43.443 | -67.5792 | 1005.7656 | -1434.1056 | -808.9206 | -281.9636 | -58.8928 | 549.317 | 70.2495 | 4557.9424 | -1123.1017 | 995.5048 | 4.3489 | 1100.6306 | 3821.8811 | -53.0668 | -2.0409 | 449.5168 | -2297.939 | 232.9028 | 4391.9526 | 1229.7469 | 5082.4888 | -2.8869 | -753.1218 | 2032.6714 | -1565.2382 | 862.4013 | 352.5131 | -856.134 | 0.094187 | 8983.8135 | 210.1043 | -146.117 | 64.9533
2030-02-04 | 17 | -32.9618 | -692.4833 | -50.4202 | -433.8164 | -1882.1879 | 0.99774 | -3221.6228 | -978.5045 | 1255.3937 | -98.6834 | 3757.9087 | 159.9465 | 1806.9253 | 188.015 | 1690.8336 | -1145.1824 | -7.7069 | 209.9994 | -191.478 | 144.5891 | -883.7766 | -2078.5945 | 83.7265 | -75.708 | 981.6724 | -1309.8722 | -1288.4446 | -265.2136 | -47.2801 | 691.4398 | 18.8592 | 4506.7222 | -1224.4272 | 965.2163 | 4.535 | 903.1523 | 4288.1128 | -815.8212 | -2.7116 | -2.8783 | -2444.7393 | 163.2382 | 3849.9873 | 1235.2823 | 4780.8345 | -261.9257 | -1259.5225 | 2258.0256 | -1565.8295 | 764.6078 | 19.5433 | -756.0902 | 0.98181 | 8988.2402 | 210.1042 | -124.2037 | 136.533
2030-02-04 | 18 | -29.6575 | -643.8795 | -49.4362 | -398.8994 | -1831.0404 | 22.3787 | -955.8904 | -941.7392 | 1037.5225 | -121.1267 | 3733.6475 | 140.5061 | 1879.4551 | 198.6106 | 1801.7887 | -1483.2568 | 52.7309 | 209.9994 | -226.441 | -3.83 | -1164.666 | -1637.4497 | 21.9802 | -84.1044 | 1249.4908 | -1142.1633 | -925.7314 | -250.5802 | -55.7592 | 563.1929 | -29.3751 | 4892.9116 | -1154.9562 | 932.5685 | 6.9238 | 1387.9707 | 4386.8911 | -783.3385 | 1.0026 | 200.1391 | -2079.8879 | -4.056 | 4035.9739 | 1265.6758 | 4847.1367 | -251.0604 | -1563.0225 | 2182.9438 | -2160.9192 | 649.7947 | -231.6769 | -598.137 | 493.7274 | 8144.6831 | 210.1042 | -77.8013 | 226.1468
2030-02-04 | 19 | -15.232 | -637.343 | -48.7835 | -316.0047 | -1811.0817 | 5.3646 | -1619.7863 | -897.3758 | 108.6298 | -150.802 | 3722.2305 | 170.4226 | 1859.297 | 198.9649 | 2182.7312 | -413.4715 | 314.3672 | 209.9994 | -379.9338 | -37.7295 | -1223.3682 | -2237.3088 | -0.89839 | -86.6348 | 2093.98 | -767.2175 | -1295.0803 | -221.3658 | -65.5315 | 537.2207 | -410.5851 | 3221.4165 | -1623.1306 | 683.2119 | 5.014 | 1443.0094 | 2464.9233 | -837.2952 | -426.704 | 1.0004 | -1923.9854 | -164.5399 | 4746.7134 | 1284.4983 | 5076.4771 | -245.3628 | -1835.475 | 2320.0056 | -1999.2578 | 414.9705 | -730.7253 | -790.3826 | 0.98434 | 4455.6235 | 210.1042 | -194.4522 | 278.9103
2030-02-04 | 20 | -11.2663 | -682.3523 | -54.4645 | -301.1012 | -1814.8704 | -139.9971 | -2333.6753 | -653.7169 | -85.4715 | -165.2849 | 3718.5542 | 195.0646 | 940.5516 | 470.7542 | 2202.2378 | -183.0926 | 312.3435 | 209.9994 | -614.6833 | 54.9049 | -1290.9828 | -2825.1946 | 20.0121 | -63.484 | 3311.6265 | -708.516 | -1758.8268 | -230.7474 | -61.5877 | 571.619 | -811.6061 | 2707.7385 | -1810.6946 | 576.7041 | 5.5132 | 1563.8939 | 1878.59 | -432.0231 | -606.5763 | 450.6475 | -2167.4368 | -186.5895 | 5082.8394 | 1383.4043 | 5068.5591 | 1.0185 | -1641.6425 | 2733.2231 | -1423.9639 | 708.9272 | -325.0045 | -1211.6411 | -404.8604 | 4340.4878 | 0.10423 | -217.859 | 289.3367
2030-02-04 | 21 | -19.2208 | -387.263 | -62.6503 | -371.366 | -1803.0232 | -382.7895 | -2755.2087 | -862.6838 | 699.3713 | -185.8151 | 3768.4819 | 188.2706 | 931.7709 | 450.5181 | 2203.3416 | -343.5313 | 322.2741 | 209.9994 | -637.4623 | -161.8074 | -1284.1527 | -2231.5625 | -64.3039 | -80.8572 | 3497.7209 | -1192.3025 | -1538.3934 | -322.9314 | -66.269 | 485.1128 | -231.5873 | 3549.2234 | -1451.4552 | 627.3022 | 5.34 | 2114.2839 | 2635.3572 | 12.4702 | -78.5408 | 450.308 | -2005.679 | -401.9929 | 4953.8193 | 1551.7782 | 5066.1548 | 474.3688 | -1313.1113 | 3152.1694 | -862.4594 | 451.1561 | -1315.8853 | -603.0269 | -145.9887 | 4466.8369 | 210.1042 | -245.4433 | 417.4117
2030-02-04 | 22 | -25.0257 | -593.2828 | -65.3492 | -388.9165 | -1814.2441 | -272.9602 | -2483.5911 | -1008.9064 | 882.7844 | -155.9187 | 3732.0383 | 173.1257 | 1088.6208 | 272.3097 | 2203.4077 | 79.1849 | 403.1865 | 209.9994 | -561.0767 | 131.6456 | -1213.3654 | -1368.8936 | 27.207 | -56.3365 | 3249.8142 | -1133.708 | -2034.3149 | -286.7419 | -55.5117 | 547.8352 | -28.2925 | 4055.0442 | -1562.7618 | 725.7578 | 5.3656 | 1102.5846 | 3313.8562 | -479.8981 | -223.0386 | 450.4874 | -2228.3503 | -37.7795 | 4487.7739 | 1485.2275 | 5050.2549 | 1.0152 | -953.5449 | 2843.0701 | -713.4415 | 507.7403 | -800.2448 | -245.9235 | 528.3418 | 5137.2539 | 210.1042 | -93.0589 | 376.437
2030-02-04 | 23 | -32.5872 | -687.9341 | -66.3301 | -405.0072 | -1845.6927 | -82.504 | -2006.8904 | -1251.9105 | 538.2031 | -144.8237 | 3709.219 | 182.5021 | 767.0203 | 211.3374 | 1987.2506 | -272.22 | 205.2515 | 209.9994 | -582.1721 | 531.8165 | -1257.2507 | -336.0176 | -14.8676 | -40.0174 | 4115.6455 | -1289.0568 | -1375.558 | -261.2845 | -58.0131 | 423.9646 | 523.1096 | 4630.5479 | -1476.5642 | 929.0791 | 6.0148 | 218.3948 | 4064.1272 | 117.9853 | 524.6337 | 449.9033 | -2189.7473 | 25.8245 | 4405.5078 | 1791.3425 | 5038.458 | 793.2717 | -395.7605 | 3060.3687 | -37.2908 | 624.9787 | -391.1443 | -569.0508 | -83.7091 | 4648.9546 | 210.1042 | -31.8434 | 458.7394
2030-02-04 | 24 | -32.0126 | -683.2939 | -64.7865 | -398.1086 | -1860.2889 | -80.8903 | -2793.3682 | -1429.8407 | 1603.8079 | -124.2632 | 3726.3638 | 195.0003 | 1414.009 | -158.0815 | 1916.1639 | -108.0261 | 196.9324 | 209.9994 | -586.2996 | 682.543 | -1071.207 | -721.4922 | 1.2576 | 24.0781 | 4106.7666 | -1210.9884 | -1875.0758 | -265.5638 | -48.6511 | 394.5705 | 860.8719 | 4037.9688 | -1695.9363 | 883.1476 | 5.2807 | -526.3917 | 4372.6948 | -225.7254 | 111.2794 | 450.1731 | -2493.5198 | 62.2959 | 3849.2598 | 1613.4209 | 5018.7485 | 0.99839 | -277.3681 | 3102.417 | -146.5934 | 740.6615 | -426.6331 | -883.8096 | 0.98643 | 4549.7798 | 210.1043 | -59.0262 | 374.4251
2030-02-05 | 1 | -30.2137 | -551.7704 | -64.9964 | -413.6404 | -1924.1104 | -289.7394 | -4381.6255 | -713.2654 | 1961.876 | -72.4911 | 3727.7607 | 182.9731 | 1521.0759 | -326.0978 | 1543.0558 | 536.9449 | 205.5589 | 209.9994 | -537.4905 | 476.2808 | -879.5523 | -1475.8246 | 88.1283 | 0.13955 | 3924.8088 | -1297.6628 | -1731.5026 | -325.7501 | -45.7198 | 649.8705 | 580.5043 | 2948.5457 | -1795.0016 | 759.86 | 4.1961 | -498.9844 | 4292.6982 | 57.1277 | 442.5524 | 449.8172 | -2601.2236 | 229.7572 | 3621.1748 | 1790.5411 | 4855.7485 | 263.8108 | -279.5458 | 3160.6641 | 49.0547 | 917.8073 | 0.98497 | -728.4186 | 451.1263 | 5772.5259 | 210.1042 | -8.7171 | 285.0599
2030-02-05 | 2 | -42.5859 | -570.6542 | -68.7974 | -494.0171 | -1109.028 | -163.3551 | -5947.6079 | 707.3625 | 2090.6182 | -49.7162 | 3260.9734 | 68.4005 | 1951.062 | -450.5525 | 1003.1672 | 715.4734 | 186.5618 | 209.9994 | -199.8112 | 310.5148 | -652.3035 | -1106.5405 | 123.4055 | -52.6094 | 2564.8169 | -1521.1622 | -1166.2311 | -311.2907 | -57.8275 | 849.3214 | 326.3574 | 2701.3167 | -1732.6494 | 956.5928 | 3.244 | -347.5064 | 5106.6768 | 173.5416 | 517.6875 | 1.0001 | -2497.542 | 346.5457 | 2988.3711 | 1659.1453 | 4690.6743 | -3.3079 | -278.2525 | 2421.5828 | -895.8835 | 924.8114 | -95.7498 | -1076.3489 | 909.0908 | 6280.9985 | 210.1042 | 22.1236 | 322.4022
2030-02-05 | 3 | -34.4791 | -57.5813 | -67.3609 | -552.8689 | -304.5048 | -855.8166 | -9127.458 | 2780.7134 | 2151.0642 | -62.974 | 2586.02 | 1.0006 | 1977.2611 | -515.5298 | 828.5826 | 995.6617 | 37.1595 | 209.9994 | -234.1126 | 487.2522 | -614.4606 | -844.1938 | 259.5346 | -66.383 | 2951.4419 | -1313.8539 | -1469.8115 | -522.0629 | -66.4174 | 1075.2419 | 5.8408 | 1048.344 | -1925.5983 | 635.7129 | 2.2931 | -194.551 | 3769.123 | 1.0005 | 319.7516 | 78.8354 | -2690.9456 | 752.8331 | 2988.5396 | 1384.4995 | 4498.7246 | -2.8045 | -275.1369 | 2240.7095 | -1214.402 | 1241.8044 | 1197.8744 | -2364.8518 | 581.4505 | 6491.1924 | 210.1042 | 69.0136 | 330.0048
2030-02-05 | 4 | -13.3863 | 539.492 | -60.2204 | -459.45 | 220.9722 | -1328.136 | -11582.9805 | 4222.7759 | 2084.1968 | -80.9354 | 2494.4158 | -45.4334 | 1977.0917 | -529.8378 | 798.5596 | 1393.1177 | -54.6138 | 209.9994 | -223.1759 | 423.899 | -602.1769 | -689.0054 | 226.3765 | -63.9567 | 2940.1533 | -1185.2772 | -1432.8418 | -635.4207 | -91.9665 | 1093.1135 | -28.8352 | -713.056 | -1843.2623 | 47.8889 | 2.7876 | -244.6206 | -1475.4537 | -1.6235 | 387.245 | 1.0011 | -2658.312 | 705.5121 | 2973.5476 | 1354.5743 | 4533.2114 | -2.7435 | -274.7167 | 2134.959 | -1280.1228 | 1115.3496 | 1194.4037 | -3061.7568 | 672.9394 | 4488.9556 | 210.1042 | 111.8499 | 341.9542
2030-02-05 | 5 | -6.7081 | 745.433 | -58.4542 | -443.209 | 379.9232 | -1470.9855 | -12419.6826 | 4567.7593 | 1902.9093 | -76.2478 | 1783.3065 | -44.9494 | 1963.8235 | -523.5785 | 800.8223 | 1495.4064 | -166.3372 | 209.9994 | -426.3043 | 494.8908 | -686.7271 | -652.2003 | 202.8608 | -33.8048 | 3798.7671 | -1176.0392 | -2056.7769 | -679.6602 | -100.6912 | 1078.4518 | -86.1189 | -1256.6979 | -1948.0278 | -150.1404 | 2.0052 | -437.1678 | -2008.767 | -117.8444 | 415.589 | 0.98902 | -2602.0364 | 635.7046 | 3048.4639 | 1205.3384 | 4626.3535 | -3.0607 | -272.368 | 1901.4452 | -1835.0028 | 1053.4972 | 1318.3446 | -3220.6951 | 606.7343 | 3318.5283 | 210.1042 | 159.3761 | 299.8716
2030-02-05 | 6 | -12.6936 | 802.0604 | -63.6023 | -369.1582 | 370.148 | -1601.3715 | -12360.4346 | 4366.1401 | 548.7231 | -27.8229 | 2286.6179 | 89.8975 | 2077.1921 | -490.348 | 895.0718 | 1397.7164 | -125.5448 | 209.9994 | -447.6786 | 313.0865 | -920.3984 | -1404.1217 | 116.1785 | -37.2579 | 3835.1904 | -1384.7655 | -2020.097 | -711.1672 | -101.0887 | 993.2986 | 330.9091 | -1050.8586 | -1658.7548 | -162.029 | 3.0284 | -215.8898 | -1860.9567 | -382.3694 | 96.2085 | 65.425 | -2695.1885 | 248.8338 | 4020.2949 | 1541.3564 | 4975.1216 | -3.864 | -277.5899 | 2402.5576 | -1279.3081 | 1013.9815 | 1755.8062 | -3912.3625 | 1.0132 | 3947.7354 | 210.1042 | 158.4007 | 339.2657
2030-02-05 | 7 | -0.69859 | 1025.2513 | -70.5698 | -521.2554 | 215.3436 | -1785.9784 | -13395.2422 | 4536.5874 | -3.0233 | -98.9295 | 2261.9719 | -5.6095 | 1996.1021 | -344.2463 | 1366.9563 | 1430.7279 | -417.2822 | 209.9994 | -382.9427 | 32.9302 | -1269.2567 | -1769.4713 | 26.854 | -52.5771 | 3501.1238 | -1847.2059 | -1308.4663 | -826.0131 | -115.5673 | 972.6909 | 922.8575 | -3221.6045 | -1148.3268 | -522.0557 | 3.256 | -151.3694 | -1127.7762 | -348.9748 | -107.633 | 449.7513 | -2024.975 | 18.5028 | 4660.4888 | 1576.353 | 5018.7275 | 280.5138 | -486.3635 | 2269.5957 | -2306.49 | 604.5366 | 180.7306 | -2463.0842 | 625.9754 | 6684.3921 | 210.1042 | 72.222 | 297.0373
2030-02-05 | 8 | 7.153 | 563.4379 | -73.1089 | -466.7252 | -201.3314 | -1524.6613 | -12758.6387 | 3365.7405 | -258.7777 | -253.6481 | 2670.073 | 159.7802 | 1567.3831 | -297.6404 | 1534.8636 | 1618.3759 | -601.5061 | 209.9994 | -470.9854 | 285.451 | -1613.6609 | -3276.6758 | 64.131 | -52.242 | 3654.6982 | -1354.6904 | -2126.9565 | -732.6788 | -109.8395 | 899.8323 | 307.2275 | -4103.5566 | -1394.0405 | -597.8558 | 3.5111 | 157.984 | -1324.4523 | -505.9646 | -214.5714 | 449.8022 | -2263.5215 | 138.483 | 4788.7969 | 1470.4268 | 5040.3662 | 1.0014 | -957.9005 | 2075.2759 | -2586.9089 | 1005.2346 | 457.291 | -1266.903 | 104.3912 | 7276.5908 | 210.1042 | -58.4129 | 311.6892
2030-02-05 | 9 | 8.0517 | 643.3532 | -71.9842 | -479.3484 | -929.5448 | -1486.6099 | -12008.2412 | 2107.5908 | 131.7691 | -215.4036 | 3033.8254 | 138.2419 | 1491.0737 | -303.6632 | 1519.6063 | 2137.4583 | -283.0262 | 209.9994 | -509.8742 | 477.3226 | -1637.9047 | -4041.9221 | 13.5967 | -41.7108 | 3672.593 | -1310.1969 | -2660.2295 | -730.091 | -106.32 | 658.3997 | 193 | -4412.4248 | -1581.3247 | -618.5047 | 3.2084 | 228.851 | -1202.557 | -516.9228 | -181.2607 | 449.7486 | -2361.4019 | 13.2621 | 4912.2202 | 1488.6376 | 5060.4229 | 98.6664 | -1281.2552 | 1886.464 | -2210.6841 | 986.7786 | -79.8898 | -791.5359 | 120.7092 | 7609.3774 | 210.1042 | -78.0914 | 234.233
2030-02-05 | 10 | 8.3625 | 468.6025 | -66.4147 | -467.2207 | -687.2776 | -1439.2872 | -12631.1895 | 2557.8904 | 292.5465 | -150.9985 | 2863.1997 | 1.001 | 1456.9178 | -240.0301 | 1775.8248 | 1205.8281 | -586.4532 | 209.9994 | -489.1347 | 501.7131 | -1449.1151 | -3022.9355 | 48.7361 | -48.0309 | 3773.906 | -1302.3331 | -2533.6399 | -714.6483 | -94.5088 | 745.7563 | 261.2261 | -3965.0352 | -1529.9255 | -542.6932 | 3.3386 | 260.6573 | -1185.5657 | -564.9394 | -327.9821 | 449.9845 | -2246.2776 | 78.9712 | 5108.1904 | 1552.734 | 5071.0322 | 138.0601 | -1350.608 | 1432.712 | -2339.9136 | 925.7394 | -30.1074 | -1484.2994 | 1.0245 | 8155.0122 | 210.1042 | -51.9214 | 192.5068
2030-02-05 | 11 | 7.0275 | 796.2263 | -64.4061 | -481.3071 | -450.903 | -1568.3546 | -12664.9219 | 2697.978 | 140.2317 | -206.664 | 2747.646 | -110.7589 | 1579.422 | -239.0191 | 1775.385 | 813.7834 | -526.1627 | 209.9994 | -451.581 | 493.952 | -1289.6901 | -2609.0376 | 11.2101 | -55.1055 | 3649.8269 | -1466.5071 | -2414.8032 | -748.9861 | -100.2114 | 677.5211 | 214.1016 | -3431.5903 | -1586.5371 | -525.4552 | 3.0665 | 304.7585 | -1486.5303 | -651.3357 | -415.1715 | 450.1056 | -2171.2319 | -0.55506 | 5179.2754 | 1529.4727 | 5075.1167 | 137.5034 | -1350.7369 | 781.5211 | -2742.9705 | 760.5539 | 0.97595 | -1770.9807 | 2.296 | 6358.3696 | 210.1042 | 1.9151 | 217.7325
2030-02-05 | 12 | 10.5292 | 873.5541 | -59.4436 | -456.2098 | -373.7411 | -1587.3599 | -12989.0967 | 3058.1272 | 304.1597 | -172.0867 | 2681.4504 | -27.119 | 1660.7753 | -230.907 | 1800.3965 | 744.3212 | -508.2944 | 209.9994 | -423.7778 | 480.2348 | -1126.0773 | -2563.1543 | 30.8354 | -57.0696 | 3440.3792 | -1387.6135 | -2474.4507 | -746.5646 | -103.1281 | 718.14 | 177.5701 | -3484.2451 | -1635.266 | -580.4561 | 2.9652 | 307.8911 | -1832.5024 | -761.8906 | -410.8176 | 450.0416 | -2224.8442 | 29.4921 | 5168.4575 | 1527.4381 | 5065.377 | 135.5443 | -1674.016 | 584.223 | -2628.1426 | 737.5103 | 531.4335 | -1864.6143 | 0.98441 | 5299.5166 | 210.1042 | 104.2079 | 330.7414
2030-02-05 | 13 | 14.2833 | 1249.2694 | -56.123 | -487.1948 | -289.053 | -1820.2487 | -13201.8535 | 3135.4229 | 0.99901 | -211.2403 | 2824.0806 | -117.1897 | 1596.3552 | -235.1872 | 1840.9707 | 1108.6198 | -575.4124 | 209.9994 | -422.9185 | 688.4107 | -1211.9861 | -2563.3843 | 62.8455 | -50.6722 | 3374.0505 | -1350.9066 | -3222.6843 | -821.9229 | -104.1474 | 709.0652 | -55.5631 | -4162.6665 | -1856.2959 | -693.235 | 2.4049 | 148.7635 | -2096.0549 | -700.2316 | -407.5062 | 450.1889 | -2363.9714 | 235.3354 | 5172.7114 | 1572.8827 | 5075.8628 | 134.4162 | -1350.9017 | 802.2914 | -2077.0505 | 980.8065 | 1122.1135 | -2257.4849 | -217.7614 | 5106.6045 | 210.1042 | 23.1792 | 286.6984
2030-02-05 | 14 | 17.9018 | 1411.6205 | -54.311 | -465.6883 | -6.3002 | -1884.3389 | -13353.1885 | 3699.8481 | 0.99964 | -196.5601 | 2693.6245 | -70.8218 | 1552.1045 | -170.4543 | 1903.592 | 1335.4572 | -615.6172 | 209.9994 | -427.2702 | 528.5963 | -992.6379 | -2726.5493 | 50.5953 | -56.6285 | 3445.8147 | -1356.929 | -3090.2649 | -839.6766 | -114.7549 | 757.7142 | -84.3181 | -4563.2041 | -1847.0598 | -791.6243 | 2.0569 | 195.4254 | -2565.7852 | -663.6898 | -361.659 | 450.178 | -2498.0815 | 185.4003 | 5152.8071 | 1582.6484 | 5074.8965 | 158.7913 | -1350.9523 | 896.0084 | -1945.618 | 991.9805 | 1056.8464 | -2594.9895 | -43.3451 | 4356.6895 | 210.1042 | -10.7634 | 206.1451
2030-02-05 | 15 | 19.7596 | 1601.6714 | -52.4583 | -431.2407 | 121.1985 | -1941.4723 | -13192.2383 | 3796.5513 | -2.9849 | -178.5537 | 2526.2622 | -17.5568 | 1435.4644 | -141.3522 | 1940.1761 | 1470.6416 | -509.564 | 209.9994 | -463.939 | 546.0905 | -859.21 | -2118.4404 | 16.4746 | -52.294 | 3797.6885 | -1342.8137 | -2865.5522 | -852.8495 | -122.7968 | 706.1465 | -22.5758 | -4383.3374 | -1745.1018 | -834.957 | 3.305 | 288.8302 | -3016.2334 | -630.087 | -303.7091 | 450.1094 | -2682.228 | 82.5197 | 5089.2051 | 1557.3971 | 5073.855 | 161.3463 | -1350.9291 | 1247.6932 | -1485.4017 | 875.3395 | 340.5382 | -2819.1367 | -123.6646 | 3091.9226 | 210.1042 | -14.9522 | 206.8767
2030-02-05 | 16 | 24.0777 | 1795.6521 | -50.6716 | -414.5879 | 48.1639 | -2011.0869 | -12749.0156 | 3569.0676 | -2.9932 | -133.9677 | 2384.4409 | 50.4071 | 1315.1498 | -172.194 | 1843.9562 | 2375.4392 | -205.361 | 209.9994 | -440.8473 | 708.9207 | -884.6876 | -1656.5592 | 8.5279 | -51.971 | 3614.1023 | -1258.5696 | -3415.6992 | -873.8895 | -128.5937 | 588.701 | -203.4953 | -5127.0469 | -1888.0852 | -946.4839 | 3.267 | 209.0444 | -3321.7568 | -592.8842 | -287.3446 | 450.0708 | -2605.0779 | 79.062 | 5019.3057 | 1544.1162 | 5071.5928 | 132.0252 | -1404.5452 | 1331.0497 | -1853.4272 | 985.2653 | 255.8269 | -2516.4341 | -288.3254 | 2178.8718 | 210.1042 | -88.316 | 199.8198
2030-02-05 | 17 | 23.1271 | 1534.989 | -48.6418 | -392.5851 | -253.9876 | -1724.1017 | -11458.3369 | 2765.9675 | -3.0105 | -143.9391 | 2514.4565 | 58.7723 | 1542.3547 | -112.9892 | 1940.6976 | 2155.5107 | -170.0979 | 209.9994 | -481.3626 | 741.9022 | -1094.8977 | -1992.9023 | -38.4239 | -32.3281 | 3791.3064 | -1090.0952 | -3599.905 | -768.222 | -125.5833 | 454.4544 | -230.747 | -4528.2671 | -2006.5924 | -840.8181 | 3.7081 | 55.7232 | -2641.877 | -820.9307 | -413.223 | 450.006 | -2614.9302 | 1.003 | 5020.9351 | 1531.2833 | 5064.8853 | 1.0075 | -1730.5225 | 909.7624 | -2731.0264 | 970.7867 | 157.7371 | -1957.1844 | -113.8567 | 1171.0361 | 210.1042 | -101.613 | 178.3871
2030-02-05 | 18 | 25.9615 | 1728.0546 | -50.0341 | -397.9489 | -255.0558 | -1852.9138 | -11497.4482 | 2801.8831 | -2.9957 | -142.8524 | 2514.311 | 45.8617 | 1137.6935 | -16.6267 | 1865.8577 | 1978.1659 | -174.038 | 209.9994 | -470.9468 | 744.749 | -1172.0466 | -1504.3134 | -80.1795 | -19.4698 | 3827.4526 | -1104.7472 | -3562.8867 | -813.7643 | -133.7214 | 386.6897 | 19.4677 | -4810.6738 | -1949.1799 | -937.7554 | 3.6155 | -133.5465 | -3093.219 | -946.5112 | -436.4861 | 449.9516 | -2474.7996 | -50.2619 | 4862.9946 | 1516.3822 | 5068.978 | 54.7775 | -1835.6112 | 673.351 | -3669.948 | 726.3378 | 1.0334 | -2108.9668 | 73.5568 | 1177.6394 | 210.1042 | -24.1644 | 225.3867
2030-02-05 | 19 | 22.7891 | 1499.3765 | -54.1267 | -391.2408 | 0.99967 | -1814.3153 | -12396.7803 | 3294.1567 | -378.0181 | -194.6082 | 2638.1072 | 65.9324 | 1700.2284 | 189.7696 | 2144.6543 | 1854.7565 | -170.6308 | 209.9994 | -467.8849 | 705.9945 | -1529.677 | -1359.2561 | -27.2853 | -15.5084 | 3861.8105 | -1094.4673 | -3304.2651 | -769.8782 | -126.8727 | 523.0449 | 204.9523 | -4496.4858 | -1894.9641 | -915.6172 | 3.9785 | -22.552 | -3789.9578 | -963.2644 | -516.942 | 449.7898 | -1995.2104 | 1.0014 | 4984.6206 | 1478.8302 | 5066.1055 | 0.98932 | -1888.6689 | 141.6012 | -4296.0894 | 678.6179 | 218.3281 | -2460.7244 | 382.8324 | 1558.1598 | 210.1042 | 26.6626 | 326.1017
2030-02-05 | 20 | 13.0516 | 1107.4613 | -61.5346 | -409.403 | -29.1037 | -1640.8706 | -12965.6318 | 3389.3738 | -247.0114 | -234.6629 | 2620.1672 | 74.442 | 1165.4219 | 250.6181 | 2175.4639 | 1612.3365 | -73.1529 | 209.9994 | -513.9861 | 454.8372 | -1569.8096 | -1291.7031 | 13.2525 | -36.9674 | 4050.3584 | -1231.1842 | -2725.7034 | -715.8372 | -112.3954 | 675.1863 | 179.559 | -3226.4482 | -1747.3931 | -650.2825 | 5.2704 | 500.9025 | -3333.0925 | -801.4664 | -426.2245 | 449.829 | -1846.3824 | 155.3548 | 5045.415 | 1532.3309 | 5067.6641 | 148.2785 | -1594.8219 | 1115.8197 | -3219.1917 | 1018.464 | 926.7783 | -2312.0132 | 1.0209 | 2736.3445 | 210.1042 | -97.4344 | 334.3278
2030-02-05 | 21 | 5.2269 | 943.9551 | -65.0496 | -433.1023 | -447.022 | -1546.9181 | -12771.5967 | 2657.8997 | -3.0178 | -188.4293 | 2779.4529 | 23.05 | 1268.1576 | 88.3079 | 2223.1863 | 1333.1697 | -4.0566 | 209.9994 | -569.3533 | 476.9212 | -1582.7596 | -1286.714 | 16.9603 | -52.8177 | 4264.8643 | -1376.3489 | -2792.2109 | -702.7889 | -102.9513 | 645.2377 | 165.783 | -2251.1863 | -1597.3406 | -470.715 | 6.8103 | 881.035 | -2731.7134 | -683.1854 | -374.3584 | 450.0592 | -1927.0529 | 149.3893 | 5025.5601 | 1598.8586 | 5065.9907 | 233.5133 | -1351.6842 | 1613.9918 | -2499.3804 | 1158.693 | 1184.9594 | -1961.5132 | 0.99905 | 4133.0596 | 210.1042 | -132.9338 | 326.6376
2030-02-05 | 22 | 4.3132 | 876.4755 | -64.9876 | -419.0338 | -563.2627 | -1463.0499 | -12539.2285 | 2296.9238 | 0.99847 | -157.2478 | 2774.2964 | 56.5407 | 1445.4193 | 193.0591 | 1922.0865 | 1310.6219 | -28.7882 | 209.9994 | -589.8441 | 703.9559 | -1694.4557 | -1725.3472 | 53.7516 | -58.5 | 4286.6543 | -1348.5875 | -3370.9983 | -683.0585 | -100.4722 | 602.8529 | -145.1821 | -2236.0137 | -1752.6963 | -384.5894 | 6.3841 | 1170.9963 | -2741.2485 | -263.3031 | 149.7526 | 449.5865 | -1804.5925 | 334.6652 | 4918.2471 | 1782.6775 | 5053.7827 | 742.6942 | -1353.8154 | 2047.4199 | -1465.6068 | 1129.5917 | 972.2845 | -1921.1125 | 2.4408 | 4226.9009 | 210.1042 | -131.4471 | 189.2379
2030-02-05 | 23 | 10.0218 | 802.141 | -60.6602 | -376.3137 | -570.1032 | -1414.772 | -12511.9062 | 2340.2981 | 407.3522 | -80.3122 | 2754.0063 | 194.9924 | 1016.4244 | -17.0332 | 1631.4486 | 1203.8842 | -99.2115 | 209.9994 | -618.6272 | 931.024 | -1480.6396 | -1981.3507 | 82.6313 | -45.5677 | 4330.8486 | -1173.7881 | -3828.8442 | -658.8895 | -95.1936 | 583.3704 | -567.8688 | -2726.6045 | -2032.8879 | -438.3359 | 5.6912 | 573.9838 | -3222.8062 | 189.1918 | 754.478 | 449.8488 | -2181.3184 | 284.0276 | 4235.748 | 1929.7557 | 5038.4927 | 746.5863 | -622.3889 | 2157.2778 | -762.2721 | 1248.9772 | 731.6943 | -1379.9377 | 0.99483 | 3182.4519 | 210.1043 | -144.03 | 179.8313
2030-02-05 | 24 | 9.8975 | 874.7192 | -58.7809 | -365.4992 | -302.3186 | -1513.2411 | -13071.9492 | 2992.9856 | 1030.4943 | -83.6432 | 2488.6709 | 150.6473 | 1987.2736 | -137.0357 | 1587.6067 | 1292.1212 | -80.2333 | 209.9994 | -573.6094 | 733.71 | -1081.6992 | -2636.0869 | 95.0852 | -64.8379 | 4122.8027 | -1238.823 | -3702.9368 | -692.4668 | -96.5306 | 721.3834 | -729.104 | -2902.0264 | -2025.0447 | -426.8464 | 4.4883 | 889.0353 | -3424.6833 | -507.319 | -57.6195 | 311.1478 | -2428.8672 | 261.2118 | 4228.2793 | 1721.7113 | 5015.9302 | 1.0122 | -278.7625 | 2200.8008 | -626.6829 | 1259.9608 | 1327.3961 | -2286.5979 | -308.1855 | 3228.1975 | 210.1042 | -81.1763 | 296.0556
2030-02-06 | 1 | 10.1892 | 1275.3595 | -58.0432 | -375.0514 | -94.2584 | -1719.8917 | -13206.5059 | 3522.321 | 1377.7373 | -36.3507 | 2474.042 | 150.6886 | 1967.2217 | -253.2463 | 1294.5884 | 774.1576 | -86.8192 | 209.9994 | -585.2947 | 524.6463 | -849.2017 | -2497.8237 | 73.0942 | -69.4347 | 4241.3574 | -1474.1472 | -3122.4741 | -782.1467 | -114.3342 | 759.3202 | -551.7373 | -2493.48 | -1707.2467 | -507.2872 | 4.9147 | 755.5541 | -3517.6985 | -225.2819 | 168.4773 | 412.2959 | -2366.397 | 272.1087 | 3861.0571 | 1740.8455 | 4963.5449 | 1.0113 | -278.2662 | 2543.3718 | -144.369 | 1118.4827 | 705.3472 | -2372.1704 | -113.8321 | 1667.5731 | 210.1043 | -110.5194 | 205.8481
2030-02-06 | 2 | 6.6787 | 1108.2623 | -58.4289 | -354.7045 | 2.7861 | -1537.0759 | -12291.5967 | 3372.9568 | 1429.0741 | 1.0003 | 2426.8984 | 156.7635 | 2000.4514 | -379.3674 | 927.7042 | -827.0703 | -514.0394 | 209.9994 | -560.9799 | 666.4826 | -744.7136 | -2670.0698 | 87.3072 | -71.553 | 4182.0361 | -1443.9611 | -3036.0432 | -711.9865 | -115.3506 | 750.3746 | -921.1523 | -1503.8213 | -1866.1636 | -364.7721 | 4.093 | 868.4736 | -3647.552 | -453.9941 | 352.9372 | 149.3872 | -2599.7732 | 338.7344 | 3607.2402 | 1730.2534 | 4953.3247 | 1.0034 | -278.0623 | 2466.916 | -118.0447 | 1017.4155 | 671.803 | -2770.427 | 417.7373 | 748.106 | 210.1042 | 31.6192 | 357.6469
2030-02-06 | 3 | -7.7932 | 552.9635 | -61.8438 | -400.3169 | -76.2461 | -1300.9542 | -11296.6602 | 2946.3591 | 1352.1775 | -7.9688 | 2464.0361 | 106.3696 | 1538.1371 | -444.5096 | 781.7762 | -865.4955 | -387.4288 | 209.9994 | -563.1072 | 809.6202 | -762.7256 | -2624.6113 | 204.0463 | -74.3771 | 4195.7422 | -1530.7827 | -3386.467 | -640.7685 | -87.5501 | 909.8706 | -1069.5837 | -183.5172 | -1940.2045 | 14.7186 | 4.3855 | 932.7106 | -2492.0583 | -324.1588 | 536.8927 | 0.99889 | -2798.7974 | 626.6031 | 3488.5386 | 1638.5929 | 4966.8589 | -4.0086 | -276.6968 | 2609.7402 | -63.511 | 1466.1774 | 2478.0947 | -3412.8416 | -15.3295 | 5487.7417 | 210.1043 | 54.309 | 360.6776
2030-02-06 | 4 | -13.6118 | 154.9008 | -63.5448 | -349.0325 | -950.4527 | -916.0015 | -8315.2266 | 979.2313 | 1072.8894 | -31.3887 | 2564.1946 | 82.4835 | 991.2358 | -422.5855 | 877.4259 | -882.9606 | -188.9162 | 209.9994 | -596.9592 | 606.7253 | -813.8005 | -2507.6162 | 72.5306 | -74.7977 | 4256.3936 | -1462.2258 | -3080.47 | -498.6422 | -74.9871 | 649.3078 | -983.1249 | 641.5351 | -2039.0867 | 271.8884 | 5.8937 | 906.5857 | -1726.0839 | 0.9998 | 462.5877 | 261.8911 | -2668.5215 | 151.6954 | 3552.8159 | 1768.1008 | 4853.627 | 87.9165 | -278.5576 | 2722.1636 | 83.9506 | 1277.578 | 813.1741 | -1480.3914 | -197.4248 | 6338.8677 | 210.1043 | -119.4724 | 382.6269
2030-02-06 | 5 | -16.6609 | 15.7667 | -62.3602 | -377.8407 | -1163.814 | -704.3436 | -7392.8647 | 259.5204 | 533.8779 | -20.7748 | 2621.4238 | 120.0327 | 1338.0403 | -408.7376 | 927.944 | -733.2736 | -66.7342 | 209.9994 | -590.573 | 678.245 | -888.8423 | -2167.7373 | 97.9845 | -69.4495 | 4265.8301 | -1356.8018 | -3037.5996 | -428.6541 | -68.7936 | 660.8195 | -1009.1431 | 1045.9991 | -2151.5193 | 432.0412 | 6.0197 | 808.0935 | -595.8646 | -115.4359 | 432.9542 | 36.8876 | -2668.2559 | 274.5177 | 3594.0186 | 1739.6989 | 4945.8413 | 1.0113 | -278.1354 | 2727.3789 | -165.1841 | 1353.7778 | 726.7665 | -1670.5643 | -149.1674 | 6925.8711 | 210.1042 | -186.7084 | 245.4779
2030-02-06 | 6 | -28.7713 | -13.6015 | -65.98 | -415.7733 | -943.1682 | -508.9715 | -6540.8433 | 0.99646 | -2.9783 | -37.3592 | 2655.0542 | 93.2983 | 2011.0005 | -402.2381 | 1014.7519 | -652.4897 | 119.7029 | 209.9994 | -552.8313 | 466.3077 | -961.6323 | -2208.8367 | 44.4097 | -94.0959 | 4110.5005 | -1610.3015 | -2582.196 | -411.3193 | -77.1099 | 659.0383 | -663.5941 | 2699.282 | -1777.5839 | 687.5504 | 5.8645 | 1183.2723 | 1394.6575 | -485.3794 | 16.3647 | 1.0005 | -2391.3723 | 118.4101 | 3824.2107 | 1726.7601 | 4767.5244 | -4.0394 | -278.5406 | 2429.9619 | -937.623 | 1126.1815 | 223.4611 | -1739.1968 | -32.0924 | 6557.6738 | 210.1042 | -152.2286 | 315.035
2030-02-06 | 7 | -39.863 | -14.1481 | -71.0293 | -465.3231 | -743.2094 | -343.9546 | -4360.2227 | 0.99824 | -1714.4954 | -95.1821 | 2956.3662 | 31.259 | 2080.1711 | -282.5609 | 1379.1973 | -486.3005 | 262.857 | 209.9994 | -581.5188 | 668.6401 | -1508.7914 | -2610.5547 | 58.87 | -90.2368 | 4183.2944 | -1645.9758 | -2907.426 | -341.4904 | -72.9077 | 598.8969 | -583.1566 | 4146.5 | -1828.1046 | 1080.5 | 6.341 | 1510.8876 | 3431.9084 | -779.3755 | -67.8036 | 182.513 | -2188.7683 | 168.7563 | 4326.6943 | 1646.9988 | 5020.5605 | -3.494 | -974.2244 | 2147.251 | -2122.2915 | 1130.7218 | 285.212 | -2519.6692 | -522.0262 | 3997.3469 | 210.1042 | 16.5381 | 382.2778
2030-02-06 | 8 | -30.9921 | -12.3993 | -74.7096 | -484.8824 | -1407.9084 | -625.3573 | -4179.7349 | -213.8377 | -873.9545 | -144.9264 | 2470.5583 | 56.7085 | 2028.2595 | -39.0126 | 1622.8595 | 771.3984 | 556.3371 | 209.9994 | -638.3403 | 658.261 | -1353.0366 | -2443.2383 | 114.0939 | -127.0534 | 4481.7246 | -1712.1082 | -2626.2534 | -433.2853 | -67.2236 | 782.4819 | -384.9424 | 3957.0117 | -1525.8641 | 632.0451 | 5.2116 | 2648.8816 | 3920.7996 | -913.549 | -209.3712 | 450.3362 | -1941.9268 | 92.4414 | 4370.355 | 1578.7078 | 5037.6807 | -210.4809 | -917.2664 | 1730.2758 | -1780.1794 | 1158.189 | -941.8783 | -1079.6371 | -860.7498 | 5915.3457 | 210.1042 | -220.5751 | 315.1813
2030-02-06 | 9 | -13.6314 | 105.0808 | -66.7776 | -419.1107 | -1648.3237 | -630.011 | -4736.439 | -485.4221 | -761.5328 | -157.6387 | 2608.2397 | 96.7816 | 1546.754 | 28.4643 | 1955.1306 | 858.0201 | 385.7122 | 209.9994 | -653.3522 | 721.2628 | -1364.3165 | -3377.4995 | 44.4131 | -115.9737 | 4488.5366 | -1412.1265 | -2992.7542 | -435.5067 | -75.6145 | 598.4612 | -196.3365 | 1803.691 | -1513.8955 | 251.8647 | 5.3558 | 2429.7441 | 2032.2909 | -828.4285 | -104.8055 | 308.7052 | -1634.4171 | -52.2846 | 4238.0977 | 1572.4166 | 5046.4727 | -260.0936 | -1230.4852 | 1691.5018 | -1386.6321 | 745.9067 | -2499.6111 | 1.0023 | -484.1841 | 4208.5703 | 210.1042 | -270.7891 | 271.729
2030-02-06 | 10 | -28.1923 | 297.3612 | -69.5644 | -461.3328 | -1739.6995 | -607.1368 | -4094.9431 | -1034.0713 | -425.3408 | -158.9255 | 2606.6016 | 89.505 | 1335.0001 | 80.069 | 1903.9265 | 564.4426 | 354.7145 | 209.9994 | -655.8802 | 632.2587 | -1349.3815 | -3486.8916 | -68.2952 | -124.4342 | 4462.0854 | -1806.5863 | -2819.145 | -440.0758 | -81.6724 | 364.8897 | 21.7775 | 2206.0459 | -1281.9871 | 520.1202 | 6.0503 | 2664.9216 | 2605.5735 | -415.4879 | 150.4958 | 450.3761 | -1680.8873 | -461.8367 | 4722.4194 | 1755.9106 | 5072.1133 | 427.3037 | -1099.624 | 1910.943 | -704.5524 | 567.0607 | -2564.1509 | 292.1451 | 109.1372 | 5138.9399 | 210.1042 | -165.7359 | 249.778
2030-02-06 | 11 | -30.2464 | 477.2958 | -69.9292 | -458.4271 | -1786.7782 | -539.798 | -3012.104 | -1521.9117 | 0.99873 | -163.1333 | 2760.165 | 49.4898 | 1171.1146 | 177.1194 | 1819.5494 | 449.3844 | 376.1848 | 209.9994 | -665.507 | 892.0665 | -1477.609 | -3345.0935 | -87.84 | -106.6957 | 4436.394 | -1726.4502 | -3171.9036 | -415.7549 | -87.9787 | 150.4855 | -399.9295 | 2258.3396 | -1459.4851 | 610.9559 | 6.7173 | 2356.6123 | 2561.2461 | -371.8977 | 201.1006 | 450.2146 | -1610.6613 | -478.2233 | 4681.1509 | 1740.8734 | 5075.4985 | 422.1017 | -1177.5632 | 2112.8066 | -618.6057 | 574.3416 | -2677.7056 | 484.5549 | 0.99452 | 4742.5273 | 210.1042 | -162.6254 | 198.364
2030-02-06 | 12 | -25.8841 | 749.6314 | -68.7569 | -463.9765 | -1795.5664 | -695.4553 | -2759.2698 | -1388.647 | -2.9471 | -155.3997 | 2792.2141 | 17.3074 | 1054.3333 | 129.574 | 1819.1503 | 203.2134 | 331.1175 | 209.9994 | -681.5201 | 813.4161 | -1518.7743 | -3163.6807 | -143.0744 | -99.966 | 4451.6206 | -1738.0066 | -2782.2969 | -456.3112 | -96.8555 | 46.5628 | -86.7301 | 1709.0491 | -1284.6348 | 418.4818 | 7.2606 | 2174.5161 | 2112.8386 | -298.8387 | 299.2648 | 449.7182 | -1338.1029 | -570.7283 | 4671.4141 | 1746.3761 | 5077.3442 | 496.3249 | -1356.5818 | 2307.043 | -505.7057 | 502.1778 | -1819.2383 | 286.5739 | -2.3607 | 5344.8677 | 210.1043 | -44.8382 | 306.0403
2030-02-06 | 13 | -24.3311 | 729.4537 | -68.9916 | -468.317 | -1922.1862 | -805.3488 | -5670.0674 | -877.485 | 313.1782 | -142.9939 | 2706.3015 | 61.6471 | 1309.0403 | 5.5164 | 1622.9512 | 884.4348 | 328.0457 | 209.9994 | -620.1816 | 842.1213 | -1194.986 | -2998.4175 | 12.3897 | -131.0126 | 4272.9336 | -1757.4081 | -2804.7583 | -479.1447 | -93.3331 | 418.8845 | -235.8652 | 957.8481 | -1510.9526 | 346.4485 | 5.1826 | 2508.9382 | 1673.4504 | -853.7556 | -152.1757 | 350.6659 | -1532.5745 | 1.0005 | 4299.4551 | 1517.0679 | 5062.4692 | -262.2488 | -1855.5498 | 1872.925 | -920.8593 | 595.6157 | -694.2656 | 147.2289 | -4.0256 | 4544.9468 | 210.1042 | -125.9052 | 209.3698
2030-02-06 | 14 | -31.8834 | 840.3849 | -71.2506 | -521.5826 | -1907.4303 | -901.1254 | -5434.0044 | -518.7361 | 506.9366 | -160.4521 | 2975.9917 | 27.1515 | 1334.7233 | -158.998 | 1799.6521 | 1022.01 | 497.1439 | 209.9994 | -608.564 | 882.5961 | -1208.5769 | -2402.9475 | 34.4797 | -98.2196 | 4133.5186 | -1990.3796 | -2608.1519 | -529.2213 | -91.415 | 418.2348 | -4.4798 | 1794.5139 | -1341.6428 | 418.4534 | 6.6893 | 1732.8573 | 2716.9258 | -865.1283 | -204.4278 | 449.6933 | -1562.7048 | 83.022 | 4367.584 | 1515.5376 | 5064.6719 | -242.4504 | -1759.9384 | 1967.75 | -1093.2445 | 861.8313 | -78.2155 | -50.6237 | 23.7995 | 5681.9546 | 210.1042 | -91.9345 | 188.9966
2030-02-06 | 15 | -28.5053 | 900.6113 | -69.5473 | -524.5646 | -1913.3265 | -929.3372 | -5683.2856 | -120.5559 | 1012.0974 | -172.2738 | 2669.7681 | 11.4161 | 1213.0305 | -156.0818 | 1864.754 | 1287.4753 | 488.8028 | 209.9994 | -616.5314 | 911.0269 | -923.4847 | -1951.7916 | 14.8156 | -83.1662 | 4251.2812 | -1916.6752 | -3014.2068 | -529.442 | -95.1225 | 439.7501 | 74.8219 | 1253.3995 | -1459.3439 | 349.7283 | 6.4278 | 1461.177 | 2533.2549 | -760.7075 | -89.189 | 449.5364 | -2003.2247 | -3.2781 | 4489.7168 | 1547.9426 | 5060.4761 | -3.1318 | -1872.8275 | 1915.605 | -1400.5613 | 927.0256 | 1.0694 | -51.3463 | 436.1651 | 5743.5977 | 210.1042 | -52.8015 | 183.5913
2030-02-06 | 16 | -32.4047 | 850.9764 | -70.1332 | -526.6921 | -1919.8994 | -883.3929 | -4826.8022 | -493.6705 | 808.9857 | -177.4391 | 2475.991 | 14.921 | 1239.3501 | -177.2826 | 1915.9287 | 1167.7706 | 564.6646 | 209.9994 | -629.4362 | 919.2924 | -975.9035 | -1544.3525 | 15.15 | -93.8034 | 4365.0039 | -1948.0029 | -3224.6907 | -517.4621 | -93.5712 | 424.6572 | 243.0141 | 1572.832 | -1477.4058 | 485.5766 | 6.8197 | 1719.4622 | 3215.043 | -770.7176 | -104.9875 | 449.5082 | -1959.3636 | -3.3344 | 4481.147 | 1558.3706 | 5060.7964 | -33.5031 | -1810.4806 | 2143.2891 | -1536.4198 | 881.1522 | -207.3058 | -27.5434 | 1.0018 | 7248.3872 | 210.1042 | -135.7562 | 169.3963
2030-02-06 | 17 | -26.453 | 964.9804 | -68.7615 | -526.071 | -1923.0197 | -983.5368 | -5276.2686 | -381.4776 | 730.0955 | -176.1431 | 2445.5486 | 5.3118 | 1333.4077 | -147.0429 | 1913.6534 | 1019.9704 | 439.7593 | 209.9994 | -598.929 | 911.5105 | -1157.5857 | -1703.0857 | 10.5131 | -88.5185 | 4227.8115 | -1841.3619 | -3203.6899 | -544.46 | -96.3585 | 420.1362 | 80.7196 | 744.3312 | -1452.8944 | 314.5615 | 6.2134 | 1636.9974 | 2588.1294 | -883.6923 | -243.3441 | 449.6387 | -1671.5361 | -8.2603 | 4446.9741 | 1526.0743 | 5064.3652 | -260.778 | -1949.265 | 2152.8228 | -1904.2479 | 638.6949 | -390.2112 | -50.1558 | 0.99626 | 7833.3882 | 210.1042 | -123.8966 | 178.7293
2030-02-06 | 18 | -24.1644 | 910.3777 | -68.89 | -540.0939 | -1945.7485 | -932.9305 | -5235.3921 | -338.4323 | 738.259 | -168.3681 | 2643.8557 | 6.3812 | 1628.4677 | 0.99951 | 1824.1702 | 841.696 | 316.3058 | 209.9994 | -576.2496 | 896.0522 | -1407.9493 | -1923.5225 | -90.6023 | -82.2036 | 4207.2827 | -1760.1133 | -3080.0483 | -528.71 | -96.1522 | 235.1884 | 176.4646 | 348.2835 | -1385.9956 | 293.4708 | 6.5668 | 1479.7279 | 2969.6604 | -984.822 | -363.2997 | 449.6649 | -1194.1394 | -218.4128 | 4504.6206 | 1510.8345 | 5070.7607 | -250.5739 | -1988.1503 | 1116.5674 | -3335.1704 | 542.6997 | -660.6807 | -488.1895 | 1.0052 | 8530.8779 | 210.1042 | -89.7307 | 305.0827
2030-02-06 | 19 | -31.4837 | 920.7677 | -75.1437 | -578.9212 | -1886.0548 | -880.8426 | -5295.2241 | -569.4611 | 0.99993 | -189.9545 | 2738.6521 | -5.8945 | 1506.6938 | 235.8297 | 2113.6677 | 937.8477 | 333.2358 | 209.9994 | -625.9708 | 869.3687 | -1515.6891 | -2582.0466 | -74.5618 | -88.5748 | 4365.187 | -1791.5165 | -3329.6724 | -513.9679 | -105.3452 | 292.0586 | 170.0038 | 703.0219 | -1428.709 | 501.152 | 7.1944 | 1803.3558 | 3968.0232 | -1044.7549 | -266.6048 | 449.5822 | -1580.5531 | -274.2595 | 4305.2661 | 1512.5364 | 5067.5938 | -245.7249 | -1786.1609 | 1304.6913 | -2529.9294 | 860.2884 | -1297.349 | -493.4634 | 0.99559 | 8208.4541 | 210.1043 | -202.9279 | 231.5239
2030-02-06 | 20 | -33.0036 | 842.9 | -81.3984 | -584.773 | -1791.0579 | -909.6719 | -6527.2554 | -117.4869 | 271.2072 | -178.587 | 2819.2175 | -9.9197 | 1149.0636 | 370.5197 | 2175.1951 | 697.8566 | 288.7411 | 209.9994 | -640.202 | 991.9489 | -1483.1603 | -2466.3999 | -0.91157 | -96.1995 | 4428.02 | -1792.6638 | -3742.6467 | -512.4749 | -103.9248 | 422.8774 | -32.6718 | 497.7328 | -1636.3619 | 552.0715 | 6.3701 | 1981.109 | 3178.5376 | -798.1335 | -258.5922 | 449.826 | -1897.8518 | -94.8131 | 4811.4766 | 1588.9357 | 5079.3809 | 70.3269 | -1389.9172 | 1756.0833 | -1870.1968 | 1140.9075 | -529.2411 | -913.3286 | 1.0093 | 7226.5269 | 210.1042 | -216.0131 | 156.594
2030-02-06 | 21 | -25.7625 | 890.2648 | -77.5202 | -567.7046 | -1788.2958 | -994.8137 | -7381.2651 | -188.9838 | 15.3336 | -181.1741 | 2905.1409 | 12.6404 | 1474.8483 | 110.0259 | 2111.7002 | 740.1254 | 246.6108 | 209.9994 | -649.8939 | 1233.1926 | -1526.752 | -2548.6819 | -15.6966 | -89.5864 | 4425.2812 | -1649.2491 | -3803.4976 | -539.0848 | -102.3744 | 361.8661 | -147.5382 | -281.4235 | -1716.5031 | 367.2201 | 6.3882 | 1669.7638 | 2831.1672 | -689.4597 | -287.3509 | 449.8022 | -2027.2428 | -1.4041 | 4896.7012 | 1662.1277 | 5070.5957 | 173.9993 | -1351.3351 | 2044.2142 | -1753.6765 | 1152.9974 | -31.8628 | -1259.0424 | 0.99478 | 7093.9951 | 210.1042 | -184.5186 | 122.9916
2030-02-06 | 22 | -26.9916 | 824.3479 | -78.5406 | -568.0026 | -1811.5729 | -988.9442 | -7294.7378 | -294.8324 | 0.99779 | -163.6769 | 2971.502 | 35.2341 | 1672.2643 | 81.5821 | 1909.3307 | 794.1467 | 260.0578 | 209.9994 | -671.7341 | 1313.7555 | -1628.2048 | -2923.0615 | -9.1109 | -80.1447 | 4399.9028 | -1676.8783 | -3633.126 | -539.9039 | -96.0806 | 318.5008 | -214.8238 | -258.7622 | -1690.7372 | 400.0445 | 6.5729 | 1780.5424 | 3040.3521 | -839.6862 | -266.0742 | 449.624 | -2017.2031 | 43.695 | 4411.2622 | 1565.9896 | 5037.5078 | -136.102 | -1394.0186 | 2047.4617 | -1797.7374 | 1212.2433 | -17.7638 | -774.0629 | 1.0037 | 7911.9941 | 210.1042 | -201.856 | 88.3316
2030-02-06 | 23 | -30.3969 | 766.3868 | -78.7592 | -563.186 | -1789.6113 | -986.5882 | -6880.4111 | -717.9778 | 0.99839 | -136.7108 | 3123.0518 | 63.4249 | 2092.4883 | 0.99914 | 1675.6382 | 609.438 | 313.8272 | 209.9994 | -665.1863 | 1264.7527 | -1580.8905 | -2520.801 | -35.4843 | -82.3252 | 4334.1973 | -1815.3334 | -3561.7839 | -543.9064 | -88.4659 | 240.7231 | 47.2265 | 201.2783 | -1517.8966 | 498.893 | 6.2992 | 1623.2816 | 3156.6626 | -771.0208 | -194.666 | 449.6357 | -1724.1182 | 1.0007 | 4424.4951 | 1629.0422 | 5043.9932 | 76.6161 | -1237.1194 | 2328.9771 | -1319.9001 | 1050.6776 | 1.0373 | -885.9219 | -205.253 | 8325.0371 | 210.1043 | -158.3302 | 187.293
2030-02-06 | 24 | -27.1504 | 712.8878 | -75.2392 | -513.4041 | -1889.1959 | -980.4297 | -5810.1313 | -914.603 | 493.8864 | -139.8415 | 3223.6877 | 76.0119 | 1986.0728 | -191.0226 | 1774.0017 | 328.4524 | 320.7678 | 209.9994 | -649.3877 | 1022.5418 | -1380.3268 | -2970.8018 | 26.1985 | -110.5452 | 4224.0366 | -1823.9215 | -3573.7344 | -543.4895 | -86.2747 | 399.9853 | -29.2951 | 315.6694 | -1570.873 | 388.8879 | 5.2405 | 2446.408 | 2580.7021 | -485.3142 | -86.0613 | 389.1874 | -2049.3176 | 136.5738 | 4252.5762 | 1753.6986 | 5006.3926 | 1.0017 | -278.8407 | 2514.3733 | -175.2069 | 927.2654 | -152.7836 | -210.8943 | -62.109 | 7330.9507 | 210.1042 | -210.5707 | 212.1105
2030-02-07 | 1 | -28.7215 | 706.178 | -72.3181 | -495.3704 | -1857.7509 | -862.1661 | -3985.7622 | -945.8683 | 871.3008 | -101.9439 | 3499.9233 | 88.4728 | 1571.7169 | -245.3745 | 1567.1843 | -294.8676 | 341.6354 | 209.9994 | -684.4901 | 848.8329 | -1164.3146 | -2388.9326 | -16.1372 | -107.6546 | 4256.8447 | -1812.9897 | -2245.1196 | -505.0943 | -88.3189 | 343.7364 | -158.1886 | 2248.4294 | -1344.4729 | 539.6263 | 6.7279 | 2420.4573 | 3669.3877 | -62.546 | 300.3279 | 449.9592 | -2632.6978 | -3.6533 | 3830.2803 | 1777.3044 | 4991.5317 | 55.5585 | -278.5498 | 3028.4302 | 491.4697 | 1110.0748 | -80.8025 | -219.7174 | -11.0669 | 5744.6221 | 210.1042 | -269.4778 | 188.9374
2030-02-07 | 2 | -31.5438 | 194.4765 | -67.0832 | -410.3918 | -1862.0087 | -359.0068 | -1297.0029 | -1297.4915 | 1173.6049 | -37.9501 | 3546.9993 | 171.6103 | 1212.9209 | -315.0387 | 1248.181 | -840.1658 | 349.1463 | 209.9994 | -705.5894 | 938.1962 | -1093.9379 | -2201.0415 | -15.1098 | -95.5946 | 4357.4272 | -1473.4958 | -2475.197 | -323.6355 | -83.6297 | 299.869 | -567.5188 | 3055.9475 | -1635.1477 | 794.0589 | 6.6501 | 2193.7966 | 3980.344 | 99.2681 | 477.9232 | 449.8924 | -2830.6787 | 1.0025 | 3640.4395 | 1874.7528 | 4730.0156 | 346.7627 | -280.0259 | 3140.3625 | 685.3903 | 1168.212 | -80.6374 | -49.3223 | -3.9475 | 4554.7246 | 210.1042 | -302.74 | 175.4531
2030-02-07 | 3 | -28.7675 | 1.0015 | -65.8136 | -361.1396 | -1855.4761 | -218.9345 | 180.3843 | -1134.3344 | 997.3515 | -18.7229 | 3636.6155 | 187.9493 | 1135.8047 | -295.9265 | 1184.3097 | -1257.7483 | 300.5741 | 209.9994 | -711.2181 | 910.1371 | -1145.8801 | -2681.6482 | -28.3484 | -81.4504 | 4422.6357 | -1311.9417 | -2377.3037 | -269.0989 | -84.879 | 259.9246 | -620.2821 | 3409.0518 | -1690.2898 | 818.217 | 6.6451 | 1948.3792 | 3748.8213 | 186.514 | 593.5071 | 409.5802 | -2795.2266 | -3.7089 | 3554.8071 | 1927.2769 | 4621.9023 | 504.7655 | -280.7577 | 3264.385 | 1081.0967 | 1016.9529 | -465.802 | 1.0207 | 1.0019 | 3408.2798 | 210.1042 | -308.7986 | 165.2375
2030-02-07 | 4 | -29.1358 | -12.6457 | -67.2031 | -360.3408 | -1844.7775 | -173.9189 | 1072.6299 | -1269.9033 | 917.3937 | -19.9027 | 3972.4971 | 194.9995 | 1573.4651 | -236.1748 | 1263.3956 | -1359.2491 | 282.841 | 209.9994 | -699.467 | 915.0731 | -1148.1235 | -2806.2812 | -25.9553 | -73.3577 | 4361.5806 | -1164.7434 | -2015.6338 | -233.4856 | -84.6477 | 240.6078 | -797.9816 | 3501.4087 | -1853.1841 | 857.4557 | 6.5391 | 1911.8033 | 3468.3711 | 125.8234 | 568.1999 | 351.3154 | -2856.5259 | 0.9971 | 3591.9854 | 1906.9031 | 4619.6846 | 519.7311 | -280.726 | 3282.5728 | 930.3322 | 1039.8271 | -380.8635 | -48.8861 | 1.0008 | 2657.9717 | 210.1042 | -299.9445 | 168.6195
2030-02-07 | 5 | -35.2718 | 161.5177 | -72.3284 | -410.8754 | -1852.1034 | -302.029 | 823.2582 | -1169.7964 | 218.8513 | -46.6769 | 4015.344 | 187.2628 | 1946.7888 | -145.3523 | 1479.3076 | -1367.5626 | 334.0583 | 209.9994 | -656.944 | 881.3154 | -1185.6721 | -2400.1201 | -23.4568 | -93.4671 | 4301.3223 | -1462.2249 | -1893.7709 | -271.0416 | -83.5705 | 255.0571 | -671.7418 | 3600.1902 | -1731.6903 | 985.8376 | 6.2249 | 2536.26 | 3515.1038 | -10.2974 | 562.3724 | 59.9913 | -2488.7141 | -3.6315 | 3701.5732 | 1836.4504 | 4948.0073 | 275.7022 | -279.6295 | 3196.864 | 530.9904 | 827.1728 | -481.6042 | 1.0069 | 0.98651 | 2557.2305 | 210.1042 | -231.0537 | 263.2051
2030-02-07 | 6 | -39.2123 | 315.0116 | -77.6655 | -475.1295 | -1877.8679 | -391.4492 | 402.0702 | -855.6324 | -461.8326 | -80.8777 | 3781.5369 | 139.0629 | 2004.036 | -117.9501 | 1620.8047 | -1352.5325 | 350.1118 | 209.9994 | -590.3057 | 818.1776 | -1355.4233 | -1499.5083 | -52.0723 | -96.0875 | 4004.2964 | -1648.005 | -1638.5071 | -325.2022 | -90.1471 | 229.1795 | -316.3673 | 4239.2456 | -1486.9639 | 982.0978 | 6.3995 | 2528.2815 | 4037.3977 | -410.8612 | 1.0003 | -3.479 | -2159.4163 | -99.2524 | 3843.835 | 1731.1306 | 4738.4336 | 1.0161 | -278.788 | 2711.6719 | -612.7444 | 804.0062 | -645.1407 | -398.0271 | 30.8918 | 2858.4866 | 210.1042 | -183.9615 | 303.1893
2030-02-07 | 7 | -31.3099 | -13.5154 | -77.3536 | -473.1957 | -1504.5311 | -232.3303 | 541.8203 | -626.5911 | -1854.7928 | -121.6358 | 3787.4595 | 171.866 | 2033.7981 | -8.484 | 1989.7998 | -871.497 | 304.572 | 209.9994 | -624.0568 | 850.7393 | -1476.2715 | -2180.031 | -16.2218 | -69.786 | 3572.4719 | -1120.0112 | -2745.3062 | -244.4902 | -80.5953 | 328.5674 | -568.3538 | 3677.1272 | -1864.9835 | 827.1709 | 5.4359 | 1818.4618 | 3476.1667 | -800.6055 | -206.4926 | -3.1194 | -2201.9614 | -85.9825 | 4202.0537 | 1604.1801 | 5003.9048 | -278.1187 | -753.5876 | 2429.3279 | -1923.7987 | 859.1602 | -356.5844 | -1670.9845 | -60.2137 | 2773.9275 | 210.1042 | -42.252 | 216.0112
2030-02-07 | 8 | -41.0634 | 1.0094 | -85.3317 | -522.819 | -1675.9443 | -491.8679 | -1272.6454 | -561.1401 | -880.3143 | -151.9324 | 3895.6787 | 97.4816 | 1139.1837 | 477.5486 | 2207.2612 | 68.6222 | 320.8654 | 209.9994 | -650.5405 | 662.6793 | -1455.7319 | -2896.585 | 22.4859 | -69.4278 | 3486.3069 | -1345.9838 | -2386.2607 | -333.4679 | -75.0148 | 514.8476 | 53.8165 | 3505.1282 | -1593.1895 | 675.9128 | 4.3038 | 1870.3022 | 3354.2856 | -788.0931 | -512.5291 | -3.3451 | -2247.1731 | -260.2895 | 4618.2769 | 1536.2975 | 5007.354 | -260.9533 | -1268.6731 | 2371.801 | -1530.9238 | 1176.5486 | -1122.5352 | -359.7658 | -721.0659 | 3564.3782 | 210.1042 | -313.0208 | 134.3703
2030-02-07 | 9 | -28.2231 | 424.7841 | -84.8612 | -566.504 | -1693.151 | -768.7114 | -3033.114 | -752.4898 | -56.4741 | -227.5297 | 3878.6587 | 14.555 | 582.6203 | 558.6992 | 2311.7947 | -324.0363 | 359.331 | 209.9994 | -645.9424 | 553.951 | -1462.1862 | -2888.7651 | -64.0752 | -61.8881 | 3381.4019 | -1735.0057 | -1944.9003 | -461.9056 | -86.1845 | 366.5561 | 638.1685 | 3577.856 | -962.0566 | 604.2813 | 5.5996 | 1966.6215 | 3197.501 | -693.1028 | -306.5139 | -3.5539 | -1788.0453 | -476.4196 | 4409.7285 | 1477.4805 | 4984.5903 | -259.4512 | -1719.9103 | 3744.1777 | 263.3698 | 890.2992 | -2618.228 | 497.4318 | -626.3141 | 2284.6504 | 210.1042 | -385.8513 | 62.0286
2030-02-07 | 10 | -20.0679 | 548.6432 | -74.2646 | -549.0514 | -1746.0607 | -772.2363 | -4438.9102 | -668.8363 | 31.2423 | -240.6043 | 3953.0432 | 84.1587 | 2111.468 | 521.8741 | 2263.1152 | -7.9099 | 310.1294 | 209.9994 | -620.6953 | 460.418 | -1319.6681 | -2693.5198 | -71.4666 | -62.4123 | 3243.3008 | -1631.1593 | -1859.0909 | -484.1446 | -93.4199 | 380.4912 | 688.5853 | 2825.6541 | -779.0847 | 382.2911 | 6.7277 | 1997.13 | 2386.3635 | -951.5211 | -157.0078 | 1.0003 | -1505.0928 | -412.6221 | 3887.8093 | 1425.5979 | 4768.0688 | -257.8514 | -1996.7118 | 1923.1747 | -808.4786 | 528.9249 | -2877.5332 | 27.462 | 280.418 | 1501.953 | 210.1042 | -209.5377 | 155.0691
2030-02-07 | 11 | -6.6743 | 382.7167 | -58.8547 | -461.9944 | -1663.8926 | -512.8172 | -3994.845 | -578.6517 | 293.0953 | -221.3268 | 3948.009 | 189.0178 | 1395.9443 | 512.8593 | 2229.6353 | -134.9561 | 207.3928 | 209.9994 | -556.4457 | 653.1277 | -1434.5702 | -3374.6025 | -71.0913 | -41.4328 | 2556.5669 | -1123.2498 | -2213.5583 | -406.1562 | -91.3106 | 285.4618 | 572.4653 | 1742.9453 | -1003.2591 | 218.1329 | 5.5006 | 1453.4581 | 1104.2767 | -670.5163 | -2.3003 | 449.5013 | -1534.4056 | -420.8936 | 3998.0081 | 1438.3306 | 5013.6499 | -258.5875 | -1747.0045 | 1754.984 | -1028.0168 | 656.445 | -2227.2742 | -51.616 | 109.2089 | 837.1226 | 210.1042 | -179.6118 | 177.8846
2030-02-07 | 12 | -6.6687 | 314.977 | -54.1631 | -434.3959 | -1592.175 | -436.8513 | -4933.4077 | -195.6458 | 960.2377 | -200.8024 | 3987.042 | 153.6268 | 1520.875 | 534.2108 | 2253.8315 | -82.3532 | 213.664 | 209.9994 | -529.7756 | 693.1569 | -1493.1841 | -3450.4248 | -82.6436 | -44.7002 | 2278.6934 | -1011.5864 | -2269.2039 | -378.9091 | -90.7743 | 238.7696 | 568.8983 | 1810.5707 | -984.5353 | 331.8174 | 5.8418 | 1244.6024 | 1159.8505 | -651.3457 | 0.99982 | 449.3948 | -1359.97 | -368.145 | 3976.0869 | 1415.4215 | 5003.4165 | -261.2896 | -1663.5374 | 1624.9552 | -950.8263 | 641.3984 | -1530.5986 | -309.6607 | 0.99603 | -968.6005 | 210.1043 | -90.9569 | 274.0007
2030-02-07 | 13 | -13.7595 | 328.9795 | -52.7069 | -427.8327 | -1684.7087 | -332.3652 | -4529.0928 | -326.0873 | 974.1544 | -253.1438 | 3932.5244 | -81.0245 | 1749.069 | 356.5765 | 2283.8452 | 300.1409 | 368.6348 | 209.9994 | -553.115 | 658.3976 | -1266.6799 | -3045.9482 | -56.8227 | -62.8351 | 2546.0417 | -1072.2206 | -2560.429 | -349.0121 | -96.9618 | 319.1778 | 501.2291 | 2258.6008 | -980.0222 | 573.4132 | 5.9327 | 1619.7899 | 2136.0718 | -779.45 | -2.5515 | 1.001 | -1714.6599 | -338.4519 | 3914.0918 | 1350.2258 | 4952.0962 | -264.0598 | -1703.2355 | 1744.1691 | -1110.7085 | 696.5325 | -396.5676 | -589.9847 | -0.36866 | -1753.516 | 210.1043 | -59.0553 | 366.0076
2030-02-07 | 14 | -1.7981 | 577.3326 | -48.3091 | -386.1794 | -1628.01 | -560.5144 | -4455.3228 | -112.4357 | 1109.123 | -244.3199 | 3926.1816 | -114.6681 | 1594.7909 | 331.1869 | 2265.7971 | 604.3342 | 331.4192 | 209.9994 | -533.316 | 649.1713 | -1266.9219 | -3056.9666 | -64.3768 | -62.5514 | 2411.4624 | -968.6274 | -2685.0969 | -401.3922 | -102.3421 | 297.2825 | 433.0703 | 875.0612 | -1026.2321 | 144.8071 | 5.771 | 1475.2798 | 1011.4908 | -766.3406 | -2.2845 | 1.0016 | -1577.2585 | -280.5825 | 3845.7522 | 1368.9199 | 4894.8784 | -264.0613 | -1801.8242 | 1956.5238 | -1186.146 | 680.136 | -755.0736 | -201.3207 | 0.98148 | -1473.3511 | 210.1042 | -128.4139 | 409.5404
2030-02-07 | 15 | 0.16982 | 801.4759 | -46.3894 | -353.2446 | -1447.1558 | -671.5467 | -4495.189 | -1.9546 | 1331.8533 | -191.1144 | 3921.8708 | 92.6826 | 1446.8678 | 414.2079 | 2219.4514 | 770.9835 | 328.0278 | 209.9994 | -532.2979 | 627.4375 | -1258.7894 | -3466.6897 | -95.6872 | -51.2426 | 2412.3625 | -953.3905 | -2590.4097 | -418.899 | -112.6069 | 236.6168 | 514.6758 | 227.1864 | -975.59 | 21.5859 | 5.8019 | 1407.2577 | 310.5061 | -751.1442 | -2.1234 | 1.0019 | -1535.8918 | -294.8701 | 3761.1096 | 1407.5756 | 4842.3838 | -265.2845 | -1814.8441 | 2063.2678 | -1133.7742 | 720.3522 | -1072.7925 | -247.9429 | -1.5126 | -2518.3296 | 210.1043 | -159.5179 | 328.5312
2030-02-07 | 16 | -7.1229 | 1261.5435 | -48.711 | -410.8727 | -1635.735 | -804.397 | -3471.4709 | -419.4641 | 1396.0724 | -207.3778 | 3892.2461 | 82.3646 | 1548.7346 | 491.1586 | 2243.9827 | 532.9647 | 325.9119 | 209.9994 | -611.7324 | 476.4726 | -1249.0051 | -3577.3062 | -206.4155 | -48.614 | 2700.8689 | -1269.2603 | -2279.6152 | -464.4737 | -129.7997 | 61.8184 | 833.3868 | 734.3553 | -651.9839 | 156.0553 | 7.0997 | 1793.7573 | 1038.7882 | -756.6926 | -2.1442 | 1.0014 | -1668.6874 | -662.8337 | 3689.054 | 1407.2317 | 4766.6406 | -264.0746 | -1810.6985 | 2179.5454 | -772.0368 | 621.9984 | -1606.9655 | -50.8627 | 1.0091 | -1405.1699 | 210.1043 | -187.1932 | 226.482
2030-02-07 | 17 | -6.3708 | 1620.2178 | -52.8211 | -433.0842 | -1888.1168 | -1078.1107 | -2225.063 | -1136.0474 | 1338.5706 | -247.4011 | 3848.0393 | 102.3865 | 1905.9084 | 517.3009 | 2257.3901 | 864.3386 | 293.6838 | 209.9994 | -679.4618 | 393.7595 | -1231.4453 | -3624.739 | -277.9409 | -55.4132 | 3109.0752 | -1523.3336 | -2356.0986 | -532.618 | -137.678 | -60.6261 | 1055.4666 | 520.5822 | -602.9221 | 50.96 | 6.4743 | 2307.9329 | 964.7269 | -896.1072 | -103.6588 | 1 | -1487.7377 | -853.9728 | 3590.9082 | 1387.4478 | 4519.7651 | -261.4767 | -1996.0237 | 2373.2214 | -503.5703 | 312.998 | -2720.1538 | 347.3825 | 37.3579 | 185.9043 | 210.1042 | -209.2161 | 318.6249
2030-02-07 | 18 | -24.7108 | 1344.4359 | -55.5416 | -456.2317 | -1890.8308 | -981.4659 | -2156.0725 | -875.2576 | 901.3953 | -283.413 | 3674.0134 | 15.002 | 1357.3733 | 545.3179 | 2300.5566 | 787.4739 | 308.0067 | 209.9994 | -665.5959 | 358.1437 | -1566.9998 | -3679.8789 | -212.9454 | -56.8008 | 3094.3977 | -1515.2324 | -2225.0735 | -469.6441 | -128.5042 | 89.8719 | 1182.8104 | 1514.563 | -555.6592 | 170.8152 | 5.6075 | 2277.6624 | 2124.4497 | -953.4755 | -238.0853 | 1.0003 | -970.4828 | -509.2018 | 3533.3591 | 1428.6694 | 4221.9824 | -251.8478 | -2000.4174 | 2095.5144 | -1049.4553 | 370.43 | -1718.0616 | -38.1721 | 1.0047 | 1118.9989 | 210.1042 | -245.6207 | 187.4382
2030-02-07 | 19 | -33.927 | 1161.0897 | -62.5305 | -468.1562 | -1850.2184 | -800.8965 | -2239.4146 | -943.8137 | 254.687 | -368.2211 | 3811.6182 | 149.1537 | 1242.2501 | 548.6844 | 2278.3181 | 516.3263 | 316.6512 | 209.9994 | -676.0247 | 531.6359 | -1617.2576 | -3894.7351 | -220.5191 | -47.7495 | 3096.5828 | -1587.2885 | -2428.5896 | -448.2509 | -116.1193 | 58.1364 | 1370.2849 | 2095.8369 | -712.9623 | 460.9287 | 5.2297 | 2017.7111 | 2637.2458 | -264.7101 | -556.4095 | 450.5668 | -1244.8109 | -784.9573 | 5073.6763 | 1461.6711 | 5071.5117 | 1.0036 | -1566.1036 | 2751.2202 | -1358.0576 | 632.825 | -538.9025 | -708.9144 | -0.42921 | 1304.6116 | 210.1042 | -229.0794 | 240.3341
2030-02-07 | 20 | -34.974 | 460.948 | -64.991 | -451.6927 | -1770.083 | -565.202 | -3197.6753 | -330.9318 | 859.8802 | -329.5147 | 3791.9028 | 117.3719 | 1393.1353 | 519.3207 | 2260.0288 | 638.9706 | 322.8025 | 209.9994 | -756.8007 | 568.3878 | -1506.8845 | -4071.0044 | -19.0743 | -29.858 | 3473.6438 | -1297.5931 | -2771.7002 | -318.2048 | -87.863 | 452.1451 | 1187.4755 | 1448.3163 | -1007.6479 | 565.9582 | 5.1373 | 1753.7059 | 2564.3933 | -273.9846 | -506.4084 | 450.5627 | -1492.6741 | -323.9173 | 5164.7891 | 1505.5087 | 5078.0425 | 165.5234 | -1430.5626 | 2713.7712 | -1328.0527 | 1026.911 | -73.3347 | -838.1849 | -469.8601 | 2142.4802 | 210.1043 | -282.6411 | 84.2996
2030-02-07 | 21 | -37.1096 | 925.4435 | -72.6601 | -536.1271 | -1755.0721 | -965.9175 | -4635.8159 | -2.1424 | 389.7516 | -374.9295 | 3865.1714 | 104.7142 | 1199.0269 | 483.486 | 2232.9565 | 763.4292 | 322.7242 | 209.9994 | -767.2632 | 443.0294 | -1381.7469 | -3661.491 | -77.5387 | -48.5318 | 3548.2998 | -1858.8143 | -2356.4558 | -525.8444 | -102.7627 | 460.1317 | 1550.0979 | 1686.8806 | -568.6045 | 369.0091 | 4.5443 | 2264.3267 | 3475.9348 | -75.2659 | -321.84 | 450.4697 | -1571.9551 | -467.0122 | 4896.4028 | 1459.0159 | 5065.5952 | 155.8853 | -1174.7509 | 2933.2058 | -993.6609 | 963.1205 | -605.1799 | -562.8322 | -475.8802 | 4273.4814 | 210.1042 | -309.9896 | 41.5629
2030-02-07 | 22 | -26.1152 | 1035.7589 | -75.9787 | -559.4462 | -1692.139 | -1078.6609 | -4587.8662 | -594.8609 | 307.1126 | -327.2899 | 3826.457 | 154.2132 | 1858.4231 | 452.229 | 2195.6931 | 888.8207 | 289.4816 | 209.9994 | -702.0822 | 747.9453 | -1626.3787 | -3987.5408 | -68.9597 | -53.4321 | 3123.5735 | -1813.8795 | -2988.426 | -563.1548 | -101.4613 | 322.4003 | 1235.5204 | 1520.1396 | -853.2015 | 398.0352 | 5.2207 | 2210.9048 | 4092.1772 | -476.5163 | -328.2465 | 408.3342 | -1843.2174 | -372.378 | 4636.4536 | 1483.9841 | 5044.5283 | -3.2394 | -900.2041 | 2909.1758 | -875.6212 | 1247.3202 | -349.4413 | -253.9596 | -464.6277 | 4262.7627 | 210.1043 | -340.7422 | 45.5718
2030-02-07 | 23 | -30.0149 | 792.7075 | -77.2953 | -572.7194 | -1715.2631 | -996.9187 | -4526.689 | -887.349 | 84.8891 | -278.5197 | 3798.0635 | 145.141 | 2006.2351 | 366.2549 | 2137.4912 | 639.4895 | 276.3873 | 209.9994 | -703.4308 | 866.9495 | -1491.2618 | -3810.4636 | -12.9864 | -55.4626 | 3162.6121 | -1835.5717 | -3297.0251 | -545.859 | -87.3208 | 375.2478 | 858.8356 | 1245.6244 | -938.8707 | 427.0115 | 4.3732 | 2277.377 | 4930.6768 | -834.8585 | -331.9036 | 0.9978 | -1781.8655 | -130.5672 | 3449.2427 | 1349.2527 | 4264.2915 | -274.9232 | -1478.3027 | 2367.7158 | -959.2984 | 1064.1237 | -1187.1025 | -523.8522 | 1.0001 | 6004.0444 | 210.1042 | -235.847 | 87.2422
2030-02-07 | 24 | -40.2832 | 603.6081 | -79.8796 | -624.4021 | -1766.7218 | -891.2821 | -4289.3535 | -940.0354 | 935.1479 | -174.897 | 3805.5977 | 25.5325 | 1448.1556 | 226.8996 | 2085.2136 | 588.1633 | 536.8652 | 209.9994 | -601.4773 | 777.6293 | -1324.1406 | -3892.1509 | -7.0119 | -81.3303 | 2551.2839 | -2097.6108 | -3000.9648 | -548.2391 | -75.5971 | 398.7253 | 1092.6028 | 2339.1328 | -633.063 | 723.7975 | 5.4605 | 2618.5627 | 6712.3804 | -760.3019 | -158.722 | -2.9768 | -1910.3726 | -215.7138 | 3291.1843 | 1378.3303 | 4387.1953 | -286.4306 | -1088.9415 | 2973.9229 | -928.8131 | 1086.3954 | -1193.7079 | -623.4125 | -138.2934 | 8354.6348 | 210.1042 | -231.2639 | 148.8505
2030-02-08 | 1 | -44.705 | 308.1577 | -74.9731 | -609.8225 | -1795.1715 | -733.1121 | -3702.7351 | -1134.1727 | 1149.428 | -184.1548 | 3780.4573 | 72.7946 | 1074.6891 | -5.6332 | 2166.6841 | -146.989 | 578.2164 | 209.9994 | -625.7792 | 842.4277 | -1498.2512 | -3486.8218 | 69.6995 | -89.6197 | 2811.658 | -2058.426 | -2989.751 | -516.7878 | -58.1216 | 477.9417 | 679.2395 | 3784.8315 | -712.1126 | 965.1068 | 5.8743 | 3068.2656 | 7163.9385 | -462.4911 | 129.1596 | 1.137 | -1656.3666 | 159.3567 | 3444.5046 | 1431.1945 | 4663.6392 | -250.27 | -274.0994 | 3233.5498 | -112.5387 | 1087.5499 | -1222.8895 | -1368.3076 | -693.6661 | 8330.7627 | 210.1042 | -220.2584 | 398.2517
2030-02-08 | 2 | -48.62 | 169.8898 | -75.6378 | -572.8167 | -1788.0287 | -615.7274 | -2364.8 | -1405.5851 | 1108.1251 | -136.7022 | 3771.002 | 90.1115 | 1010.1088 | -16.846 | 1900.6925 | -646.2327 | 584.6363 | 209.9994 | -628.792 | 879.1535 | -1441.761 | -3321.0955 | 86.5571 | -85.6002 | 2901.3696 | -1974.5669 | -3185.6777 | -455.9696 | -55.3084 | 478.0342 | 330.0935 | 4728.5552 | -917.9851 | 1116.4989 | 5.3363 | 2939.769 | 6632.1318 | -347.3969 | 270.7764 | 0.99808 | -1642.2664 | 243.8028 | 3375.2627 | 1420 | 4523.7041 | -3.1778 | -277.0376 | 3399.2454 | 185.5633 | 1032.8451 | -1126.3019 | -1342.6584 | -602.5958 | 7211.8223 | 210.1043 | -233.1568 | 451.6322
2030-02-08 | 3 | -48.4772 | -31.0192 | -72.8861 | -564.7242 | -1782.3157 | -475.1949 | -2231.166 | -1348.4475 | 855.2042 | -110.5357 | 3795.3774 | 91.1069 | 1051.9344 | -17.3239 | 1709.045 | -1006.4532 | 601.3855 | 209.9994 | -575.247 | 936.4163 | -1261.959 | -3694.0303 | 95.6992 | -74.4037 | 2666.0085 | -1900.8287 | -3154.2639 | -419.4523 | -52.4817 | 528.2185 | 420.7045 | 5204.0391 | -891.2208 | 1149.251 | 5.0588 | 2610.7253 | 6687.667 | -340.7055 | 261.7142 | 1.0017 | -2001.5839 | 243.6703 | 3275.6279 | 1370.6628 | 4419.8159 | -3.1573 | -277.0542 | 3407.136 | 199.5062 | 1164.4916 | -884.7716 | -1471.8406 | -651.2198 | 6967.3276 | 210.1042 | -237.2809 | 476.3106
2030-02-08 | 4 | -47.3109 | -24.0324 | -72.1893 | -590.8851 | -1759.59 | -520.5432 | -2787.5017 | -1519.8824 | 489.8596 | -114.9265 | 3782.064 | 78.7645 | 1164.9528 | -194.5195 | 1728.0675 | -1214.5417 | 597.3286 | 209.9994 | -549.1592 | 1058.7341 | -1361.0262 | -3979.2488 | 143.0285 | -79.2207 | 2513.7107 | -1900.0404 | -3598.3601 | -422.9846 | -44.6875 | 571.0743 | 239.1022 | 4968.96 | -1044.3108 | 1171.1975 | 5.0841 | 2823.4734 | 6545.4922 | -434.6215 | 112.5563 | 1.0012 | -1833.7007 | 371.9582 | 3118.1694 | 1322.9945 | 4144.9175 | -4.5035 | -277.5594 | 3278.8975 | -64.0648 | 1199.9991 | -536.7905 | -1720.2302 | -451.7247 | 6784.0049 | 210.1042 | -217.1499 | 254.334
2030-02-08 | 5 | -51.2134 | 90.2706 | -73.739 | -603.2878 | -1777.687 | -596.3469 | -2736.7776 | -1544.6782 | 55.5552 | -104.1432 | 3832.2844 | 103.4008 | 968.9052 | -199.4578 | 1734.5371 | -1343.6409 | 593.5481 | 209.9994 | -559.4031 | 1041.9985 | -1629.9396 | -4139.6826 | 108.047 | -93.3407 | 2341.9944 | -2074.8118 | -3364.9409 | -459.2909 | -47.7725 | 482.3113 | 368.1093 | 5525.9302 | -815.1952 | 1198.1099 | 5.7018 | 3007.926 | 7030.0063 | -615.4063 | -72.1649 | -2.5876 | -1501.0895 | 321.8594 | 2648.0654 | 1229.631 | 3500.6809 | -2.6848 | -955.7407 | 4287.8018 | 497.0482 | 1097.6925 | -606.9472 | -1652.4775 | -174.4024 | 7404.25 | 210.1042 | -114.6824 | 159.2518
2030-02-08 | 6 | -45.7661 | -13.3199 | -71.9557 | -577.5241 | -1771.2251 | -506.2086 | -2875.5427 | -1587.6576 | -246.3787 | -87.4405 | 3795.0051 | 128.0903 | 2049.6218 | -181.1455 | 1693.86 | -1055.9318 | 407.2541 | 209.9994 | -587.4175 | 964.7756 | -1654.296 | -4530.0474 | 99.8787 | -97.1148 | 2768.304 | -1932.1589 | -3501.8865 | -423.3434 | -50.594 | 516.797 | 11.6858 | 4702.5835 | -1035.5419 | 1105.5553 | 4.4738 | 2976.0437 | 6638.1577 | -891.7657 | -468.6859 | -2.1028 | -1637.5364 | 234.5938 | 2913.7183 | 1168.1266 | 3569.6941 | -292.6906 | -1223.3279 | 2709.1499 | -834.3689 | 950.7816 | -355.5609 | -1709.4211 | -0.19597 | 6892.2812 | 210.1042 | -33.5999 | 65.7615
2030-02-08 | 7 | -36.6232 | 325.6891 | -73.3501 | -575.2305 | -1698.9454 | -916.3051 | -4441.1079 | -507.908 | -1631.7056 | -136.1181 | 3806.7639 | 70.8468 | 2054.4639 | 217.3534 | 1807.5936 | 98.4886 | 370.2493 | 209.9994 | -585.1384 | 607.7419 | -1524.6414 | -5251.3184 | 79.1044 | -101.6274 | 2787.4158 | -2139.8765 | -2995.2092 | -564.2299 | -69.7205 | 730.6424 | 28.753 | 3023.5667 | -711.1755 | 746.5181 | 4.6031 | 3065.7754 | 5498.3345 | -386.0591 | -3.8005 | -2.0739 | -1819.8149 | 27.8968 | 3765.0991 | 1218.7571 | 4400.334 | -2.6587 | -801.0325 | 2271.0762 | -1656.4314 | 1010.4293 | 545.2134 | -1730.0092 | -166.5511 | 7434.8682 | 210.1042 | -88.1037 | 185.8233
2030-02-08 | 8 | -38.9494 | 23.4998 | -77.2594 | -614.6983 | -1649.0204 | -843.7766 | -5485.9336 | -346.0471 | -1412.5171 | -146.7604 | 3884.8235 | 120.479 | 1902.0455 | 417.7163 | 2186.4065 | 266.0003 | 312.5475 | 209.9994 | -704.5626 | 838.1752 | -1608.4318 | -5838.6592 | 159.6733 | -87.8041 | 3194.2891 | -2088.8354 | -3409.439 | -526.7705 | -56.4029 | 817.7045 | 331.7415 | 3444.6792 | -897.7117 | 844.1782 | 4.4764 | 2969.8188 | 5610.626 | -160.6659 | -156.3959 | 213.7401 | -2266.7341 | 168.037 | 4809.4766 | 1242.5277 | 5161.3589 | 0.80134 | -511.5504 | 2789.25 | -1392.0011 | 1383.0176 | 1092.8488 | -1744.4176 | -461.7797 | 8762.0732 | 210.1042 | -144.9639 | 91.3537
2030-02-08 | 9 | -43.6631 | 505.7507 | -76.4603 | -710.3775 | -1671.8854 | -1000.4672 | -7258.522 | 90.1624 | -1621.906 | -171.644 | 3838.9641 | 17.409 | 1844.9658 | 468.5586 | 2237.2861 | 27.3247 | 264.0016 | 209.9994 | -672.7601 | 642.4617 | -1689.683 | -5307.8838 | 77.3219 | -86.0922 | 3174.0603 | -2478.2939 | -2563.3167 | -633.0081 | -82.1877 | 744.1318 | 811.4545 | 3523.7644 | -205.6138 | 885.9205 | 6.396 | 3113.2053 | 5572.0181 | -170.181 | -2.0975 | -3.4722 | -1995.1561 | 21.491 | 4289.6504 | 1293.0582 | 4808.6416 | -3.2926 | -1024.7653 | 2249.5588 | -1226.1028 | 1205.1465 | -954.8982 | -636.155 | -441.5537 | 9732.7969 | 210.1042 | -214.8893 | 63.8128
2030-02-08 | 10 | -17.1302 | 504.2029 | -63.086 | -617.0569 | -1319.1689 | -1021.7742 | -8711.7832 | 510.865 | -286.2937 | -126.8325 | 3882.5623 | 131.0159 | 2000.2373 | 502.3456 | 2242.6675 | -262.7058 | -125.1687 | 209.9994 | -514.9362 | 759.7933 | -1778.4983 | -5779.4995 | 65.974 | -58.757 | 2183.9094 | -1837.4867 | -2652.488 | -632.1549 | -84.5558 | 668.2461 | 819.1281 | 1129.89 | -341.5291 | 260.523 | 5.3261 | 2248.9558 | 2531.7832 | 0.99964 | 1.0009 | 325.175 | -1943.3744 | 67.2549 | 3952.6924 | 1286.3735 | 4563.0059 | -2.9467 | -361.2104 | 2074.9648 | -1316.8622 | 1186.073 | -1080.9878 | -1251.3451 | -178.1782 | 9957.1162 | 210.1042 | -137.7413 | 56.5155
2030-02-08 | 11 | -4.7229 | 441.9432 | -58.8949 | -582.2587 | -1405.201 | -1104.4067 | -8293.5342 | 367.8978 | -2.7755 | -195.0118 | 3861.376 | 3.4357 | 2087.2881 | 505.7691 | 2247.9028 | 21.0456 | -302.3592 | 209.9994 | -552.3639 | 713.2086 | -1751.7594 | -5162.5913 | -36.2171 | -58.4874 | 3098.0024 | -1756.9105 | -1687.6074 | -682.3987 | -94.4599 | 499.2828 | 568.5315 | -85.281 | -322.912 | -113.8878 | 4.652 | 2479.3562 | 1083.0977 | -2.8065 | 185.997 | 192.008 | -1949.271 | -252.6711 | 4076.9653 | 1234.1626 | 4859.1523 | -2.8897 | -276.5888 | 1951.7659 | -844.782 | 1006.8577 | -783.2199 | -835.4969 | 205.1553 | 10397.3809 | 210.1042 | -177.0352 | 83.6983
2030-02-08 | 12 | -5.4495 | 616.5479 | -57.5316 | -583.978 | -1559.8962 | -1207.689 | -8155.6328 | 322.7121 | 324.2612 | -200.9439 | 3881.1299 | -31.0677 | 2141.6003 | 498.0351 | 2221.6584 | -106.6377 | -252.2423 | 209.9994 | -485.8547 | 700.3687 | -1735.4204 | -4878.4375 | -70.0536 | -71.1661 | 2737.1023 | -1949.0123 | -1550.6 | -708.0482 | -95.613 | 413.7623 | 649.6346 | -63.1626 | -204.8602 | -113.425 | 4.9478 | 2677.7969 | 935.6782 | 0.99974 | 46.7502 | 449.5427 | -1680.5725 | -276.5656 | 4134.7183 | 1237.7311 | 4973.7544 | -187.5117 | -276.4686 | 2129.1001 | -808.5835 | 861.7416 | -461.348 | -693.8767 | 222.6757 | 10283.3408 | 210.1042 | -116.6468 | 159.3484
2030-02-08 | 13 | 4.038 | 620.1469 | -49.3853 | -552.702 | -1339.3398 | -1233.6221 | -8840.1729 | 961.003 | 705.6053 | -210.6892 | 3884.9578 | -38.8938 | 2135.6626 | 429.1964 | 2108.8918 | 99.6667 | -367.2566 | 209.9994 | -415.8821 | 702.116 | -1701.5837 | -4831.6494 | -33.6466 | -56.3015 | 2266.6389 | -1740.955 | -1514.6422 | -715.8564 | -94.8668 | 494.232 | 612.2454 | -861.0913 | -310.7267 | -341.6034 | 4.0806 | 1931.6377 | 289.0838 | -1.0813 | 102.0951 | 449.4943 | -1520.5902 | -107.0878 | 4207.8853 | 1249.4493 | 5076.4414 | -135.276 | -273.5821 | 2255.2156 | -1341.8879 | 844.6366 | -141.96 | -928.4564 | 0.99595 | 9450.2422 | 210.1042 | -92.1312 | 229.6328
2030-02-08 | 14 | 1.1415 | 197.7973 | -45.3524 | -474.0731 | -1459.9542 | -961.6096 | -8464.5654 | 801.3626 | 1021.0432 | -191.0217 | 3904.1167 | -13.1272 | 2105.4041 | 281.3267 | 2005.4552 | 101.1847 | -290.9833 | 209.9994 | -346.2551 | 712.8741 | -1684.012 | -4851.7363 | 3.7192 | -55.8416 | 1732.8781 | -1551.5457 | -1657.2313 | -647.329 | -81.5753 | 532.5146 | 628.3391 | -72.2831 | -436.9445 | -181.7763 | 3.3007 | 1408.7015 | 451.5337 | -1.2648 | 86.5963 | 449.52 | -1554.1737 | 1.004 | 4258.3965 | 1271.2844 | 5086.9312 | -195.1322 | -407.058 | 2228.29 | -1326.4302 | 916.5638 | 1.5367 | -638.3151 | 1.0051 | 9536.7607 | 210.1042 | -101.7297 | 336.7224
2030-02-08 | 15 | 5.6165 | -8.8644 | -37.5875 | -407.0578 | -1828.0229 | -535.4343 | -7214.0767 | -3.7865 | 1144.608 | -188.689 | 3896.4775 | 1.0007 | 1978.3629 | 343.0018 | 2013.1091 | 188.6702 | -247.9776 | 209.9994 | -368.5331 | 924.6451 | -1736.4857 | -4874.0151 | 49.6009 | -37.2206 | 1799.6182 | -993.4006 | -2076.2297 | -475.4886 | -71.4393 | 510.4342 | 12.547 | 3.186 | -986.1401 | -4.3506 | 3.0231 | 1197.7914 | 497.7063 | -1.1907 | 25.1651 | 449.5881 | -1677.265 | 92.7954 | 4231.2334 | 1267.5399 | 5081.7046 | -263.3416 | -340.152 | 2199.7122 | -1057.8887 | 1124.5863 | -84.3027 | -288.3479 | -308.1441 | 8617.8955 | 210.1043 | -169.6398 | 292.6425
2030-02-08 | 16 | -11.5734 | 55.8295 | -43.4614 | -433.4344 | -1855.4297 | -483.8116 | -5205.3901 | -1100.1953 | 1261.006 | -159.5045 | 3855.228 | 77.174 | 1914.6532 | 334.2508 | 1916.4209 | 139.1411 | 165.5016 | 209.9994 | -549.5402 | 721.6531 | -1596.5095 | -4096.3364 | 27.5475 | -74.1453 | 3176.7852 | -1446.2811 | -1261.5575 | -459.0453 | -74.4191 | 519.3387 | 121.1189 | 1778.3267 | -525.4593 | 454.039 | 5.5899 | 2936.3853 | 2302.5029 | -537.071 | 1.0025 | 449.5182 | -1475.582 | 122.927 | 3685.5894 | 1225.3834 | 4517.6094 | -265.5593 | -735.0789 | 2706.7107 | -588.1122 | 940.3053 | -667.2113 | -942.8438 | -604.4743 | 8998.9961 | 210.1042 | -177.1768 | 296.092
2030-02-08 | 17 | 3.5245 | 453.9122 | -39.681 | -365.0884 | -1841.8956 | -760.0822 | -4476.8379 | -897.9982 | 1352.7063 | -152.3624 | 3855.1741 | 45.2385 | 1889.0151 | 430.7346 | 2004.2155 | 316.2701 | 172.8416 | 209.9994 | -549.5283 | 422.149 | -1450.1766 | -3798.1086 | -57.8578 | -93.1871 | 3270.5884 | -1362.5305 | -757.2223 | -498.301 | -90.4596 | 465.8184 | 155.9415 | 731.7582 | -587.7477 | 37.7389 | 4.5783 | 3032.0969 | 638.3596 | -631.8769 | 1.0017 | 0.99965 | -1143.3862 | -134.015 | 3521.9053 | 1220.765 | 4432.8062 | -263.6068 | -669.0074 | 2787.6074 | -508.4197 | 435.9881 | -1871.8306 | -471.5383 | -545.5189 | 7440.8965 | 210.1042 | -165.4332 | 252.8504
2030-02-08 | 18 | -5.7032 | 452.2423 | -48.1741 | -367.0119 | -1825.105 | -853.4082 | -4402.541 | -780.7325 | 1302.7535 | -163.2272 | 3857.5029 | 13.1268 | 2098.8936 | 449.8416 | 2048.3491 | 140.6113 | 241.0493 | 209.9994 | -541.4763 | 307.4058 | -1318.5699 | -3707.2292 | -59.3447 | -104.018 | 3305.7864 | -1538.594 | -609.4592 | -509.5833 | -90.2906 | 519.6703 | 363.7183 | 1309.0253 | -525.9641 | 144.0429 | 4.1478 | 3101.7598 | 983.3884 | -851.3141 | -2.0488 | -3.2393 | -1109.9194 | -196.6865 | 3472.2195 | 1224.0914 | 4287.6855 | -255.9535 | -698.1006 | 2595.5083 | -1036.2163 | 304.6418 | -1819.7499 | -731.5216 | -171.4079 | 7545.6616 | 210.1042 | -68.2813 | 228.8152
2030-02-08 | 19 | -5.5421 | 810.0826 | -52.3917 | -364.626 | -1804.7683 | -860.452 | -2211.4968 | -176.0644 | 1000.7321 | -159.9763 | 3886.1921 | 61.816 | 2104.5789 | 503.2924 | 2241.8462 | 320.5668 | 271.2488 | 209.9994 | -564.0125 | 453.0135 | -1508.9412 | -3896.4502 | -112.1569 | -100.3897 | 3396.3738 | -1515.4438 | -896.9064 | -507.9959 | -116.5598 | 380.3375 | 503.2185 | 1353.4508 | -723.667 | 144.9632 | 4.225 | 3020.5903 | 849.604 | -814.6702 | -2.0569 | 0.99217 | -1307.5522 | -380.1122 | 3537.4062 | 1218.9257 | 4396.1094 | -251.2611 | -431.7868 | 2512.2288 | -1093.9346 | 522.018 | -1403.7859 | -548.5302 | 78.8673 | 6057.4673 | 210.1042 | -191.2728 | 150.285
2030-02-08 | 20 | -23.9428 | 766.327 | -59.9832 | -402.6014 | -1794.259 | -742.5121 | -1112.8081 | -101.9922 | 823.9955 | -178.7072 | 3885.4006 | 90.1866 | 2065.1709 | 482.6368 | 2222.6338 | 181.9085 | 296.2808 | 209.9994 | -586.9145 | 589.8519 | -1549.6771 | -3253.2395 | -116.8288 | -89.4043 | 3452.6519 | -1627.3938 | -847.7678 | -469.6501 | -120.0255 | 310.9266 | 642.8353 | 2638.9363 | -730.057 | 330.0693 | 4.2307 | 2983.7983 | 1921.6101 | -581.7857 | 1.0016 | 87.4726 | -1356.3961 | -394.262 | 4260.2139 | 1257.9358 | 4920.7368 | -254.795 | -574.9633 | 2506.397 | -1340.4299 | 697.0194 | -1130.8214 | -472.54 | 83.2698 | 5529.5249 | 0.10423 | -237.6659 | 66.5116
2030-02-08 | 21 | -20.4577 | 786.8599 | -59.7052 | -388.8806 | -1817.6554 | -816.598 | -1513.6752 | 1.945 | 873.7563 | -166.9421 | 3868.0383 | 28.9783 | 2095.9958 | 480.8548 | 2229.6487 | 366.4387 | 332.935 | 209.9994 | -605.7506 | 464.7948 | -1470.1686 | -3200.531 | -117.4331 | -89.4581 | 3535.5435 | -1637.9406 | -753.1226 | -501.1891 | -117.5403 | 353.6687 | 546.8745 | 1983.0935 | -742.95 | 226.175 | 3.7869 | 3017.0205 | 1581.2643 | -636.6821 | 0.99806 | 224.0523 | -1296.4016 | -354.7397 | 3611.0603 | 1236.2604 | 4453.4155 | -259.4743 | -320.7227 | 2638.4944 | -863.352 | 504.4688 | -1299.1139 | -300.5761 | 0.99217 | 4967.6143 | 210.1042 | -206.0299 | 140.6513
2030-02-08 | 22 | -10.9547 | 838.0734 | -58.7973 | -366.9813 | -1832.0431 | -806.7857 | -1329.5637 | -32.4465 | 831.4648 | -171.7068 | 3877.6152 | 25.6869 | 2096.7646 | 437.3878 | 2189.2937 | 659.0279 | 407.4418 | 209.9994 | -626.5988 | 555.2374 | -1512.1279 | -3030.6875 | -164.1788 | -85.5924 | 3623.229 | -1552.5896 | -565.2769 | -491.6473 | -125.3481 | 251.8209 | 352.2788 | 2101.3237 | -846.5703 | 222.8513 | 3.8298 | 2988.2117 | 1530.1125 | -682.0588 | 0.99996 | 376.5327 | -1267.5785 | -317.0781 | 3608.1948 | 1248.5471 | 4382.4775 | -266.873 | -507.9698 | 2555.7466 | -914.6025 | 406.7909 | -1011.8843 | -715.9205 | 152.2542 | 4003.2185 | 210.1042 | -87.3704 | 162.4547
2030-02-08 | 23 | -11.9022 | 737.6467 | -58.5398 | -340.6594 | -1811.1108 | -702.4819 | -244.8561 | -506.0185 | 711.6976 | -178.3484 | 3865.9263 | 31.8513 | 1977.5833 | 210.9117 | 2192.8613 | 726.1927 | 459.0935 | 209.9994 | -613.7894 | 546.1891 | -1618.0404 | -3065.8804 | -161.7724 | -84.4148 | 3669.6973 | -1379.5331 | -821.8191 | -439.2881 | -122.8975 | 145.0984 | -10.2714 | 2094.2324 | -1152.3593 | 330.8797 | 3.3725 | 2922.4116 | 1627.9736 | -484.4848 | 163.2239 | 450.312 | -1308.1741 | -250.7954 | 3682.3694 | 1268.2632 | 4714.0933 | -274.3513 | -592.4966 | 2967.3059 | -843.1996 | 458.9279 | -837.9439 | -215.7511 | 249.3719 | 3629.8765 | 210.1042 | -155.6355 | 120.757
2030-02-08 | 24 | -9.5541 | 862.6522 | -58.6555 | -349.0736 | -1834.8279 | -748.8597 | -9.9644 | -444.0995 | 1268.8724 | -176.8579 | 3808.5974 | 50.3213 | 1969.8669 | -51.2006 | 2091.9651 | 853.3284 | 555.7599 | 209.9994 | -651.9548 | 464.9962 | -1615.6378 | -3216.04 | -164.7105 | -81.4636 | 3805.5137 | -1382.2513 | -1214.5095 | -461.3019 | -126.3664 | 116.9936 | -353.0454 | 2102.2585 | -1208.7358 | 346.4466 | 3.7792 | 2969.3516 | 1880.4731 | -777.5978 | -2.2215 | 414.0707 | -1564.1577 | -181.4017 | 2995.1577 | 1223.9189 | 4016.2109 | -284.3812 | -831.3475 | 2908.6304 | -750.4055 | 590.2115 | -311.1207 | -653.7798 | 236.1646 | 3680.6809 | 210.1042 | -160.4529 | 83.7394
2030-02-09 | 1 | -8.6526 | 896.6848 | -57.1533 | -363.3386 | -1883.4313 | -823.5808 | -1460.9719 | -1520.1033 | 1422.3816 | -132.0555 | 3782.6194 | 115.536 | 1373.5962 | -195.2804 | 1827.2117 | 831.7599 | 524.4216 | 209.9994 | -677.7797 | 264.6725 | -1488.6913 | -3885.1062 | -205.7227 | -92.7113 | 3822.4214 | -1428.4865 | -1595.6206 | -487.4802 | -116.8166 | 23.9442 | -214.2992 | 1564.4153 | -1209.4341 | 276.4132 | 3.508 | 3025.3184 | 2007.8657 | -665.526 | 1.0026 | 0.99955 | -2026.6146 | -356.899 | 2711.293 | 1195.864 | 3817.394 | -295.4404 | -1189.0419 | 4256.2627 | 297.8381 | 788.9885 | -726.4295 | 282.2652 | 130.144 | 4647.4072 | 210.1042 | -312.4688 | 29.3954
2030-02-09 | 2 | -14.8521 | 1003.1875 | -59.1015 | -390.2857 | -1872.3716 | -912.1846 | -1964.76 | -1493.1292 | 1528.5496 | -161.5724 | 3773.3162 | -65.4236 | 1503.9788 | -313.5664 | 1580.1478 | 614.8456 | 559.0042 | 209.9994 | -646.9956 | 236.7999 | -1407.8455 | -4058.791 | -195.3917 | -101.5154 | 3670.9316 | -1660.6223 | -1508.1826 | -520.9304 | -117.7099 | 56.1658 | 105.6118 | 771.7238 | -973.8839 | 347.8776 | 5.1859 | 3062.1887 | 2010.2417 | -458.0196 | 260.1781 | 449.519 | -1876.4427 | -300.6427 | 3136.8462 | 1270.6552 | 4539.749 | -300.6598 | -301.0522 | 3321.7854 | -250.6788 | 780.675 | -897.2769 | 361.8645 | 375.8481 | 5082.2622 | 210.1042 | -361.5976 | 56.6271
2030-02-09 | 3 | -26.6831 | 699.0772 | -64.5264 | -445.4465 | -1899.8774 | -883.2874 | -2976.1626 | -1179.5649 | 1431.8414 | -183.0734 | 3808.9985 | -82.8263 | 1365.7887 | -350.601 | 1632.014 | 1368.1472 | 646.8799 | 209.9994 | -565.3882 | 296.943 | -1335.7272 | -3979.0996 | -105.75 | -91.0919 | 3237.1648 | -1904.2122 | -1412.5356 | -537.439 | -97.0045 | 217.6511 | 310.8383 | 1207.3124 | -904.9258 | 566.0941 | 5.1595 | 2963.0398 | 3937.5857 | -436.788 | 301.3963 | 450.1454 | -1977.3331 | -81.0022 | 3048.3613 | 1285.33 | 4368.0493 | -160.6191 | -275.8299 | 3370.9006 | -390.5349 | 1059.048 | -119.4349 | 1.0061 | 89.6696 | 8300.9609 | 210.1042 | -353.4099 | 105.2574
2030-02-09 | 4 | -24.8694 | 627.0905 | -66.7548 | -476.1553 | -1667.7578 | -880.5927 | -5057.9751 | -548.8713 | 1455.1019 | -185.2957 | 3791.0637 | -104.5341 | 1521.6909 | -390.0536 | 1570.0981 | 1042.7943 | 293.8729 | 209.9994 | -531.8839 | 367.7018 | -1317.5125 | -3641.856 | -102.5638 | -82.9319 | 3037.7534 | -1948.5347 | -1687.3844 | -550.8067 | -99.4279 | 223.7288 | 676.1426 | 70.3495 | -787.9274 | 399.7086 | 4.5431 | 2349.4102 | 4139.8906 | -522.9789 | 209.4927 | 450.2182 | -1987.6349 | -75.4033 | 3045.3059 | 1239.3801 | 4260.8926 | -136.9941 | -272.519 | 3241.3662 | -615.6221 | 1066.558 | -80.4335 | -51.164 | 1.0096 | 7905.6865 | 210.1042 | -350.7319 | 107.4911
2030-02-09 | 5 | -33.0242 | 666.2084 | -72.3628 | -525.5439 | -1485.152 | -1058.0334 | -6694.4487 | -2.87 | 1204.3821 | -199.4723 | 3847.6177 | -166.0637 | 1602.7085 | -433.8668 | 1508.9604 | 820.8951 | 261.2598 | 209.9994 | -516.8138 | 367.5068 | -1385.9751 | -3887.3711 | -108.627 | -79.6742 | 2912.6719 | -2041.7032 | -1609.9967 | -621.5114 | -105.5748 | 257.9326 | 1265.8314 | 0.97889 | -640.1868 | 535.9905 | 4.5116 | 1880.0424 | 4884.6123 | -521.8969 | 195.6243 | 449.8952 | -2034.4036 | -2.8477 | 3034.1536 | 1208.0946 | 4221.0713 | -126.5434 | -272.2408 | 3188.8574 | -1008.1841 | 1116.7256 | 151.8235 | -260.9859 | 0.99988 | 6416.6519 | 210.1043 | -323.0132 | 54.2315
2030-02-09 | 6 | -16.1137 | 712.2741 | -67.7106 | -512.8855 | -789.9202 | -1299.1605 | -9022.4424 | 1332.7841 | 809.6558 | -148.7607 | 3773.9211 | -108.1245 | 1955.7798 | -445.4533 | 1392.6964 | 797.3022 | -60.7315 | 209.9994 | -556.9528 | 472.9415 | -1219.4358 | -4667.3413 | -17.5535 | -31.8345 | 3318.7964 | -1653.8878 | -2375.886 | -694.1346 | -103.6176 | 504.3192 | 823.1193 | -2438.3779 | -1126.8254 | 60.9832 | 1.3407 | 707.3743 | 3612.5215 | -776.1678 | -2.1031 | 401.1401 | -2580.2498 | 182.3736 | 2981.0872 | 1237.9233 | 4129.749 | -301.1306 | -272.5959 | 2762.0486 | -1804.2823 | 1329.2699 | 1048.6409 | -886.1039 | -339.5609 | 5587.3706 | 210.1043 | -272.9115 | 0.99985
2030-02-09 | 7 | -16.3548 | 743.5556 | -70.644 | -549.3173 | -691.3679 | -1397.9496 | -9455.9072 | 1448.7693 | 0.99773 | -99.7273 | 3783.1062 | 7.8689 | 2034.087 | -429.6203 | 1536.6722 | 953.14 | -146.6136 | 209.9994 | -567.1408 | 350.2511 | -1271.5198 | -4948.8286 | -54.5058 | -33.8998 | 3469.7258 | -1696.717 | -2364.7229 | -732.5039 | -103.0021 | 489.3513 | 1335.6309 | -2920.3359 | -1034.5829 | -4.7413 | 0.60267 | 752.4674 | 3676.1028 | -628.6979 | 1.0008 | 449.4987 | -2545.8403 | 22.3592 | 3140.7974 | 1254.2888 | 4230.0132 | -297.015 | -371.9151 | 2441.4812 | -2347.4189 | 1036.2174 | 1032.2461 | -1728.3989 | 0.21054 | 6822.0098 | 210.1042 | -151.8906 | 22.4207
2030-02-09 | 8 | -25.3696 | 1026.0802 | -79.4339 | -673.1506 | -654.7088 | -1620.1317 | -10410.7881 | 1697.5559 | -4.4275 | -143.3479 | 3837.3689 | -58.9669 | 1871.8339 | -413.6806 | 1609.8093 | 823.5812 | -171.3696 | 209.9994 | -567.1103 | 249.2932 | -1489.2222 | -5277.2451 | -72.5629 | -39.2428 | 3424.5239 | -2157.0078 | -2197.2178 | -843.9441 | -114.4909 | 507.2443 | 1832.2156 | -2219.1213 | -641.1863 | 1.0003 | 0.87195 | 882.7894 | 4628.1172 | -409.1698 | 294.4849 | 450.0692 | -2216.8967 | 0.99557 | 3849.0037 | 1269.9961 | 4839.5293 | 1.0292 | -272.1859 | 2835.938 | -1723.0657 | 968.645 | 783.9713 | -1638.7715 | 0.99634 | 8573.7529 | 210.1042 | -107.013 | 99.2566
2030-02-09 | 9 | -29.1753 | 853.7493 | -84.7814 | -736.3808 | -635.651 | -1655.0314 | -11416.542 | 1892.5181 | -3.0062 | -165.9761 | 3840.3975 | -2.0123 | 1952.4954 | -395.0984 | 1669.0929 | 841.7432 | -216.2772 | 209.9994 | -560.2914 | 256.0711 | -1737.0814 | -5576.2812 | -31.6648 | -46.1432 | 3447.1475 | -2344.8108 | -2306.7761 | -857.8947 | -103.4833 | 611.0865 | 1886.8325 | -1614.3398 | -528.9122 | 24.3346 | 0.61248 | 889.4362 | 4421.4868 | -507.1502 | 246.0008 | 449.3944 | -1915.1656 | 113.7741 | 3855.2773 | 1251.9025 | 4999.9775 | -284.8723 | -317.0817 | 2465.9885 | -1924.2162 | 965.8224 | 1082.2655 | -1978.8497 | 0.01144 | 10316.7197 | 210.1042 | -76.2258 | 223.7521
2030-02-09 | 10 | -32.919 | 622.8494 | -88.4303 | -780.4182 | -632.4359 | -1560.5284 | -11529.2461 | 1764.3619 | -3.0762 | -288.1792 | 3926.2974 | -36.3971 | 1938.0852 | -414.8312 | 1608.7249 | 560.92 | -208.5843 | 209.9994 | -602.5598 | 218.8732 | -1781.8604 | -5852.6631 | -17.1551 | -48.7544 | 3658.699 | -2462.1155 | -2328.8921 | -829.2318 | -94.5262 | 671.6229 | 1968.6184 | -963.2067 | -457.4201 | 116.8256 | 0.55329 | 1025.5875 | 4825.9395 | -162.9057 | 8.2186 | 449.4013 | -1995.4153 | 151.9393 | 4190.8667 | 1258.4288 | 5029.8833 | -281.5319 | -299.5464 | 2079.052 | -1424.6406 | 1016.4564 | 1139.2946 | -1853.5502 | 0.99946 | 11610.0498 | 210.1042 | -82.394 | 133.6516
2030-02-09 | 11 | -37.4296 | 411.1891 | -88.3152 | -792.3711 | -651.4517 | -1441.2102 | -11592.6367 | 1781.8085 | 0.99852 | -259.8411 | 3955.9307 | -88.9703 | 1946.6974 | -387.5021 | 1727.2754 | 555.7608 | -153.6959 | 209.9994 | -650.862 | 117.4219 | -1743.7111 | -5868.7456 | 51.5219 | -35.1036 | 3915.6768 | -2505.803 | -2304.9712 | -804.274 | -82.9914 | 797.0071 | 2128.4539 | -258.418 | -401.287 | 200.9564 | 0.59616 | 759.8858 | 4904.5864 | -189.8824 | 28.5396 | 449.4033 | -2035.3402 | 206.0328 | 4230.5815 | 1252.7625 | 5040.7383 | -250.5257 | -518.9196 | 1923.7842 | -1311.6129 | 1138.4207 | 780.3019 | -1643.1133 | -31.7914 | 12469.5127 | 210.1042 | -143.499 | 104.1155
2030-02-09 | 12 | -33.1851 | 380.2275 | -83.2799 | -762.0957 | -553.2687 | -1432.5352 | -12118.0664 | 2257.9565 | 277.5499 | -338.7711 | 3940.6345 | -38.9972 | 1974.9583 | -434.9365 | 1565.963 | 508.1683 | -118.0639 | 209.9994 | -602.1404 | -155.0918 | -1539.0352 | -5835.3511 | 32.1825 | -42.7514 | 3714.4949 | -2521.2644 | -1726.6633 | -809.8274 | -86.6735 | 871.6976 | 2380.0566 | 0.99254 | -158.1232 | 122.3764 | 0.5226 | 747.4811 | 3478.2163 | -461.6755 | 0.99696 | 449.4724 | -1958.5881 | 57.4076 | 4194.5923 | 1251.4185 | 5022.8198 | -281.2905 | -668.7799 | 1854.9845 | -1409.3383 | 1025.3721 | 405.0281 | -1887.6101 | -3.6606 | 12978.7871 | 210.1042 | -132.4392 | 119.9785
2030-02-09 | 13 | -35.442 | 388.0323 | -83.942 | -753.3907 | -469.5388 | -1468.6858 | -12184.8682 | 2568.8894 | 630.9934 | -279.7348 | 3957.2478 | -99.4189 | 2057.1099 | -382.1407 | 1739.9341 | 458.0834 | -64.4243 | 209.9994 | -615.6909 | -129.3812 | -1368.5146 | -5772.3984 | 32.2544 | -36.8237 | 3787.5735 | -2599.1526 | -1883.3738 | -816.4944 | -83.6314 | 879.3251 | 2432.623 | 69.5022 | -142.649 | 150.7922 | 0.60175 | 692.8018 | 3430.2705 | -654.8519 | 54.2124 | 449.6152 | -2166.0684 | 32.3047 | 4252.6514 | 1272.0232 | 5020.2646 | -136.3703 | -692.1047 | 2069.7356 | -1572.1378 | 1029.181 | 297.9134 | -2214.0107 | -357.7212 | 13640.3672 | 210.1042 | -108.8594 | 175.6332
2030-02-09 | 14 | -47.8375 | 419.5377 | -86.6408 | -633.6987 | -287.6565 | -1552.1011 | -12425.1777 | 2889.5251 | 299.9193 | -288.0851 | 3622.4534 | -142.2929 | 1607.8872 | -397.4341 | 1649.5616 | 392.637 | 44.6602 | 209.9994 | -582.2636 | -181.3222 | -1198.2365 | -5550.9009 | 45.695 | -39.1981 | 3684.5364 | -2870.8547 | -1884.7406 | -814.5435 | -87.0522 | 937.4189 | 2436.7803 | 852.9063 | -83.9463 | 303.6003 | 0.62248 | 778.9841 | 2120.7236 | -620.9333 | 57.1898 | 449.6276 | -2136.4451 | 93.6775 | 4380.3198 | 1362.1912 | 5043.8853 | 1.0236 | -730.1052 | 2054.9272 | -1845.3335 | 919.2955 | 278.3392 | -2446.825 | -194.0395 | 13509.6826 | 210.1042 | -61.777 | 263.9783
2030-02-09 | 15 | -39.4153 | 1060.8781 | -78.143 | -584.685 | -6.9083 | -1933.9919 | -13511.6934 | 3613.425 | 316.8038 | -361.9664 | 3426.7712 | -48.1809 | 1919.2107 | -506.7873 | 1301.6699 | 831.0992 | 92.0602 | 209.9994 | -572.1772 | -100.4858 | -1121.8704 | -4982.2227 | 39.4947 | -32.746 | 3636.7976 | -2885.8005 | -1963.6692 | -921.0069 | -112.802 | 884.8203 | 2333.7781 | 1.8726 | -89.4102 | 67.1719 | 0.61402 | 761.8769 | -630.6219 | -837.1866 | 297.3017 | 449.3732 | -1988.8339 | 234.798 | 3480.7878 | 1319.144 | 4693.9194 | -288.3092 | -906.0998 | 1683.0496 | -2042.6637 | 700.8894 | 336.3226 | -2701.3704 | 827.5433 | 11079.2275 | 210.1043 | 95.8941 | 243.4196
2030-02-09 | 16 | -40.6811 | 1212.5673 | -78.7303 | -567.0891 | 0.99754 | -1999.9595 | -13699.4238 | 3876.425 | 258.1912 | -351.6852 | 3561.4011 | -53.4513 | 1731.0287 | -551.847 | 1160.353 | 1021.6366 | 142.8315 | 209.9994 | -561.0135 | -155.3185 | -1137.7686 | -5151.4634 | 18.3768 | -35.3193 | 3598.8916 | -2864.0398 | -1892.3883 | -934.1649 | -120.1909 | 859.329 | 2320.698 | 1.4164 | -61.5049 | 70.8126 | 0.60144 | 836.9177 | -995.6107 | -1243.061 | 1.0001 | 449.5572 | -1977.4133 | 179.6007 | 3341.5464 | 1325.2804 | 4240.5381 | -287.0214 | -1294.5485 | 1808.89 | -2139.8809 | 674.3207 | 1.0209 | -2522.0215 | 820.5715 | 9124.291 | 210.1043 | 80.2373 | 228.3245
2030-02-09 | 17 | -40.2798 | 1208.7333 | -77.005 | -565.4171 | 41.6375 | -1986.3795 | -13633.3994 | 3953.8967 | 231.6911 | -352.6949 | 3740.105 | -24.5637 | 1863.2618 | -520.3224 | 1227.1217 | 1257.8464 | 107.9942 | 209.9994 | -585.8306 | -149.8946 | -1171.1384 | -5100.3247 | 18.1319 | -22.2599 | 3653.8926 | -2863.2417 | -1923.3552 | -932.2069 | -120.6201 | 870.1625 | 2418.4285 | 1.5063 | -66.7654 | 76.464 | 0.60233 | 739.5739 | -1038.3468 | -1142.9447 | 155.2574 | 449.3558 | -1963.6759 | 187.1221 | 3635.1296 | 1373.9249 | 4625.1475 | -279.5659 | -902.4825 | 1559.9705 | -2400.3557 | 675.2767 | 86.2026 | -2685.5811 | 688.2 | 8982.0557 | 210.1043 | 93.0793 | 372.8256
2030-02-09 | 18 | -41.8614 | 1024.4946 | -80.1583 | -579.1105 | 48.937 | -1948.8964 | -13353.543 | 3753.0808 | 405.9594 | -317.7354 | 3723.9978 | 151.9131 | 1715.7494 | -418.9674 | 1508.8032 | 1246.9731 | 123.8145 | 209.9994 | -535.0895 | -111.7007 | -1406.3093 | -5185.6333 | 30.7681 | -21.5836 | 3393.8044 | -2883.1348 | -2007.8811 | -919.4036 | -112.5006 | 890.0377 | 2688.9602 | 15.5256 | -84.8735 | 107.6243 | 0.51333 | 681.5883 | -776.5964 | -987.6614 | 1.0068 | 449.5052 | -1675.8826 | 286.2308 | 3647.7832 | 1347.5083 | 4491.7075 | -268.1703 | -1392.1887 | 1708.4308 | -1916.6547 | 676.1624 | 1.0372 | -2887.2046 | 611.4183 | 10819.9873 | 210.1042 | 129.726 | 476.8792
2030-02-09 | 19 | -43.5806 | 652.5661 | -85.3107 | -617.1077 | 119.5162 | -1786.8466 | -13028.6768 | 3678.46 | -3.0494 | -237.8454 | 3878.4619 | 195.0019 | 1892.1031 | -437.706 | 1485.3322 | 1194.3186 | 31.398 | 209.9994 | -525.7628 | 195.1339 | -1356.5736 | -5675.7412 | 52.6227 | -11.0484 | 3368.8279 | -2890.2285 | -2142.2634 | -872.364 | -96.6684 | 976.7356 | 2797.6299 | 228.6555 | -128.1545 | 183.1868 | 0.54564 | 476.4549 | 1378.1727 | -830.8188 | -108.3044 | 449.4448 | -2056.6067 | 224.6804 | 4762.3062 | 1394.7507 | 5052.6377 | -2.8053 | -1523.0223 | 1618.959 | -2250.8262 | 884.2007 | -85.0299 | -2248.4939 | 1.4238 | 12335.4541 | 0.10423 | -96.0925 | 452.7417
2030-02-09 | 20 | -51.5905 | 259.1294 | -90.9568 | -668.2443 | -189.4478 | -1499.9133 | -12023.5879 | 2810.1985 | -3.0272 | -136.257 | 3853.9102 | 39.3459 | 880.7859 | -272.7658 | 2012.5182 | 61.6948 | 61.8404 | 209.9994 | -432.8808 | 310.309 | -1380.6163 | -6094.3862 | 59.3342 | -15.4566 | 2569.5425 | -2950.4512 | -2527.8057 | -797.443 | -83.6406 | 952.7326 | 2914.3994 | 703.73 | -172.3058 | 387.1231 | 0.49986 | 270.6338 | 5050.9976 | -906.7569 | -332.7349 | 135.4371 | -2478.8503 | 125.5369 | 5133.6777 | 1478.1278 | 5062.73 | -2.891 | -1333.385 | 2097.5867 | -1803.2188 | 1322.3416 | 930.4863 | -1980.0494 | -553.4288 | 11989.3574 | 0.10423 | -214.8638 | 301.8206
2030-02-09 | 21 | -71.4175 | -397.9327 | -98.0986 | -798.0944 | -831.2394 | -1009.9147 | -10315.0996 | 1361.4418 | -3.0528 | -134.3279 | 3829.6057 | 40.9188 | 945.0991 | -299.4457 | 1898.8511 | 349.3344 | 140.0063 | 209.9994 | -365.996 | 233.7677 | -1347.8126 | -6331.3003 | 46.0857 | -33.4409 | 2067.5784 | -3045.9006 | -2299.8999 | -683.067 | -58.4095 | 917.9353 | 2946.1448 | 2749.6987 | -114.5935 | 834.6339 | 0.59058 | 518.8923 | 9546.0596 | -885.5881 | -354.2512 | 366.6448 | -2413.3845 | 0.9968 | 5110.2695 | 1519.2454 | 5055.7402 | -2.9986 | -894.525 | 2366.9812 | -1995.0597 | 1213.3732 | 603.8012 | -1043.7346 | -531.0273 | 12369.5088 | 210.1042 | -277.5504 | 179.2999
2030-02-09 | 22 | -77.6668 | -487.9748 | -100.6886 | -785.3892 | -915.4367 | -896.2847 | -9771.3145 | 907.2272 | 0.9975 | -135.2641 | 3850.2388 | 56.5962 | 316.016 | -296.1521 | 1881.78 | 325.7763 | 126.0839 | 209.9994 | -341.1926 | 193.6585 | -1339.6843 | -6480.8818 | 38.8839 | -44.0689 | 1814.1924 | -3042.5862 | -2037.1946 | -654.1505 | -56.6605 | 874.4166 | 2790.9482 | 2827.75 | -123.2601 | 998.8071 | 0.61788 | 668.2615 | 10230.6592 | -604.4373 | -206.3087 | 450.6469 | -2313.0129 | -2.5142 | 4983.8457 | 1536.5143 | 5046.7114 | 0.83781 | -687.4835 | 2251.3464 | -1773.7523 | 1198.3086 | 773.1163 | -1312.9186 | -524.6219 | 12722.9297 | 210.1042 | -258.802 | 136.2616
2030-02-09 | 23 | -62.9846 | 1.0004 | -95.8525 | -805.4343 | -760.7986 | -1205.8185 | -10480.9072 | 1156.7092 | -180.6566 | -185.3059 | 3788.5532 | -90.6212 | 784.384 | -324.4159 | 1810.0985 | 573.1987 | 5.5849 | 209.9994 | -344.0948 | 334.666 | -1286.4169 | -6284.5024 | 52.137 | -9.3198 | 1881.7581 | -2899.5159 | -1860.5643 | -746.2214 | -65.9493 | 803.9652 | 2637.3064 | 1229.0785 | -267.3274 | 697.1231 | 0.6498 | 280.3181 | 8838.5693 | -840.8533 | 40.527 | 449.5369 | -2388.3999 | 107.0757 | 4463.2153 | 1512.4646 | 5038.314 | -87.9017 | -1011.51 | 2279.0076 | -1400.0569 | 1217.9243 | 1434.838 | -1991.224 | 0.97865 | 14395.0254 | 210.1042 | -80.2516 | 142.4398
2030-02-09 | 24 | -57.5832 | 131.4087 | -90.529 | -686.8507 | -515.4056 | -1461.0146 | -11760.5859 | 2015.4868 | -3.1075 | -126.4639 | 3727.8721 | -62.8113 | 1432.8396 | -430.969 | 1492.1423 | 687.3232 | 74.9073 | 209.9994 | -328.8568 | 123.5293 | -972.1606 | -5404.3242 | 55.642 | -24.3452 | 1965.1312 | -2889.8296 | -1167.3715 | -802.8742 | -71.3655 | 918.8443 | 2627.866 | 531.6035 | -169.1169 | 543.5037 | 0.61951 | 393.8284 | 5023.0874 | -1046.8329 | 0.99848 | 14.6115 | -2560.165 | 83.1092 | 4009.4932 | 1440.998 | 4864.79 | -286.7495 | -1127.0792 | 1963.1832 | -1515.7179 | 1055.2616 | 524.2013 | -1989.5475 | -85.9966 | 16712.0488 | 210.1042 | -116.6855 | 165.3856
2030-02-10 | 1 | -43.1322 | 875.5344 | -85.6541 | -490.4611 | -380.8548 | -1884.1736 | -12927.4229 | 2617.231 | 1011.0626 | -329.4014 | 3731.135 | -18.5902 | 2099.7214 | -551.7245 | 1000.1533 | 1292.0911 | 79.0597 | 209.9994 | -397.0601 | 10.4596 | -1020.4869 | -5034.248 | 7.9636 | -10.2484 | 2293.603 | -2462.917 | -1390.4252 | -890.4122 | -107.4703 | 792.8528 | 2186.8018 | 2.6502 | -332.2299 | 125.3112 | 0.57007 | 96.2219 | -407.123 | -636.3061 | 158.8561 | 449.411 | -2397.4417 | 166.9994 | 3599.3486 | 1463.9504 | 4770.0107 | -193.4857 | -272.4101 | 1919.1512 | -1175.7346 | 891.9346 | 286.4784 | -2005.3131 | 718.82 | 13961.2578 | 210.1042 | 27.6021 | 121.3986
2030-02-10 | 2 | -32.6403 | 1017.6326 | -79.0747 | -387.5927 | -137.3269 | -1903.1497 | -13201.3223 | 2990.7954 | 1237.5377 | -292.4036 | 3620.6846 | -86.567 | 2081.5339 | -635.2404 | 662.1039 | 1588.8059 | 182.9492 | 209.9994 | -423.7693 | 78.6824 | -878.8085 | -4489.793 | -1.0452 | -3.9274 | 2566.9082 | -2154.5098 | -1533.1417 | -859.4937 | -114.8466 | 759.113 | 1667.9406 | 0.97317 | -658.5658 | 0.99844 | 0.62288 | -263.0596 | -2103.9673 | -180.2575 | 631.9582 | 1.0011 | -2650.3008 | 132.7167 | 3386.541 | 1482.5092 | 4921.0938 | -2.4674 | -271.9753 | 1763.1277 | -1682.6868 | 919.1835 | 362.7692 | -2310.4014 | 765.5637 | 9443.5068 | 210.1042 | 31.6472 | 102.6303
2030-02-10 | 3 | -27.1365 | 866.7644 | -77.0811 | -333.3098 | -153.3163 | -1801.4478 | -13113.3584 | 2930.9165 | 1242.9956 | -142.7466 | 3585.7627 | -189.8893 | 2095.9907 | -614.9752 | 688.4831 | 1208.293 | 203.7059 | 209.9994 | -458.7489 | 84.6879 | -706.5889 | -3828.6721 | 8.394 | -14.5667 | 3079.2 | -1928.1371 | -1471.186 | -796.7895 | -110.7425 | 766.3194 | 1262.7427 | 0.99499 | -914.2841 | 39.1777 | 0.68729 | -174.5384 | -2352.7485 | -53.7062 | 563.4133 | 0.99961 | -2593.2815 | 190.8306 | 3202.8816 | 1444.1986 | 4720.0791 | -2.5852 | -272.0718 | 1815.5212 | -1743.7356 | 922.762 | 286.538 | -2158.7361 | 695.2554 | 5819.3589 | 210.1042 | 6.6449 | 105.8698
2030-02-10 | 4 | -31.3464 | 646.9331 | -78.4239 | -355.1201 | -47.1247 | -1697.28 | -12994.0391 | 2900.9902 | 1027.6971 | -102.4699 | 3650.4812 | -146.0346 | 2128.0615 | -627.5463 | 596.4182 | 1104.5867 | 82.0376 | 209.9994 | -380.859 | 127.6996 | -684.7173 | -3947.4453 | 31.2773 | -23.2811 | 2768.3035 | -1885.0438 | -1390.8604 | -769.9019 | -101.7822 | 797.4523 | 1061.3521 | 0.99389 | -1060.4872 | 187.0148 | 0.69865 | -196.655 | -1641.8481 | -28.9288 | 577.7952 | 1.0022 | -2731.0596 | 266.0291 | 3156.9238 | 1426.9745 | 4704.8511 | -2.6338 | -271.8987 | 2056.7087 | -1545.9805 | 1058.5762 | 696.56 | -2279.3982 | 466.3795 | 5392.0449 | 210.1042 | -1.9547 | 174.9733
2030-02-10 | 5 | -29.3461 | 514.809 | -77.8981 | -317.5457 | 1.0139 | -1690.4138 | -13105.5146 | 3082.6062 | 645.587 | -115.285 | 3691.3418 | -194.9146 | 2095.7734 | -618.2697 | 638.4705 | 1163.8605 | 254.2223 | 209.9994 | -213.6606 | -0.64397 | -577.3139 | -3683.5735 | 72.8786 | -38.9933 | 2067.1426 | -1839.2561 | -991.2759 | -748.438 | -94.7554 | 919.5214 | 1162.8046 | 0.98254 | -1047.6488 | 189.9943 | 0.71465 | -130.5661 | -2636.457 | -2.481 | 598.0339 | 1.0017 | -2771.5559 | 341.1073 | 3141.5286 | 1418.9196 | 4705.0098 | -2.6867 | -272.2739 | 2105.5051 | -1573.6454 | 1082.7701 | 953.8561 | -2649.9839 | 392.5276 | 6939.4297 | 210.1042 | -5.2402 | 104.3204
2030-02-10 | 6 | -32.4529 | 422.4713 | -80.0569 | -340.796 | 35.1273 | -1655.6785 | -12974.9561 | 2978.1658 | -354.8358 | -145.5518 | 3685.0601 | -189.8216 | 2038.0544 | -610.542 | 645.1952 | 870.4599 | 138.2145 | 209.9994 | -198.5253 | -67.0804 | -626.306 | -3643.4175 | 68.5714 | -39.1357 | 2029.3611 | -1885.7169 | -759.7845 | -743.8207 | -90.5617 | 943.2463 | 1321.8522 | 0.98382 | -964.5372 | 268.4865 | 0.68352 | -126.8175 | -1688.6118 | -164.325 | 159.5548 | 449.3374 | -2711.8135 | 353.2791 | 3088.9321 | 1375.2349 | 4170.9111 | -2.6099 | -272.3045 | 1852.2362 | -2125.426 | 1069.8721 | 889.0245 | -3103.7593 | 325.5435 | 7469.0444 | 210.1042 | 17.7185 | 134.302
2030-02-10 | 7 | -33.7874 | 339.7533 | -82.5037 | -348.2861 | -6.8111 | -1586.6177 | -12844.2832 | 2662.1301 | -532.556 | -245.64 | 3700.4292 | -36.4989 | 2005.3903 | -596.8564 | 621.9642 | 765.5596 | 84.8536 | 209.9994 | -231.0792 | 42.5211 | -900.2291 | -3715.2019 | 85.5722 | -23.8481 | 1913.8237 | -1920.2563 | -796.7715 | -721.2125 | -87.2817 | 894.592 | 1456.208 | 2.0702 | -925.306 | 353.24 | 0.58409 | -292.9908 | -1477.4607 | -512.4323 | 192.8854 | 449.3715 | -2499.3926 | 416.7235 | 2865.2053 | 1287.6956 | 4248.439 | -298.9991 | -272.3134 | 1435.9142 | -2780.8618 | 1182.621 | 206.1434 | -2939.3896 | 118.6178 | 7122.9277 | 210.1042 | -77.7328 | 50.6881
2030-02-10 | 8 | -38.6474 | 130.0672 | -86.0365 | -360.2285 | -154.8118 | -1429.9004 | -12370.8682 | 2028.9741 | -1080.7178 | -326.6773 | 3682.0295 | -16.3848 | 1965.5717 | -549.1896 | 858.0732 | 1809.4153 | 101.1285 | 209.9994 | -317.7798 | 271.7639 | -997.4624 | -3078.7407 | 100.3196 | -3.5451 | 2059.2622 | -1823.0337 | -931.4495 | -668.488 | -75.4153 | 801.005 | 1396.8453 | 249.849 | -1113.1832 | 481.2247 | 0.61054 | -604.5911 | -1261.6476 | -531.8866 | 551.4838 | 449.1956 | -2609.4351 | 416.2109 | 2972.3591 | 1317.1331 | 4354.8374 | -3.6459 | -272.2495 | 2574.5442 | -1868.7406 | 1174.4082 | 1.0169 | -3790.2534 | -126.4147 | 7014.145 | 210.1042 | 29.3438 | 37.1625
2030-02-10 | 9 | -49.6968 | -162.887 | -92.9132 | -556.8093 | -399.0709 | -1225.3676 | -12031.7783 | 1696.9851 | -1760.7444 | -333.7532 | 3715.0305 | -17.2322 | 1714.2603 | -523.3964 | 968.6925 | 1752.4449 | 16.3608 | 209.9994 | -257.6853 | 137.8826 | -934.7138 | -2481.2302 | 94.7523 | -13.1432 | 1764.2545 | -2014.369 | -661.1735 | -658.0476 | -60.8617 | 902.6057 | 1677.6431 | 491.2687 | -917.7518 | 685.5084 | 0.60908 | -581.4473 | 2279.2842 | -324.5592 | 414.0481 | 449.9253 | -2621.8884 | 277.9626 | 3913.4446 | 1309.943 | 4938.6475 | 113.033 | -272.4574 | 2429.1777 | -1769.0752 | 1082.3207 | 178.1027 | -3576.5654 | -557.3209 | 7508.7007 | 210.1042 | 28.7131 | 88.5481
2030-02-10 | 10 | -51.5031 | -219.8323 | -81.76 | -585.8026 | -617.5043 | -1147.0317 | -11104.2705 | 1166.4877 | -1767.8953 | -330.6033 | 3730.6877 | -0.27148 | 1743.3518 | -546.5589 | 924.9596 | 1557.2045 | 31.4614 | 209.9994 | -232.2562 | 218.8626 | -1033.5073 | -2292.9912 | 74.1262 | -9.0632 | 1657.6313 | -2025.7699 | -909.0615 | -654.1116 | -56.8109 | 803.6149 | 1722.4557 | 1178.0924 | -992.8326 | 732.2684 | 0.49805 | -780.9576 | 3254.4231 | -167.5137 | 281.4387 | 449.5354 | -2617.4268 | 60.7787 | 4108.3716 | 1272.3105 | 5007.7974 | -3.4228 | -517.4067 | 2296.262 | -2055.6101 | 1274.6862 | 354.268 | -2440.8335 | -467.6206 | 8164.394 | 210.1042 | -102.1552 | 92.5286
2030-02-10 | 11 | -60.9049 | -348.5423 | -97.6971 | -622.3209 | -506.9032 | -1193.1479 | -11503.1318 | 1417.9722 | -1327.3141 | -344.4495 | 3727.9175 | -13.4437 | 2133.8208 | -539.5237 | 1003.9847 | 1678.6085 | 45.9485 | 209.9994 | -225.6081 | 141.3251 | -911.4742 | -1938.8755 | 115.3932 | -12.5886 | 1736.1064 | -2191.1099 | -921.661 | -667.8977 | -47.6849 | 946.1924 | 1978.5856 | 1220.9033 | -834.383 | 800.9271 | 0.61374 | -709.0685 | 4510.5161 | -458.2706 | 112.3279 | 449.4517 | -2608.5994 | 168.4209 | 4099.2212 | 1222.1337 | 5014.0513 | -234.7645 | -667.5303 | 958.1736 | -3325.9739 | 1264.2299 | 433.1693 | -2884.8645 | -338.2785 | 10301.291 | 210.1042 | -25.8318 | 157.3657
2030-02-10 | 12 | -54.3961 | -67.7316 | -92.1258 | -605.0876 | -531.3552 | -1327.0696 | -11555.0176 | 1700.4607 | -1457.4202 | -344.6106 | 3785.7532 | 6.8215 | 2140.3044 | -524.8798 | 1061.9595 | 1694.9307 | 19.9097 | 209.9994 | -241.9771 | 158.126 | -899.6094 | -1694.8445 | 60.8352 | -3.8807 | 1745.3383 | -2224.771 | -1242.465 | -715.9802 | -58.3256 | 876.5655 | 2079.3345 | 1073.059 | -784.9938 | 665.0264 | 0.62168 | -780.5576 | 3098.3572 | -1.3319 | 182.9793 | 449.2724 | -2564.6243 | 78.7449 | 4310.6768 | 1258.6964 | 5026.4062 | -2.9499 | -355.3512 | 1388.3962 | -2679.0889 | 919.2274 | -82.1893 | -2487.9136 | 0.99343 | 10670.083 | 210.1042 | 55.8795 | 211.8069
2030-02-10 | 13 | -50.838 | 590.399 | -89.4111 | -606.4784 | -151.5325 | -1725.5696 | -12789.8066 | 2702.2273 | -1103.8704 | -353.3682 | 3781.4221 | -12.8815 | 2129.4812 | -506.7455 | 1199.2511 | 1631.7979 | 52.275 | 209.9994 | -267.9563 | -8.7686 | -1073.1022 | -3344.9102 | -37.9293 | -12.3448 | 1746.5156 | -2638.1445 | -1330.7664 | -867.7618 | -90.5897 | 757.8951 | 2582.9968 | 628.3433 | -252.4291 | 372.8946 | 0.62265 | -427.7685 | 1259.1545 | 1.001 | 175.8875 | 449.3896 | -2337.6941 | -31.8774 | 3421.3237 | 1180.109 | 4257.7412 | -2.5846 | -272.2075 | 1697.2128 | -2259.0537 | 749.5898 | -728.5026 | -2762.4763 | 0.98709 | 10929.6123 | 210.1042 | 75.4611 | 424.6916
2030-02-10 | 14 | -47.1587 | 586.5961 | -74.4977 | -614.8612 | -57.0074 | -1613.2755 | -12178.3936 | 2691.1702 | -668.7607 | -351.1906 | 3856.0732 | -19.6872 | 2133.5295 | -544.2475 | 1104.9584 | 1768.0359 | 9.9503 | 209.9994 | -277.5059 | -134.2454 | -1136.4561 | -4427.0176 | -59.811 | -20.3207 | 1737.963 | -2693.886 | -958.5569 | -840.085 | -94.3352 | 752.3055 | 2630.3103 | 703.9459 | -157.8984 | 410.6604 | 0.60263 | -70.1236 | 2435.3394 | -429.9681 | 1.0049 | 449.4897 | -2274.3662 | -77.6828 | 3888.554 | 1224.8309 | 4465.4624 | -3.0664 | -272.3094 | 1556.2999 | -2263.8396 | 828.6157 | -82.5908 | -2813.0762 | 0.48399 | 10702.793 | 210.1042 | 64.1596 | 446.1352
2030-02-10 | 15 | -48.5635 | 559.3283 | -73.3022 | -622.4482 | -122.6596 | -1525.2631 | -11489.1162 | 2636.0547 | -342.9192 | -342.1538 | 3845.8721 | -33.1446 | 2133.1074 | -572.8815 | 1009.1097 | 1491.0386 | 17.0706 | 209.9994 | -260.5165 | -133.2577 | -1033.3073 | -4371.6924 | -30.0985 | -31.4929 | 1655.6105 | -2508.0596 | -628.0143 | -806.7969 | -91.8739 | 783.7431 | 2516.8281 | 541.5328 | -320.7754 | 524.817 | 0.5306 | 3.4869 | 3533.1379 | -657.6137 | 1.003 | 449.4824 | -2238.6836 | -20.6365 | 3778.1377 | 1230.2251 | 4675.5762 | -284.4041 | -272.5583 | 2226.1016 | -2012.0867 | 747.0784 | -285.3396 | -2709.8416 | 0.3526 | 10497.6064 | 0.10423 | 67.6004 | 414.3218
2030-02-10 | 16 | -44.7877 | 654.7328 | -71.278 | -609.9883 | -157.5725 | -1563.4709 | -11570.9385 | 2838.0046 | -306.6231 | -343.8085 | 3719.554 | -32.3989 | 2023.8331 | -561.5687 | 1043.0895 | 1780.2289 | 0.95281 | 209.9994 | -252.5028 | -159.0148 | -1029.8916 | -3859.9629 | -50.5303 | -23.5706 | 1671.0802 | -2681.645 | -885.8088 | -831.9497 | -97.4503 | 793.5398 | 2567.23 | 658.4814 | -209.1165 | 454.6783 | 0.61487 | -73.2468 | 2761.5972 | 1.0021 | 268.6278 | 290.9006 | -2157.0852 | -13.0374 | 3729.0095 | 1196.7581 | 4622.7397 | -2.6833 | -272.387 | 1251.0717 | -3206.6909 | 685.3344 | -809.9821 | -2465.106 | 1.0126 | 12288.4365 | 0.10423 | 47.2339 | 374.3499
2030-02-10 | 17 | -43.1937 | 1071.485 | -79.8068 | -573.8303 | -7.3042 | -1848.3243 | -12253.124 | 3277.0439 | -339.3114 | -328.9368 | 3748.2275 | 44.1811 | 1957.5111 | -524.7618 | 1135.3832 | 1638.2346 | 80.6296 | 209.9994 | -250.6833 | -74.0158 | -1151.7139 | -4398.4092 | -94.8165 | -20.1609 | 1599.4274 | -2661.1992 | -1700.035 | -897.2206 | -114.0986 | 699.6741 | 2542.2646 | 355.2451 | -257.3245 | 242.0092 | 0.60069 | 276.5872 | -316.4916 | -126.9736 | 326.2822 | 120.1051 | -2219.0964 | -120.5829 | 4058.8816 | 1269.3427 | 4952.4927 | -2.994 | -271.9185 | 1851.8608 | -2905.4395 | 758.6329 | -471.912 | -2525.6392 | 0.053024 | 11041.3828 | 0.10423 | 57.114 | 238.2949
2030-02-10 | 18 | -40.2841 | 1368.5841 | -82.2015 | -453.7905 | 451.5219 | -2144.47 | -13781.3564 | 4219.3315 | -1046.6179 | -127.2703 | 3803.803 | 59.2277 | 1586.5422 | -333.5088 | 1841.4801 | 267.795 | 188.7921 | 209.9994 | -240.2726 | -224.0809 | -1178.9093 | -4831.5176 | -138.8367 | -41.0625 | 1569.3638 | -2851.0225 | -1852.0681 | -970.0809 | -130.8763 | 734.6915 | 3082.6279 | 0.97079 | -95.4496 | -1.9764 | 0.49917 | 731.1461 | -1390.5243 | 314.2209 | 1.0005 | 400.7266 | -2287.9536 | -360.7709 | 4076.6018 | 1205.9564 | 4768.229 | -267.8567 | -765.9162 | 5865.6328 | -1318.3756 | 776.7451 | 89.9288 | -3145.5806 | 1.0197 | 9470.0811 | 0.10423 | -1.3215 | 199.1496
2030-02-10 | 19 | -39.2087 | 1014.4086 | -74.3257 | -565.73 | 426.4271 | -1907.5243 | -14031.8359 | 4371.3379 | -2125.4727 | -302.8914 | 3713.2751 | 190.1495 | 1793.126 | -414.7698 | 1442.5222 | 1585.5862 | 120.9512 | 209.9994 | -219.9412 | -277.1531 | -1307.4261 | -5048.9546 | -45.7749 | -41.1832 | 1610.0731 | -2761.7773 | -2295.5586 | -905.9731 | -117.2243 | 922.7289 | 2753.9595 | 350.951 | -117.2729 | 80.3626 | 0.57711 | 165.6711 | -653.167 | 45.6935 | 354.7118 | 449.0979 | -2020.9335 | -3.2454 | 4170.3335 | 1163.4426 | 5008.1313 | -2.6518 | -276.3221 | 2100.6445 | -3044.1169 | 917.0656 | 0.98478 | -2986.5439 | -207.979 | 9767.3936 | 0.10423 | -49.5581 | 187.0815
2030-02-10 | 20 | -37.2576 | 594.4556 | -83.6057 | -569.1418 | 383.9127 | -1725.87 | -14218.1777 | 4108.6836 | -2913.842 | -305.9296 | 3801.9221 | 195.0085 | 1830.7192 | -306.338 | 1787.9342 | 961.8735 | 82.5621 | 209.9994 | -242.252 | -370.8151 | -1360.1511 | -5590.165 | 19.6991 | -45.4701 | 1445.2517 | -2576.4238 | -2374.4778 | -858.1727 | -100.8522 | 1043.8446 | 2746.3879 | 1.1277 | -145.0348 | 43.0854 | 0.48124 | 432.0982 | -490.6551 | 0.99816 | 146.5331 | 449.2509 | -2187.991 | 1.0054 | 4512.8511 | 1329.8552 | 5061.5342 | -3.1762 | -277.658 | 2295.7817 | -2875.0249 | 1138.886 | 979.8537 | -3183.9199 | -674.1495 | 11427.415 | 0.10423 | -90.2872 | 86.5047
2030-02-10 | 21 | -36.9959 | 487.7784 | -78.6229 | -566.7466 | 68.7143 | -1651.3519 | -13762.6562 | 3296.988 | -2918.8418 | -285.4212 | 3838.6183 | 194.9943 | 1901.1129 | -309.181 | 1835.8799 | 579.2341 | 90.2637 | 209.9994 | -284.5833 | -240.7634 | -1426.9359 | -5860.3699 | 9.7873 | -43.1576 | 1610.5626 | -2527.6499 | -2312.2466 | -845.3284 | -95.2804 | 965.9945 | 2779.8097 | 1.0728 | -104.7716 | 66.5982 | 0.43141 | 486.5064 | -403.2701 | -217.3779 | 92.7432 | 225.1247 | -2075.924 | -4.4864 | 4329.5125 | 1261.9669 | 4872.5039 | -3.1031 | -331.7646 | 2474.7839 | -2394.7029 | 1097.1708 | 490.3875 | -2888.3939 | -692.2826 | 13172.2964 | 105.1042 | -108.5852 | 56.1803
2030-02-10 | 22 | -36.7343 | 381.1013 | -73.6402 | -564.3514 | -246.4841 | -1576.8339 | -13307.1348 | 2485.2925 | -2923.8416 | -264.9129 | 3875.3145 | 194.9801 | 1971.5066 | -312.024 | 1883.8256 | 196.5947 | 97.9654 | 209.9994 | -326.9145 | -110.7117 | -1493.7207 | -6130.5747 | -0.12451 | -40.8452 | 1775.8734 | -2478.876 | -2250.0154 | -832.4842 | -89.7086 | 888.1445 | 2813.2314 | 1.0178 | -64.5083 | 90.111 | 0.38159 | 540.9146 | -315.885 | -435.7539 | 38.9533 | 0.99849 | -1963.8569 | -9.9782 | 4146.1738 | 1194.0785 | 4683.4736 | -3.0299 | -385.8713 | 2653.7861 | -1914.381 | 1055.4556 | 0.92124 | -2592.8679 | -710.4158 | 14917.1777 | 210.1042 | -126.8831 | 41.4195
2030-02-10 | 23 | -40.6517 | 585.3511 | -76.9657 | -599.5323 | -22.4036 | -1699.3016 | -13766.0645 | 2685.8811 | -2335.6367 | -311.264 | 3762.47 | 195.0236 | 1882.3197 | -361.9408 | 1606.2335 | 1315.2242 | -0.24262 | 209.9994 | -310.4119 | 33.5376 | -1394.0603 | -5583.6689 | 50.5231 | -39.1171 | 1681.3944 | -2821.7029 | -2311.8145 | -866.0424 | -91.8839 | 908.0575 | 2651.4739 | 249.0785 | -81.0461 | 183.8483 | 0.48571 | 554.3865 | 1675.525 | 1.0012 | 536.8842 | 381.2712 | -1868.2668 | 261.905 | 2930.4602 | 1149.0017 | 4186.4673 | -3.1744 | -277.5142 | 2492.668 | -1437.597 | 988.8503 | -86.8464 | -3343.0029 | 51.0091 | 13604.6279 | 210.1042 | 53.4091 | 38.2216
2030-02-10 | 24 | -33.4036 | 861.2944 | -71.4848 | -559.2774 | -82.9464 | -1842.2135 | -13770.6797 | 2954.8921 | -1891.7074 | -266.6444 | 3742.467 | 195.0015 | 2072.5828 | -362.0497 | 1604.0016 | 1134.2192 | 77.5588 | 209.9994 | -284.5746 | -80.1704 | -1139.1775 | -5410.2822 | -8.6283 | -41.8964 | 1460.8759 | -2776.7554 | -1975.3405 | -919.9398 | -101.2504 | 835.1239 | 2458.8789 | 1.4718 | -43.4787 | 36.6439 | 0.60166 | 650.4631 | -927.9588 | 0.99749 | 173.8947 | 449.4273 | -1994 | 0.99584 | 2569.3391 | 1096.6564 | 3617.5056 | -2.262 | -275.7269 | 2495.7236 | -1889.8729 | 795.7021 | -402.87 | -3156.21 | 325.1649 | 13968.1943 | 210.1042 | 70.0404 | 127.7177
2030-02-11 | 1 | -28.5783 | 630.8131 | -72.8076 | -497.6201 | 108.9994 | -1881.7883 | -14724.5908 | 3976.5896 | -871.1487 | -294.3768 | 3615.499 | 114.7706 | 1752.4998 | -523.7855 | 1108.384 | 1938.0154 | 84.6358 | 209.9994 | -293.4312 | -196.8247 | -1055.2061 | -5680.3306 | 46.3051 | -60.081 | 1114.2606 | -2310.9089 | -1130.6838 | -897.2581 | -98.4942 | 1022.7982 | 2564.8896 | 1.753 | 108.0592 | -1.7035 | 0.50541 | 1133.9502 | -656.2307 | 1.0007 | 401.8439 | 379.3513 | -1883.6432 | 52.8803 | 2402.3025 | 1061.3644 | 3632.918 | -2.3699 | -276.062 | 2268.801 | -2825.0593 | 491.7671 | -596.2827 | -2621.959 | 532.5085 | 13076.1377 | 210.1042 | 79.7023 | 90.9347
2030-02-11 | 2 | -24.1085 | 854.7665 | -72.92 | -452.6058 | 451.873 | -1967.6306 | -15138.0225 | 4654.7437 | -946.535 | -303.3154 | 3654.6526 | 80.0802 | 1765.7933 | -519.7365 | 1132.5115 | 1849.266 | 195.1464 | 209.9994 | -314.3473 | -222.8682 | -1041.3027 | -5701.0376 | 39.1981 | -63.2758 | 1271.1497 | -2225.9426 | -1182.7174 | -919.9315 | -113.6943 | 1043.8015 | 2529.2661 | 2.3414 | 136.9201 | -118.7543 | 0.51509 | 1251.2573 | -1056.4808 | 1.0007 | 408.6533 | 107.5065 | -1864.0989 | 104.0618 | 2391.9275 | 1253.8457 | 3658.3555 | -2.8211 | -278.1235 | 2245.1958 | -2642.9932 | 531.4999 | -410.1335 | -3067.8379 | 435.5581 | 9633.6572 | 210.1042 | 94.9086 | 77.8267
2030-02-11 | 3 | -19.2796 | 405.6058 | -61.9206 | -469.0488 | 302.1098 | -1735.7847 | -14372.6836 | 4392.603 | -1042.5945 | -311.8784 | 3681.9939 | 61.5968 | 1748.5964 | -503.6191 | 1192.5137 | 1580.8171 | 204.2461 | 209.9994 | -288.149 | -398.1096 | -1007.1539 | -5801.6191 | 34.6896 | -70.6167 | 1033.8491 | -2071.6155 | -1090.4686 | -869.1434 | -99.1689 | 1139.5358 | 2549.7617 | 0.98922 | 194.4794 | -87.4736 | 0.52074 | 1333.2906 | -1595.1713 | -51.0166 | 325.0421 | 0.99813 | -2010.6536 | -2.1922 | 2523.4214 | 1262.553 | 3731.6401 | -2.2763 | -274.7095 | 2493.7859 | -2359.8647 | 723.6166 | 295.0936 | -2818.1196 | 0.29743 | 13701.8887 | 210.1042 | -11.8948 | 74.4936
2030-02-11 | 4 | -24.2786 | 541.2984 | -67.5125 | -575.0446 | 215.9605 | -1773.3942 | -13631.0225 | 3846.1345 | -1676.894 | -159.5048 | 3705.272 | -92.8883 | 1361.6941 | -400.1682 | 1704.4218 | 584.3584 | 253.9106 | 209.9994 | -266.3821 | -302.3332 | -1041.2123 | -5849.7285 | -10.8128 | -81.7346 | 844.4232 | -2309.0237 | -1473.2327 | -901.2813 | -98.2417 | 1013.9971 | 2747.2188 | 1.0144 | 122.1431 | -54.6553 | 0.51424 | 1501.7024 | -506.7236 | -633.9363 | 60.219 | 0.99967 | -2106.1177 | -174.1801 | 2890.4524 | 1301.144 | 3846.0598 | -30.3284 | -277.1034 | 3144.6619 | -1901.6001 | 690.9474 | 68.3134 | -3485.9316 | -124.1255 | 14674.5967 | 210.1043 | -29.6896 | 125.6786
2030-02-11 | 5 | -26.7802 | 505.3637 | -69.9866 | -404.9468 | 637.3798 | -1907.993 | -14783.4385 | 4400.9854 | -2534.3826 | -196.4695 | 3752.8201 | -11.6193 | 1436.6378 | -437.4454 | 1540.7516 | 564.7115 | 277.6279 | 209.9994 | -279.2004 | -277.6147 | -1051.2882 | -5639.957 | 18.919 | -84.3586 | 1072.6677 | -2487.2732 | -1586.9871 | -906.5914 | -98.7915 | 1106.3148 | 2712.3684 | 0.97853 | 123.715 | -119.6536 | 0.43163 | 1572.4595 | -1687.0624 | -692.3699 | 0.99777 | 1.0019 | -2087.7612 | -80.044 | 3012.8804 | 1285.7708 | 3894.5247 | -37.9125 | -277.5368 | 3091.1638 | -1810.5442 | 626.1641 | 493.3569 | -4347.8999 | -409.9466 | 14198.2891 | 210.1042 | 67.1637 | 208.2132
2030-02-11 | 6 | -24.9104 | 196.2711 | -68.3208 | -539.566 | 574.6992 | -1708.0439 | -14785.0967 | 4212.9512 | -3724.7437 | -122.1818 | 3859.4011 | 14.8709 | 1836.8876 | -402.7415 | 1647.8988 | 447.5265 | 237.5078 | 209.9994 | -272.9789 | -259.0808 | -1298.71 | -5887.0269 | 68.5409 | -87.3271 | 870.948 | -2189.0342 | -1641.9526 | -866.7535 | -83.1518 | 1177.6622 | 2761.0479 | 0.98653 | 136.9409 | -1.7233 | 0.47128 | 1538.6479 | -539.4627 | -754.0557 | -2.9797 | -1.8378 | -2070.8826 | 20.2291 | 3096.3013 | 1264.1122 | 3891.4817 | -2.4322 | -277.7818 | 2608.5454 | -1963.4775 | 640.3904 | 1658.1365 | -4679.5952 | -547.3181 | 14927.8291 | 210.1042 | 174.4896 | 171.3834
2030-02-11 | 7 | -27.0455 | 23.8536 | -72.526 | -464.4025 | 377.3173 | -1665.4929 | -14952.666 | 4164.1875 | -4204.7622 | -126.0465 | 3801.3347 | 27.1438 | 2023.4565 | -348.4283 | 1748.9858 | 539.3088 | 179.1729 | 209.9994 | -372.7158 | -271.9415 | -1701.7869 | -6489.6899 | 114.9447 | -73.3034 | 1583.2504 | -2066.5259 | -1467.3068 | -832.8526 | -79.9981 | 1243.1237 | 2813.6626 | 0.97887 | 126.3672 | 0.99648 | 0.48082 | 1418.2871 | -923.1074 | -432.4619 | -2.2902 | -170.4223 | -1919.1682 | 295.2066 | 3740.4209 | 1336.3452 | 4371.5317 | -3.1144 | -278.7702 | 2296.9663 | -2597.8562 | 534.4171 | 2277.6155 | -4351.8154 | -66.9322 | 14611.4463 | 210.1042 | 242.6595 | 264.4303
2030-02-11 | 8 | -29.0198 | -253.3282 | -77.8965 | -532.3928 | 96.5545 | -1430.9365 | -14726.5947 | 3173.2227 | -4217.3018 | -327.7852 | 3757.4199 | 170.2991 | 1648.5449 | -230.2942 | 1756.8069 | 879.1003 | 0.99927 | 209.9994 | -550.6131 | -228.6556 | -1809.2521 | -7040.4614 | 149.4824 | -49.9362 | 2472.0696 | -1932.7213 | -1624.0028 | -773.163 | -80.3176 | 1324.4902 | 2714.6475 | 0.98196 | 22.8333 | 27.3074 | 0.4757 | 1422.5662 | -200.9772 | -2.8298 | 206.9512 | 1.0021 | -2268.3792 | 330.6591 | 3760.2791 | 1464.2533 | 4245.603 | 383.5571 | -373.6029 | 2004.359 | -2237.8977 | 910.5363 | 2678.1296 | -4107.249 | -307.3935 | 15837.7197 | 210.1042 | 149.7411 | 149.5051
2030-02-11 | 9 | -37.4286 | -420.8856 | -82.1356 | -588.9078 | -530.6189 | -1297.9968 | -13776.5449 | 1789.5527 | -3048.9421 | -335.5187 | 3831.6296 | 195.0016 | 1623.1509 | -107.3994 | 1990.6576 | 530.582 | -65.2846 | 209.9994 | -685.7834 | -15.4191 | -1902.1543 | -7023.6519 | 106.6196 | -15.4342 | 2986.6521 | -2102.0776 | -1926.9261 | -745.9388 | -58.6128 | 1097.3085 | 2881.2886 | 386.4771 | -55.6557 | 187.7826 | 0.37498 | 1005.736 | 1912.0039 | -212.2801 | -117.8864 | -3.1914 | -2186.4851 | 167.2503 | 4658.6733 | 1353.7673 | 5046.9897 | 6.8817 | -460.5921 | 2554.551 | -2053.2598 | 1237.0472 | 1093.1189 | -3307.9949 | -816.4645 | 17092.2227 | 210.1042 | -83.4524 | 17.826
2030-02-11 | 10 | -31.2438 | -406.3822 | -76.5465 | -543.7786 | -779.188 | -1282.7296 | -13450.0068 | 1753.3545 | -2550.8577 | -313.0415 | 3862.27 | 194.9976 | 1668.1027 | -47.9932 | 2029.538 | 596.4798 | -113.1103 | 209.9994 | -611.6341 | -67.9711 | -1961.0884 | -6774.4673 | 61.0958 | -11.2881 | 2342.1377 | -2083.3074 | -1702.7134 | -734.8507 | -57.5338 | 989.7927 | 2747.9514 | 2.033 | -36.4947 | 87.8185 | 0.51365 | 696.9536 | 783.2797 | -2.0458 | -125.7143 | 449.7155 | -2017.5148 | 21.0982 | 4717.3794 | 1356.9858 | 5076.5532 | 1.0012 | -277.4016 | 2197.895 | -2196.9495 | 1254.9896 | 699.2376 | -2262.2783 | -981.9001 | 17070.4336 | 210.1043 | -161.7913 | -72.7253
2030-02-11 | 11 | -26.985 | -80.0813 | -73.0215 | -525.4617 | -387.0889 | -1375.7146 | -13781.0576 | 2414.1086 | -1699.6073 | -337.0125 | 3875.7188 | 176.599 | 1692.647 | -22.2681 | 1999.5675 | 914.1328 | -75.5787 | 209.9994 | -469.7891 | -45.7134 | -1876.1896 | -6664.7319 | 30.9004 | -24.6566 | 1604.6597 | -2208.9858 | -1748.8884 | -766.188 | -71.9561 | 930.6398 | 2646.5063 | 2.1844 | -20.9212 | 1.0007 | 0.54572 | 803.213 | -512.1362 | 1.002 | 196.6309 | 449.2699 | -1921.1307 | 10.5517 | 4269.9395 | 1175.5347 | 5085.1304 | -2.7493 | -276.4963 | 1829.7161 | -2206.6392 | 1128.1215 | 373.457 | -2355.1157 | -509.6201 | 15273.1084 | 210.1042 | -101.987 | -19.9026
2030-02-11 | 12 | -27.2964 | 21.5246 | -68.8841 | -493.0984 | -672.2473 | -1419.3064 | -13789.1143 | 2669.0679 | -757.1527 | -374.0063 | 3892.9475 | 30.5498 | 1630.7048 | 63.1255 | 2068.4646 | 688.9092 | 0.99847 | 209.9994 | -378.2025 | -138.3156 | -1838.1312 | -6527.7822 | 6.3623 | -31.9074 | 1209.489 | -2261.4292 | -1617.4313 | -750.3868 | -76.2317 | 926.7739 | 2666.0215 | 2.89 | 14.3636 | 26.4523 | 0.57733 | 846.8124 | -5.3225 | 257.3032 | 376.2034 | 449.1626 | -1802.5404 | 0.99467 | 4106.4473 | 1179.0698 | 5088.1074 | -2.8851 | -276.7313 | 1608.6042 | -2120.8357 | 1049.467 | 25.7766 | -1343.4452 | 1.008 | 13243.6895 | 210.1042 | -151.9827 | -38.9921
2030-02-11 | 13 | -25.5332 | 246.3502 | -66.0474 | -481.9822 | -422.3032 | -1488.9517 | -13636.2656 | 2901.0562 | -30.224 | -320.8031 | 3848.2285 | 194.9816 | 1545.0325 | 58.965 | 2034.5928 | 769.1957 | -16.4372 | 209.9994 | -287.3354 | -146.0479 | -1752.1199 | -6125.9351 | -19.716 | -36.7235 | 824.9956 | -2261.9636 | -1494.8859 | -769.5807 | -84.5441 | 869.7421 | 2671.217 | 320.3506 | 14.266 | -3.1828 | 0.58215 | 766.648 | -464.3093 | 184.0386 | 433.8734 | 449.014 | -1827.5834 | -97.5079 | 4028.0876 | 1056.7609 | 5087.7979 | -2.6287 | -383.8503 | 1940.5565 | -1995.4075 | 985.2546 | -87.4736 | -1597.2983 | 1.6102 | 12658.8789 | 210.1042 | -135.6379 | -1.0379
2030-02-11 | 14 | -21.5688 | 360.8322 | -62.5393 | -463.7 | -114.5391 | -1541.8203 | -14090.8652 | 3538.3625 | -3.0319 | -365.2573 | 3890.103 | 1.0003 | 1624.4788 | 1.0006 | 2084.0613 | 433.5233 | -109.947 | 209.9994 | -345.3182 | -255.0337 | -1479.517 | -6198.7183 | -17.158 | -35.4714 | 1166.0626 | -2323.6453 | -1364.4637 | -791.396 | -90.6528 | 950.6147 | 2530.9937 | 0.98932 | 46.827 | -81.7637 | 0.63952 | 972.8964 | -802.7377 | 306.8149 | 533.7968 | 449.0999 | -2128.6543 | -151.1106 | 4025.4097 | 1213.9904 | 5086.2061 | -3.0581 | -277.0782 | 2013.701 | -1939.9655 | 949.2499 | 88.6915 | -2281.5654 | 0.98793 | 12199.0225 | 210.1042 | -64.337 | 129.1343
2030-02-11 | 15 | -15.0813 | 317.5271 | -53.7501 | -397.345 | 1.0001 | -1415.4987 | -13624.9678 | 3650.9556 | 386.3297 | -251.6954 | 3811.8237 | 87.7563 | 1425.6805 | 0.99823 | 2051.6555 | 566.019 | 2.2592 | 209.9994 | -123.1105 | -304.7223 | -1681.5476 | -6210.769 | -30.3843 | -69.8721 | 128.0026 | -2137.0103 | -1040.0157 | -745.8701 | -101.0758 | 890.3654 | 2512.2676 | 0.98864 | 126.7023 | -21.0755 | 0.56596 | 1480.3992 | -592.9974 | 469.3767 | 1017.6171 | 1.0011 | -1498.7515 | -2.6483 | 3178.8762 | 1014.8056 | 4854.541 | -2.8982 | -293.3239 | 1734.7207 | -2002.761 | 580.0973 | -212.2387 | -2662.1829 | 698.9182 | 11118.3057 | 210.1042 | 78.4259 | 129.2315
2030-02-11 | 16 | -13.9655 | 452.7865 | -60.1619 | -229.7262 | 62.8225 | -1537.9714 | -13940.4805 | 3976.9954 | 763.7212 | -238.1969 | 3754.8643 | 87.1912 | 1451.1039 | 1.0002 | 1963.6154 | 636.4462 | 41.24 | 209.9994 | -105.0706 | -413.9311 | -1606.8356 | -6117.4214 | -62.2355 | -74.7669 | 65.6354 | -2206.3 | -875.9171 | -742.8508 | -113.9667 | 880.1984 | 2515.4121 | 0.98543 | 183.0474 | -115.2726 | 0.62347 | 1488.2385 | -2178.0776 | 440.9859 | 990.5675 | 0.99883 | -1313.719 | -38.8166 | 3035.2075 | 960.2979 | 4791.27 | -2.8736 | -276.8251 | 1654.3191 | -2345.1646 | 471.1777 | -83.7893 | -2722.6233 | 1044.0364 | 9494.1953 | 210.1042 | 142.7999 | 123.4195
2030-02-11 | 17 | -15.2027 | 565.2177 | -60.6463 | -233.3675 | 253.5972 | -1559.5699 | -14400.6777 | 4351.7607 | 714.8143 | -313.0559 | 3732.4126 | 109.7352 | 1382.8469 | -11.9032 | 1800.3344 | 859.2478 | -79.5642 | 209.9994 | -90.2785 | -503.82 | -1577.3715 | -5764.9961 | -81.9939 | -76.2783 | 6.3321 | -2111.8257 | -763.666 | -744.8868 | -123.0464 | 897.6686 | 2543.6799 | 2.5792 | 201.7413 | -190.7224 | 0.57064 | 1283.7886 | -1676.444 | 385.1375 | 894.2998 | 1.0039 | -1273.3824 | -75.0431 | 3068.1416 | 967.4866 | 4590.7524 | -2.9277 | -406.0599 | 1838.3295 | -2427.5403 | 390.1788 | 1.016 | -2935.6755 | 1119.9072 | 6405.9834 | 210.1042 | 159.8197 | 97.1934
2030-02-11 | 18 | -11.1682 | 578.0782 | -55.6747 | -356.9572 | 362.2694 | -1487.1464 | -14206.8291 | 4241.7856 | -173.3407 | -243.5692 | 3765.3496 | 194.9895 | 1869.9714 | 167.1911 | 2004.4059 | 667.449 | -322.4824 | 209.9994 | -174.8996 | -471.2638 | -1704.5537 | -5493.8691 | -88.1271 | -35.7495 | 320.3362 | -1998.6423 | -775.2962 | -753.6525 | -113.9032 | 880.7396 | 2541.2419 | 4.3946 | 197.6717 | -250.8664 | 0.63044 | 665.7361 | -848.3889 | 73.0136 | 360.8462 | 449.093 | -1328.2816 | -206.1564 | 4233.8608 | 1185.3563 | 5097.0566 | -2.5287 | -291.4405 | 2186.354 | -2954.6443 | 561.5671 | 1.0097 | -3267.7166 | 221.6659 | 4511.9009 | 210.1042 | -4.5452 | 67.175
2030-02-11 | 19 | -18.4032 | 558.4515 | -66.8751 | -423.5255 | 612.3659 | -1677.8129 | -15046.7441 | 4779.5005 | -2476.0083 | -317.3972 | 3656.2407 | 195.0003 | 2026.8254 | 371.6728 | 2158.4624 | 1009.9902 | -339.6545 | 209.9994 | -324.6683 | -428.607 | -1636.0308 | -6222.498 | 9.3707 | -20.1122 | 1217.6818 | -2193.6362 | -799.9414 | -810.4787 | -106.1431 | 1091.5356 | 2318.7581 | 290.1529 | 8.7196 | -284.1727 | 0.64576 | 512.2171 | -727.1999 | 1.001 | 186.0011 | 449.1964 | -1832.0535 | 46.4264 | 4359.147 | 1121.0454 | 5050.5381 | -2.5357 | -275.61 | 1748.0824 | -3227.9648 | 936.0061 | -19.6679 | -3770.7729 | -399.8673 | 7239.5308 | 0.10423 | -16.111 | 76.2381
2030-02-11 | 20 | 6.9637 | 1127.2043 | -55.6118 | -636.7623 | 244.1354 | -1987.1042 | -15007.9424 | 4316.2886 | -2704.3413 | -346.7971 | 3885.1665 | 194.9986 | 1938.5957 | 314.5908 | 2134.2544 | 1754.4426 | -446.7263 | 209.9994 | -251.402 | -383.0656 | -1748.4377 | -6412.0356 | -55.3446 | -13.4496 | 520.9219 | -2097.7798 | -737.4221 | -945.5875 | -115.1589 | 927.1458 | 2017.7524 | -1734.4178 | -74.387 | -853.15 | 0.67394 | 217.5964 | -1680.1666 | -150.7943 | -2.3218 | 449.7658 | -1865.7526 | -223.1633 | 4779.7666 | 1211.5121 | 5089.6748 | -2.732 | -427.1232 | 2279.2742 | -2803.3872 | 937.4493 | -87.2642 | -3442.8511 | -598.1518 | 10939.7588 | 0.10423 | -123.8806 | 60.6342
2030-02-11 | 21 | 19.3752 | 1098.1064 | -51.6211 | -564.0737 | -6.5705 | -1983.23 | -15447.3027 | 3735.72 | -2732.0759 | -342.2744 | 3889.1792 | 195.0013 | 1831.368 | 247.8075 | 2109.5435 | 1903.0562 | -510.1388 | 209.9994 | -337.2059 | -250.6201 | -1808.5681 | -6552.4434 | -55.2458 | -4.8134 | 942.8618 | -1756.609 | -1143.7063 | -934.9913 | -110.1589 | 850.3427 | 1646.146 | -3326.5046 | -392.959 | -1079.0459 | 0.68528 | 88.5582 | -2460.781 | -367.9778 | -70.8715 | -3.2305 | -1896.394 | -255.998 | 4760.8867 | 1242.4436 | 5064.2329 | -3.1103 | -1266.8185 | 2518.5867 | -2277.0649 | 1021.5791 | -85.8928 | -2817.0237 | -719.048 | 9056.6348 | 0.10423 | -154.1235 | 86.4055
2030-02-11 | 22 | 21.6203 | 865.4489 | -49.5134 | -487.1754 | -94.3226 | -1789.5551 | -15187.709 | 3238.9226 | -2781.5107 | -341.0285 | 3930.7302 | 195.0004 | 1360.9327 | 237.542 | 2106.5132 | 1950.8328 | -417.4072 | 209.9994 | -371.7127 | -133.1084 | -1870.7344 | -6589.7642 | -52.3773 | 2.4013 | 1084.5243 | -1473.1976 | -1403.0367 | -865.9116 | -103.551 | 757.9361 | 1421.1068 | -3546.5923 | -592.2958 | -1040.2968 | 0.67802 | 2.325 | -2784.9775 | -164.2802 | -192.7748 | 450.4857 | -1828.3319 | -262.7583 | 4783.5107 | 1298.292 | 5059.0195 | 1.0028 | -700.5541 | 2961.175 | -1487.3093 | 1134.6427 | 0.92502 | -2603.6824 | -847.6981 | 7783.3135 | 210.1042 | -190.3354 | 138.5185
2030-02-11 | 23 | 10.9938 | 1254.6993 | -56.5681 | -579.7587 | -6.0883 | -2091.543 | -15509.3232 | 3359.3381 | -2276.6187 | -236.5231 | 3902.3801 | 195.0055 | 1633.8241 | 31.4478 | 2093.7017 | 2058.9924 | -319.7534 | 209.9994 | -395.631 | 105.5358 | -1758.6458 | -5927.9727 | -31.9397 | 14.0213 | 1396.0848 | -1951.1871 | -1308.6481 | -968.2247 | -107.9834 | 742.9472 | 1944.0035 | -3237.3438 | -492.2977 | -919.4244 | 0.714 | -381.3336 | -2079.2734 | -515.0701 | 84.4434 | 1.0015 | -1669.6062 | -3.0636 | 3847.6445 | 1284.8668 | 4733.2686 | -175.516 | -953.8282 | 2580.4863 | -1754.1576 | 1045.0638 | -162.6718 | -3122.2551 | -451.7747 | 8801.9082 | 210.1042 | -127.9107 | 197.4673
2030-02-11 | 24 | -4.6241 | 358.1019 | -57.887 | -552.3521 | -484.5449 | -1418.2788 | -12844.7227 | 2131.2715 | -1855.7697 | -103.4791 | 3821.2693 | 142.1925 | 1751.3704 | 122.9675 | 1944.9805 | 1338.0613 | -437.8413 | 209.9994 | -372.335 | 36.0204 | -1436.0126 | -5259.6387 | -15.2219 | -6.2755 | 1484.6808 | -1748.4132 | -1291.2229 | -754.7639 | -81.4101 | 745.9082 | 1537.6809 | -1487.4905 | -783.2239 | -285.3729 | 0.87608 | -119.5892 | 604.288 | -715.897 | -2.6133 | 0.99929 | -2354.5054 | -44.602 | 3371.23 | 1317.7266 | 4443.9946 | -285.6671 | -868.4973 | 2262.332 | -2385.8135 | 1077.0653 | -85.6255 | -1846.0901 | -105.4605 | 10391.0889 | 210.1042 | -107.3999 | 186.6869
2030-02-12 | 1 | -12.4613 | -16.2391 | -55.67 | -497.2516 | -708.4025 | -970.0211 | -10471.3242 | 932.2305 | -1524.8398 | -101.0209 | 3847.6824 | 177.9334 | 1470.1776 | -147.5546 | 2009.5613 | 1025.5039 | -256.0695 | 209.9994 | -405.6175 | 255.7927 | -1504.037 | -5417.2202 | -22.2682 | -10.8193 | 1669.7256 | -1612.7555 | -1390.0985 | -615.2552 | -73.3947 | 583.8977 | 1596.8882 | 13.5887 | -947.0541 | 99.4474 | 0.67656 | -193.1703 | 1300.7681 | -737.6002 | -2.314 | -2.6073 | -2269.6711 | -3.1652 | 3063.4485 | 1304.2075 | 4377.4048 | -293.8269 | -542.6779 | 2620.1357 | -1611.7291 | 1084.676 | 193.3753 | -1813.808 | 0.99932 | 9483.0068 | 210.1042 | -87.8068 | 209.8758
2030-02-12 | 2 | -23.6951 | -365.9872 | -53.7344 | -447.2234 | -1258.7761 | -463.9117 | -7990.0933 | -3.5984 | -1693.5205 | -107.1644 | 3848.6575 | 107.3659 | 1325.2478 | -185.8392 | 1928.3993 | 712.1216 | 186.015 | 209.9994 | -414.0919 | 230.6863 | -1430.5818 | -4933.1763 | -21.7675 | -31.0879 | 1723.0667 | -1450.7219 | -779.7385 | -438.526 | -64 | 553.278 | 1728.7998 | 1817.0031 | -789.4448 | 556.5179 | 2.118 | 654.8118 | 2817.6147 | -743.5332 | -2.1196 | -2.7138 | -2136.9802 | -28.5625 | 2991.7622 | 1295.4628 | 4351.2993 | -298.6324 | -537.5474 | 2859.4807 | -1173.4121 | 1038.1106 | -84.3096 | -924.9732 | -4.6864 | 9426.209 | 210.1042 | -197.0136 | 309.6723
2030-02-12 | 3 | -29.4747 | -246.2739 | -57.7038 | -420.3682 | -1668.0715 | -499.0928 | -5659.6665 | -952.8959 | -2016.0693 | -124.93 | 3827.1453 | 70.361 | 829.9734 | -259.0146 | 1802.9385 | 895.5502 | 456.3159 | 209.9994 | -468.7067 | 101.9769 | -1352.403 | -3967.9226 | -54.4107 | -61.6269 | 1832.7017 | -1567.6632 | -504.3476 | -438.4135 | -58.6458 | 463.3029 | 1496.7034 | 2534.8843 | -806.4842 | 717.2659 | 3.5499 | 1064.8934 | 4179.4927 | -444.8245 | 199.6931 | 1.0007 | -1937.748 | -122.5104 | 3594.2314 | 1388.1901 | 4908.5923 | -52.2725 | -276.6319 | 3288.1436 | -204.6183 | 745.8865 | -573.6868 | -1248.1407 | 0.99484 | 8703.417 | 210.1042 | -200.6759 | 303.8429
2030-02-12 | 4 | -31.5492 | -14.571 | -59.8045 | -459.84 | -1817.7631 | -619.2369 | -5370.144 | -1080.3959 | -3006.9136 | -137.7986 | 3808.4387 | 48.6793 | 509.1044 | -274.3539 | 1799.6936 | 1172.1378 | 494.593 | 209.9994 | -429.6688 | 127.5687 | -1454.6184 | -4213.4761 | -85.3633 | -62.3746 | 1453.5334 | -1716.0731 | -856.1855 | -479.2408 | -60.1577 | 378.9525 | 1733.8737 | 2131.6116 | -691.9871 | 701.221 | 4.1992 | 1182.2987 | 5224.7075 | -170.5515 | 363.7551 | 7.1298 | -1904.1163 | -273.2532 | 3480.1726 | 1477.0144 | 4961.8472 | -3.852 | -277.0387 | 3582.9175 | 53.5262 | 785.7234 | -1251.2961 | -798.4159 | -462.3709 | 7661.2173 | 210.1042 | -280.2325 | 254.5771
2030-02-12 | 5 | -32.4958 | 243.3939 | -64.2468 | -548.3977 | -1507.547 | -862.0026 | -5701.2388 | -664.6056 | -3758.7212 | -116.194 | 3806.9668 | 45.7977 | 475.9013 | -299.4214 | 1716.5947 | 1619.9408 | 306.6623 | 209.9994 | -374.7035 | 159.4977 | -1523.5243 | -4846.9048 | -91.4108 | -57.4015 | 1116.6986 | -1920.3323 | -1286.5094 | -562.306 | -62.5979 | 389.6213 | 1858.8293 | 792.6482 | -718.4095 | 580.5844 | 2.9457 | 907.4274 | 6349.8843 | -175.3364 | 318.9914 | 11.5548 | -1998.1927 | -309.122 | 3532.9233 | 1434.6548 | 4950.7139 | -3.7311 | -276.5 | 3480.5786 | -460.3121 | 896.5073 | -685.7161 | -1387.0072 | -743.9598 | 9712.752 | 210.1042 | -235.2757 | 256.7223
2030-02-12 | 6 | -35.8867 | 369.9828 | -66.8363 | -640.7272 | -680.3445 | -1027.3491 | -8711.4785 | 693.9223 | -4107.7861 | -113.073 | 3827.303 | 14.497 | 980.1749 | -308.6385 | 1690.5333 | 1730.22 | 125.7076 | 209.9994 | -253.8107 | -172.1704 | -1577.6426 | -5815.062 | -90.6754 | -69.2929 | 641.9359 | -2061.8127 | -812.943 | -640.7204 | -75.2109 | 644.2933 | 2199.2249 | 2.6928 | -554.6276 | 621.0898 | 1.4743 | 833.3606 | 7618.2969 | -459.2581 | -2.0556 | -3.0578 | -2216.0217 | -374.1766 | 3649.4966 | 1368.2572 | 4850.1831 | -161.405 | -276.0712 | 3261.3235 | -1689.4619 | 933.6093 | 642.8715 | -3215.5168 | -1017.0987 | 9959.4961 | 210.1043 | -67.306 | 370.4986
2030-02-12 | 7 | -30.1909 | 162.4957 | -73.1859 | -660.3389 | -6.1213 | -1354.0485 | -11246.5117 | 2179.8967 | -4247.0786 | -137.2864 | 3837.0183 | 70.8092 | 1562.8339 | -191.9558 | 2079.813 | 1408.2684 | -66.0578 | 209.9994 | -505.3627 | -245.8962 | -1562.4366 | -6264.3115 | 24.0402 | -46.9657 | 1961.0908 | -2144.9543 | -885.3896 | -762.2526 | -73.0284 | 982.3665 | 2445.4727 | -1102.86 | -449.0665 | 284.2262 | 0.62554 | 714.6221 | 6480.3057 | -409.2055 | -200.3243 | -3.0672 | -2611.592 | 0.99884 | 4300.0566 | 1334.1605 | 5002.1372 | -2.762 | -755.1089 | 2686.8298 | -1978.0751 | 1155.6914 | 2054.6169 | -4100.0718 | -919.4017 | 12021.1045 | 210.1042 | 5.0359 | 200.7268
2030-02-12 | 8 | -9.9269 | 629.8361 | -72.8312 | -659.3504 | 58.4197 | -1822.2576 | -13656.4688 | 3111.4731 | -4275.2598 | -177.0408 | 3862.6528 | 137.26 | 992.2377 | -223.1729 | 2026.8569 | 1700.562 | -255.3855 | 209.9994 | -559.4964 | -275.086 | -1733.1547 | -6708.2275 | 34.6392 | -30.314 | 2250.1064 | -2068.2163 | -880.7678 | -893.7607 | -92.5945 | 1056.7228 | 2541.9146 | -3094.6387 | -307.3292 | -360.1743 | 0.71671 | 333.8488 | 3317.3518 | -29.3259 | -282.2848 | 450.5824 | -2153.0095 | 134.7094 | 4697.2041 | 1507.0168 | 5047.7148 | 199.7926 | -852.567 | 2643.3799 | -1600.665 | 1182.4304 | 1794.9615 | -3953.5552 | -862.1315 | 12177.5303 | 210.1042 | -32.4937 | 162.5351
2030-02-12 | 9 | -6.8693 | 437.4203 | -70.8896 | -637.0214 | -581.3419 | -1668.5149 | -13543.6934 | 1984.3202 | -4121.7354 | -303.2568 | 3853.054 | 195.0001 | 942.6678 | -235.2246 | 1995.3687 | 1800.2413 | -156.6441 | 209.9994 | -492.8991 | -88.9411 | -1631.8987 | -6720.6699 | -23.5518 | -16.4894 | 1754.3662 | -1888.8641 | -1034.7638 | -834.1387 | -80.001 | 771.426 | 2347.377 | -3451.3176 | -470.092 | -453.901 | 0.67955 | -89.1206 | 2100.9907 | 33.5272 | -156.8353 | 450.565 | -2279.7192 | -110.7371 | 4642.3608 | 1501.7996 | 5063.709 | 247.3019 | -1256.6377 | 2688.0728 | -1287.6053 | 1213.4694 | 349.7769 | -2175.3721 | -1188.0482 | 12903.4346 | 210.1042 | -179.9219 | 282.1227
2030-02-12 | 10 | 3.2802 | 888.7188 | -60.3543 | -629.0751 | -250.0892 | -1903.2292 | -14631.5371 | 2734.3335 | -2646.5503 | -326.0166 | 3867.573 | 194.999 | 1917.1666 | -252.9043 | 1981.881 | 1388.7646 | -429.3338 | 209.9994 | -225.1348 | -492.9065 | -1783.1034 | -6005.0957 | -48.0217 | -46.3764 | 1218.5768 | -1965.9147 | -1.4724 | -930.2154 | -98.7522 | 827.733 | 2803.572 | -3471.0547 | -2.8466 | -737.4829 | 0.48241 | 289.0284 | -73.9639 | -458.3174 | -2.0054 | 0.99802 | -1511.9509 | -47.2104 | 4127.0557 | 1312.6608 | 5079.439 | -120.0279 | -1205.7415 | 2089.6455 | -1754.4723 | 838.9103 | 541.6988 | -2521.8442 | -93.2628 | 12483.0889 | 210.1042 | -12.9011 | 265.4115
2030-02-12 | 11 | -2.8212 | 978.4655 | -57.1192 | -627.5691 | -420.6817 | -1870.0485 | -14075.6738 | 2678.54 | -1304.2189 | -327.5622 | 3872.9841 | 195.0011 | 1780.6718 | -230.4396 | 1970.0901 | 1291.3677 | -294.9934 | 209.9994 | -212.7257 | -319.5789 | -1836.8981 | -5887.9316 | -36.5339 | -32.3175 | 1073.2762 | -2131.3718 | -338.9715 | -923.2361 | -96.2549 | 729.783 | 2787.5598 | -2184.8442 | -6.1585 | -578.8064 | 0.53103 | 32.6811 | -569.835 | -398.0277 | -1.9351 | 122.9083 | -1351.959 | 0.99864 | 4163.3193 | 1336.4635 | 5084.4604 | -64.5396 | -1344.2017 | 2090.5117 | -1381.1567 | 798.8192 | 653.9336 | -2304.9841 | 1.0181 | 12868.5557 | 210.1043 | -10.9045 | 380.1658
2030-02-12 | 12 | -1.7354 | 1513.4161 | -53.3731 | -609.7581 | -357.2406 | -2037.4327 | -14145.5059 | 2978.1863 | -358.1102 | -332.9087 | 3920.7324 | 195.0017 | 1732.923 | -226.2473 | 1958.1543 | 1265.2084 | -222.1779 | 209.9994 | -214.3665 | -252.6337 | -1770.7449 | -5697.3208 | -70.8494 | -34.7494 | 1103.1758 | -2255.9565 | -665.8135 | -974.7236 | -116.1656 | 619.1472 | 2882.554 | -1854.6879 | -38.3223 | -617.3082 | 0.50377 | 106.1792 | -97.1955 | -435.3971 | 0.09593 | 62.24 | -1210.8577 | -21.5302 | 4224.126 | 1374.5114 | 5085.8291 | -3.1156 | -1354.5768 | 2175.0498 | -1942.1628 | 730.5038 | 78.4058 | -2134.7876 | 0.99897 | 8192.0225 | 0.10423 | -11.6529 | 440.6299
2030-02-12 | 13 | 6.6338 | 1665.7297 | -45.0266 | -568.9991 | -6.615 | -2164.2268 | -14476.4756 | 3770.6296 | -3.0478 | -345.249 | 3921.8054 | 98.4802 | 1673.3618 | -268.99 | 1995.1244 | 1302.6919 | -273.9994 | 209.9994 | -218.8504 | -325.839 | -1600.5608 | -5729.979 | -63.624 | -35.781 | 1137.5782 | -2072.9382 | -700.2494 | -998.2455 | -123.6774 | 695.2203 | 2851.7283 | -2793.4924 | -24.0174 | -807.6746 | 0.52975 | 136.9458 | -1782.6583 | -359.8011 | 0.99479 | 261.5546 | -1322.1562 | -2.7807 | 4203.9683 | 1339.7749 | 5083.5264 | -19.097 | -1025.5559 | 2154.1531 | -1627.1045 | 792.5714 | 9.3387 | -2335.418 | -1.196 | 8850.1924 | 0.10423 | -43.7606 | 320.0123
2030-02-12 | 14 | -3.9651 | 1584.0581 | -45.4717 | -499.244 | 60.6752 | -2050.9897 | -14030.9521 | 3718.9023 | 1.0001 | -324.6724 | 3931.8347 | 68.9747 | 1851.204 | -246.5531 | 2022.1605 | 1093.4287 | -43.5098 | 209.9994 | -230.6714 | -298.3328 | -1432.1274 | -5564.7339 | -55.2834 | -33.796 | 1244.7428 | -2064.2061 | -832.8735 | -952.7151 | -127.5875 | 688.928 | 3028.1025 | -1132.0485 | -0.96515 | -552.8663 | 0.57954 | 183.1792 | -2205.8193 | -358.3097 | -21.7593 | 192.4981 | -1802.6028 | -2.8316 | 4214.2017 | 1283.2377 | 5084.3179 | -3.2109 | -1070.4054 | 2004.504 | -1328.4171 | 706.3455 | -272.2209 | -2522.8569 | 398.5021 | 8849 | 0.10423 | -8.1225 | 265.4434
2030-02-12 | 15 | -21.4328 | 1838.1487 | -53.8314 | -404.69 | 17.7255 | -2256.3594 | -13640.5752 | 3635.6162 | 1115.2102 | -331.033 | 3867.699 | 156.0556 | 1803.4141 | -200.3247 | 1727.1155 | 914.3882 | 24.1974 | 209.9994 | -245.54 | 14.6437 | -1432.7111 | -4749.4463 | -27.2698 | -27.6083 | 1432.8324 | -2490.1516 | -1569.1683 | -992.2636 | -132.228 | 620.1829 | 2932.8745 | 0.97949 | -81.3999 | -296.4037 | 0.5485 | 178.7839 | -1391.7656 | -240.6008 | 332.4916 | 1.0007 | -1851.4976 | 138.4799 | 3061.4934 | 1238.1449 | 4498.9072 | -2.8944 | -853.1613 | 2010.7897 | -1744.8727 | 795.2719 | 1.0222 | -2446.2158 | 1042.6354 | 8099.9619 | 0.10423 | 2.8617 | 194.5975
2030-02-12 | 16 | -18.3797 | 1909.2061 | -56.5117 | -394.1708 | 116.9897 | -2356.3474 | -13414.6162 | 3818.4927 | 1328.0658 | -305.1361 | 3819.0264 | 194.9937 | 1766.2832 | -32.1224 | 1522.8403 | -299.3995 | 1.0006 | 209.9994 | -259.2727 | 29.7984 | -1398.1907 | -4523.0454 | -7.6493 | -22.5294 | 1594.5828 | -2548.6445 | -1520.6683 | -1015.0444 | -132.8154 | 662.7611 | 2797.4895 | 0.98481 | -82.4278 | -365.1003 | 0.46961 | 176.7083 | -2477.8176 | -203.9583 | 380.7791 | 1.002 | -1822.8077 | 236.8449 | 3246.6357 | 1260.2814 | 5008.3955 | -267.3833 | -633.8173 | 2029.359 | -1925.4601 | 848.9911 | -79.8317 | -2664.7358 | 874.866 | 10478.959 | 0.10423 | -31.1011 | 179.4845
2030-02-12 | 17 | -18.5886 | 1854.255 | -50.5585 | -396.1303 | 148.5542 | -2325.9863 | -13240.418 | 3808.6123 | 1238.9933 | -306.7795 | 3795.8357 | 194.9976 | 1709.3649 | -91.118 | 1562.663 | -411.4243 | 1.0026 | 209.9994 | -225.8513 | -8.3889 | -1239.3574 | -4480.6831 | -4.8054 | -25.276 | 1396.1423 | -2553.385 | -1568.4839 | -1007.7827 | -131.3072 | 701.2595 | 2827.2346 | 0.97933 | -61.5067 | -289.1806 | 0.44605 | 277.2277 | -2304.0898 | -89.001 | 445.1411 | 1.0027 | -1918.4198 | 231.2403 | 3377.5613 | 1327.5144 | 5018.8955 | -137.3888 | -586.27 | 1988.275 | -2225.0386 | 876.0602 | -79.3811 | -2816.4832 | 773.4199 | 11202.666 | 0.10423 | -37.4549 | 215.8263
2030-02-12 | 18 | -22.1203 | 1880.5145 | -59.5778 | -401.0965 | 96.3551 | -2344.3169 | -13242.3682 | 3836.1292 | 411.0284 | -321.344 | 3738.4561 | 182.8302 | 1644.0724 | -218.3456 | 1751.5067 | -299.2531 | 0.99905 | 209.9994 | -190.6115 | -32.0719 | -1354.6678 | -4318.291 | -17.4856 | -25.0967 | 1193.4186 | -2552.9109 | -1514.7826 | -1010.0781 | -134.3255 | 689.259 | 2892.7395 | 0.98222 | -47.4754 | -262.8053 | 0.47454 | 177.8999 | -2294.5603 | -111.2076 | 462.6356 | 1.0004 | -1826.9523 | 224.8751 | 3240.9683 | 1228.8278 | 4674.8267 | -2.7819 | -665.0856 | 1853.2361 | -2913.426 | 754.1188 | 15.6864 | -2683.5591 | 782.0498 | 10080.8613 | 0.10423 | 17.4385 | 256.0994
2030-02-12 | 19 | -13.7369 | 1482.1677 | -46.7019 | -327.2176 | 238.2084 | -2112.9661 | -13513.0654 | 3963.271 | -51.9688 | -303.7769 | 3868.4263 | 194.9409 | 1809.4745 | -16.7991 | 1908.7555 | -303.7878 | 1.6564 | 209.9994 | -201.65 | -218.1717 | -1538.6074 | -4361.7915 | -64.9551 | -22.7086 | 1302.3994 | -2026.1448 | -1221.9318 | -934.7782 | -127.5724 | 726.6572 | 3003.9309 | 0.99405 | 6.5807 | -339.7709 | 0.50224 | 87.914 | -2660.4504 | -2.0324 | 0.99588 | 449.3872 | -1606.5435 | -21.086 | 4416.0522 | 1295.4966 | 5094.7031 | -3.0787 | -492.2071 | 1967.7385 | -2236.7244 | 713.2917 | 84.0141 | -2536.8296 | 73.7513 | 8875.4482 | 0.10423 | -78.2883 | 381.4229
2030-02-12 | 20 | -15.6413 | 1452.5781 | -53.8414 | -380.1263 | 352.6199 | -2155.0806 | -14133.0176 | 3958.6067 | -1085.3185 | -229.4768 | 3925.7095 | 195.0009 | 1624.6438 | -1.5071 | 2104.9404 | -502.2321 | -212.0788 | 209.9994 | -266.412 | -69.9203 | -1732.8773 | -4734.3091 | -28.7182 | -11.9494 | 1624.0106 | -2291.7371 | -1474.0774 | -955.2238 | -119.0238 | 738.8604 | 2829.4558 | 0.98736 | -85.32 | -316.291 | 0.54921 | 1.0031 | -2229.7708 | -2.8856 | 1.0048 | 449.6134 | -1745.671 | -2.5101 | 4423.4473 | 1315.6172 | 5082.1504 | -8.7485 | -326.3375 | 1980.7654 | -2070.9758 | 903.9974 | 594.0693 | -2847.0833 | 1.0057 | 8772.9756 | 0.10423 | -19.3199 | 350.5763
2030-02-12 | 21 | -20.7131 | 1404.4543 | -57.8498 | -528.2715 | 100.2825 | -2073.0076 | -14359.3545 | 3701.9871 | -834.8861 | -201.0956 | 3916.9197 | 195.0004 | 1615.7871 | 0.99964 | 2024.4863 | -468.7646 | -407.5996 | 209.9994 | -317.9189 | 84.0728 | -1739.6506 | -4847.3501 | -35.1477 | -9.4729 | 1966.7285 | -2611.5122 | -1570.1362 | -955.6345 | -113.1631 | 726.03 | 2596.0569 | 605.9519 | -113.6973 | -161.2947 | 0.56371 | 0.99844 | -612.1909 | -390.4219 | -2.0682 | 449.3697 | -1866.2235 | 0.99309 | 4367.5996 | 1319.1008 | 5070.8711 | -3.3694 | -1277.6151 | 2048.5547 | -2334.5549 | 962.8134 | 538.2567 | -2641.9065 | 0.97949 | 7600.9072 | 0.10423 | -27.1389 | 289.2158
2030-02-12 | 22 | -21.0165 | 1550.1455 | -58.59 | -494.3662 | 25.1758 | -2201.8076 | -14320.7754 | 3486.2224 | -948.8315 | -189.3344 | 3918.949 | 183.254 | 1474.4281 | 0.99955 | 1953.8032 | -536.2264 | -496.4313 | 209.9994 | -299.7705 | 109.1546 | -1723.6838 | -4556.085 | -65.8782 | -7.1906 | 1705.7377 | -2616.3438 | -1477.8771 | -986.72 | -118.916 | 641.8689 | 2680.5435 | 262.597 | -98.6906 | -264.6296 | 0.65358 | -279.5294 | -1322.7169 | -268.2434 | 86.4796 | 449.495 | -1652.2791 | -4.1728 | 4469.6167 | 1367.0936 | 5056.6421 | 134.0345 | -1082.9993 | 2282.2832 | -2206.2053 | 857.9636 | 290.2293 | -2506.8928 | 1.2362 | 7316.4302 | 0.10423 | -31.0793 | 274.5179
2030-02-12 | 23 | -22.2366 | 1433.2496 | -65.3923 | -419.6522 | -61.5035 | -2251.9954 | -13745.416 | 3296.5447 | -322.1993 | -115.1925 | 3876.989 | 135.1819 | 300.9193 | -15.8026 | 1966.4325 | -326.4515 | -511.0525 | 209.9994 | -337.4767 | 154.1696 | -1428.5049 | -4350.4409 | -8.8872 | 1.3514 | 1870.2671 | -2291.2102 | -1522.4272 | -970.5627 | -107.3711 | 739.608 | 2244.1335 | 0.97956 | -360.0556 | -333.8732 | 0.65467 | -413.4442 | -2157.2319 | 274.9108 | 568.119 | 450.0191 | -2130.4897 | 102.414 | 4073.1096 | 1485.6667 | 5040.5439 | 63.1494 | -277.8427 | 2790.1509 | -1301.4424 | 1030.9771 | 695.1298 | -2124.1921 | -29.803 | 9293.0068 | 210.1042 | -9.7511 | 200.6089
2030-02-12 | 24 | -25.534 | 1002.2101 | -51.631 | -529.856 | -573.3752 | -1721.4574 | -11123.5557 | 2126.5188 | -3.1137 | -126.3966 | 3869.1829 | 89.2951 | 346.7717 | -15.3046 | 1901.1995 | -163.6444 | -448.4423 | 209.9994 | -355.9282 | 300.8251 | -1238.6803 | -4330.1787 | 8.6611 | 33.6673 | 1854.3287 | -2190.2683 | -1601.7391 | -842.8441 | -92.2426 | 677.4828 | 1945.5074 | 783.2571 | -569.8127 | 19.5606 | 0.74382 | -768.0824 | 199.7027 | 563.5674 | 912.3365 | 449.7092 | -2523.365 | 65.4 | 3949.2629 | 1677.2937 | 5019.645 | 415.0972 | -279.9102 | 3000.5374 | -843.9957 | 1211.9872 | 390.7779 | -1242.5518 | -65.6133 | 10667.7637 | 210.1042 | -140.1149 | 129.6796
2030-02-13 | 1 | -25.3812 | 376.1582 | -53.2059 | -584.3919 | -830.9017 | -1172.0485 | -8839.084 | 1202.7841 | 179.8547 | -59.8293 | 3761.5396 | 160.7781 | 1402.9777 | -249.848 | 1600.7648 | -354.4292 | -328.1333 | 209.9994 | -376.5582 | 312.3144 | -985.1037 | -4105.835 | 57.4645 | 12.3426 | 2157.3635 | -2353.5969 | -1765.1132 | -681.028 | -75.2151 | 722.6129 | 1333.7968 | 1568.5258 | -844.0996 | 335.4066 | 0.7851 | -529.2701 | 2378.3928 | 0.99973 | 364.1848 | 352.7755 | -2743.4658 | 126.1077 | 3817.7659 | 1538.2548 | 4852.8301 | 1.0116 | -277.7525 | 3098.3987 | -309.4196 | 1383.4521 | 1.0098 | -890.7432 | -175.7658 | 11825.4902 | 210.1043 | -268.317 | 79.5285
2030-02-13 | 2 | -10.3926 | -722.7967 | -34.3766 | -264.0766 | -1603.2476 | -85.2098 | -5222.3901 | -480.627 | 362.4916 | -68.1787 | 3818.0481 | 141.7779 | 1362.7625 | -289.2169 | 1499.2186 | -665.0673 | 96.0817 | 209.9994 | -483.0381 | 530.7264 | -988.941 | -3325.1536 | 67.1311 | 16.6172 | 2870.8032 | -830.8367 | -1837.5658 | -274.243 | -58.5784 | 589.6797 | 717.6484 | 1455.571 | -1336.4733 | 569.192 | 2.5498 | -584.2085 | 1634.7645 | 277.9588 | 565.1098 | 449.8224 | -2738.5461 | 159.0764 | 3610.3479 | 1644.6387 | 4761.8823 | 133.603 | -278.7437 | 3262.7249 | 239.8698 | 1414.5559 | 129.1683 | -72.3494 | -0.25701 | 9798.4209 | 210.1042 | -312.0649 | 223.0749
2030-02-13 | 3 | -23.5859 | -551.3652 | -42.2622 | -311.6249 | -1819.8192 | -167.4864 | -3935.4546 | -828.8509 | 373.424 | -146.6581 | 3825.6475 | -12.9974 | 1317.6576 | -378.4655 | 1461.5223 | -176.8379 | 408.1802 | 209.9994 | -598.3373 | 199.0013 | -761.9862 | -2518.1089 | 29.6935 | 1.4431 | 3347.0737 | -1305.0085 | -1623.2573 | -320.3232 | -57.0436 | 632.7909 | 1397.1783 | 3204.5037 | -967.967 | 762.4367 | 4.258 | 4.5265 | 3476.9653 | 63.2011 | 350.4826 | 278.5884 | -2614.6316 | 3.0506 | 3665.6272 | 1663.1246 | 4765.9438 | 0.99593 | -278.1464 | 3750.4229 | 653.1149 | 1206.2031 | -80.5847 | -50.4845 | -239.8925 | 7932.9873 | 210.1042 | -368.6015 | 292.1254
2030-02-13 | 4 | -46.876 | -823.9224 | -55.9753 | -438.397 | -1864.1774 | 1.0024 | -3195.1086 | -981.985 | 145.1828 | -152.1134 | 3816.0671 | -48.2239 | 1335.6227 | -394.7601 | 1444.9969 | -127.8574 | 483.7087 | 209.9994 | -583.3811 | 386.0773 | -812.8558 | -3709.1931 | 102.0245 | 8.4003 | 3270.272 | -1628.7869 | -2281.5576 | -281.2165 | -41.4747 | 703.4955 | 1358.95 | 3946.8064 | -1083.348 | 1208.1835 | 2.2386 | -48.582 | 7505.1133 | 144.4813 | 483.149 | 215.8089 | -2721.8948 | 189.0535 | 3662.0137 | 1696.1096 | 4759.9917 | 145.4604 | -278.7314 | 3621.1792 | 353.2005 | 1365.7833 | -80.4386 | -52.2398 | -305.0092 | 9860.7715 | 210.1042 | -352.1932 | 198.3854
2030-02-13 | 5 | -57.1227 | -653.7672 | -65.2919 | -564.7029 | -1762.4237 | -157.9845 | -3578.4951 | -652.9957 | -3.0666 | -149.6385 | 3774.7559 | -49.813 | 1081.0912 | -400.2722 | 1474.1909 | 507.3839 | 346.2721 | 209.9994 | -536.6977 | 325.8567 | -816.4119 | -4424.896 | 115.3288 | -16.8894 | 3096.5068 | -1884.6656 | -2463.2156 | -347.9458 | -42.9085 | 775.9734 | 1475.809 | 3239.2397 | -1122.1346 | 1331.0486 | 0.56213 | 305.9283 | 9970.5527 | 219.9317 | 450.94 | 366.5957 | -2720.6777 | 203.4645 | 3638.2844 | 1675.2506 | 4656.938 | 159.4367 | -278.7138 | 3534.6143 | -112.1094 | 1377.1077 | 0.97379 | -78.9673 | -549.1405 | 11462.9219 | 210.1042 | -343.5708 | 59.655
2030-02-13 | 6 | -77.5914 | -168.736 | -73.6793 | -732.769 | -1284.1193 | -506.8035 | -4886.5596 | 0.99543 | -243.3593 | -125.5709 | 3735.3936 | -15.1036 | 1519.1461 | -402.1579 | 1507.5454 | -89.9084 | 378.4207 | 209.9994 | -453.9151 | 151.301 | -931.6883 | -4706.4653 | 117.2181 | -68.0078 | 2745.9214 | -2432.938 | -2013.6508 | -485.3772 | -53.1428 | 887.1709 | 1881.28 | 4340.6216 | -765.5167 | 1612.7067 | 0.56867 | 761.9984 | 12024.2266 | -216.8567 | 92.1077 | 188.7112 | -2771.8542 | 298.323 | 4147.4565 | 1506.2235 | 4971.5986 | -3.8386 | -276.3866 | 3357.3782 | -1210.8999 | 1311.1508 | 829.3987 | -1237.7018 | -408.3878 | 12942.9385 | 210.1043 | -261.4812 | 156.0267
2030-02-13 | 7 | -70.8431 | 299.3677 | -78.6604 | -791.2977 | -311.3712 | -1099.7688 | -8668.0098 | 1992.6394 | -3158.9568 | -122.5834 | 3816.0693 | 0.99859 | 232.6531 | -392.7184 | 1583.3037 | 190.7098 | 152.3764 | 209.9994 | -311.7625 | -336.8054 | -1059.4851 | -5099.2358 | 76.3498 | -87.034 | 1796.5527 | -2849.6404 | -1424.6554 | -695.8671 | -75.1602 | 1121.6919 | 2688.9043 | 2666.5298 | -133.7139 | 1173.3999 | 0.55542 | 861.0354 | 10825.6338 | 223.1528 | 98.4028 | 450.2851 | -2616.623 | 101.9699 | 4731.1987 | 1693.4684 | 5016.751 | 291.1385 | -279.3973 | 2910.9924 | -1842.3685 | 1219.8125 | 1588.6405 | -2931.0872 | -857.0872 | 15251.1855 | 210.1042 | -165.1124 | 91.0333
2030-02-13 | 8 | -64.9091 | 160.886 | -87.2901 | -707.98 | -42.7131 | -1339.7953 | -10476.0029 | 2498.4653 | -3425.9131 | -154.2382 | 3896.6804 | 100.2184 | 154.8782 | -272.3196 | 1948.1005 | 70.6227 | 64.3966 | 209.9994 | -318.3658 | -20.9705 | -1387.7242 | -5515.6934 | 109.4058 | -43.0846 | 1513.5653 | -2833.9888 | -2126.5703 | -751.0021 | -70.1434 | 1082.4032 | 2687.3259 | 1552.1331 | -262.7216 | 861.0311 | 0.66162 | 155.351 | 7304.3823 | 261.0109 | -2.8204 | 450.4375 | -2681.8958 | 205.7174 | 4927.0054 | 1654.368 | 5043.9272 | 271.2175 | -616.6382 | 2723.5461 | -1190.6566 | 1362.2117 | 2407.9465 | -2872.8813 | -1014.2637 | 14866.2422 | 210.1042 | -88.9259 | 143.7701
2030-02-13 | 9 | -40.866 | 720.2483 | -78.9523 | -669.0878 | -110.3448 | -1661.16 | -12583.8447 | 2677.8462 | -1945.0295 | -298.4551 | 3855.0359 | 194.9998 | 1623.1627 | -256.1835 | 1935.4131 | 498.3563 | -116.5293 | 209.9994 | -393.0596 | 117.8566 | -1728.9296 | -5304.6602 | 42.7249 | -14.8048 | 2436.4553 | -2756.1138 | -1848.3519 | -835.0596 | -93.6254 | 863.9625 | 2704.9189 | 2.0379 | -275.6621 | 233.4241 | 0.57298 | 0.99893 | 3046.1687 | -578.3209 | -279.4622 | 449.6811 | -2090.7822 | 235.3129 | 4754.6431 | 1470.9877 | 5035.8965 | -75.6528 | -1506.5874 | 1950.2227 | -2322.1758 | 1127.7363 | 1417.8108 | -2805.1516 | -84.9731 | 12806.7305 | 210.1042 | -20.9012 | 89.9752
2030-02-13 | 10 | -31.173 | 1204.8978 | -66.6174 | -576.4366 | -115.106 | -1789.0356 | -13650.9658 | 3301.3979 | -599.0933 | -323.9985 | 3906.927 | 194.9919 | 1603.3792 | -280.0719 | 1848.7894 | 455.9292 | 0.32997 | 209.9994 | -351.6288 | 77.3355 | -1642.984 | -5391.2163 | -12.3361 | -26.5708 | 2063.8616 | -2693.5044 | -1702.1223 | -903.0152 | -115.9843 | 733.9683 | 2800.3611 | 1.4302 | -185.418 | 14.951 | 0.497 | 214.3967 | -509.4215 | -597.7322 | -280.2043 | 449.7126 | -1898.8165 | 89.196 | 4704.2217 | 1451.799 | 5042.5635 | -96.8876 | -1565.4286 | 1709.8333 | -2224.4116 | 1035.808 | 874.4197 | -2133.4634 | 0.27363 | 9105.502 | 210.1042 | -112.1787 | 62.3786
2030-02-13 | 11 | -29.5835 | 1363.5023 | -58.572 | -539.5889 | 0.99889 | -1832.8088 | -14158.3418 | 3752.7659 | -209.4607 | -324.1714 | 3893.8337 | 163.4991 | 1788.3868 | -353.9745 | 1601.4078 | 807.4003 | 64.3136 | 209.9994 | -387.8734 | -58.0639 | -1217.1074 | -4905.1787 | -43.7992 | -34.1581 | 2490.9619 | -2638.1143 | -1407.6414 | -910.0853 | -124.7604 | 761.5861 | 2829.4998 | 120.5497 | -150.7406 | -1.7235 | 0.47252 | 118.337 | -987.746 | -702.2723 | -368.2561 | 449.7962 | -2300.4451 | 23.0814 | 4696.9624 | 1440.9523 | 5050.4531 | -200.3281 | -1601.4094 | 1429.2344 | -2242.8975 | 779.7853 | 77.6768 | -2245.5457 | 315.6277 | 6955.541 | 210.1043 | -17.548 | 132.773
2030-02-13 | 12 | -41.047 | 1399.4403 | -69.0491 | -498.7548 | 44.077 | -1873.9054 | -14088.0303 | 3852.7439 | -3.0073 | -365.1019 | 3787.0078 | -22.0751 | 1761.8705 | -416.0609 | 1448.4337 | 966.2412 | 121.1454 | 209.9994 | -410.925 | -14.6236 | -1177.7194 | -4462.8271 | -12.4128 | -12.2825 | 2855.2632 | -2686.3706 | -1168.978 | -892.7936 | -130.6597 | 775.8467 | 2770.2292 | 873.1573 | -164.8145 | 92.6104 | 0.56003 | -3.6553 | -468.5016 | -642.6531 | 0.99991 | 438.8025 | -2091.8318 | 210.2097 | 3902.8667 | 1461.4773 | 5056.2559 | -264.4895 | -1181.0366 | 143.5033 | -3261.8213 | 740.7329 | 377.2217 | -2298.7097 | 839.4666 | 5717.9092 | 210.1042 | 50.5675 | 67.3734
2030-02-13 | 13 | -37.7239 | 1526.929 | -64.43 | -418.4911 | 130.0727 | -1968.4041 | -14055.7852 | 3945.4478 | 1.0022 | -352.9751 | 3733.2207 | -24.5965 | 1805.811 | -431.0285 | 1408.0126 | 873.7845 | 108.4669 | 209.9994 | -436.5949 | 29.9351 | -1081.3909 | -4178.9189 | -3.5929 | -7.294 | 3025.2126 | -2501.6392 | -1639.6519 | -900.5132 | -134.2975 | 772.8838 | 2596.8252 | 292.1906 | -348.4373 | 27.2878 | 0.5523 | -39.341 | -1492.3484 | -1002.5731 | 1.0011 | 428.0378 | -2281.3647 | 274.8533 | 3706.2515 | 1459.9976 | 4860.2817 | -268.0507 | -1535.7672 | 230.001 | -3189.3113 | 856.7219 | 395.9299 | -2482.053 | 807.9084 | 6241.6938 | 210.1043 | -19.0023 | 95.289
2030-02-13 | 14 | -35.8816 | 1520.3289 | -63.0255 | -412.7574 | 316.6534 | -1966.9678 | -14366.3203 | 4272.8862 | 358.1319 | -257.0694 | 3263.7646 | -180.259 | 1607.9022 | -420.6103 | 1512.2803 | 1060.3557 | 148.1412 | 209.9994 | -498.1308 | -9.2491 | -996.0597 | -3881.1428 | 19.4662 | 3.1263 | 3557.9512 | -2427.9656 | -1600.7509 | -896.0908 | -134.5868 | 847.1723 | 2385.6033 | 344.7348 | -391.669 | 36.1221 | 0.79821 | -337.4581 | -1347.0609 | -1021.4319 | -1.9277 | 401.759 | -2356.729 | 345.7726 | 3906.1338 | 1507.1388 | 5014.6494 | -268.0029 | -1373.7849 | -257.6233 | -3579.9514 | 970.365 | 233.7354 | -2117.2976 | 619.5449 | 5273.3599 | 210.1043 | -48.9529 | 198.727
2030-02-13 | 15 | -28.8068 | 1372.8451 | -58.9983 | -356.9707 | 196.2029 | -1756.8741 | -13672.9648 | 3862.0774 | 860.1231 | -335.2955 | 3299.7175 | -31.6665 | 1866.756 | -464.3408 | 1224.6583 | 830.0271 | 75.865 | 209.9994 | -338.1562 | 87.4575 | -961.7984 | -3379.0981 | 28.7357 | -7.5729 | 2959.6084 | -2050.8906 | -1275.4586 | -797.1777 | -128.3249 | 777.7136 | 2115.2542 | 1.8671 | -762.2632 | 73.7816 | 0.6271 | -1000.742 | -1752.0197 | -1030.4299 | 1.0005 | 449.4624 | -2187.125 | 388.0045 | 3882.0698 | 1502.8345 | 4997.4272 | -269.3643 | -1334.7322 | -67.0038 | -3426.2646 | 923.3871 | 229.7932 | -1963.535 | 736.603 | 1862.1628 | 210.1043 | -39.9684 | 149.3686
2030-02-13 | 16 | -26.5456 | 1140.4918 | -57.6646 | -341.9044 | 164.2223 | -1620.4755 | -13451.8184 | 3799.0503 | 945.1128 | -147.7479 | 3181.1814 | -2.2584 | 1921.6473 | -374.1127 | 1542.1132 | 861.1674 | 103.4278 | 209.9994 | -356.1255 | 40.6581 | -640.1852 | -2406.2712 | 41.7615 | -7.8017 | 3141.1196 | -1811.4961 | -752.2195 | -732.8881 | -123.1779 | 823.4537 | 1917.5619 | 1.0051 | -985.4186 | 134.8414 | 0.78539 | -1108.7806 | -1694.2797 | -1086.1605 | -1.9935 | 372.0571 | -2509.0806 | 348.2467 | 3909.0298 | 1487.7926 | 4985.7681 | -269.2466 | -1625.0145 | -717.9586 | -4543.7749 | 834.0858 | 309.6949 | -2074.095 | 1056.3212 | 3050.7058 | 210.1042 | -3.0704 | 213.364
2030-02-13 | 17 | -30.5372 | 887.2842 | -58.5526 | -341.2464 | 136.736 | -1545.6919 | -12966.6523 | 3634.5833 | 721.1477 | -140.4534 | 2933.8931 | -2.2923 | 1813.5941 | -353.0781 | 1590.9524 | 921.3684 | 144.5316 | 209.9994 | -379.3385 | 40.5539 | -560.6189 | -1584.0999 | 89.6196 | 13.3471 | 3287.8257 | -1703.6758 | -423.5202 | -704.7502 | -110.5115 | 912.2167 | 1929.5325 | 187.6638 | -1114.5709 | 195.9731 | 0.79563 | -1348.2598 | -1451.6111 | -1111.4258 | 2.5896 | 449.3213 | -2557.2229 | 462.8472 | 3988.741 | 1493.9669 | 5027.7061 | -269.1891 | -1610.3669 | -1181.6208 | -5218.8091 | 864.0596 | 409.4594 | -2233.8374 | 817.2549 | 4651.4497 | 210.1042 | 0.91108 | 248.3484
2030-02-13 | 18 | -43.3763 | 550.9564 | -63.9327 | -389.0465 | -5.9035 | -1325.5052 | -12130.8857 | 3139.3308 | 11.6285 | -122.1787 | 2766.8369 | 45.6352 | 1560.5856 | -309.1294 | 1678.8694 | 842.0636 | 140.1819 | 209.9994 | -281.5783 | -16.8487 | -704.5768 | -1043.489 | 109.5424 | -2.368 | 2937.1396 | -1797.7861 | -98.3388 | -646.2908 | -97.7423 | 939.6456 | 2024.334 | 1008.3594 | -1068.0127 | 502.9317 | 0.78986 | -1306.9664 | 65.5668 | -1105.4978 | -2.2072 | 377.4077 | -2258.3499 | 570.5671 | 4020.0823 | 1491.1332 | 4957.6055 | -260.5367 | -1812.1279 | -1238.6694 | -5975.5322 | 698.8375 | 209.3311 | -3008.312 | 909.5969 | 5064.8193 | 210.1042 | 37.0969 | 188.5836
2030-02-13 | 19 | -48.6118 | 234.6529 | -57.4685 | -583.4088 | -392.5998 | -995.7296 | -10760.1504 | 2291.3633 | -13.2203 | -299.3195 | 2793.5525 | 192.536 | 1604.5508 | -437.6749 | 1290.7455 | 1166.5099 | 60.6752 | 209.9994 | -307.0403 | -2.2103 | -870.8948 | -1198.8737 | 101.6307 | -4.4888 | 3037.5488 | -1863.9315 | -35.323 | -598.1878 | -79.9731 | 914.8287 | 2024.7356 | 2226.635 | -1067.9058 | 774.4662 | 0.59705 | -1475.8088 | 3785.0596 | -1026.1549 | -367.2052 | 450.0826 | -2286.0068 | 436.021 | 5066.9819 | 1470.2877 | 5067.3911 | 47.3412 | -1793.4968 | -713.2292 | -5626.209 | 791.2834 | 1039.4438 | -2032.1923 | 657.1008 | 5001.1455 | 210.1043 | -21.7126 | 0.99953
2030-02-13 | 20 | -56.9014 | -18.1915 | -63.3616 | -622.0802 | -323.0222 | -806.4119 | -10433.6553 | 2047.1254 | -2.9742 | -271.3113 | 2734.2939 | 182.054 | 1616.0726 | -368.3249 | 1505.348 | 924.8057 | 87.3018 | 209.9994 | -319.7166 | 54.0283 | -942.2991 | -1228.9792 | 116.2267 | -9.3905 | 3093.9209 | -1927.7924 | 18.1938 | -544.248 | -71.3819 | 918.9254 | 2034.8184 | 3696.6978 | -1077.2793 | 995.6426 | 0.60809 | -1552.6301 | 5367.6997 | -975.9624 | -404.5133 | 449.8531 | -2306.2705 | 410.709 | 5023.4551 | 1447.0083 | 5058.1333 | 1.0073 | -1835.2355 | -239.8364 | -5155.4111 | 784.0176 | 1337.2345 | -2040.4452 | 512.3786 | 4496.0737 | 210.1042 | -24.6408 | 54.2591
2030-02-13 | 21 | -59.099 | -64.2878 | -66.4037 | -644.1594 | -449.4156 | -795.6876 | -10862.0176 | 1976.1556 | -3.0061 | -327.3386 | 2734.5125 | 168.6006 | 1269.8199 | -338.7807 | 1625.5979 | 757.0443 | 116.3442 | 209.9994 | -322.8076 | 80.5223 | -735.731 | -1024.6002 | 142.1784 | 1.2454 | 3084.4702 | -2002.2856 | -35.6756 | -563.5472 | -65.4177 | 987.2258 | 2209.3794 | 3427.5342 | -1067.676 | 973.1248 | 0.59845 | -1646.1936 | 6477.856 | -925.8319 | -408.3804 | 449.7038 | -2510.3352 | 460.9315 | 4939.1455 | 1478.7411 | 5049.792 | 1.0086 | -1751.3595 | 635.6118 | -4106.6479 | 870.6775 | 1727.7792 | -2266.4741 | 217.6645 | 5032.1597 | 210.1042 | -28.2089 | 23.1626
2030-02-13 | 22 | -55.2057 | -66.7169 | -65.3199 | -726.4603 | -461.5664 | -725.1505 | -10084.9336 | 1615.9337 | -3.0238 | -203.3438 | 3157.7041 | 32.6654 | 1171.7595 | -225.7636 | 2055.2234 | 210.5071 | 109.5858 | 209.9994 | -403.0477 | 326.3465 | -827.6509 | -1005.2581 | 201.6572 | 35.7255 | 3308.2917 | -1734.9037 | -392.607 | -561.67 | -60.5442 | 984.9172 | 2257.8713 | 3560.6946 | -527.152 | 914.6585 | 0.84792 | -1982.6091 | 8048.0718 | -525.8326 | -39.6194 | 449.6129 | -2721.6968 | 633.814 | 4873.998 | 1601.1821 | 5051.4009 | 362.7003 | -1351.0533 | 1494.5237 | -2997.3733 | 1384.8715 | 3441.6804 | -2654.657 | -64.4998 | 6388.335 | 210.1042 | -70.6416 | -6.6675
2030-02-13 | 23 | -64.0359 | -196.1292 | -66.5955 | -616.339 | -566.5472 | -671.5362 | -9824.9092 | 1524.4321 | 554.9421 | -174.0522 | 3794.2437 | 108.6123 | 782.3234 | -169.2058 | 2097.7686 | 101.1197 | 192.5166 | 209.9994 | -450.5144 | 455.9028 | -883.2964 | -1011.6211 | 237.8929 | 53.3347 | 3350.6594 | -1934.3207 | -307.4912 | -521.1323 | -53.0378 | 948.2907 | 2253.2393 | 4558.0283 | -878.0928 | 1068.4073 | 1.9008 | -1869.8082 | 6660.0566 | -72.4939 | 302.6805 | 449.6998 | -2777.3716 | 818.8053 | 4281.2603 | 1649.6876 | 5035.5962 | 185.2783 | -322.7492 | 2920.0188 | -1406.683 | 1583.0804 | 3670.7146 | -2289.3142 | -185.6158 | 6481.3867 | 210.1043 | -124.5453 | -2.0247
2030-02-13 | 24 | -49.4851 | 1.0073 | -56.451 | -711.1465 | -656.0668 | -571.0242 | -9056.8135 | 1326.0629 | 1469.6035 | -138.3854 | 3563.7744 | 53.7428 | 969.5289 | -247.3312 | 1800.748 | 93.7035 | 196.237 | 209.9994 | -433.43 | 343.3513 | -543.4917 | -683.7126 | 161.1843 | 47.2183 | 3264.5149 | -1933.0471 | -203.8455 | -500.2984 | -56.8651 | 864.4327 | 1932.8761 | 4836.772 | -1101.7725 | 958.9268 | 2.6787 | -1689.0374 | 5385.0508 | 1.0014 | 24.7825 | 449.4633 | -2716.6006 | 435.618 | 4164.5806 | 1477.5314 | 5013.7407 | -3.5829 | -276.7489 | 2824.5601 | -1301.8171 | 1271.7239 | 2381.0549 | -2461.5549 | 172.0539 | 6747.5239 | 210.1043 | -125.7494 | 150.7662
2030-02-14 | 1 | -26.5626 | 36.3367 | -37.7146 | -356.8068 | -984.7677 | -492.8575 | -6483.1099 | 691.4131 | 1820.8525 | -154.677 | 0.99397 | -2.3492 | 0.99489 | -275.6398 | 1655.2571 | -111.9998 | 145.8761 | 209.9994 | -102.7875 | 206.8507 | -239.8883 | -413.797 | 17.7046 | 4.6811 | 807.5367 | -1314.3851 | -363.2166 | -392.6928 | -50.316 | 592.7413 | 1473.4423 | 2302.6025 | -1417.3676 | 573.4594 | 2.3895 | -1656.7261 | 2051.2654 | 1.0007 | 431.6758 | 449.28 | -2517.0676 | -2.0149 | 3332.6802 | 834.1111 | 4693.623 | -2.9961 | -276.741 | 3538.7263 | -1567.8412 | 796.7935 | 226.2781 | -1530.0658 | 531.2683 | 5140.4009 | 210.1042 | -135.0119 | 31.8845
2030-02-14 | 2 | -23.9914 | -4.7287 | -37.9898 | -368.2977 | -832.0673 | -572.7182 | -6395.3657 | 950.2305 | 1412.8894 | -153.329 | 1.0154 | -18.3226 | 1.0103 | -310.2767 | 1538.5 | -129.0236 | 132.0564 | 209.9994 | -112.712 | 101.3529 | -148.4132 | -94.6021 | -16.5093 | -6.114 | 971.2044 | -1264.6626 | -166.9698 | -425.6747 | -57.2256 | 563.5524 | 1424.6317 | 1854.2487 | -1308.3014 | 529.2827 | 3.6236 | -1431.6757 | 1694.4449 | 43.4924 | 457.4931 | 449.682 | -2450.6704 | -38.923 | 3004.6785 | 869.8757 | 4435.6489 | -3.1403 | -276.7018 | 3794.2007 | -1164.5455 | 555.4168 | -567.7731 | -1941.5452 | 695.3706 | 4923.4922 | 210.1043 | -68.876 | 223.9341
2030-02-14 | 3 | -12.0005 | 1.014 | -33.0569 | -298.6613 | -487.3362 | -494.1229 | -7488.8711 | 1546.8389 | 535.66 | -152.2241 | 313.886 | -42.9638 | 322.4889 | -332.8054 | 1484.7666 | -299.0994 | 178.8853 | 209.9994 | -98.5943 | -16.7719 | -107.2783 | 9.33 | -38.3272 | -14.2449 | 876.4306 | -915.72 | 9.7121 | -397.5081 | -71.7235 | 575.9383 | 1461.2334 | 913.1332 | -1273.4607 | 443.3806 | 5.1066 | -1328.8204 | 751.3156 | 1.0005 | 662.0165 | 449.0133 | -2456.5286 | -70.6771 | 2444.3579 | 982.2355 | 4274.9731 | -2.922 | -276.6846 | 3342.6755 | -1378.8196 | 558.481 | -193.2941 | -2691.0278 | 904.5634 | 2976.1992 | 210.1042 | 1.0005 | 261.6446
2030-02-14 | 4 | -10.1247 | 759.9479 | -36.2474 | -363.8604 | -82.2419 | -965.4156 | -8931.8145 | 2472.0022 | 637.4628 | -174.6879 | 2204.5417 | -65.6659 | 1145.4353 | -335.9799 | 1547.4807 | -401.2277 | 158.4559 | 209.9994 | -178.556 | -54.2937 | -47.843 | 11.1481 | -54.7868 | -1.9946 | 1567.4821 | -1288.3849 | 9.6567 | -563.7272 | -99.4304 | 571.5742 | 1827.424 | 409.7745 | -1002.4691 | 247.9673 | 5.411 | -1165.3636 | 534.9037 | 1.0007 | 282.5144 | 449.2709 | -2465.7856 | -38.7107 | 2789.7417 | 1229.8225 | 4211.6665 | -2.7347 | -276.6908 | 3169.4136 | -1197.9363 | 508.504 | 388.9448 | -3370.8982 | 1340.5011 | 2322.6309 | 210.1043 | 108.2721 | 257.1125
2030-02-14 | 5 | -11.6471 | 1006.4901 | -39.5671 | -408.1714 | 389.436 | -1270.9231 | -10377.6445 | 3396.7275 | 415.0197 | -177.9382 | 3376.3333 | -100.6982 | 1973.5577 | -345.4838 | 1589.8704 | -390.39 | 122.5334 | 209.9994 | -151.071 | 10.2975 | -78.6557 | -156.2734 | 14.955 | 0.56529 | 1493.8126 | -1563.7717 | -432.1191 | -657.2985 | -99.1027 | 744.9958 | 1917.3296 | 5.8201 | -1056.1924 | 193.5067 | 3.3705 | -1210.7887 | -361.9334 | -68.5872 | 322.2991 | 1.0007 | -2544.3625 | 217.9658 | 3153.3503 | 1508.6229 | 4560.8115 | -2.8613 | -275.8927 | 2832.9873 | -1560.7288 | 633.6336 | 1223.1183 | -4556.0669 | 1115.2214 | 3309.0015 | 210.1043 | 161.5836 | 285.6075
2030-02-14 | 6 | -24.6736 | 851.9222 | -56.2508 | -468.3992 | 794.1156 | -1417.1746 | -11366.0684 | 4197.2764 | -3.0845 | -173.2657 | 3562.2273 | 45.0795 | 1984.6749 | -357.9018 | 1510.7537 | 69.7672 | 58.3387 | 209.9994 | -119.2193 | -16.0403 | -252.3415 | -673.0096 | 83.4941 | -10.6768 | 1395.4661 | -1781.4688 | -1707.4412 | -703.5816 | -108.5145 | 993.7119 | 1882.8282 | 216.7172 | -1193.6221 | 236.4766 | 0.74184 | -1151.4381 | -411.4764 | 1.0002 | 333.4951 | 0.99965 | -2560.9109 | 493.2384 | 3508.8438 | 1671.657 | 4904.3384 | 23.5071 | -278.1766 | 2729.9602 | -1937.2509 | 669.6536 | 1647.4984 | -5308.6821 | 270.9651 | 5434.6211 | 210.1043 | 142.1486 | 354.9854
2030-02-14 | 7 | -33.5143 | 615.2097 | -53.9611 | -543.9289 | 237.4915 | -1207.2245 | -9803.79 | 3203.6377 | -2.9915 | -99.5454 | 3854.6243 | 75.5298 | 1453.1884 | -311.1612 | 1628.7705 | -454.9621 | -3.5027 | 209.9994 | -175.5127 | 37.5068 | -675.4543 | -1807.0742 | 58.2984 | -3.8451 | 1623.6919 | -1988.349 | -2066.4053 | -679.6954 | -94.5032 | 890.5143 | 2214.1284 | 1349.6348 | -1038.0735 | 507.0797 | 0.76528 | -1145.6365 | 2948.8125 | -379.4972 | -2.9474 | 1.0002 | -2724.6218 | 312.398 | 4088.7681 | 1602.3312 | 5013.8564 | -2.9087 | -276.8908 | 2377.8132 | -2830.2974 | 925.0269 | 1358.4502 | -3675.855 | -134.7091 | 6770.7485 | 210.1042 | -101.6909 | 246.6843
2030-02-14 | 8 | -61.1226 | 96.6889 | -69.4174 | -629.8962 | 37.602 | -969.779 | -9559.2764 | 2613.6458 | -181.271 | -172.9945 | 3882.1021 | 102.1452 | 638.4279 | -182.9142 | 2064.3428 | -730.1242 | -42.4068 | 209.9994 | -177.9256 | -99.1231 | -734.5044 | -2558.2727 | 50.1275 | -1.044 | 1506.1909 | -2272.3481 | -1032.2241 | -619.3591 | -72.6605 | 927.5746 | 2575.0837 | 3269.7178 | -778.6467 | 928.9141 | 0.71922 | -1334.9711 | 5570.5273 | -298.2637 | -423.4979 | 450.1135 | -2719.6995 | 70.7122 | 4631.4712 | 1465.8132 | 5040.7241 | 1.0153 | -448.2897 | 2596.1904 | -2384.5032 | 1111.7295 | 1585.0413 | -2851.3816 | -533.45 | 8107.1196 | 210.1042 | -199.0081 | 217.4513
2030-02-14 | 9 | -59.1657 | 44.2889 | -69.5636 | -659.2642 | -355.6795 | -943.679 | -9616.6426 | 2072.2388 | -2.8925 | -208.4636 | 3917.542 | 184.7153 | 720.837 | -170.1658 | 2049.5781 | -954.7723 | -184.1115 | 209.9994 | -171.1194 | 51.1903 | -743.4321 | -2513.0366 | 61.379 | 6.3913 | 1391.5103 | -2286.6128 | -1153.6083 | -619.3732 | -63.1057 | 861.7662 | 2573.7302 | 2818.363 | -774.9329 | 877.6356 | 0.7154 | -1546.642 | 6605.1128 | -271.8685 | -246.5695 | 9.2861 | -2690.5481 | 53.2895 | 4536.8193 | 1400.7067 | 5056.0625 | -3.0713 | -1250.432 | 2419.2373 | -2064.6873 | 1196.7418 | 1313.2012 | -2204.4185 | -627.3558 | 8665.6748 | 210.1042 | -230.3291 | 227.7212
2030-02-14 | 10 | -59.692 | 2.1387 | -64.2414 | -648.2155 | -424.9089 | -908.8903 | -9578.7861 | 2161.3608 | 674.783 | -173.7267 | 3965.3972 | 127.92 | 1458.4409 | -136.1383 | 2104.7698 | -1325.1996 | -203.1155 | 209.9994 | -160.21 | 57.2001 | -784.7042 | -2312.5249 | 101.5719 | -5.7242 | 1383.8157 | -2296.4614 | -1094.4849 | -612.6863 | -59.4713 | 925.3905 | 2524.4644 | 3578.5767 | -764.8037 | 944.4671 | 0.72234 | -1468.6487 | 6086.9888 | -495.9193 | -174.6591 | 449.5538 | -2686.1377 | 241.8965 | 4394.1177 | 1412.4803 | 5057.0596 | -3.2282 | -1604.9353 | 2036.9984 | -2100.4121 | 1268.8649 | 1474.5151 | -2299.5396 | -231.0575 | 9274.7705 | 210.1042 | -130.9739 | 274.0588
2030-02-14 | 11 | -57.3236 | 186.8694 | -72.0053 | -620.0101 | -474.2822 | -1005.6577 | -9469.6201 | 2011.3772 | 1172.8798 | -198.5219 | 3906.7336 | -62.4979 | 1729.4781 | -132.4323 | 2152.0227 | -1242.3579 | -205.2914 | 209.9994 | -159.112 | 76.6489 | -745.764 | -2142.2576 | 59.6842 | -14.0413 | 1423.1025 | -2130.1719 | -1066.056 | -613.5648 | -70.8933 | 795.5282 | 2346.0024 | 3224.6562 | -870.8493 | 829.5607 | 0.77952 | -1491.0249 | 4400.7183 | -514.1761 | -180.4557 | 449.5158 | -2630.1069 | 213.8931 | 4388.6914 | 1382.8175 | 5057.5112 | -3.1572 | -1703.7705 | 2015.7679 | -1641.2896 | 1104.3824 | 241.6528 | -2151.6165 | 64.1987 | 8364.5537 | 210.1043 | -177.3056 | 216.5804
2030-02-14 | 12 | -44.529 | 522.1027 | -66.2763 | -523.7413 | -365.24 | -1207.7092 | -10199.4531 | 2317.8694 | 1306.9438 | -206.7747 | 3909.9233 | -31.9427 | 1536.2103 | -134.1354 | 2141.0264 | -902.1609 | -254.8499 | 209.9994 | -173.8975 | 142.7395 | -762.8143 | -2570.092 | 29.1557 | -8.5202 | 1371.8888 | -1965.4165 | -1178.3312 | -647.2911 | -88.5911 | 706.4277 | 2233.6636 | 1678.1658 | -954.8263 | 541.8054 | 0.79255 | -1623.4224 | 2384.8857 | -492.3445 | -100.6524 | 334.4378 | -2659.3623 | 193.2585 | 4295.7173 | 1406.7469 | 5072.1333 | -3.1975 | -1353.8605 | 1989.8549 | -1267.5631 | 1022.6864 | -79.0457 | -2100.0481 | 167.8999 | 7122.562 | 210.1043 | -168.7302 | 234.3929
2030-02-14 | 13 | -34.4438 | 917.6237 | -61.9956 | -449.304 | -103.4188 | -1516.561 | -11363.1699 | 2747.1055 | 116.1384 | -285.6369 | 3861.4641 | -69.2059 | 1841.1537 | -169.5164 | 2095.4612 | -476.741 | -307.4857 | 209.9994 | -214.1524 | 82.375 | -820.8339 | -2727.3269 | -2.1239 | 16.9535 | 1575.8871 | -1995.9456 | -1350.5334 | -740.9424 | -103.5759 | 689.3913 | 2362.6155 | 757.3247 | -892.0339 | 174.5503 | 0.74679 | -1807.1188 | -332.8146 | -583.5634 | -1.9323 | 365.8293 | -2690.7825 | 182.4053 | 4177.1816 | 1402.7742 | 5059.606 | -3.0573 | -1307.3588 | 678.2392 | -2843.5083 | 917.001 | -147.8841 | -2621.6028 | 1.0161 | 8106.6343 | 210.1043 | -124.1238 | 280.4796
2030-02-14 | 14 | -29.8945 | 1142.3588 | -60.302 | -422.6631 | 0.99991 | -1654.9766 | -12084.2275 | 3117.2168 | 30.884 | -237.9155 | 3837.6558 | -119.3785 | 1813.0748 | -136.7925 | 2155.3147 | -328.7846 | -327.5177 | 209.9994 | -292.2655 | 27.3297 | -748.4956 | -2534.5002 | -35.6235 | 22.0564 | 2210.0366 | -1966.7692 | -1304.8285 | -774.5684 | -114.1967 | 670.1394 | 2211.2363 | 545.3939 | -899.056 | -14.5234 | 0.79829 | -1740.4475 | -1715.5269 | -578.8007 | -17.1629 | 449.4161 | -2618.7996 | 121.8125 | 4236.7383 | 1444.0935 | 5074.0273 | -3.3373 | -1182.4364 | 735.9377 | -2856.6738 | 800.1467 | 1.0059 | -2935.0686 | 96.3947 | 7979.9888 | 210.1043 | -49.7411 | 267.8775
2030-02-14 | 15 | -23.4828 | 1168.4092 | -57.8078 | -385.7335 | 173.1331 | -1640.3547 | -12722.7109 | 3451.7363 | 1.0002 | -107.2926 | 3679.8967 | 138.7252 | 1836.6381 | -177.6618 | 1858.845 | -584.5225 | -475.6239 | 209.9994 | -376.0531 | 89.3109 | -641.9675 | -2154.5369 | -17.1422 | 12.5662 | 2911.5168 | -1753.1108 | -1043.4821 | -749.1736 | -117.6341 | 679.4382 | 1683.0466 | 284.2748 | -1084.9943 | -125.974 | 0.76718 | -1683.8193 | -2089.6028 | -268.3312 | -1.9006 | 390.6169 | -2579.9971 | 207.3553 | 4084.0398 | 1446.0654 | 5057.9268 | -124.6747 | -1229.0391 | 648.2437 | -2911.6147 | 765.3794 | 763.4939 | -3283.8486 | 289.3898 | 5748.103 | 210.1042 | 2.7509 | 180.7896
2030-02-14 | 16 | -13.0454 | 1148.7 | -35.5336 | -384.3709 | 187.3249 | -1536.2095 | -12890.2695 | 3549.2551 | -3.0472 | -76.5668 | 3356.8628 | 172.4226 | 2081.7908 | -234.9949 | 1578.7792 | -764.9716 | -712.3991 | 209.9994 | -391.5345 | 37.8158 | -594.6761 | -1942.9363 | 26.9841 | 2.9884 | 3359.1396 | -1599.3453 | -733.0618 | -726.0782 | -117.3461 | 748.1256 | 1227.6017 | 0.99041 | -1209.2731 | -218.7001 | 0.743 | -1723.2484 | -2604.0681 | -75.1576 | -4.0642 | 449.3777 | -2537.8901 | 246.5675 | 4241.6157 | 1380.2035 | 5073.291 | -2.9253 | -1051.8398 | -823.8958 | -4990.8706 | 889.0941 | 1557.0978 | -3424.8098 | 238.0645 | 5335.73 | 210.1042 | 31.0871 | 89.976
2030-02-14 | 17 | -2.7363 | 509.9034 | -44.4699 | -597.5623 | -349.9482 | -924.4442 | -10230.1758 | 2089.4055 | -3.008 | -82.7299 | 3213.4778 | 194.9969 | 167.6407 | -229.8816 | 1628.7347 | -847.0497 | -831.396 | 209.9994 | -475.1375 | 275.2597 | -837.2435 | -1921.6847 | 60.4931 | 22.5891 | 3618.27 | -1828.3374 | -494.4438 | -597.8322 | -87.453 | 684.8638 | 1049.2521 | -555.4606 | -1188.3607 | -115.7594 | 3.5188 | -1779.4823 | -240.3911 | 525.698 | 170.8883 | 449.4841 | -2644.0056 | 268.8016 | 4209.7471 | 1373.5786 | 5076.3364 | 1.0137 | -954.9724 | 4199.9194 | -260.5977 | 1195.8644 | 1871.4672 | -2773.6711 | -511.0426 | 9197.1973 | 210.1042 | -128.6751 | 116.6795
2030-02-14 | 18 | -2.7938 | -656.2766 | -40.2403 | -417.0779 | -1087.8365 | 70.7737 | -5591.8291 | 0.99911 | 1007.3179 | -105.4567 | 3363.0081 | 194.9999 | 1855.0272 | -121.3563 | 1828.3215 | -1328.9753 | -541.3738 | 209.9994 | -518.8144 | 345.9802 | -1033.0485 | -1649.1613 | -3.8461 | -13.2515 | 3970.636 | -710.5524 | -605.0785 | -244.7098 | -74.8942 | 433.0132 | 100.6315 | 0.98704 | -1491.5981 | 340.5988 | 5.6321 | -284.709 | 2412.1438 | -487.7343 | -147.0237 | 449.5175 | -2409.3286 | 206.8696 | 4525.9829 | 1339.0422 | 5069.876 | -3.0583 | -1706.2816 | 2218.4409 | -2465.2429 | 1033.3882 | 971.0451 | -1267.8479 | -23.7884 | 7978.3735 | 210.1043 | -180.069 | 137.792
2030-02-14 | 19 | 7.3619 | -1133.4821 | -33.681 | -276.776 | -1247.5402 | 420.703 | -5761.9233 | -2.3336 | 292.0166 | -121.8949 | 3578.9788 | 194.9993 | 766.3657 | 111.5286 | 2067.9705 | -812.8541 | -503.1011 | 209.9994 | -535.7695 | 411.0745 | -1140.3198 | -1794.9315 | 33.172 | 11.1521 | 3843.9507 | 111.1325 | -707.6674 | -92.1736 | -64.1447 | 492.9875 | 75.0533 | -762.0579 | -1789.5762 | 285.5478 | 5.9264 | -888.7325 | 2089.0186 | -359.5406 | -500.0078 | 449.9011 | -2579.6272 | 166.1346 | 4987.3354 | 1352.5422 | 5076.3027 | 1.0246 | -1445.8337 | 2557.7664 | -2313.554 | 1454.5076 | 1417.6748 | -834.4966 | -1629.9506 | 6083.936 | 210.1042 | -368.4735 | 164.3201
2030-02-14 | 20 | -1.8782 | -1211.51 | -42.6877 | -302.7877 | -1583.7167 | 446.9331 | -5027.519 | -685.5476 | 224.3859 | -267.3611 | 3630.7156 | 194.9984 | 501.9433 | -17.5347 | 2108.8716 | -389.0623 | -300.4301 | 209.9994 | -545.9047 | 470.3547 | -1184.6238 | -1448.0863 | 9.1397 | 11.5648 | 3770.3474 | -5.9204 | -825.1986 | -78.3183 | -60.7771 | 387.4271 | 160.4207 | -250.4798 | -1835.1693 | 450.5901 | 6.401 | -754.7095 | 3245.6909 | -282.1219 | -455.3588 | 449.9056 | -2592.1304 | 49.4254 | 4924.9316 | 1361.8131 | 5071.1558 | 1.0167 | -1229.7905 | 2774.0366 | -2063.689 | 1445.9768 | 1156.1519 | -153.8478 | -1694.1434 | 6378.7856 | 210.1042 | -413.3113 | 86.6726
2030-02-14 | 21 | -9.3058 | -1098.3969 | -51.3351 | -338.3571 | -1781.4047 | 245.2772 | -5114.7036 | -1041.459 | 382.0478 | -319.2093 | 3823.9336 | 195 | 95.0643 | 0.99998 | 2088.8879 | -502.7993 | -273.5322 | 209.9994 | -513.2025 | 406.5993 | -1073.6367 | -982.3063 | 7.8012 | 17.499 | 3407.6204 | -331.1738 | -415.6672 | -144.3685 | -56.3942 | 400.2462 | 645.7166 | 3.1766 | -1677.0287 | 439.4483 | 6.1636 | -935.5267 | 3650.3713 | -91.5205 | -277.7986 | 450.1117 | -2569.5647 | 62.8772 | 4759.4263 | 1457.7335 | 5060.813 | 1.0101 | -931.6898 | 3034.8459 | -1518.1859 | 1395.339 | 1088.6559 | -52.3129 | -1623.6113 | 7113.311 | 210.1042 | -401.9335 | -34.3563
2030-02-14 | 22 | -15.3263 | -841.7117 | -56.724 | -381.9631 | -1597.8589 | 133.6176 | -5833.8828 | -528.3353 | 1104.8236 | -288.5022 | 3985.9712 | 195.003 | 989.2653 | 1.0001 | 2110.8608 | -467.957 | -278.3594 | 209.9994 | -502.9913 | 488.9696 | -924.7744 | -506.3508 | 46.2816 | 24.2032 | 3477.2944 | -475.8292 | -409.0079 | -178.8169 | -66.5265 | 458.3555 | 711.1196 | 2.639 | -1731.3219 | 582.3424 | 5.9036 | -900.1893 | 4197.8369 | -497.5084 | -13.3964 | 85.2221 | -2505.6064 | 302.0579 | 4289.7891 | 1347.4991 | 5049.793 | -3.5387 | -1010.6647 | 2928.3328 | -1869.5114 | 1231.4633 | 1381.2542 | -515.8876 | -335.8185 | 6192.7085 | 210.1042 | -273.8774 | -100.8538
2030-02-14 | 23 | -17.6169 | -523.3119 | -59.2086 | -429.2251 | -1112.7777 | -113.2369 | -6961.3872 | 112.0226 | 1331.1079 | -224.2481 | 3869.1331 | 195.0003 | 1720.0099 | -99.5351 | 2118.8257 | -434.7875 | -297.0435 | 209.9994 | -493.5917 | 447.0706 | -741.565 | -500.8803 | 63.5911 | 29.9401 | 3603.4871 | -792.257 | -419.5105 | -262.5238 | -68.666 | 512.9393 | 740.9881 | 0.99454 | -1715.1238 | 569.6217 | 5.6857 | -761.0246 | 4124.4346 | -734.202 | -2.9453 | 1.0016 | -2457.8369 | 392.7182 | 3974.2339 | 1389.8588 | 5034.7949 | -154.8009 | -1080.923 | 2714.9004 | -1652.3899 | 1195.6298 | 1437.2268 | -1323.416 | 0.99837 | 5329.02 | 210.1042 | -194.2136 | -16.9664
2030-02-14 | 24 | -18.4741 | 1.0078 | -61.9806 | -495.5805 | -1021.1975 | -742.5038 | -8420.4004 | 610.1484 | 1761.6509 | -144.5715 | 3834.9407 | 148.2634 | 1955.1774 | -144.08 | 2068.8059 | -457.2098 | -248.7858 | 209.9994 | -522.7891 | 349.1246 | -403.8488 | -197.8183 | 54.6255 | 66.0725 | 3819.4341 | -1497.2549 | -138.1617 | -471.615 | -62.9532 | 554.0052 | 1665.7834 | 59.292 | -1315.9148 | 214.6236 | 5.8355 | -1926.6824 | 3455.4277 | -486.9342 | -2.0598 | 273.7398 | -2667.2759 | 144.1231 | 4034.3989 | 1502.9773 | 5012.4858 | -3.5192 | -276.5737 | 3178.4092 | -563.154 | 1172.0159 | 1030.0684 | -1783.1964 | -384.9202 | 6673.644 | 210.1043 | -222.0263 | 131.4339
2030-02-15 | 1 | -19.0348 | 691.0536 | -59.9349 | -477.6948 | -594.9893 | -1186.937 | -9472.9502 | 1647.5422 | 2213.2573 | -132.9804 | 3132.0293 | 82.4609 | 2023.7664 | -261.8525 | 1766.7063 | -363.19 | -246.3363 | 209.9994 | -356.0252 | 209.3256 | -219.7376 | -67.1161 | -54.0502 | 45.8127 | 2796.2988 | -1536.7173 | 7.9742 | -612.5621 | -100.7689 | 409.4651 | 1724.5924 | 6.2067 | -1215.8369 | 125.4108 | 4.7468 | -1808.5668 | 227.0801 | -81.9369 | 418.4463 | 1.0035 | -2463.801 | 9.1809 | 3309.3213 | 1305.035 | 4864.9175 | -2.4992 | -272.7643 | 1973.7427 | -1876.8263 | 536.1074 | 505.6288 | -2571.1936 | 1359.5707 | 3647.3667 | 210.1042 | 41.8868 | 151.3536
2030-02-15 | 2 | -20.1497 | 933.9036 | -54.9436 | -419.9369 | -274.6562 | -1101.8038 | -9525.3457 | 2122.731 | 1329.1742 | -115.3025 | 96.3791 | 90.0132 | 1966.8252 | -290.8964 | 1658.2582 | -375.8401 | 8.468 | 209.9994 | -54.8038 | 80.3304 | -236.2062 | -45.0238 | -125.315 | 5.0775 | 533.2178 | -1443.5551 | 208.7993 | -566.5602 | -120.4797 | 317.5301 | 1825.7229 | 1034.4758 | -1267.5115 | 300.7253 | 4.8835 | -1572.3049 | 3.2765 | 0.12332 | 279.9476 | 268.2997 | -2357.3818 | -134.9803 | 3060.0769 | 1205.9186 | 4472.0874 | -2.4904 | -272.9332 | 1777.9752 | -2524.5195 | 447.8442 | -77.3109 | -2007.2036 | 1298.7927 | -2146.3625 | 210.1042 | 32.2006 | 138.1634
2030-02-15 | 3 | -18.2723 | 727.8842 | -53.9127 | -380.2378 | -450.1756 | -997.9573 | -8726.3672 | 1662.1721 | 1354.9788 | -157.9875 | 1932.8988 | 1.0005 | 955.8002 | -286.0866 | 1668.9386 | -699.2083 | 88.6094 | 209.9994 | -34.5078 | 123.8714 | -264.3033 | -118.6004 | -120.0901 | 3.7158 | 956.8295 | -1332.8181 | 11.8568 | -515.9013 | -92.6157 | 270.3379 | 1623.7058 | 883.6194 | -1297.9358 | 306.6913 | 4.717 | -1471.1997 | 12.6238 | 88.8913 | 411.2086 | 449.1727 | -2384.7083 | -113.5677 | 2539.7649 | 1057.267 | 4124.4897 | -2.6241 | -273.0189 | 2916.3181 | -1279.865 | 459.8557 | -142.4867 | -1847.5236 | 1146.7655 | -4812.1411 | 210.1042 | 32.7019 | 83.8274
2030-02-15 | 4 | -24.8299 | 967.6354 | -57.2596 | -424.3251 | -285.6618 | -1084.2236 | -9184.5996 | 2046.9409 | 1236.9233 | -169.2801 | 1815.4915 | -43.6098 | 881.0811 | -270.0089 | 1601.7203 | -1623.1667 | 39.2828 | 209.9994 | -29.4733 | -22.2294 | -349.0935 | -165.9462 | -165.4953 | -10.1096 | 866.7655 | -1585.3361 | 363.4931 | -563.8881 | -106.01 | 241.5848 | 1870.4355 | 1688.1344 | -937.3654 | 435.9585 | 6.4862 | -1069.4734 | 736.1649 | 1.0018 | 409.2474 | 449.1969 | -2409.9893 | -245.9279 | 2467.8452 | 1067.8458 | 4052.1213 | -2.6837 | -272.9796 | 2868.7493 | -1266.5337 | 484.1852 | -75.9516 | -1982.2852 | 1217.5427 | -5570.478 | 210.1042 | 38.5656 | 183.8513
2030-02-15 | 5 | -25.2128 | 717.4063 | -61.6692 | -405.0134 | -590.9154 | -1106.9935 | -8248.7217 | 1579.1625 | 1586.3816 | -151.1336 | 0.9994 | -14.0993 | 1.0227 | -305.6538 | 1459.3153 | -1798.6982 | -32.737 | 209.9994 | -107.0943 | -139.0309 | -456.158 | -352.5755 | -197.3468 | -21.9276 | 579.1381 | -1770.293 | 26.6079 | -573.2542 | -92.4264 | 226.0537 | 1814.2462 | 1906.3086 | -742.0088 | 276.6629 | 7.3503 | -840.5992 | 650.0684 | 1.0009 | 258.8896 | 449.3094 | -2472.6228 | -499.7795 | 2813.4636 | 984.2037 | 4078.5435 | -2.7019 | -274.1267 | 3797.9863 | -462.0755 | 735.5982 | -468.3407 | -1350.3143 | -191.3636 | -3351.7686 | 210.1042 | -202.453 | 196.5187
2030-02-15 | 6 | -16.499 | 804.0037 | -55.6694 | -373.1649 | -172.1483 | -1057.8011 | -9756.0938 | 2484.8396 | 1760.6334 | -128.2279 | 1454.1508 | 44.4756 | 1.0107 | -282.7281 | 1481.5967 | -1865.7981 | -161.8203 | 209.9994 | -128.0813 | -224.0787 | -597.184 | -607.5249 | -178.2507 | -14.1852 | 817.2195 | -1360.3424 | 809.7158 | -550.1383 | -105.0687 | 335.5392 | 1603.9192 | 1501.1456 | -885.7117 | 231.8829 | 7.9187 | -1136.5658 | -260.8976 | 0.99997 | 423.4154 | 449.1618 | -2559.2698 | -442.989 | 3031.2771 | 955.3242 | 4386.8423 | -2.8655 | -276.8134 | 3552.5115 | -746.3162 | 829.9582 | 235.8367 | -2183.0225 | 35.0536 | -4937.499 | 210.1043 | -145.2549 | 173.1948
2030-02-15 | 7 | 8.4297 | 1139.7729 | -56.9766 | -419.608 | 666.775 | -1554.7422 | -12739.3379 | 4212.6802 | -163.2914 | -87.9473 | 3664.217 | 185.6402 | 1964.7894 | -133.0499 | 1700.729 | -1809.6404 | -679.689 | 209.9994 | -326.2726 | 26.5914 | -988.8265 | -1288.3855 | -15.2065 | 45.9326 | 2550.2844 | -1319.2224 | 25.1198 | -682.0809 | -126.7293 | 676.7823 | 1190.8257 | -936.846 | -1334.0039 | -437.1475 | 4.5401 | -1888.7338 | -3068.0852 | -602.8823 | -2.3337 | 0.99969 | -2800.239 | 259.1746 | 4154.2192 | 1597.8824 | 5008.6582 | -3.4014 | -277.3076 | 2683.1477 | -1020.7676 | 1074.1882 | 2211.5081 | -3905.8621 | 1.8978 | -1223.4033 | 210.1042 | -18.0887 | 149.1351
2030-02-15 | 8 | 17.0283 | 845.5524 | -58.9361 | -403.8851 | 30.2521 | -1468.3464 | -11994.7891 | 3298.1099 | -2.9532 | -164.6308 | 3767.6536 | 194.9985 | 1665.7927 | -18.454 | 2179.1892 | -1189.6182 | -453.0134 | 209.9994 | -295.1946 | 37.7493 | -1194.8812 | -1591.515 | -78.1726 | 37.6515 | 2108.0776 | -1236.2568 | 3.8997 | -660.1274 | -118.0201 | 540.8121 | 943.1381 | -2075.0762 | -1371.3116 | -651.1056 | 4.8198 | -1428.6682 | -3409.7571 | -706.9531 | -143.7419 | 449.4391 | -2625.3503 | 17.9691 | 4434.4956 | 1547.4075 | 5028.939 | -3.1202 | -874.6039 | 1743.9722 | -2290.0627 | 907.3067 | 1397.067 | -2514.0994 | 1.0102 | 4833.6216 | 210.1042 | 13.4771 | 226.2453
2030-02-15 | 9 | 17.0893 | 428.783 | -56.2717 | -370.6558 | -125.2645 | -1260.6909 | -12297.6191 | 2887.7546 | 0.99666 | -193.7943 | 3719.2466 | 195.0003 | 1417.9297 | 321.542 | 2170.0308 | -1213.8223 | -516.6731 | 209.9994 | -253.7993 | 172.5213 | -1262.5376 | -1537.6027 | -2.5817 | 18.2102 | 1790.2358 | -959.4625 | -225.3955 | -587.7941 | -100.5323 | 626.5388 | 474.2564 | -1785.1136 | -1467.9814 | -589.3928 | 5.0793 | -1002.9396 | -3412.7434 | -802.4781 | -145.8154 | 449.4582 | -2472.7161 | 144.6102 | 4555.1406 | 1543.5222 | 5053.2354 | -3.1886 | -1378.2628 | 1220.8165 | -2548.8528 | 1019.2178 | 1321.7603 | -2344.5925 | 0.98576 | 3479.4438 | 210.1042 | -7.2955 | 157.5607
2030-02-15 | 10 | 21.6872 | 387.8172 | -50.8557 | -361.6911 | -425.8294 | -1181.057 | -11951.4111 | 2485.0378 | 0.99887 | -190.5873 | 3737.3223 | 194.9998 | 1136.627 | 465.9306 | 2198.9131 | -880.3651 | -671.718 | 209.9994 | -214.0691 | 279.7809 | -1310.2865 | -1491.0897 | -15.1722 | 17.4288 | 1454.7335 | -835.936 | -454.4482 | -574.1847 | -97.6712 | 544.4651 | 382.6293 | -2165.9456 | -1571.7494 | -651.0433 | 4.7443 | -1086.833 | -3564.7676 | -807.9559 | -173.3773 | 449.4714 | -2453.5276 | 88.8475 | 4648.1255 | 1560.4546 | 5063.7026 | -3.0609 | -1510.3257 | 765.8955 | -2698.3896 | 984.4211 | 993.7098 | -1723.6869 | 1.015 | 4120.7681 | 210.1042 | -20.8259 | 111.3454
2030-02-15 | 11 | 28.404 | 470.2762 | -43.7412 | -326.0152 | -493.2574 | -1183.5308 | -11874.1514 | 2450.4341 | 0.99624 | -208.3925 | 3741.8806 | 195.0006 | 1048.2324 | 479.9964 | 2211.9287 | -876.7651 | -681.3625 | 209.9994 | -231.0207 | 366.2094 | -1267.2581 | -1281.6659 | -23.3638 | 16.3389 | 1546.4894 | -780.6144 | -538.4797 | -579.7026 | -98.3761 | 506.2936 | 334.5566 | -2739.3582 | -1480.2212 | -744.135 | 5.498 | -655.2445 | -3951.8735 | -850.4384 | -220.5754 | 449.4965 | -2482.3301 | 22.6331 | 4686.4204 | 1557.2847 | 5066.8945 | -3.069 | -1487.4841 | 562.4119 | -2797.835 | 993.4393 | 681.9073 | -1503.9122 | -187.4254 | 4133.312 | 210.1042 | -62.6032 | 126.9623
2030-02-15 | 12 | 26.1427 | 297.6732 | -40.3637 | -319.0152 | -639.7078 | -1050.8477 | -11530.9727 | 2181.8645 | 0.99658 | -210.6938 | 3784.4131 | 195.0005 | 1014.7986 | 493.3243 | 2221.0571 | -783.3363 | -618.3935 | 209.9994 | -220.5508 | 469.4529 | -1228.5214 | -1312.1099 | -6.3776 | 12.8912 | 1304.4331 | -842.4361 | -918.0896 | -551.5977 | -91.243 | 502.8465 | 490.4883 | -2433.3984 | -1387.302 | -665.3043 | 5.5501 | -583.5765 | -3753.9521 | -553.2474 | 2.1726 | 449.7565 | -2491.0706 | 36.1074 | 4871.1855 | 1734.5404 | 5073.5142 | 419.9697 | -1351.6312 | 2175.0068 | -697.7531 | 1131.9376 | 724.5241 | -1301.8137 | -421.0509 | 5700.834 | 210.1043 | -115.7524 | 122.479
2030-02-15 | 13 | 20.7034 | 607.6413 | -40.3502 | -415.6302 | -624.7224 | -1208.1278 | -11460.3662 | 2148.7527 | 0.99816 | -203.1191 | 3914.1008 | 194.9989 | 1551.7296 | 467.5912 | 2192.6492 | -596.7831 | -539.475 | 209.9994 | -200.4323 | 495.9541 | -1183.411 | -2155.4287 | -20.3785 | 10.5853 | 1062.7289 | -1246.0929 | -1484.9199 | -639.8839 | -94.7113 | 479.376 | 683.504 | -1966.0897 | -1259.4896 | -643.2302 | 4.6832 | -510.2373 | -3173.0369 | -456.3757 | 143.0997 | 449.6738 | -2615.3042 | 1.004 | 5063.4736 | 1724.3185 | 5072.5576 | 480.922 | -1351.8531 | 2233.2043 | -545.9709 | 1156.5122 | 897.4019 | -1489.3044 | -408.397 | 7978.0186 | 210.1042 | -127.1856 | 118.8027
2030-02-15 | 14 | 18.0908 | 208.0314 | -37.8809 | -376.5969 | -889.4906 | -883.2932 | -10019.2598 | 1424.3767 | 0.99781 | -249.4724 | 3887.3098 | 194.9994 | 1372.5913 | 166.2877 | 2211.6113 | -797.492 | -434.1356 | 209.9994 | -180.7969 | 501.9375 | -1313.7695 | -3011.8799 | -44.55 | 11.1156 | 697.1788 | -959.216 | -1606.3215 | -536.4399 | -86.457 | 390.8037 | 624.1175 | -1418.7665 | -1284.0618 | -492.9138 | 4.3393 | -496.1183 | -3036.166 | -318.8821 | 204.9849 | 449.6217 | -2647.6697 | -2.7525 | 5032.1533 | 1777.3049 | 5069.8433 | 538.5789 | -1352.3668 | 2459.2822 | -564.952 | 1223.283 | 681.5743 | -1130.1489 | -626.8062 | 9358.1064 | 210.1042 | -173.5303 | 138.9013
2030-02-15 | 15 | 16.9166 | 139.9427 | -37.8415 | -394.2597 | -1211.8851 | -773.7936 | -9164.3154 | 1068.3424 | 0.99861 | -257.0999 | 3879.0522 | 195.0015 | 555.5701 | 250.7164 | 2217.9895 | -952.7795 | -403.5785 | 209.9994 | -196.0077 | 517.3831 | -1337.5668 | -2686.8899 | -57.0421 | -3.837 | 699.0179 | -933.9674 | -1572.8878 | -511.9125 | -86.1821 | 329.2368 | 666.0696 | -1444.6573 | -1171.3933 | -414.8373 | 5.0983 | -149.2748 | -2708.6592 | 3.7961 | 274.5352 | 450.2666 | -2547.5361 | -13.3646 | 5070.6758 | 1941.7458 | 5066.854 | 619.6891 | -1032.699 | 2712.3345 | 236.0168 | 1263.0928 | 458.568 | -844.308 | -785.655 | 10181.4639 | 210.1043 | -246.8373 | 74.9662
2030-02-15 | 16 | 19.3823 | -726.0073 | -29.3192 | -288.0416 | -1945.1367 | -90.2758 | -6600.0752 | -394.5284 | 316.6792 | -173.7732 | 3907.5825 | 195.0003 | 1.0123 | 215.657 | 2275.4248 | -998.0735 | -435.6526 | 209.9994 | -304.7679 | 587.5753 | -1489.3239 | -3436.5205 | -80.7134 | 7.0337 | 1282.1703 | -324.6894 | -1786.7479 | -292.5476 | -69.7399 | 213.5499 | 356.6372 | -1049.8798 | -1339.6895 | -192.9796 | 5.4949 | -338.8566 | -2358.0554 | 558.1411 | 658.8188 | 450.0301 | -2592.2473 | -114.0007 | 5281.5259 | 2089.7378 | 5064.7861 | 1099.3937 | -1013.66 | 3087.9124 | 728.5726 | 1551.1625 | 730.4609 | -54.0731 | -1449.5958 | 10824.2598 | 210.1043 | -429.9142 | 1.0003
2030-02-15 | 17 | 8.3172 | -915.9937 | -26.8562 | -269.0099 | -2005.8927 | 235.8134 | -4942.9414 | -765.1981 | 523.0712 | -136.9287 | 3965.7002 | 194.9988 | 1.0317 | 355.5393 | 2319.9277 | -1076.7357 | -232.9576 | 209.9994 | -379.0285 | 601.1249 | -1103.5397 | -3246.0991 | -19.8524 | -6.061 | 1941.5731 | -315.9257 | -1407.9093 | -190.5576 | -56.1439 | 397.4365 | 585.7698 | 845.8465 | -1121.8872 | 328.8235 | 6.3494 | 4.0509 | 76.1282 | 40.19 | 12.4304 | 450.312 | -2452.864 | -139.2498 | 5151.3794 | 1817.3893 | 5069.0693 | 310.1446 | -1103.3009 | 3364.7427 | 492.0204 | 1438.5968 | 777.3333 | 1.0121 | -1269.1113 | 9621.8418 | 210.1042 | -417.8104 | 4.542
2030-02-15 | 18 | -2.6841 | -780.1998 | -34.5641 | -337.0877 | -1978.5286 | 104.7474 | -4376.0601 | -1073.2627 | 707.063 | -163.5737 | 4058.1187 | 159.1872 | 1.0056 | 612.6669 | 2318.0757 | -922.3776 | -88.0505 | 209.9994 | -436.9821 | 339.4525 | -1135.3875 | -3178.9724 | -107.0554 | -32.9945 | 2384.374 | -855.4535 | -996.7057 | -275.6996 | -67.0676 | 361.6929 | 1128.588 | 2055.7327 | -423.0467 | 395.8399 | 7.3484 | 1109.3915 | 2059.6155 | 291.4156 | 191.2405 | 450.3351 | -1964.9232 | -390.4794 | 5274.0771 | 1698.7074 | 5073.5679 | 490.5238 | -1367.6094 | 3511.5867 | 165.5688 | 1032.2118 | 430.6193 | 1.0036 | -672.868 | 10041.8027 | 210.1042 | -329.4935 | -159.1327
2030-02-15 | 19 | -4.9177 | -525.2888 | -41.2525 | -417.2662 | -1985.743 | 23.7207 | -4254.1304 | -1411.5372 | 672.9255 | -197.4133 | 4027.0295 | 194.9971 | 205.6638 | 557.9755 | 2260.9419 | -193.3769 | -110.2124 | 209.9994 | -494.4751 | 356.1707 | -1428.5796 | -3909.4048 | -161.7997 | -33.2561 | 2781.5886 | -1042.3473 | -1050.688 | -315.8627 | -75.9313 | 235.3195 | 1129.8484 | 2017.9384 | -295.245 | 372.778 | 6.7619 | 1439.7946 | 3036.4907 | 125.6393 | -69.3636 | 450.4234 | -1537.7328 | -514.2119 | 5332.1655 | 1591.2592 | 5069.5376 | 286.4866 | -1513.3048 | 3457.4468 | -35.3658 | 546.9427 | 260.6339 | -330.0171 | -208.2089 | 8055.0269 | 210.1042 | -196.7036 | -130.0513
2030-02-15 | 20 | -17.5855 | -789.7977 | -51.8928 | -495.6155 | -1935.3091 | 117.8716 | -4416.0835 | -1586.2117 | 619.8103 | -172.3829 | 3963.4424 | 195.0018 | 405.9275 | 549.3152 | 2255.3032 | -124.2304 | -112.3559 | 209.9994 | -599.3926 | 420.7326 | -1522.4536 | -4345.9102 | -140.4646 | -11.3428 | 3107.6392 | -1279.1609 | -1032.4749 | -298.2921 | -63.0386 | 278.7064 | 1366.8763 | 2859.9956 | -192.0513 | 578.2344 | 6.2693 | 1260.9083 | 4738.8926 | 216.3037 | 42.5516 | 450.3382 | -1668.4792 | -524.234 | 5255.5879 | 1593.2773 | 5066.498 | 341.8492 | -1290.4249 | 3453.4163 | 358.8513 | 627.1097 | 497.6866 | -226.8409 | -393.3628 | 8517.9141 | 210.1042 | -131.946 | -35.9671
2030-02-15 | 21 | -30.1142 | -869.2328 | -57.9764 | -564.2992 | -1924.0259 | 214.0435 | -4901.686 | -1606.1318 | 488.2706 | -194.9657 | 3946.6907 | 195.001 | 1.0141 | 529.2189 | 2238.344 | -33.5982 | -109.611 | 209.9994 | -304.9264 | 502.3434 | -1612.679 | -4778.4399 | -131.1422 | -34.1469 | 1159.3448 | -1437.0685 | -828.592 | -280.8037 | -58.2046 | 264.7936 | 1278.2236 | 3260.9189 | -117.2751 | 838.2433 | 6.2938 | 1223.0383 | 6774.418 | 412.7454 | 267.5853 | 450.1967 | -1771.4325 | -558.3361 | 5007.5796 | 1647.6681 | 5058.1963 | 304.1514 | -1036.1219 | 3562.4275 | 406.2487 | 886.4208 | 604.172 | -257.8947 | -623.2025 | 8320.1309 | 210.1042 | -165.4019 | -68.5147
2030-02-15 | 22 | -21.9712 | -877.9672 | -57.4609 | -601.8042 | -1568.2432 | 129.2395 | -7006.5776 | -239.5732 | 1124.0647 | -184.9393 | 3910.1863 | 194.9985 | 1.0243 | 213.6958 | 2281.5342 | 60.5912 | -430.9837 | 209.9994 | -228.7384 | 556.9681 | -1559.8545 | -5153.4478 | -42.9826 | -4.1186 | 565.7111 | -1330.3661 | -850.7076 | -330.4799 | -56.2292 | 477.146 | 1416.5184 | 2018.6605 | -162.0068 | 482.265 | 4.9178 | 197.731 | 6557.7915 | 425.0083 | 297.5776 | 450.1297 | -1968.6296 | -260.6812 | 4849.9448 | 1584.6532 | 5048.062 | 264.1776 | -720.9843 | 3760.8054 | -267.9791 | 1205.8462 | 1007.7317 | -96.8996 | -867.8553 | 7783.5205 | 210.1042 | -230.8142 | -102.3092
2030-02-15 | 23 | -39.082 | -33.851 | -75.7525 | -760.8127 | -1371.6824 | -610.2747 | -8689.3252 | 224.4846 | 1112.7449 | -157.0042 | 3832.4971 | 195.0003 | 1407.9208 | 338.3546 | 2329.8179 | -157.1085 | -726.7733 | 209.9994 | -260.5741 | 297.955 | -1743.2949 | -5296.0049 | -139.2728 | -6.3095 | 810.0057 | -2429.4436 | -262.8174 | -584.9717 | -84.9443 | 301.2354 | 1917.2583 | 2329.0149 | -0.15041 | 420.5924 | 3.7829 | 1.0062 | 6846.7329 | -227.0016 | -1.9775 | 449.3507 | -2025.0583 | -301.1439 | 4100.7554 | 1268.9093 | 5009.0967 | -192.3184 | -775.4175 | 3287.958 | -1656.2377 | 1180.7792 | 625.72 | -336.2368 | -614.2246 | 7634.4556 | 210.1042 | -246.3208 | -109.3848
2030-02-15 | 24 | -30.1293 | 575.9627 | -68.4238 | -814.1797 | -749.7583 | -1112.3397 | -10833.0391 | 1539.4121 | 1445.2845 | -103.5484 | 3786.3882 | 195 | 1592.275 | 175.8624 | 2201.8977 | -109.9387 | -1034.1887 | 209.9994 | -243.765 | 312.9967 | -1280.7539 | -4261.0332 | -84.9876 | 29.5621 | 901.6368 | -2169.5576 | -1207.0071 | -701.6097 | -83.9007 | 434.8061 | 1675.0608 | 2592.8013 | -815.1506 | 204.6575 | 0.81793 | -1236.4177 | 2424.1357 | -401.7912 | 11.9184 | 449.4093 | -2914.5779 | -200.6521 | 3601.363 | 1259.6335 | 4888.0381 | -289.1451 | -401.8734 | 3103.8638 | -1734.2811 | 1137.2467 | 419.3822 | -917.1028 | 0.99816 | 4449.5156 | 210.1042 | -156.8229 | 108.4096
2030-02-16 | 1 | -25.4694 | 1004.0843 | -61.7394 | -553.0051 | -523.3408 | -1464.7181 | -11565.0879 | 2336.3057 | 1828.4004 | -83.5333 | 3749.7405 | 195.0004 | 1448.8104 | 142.666 | 1790.5308 | -310.1904 | -1064.4531 | 209.9994 | -220.2302 | 223.033 | -1062.0009 | -3438.4729 | -128.2297 | 45.5556 | 924.1254 | -2048.5693 | -1084.0912 | -757.5541 | -110.1781 | 389.9679 | 1624.1118 | 961.9991 | -769.5339 | -30.8234 | 0.96209 | -1877.1782 | 558.3649 | -319.8806 | 0.99725 | 418.0834 | -2675.9146 | -364.8328 | 3375.4216 | 1232.7008 | 4760.4492 | -296.3937 | -275.2592 | 3248.6426 | -939.3818 | 1060.6125 | -541.5317 | -1006.8736 | 58.6696 | 1810.6382 | 210.1042 | -259.7624 | -24.9597
2030-02-16 | 2 | -34.5762 | 1085.8627 | -82.3779 | -461.8432 | -187.5762 | -1637.4635 | -12030.6641 | 3018.8909 | 2072.1973 | -56.8069 | 3664.3213 | 194.9995 | 1953.2544 | -96.8982 | 1598.1019 | -776.2789 | -1050.0397 | 209.9994 | -211.7865 | 306.6191 | -843.3907 | -1736.124 | -74.1623 | 31.7792 | 1252.4254 | -1821.2418 | -1258.1611 | -741.084 | -121.67 | 453.9781 | 1205.915 | 1009.1833 | -1020.7888 | -41.8909 | 0.92043 | -1777.2601 | -1401.8942 | 1.0021 | 94.6217 | 449.3327 | -2696.9822 | -1.9528 | 2971.3022 | 1119.7061 | 4224.8618 | -2.6009 | -272.6336 | 1350.4103 | -2633.6724 | 828.6213 | -367.7567 | -1095.948 | 1215.167 | 623.0002 | 210.1043 | -81.7079 | -11.3064
2030-02-16 | 3 | -41.0144 | 856.0931 | -81.2197 | -391.7761 | -130.5121 | -1502.3973 | -12197.1455 | 3275.6013 | 2219.6135 | -71.5571 | 3604.8086 | 180.8433 | 1993.2006 | -93.696 | 1639.9698 | -1319.3407 | -937.4128 | 209.9994 | -198.1381 | 172.8141 | -599.1974 | -764.3444 | -35.9536 | 21.4164 | 1560.7111 | -1805.8439 | -1063.5795 | -678.5939 | -119.1638 | 595.5086 | 1083.3334 | 1936.8796 | -1119.1105 | 185.3826 | 0.76156 | -1653.8118 | -698.0252 | -1.2491 | 78.5915 | 449.3542 | -2636.3789 | 1.0011 | 2978.2939 | 1241.4666 | 4251.4556 | -2.5458 | -272.5422 | 1445.3267 | -2752.5825 | 764.2332 | -614.4319 | -858.3047 | 1430.2754 | -449.1537 | 210.1042 | -77.5638 | 34.4623
2030-02-16 | 4 | -25.9546 | 831.2171 | -69.3241 | -466.4499 | 10.3605 | -1416.9169 | -12253.8213 | 3525.002 | 2261.1836 | -68.4547 | 3610.7859 | 194.9995 | 2046.3611 | -109.3524 | 1618.7344 | -1429.7319 | -864.4678 | 209.9994 | -228.5377 | 168.4301 | -546.1781 | -499.2574 | 7.8117 | 22.7829 | 1915.0817 | -1576.1323 | -330.4628 | -657.0436 | -116.7581 | 657.7584 | 1006.5137 | 1076.9569 | -1171.2194 | 108.8233 | 1.9539 | -1592.1016 | -872.6483 | -0.66636 | 337.5606 | 32.1439 | -2722.7468 | 105.9046 | 3042.2073 | 1246.2958 | 4550.2188 | -2.6002 | -272.4768 | 1243.2081 | -2947.501 | 868.8115 | -430.6732 | -1496.1732 | 1082.0164 | -655.867 | 210.1042 | -82.7145 | 18.8982
2030-02-16 | 5 | -33.166 | 636.2091 | -84.1287 | -338.5165 | 36.7099 | -1424.5167 | -12306.3984 | 3472.4097 | 2204.2485 | -71.4446 | 3370.2422 | 168.435 | 2041.6116 | -160.3772 | 1516.189 | -1469.0929 | -808.4313 | 209.9994 | -321.1214 | 265.2504 | -619.0428 | -632.4381 | 50.9449 | 22.0684 | 2681.6321 | -1457.8832 | -499.7116 | -612.9545 | -110.1114 | 688.7646 | 714.1877 | 1400.8281 | -1401.5887 | 176.6186 | 1.9537 | -1615.1731 | -1259.2036 | -42.8369 | 412.4248 | 0.99952 | -2778.5891 | 242.1621 | 2977.3623 | 1192.1816 | 4539.999 | -2.5392 | -272.6706 | 1086.3916 | -3203.1521 | 954.5122 | -127.0139 | -1766.2985 | 954.9343 | -1184.4103 | 210.1042 | -67.8201 | 32.807
2030-02-16 | 6 | -31.3649 | 616.5046 | -74.291 | -348.8383 | 156.5189 | -1473.5586 | -12661.9297 | 3660.895 | 2014.9211 | -40.6762 | 3200.374 | 147.5981 | 2164.3123 | -224.6673 | 1345.304 | -1584.0367 | -833.5134 | 209.9994 | -362.8631 | 148.712 | -744.9355 | -795.3981 | 23.1679 | 7.8166 | 3131.5249 | -1589.1316 | -434.0547 | -642.6447 | -107.5047 | 696.948 | 674.7007 | 1525.3589 | -1313.5007 | 170.6426 | 1.9168 | -1371.9771 | -1065.0925 | -12.3642 | 517.5834 | 1.0001 | -2702.1038 | 320.8262 | 3006.8062 | 1233.7223 | 4624.5684 | -2.4372 | -272.7149 | 780.9153 | -3611.9272 | 859.4688 | -31.9916 | -2104.1086 | 948.7427 | -886.3659 | 210.1043 | -2.1793 | 115.6548
2030-02-16 | 7 | -31.6173 | 583.5189 | -72.7646 | -480.1317 | 1.0043 | -1305.0889 | -12080.6602 | 3086.5969 | 1649.1125 | -69.6408 | 3278.231 | 138.1504 | 1937.8745 | -187.3882 | 1439.2097 | -1820.124 | -895.2586 | 209.9994 | -328.5675 | 297.2223 | -1054.3148 | -1076.0907 | -3.8435 | 3.5526 | 2936.0999 | -1707.8094 | -1027.0481 | -648.7757 | -102.5829 | 583.7694 | 690.4645 | 1728.0828 | -1365.536 | 240.7111 | 1.9324 | -1506.4978 | -244.0423 | -407.872 | 377.6705 | 387.1869 | -2528.8784 | 194.1683 | 3108.9463 | 1261.6794 | 4486.3423 | -3.3998 | -272.3189 | 1999.4557 | -2983.8198 | 739.0332 | -30.2616 | -1688.5863 | 967.0365 | -1015.9312 | 210.1042 | 60.0426 | 138.6706
2030-02-16 | 8 | -25.2275 | 584.8178 | -76.0136 | -495.3024 | 18.2467 | -1425.8616 | -12777.3262 | 3154.7073 | 1318.4943 | -63.1924 | 3177.9294 | 174.927 | 2037.0795 | -136.0826 | 1508.8511 | -2049.4089 | -1187.1562 | 209.9994 | -403.7073 | 295.6843 | -1280.739 | -1062.483 | 6.7225 | 12.2817 | 3391.6189 | -1763.3627 | -1271.3693 | -707.8645 | -96.5538 | 640.0398 | 680.4569 | 1082.3018 | -1330.0465 | 7.6234 | 1.8531 | -1707.189 | -1284.0223 | -798.7563 | 149.3668 | 449.012 | -2341.7251 | 217.318 | 3530.0762 | 1230.5161 | 4688.9976 | -73.7212 | -274.1873 | 2072.2793 | -2464.752 | 701.7532 | 184.1881 | -2106.9041 | 646.6381 | 1499.6993 | 210.1042 | 71.2248 | 194.5908
2030-02-16 | 9 | -28.6389 | 487.2764 | -87.0531 | -528.0492 | -48.957 | -1478.4478 | -12561.624 | 2819.9272 | 266.8409 | -73.6263 | 2815.3062 | 165.9098 | 2038.3265 | -125.5506 | 1553.6995 | -2200.2676 | -1147.2559 | 209.9994 | -453.4512 | 234.6959 | -1365.6688 | -1515.6364 | 1.001 | 25.2846 | 3649.3728 | -1870.9404 | -1076.5935 | -726.3356 | -83.4151 | 641.9398 | 1074.4189 | 1180.6479 | -1049.7365 | -5.8586 | 3.302 | -1707.698 | -1197.8193 | -660.728 | 0.99863 | 449.3787 | -2527.5312 | -2.3773 | 4102.9233 | 1231.1766 | 4994.2095 | -71.8577 | -449.9369 | 1866.2804 | -2684.4893 | 877.9262 | 1421.9501 | -2886.0295 | 1.2718 | 5517.3433 | 210.1042 | 94.9016 | 300.9341
2030-02-16 | 10 | -35.23 | 191.103 | -83.1568 | -555.8361 | -409.455 | -1350.6569 | -12315.7402 | 2485.0303 | 0.99372 | -89.2106 | 2768.8384 | 194.9994 | 0.97858 | -57.1665 | 1745.9243 | -2305.324 | -1008.0332 | 209.9994 | -492.2736 | 419.1812 | -1507.3516 | -1582.7333 | 56.0536 | 28.0134 | 3664.166 | -2020.1995 | -1774.4164 | -702.9787 | -66.9481 | 720.9296 | 1293.4825 | 2138.1123 | -977.4836 | 206.6047 | 3.3903 | -1752.7728 | -264.4272 | 139.0964 | 1.0097 | 449.3377 | -2733.1536 | -2.1742 | 4387.5278 | 1355.4597 | 5028.8281 | 0.99595 | -956.1044 | 4057.5737 | -657.3636 | 1283.7323 | 1702.6064 | -1702.2794 | -898.5338 | 5025.2046 | 210.1042 | -113.6844 | 200.7019
2030-02-16 | 11 | -33.2477 | 274.2289 | -78.0599 | -558.3314 | -883.3822 | -1426.7706 | -11957.0576 | 1954.8135 | 0.99354 | -159.6983 | 2613.7458 | 107.9332 | 472.8085 | -93.9685 | 1706.2948 | -2390.9409 | -940.4153 | 209.9994 | -500.101 | 376.9019 | -1480.5225 | -1349.1028 | 12.237 | 29.4526 | 3775.8088 | -2000.2487 | -1734.8976 | -718.2338 | -69.134 | 625.593 | 1399.8263 | 1988.4712 | -960.1472 | 164.2131 | 3.3233 | -1781.0342 | -516.2208 | -200.8139 | -178.8348 | 449.936 | -2692.5574 | -212.2226 | 4596.9941 | 1363.0634 | 5037.5806 | 9.6352 | -379.5519 | 2373.1628 | -1609.3353 | 1053.5217 | 905.8031 | -762.5803 | -680.2872 | 5289.106 | 210.1042 | -98.1518 | 170.9212
2030-02-16 | 12 | -39.2545 | 1.0033 | -80.9125 | -552.7154 | -1024.3062 | -1262.897 | -11799.5908 | 1668.9374 | 0.9997 | -134.7669 | 2824.9927 | 114.9729 | 1.0027 | -59.8328 | 1773.4557 | -2517.9888 | -873.6012 | 209.9994 | -523.3145 | 703.0775 | -1573.5857 | -1293.6039 | 109.5587 | 45.5365 | 3755.2014 | -1908.5409 | -2167.5891 | -660.0242 | -52.8304 | 684.2885 | 1224.7015 | 2461.5701 | -1141.1383 | 349.2554 | 3.444 | -1925.8922 | -1.5744 | 1.0018 | 0.99822 | 449.2957 | -2583.03 | 62.6562 | 4618.1406 | 1494.5266 | 5041.6499 | 242.9169 | -919.2507 | 3522.2217 | 73.5917 | 1300.8833 | 1532.1173 | -753.4781 | -940.9991 | 5562.4614 | 210.1042 | -118.1447 | 102.5197
2030-02-16 | 13 | -47.2764 | 22.8598 | -84.5205 | -571.5712 | -971.8239 | -1355.5685 | -12732.4951 | 2253.6055 | 0.98935 | -144.54 | 2232.418 | -8.628 | 906.238 | -226.5758 | 1532.6356 | -2245.5703 | -708.027 | 209.9994 | -434.786 | 301.102 | -1203.3237 | -972.5586 | 87.0649 | -5.0041 | 3586.7766 | -2131.9705 | -1659.0612 | -706.422 | -62.6725 | 819.3098 | 1350.4104 | 2642.4709 | -1045.2139 | 491.9231 | 0.91126 | -1424.8918 | 560.4255 | -922.0477 | -153.7094 | 228.7649 | -2402.9197 | 114.5073 | 4433.9424 | 1503.4813 | 5043.3428 | -2.887 | -1311.9236 | 1420.4219 | -1885.1775 | 783.1493 | 844.5917 | -1141.3896 | 205.1657 | 7359.436 | 210.1042 | 98.6258 | 135.2897
2030-02-16 | 14 | -45.1078 | -17.4456 | -77.2233 | -494.4305 | -981.0873 | -1324.4788 | -12199.0332 | 2646.4553 | 603.9827 | -174.8118 | 2223.8533 | -58.6653 | 1621.2009 | -226.7536 | 1644.4641 | -1972.0765 | -479.5663 | 209.9994 | -397.437 | 236.8104 | -1185.2506 | -1003.9932 | 148.6064 | -28.1238 | 3468.6292 | -2006.3965 | -1161.7006 | -668.9057 | -68.3189 | 930.2183 | 1324.6876 | 2261.1042 | -1138.6879 | 529.4239 | 0.67348 | -1108.8334 | 143.235 | -1142.5208 | 0.99657 | 429.3849 | -1899.0732 | 489.3264 | 3932.4158 | 1501.9225 | 4964.3354 | -282.5873 | -1178.0219 | -416.4498 | -3473.2437 | 569.226 | 96.0256 | -451.0214 | 966.624 | 10647.0205 | 210.1042 | 184.2361 | 104.8185
2030-02-16 | 15 | -50.6647 | 2.8259 | -95.4411 | -429.4603 | -881.5649 | -1408.4082 | -12079.1182 | 2591.4199 | 722.4265 | -209.2682 | 2661.7585 | 2.0192 | 2132.1948 | -293.6538 | 1426.7335 | -1839.9695 | -535.2813 | 209.9994 | -376.2725 | 168.1502 | -1222.1368 | -1056.9972 | 97.8419 | -19.2205 | 3365.0278 | -1924.5486 | -505.4851 | -661.7296 | -74.1884 | 853.8057 | 1323.2532 | 2372.6704 | -1134.0596 | 491.8013 | 0.58139 | -1205.2671 | -123.3434 | -900.2561 | 1.0057 | 449.4949 | -1827.954 | 467.6389 | 3981.7407 | 1584.5333 | 5012.938 | -285.4919 | -1069.9111 | 91.6603 | -3367.3127 | 514.8749 | 1.1044 | -797.3571 | 974.8226 | 11233.335 | 210.1042 | 198.5647 | 102.7226
2030-02-16 | 16 | -43.262 | -17.8516 | -90.785 | -395.6722 | -716.1432 | -1416.3622 | -12283.4463 | 2778.6357 | 32.1673 | -126.7765 | 2702.4338 | 40.9047 | 2134.8147 | -334.532 | 1297.5842 | -1568.0028 | -587.5113 | 209.9994 | -357.7169 | 174.1906 | -1143.5715 | -887.8277 | 134.9681 | -30.0568 | 3269.1929 | -1727.7297 | -203.845 | -649.0008 | -72.8233 | 919.9183 | 1000.8453 | 1729.0916 | -1287.8344 | 386.0407 | 0.57375 | -1156.517 | -781.1823 | -494.5185 | 42.6388 | 449.2574 | -1842.5443 | 514.9639 | 4246.5396 | 1595.4178 | 5035.5508 | -2.6752 | -1021.9777 | -89.8413 | -3846.0522 | 572.2553 | 361.36 | -1160.8398 | 727.4527 | 11103.9453 | 210.1042 | 210.7614 | 67.5007
2030-02-16 | 17 | -45.4251 | -18.1256 | -80.5882 | -408.7813 | -659.3787 | -1424.8939 | -12297.1328 | 2739.4214 | 0.9956 | -122.2525 | 2970.6709 | 25.4791 | 1877.955 | -340.096 | 1310.01 | -1359.0441 | -536.5485 | 209.9994 | -345.0895 | 19.6446 | -1045.2025 | -847.2683 | 83.8247 | -37.2657 | 3152.5359 | -1915.2292 | -99.1189 | -673.9684 | -69.1562 | 915.5408 | 1098.7313 | 2289.3425 | -1178.1323 | 422.7143 | 0.53515 | -1000.095 | -172.2449 | -964.7266 | -65.0829 | 449.4268 | -2080.5732 | 326.9102 | 4340.8145 | 1577.4076 | 5028.9951 | -2.9242 | -1097.9386 | 1749.2687 | -2441.4314 | 503.175 | 149.9187 | -1537.1185 | 448.4491 | 10868.1641 | 210.1043 | 161.6184 | 59.8225
2030-02-16 | 18 | -56.0382 | 1.0095 | -93.6558 | -428.0764 | -422.3853 | -1419.885 | -13385.3535 | 3522.0088 | 0.98566 | -118.1733 | 3088.9607 | 20.6815 | 1643.5089 | -336.9141 | 1385.7405 | -1080.8202 | -293.2054 | 209.9994 | -349.8175 | -199.81 | -1013.929 | -861.9588 | 127.0814 | -35.0424 | 3126.0283 | -2069.5664 | 237.3248 | -672.2914 | -68.2662 | 1056.8988 | 1397.6689 | 3389.7271 | -924.1236 | 565.9109 | 1.2883 | -793.3421 | 1030.4501 | -872.8948 | -155.0111 | 449.3924 | -2325.1072 | 134.9942 | 4508.6294 | 1509.3087 | 5048.7212 | -2.6342 | -1371.5284 | 1972.6052 | -3076.6328 | 562.6097 | 714.9915 | -2034.7761 | 3.2604 | 5853.3853 | 210.1042 | 48.3311 | 26.0918
2030-02-16 | 19 | -47.3106 | -17.1755 | -94.8421 | -428.0354 | -433.3481 | -1572.8562 | -13860.6592 | 3719.0298 | 0.9969 | -122.0861 | 3497.4934 | 84.0905 | 786.7055 | -262.3748 | 1620.7727 | -416.2401 | -323.0237 | 209.9994 | -295.7537 | -246.882 | -1256.4021 | -1255.3927 | 143.5458 | -33.93 | 2588.7446 | -1973.0914 | 62.2199 | -710.6495 | -64.1734 | 1133.2935 | 1444.5195 | 2215.3621 | -1008.4247 | 316.4424 | 0.75223 | -1099.7295 | -228.4165 | -576.2791 | -363.206 | 354.1219 | -2454.7998 | 87.8284 | 4913.4888 | 1493.8906 | 5060.3301 | -3.2268 | -1230.1478 | 2408.2878 | -3256.7969 | 1018.2624 | 816.1123 | -1517.5024 | -627.7944 | 8925.2969 | 0.10423 | -185.9895 | 19.6857
2030-02-16 | 20 | -45.7925 | 1.0078 | -99.4778 | -444.0956 | -657.275 | -1614.325 | -13627.4697 | 3313.1167 | 0.99114 | -98.8643 | 3602.5413 | 147.0639 | 750.4728 | -296.1252 | 1583.3536 | -188.6697 | -353.2536 | 209.9994 | -374.1493 | -144.5221 | -1404.579 | -1430.6398 | 128.9354 | -18.659 | 3040.3232 | -1933.104 | -205.9547 | -720.0948 | -67.0045 | 1051.9624 | 1401.9126 | 1873.4294 | -1125.0551 | 208.39 | 0.46435 | -1347.326 | -687.6619 | -397.8089 | -343.2061 | 450.1667 | -2450.5657 | 1.0002 | 4895.041 | 1517.0967 | 5058.688 | 11.7551 | -1076.0878 | 2376.6086 | -2899.4692 | 944.3893 | 401.5165 | -586.6364 | -288.4497 | 10648.0078 | 0.10423 | -226.7981 | -24.1257
2030-02-16 | 21 | -37.3672 | -15.0955 | -97.9492 | -421.7792 | -1016.5895 | -1609.2595 | -13256.3418 | 2662.1677 | 0.99449 | -122.5514 | 3079.2097 | 86.5207 | 1974.8966 | -289.4686 | 1727.5283 | 100.9626 | -188.5813 | 209.9994 | -382.1875 | -41.9535 | -1452.0322 | -1397.0707 | 121.2064 | -28.8595 | 3195.1653 | -1760.6898 | -306.9178 | -689.7151 | -66.5281 | 953.5228 | 1242.1224 | 1269.2448 | -1287.489 | 209.5651 | 0.49919 | -1194.672 | -1083.5637 | -876.6766 | -204.0939 | 449.5287 | -2284.0283 | 92.5553 | 4606.4219 | 1436.7366 | 5041.0913 | -2.8249 | -1583.2452 | 785.7812 | -4953.8232 | 770.7274 | 300.8999 | -551.2223 | 49.2965 | 11014.541 | 0.10423 | -95.3463 | 4.0485
2030-02-16 | 22 | -45.7526 | -16.9414 | -100.5379 | -436.2012 | -850.3466 | -1662.307 | -13700.6543 | 3031.3679 | 81.5409 | -137.9328 | 2970.929 | 1.0005 | 1658.9971 | -342.1422 | 1574.9285 | 100.9431 | -123.5774 | 209.9994 | -398.7562 | -164.9599 | -1294.6425 | -1180.9772 | 132.1549 | -43.0289 | 3334.5452 | -1898.9686 | -133.5496 | -722.2626 | -67.0166 | 1053.8499 | 1267.8052 | 1522.1282 | -1135.3236 | 270.7355 | 0.47645 | -859.8995 | -746.1551 | -870.2263 | -152.0635 | 449.5921 | -2229.231 | 211.0424 | 4634.1289 | 1476.8373 | 5046.6328 | 126.2249 | -1407.6107 | 1527.094 | -3851.3818 | 405.7532 | -229.1758 | -1118.8441 | 782.4084 | 11540.3457 | 210.1042 | 46.0167 | 96.4194
2030-02-16 | 23 | -44.1862 | 1.0206 | -98.0897 | -413.401 | -833.3148 | -1650.9454 | -13560.7031 | 3049.0571 | 980.4644 | -107.6004 | 2997.011 | 0.99953 | 2120.8271 | -379.0352 | 1407.2727 | -115.0016 | -166.8307 | 209.9994 | -375.623 | -150.0511 | -1228.5508 | -855.3419 | 153.4594 | -55.1272 | 3240.7283 | -1847.5975 | 9.6902 | -710.4307 | -67.6846 | 1069.2307 | 1055.5762 | 1127.7616 | -1210.139 | 278.4314 | 0.50562 | -693.6165 | -1137.9551 | -632.6619 | 107.3031 | 449.2929 | -1986.203 | 373.231 | 4132.1016 | 1522.8838 | 5035.605 | -3.1019 | -931.8683 | 474.9568 | -4421.3862 | 247.5605 | -76.7402 | -892.8945 | 1310.1377 | 11360.7324 | 210.1042 | 221.3995 | 232.1656
2030-02-16 | 24 | -23.7197 | -17.9567 | -68.265 | -463.1238 | -930.556 | -1378.6652 | -12618.3516 | 2471.3235 | 1529.7203 | -74.5199 | 3171.4275 | 48.8057 | 2055.6428 | -408.0824 | 1314.4004 | -413.6379 | -128.0236 | 209.9994 | -295.6423 | 273.0453 | -1359.9775 | -1031.147 | 150.6876 | -65.0091 | 2625.4597 | -1703.0101 | -802.9575 | -668.7008 | -66.6028 | 917.2448 | 717.4305 | 420.8583 | -1546.9257 | 344.3516 | 0.60756 | -721.7598 | -912.036 | -385.1974 | 156.7189 | 449.3231 | -1885.7294 | 609.2659 | 3940.8 | 1616.8354 | 5019.1489 | -2.541 | -592.7125 | 188.7113 | -4666.481 | 672.548 | -214.9591 | -593.9831 | 797.4653 | 11113.249 | 210.1042 | 153.3155 | 217.4606
2030-02-17 | 1 | -22.2409 | -131.6592 | -63.9225 | -321.7471 | -767.7963 | -1441.3635 | -12567.335 | 2170.3696 | 1841.7812 | -46.8935 | 3229.1951 | 50.1562 | 2104.7407 | -488.2829 | 989.9255 | -399.7727 | -110.4343 | 209.9994 | -174.7563 | 240.5747 | -1006.863 | -1150.3767 | 169.908 | -83.909 | 2124.7715 | -1510.3533 | -779.0373 | -628.6964 | -61.5501 | 995.4962 | 376.9025 | 185.9815 | -1759.0579 | 284.4464 | 0.51966 | -611.1295 | -1788.4014 | -290.261 | 229.9944 | 353.837 | -2369.9373 | 579.1337 | 3777.7251 | 1581.5417 | 5015.5913 | -2.5261 | -273.245 | 929.9122 | -3845.0576 | 817.5992 | -78.1637 | -1538.425 | 623.9335 | 10473.6172 | 210.1042 | 125.1518 | 178.3521
2030-02-17 | 2 | -26.9997 | -8.1123 | -88.2243 | -304.5424 | -564.5595 | -1506.489 | -12668.7715 | 2608.5508 | 2142.157 | -27.7294 | 3435.877 | 55.5419 | 1976.3276 | -554.9719 | 764.9158 | -417.8811 | -74.7673 | 209.9994 | -25.7922 | 241.9033 | -910.6569 | -1080.1824 | 147.4995 | -100.7325 | 1307.0096 | -1406.4352 | -804.7501 | -618.9442 | -69.279 | 949.1646 | 194.3871 | 4.3248 | -1870.7058 | 244.5229 | 0.4908 | -619.3892 | -1961.5363 | -112.7489 | 571.4007 | 24.6468 | -2429.8352 | 492.0759 | 3461.7834 | 1721.2008 | 4979.5356 | 89.5218 | -278.2356 | 1375.7722 | -3075.6282 | 768.1973 | -77.3896 | -1558.3229 | 969.193 | 6552.0767 | 210.1042 | 154.8011 | 335.1009
2030-02-17 | 3 | -29.0294 | -115.5839 | -88.5474 | -313.4081 | -567.9514 | -1498.9727 | -12610.2305 | 2696.854 | 2288.4175 | -17.5062 | 3475.0847 | 64.7197 | 1989.3191 | -587.4151 | 606.5336 | -727.9827 | -119.4287 | 209.9994 | -95.0558 | 241.3671 | -912.8583 | -970.8309 | 168.0715 | -97.2598 | 1278.9929 | -1380.9767 | -931.6257 | -623.4893 | -62.3414 | 987.2143 | 41.0623 | 0.9134 | -1817.5895 | 256.3584 | 0.49004 | -563.9525 | -2357.5718 | -93.1555 | 383.4661 | 0.87666 | -2400.2527 | 482.2482 | 3330.5281 | 1663.5193 | 4790.7808 | -4.8756 | -278.3771 | 1147.7432 | -3217.9097 | 681.3516 | -185.609 | -2183.1028 | 1193.811 | 7757.9771 | 210.1042 | 191.038 | 382.7301
2030-02-17 | 4 | -19.8791 | -105.6429 | -69.3791 | -416.8223 | -578.7213 | -1368.2378 | -12195.5098 | 2565.4939 | 2344.075 | -14.4898 | 3452.7043 | 67.1459 | 1995.7258 | -587.7628 | 578.8727 | -1269.0583 | -164.9893 | 209.9994 | -109.676 | 232.8598 | -922.9435 | -949.5404 | 162.4111 | -96.4412 | 1315.5516 | -1389.5968 | -886.8491 | -615.9233 | -62.2879 | 974.8019 | 12.8955 | 4.7622 | -1789.16 | 294.7353 | 0.4837 | -534.7704 | -1641.2085 | -8.9003 | 372.5638 | 1.0017 | -2442.3142 | 442.1725 | 3435.9241 | 1611.2378 | 4909.1802 | -2.9509 | -276.8235 | 1462.358 | -2958.3926 | 647.2537 | -28.5592 | -2104.2395 | 1302.2028 | 6922.3062 | 210.1042 | 209.3301 | 391.1334
2030-02-17 | 5 | -43.943 | -490.2086 | -95.5135 | -489.036 | -646.8204 | -1132.3982 | -11595.4277 | 2362.0974 | 2324.4468 | -25.376 | 3331.0803 | 35.8854 | 1994.1047 | -584.6737 | 573.5269 | -1690.7078 | -72.7308 | 209.9994 | -149.3071 | 149.0627 | -925.1984 | -984.1514 | 185.5232 | -101.8687 | 1646.8647 | -1767.6676 | -913.6249 | -574.3235 | -44.4449 | 1093.6858 | 315.1836 | 2433.6506 | -1416.7156 | 734.7447 | 0.46891 | -213.4714 | 1354.3386 | -90.3289 | 426.8531 | 55.8476 | -2464.3347 | 449.6683 | 3449.5662 | 1579.1232 | 4980.3413 | 1.0141 | -274.6935 | 2169.2288 | -2313.4751 | 712.8582 | -350.5648 | -1993.6537 | 758.0463 | 6917.8965 | 210.1043 | 117.7261 | 403.455
2030-02-17 | 6 | -57.953 | -651.8063 | -84.7549 | -563.7266 | -845.433 | -980.8174 | -10836.4629 | 1946.9243 | 2414.4893 | -9.8653 | 3545.5461 | 92.5794 | 2015.3855 | -567.2469 | 629.5433 | -1959.5057 | 19.8872 | 209.9994 | -319.9513 | 190.5934 | -1098.5806 | -1099.0681 | 215.2865 | -74.124 | 2735.0093 | -1682.9291 | -645.0468 | -569.4919 | -34.7951 | 1117.7933 | 803.9547 | 4442.5186 | -148.018 | 937.3201 | 0.41819 | -260.4975 | 4424.9121 | -315.4555 | 150.2687 | 137.9003 | -2536.0945 | 545.7523 | 4035.3604 | 1740.0585 | 4968.2271 | 55.3941 | -278.4655 | 2283.7231 | -1910.9657 | 1096.051 | 895.7983 | -1812.0569 | 365.9378 | 8174.3237 | 210.1042 | 94.7146 | 419.181
2030-02-17 | 7 | -69.1117 | -530.5533 | -90.2157 | -768.934 | -1030.8597 | -676.7319 | -9340.4482 | 1346.5166 | 2195.6692 | -58.0858 | 3406.3289 | 14.0103 | 1276.584 | -535.4669 | 793.7295 | -2128.9487 | 122.1748 | 209.9994 | -395.9333 | 195.2262 | -1122.5229 | -1124.0134 | 194.2552 | -63.7811 | 3307.6912 | -1843.1572 | -365.7153 | -509.6432 | -40.3222 | 1090.6337 | 1051.6385 | 6567.0591 | -31.1605 | 1293.9075 | 0.45532 | -171.3732 | 7311.1719 | 1.0029 | 322.8836 | 449.9278 | -2562.2778 | 395.8493 | 4289.1694 | 1883.5432 | 4976.9824 | 415.309 | -280.2086 | 2389.8682 | -1973.9946 | 1053.8434 | 194.8854 | -1045.6743 | 206.2041 | 9586.6621 | 210.1042 | -58.6478 | 304.0126
2030-02-17 | 8 | -74.27 | -539.669 | -93.5952 | -762.2098 | -1021.5955 | -606.5485 | -7380.8013 | 755.8726 | 1846.772 | -74.618 | 3162.3467 | 29.9915 | 1093.5265 | -466.2862 | 1050.9128 | -2233.7666 | 212.9001 | 209.9994 | -413.2924 | 202.4871 | -1212.6509 | -1570.536 | 189.89 | -62.2662 | 3444.1687 | -1904.2214 | -748.683 | -497.1413 | -45.09 | 1082.9153 | 902.9257 | 7412.8096 | -232.0391 | 1488.1063 | 0.465 | -297.4508 | 7818.2866 | 158.7863 | 461.6204 | 449.8155 | -2546.03 | 374.1843 | 4307.8374 | 1926.2167 | 4982.2007 | 529.8347 | -280.682 | 2400.4639 | -1881.6915 | 1083.4463 | 2.0928 | -1137.6516 | 82.9224 | 10877.041 | 210.1042 | -98.6995 | 277.3988
2030-02-17 | 9 | -87.0997 | -986.3555 | -98.5723 | -728.119 | -697.186 | -560.3509 | -7340.563 | 1328.7544 | 1132.3851 | -100.8909 | 2454.7043 | -8.2206 | 1358.0997 | -427.6483 | 1178.5245 | -2275.0767 | 251.8278 | 209.9994 | -378.6724 | -169.3383 | -1084.0479 | -954.5173 | 254.8343 | -75.1983 | 3397.7031 | -1977.4003 | -333.8369 | -439.43 | -26.9827 | 1398.5834 | 1050.5658 | 8508.2432 | -121.2951 | 1704.2146 | 0.35458 | -309.6701 | 8666.0029 | -27.6553 | 208.141 | 435.7531 | -2609.0605 | 419.8734 | 4391.0625 | 1800.3363 | 5037.3237 | 260.8658 | -515.6903 | 2106.0481 | -2022.9661 | 885.9591 | 362.1443 | -1783.0398 | 200.446 | 12456.1133 | 210.1042 | -84.9963 | 192.6981
2030-02-17 | 10 | -89.2721 | -929.6976 | -99.6951 | -734.6729 | -815.4825 | -513.3967 | -6523.6548 | 1224.2509 | 0.99955 | -114.8434 | 2005.8438 | -10.2729 | 1353.5197 | -389.6689 | 1316.9583 | -2216.562 | 225.5933 | 209.9994 | -364.6599 | -161.9378 | -967.5916 | -850.8799 | 237.9614 | -72.1189 | 3333.9519 | -2208.1677 | -303.881 | -433.167 | -30.1766 | 1353.2158 | 1154.2195 | 8582.3652 | -591.1307 | 1716.8082 | 0.77756 | -435.7944 | 8470.1504 | 1.0027 | 165.0389 | 449.7606 | -2492.4922 | 422.7206 | 4429.8628 | 1784.1091 | 5018.5049 | 217.8365 | -279.7513 | 1805.0251 | -1751.3723 | 613.5786 | 53.3139 | -1790.423 | 300.0586 | 11070.7432 | 210.1042 | -40.947 | 252.9961
2030-02-17 | 11 | -90.5997 | -1045.8208 | -99.7078 | -751.7654 | -913.1238 | -426.729 | -5122.0669 | 896.8618 | 0.99544 | -147.7644 | 1925.3816 | -90.116 | 1356.1659 | -404.0261 | 1251.0085 | -2311.0366 | 132.6077 | 209.9994 | -355.0232 | -366.9282 | -796.7662 | -940.0295 | 245.0023 | -66.4366 | 3335.6687 | -2374.9355 | -119.3619 | -418.7394 | -20.1731 | 1356.2212 | 1248.5162 | 8552.0322 | -972.7404 | 1669.3345 | 1.5821 | -408.6963 | 8620.7979 | -24.1962 | 147.2661 | 449.7953 | -2413.4299 | 359.426 | 4502.3105 | 1824.3033 | 5027.8574 | 250.6165 | -385.2568 | 1734.828 | -1326.9916 | 442.982 | 4.9502 | -1871.3958 | 238.1682 | 11047.1338 | 210.1042 | 3.0666 | 296.5063
2030-02-17 | 12 | -91.3571 | -919.556 | -100.4875 | -755.7025 | -1080.4824 | -429.1429 | -3722.3491 | 311.6037 | 1.0001 | -153.0469 | 1985.7131 | -81.5783 | 1421.2386 | -395.9346 | 1307.0863 | -2266.7842 | 118.022 | 209.9994 | -380.2599 | -260.0904 | -728.0909 | -1373.3972 | 177.4291 | -45.9561 | 3410.4578 | -2378.5356 | -692.3293 | -393.5361 | -24.131 | 1141.64 | 1396.8358 | 8335.4863 | -940.6701 | 1615.0464 | 1.6368 | -537.9852 | 8969.4688 | -38.5728 | 171.9052 | 449.7415 | -2590.8376 | 111.4539 | 4595.6577 | 1869.8068 | 5033.8965 | 362.6798 | -502.6967 | 1904.5958 | -1048.6046 | 319.9733 | -189.4254 | -1711.4132 | 207.8323 | 10667.001 | 210.1042 | 13.3475 | 287.4361
2030-02-17 | 13 | -88.7488 | -694.299 | -99.3563 | -761.9701 | -1479.4772 | -468.4828 | -3999.866 | -2.6508 | 330.2945 | -214.6065 | 2265.7002 | -142.1936 | 1562.662 | -337.9196 | 1613.6826 | -1731.9791 | 207.9922 | 209.9994 | -422.8947 | -204.7777 | -881.1194 | -3641.8735 | 113.4616 | -17.5197 | 3462.502 | -2410.3918 | -1431.6462 | -451.1958 | -31.8039 | 961.6913 | 1648.7583 | 7383.8613 | -966.4498 | 1574.7611 | 0.47696 | -728.131 | 9302.7715 | 3.6674 | 284.9318 | 450.0627 | -2563.5945 | 1.0031 | 4678.3628 | 1969.0874 | 5034.9189 | 569.812 | -527.873 | 1865.7239 | -604.7076 | 190.6397 | -372.963 | -1651.1832 | -0.4703 | 10345.2803 | 210.1042 | 94.9475 | 370.8916
2030-02-17 | 14 | -87.2472 | -835.1751 | -96.9736 | -750.0413 | -1499.9509 | -414.9775 | -3921.1296 | -2.8794 | 532.661 | -204.566 | 2493.8958 | -195.0012 | 1538.3624 | -424.1532 | 1421.4512 | -1063.6287 | 293.3675 | 209.9994 | -467.1823 | -347.2765 | -838.0872 | -5158.9521 | 98.8392 | -28.5507 | 3538.3484 | -2490.8511 | -1183.0282 | -435.9951 | -28.7037 | 988.8895 | 1670.1733 | 7209.3701 | -757.5571 | 1644.4095 | 0.53405 | -166.3901 | 10202.3242 | 40.3281 | 345.1081 | 450.0219 | -2534.1475 | -40.306 | 4622.7485 | 1982.3096 | 5034.4146 | 601.0645 | -498.6981 | 2001.5111 | -317.1435 | 395.0794 | -78.3592 | -2015.507 | -142.2378 | 12221.8242 | 210.1042 | 97.849 | 352.4683
2030-02-17 | 15 | -86.739 | -805.8113 | -94.5093 | -734.8212 | -1497.177 | -429.3474 | -4299.0361 | -3.117 | 286.2679 | -162.5813 | 2553.2686 | -117.4805 | 1216.6597 | -445.4417 | 1322.5623 | -1041.3032 | 297.2587 | 209.9994 | -485.1205 | -220.9902 | -958.4982 | -5502.6655 | 98.9408 | -52.224 | 3597.5669 | -2449.9287 | -1887.616 | -445.2319 | -26.7884 | 939.1765 | 1481.5006 | 6944.5518 | -819.3558 | 1700.1233 | 0.56506 | 116.409 | 10182.3037 | 89.9331 | 356.179 | 449.6881 | -2562.0479 | 0.06594 | 4406.3066 | 1880.8557 | 5032.3203 | 425.1886 | -432.0903 | 2151.8398 | -573.1773 | 704.8013 | -77.4275 | -1750.424 | -447.4976 | 13210.1396 | 210.1042 | 59.0763 | 322.8711
2030-02-17 | 16 | -93.8508 | -904.157 | -95.2534 | -711.9243 | -1750.1184 | -285.0549 | -3178.2356 | -419.4437 | 627.4526 | -134.5201 | 2707.0376 | -66.8802 | 1491.6268 | -441.9889 | 1310.2363 | -905.924 | 280.6169 | 209.9994 | -493.5877 | -108.6872 | -879.2413 | -5210.8457 | 61.2734 | -47.0373 | 3580.6484 | -2540.0281 | -1984.7328 | -412.1983 | -27.4224 | 869.6578 | 1552.8107 | 7569.439 | -667.9055 | 1802.6174 | 0.56421 | 141.0991 | 10425.2451 | 56.5697 | 408.2665 | 450.1404 | -2547.3076 | -98.2895 | 4548.0513 | 1965.1516 | 5031.4341 | 624.2838 | -433.3896 | 2415.1338 | -397.8198 | 538.8561 | -26.8063 | -1522.7305 | -214.7648 | 13009.8711 | 210.1042 | 55.6106 | 318.7616
2030-02-17 | 17 | -90.8183 | -902.1452 | -94.3385 | -735.3929 | -1865.7367 | -295.6037 | -2965.1851 | -465.9414 | 750.1056 | -99.7653 | 2955.103 | 0.99776 | 876.8375 | -406.7495 | 1350.769 | -1178.6675 | 312.1105 | 209.9994 | -489.4453 | -59.4844 | -1001.1295 | -5612.229 | 53.6714 | -43.7897 | 3423.2087 | -2534.3899 | -2093.2703 | -419.7422 | -25.944 | 837.3179 | 1504.834 | 7738.8887 | -682.2139 | 1697.4504 | 0.47029 | 559.4147 | 9919.1318 | 114.1784 | 417.4282 | 450.071 | -2605.1819 | -126.6784 | 4384.2217 | 1815.6176 | 5035.1978 | 387.724 | -280.289 | 2630.9287 | -804.7052 | 625.7339 | 0.94831 | -1086.179 | -291.6588 | 13346.4297 | 210.1042 | 32.0293 | 338.9069
2030-02-17 | 18 | -93.3552 | -1000.737 | -99.8947 | -721.1475 | -1628.6476 | -238.9325 | -3084.9099 | -108.1434 | 630.0291 | -96.5299 | 3208.3906 | 3.7034 | 1329.4062 | -396.7781 | 1349.3142 | -1223.786 | 287.7253 | 209.9994 | -454.9522 | -321.7921 | -1014.6107 | -5381.2632 | 15.8003 | -55.5997 | 3238.0161 | -2898.2852 | -1515.8226 | -413.0544 | -33.8135 | 921.9391 | 1636.9203 | 7866.5991 | -406.7917 | 1656.5565 | 0.49459 | 688.762 | 9362.1582 | -372.869 | -168.5712 | 450.3791 | -2476.4414 | -216.9169 | 4797.6577 | 1674.2521 | 5044.0815 | 156.8154 | -530.826 | 2430.3677 | -1647.0713 | 556.9238 | 89.9434 | -1172.149 | -179.8984 | 13594.8281 | 210.1043 | 53.9626 | 373.0931
2030-02-17 | 19 | -93.2723 | -962.4577 | -106.0974 | -716.6974 | -1239.0468 | -221.9857 | -2955.6121 | -3.4033 | 1.0004 | -83.586 | 3667.1362 | 74.0307 | 1132.7903 | -386.485 | 1387.3101 | -1542.7299 | 284.6215 | 209.9994 | -471.6652 | -227.1396 | -1201.9779 | -5708.1719 | 24.1637 | -58.4027 | 3273.8533 | -3093.6738 | -1765.9644 | -396.9306 | -39.4073 | 911.3792 | 1685.3378 | 7909.478 | -452.1306 | 1643.9109 | 0.45345 | 662.4437 | 8754.8926 | -290.7459 | -202.5634 | 450.5039 | -2671.5317 | -222.0107 | 5270.0581 | 1833.8058 | 5053.9531 | 443.8114 | -923.077 | 2139.7734 | -1709.3833 | 671.0048 | 520.4341 | -1331.8323 | 160.6849 | 12983.001 | 210.1042 | -25.0409 | 233.1559
2030-02-17 | 20 | -94.9246 | -1016.9467 | -110.1045 | -723.4237 | -1322.45 | -210.2637 | -3290.2812 | -3.6067 | 0.99503 | -119.8122 | 3923.751 | 113.8689 | 1147.3392 | -293.1044 | 1712.5785 | -1775.4557 | 308.1639 | 209.9994 | -522.6288 | -194.254 | -1373.1633 | -6346.5942 | 22.216 | -54.5864 | 3444.9641 | -3075.6348 | -1691.5559 | -393.9518 | -37.6114 | 894.3922 | 1940.8605 | 8131.9771 | -404.9753 | 1615.7048 | 0.51143 | 587.9044 | 8025.0361 | 50.3641 | -2.7461 | 450.4021 | -2763.7004 | -305.2966 | 5132.7354 | 1859.5011 | 5050.9453 | 588.6201 | -842.7914 | 2493.4204 | -1569.1096 | 928.9662 | 1041.6019 | -1011.6736 | 0.99134 | 12677.4619 | 0.10423 | -142.7759 | 158.2305
2030-02-17 | 21 | -92.7388 | -1043.5151 | -107.7347 | -722.0091 | -1516.651 | -230.6017 | -4186.6416 | -3.6917 | 319.0238 | -111.9855 | 3862.9648 | 106.0478 | 929.0165 | -296.6618 | 1617.7371 | -2063.2266 | 271.7783 | 209.9994 | -568.1483 | -197.2368 | -1327.9893 | -6321.522 | 46.0321 | -48.4193 | 3733.7029 | -2986.9102 | -1533.9047 | -394.1077 | -31.7165 | 934.7595 | 1627.4537 | 8203.8428 | -451.9659 | 1577.7335 | 0.59375 | 467.5561 | 7551.0093 | 291.562 | 235.6359 | 450.1314 | -2785.3928 | -233.1778 | 5106.3457 | 1956.186 | 5046.1934 | 803.4888 | -713.8287 | 2597.3604 | -1322.7266 | 946.9238 | 893.8961 | -874.9907 | 1.0207 | 12322.2109 | 0.10423 | -148.7983 | 158.9142
2030-02-17 | 22 | -79.0235 | -996.3154 | -100.3105 | -697.166 | -1841.3195 | -81.6246 | -3861.8608 | -815.4479 | 826.2511 | -85.3411 | 3552.4673 | 147.1355 | 530.994 | -258.8974 | 1501.3312 | -2213.8745 | 214.0816 | 209.9994 | -631.4964 | 212.1662 | -1464.151 | -5548.8008 | 36.3689 | -26.5435 | 4083.6299 | -2524.22 | -1824.1014 | -335.0302 | -30.6699 | 690.9938 | 1115.4622 | 7205.2134 | -814.7162 | 1515.5835 | 1.9224 | 194.3233 | 6524.9912 | 551.8987 | 606.1723 | 449.9128 | -2780.2559 | -215.4558 | 5092.625 | 2156.7329 | 5039.7988 | 1208.3856 | -544.3486 | 2394.5188 | -1148.0988 | 957.8896 | 247.6303 | -116.3636 | -81.6311 | 10784.7598 | 210.1042 | -186.4338 | 134.4835
2030-02-17 | 23 | -52.8653 | -1108.5305 | -84.7804 | -513.8408 | -1856.6707 | 59.8894 | -3169.6089 | -1290.009 | 1310.4531 | -39.6281 | 2769.5146 | 195.0127 | 1331.6606 | -316.4405 | 1363.3921 | -2328.9565 | 90.0712 | 209.9994 | -698.9078 | 487.3088 | -1428.8436 | -4591.2964 | 33.7022 | -3.6924 | 4469.2188 | -1675.1594 | -1927.8239 | -253.1915 | -34.5368 | 527.142 | 453.1047 | 5236.6484 | -1163.4365 | 1160.1649 | 2.9951 | -91.9171 | 4364.2295 | 230.3897 | 669.3886 | 449.8585 | -2787.4663 | -167.8654 | 4520.625 | 2050.4355 | 5032.5605 | 873.3405 | -282.5881 | 2438.9939 | -570.2658 | 948.1506 | 499.4891 | -240.4422 | 152.267 | 8846.5791 | 210.1042 | -85.7115 | 89.1496
2030-02-17 | 24 | -36.4765 | -1024.0133 | -77.0638 | -401.2289 | -1886.5514 | -29.9126 | -2784.4221 | -1327.4036 | 1749.6179 | -29.9621 | 2178.698 | 195.0052 | 1802.8546 | -361.6365 | 1222.8286 | -2252.3376 | 70.5816 | 209.9994 | -698.3804 | 599.5027 | -1347.7371 | -4065.4741 | 12.313 | -22.9161 | 4491.0098 | -1371.866 | -1847.7126 | -254.8264 | -37.9763 | 434.8547 | -62.4684 | 3754.8804 | -1390.2296 | 852.2899 | 3.3739 | 532.7967 | 2828.2126 | -315.943 | -34.3334 | 450.266 | -2704.5784 | -168.7672 | 4246.8682 | 1803.4978 | 5021.833 | 20.388 | -278.4011 | 2636.1316 | -730.3746 | 912.0409 | -78.3114 | -283.4603 | 0.030449 | 7914.313 | 210.1042 | -66.1265 | 221.5911
2030-02-18 | 1 | -22.6233 | -823.0508 | -68.5659 | -387.2946 | -1866.7352 | -293.2396 | -5821.8179 | -462.6898 | 1562.4385 | -1.6299 | 2038.7562 | 177.9479 | 1271.0826 | -402.4358 | 987.9813 | -1474.5826 | -183.9206 | 209.9994 | -743.9575 | 615.947 | -1446.0602 | -4962.6255 | 73.9024 | -9.9428 | 4018.3242 | -1162.1486 | -2329.6875 | -325.7507 | -37.2501 | 534.6157 | -369.5231 | 2333.1804 | -1618.803 | 737.8746 | 1.9817 | 22.3539 | 1967.4431 | 449.4305 | 447.3136 | 449.8449 | -2300.5991 | 0.99929 | 4054.6509 | 1753.0764 | 4989.2891 | 1.0118 | -278.2911 | 2739.033 | -726.459 | 1030.2413 | -251.868 | -600.4529 | -727.7886 | 8958.9316 | 210.1042 | -201.3976 | 402.3356
2030-02-18 | 2 | 6.0805 | 469.9132 | -63.4831 | -409.7562 | -992.624 | -1519.0787 | -9424.833 | 1721.9193 | 1796.4471 | -9.0147 | 2375.5803 | 107.8339 | 1870.8948 | -465.6483 | 798.8944 | -832.7254 | -557.6006 | 209.9994 | -478.6963 | 245.8215 | -1128.2145 | -4636.9541 | 18.5197 | -51.6881 | 3358.7759 | -1580.8604 | -1688.1694 | -705.2206 | -75.4451 | 632.79 | -351.3074 | -1417.1327 | -1539.757 | -254.2282 | 0.70767 | 77.3393 | -2276.1655 | 15.6737 | 405.3735 | 449.8803 | -2217.6128 | 0.99889 | 3979.5703 | 1743.9171 | 4893.0562 | 16.5197 | -278.3438 | 2623.8301 | -647.0169 | 498.7823 | -715.9835 | -1733.0876 | 639.5184 | 9345.3184 | 210.1042 | -27.6472 | 342.1931
2030-02-18 | 3 | 9.2136 | 0.99641 | -58.7409 | -271.1971 | -1086.4969 | -1141.2477 | -9097.4229 | 1586.7001 | 1849.1097 | -10.6988 | 2438.8799 | 95.7184 | 1550.932 | -487.0732 | 736.4733 | -1325.7222 | -437.6676 | 209.9994 | -329.8769 | 165.6551 | -1014.6034 | -3609.1311 | 59.3137 | -62.7005 | 2851.3296 | -975.8451 | -1163.9692 | -550.6611 | -67.6397 | 721.7034 | -496.3324 | -1202.9211 | -1652.156 | -128.221 | 2.1946 | 4.563 | -2793.3787 | 128.1532 | 500.5248 | 407.7461 | -2202.6096 | 49.085 | 3781.5332 | 1727.489 | 4779.4043 | 48.6203 | -278.4508 | 2686.8706 | -457.5917 | 520.0752 | -664.125 | -1721.4089 | 715.2244 | 8633.1191 | 210.1042 | -27.7961 | 377.0446
2030-02-18 | 4 | -11.2364 | -297.9199 | -65.6501 | -326.6798 | -1236.0198 | -793.5912 | -7567.0781 | 891.7994 | 1884.4231 | -21.7613 | 1781.8458 | 71.5381 | 1827.6677 | -501.0287 | 730.7217 | -1823.3901 | -92.6652 | 209.9994 | -508.8914 | 237.4856 | -964.33 | -2361.0391 | 83.1319 | -56.0253 | 3600.2417 | -1087.6025 | -646.7669 | -441.0063 | -55.1116 | 736.261 | -379.6618 | 1041.8059 | -1571.2828 | 435.2377 | 3.8093 | 128.2247 | -230.8264 | 93.4779 | 551.4989 | 318.2702 | -2214.7659 | 116.4135 | 3807.1289 | 1755.1074 | 4771.8545 | 117.7288 | -278.8041 | 2640.3286 | -615.3323 | 571.6927 | -509.6237 | -1505.5847 | 663.0292 | 8780.6768 | 210.1042 | -31.9818 | 400.7635
2030-02-18 | 5 | -14.7911 | -286.8823 | -67.6549 | -349.1978 | -1144.4983 | -794.142 | -7442.2256 | 894.3672 | 1771.8401 | -26.383 | 1948.4493 | 78.1055 | 1852.9817 | -499.6201 | 804.3394 | -1776.6866 | 6.9679 | 209.9994 | -481.3319 | 246.6337 | -1004.9027 | -2139.6853 | 83.9647 | -58.3596 | 3411.7764 | -1165.8739 | -695.3847 | -446.5632 | -55.6241 | 756.14 | -262.6026 | 1495.9484 | -1558.1761 | 481.1863 | 3.4272 | 160.2631 | 147.9636 | 152.8461 | 489.7549 | 326.3732 | -2255.7722 | 128.4855 | 3945.739 | 1761.0385 | 4771.8086 | 144.191 | -278.9692 | 2665.0029 | -727.0654 | 634.3749 | -92.1428 | -1958.3628 | 258.6588 | 8492.3301 | 210.1043 | -15.0131 | 421.231
2030-02-18 | 6 | -28.67 | -503.3752 | -74.0316 | -380.151 | -1408.1111 | -603.0599 | -5612.0342 | 0.99655 | 1472.6324 | -31.8189 | 2291.2002 | 91.593 | 1991.5092 | -470.24 | 929.1681 | -1844.8434 | 136.282 | 209.9994 | -461.2109 | 221.2472 | -1194.543 | -2714.9905 | 54.2433 | -64.405 | 3337.2444 | -1361.3586 | -843.2687 | -394.3513 | -48.8804 | 662.8098 | -116.4489 | 2743.3406 | -1546.6005 | 770.1795 | 3.5395 | 146.9586 | 1528.842 | -194.6196 | 271.9893 | 1.0001 | -2232.1038 | 0.67958 | 4179.7891 | 1699.5228 | 4979.4019 | -4.3807 | -278.157 | 2543.0522 | -1223.1444 | 466.4829 | -363.1713 | -1674.5833 | 1.1624 | 9984.292 | 210.1042 | 31.0791 | 500.476
2030-02-18 | 7 | -31.4308 | -406.7843 | -78.2542 | -402.0719 | -1595.402 | -662.8893 | -4777.6348 | -44.0609 | 940.6963 | -84.1928 | 2686.7043 | 87.752 | 1970.8607 | -325.5716 | 1451.5604 | -1777.9083 | 247.6187 | 209.9994 | -489.0165 | 261.2163 | -1285.557 | -2949.5957 | 92.5872 | -62.2472 | 3534.2112 | -1547.5039 | -819.9719 | -410.8731 | -48.1109 | 731.8831 | 98.9192 | 2922.8105 | -1594.6444 | 786.6033 | 3.8791 | 276.604 | 1917.0695 | 100.3431 | 356.8327 | 449.9304 | -2455.8875 | 22.2159 | 4565.6362 | 1837.4093 | 4915.2432 | 426.0097 | -280.3324 | 2469.4014 | -1193.4087 | 600.8116 | -278.5393 | -1403.77 | -237.472 | 10419.2402 | 210.1042 | -77.2302 | 352.376
2030-02-18 | 8 | -26.7838 | -213.8399 | -78.7532 | -411.1147 | -1779.4539 | -800.3965 | -4637.064 | -657.0075 | 0.99627 | -152.1343 | 2917.7305 | 63.7566 | 2021.2352 | 28.984 | 1851.026 | -1541.2758 | 292.1635 | 209.9994 | -608.8098 | 268.8118 | -1398.0872 | -3090.8889 | 85.9835 | -40.8103 | 4161.4087 | -1513.5505 | -970.3043 | -447.4326 | -53.6748 | 702.5311 | 252.1759 | 2766.0742 | -1617.6866 | 661.7122 | 4.3705 | 405.9983 | 1899.4929 | -326.1601 | -107.0157 | 450.2876 | -2535.5149 | -3.021 | 4800.0879 | 1615.2657 | 5013.4238 | 1.0151 | -277.2168 | 2334.9778 | -1066.9901 | 709.3521 | -578.5428 | -883.5506 | 0.92601 | 9242.583 | 210.1042 | -155.0478 | 208.2938
2030-02-18 | 9 | -38.1206 | -77.6564 | -80.3526 | -414.6212 | -1764.1204 | -920.8171 | -4599.5649 | -419.0508 | 0.99693 | -176.4534 | 2901.6541 | 54.1036 | 2087.2212 | 143.418 | 2084.6353 | -1145.7512 | 320.5281 | 209.9994 | -632.3262 | 30.9168 | -1322.4762 | -2703.9402 | 29.1154 | -99.0063 | 4287.665 | -1601.9943 | -573.3486 | -486.7975 | -62.0946 | 690.2917 | 289.5289 | 3022.77 | -1359.8544 | 604.3752 | 5.7276 | 1063.174 | 2226.0002 | -570.0222 | -219.7716 | 262.662 | -2500.4878 | -235.3671 | 4947.0972 | 1614.4683 | 5013.6362 | -3.5331 | -304.3728 | 2074.5781 | -1091.1532 | 694.1664 | -659.6752 | -638.4945 | 0.9993 | 8820.3057 | 210.1042 | -224.3764 | 82.8074
2030-02-18 | 10 | -20.2802 | -63.7668 | -78.6535 | -402.2767 | -1767.7992 | -952.3553 | -4374.1694 | -321.867 | 315.6979 | -183.4453 | 2943.1516 | 58.244 | 2040.6602 | 150.0855 | 2135.4109 | -1356.6406 | 293.246 | 209.9994 | -683.5506 | 17.9138 | -1301.9379 | -2625.7529 | 28.6137 | -96.0638 | 4442.6602 | -1541.2679 | -640.3975 | -488.0479 | -61.032 | 695.6934 | 200.5968 | 2677.094 | -1418.4464 | 551.9049 | 5.5663 | 1372.514 | 1847.1 | -537.4236 | -581.8094 | 450.7859 | -2459.0352 | -260.4244 | 5485.1714 | 1665.0232 | 5041.8325 | 125.7631 | -406.5826 | 2031.9379 | -775.0875 | 755.0289 | -79.8806 | -251.9193 | -226.3504 | 8246.3438 | 210.1043 | -305.8868 | 44.6627
2030-02-18 | 11 | -29.9955 | 29.8187 | -79.3662 | -397.0539 | -1761.3263 | -955.1148 | -4389.3057 | -438.5939 | 364.8671 | -188.7328 | 2281.031 | 50.1192 | 1584.4092 | -14.8178 | 2147.7896 | -836.6261 | 281.3084 | 209.9994 | -725.5918 | 239.129 | -1270.0022 | -3216.3562 | 57.857 | -86.0009 | 4471.708 | -1473.6329 | -1428.5425 | -480.3689 | -60.1517 | 634.1921 | -499.2135 | 1879.6069 | -1769.4281 | 487.4991 | 4.1093 | 2079.0171 | 1111.7307 | -537.7686 | -578.0509 | 450.7481 | -2377.386 | -124.8352 | 5482.3511 | 1689.4249 | 5051.0522 | 125.7962 | -648.0511 | 1730.2172 | -661.1473 | 655.5978 | -80.3133 | -438.8703 | -230.4306 | 7303.7842 | 210.1042 | -292.0591 | 25.6037
2030-02-18 | 12 | -41.3462 | 239.4079 | -83.563 | -485.9081 | -1763.8562 | -996.1295 | -4197.0957 | -500.5098 | 430.4532 | -247.1472 | 2720.98 | -66.4081 | 1536.1324 | -54.5848 | 2163.5247 | -627.5033 | 400.4185 | 209.9994 | -749.0605 | 43.8693 | -1312.8381 | -3271.8672 | -12.4407 | -83.9751 | 4513.6294 | -1895.8202 | -1174.9001 | -544.6054 | -64.4996 | 579.9433 | -102.1022 | 3532.3462 | -1333.5753 | 590.6769 | 3.6961 | 2306.8054 | 2861.825 | -551.4846 | -582.2688 | 450.7769 | -2353.8606 | -165.9258 | 5473.3311 | 1661.6493 | 5054.979 | 125.2102 | -741.3615 | 1615.0353 | -308.7353 | 877.8737 | 1.0264 | -252.2711 | -2.658 | 6889.0103 | 210.1042 | -296.7526 | 23.3679
2030-02-18 | 13 | -21.705 | 566.4595 | -77.507 | -476.5789 | -1774.8407 | -1118.5741 | -4052.562 | -676.5161 | 522.4466 | -257.4914 | 3359.9187 | -90.1947 | 1818.8621 | -179.0813 | 2125.8376 | -375.8807 | 539.9272 | 209.9994 | -698.457 | 255.681 | -1265.1654 | -3676.6887 | -49.1789 | -77.2989 | 4350.5112 | -1810.0892 | -1901.8734 | -571.8178 | -76.0161 | 417.0515 | -105.7049 | 2425.1357 | -1345.0734 | 369.9082 | 4.8761 | 2252.6807 | 2204.4246 | -574.765 | -565.4209 | 450.7489 | -2512.0537 | -255.5654 | 5498.9775 | 1678.3121 | 5055.1152 | 204.4954 | -857.5461 | 1624.7906 | -81.5429 | 673.7715 | -957.1923 | -252.7638 | 12.3108 | 4779.7466 | 210.1043 | -281.5413 | 20.5613
2030-02-18 | 14 | -19.6345 | 556.4835 | -73.2087 | -462.7966 | -1780.0775 | -975.367 | -3687.1455 | -931.5451 | 637.0123 | -253.5831 | 3710.1411 | -82.4253 | 2119.1511 | -170.5174 | 2135.675 | -507.2433 | 435.869 | 209.9994 | -606.8868 | 687.48 | -1195.2162 | -3679.5762 | -31.8228 | -66.9769 | 3804.7859 | -1674.2559 | -2365.1836 | -540.3364 | -77.4742 | 336.0601 | -309.2506 | 1879.4602 | -1486.5713 | 369.0777 | 4.3515 | 2029.1669 | 1863.1248 | -647.6841 | -225.0672 | 354.6773 | -2465.8616 | -145.5268 | 4914.0737 | 1598.7174 | 5053.251 | -3.3771 | -1076.4586 | 1597.9309 | 88.7709 | 708.9058 | -757.5328 | -756.9244 | 393.406 | 4988.459 | 210.1043 | -155.3065 | 155.402
2030-02-18 | 15 | -32.3427 | 340.5143 | -77.1583 | -492.5143 | -1798.2455 | -799.6253 | -2998.8457 | -1126.1238 | 258.7643 | -259.3544 | 3473.9092 | -131.5801 | 1919.993 | -180.4881 | 2053.0464 | -1338.3026 | 257.7261 | 209.9994 | -556.1509 | 693.0677 | -1230.9419 | -3615.0464 | -22.8944 | -61.0155 | 3498.9768 | -1895.1593 | -2154.5583 | -506.4416 | -68.2401 | 367.7029 | -56.7726 | 3021.7954 | -1393.4458 | 660.8404 | 4.2768 | 1974.8441 | 3327.3149 | -440.3952 | -194.4793 | 449.9777 | -2457.2759 | -46.4987 | 4969.2251 | 1639.4836 | 5052.7026 | 117.9987 | -905.0452 | 2031.9061 | 159.3968 | 663.8163 | -439.8103 | -981.7775 | 0.98919 | 6027.2905 | 210.1042 | -85.8918 | 216.4796
2030-02-18 | 16 | -44.2658 | 61.0482 | -80.9832 | -505.8336 | -1817.8129 | -611.7449 | -1995.8522 | -1483.4923 | 104.3462 | -242.9661 | 3368.1194 | -73.8295 | 2044.1752 | -211.822 | 2067.1741 | -972.8531 | 400.7113 | 209.9994 | -547.2278 | 910.5018 | -1189.399 | -3357.1316 | -14.6765 | -70.3723 | 3514.761 | -1964.8811 | -2364.0652 | -442.3012 | -58.5455 | 335.634 | 100.0915 | 4267.5566 | -1539.4679 | 997.2206 | 4.1457 | 2116.769 | 4733.8848 | -359.7973 | -92.1096 | 449.9206 | -2484.8081 | 97.09 | 5015.9541 | 1719.6801 | 5050.9307 | 282.9651 | -828.0661 | 2086.5654 | -34.5434 | 636.1993 | -197.2428 | -1203.9742 | -123.1417 | 6160.8613 | 210.1043 | -93.8322 | 210.3637
2030-02-18 | 17 | -39.8987 | 344.2528 | -78.0597 | -504.8017 | -1808.1093 | -764.1382 | -1878.1852 | -1405.9926 | 0.99569 | -192.6931 | 3479.7849 | 100.9964 | 1951.8192 | -185.6377 | 2117.3875 | -976.5624 | 406.5039 | 209.9994 | -559.6832 | 838.8643 | -1195.1428 | -3073.6741 | -53.287 | -72.0407 | 3616.9243 | -1949.4255 | -2280.071 | -481.702 | -68.0746 | 290.821 | 112.925 | 4070.2375 | -1547.9044 | 910.4685 | 4.5214 | 2083.949 | 4587.9014 | -404.2306 | -186.228 | 450.5484 | -2479.0818 | 1.0016 | 5036.7212 | 1703.7563 | 5052.394 | 192.6567 | -624.5193 | 2229.2334 | -151.4385 | 555.207 | -188.7268 | -1299.043 | 112.7519 | 5352.8013 | 210.1042 | -81.8705 | 215.6732
2030-02-18 | 18 | -43.8567 | 210.0741 | -78.9166 | -514.3187 | -1853.5641 | -551.581 | 282.7142 | -739.1868 | 0.99784 | -172.3356 | 4064.5613 | 126.7246 | 1207.6345 | 67.0232 | 2128.9792 | -1410.9426 | 511.689 | 209.9994 | -582.126 | 632.8618 | -1234.9847 | -3072.8252 | -67.3456 | -48.8245 | 2870.9985 | -1743.3184 | -3056.325 | -416.8479 | -71.264 | 284.9602 | 142.7306 | 5118.7793 | -1552.113 | 1063.938 | 5.0194 | 1210.3536 | 5309.9023 | -186.4277 | -372.6634 | 450.6524 | -2542.8875 | -131.4472 | 5135.0283 | 1656.2617 | 5059.7114 | 1.0031 | -1059.4341 | 2857.5549 | -71.6797 | 667.636 | -390.6843 | -532.6729 | -39.1503 | 4674.1367 | 210.1042 | -222.6814 | 234.4394
2030-02-18 | 19 | -35.9484 | 1.0005 | -77.3761 | -449.8073 | -1794.9966 | -469.3048 | 1311.9551 | -1103.8979 | -2.7592 | -254.955 | 3900.707 | 194.9991 | 243.7722 | 25.0765 | 2083.4998 | -692.5757 | 703.73 | 209.9994 | -707.8251 | 721.3644 | -1325.9778 | -3197.8704 | -57.7304 | -36.2995 | 3481.8103 | -1397.531 | -3382.7168 | -342.823 | -66.2811 | 288.6086 | -489.2199 | 4197.0352 | -1989.2057 | 992.2473 | 3.6541 | 1368.7421 | 4538.0098 | 14.9296 | -268.3946 | 450.5228 | -2520.3369 | -227.7295 | 5506.6177 | 1654.9419 | 5065.6455 | 341.4161 | -1387.1405 | 2767.415 | -478.537 | 833.9366 | -95.3598 | -940.0566 | -197.7031 | 4838.2422 | 210.1042 | -281.245 | 218.0691
2030-02-18 | 20 | -49.7106 | 1.0018 | -83.8633 | -485.8504 | -1604.6956 | -570.458 | 0.98418 | -327.5083 | 0.99612 | -312.3512 | 3873.7783 | 195.0006 | 196.0136 | 247.0962 | 2078.0752 | -310.7038 | 650.4683 | 209.9994 | -735.4208 | 703.7447 | -1342.4044 | -3661.6648 | -0.56097 | -51.6854 | 3633.9751 | -1475.9105 | -3291.1143 | -370.3036 | -67.5512 | 447.2838 | -471.5618 | 4227.6274 | -1903.52 | 966.4111 | 3.1859 | 1807.3712 | 4731.7627 | 201.7794 | -114.0247 | 450.4139 | -2644.7888 | -68.2904 | 5361.3286 | 1770.75 | 5049.2417 | 389.0458 | -1297.3622 | 2795.1829 | -87.2034 | 1093.1333 | 783.6804 | -1335.0746 | -446.914 | 4789.2461 | 0.10423 | -282.9369 | 138.7932
2030-02-18 | 21 | -54.1009 | -90.9138 | -86.6266 | -482.3022 | -1770.3723 | -556.9283 | -116.1624 | -675.8127 | 167.8737 | -286.8571 | 3475.9243 | 195.0009 | 825.0456 | 284.3116 | 2096.6335 | -487.5877 | 669.1427 | 209.9994 | -743.9012 | 677.623 | -1203.7051 | -3515.1045 | -7.8767 | -59.297 | 3777.7354 | -1544.7034 | -3374.4878 | -367.9619 | -62.3989 | 442.416 | -360.2397 | 4741.0757 | -1872.9985 | 1102.8713 | 2.925 | 2055.4802 | 4844.9238 | 421.1544 | 137.2141 | 450.2292 | -2874.7183 | -180.6495 | 5263.6436 | 1856.4364 | 5038.2163 | 588.957 | -1088.3798 | 2939.5427 | -189.1472 | 1023.3741 | 925.7248 | -1220.2841 | -317.1966 | 5222.6782 | 210.1042 | -268.9928 | 199.331
2030-02-18 | 22 | -36.3987 | 221.1649 | -85.1846 | -461.3626 | -1799.489 | -725.0755 | -461.0285 | -512.1623 | 496.1664 | -247.5335 | 3296.3352 | 123.2459 | 1320.5807 | 284.6085 | 2115.4436 | -563.2005 | 666.4628 | 209.9994 | -733.278 | 517.6695 | -1043.7861 | -3334.6973 | -60.5817 | -65.7574 | 3681.9915 | -1640.5314 | -3231.8213 | -420.5064 | -80.0858 | 378.6477 | -353.3987 | 4217.3003 | -1653.4683 | 948.8868 | 2.9551 | 2306.4006 | 3814.3171 | 613.8113 | 478.6286 | 449.9502 | -2711.4868 | -293.7321 | 5311.6099 | 2038.8442 | 5028.312 | 961.8737 | -836.6161 | 2971.9592 | 241.9514 | 607.505 | -446.4784 | -724.0287 | -102.8206 | 3865.228 | 210.1042 | -255.9332 | 372.0628
2030-02-18 | 23 | -36.5045 | 509.289 | -83.3312 | -467.1848 | -1788.152 | -786.3159 | -625.5235 | -722.0466 | 573.8278 | -164.3674 | 3981.3396 | 131.3825 | 1233.6577 | 109.5545 | 2078.814 | -709.5721 | 723.9247 | 209.9994 | -694.1629 | 552.6141 | -1090.0178 | -3320.0886 | -91.8258 | -89.1564 | 3501.5007 | -1659.7869 | -3135.2441 | -457.3167 | -93.3265 | 257.6456 | -189.5761 | 3780.7175 | -1530.1372 | 875.088 | 4.6305 | 2810.3279 | 3862.8809 | 487.677 | 622.3516 | 449.9356 | -2758.635 | -222.7872 | 4384.165 | 1797.1813 | 5017.6846 | 320.2522 | -441.0863 | 2990.2261 | 159.6012 | 585.7393 | -80.2525 | -825.3701 | 29.3472 | 3620.6714 | 210.1042 | -76.7853 | 451.9668
2030-02-18 | 24 | -21.7931 | 882.0464 | -76.7887 | -449.7048 | -1855.5945 | -1153.3254 | -3345.2505 | -961.8481 | 1340.6902 | -171.1147 | 3865.1221 | 63.9625 | 2039.4384 | -71.5625 | 1992.434 | -249.6165 | 579.7679 | 209.9994 | -712.0928 | 728.7023 | -1089.7252 | -2898.3572 | -89.5199 | -84.2111 | 4436.2827 | -1758.0549 | -2100.9707 | -580.2758 | -95.4389 | 225.5769 | -592.6964 | 2027.3085 | -1502.3683 | 487.3544 | 3.3989 | 2889.6968 | 2765.5505 | -224.7905 | 1.0013 | 417.388 | -2708.04 | -140.3985 | 4251.3799 | 1551.3638 | 4797.1216 | -3.8508 | -277.2922 | 2876.1499 | -77.3002 | 671.0927 | -866.7339 | -948.2826 | -13.2474 | 3551.5427 | 210.1043 | -164.6198 | 319.5641
2030-02-19 | 1 | -15.8985 | 777.6407 | -69.3039 | -407.9438 | -1900.4399 | -968.1125 | -3473.2207 | -1273.2064 | 1915.2615 | -126.3099 | 3887.999 | 82.3235 | 958.8834 | -108.5129 | 1619.6422 | -350.9749 | 533.8766 | 209.9994 | -660.001 | 877.3782 | -1150.6495 | -3249.7993 | -95.9491 | -78.9868 | 3989.4478 | -1471.5354 | -2571.9807 | -499.8243 | -89.3454 | 149.1908 | -841.0523 | 579.6461 | -1667.7622 | 408.6825 | 3.7193 | 2746.0654 | 1645.8728 | -7.2628 | 248.6105 | 449.9625 | -2640.083 | -220.2036 | 3806.7322 | 1567.272 | 4989.4731 | 1.0232 | -277.5318 | 3118.4902 | 267.374 | 812.2151 | -1408.1793 | -392.5081 | -2.6781 | 2903.0811 | 210.1042 | -238.9058 | 249.0872
2030-02-19 | 2 | -12.5401 | 825.4824 | -67.5652 | -422.6745 | -1758.6085 | -1138.8435 | -5606.0415 | -539.903 | 2212.9292 | -126.371 | 3886.9058 | 31.9234 | 651.3448 | -340.3943 | 1573.333 | 2.321 | 545.5405 | 209.9994 | -667.4782 | 873.3373 | -1200.2809 | -4037.3569 | -104.5597 | -53.8374 | 3873.4561 | -1407.8221 | -2574.8889 | -548.7886 | -88.8055 | 138.91 | -497.2981 | 0.98933 | -1586.8169 | 289.8363 | 3.9994 | 1730.0543 | 1185.928 | 89.7692 | 301.9859 | 450.0157 | -2803.9685 | -246.8932 | 3449.6899 | 1553.0005 | 4737.7012 | 1.0058 | -278.1289 | 3068.3774 | 9.6834 | 1138.0273 | -1125.3251 | -434.88 | -324.7825 | 3073.0046 | 210.1042 | -303.7576 | 142.0832
2030-02-19 | 3 | -23.208 | 883.9061 | -74.4371 | -514.2493 | -1183.9457 | -1290.504 | -8270.8076 | 1020.5557 | 2306.7102 | -115.0759 | 3377.6001 | -28.9209 | 1501.7102 | -442.0018 | 1258.047 | -522.1151 | 179.0597 | 209.9994 | -619.9374 | 687.326 | -1148.5613 | -5391.6689 | -47.4801 | -61.5409 | 3554.0359 | -1857.5946 | -2537.7209 | -647.1179 | -93.0959 | 394.6982 | -177.2838 | 265.6921 | -1370.0004 | 454.0705 | 2.4175 | 1579.7275 | 2016.4869 | 135.1654 | 431.3019 | 397.8955 | -2998.3867 | -99.5955 | 3485.0364 | 1732.8967 | 4624.561 | 299.5458 | -279.5477 | 3071.9602 | 21.31 | 1230.8553 | -204.6531 | -1211.3473 | 0.98509 | 3534.6348 | 210.1042 | -193.224 | 144.7505
2030-02-19 | 4 | -45.7555 | 530.6323 | -84.5841 | -595.8058 | -1229.6515 | -1097.9698 | -7459.9878 | 720.2197 | 2335.0959 | -97.9765 | 3383.9004 | -55.6949 | 1871.8635 | -534.4971 | 975.9703 | -411.306 | 225.777 | 209.9994 | -557.7622 | 540.358 | -1141.6226 | -5867.2046 | -43.4578 | -85.8748 | 3321.7192 | -2323.2505 | -2461.4636 | -623.9482 | -83.7368 | 478.525 | 399.6104 | 2154.0986 | -1065.0436 | 836.3397 | 0.64787 | 1879.7869 | 4859.4521 | 47.2123 | 421.2682 | 321.378 | -2752.657 | 0.99793 | 3590.3943 | 1728.42 | 4626.3057 | 270.9441 | -279.4124 | 3034.176 | -350.3606 | 1047.5208 | -81.5331 | -1312.187 | 287.9497 | 6182.9746 | 210.1043 | -170.148 | 124.0499
2030-02-19 | 5 | -65.6808 | 140.8609 | -92.9084 | -695.3881 | -1606.2494 | -722.6699 | -5274.8057 | -358.9515 | 2232.074 | -60.1716 | 3903.9414 | 33.3405 | 2047.0366 | -537.3074 | 959.4662 | -415.8286 | 367.4706 | 209.9994 | -515.201 | 699.3204 | -1264.5553 | -6232.3418 | -39.8497 | -98.2514 | 2873.335 | -2586.0684 | -2768.3291 | -538.3823 | -69.8806 | 411.1257 | 552.1859 | 4004.0359 | -998.7447 | 1330.4944 | 0.56629 | 2099.053 | 7596.27 | -105.9794 | 433.9166 | 7.6763 | -2801.4961 | -19.0031 | 3708.3274 | 1685.7819 | 4945.6733 | 128.6326 | -278.6046 | 2950.5854 | -638.4966 | 1101.606 | -84.0751 | -1148.6887 | -0.44893 | 8389.0449 | 210.1043 | -195.1605 | 34.6512
2030-02-19 | 6 | -86.4627 | -206.0914 | -99.2811 | -735.9255 | -1734.9606 | -512.1124 | -4255.1387 | -810.2996 | 1771.1318 | -48.8617 | 3842.2644 | 29.304 | 2061.8503 | -525.3438 | 1016.3936 | -411.3843 | 489.4164 | 209.9994 | -476.5447 | 365.8379 | -1278.3452 | -6496.4653 | -24.4675 | -115.8862 | 2793.0364 | -2952.2839 | -2565.0403 | -492.4548 | -59.1575 | 531.8932 | 940.3644 | 6188.3447 | -728.7565 | 1721.6169 | 0.50947 | 2308.8982 | 9421.3516 | -492.2565 | 3.6239 | 5.0764 | -2815.0427 | -144.1576 | 4068.686 | 1560.6603 | 4983.0938 | -3.8106 | -276.6902 | 2653.8796 | -1461.2836 | 918.0217 | -55.6382 | -1386.8033 | 87.5659 | 10483.7959 | 210.1042 | -131.6677 | 158.8898
2030-02-19 | 7 | -90.7475 | -257.1255 | -104.698 | -733.811 | -1808.1738 | -571.3672 | -4607.9785 | -683.0726 | 683.7078 | -200.6194 | 3928.1082 | 156.4122 | 1927.0869 | -503.743 | 1054.8237 | -416.0989 | 413.3749 | 209.9994 | -432.556 | 295.1058 | -1369.9047 | -6573.5796 | -96.8667 | -120.277 | 2598.0955 | -3170.2849 | -1979.4163 | -493.7181 | -64.3825 | 531.9971 | 1413.2494 | 6255.1265 | -369.5302 | 1681.7048 | 0.40882 | 2268.3772 | 9530.1797 | -315.2634 | -80.104 | 450.3629 | -2533.9214 | -455.1794 | 4431.5586 | 1696.125 | 5007.9756 | 118.68 | -278.9523 | 2695.0647 | -1118.2404 | 640.8114 | -683.318 | -1635.8602 | 215.236 | 11586.1064 | 210.1042 | -45.7408 | 386.4563
2030-02-19 | 8 | -89.7984 | -298.1761 | -108.7747 | -756.1853 | -1791.1263 | -746.7084 | -5801.5488 | -293.6417 | 765.0715 | -290.2858 | 3814.3049 | 195.002 | 1838.2412 | -449.0768 | 1238.3969 | -526.2116 | 257.1877 | 209.9994 | -572.2118 | 157.0228 | -1206.6174 | -6377.8179 | -37.2369 | -97.9835 | 3636.2781 | -3173.3142 | -1796.3002 | -543.1821 | -63.2982 | 770.777 | 1660.7753 | 5506.6699 | -248.5156 | 1514.0497 | 0.38011 | 2438.8799 | 9227.2598 | -674.697 | -319.1363 | 336.1848 | -2630.4932 | -373.3831 | 4650.6626 | 1530.683 | 5025.9053 | -3.5651 | -633.7733 | 2205.2998 | -1629.2952 | 825.7802 | -444.7498 | -1330.2772 | 356.5708 | 13207.708 | 210.1042 | -135.9059 | 192.5448
2030-02-19 | 9 | -82.3385 | -215.5131 | -105.7012 | -779.8828 | -1786.911 | -801.3972 | -6372.9858 | -287.6277 | 771.9109 | -177.6377 | 3741.4614 | 118.0413 | 1826.0051 | -379.3594 | 1514.0999 | -551.4664 | 130.4547 | 209.9994 | -575.7136 | 208.4013 | -1264.0316 | -6257.9258 | -38.9702 | -107.6412 | 3688.4419 | -3118.7378 | -1936.0356 | -580.5286 | -62.034 | 743.4791 | 1356.9797 | 4999.1133 | -317.4929 | 1337.1914 | 0.50058 | 2763.6003 | 8522.0049 | -818.7009 | -508.6684 | 352.1164 | -2573.4163 | -336.4002 | 4641.8594 | 1484.0745 | 5040.7363 | -266.1386 | -1389.3456 | 1922.147 | -1340.7045 | 777.7225 | -577.6732 | -1243.8075 | 287.1051 | 14238.9551 | 210.1043 | -117.5141 | 171.2957
2030-02-19 | 10 | -80.1814 | -115.0264 | -99.8734 | -786.2988 | -1842.2279 | -839.5559 | -7339.1714 | -321.7552 | 844.3828 | -157.4153 | 3892.9353 | 100.8455 | 1767.0049 | -376.9133 | 1527.2938 | -568.6769 | 60.1594 | 209.9994 | -550.9758 | 123.5674 | -1363.1511 | -6307.4224 | -46.7265 | -87.3626 | 3430.1162 | -3133.6934 | -1930.2578 | -601.4062 | -59.6761 | 673.5295 | 1716.3717 | 4424.6685 | -216.0744 | 1227.7416 | 0.52957 | 2108.7429 | 8866.0889 | -833.4847 | -411.4049 | 449.6019 | -2559.8091 | -339.0833 | 4598.083 | 1451.8903 | 5060.5444 | -223.9908 | -1587.371 | 1879.3267 | -1009.67 | 812.2932 | -520.0233 | -1385.9073 | -158.6038 | 14752.8584 | 210.1042 | -111.4597 | 184.1541
2030-02-19 | 11 | -64.834 | 388.3501 | -91.1849 | -811.2345 | -1580.6606 | -1125.2992 | -8120.7065 | 0.97986 | 811.9041 | -122.1612 | 3994.8652 | 71.4143 | 1752.0616 | -375.6361 | 1527.5995 | -299.6811 | -19.7338 | 209.9994 | -510.2292 | 185.411 | -1399.1024 | -6272.314 | -82.1611 | -81.3085 | 3042.4739 | -3138.6475 | -1808.8457 | -721.7444 | -72.4111 | 559.8305 | 1910.8317 | 3213.8325 | -139.2088 | 869.9764 | 0.5865 | 1704.3431 | 8398.9629 | -784.1922 | -286.2809 | 449.7658 | -2392.47 | -372.2898 | 4534.4058 | 1444.2371 | 5059.8008 | -166.3398 | -1730.3207 | 1935.6348 | -817.0957 | 746.4048 | -289.3846 | -1322.5194 | -0.58861 | 14698.3252 | 210.1043 | -78.2711 | 301.6933
2030-02-19 | 12 | -56.209 | 515.5991 | -84.4047 | -821.5035 | -1343.0765 | -1249.5444 | -8877.418 | 657.3312 | 275.5159 | -122.1871 | 4005.5598 | 43.0141 | 1756.1932 | -361.4236 | 1548.2744 | -400.0314 | -35.9024 | 209.9994 | -480.6419 | 223.7403 | -1354.5791 | -6200.23 | -40.1644 | -78.1787 | 2838.1365 | -3062.8313 | -1793.5005 | -764.6783 | -69.3544 | 626.3528 | 1857.9438 | 2987.8025 | -141.3221 | 758.1938 | 0.63451 | 1662.5704 | 7180.0742 | -767.4171 | -251.4442 | 449.672 | -2313.543 | -203.4763 | 4533.5806 | 1450.4845 | 5061.9814 | -127.4051 | -1789.9821 | 1980.4808 | -1044.8452 | 836.0495 | -85.1128 | -1542.2216 | -347.0995 | 14887.9004 | 210.1042 | -49.7512 | 356.4331
2030-02-19 | 13 | -73.5263 | 178.0192 | -82.0775 | -785.6223 | -1684.7333 | -883.4446 | -7087.8921 | -56.2907 | 420.8275 | -204.9183 | 3989.9741 | 114.0249 | 1613.1819 | -361.1622 | 1476.3372 | -746.267 | 191.7192 | 209.9994 | -479.8584 | 308.1978 | -1402.7609 | -6333.9238 | 23.3043 | -84.1223 | 2820.1343 | -2893.5342 | -2035.0085 | -656.0944 | -57.9778 | 649.0269 | 1748.9832 | 5281.4072 | -232.8912 | 1282.4736 | 0.5592 | 1668.5438 | 8580.4961 | -714.7003 | -165.7746 | 449.7232 | -2319.2576 | 24.4581 | 4594.7373 | 1495.9019 | 5068.687 | 0.99813 | -1644.7528 | 2071.2463 | -916.8333 | 956.6561 | 311.4074 | -875.6748 | -359.7139 | 13755.085 | 210.1042 | -155.2342 | 322.774
2030-02-19 | 14 | -80.8724 | 61.3388 | -80.3571 | -770.1302 | -1523.9999 | -724.9548 | -6369.9121 | -164.2955 | 1.0004 | -238.3557 | 3899.4617 | 127.2425 | 1241.7482 | -379.2896 | 1399.8239 | -752.5609 | 274.5837 | 209.9994 | -457.5661 | 349.0374 | -1224.4985 | -6400.9526 | 32.6756 | -88.0393 | 2663.5217 | -2833.9102 | -2092.0679 | -591.5667 | -52.872 | 655.5621 | 1575.8052 | 6408.355 | -369.579 | 1482.8336 | 0.53843 | 1642.6584 | 8637.1689 | -659.8912 | -72.9706 | 449.902 | -2662.4685 | 16.9177 | 4658.2134 | 1564.7203 | 5077.5625 | 134.1073 | -1350.2285 | 2251.0925 | -1231.7998 | 1000.8416 | 737.4924 | -1316.8079 | -256.6385 | 11616.7656 | 210.1042 | -127.7626 | 299.8362
2030-02-19 | 15 | -75.7173 | 172.5032 | -76.7678 | -777.5608 | -1382.9822 | -770.4227 | -6445.6069 | 1.0113 | -2.971 | -233.8281 | 3294.1379 | 87.746 | 1212.703 | -394.9482 | 1366.6586 | -539.0558 | 226.3587 | 209.9994 | -463.63 | 312.3587 | -1077.9303 | -6062.5225 | 42.7151 | -86.6081 | 2773.0967 | -2755.7646 | -2121.4119 | -611.6278 | -55.2444 | 681.8234 | 1507.5378 | 5926.02 | -418.4572 | 1436.8619 | 0.56002 | 1632.6998 | 8906.166 | -670.5832 | -58.5595 | 449.9211 | -2618.5212 | 93.1186 | 4658.6431 | 1586.6406 | 5076.8989 | 133.3455 | -1350.1716 | 2215.082 | -1694.7449 | 998.303 | 644.8196 | -1299.8262 | -0.78846 | 11125.3262 | 210.1043 | -166.0331 | 188.7496
2030-02-19 | 16 | -88.7731 | -19.2829 | -82.6479 | -735.519 | -1921.8822 | -509.8993 | -4916.9507 | -906.1139 | -2.9679 | -197.0495 | 2825.3718 | 195.0011 | 1095.9301 | -435.5968 | 1204.3558 | -485.7999 | 233.901 | 209.9994 | -503.4014 | 489.4212 | -1111.052 | -5775.3457 | 38.0037 | -70.6325 | 3026.7605 | -2966.6201 | -2335.259 | -525.4802 | -54.5256 | 558.7599 | 1320.1915 | 5787.71 | -581.1003 | 1637.9897 | 0.53733 | 1480.4331 | 9869.9141 | -654.379 | -24.1135 | 449.6826 | -2581.6003 | 123.4419 | 4619.1235 | 1597.2698 | 5065.6494 | 128.8528 | -1673.4364 | 2292.9341 | -1811.5242 | 1034.1392 | 423.2859 | -892.3093 | 1.0135 | 10595.8398 | 210.1042 | -221.0352 | 45.3995
2030-02-19 | 17 | -89.8617 | 67.8295 | -81.8129 | -748.4604 | -1823.0992 | -637.1561 | -5638.3521 | -407.1531 | -2.9739 | -190.0871 | 2821.3315 | 69.2404 | 1297.8602 | -356.8169 | 1507.3674 | -882.2773 | 280.5541 | 209.9994 | -512.2482 | 461.939 | -1097.3785 | -5739.9648 | 42.3171 | -66.8506 | 3136.3086 | -2896.8906 | -2218.79 | -562.686 | -55.2215 | 592.082 | 1447.2213 | 6424.5215 | -483.5781 | 1627.84 | 0.62005 | 1538.819 | 9576.3145 | -730.3388 | -150.8046 | 449.6013 | -2535.8982 | 155.887 | 4632.9092 | 1571.3383 | 5062.541 | -3.0169 | -1750.0485 | 2365.6328 | -2012.5608 | 1052.6172 | 508.6263 | -834.8441 | 1.0073 | 9362.5762 | 210.1042 | -234.794 | 47.1063
2030-02-19 | 18 | -84.494 | 89.7322 | -85.1515 | -758.0673 | -1784.9288 | -618.8439 | -5766.0747 | -411.7194 | -2.9914 | -181.6602 | 2704.8196 | 188.7532 | 1318.5454 | -299.9021 | 1599.0963 | -1594.9055 | 214.7302 | 209.9994 | -518.0814 | 425.318 | -1143.7134 | -5681.1152 | 0.64588 | -61.6531 | 3239.4326 | -3049.9893 | -2119.1838 | -556.0702 | -61.1818 | 561.0449 | 1334.9879 | 7078.2607 | -459.2475 | 1535.6582 | 0.62494 | 1359.2546 | 8170.6279 | -841.8049 | -312.7644 | 449.6695 | -2573.3821 | 26.0403 | 4650.0171 | 1550.3488 | 5064.3853 | -217.9956 | -1766.9659 | 1984.6345 | -1933.3954 | 942.7572 | 543.3643 | -1111.8392 | -39.9663 | 8101.8623 | 210.1043 | -174.8491 | -5.8246
2030-02-19 | 19 | -61.5988 | 593.6282 | -82.9058 | -755.5019 | -1297.3434 | -747.205 | -4314.2822 | -72.4863 | -2.9399 | -133.7281 | 2382.9546 | 20.6129 | 1715.6516 | 74.1648 | 1711.8334 | -1691.7953 | 123.1305 | 209.9994 | -542.4964 | 681.8892 | -1272.6865 | -5277.0215 | -50.7649 | -85.9579 | 3513.5996 | -2642.0581 | -2404.1318 | -579.3055 | -84.9123 | 420.5979 | 328.2147 | 5600.9917 | -830.8504 | 1176.1793 | 0.82026 | 2116.4863 | 5933.2158 | -890.6129 | -103.0615 | 449.4883 | -2154.8386 | -122.6135 | 4728.7246 | 1526.7653 | 5063.52 | -22.9386 | -1910.5858 | 1857.0841 | -2004.2378 | 689.3629 | 0.99846 | -1147.2269 | 208.3827 | 5614.0625 | 210.1043 | -147.9474 | -5.5414
2030-02-19 | 20 | -51.3539 | 835.9026 | -82.2295 | -714.7635 | -1598.7435 | -792.3118 | -3426.4836 | -805.7433 | -307.3967 | -169.3814 | 2374.3782 | 33.0954 | 1540.0859 | 336.1519 | 2179.4954 | -1583.3811 | 165.7489 | 209.9994 | -644.5529 | 791.4188 | -1325.4385 | -5203.5425 | -121.9091 | -102.01 | 3973.551 | -2434.1021 | -2695.8447 | -572.9933 | -95.6403 | 204.2935 | -236.5368 | 5097.269 | -1092.6804 | 1073.0956 | 1.6972 | 2698.5925 | 5007.6802 | -783.1747 | -229.687 | 450.2873 | -2176.2217 | -443.8408 | 4786.2578 | 1508.5463 | 5061.3115 | -86.2507 | -1476.2113 | 1812.4609 | -1718.4751 | 577.8279 | -396.0822 | -1066.7722 | 0.72534 | 3748.7749 | 0.10423 | -168.5027 | 107.7673
2030-02-19 | 21 | -44.9815 | 777.5091 | -81.2537 | -633.601 | -1858.3173 | -1023.8931 | -3158.1294 | -1044.1442 | 1027.5913 | -204.8578 | 1826.4847 | -24.7677 | 852.8795 | 322.3447 | 2199.0107 | -1450.2399 | 224.6698 | 209.9994 | -780.7809 | 497.8285 | -1255.3365 | -4725.6729 | -151.9653 | -109.6333 | 4542.1353 | -2520.521 | -2050.9788 | -606.7985 | -86.6978 | 256.7188 | 44.9111 | 4561.2217 | -717.1052 | 761.2778 | 2.663 | 3092.6831 | 4250.7202 | -759.0084 | -296.2167 | 450.5316 | -1923.7191 | -564.3372 | 4949.9678 | 1591.9716 | 5067.6562 | 64.6229 | -920.8635 | 2229.8884 | -1152.5856 | 417.3809 | -530.9313 | -614.702 | -148.4448 | 5144.3965 | 210.1042 | -225.548 | 70.5092
2030-02-19 | 22 | -55.1893 | 850.1024 | -81.2685 | -592.9136 | -1876.6119 | -1000.7717 | -3039.4373 | -1225.7316 | 1067.0841 | -183.1954 | 2116.1816 | 5.3619 | 787.4059 | 282.0607 | 2066.4045 | -1334.0181 | 217.2658 | 209.9994 | -739.0855 | 652.5059 | -1284.0532 | -4376.23 | -134.69 | -113.6757 | 4481.8999 | -2453.1375 | -2123.2239 | -604.9262 | -88.2359 | 190.5563 | -142.4791 | 4502.7617 | -800.8467 | 710.3757 | 2.9602 | 3092.7366 | 4221.3833 | -687.0771 | -250.3769 | 450.4699 | -1995.0963 | -441.8849 | 4953.291 | 1608.2561 | 5056.1948 | 177.1606 | -776.9059 | 2461.7646 | -795.8652 | 470.6652 | -600.469 | -503.2802 | 144.5624 | 3953.3618 | 210.1043 | -193.5061 | 39.613
2030-02-19 | 23 | -34.8309 | 655.0375 | -76.3671 | -529.3131 | -1879.7802 | -873.7151 | -2583.4043 | -1348.215 | 980.4766 | -165.0158 | 2033.3995 | 40.905 | 1117.5924 | 252.9389 | 1963.1754 | -1663.4667 | 247.4601 | 209.9994 | -729.3052 | 933.886 | -1160.1451 | -4325.6108 | -50.547 | -106.7187 | 4475.5337 | -2104.8042 | -2754.4263 | -513.1362 | -81.1657 | 213.4168 | -662.9611 | 3581.0232 | -1264.0847 | 707.1397 | 2.7541 | 2940.6277 | 3244.4456 | -437.0303 | 146.7122 | 450.2352 | -2017.2297 | -120.3047 | 4458.8857 | 1654.2836 | 5041.3105 | 210.5475 | -277.4256 | 2639.2239 | -366.1322 | 653.2463 | -460.0929 | -718.3303 | 0.97656 | 2089.3237 | 210.1042 | -180.5238 | -51.0527
2030-02-19 | 24 | -45.0307 | 514.7621 | -77.3532 | -553.9298 | -1936.1648 | -683.2982 | -2698.707 | -1140.7299 | 1324.8519 | -109.8951 | 2033.8556 | 20.9199 | 1619.792 | -67.6847 | 1429.5253 | -1889.2231 | 323.0832 | 209.9994 | -725.0657 | 888.3401 | -1029.344 | -4304.8652 | -35.0045 | -82.412 | 4388.9609 | -2254.261 | -2619.5796 | -486.4258 | -78.7743 | 300.0468 | 10.8348 | 4593.4141 | -1091.1895 | 909.1987 | 3.1408 | 2184.488 | 4068.8372 | -714.8194 | -2.2366 | 449.5876 | -2424.5654 | -101.0944 | 3973.6382 | 1516.7753 | 5008.2256 | -247.5876 | -421.9405 | 3097.0259 | -812.6555 | 720.5935 | -862.1726 | -51.9151 | 395.7725 | 1705.8599 | 210.1043 | -257.2205 | -44.3241
2030-02-20 | 1 | -45.769 | 534.0311 | -76.71 | -564.0093 | -1991.6866 | -842.4764 | -5370.6714 | -733.0111 | 1750.717 | -60.0822 | 2791.9175 | 124.9535 | 1879.4985 | -361.3813 | 1339.6012 | -1976.6018 | 261.3106 | 209.9994 | -692.2625 | 523.6138 | -1201.9159 | -4513.522 | -16.767 | -63.8711 | 4229.2656 | -2463.7129 | -2248.8965 | -576.3619 | -78.0117 | 393.7984 | 767.3344 | 4375.8252 | -765.5429 | 801.9926 | 2.9731 | 950.9965 | 3955.77 | -548.244 | 156.3931 | 1.001 | -2409.5627 | 1.0013 | 3869.7585 | 1555.7062 | 4917.083 | -3.4124 | -276.7545 | 3242.9683 | -408.7269 | 982.1212 | -461.0623 | -149.9636 | 119.9735 | 3257.0645 | 210.1043 | -323.4818 | 28.047
2030-02-20 | 2 | -47.3927 | 817.7339 | -75.1799 | -593.5178 | -1203.9967 | -961.2499 | -8065.9287 | 1395.6394 | 2127.5273 | -36.2541 | 2562.2686 | 98.0445 | 541.069 | -443.0312 | 1002.0829 | -1858.7111 | -64.2033 | 209.9994 | -607.6269 | 296.0071 | -911.5435 | -4669.7163 | -41.6109 | -45.4396 | 3859.7812 | -2533.0864 | -2446.1604 | -627.3004 | -98.7726 | 521.4677 | 741.1038 | 3797.644 | -892.2771 | 741.4077 | 0.74602 | 410.5201 | 2813.4331 | 951.459 | 958.621 | 62.1046 | -2494.3723 | -159.5017 | 3519.2266 | 1723.6554 | 4961.5649 | 384.712 | -280.8678 | 4920.1836 | 757.1616 | 854.025 | -90.3367 | -1112.9961 | 768.7938 | 2111.9353 | 210.1043 | -225.1293 | 137.4533
2030-02-20 | 3 | -48.7282 | 907.9728 | -71.2021 | -523.9805 | -854.0571 | -1450.1274 | -8946.2178 | 2079.9546 | 1756.1672 | -74.3739 | 2316.3848 | -83.9159 | 2002.668 | -563.0167 | 642.4959 | -1575.8538 | 12.3876 | 209.9994 | -330.5875 | 165.7392 | -593.8681 | -3542.2214 | -19.1647 | -98.2451 | 2915.5576 | -2416.0027 | -2173.1489 | -771.2136 | -104.4738 | 638.7341 | 927.2704 | 3315.3943 | -687.0305 | 659.7891 | 0.70912 | 875.6296 | 2084.53 | 0.99954 | 676.3127 | 0.99937 | -2468.5237 | -1.7761 | 2980.7361 | 1456.973 | 4641.1191 | 1.0213 | -277.6411 | 2896.5227 | -1095.3595 | 470.8805 | -206.661 | -1794.5709 | 1725.7747 | 4323.9639 | 210.1043 | -4.5906 | 223.584
2030-02-20 | 4 | -56.8334 | 625.4398 | -72.133 | -544.7552 | -905.1421 | -1284.8868 | -8402.9238 | 1881.3351 | 2098.7825 | -68.5379 | 2320.1033 | -101.1961 | 1966.8567 | -630.1015 | 472.0061 | -554.9537 | 174.7156 | 209.9994 | -306.2993 | 234.3407 | -648.4745 | -3586.6162 | 37.3127 | -111.6085 | 2759.4917 | -2464.552 | -2217.1736 | -722.5175 | -92.9976 | 710.7096 | 900.7782 | 3762.001 | -695.2712 | 905.2325 | 0.70825 | 1077.426 | 3607.6218 | -175.8013 | 611.524 | 0.99912 | -2419.3413 | 244.9544 | 2845.4458 | 1444.2212 | 4447.5073 | 1.0044 | -278.269 | 2633.2876 | -1625.1769 | 643.0665 | 0.99737 | -1342.7281 | 1496.0585 | 4829.5825 | 210.1043 | -32.9328 | 283.9646
2030-02-20 | 5 | -52.8746 | 695.8411 | -74.2413 | -549.4621 | -821.3583 | -1365.6033 | -8671.5049 | 2080.5227 | 2010.7703 | -65.0319 | 2680.5552 | -89.0858 | 1947.731 | -652.8546 | 476.6381 | 7.4113 | 174.6196 | 209.9994 | -272.7009 | 134.8872 | -775.2652 | -4069.7744 | 24.7846 | -117.487 | 2543.2454 | -2459.0095 | -2003.7395 | -744.8513 | -97.5223 | 721.4528 | 988.4855 | 3020.5396 | -616.3856 | 808.5344 | 0.70455 | 1154.946 | 3780.5083 | -167.1638 | 481.459 | 1.0019 | -2458.2588 | 217.5552 | 2904.9299 | 1431.3663 | 4360.0322 | 1.0473 | -278.3938 | 2698.1787 | -1678.8275 | 655.1254 | -80.9692 | -1338.6127 | 1482.6573 | 4837.4331 | 210.1043 | -33.2822 | 292.427
2030-02-20 | 6 | -54.0426 | 710.0236 | -81.5478 | -583.1716 | -704.5283 | -1426.2814 | -8712.3096 | 2128.3064 | 1605.3141 | -43.4966 | 3294.9917 | 0.99974 | 2070.8044 | -623.2474 | 649.1201 | -45.5408 | 248.7166 | 209.9994 | -260.6758 | -68.8735 | -800.7003 | -4260.6562 | -2.5905 | -121.4277 | 2618.6934 | -2514.6672 | -1578.0901 | -768.5038 | -99.0139 | 771.3091 | 1240.0422 | 2230.7617 | -493.6582 | 771.0563 | 0.61151 | 1195.6522 | 4958.2183 | -455.7991 | -12.0285 | -30.63 | -2526.801 | 42.2064 | 4049.4226 | 1661.51 | 4900.9487 | 1.004 | -278.0786 | 2632.7983 | -1358.6357 | 537.0518 | -382.6523 | -2058.2983 | 1056.5634 | 5804.6685 | 210.1043 | -87.8737 | 334.0775
2030-02-20 | 7 | -64.868 | 495.9226 | -79.85 | -627.2635 | -748.8351 | -1167.3607 | -8743.7783 | 2065.2593 | 148.2736 | -207.6026 | 2999.9082 | 77.0852 | 2066.8164 | -597.2742 | 739.8271 | 171.7658 | 242.8547 | 209.9994 | -459.1833 | -196.726 | -998.4686 | -4469.8174 | 31.9647 | -103.3662 | 3414.2141 | -2602.9314 | -1470.9094 | -696.6578 | -83.5421 | 937.0668 | 1584.9338 | 4104.0576 | -401.4259 | 1101.0699 | 0.54093 | 1071.4023 | 7258.4346 | -451.9785 | -5.3383 | 450.1405 | -2689.2686 | 0.98868 | 4658.2217 | 1681.2986 | 5006.6875 | 304.9598 | -277.516 | 2892.7773 | -2112.9109 | 761.6962 | 446.8806 | -2369.6099 | 163.0529 | 7249.6016 | 210.1043 | -110.0706 | 178.6273
2030-02-20 | 8 | -90.2068 | -100.4121 | -94.2017 | -753.6952 | -1717.3301 | -571.4903 | -6034.7012 | 1.0086 | 527.0469 | -260.7057 | 3385.6614 | 185.5432 | 1998.8217 | -564.6346 | 874.557 | -307.127 | 287.368 | 209.9994 | -485.9166 | 68.217 | -1461.6686 | -4646.1997 | 14.1571 | -80.6059 | 3469.0867 | -2811.5718 | -1578.8188 | -542.7424 | -68.4363 | 740.7539 | 1900.4209 | 6178.167 | -410.2991 | 1570.1893 | 0.45356 | 601.7238 | 10098.6934 | -784.5225 | -309.3003 | 449.6574 | -2148.0896 | -17.338 | 4768.4961 | 1529.8474 | 5031.3389 | -3.7587 | -656.5065 | 2420.8079 | -2019.9867 | 635.7177 | -82.8278 | -933.4593 | 567.6349 | 8308.8584 | 210.1043 | -70.8324 | 254.4851
2030-02-20 | 9 | -93.6239 | -303.3997 | -96.2479 | -746.2897 | -1926.5166 | -423.0148 | -5062.1372 | -863.0509 | 615.0464 | -291.0829 | 3679.9036 | 189.1977 | 1620.4896 | -497.9301 | 1143.7955 | -411.586 | 193.4294 | 209.9994 | -515.0865 | 114.2968 | -1541.4307 | -5078.8965 | -14.5364 | -71.7342 | 3522.8977 | -2881.792 | -1624.1957 | -501.3486 | -56.5951 | 612.09 | 2120.2976 | 5904.4805 | -365.2773 | 1569.6621 | 0.36178 | 594.1904 | 11164.5 | -820.7411 | -402.5972 | 449.7352 | -2092.4724 | -75.9138 | 4719.6011 | 1472.7781 | 5042.3682 | -182.9542 | -1155.2411 | 2340.019 | -1526.1285 | 722.2538 | -766.7391 | -291.0125 | 0.99547 | 9331.7324 | 210.1042 | -160.2118 | 220.0768
2030-02-20 | 10 | -89.6284 | -74.0446 | -89.0762 | -759.0762 | -1885.1582 | -501.3949 | -5415.314 | -770.095 | 549.1634 | -286.0117 | 3787.9587 | 194.9978 | 1628.3279 | -501.8208 | 1116.6591 | -16.1019 | 136.069 | 209.9994 | -510.7591 | 245.6893 | -1552.6257 | -5177.292 | -4.1034 | -38.3544 | 3416.481 | -2856.5916 | -1693.2395 | -539.8891 | -60.9605 | 588.4878 | 2249.2998 | 5081.2812 | -388.8226 | 1516.1409 | 0.39777 | 297.6189 | 11131.2119 | -805.5284 | -434.8638 | 251.429 | -2089.5356 | -4.775 | 4661.376 | 1465.9539 | 5056.0889 | -261.891 | -1586.9052 | 2131.2686 | -1625.3395 | 780.947 | -275.9619 | -486.7908 | 0.98013 | 8802.7275 | 210.1042 | -110.6485 | 180.7317
2030-02-20 | 11 | -90.5406 | -85.1407 | -83.7414 | -752.6631 | -1894.5397 | -456.7904 | -5365.5171 | -645.0685 | 0.9992 | -286.6139 | 3768.7466 | 190.246 | 1851.7599 | -501.5602 | 1117.2856 | 135.9485 | 139.0219 | 209.9994 | -486.9022 | 189.5929 | -1508.2385 | -5138.1099 | 12.6051 | -41.7331 | 3314.5859 | -2869.5464 | -1458.1924 | -533.7905 | -59.1971 | 645.5953 | 2261.3079 | 5029.1514 | -392.2751 | 1547.5399 | 0.40607 | 290.3524 | 11413.4912 | -821.1263 | -432.8508 | 203.0276 | -2066.2656 | 45.0463 | 4658.6851 | 1444.0979 | 5052.4424 | -257.7362 | -1695.5808 | 2040.6891 | -2008.0532 | 753.4235 | -83.691 | -663.623 | 1.0189 | 8633.7002 | 210.1043 | -81.983 | 173.1854
2030-02-20 | 12 | -87.3791 | -288.9614 | -88.1674 | -753.3137 | -1912.871 | -512.577 | -5160.3818 | -830.0209 | 0.99742 | -332.3215 | 3905.7708 | 67.334 | 1814.616 | -491.3398 | 1132.5979 | 379.5973 | 135.4723 | 209.9994 | -477.5506 | 33.9196 | -1487.543 | -4834.0381 | 33.0502 | -41.6058 | 3240.0608 | -2845.4604 | -1752.6255 | -534.8414 | -51.8444 | 665.0881 | 2322.0403 | 5030.0239 | -356.3337 | 1532.6477 | 0.39409 | 328.0268 | 12114.1348 | -821.7233 | -412.8271 | 198.3589 | -2037.9833 | 114.5127 | 4629.229 | 1423.3435 | 5061.4092 | -264.5299 | -1733.9308 | 2001.1299 | -1803.5864 | 801.0859 | -126.5663 | -560.7028 | -64.2244 | 9733.4717 | 210.1043 | -120.3339 | 151.4091
2030-02-20 | 13 | -89.2695 | -404.9326 | -87.1214 | -739.95 | -1940.3066 | -500.5316 | -4741.5073 | -872.3928 | 0.99869 | -325.0915 | 3825.4155 | 79.5407 | 1835.1768 | -477.3826 | 1147.3685 | 100.4515 | 216.5481 | 209.9994 | -452.7916 | 50.2933 | -1351.213 | -4199.4146 | 78.3047 | -39.957 | 3145.2676 | -2787.1621 | -1662.9672 | -510.9263 | -42.2766 | 765.2501 | 2277.2617 | 5709.2476 | -411.1081 | 1613.7683 | 0.41146 | 235.5475 | 12338.5723 | -632.8369 | -268.8258 | 449.5963 | -2095.002 | 242.05 | 4657.0625 | 1422.5081 | 5057.6787 | -88.9906 | -1552.0439 | 2002.1241 | -2257.5732 | 865.983 | -9.2748 | -935.5874 | -292.9763 | 10899.1426 | 210.1043 | -127.3042 | 170.8484
2030-02-20 | 14 | -91.4278 | -433.3443 | -85.6433 | -732.0994 | -1910.4985 | -432.4481 | -4023.4023 | -967.1406 | -2.9328 | -350.1416 | 3815.2156 | -0.93002 | 1867.1376 | -494.6723 | 1116.1619 | 457.6669 | 206.4504 | 209.9994 | -398.9753 | 53.3738 | -1183.0117 | -3376.105 | 66.2491 | -48.6633 | 2831.3193 | -2752.7019 | -1515.8075 | -483.8472 | -42.5019 | 738.473 | 2303.8704 | 6012.2358 | -461.1037 | 1689.5945 | 0.3704 | 286.2529 | 12366.9512 | -583.3698 | -174.352 | 449.5224 | -2167.7876 | 197.8739 | 4641.98 | 1442.2628 | 5056.4766 | -3.0278 | -1524.8109 | 2130.0046 | -2863.5098 | 707.644 | 1.0605 | -876.1115 | -0.99105 | 11432.1143 | 210.1042 | -97.5688 | 149.7935
2030-02-20 | 15 | -86.1052 | -350.9172 | -81.8247 | -739.0585 | -1906.3719 | -483.49 | -4014.197 | -969.9103 | -220.5152 | -345.9389 | 3649.0959 | 8.0756 | 1925.0072 | -517.9027 | 1093.417 | 359.66 | 239.8705 | 209.9994 | -421.1865 | 70.8474 | -1116.6566 | -3243.6025 | 68.3643 | -43.9414 | 2979.6838 | -2720.4312 | -1609.8433 | -502.4572 | -42.5769 | 745.8217 | 2345.8083 | 5761.4653 | -462.0978 | 1663.9988 | 0.37029 | 328.293 | 12419.3477 | -678.3756 | -265.3563 | 449.5936 | -2264.2212 | 213.8816 | 4640.8604 | 1428.2156 | 5055.6606 | -80.1073 | -1503.1036 | 2181.8257 | -2772.8896 | 717.0105 | 212.6959 | -1042.5442 | -59.497 | 12205.4355 | 210.1043 | -90.525 | 176.0391
2030-02-20 | 16 | -87.6953 | -305.445 | -80.404 | -741.3556 | -1895.5435 | -513.3185 | -4073.363 | -974.625 | -222.6716 | -346.5549 | 3654.8948 | 1.0007 | 1944.0348 | -526.5613 | 1087.0616 | 501.7669 | 241.75 | 209.9994 | -460.2314 | -42.4786 | -1137.4323 | -3776.637 | 50.2986 | -36.4257 | 3174.957 | -2858.4944 | -1582.5183 | -526.4631 | -43.0338 | 774.1565 | 2419.4656 | 5431.9736 | -300.7324 | 1569.2637 | 0.37368 | 398.1844 | 12439.6396 | -677.7097 | -161.2034 | 290.4516 | -2282.5601 | 145.0593 | 4637.7832 | 1402.8801 | 5060.2524 | -3.1355 | -1650.6934 | 2288.8936 | -2393.2971 | 731.9291 | 337.4072 | -1054.5227 | -199.7334 | 13872.6562 | 210.1043 | -97.5198 | 188.3824
2030-02-20 | 17 | -88.1673 | -319.3213 | -85.1386 | -714.2256 | -1957.4102 | -436.0239 | -3730.9282 | -656.2707 | 0.99495 | -293.1244 | 3714.4788 | 173.9388 | 1873.3772 | -480.3637 | 1186.5696 | 398.2425 | 243.8807 | 209.9994 | -472.5272 | -153.8388 | -1217.6324 | -4047.1855 | 26.9562 | -27.7747 | 3240.3 | -3239.7349 | -1365.7766 | -532.0388 | -55.9524 | 785.793 | 2757.5254 | 5481.9385 | 32.3439 | 1515.7737 | 0.33054 | 461.8142 | 12479.6934 | -785.9781 | -278.4857 | 225.804 | -1939.0311 | 53.2747 | 4587.6377 | 1385.4955 | 5072.501 | -213.9111 | -1535.1328 | 2505.8655 | -2135.9712 | 536.7643 | -582.5002 | -721.2704 | -1.5128 | 13941.3398 | 210.1043 | -119.5489 | 80.6404
2030-02-20 | 18 | -84.5114 | -361.8481 | -84.4122 | -705.0482 | -1965.7693 | -418.9719 | -3656.8755 | -621.1459 | 308.7212 | -301.6102 | 3367.9648 | 165.3415 | 1892.5251 | -442.6021 | 1270.0895 | 394.336 | 222.5894 | 209.9994 | -462.7995 | -9.7733 | -1215.2194 | -3829.8613 | 39.7101 | -43.0125 | 3290.4041 | -3250.9858 | -1249.2828 | -525.5592 | -55.6616 | 832.0151 | 2747.8948 | 5922.8252 | 36.2233 | 1554.1143 | 0.31913 | 669.2127 | 12518.582 | -851.9324 | -288.275 | 157.8551 | -1763.6902 | 76.3518 | 4629.9116 | 1381.1699 | 5072.2642 | -262.5738 | -1490.3445 | 2330.5837 | -2289.6992 | 417.3547 | -822.0756 | -893.2061 | -1.5483 | 13190.4785 | 210.1043 | -94.8119 | 55.495
2030-02-20 | 19 | -81.3032 | -446.9488 | -86.6509 | -690.7418 | -1707.1084 | -348.3466 | -2023.7361 | -500.2122 | 428.6238 | -308.2484 | 3075.0776 | 161.9728 | 1958.1669 | -423.6669 | 1351.6396 | 160.6839 | 182.1897 | 209.9994 | -444.1116 | -70.3454 | -1259.2476 | -3459.7954 | -12.6049 | -40.8997 | 3290.4922 | -3104.2686 | -1319.2556 | -501.1713 | -62.8967 | 806.2104 | 2789.113 | 5971.8496 | 16.1108 | 1532.4515 | 0.35191 | 460.6434 | 12474.4355 | -845.6345 | -56.4391 | 234.054 | -1766.7098 | -121.9116 | 4494.3911 | 1368.6445 | 5076.8921 | -255.7645 | -1334.3539 | 2384.376 | -2506.1431 | 314.0611 | -488.6107 | -1231.9778 | 539.0563 | 13014.6338 | 210.1042 | -25.09 | 167.1798
2030-02-20 | 20 | -80.1388 | -644.3994 | -92.1618 | -681.9838 | -1694.0959 | -330.2781 | -2559.9111 | -318.6072 | 396.4785 | -307.8127 | 2838.468 | 194.9998 | 2042.7416 | -386.4793 | 1483.6859 | -154.7933 | 151.4899 | 209.9994 | -502.2596 | -222.4936 | -1253.2183 | -3727.6982 | 35.3385 | -46.3985 | 3615.6829 | -2932.8503 | -1353.6202 | -477.9855 | -51.3995 | 934.1222 | 2643.0427 | 5744.8623 | -106.2613 | 1508.1215 | 0.34246 | 526.2473 | 12435.8525 | -825.9394 | -57.8819 | 398.0623 | -1922.7957 | -67.3454 | 4483.3242 | 1370.981 | 5072.6694 | -256.3963 | -1168.8463 | 2257.2065 | -2169.05 | 358.1417 | -265.6767 | -1571.0093 | 299.7769 | 11872.0713 | 210.1042 | -9.1396 | 137.5391
2030-02-20 | 21 | -83.7271 | -608.7748 | -97.5427 | -686.9672 | -1896.296 | -339.5386 | -2696.8933 | -554.8563 | 467.6858 | -305.1559 | 2869.9536 | 194.9996 | 1958.9138 | -432.0414 | 1347.3563 | -140.7723 | 122.6915 | 209.9994 | -500.5937 | -179.232 | -1279.8008 | -3944.9858 | 24.6079 | -59.3298 | 3583.5811 | -3015.0889 | -1475.9557 | -471.5192 | -54.791 | 825.485 | 2515.2043 | 5837.8628 | -108.0979 | 1535.4871 | 0.27666 | 681.8714 | 12401.9951 | -709.7534 | 1.1374 | 450.0966 | -1821.2787 | -30.627 | 4534.0083 | 1404.345 | 5065.6006 | -99.7539 | -1074.1926 | 2406.4795 | -1972.7526 | 226.9733 | -914.276 | -1301.1439 | 229.8024 | 10518.3467 | 210.1043 | -49.8354 | 85.0012
2030-02-20 | 22 | -86.2765 | -484.7028 | -98.6075 | -696.2936 | -1900.0365 | -351.9746 | -2664.0781 | -606.8978 | 554.584 | -257.7847 | 2700.3215 | 157.9315 | 1789.901 | -464.3016 | 1297.8258 | -417.7029 | 145.7197 | 209.9994 | -520.6503 | 42.0107 | -1283.1378 | -3857.2761 | -2.9483 | -62.6396 | 3624.6936 | -3153.7241 | -1648.9205 | -477.8558 | -63.0609 | 736.8218 | 2473.1238 | 6092.457 | -129.5649 | 1600.8695 | 0.32733 | 512.5356 | 12397.1914 | -626.7523 | 55.6181 | 449.5772 | -1844.1581 | 15.4969 | 4479.0298 | 1418.5629 | 5057.2334 | -3.5398 | -883.2787 | 2676.2925 | -1734.2285 | 233.8093 | -837.0167 | -1033.3695 | 224.51 | 9129.3135 | 210.1042 | -57.2105 | -7.2708
2030-02-20 | 23 | -87.1113 | -585.8158 | -95.6315 | -707.6526 | -1907.4955 | -310.8312 | -2270.6736 | -1188.5459 | -2.8674 | -303.4294 | 2338.884 | 195.0044 | 1163.6639 | -436.2501 | 1292.4904 | -795.1188 | 174.2745 | 209.9994 | -557.5239 | 287.3824 | -1073.7421 | -3497.354 | 61.7298 | -57.3219 | 3806.9407 | -2813.4998 | -2133.0081 | -432.6216 | -45.5697 | 731.0179 | 1941.8656 | 6449.373 | -530.9683 | 1758.118 | 0.24572 | 408.1824 | 12433.4941 | -395.5132 | 316.9283 | 449.3748 | -2296.7014 | 220.0884 | 4353.0869 | 1493.6855 | 5038.5425 | 262.1097 | -757.0043 | 2932.8926 | -1840.1947 | 436.3042 | -54.6202 | -1082.9987 | 40.6722 | 8933.208 | 210.1042 | -94.6073 | 2.4158
2030-02-20 | 24 | -89.3534 | -352.9607 | -90.1321 | -715.2698 | -1902.9763 | -369.3779 | -1731.0649 | -1449.2347 | 580.9644 | -230.9689 | 3160.9126 | 123.0995 | 1897.38 | -502.3511 | 1007.1423 | -1319.701 | 117.4674 | 209.9994 | -548.3383 | 411.837 | -1019.851 | -3342.7991 | 23.3096 | -43.0092 | 3781.8291 | -2512.3279 | -2292.0161 | -444.0355 | -54.416 | 538.4509 | 1701.4033 | 6927.9336 | -713.8862 | 1866.1194 | 0.26926 | 115.3747 | 12368.4434 | -715.668 | 105.95 | 449.5751 | -2587.9473 | 272.2543 | 3828.95 | 1327.2655 | 5002.7495 | -290.311 | -272.505 | 3038.4595 | -1840.8497 | 648.2183 | -534.1434 | -240.8677 | 332.9953 | 8654.3828 | 210.1043 | -257.2318 | -17.3936
2030-02-21 | 1 | -89.5343 | -540.8558 | -85.2882 | -736.473 | -1996.7817 | -368.3984 | -3448.8293 | -747.2747 | 1963.8038 | -125.6194 | 2681.6477 | -151.672 | 1396.3721 | -491.5031 | 912.7178 | -2358.625 | 124.3104 | 209.9994 | -513.6301 | 274.5539 | -721.1561 | -2291.926 | 82.8931 | -59.6948 | 3770.0571 | -2518.6133 | -1661.9319 | -439.2137 | -38.8019 | 720.2435 | 1213.0085 | 8132.2153 | -711.6281 | 1825.5021 | 0.47452 | 72.197 | 10995.0908 | -797.7465 | 1.7926 | 449.9755 | -2562.3933 | 318.0698 | 3455.1438 | 1331.7257 | 4612.9541 | -293.8717 | -272.9098 | 3115.7417 | -1407.9923 | 742.0207 | -119.968 | -401.7757 | 344.7432 | 9528.4512 | 210.1042 | -252.6735 | 67.5662
2030-02-21 | 2 | -82.965 | -283.3888 | -81.2739 | -716.0018 | -1603.1301 | -478.2153 | -5674.9673 | 250.3171 | 2312.8669 | -102.2943 | 3400.1624 | -163.03 | 2137.6487 | -544.6849 | 601.7747 | -2863.7854 | -13.7332 | 209.9994 | -235.5614 | 482.4561 | -688.9401 | -1471.5469 | 136.7753 | -82.164 | 2799.1218 | -2113.8643 | -1815.0968 | -441.041 | -52.4827 | 729.6914 | 487.6854 | 8049.9453 | -1312.7957 | 1785.6681 | 0.61944 | -258.4892 | 8661.04 | -108.8404 | 258.666 | 336.1947 | -2592.1621 | 502.7558 | 3283.8157 | 1331.5641 | 4453.1704 | -2.854 | -272.2104 | 2333.3833 | -1966.9412 | 731.3869 | 631.494 | -1256.5978 | 1508.5317 | 6478.8257 | 210.1043 | -47.6765 | 140.5221
2030-02-21 | 3 | -73.4919 | -269.202 | -78.2583 | -520.1618 | -1279.7573 | -621.8879 | -7168.541 | 1050.4664 | 2415.8135 | -41.9522 | 2776.2339 | -91.499 | 2131.1846 | -607.9853 | 250.464 | -2560.9773 | -218.4825 | 209.9994 | -171.4023 | 374.9057 | -502.1344 | -938.5966 | 163.8958 | -91.1988 | 2600.2361 | -1885.795 | -1446.7283 | -428.5361 | -58.7671 | 854.0758 | 152.9492 | 6012.0986 | -1455.9865 | 1567.0492 | 0.69219 | -346.4193 | 5739.355 | -126.9476 | 565.3296 | 1.0005 | -2582.8223 | 638.2147 | 3032.2395 | 1310.5974 | 4559.1714 | 1.0094 | -278.0252 | 376.4419 | -4059.3467 | 742.09 | 693.2831 | -1582.0675 | 1317.7478 | 5513.7666 | 210.1043 | -11.279 | 189.0748
2030-02-21 | 4 | -57.6248 | -19.3094 | -73.3152 | -465.3454 | -1083.0662 | -848.5553 | -7993.1714 | 1790.1478 | 2482.5083 | -44.6602 | 2647.6636 | -99.0068 | 2144.7776 | -607.6863 | 252.1978 | -2129.9734 | -271.6225 | 209.9994 | -175.2289 | 298.0036 | -473.3371 | -798.4402 | 167.1779 | -93.3949 | 2710.5593 | -1829.6526 | -1239.7047 | -484.8227 | -70.2199 | 912.4688 | 144.8135 | 4668.0747 | -1470.1368 | 1276.4623 | 0.69328 | -299.0314 | 4204.2354 | -194.1789 | 497.8633 | 1.0022 | -2597.0132 | 646.4843 | 2999.5139 | 1194.3893 | 4478.4404 | -2.8803 | -277.3873 | 320.7836 | -4179.7432 | 750.9483 | 678.8292 | -1511.1932 | 1433.4702 | 5314.9824 | 210.1043 | -20.6217 | 125.838
2030-02-21 | 5 | -51.3242 | 54.7691 | -71.0005 | -443.2697 | -977.0584 | -897.1143 | -8301.7227 | 1933.4445 | 2413.6553 | -48.4661 | 2853.1821 | -91.8344 | 2166.2302 | -597.5255 | 310.2871 | -1700.6344 | -309.4725 | 209.9994 | -155.9704 | 241.0192 | -511.1854 | -759.4193 | 155.1208 | -92.3874 | 2678.8782 | -1649.0872 | -938.281 | -492.3709 | -74.5698 | 901.4059 | -19.6966 | 3925.6182 | -1589.8567 | 1101.8629 | 0.68369 | -449.3809 | 3486.4675 | -112.358 | 493.6011 | 0.99744 | -2627.8921 | 674.274 | 3021.6538 | 1289.4253 | 4500.083 | -2.9711 | -277.9055 | 267.808 | -4194.5151 | 734.8828 | 596.1722 | -1683.7834 | 1231.546 | 4468.564 | 210.1042 | -17.9295 | 160.0405
2030-02-21 | 6 | -49.2521 | -14.7224 | -74.0597 | -598.5778 | -1033.4679 | -822.5775 | -7957.9321 | 1804.2334 | 2058.6375 | -17.3657 | 3218.8301 | 9.0858 | 1696.5847 | -583.3694 | 367.7691 | -1144.2272 | -179.3351 | 209.9994 | -192.74 | 202.2668 | -863.3232 | -921.4459 | 162.662 | -84.8891 | 2806.2678 | -1695.1936 | -320.5033 | -498.7744 | -63.1566 | 930.1189 | 302.8827 | 4356.3188 | -1263.8566 | 1059.9402 | 3.3168 | -325.2497 | 4767.0513 | -422.243 | 150.5279 | 0.99878 | -2696.2617 | 601.4313 | 3799.0911 | 1321.324 | 4849.2144 | -3.1522 | -274.3508 | 2688.6853 | -1882.3125 | 947.4302 | 721.7318 | -1960.2467 | 233.346 | 5487.9028 | 210.1043 | -158.707 | 172.5638
2030-02-21 | 7 | -40.3534 | -157.2092 | -85.5183 | -518.7339 | -1365.6183 | -695.8787 | -6489.7397 | 310.8992 | 251.4293 | -18.6196 | 2559.2402 | 157.0935 | 1485.3821 | -407.3417 | 1079.3442 | 66.1019 | -136.7376 | 209.9994 | -448.9486 | 226.5177 | -1165.7123 | -1295.1276 | 56.3636 | -42.4856 | 3850.4468 | -2005.2689 | -877.611 | -447.7398 | -73.5142 | 724.4998 | 365.832 | 2390.3611 | -1473.0408 | 893.6346 | 2.979 | -872.0569 | 5621.2188 | -39.4129 | 1.0004 | 0.99981 | -2819.9348 | 266.4675 | 3884.8044 | 1259.1539 | 4837.73 | -174.1063 | -278.193 | 3796.5137 | -1506.0359 | 820.0331 | 1301.7589 | -2038.536 | 1.5949 | 6145.0874 | 210.1043 | -8.0339 | 273.3338
2030-02-21 | 8 | -26.1226 | -737.4612 | -84.879 | -431.2204 | -1924.7443 | -326.3617 | -5111.877 | -641.2406 | 257.1622 | -80.0307 | 2895.5144 | 194.9993 | 2133.2212 | -282.978 | 1560.6791 | 588.3546 | -175.9438 | 209.9994 | -549.2704 | 318.226 | -1553.8489 | -1320.4281 | 18.0362 | -0.8997 | 4120.2666 | -1195.1862 | -767.3399 | -329.8301 | -60.4864 | 547.5482 | 645.9058 | 993.3936 | -1490.4994 | 732.5724 | 5.4076 | -1475.4957 | 6210.5107 | -885.937 | 0.99945 | 389.3311 | -2752.9111 | 179.7588 | 3895.8098 | 1282.8374 | 4876.27 | -274.6904 | -776.5529 | 1684.475 | -3039.0547 | 904.0457 | 653.3047 | -1517.017 | -629.9345 | 6168.4717 | 210.1043 | 1.0001 | 316.8221
2030-02-21 | 9 | -18.2376 | -449.2585 | -85.6102 | -422.9617 | -1914.5562 | -504.242 | -3596.2549 | -1039.1744 | 217.4304 | -119.4627 | 2674.4988 | 109.1288 | 2069.5869 | -260.2161 | 1591.4475 | 357.6889 | -202.8595 | 209.9994 | -553.7441 | 418.9398 | -1478.001 | -1231.3495 | 2.3245 | -69.6349 | 4179.2778 | -1208.103 | -1284.3708 | -382.967 | -62.6603 | 425.7176 | -150.9327 | 114.5203 | -1740.3491 | 481.155 | 5.1603 | 130.6764 | 5600.9814 | -966.3961 | 0.99606 | 449.4005 | -2521.7393 | 172.9643 | 3813.5476 | 1292.6455 | 4822.4253 | -265.7307 | -992.5122 | 1850.4708 | -2344.6379 | 665.3645 | -21.953 | -686.11 | -13.2787 | 6198.7217 | 210.1042 | -13.8867 | 371.5217
2030-02-21 | 10 | -20.061 | -62.9663 | -81.7458 | -457.1012 | -1942.2941 | -632.2607 | -3218.9614 | -1228.223 | 681.8455 | -201.8773 | 2779.6118 | -63.6381 | 1772.9753 | -228.9442 | 1681.8734 | 494.8383 | -145.8715 | 209.9994 | -571.9954 | 568.0642 | -1528.186 | -1403.7987 | 12.1516 | -72.5573 | 4218.6333 | -1360.1038 | -1825.293 | -433.2556 | -65.9858 | 343.8879 | -307.9525 | 4.3821 | -1777.4347 | 517.604 | 5.3336 | 528.0632 | 6327.3311 | -794.0068 | 1.0011 | 449.5169 | -2431.6099 | 294.2249 | 4433.6411 | 1358.7092 | 5048.2085 | -49.8071 | -1205.3741 | 2321.2251 | -1442.5375 | 747.4553 | -79.1904 | -417.5778 | -46.8568 | 5551.3359 | 210.1042 | -102.3459 | 363.9408
2030-02-21 | 11 | -28.3471 | 265.771 | -79.2998 | -515.4723 | -1941.5181 | -696.6645 | -1862.4791 | -1374.6797 | 201.5206 | -231.8696 | 3038.1025 | -132.778 | 1666.6813 | -242.3452 | 1715.8098 | 355.1116 | 0.99945 | 209.9994 | -591.933 | 524.1981 | -1493.3195 | -1630.7593 | -48.2834 | -65.2262 | 4250.9644 | -1602.0231 | -1822.3176 | -485.023 | -75.9017 | 227.4679 | 290.6005 | 767.5008 | -1424.6235 | 641.8939 | 6.4739 | 789.3028 | 7826.5645 | -791.7036 | 1.0006 | 449.519 | -2372.3938 | 114.5436 | 4431.3994 | 1376.2786 | 5058.4912 | -77.7148 | -1347.421 | 2279.6772 | -1112.4589 | 830.533 | -78.477 | -309.3837 | -224.5518 | 6632.252 | 210.1042 | -155.3437 | 323.6079
2030-02-21 | 12 | -23.2565 | 472.5371 | -73.4297 | -522.658 | -1954.9932 | -794.2305 | -1964.1398 | -1021.3354 | 0.99848 | -259.0892 | 3206.1455 | -129.8888 | 1525.6068 | -175.6455 | 2083.3127 | 30.3653 | -8.0379 | 209.9994 | -581.7758 | 594.579 | -1394.0264 | -2407.9946 | -34.7499 | -46.9339 | 4119.75 | -1515.3925 | -2452.2124 | -509.9839 | -77.9565 | 244.9473 | 448.0068 | 4.2046 | -1627.8319 | 543.9205 | 4.6718 | 338.0445 | 7492.1699 | -746.8442 | 28.5977 | 449.4754 | -2523.7546 | 193.1594 | 4492.5039 | 1405.6448 | 5077.7095 | 1.014 | -1349.9869 | 2029.9077 | -1001.6776 | 787.1319 | -79.418 | -383.4548 | -74.0968 | 6270.3994 | 210.1042 | -164.2215 | 276.3127
2030-02-21 | 13 | -27.3956 | 799.6633 | -72.1131 | -565.9555 | -1957.797 | -885.5105 | -1673.1243 | -1197.9875 | 0.99745 | -326.2807 | 3447.0476 | -81.3923 | 1325.8937 | -172.4256 | 2139.1582 | 313.1528 | 6.6391 | 209.9994 | -607.7462 | 554.5927 | -1574.0607 | -3612.2383 | -81.877 | -39.6649 | 3988.0154 | -1726.5593 | -3017.5645 | -561.0588 | -89.7825 | 149.5791 | 572.4448 | 554.2322 | -1546.9792 | 581.1148 | 2.864 | 730.2794 | 8316.5078 | -607.4893 | 49.2247 | 449.5587 | -2490.9587 | 139.7126 | 4458.1826 | 1409.1028 | 5080.9834 | 1.0165 | -1310.8026 | 2203.4004 | -423.4909 | 815.592 | -373.7475 | -344.2237 | -119.5314 | 5500.6626 | 210.1043 | -239.9113 | 197.9477
2030-02-21 | 14 | -31.5385 | 878.4684 | -70.7759 | -616.6524 | -1696.0597 | -936.5375 | -2173.4858 | -837.8151 | -2.7972 | -384.191 | 3968.9968 | -4.9188 | 1504.3695 | -232.6956 | 2061.5986 | 259.0359 | 26.9693 | 209.9994 | -577.7935 | 729.4929 | -1498.6621 | -4321.9199 | -48.7924 | -19.7144 | 3716.571 | -1874.2161 | -3137.1433 | -591.1492 | -92.3219 | 249.6575 | 1477.8688 | 874.6674 | -1321.7737 | 640.2344 | 1.8951 | 592.7582 | 8690.0342 | -547.093 | 134.4026 | 449.5311 | -2393.8826 | 197.2146 | 4489.8027 | 1366.384 | 5080.1777 | 113.4569 | -1331.4319 | 2226.9006 | -496.0119 | 846.0494 | -0.018246 | -479.8195 | 1.0218 | 5799.9956 | 210.1043 | -254.9537 | 181.269
2030-02-21 | 15 | -39.9071 | 670.3707 | -71.4057 | -713.1542 | -1520.0392 | -880.5425 | -3202.9487 | -571.3666 | -2.8408 | -299.9414 | 3582.2075 | 195.0007 | 2125.3428 | -263.9791 | 1969.3037 | 648.2423 | 39.0252 | 209.9994 | -540.3113 | 780.0554 | -1260.3458 | -4785.1631 | -16.2243 | 12.1263 | 3507.2725 | -2004.8319 | -3202.0774 | -594.962 | -81.5973 | 359.1184 | 1802.1494 | 1213.4368 | -1306.0886 | 736.1165 | 0.3766 | -36.4158 | 9238.1055 | -973.7131 | -3.3513 | 288.4066 | -2642.9031 | 247.2802 | 4217.4639 | 1308.9915 | 5065.7114 | -267.4326 | -1399.8961 | 328.9783 | -2689.9836 | 963.9222 | 328.9711 | -977.9818 | -118.704 | 7732.9756 | 210.1042 | -224.5943 | 206.6791
2030-02-21 | 16 | -60.0708 | 171.305 | -75.4357 | -761.9908 | -1726.9774 | -518.545 | -1958.5786 | -1231.1053 | -2.8767 | -220.6941 | 3902.2329 | 195 | 1936.0718 | -259.2467 | 1945.3412 | 753.5729 | 186.7697 | 209.9994 | -534.0141 | 850.8304 | -1289.245 | -4817.21 | 19.7036 | 0.42983 | 3458.6648 | -2156.4719 | -3227.4082 | -502.9281 | -63.613 | 383.9102 | 1847.5035 | 3389.0886 | -1220.1615 | 1245.7495 | 0.42301 | 15.6069 | 11258.708 | -949.1573 | -3.166 | 449.328 | -2669.4773 | 328.8306 | 4293.5293 | 1333.371 | 5060.5225 | -186.2616 | -1242.9225 | 596.9816 | -2514.3362 | 1022.0404 | 784.7073 | -1034.3286 | -175.0627 | 10289.918 | 210.1042 | -212.761 | 239.8721
2030-02-21 | 17 | -74.061 | 88.4886 | -80.0819 | -749.9396 | -1892.3828 | -414.3717 | -1128.8346 | -1597.9135 | -2.8823 | -251.9777 | 3833.4648 | 195.0016 | 1679.4229 | -281.0681 | 1870.5366 | 445.9866 | 309.2941 | 209.9994 | -503.497 | 883.1551 | -1487.8948 | -4832.2749 | 21.3102 | -5.037 | 3218.4521 | -2497.4409 | -3242.1926 | -479.5207 | -63.4219 | 368.294 | 1972.1252 | 5054.5366 | -1011.31 | 1468.0734 | 0.388 | 230.3037 | 11755.459 | -922.9155 | -46.0318 | 449.4094 | -2445.603 | 375.6614 | 4369.5503 | 1388.1787 | 5062.1753 | -152.7777 | -1291.2708 | 624.601 | -2698.1448 | 968.4783 | 995.545 | -1039.6368 | -15.0855 | 10746.1865 | 210.1042 | -197.4852 | 108.1338
2030-02-21 | 18 | -78.2118 | 178.8529 | -81.7109 | -764.4247 | -1539.8459 | -573.3062 | -1775.9624 | -736.4163 | 0.99982 | -347.3803 | 3755.2375 | 125.6806 | 1230.2366 | -320.8523 | 1794.4698 | -97.7855 | 389.9171 | 209.9994 | -350.9626 | 242.0116 | -1237.8839 | -4352.8013 | 10.1929 | -16.8728 | 2238.0913 | -2872.5793 | -2184.1357 | -545.9404 | -68.0708 | 563.5175 | 2504.1758 | 6180.9019 | -405.713 | 1368.3246 | 0.37436 | 286.2114 | 10946.1865 | -868.0206 | -3.2541 | 390.6728 | -2099.0435 | 203.5705 | 4257.5737 | 1441.3722 | 5063.2891 | -264.4444 | -1470.8577 | 1770.8013 | -1882.8258 | 628.8116 | 196.2496 | -1242.3364 | 0.98765 | 10435.5908 | 210.1043 | -186.9242 | -40.4547
2030-02-21 | 19 | -76.7106 | 134.3104 | -84.1381 | -759.1638 | -1709.8431 | -519.4948 | -1730.2568 | -670.6725 | 0.99666 | -357.4741 | 3772.7612 | 111.4488 | 1019.3036 | -156.539 | 2032.9121 | -290.9326 | 438.0663 | 209.9994 | -353.1094 | 235.3388 | -1318.4135 | -4600.8848 | -22.1864 | -26.1329 | 2328.1956 | -2779.2717 | -2196.1675 | -539.0461 | -72.2306 | 545.3794 | 2486.9097 | 6602.5332 | -451.9848 | 1373.6567 | 0.35357 | 621.2705 | 9702.9971 | -862.6168 | -66.661 | 449.5396 | -2316.9531 | -2.6452 | 4689.1182 | 1477.3972 | 5063.1733 | -2.94 | -1780.0896 | 2035.9264 | -1378.1565 | 715.1636 | 1.0677 | -948.7878 | -0.72331 | 10030.0264 | 210.1043 | -201.5266 | 17.9312
2030-02-21 | 20 | -71.1596 | 34.742 | -89.8206 | -756.111 | -1565.0579 | -496.8139 | -1995.5543 | -752.5587 | 0.99863 | -356.3724 | 3758.3647 | 136.2106 | 1013.2713 | 26.2082 | 2105.0669 | 28.2333 | 411.9923 | 209.9994 | -616.1144 | 286.9906 | -1525.5667 | -4857.1733 | -18.8977 | -10.0983 | 3501.5781 | -2577.9614 | -2334.6199 | -505.6588 | -72.2717 | 515.1492 | 2260.7954 | 6615.0156 | -621.2346 | 1327.8428 | 0.75275 | 819.0524 | 8693.5869 | -807.9897 | -146.7308 | 449.6388 | -2461.0547 | -72.7563 | 4856.6309 | 1487.6906 | 5057.2822 | -3.2184 | -1784.9264 | 2247.217 | -1268.1761 | 927.2929 | 372.0629 | -1176.1348 | -480.6681 | 8353.6533 | 210.1042 | -221.0089 | 43.9272
2030-02-21 | 21 | -70.7764 | 46.357 | -92.372 | -749.2081 | -1704.9098 | -517.1951 | -2578.8894 | -911.5534 | 272.3056 | -359.1998 | 3743.9724 | 137.9673 | 1061.4178 | -10.3456 | 2116.0916 | 18.6836 | 377.6861 | 209.9994 | -634.5715 | 234.2385 | -1506.5349 | -5023.4419 | -55.4909 | -12.4572 | 3548.1433 | -2613.3713 | -2101.8232 | -507.0304 | -70.972 | 433.9762 | 2149.3789 | 6612.7578 | -589.7614 | 1261.603 | 0.83268 | 897.4875 | 7936.4385 | -713.1628 | -119.9689 | 449.8305 | -2444.4006 | -101.4197 | 4929.9688 | 1564.5963 | 5062.9741 | 136.5123 | -1350.1818 | 2451.4902 | -1028.6697 | 766.4443 | 156.3985 | -1203.7418 | -318.8953 | 7172.979 | 210.1043 | -189.4064 | 18.5048
2030-02-21 | 22 | -59.4827 | 243.9784 | -90.1141 | -734.2766 | -1896.3173 | -621.1957 | -2709.4006 | -1161.063 | 721.4705 | -338.7289 | 3727.7832 | 195.0019 | 1026.6968 | -184.5385 | 2073.1057 | -140.3139 | 265.512 | 209.9994 | -492.5977 | 409.4267 | -1550.8678 | -4937.6211 | -68.9023 | -25.8608 | 2937.8401 | -2407.9556 | -2239.8374 | -531.865 | -76.4429 | 316.7681 | 1940.382 | 5458.9248 | -786.3467 | 1017.9239 | 0.52609 | 397.0752 | 6859.7622 | -932.0446 | -2.0482 | 98.1227 | -2473.0439 | -132.5504 | 4294.0332 | 1483.3055 | 5030.5708 | -267.9834 | -1414.6816 | 2346.3306 | -705.0646 | 750.7365 | -84.3406 | -573.4101 | -122.3802 | 6690.8774 | 210.1042 | -209.0972 | -4.6024
2030-02-21 | 23 | -56.2443 | 349.5135 | -88.854 | -704.4975 | -1915.083 | -670.4062 | -2635.1494 | -1134.1914 | 626.0735 | -272.2317 | 3867.0745 | 194.3566 | 1949.802 | -164.7138 | 2094.3181 | 101.1075 | 309.2283 | 209.9994 | -497.8691 | 461.9008 | -1454.6349 | -4788.2314 | -69.095 | -22.0894 | 2855.9324 | -2383.5156 | -2055.5068 | -539.7741 | -77.2109 | 274.1343 | 1595.3307 | 4839.5557 | -747.6902 | 967.3033 | 1.5826 | 447.0439 | 6862.5415 | -856.6575 | -59.494 | 205.8844 | -2575.553 | -97.5652 | 4268.7881 | 1483.0636 | 5061.6328 | -303.9227 | -1023.3115 | 2531.4314 | -1035.8899 | 805.5579 | -116.1785 | -361.3228 | 1.1068 | 6224.8364 | 210.1043 | -163.4082 | 51.3734
2030-02-21 | 24 | -39.1945 | 581.9932 | -81.896 | -590.8429 | -1917.892 | -819.3646 | -4130.8071 | -1443.37 | 659.2482 | -141.0354 | 3804.7678 | 128.6891 | 1943.172 | -200.6816 | 2081.4988 | 101.1196 | 216.3841 | 209.9994 | -528.335 | 638.9673 | -1335.8047 | -4822.5933 | -113.2213 | -36.1187 | 3052.1304 | -2099.686 | -2180.4346 | -557.9764 | -90.2433 | 185.2769 | 1476.2996 | 2923.7327 | -899.3237 | 653.5804 | 1.0185 | 646.42 | 5148.853 | -765.9643 | -2.0612 | 436.4299 | -2728.8345 | -14.8422 | 4075.9209 | 1506.2598 | 5001.9043 | -288.4144 | -389.0772 | 2841.6147 | -399.8217 | 594.8781 | -640.2648 | -494.1471 | -2.4993 | 3815.4978 | 210.1042 | -230.3378 | -30.3914
2030-02-22 | 1 | -36.4879 | 413.7889 | -74.4577 | -560.2374 | -1923.6281 | -821.6934 | -4766.9224 | -1247.8579 | 1834.4786 | -145.5838 | 3775.7034 | 109.9169 | 1631.1095 | -183.2792 | 2097.7419 | 22.1779 | 223.5321 | 209.9994 | -422.349 | 532.4391 | -1361.4592 | -4452.7964 | -42.2215 | -28.9307 | 2353.4221 | -1930.4321 | -2185.2229 | -536.1763 | -79.921 | 304.3594 | 1773.2604 | 2622.7568 | -925.2963 | 671.3293 | 1.1428 | 402.3545 | 5200.7715 | -699.4102 | 1.001 | 282.5548 | -2710.2905 | 210.7355 | 3700.1184 | 1483.8285 | 4734.3384 | -297.1223 | -276.5666 | 3065.6064 | -123.5316 | 908.873 | -82.5769 | -859.08 | -1.8533 | 5494.3115 | 210.1043 | -283.9354 | -1.0128
2030-02-22 | 2 | -60.6461 | -20.1747 | -79.1416 | -678.7667 | -1707.9323 | -493.6639 | -4991.0439 | -275.0836 | 2218.2351 | -130.1802 | 3803.3997 | 77.0567 | 1771.4868 | -233.3938 | 1889.0125 | -114.3557 | 254.9143 | 209.9994 | -258.816 | 425.3069 | -1268.0836 | -3866.5427 | -9.8245 | -35.5476 | 1398.4409 | -2071.3457 | -1703.0057 | -458.4471 | -69.5857 | 433.6979 | 1904.4755 | 4739.0269 | -930.9457 | 1334.4933 | 0.62575 | 55.9654 | 7960.0522 | -514.1833 | 342.5152 | 1.0009 | -2530.7327 | 183.0185 | 3576.3833 | 1491.2239 | 4886.3921 | -3.478 | -276.5052 | 3216.9324 | -515.0807 | 1037.2318 | -84.9403 | -917.1539 | -48.3975 | 6428.3555 | 210.1043 | -273.4012 | 34.3112
2030-02-22 | 3 | -73.0696 | 169.4619 | -79.3022 | -601.6715 | -1027.7827 | -1024.5349 | -7528.4868 | 1440.3893 | 2277.4819 | -139.1876 | 3717.3352 | -17.3932 | 1851.5394 | -269.9596 | 1671.7416 | -856.8842 | 143.2783 | 209.9994 | -248.3808 | 129.5747 | -973.4105 | -3878.3191 | 95.518 | -51.6158 | 1579.3717 | -2302.6624 | -968.8312 | -593.5729 | -66.4136 | 828.9059 | 1680.1985 | 4723.855 | -656.5439 | 1312.9054 | 0.71993 | 258.3434 | 7881.8848 | -344.0191 | 510.9166 | 0.99984 | -2536.9316 | 399.0536 | 3453.115 | 1577.9209 | 4877.6387 | 1.0123 | -278.144 | 3240.4365 | -564.1047 | 1125.1927 | 1102.6178 | -2172.8838 | 0.99956 | 8886.665 | 210.1043 | -198.518 | 114.7925
2030-02-22 | 4 | -65.1283 | 302.5503 | -75.655 | -540.2382 | -785.9913 | -1181.671 | -8389.9727 | 2094.0305 | 2292.4282 | -106.7956 | 3713.0986 | -31.4177 | 1879.076 | -385.193 | 1213.4038 | -1162.4771 | 71.6842 | 209.9994 | -274.203 | 94.6223 | -769.0626 | -3585.4717 | 100.3242 | -75.8248 | 1963.3361 | -2255.4043 | -1060.8092 | -619.6893 | -75.2445 | 900.6177 | 1247.4886 | 4492.1445 | -745.0867 | 1173.3389 | 0.708 | 500.6488 | 5025.1167 | -337.3481 | 490.9406 | 0.99997 | -2655.0718 | 346.9091 | 3397.3643 | 1569.2391 | 4809.8984 | 1.006 | -278.0754 | 3286.3833 | -724.1694 | 1096.7163 | 944.6754 | -2435.5461 | 1.0038 | 8854.7334 | 210.1042 | -192.4485 | 185.4084
2030-02-22 | 5 | -64.7636 | 49.8402 | -73.4313 | -619.4361 | -894.0028 | -942.8931 | -7999.1592 | 1907.7372 | 2179.3105 | -64.3869 | 3753.4277 | 7.0154 | 1784.6449 | -410.1843 | 980.2119 | -1381.0116 | 15.8584 | 209.9994 | -342.6589 | 79.283 | -868.9186 | -4079.6416 | 142.6066 | -79.6099 | 2481.5657 | -2189.6819 | -848.2134 | -570.3529 | -64.3022 | 967.9205 | 1103.4203 | 4961.9043 | -829.6183 | 1330.9103 | 0.71886 | 594.0876 | 6567.333 | -388.4488 | 369.3243 | 0.99985 | -2705.5007 | 420.855 | 3319.219 | 1522.1398 | 4668.2886 | 1.0067 | -277.8972 | 3274.0667 | -1120.4547 | 1229.459 | 1001.8001 | -2148.1848 | 0.99901 | 9037.9375 | 210.1043 | -218.4255 | 197.8488
2030-02-22 | 6 | -71.1525 | -81.2662 | -76.3681 | -748.5463 | -1071.5127 | -745.4295 | -6932.9316 | 1015.5283 | 1719.3085 | -69.7326 | 3736.7803 | 4.4438 | 1661.3077 | -389.8176 | 1101.2638 | -1057.2009 | 102.5843 | 209.9994 | -278.0747 | 81.1863 | -1019.1687 | -4180.1646 | 96.0216 | -83.2592 | 1962.2428 | -2267.1782 | -577.9711 | -543.1767 | -58.6825 | 865.0369 | 1259.8201 | 5878.2471 | -737.8479 | 1513.3224 | 0.74479 | 616.3844 | 9494.6855 | -676.3898 | 0.99777 | 377.5273 | -2788.9551 | 340.1669 | 3551.5259 | 1385.8965 | 4559.168 | -100.2821 | -272.3367 | 2861.7192 | -1951.0786 | 1054.8687 | 1232.4885 | -2292.0103 | -23.775 | 9733.8887 | 210.1043 | -88.2616 | 216.3671
2030-02-22 | 7 | -81.0829 | -590.3352 | -90.0367 | -706.8396 | -1560.2119 | -354.4788 | -5213.0444 | -92.5164 | 436.6795 | -104.5306 | 3822.0276 | 115.8548 | 1586.8331 | -375.1471 | 1248.7704 | -1049.2319 | 218.8064 | 209.9994 | -276.69 | 197.2359 | -1561.4928 | -4807.0317 | 83.4165 | -62.9774 | 1767.3243 | -2581.1133 | -857.4865 | -403.3922 | -51.5623 | 752.6801 | 1511.5125 | 6719.1274 | -852.0801 | 1770.1801 | 0.59033 | 255.2697 | 9712.6904 | -2.3613 | 0.99127 | 435.7309 | -2685.4182 | 277.6801 | 4016.032 | 1368.1857 | 4907.8989 | 1.828 | -271.7599 | 2292.687 | -2296.2117 | 1105.1561 | 796.0386 | -1863.3544 | -554.0787 | 10437.4961 | 210.1043 | -110.7311 | 297.0545
2030-02-22 | 8 | -71.0844 | -934.292 | -95.4905 | -654.7095 | -1813.6847 | -196.498 | -4917.9282 | -757.2051 | 608.6542 | -111.0127 | 3778.793 | 100.1447 | 1521.7832 | -182.162 | 1780.8932 | -823.2148 | 263.649 | 209.9994 | -428.0285 | 153.0883 | -1696.2887 | -5084.0991 | 109.1143 | -46.7335 | 2848.2732 | -2175.9299 | -1444.6886 | -336.3686 | -40.3623 | 784.8278 | 1208.8394 | 5802.0713 | -1055.5602 | 1614.7246 | 0.70492 | 422.2373 | 8664.3076 | 1.0017 | 102.586 | 449.4298 | -2804.0127 | 227.9752 | 3918.0823 | 1431.6627 | 4968.1133 | -2.8835 | -277.1957 | 1972.7643 | -1848.1675 | 1101.9386 | 176.4953 | -1313.1665 | -184.4308 | 10192.4111 | 210.1042 | -133.3602 | 157.8668
2030-02-22 | 9 | -62.2566 | -1069.5101 | -89.6021 | -599.8167 | -1859.8761 | -36.3306 | -4340.3149 | -1260.2574 | 773.9075 | -94.4185 | 3801.9331 | 163.0208 | 1519.7743 | -183.2536 | 1875.1879 | -265.8752 | 155.5712 | 209.9994 | -412.0826 | 387.2856 | -1832.9979 | -5493.7485 | 36.8659 | -42.6681 | 2600.1685 | -1799.9594 | -2106.8171 | -284.567 | -37.8764 | 593.4506 | 1135.7448 | 4961.1455 | -1239.7081 | 1450.6532 | 0.59915 | 153.5834 | 8248.9404 | 0.75667 | 16.1177 | 449.6724 | -2752.0122 | 124.7102 | 4161.2256 | 1398.2876 | 5061.1328 | -2.5856 | -276.6241 | 1871.2314 | -1669.4639 | 1123.8011 | -6.8442 | -823.7136 | -733.8898 | 9807.2988 | 210.1042 | -180.6049 | 171.487
2030-02-22 | 10 | -67.3914 | -959.102 | -88.1485 | -671.5312 | -1908.5889 | 3.0824 | -4081.9236 | -1590.3076 | 790.3221 | -86.7146 | 3863.9348 | 171.6162 | 1628.7559 | -211.6805 | 1861.3676 | 73.2354 | 152.5759 | 209.9994 | -364.1671 | 644.2897 | -1790.0151 | -5697.9683 | 40.6355 | -71.7827 | 2283.6697 | -2050.6086 | -2305.5718 | -300.4811 | -35.1811 | 532.0209 | 1105.7296 | 5127.9048 | -1213.9095 | 1554.6278 | 0.52226 | 462.9694 | 9985.6963 | 1.0005 | 187.761 | 449.1933 | -2579.1716 | 207.0924 | 4009.0264 | 1375.3418 | 5076.2627 | -2.515 | -528.9396 | 1646.6318 | -1681.1849 | 1078.6234 | 77.1 | -993.7 | -960.9564 | 10217.4316 | 210.1043 | -145.0014 | 204.5414
2030-02-22 | 11 | -70.2963 | -603.2888 | -86.942 | -689.5972 | -1930.8409 | -112.5882 | -3699.7781 | -1682.2327 | 177.1042 | -122.119 | 3871.5698 | 164.2563 | 1621.3652 | -285.2658 | 1666.1951 | 629.3976 | 162.3064 | 209.9994 | -419.0953 | 592.1511 | -1664.7731 | -5761.9551 | -0.72722 | -72.7411 | 2662.4583 | -2293.092 | -2301.9978 | -351.2078 | -45.8077 | 456.016 | 1258.5355 | 5203.001 | -1068.0715 | 1514.6758 | 0.44061 | 499.389 | 10710.1611 | 1.0026 | 304.8771 | 449.2482 | -2616.3259 | 150.4729 | 3911.6301 | 1386.6661 | 5079.0049 | -2.5963 | -437.2138 | 1774.1461 | -1441.2371 | 946.6055 | 0.98997 | -924.0989 | -793.7927 | 9078.0674 | 210.1043 | -138.2609 | 182.7746
2030-02-22 | 12 | -66.984 | -330.1605 | -83.7826 | -713.4795 | -1938.4314 | -197.0923 | -3196.5566 | -1790.9991 | 0.9973 | -118.2023 | 3856.3311 | 88.7719 | 1672.661 | -246.7926 | 1815.903 | 879.7554 | 175.0401 | 209.9994 | -549.4785 | 688.0283 | -1540.4331 | -5676.4453 | -13.461 | -72.6999 | 3543.1807 | -2270.5425 | -2485.3669 | -383.166 | -51.9746 | 371.5499 | 1228.2444 | 4412.6797 | -1056.9882 | 1441.0731 | 0.81966 | 706.806 | 11326.4648 | -2.5211 | 124.4318 | 449.3729 | -2724.3152 | 195.2303 | 4107.5625 | 1387.9573 | 5084.0371 | -2.549 | -527.8143 | 1581.8165 | -1225.1118 | 884.1337 | -82.882 | -1064.4025 | -576.2558 | 8305.8398 | 210.1043 | -169.892 | 157.3357
2030-02-22 | 13 | -45.2522 | 292.9584 | -74.9092 | -650.6743 | -1962.4856 | -635.3613 | -3473.8833 | -1671.897 | 1.0019 | -227.6506 | 3900.5532 | -56.9347 | 1715.6648 | -187.943 | 2082.6057 | 775.4643 | 79.3556 | 209.9994 | -720.447 | 662.1146 | -1495.465 | -5277.6494 | -51.833 | -50.4167 | 4316.2378 | -2102.0364 | -2753.9976 | -506.7332 | -68.0578 | 281.3916 | 1255.3052 | 2227.6721 | -994.1319 | 848.7908 | 1.6557 | 985.4776 | 9161.7109 | -518.8017 | 0.99744 | 449.6767 | -2488.3113 | 157.9112 | 3819.0989 | 1341.5319 | 4967.1021 | -262.5554 | -679.4025 | 1826.1348 | -668.5319 | 843.6313 | -329.0802 | -965.0488 | -524.1887 | 8020.9082 | 210.1043 | -280.8568 | 159.4216
2030-02-22 | 14 | -39.4122 | 659.5316 | -70.7458 | -657.8964 | -1967.6805 | -839.7586 | -3232.2917 | -1576.2816 | 0.99674 | -228.691 | 3943.7061 | -53.1675 | 1712.553 | -147.6639 | 2180.4666 | 1152.2216 | 46.4233 | 209.9994 | -603.8431 | 554.0259 | -1492.6168 | -5423.7183 | -28.9741 | -46.8016 | 3758.5222 | -2111.198 | -2820.2671 | -573.8267 | -76.8224 | 287.9487 | 1380.7931 | 1324.9812 | -951.1103 | 733.6655 | 1.8204 | 1063.6372 | 9047.4678 | -519.9816 | 0.99747 | 333.8677 | -2348.1709 | 160.4136 | 3595.8865 | 1263.72 | 4588.3936 | -263.9944 | -1544.8047 | 2623.1904 | -364.0589 | 800.0269 | -191.7363 | -569.331 | -84.113 | 8660.2109 | 210.1043 | -250.05 | 159.2958
2030-02-22 | 15 | -52.4221 | 503.766 | -72.8199 | -726.8566 | -1928.1272 | -706.7161 | -3745.4634 | -1458.9569 | 0.99937 | -291.5956 | 3942.9321 | -2.257 | 1733.3104 | -260.8673 | 1873.2263 | 1403.4559 | 85.9552 | 209.9994 | -614.4987 | 531.6484 | -1439.4114 | -5549.3589 | 0.99847 | -18.0555 | 3821.4241 | -2270.7305 | -2579.3799 | -546.4376 | -70.3881 | 346.7434 | 1833.9001 | 2187.8145 | -861.6733 | 1010.1808 | 0.97757 | 648.7289 | 10851.6982 | -301.0901 | 0.9933 | 449.7198 | -2278.0842 | 255.4807 | 3935.4575 | 1353.7665 | 5070.5718 | -233.1363 | -501.5346 | 1987.5859 | -1338.4822 | 711.6524 | -82.6949 | -808.2411 | -62.3116 | 9088.501 | 210.1043 | -229.57 | 147.8752
2030-02-22 | 16 | -66.7718 | 73.4371 | -73.6448 | -744.8815 | -1956.5736 | -441.1672 | -3464.7383 | -1520.088 | 0.99728 | -299.3215 | 3911.0208 | 195.0005 | 1724.4487 | -345.0053 | 1564.6274 | 1120.0035 | 155.6871 | 209.9994 | -577.5323 | 506.9335 | -1299.7188 | -4638.5742 | 16.8503 | 3.4801 | 3711.2908 | -2387.2791 | -2234.3843 | -483.1841 | -56.5987 | 419.6946 | 2028.0149 | 3763.9998 | -698.9116 | 1308.1139 | 0.33466 | 269.8528 | 12105.6523 | -11.3149 | 210.2386 | 449.3754 | -2239.3381 | 281.6009 | 3949.4377 | 1340.7069 | 5081.8267 | -2.5022 | -428.438 | 2061.9299 | -1775.4662 | 670.8331 | 1.004 | -885.8159 | -2.0463 | 11219.6514 | 210.1043 | -209.4089 | 123.4423
2030-02-22 | 17 | -58.6918 | 345.6819 | -74.0346 | -748.6812 | -1949.3409 | -600.3531 | -3127.2007 | -1722.5958 | -2.8699 | -167.0511 | 3762.0571 | 95.6616 | 1716.7673 | -187.685 | 2102.8362 | 1011.3937 | 123.3328 | 209.9994 | -572.7333 | 532.085 | -1415.1694 | -4373.3496 | -10.1397 | -5.5095 | 3587.7515 | -2406.9355 | -2490.7883 | -528.2731 | -64.4201 | 342.455 | 1990.375 | 2879.1189 | -671.3148 | 1092.8124 | 0.58981 | 648.7513 | 11496.5254 | 1.0014 | 255.407 | 449.3072 | -2093.1208 | 264.3843 | 3767.7949 | 1283.7737 | 5082.8457 | -2.5897 | -273.6634 | 2135.6118 | -1593.5897 | 578.155 | -83.3079 | -792.3926 | -2.6591 | 10735.7754 | 210.1043 | -218.4488 | 97.7288
2030-02-22 | 18 | -59.09 | 495.456 | -75.5434 | -763.5347 | -1972.9508 | -691.2661 | -3001.157 | -1706.4062 | 1.0002 | -258.0935 | 3783.9619 | 134.8684 | 1550.0657 | -203.8653 | 2053.6685 | 372.6933 | 80.5156 | 209.9994 | -592.4783 | 553.2031 | -1490.9277 | -4537.0234 | -18.9818 | -20.9151 | 3709.3228 | -2436.6465 | -2617.4397 | -558.5657 | -67.2088 | 322.9052 | 1859.6775 | 2967.9111 | -658.6012 | 1136.5708 | 1.4862 | 1266.1349 | 11686.9326 | 1.002 | 0.99975 | 449.6722 | -2138.3809 | 246.0361 | 4262.8247 | 1397.2037 | 5087.2651 | -2.9623 | -496.1038 | 2474.2927 | -1144.0472 | 686.0068 | -167.4087 | -877.2907 | -182.7407 | 10664.7715 | 210.1042 | -234.9049 | 131.5994
2030-02-22 | 19 | -56.1814 | 438.3455 | -77.451 | -783.697 | -1938.23 | -761.9433 | -2626.071 | -1634.7251 | 1.0009 | -256.5572 | 3766.9299 | 155.7954 | 1511.4368 | -168.0389 | 2069.3882 | 20.4284 | -44.2774 | 209.9994 | -633.9683 | 527.0532 | -1526.5409 | -4910.6631 | -12.7637 | -16.1964 | 3891.0012 | -2445.8804 | -2811.0969 | -583.308 | -66.4954 | 395.7378 | 1681.6356 | 2881.7954 | -716.5292 | 1011.3655 | 0.85311 | 1193.608 | 11324.0732 | 1.0027 | -1.1918 | 449.402 | -2366.0557 | 134.0886 | 4240.689 | 1467.9363 | 5089.9814 | -3.3543 | -655.5054 | 2142.4976 | -1697.1909 | 1026.7399 | 1.0148 | -732.5385 | -1034.7164 | 12670.6836 | 210.1042 | -323.6393 | 140.2207
2030-02-22 | 20 | -47.8499 | 452.1723 | -78.6172 | -784.7997 | -1903.6532 | -803.3488 | -3315.4917 | -1465.1873 | 0.99565 | -286.5573 | 3699.2803 | 195 | 1566.5859 | 197.3248 | 2106.947 | -352.8535 | -202.281 | 209.9994 | -808.6039 | 705.5974 | -1585.3542 | -5018.606 | -0.14282 | 7.2832 | 4560.1992 | -2200.491 | -3241.9038 | -583.1187 | -68.7514 | 381.8453 | 1166.0521 | 2303.8469 | -970.8117 | 891.2328 | 0.62895 | 780.9191 | 10069.79 | -155.6832 | -2.0438 | 449.5774 | -2654.4709 | 115.0015 | 4331.0156 | 1412.4651 | 5081.7744 | 1.0122 | -493.5009 | 2210.012 | -1671.399 | 1166.892 | 594.4211 | -740.9811 | -1022.351 | 11852.5479 | 210.1042 | -268.7067 | 247.7028
2030-02-22 | 21 | -48.9287 | 445.1956 | -78.5226 | -774.9848 | -1906.8071 | -774.7741 | -3941.04 | -1446.1486 | 483.7108 | -240.9774 | 3887.6562 | 173.0279 | 1333.6403 | 182.3263 | 2125.8552 | -555.913 | -215.6685 | 209.9994 | -648.4469 | 681.0358 | -1647.785 | -5214.2642 | -20.2078 | -12.4984 | 3870.0186 | -2181.4551 | -3099.2478 | -574.8199 | -72.2896 | 355.1818 | 1210.1787 | 2629.2332 | -902.5786 | 968.0228 | 0.96047 | 920.0669 | 9320.0908 | -209.2755 | 1.0003 | 449.6012 | -2716.2041 | 57.8483 | 4325.9048 | 1397.0063 | 5072.3525 | -3.2306 | -704.7602 | 2283.9624 | -1525.4078 | 1133.7264 | 448.5446 | -674.2813 | -732.0329 | 11296.748 | 210.1043 | -262.0226 | 195.9868
2030-02-22 | 22 | -50.5902 | 562.5095 | -79.2688 | -781.1416 | -1897.6896 | -851.0601 | -4229.1758 | -1176.3373 | 924.9698 | -185.2025 | 3934.4282 | 140.0133 | 1589.9917 | 147.0123 | 2099.2971 | -754.1081 | -173.6894 | 209.9994 | -597.8841 | 592.3341 | -1543.0427 | -5079.2192 | -27.9485 | -26.028 | 3557.5457 | -2335.627 | -2879.0986 | -602.6964 | -79.2056 | 384.0368 | 1321.0333 | 3057.3359 | -751.2963 | 934.0471 | 0.75467 | 1061.5012 | 8585.0156 | -752.809 | 0.99966 | 449.636 | -2592.4456 | 66.0363 | 4000.3992 | 1369.4294 | 5056.9331 | -266.1533 | -1068.4486 | 2503.4595 | -1359.4965 | 995.0112 | 480.6772 | -956.2745 | -169.752 | 10577.8506 | 210.1043 | -218.9249 | 153.4028
2030-02-22 | 23 | -57.8979 | 304.8683 | -80.2973 | -765.279 | -1929.8303 | -700.589 | -3781.2061 | -1339.2773 | 654.1359 | -128.0966 | 3848.5615 | 108.2498 | 1662.9569 | 141.0806 | 1958.0168 | -893.8724 | 7.6061 | 209.9994 | -587.6291 | 816.0648 | -1527.53 | -5083.4468 | -14.2539 | -24.7397 | 3412.6243 | -2429.5461 | -2882.2043 | -555.4482 | -71.3108 | 364.3097 | 1272.4321 | 4297.7207 | -733.6774 | 1139.3469 | 1.0164 | 1243.4664 | 8578.2734 | -876.7594 | 1.0006 | 449.5222 | -2639.4062 | 223.5124 | 3536.4614 | 1349.6865 | 4761.2451 | -276.1355 | -941.3499 | 2202.9856 | -1271.767 | 1149.2678 | 521.2919 | -612.9401 | -552.8787 | 11190.8408 | 210.1042 | -285.1357 | 8.3756
2030-02-22 | 24 | -52.8206 | 306.8194 | -74.8981 | -685.9866 | -1957.566 | -646.8246 | -3509.8469 | -1332.5579 | 1112.3583 | -133.216 | 3849.1643 | 118.2693 | 1777.7775 | -21.0441 | 2008.0378 | -254.3352 | 7.3528 | 209.9994 | -566.3286 | 572.593 | -1418.0583 | -4729.4673 | -12.5487 | -6.0685 | 3295.3025 | -2322.1104 | -2606.26 | -531.4325 | -76.6324 | 381.0008 | 1529.6072 | 3983.0486 | -697.5442 | 1020.3845 | 0.69516 | 535.2155 | 7920.4346 | -1010.8318 | -2.0626 | 237.9755 | -2396.0984 | 282.5889 | 3711.7991 | 1384.1776 | 4875.9829 | -286.1966 | -766.6443 | 2711.4988 | -1499.2323 | 755.3792 | 179.5287 | -328.9084 | 0.98786 | 9500.5801 | 210.1042 | -265.261 | 55.417
2030-02-23 | 1 | -41.6239 | 451.0301 | -66.7027 | -601.5646 | -1993.8932 | -779.1867 | -3935.7307 | -1377.5648 | 1442.738 | -170.7265 | 3824.8398 | 36.8371 | 1848.8297 | -99.33 | 2150.0283 | -428.9158 | 35.6188 | 209.9994 | -627.8063 | 379.5638 | -1109.8142 | -4076.8765 | -36.8852 | -32.7923 | 3701.0261 | -2280.4741 | -2080.5327 | -561.5616 | -81.2446 | 427.9346 | 1408.6373 | 2973.3787 | -533.6114 | 817.7493 | 1.9847 | 953.7664 | 7658.4106 | -791.4595 | 1.0008 | 116.4774 | -2451.998 | 229.8467 | 3834.3088 | 1463.7233 | 4969.3423 | -294.5375 | -477.9133 | 2645.2708 | -690.1655 | 652.316 | -9.2557 | -843.2851 | 157.9282 | 8368.6357 | 210.1043 | -250.7458 | 123.5297
2030-02-23 | 2 | -42.1098 | 98.1802 | -61.3513 | -552.3367 | -1994.7534 | -465.5833 | -3235.6294 | -1382.7247 | 1861.39 | -172.8473 | 3854.2815 | -49.4668 | 1908.8864 | -203.2914 | 1778.6862 | -737.0786 | 77.776 | 209.9994 | -533.2103 | 535.1635 | -1190.031 | -3807.1609 | -26.5405 | 19.6627 | 3085.2744 | -1942.9109 | -1742.8868 | -461.4514 | -74.5395 | 368.9241 | 1480.4716 | 3375.426 | -572.7708 | 965.9975 | 3.0915 | 823.1339 | 8287.1729 | -735.5803 | 1.0016 | 257.7394 | -2430.8721 | 267.7339 | 3722.137 | 1488.8141 | 4858.2139 | -220.8027 | -275.1767 | 2786.2639 | -737.9869 | 769.6776 | 173.496 | -897.2836 | 239.6584 | 7293.6758 | 210.1042 | -236.1488 | 168.5909
2030-02-23 | 3 | -48.6251 | -908.2163 | -58.1868 | -509.1804 | -1998.5651 | 199.1805 | -2975.5632 | -1346.535 | 2023.176 | -119.142 | 3783.0923 | -42.3474 | 1952.7644 | -348.8024 | 1262.0039 | -701.52 | 35.6921 | 209.9994 | -484.6504 | 332.1246 | -1017.603 | -4150.6255 | 12.5283 | 15.9548 | 2698.8062 | -1429.0637 | -780.9431 | -243.5582 | -54.3916 | 501.7996 | 1272.1349 | 3912.1252 | -726.3188 | 1374.5582 | 2.7453 | -521.1018 | 10083.2793 | -667.9723 | 0.99792 | 249.9207 | -2619.834 | 216.0714 | 3736.7698 | 1544.4397 | 4628.9243 | -3.4025 | -276.5659 | 2844.7629 | -1089.1052 | 1022.3259 | 111.2678 | -1048.1272 | 6.6381 | 8271.7031 | 210.1043 | -242.7625 | 219.5112
2030-02-23 | 4 | -45.4107 | -899.0004 | -59.1744 | -509.3057 | -1809.1362 | 54.2206 | -4529.9097 | -533.1514 | 2086.4985 | -82.0297 | 3663.6907 | -59.174 | 1984.4767 | -511.8619 | 719.2421 | -630.8825 | -164.3223 | 209.9994 | -484.5197 | 236.156 | -715.0327 | -2836.7429 | 30.4084 | -21.6417 | 3183.4065 | -1608.6334 | -393.8286 | -257.3408 | -52.7565 | 596.6649 | 833.8269 | 2885.0808 | -847.8424 | 1270.9386 | 2.9117 | -238.9242 | 9832.7803 | -506.6693 | 110.0274 | 0.99939 | -2492.499 | 110.4562 | 3859.4871 | 1548.4149 | 4833.7017 | -3.5468 | -276.5181 | 2848.1482 | -1154.6964 | 925.3381 | 116.2013 | -1074.4661 | 341.4026 | 8378.8018 | 210.1043 | -210.5571 | 162.0524
2030-02-23 | 5 | -32.5427 | -828.147 | -59.1776 | -484.1943 | -1456.66 | -169.9324 | -5420.5566 | 46.1672 | 2100.2979 | -60.0368 | 3642.3328 | -63.5617 | 1965.6976 | -595.9531 | 451.9548 | -374.898 | -343.982 | 209.9994 | -442.6743 | 189.1115 | -575.4998 | -2133.2092 | 20.7138 | -37.9473 | 3091.949 | -1485.2395 | -356.3761 | -333.6888 | -61.1239 | 607.4576 | 554.2625 | 1599.4805 | -872.0988 | 944.3912 | 3.1435 | -147.1385 | 7842.2979 | -452.0744 | 70.6734 | 0.99985 | -2499.3325 | 126.8155 | 3850.9438 | 1541.6392 | 4799.5879 | -3.6114 | -276.942 | 2773.9077 | -1308.8066 | 783.6799 | 919.2934 | -1522.8396 | 743.496 | 7437.354 | 210.1043 | -140.3971 | 69.2942
2030-02-23 | 6 | -26.6771 | 97.4094 | -64.8013 | -634.853 | -826.4945 | -935.7375 | -7918.0747 | 1702.4589 | 1791.774 | -53.296 | 3641.4226 | -63.1547 | 1965.0449 | -578.8552 | 396.4539 | -380.7927 | -659.9836 | 209.9994 | -400.3178 | 127.3779 | -464.9561 | -1926.9833 | 47.2549 | -51.2995 | 3044.6157 | -2103.1252 | -774.8124 | -574.647 | -75.8933 | 749.343 | 491.5635 | 694.8602 | -920.3362 | 559.7227 | 1.9612 | -156.8961 | 6354.6802 | -495.4357 | 65.0316 | 1.0009 | -2520.1377 | 234.4238 | 3940.1558 | 1450.2726 | 4851.4688 | -3.3571 | -272.2448 | 2572.0464 | -1921.8716 | 736.9691 | 1205.6625 | -2487.8154 | 424.7054 | 7260.4067 | 210.1043 | -96.9218 | 82.3852
2030-02-23 | 7 | -25.4775 | -20.3644 | -70.2425 | -648.1113 | -731.3484 | -966.4543 | -8337.623 | 1798.1772 | 1471.8051 | -52.3981 | 3653.8704 | -28.4277 | 1961.3734 | -508.9003 | 571.8684 | -603.8521 | -859.8995 | 209.9994 | -419.707 | 160.3071 | -596.8802 | -2453.8696 | 91.5133 | -49.1204 | 3212.4553 | -2080.905 | -1097.4952 | -576.5334 | -73.4214 | 820.0242 | 242.5346 | 215.8719 | -1261.9686 | 487.2597 | 0.68875 | -520.9211 | 6068.9487 | -661.3919 | 0.9991 | 283.3165 | -2523.0833 | 390.5262 | 3918.0334 | 1381.208 | 4715.8179 | -3.1048 | -272.3294 | 1727.092 | -3052.9771 | 804.0156 | 1243.448 | -2434.2749 | 401.7182 | 8529.71 | 210.1043 | -92.0201 | 160.9451
2030-02-23 | 8 | -33.7977 | -92.5545 | -79.1184 | -729.1034 | -764.3771 | -966.7173 | -8344.1895 | 1588.6005 | 1011.1718 | -97.5932 | 3681.7639 | -46.1075 | 1883.36 | -426.0887 | 941.2263 | -570.7129 | -782.8057 | 209.9994 | -460.7447 | 103.7529 | -832.673 | -2898.9463 | 79.3905 | -43.3041 | 3413.2661 | -2317.7026 | -631.6858 | -594.4478 | -67.3857 | 793.3167 | 664.7565 | 901.4165 | -884.5497 | 582.6373 | 2.144 | -382.6042 | 7356.8745 | -463.882 | -10.4059 | 269.4701 | -2617.7231 | 449.5653 | 4364.5464 | 1409.7971 | 4983.0454 | 89.6085 | -272.3359 | 2366.5037 | -2492.5869 | 958.0291 | 737.6168 | -2364.4937 | 77.812 | 10422.6279 | 210.1043 | -133.9284 | 227.3746
2030-02-23 | 9 | -35.5269 | -16.7329 | -83.4366 | -748.9051 | -953.1948 | -1025.1123 | -8071.3579 | 943.0751 | 0.99916 | -100.6596 | 3734.9731 | -12.9507 | 1806.3209 | -359.8802 | 1157.7162 | -607.34 | -753.172 | 209.9994 | -506.2588 | 80.8533 | -959.0956 | -3469.1084 | 11.8402 | -39.3745 | 3620.6116 | -2409.3452 | -648.534 | -621.36 | -71.231 | 670.7986 | 948.7911 | 1214.8684 | -691.6959 | 564.93 | 2.4549 | -378.3704 | 7096.0308 | -561.7032 | -109.7259 | 448.427 | -2686.5938 | 350.209 | 4465.1768 | 1388.1617 | 4999.7202 | -3.4999 | -272.5735 | 1281.6746 | -3276.6152 | 898.379 | 854.7496 | -2584.7119 | 1.0813 | 11638.9248 | 210.1042 | -100.2516 | 247.2536
2030-02-23 | 10 | -24.1152 | 141.0604 | -78.8461 | -712.4686 | -1101.561 | -1175.7314 | -8477.2012 | 812.785 | 134.0795 | -112.5589 | 3770.4653 | -9.9922 | 1799.3035 | -306.2384 | 1289.2725 | -770.0098 | -897.0386 | 209.9994 | -560.3031 | 123.2276 | -1064.8552 | -3782.5518 | -25.2625 | -18.1096 | 3888.7988 | -2229.667 | -964.5834 | -662.4144 | -75.6532 | 562.7842 | 1005.187 | 279.2515 | -706.9232 | 288.506 | 2.5655 | -693.721 | 5758.5244 | -355.0381 | 0.99501 | 449.5225 | -2672.6519 | 214.093 | 4439.6836 | 1353.8091 | 5017.9854 | -3.0137 | -618.3354 | 1251.7616 | -3257.801 | 874.9407 | 457.9637 | -2478.8496 | 0.99738 | 11415.1318 | 210.1043 | -84.1329 | 277.6757
2030-02-23 | 11 | -21.4428 | 375.0808 | -76.727 | -697.7056 | -1184.1724 | -1319.0579 | -8873.4287 | 742.8527 | 0.99877 | -131.5658 | 3814.1748 | -43.4936 | 1769.8247 | -323.5103 | 1263.9012 | -937.1183 | -885.2043 | 209.9994 | -637.8159 | 332.1152 | -1077.2679 | -3028.4243 | -36.0355 | -1.4289 | 4303.2402 | -2360.8804 | -1049.234 | -712.6121 | -78.3874 | 484.8577 | 1298.9657 | 0.9857 | -413.6942 | 149.9989 | 4.2071 | -629.5775 | 5235.3335 | -281.0259 | 0.99653 | 449.374 | -2702.802 | 164.3797 | 4341.814 | 1306.1461 | 5030.7837 | -3.0332 | -717.4229 | 1393.6597 | -2552.3025 | 939.9509 | 527.7738 | -2212.9258 | -122.4416 | 10841.9844 | 210.1043 | -79.6845 | 287.6738
2030-02-23 | 12 | -16.0625 | 345.6713 | -71.8409 | -647.095 | -1298.6807 | -1269.6866 | -8742.3848 | 355.7911 | 0.99728 | -144.1896 | 3833.8247 | -61.1503 | 1755.8826 | -162.8519 | 1298.3132 | -826.4487 | -934.6766 | 209.9994 | -677.3115 | 404.8443 | -1100.839 | -3074.1045 | -47.6144 | -3.3602 | 4472.0063 | -2170.3196 | -1113.9524 | -692.2283 | -78.1387 | 401.8346 | 870.8782 | -534.5908 | -444.8073 | 48.2349 | 5.0306 | 374.524 | 4644.542 | -353.9747 | 1.0011 | 449.4695 | -2687.1047 | 117.799 | 4387.5996 | 1325.0405 | 5035.4897 | -2.8801 | -939.42 | 1358.515 | -2272.7815 | 1011.5443 | 530.6789 | -2150.9045 | -258.8577 | 11209.2422 | 0.10423 | -147.8266 | 211.686
2030-02-23 | 13 | -24.5341 | -1149.3093 | -61.8892 | -461.0179 | -1901.9325 | 22.0044 | -5065.0557 | -1686.0669 | 0.99746 | -161.3999 | 3904.0029 | 19.4556 | 1669.1688 | 0.99855 | 1630.1971 | -1261.4028 | -632.3084 | 209.9994 | -709.5867 | 749.7572 | -1304.7035 | -3383.459 | 17.1886 | -1.0128 | 4464.5493 | -981.1902 | -1597.5342 | -277.4868 | -42.8272 | 356.9897 | 341.1573 | 1940.1166 | -810.7189 | 756.8425 | 5.5439 | 555.2021 | 6242.0054 | -68.2485 | 0.99932 | 449.4562 | -2722.9592 | 365.8729 | 4365.6411 | 1319.744 | 5034.4839 | -2.9753 | -434.9699 | 1976.9568 | -1314.6948 | 1238.3851 | 1074.6848 | -1978.1848 | -659.812 | 10388.4072 | 0.10423 | -184.917 | 168.2744
2030-02-23 | 14 | 4.2629 | -469.5433 | -50.4723 | -338.0588 | -1898.1111 | -254.6687 | -3468.1306 | -1587.5126 | 90.7234 | -173.9739 | 3915.6174 | 41.9356 | 1651.7632 | 0.60117 | 1870.8392 | -1088.7965 | -693.163 | 209.9994 | -704.4722 | 713.3917 | -1210.2457 | -3155.354 | -17.3833 | 15.4343 | 4357.2632 | -611.0029 | -2123.5435 | -330.8663 | -69.5284 | 313.4805 | -445.0965 | 3.9431 | -1297.637 | 102.8329 | 3.3285 | 395.3809 | 3218.0208 | -0.82954 | 1.0004 | 449.4576 | -2448.1382 | 364.0368 | 4305.2065 | 1341.1697 | 5041.6553 | -25.7082 | -459.843 | 2451.2898 | -819.6036 | 709.905 | 749.5747 | -1821.1331 | -2.3793 | 7003.9453 | 0.10423 | -147.8602 | 200.2918
2030-02-23 | 15 | -3.0756 | -711.2999 | -47.4548 | -308.6071 | -1894.9736 | -61.1536 | -3346.4343 | -1609.8586 | 0.9957 | -181.85 | 3902.1985 | 19.4082 | 1667.4058 | -25.8973 | 1848.6304 | 316.2806 | -79.7858 | 209.9994 | -678.6682 | 827.5083 | -1081.4032 | -2367.241 | 40.0745 | 10.0381 | 4267.5591 | -442.2839 | -1944.1826 | -262.2621 | -63.3723 | 357.7044 | -554.4535 | 0.98385 | -1317.6338 | 452.9939 | 5.6305 | 1246.1179 | 4630.5693 | -356.3319 | 0.99759 | 449.5132 | -2645.4663 | 439.7453 | 4151.7227 | 1315.1085 | 5027.0093 | -113.903 | -389.0935 | 2372.5964 | -1028.1997 | 1001.5278 | 1177.9766 | -1873.2819 | -91.9124 | 8396.0625 | 0.10423 | -158.3968 | 204.9804
2030-02-23 | 16 | 1.2398 | -564.6835 | -45.6634 | -271.6016 | -1876.3611 | -167.9447 | -3419.5063 | -1482.0756 | 0.99628 | -189.4389 | 3908.53 | 6.2097 | 1642.6174 | -15.9125 | 1882.3214 | 560.7047 | -21.2118 | 209.9994 | -636.9641 | 658.8267 | -946.4491 | -1766.204 | 7.8653 | 0.042492 | 4042.1248 | -431.6993 | -1543.6074 | -285.0757 | -69.4242 | 359.5115 | -456.495 | -375.7943 | -1263.2689 | 339.0944 | 6.4852 | 1383.1276 | 4168.7832 | -642.5118 | -2.0723 | 449.3539 | -2643.1812 | 316.5939 | 3964.6909 | 1282.2784 | 5017.1426 | -261.3994 | -438.08 | 2513.5813 | -892.7454 | 964.5252 | 716.15 | -1865.8715 | -213.4167 | 7975.0771 | 0.10423 | -173.1041 | 177.5527
2030-02-23 | 17 | 5.3661 | 120.3702 | -47.9184 | -257.3557 | -1604.4185 | -408.2132 | -3.5137 | -477.0058 | 192.6251 | -108.2891 | 3846.2646 | 195.0005 | 1356.2729 | -31.8448 | 1808.803 | 163.9762 | 43.2155 | 209.9994 | -721.9702 | 399.5373 | -984.006 | -1598.6371 | -123.8329 | -42.226 | 4320.1719 | -725.6909 | -1768.8252 | -335.0194 | -102.2947 | 174.7774 | -598.3035 | 4.532 | -1538.3828 | 205.981 | 4.1172 | 1983.8127 | 2829.4243 | -770.7677 | -2.7104 | -2.7618 | -2414.9829 | -3.4077 | 3962.5273 | 1318.9241 | 4859.624 | -265.0602 | -519.1438 | 2598.0164 | -481.0015 | 668.9587 | 0.99796 | -1595.0005 | -5.1932 | 3993.8108 | 0.10423 | -227.862 | 168.0861
2030-02-23 | 18 | -3.1017 | 150.2608 | -54.9535 | -283.5716 | -1586.2273 | -407.5269 | 950.5552 | -611.6645 | 0.99823 | -95.3242 | 3830.2795 | 194.9996 | 706.0679 | 12.2788 | 1800.0146 | -327.4044 | 48.6363 | 209.9994 | -786.5933 | 605.1259 | -1070.1754 | -651.2651 | -108.6162 | -42.715 | 4578.2065 | -905.8231 | -1740.9751 | -286.8027 | -93.597 | 167.6578 | -719.0906 | 785.0195 | -1681.7163 | 388.8918 | 4.927 | 2173.6118 | 2971.8428 | -610.9112 | -295.6406 | -3.2151 | -2322.8865 | -3.781 | 4755.1792 | 1364.7059 | 5019.8921 | -3.1434 | -593.4839 | 3081.1936 | 177.4687 | 798.3903 | -82.8674 | -1022.2466 | -678.6498 | 2089.7996 | 0.10423 | -361.6457 | 180.3555
2030-02-23 | 19 | 0.90609 | 273.7735 | -56.7392 | -273.1713 | -1960.3417 | -419.022 | 1986.4653 | -975.1555 | 329.6866 | -95.4633 | 3813.9341 | 194.9998 | 992.0919 | 136.8311 | 1993.2471 | -756.7914 | -16.1181 | 209.9994 | -765.8371 | 627.5899 | -1167.571 | -552.8027 | -125.3428 | -47.7888 | 4506.6294 | -741.4091 | -1458.2385 | -248.0942 | -99.6924 | 110.3016 | -963.6786 | 683.6849 | -2040.9908 | 329.3611 | 5.0358 | 2100.4731 | 1757.5653 | -588.5104 | -372.2462 | 122.4045 | -2415.8347 | -95.0408 | 4934.2305 | 1333.5208 | 5040.7529 | -3.063 | -1180.7111 | 2684.9983 | -337.7464 | 720.6892 | -386.4604 | -114.8186 | -300.3489 | 530.8226 | 0.10423 | -371.6401 | 245.1894
2030-02-23 | 20 | -1.7366 | 59.7194 | -63.6974 | -254.5771 | -1908.8568 | -413.9462 | 1961.3921 | -1257.1898 | 15.4378 | -101.665 | 3776.7712 | 195.001 | 766.4701 | 139.2819 | 1963.7491 | -504.4963 | -33.6916 | 209.9994 | -770.355 | 777.2557 | -1182.3494 | -448.8443 | -96.0995 | -35.5476 | 4528.7793 | -620.3378 | -1770.7986 | -215.7178 | -88.3743 | 108.2012 | -1322.1068 | 881.2734 | -2473.4446 | 346.0268 | 4.5623 | 1805.4167 | 814.5671 | -562.0912 | -470.5197 | 450.4751 | -2657.6743 | -78.2185 | 4998.231 | 1390.0168 | 5035.0576 | 1.0153 | -812.1214 | 2857.7605 | -323.9583 | 820.829 | -377.5517 | -251.9617 | -796.5197 | 639.3966 | 0.10423 | -358.0576 | 246.6444
2030-02-23 | 21 | -4.1462 | 87.7135 | -68.7611 | -270.8014 | -1918.2784 | -493.3583 | 1349.1166 | -1206.39 | 296.653 | -90.1475 | 3829.1609 | 194.9996 | 122.5611 | 110.5236 | 1871.2542 | -488.687 | -4.5445 | 209.9994 | -630.8237 | 787.3543 | -1143.7791 | -245.3736 | -86.6444 | -58.3899 | 4114.3472 | -719.4424 | -1887.8948 | -244.6997 | -87.8896 | 128.4096 | -1303.4088 | 1163.4086 | -2454.2488 | 353.8552 | 5.0967 | 1928.6355 | 498.8956 | -363.8048 | -271.4137 | 450.4747 | -2712.6904 | -3.7312 | 4827.3906 | 1528.5865 | 5043.4385 | 83.8522 | -611.0949 | 2893.4829 | -51.2491 | 664.0458 | -916.2769 | -257.5189 | -428.3245 | 1005.3311 | 0.10423 | -343.5335 | 226.1498
2030-02-23 | 22 | -28.0795 | 325.3674 | -78.6575 | -360.0762 | -1892.9625 | -552.4788 | 786.9791 | -690.3679 | 570.0155 | -96.3778 | 3906.7463 | 195.002 | 1575.948 | 387.5447 | 1730.8533 | -407.3484 | 248.7974 | 209.9994 | -643.1492 | 709.8434 | -1048.3492 | 110.6484 | -79.7543 | -79.4746 | 4212.2852 | -1364.511 | -1584.4557 | -327.9218 | -101.6798 | 167.3406 | -605.7482 | 2801.8098 | -1854.9786 | 813.3391 | 8.2096 | 2537.9692 | 2080.8325 | -990.1368 | -163.2456 | -3.5058 | -2641.9294 | 24.1251 | 4234.3706 | 1435.8376 | 4983.8359 | -276.9479 | -982.7912 | 2765.3137 | -507.1747 | 910.6358 | 1.0081 | -967.6005 | 127.0879 | 2513.1289 | 0.10423 | -237.5043 | 153.0546
2030-02-23 | 23 | -27.714 | 224.7031 | -79.8258 | -373.1771 | -1943.5841 | -656.8687 | -1344.986 | -1229.163 | 637.8476 | -154.725 | 3717.5105 | 126.7294 | 1855.4661 | 43.1541 | 1958.1282 | -793.1811 | 242.6768 | 209.9994 | -654.6928 | 781.8132 | -1064.3346 | 0.98673 | -25.1273 | -70.1348 | 4292.064 | -1367.5352 | -1782.5817 | -354.7694 | -84.8756 | 217.7288 | -824.6439 | 2652.7158 | -1922.2726 | 782.0204 | 8.3687 | 2304.1604 | 1927.4109 | -771.4821 | -2.0341 | 143.0801 | -2723.5515 | 174.6199 | 4347.3677 | 1529.8933 | 5016.2554 | -3.3993 | -559.4432 | 2990.8672 | -76.6661 | 1124.6893 | 102.034 | -588.1764 | 1.011 | 3415.7371 | 210.1042 | -289.9197 | 220.5829
2030-02-23 | 24 | -25.3902 | 304.7128 | -79.3113 | -393.6335 | -1968.4501 | -833.6752 | -3405.5554 | -1357.4424 | 1040.2383 | -144.7354 | 3204.2632 | -22.4426 | 1540.4608 | -145.5718 | 1511.3954 | -862.9391 | 229.553 | 209.9994 | -716.2764 | 765.8616 | -990.827 | -94.8953 | -19.254 | -62.3773 | 4497.5103 | -1422.4152 | -1769.8142 | -424.0348 | -78.724 | 246.7077 | -961.7801 | 2641.2612 | -1771.1609 | 621.2578 | 8.7502 | 1982.016 | 2106.9868 | -461.5026 | 198.3987 | 450.19 | -2947.1194 | 157.6031 | 4145.3794 | 1717.0143 | 5017.9819 | 64.6183 | -278.9766 | 3216.9458 | 339.4767 | 1276.3959 | 0.98944 | -310.4293 | -297.0031 | 3748.4607 | 210.1042 | -333.5031 | 273.3748
2030-02-24 | 1 | -22.6973 | 738.2443 | -78.0236 | -422.6097 | -1968.2371 | -1173.2728 | -5715.2588 | -875.5085 | 1618.5996 | -137.9191 | 3292.0334 | 33.5923 | 1149.246 | -180.2392 | 1588.7252 | -343.0092 | 314.2408 | 209.9994 | -712.928 | 454.9442 | -937.1736 | -1849.161 | -105.4303 | -46.1007 | 4357.9214 | -1806.1979 | -1899.9198 | -564.6005 | -95.1314 | 209.122 | -17.787 | 2009.6062 | -1244.4974 | 438.398 | 8.1214 | 2521.0078 | 1392.3489 | -841.1016 | -2.1386 | -3.0165 | -2770.0759 | -84.784 | 3330.6936 | 1467.7677 | 4435.1714 | -298.4301 | -829.2574 | 4097.3271 | 952.2366 | 997.8845 | -749.8481 | -380.9724 | -7.1013 | 4253.6543 | 210.1043 | -325.9503 | 172.5231
2030-02-24 | 2 | -15.5878 | 510.6071 | -75.9019 | -395.2562 | -1863.1688 | -1166.6035 | -6531.6167 | -54.0978 | 2043.6268 | -183.7234 | 3329.4197 | -100.8552 | 1685.8007 | -308.5005 | 1440.2235 | 603.3684 | 338.5823 | 209.9994 | -737.8766 | 425.1393 | -1081.411 | -3445.969 | -126.5159 | -30.3185 | 4423.9478 | -1657.4583 | -2516.4951 | -545.6259 | -96.3816 | 131.3642 | 50.594 | 385.5387 | -1393.7234 | 162.309 | 7.8889 | 1868.1248 | -145.7043 | -821.0568 | 0.99944 | 173.9526 | -2765.7959 | -265.5215 | 3550.197 | 1481.8046 | 4674.7612 | -301.4525 | -358.6877 | 2905.7571 | -403.3296 | 1152.2723 | -927.6402 | -50.4527 | 0.9987 | 4635.1133 | 210.1043 | -355.0119 | 32.7777
2030-02-24 | 3 | -16.5337 | 1417.2432 | -78.9953 | -515.0519 | -1115.2617 | -1724.6846 | -9330.6553 | 1674.1263 | 1948.4572 | -136.7461 | 2395.4292 | -54.9225 | 1486.0615 | -443.2047 | 1180.2761 | 1412.4436 | 268.6856 | 209.9994 | -668.4432 | 120.9981 | -807.1008 | -3972.1145 | -185.7809 | -11.4441 | 4234.6997 | -2040.2231 | -1991.4463 | -795.8484 | -131.437 | 229.3827 | 571.1894 | -506.3906 | -837.2304 | -45.4814 | 6.7647 | 949.9294 | -386.1214 | -59.1229 | 235.5067 | 107.4484 | -2713.4636 | -599.7631 | 3935.9712 | 1478.797 | 4983.3633 | -2.8927 | -276.7693 | 2716.2771 | -493.8616 | 895.1442 | -1226.6914 | -739.4359 | 670.5557 | 4461.8828 | 210.1043 | -290.027 | 119.7774
2030-02-24 | 4 | -15.7227 | 1486.0885 | -76.8376 | -503.7208 | -889.6208 | -1782.0176 | -10064.0771 | 2174.8787 | 1853.0314 | -126.7225 | 2692.8909 | -47.4043 | 1425.238 | -451.8536 | 1169.4786 | 902.7643 | 50.8808 | 209.9994 | -627.3485 | 204.8929 | -995.1602 | -4494.2734 | -169.9686 | -7.669 | 3989.8728 | -2076.0361 | -2529.1892 | -817.8469 | -136.903 | 293.4927 | 792.4819 | 0.98798 | -887.5023 | 0.99958 | 3.9846 | 549.4266 | -865.0352 | -3.2699 | 307.5791 | 9.849 | -2539.6841 | -445.5219 | 3846.4402 | 1451.9268 | 4978.8423 | -3.1277 | -276.5282 | 2579.6975 | -461.0645 | 856.4995 | -995.2869 | -1031.163 | 901.4073 | 2801.3789 | 210.1043 | -217.4277 | 235.3297
2030-02-24 | 5 | -21.448 | 1133.743 | -74.0179 | -442.4101 | -590.6958 | -1747.1333 | -10850.8076 | 2766.3025 | 1885.3013 | -169.3474 | 3022.8599 | -166.6994 | 1989.1981 | -426.0344 | 1265.0261 | 898.07 | 45.3465 | 209.9994 | -539.3036 | 350.5551 | -964.0084 | -4807.0645 | -49.3884 | 2.251 | 3523.2332 | -1913.0238 | -3156.1064 | -787.3976 | -124.6821 | 546.4248 | 865.0269 | 0.99062 | -1228.9526 | 105.6937 | 0.85407 | 114.5434 | -718.0135 | -671.0862 | 242.0678 | 23.1824 | -2613.4136 | -34.6131 | 3733.2791 | 1325.6217 | 4969.3984 | 0.99603 | -272.4366 | 1764.9709 | -1620.8488 | 999.7454 | -226.9678 | -1937.9031 | 741.2166 | 2074.7583 | 210.1043 | -164.2676 | 213.1161
2030-02-24 | 6 | -29.3909 | 1607.3604 | -84.8971 | -410.769 | 78.3302 | -2348.7744 | -13693.9883 | 4571.4019 | 2070.2122 | -294.583 | 3513.5591 | -133.8932 | 1976.7329 | -503.0535 | 1002.9372 | 1152.1766 | 85.5679 | 209.9994 | -231.0094 | -159.8965 | -787.7028 | -4499.0977 | -84.666 | -54.0616 | 2140.709 | -2515.6384 | -2059.2434 | -1005.7661 | -151.4527 | 767.4346 | 1776.8695 | 2.7724 | -386.942 | -130.2241 | 0.64024 | 822.7986 | -1339.5291 | -120.8962 | 527.7218 | 57.6876 | -2471.6279 | 1.003 | 3439.4424 | 1620.4485 | 4976.0601 | 39.8374 | -278.2685 | 1751.8698 | -1233.9821 | 662.0988 | -80.597 | -2917.0837 | 1454.0864 | 5796.8979 | 210.1043 | -25.0912 | 197.5803
2030-02-24 | 7 | -30.0154 | 1540.3124 | -86.7057 | -392.0139 | 113.3372 | -2344.4319 | -13894.4775 | 4463.3477 | 2048.9929 | -353.3485 | 3682.1584 | -68.3388 | 1947.8647 | -486.3742 | 1116.6888 | 1342.274 | 83.2137 | 209.9994 | -185.6364 | -52.8424 | -1014.0046 | -4776.9829 | -66.4475 | -43.172 | 1738.7803 | -2486.6707 | -2106.4153 | -988.863 | -147.3389 | 736.2654 | 1878.3735 | 0.98396 | -427.0514 | -99.0416 | 0.65242 | 638.1661 | -1520.6949 | -374.6179 | 761.9146 | 149.2266 | -2536.0674 | 90.0964 | 3174.2336 | 1630.2712 | 4979.3022 | 1.0278 | -278.1323 | 2407.0134 | -758.061 | 639.699 | -79.2431 | -3127.7334 | 1381.7806 | 5800.7275 | 210.1043 | 55.0635 | 291.9545
2030-02-24 | 8 | -36.2434 | 1460.2911 | -92.0362 | -413.8868 | 369.3552 | -2386.324 | -14719.2412 | 4612.1099 | 1456.9019 | -198.0086 | 3896.1616 | -195.0123 | 1956.6788 | -375.3151 | 1515.3549 | 472.9752 | 116.7195 | 209.9994 | -181.5458 | -196.3325 | -869.4075 | -5076.6235 | -78.0693 | -55.8615 | 1737.2457 | -2697.7202 | -1254.9214 | -1012.6813 | -147.2782 | 851.9915 | 2575.8093 | 19.5613 | -128.8998 | -81.2304 | 0.62329 | 928.8047 | -1579.3745 | -441.1945 | 554.2601 | 306.3671 | -2451.9072 | 8.1522 | 3550.0132 | 1826.8707 | 4969.9531 | 168.1174 | -278.9175 | 2335.6455 | -462.0126 | 537.9026 | -79.2126 | -3521.2339 | 1070.8757 | 6077.0454 | 210.1043 | 100.9064 | 349.4923
2030-02-24 | 9 | -38.3943 | 1098.1753 | -97.3564 | -544.0718 | 70.6449 | -2222.6306 | -14663.5752 | 4478.6279 | 334.0018 | -345.4641 | 3713.427 | -101.4542 | 1980.5625 | -463.8516 | 1253.198 | 833.0274 | 118.1472 | 209.9994 | -364.4469 | -296.5328 | -960.2142 | -5502.7661 | -7.6141 | -21.5947 | 2338.5459 | -2786.3804 | -1197.0931 | -988.4394 | -126.4548 | 967.2964 | 2610.7451 | 22.6379 | -16.6934 | 0.060388 | 0.55602 | 734.7917 | -783.8559 | -544.8266 | 243.2828 | 449.5298 | -2383.2092 | 22.8517 | 3799.9351 | 1691.2754 | 5002.791 | -3.997 | -342.8929 | 2093.4534 | -848.8228 | 689.6879 | 414.7176 | -3293.6829 | 580.9279 | 9105.5342 | 210.1043 | 133.3958 | 438.7936
2030-02-24 | 10 | -38.8213 | 876.0043 | -97.1579 | -542.1359 | -51.3344 | -2081.2422 | -14172.2891 | 3806.6304 | 0.99449 | -372.28 | 3841.9822 | -79.1449 | 1985.2495 | -453.7157 | 1328.0798 | 979.3021 | 107.7013 | 209.9994 | -364.5219 | -116.2711 | -1039.1366 | -6010.2524 | 28.4624 | -7.4659 | 2160.3738 | -2783.5425 | -1343.7103 | -951.1165 | -113.2057 | 958.0802 | 2593.1833 | 528.4915 | -16.5392 | 113.6195 | 0.60047 | 557.8372 | -311.1786 | -445.5043 | 233.8284 | 449.1747 | -2468.3108 | 134.2778 | 3877.1543 | 1665.498 | 5017.3032 | -3.7434 | -551.3074 | 1790.7944 | -841.3974 | 783.0988 | 398.9405 | -3349.656 | 302.6935 | 11526.3369 | 210.1043 | 135.3949 | 448.761
2030-02-24 | 11 | -39.4831 | 927.4818 | -93.6038 | -536.1734 | -194.0228 | -2048.9399 | -14015.6602 | 3526.1484 | 1.0024 | -369.6435 | 3740.418 | -56.5202 | 1985.9633 | -452.5996 | 1338.7294 | 1065.8191 | 111.3727 | 209.9994 | -199.2271 | -17.1522 | -1055.4508 | -6072.6909 | 40.6853 | -24.717 | 1624.5408 | -2758.2769 | -1283.269 | -943.2546 | -112.2058 | 898.6481 | 2774.8179 | 604.0424 | -3.4785 | 144.5119 | 0.50887 | 582.0418 | -215.3414 | -620.9412 | 162.16 | 449.497 | -2386.3186 | 234.0797 | 3978.5303 | 1631.5815 | 5027.9956 | -3.6839 | -809.4256 | 1601.8967 | -538.5937 | 831.6364 | 1.0546 | -3087.0852 | 323.4452 | 10851.9658 | 210.1043 | 47.1949 | 396.0232
2030-02-24 | 12 | -29.7786 | 1271.8113 | -67.5742 | -397.7203 | -25.9199 | -2155.9861 | -14398.9404 | 3858.322 | 1.0051 | -371.361 | 3727.2942 | -59.4193 | 1968.5935 | -450.6956 | 1365.8455 | 1087.069 | 99.6152 | 209.9994 | -183.6115 | -40.5627 | -936.1141 | -6045.6768 | 15.8966 | -25.6641 | 1433.0298 | -2708.842 | -1156.7665 | -973.3258 | -127.0405 | 840.5941 | 2765.6492 | 318.057 | 18.5966 | 25.3483 | 0.51795 | 626.0111 | -1255.7577 | -553.0585 | 350.886 | 449.1974 | -2561.2427 | 210.392 | 3814.0181 | 1635.3728 | 5035.4473 | -3.4675 | -531.4471 | 1676.4993 | -383.0312 | 834.1649 | 0.96302 | -3475.7341 | 510.3803 | 8569.8896 | 210.1043 | 58.777 | 375.441
2030-02-24 | 13 | -30.2515 | 1478.6383 | -60.8617 | -395.6451 | 144.4374 | -2246.3713 | -14509.833 | 4304.6284 | 0.99717 | -364.7969 | 3723.4937 | -32.9518 | 1985.0844 | -496.0854 | 1263.8483 | 1128.7415 | 84.6536 | 209.9994 | -188.034 | 3.1883 | -858.3093 | -5914.187 | 20.9853 | -28.3534 | 1371.2825 | -2708.1411 | -1204.674 | -993.7801 | -134.7379 | 837.2529 | 2681.6147 | 204.5243 | 24.1807 | -10.8272 | 0.51099 | 785.0201 | -1326.7806 | -523.4738 | 248.3503 | 449.1658 | -2811.1216 | 177.0982 | 3907.4045 | 1641.052 | 5039.0972 | -3.1927 | -613.2136 | 1507.8414 | -400.5303 | 922.126 | -52.7439 | -3342.3384 | 594.1788 | 5975.1211 | 210.1043 | -1.0941 | 173.7297
2030-02-24 | 14 | -29.8639 | 1585.9088 | -60.6311 | -394.9872 | 146.8116 | -2267.0854 | -13863.4902 | 4239.5327 | 0.99476 | -361.4876 | 3694.2778 | -43.7393 | 1980.9517 | -519.0944 | 1198.134 | 1182.4847 | 67.5458 | 209.9994 | -188.3647 | -101.5921 | -842.4965 | -5863.1973 | 11.3119 | -33.0452 | 1350.2415 | -2701.3806 | -1438.0504 | -1002.9437 | -138.706 | 813.3381 | 2635.6951 | 0.97854 | 42.2308 | -45.6565 | 0.50635 | 853.1995 | -1527.3495 | -806.3225 | 162.8006 | 405.6245 | -2784.0454 | 163.2572 | 3684.9197 | 1582.2128 | 5040.667 | -290.9582 | -839.0112 | 1809.8348 | -417.5884 | 961.0566 | -96.5679 | -3100.3857 | 618.9807 | 7346.021 | 210.1043 | -48.9245 | 70.1705
2030-02-24 | 15 | -26.5238 | 1790.2662 | -72.9481 | -383.1852 | 167.3982 | -2356.3372 | -13708.918 | 4233.9858 | 526.2159 | -355.1905 | 3684.1733 | -76.2817 | 1922.1669 | -530.3536 | 1074.8031 | 1247.728 | 100.5635 | 209.9994 | -165.0074 | -146.6395 | -754.5982 | -5655.2002 | -80.2126 | -42.8688 | 1450.2992 | -2644.7322 | -1120.5844 | -1020.9377 | -150.2898 | 686.0858 | 2445.8511 | 0.98305 | 76.4675 | -99.4036 | 0.54928 | 837.1891 | -1904.0602 | -704.3062 | 420.1138 | 110.6625 | -2666.6267 | 99.5216 | 3725.2061 | 1624.4116 | 5039.5742 | -3.5081 | -1070.3569 | 1965.6532 | -819.7713 | 751.804 | -212.0603 | -2687.0737 | 1091.1923 | 5998.8843 | 210.1043 | -14.0145 | 74.8676
2030-02-24 | 16 | -27.0941 | 1712.2307 | -70.405 | -384.5792 | 23.7416 | -2289.752 | -12794.6982 | 3854.885 | 1052.5802 | -328.7314 | 3644.0959 | -0.5847 | 1870.6278 | -581.9167 | 910.682 | 1372.7765 | 82.1154 | 209.9994 | -138.6121 | -143.4675 | -688.3696 | -5542.6157 | -95.7495 | -60.0574 | 1325.5189 | -2520.96 | -640.5982 | -996.2885 | -147.6057 | 632.4247 | 2376.3533 | 0.9926 | 61.1862 | -47.465 | 0.56631 | 362.4017 | -1587.7411 | -707.4571 | 419.1277 | 191.9776 | -2580.7231 | 77.4202 | 3731.575 | 1611.4084 | 5040.2026 | -3.5071 | -1015.7618 | 2165.0151 | -1130.1501 | 677.0286 | -265.8539 | -2417.062 | 1215.4796 | 7773.9448 | 210.1043 | -11.7606 | 50.2272
2030-02-24 | 17 | -28.229 | 1260.4807 | -68.5141 | -370.4932 | -238.638 | -1965.0071 | -11089.3633 | 2922.603 | 1076.98 | -321.1696 | 3623.7756 | 17.4269 | 1792.674 | -584.4996 | 876.658 | 1319.665 | 52.8986 | 209.9994 | -118.2459 | -217.9029 | -709.8177 | -5141.1187 | -90.6141 | -62.8168 | 1288.1779 | -2251.9365 | -305.1982 | -874.8314 | -127.1186 | 631.0518 | 2104.5398 | 1.9686 | -221.2903 | 113.4696 | 0.56637 | 147.9527 | -1406.6813 | -744.0612 | 413.3617 | 1.0023 | -2581.1274 | 49.1486 | 3760.1702 | 1572.6185 | 5042.7222 | -3.4296 | -957.1194 | 2041.2107 | -1375.1752 | 521.7494 | -79.5041 | -3099.6331 | 1447.5751 | 9018.1104 | 210.1043 | 41.666 | 98.1412
2030-02-24 | 18 | -37.494 | 737.0313 | -71.4332 | -510.0714 | -324.8807 | -1682.1171 | -10246.292 | 2651.0012 | 860.4646 | -263.497 | 3731.6816 | 195.0098 | 1645.7893 | -498.7569 | 1039.52 | 884.5706 | 36.5011 | 209.9994 | -194.488 | -286.4056 | -697.5959 | -4614.2661 | -43.8215 | -32.0696 | 1336.2374 | -2254.6992 | -38.0959 | -790.7527 | -102.2376 | 784.4141 | 2443.9358 | 623.7623 | -204.7789 | 387.3533 | 0.47806 | -58.137 | 1955.8004 | -604.7222 | -462.1664 | 449.8778 | -2568.6348 | 74.3458 | 4940.1582 | 1681.5858 | 5050.7295 | 165.886 | -1350.4314 | 2118.7764 | -1818.1982 | 749.4618 | 514.5561 | -2881.217 | 488.2 | 10210.3662 | 210.1043 | -52.6732 | 158.491
2030-02-24 | 19 | -52.5355 | 496.4164 | -79.5815 | -606.1757 | -460.8624 | -1521.3132 | -9437.2588 | 2098.5393 | 1.0008 | -281.8477 | 3760.1138 | 195.0094 | 1478.7606 | -422.0338 | 1307.8877 | 666.8974 | 47.121 | 209.9994 | -191.2019 | -291.3077 | -949.9745 | -4801.7007 | -24.13 | -18.8469 | 1344.6398 | -2346.6487 | 66.6978 | -767.5604 | -90.7314 | 826.1276 | 2724.6836 | 1294.436 | -142.8432 | 577.884 | 0.49697 | -362.2853 | 5902.4238 | -765.1693 | -576.984 | 449.8777 | -2708.5569 | 131.7396 | 5017.0757 | 1586.8713 | 5044.6802 | -3.3092 | -1662.8214 | 1748.8964 | -2760.0916 | 794.1769 | 879.6761 | -2923.1721 | 1.4367 | 11028.5781 | 0.10423 | -100.5305 | 115.4291
2030-02-24 | 20 | -66.0039 | -19.3697 | -72.878 | -680.9688 | -845.2084 | -902.509 | -7690.0723 | 653.9465 | -156.1553 | -252.088 | 3818.699 | 195.0111 | 1447.822 | -389.4315 | 1436.4336 | 324.3441 | 128.2254 | 209.9994 | -194.7413 | -118.9746 | -1266.0449 | -4964.8462 | 1.0024 | -36.0604 | 1224.7311 | -2458.5042 | 27.3434 | -597.5646 | -67.8614 | 777.2475 | 2627.3853 | 4060.4871 | -287.7984 | 1159.0184 | 0.46672 | -427.7688 | 10062.2402 | -752.7543 | -569.9031 | 449.7181 | -2600.0708 | 118.7794 | 4933.8457 | 1549.1062 | 5042.667 | -32.5249 | -1657.8817 | 1779.6692 | -2413.7893 | 906.86 | 486.335 | -3091.5322 | -526.7006 | 11921.959 | 0.10423 | -85.1911 | 136.31
2030-02-24 | 21 | -76.5523 | -270.9381 | -80.6722 | -761.9251 | -1167.3344 | -636.2566 | -6104.5059 | -285.7728 | -253.9003 | -97.0986 | 3801.9565 | 175.3438 | 846.7248 | -308.7669 | 1729.2104 | -292.7646 | 188.9605 | 209.9994 | -358.8291 | 159.0326 | -1305.8262 | -4608.8223 | 52.7406 | -35.9976 | 1935.9253 | -2233.6558 | -302.3356 | -525.4916 | -51.9703 | 738.0517 | 2202.562 | 5279.3638 | -639.4081 | 1433.8546 | 0.46072 | -371.3832 | 11062.665 | 294.1579 | -169.2269 | 449.4573 | -2661.644 | 232.3672 | 5065.0293 | 1555.2693 | 5059.7681 | 93.8606 | -1354.0471 | 3621.0481 | -683.5834 | 969.9891 | 164.7247 | -2886.2517 | -512.9014 | 12149.8135 | 210.1043 | -79.8135 | 126.4302
2030-02-24 | 22 | -73.61 | -539.7526 | -83.988 | -741.6825 | -1178.7828 | -512.1025 | -5640.874 | -327.0786 | -2.9004 | -122.1893 | 3653.8425 | 0.99822 | 1131.7521 | -373.796 | 1503.7524 | 251.7116 | 170.1868 | 209.9994 | -350.0023 | 142.8429 | -1228.3358 | -4274.5078 | 90.6199 | -45.4581 | 2245.7554 | -2269.8523 | -71.5092 | -458.0932 | -42.2521 | 800.1071 | 1863.6932 | 4831.1841 | -800.9657 | 1478.887 | 0.48394 | -304.9267 | 11066.1611 | -302.6135 | -188.844 | 449.8467 | -2658.345 | 334.5243 | 4945.6919 | 1621.3507 | 5052.4155 | 130.2576 | -1195.6395 | 2132.3242 | -2089.7676 | 956.3066 | 0.97255 | -2562.7068 | -485.554 | 12371.3184 | 210.1042 | -87.2038 | 125.3971
2030-02-24 | 23 | -76.7845 | -541.2357 | -83.9342 | -742.114 | -989.9797 | -619.0494 | -6377.5386 | 0.99767 | -2.9424 | -126.7248 | 3619.0771 | -35.2048 | 366.0831 | -406.977 | 1430.4749 | -30.2067 | 149.6793 | 209.9994 | -362.1908 | 95.5006 | -1006.9319 | -3398.418 | 126.844 | -62.2109 | 2624.2942 | -2161.9629 | 134.1047 | -485.6363 | -37.6003 | 904.1317 | 1791.4954 | 4724.9551 | -754.127 | 1543.5286 | 0.5191 | 63.6532 | 11598.584 | 215.2845 | 420.5423 | 450.1507 | -2520.7185 | 465.6028 | 4283.6982 | 1726.9919 | 5042.5093 | 192.5021 | -547.766 | 2452.9551 | -2111.4126 | 910.0374 | -82.3447 | -3070.9456 | -748.6622 | 12704.7861 | 210.1043 | -73.9042 | 147.4748
2030-02-24 | 24 | -72.1624 | -624.5345 | -81.7436 | -731.2189 | -1029.9796 | -565.3358 | -6315.4136 | 8.896 | 1009.0547 | -75.8941 | 3621.7349 | -0.51446 | 981.9095 | -529.5736 | 1025.6774 | -55.6236 | 166.9254 | 209.9994 | -115.3925 | 195.1211 | -806.8618 | -1746.0258 | 173.1707 | -82.9255 | 1717.1173 | -2067.3826 | 142.1877 | -463.964 | -31.9312 | 954.9418 | 1234.0554 | 4644.436 | -854.7799 | 1580.6676 | 0.63326 | 46.4283 | 11697.9307 | -272.7699 | 59.8022 | 1.0003 | -2470.0723 | 619.8421 | 4105.8271 | 1551.3892 | 4975.3887 | -148.364 | -633.4385 | 2470.0698 | -2225.2117 | 915.5037 | -141.2229 | -2755.6951 | -422.6777 | 12940.7695 | 210.1043 | -128.6515 | 42.6305
2030-02-25 | 1 | -73.8206 | -335.8719 | -78.3639 | -698.3007 | -1342.9562 | -644.9153 | -6504.644 | 458.6425 | 1770.2113 | -61.8427 | 3718.1267 | -54.3387 | 611.8871 | -647.7946 | 506.7488 | -280.086 | 73.604 | 209.9994 | -123.2371 | 149.8124 | -633.6622 | -1010.7522 | 49.247 | -86.5658 | 1713.3262 | -2062.7986 | 339.672 | -498.9766 | -45.9833 | 860.569 | 1201.2422 | 4984.1924 | -736.7704 | 1430.929 | 0.60978 | 95.2554 | 11205.6006 | 55.9323 | 559.2564 | 449.9523 | -2185.6421 | 174.5767 | 3325.8848 | 1590.1765 | 4849.5894 | 1.0122 | -277.9507 | 3132.3079 | -1551.7976 | 469.6506 | -1464.3198 | -1646.9838 | -219.9864 | 12569.3428 | 210.1042 | -192.3161 | -10.791
2030-02-25 | 2 | -67.0055 | -234.1175 | -77.5582 | -513.3804 | -594.2199 | -1048.2271 | -8376.3145 | 2070.2607 | 1641.6783 | -47.4789 | 3706.2705 | -78.6746 | 1934.0262 | -699.6373 | 259.5176 | -441.7998 | -153.5821 | 209.9994 | -91.7757 | 65.2058 | -435.642 | -548.6401 | 99.8318 | -103.9037 | 1872.5562 | -2055.946 | 459.2331 | -603.2692 | -60.649 | 1035.3119 | 1105.7998 | 2893.8499 | -325.6531 | 1120.0509 | 0.64347 | 313.8956 | 9346.4854 | -236.9023 | 591.4954 | 450.0339 | -2319.5334 | 400.9343 | 2931.2153 | 1439.7383 | 4600.7783 | 1.0041 | -272.22 | 2686.6677 | -2118.658 | 415.7404 | -464.4219 | -3018.4744 | 434.8843 | 11405.1875 | 210.1042 | 39.3246 | -1.0168
2030-02-25 | 3 | -49.8046 | -171.6518 | -67.6783 | -411.2643 | -129.1819 | -1168.6757 | -10437.2393 | 3363.6453 | 1481.8114 | -25.3209 | 3481.3818 | -73.4617 | 2130.8269 | -723.345 | 85.7598 | -686.6091 | -240.405 | 209.9994 | -67.5062 | 89.8725 | -335.155 | -279.611 | 184.3776 | -112.0685 | 1998.5837 | -1873.4677 | 229.1738 | -601.1888 | -64.7414 | 1238.0288 | 702.0273 | 2100.4683 | -993.262 | 901.3488 | 0.60982 | 148.1792 | 4438.5601 | -649.0455 | 308.6231 | 449.3231 | -2325.6331 | 700.8762 | 2629.4465 | 1410.4294 | 4375.4277 | -297.1539 | -272.2606 | 2142.5591 | -3118.0081 | 611.6218 | -132.855 | -3263.688 | 106.9622 | 8271.6035 | 210.1042 | 49.6009 | 54.5132
2030-02-25 | 4 | -37.3721 | -42.2499 | -62.1157 | -312.3776 | 118.2702 | -1321.6637 | -11828.71 | 4124.9189 | 1181.8804 | -18.0542 | 3231.5815 | -78.1033 | 1941.0031 | -713.1298 | 17.8181 | -1070.9803 | -255.3435 | 209.9994 | -61.6413 | 159.7032 | -408.2638 | -222.5865 | 214.8667 | -108.4634 | 2166.1582 | -1593.8768 | -70.4887 | -592.1917 | -72.1905 | 1266.6448 | 377.338 | 1122.3848 | -1307.1683 | 728.5497 | 0.67703 | -11.5653 | 27.4316 | -113.0635 | 433.4646 | 210.6164 | -2243.6118 | 826.9957 | 2987.5955 | 1471.4452 | 4566.7388 | -3.2211 | -272.2317 | 1935.9119 | -3226.3496 | 619.8876 | 0.98668 | -3477.6885 | 10.028 | 5211.3384 | 210.1043 | 61.187 | 187.0847
2030-02-25 | 5 | -38.6606 | -102.9292 | -68.6824 | -320.4522 | 312.8607 | -1372.1036 | -12287.1992 | 4292.1382 | 646.3182 | 15.1146 | 2931.8396 | 1.0741 | 2029.6467 | -688.1015 | 43.3586 | -1522.0302 | -346.0717 | 209.9994 | -68.6353 | 168.9163 | -540.0389 | -346.5966 | 221.7776 | -108.5242 | 2300.6145 | -1626.0979 | -271.7189 | -601.6838 | -66.8534 | 1313.7749 | 368.9532 | 1116.0004 | -1351.0298 | 715.6787 | 0.65111 | -40.2931 | -106.3929 | -273.4413 | 101.7464 | 449.4593 | -2185.3311 | 1015.2082 | 2941.6208 | 1432.3738 | 4168.9463 | -2.8956 | -272.4453 | 1785.5276 | -3567.8645 | 622.054 | 363.1029 | -4278.8657 | -75.5371 | 6150.4688 | 210.1042 | 130.2721 | 318.8182
2030-02-25 | 6 | -45.0083 | -197.4166 | -69.3631 | -381.6379 | 296.0195 | -1304.7482 | -11382.5254 | 3535.2654 | 0.99941 | 15.444 | 2988.0459 | 50.6487 | 1955.2135 | -628.4206 | 242.2966 | -2072.7422 | -384.5292 | 209.9994 | -45.8984 | 139.5077 | -679.5801 | -543.3311 | 187.2019 | -110.6715 | 2276.907 | -1665.7971 | -155.1517 | -605.7725 | -60.9263 | 1257.9908 | 688.2765 | 1762.5822 | -727.3892 | 804.1975 | 0.65605 | -29.7138 | 1848.6467 | -146.3667 | 1.0004 | 449.5762 | -2053.5615 | 817.3589 | 3245.5559 | 1316.8605 | 4529.542 | -289.0355 | -272.4657 | 1454.1229 | -4040.0483 | 224.2845 | 738.461 | -5176.0361 | 631.6601 | 9981.0977 | 210.1042 | 301.2202 | 266.097
2030-02-25 | 7 | -63.033 | -416.0362 | -79.7289 | -491.8637 | 1.0021 | -1232.7197 | -10746.5107 | 2846.8464 | -1247.4026 | -24.8976 | 2636.2524 | 64.3696 | 2112.6936 | -522.7272 | 699.4312 | -2370.1848 | -373.3482 | 209.9994 | -295.8154 | 39.9463 | -995.4901 | -1018.6595 | 213.3705 | -75.5875 | 3275.4539 | -1872.5903 | -382.9664 | -627.247 | -50.7624 | 1394.3304 | 1161.8978 | 4142.1973 | 245.2674 | 1006.6075 | 0.60388 | -175.558 | 4892.0972 | -186.238 | 1.0024 | 449.5995 | -2333.4204 | 853.373 | 4213.9756 | 1353.4474 | 5015.3154 | -2.508 | -272.4094 | 695.9861 | -5035.0371 | 480.6185 | 2047.1636 | -4724.4126 | 112.0553 | 13449.3066 | 210.1043 | 200.1769 | 224.6516
2030-02-25 | 8 | -46.6577 | -493.4996 | -81.2878 | -710.3245 | -483.5195 | -1211.0487 | -9963.2852 | 2249.2578 | -1374.8352 | -66.6853 | 2407.6284 | 56.9098 | 2011.5406 | -286.1436 | 1335.3175 | -3141.5085 | -647.7792 | 209.9994 | -347.8699 | 133.2018 | -957.1818 | -1349.4329 | 298.5991 | -48.4004 | 3497.4658 | -1961.9666 | -436.5416 | -632.847 | -36.314 | 1453.2633 | 1353.6361 | 4443.231 | -556.544 | 860.7067 | 1.8884 | -670.1119 | 5799.8452 | -695.749 | -2.0528 | 449.4847 | -2474.0286 | 898.0739 | 4328.2969 | 1313.1346 | 5027.2754 | -49.9051 | -739.3245 | 1361.8022 | -3963.1562 | 695.4252 | 1811.6241 | -3679.2854 | 47.8489 | 16929.9336 | 210.1042 | 102.6872 | 195.8409
2030-02-25 | 9 | -48.4901 | -398.9103 | -78.6621 | -701.2507 | -1178.5065 | -1157.7147 | -9748.1748 | 1301.3411 | -706.7476 | -98.508 | 2182.698 | 86.8973 | 2107.647 | -236.563 | 1470.8452 | -2956.051 | -748.0209 | 209.9994 | -355.4356 | 97.5851 | -1207.7426 | -1297.4785 | 178.3194 | -32.4469 | 3538.75 | -2059.0164 | -349.4616 | -640.6588 | -39.3011 | 1180.9897 | 1464.4475 | 4353.5283 | -688.4925 | 802.636 | 3.3703 | -908.7958 | 4887.7051 | -809.5528 | -86.3067 | 449.497 | -2263.5508 | 532.5419 | 4526.4751 | 1283.4785 | 5057.6963 | -2.632 | -1160.9834 | -97.2819 | -4852.7065 | 584.6971 | 4.2295 | -2531.2449 | -160.055 | 19247.2734 | 210.1043 | -17.7053 | 129.3779
2030-02-25 | 10 | -50.1981 | -366.628 | -73.6356 | -668.0497 | -1139.2478 | -1094.875 | -9572.1836 | 1218.2891 | -493.2052 | -106.8515 | 2297.0129 | 77.9801 | 1778.4349 | -146.5595 | 1583.6021 | -2450.5513 | -881.1899 | 209.9994 | -379.1451 | 245.2805 | -1294.371 | -1392.4569 | 225.3411 | -13.0171 | 3631.6775 | -2116.6514 | -530.3425 | -636.2454 | -41.4388 | 1119.6134 | 1252.2853 | 4162.0942 | -760.8562 | 684.9178 | 3.264 | -1304.0953 | 3343.7207 | -184.5208 | -171.7043 | 375.93 | -2318.0505 | 670.6264 | 4850.4595 | 1356.3973 | 5082.2534 | 186.1951 | -1424.7451 | -14.9107 | -4254.8228 | 1006.2735 | 151.7046 | -2657.9226 | -358.5008 | 19759.7285 | 210.1042 | -70.9625 | 149.241
2030-02-25 | 11 | -31.2036 | -283.9589 | -66.9206 | -545.7489 | -1117.6339 | -1077.4661 | -9473.1494 | 1244.4932 | -111.0305 | -93.9516 | 2205.5354 | 146.5919 | 2127.8359 | -45.471 | 1632.0476 | -1771.6328 | -1041.5872 | 209.9994 | -366.7043 | 283.4574 | -1066.905 | -1551.1898 | 160.7341 | -5.9313 | 3567.3582 | -1874.9802 | -515.2862 | -596.6432 | -49.1069 | 949.4504 | 792.8849 | 2158.4058 | -1192.1539 | 348.4792 | 2.0794 | -1643.587 | 1402.8582 | -1050.1749 | -267.1919 | 449.6204 | -2622.189 | 395.7815 | 4692.9038 | 1334.4231 | 5076.6704 | -2.7022 | -1651.5142 | -956.9743 | -4924.8442 | 773.7715 | 199.5976 | -2236.8435 | 121.9084 | 17852.1094 | 210.1042 | -18.8918 | 337.5641
2030-02-25 | 12 | -24.7676 | -16.6065 | -62.8363 | -499.4661 | -1014.9232 | -1166.9963 | -9663.6377 | 1633.0712 | -2.7979 | -122.4613 | 2268.1274 | 76.9035 | 2030.3276 | 57.627 | 1621.3915 | -1421.7595 | -886.2361 | 209.9994 | -387.0927 | 157.7284 | -1012.267 | -1834.3639 | 101.8735 | -2.3875 | 3649.2947 | -1945.524 | -52.6715 | -619.5028 | -60.4891 | 876.6528 | 1043.1036 | 1625.5527 | -998.0195 | 202.3325 | 3.0868 | -1540.3538 | 733.0857 | -1189.8755 | -371.3945 | 449.622 | -2551.1284 | 242.5428 | 4772.1465 | 1366.2748 | 5077.4023 | -2.6764 | -1795.4281 | -859.1499 | -4691.2744 | 706.6806 | 246.088 | -2102.5305 | 0.99863 | 15434.1182 | 210.1043 | 22.1116 | 355.7518
2030-02-25 | 13 | -9.0038 | 485.1765 | -56.5152 | -443.605 | -835.335 | -1454.397 | -10572.584 | 2290.0828 | -2.8807 | -76.9139 | 2520.2402 | 195.0025 | 996.5242 | 55.8136 | 1694.172 | -1534.4326 | -976.9047 | 209.9994 | -462.0698 | 71.2225 | -1098.08 | -3377.9546 | 59.9664 | 5.6876 | 3831.0979 | -1899.4298 | 153.2915 | -699.4333 | -80.2425 | 802.1892 | 1203.4733 | 0.98555 | -862.1622 | -205.9061 | 3.6364 | -1463.261 | -1122.9478 | -244.157 | -205.2035 | 231.6333 | -2517.3416 | 172.0789 | 4815.8813 | 1397.1174 | 5078.0767 | -3.3009 | -1780.7504 | 2693.6787 | -1117.9486 | 870.963 | 233.7887 | -2127.3826 | -266.7718 | 13167.6826 | 210.1042 | -28.0537 | 301.0916
2030-02-25 | 14 | 1.488 | 969.4466 | -53.5492 | -414.847 | -402.8528 | -1716.5825 | -11636.3535 | 3091.6016 | -2.9216 | -100.9515 | 2629.9973 | 112.8182 | 1674.8248 | 295.1075 | 1641.5651 | -1203.9158 | -1025.9427 | 209.9994 | -467.3617 | 3.1575 | -1019.7263 | -4594.3291 | 10.4008 | -6.2123 | 3800.1646 | -1787.7944 | -145.7537 | -776.9229 | -101.1413 | 766.5472 | 745.3746 | -1211.2102 | -912.8245 | -508.0579 | 2.8013 | -669.5675 | -2328.4456 | -1112.9457 | -272.9306 | 449.6021 | -2661.0288 | 72.1243 | 4889.2026 | 1433.9193 | 5073.0576 | -2.7097 | -1848.8037 | -188.6868 | -3634.5095 | 812.9343 | -78.9474 | -2432.8455 | -183.1268 | 10332.0479 | 210.1043 | -59.8228 | 254.1537
2030-02-25 | 15 | 4.0599 | 958.8269 | -48.2107 | -359.6765 | -312.4052 | -1618.7428 | -11490.0186 | 3200.1328 | -2.9107 | -117.4597 | 2703.1899 | 89.9768 | 1609.5231 | 310.7612 | 1694.0311 | -1099.8826 | -831.4254 | 209.9994 | -488.0409 | -48.3585 | -946.576 | -4308.5239 | -16.2304 | -5.5361 | 3958.6985 | -1558.2499 | 217.2945 | -741.5112 | -106.6644 | 726.2311 | 769.1874 | -1035.2167 | -707.4017 | -493.9351 | 4.6813 | -62.5729 | -2595.491 | -1130.2362 | -330.047 | 449.6129 | -2730.8145 | 38.4659 | 5094.3008 | 1495.9995 | 5070.9058 | -2.7879 | -1881.6185 | 19.7642 | -3526.9971 | 835.9689 | -28.7487 | -2499.4353 | -209.7052 | 7803.7788 | 210.1042 | -97.2453 | 196.1106
2030-02-25 | 16 | 9.4628 | 601.459 | -43.3309 | -216.6778 | -751.998 | -1211.5114 | -9385.4863 | 2022.0011 | -2.9074 | -118.2236 | 2807.5767 | 142.7877 | 1694.1216 | 32.9016 | 1919.8469 | -197.5105 | -264.4732 | 209.9994 | -516.9924 | 287.4257 | -1013.804 | -3763.384 | 8.3917 | 8.5255 | 4089.2163 | -924.4048 | -700.6656 | -560.1172 | -104.5105 | 558.8625 | 141.9655 | -1404.0981 | -1199.2668 | -405.6473 | 5.0845 | 268.0805 | -3316.4434 | -1191.8704 | -268.6005 | 449.6168 | -2738.1443 | 133.8823 | 4972.0718 | 1537.7594 | 5066.0503 | -2.8001 | -1996.0721 | 771.1693 | -2828.9492 | 943.6299 | -78.1043 | -1747.618 | -79.2207 | 4613.5571 | 210.1042 | -179.1024 | 54.291
2030-02-25 | 17 | -11.6938 | 581.4628 | -50.399 | -242.9235 | -1349.6823 | -997.653 | -6860.9146 | 661.0963 | -2.8504 | -155.5882 | 3171.8455 | 82.2581 | 1559.1176 | 24.1839 | 2004.6493 | -796.7335 | 14.9932 | 209.9994 | -561.9705 | 251.4126 | -1295.3469 | -2418.3403 | -81.8102 | -3.2003 | 4211.2129 | -1304.7316 | -796.4562 | -507.0808 | -110.5594 | 316.8226 | 400.7196 | 1051.4637 | -877.9539 | 100.9968 | 8.3333 | 1095.4752 | -1001.7598 | -1209.6426 | -315.0253 | 449.6031 | -2380.0684 | -3.0572 | 4896.1396 | 1530.4438 | 5070.2598 | -95.1459 | -1955.3364 | 1300.965 | -2324.4497 | 874.2043 | -509.5116 | -994.3941 | 0.98853 | 4733.2334 | 210.1042 | -217.9236 | 13.7879
2030-02-25 | 18 | -20.1971 | 567.6426 | -52.4554 | -257.4834 | -1676.441 | -888.9505 | -5825.999 | 233.176 | 0.99866 | -150.8873 | 3351.1494 | 58.7867 | 1091.3652 | 360.8629 | 1743.9962 | -816.7397 | 64.9246 | 209.9994 | -555.189 | 236.9549 | -1378.0409 | -2344.5022 | -125.6106 | -21.644 | 4153.9707 | -1483.9788 | -915.9676 | -481.8984 | -114.7903 | 228.9131 | 368.3657 | 1765.4821 | -783.3738 | 256.162 | 8.9097 | 1747.9172 | -384.7897 | -1202.2573 | -266.8139 | 449.6148 | -2243.6184 | -169.8428 | 4766.8115 | 1518.3822 | 5072.896 | -152.6107 | -1996.0623 | 1544.296 | -1959.1077 | 755.2147 | -663.8495 | -846.9734 | 0.99243 | 4713.7412 | 210.1042 | -203.8271 | 72.1995
2030-02-25 | 19 | -10.1392 | 279.8622 | -42.4487 | -154.9177 | -1315.8569 | -443.6776 | -2955.4309 | 0.99898 | -593.5386 | -102.6714 | 2993.6841 | 195.0007 | 1412.9464 | 403.6122 | 1760.2034 | -720.8787 | 11.4513 | 209.9994 | -547.296 | 634.7802 | -1229.1447 | -2096.8159 | -66.5438 | 11.3271 | 4181.5312 | -634.1014 | -1898.4148 | -251.3989 | -97.0927 | 312.9998 | -208.2776 | 1532.2644 | -1452.8754 | 352.166 | 8.2089 | 847.0279 | -637.8779 | -1130.0793 | -489.4896 | 449.7345 | -2303.2893 | -105.4627 | 5114.1641 | 1497.6115 | 5079.5552 | -242.2429 | -1909.7443 | 1557.3965 | -2389.032 | 631.6149 | 1.0085 | -2213.0476 | -355.9081 | 1825.0897 | 210.1042 | -184.3329 | 51.031
2030-02-25 | 20 | -8.0354 | 1.0097 | -44.0312 | -111.6083 | -1379.6771 | -188.2585 | -866.6779 | -262.3279 | -673.7221 | -121.8438 | 2497.1687 | 195.001 | 1052.2578 | 590.6781 | 2169.793 | -574.6136 | 7.0182 | 209.9994 | -673.5175 | 729.5387 | -1425.2346 | -1952.7374 | -69.0471 | 40.9429 | 4527.6118 | -349.317 | -2049.4524 | -127.5827 | -89.5623 | 246.9403 | -242.0062 | 1287.9463 | -1866.8326 | 555.7736 | 6.2656 | 595.491 | -416.469 | -1210.4274 | -915.1953 | 450.1066 | -1899.4758 | -215.3796 | 5589.0757 | 1505.9426 | 5069.0869 | -243.4802 | -2000.9325 | 1942.337 | -2045.6047 | 589.5908 | -144.9534 | -1383.6899 | -212.0723 | -409.7196 | 210.1042 | -221.2913 | 107.3463
2030-02-25 | 21 | -8.8649 | -526.4709 | -46.2888 | -89.1586 | -1888.2104 | -96.1858 | 0.99118 | -1403.92 | -2.7515 | -134.2048 | 2443.5781 | 191.5121 | 1206.209 | 608.8639 | 2237.6074 | -356.3275 | 41.1656 | 209.9994 | -671.9874 | 773.545 | -1277.0869 | -658.749 | -9.723 | 32.4913 | 4561.5996 | -304.2422 | -1860.7114 | -103.1218 | -61.5063 | 308.1348 | -161.4785 | 1728.6227 | -1974.6807 | 555.5502 | 6.0813 | 704.2008 | 458.335 | -837.5519 | -588.773 | 450.612 | -1835.8898 | -72.1398 | 5643.938 | 1593.7382 | 5062.6284 | 200.0483 | -1823.8872 | 2268.1042 | -1334.3352 | 568.3892 | 153.7794 | -968.5897 | -112.6886 | 2808.4121 | 210.1042 | -243.6832 | 50.9097
2030-02-25 | 22 | -16.5068 | -401.4987 | -51.3822 | -146.8737 | -1885.6083 | -250.2709 | 0.98659 | -1428.4546 | -2.7166 | -152.0051 | 2475.5364 | 194.9982 | 1053.1785 | 559.771 | 2167.3037 | -377.0501 | 131.694 | 209.9994 | -694.9705 | 727.3589 | -1280.5037 | 294.458 | -8.2759 | 26.8887 | 4601.8062 | -654.8401 | -1413.114 | -188.2977 | -60.9045 | 309.1812 | -7.9852 | 2708.1609 | -1725.1962 | 613.9975 | 6.1134 | 997.3054 | 1871.5288 | -451.1544 | -78.744 | 450.3385 | -1748.6227 | 0.99901 | 5426.5933 | 1760.2573 | 5062.3257 | 577.6024 | -1469.5569 | 2674.8354 | -237.6975 | 550.7755 | 330.5485 | -890.4628 | -346.7816 | 4190.3394 | 210.1042 | -270.4638 | 43.8457
2030-02-25 | 23 | -26.7065 | -139.3477 | -54.3103 | -200.4755 | -1931.5435 | -336.3628 | 2.8199 | -1460.3875 | 0.99748 | -125.1159 | 3258.6941 | 194.9988 | 1215.9513 | 428.0428 | 1873.775 | -769.7166 | 279.2336 | 209.9994 | -657.6031 | 729.3069 | -1120.6492 | 616.1699 | -43.1695 | 20.0205 | 4518.2983 | -974.6772 | -1345.8638 | -248.7203 | -68.4005 | 223.7173 | 86.5849 | 3504.7439 | -1402.7911 | 733.3098 | 8.6061 | 1199.6267 | 2861.1594 | -697.5396 | 29.9243 | 450.2484 | -2109.0999 | -61.8664 | 4858.3579 | 1701.9969 | 5052.1147 | 315.9771 | -950.5358 | 3264.917 | 475.9947 | 672.6177 | 281.7881 | -843.4016 | -161.5861 | 4697.915 | 210.1042 | -254.0768 | -54.729
2030-02-25 | 24 | -21.8321 | -106.9758 | -49.3405 | -172.7067 | -1930.4309 | -342.9159 | 0.98597 | -1159.3909 | 1332.9294 | -130.3784 | 3601.5859 | 195.0019 | 1618.9681 | 56.1233 | 2037.0247 | -1060.6124 | 268.2113 | 209.9994 | -629.4224 | 641.4966 | -855.0272 | 613.4106 | -8.1583 | 14.4226 | 4428.1978 | -816.4312 | -1299.0168 | -234.0892 | -71.9917 | 305.2281 | -146.0019 | 3006.1262 | -1554.4194 | 657.8582 | 8.7131 | 1022.9526 | 2323.1641 | -1188.9476 | -90.8263 | -2.6517 | -2413.7217 | 0.9985 | 3926.3379 | 1628.0128 | 4959.3745 | -283.4287 | -914.9384 | 2817.5376 | 346.7395 | 971.2704 | -97.5164 | -482.8334 | 1.0023 | 5608.8687 | 210.1042 | -295.4285 | 11.8148
2030-02-26 | 1 | -1.699 | 1.0033 | -40.7286 | -111.1324 | -1999.9412 | -600.4016 | -3131.7927 | -1271.1539 | 1599.2787 | -85.1379 | 3779.5183 | 195.0009 | 1976.3846 | -139.7307 | 1711.3087 | -473.4954 | 209.6638 | 209.9994 | -614.228 | 676.4238 | -826.2716 | -409.6704 | 73.6713 | -50.5231 | 4355.0723 | -568.2429 | -1104.89 | -286.0062 | -64.5493 | 481.2478 | -678.4835 | 838.6034 | -2019.1464 | 347.3792 | 5.8179 | 1420.9948 | 710.3674 | -417.1454 | -2.3697 | -2.9211 | -2524.2798 | -3.1853 | 4085.5889 | 1715.7968 | 4993.4883 | -3.3722 | -302.042 | 2675.9695 | 457.6359 | 1087.9094 | -80.6364 | -591.7247 | 1.0018 | 5219.6323 | 210.1042 | -327.5753 | 70.6651
2030-02-26 | 2 | -4.2994 | -12.4457 | -40.9455 | -144.6611 | -2002.861 | -659.657 | -3564.4119 | -1081.9932 | 1668.3472 | -85.0712 | 3719.1819 | 191.9792 | 1992.4937 | -249.0492 | 1633.472 | 33.5208 | 319.5513 | 209.9994 | -619.7452 | 515.3856 | -648.8929 | -563.41 | 43.0121 | -48.3517 | 4388.5537 | -682.2733 | -1092.2461 | -330.0925 | -65.7944 | 488.2419 | -337.9306 | 630.1486 | -1792.2875 | 311.4791 | 5.7005 | 1245.49 | 1582.7075 | -696.9642 | 1.0009 | -3.0677 | -2767.7175 | -125.6955 | 3781.6658 | 1616.1299 | 4740.603 | -3.2726 | -277.5845 | 3042.4734 | 667.5132 | 1065.8789 | -196.4847 | -752.556 | -4.2313 | 7638.0688 | 210.1042 | -308.3868 | 79.8493
2030-02-26 | 3 | -12.1527 | -12.3685 | -43.7152 | -178.4744 | -2010.0675 | -670.1313 | -4320.9087 | -542.6668 | 1647.0532 | -81.5092 | 3189.0957 | 131.6908 | 2002.552 | -318.3605 | 1423.1768 | -859.8903 | 138.9613 | 209.9994 | -641.3763 | 417.7026 | -684.2159 | -1086.6311 | 19.9565 | -41.7532 | 4492.1768 | -905.4514 | -1602.3315 | -356.9644 | -66.6635 | 499.829 | -216.3322 | 615.9277 | -1520.5004 | 498.0748 | 7.0839 | 1128.795 | 2409.0693 | -836.353 | 37.082 | 0.99997 | -2738.6912 | -251.4305 | 3517.5569 | 1569.5283 | 4543.5835 | -3.3876 | -277.5546 | 3312.2605 | 603.8219 | 1204.2253 | -234.996 | -694.8666 | -23.7402 | 8255.6348 | 210.1043 | -298.0925 | 74.509
2030-02-26 | 4 | -12.7778 | 232.5659 | -45.5044 | -219.9001 | -1648.8763 | -834.6013 | -5217.146 | -1.8855 | 1530.0935 | -79.105 | 3226.5178 | 128.7733 | 1972.5144 | -370.8423 | 1411.0209 | -129.5698 | 138.7863 | 209.9994 | -654.5698 | 454.1035 | -799.6014 | -2157.0818 | 1.0013 | -47.2268 | 4501.1465 | -1024.5939 | -1814.4084 | -414.5481 | -77.187 | 487.9059 | 187.2044 | 125.9879 | -1401.045 | 432.0505 | 7.0251 | 1340.4447 | 2857.2708 | -722.0827 | 161.4434 | 1.0011 | -2749.0754 | -268.9049 | 3518.6377 | 1528.1941 | 4670.0269 | -3.5246 | -277.1478 | 3261.7468 | 311.1014 | 1231.2716 | 1.007 | -1126.8685 | 115.0945 | 7224.8599 | 210.1043 | -235.1469 | 95.57
2030-02-26 | 5 | -16.5702 | 357.928 | -53.0706 | -284.3372 | -1563.8153 | -1053.188 | -5096.0288 | 0.99874 | 1106.9495 | -104.7359 | 3917.478 | 95.9774 | 2090.0374 | -350.0732 | 1579.8143 | 313.0594 | 100.5702 | 209.9994 | -604.9555 | 425.4897 | -853.1939 | -2963.6152 | -16.5118 | -58.7539 | 4161.5127 | -1402.0686 | -1880.5125 | -521.0504 | -85.3897 | 455.681 | 482.3718 | 0.9858 | -1180.3811 | 400.6669 | 5.1915 | 1707.348 | 3231.0999 | -763.3948 | 69.362 | 1.0078 | -2766.699 | -300.6756 | 3516.4727 | 1479.2803 | 4559.126 | -3.3747 | -277.3214 | 3133.2219 | -13.0249 | 1155.4266 | -78.6891 | -1329.8345 | -0.40748 | 8262.2783 | 210.1043 | -272.1399 | 91.0934
2030-02-26 | 6 | -22.8902 | 770.713 | -58.3192 | -355.4829 | -1469.6997 | -1282.3329 | -5692.7397 | 216.4113 | 0.99659 | -133.7972 | 3943.9299 | 53.2242 | 1996.9039 | -321.8593 | 1784.9578 | 574.2137 | 326.0469 | 209.9994 | -566.4231 | 272.8484 | -1057.4174 | -3794.1177 | -66.248 | -71.1447 | 3882.959 | -1732.0824 | -1556.7356 | -632.6956 | -107.2912 | 444.3502 | 861.1619 | 0.98549 | -783.4469 | 367.863 | 6.2405 | 2251.5222 | 4290.1021 | -883.7594 | 1.0003 | 54.1127 | -2309.7651 | -316.2949 | 3647.2202 | 1400.2385 | 4828.6475 | -288.5975 | -838.9673 | 2823.3611 | -922.1735 | 984.4198 | 0.99157 | -1490.1448 | -35.7358 | 8374.1221 | 210.1042 | -218.4114 | 208.8773
2030-02-26 | 7 | -25.9954 | 444.292 | -62.6209 | -359.7588 | -1491.5126 | -1049.8313 | -5294.2197 | -2.5379 | -830.7629 | -210.5692 | 3982.6035 | 105.1396 | 1724.5851 | -189.3395 | 2091.9731 | 1171.7155 | 504.6171 | 209.9994 | -534.8111 | 256.4279 | -1276.9917 | -5152.8457 | -31.0702 | -71.0869 | 3589.844 | -1504.4613 | -1966.2349 | -550.5074 | -91.3647 | 508.1248 | 589.0901 | 4.2794 | -1181.7593 | 524.4717 | 4.0233 | 2264.1157 | 4655.4614 | -623.0994 | -2.4179 | 449.4833 | -2573.8157 | -434.9103 | 4208.8154 | 1412.6763 | 5016.0991 | -87.9446 | -357.1528 | 2822.5022 | -1459.3416 | 984.5782 | -516.8734 | -2077.884 | -96.2967 | 7758.8906 | 210.1042 | -210.5474 | 273.5573
2030-02-26 | 8 | -31.3 | 478.3698 | -69.0967 | -397.8955 | -1850.5088 | -1020.5527 | -5170.7339 | -945.7291 | -775.7394 | -330.5806 | 3927.2729 | 195.0008 | 1546.5514 | -191.6168 | 2051.8125 | 714.702 | 460.5124 | 209.9994 | -605.3618 | 274.1637 | -1407.8171 | -5011.6089 | -43.8737 | -48.231 | 3754.0557 | -1531.8295 | -1867.8955 | -510.5401 | -84.0759 | 384.0057 | 785.0703 | 659.4813 | -1168.0626 | 578.5761 | 4.1581 | 2036.3423 | 5347.1519 | -710.7867 | -2.082 | 254.3991 | -1990.3308 | -538.2068 | 3941.7019 | 1357.2383 | 5045.3389 | -263.727 | -676.8911 | 2355.3982 | -1324.0096 | 748.7272 | -788.2514 | -2393.7441 | -2.0011 | 7780.0718 | 210.1042 | -150.5496 | 373.9081
2030-02-26 | 9 | -35.6961 | 1008.0927 | -74.2909 | -523.9455 | -1879.2998 | -1381.3818 | -6245.041 | -789.2314 | -2.7546 | -373.5196 | 3957.7151 | 102.7572 | 1642.9657 | -98.2495 | 2055.4553 | 609.4672 | 352.5622 | 209.9994 | -566.4905 | -188.2497 | -1484.5006 | -4798.0142 | -178.6092 | -62.4216 | 3515.7637 | -2170.1035 | -919.5658 | -700.4814 | -104.5341 | 299.5381 | 1522.2262 | 1276.6696 | -331.8892 | 372.1513 | 2.9039 | 2270.8208 | 6493.4941 | -924.6556 | -345.0709 | -3.5839 | -1578.4487 | -870.4986 | 3608.2268 | 1237.424 | 4365.0518 | -258.7076 | -1865.5355 | 3513.0457 | -688.9962 | 338.8819 | -2486.533 | -1446.1672 | 366.4882 | 10157.6172 | 210.1042 | -214.2795 | 259.5103
2030-02-26 | 10 | -29.2832 | 1087.4515 | -66.8659 | -510.0158 | -1967.7909 | -1486.1403 | -7455.3135 | -306.9816 | 471.0693 | -379.4587 | 3939.1519 | 55.9848 | 1801.8514 | -29.7036 | 2074.4158 | 622.0628 | 279.8031 | 209.9994 | -518.024 | -331.0684 | -1118.3083 | -4649.5107 | -200.442 | -59.4593 | 3273.7954 | -2143.3379 | -850.4935 | -711.1646 | -113.4842 | 370.2944 | 1480.0543 | 306.0102 | -203.5129 | 197.285 | 2.5892 | 2143.4458 | 5583.6382 | -694.002 | -2.2265 | 322.9813 | -1755.5355 | -904.6107 | 3997.2778 | 1318.4517 | 5061.4487 | -255.306 | -1329.1964 | 2218.6843 | -924.919 | 167.0666 | -2660.4104 | -642.3199 | 351.5866 | 9606.333 | 210.1042 | -153.9193 | 211.162
2030-02-26 | 11 | -35.3242 | 745.2202 | -68.5352 | -554.8026 | -1980.8925 | -1328.6193 | -7128.9561 | -2.7543 | 0.99622 | -358.8706 | 3992.3162 | 133.7304 | 1789.7815 | -30.1267 | 2037.4316 | 671.2788 | 216.6883 | 209.9994 | -437.7945 | -57.9575 | -1203.7847 | -5167.9175 | -137.1996 | -53.5619 | 2716.5813 | -2234.6047 | -1401.9801 | -687.5248 | -100.5481 | 386.0295 | 1417.3171 | 119.6362 | -350.347 | 255.7623 | 1.8092 | 1777.7004 | 5884.7275 | -710.1078 | -2.2395 | 367.8199 | -1820.1643 | -674.5865 | 4053.0657 | 1318.0823 | 5067.9771 | -254.4643 | -1270.9795 | 2233.2251 | -925.3029 | 544.2242 | -2077.7668 | -525.4223 | 81.0301 | 10447.7842 | 0.10423 | -215.5117 | 105.8407
2030-02-26 | 12 | -37.6345 | 824.3856 | -65.4082 | -600.3875 | -1395.625 | -1346.312 | -8613.5176 | 1075.1907 | 0.99845 | -315.9049 | 4009.9778 | 195.0002 | 1770.6002 | 92.7087 | 2030.9283 | 351.3364 | -3.5795 | 209.9994 | -342.4762 | 75.0963 | -1301.9121 | -5658.7954 | -63.7705 | -40.4902 | 1796.6763 | -2194.8862 | -1639.2589 | -704.5726 | -100.828 | 512.8506 | 1633.6021 | 0.9876 | -421.1783 | 310.2543 | 1.683 | 1328.0507 | 6317.0742 | -674.8699 | -2.8909 | 449.4677 | -2090.6558 | -407.7907 | 4087.6125 | 1326.8768 | 5069.7109 | -256.5315 | -1306.745 | 1610.8185 | -1574.5042 | 870.5253 | -1084.0548 | -1101.1624 | -0.81417 | 9840.0869 | 0.10423 | -241.1206 | 24.8899
2030-02-26 | 13 | -34.9377 | 1008.7696 | -65.3196 | -582.6662 | -1179.0021 | -1525.6871 | -9351.4316 | 1597.4298 | -2.9026 | -273.8769 | 4025.8318 | 131.4411 | 1902.1991 | 189.2826 | 2082.0747 | 723.899 | 56.4577 | 209.9994 | -372.4362 | 124.4805 | -1247.5735 | -5960.6743 | -53.2893 | -47.8512 | 2153.0796 | -2304.366 | -1318.8831 | -763.3712 | -110.6906 | 562.0706 | 1568.7015 | -643.2285 | -354.123 | 246.492 | 1.168 | 1578.4071 | 5520.6235 | -660.1026 | 34.689 | 449.6803 | -2068.7585 | -237.9943 | 4122.3242 | 1315.2595 | 5066.6699 | -177.9787 | -1497.3909 | 1781.7246 | -1562.0007 | 881.1936 | -286.8703 | -1516.1553 | 1.0079 | 10976.0557 | 0.10423 | -229.6103 | 116.361
2030-02-26 | 14 | -27.4253 | 1124.3385 | -61.7577 | -570.6378 | -1330.4265 | -1540.49 | -8832.0537 | 1265.9121 | -2.826 | -184.0893 | 3994.0417 | 112.9545 | 1927.7466 | -0.59307 | 2134.8513 | 837.1758 | 60.2116 | 209.9994 | -334.899 | 167.3508 | -1245.6038 | -5969.6216 | -109.5738 | -30.6793 | 1818.615 | -2158.3652 | -1401.8583 | -764.1446 | -116.3322 | 433.4665 | 1635.8754 | -944.4171 | -379.1047 | 1.001 | 0.47815 | 1220.5675 | 4936.2261 | -729.098 | 2.9471 | 449.6823 | -2370.8914 | -496.1081 | 4214.9814 | 1317.6404 | 5069.3008 | -85.6379 | -1593.1119 | 1013.6445 | -2349.2634 | 861.2355 | -961.452 | -1162.5193 | 0.98666 | 11398.5479 | 0.10423 | -253.2277 | 234.6604
2030-02-26 | 15 | -26.4929 | 1218.9048 | -62.4652 | -581.326 | -998.5211 | -1628.1809 | -9963.2178 | 1994.1406 | -126.8042 | -122.2378 | 3971.6858 | 91.5554 | 1683.7308 | 27.3576 | 2173.9294 | -148.9269 | -318.8398 | 209.9994 | -271.4771 | 317.8201 | -1162.4387 | -6015.7646 | -70.1961 | -19.2195 | 1410.8083 | -2258.6399 | -1674.0654 | -842.4089 | -116.6155 | 485.4238 | 1918.954 | -904.2122 | -263.5796 | -42.8159 | 0.68218 | 805.1606 | 4274.9585 | -710.9058 | -54.3215 | 449.5245 | -2317.5737 | -377.4227 | 4255.7021 | 1353.8899 | 5068.874 | -88.1325 | -1805.9382 | 1197.7217 | -2088.5583 | 924.9543 | -782.7208 | -1346.1224 | -168.321 | 10530.5703 | 0.10423 | -245.5474 | 209.3388
2030-02-26 | 16 | -37.1515 | 682.5987 | -62.9238 | -596.1254 | -1333.4044 | -1214.6144 | -8333.2354 | 1030.489 | -146.4031 | -131.3825 | 3935.7673 | 84.0674 | 1598.0907 | -13.541 | 2193.946 | -201.6273 | -252.19 | 209.9994 | -268.8701 | 400.5793 | -1257.5942 | -5957.2788 | -60.0766 | -5.0235 | 1355.6733 | -2176.238 | -1872.9337 | -709.4583 | -94.5974 | 459.4903 | 1855.4769 | 462.1587 | -357.6051 | 319.7519 | 0.76679 | 596.6409 | 5992.4028 | -729.1631 | -60.2844 | 449.5611 | -2344.1016 | -339.4633 | 4291.8496 | 1389.8379 | 5062.7529 | -31.1085 | -1803.3373 | 1370.9846 | -2164.6226 | 982.2767 | -938.0262 | -1259.3152 | -416.2143 | 10363.9512 | 0.10423 | -274.349 | 214.5747
2030-02-26 | 17 | -37.8862 | 488.1019 | -61.6934 | -537.4858 | -1992.4576 | -885.4567 | -6352.0889 | -110.1152 | -2.8613 | -125.011 | 3870.2307 | 95.0752 | 1247.4681 | 252.1427 | 1991.4105 | -390.8908 | -289.3083 | 209.9994 | -292.159 | 651.012 | -1367.7292 | -6033.7134 | -75.5168 | -10.3485 | 1439.0649 | -1922.5734 | -2487.5581 | -583.5776 | -93.882 | 286.2542 | 1206.0193 | 843.9568 | -736.6326 | 503.5787 | 0.82354 | 692.4799 | 5738.272 | -764.9699 | -137.1335 | 449.7866 | -2479.2615 | -375.2497 | 4396.6821 | 1450.0647 | 5076.6982 | 1.0241 | -1626.0708 | 1374.8965 | -2110.4087 | 988.5975 | -1020.9064 | -497.2433 | -99.6036 | 9350.7236 | 0.10423 | -297.5224 | 205.4201
2030-02-26 | 18 | -23.2333 | 688.9515 | -55.3816 | -479.2563 | -1448.3679 | -1083.5896 | -6634.6543 | 431.304 | -2.9357 | -140.753 | 3821.9629 | 65.5775 | 1122.019 | 57.2696 | 1967.4635 | -133.0632 | -89.3888 | 209.9994 | -280.3252 | 741.2495 | -907.1647 | -4815.915 | -52.1037 | -42.2927 | 1638.9027 | -1757.2357 | -2097.0264 | -619.6174 | -94.1624 | 413.7636 | 1263.7095 | 0.98721 | -629.1829 | 183.0479 | 1.7984 | 1134.5616 | 3955.0718 | -857.679 | -201.3521 | 449.6712 | -2152.8423 | -449.4561 | 4490.9399 | 1495.2114 | 5067.4448 | -34.4265 | -1995.8444 | 1855.9619 | -2195.5222 | 787.4827 | -741.5048 | -1326.0278 | -0.92101 | 7700.7261 | 0.10423 | -230.0771 | 187.7436
2030-02-26 | 19 | -16.9149 | 1017.8313 | -52.4168 | -431.7849 | -1240.9235 | -1074.7245 | -6713.3096 | 671.892 | -2.9297 | -116.8743 | 3883.8569 | 134.7403 | 1545.673 | 229.251 | 2033.3646 | -80.4056 | -146.5204 | 209.9994 | -301.5707 | 614.9058 | -931.1801 | -5136.2671 | -73.9382 | -45.9472 | 1795.8477 | -1578.6219 | -2225.1072 | -579.2913 | -110.9249 | 453.2151 | 909.9259 | 0.98402 | -931.886 | 164.1094 | 0.68268 | 1263.5253 | 3096.2634 | -973.8069 | -412.0298 | 449.8915 | -2236.7639 | -483.0778 | 4606.0977 | 1451.4603 | 5072.8452 | -244.9721 | -1967.5223 | 1837.2758 | -2359.4631 | 688.3426 | -181.9968 | -1404.5262 | 353.4122 | 4767.6235 | 0.10423 | -190.1527 | 120.3185
2030-02-26 | 20 | -10.893 | 1143.1736 | -54.4061 | -370.2769 | -1961.2332 | -1047.0338 | -4735.4995 | -616.9948 | 297.1242 | -145.2038 | 3901.8125 | 99.3674 | 1763.6671 | 470.5945 | 2264.186 | -302.8979 | -99.2405 | 209.9994 | -495.574 | 450.4691 | -1004.3809 | -4576.1211 | -226.2141 | -57.2755 | 3257.3938 | -1566.1133 | -1726.1718 | -540.0287 | -121.388 | 178.7038 | 763.7398 | 5.2481 | -789.5826 | 42.0699 | 2.9839 | 1933.3198 | 2576.2886 | -841.577 | -488.8239 | 449.7428 | -1969.9336 | -1040.9677 | 4894.1577 | 1449.9047 | 5070.1265 | -21.0697 | -1835.2413 | 1818.8328 | -1080.3699 | 190.3685 | -943.8422 | -1413.5032 | 683.8843 | 2653.0696 | 0.10423 | -120.9523 | 250.9425
2030-02-26 | 21 | -9.6863 | 1011.8082 | -56.7826 | -366.2647 | -1951.613 | -1115.5476 | -4981.854 | -792.6473 | 783.7361 | -176.4488 | 3849.8237 | 29.2289 | 1466.9568 | 533.7412 | 2210.4011 | -168.8683 | -97.8919 | 209.9994 | -700.9778 | 307.6541 | -786.3009 | -3469.2385 | -207.7014 | -47.3408 | 4219.3447 | -1641.51 | -1217.4435 | -553.6207 | -112.7695 | 235.6805 | 948.352 | 745.2217 | -555.5627 | -3.2087 | 2.9835 | 2160.99 | 2555.1018 | -877.0605 | -662.6744 | 450.7458 | -1740.5121 | -994.5181 | 4786.3555 | 1471.8168 | 5065.373 | -241.6547 | -1421.7894 | 2288.0039 | -924.6301 | 80.8426 | -1015.2745 | -1249.7727 | 863.6118 | 3843.3113 | 0.10423 | -142.2663 | 154.1896
2030-02-26 | 22 | -37.7499 | 910.8132 | -64.1112 | -408.4933 | -1938.8066 | -1092.1688 | -4700.9229 | -974.653 | 1065.8867 | -217.2686 | 3824.9451 | -54.5583 | 1111.5815 | 539.784 | 2307.6023 | -233.855 | 172.9997 | 209.9994 | -616.3633 | 331.3687 | -926.1063 | -3113.6655 | -180.2435 | -64.9928 | 3943.3372 | -2088.6262 | -745.1927 | -571.7085 | -103.5768 | 276.2877 | 1554.198 | 2391.637 | 43.4005 | 368.5206 | 6.8085 | 2816.1714 | 3600.1165 | -671.2936 | -537.2709 | 450.6523 | -1817.6749 | -897.0415 | 4870.0239 | 1517.7174 | 5064.1362 | 24.3257 | -1207.5667 | 2431.9053 | -542.9215 | 354.1371 | -692.5057 | -1423.7018 | 697.5588 | 6747.2993 | 0.10423 | -168.9337 | 68.05
2030-02-26 | 23 | -26.311 | 965.3386 | -60.3935 | -378.1488 | -2000.1217 | -1027.8119 | -4867.7354 | -612.7162 | 998.9834 | -134.0451 | 3941.0999 | 96.3986 | 1234.5942 | 347.2864 | 1845.3199 | -321.7804 | 131.725 | 209.9994 | -585.9332 | 660.107 | -946.2435 | -2801.5432 | -115.029 | -62.4175 | 3788.1426 | -1965.7048 | -1151.5299 | -535.2823 | -104.2391 | 254.4518 | 1090.635 | 2003.8158 | -349.7187 | 478.3252 | 6.2623 | 2564.658 | 2419.2646 | -358.9487 | -14.687 | 450.2733 | -1909.5531 | -599.9786 | 4374.8076 | 1582.0979 | 5048.689 | 193.2074 | -683.1349 | 2886.3979 | -32.3107 | 652.5897 | -573.6304 | -927.9053 | 400.4229 | 6038.7969 | 210.1043 | -201.5278 | 50.424
2030-02-26 | 24 | -31.9682 | 830.1917 | -59.0168 | -380.9459 | -2021.4812 | -940.7363 | -6272.146 | -431.1842 | 942.9875 | -203.5741 | 3902.0237 | -0.42127 | 1057.7451 | 47.2756 | 1941.1658 | -502.6104 | 158.2447 | 209.9994 | -527.0457 | 579.2379 | -1295.1073 | -3380.9539 | -154.3396 | -77.6877 | 3278.5188 | -2008.14 | -1645.8112 | -511.0366 | -106.8699 | 100.7008 | 750.6096 | 2142.4756 | -394.7746 | 621.4888 | 6.5725 | 2482.01 | 2390.9519 | 153.6195 | 608.0168 | 449.9097 | -2015.7389 | -559.9081 | 4021.0532 | 1891.3383 | 5025.3862 | 589.8536 | -281.0215 | 3185.4556 | 619.3051 | 844.3433 | -1177.7938 | -217.119 | -1.2617 | 5671.4873 | 210.1042 | -281.4018 | 172.062
2030-02-27 | 1 | -14.1263 | 1011.274 | -50.5125 | -437.5443 | -827.9147 | -1316.8468 | -9256.5869 | 1792.8584 | 1501.4597 | -93.3541 | 3682.1721 | 0.99954 | 2030.3969 | -355.415 | 1153.0649 | -201.5407 | -735.592 | 209.9994 | -138.3332 | 246.9303 | -522.1955 | -2181.6804 | -54.0081 | -42.4986 | 1749.5515 | -1904.2485 | -961.9213 | -688.8591 | -115.0878 | 490.184 | 791.7009 | -72.7059 | -874.7887 | -22.4739 | 1.9409 | -751.369 | 627.4971 | -0.7918 | 415.8462 | 213.1747 | -2427.5105 | -224.4861 | 3699.8838 | 1531.5906 | 4997.8267 | -2.4981 | -272.9106 | 1444.3136 | -1490.5953 | 493.3689 | -1117.2863 | -2233.1042 | 1144.1511 | 4976.3003 | 210.1043 | 1.1825 | 272.1031
2030-02-27 | 2 | -22.1533 | 1693.7174 | -49.0207 | -288.5945 | -462.0166 | -1628.7416 | -9543.3682 | 2404.4814 | 1561.1023 | -108.0108 | 3229.2432 | -96.8678 | 1994.8711 | -501.6406 | 826.8871 | 99.0468 | -292.0975 | 209.9994 | -164.6413 | -8.241 | -351.8195 | -2303.3235 | -174.9463 | -72.4334 | 2106.8096 | -2098.8706 | -920.9324 | -769.416 | -146.3948 | 357.1823 | 1115.2186 | 516.5475 | -519.9453 | 36.9227 | 2.5743 | -72.7682 | -662.9594 | 1.0609 | 410.7945 | 107.0994 | -2298.8372 | -528.4991 | 3514.2795 | 1458.4137 | 4880.1289 | -38.7232 | -346.4326 | 1169.7651 | -2263.4846 | 179.5204 | -1887.8031 | -2765.9099 | 1480.6025 | 588.1736 | 210.1043 | 24.1218 | 258.6356
2030-02-27 | 3 | 25.8887 | 2622.6619 | -30.2891 | -308.6535 | -177.0082 | -2176.7544 | -11314.1992 | 3124.824 | 1544.6393 | -125.3813 | 3737.7227 | -95.5682 | 2000.7262 | -414.5338 | 1102.9845 | 1097.9891 | -761.3239 | 209.9994 | -229.1805 | 50.5348 | -843.1709 | -4773.002 | -319.627 | -32.2259 | 1822.411 | -1577.8578 | -1812.7975 | -975.064 | -190.9391 | 79.3456 | 1046.5563 | -2960.3296 | -600.283 | -1056.5752 | 0.81008 | -585.8981 | -4332.5176 | 1.0014 | 70.2846 | 449.3955 | -2118.1396 | -796.1 | 3220.8267 | 1532.6458 | 4230.6816 | -2.8104 | -272.8001 | 2425.541 | -897.6174 | 128.0856 | -1349.7008 | -2878.0977 | 1799.479 | -1364.6406 | 210.1043 | 52.54 | 236.969
2030-02-27 | 4 | -7.9064 | 2774.9463 | -51.2308 | -493.3099 | -98.2475 | -2257.9526 | -11182.374 | 3146.771 | 1672.5012 | -151.2374 | 3785.2869 | -131.9135 | 2036.0874 | -415.6747 | 1265.6908 | 1134.9344 | -301.1117 | 209.9994 | -190.6078 | -6.7671 | -935.2219 | -4993.4331 | -306.7902 | -19.4977 | 1499.7965 | -2096.5852 | -1526.6713 | -1033.0358 | -188.7644 | 109.2361 | 1979.0413 | -144.3209 | -166.5344 | -537.1757 | 0.8206 | -229.035 | -1473.4541 | -1.2657 | 64.5118 | 449.3659 | -1873.0709 | -737.8729 | 3218.5823 | 1516.3929 | 4196.3413 | -2.7009 | -272.3594 | 2401.2202 | -1030.3098 | 72.5968 | -899.7899 | -3126.8147 | 1838.899 | -899.6347 | 210.1042 | 82.8272 | 143.516
2030-02-27 | 5 | -3.9002 | 2492.314 | -37.4915 | -417.7231 | 214.676 | -2275.5461 | -11908.0449 | 3827.4016 | 1299.3417 | -130.0515 | 3837.0806 | -100.8012 | 2137.6096 | -440.5451 | 1195.0712 | 750.0519 | -136.2436 | 209.9994 | -195.3749 | -55.5277 | -758.5062 | -4044.3918 | -185.2682 | -30.2682 | 1912.7296 | -1968.8459 | -1269.8069 | -1012.2452 | -175.5244 | 393.1687 | 2026.7944 | -376.6946 | -319.9538 | -427.0525 | 0.74993 | -351.6116 | -1468.345 | -20.5444 | 122.3569 | 401.3218 | -2181.0037 | -400.8266 | 3302.6443 | 1509.913 | 4286.0151 | -2.6137 | -272.2581 | 1813.8406 | -1858.885 | 379.0013 | -604.4559 | -3216.7649 | 996.4878 | 447.5357 | 210.1043 | 63.2546 | 179.6998
2030-02-27 | 6 | -22.4691 | 2068.2322 | -56.075 | -343.1729 | 842.5173 | -2236.7791 | -13839.3848 | 5099.6353 | -2.9979 | -149.6592 | 3508.5334 | -32.4457 | 1825.6873 | -425.0115 | 1265.6193 | 634.6627 | 2.1828 | 209.9994 | -273.1475 | -455.6346 | -556.5564 | -2904.7205 | -89.9201 | -29.3717 | 2386.1731 | -2056.6924 | 148.6439 | -958.7388 | -168.1859 | 801.8199 | 2391.4941 | 0.98541 | -151.1723 | -139.3547 | 0.70293 | -280.942 | -1152.0664 | -1.3301 | 657.1966 | 83.3514 | -2149.021 | -162.6049 | 3473.8547 | 1479.1549 | 4927.8994 | -2.5038 | -272.2928 | 775.4211 | -3605.2517 | 366.7215 | 280.0379 | -4248.5977 | 614.0599 | 1819.9852 | 210.1043 | 99.7473 | 73.4393
2030-02-27 | 7 | -22.1188 | 1711.4441 | -58.7797 | -325.5191 | 957.4266 | -2214.4382 | -14092.3369 | 5075.6387 | -1055.625 | -179.5443 | 3667.9807 | 35.5116 | 1779.9761 | -391.3876 | 1452.8909 | 782.1345 | 68.8838 | 209.9994 | -204.6494 | -648.4031 | -505.8526 | -2533.7644 | -81.6551 | -21.8626 | 1927.2628 | -1984.4496 | 905.6231 | -927.5992 | -150.4518 | 935.4678 | 2770.7893 | 3.6038 | -179.6234 | -151.3372 | 0.64613 | -588.631 | -1544.2112 | -346.8548 | 1.0004 | 449.4973 | -2523.1001 | -264.7561 | 4034.3159 | 1460.9331 | 5013.1782 | -227.4573 | -508.9079 | 1043.187 | -4262.606 | 588.8691 | 1112.8232 | -4059.498 | 0.99162 | 4352.8994 | 210.1042 | -4.5678 | 120.3225
2030-02-27 | 8 | -23.503 | 1593.558 | -64.9454 | -358.6742 | 759.1826 | -2140.0742 | -14410.9238 | 4741.7896 | -1459.6979 | -144.4643 | 3786.0144 | 1.0009 | 1595.0514 | -226.571 | 1927.8804 | 376.2536 | -47.0274 | 209.9994 | -224.6859 | -526.7496 | -755.294 | -3179.9741 | -79.7539 | 15.5869 | 1872.4484 | -1883.7227 | 623.5165 | -893.6935 | -145.3244 | 848.4459 | 2874.2568 | 2.7454 | -303.1882 | -144.4433 | 0.79491 | -1308.4863 | -1109.4504 | -578.1094 | -6.6177 | 449.5163 | -2442.0586 | -242.3095 | 4358.374 | 1423.1562 | 5049.9658 | -3.6666 | -1104.4376 | 1435.1106 | -3582.8257 | 588.7001 | 947.21 | -3834.6284 | 1.6318 | -1282.2723 | 210.1042 | -23.1244 | 104.2791
2030-02-27 | 9 | -19.4197 | 1522.1758 | -64.6328 | -365.0844 | 456.9941 | -2165.1211 | -14805.8184 | 4541.3813 | -722.2497 | -256.2643 | 3736.2144 | 61.6963 | 1624.316 | -196.0147 | 2070.0925 | 31.1893 | -125.2267 | 209.9994 | -218.2434 | -455.9167 | -736.2614 | -2956.2639 | -71.2824 | 34.502 | 1881.4935 | -1858.6749 | 819.1882 | -900.9726 | -136.808 | 847.0624 | 2969.1545 | 3.2616 | -337.0326 | -232.2367 | 0.73231 | -1654.8528 | -1355.3199 | -419.2831 | -2.391 | 449.5526 | -2315.1267 | -243.2327 | 4417.5356 | 1385.7577 | 5066.6084 | 1.0153 | -1319.5386 | 1162.8182 | -3527.9087 | 664.2156 | 251.5558 | -3390.9844 | 5.8592 | -537.5381 | 210.1043 | -98.0708 | 27.9175
2030-02-27 | 10 | -20.2469 | 1491.2029 | -61.915 | -348.7146 | 375.5049 | -2069.2351 | -14492.9697 | 4297.2207 | -275.9138 | -270.122 | 3801.9255 | 110.807 | 1613.5455 | -114.8927 | 2055.5439 | 17.1337 | -135.2445 | 209.9994 | -209.87 | -390.7196 | -738.286 | -2769.9717 | -51.9078 | 45.0894 | 1830.7306 | -1773.0343 | 755.3011 | -868.8887 | -131.9654 | 824.8267 | 2879.5081 | 0.98087 | -464.7642 | -230.6232 | 0.71063 | -1874.2 | -1487.1134 | -326.1733 | -2.2066 | 449.4832 | -2318.9995 | -203.0794 | 4493.5088 | 1376.98 | 5080.2305 | 1.0242 | -1350.1547 | 1016.6782 | -3516.8862 | 701.0665 | 0.97868 | -3497.7026 | -80.0847 | -646.548 | 210.1043 | -104.2673 | 61.9347
2030-02-27 | 11 | -18.5786 | 1766.7426 | -58.6559 | -370.5847 | 396.9272 | -2186.2778 | -14512.5078 | 4397.897 | -406.5165 | -288.5041 | 3852.1074 | 108.2761 | 1600.4873 | -42.121 | 2063.3867 | 127.2624 | -254.3904 | 209.9994 | -223.7531 | -459.9604 | -762.6139 | -3171.4819 | -93.0942 | 51.4232 | 1830.0183 | -1812.6302 | 972.2808 | -926.3901 | -140.7194 | 758.0858 | 2968.9033 | 3.8687 | -349.4946 | -384.324 | 0.70463 | -1903.274 | -1535.6777 | -449.7549 | -2.4668 | 449.5851 | -2248.1931 | -306.8997 | 4524.7939 | 1367.5516 | 5084.1919 | 1.0036 | -1350.2534 | 777.5388 | -3532.9045 | 646.6991 | -473.6 | -3577.1987 | -149.3287 | -148.7025 | 210.1042 | -114.7212 | 206.6358
2030-02-27 | 12 | -14.4569 | 1920.6482 | -57.5975 | -418.4871 | 297.1563 | -2189.1404 | -14406.3574 | 4211.1396 | -463.8541 | -356.2699 | 3889.7046 | 1.753 | 1590.3956 | -8.4517 | 2049.083 | 545.0237 | -267.6114 | 209.9994 | -234.5413 | -419.5899 | -866.2987 | -3934.2295 | -125.7662 | 61.0406 | 1653.0992 | -1933.3114 | 881.3696 | -952.7095 | -144.7827 | 664.4562 | 2917.8108 | 0.9892 | -290.0948 | -542.658 | 0.72548 | -2036.1317 | -1911.2808 | -532.4311 | -87.9771 | 449.5598 | -2192.353 | -370.614 | 4574.4341 | 1394.2935 | 5078.0547 | -3.2061 | -1545.317 | 863.64 | -3020.6353 | 644.3124 | -287.7789 | -3380.3477 | 1.0136 | 222.4242 | 210.1042 | -99.8578 | 259.7806
2030-02-27 | 13 | 8.6585 | 2098.0977 | -55.9104 | -465.6544 | 240.5187 | -2299.6992 | -14565.9951 | 4236.479 | -683.1094 | -305.1705 | 3930.1152 | -19.9566 | 1582.5583 | -45.6988 | 2081.9241 | 696.0109 | -510.9917 | 209.9994 | -243.105 | -302.41 | -885.5222 | -4088.2097 | -107.1192 | 35.1115 | 1564.6503 | -1924.5741 | 533.5323 | -1004.7288 | -149.5394 | 641.6006 | 2537.2954 | -2180.4785 | -391.9833 | -1021.0507 | 0.70712 | -1955.3262 | -3297.9902 | -472.7279 | -23.6986 | 449.5381 | -2245.365 | -326.6426 | 4495.4775 | 1356.139 | 5078.6968 | -3.2698 | -1491.3262 | 1221.1815 | -2416.0728 | 726.2926 | -78.3482 | -3295.6519 | -110.1922 | 4554.9263 | 0.10423 | -116.1456 | 79.0344
2030-02-27 | 14 | 29.5229 | 2055.1826 | -32.6618 | -353.5437 | 149.2632 | -2222.9854 | -14357.7305 | 4012.8088 | -950.3156 | -248.6664 | 3917.0017 | -22.6531 | 1556.6615 | -160.1807 | 2129.167 | 1061.8102 | -598.2122 | 209.9994 | -248.4687 | -195.2808 | -943.8047 | -3729.9929 | -101.1927 | 22.5282 | 1593.7196 | -1654.9536 | 389.3671 | -987.7874 | -146.9395 | 595.3848 | 2118.9106 | -3811.2544 | -564.059 | -1226.5858 | 0.62936 | -1579.4557 | -3924.4111 | -479.3927 | -23.165 | 449.552 | -2216.6301 | -275.291 | 4496.4033 | 1340.2209 | 5079.0347 | -3.3903 | -1437.272 | 1212.6741 | -2171.3269 | 758.0892 | 140.1436 | -2953.9229 | -113.7382 | 2849.1021 | 0.10423 | -127.5547 | -1.0023
2030-02-27 | 15 | 35.3052 | 2107.9094 | -29.7819 | -304.3177 | 9.3984 | -2310.8367 | -14194.8047 | 3811.7964 | -859.2438 | -243.8291 | 3941.5286 | 19.9374 | 1526.4387 | -143.2358 | 2150.4587 | 1490.0725 | -676.8057 | 209.9994 | -245.9944 | -84.8772 | -940.322 | -3769.7781 | -86.815 | 22.2574 | 1511.0504 | -1453.9219 | 336.8245 | -983.0994 | -144.6013 | 556.1687 | 1900.767 | -5037.3965 | -728.8517 | -1312.8008 | 0.57635 | -1383.8992 | -4015.522 | -549.3416 | -32.433 | 449.8723 | -2254.29 | -215.1927 | 4653.7876 | 1367.2269 | 5079.6709 | 134.5485 | -1390.5044 | 1225.04 | -1823.3846 | 769.9493 | 820.3359 | -2862.4475 | 0.34972 | 3545.446 | 0.10423 | -112.2518 | -86.3831
2030-02-27 | 16 | 38.3222 | 2000.9825 | -29.2938 | -292.1722 | -47.2726 | -2258.0833 | -13989.877 | 3568.7329 | -1045.295 | -159.6744 | 3945.8252 | 51.3228 | 1494.1598 | 1.0023 | 2115.5957 | 1381.2306 | -658.6019 | 209.9994 | -243.7026 | -84.5419 | -956.2986 | -4105.5972 | -89.7738 | 12.9102 | 1471.6492 | -1174.4263 | 175.4431 | -961.5279 | -142.0584 | 526.3836 | 1641.0968 | -5758.1929 | -827.202 | -1343.8562 | 0.60537 | -964.6354 | -3959.9189 | -550.1874 | -15.8908 | 449.8775 | -2255.0991 | -227.5325 | 4656.0942 | 1346.1178 | 5079.7148 | 133.1393 | -1379.7826 | 1466.4515 | -1574.1632 | 785.0408 | 909.996 | -2818.4326 | 0.23929 | 3471.3562 | 0.10423 | -111.753 | -43.5934
2030-02-27 | 17 | 30.2678 | 1210.7875 | -31.2043 | -306.3986 | -85.696 | -1804.4149 | -13316.002 | 3256.1191 | -1200.3046 | -124.8512 | 3919.9019 | 169.9538 | 1502.6262 | 96.0692 | 2035.5593 | 2145.0945 | -370.7944 | 209.9994 | -244.4129 | -169.1001 | -922.2509 | -4345.4292 | -49.958 | 8.0209 | 1419.6321 | -877.6945 | 149.1437 | -833.5438 | -122.1776 | 665.0399 | 1410.5941 | -4650.6343 | -755.4091 | -1127.5409 | 0.7201 | -619.034 | -2542.0806 | -491.7393 | -2.5061 | 449.5746 | -2335.5039 | -142.2376 | 4515.0215 | 1314.1857 | 5065.3257 | -3.4878 | -1469.6237 | 1539.8593 | -1754.2178 | 888.2192 | 1217.6692 | -3064.613 | -139.7562 | 5783.4917 | 0.10423 | -105.7413 | 9.2045
2030-02-27 | 18 | 23.6985 | 745.7722 | -34.6519 | -232.0195 | -872.8753 | -1301.4609 | -10656.043 | 1432.3151 | -26.5284 | -110.1723 | 3918.1069 | 195.0008 | 1316.313 | 283.3548 | 2093.7517 | 1959.1647 | -206.3016 | 209.9994 | -245.9297 | 233.378 | -1355.7312 | -4771.3345 | -68.2659 | -3.514 | 1236.5996 | -530.5195 | -880.0834 | -647.2986 | -110.1557 | 387.4355 | 672.5875 | -3440.6074 | -1092.475 | -818.4906 | 1.0037 | -331.5335 | -2655.9512 | 1.0021 | 70.1785 | 449.4256 | -2100.7786 | -156.0857 | 4435.3364 | 1303.5846 | 5086.0312 | -2.9788 | -878.1865 | 2094.3821 | -1354.0756 | 939.2382 | 692.4116 | -1979.6379 | -0.10759 | 4136.3516 | 0.10423 | -176.6762 | 59.5413
2030-02-27 | 19 | 4.2466 | 903.6236 | -45.5608 | -333.3461 | -815.66 | -1369.4188 | -10293.2588 | 1516.292 | -2.8373 | -218.7522 | 3954.2329 | 195.0006 | 1587.7394 | 276.5164 | 2093.1216 | 1146.8673 | 63.9912 | 209.9994 | -225.9931 | 555.3112 | -1097.0355 | -4469.3442 | -76.1175 | -25.9486 | 490.8083 | -1111.6283 | -443.1415 | -640.7831 | -111.9822 | 424.5467 | 1156.7086 | -1561.8312 | -493.2862 | -545.3637 | 3.1661 | 279.754 | -2276.2432 | 0.99925 | 1.0009 | 298.5902 | -1887.4161 | -259.1522 | 4454.7632 | 1280.374 | 5088.1064 | -248.4271 | -1043.6189 | 2001.1058 | -1359.0665 | 774.0369 | 330.8737 | -1893.3833 | 1.0052 | 3608.5532 | 0.10423 | -228.168 | 41.5698
2030-02-27 | 20 | -11.7501 | 1125.7733 | -57.0585 | -405.0785 | -1140.4443 | -1403.7742 | -9272.6494 | 755.6691 | -2.8706 | -327.7515 | 4001.738 | 189.853 | 841.5933 | 319.1992 | 2102.1741 | 474.4539 | 240.3138 | 209.9994 | -508.8428 | 534.3909 | -1111.5577 | -4581.6631 | -175.9465 | -14.4915 | 1857.1407 | -1681.7699 | -808.7964 | -642.55 | -117.9119 | 244.1344 | 1713.6063 | 93.8428 | -230.4475 | -170.6839 | 4.1575 | 503.6309 | -1503.7987 | -256.4295 | -197.7864 | 0.9997 | -1990.6144 | -695.5016 | 4899.0288 | 1356.8464 | 5078.5933 | -3.2459 | -1174.1598 | 2919.2893 | -277.102 | 837.165 | 249.378 | -899.4955 | -276.0733 | 3187.2375 | 0.10423 | -269.4609 | -63.1521
2030-02-27 | 21 | -20.6034 | 1322.321 | -59.3226 | -388.0186 | -1884.2073 | -1272.5399 | -8497.8496 | -0.95899 | 0.99697 | -323.0475 | 3938.3835 | 139.6946 | 334.7024 | 376.7108 | 2135.8398 | 177.8504 | 334.4534 | 209.9994 | -609.8474 | 562.2505 | -1273.2729 | -4446.2891 | -188.2469 | -28.8896 | 2230.3589 | -1801.4507 | -1345.7817 | -577.6563 | -126.3094 | 200.6719 | 1589.4423 | 1123.4888 | -214.5533 | 141.7654 | 5.3401 | 1163.9395 | -798.7247 | -143.0485 | -339.076 | 450.4618 | -1758.5675 | -747.8798 | 4963.957 | 1457.7031 | 5065.9155 | 1.0103 | -674.1467 | 3261.1558 | 292.2845 | 843.5456 | -36.6085 | -324.6297 | 0.031635 | 4301.5718 | 0.10423 | -321.3726 | 17.3647
2030-02-27 | 22 | -14.5472 | 1309.7645 | -55.3604 | -321.7803 | -1886.5731 | -1320.0814 | -7139.2222 | -290.5043 | 517.0469 | -276.4831 | 3958.5105 | 105.6617 | 1.0188 | 419.5897 | 2167.4829 | 276.0614 | 352.7019 | 209.9994 | -732.527 | 625.4153 | -1146.2457 | -4043.2717 | -133.4613 | -22.8792 | 3159.8499 | -1758.9777 | -1538.3096 | -579.9777 | -115.349 | 285.0932 | 1409.5465 | 792.0352 | -281.8956 | 36.069 | 5.1662 | 1466.7305 | -1150.1921 | 204.0876 | 26.1603 | 450.3215 | -1643.5068 | -571.4233 | 4588.062 | 1527.832 | 5049.6509 | 1.0085 | -329.4822 | 3615.5498 | 491.8926 | 939.417 | -96.5299 | -404.7539 | -17.5438 | 5789.022 | 210.1042 | -389.5001 | 7.3999
2030-02-27 | 23 | -14.9829 | 1238.501 | -53.9718 | -314.5077 | -1903.2273 | -1309.9127 | -6138.394 | -745.0781 | 893.0411 | -179.4967 | 3918.3103 | 46.0385 | 1.0008 | 427.7103 | 2201.3108 | 117.9586 | 310.493 | 209.9994 | -590.2794 | 674.1144 | -1229.0176 | -3516.5205 | -122.8063 | -46.0127 | 2240.175 | -1773.4999 | -1424.9609 | -605.3921 | -108.778 | 256.097 | 1609.4672 | 1565.9017 | -188.9974 | 75.1355 | 5.2115 | 1655.3439 | -6.4555 | 98.3283 | 106.9045 | 450.1236 | -1529.5507 | -511.0578 | 4367.916 | 1581.1367 | 5031.1338 | 1.0262 | -277.4591 | 3881.8979 | 835.2861 | 974.2172 | -854.2722 | -593.0947 | -885.2734 | 5155.79 | 210.1043 | -455.628 | 69.2967
2030-02-27 | 24 | -15.3866 | 1341.9502 | -48.6978 | -275.4147 | -1951.5863 | -1269.4432 | -5526.6924 | -951.9649 | 1154.1046 | -185.774 | 3838.0593 | 12.1505 | 627.0828 | 160.2796 | 2148.4199 | 98.3572 | 378.7043 | 209.9994 | -538.5935 | 613.7567 | -971.6313 | -2735.9583 | -158.1353 | -74.4572 | 2213.7397 | -1824.1544 | -1177.8907 | -594.5348 | -114.3084 | 189.9173 | 1389.9806 | 1744.8721 | -155.9102 | 114.5083 | 5.4057 | 2364.1155 | 93.5991 | -505.1847 | -7.4932 | -2.9323 | -1501.923 | -561.2417 | 3194.1973 | 1366.8871 | 4262.9092 | -287.7072 | -942.7072 | 3591.002 | 744.8463 | 410.7846 | -2365.7695 | -259.4359 | -228.1616 | 2887.6189 | 210.1042 | -395.3647 | 53.5628
2030-02-28 | 1 | -7.1018 | 1446.3387 | -41.6671 | -328.8151 | -2019.1375 | -1176.056 | -4139.1533 | -972.4118 | 1864.7991 | -163.0588 | 3872.9021 | 47.6547 | 362.3624 | -16.8492 | 1951.2264 | 73.3179 | 514.3198 | 209.9994 | -417.6047 | 380.5567 | -1540.142 | -2941.0615 | -198.9643 | -92.618 | 2075.8469 | -1815.0784 | -1183.4414 | -579.075 | -118.9867 | -1.1524 | 1107.046 | 1366.0864 | -358.7461 | 164.1246 | 4.5709 | 2388.853 | 669.4195 | -6.9117 | 434.089 | 156.7692 | -1279.5828 | -488.7899 | 3440.8313 | 1441.0719 | 4795.0967 | -76.7426 | -276.8733 | 3520.7888 | 1138.2048 | 361.5398 | -2624.1619 | -48.9956 | 0.99462 | 2894.6091 | 210.1043 | -310.0684 | 79.4141
2030-02-28 | 2 | -4.7039 | 1230.8202 | -36.8879 | -279.9041 | -1995.9193 | -1051.5182 | -2793.6277 | -1110.6835 | 2175.6709 | -160.4378 | 3851.4927 | -20.7067 | 471.7252 | -214.5274 | 1820.9478 | -374.2393 | 633.0961 | 209.9994 | -396.0108 | 174.6592 | -1312.892 | -3730.3865 | -234.0312 | -70.5359 | 1983.5065 | -1585.7844 | -1388.7281 | -510.8762 | -112.0508 | -70.2007 | 840.6406 | 612.7044 | -685.9361 | 209.5964 | 4.2118 | 1720.5232 | 201.3365 | 70.5294 | 364.1783 | 450.0297 | -1460.8942 | -703.5973 | 3312.2188 | 1473.4801 | 4519.8804 | 1.0039 | -277.0092 | 3622.8496 | 1221.8972 | 346.5692 | -3306.3997 | 36.5335 | -4.7463 | 3699.0527 | 210.1043 | -339.3408 | 126.2735
2030-02-28 | 3 | -7.8231 | 1067.132 | -36.7428 | -305.7634 | -1795.2023 | -996.741 | -3763.1104 | -694.0887 | 2247.4001 | -154.7265 | 3852.219 | -32.5902 | 836.0013 | -300 | 1681.5455 | -738.4839 | 255.7046 | 209.9994 | -346.9206 | 95.5041 | -1096.5686 | -3648.9541 | -253.8239 | -30.3287 | 1745.0583 | -1669.853 | -944.5048 | -507.0338 | -106.0413 | -27.5301 | 1493.6605 | 929.9485 | -531.3239 | 148.2555 | 3.5485 | 66.4898 | 445.945 | 89.6357 | 395.068 | 450.0266 | -1712.1326 | -818.7203 | 3261.7158 | 1494.2451 | 4441.7681 | 1.0046 | -277.5346 | 3437.6523 | 924.1741 | 321.0234 | -3585.7781 | 45.488 | -127.4629 | 4066.708 | 210.1043 | -335.4357 | 102.17
2030-02-28 | 4 | -36.7304 | 907.3608 | -47.0438 | -481.8069 | -1289.9589 | -836.0094 | -4625.5264 | 203.1491 | 2247.5381 | -145.3171 | 3755.0842 | -84.811 | 2111.4294 | -388.0274 | 1530.1887 | -107.2115 | 369.2961 | 209.9994 | -284.5564 | 145.0496 | -643.7949 | -3692.5471 | -171.1323 | -30.7807 | 1716.1252 | -2133.3862 | -1398.3531 | -550.5748 | -108.2222 | 219.8132 | 1854.0768 | 3751.8147 | -512.9324 | 771.4775 | 1.2302 | 239.7832 | 3735.4702 | -18.4664 | 219.3318 | 449.3212 | -2181.7444 | -547.5964 | 3058.8518 | 1469.205 | 4217.0845 | -2.7732 | -272.3819 | 2187.9084 | -494.0404 | 265.6344 | -2362.8062 | -1098.3086 | 1239.8856 | 5665.8403 | 210.1042 | -58.2043 | 116.4109
2030-02-28 | 5 | -49.7063 | 895.1281 | -53.7477 | -580.1073 | -965.4929 | -891.7029 | -5699.9453 | 758.7885 | 1982.0281 | -300.7719 | 3737.6055 | 63.2005 | 2120.3857 | -504.4796 | 1069.2097 | -320.4998 | 358.4522 | 209.9994 | -233.9037 | 120.953 | -746.8975 | -4430.8921 | -145.6393 | -39.978 | 1834.2767 | -2582.7512 | -1543.5286 | -603.1876 | -111.3633 | 283.8183 | 2025.0704 | 4362.9922 | -386.0964 | 963.9066 | 0.47058 | 291.9262 | 5307.4419 | 0.9999 | 95.3476 | 449.3907 | -2234.0364 | -429.1588 | 3199.678 | 1475.369 | 4227.3726 | -2.6128 | -275.2726 | 1493.8018 | -1669.222 | 317.6962 | -1991.5785 | -1727.8206 | 1189.106 | 6428.8848 | 210.1043 | -16.6356 | 142.7194
2030-02-28 | 6 | -51.7129 | 907.5463 | -49.1949 | -542.1836 | -313.2776 | -1302.5996 | -7536.1504 | 2093.7012 | 1122.6158 | -267.2682 | 3724.1257 | 172.7453 | 2110.3372 | -489.4541 | 1150.6528 | 434.7118 | 293.0702 | 209.9994 | -243.1797 | 32.1617 | -790.9269 | -4384.5664 | -29.3807 | -41.4747 | 2045.7045 | -2376.7458 | -1040.1604 | -720.5206 | -109.1019 | 602.4578 | 2275.4385 | 3093.4912 | -227.0825 | 829.4041 | 0.53811 | 355.3685 | 5149.249 | -174.7809 | 121.833 | 449.3048 | -2410.2021 | -44.3946 | 3391.9443 | 1465.5176 | 4392.2148 | -43.0702 | -272.2964 | 1176.9873 | -2447.2004 | 524.0806 | -524.8822 | -3090.1946 | 783.6091 | 8751.2734 | 210.1043 | 69.1061 | 118.4364
2030-02-28 | 7 | -38.1753 | 1100.9769 | -51.7506 | -552.0349 | 48.6897 | -1605.6566 | -9465.3994 | 3146.3816 | -193.1769 | -152.5783 | 3791.5708 | 0.99967 | 1691.0999 | -343.9827 | 1658.5948 | 255.0217 | 192.1745 | 209.9994 | -234.2473 | -271.3367 | -1052.442 | -4329.9155 | -34.2082 | -41.984 | 1657.2455 | -2456.0708 | -305.075 | -819.9978 | -115.8756 | 779.7806 | 2785.0693 | 1615.8684 | 24.2797 | 450.2137 | 0.63114 | 210.8451 | 3949.7151 | -478.0545 | -2.2432 | 449.3382 | -2228.8982 | 153.5538 | 4078.5588 | 1399.2521 | 5002.8169 | -197.4646 | -361.715 | 926.5639 | -3145.5701 | 632.3246 | 126.6393 | -3066.5186 | 0.33783 | 8812.0088 | 210.1043 | -37.5944 | 279.897
2030-02-28 | 8 | -44.7474 | 857.2587 | -73.1408 | -545.5577 | -5.8464 | -1545.0537 | -10028.9277 | 2942.7947 | -2.7035 | -217.2175 | 3876.4153 | 64.2125 | 1749.1796 | -228.109 | 2043.0006 | -97.6271 | 88.9814 | 209.9994 | -243.1667 | -280.2884 | -1221.3859 | -4458.5566 | -30.2614 | -15.1406 | 1498.8322 | -2575.05 | 21.7548 | -774.3116 | -111.6286 | 764.3843 | 2942.833 | 2085.5896 | 29.1578 | 370.1865 | 0.62041 | -434.6221 | 2365.9268 | -554.6528 | -24.9572 | 449.4082 | -2356.3613 | 179.2796 | 4429.3413 | 1374.2634 | 5028.3062 | -3.3792 | -1074.8525 | 1485.1875 | -2750.623 | 778.0203 | 133.9671 | -2496.335 | 0.017519 | 8993.8457 | 210.1042 | -96.4178 | 225.8837
2030-02-28 | 9 | -44.9008 | 614.3757 | -75.0748 | -586.3775 | -385.4197 | -1429.0973 | -9730.1982 | 2241.5586 | -489.1966 | -333.4738 | 3920.2905 | 184.9019 | 1890.6448 | -236.2821 | 2007.9504 | -172.9766 | -45.7304 | 209.9994 | -247.8157 | -164.2793 | -1265.2614 | -4244.6724 | -10.0741 | -4.3673 | 1536.3499 | -2570.6506 | 19.3139 | -748.4775 | -94.5626 | 735.696 | 3026.4954 | 1732.1415 | 14.9972 | 379.5844 | 0.51905 | -684.9363 | 4048.7761 | -508.1737 | -2.0154 | 449.4744 | -2365.9104 | 198.5601 | 4465.8672 | 1354.575 | 5043.625 | -28.4467 | -1174.2506 | 1057.4244 | -2743.0681 | 885.2814 | -79.3247 | -2271.4214 | -395.2531 | 10889.2129 | 210.1042 | -146.5058 | 136.6425
2030-02-28 | 10 | -36.8769 | 757.0602 | -63.2707 | -777.5502 | -496.6245 | -1339.5676 | -9738.8203 | 2198.4192 | -30.297 | -348.2783 | 3918.6782 | 145.0148 | 1895.3862 | -253.0342 | 1984.4275 | -184.1128 | -88.3568 | 209.9994 | -245.9393 | 21.3577 | -1245.5396 | -4201.3887 | -3.1458 | -10.2338 | 1497.2405 | -2590.6716 | -385.5263 | -782.218 | -96.5855 | 674.1453 | 2995.4016 | 3085.7656 | 15.9112 | 382.0456 | 0.52283 | -616.2677 | 4082.8706 | -487.1627 | -2.07 | 449.5286 | -2559.012 | 208.2669 | 4466.189 | 1357.6742 | 5062.8765 | -66.3617 | -1067.7673 | 912.2284 | -2650.5872 | 975.5288 | -78.7046 | -2031.4988 | -472.4484 | 11050.8896 | 210.1043 | -172.7445 | 122.5118
2030-02-28 | 11 | -33.8742 | 690.0222 | -62.5782 | -757.6722 | -446.2308 | -1298.5616 | -9959.959 | 2345.4854 | -2.5688 | -380.2932 | 3923.8762 | -2.5612 | 1929.3263 | -240.8535 | 2036.1737 | -51.5293 | -218.1846 | 209.9994 | -252.0047 | -71.5672 | -1215.696 | -4455.0679 | -13.742 | -24.8531 | 1560.9995 | -2536.3757 | -538.3326 | -760.879 | -98.9798 | 711.1349 | 2681.2493 | 2037.6135 | 21.1929 | 263.4154 | 0.55522 | -66.2744 | 4183.4595 | -511.4023 | -29.1698 | 449.4808 | -2460.4424 | 183.788 | 4555.8931 | 1390.7919 | 5073.1729 | -3.0917 | -1295.882 | 585.185 | -2722.0574 | 907.1487 | -77.5255 | -2073.54 | -259.1248 | 11163.1406 | 210.1043 | -157.4338 | 86.2497
2030-02-28 | 12 | -27.4371 | 788.8038 | -61.0173 | -729.8791 | -824.9807 | -1319.0739 | -8727.8467 | 1348.0278 | -106.857 | -382.705 | 3960.928 | 1.0008 | 1879.9357 | -119.5488 | 2057.7893 | 287.5709 | -324.0384 | 209.9994 | -252.6561 | 113.0628 | -1278.0059 | -4533.668 | -36.1695 | -35.4448 | 1400.7878 | -2323.4219 | -1059.7764 | -759.7852 | -99.4833 | 551.9065 | 1977.1179 | 128.2235 | -249.4932 | 172.5383 | 0.91625 | 215.9041 | 6420.6226 | -619.4229 | -185.1051 | 449.6155 | -2542.5249 | 88.7829 | 4440.4883 | 1380.2737 | 5070.7417 | -250.9954 | -1403.1791 | 780.1568 | -2228.085 | 962.3821 | -242.5992 | -1523.9169 | -211.3752 | 11197.4727 | 210.1043 | -195.2906 | 102.8494
2030-02-28 | 13 | -23.9081 | 835.8009 | -57.1343 | -690.3645 | -853.2105 | -1329.6223 | -8725.043 | 1239.1674 | -193.1298 | -386.6994 | 3989.4182 | -8.1606 | 1938.9095 | 11.7155 | 2078.6582 | 606.9065 | -297.6072 | 209.9994 | -252.8321 | 146.619 | -1390.462 | -4491.3457 | -60.1981 | -32.2789 | 1281.0892 | -2272.8647 | -382.7837 | -758.2025 | -100.182 | 507.8214 | 2070.6179 | -297.3257 | 26.4468 | 91.5396 | 2.5337 | 600.2145 | 6358.9775 | -637.2233 | -196.6508 | 449.6574 | -2237.092 | 45.8933 | 4450.8169 | 1353.3126 | 5074.3584 | -251.8236 | -1454.803 | 977.9728 | -1807.3285 | 925.4598 | -373.0338 | -1555.5682 | -206.0939 | 11382.8691 | 210.1043 | -231.7305 | 106.2704
2030-02-28 | 14 | -16.1782 | 988.5177 | -53.797 | -662.006 | -716.7596 | -1482.8304 | -9435.5879 | 1599.0945 | -123.9176 | -388.8583 | 4031.8821 | -19.9217 | 1665.5302 | 8.9058 | 2071.1309 | 1340.8856 | -154.7731 | 209.9994 | -258.6833 | 159.1879 | -1462.7358 | -5166.585 | -40.3256 | -28.7523 | 1232.6906 | -2169.4517 | -255.5967 | -792.8876 | -105.9861 | 541.0756 | 2010.8384 | -1521.9236 | 12.235 | -152.4431 | 2.0417 | 602.4117 | 5061.542 | -701.2131 | -234.217 | 449.6699 | -2108.5337 | 135.563 | 4526.7544 | 1404.6578 | 5074.9795 | -251.8535 | -1469.4731 | 762.3419 | -2045.1865 | 903.2699 | 1.0061 | -1856.1887 | 0.99095 | 11725.0137 | 210.1043 | -172.6365 | 85.9763
2030-02-28 | 15 | -27.8722 | 870.0236 | -59.1993 | -667.9017 | -1094.5565 | -1356.0841 | -8261.3799 | 831.9672 | -2.8674 | -395.4697 | 4016.9709 | -37.5556 | 1132.6326 | 4.4845 | 2102.5447 | 1512.1232 | 131.8255 | 209.9994 | -335.0604 | 181.0778 | -1604.2185 | -5458.8511 | -62.2899 | -30.6029 | 1682.8319 | -2335.4165 | -502.8222 | -740.5436 | -99.5704 | 446.074 | 1847.4357 | -456.4389 | -31.3515 | 171.8614 | 2.0645 | 863.6017 | 5784.7778 | -706.0886 | -363.927 | 449.7716 | -2089.8657 | 88.7974 | 4667.1196 | 1512.1306 | 5073.4688 | -249.9352 | -1394.9762 | 875.2338 | -1839.4899 | 940.1562 | -225.5729 | -1093.5819 | -0.72865 | 12587.1729 | 210.1043 | -252.7703 | 41.7312
2030-02-28 | 16 | -32.4125 | 789.5815 | -61.4961 | -656.3551 | -1588.2673 | -1267.5702 | -6910.2383 | -97.2704 | -163.6929 | -364.1678 | 4002.6941 | -71.2196 | 1312.0922 | 102.4159 | 2119.1711 | 1646.5085 | 182.3473 | 209.9994 | -400.0739 | 213.0905 | -1681.5764 | -5329.5435 | -84.3657 | -50.4033 | 2183.8167 | -2479.4854 | -772.1369 | -711.83 | -95.973 | 364.6603 | 1934.8649 | 0.99007 | 28.224 | 232.4041 | 2.3331 | 1392.5254 | 6221.5083 | -687.5834 | -258.6599 | 449.7278 | -1953.603 | 96.6215 | 4932.3813 | 1526.9044 | 5074.5376 | -48.9794 | -1862.911 | 1377.4061 | -1121.621 | 854.4549 | -80.5512 | -800.718 | 13.6802 | 14133.5557 | 210.1043 | -255.6346 | 35.8025
2030-02-28 | 17 | -30.32 | 945.3286 | -60.4999 | -596.6334 | -1903.7888 | -1121.6385 | -6061.3271 | -1009.94 | 1.0216 | -282.8223 | 4017.3457 | 189.5676 | 1499.3186 | 149.1027 | 2040.6738 | 1422.8362 | 218.3067 | 209.9994 | -520.6925 | 444.052 | -1811.7892 | -5536.354 | -90.4142 | -34.0037 | 2921.9202 | -2202.5725 | -1251.9425 | -630.8936 | -91.2069 | 216.6292 | 1729.7981 | 0.98624 | -199.9305 | 306.3536 | 3.0672 | 1753.8096 | 6139.8789 | -668.1143 | -338.187 | 449.287 | -2096.9187 | 60.2258 | 5057.4238 | 1601.8259 | 5072.48 | -0.30193 | -1994.5978 | 1835.4504 | -361.3328 | 936.0103 | 0.98888 | -366.95 | -206.3319 | 11949.5879 | 210.1043 | -322.043 | 50.3439
2030-02-28 | 18 | -24.1018 | 896.1158 | -58.1992 | -521.0021 | -1839.2162 | -1088.1119 | -3848.5029 | -565.5507 | -2.8172 | -261.4104 | 4001.1265 | 75.0689 | 274.763 | 295.5736 | 2118.5103 | 881.6026 | 302.8679 | 209.9994 | -703.5334 | 570.9277 | -1345.8936 | -4273.5801 | -110.1201 | -10.1303 | 3065.1274 | -1963.103 | -1691.6646 | -602.9067 | -86.7257 | 268.3136 | 1784.8826 | 302.7587 | -61.3936 | 305.5396 | 5.0017 | 1242.3713 | 5759.8066 | -240.8909 | -519.7869 | 449.9216 | -2072.6895 | -209.8525 | 5305.1235 | 1664.5173 | 5077.5747 | 23.2714 | -2001.2114 | 2791.8762 | -138.6273 | 960.3574 | -340.2667 | -50.9284 | -791.9276 | 10158.8672 | 210.1043 | -400.7741 | 60.315
2030-02-28 | 19 | -22.5119 | 1087.6761 | -60.1262 | -468.1102 | -1928.2913 | -1114.7974 | -2790.2737 | -1375.6399 | 0.99724 | -323.1395 | 3921.4507 | 67.1396 | 41.9156 | 418.4825 | 2192.5864 | 177.5953 | 226.2883 | 209.9994 | -751.0422 | 493.2545 | -1410.0198 | -3848.0674 | -194.7737 | -32.7821 | 3395.4155 | -1883.0433 | -1659.1738 | -581.1513 | -104.6038 | 125.1253 | 1726.5387 | 595.1023 | -159.6113 | 299.5322 | 4.4727 | 1840.7921 | 4636.3379 | -391.744 | -667.7729 | 450.3436 | -1623.9734 | -393.9276 | 5509.1509 | 1570.0728 | 5074.0869 | 8.5388 | -1999.9807 | 2566.9641 | -112.6997 | 331.3762 | -820.7539 | -770.2718 | 310.5148 | 7390.8789 | 210.1043 | -285.303 | 43.006
2030-02-28 | 20 | -32.2294 | 942.4951 | -66.9695 | -513.7363 | -1848.4644 | -1054.3639 | -2398.5784 | -1219.6538 | 127.9196 | -390.8413 | 3916.4382 | 38.8133 | 611.5182 | 494.9622 | 2280.0381 | 182.1668 | 269.9674 | 209.9994 | -771.0977 | 426.3294 | -1448.9105 | -3742.6243 | -224.8791 | -31.2485 | 3527.1909 | -2059.7607 | -1433.0199 | -544.4813 | -104.7772 | 132.2705 | 2165.9922 | 2468.0464 | 86.4067 | 482.4293 | 4.5506 | 1978.7081 | 5303.0522 | -477.6354 | -765.5713 | 450.7266 | -1712.6646 | -574.0839 | 5546.124 | 1574.8519 | 5059.1943 | 1.0092 | -1964.4874 | 2646.3201 | -30.0276 | 383.9619 | -102.9669 | -466.2714 | 370.4334 | 7459.9741 | 210.1043 | -220.775 | -91.8581
2030-02-28 | 21 | -45.8493 | 954.9677 | -70.3231 | -505.3907 | -1855.6326 | -1065.9905 | -2795.4304 | -1312.6572 | 0.99797 | -377.3016 | 3977.4534 | 83.0121 | 717.6945 | 473.2366 | 2239.1316 | 100.1078 | 262.9609 | 209.9994 | -777.5031 | 468.6829 | -1448.462 | -3841.5205 | -230.4583 | -28.0873 | 3566.7173 | -2060.8928 | -1550.6854 | -545.679 | -103.9011 | 103.3953 | 1995.234 | 2328.4871 | 85.3845 | 474.253 | 5.6825 | 1981.5829 | 4462.4888 | -288.8087 | -556.4755 | 450.6386 | -1742.2212 | -615.9042 | 5460.6787 | 1614.66 | 5068.7896 | 157.0358 | -1578.6345 | 2955.1069 | 423.769 | 462.1688 | -184.8858 | -302.6056 | 38.6474 | 7085.3145 | 210.1042 | -257.2243 | -135.5333
2030-02-28 | 22 | -37.5316 | 1108.621 | -70.7023 | -499.2838 | -1834.3926 | -1170.6084 | -3092.3601 | -1275.2356 | 872.4964 | -329.3937 | 3966.9744 | 77.9988 | 1.0155 | 451.3076 | 2220.7991 | -72.5846 | 236.5102 | 209.9994 | -815.7039 | 557.3317 | -1515.9005 | -3991.4883 | -231.8428 | -14.4473 | 3820.3394 | -2034.8961 | -1695.9014 | -596.4307 | -108.9933 | 54.3469 | 1732.1743 | 1910.4022 | 24.4986 | 362.978 | 5.7056 | 1790.1099 | 3343.7883 | -46.4997 | -166.19 | 450.4089 | -1752.1919 | -582.1297 | 5261.7583 | 1748.2834 | 5062.9668 | 424.1232 | -1319.4641 | 3225.2026 | 783.4431 | 613.0524 | -359.5486 | -659.9587 | -2.5546 | 7148.7261 | 210.1043 | -323.8683 | -233.2496
2030-02-28 | 23 | -27.5108 | 967.5615 | -69.301 | -507.541 | -1539.6869 | -1119.774 | -4849.875 | -113.8796 | 0.99753 | -271.8087 | 4041.4678 | 185.265 | 383.5391 | 368.4587 | 2138.25 | -612.4875 | 216.1107 | 209.9994 | -821.9486 | 878.2523 | -1524.9301 | -4540.0605 | -94.6659 | 2.8922 | 3772.7629 | -1868.1903 | -2492.0347 | -577.46 | -101.0079 | 182.65 | 1530.2371 | 1342.7219 | -275.3172 | 432.0464 | 4.9784 | 1109.9932 | 2798.5752 | 280.4225 | 278.5182 | 450.1677 | -2101.908 | -95.8893 | 5008.4692 | 1995.129 | 5047.8252 | 664.9134 | -780.848 | 3378.4521 | 857.4781 | 1163.5803 | 411.9112 | -130.366 | -513.7352 | 7451.1777 | 210.1042 | -367.9695 | -54.457
2030-02-28 | 24 | -22.5319 | 1104.368 | -65.2257 | -498.2377 | -1897.4183 | -1188.1296 | -5505.1001 | -1172.2972 | 527.6285 | -159.5167 | 4003.9734 | 131.8337 | 1711.252 | 222.7367 | 2076.6025 | -197.1157 | 208.3511 | 209.9994 | -666.4114 | 662.8812 | -1825.6771 | -5029.0107 | -191.851 | -27.4781 | 3611.085 | -2016.093 | -1640.6945 | -602.8405 | -111.2844 | -45.1417 | 1248.0494 | 244.2332 | -294.749 | 106.2368 | 4.5057 | 1798.658 | 2083.2764 | -779.7675 | -73.0433 | 207.3278 | -2064.6274 | -205.7308 | 4266.9854 | 1694.3625 | 5028.4253 | -3.3015 | -1031.4915 | 2754.9578 | 306.9319 | 878.9712 | -496.0205 | -51.7349 | 67.879 | 9131.7412 | 210.1043 | -301.9352 | 49.2814
2030-03-01 | 1 | -19.3657 | 1242.8698 | -58.0464 | -512.8705 | -1326.144 | -1223.5618 | -6370.4702 | 0.99159 | 1586.3563 | -135.2454 | 3898.7698 | 159.7168 | 1571.3947 | 1.0014 | 2116.592 | -118.1743 | 164.2874 | 209.9994 | -505.6703 | 520.17 | -1621.6584 | -5449.3931 | -231.4176 | -0.30342 | 2573.1506 | -1888.6973 | -1974.8334 | -615.5246 | -116.7801 | -39.6406 | 1229.1595 | 189.839 | -419.2835 | 122.0447 | 3.0668 | 477.0179 | 2454.7935 | -527.6122 | -2.2464 | 274.593 | -2198.751 | -462.3332 | 4044.624 | 1731.4626 | 5006.2007 | -3.9698 | -275.6018 | 3003.8491 | 1077.1182 | 842.2117 | -1425.6454 | -53.8202 | 0.41933 | 5817.8687 | 210.1042 | -341.1776 | 77.3409
2030-03-01 | 2 | -31.9672 | 2292.0198 | -71.305 | -383.5684 | -288.8446 | -2201.4182 | -9892.2051 | 2658.877 | 2126.6638 | -135.1975 | 3786.7446 | 67.8247 | 1939.2192 | -154.5542 | 2039.3115 | -862.4458 | -287.69 | 209.9994 | -213.4097 | 229.8877 | -1356.1478 | -5129.5981 | -298.8125 | -29.3761 | 1432.2495 | -2634.1367 | -1542.7698 | -983.2827 | -171.0054 | 39.3787 | 2080.5752 | 642.7961 | 36.344 | -207.8779 | 0.80492 | 311.6936 | -1092.2791 | -319.8108 | 1.0016 | 432.6263 | -1879.1997 | -529.9269 | 3539.5579 | 1737.295 | 4745.127 | -3.1948 | -275.1974 | 2370.1138 | 452.7635 | 244.3579 | -1762.0111 | -1374.5953 | 1847.5298 | 1744.9757 | 210.1043 | -60.2436 | 24.7493
2030-03-01 | 3 | -27.1588 | 2338.616 | -66.6357 | -453.6274 | -120.6899 | -2019.6588 | -10928.0186 | 3161.394 | 2005.8608 | -133.2963 | 3698.814 | 1.0009 | 1949.0059 | -123.1781 | 1784.1034 | -852.012 | -124.994 | 209.9994 | -227.9156 | -65.1254 | -879.7814 | -4883.0806 | -365.7193 | -55.5191 | 1565.6094 | -2388.1631 | -1358.1735 | -954.6635 | -187.6796 | 66.3591 | 2463.5298 | 404.3219 | 167.5074 | -78.4795 | 0.71645 | 755.2625 | -277.6568 | -570.4203 | 1.0054 | 365.3739 | -2303.4556 | -862.9954 | 3467.4172 | 1749.0148 | 4684.8213 | -3.098 | -272.0089 | 2352.2476 | 196.1351 | 141.8311 | -2298.4658 | -1556.1765 | 1918.0614 | -2773.3579 | 210.1043 | -61.3754 | 102.3684
2030-03-01 | 4 | -36.333 | 2350.8977 | -72.8646 | -415.2151 | 0.99799 | -2244.1733 | -11107.9248 | 3579.8201 | 2348.0269 | -114.2995 | 3645.9082 | 0.99825 | 1953.1726 | -331.6024 | 1648.4597 | -590.7428 | 93.973 | 209.9994 | -237.5217 | -46.3135 | -724.3929 | -4106.6699 | -301.7397 | -57.5339 | 1887.2877 | -2704.3152 | -1402.2539 | -993.8008 | -183.4946 | 219.0248 | 2340.8469 | 931.7615 | 129.1256 | 1.0024 | 0.783 | 781.6741 | -199.5752 | -505.3098 | 1.003 | 237.16 | -2357.843 | -690.7549 | 3546.0911 | 1729.2484 | 4759.5952 | -3.0246 | -271.6944 | 2056.575 | -201.0232 | 226.2043 | -2201.2126 | -1346.424 | 1789.011 | 948.8518 | 210.1043 | -66.8919 | 90.0209
2030-03-01 | 5 | -30.4587 | 2372.8823 | -72.706 | -393.4108 | 299.8839 | -2300.2168 | -12083.7227 | 4211.3628 | 2287.3193 | -144.0878 | 3578.3394 | 42.2469 | 1954.4836 | -401.2455 | 1448.1058 | -30.702 | 67.9902 | 209.9994 | -233.1711 | -7.6915 | -869.8483 | -4078.4844 | -245.2415 | -54.8731 | 1976.2169 | -2588.1536 | -1313.9207 | -1013.8334 | -185.0443 | 320.7474 | 2293.0935 | 3.515 | 53.1145 | -162.7357 | 0.7433 | 742.6754 | -1180.9235 | -316.7512 | 239.7708 | 59.5943 | -2326.7847 | -395.5031 | 3555.958 | 1624.9703 | 4980.7441 | -2.8836 | -271.9325 | 1601.957 | -949.8313 | 291.3778 | -1633.7062 | -1886.9489 | 1691.5542 | 1736.6895 | 210.1043 | -30.5807 | 118.8278
2030-03-01 | 6 | -30.6591 | 2235.3057 | -73.8709 | -394.3384 | 644.4497 | -2406.3022 | -13147.4336 | 4924.8862 | 1706.9863 | -286.3216 | 3580.2698 | 74.693 | 2062.8767 | -409.1582 | 1418.8273 | 29.211 | 52.4126 | 209.9994 | -225.4441 | 12.1032 | -1024.7791 | -3707.4143 | -149.087 | -51.4952 | 1960.8256 | -2616.2458 | -1505.2939 | -1022.6702 | -177.0996 | 544.7582 | 2401.3677 | 1.041 | 57.7029 | -138.7495 | 0.6736 | 638.4084 | -1015.5045 | -411.7698 | 81.8797 | 449.5115 | -2428.3511 | -55.4012 | 3601.2107 | 1639.0463 | 4792.8052 | -2.7944 | -271.6737 | 1651.9167 | -1502.2356 | 404.9641 | -639.9479 | -3153.1472 | 1311.3235 | 414.6592 | 210.1043 | 31.513 | 1.5071
2030-03-01 | 7 | -20.146 | 2020.6166 | -60.532 | -402.1291 | 764.0389 | -2272.6326 | -13419.2275 | 4845.4492 | -2.9316 | -129.4956 | 3716.3325 | 19.0368 | 2117.3262 | -297.3994 | 1828.7148 | -97.8601 | 51.2565 | 209.9994 | -216.8118 | -75.7929 | -1472.902 | -3638.96 | -96.7725 | -47.9359 | 1976.9703 | -2568.1729 | -1158.3698 | -998.7288 | -164.3799 | 618.0564 | 2661.4688 | 2.7398 | 63.8559 | -166.2735 | 0.76127 | 374.7103 | -919.887 | -1190.2712 | 0.9888 | 449.4876 | -1840.7297 | 0.99532 | 2995.1667 | 1459.4384 | 4438.1133 | -279.2159 | -892.5847 | 945.2908 | -2064.4612 | 203.5225 | -251.6608 | -3226.8264 | 938.092 | -956.4359 | 210.1042 | 178.7913 | 290.2897
2030-03-01 | 8 | -25.6612 | 1298.5844 | -81.6302 | -453.5331 | 558.8965 | -1952.6337 | -13699.3594 | 4631.396 | -105.4193 | -233.0897 | 3782.2705 | 113.5722 | 1972.6108 | -158.9576 | 1976.9331 | -73.0406 | 2.2707 | 209.9994 | -213.1498 | -296.7722 | -1547.0199 | -3607.2917 | -92.8074 | -38.7228 | 1654.4319 | -2055.2261 | -895.3676 | -881.5787 | -142.9041 | 693.5253 | 2792.333 | 2.5774 | 68.1891 | -118.5631 | 0.65546 | 320.4042 | -582.4666 | -1019.6047 | 1.0023 | 449.5006 | -2027.2075 | -162.1105 | 3434.5852 | 1412.9187 | 4785.4556 | -264.613 | -1231.3879 | 920.0998 | -2186.6479 | 339.1996 | -596.6898 | -2637.5615 | 220.1937 | -156.4486 | 210.1043 | 105.4204 | 310.996
2030-03-01 | 9 | -27.3668 | 1058.7423 | -80.8198 | -362.9508 | 435.3079 | -1930.1884 | -14203.8047 | 4465.9141 | -922.6701 | -320.344 | 3836.75 | 195.0048 | 2091.4775 | -200.3035 | 1911.0037 | -114.8828 | -26.1201 | 209.9994 | -227.518 | -229.4838 | -1533.0594 | -3485.6167 | -65.7895 | -33.3697 | 1346.0093 | -1961.0315 | -799.2833 | -856.4859 | -129.7015 | 721.3281 | 2772.4231 | 2.264 | 41.0378 | -162.2399 | 0.57215 | 174.9999 | -1351.0934 | -910.7117 | 0.98386 | 449.498 | -2072.6455 | -34.3947 | 3095.3782 | 1351.1045 | 4427.6978 | -259.8156 | -718.7125 | 1087.4614 | -1844.215 | 470.923 | -447.4712 | -2744.5984 | -193.7191 | 1300.9073 | 210.1043 | 92.1507 | 246.328
2030-03-01 | 10 | -29.4357 | 1319.0719 | -78.4633 | -403.4196 | 287.5401 | -2006.6823 | -14046.9023 | 4248.9224 | -482.4212 | -326.8534 | 3790.1318 | 194.9798 | 2130.5522 | -289.9824 | 1883.1202 | -186.9532 | 0.9987 | 209.9994 | -207.4756 | -119.1084 | -1519.2289 | -3466.9509 | -61.0977 | -37.5384 | 1577.019 | -2235.7773 | -927.9872 | -892.5485 | -128.2189 | 662.6089 | 2851.7058 | 1.8313 | 0.45937 | -122.9722 | 0.526 | 40.2834 | -1284.5389 | -175.022 | 73.3296 | 449.4843 | -2089.79 | -52.8835 | 3585.6172 | 1356.141 | 4933.6694 | -256.3651 | -271.4178 | 730.0045 | -1608.0858 | 473.5727 | -580.709 | -2765.8689 | -158.5764 | 1618.999 | 210.1042 | 85.5847 | 553.9847
2030-03-01 | 11 | -16.8463 | 780.2581 | -49.6067 | -389.3118 | 360.4153 | -1510.7177 | -13941.3398 | 4298.585 | -1083.0135 | -325.8695 | 3799.252 | 195.0011 | 2129.4011 | -292.5583 | 1834.2893 | 16.2624 | 0.99732 | 209.9994 | -209.4931 | -334.0256 | -1480.4371 | -3671.3962 | -63.5773 | -42.3209 | 1575.4293 | -1715.1766 | -608.5848 | -776.9667 | -121.4267 | 774.3708 | 2957.501 | 1.9794 | 128.0285 | -56.7164 | 0.49113 | 1.9995 | -548.1429 | 1.0032 | 359.5455 | 449.0299 | -2052.4531 | -66.9495 | 3567.0347 | 1361.6644 | 5055.1992 | -2.4736 | -271.2884 | 400.5209 | -1818.6208 | 452.6738 | -545.121 | -3076.1365 | -380.4211 | 1757.7142 | 210.1043 | 92.9436 | 233.4684
2030-03-01 | 12 | -17.3364 | 806.4399 | -62.5517 | -387.3022 | 480.847 | -1525.0125 | -14151.4043 | 4353.5488 | -1417.5516 | -324.51 | 3832.3313 | 192.6744 | 2136.0151 | -303.6981 | 1811.8837 | 321.1292 | 1.4821 | 209.9994 | -217.3928 | -369.4978 | -1358.401 | -3654.7356 | -72.999 | -45.4168 | 1179.0161 | -1632.6667 | -527.9253 | -776.6512 | -122.8311 | 776.3868 | 2906.4333 | 2.5136 | 152.3613 | -103.2115 | 0.49225 | 153.822 | -536.3263 | 62.5653 | 365.8015 | 449.0475 | -2139.5386 | -169.5586 | 3585.2678 | 1351.564 | 4999.1802 | -106.6265 | -271.5915 | 140.8911 | -2537.2798 | 569.0556 | -168.1119 | -3442.666 | -516.9932 | 1653.7452 | 210.1043 | 91.7447 | 250.8435
2030-03-01 | 13 | -16.936 | 879.6069 | -44.8575 | -342.4352 | 543.2152 | -1519.3163 | -14185.7324 | 4397.4194 | -1212.7224 | -379.1931 | 3790.2878 | 1.0013 | 2116.4668 | -257.2107 | 1981.1975 | 652.0051 | 1.064 | 209.9994 | -221.8551 | -272.1381 | -1485.7614 | -3489.8123 | -54.269 | -38.2079 | 1367.2678 | -1621.2517 | -750.1418 | -771.3867 | -125.8026 | 761.9972 | 2936.0427 | 2.621 | 158.3771 | -120.3614 | 0.51338 | 71.8594 | -753.0327 | -752.8495 | 1.0107 | 449.5222 | -1864.0233 | -17.3156 | 3691.1853 | 1383.795 | 4698.7695 | -260.087 | -927.5239 | 798.989 | -1843.1302 | 414.6777 | 128.7325 | -3694.3625 | 1.0198 | 1660.0533 | 210.1042 | 151.2852 | 236.7687
2030-03-01 | 14 | -17.07 | 1323.7931 | -48.0448 | -405.2168 | 575.3979 | -1752.667 | -14381.3633 | 4547.2598 | -1053.2837 | -378.5291 | 3778.5549 | -0.81532 | 2117.6074 | -279.244 | 1944.3668 | 765.5562 | 1.0004 | 209.9994 | -229.1915 | -87.286 | -1254.5615 | -3499.2644 | -80.3396 | -35.3057 | 1370.8025 | -1909.3835 | -835.9859 | -862.8771 | -135.7257 | 704.6179 | 2902.293 | 2.6556 | 102.0128 | -147.7085 | 0.53335 | 107.4221 | -677.5855 | -766.1733 | 0.90561 | 449.6677 | -2268.1765 | -2.5963 | 3649.7776 | 1413.2391 | 4687.4204 | -274.2508 | -889.5474 | 957.1202 | -1582.4827 | 560.0449 | 194.1393 | -3495.252 | 1.0193 | 2629.3933 | 210.1043 | 88.7856 | 212.5623
2030-03-01 | 15 | -19.2304 | 1380.4779 | -48.8828 | -455.3249 | 550.15 | -1802.666 | -14294.1787 | 4591.6157 | -1040.6195 | -373.7465 | 3754.6465 | 22.6236 | 2115.6768 | -280.6367 | 1977.2119 | 770.9424 | 18.91 | 209.9994 | -227.2408 | -103.3833 | -1195.8998 | -3103.219 | -30.3119 | -33.2748 | 1451.3628 | -2059.3833 | -598.4037 | -885.1089 | -133.8862 | 795.9831 | 2940.1951 | 2.5608 | 90.8229 | -135.0492 | 0.53882 | -68.9647 | -476.5947 | -624.8905 | 164.0761 | 449.5397 | -2129.533 | 157.3467 | 3720.6013 | 1405.4011 | 4962.623 | -261.2838 | -756.1913 | 910.1474 | -1767.4789 | 608.7177 | 94.5963 | -3263.8201 | 1.0158 | 4727.4663 | 210.1042 | 34.3869 | 141.7012
2030-03-01 | 16 | -19.4932 | 994.6062 | -54.5942 | -407.24 | 417.1226 | -1557.9108 | -13626.3496 | 4174.6948 | -1246.0824 | -232.3525 | 3760.0408 | 73.8205 | 2115.1187 | -251.4906 | 2042.6323 | 798.0662 | -39.7124 | 209.9994 | -215.2406 | -181.4502 | -1069.9097 | -3049.3916 | -56.8539 | -38.5162 | 1095.3673 | -2486.5581 | -524.2327 | -811.4045 | -125.7056 | 801.9307 | 2803.8057 | 0.98136 | 138.5872 | -115.1918 | 0.59623 | 1.9703 | -462.8511 | -599.6848 | -1.9353 | 449.3825 | -2338.417 | -7.181 | 4180.1968 | 1418.2229 | 5065.3975 | -92.1099 | -912.3802 | 390.5894 | -2530.9092 | 684.7486 | 137.332 | -3266.1953 | -349.3336 | 6432.0586 | 210.1042 | -22.0728 | 109.0488
2030-03-01 | 17 | -16.6725 | 1699.6327 | -56.225 | -556.8822 | 348.5319 | -2066.7312 | -13515.2744 | 4032.1738 | -1097.5359 | -155.3872 | 3752.197 | -2.967 | 1730.9098 | -227.3483 | 2060.0486 | 1066.7482 | -228.5279 | 209.9994 | -120.1641 | -258.2415 | -817.5198 | -3207.0681 | -89.517 | -58.4291 | -206.0693 | -2465.0847 | -931.9229 | -972.3674 | -131.7998 | 727.0095 | 2548.6604 | -964.3581 | 90.1502 | -399.2281 | 0.66205 | -20.1469 | -1438.5823 | -469.7617 | -1.9916 | 449.3606 | -2460.9553 | -160.2519 | 4120.4517 | 1409.287 | 5070.8291 | -157.3546 | -1177.5319 | 1841.5686 | -1494.1619 | 592.3369 | 0.99815 | -3097.0376 | -372.8835 | 10301.0869 | 210.1043 | -77.7065 | 129.9757
2030-03-01 | 18 | -15.41 | 1559.3354 | -60.2439 | -564.0393 | 200.0199 | -2046.3881 | -12776.8193 | 3713.2002 | -748.7706 | -203.1761 | 3749.0278 | 155.1266 | 1988.6879 | -287.28 | 1915.406 | 1782.0332 | -361.6634 | 209.9994 | -115.7703 | -233.7848 | -905.9359 | -3033.2336 | -95.0616 | -61.5431 | -22.4776 | -2495.6504 | -1111.5162 | -966.6142 | -126.7829 | 706.8378 | 2576.2878 | -1816.7689 | 77.6036 | -450.3884 | 0.58927 | -27.3387 | 81.9814 | -354.7971 | -10.8014 | 449.4684 | -2229.1724 | -163.3986 | 4364.6011 | 1381.5 | 5075.3066 | -2.983 | -1320.2078 | 1509.6309 | -2151.0928 | 412.21 | -77.9846 | -2619.4648 | -153.0984 | 12513.1865 | 210.1043 | -58.7378 | 123.0394
2030-03-01 | 19 | -4.9488 | 1571.8145 | -59.571 | -554.47 | 61.9079 | -2159.3428 | -12592.4766 | 3726.5518 | -663.3445 | -220.4454 | 3763.8386 | 146.7164 | 1655.5847 | -228.9287 | 2002.6331 | 2038.2325 | -440.9305 | 209.9994 | -251.1919 | -301.5536 | -1084.6392 | -3577.1111 | -109.0595 | -45.3343 | 605.5439 | -2418.0176 | -1064.933 | -1001.5569 | -124.9821 | 716.6105 | 2628.4307 | -2882.7109 | 107.3013 | -659.8617 | 0.57624 | -20.491 | -1020.513 | -372.5787 | -437.3672 | 450.0622 | -2114.6482 | -274.8475 | 5091.9897 | 1413.7035 | 5093.3486 | 151.7291 | -1416.6329 | 2254.7166 | -2136.052 | 517.8271 | 380.5389 | -2199.3879 | -423.7738 | 14802.4121 | 210.1042 | -145.1368 | 7.016
2030-03-01 | 20 | -5.0232 | 1329.8256 | -63.7397 | -632.0733 | -8.1212 | -2073.5308 | -12053.5947 | 3350.0356 | -859.3041 | -329.1535 | 3777.0911 | 195.0013 | 1553.9681 | -56.8019 | 1885.8204 | 2122.3345 | -467.9769 | 209.9994 | -274.8517 | -131.0951 | -1322.106 | -4064.2654 | -82.7344 | -33.2411 | 533.9041 | -2383.5852 | -1513.467 | -984.4648 | -111.723 | 695.781 | 2787.343 | -2900.7954 | 46.1763 | -580.966 | 0.44189 | -187.187 | 144.0417 | -312.4188 | -374.9821 | 450.0844 | -2315.1099 | -268.9523 | 5086.3599 | 1443.1992 | 5088.6475 | 195.8007 | -1350.5719 | 2418.0083 | -2057.7358 | 628.933 | 876.2756 | -1924.5599 | -258.3427 | 17056.7324 | 210.1043 | -112.1909 | 72.429
2030-03-01 | 21 | -19.6152 | 645.9053 | -67.4776 | -695.8537 | -167.0369 | -1681.2018 | -11592.332 | 2928.5146 | -1403.3442 | -256.2971 | 3773.4778 | 195.0009 | 1140.5796 | -17.7687 | 2077.6731 | 1825.0691 | -247.7862 | 209.9994 | -297.7066 | -94.5235 | -1317.2567 | -4132.1045 | -9.7937 | -38.3759 | 703.4139 | -2335.5618 | -1598.8639 | -854.4137 | -86.6699 | 831.3621 | 2941.1028 | -542.2885 | 43.2425 | -93.4395 | 0.5045 | -57.1562 | 1269.7281 | -127.7996 | -172.2026 | 450.3792 | -2435.7129 | -53.5306 | 4795.0161 | 1555.2327 | 5078.7622 | 130.8046 | -937.1559 | 2484.301 | -1546.2671 | 765.6127 | 1505.4603 | -2054.4548 | -527.9761 | 18196.9297 | 210.1042 | -100.7599 | 24.143
2030-03-01 | 22 | -32.136 | 581.5775 | -69.7641 | -589.8953 | -551.8595 | -1659.3125 | -10644.8555 | 2276.3057 | -461.8303 | -304.5008 | 3710.9502 | 195.0008 | 1908.6879 | -94.7511 | 1867.793 | 1564.8457 | -51.5093 | 209.9994 | -183.4661 | 41.1911 | -1510.0435 | -4210.6885 | -16.4695 | -50.178 | 271.3102 | -2434.113 | -1847.2692 | -831.2327 | -84.0827 | 724.8808 | 2968.9558 | 0.97623 | 64.6158 | 123.9106 | 0.5247 | 31.4047 | 1515.1987 | -403.235 | -220.6156 | 449.5 | -2044.7262 | -2.3705 | 4579.8921 | 1400.5178 | 5051.3584 | -2.797 | -1218.6793 | 2165.8601 | -1726.2997 | 507.4896 | 673.4089 | -1333.9471 | -235.869 | 18012.7891 | 210.1042 | -103.554 | 17.1247
2030-03-01 | 23 | -34.6389 | 697.0724 | -65.8109 | -568.5677 | -477.0628 | -1709.7772 | -10602.2783 | 2343.4368 | -18.3896 | -296.9055 | 3692.0034 | 195.0033 | 1899.4077 | -210.9296 | 1605.938 | 1722.9912 | 3.86 | 209.9994 | -257.4677 | 246.2479 | -1562.0325 | -3502.3494 | -1.6361 | -47.4013 | 1393.5302 | -2584.5718 | -1247.8822 | -858.4243 | -89.0706 | 674.6009 | 2762.1384 | 1.4112 | 11.4328 | 215.2146 | 0.50171 | 509.3543 | 1498.8138 | -616.7118 | 1.0005 | 449.4778 | -2096.7778 | 96.2704 | 3604.1914 | 1401.7985 | 4662.8833 | -268.6395 | -1009.8532 | 1957.4114 | -1716.6544 | 662.1127 | 1002.814 | -1884.8125 | 0.16128 | 17432.1797 | 210.1042 | -15.9934 | -11.8091
2030-03-01 | 24 | -44.9461 | 836.2679 | -83.0376 | -526.5986 | -37.959 | -1944.0405 | -11410.3857 | 2913.5049 | -2.9484 | -302.2065 | 3593.1501 | 195.0063 | 1989.4951 | -412.4351 | 1391.8219 | 1626.7426 | 17.8817 | 209.9994 | -232.3043 | 87.3457 | -1150.5133 | -2407.2788 | 31.0702 | -40.979 | 1825.2637 | -2624.22 | -1001.545 | -882.412 | -98.2632 | 804.0505 | 2684.1033 | 1.3304 | 14.323 | 210.6014 | 0.55187 | 1.001 | 180.7806 | -378.9695 | 242.9438 | 449.2234 | -2353.1489 | 236.8339 | 2980.4304 | 1493.8918 | 4578.4629 | -280.4481 | -396.9754 | 1162.1624 | -2209.8667 | 585.7048 | 546.6825 | -2681.1016 | 156.8425 | 16743.4785 | 210.1042 | 49.8252 | 0.99926
2030-03-02 | 1 | -32.3995 | 1135.4731 | -75.2953 | -414.927 | 110.4233 | -2133.3462 | -12092.5967 | 3658.3826 | 245.6863 | -273.39 | 3543.1731 | 170.6929 | 2081.3923 | -523.6988 | 1039.7396 | 1966.626 | 37.7273 | 209.9994 | -239.1727 | -110.3256 | -913.4642 | -2749.5186 | -12.1663 | -51.23 | 1976.5081 | -2362.9189 | -177.7811 | -906.7897 | -112.5627 | 763.7483 | 2380.8796 | 0.97093 | -46.9411 | 68.5138 | 0.58169 | 2.6238 | -1410.2466 | -626.2833 | 137.2232 | 449.3489 | -2333.9348 | 189.4337 | 3123.7273 | 1481.3527 | 4535.7598 | -289.2792 | -736.2894 | 912.6541 | -2853.4878 | 549.7556 | 43.7453 | -1756.4984 | 820.8903 | 12963.874 | 210.1043 | 52.7274 | -5.5215
2030-03-02 | 2 | -22.7085 | 1387.4237 | -70.7922 | -308.7619 | 303.003 | -2117.2292 | -12016.8105 | 4014.3711 | 1417.0924 | -265.7245 | 3574.1196 | 177.5518 | 2087.5344 | -524.8741 | 968.8491 | 1873.6477 | 191.7313 | 209.9994 | -233.0142 | -96.0075 | -943.9788 | -3093.9451 | -35.6701 | -35.6783 | 1923.4062 | -2084.5356 | -74.6811 | -883.4324 | -128.3961 | 669.8319 | 2030.7572 | 0.99905 | -300.4077 | -65.2967 | 0.58301 | -151.528 | -2565.5264 | -931.8414 | 0.99977 | 449.4838 | -2245.0637 | 83.7146 | 2902.1626 | 1465.0475 | 4219.9478 | -295.6764 | -700.5952 | 1265.3961 | -2655.9824 | 542.0459 | -239.9076 | -1735.7185 | 1156.7471 | 7108.3955 | 210.1043 | 24.732 | 65.5852
2030-03-02 | 3 | -29.4293 | 1184.5651 | -71.6936 | -345.0629 | 158.8366 | -1963.6672 | -11332.7842 | 3704.647 | 2000.9521 | -255.7687 | 3566.6799 | 176.553 | 2118.2251 | -578.7302 | 814.5074 | 1829.4578 | 89.4856 | 209.9994 | -236.054 | -37.6226 | -813.5328 | -2842.9832 | -20.8491 | -31.676 | 1912.0645 | -2142.9187 | -549.416 | -848.1505 | -119.5427 | 695.6799 | 1947.8787 | 0.96907 | -337.1753 | 115.8784 | 0.58323 | -70.9165 | -1246.3517 | -909.5145 | 99.5864 | 449.3897 | -2512.6021 | 62.4335 | 2894.9724 | 1494.2137 | 4332.8721 | -297.6259 | -374.3525 | 1420.5061 | -2465.7366 | 688.5537 | -137.8827 | -1764.6061 | 964.5087 | 7824.6387 | 210.1043 | 0.42488 | 108.6992
2030-03-02 | 4 | -30.6233 | 1171.0964 | -72.6838 | -346.8941 | 178.1202 | -1939.8198 | -11138.0791 | 3687.9133 | 2154.1287 | -262.3287 | 3583.4839 | 156.4656 | 1838.8895 | -577.0365 | 832.6115 | 1494.6777 | 74.2436 | 209.9994 | -236.1683 | -91.4244 | -890.249 | -2976.2307 | -31.2913 | -27.7624 | 1454.796 | -2121.7251 | -466.2852 | -839.4304 | -120.9804 | 673.4518 | 1981.1299 | 0.98488 | -351.2083 | 137.8887 | 0.58222 | -70.4035 | -1268.8785 | -192.7244 | 64.2696 | 449.4737 | -2428.9653 | -0.43997 | 3420.4197 | 1544.9843 | 4523.0815 | -2.6614 | -272.298 | 836.5872 | -3122.46 | 770.1292 | 0.99564 | -1848.0359 | 888.6008 | 7713.5811 | 210.1043 | -11.9337 | 117.1928
2030-03-02 | 5 | -33.6988 | 1047.0524 | -74.828 | -361.8849 | 318.9047 | -1919.5365 | -11320.1445 | 3977.427 | 2123.8442 | -257.0522 | 3637.2034 | 128.9301 | 1804.316 | -552.0323 | 915.5027 | 595.6497 | 148.8187 | 209.9994 | -226.4271 | -279.0819 | -806.669 | -3150.7847 | -31.3602 | -36.5209 | 1379.942 | -2199.6917 | -347.1104 | -837.2617 | -115.0901 | 806.8072 | 2262.4966 | 3.1617 | -229.2723 | 188.5228 | 0.50442 | 132.0646 | -893.9576 | -1001.6974 | 1.0039 | 0.9991 | -2382.0967 | -97.2075 | 3615.0752 | 1559.1959 | 4941.4775 | -265.2314 | -272.195 | 2794.8484 | -1293.8632 | 773.26 | -254.4445 | -2219.2424 | 249.137 | 8760.1914 | 210.1043 | -46.1804 | 148.262
2030-03-02 | 6 | -33.4188 | 1174.8867 | -74.9734 | -376.8324 | 438.1965 | -2021.8132 | -11695.0723 | 4096.0161 | 1847.8647 | -89.8363 | 3700.9021 | 83.2111 | 169.903 | -380.795 | 1614.5519 | -411.5615 | 211.6915 | 209.9994 | -228.7661 | -320.6427 | -939.2129 | -3905.2056 | -59.5717 | -35.6712 | 1309.1573 | -2177.0208 | -447.0171 | -877.7838 | -119.3524 | 775.6601 | 2738.2166 | 0.9862 | -251.8744 | 89.4578 | 0.48165 | 263.9254 | -1296.7906 | 577.8599 | 682.4177 | 0.99693 | -2450.3447 | -229.0362 | 3419.499 | 1671.8669 | 4874.0679 | 221.1115 | -280.3149 | 5487.6807 | 864.186 | 774.455 | 0.99086 | -2243.8523 | 214.4174 | 8363.4443 | 210.1042 | 11.4505 | 227.6433
2030-03-02 | 7 | -34.3892 | 869.9175 | -76.7111 | -384.1517 | 387.7445 | -1869.1862 | -11518.2617 | 3867.0842 | 796.3231 | -122.2317 | 3694.9141 | 1.0004 | 1500.3716 | -396.4768 | 1552.2943 | -301.6935 | 124.0626 | 209.9994 | -222.9222 | -314.9274 | -1093.4753 | -4131.1611 | -30.0156 | -15.063 | 1390.9307 | -1996.3154 | -36.8128 | -815.079 | -106.4348 | 800.2118 | 2562.0129 | 0.97714 | -346.2631 | 156.1048 | 0.48337 | -195.4001 | -989.9399 | -555.6155 | 94.8985 | 1.0062 | -2549.6265 | -103.2553 | 3797.165 | 1543.3102 | 4816.2925 | 137.8481 | -276.7506 | 2891.1353 | -878.0114 | 801.9751 | 241.7083 | -2253.9409 | 28.1337 | 7504.7441 | 210.1042 | 16.1541 | 380.2082
2030-03-02 | 8 | -41.3482 | 420.0177 | -82.0884 | -476.4375 | 425.8776 | -1590.2513 | -11474.6992 | 3620.7861 | -11.7065 | -200.6294 | 3672.0876 | 138.5409 | 1596.4064 | -412.9472 | 1405.8049 | 4.7585 | 10.6051 | 209.9994 | -225.6121 | -283.21 | -1022.4136 | -3073.1365 | 42.2479 | -0.29826 | 1590.8972 | -1884.6764 | 604.5468 | -733.7791 | -85.0283 | 930.5684 | 2473.821 | 1.9507 | -472.663 | 392.6748 | 0.59427 | -535.5293 | 1500.5203 | -734.5406 | -2.3043 | 1.0017 | -2603.8301 | 4.7813 | 3912.4651 | 1492.7546 | 4930.0825 | -6.2112 | -272.5811 | 2421.1675 | -1323.8538 | 876.3831 | 597.6871 | -2423.5391 | 58.0898 | 7493.4526 | 210.1043 | 1.001 | 402.6234
2030-03-02 | 9 | -44.5939 | 587.569 | -82.9342 | -412.8581 | 751.3909 | -1591.1143 | -11671.4199 | 3899.5857 | -314.6825 | -287.5308 | 3710.4814 | 194.9951 | 2130.8438 | -459.5161 | 1237.4934 | 100.8974 | 14.6931 | 209.9994 | -203.4411 | -172.6991 | -924.5004 | -1583.2839 | 59.7316 | 15.5337 | 1718.0142 | -1838.5155 | 318.3527 | -702.0338 | -88.8149 | 941.937 | 2296.8894 | 97.2887 | -626.38 | 417.5298 | 0.64962 | -935.0581 | 1033.7743 | -562.1034 | -2.5114 | 417.4295 | -2573.1392 | 140.66 | 4115.54 | 1413.1942 | 5002.2119 | -50.7755 | -817.1244 | 1057.0055 | -2623.8931 | 787.9625 | 805.6181 | -2704.6743 | 334.933 | 6822.793 | 210.1042 | 18.6576 | 385.8651
2030-03-02 | 10 | -58.941 | 24.2526 | -80.7839 | -559.6619 | 450.6471 | -1171.9542 | -10570.9766 | 3084.1943 | -1102.0985 | -299.4961 | 3676.6782 | 194.981 | 2138.8726 | -331.9476 | 1321.858 | 100.7583 | -3.7875 | 209.9994 | -200.1254 | -122.6695 | -905.4471 | -1301.2814 | 104.7465 | 15.4323 | 1749.1573 | -1966.15 | 381.3162 | -609.5304 | -64.5473 | 981.163 | 2496.0632 | 1922.6233 | -574.1316 | 940.5999 | 0.59675 | -991.0558 | 4423.2886 | -193.2319 | 0.99935 | 449.3736 | -2481.7764 | 278.5106 | 4224.9517 | 1383.6154 | 5026.9746 | -2.7232 | -662.1799 | 933.8239 | -2716.9619 | 792.0751 | 1046.5811 | -2590.5481 | 173.4971 | 8525.1348 | 210.1042 | 44.0811 | 322.5137
2030-03-02 | 11 | -78.4998 | -298.5595 | -93.8625 | -624.1512 | 5.1978 | -850.0629 | -8987.2812 | 2021.8778 | -1177.2043 | -307.0438 | 3679.0347 | 195.0287 | 1975.4734 | -274.8501 | 1451.5251 | 38.485 | 37.0092 | 209.9994 | -207.6539 | -75.8057 | -722.0689 | -1095.1964 | 91.9123 | 18.6036 | 1773.2438 | -2142.3137 | 409.6349 | -542.254 | -49.6557 | 894.334 | 2656.5569 | 3838.3135 | -491.3861 | 1307.7429 | 0.58687 | -1032.3574 | 8255.3848 | 1.0005 | 151.5357 | 449.2241 | -2374.9844 | 143.4484 | 4117.2725 | 1366.7056 | 5048.1582 | -2.6556 | -585.2505 | 1140.4734 | -2301.3252 | 680.7634 | 827.2996 | -2258.1919 | 0.99676 | 9522.6738 | 210.1042 | 51.4735 | 319.0374
2030-03-02 | 12 | -77.2624 | -385.6402 | -81.8411 | -761.3129 | -82.5305 | -608.4664 | -8059.7861 | 1645.3119 | -297.177 | -363.3908 | 3686.0146 | -0.59066 | 1987.8309 | -284.6875 | 1444.5725 | -60.7007 | 71.4382 | 209.9994 | -197.1468 | -25.7066 | -706.9337 | -1197.6025 | 129.1091 | 21.9295 | 1728.4022 | -2153.5315 | 375.9798 | -509.1432 | -45.4619 | 916.4435 | 2507.7002 | 5064.8003 | -481.8884 | 1449.4989 | 0.70901 | -1101.1473 | 9680.1074 | 244.2889 | 82.4077 | 449.322 | -2307.762 | 292.6177 | 4188.3438 | 1401.3693 | 5052.0176 | -2.7901 | -587.6805 | 714.0343 | -2815.0537 | 694.3807 | 883.2982 | -2752.9973 | -157.3518 | 10079.9316 | 210.1042 | 81.3589 | 265.8856
2030-03-02 | 13 | -88.4639 | -483.2803 | -80.8257 | -737.0659 | -318.9744 | -472.7164 | -6594.6167 | 1148.4254 | -2.5935 | -361.0355 | 3633.5457 | 0.99732 | 2062.5491 | -433.3656 | 1383.9991 | -302.3389 | 131.8013 | 209.9994 | -194.9426 | 59.3245 | -555.0474 | -988.3716 | 139.9742 | 9.1586 | 1826.3413 | -2245.3252 | -117.6834 | -451.1691 | -47.6063 | 907.671 | 2295.5623 | 5561.1978 | -570.1096 | 1689.3966 | 0.69587 | -908.6778 | 10493.332 | 314.7599 | 140.9166 | 449.3188 | -2457.9678 | 329.7896 | 4086.5161 | 1318.0386 | 5052.7656 | -3.0447 | -434.4581 | -33.2978 | -3487.4541 | 768.5486 | 574.7678 | -2283.2429 | -335.9305 | 10508.0635 | 210.1042 | 9.607 | 213.4354
2030-03-02 | 14 | -79.9488 | -553.1671 | -76.5431 | -723.819 | -376.3253 | -381.7229 | -5701.5449 | 1071.7115 | -248.5612 | -295.6668 | 3688.2463 | -0.80606 | 2062.7947 | -449.8685 | 1313.9053 | -586.9181 | 101.7154 | 209.9994 | -175.4706 | 401.836 | -568.8317 | -1008.7959 | 241.6813 | 0.94342 | 1592.8855 | -2077.6663 | -819.4124 | -412.6241 | -37.8389 | 952.1144 | 1785.7335 | 5893.1968 | -1015.3254 | 1703.882 | 0.62447 | -952.6 | 10848.7607 | 20.2134 | 212.3002 | 449.2999 | -2597.123 | 731.3897 | 3982.4934 | 1212.7115 | 5049.6577 | -2.6104 | -535.1909 | 798.1415 | -2332.583 | 1085.8365 | 1094.0703 | -1885.8292 | -379.0446 | 10602.748 | 210.1042 | -22.7094 | 145.3107
2030-03-02 | 15 | -82.0316 | -644.3409 | -74.8364 | -720.7104 | -915.0172 | -390.8369 | -5774.7617 | 525.3201 | -509.5292 | -314.23 | 3685.7097 | -0.78848 | 2062.8828 | -465.4233 | 1213.2645 | -1024.9235 | 93.1667 | 209.9994 | -167.4842 | 305.4543 | -441.6253 | -829.0004 | 266.9127 | 4.8676 | 1576.9058 | -1937.4111 | -415.9969 | -430.8957 | -31.269 | 1025.0403 | 1839.0051 | 6396.9785 | -472.9408 | 1619.248 | 0.56461 | -983.2136 | 11452.4932 | 63.6495 | 87.3847 | 449.3976 | -2544.3782 | 769.0233 | 4078.2812 | 1267.6726 | 5046.9189 | -2.669 | -459.8445 | -1.65 | -3106.8513 | 1141.3149 | 688.0617 | -1627.7997 | -642.0743 | 11802.8115 | 210.1042 | -111.8845 | 162.2309
2030-03-02 | 16 | -79.8061 | -677.7598 | -72.8015 | -727.093 | -634.1526 | -447.4751 | -6392.7427 | 1132.171 | -1232.2738 | -146.069 | 3623.1797 | -79.5424 | 2160.0325 | -361.8096 | 1485.3491 | -1591.7987 | 37.5275 | 209.9994 | -161.0934 | 326.086 | -370.2099 | -633.8339 | 319.048 | 3.9061 | 1643.0951 | -1792.7169 | -463.9664 | -449.325 | -26.1727 | 1141.0345 | 1779.756 | 5992.0317 | -126.4635 | 1560.8699 | 0.644 | -964.4702 | 11639.3877 | 89.0321 | 32.1939 | 449.437 | -2590.2297 | 941.3029 | 4042.3108 | 1070.8812 | 5004.0674 | -60.897 | -431.8442 | -371.1741 | -3746.905 | 1309.0153 | 777.2612 | -1986.3127 | -1312.3071 | 12602.3291 | 210.1043 | -146.4801 | 217.5868
2030-03-02 | 17 | -80.176 | -679.1904 | -74.5764 | -722.7844 | -587.8904 | -441.5073 | -6440.8369 | 1235.364 | -1192.9203 | -112.8998 | 3498.0544 | 1.001 | 1938.3879 | -273.081 | 1641.5956 | -2205.9177 | 38.9301 | 209.9994 | -155.2717 | 273.0857 | -304.5194 | -422.3976 | 307.3129 | -6.2254 | 1710.835 | -1827.0763 | -314.1377 | -442.3866 | -28.4433 | 1148.4899 | 1871.7172 | 6432.749 | 1.986 | 1638.5844 | 0.67824 | -820.3538 | 11399.416 | 1.0006 | 95.0074 | 63.1533 | -2600.1116 | 900.6385 | 3862.322 | 901.8485 | 4805.7065 | -2.7366 | -1018.5085 | -876.439 | -4664.1914 | 1228.7208 | 404.7249 | -2016.0059 | -1272.5819 | 11826.502 | 210.1042 | -143.2855 | 227.2542
2030-03-02 | 18 | -81.5978 | -676.4375 | -76.0345 | -714.6073 | -591.3386 | -407.0019 | -6315.6514 | 1076.3496 | -1105.3184 | -122.252 | 3566.2529 | 15.8345 | 1681.8796 | -264.0819 | 1625.8312 | -2266.1003 | 38.3964 | 209.9994 | -158.2795 | 279.8535 | -434.9315 | -534.0204 | 285.8983 | -5.4221 | 1733.2117 | -1959.2419 | -37.8185 | -427.0583 | -28.8762 | 1091.9128 | 1876.8588 | 7101.9111 | -287.8486 | 1716.0051 | 1.4791 | -824.5353 | 10867.2178 | 0.99823 | 0.99912 | 449.4677 | -2594.1709 | 820.4811 | 4279.4717 | 1021.9569 | 5048.7622 | -2.9503 | -590.7795 | 680.5476 | -3488.7751 | 1184.2229 | 316.486 | -2842.9329 | -1451.3302 | 10719.4092 | 210.1043 | -172.5358 | 152.2186
2030-03-02 | 19 | -86.6302 | -537.4796 | -77.4841 | -704.5725 | -905.4546 | -347.8693 | -5293.8618 | 327.6638 | -2.6858 | -130.4334 | 3261.5276 | 28.48 | 1813.9751 | -220.7581 | 1760.2919 | -1884.326 | 19.1721 | 209.9994 | -150.5303 | 13.5873 | -405.2829 | -465.4914 | 151.3118 | -13.8006 | 1963.4445 | -2077.4243 | 65.371 | -394.7217 | -46.2646 | 942.1993 | 1770.8278 | 7291.1543 | -899.7094 | 1809.8816 | 0.71978 | -846.3538 | 10814.9619 | 296.8669 | 19.7832 | 449.3683 | -2459.5066 | 469.808 | 4367.3003 | 1025.6238 | 5062.9243 | 1.0148 | -360.9365 | -769.8342 | -5509.1465 | 611.6259 | -46.2939 | -2387.792 | -163.5265 | 10352.7363 | 210.1042 | -15.06 | 215.3087
2030-03-02 | 20 | -95.104 | -499.096 | -82.4162 | -701.8666 | -960.704 | -359.6771 | -5236.4141 | 29.1183 | -2.7158 | -115.4568 | 3554.1462 | 84.6188 | 1705.136 | -199.6474 | 1795.5017 | -2100.3423 | -65.7148 | 209.9994 | -172.6906 | 13.8568 | -662.165 | -794.2066 | 136.3942 | 4.5151 | 1946.1261 | -2162.5515 | -66.9989 | -382.4998 | -50.55 | 909.3828 | 1907.951 | 7873.9751 | -781.0435 | 1859.5206 | 0.71027 | -1227.455 | 10357.6934 | 275.2372 | 42.6604 | 449.3662 | -2360.855 | 384.4811 | 4335.0293 | 1142.8276 | 5061.083 | -3.3126 | -309.4796 | 387.4925 | -4130.2524 | 610.6156 | 372.7667 | -2283.3796 | 0.98839 | 9849.5771 | 210.1042 | 39.9818 | 276.6109
2030-03-02 | 21 | -92.5931 | -523.8467 | -82.0635 | -714.0105 | -1271.7817 | -343.9481 | -5320.9727 | -4.2276 | -2.7975 | -131.7042 | 3617.6914 | 109.9398 | 1705.9862 | -96.2738 | 1935.6125 | -2179.199 | -137.4346 | 209.9994 | -175.3398 | 106.3081 | -800.5198 | -947.6051 | 149.0045 | 9.1723 | 1852.4861 | -2055.3508 | -63.3666 | -376.3761 | -43.4488 | 876.6939 | 1819.9197 | 7877.1606 | -829.5804 | 1772.799 | 1.1378 | -1347.751 | 9607.6475 | 1.001 | 1.0003 | 449.4326 | -2376.7427 | 423.0652 | 4344.2427 | 1057.708 | 5033.9751 | -3.2524 | -272.8303 | 1087.6082 | -3644.8113 | 679.6568 | 436.5878 | -1869.1168 | 1.8352 | 9430.7021 | 210.1042 | 33.7818 | 272.1936
2030-03-02 | 22 | -84.6074 | -701.0931 | -85.7283 | -659.9202 | -1297.3462 | -151.8256 | -5479.1948 | -3.8021 | -2.9871 | -117.8052 | 3710.5442 | 84.2642 | 1544.0756 | 39.8329 | 1753.3214 | -1975.5403 | -111.8715 | 209.9994 | -213.278 | 254.9918 | -898.7618 | -928.5961 | 158.8017 | 29.7968 | 1810.8044 | -2318.6282 | 351.3384 | -305.651 | -42.2714 | 851.1637 | 1741.1322 | 7347.3223 | -765.0427 | 1709.6636 | 2.9876 | -1415.9958 | 8593.5127 | -270.9197 | 125.2618 | 449.3523 | -2511.8879 | 441.7512 | 4174.1377 | 1175.3358 | 5044.5874 | 1.0144 | -359.9459 | 1916.176 | -2308.022 | 860.9286 | 764.3926 | -1779.781 | -15.1472 | 7637.0005 | 210.1043 | 8.8576 | 281.7794
2030-03-02 | 23 | -57.3563 | -1061.1001 | -72.7777 | -476.8034 | -1553.6641 | 162.6378 | -4704.918 | -482.5222 | 116.1217 | -101.644 | 3736.8562 | 173.0493 | 1660.064 | 247.8995 | 1739.5944 | -1646.4421 | -189.9982 | 209.9994 | -289.4025 | 311.5074 | -881.3116 | -719.4641 | 125.5287 | 48.8368 | 2187.8103 | -1475.7853 | 474.993 | -181.1796 | -45.1049 | 733.6304 | 1378.4484 | 5681.8696 | -902.7495 | 1356.3076 | 4.3223 | -1547.5952 | 6233.4468 | -0.83356 | 1.0014 | 449.4388 | -2516.5327 | 367.4761 | 4188.3965 | 1292.5265 | 5027.0068 | -4.4559 | -299.2198 | 1427.3943 | -2086.5925 | 823.8563 | 243.2393 | -1360.2555 | 1.0066 | 5228.1846 | 210.1043 | -60.0712 | 257.5985
2030-03-02 | 24 | -29.5151 | -1107.0438 | -59.1521 | -298.3175 | -1587.146 | 65.7523 | -4368.2549 | -595.2755 | 668.8487 | -76.0699 | 3780.0425 | 177.2675 | 1706.2915 | 132.0075 | 1661.4459 | -1490.4871 | -260.0808 | 209.9994 | -418.9819 | 283.6964 | -766.0555 | -600.3283 | 83.4556 | 58.9997 | 3030.0007 | -871.3578 | 335.7361 | -189.0323 | -45.8984 | 651.3907 | 1063.9978 | 3397.7507 | -966.9618 | 740.7916 | 5.3472 | -1475.4774 | 3208.6938 | -550.0879 | 0.99852 | 449.4907 | -2711.3867 | 220.5825 | 3885.5559 | 1287.5608 | 4788.0156 | -288.5388 | -292.894 | 2483.6318 | -876.0295 | 870.7606 | 0.99912 | -1131.7523 | -0.054482 | 5782.6392 | 210.1043 | -118.322 | 183.509
2030-03-03 | 1 | -17.0331 | -661.3961 | -48.3021 | -254.6281 | -1422.8937 | -129.8282 | -4916.6802 | -2.2195 | 1059.1182 | -70.9882 | 3844.5361 | 159.3281 | 1382.8965 | 0.99834 | 1617.3932 | -1532.6996 | -300.4615 | 209.9994 | -502.3087 | 229.3047 | -886.3304 | -2282.2517 | 29.8414 | 67.828 | 3266.1372 | -769.2971 | 63.7622 | -259.0962 | -65.4148 | 587.6783 | 1149.317 | 2252.6619 | -807.0364 | 499.1894 | 5.6082 | -1204.0725 | 2257.2563 | -554.8192 | 0.99842 | 449.571 | -2757.0217 | 76.5518 | 4058.8372 | 1366.5957 | 4880.1284 | -296.7818 | -341.0521 | 2399.542 | -431.5024 | 1040.849 | -78.8525 | -922.5479 | -40.6293 | 5083.5034 | 210.1043 | -190.6352 | 176.7115
2030-03-03 | 2 | -15.0328 | -167.7622 | -44.7638 | -262.0728 | -1024.3525 | -341.413 | -5810.7051 | 828.2858 | 1307.0178 | -45.2935 | 3855.1619 | 195.0004 | 1684.1902 | -207.4369 | 1519.6503 | -1244.6399 | -258.5926 | 209.9994 | -562.4893 | 148.6703 | -1038.306 | -3881.7141 | -30.0321 | 60.2279 | 3524.8337 | -896.4372 | -267.7069 | -333.1351 | -87.5293 | 512.023 | 1189.0233 | 1648.09 | -690.5683 | 494.7766 | 5.4842 | -731.0076 | 2060.3706 | -494.5402 | 0.99777 | 1.001 | -2710.9812 | -73.67 | 4047.572 | 1472.6027 | 4654.3198 | -3.274 | -276.854 | 2790.7332 | 301.0158 | 1106.7721 | -160.7011 | -1008.2892 | 0.99371 | 3173.7393 | 210.1043 | -220.0021 | 134.7291
2030-03-03 | 3 | -26.0064 | 155.7928 | -53.0622 | -344.4143 | -991.6745 | -607.0662 | -6088.062 | 1050.1517 | 1561.3221 | -35.7903 | 3870.7861 | 194.9996 | 1902.9344 | -244.8867 | 1363.3115 | -1134.8373 | -147.8945 | 209.9994 | -600.1941 | 105.4303 | -995.8303 | -3694.813 | -30.1233 | 38.7331 | 3728.5796 | -1515.6134 | -313.9743 | -418.3779 | -87.6286 | 519.9885 | 1267.3341 | 2478.177 | -517.5691 | 680.7556 | 6.079 | -346.5805 | 2647.7766 | -481.0511 | 168.4733 | 1.0002 | -2785.5803 | -85.2666 | 3990.4614 | 1509.5729 | 4849.1802 | -3.7573 | -276.5502 | 3083.2097 | 705.5695 | 1155.4141 | -83.5335 | -992.7396 | -1.1017 | 4216.2993 | 210.1042 | -230.9795 | 41.9819
2030-03-03 | 4 | -21.111 | 443.6075 | -55.0647 | -365.4529 | -816.0027 | -842.582 | -6578.1992 | 1522.5845 | 1546.524 | -31.9048 | 3835.5195 | 187.6536 | 1653.5872 | -241.1824 | 1290.842 | -912.4351 | -202.1043 | 209.9994 | -531.6581 | 48.9403 | -900.76 | -2964.8013 | -17.0376 | 21.0786 | 3389.6567 | -1561.5187 | -275.2385 | -475.4781 | -95.7278 | 596.0795 | 993.5399 | 1992.6698 | -568.6622 | 540.7417 | 6.3003 | 115.8049 | 1890.1216 | -398.7391 | 226.7887 | 1.0001 | -2777.1182 | -74.6427 | 3835.1658 | 1466.3727 | 4780.2715 | -3.6137 | -276.6663 | 3133.176 | 659.2648 | 1111.4583 | -44.1277 | -1141.9631 | 0.85202 | 4748.501 | 210.1042 | -218.8945 | 67.6468
2030-03-03 | 5 | -17.8884 | 661.3198 | -55.1334 | -350.4473 | -813.5923 | -963.1898 | -6608.2085 | 1482.7134 | 1435.0972 | -49.349 | 3889.2227 | 148.1256 | 1397.6576 | -252.9422 | 1269.0608 | -687.2068 | -143.5973 | 209.9994 | -523.6975 | 69.261 | -974.8837 | -2920.366 | -54.4674 | -31.2185 | 3141.1287 | -1522.9215 | -619.0482 | -498.0417 | -104.7317 | 523.4928 | 535.9395 | 1452.1848 | -604.6272 | 432.8721 | 6.5382 | 654.9418 | 1301.6743 | -412.6794 | 197.4859 | 0.99881 | -2761.8464 | -165.5438 | 3759.6868 | 1447.9265 | 4619.8096 | -3.5694 | -276.7793 | 3141.9773 | 545.8341 | 1053.2089 | 1.0028 | -1072.6307 | 73.4365 | 4449.6714 | 210.1042 | -189.6947 | 72.8177
2030-03-03 | 6 | -15.2072 | 440.2276 | -54.4968 | -298.4717 | -1003.3937 | -840.5235 | -5643.1865 | 742.1011 | 1117.7631 | -32.058 | 3907.8555 | 195.0101 | 1386.0875 | -302.4337 | 1261.5841 | 436.5689 | 274.2971 | 209.9994 | -529.9261 | 323.3899 | -1226.1177 | -3631.9785 | -16.2764 | -56.5359 | 3133.8115 | -1250.0884 | -1523.6204 | -422.9029 | -93.9593 | 463.5684 | 164.0381 | 704.7303 | -1067.6528 | 471.2254 | 5.1499 | 1435.1101 | 738.9915 | -489.1465 | 79.4961 | 0.99979 | -2740.6716 | -2.4522 | 3745.6448 | 1439.343 | 4476.2124 | -3.2955 | -277.2238 | 3012.5117 | 418.6356 | 1075.813 | 503.795 | -1359.3992 | 1.0026 | 4496.458 | 210.1043 | -121.162 | 163.3152
2030-03-03 | 7 | -7.9778 | 425.2502 | -54.0795 | -256.807 | -1472.8798 | -832.4706 | -4150.8188 | -2.0122 | 553.1526 | -43.3572 | 3905.2151 | 195.0003 | 1251.261 | -249.5708 | 1366.845 | 254.7682 | 270.2323 | 209.9994 | -539.2179 | 329.2615 | -1432.6945 | -3866.0068 | -19.2184 | -81.2708 | 3219.0754 | -1171.0985 | -1550.5483 | -417.9673 | -97.6295 | 424.6263 | -415.3571 | 432.3977 | -1120.7506 | 263.7641 | 4.8431 | 2499.4695 | 44.9419 | -576.0645 | -2.016 | 0.99925 | -2184.6299 | 0.99727 | 3642.9622 | 1418.5288 | 4268.7617 | -3.0864 | -277.6069 | 3024.3171 | 218.7728 | 957.299 | -98.48 | -846.3372 | -65.4503 | 5602.0176 | 210.1043 | -218.5375 | 185.6898
2030-03-03 | 8 | -15.0866 | 276.6214 | -57.7784 | -285.2002 | -1562.4044 | -687.3647 | -3963.4231 | -309.3394 | -2.9319 | -63.2186 | 3906.144 | 195.0004 | 880.5609 | -161.2224 | 1578.3749 | 99.8539 | 285.2646 | 209.9994 | -547.355 | 467.7116 | -1711.6152 | -3770.3003 | 1.9093 | -86.8423 | 3132.1309 | -1174.5264 | -1960.0068 | -362.6785 | -87.5851 | 376.5079 | -547.2697 | 1133.7451 | -1217.8591 | 521.7628 | 5.6393 | 2682.7881 | 1075.5454 | -624.6451 | -63.1831 | -2.6774 | -2093.2561 | 45.2703 | 3606.9424 | 1376.4625 | 4380.1172 | -293.1661 | -277.524 | 2776.1558 | 577.0253 | 1055.9127 | 221.1681 | -881.5581 | -417.205 | 5185.2368 | 210.1042 | -218.5585 | 269.7177
2030-03-03 | 9 | -18.2071 | 190.9193 | -63.539 | -310.2891 | -1808.624 | -722.495 | -3559.8464 | -785.7561 | -2.8675 | -188.1234 | 3904.2969 | 35.6842 | 864.7974 | -37.6261 | 1913.057 | 203.425 | 304.3616 | 209.9994 | -727.7286 | 582.791 | -1701.7352 | -3568.1533 | -23.9974 | -59.2013 | 3959.2166 | -1384.2802 | -1724.2128 | -385.2622 | -80.27 | 328.6284 | -142.603 | 1435.0323 | -1047.1257 | 538.8404 | 5.0932 | 2436.4958 | 1433.4211 | 29.8038 | 283.3372 | 449.9856 | -1984.729 | -99.8786 | 4260.3535 | 1616.0034 | 4903.6196 | 114.342 | -278.6599 | 3200.9109 | 983.079 | 986.5636 | -79.8893 | -309.2761 | -369.5742 | 6168.519 | 210.1042 | -243.2445 | 252.3356
2030-03-03 | 10 | -23.4028 | 607.551 | -71.4448 | -381.8801 | -1854.8036 | -965.8447 | -3796.772 | -933.4161 | -2.7788 | -215.8513 | 3903.9211 | -40.7691 | 116.2265 | 30.9942 | 2073.6887 | 275.4923 | 346.4474 | 209.9994 | -816.7032 | 465.9201 | -1787.3856 | -3216.5662 | -111.0173 | -61.8336 | 4343.5483 | -1801.6628 | -1465.0608 | -502.9972 | -97.8547 | 214.6674 | 344.0988 | 2364.8047 | -595.1495 | 491.8013 | 5.4199 | 2875.3762 | 2253.9126 | 205.364 | 201.7179 | 450.1347 | -1701.9534 | -284.0504 | 4605.1304 | 1683.0415 | 4998.7319 | 173.2056 | -279.3125 | 3206.0317 | 1393.1738 | 794.8564 | -1004.3395 | -37.47 | -806.3433 | 5885.0439 | 210.1042 | -317.2405 | 179.7122
2030-03-03 | 11 | -25.939 | 668.0735 | -73.0936 | -395.6967 | -1878.9626 | -1020.3358 | -3804.0574 | -1088.6528 | -2.7561 | -218.1366 | 3920.489 | -46.1303 | 2.8673 | 156.6771 | 2007.9661 | 530.4114 | 403.4819 | 209.9994 | -814.2783 | 367.7638 | -1844.6346 | -3509.4297 | -121.5902 | -59.3673 | 4279.7866 | -1905.4297 | -1240.9183 | -520.9022 | -95.5919 | 173.1221 | 535.9401 | 2430.4258 | -492.944 | 527.2242 | 5.1016 | 2873.2446 | 2436.0654 | 676.8185 | 594.0985 | 449.868 | -1485.2494 | -218.6917 | 4680.6333 | 1871.4799 | 5006.8032 | 635.133 | -281.6394 | 3056.5542 | 1621.7661 | 719.928 | -1427.8606 | -251.7981 | -847.4954 | 5929.1592 | 210.1042 | -341.7345 | 66.8741
2030-03-03 | 12 | -19.2467 | 889.0696 | -67.3791 | -374.8294 | -1934.1189 | -1176.1677 | -4269.7944 | -687.8538 | -2.7891 | -215.7236 | 3930.6423 | -38.39 | 115.4801 | 226.4669 | 1986.7446 | 1088.2299 | 355.6286 | 209.9994 | -780.878 | 371.9285 | -1699.7164 | -4029.9919 | -133.1748 | -54.477 | 4019.1587 | -1814.7701 | -1526.7981 | -562.8409 | -101.0508 | 168.1083 | 526.9403 | 1105.8558 | -550.2615 | 301.622 | 5.0233 | 2670.9294 | 1505.7734 | 293.1227 | 329.1645 | 450.144 | -1876.55 | -257.4028 | 4710.9131 | 1687.1685 | 5027.9824 | 402.0884 | -278.3694 | 3035.0576 | 1714.4083 | 963.0074 | -1235.9908 | -49.3505 | -1103.4698 | 6598.8232 | 210.1043 | -377.2596 | -11.8893
2030-03-03 | 13 | -14.94 | 1095.4382 | -64.0984 | -377.5307 | -1889.0487 | -1217.2571 | -4587.2134 | -566.216 | -2.8254 | -219.771 | 3926.4041 | -47.5802 | 260.2825 | 83.9928 | 2045.2921 | 1377.3882 | 332.2165 | 209.9994 | -516.8346 | 394.6262 | -1696.9932 | -4249.8345 | -144.0046 | -78.3842 | 2664.1584 | -1731.0458 | -1561.6926 | -544.4404 | -112.934 | 122.4963 | 511.2194 | 2.4991 | -620.3464 | 169.2069 | 4.9581 | 2566.0464 | 1028.8588 | 152.6449 | 397.1902 | 450.1255 | -1871.2742 | -199.2724 | 4543.8652 | 1811.9435 | 5030.5469 | 329.9539 | -279.9316 | 2860.3347 | 1744.9835 | 887.4869 | -925.5753 | -50.3909 | -50.8855 | 7451.7417 | 210.1042 | -300.751 | -88.6757
2030-03-03 | 14 | -19.9534 | 972.785 | -67.201 | -408.7194 | -1829.8868 | -1257.1417 | -4884.7222 | -476.7048 | -2.8134 | -217.0635 | 3922.6841 | -46.7741 | 717.2661 | 71.0911 | 2026.1455 | 1538.016 | 354.0745 | 209.9994 | -525.5264 | 470.5672 | -1692.9202 | -4583.749 | -96.2472 | -85.0273 | 2707.7632 | -1889.7065 | -1369.9684 | -574.2646 | -106.5348 | 166.0064 | 482.4076 | 2.7075 | -622.1956 | 249.2096 | 4.8327 | 2818.752 | 1743.511 | 185.2782 | 522.993 | 450.017 | -1940.3846 | -22.0716 | 4439.2363 | 1859.4114 | 5030.3257 | 352.9526 | -280.1704 | 2855.2559 | 1939.7469 | 1017.3838 | -624.2425 | -122.0741 | -272.877 | 9382.248 | 210.1043 | -284.5937 | -157.1659
2030-03-03 | 15 | -27.9936 | 874.4738 | -69.1163 | -430.0757 | -1959.2581 | -1118.7793 | -4265.5269 | -910.201 | -4.5727 | -227.9549 | 3923.6484 | -48.3037 | 782.7877 | 14.9944 | 2157.5415 | 1888.6605 | 453.9239 | 209.9994 | -575.9402 | 562.2722 | -1781.6968 | -4765.0269 | -91.2324 | -78.2321 | 2842.3398 | -1945.8883 | -1610.401 | -537.5427 | -100.5708 | 121.8739 | 488.3778 | 692.9866 | -677.3898 | 434.1227 | 4.4984 | 2820.6772 | 3131.7874 | 363.4857 | 733.6836 | 449.8176 | -2041.4028 | 0.99897 | 4393.2192 | 1957.162 | 5028.0806 | 594.6418 | -281.0792 | 3051.6479 | 2378.1025 | 1153.7533 | -639.3283 | 0.99771 | -577.4487 | 8501.5195 | 210.1043 | -345.3613 | -145.719
2030-03-03 | 16 | -22.6287 | 849.5366 | -64.5154 | -400.1437 | -1790.2701 | -1097.6398 | -4314.3911 | -917.0388 | -2.8279 | -231.6505 | 3922.4404 | -53.2356 | 685.8588 | 38.9214 | 2199.8523 | 1921.1722 | 415.0372 | 209.9994 | -520.0731 | 806.5799 | -1641.7251 | -4123.2046 | -86.6866 | -74.1919 | 2640.6943 | -1743.3098 | -1742.8748 | -499.4736 | -99.805 | 97.817 | 432.2054 | 59.6784 | -817.4952 | 356.2902 | 4.5968 | 2522.6287 | 2487.6731 | 390.2113 | 751.2803 | 449.8291 | -1844.097 | 0.99615 | 4319.9219 | 1951.3202 | 5027.8677 | 592.025 | -281.1524 | 3147.0117 | 2096.2708 | 1055.623 | -556.6829 | 0.99155 | -501.6225 | 7012.5645 | 210.1042 | -330.7538 | -136.8562
2030-03-03 | 17 | -19.6506 | 1172.8036 | -63.4493 | -427.2115 | -1163.3018 | -1203.4159 | -5509.9165 | -2.0018 | -2.8169 | -167.1494 | 3940.2749 | 73.5676 | 727.0304 | 19.4968 | 2136.9475 | 1911.7032 | 328.2422 | 209.9994 | -487.6458 | 634.677 | -1663.0111 | -3746.1033 | -133.5723 | -67.7308 | 2436.9014 | -1767.8002 | -1288.0372 | -558.7475 | -117.8127 | 101.3778 | 647.3613 | 0.98771 | -671.6339 | 252.5147 | 4.8137 | 2399.6162 | 2424.4509 | 258.9632 | 586.1431 | 449.9541 | -1813.582 | -144.1972 | 4369.5308 | 1892.8966 | 5029.3945 | 461.9353 | -280.6248 | 3133.9482 | 1704.4347 | 1011.403 | -590.9212 | -324.6674 | -465.0553 | 4580.728 | 210.1043 | -311.933 | -76.006
2030-03-03 | 18 | -12.7923 | 1483.8457 | -60.1949 | -432.0322 | -593.6587 | -1343.9689 | -6652.4365 | 861.508 | -2.8507 | -136.5238 | 3951.949 | 106.4023 | 731.189 | 261.8618 | 1926.6285 | 2339.0879 | 284.3395 | 209.9994 | -449.6694 | 568.1642 | -1620.2864 | -3775.8247 | -162.6912 | -65.5969 | 2274.6292 | -1649.698 | -1252.3004 | -599.6273 | -135.1109 | 133.4459 | 783.9086 | -762.3711 | -683.7938 | 99.6384 | 4.9818 | 2017.5497 | 1696.0228 | -10.609 | 218.1406 | 450.2317 | -2008.3578 | -232.5512 | 4513.46 | 1776.5717 | 5036.6416 | 164.4057 | -381.2117 | 2936.1636 | 811.3177 | 942.0346 | -79.1334 | -995.0212 | -21.8389 | 2442.0142 | 210.1043 | -210.3005 | -39.3696
2030-03-03 | 19 | -7.137 | 1572.2667 | -58.7268 | -414.5091 | -490.3644 | -1391.4458 | -7045.3428 | 953.0743 | -2.8478 | -161.9574 | 3955.4551 | 76.0933 | 555.4119 | 448.3759 | 2185.1609 | 2441.4583 | 251.5981 | 209.9994 | -410.5192 | 494.8582 | -1575.1066 | -4260.2642 | -192.6982 | -79.0681 | 2156.5774 | -1589.473 | -1492.9374 | -616.2505 | -141.5261 | 132.1437 | 590.6717 | -1874.0701 | -727.6329 | -6.0314 | 4.9942 | 2318.9583 | 486.387 | -312.3643 | -248.7267 | 450.5758 | -1916.3363 | -358.2401 | 4975.4053 | 1612.9407 | 5052.0244 | 0.99976 | -898.8196 | 2660.9116 | 101.8158 | 604.4101 | -78.4353 | -1314.5917 | 231.26 | 2661.4438 | 210.1043 | -88.2029 | 94.5577
2030-03-03 | 20 | -3.207 | 1581.4794 | -61.286 | -441.6868 | -584.3979 | -1450.2075 | -7654.8101 | 1201.0046 | -390.0397 | -245.9823 | 3961.9856 | 164.3298 | 450.1996 | 381.8271 | 2154.0247 | 2400.4954 | 120.1949 | 209.9994 | -522.5107 | 605.4668 | -1843.1317 | -4067.7554 | -180.9656 | -39.8489 | 2595.1482 | -1556.2483 | -1547.8052 | -639.0551 | -138.1081 | 107.0718 | 745.3573 | -2605.1438 | -668.5577 | -170.0542 | 5.1161 | 1608.3749 | 449.3912 | -236.141 | -178.5753 | 450.5268 | -1592.0044 | -370.421 | 4918.5869 | 1584.9258 | 5051.772 | 1.0042 | -891.9222 | 2564.4382 | 134.0729 | 699.947 | 57.0089 | -454.5173 | 3.8583 | 3141.3455 | 0.10423 | -129.1191 | 210.86
2030-03-03 | 21 | -7.6182 | 1432.4891 | -65.802 | -474.3393 | -692.8495 | -1432.2495 | -7801.2695 | 895.6836 | -2.8825 | -191.1324 | 3942.6995 | 103.6569 | 379.8529 | 391.0244 | 2202.4661 | 2547.1433 | 50.6408 | 209.9994 | -397.5948 | 669.8506 | -1796.759 | -4245.9233 | -150.518 | -71.4592 | 1932.8104 | -1619.8973 | -1746.4347 | -647.3754 | -128.9948 | 141.1491 | 811.759 | -2869.875 | -743.806 | -122.2299 | 4.4051 | 2149.7043 | 1343.9749 | -59.4341 | 81.1499 | 450.3297 | -1646.6869 | -277.259 | 4821.9453 | 1740.5336 | 5046.188 | 205.6069 | -725.3085 | 2452.7656 | 545.6262 | 656.9315 | -94.0701 | -547.7922 | 366.9253 | 5072.2866 | 210.1042 | -151.9229 | 202.0154
2030-03-03 | 22 | 5.8689 | 1515.783 | -60.7547 | -465.5945 | -276.0185 | -1631.8765 | -9327.3701 | 1730.7418 | 0.99608 | -232.5815 | 3915.0283 | 195 | 520.2528 | 1.8589 | 2180.2559 | 2948.1003 | -123.9868 | 209.9994 | -375.0538 | 577.0551 | -1859.4189 | -4614.9722 | -113.1474 | -49.4246 | 1708.4373 | -1411.9318 | -1954.5292 | -707.7195 | -125.736 | 218.4758 | 915.3491 | -4694.917 | -879.4207 | -522.5486 | 3.4851 | 1492.3591 | 524.0692 | 143.5503 | 413.9998 | 450.0844 | -1803.3997 | -65.7096 | 4582.6743 | 1838.2618 | 5040.0625 | 370.7777 | -506.6721 | 2560.9033 | 452.0188 | 882.6052 | 404.0425 | -1326.5844 | 0.98736 | 5620.8179 | 210.1042 | -132.0159 | 110.3165
2030-03-03 | 23 | 12.7962 | 1640.871 | -56.9872 | -457.3333 | -393.5518 | -1755.0085 | -9887.2217 | 1988.7458 | 529.6558 | -122.1049 | 3868.3262 | 122.8362 | 809.4292 | -14.8044 | 2188.3689 | 3377.5117 | -242.2596 | 209.9994 | -368.1027 | 457.5738 | -1509.7264 | -5377.1938 | -149.5599 | -27.7728 | 1537.4204 | -1282.448 | -2544.1653 | -753.5374 | -129.8229 | 203.262 | 1040.1112 | -5873.7622 | -996.2105 | -716.8947 | 2.0509 | 988.6877 | 250.7843 | 395.0995 | 842.68 | 449.7709 | -2587.0916 | -299.6051 | 4467.2603 | 2012.8418 | 5027.5811 | 722.142 | -281.7021 | 2642.7532 | 854.1467 | 977.4437 | -83.0618 | -991.8223 | 0.65151 | 6296.5273 | 210.1043 | -186.7562 | -0.99838
2030-03-03 | 24 | 8.6461 | 1781.9779 | -59.8368 | -513.7789 | -590.9794 | -1981.3131 | -9751.3506 | 2166.4058 | 1941.0021 | -122.052 | 3852.6372 | 173.438 | 1102.4529 | -82.0261 | 2121.4243 | 3430.7134 | -104.6278 | 209.9994 | -359.8326 | 354.8959 | -1339.2352 | -5362.876 | -177.3835 | -28.7309 | 1423.1769 | -1657.9053 | -2048.8433 | -890.3391 | -135.3105 | 170.2862 | 1421.4724 | -5726.7227 | -554.3538 | -756.6208 | 3.13 | 1176.901 | 925.9136 | -14.2783 | 330.1698 | 450.0169 | -2599.9487 | -372.2186 | 4132.186 | 1752.9525 | 5014.9053 | 15.5972 | -278.1324 | 2786.1816 | 1239.7128 | 1050.3335 | -889.3929 | -648.2303 | 367.0821 | 7819.0342 | 210.1042 | -314.4658 | -135.2516
2030-03-04 | 1 | -3.9013 | 1616.142 | -58.9247 | -553.3087 | -730.4278 | -1785.1412 | -11432.3721 | 2423.2095 | 1948.7925 | -129.0312 | 3773.3335 | 84.5925 | 475.5804 | -237.0956 | 1797.069 | 3255.7449 | 93.922 | 209.9994 | -390.6037 | -109.5261 | -771.3911 | -5288 | -167.7767 | -58.0514 | 1844.1896 | -2055.416 | -1823.9329 | -863.177 | -134.3266 | 438.4023 | 1789.1 | -4219.3887 | -248.0046 | -487.5938 | 3.9053 | 1508.4944 | 415.984 | 36.0399 | 758.5153 | 349.7176 | -2500.8286 | -521.5933 | 3352.0542 | 1835.9576 | 4941.7676 | 307.4744 | -278.5017 | 3966.666 | 987.7662 | 906.5524 | -1608.3263 | -1052.7913 | 172.6453 | 7773.9224 | 210.1043 | -273.8263 | 79.4852
2030-03-04 | 2 | -4.8005 | 2248.0308 | -59.9779 | -548.2033 | -330.5676 | -2050.1919 | -11804.2031 | 2991.3845 | 2035.7537 | -123.8034 | 3692.3062 | 13.0351 | 700.1763 | -310.0853 | 1678.6226 | 2512.3835 | -36.6413 | 209.9994 | -450.2962 | -168.8456 | -598.7121 | -5343.4546 | -231.9372 | -63.9304 | 2539.2881 | -2251.5801 | -1815.6404 | -986.4614 | -164.5135 | 322.0854 | 1867.1796 | -3356.1379 | -177.0291 | -480.4593 | 2.8681 | 1739.5911 | -1189.141 | 1.002 | 1030.2638 | 95.6327 | -2369.3823 | -558.5615 | 2747.9707 | 1701.4038 | 4932.7646 | 22.8222 | -277.1562 | 3787.894 | 912.8662 | 364.6293 | -2040.8022 | -1614.4327 | 1529.7985 | 6066.7729 | 210.1043 | -101.3489 | 127.7941
2030-03-04 | 3 | -12.313 | 1568.5358 | -59.6293 | -512.6966 | -331.1863 | -1654.0276 | -11526.2627 | 2844.0957 | 2064.1165 | -122.2694 | 3638.7351 | -28.4263 | 1161.4135 | -303.9571 | 1634.8794 | 1574.6909 | 3.6434 | 209.9994 | -422.0773 | -100.6907 | -557.9568 | -5067.1772 | -153.7568 | -51.5168 | 2503.7034 | -2038.8116 | -1973.3618 | -853.9744 | -126.5661 | 462.3831 | 1477.9108 | -1695.0477 | -425.843 | -115.0762 | 1.7295 | 1449.1639 | 674.3984 | -146.3224 | 1050.3462 | 1.005 | -2417.8884 | -312.1093 | 2630.2737 | 1737.0774 | 4873.2217 | 1.0394 | -277.0726 | 3689.1558 | 296.8273 | 451.6633 | -1370.3105 | -2166.3301 | 1574.2944 | 4940.3174 | 210.1043 | -12.3319 | 136.7481
2030-03-04 | 4 | -19.2065 | 1389.0898 | -60.583 | -506.3505 | -204.1586 | -1519.3041 | -11905.6738 | 3110.1995 | 1961.3649 | -115.334 | 3619.4678 | -10.0931 | 1161.4298 | -320.5746 | 1627.2672 | 1351.7107 | 189.648 | 209.9994 | -370.4475 | -83.7491 | -526.617 | -4973.5181 | -97.4858 | -51.1825 | 2211.1235 | -2121.4934 | -2111.0315 | -802.0998 | -139.5075 | 595.1133 | 1556.231 | -286.9511 | -536.0394 | 76.9636 | 0.80637 | 1234.8798 | -219.5605 | -143.1177 | 1039.7269 | 1.0011 | -2455.9373 | -151.7481 | 2588.3809 | 1737.6659 | 4819.6499 | 1.0164 | -277.1315 | 3655.9309 | 197.5639 | 541.9889 | -1005.1179 | -2676.3945 | 1373.2178 | 3625.6226 | 210.1043 | -1.1129 | 124.2433
2030-03-04 | 5 | -25.0423 | 1990.2357 | -67.5751 | -462.4888 | 338.3454 | -2159.4858 | -14149.1455 | 4540.043 | 1989.335 | -119.6445 | 3608.9956 | -34.4814 | 1411.6122 | -373.1403 | 1597.9996 | 1471.9033 | 160.2217 | 209.9994 | -348.6372 | -304.8882 | -528.1542 | -5211.8052 | -68.1194 | -77.0962 | 2217.9424 | -2493.6936 | -1974.7788 | -990.4121 | -157.3521 | 759.0297 | 1960.0544 | -88.6429 | -288.2596 | -140.2561 | 0.65244 | 1810.6506 | -1414.3 | -335.5647 | 761.9951 | 1.0008 | -2468.1909 | -4.3584 | 2664.0491 | 1762.4401 | 4683.6973 | 0.99231 | -277.0984 | 3519.9976 | 126.9558 | 618.191 | -562.556 | -2905.8972 | 1120.9858 | 3905.9373 | 210.1043 | 21.2692 | 88.7156
2030-03-04 | 6 | -31.7407 | 1872.0603 | -72.8813 | -393.2024 | 577.6412 | -2205.1177 | -14645.5791 | 4644.7988 | 1105.5613 | -194.827 | 3401.3735 | -63.6912 | 1945.2806 | -392.3295 | 1543.7157 | 1282.7777 | 294.6776 | 209.9994 | -291.9747 | -349.9043 | -587.3994 | -5193.9517 | -57.5748 | -80.2347 | 1918.8315 | -2648.8525 | -1629.6008 | -991.7541 | -157.5133 | 834.8543 | 2101.9646 | 0.98708 | -176.3668 | -93.8926 | 0.63844 | 1743.8682 | -1450.0763 | -253.0369 | 435.037 | 1.0006 | -2539.1245 | 27.5098 | 3384.1846 | 1712.4432 | 4989.8799 | -3.5902 | -276.1154 | 3000.803 | -903.5417 | 590.7953 | -77.401 | -3683.3892 | 1017.2712 | 3473.2246 | 210.1043 | 60.2174 | 88.866
2030-03-04 | 7 | -25.7657 | 1720.9706 | -70.1884 | -507.8718 | 682.8072 | -2123.5981 | -14959.3662 | 4636.6279 | -2.8635 | -185.0851 | 3799.8352 | -89.0274 | 1341.4327 | -244.695 | 1984.7001 | 897.3795 | 138.0009 | 209.9994 | -295.5254 | -555.0522 | -1035.887 | -5818.5708 | -79.7277 | -79.9032 | 1900.6472 | -2764.8455 | -1191.9672 | -996.5508 | -150.4273 | 897.2537 | 2604.6584 | 0.98942 | 19.3794 | -160.693 | 0.57394 | 1577.4674 | -906.2425 | -66.461 | 42.008 | 450.2943 | -2162.0537 | -2.5052 | 4362.0869 | 1828.1622 | 5009.2554 | 237.013 | -278.268 | 3316.7983 | -695.0869 | 411.1006 | 0.99458 | -3651.5344 | 361.93 | 4989.8037 | 210.1042 | 33.5046 | 330.1453
2030-03-04 | 8 | -21.6016 | 1239.3257 | -76.7153 | -580.8267 | 321.1056 | -1885.2731 | -14805.4453 | 4136.4683 | -394.9633 | -334.0188 | 3802.0415 | 4.8298 | 1280.0686 | -17.9675 | 2074.0305 | 951.5958 | 0.20947 | 209.9994 | -319.7295 | -238.8139 | -1551.681 | -5953.3481 | -65.0844 | -39.3351 | 1851.819 | -2573.0708 | -1694.484 | -933.8631 | -123.7016 | 759.6743 | 2565.9131 | 0.97652 | -72.1098 | -194.6799 | 0.54883 | 798.9312 | -1037.2253 | -444.5097 | -159.1251 | 391.8393 | -1938.6754 | -42.7061 | 4770.8286 | 1653.2325 | 5045.0381 | -3.9593 | -916.9041 | 3153.3884 | -823.8806 | 673.993 | 1086.8491 | -3252.8992 | 0.99311 | 6668.7334 | 210.1042 | 64.1421 | 405.3589
2030-03-04 | 9 | -22.2318 | 903.6322 | -75.4074 | -649.2211 | 123.2177 | -1722.8995 | -15181.2676 | 3919.0374 | -853.1603 | -356.6525 | 3822.4629 | 129.7749 | 609.8711 | 22.4722 | 2026.0396 | 597.2701 | -64.783 | 209.9994 | -585.3187 | -278.6411 | -1334.5355 | -6295.2993 | -28.5602 | -13.7884 | 2721.4182 | -2536.2795 | -2320.448 | -895.4883 | -102.7307 | 888.8688 | 2711.2261 | 0.98297 | -120.9503 | -105.9224 | 0.47851 | 659.38 | -595.7181 | -265.8702 | -255.2848 | 241.8265 | -2377.8125 | -138.8884 | 4901.8208 | 1611.1208 | 5061.6309 | -3.6193 | -1128.4446 | 3177.0266 | -860.6302 | 945.241 | 1539.2969 | -2846.6799 | -1156.567 | 7821.1313 | 210.1042 | -67.8456 | 369.4288
2030-03-04 | 10 | -17.2076 | 991.2123 | -68.6867 | -647.8998 | 154.4096 | -1748.2847 | -15244.96 | 3885.0005 | -1138.9319 | -354.4606 | 3819.301 | 145.0165 | 286.4526 | 1.0012 | 1998.1956 | 353.3059 | -79.3907 | 209.9994 | -566.6207 | -17.6824 | -1266.7382 | -5998.9033 | 0.072514 | -8.3814 | 2533.6216 | -2509.1604 | -2354.7437 | -914.9858 | -99.544 | 908.2845 | 2696.7405 | 0.97626 | -109.7836 | -180.312 | 0.50345 | 513.8766 | -706.1431 | -293.6972 | -194.6166 | 204.3677 | -2331.4285 | -50.6244 | 4859.1094 | 1607.8247 | 5070.1831 | -3.3587 | -1441.2687 | 3040.8442 | -829.5195 | 982.1254 | 2046.5754 | -3194.3049 | -1271.4213 | 8610.5703 | 210.1042 | -33.7987 | 310.2113
2030-03-04 | 11 | -24.8494 | 1060.7765 | -63.4322 | -523.4694 | 61.1944 | -1753.9573 | -15054.9336 | 3783.8889 | -861.8936 | -349.9052 | 3862.072 | 144.518 | 152.7577 | -15.4077 | 1993.2733 | 271.2443 | -1.3022 | 209.9994 | -374.2348 | 20.9979 | -1270.1511 | -6121.3081 | 1.0018 | -30.2596 | 1482.0354 | -2573.1729 | -2441.8755 | -899.085 | -103.7625 | 858.3171 | 2649.7441 | 0.98132 | -95.7082 | -87.6713 | 0.4749 | 671.8041 | -500.1042 | -309.9094 | -270.443 | 376.3431 | -2296.9314 | -50.733 | 4945.5664 | 1620.4137 | 5075.8232 | -3.4017 | -1407.7163 | 2947.7942 | -449.0001 | 937.9329 | 2039.5519 | -3022.4829 | -1089.7661 | 8162.0913 | 210.1042 | -30.7437 | 295.2744
2030-03-04 | 12 | -24.3812 | 1217.593 | -61.9158 | -518.4595 | 1.0018 | -1845.2327 | -14893.0664 | 3656.0852 | -367.2169 | -336.8047 | 3942.9058 | 187.9937 | 580.2857 | -22.6898 | 1964.9446 | 21.4092 | 11.3497 | 209.9994 | -401.2094 | 86.329 | -1293.054 | -6127.7539 | 4.1306 | -32.2177 | 1669.7924 | -2611.1211 | -2534.1699 | -925.1041 | -106.8417 | 820.1542 | 2754.8772 | 0.96448 | -90.6044 | -113.1506 | 0.34768 | 786.6545 | -576.434 | -429.238 | -187.3509 | 268.5194 | -2059.781 | -2.6433 | 4840.4727 | 1612.5266 | 5073.0947 | -3.3282 | -1526.5743 | 2784.1306 | -413.0995 | 754.9802 | 1667.2183 | -2783.8132 | -584.9559 | 8357.5889 | 210.1043 | 14.5464 | 321.0338
2030-03-04 | 13 | -25.7711 | 902.5276 | -62.6091 | -529.7923 | 45.4711 | -1711.3993 | -14475.0449 | 3554.2625 | -1313.2992 | -335.4227 | 3889.4216 | 193.2409 | 224.1256 | -5.7493 | 1980.4791 | 304.9313 | -36.3621 | 209.9994 | -536.1191 | 177.6692 | -1102.8434 | -6035.5522 | 38.0054 | -12.4805 | 2270.4548 | -2505.2205 | -2369.1184 | -887.5386 | -93.5929 | 936.1336 | 2697.5288 | 0.99842 | -91.1534 | -88.8981 | 0.50448 | 607.1696 | -876.6337 | -37.8238 | -109.4866 | 450.4858 | -2259.8735 | 0.98437 | 4903.0781 | 1708.2089 | 5078.0293 | 47.2851 | -1284.4624 | 2985.3018 | -265.5869 | 1032.7849 | 2237.6174 | -3192.9719 | -1412.1874 | 11075.3184 | 210.1042 | -55.9493 | 295.2061
2030-03-04 | 14 | -24.2468 | 763.6901 | -61.6603 | -706.7703 | -119.6076 | -1527.2092 | -13433.3789 | 3032.8318 | -1407.85 | -340.2619 | 3891.5576 | 169.0737 | 0.99506 | 1.0004 | 1988.8802 | 336.8029 | -108.8232 | 209.9994 | -558.6478 | 17.8362 | -999.9236 | -6247.1348 | 39.2974 | -18.5362 | 2483.0586 | -2516.9128 | -2483.6687 | -867.3115 | -83.8694 | 969.9888 | 2699.6797 | 0.98355 | -216.8009 | 8.2706 | 0.50827 | 673.1948 | 969.1447 | 219.6571 | 0.99459 | 449.8454 | -2405.1499 | -88.8585 | 5244.8369 | 1865.3722 | 5076.0312 | 475.2803 | -1225.3739 | 3156.4487 | 244.8143 | 1022.5076 | 1342.5919 | -3191.6235 | -1981.5953 | 13045.0967 | 210.1043 | -177.7742 | 262.7411
2030-03-04 | 15 | -31.3123 | 984.3588 | -63.0127 | -586.2516 | 1.0037 | -1733.9987 | -14304.4287 | 3461.011 | -860.3427 | -329.8401 | 3949.7588 | 194.9982 | 243.4271 | -7.6458 | 1974.0051 | 20.7299 | 19.5665 | 209.9994 | -406.5739 | 109.4743 | -1092.8876 | -6332.2769 | 79.0059 | -31.4132 | 1685.6547 | -2780.4712 | -2553.928 | -906.8129 | -92.0646 | 999.699 | 2897.3813 | 1.0025 | -138.2566 | 25.7202 | 0.40085 | 727.6771 | -322.5179 | 133.8509 | 109.0605 | 450.3689 | -2347.1199 | 44.3325 | 4882.5469 | 1782.1885 | 5076.1221 | 241.5899 | -1216.337 | 3047.072 | 251.6295 | 1163.4865 | 2051.009 | -2899.6328 | -1545.202 | 11554.334 | 210.1042 | -98.0092 | 155.586
2030-03-04 | 16 | -31.6911 | 1406.3279 | -60.9184 | -441.1283 | -204.6107 | -1994.2085 | -14461.2578 | 3520.7388 | -2.8103 | -348.655 | 3825.281 | 131.7334 | 485.7525 | -16.2203 | 1989.12 | -138.672 | 40.6552 | 209.9994 | -344.4108 | 168.4844 | -1057.4014 | -5941.1787 | 6.8777 | -37.6103 | 1248.7299 | -2720.928 | -2577.4482 | -955.1503 | -114.6589 | 864.2003 | 2882.2197 | 0.9775 | -123.9118 | -99.3062 | 0.35229 | 859.4898 | -1446.7094 | -68.7228 | 29.3731 | 450.4243 | -2239.5859 | 1.0099 | 4620.7661 | 1716.2734 | 5076.4243 | 0.98834 | -1226.1427 | 2892.1343 | 89.834 | 780.0768 | 1179.8677 | -2510.3872 | -458.8274 | 8619.0215 | 210.1043 | -22.2848 | 170.4112
2030-03-04 | 17 | -25.0097 | 1070.4824 | -49.7391 | -364.9482 | -140.9986 | -1724.762 | -14526.042 | 3634.1196 | -2.8886 | -355.7827 | 3781.8176 | 94.1239 | 723.9268 | -14.5297 | 1999.2437 | -213.9751 | 69.2292 | 209.9994 | -301.0574 | 32.0285 | -1146.7104 | -5769.7134 | -9.0935 | -48.5293 | 1003.1699 | -2170.9478 | -2219.845 | -879.5086 | -114.8479 | 890.1774 | 2842.3752 | 0.97455 | -20.3721 | -89.1897 | 0.36067 | 1046.2555 | -840.0682 | -237.591 | -136.3437 | 450.4852 | -1866.4155 | -2.5438 | 4782.5483 | 1673.1965 | 5078.1558 | 1.0332 | -1339.2291 | 2842.8796 | -217.2445 | 499.7552 | 730.4391 | -2586.9565 | 0.61633 | 7224.5225 | 210.1043 | 12.6321 | 121.1588
2030-03-04 | 18 | -20.8298 | 667.3433 | -49.5289 | -307.7281 | -301.7339 | -1461.186 | -14258.6709 | 3390.5422 | -2.7995 | -368.1287 | 3686.5742 | 39.0924 | 882.6778 | 87.2569 | 2069.3599 | 198.7532 | 2.8553 | 209.9994 | -187.5174 | -81.9545 | -1227.552 | -5947.4888 | -23.1527 | -53.6576 | 403.8561 | -2298.0793 | -2018.3577 | -790.5157 | -109.1355 | 919.5382 | 2738.0967 | 0.99384 | 44.3504 | 0.50816 | 0.49173 | 934.1873 | -795.798 | -611.6477 | -370.9679 | 450.1776 | -1784.6436 | 0.99672 | 5093.7671 | 1670.578 | 5081.2358 | 1.0109 | -1351.2053 | 2646.4954 | -886.9004 | 355.2091 | 0.9901 | -2514.7654 | 0.75101 | 7184.9526 | 0.10423 | -11.5004 | 115.4809
2030-03-04 | 19 | -22.3768 | 561.6868 | -45.6033 | -422.6456 | -357.8875 | -1377.9888 | -14170.7246 | 3315.5327 | 177.1327 | -369.7352 | 3536.8374 | 38.9353 | 636.8934 | 50.4919 | 2036.9194 | -118.6187 | 26.2429 | 209.9994 | -217.5348 | -63.4103 | -1321.9572 | -6128.3398 | -39.6631 | -42.3955 | 509.6182 | -1872.3704 | -2079.6624 | -775.775 | -105.6505 | 898.9952 | 2733.0964 | 85.255 | 52.4007 | 18.0003 | 0.55267 | 752.4238 | -27.4306 | -628.267 | -492.4542 | 450.7656 | -1917.1461 | -122.5389 | 5158.8638 | 1621.1919 | 5068.4312 | 12.4725 | -1930.8361 | 2515.9612 | -1743.5575 | 497.206 | 397.3356 | -2411.7915 | -145.3025 | 6798.8711 | 0.10423 | -17.7851 | 89.8448
2030-03-04 | 20 | -24.4045 | 288.1267 | -64.2623 | -425.7891 | -275.5905 | -1296.849 | -14114.9629 | 3147.4231 | -436.8987 | -369.3071 | 3669.8562 | 69.6357 | 710.5031 | 41.3354 | 2039.3342 | -220.9137 | -0.13367 | 209.9994 | -471.4945 | 128.6981 | -1418.91 | -6223.436 | -21.6769 | 0.54452 | 1684.8688 | -1707.547 | -2333.6899 | -741.2155 | -93.755 | 873.4916 | 2781.7981 | 126.9323 | 47.2567 | 0.99829 | 0.56025 | 351.1926 | -80.3408 | -634.5096 | -613.8899 | 450.1725 | -2141.0364 | -151.3758 | 5295.644 | 1628.6182 | 5077.9253 | 3.5187 | -1349.0935 | 3013.6292 | -1461.0132 | 892.3447 | 1035.5439 | -2559.1101 | -558.0792 | 8171.4688 | 0.10423 | -98.1604 | 56.6462
2030-03-04 | 21 | -18.7334 | 200.2178 | -52.0996 | -389.3844 | -630.503 | -1116.8241 | -13492.124 | 2366.9229 | -2.9048 | -370.91 | 3686.3464 | 69.3473 | 566.4472 | 73.7572 | 2060.948 | -378.6684 | -7.6164 | 209.9994 | -283.7805 | 206.5061 | -1458.1478 | -5903.9233 | -81.7038 | -23.5097 | 1358.9944 | -1915.8621 | -1743.1285 | -686.9446 | -95.7547 | 722.742 | 2714.4282 | 3.2388 | 46.895 | 67.2437 | 0.496 | 830.5989 | -202.3043 | -473.204 | -559.1168 | 450.2338 | -2005.6256 | -264.2294 | 5338.647 | 1683.4492 | 5067.1348 | 142.5038 | -1154.8369 | 3038.2302 | -735.2993 | 640.451 | 1.0349 | -1979.465 | -301.9013 | 6601.8296 | 0.10423 | -101.0534 | 70.6711
2030-03-04 | 22 | -23.0404 | 297.7556 | -52.8715 | -266.233 | -772.5479 | -1238.85 | -13510.4268 | 2209.6191 | -2.9315 | -350.8651 | 3870.9189 | 158.0869 | 1447.9751 | 59.4979 | 2026.1525 | -521.8995 | 22.5751 | 209.9994 | -284.106 | 156.047 | -1372.2262 | -5562.6733 | -130.9261 | -45.8739 | 1991.6619 | -1841.4663 | -1665.2799 | -705.6669 | -104.8398 | 625.3911 | 2666.4917 | 1.2696 | 61.0919 | 20.5518 | 0.44525 | 1132.5914 | -986.0629 | -259.076 | -178.9267 | 450.4107 | -1715.8318 | -315.3187 | 4732.8159 | 1668.2744 | 5056.2852 | 13.8868 | -937.5275 | 2961.1042 | -339.3184 | 276.2586 | -888.3383 | -1851.8806 | 0.73604 | 5748.665 | 210.1042 | -12.2687 | 155.9977
2030-03-04 | 23 | -34.961 | 1334.2162 | -77.9351 | -524.097 | -448.8848 | -1861.5116 | -14136.1006 | 2595.1038 | 1.0008 | -355.5957 | 3764.6045 | 123.6952 | 1451.6404 | 72.1637 | 2026.5239 | -163.6214 | 51.5565 | 209.9994 | -289.6302 | 587.973 | -1373.3424 | -5492.4668 | -34.821 | -30.967 | 1925.1401 | -2663.4006 | -2400.166 | -916.2212 | -115.0926 | 576.2604 | 2590.9697 | 1.0001 | -92.4501 | 47.6605 | 0.53184 | 916.9813 | -331.911 | -134.8439 | 339.6297 | 449.6649 | -1929.5571 | 21.4002 | 3738.5613 | 1700.6592 | 5040.7344 | 11.8931 | -277.141 | 3111.4197 | 419.0846 | 642.8839 | 52.729 | -2622.1279 | 29.7354 | 5366.1343 | 210.1043 | 122.9704 | 331.7069
2030-03-04 | 24 | -36.5528 | 1569.7139 | -76.4304 | -420.5577 | -194.891 | -2127.3901 | -14782.4062 | 3429.0078 | 764.4229 | -361.4212 | 3672.8274 | 73.1032 | 1515.7621 | 0.99756 | 1927.7894 | 18.3982 | 42.9169 | 209.9994 | -297.3285 | 431.1027 | -987.5049 | -5522.1553 | -36.7706 | -39.0783 | 2037.0673 | -2776.0396 | -2347.3269 | -973.6072 | -126.3617 | 664.6553 | 2553.4949 | 0.97865 | -38.3122 | -2.1687 | 0.55721 | 1010.4799 | -1148.9136 | 1.0041 | 255.7828 | 449.1715 | -2251.3635 | 1.0029 | 3526.5073 | 1583.2214 | 4954.8354 | -71.5369 | -275.418 | 2986.4604 | 15.9517 | 710.7425 | 1.0133 | -2549.05 | 248.7757 | 5240.7769 | 210.1042 | 58.0417 | 293.8419
2030-03-05 | 1 | -30.5889 | 1955.3735 | -70.4119 | -383.2185 | -157.2697 | -2278.4724 | -14805.3135 | 3707.2878 | 1708.1152 | -368.8828 | 3669.0898 | 30.1075 | 1558.0087 | -218.692 | 1939.2388 | 99.6709 | 91.1884 | 209.9994 | -292.2029 | 119.3017 | -886.3391 | -5612.1792 | -86.9527 | -55.2915 | 2000.3352 | -2694.7178 | -2216.0337 | -1020.3453 | -145.7288 | 611.0709 | 2383.4724 | 0.98728 | -54.474 | -125.4179 | 0.55834 | 1364.3423 | -1879.9364 | 1.0008 | 425.3942 | 0.99833 | -2494.1399 | -362.881 | 3356.3372 | 1691.457 | 4938.0903 | -4.1036 | -277.006 | 3251.449 | 209.1804 | 623.3032 | -777.4113 | -2253.55 | 1027.0778 | 3430.9912 | 210.1042 | 16.8421 | 216.2801
2030-03-05 | 2 | -26.9772 | 2175.1292 | -54.0528 | -387.7029 | 8.9597 | -2196.1448 | -14254.7949 | 4037.1553 | 2069.5681 | -152.3343 | 3801.2009 | -3.3535 | 1307.7465 | -255.5484 | 2058.3118 | -85.6257 | 172.9663 | 209.9994 | -296.0988 | -58.2192 | -698.9059 | -5793.5591 | -140.3708 | -71.5098 | 2048.8372 | -2671.0022 | -2259.792 | -1008.4127 | -162.9478 | 559.418 | 2449.6216 | 0.97792 | -91.2701 | -5.9313 | 0.33058 | 1702.7952 | -1296.6005 | 201.9143 | 467.7076 | 449.0453 | -2508.7812 | -536.4819 | 2953.554 | 1633.8387 | 4521.2822 | -3.2522 | -277.9813 | 5548.5195 | 2225.7761 | 567.51 | -1060.6609 | -1909.7737 | 1501.989 | -504.1251 | 210.1043 | -1.3543 | 190.9193
2030-03-05 | 3 | -25.5352 | 2222.0361 | -48.7424 | -379.1804 | 48.9365 | -2207.0581 | -14474.8721 | 4211.9258 | 2190.6482 | -368.4659 | 3686.353 | 4.4017 | 1503.719 | -316.7278 | 1714.5331 | 99.5034 | 183.4669 | 209.9994 | -293.6934 | -116.3693 | -623.0804 | -5547.9707 | -148.3208 | -70.0007 | 2189.0005 | -2670.8186 | -2097.0942 | -1018.1013 | -166.2034 | 570.4794 | 2273.3875 | 1.573 | -45.8407 | -20.1292 | 0.56134 | 1708.9365 | -1147.1976 | 1.7657 | 563.2809 | 0.93066 | -2556.0417 | -567.3702 | 2961.2551 | 1771.8416 | 4396.1196 | 305.1463 | -283.991 | 3414.4065 | 370.9329 | 480.157 | -1358.5651 | -1816.9971 | 1567.2806 | -2288.7578 | 210.1042 | 4.3652 | 201.4044
2030-03-05 | 4 | -23.8898 | 2205.1521 | -48.8455 | -361.3818 | 153.644 | -2252.1987 | -14638.9727 | 4367.7505 | 2190.9263 | -352.2062 | 3676.3091 | -0.47734 | 1427.2399 | -412.8725 | 1546.4911 | 99.5431 | 259.6001 | 209.9994 | -312.2669 | -70.2685 | -614.8104 | -5230.0469 | -129.7766 | -70.2218 | 1779.1846 | -2682.9988 | -1906.5134 | -1023.4311 | -166.3291 | 606.7482 | 2292.9355 | 0.99241 | -10.9976 | -67.5158 | 0.53893 | 1786.9043 | -1653.2941 | 0.99765 | 455.1011 | 1.0008 | -2527.7698 | -518.908 | 2735.2346 | 1643.8995 | 4035.8767 | 314.5033 | -278.9546 | 3349.6484 | 132.441 | 517.6873 | -1127.4316 | -2021.212 | 1397.1199 | -1567.5782 | 210.1042 | 2.902 | -9.9857
2030-03-05 | 5 | -31.4212 | 2045.7179 | -70.456 | -392.2739 | 199.4211 | -2110.4207 | -14552.5742 | 4426.896 | 2006.3232 | -260.569 | 3770.3394 | -1.0707 | 1500.0156 | -376.7273 | 1693.183 | 101.2257 | 249.9069 | 209.9994 | -304.4082 | -342.0473 | -638.8087 | -5711.6367 | -186.8325 | -80.6989 | 1771.0471 | -2683.1921 | -1467.5076 | -987.7119 | -162.8727 | 625.7701 | 2469.9431 | 0.97466 | 130.322 | 35.6743 | 0.5701 | 1936.0845 | -1009.761 | -500.0989 | 268.0349 | 1.0008 | -2479.9214 | -772.9285 | 3358.8743 | 1689.0668 | 4704.6123 | 45.7226 | -277.3011 | 3972.4602 | 164.9492 | 555.5963 | -1036.7537 | -2194.8091 | 447.8437 | -1185.3445 | 210.1042 | -100.3939 | 64.3771
2030-03-05 | 6 | -32.5537 | 1873.3298 | -75.2486 | -400.5749 | 428.8578 | -2216.6799 | -14884.4883 | 4444.0713 | 1238.889 | -309.2845 | 3828.3628 | -1.0751 | 1046.191 | -400.5704 | 1558.3165 | -31.8148 | 188.8222 | 209.9994 | -289.4815 | -277.8083 | -1009.2557 | -5737.5371 | -111.866 | -79.0921 | 1828.3718 | -2707.2798 | -1453.2012 | -993.6311 | -152.1664 | 713.6242 | 2568.147 | 0.98588 | 116.9651 | 0.99971 | 0.52099 | 1800.481 | -1197.0051 | -215.3962 | 336.1556 | 1.0022 | -2079.2944 | -511.7966 | 3586.5479 | 1649.4131 | 4949.8716 | -4.6737 | -276.7913 | 3997.2173 | -529.4369 | 543.9532 | -81.7508 | -3199.5068 | 218.1068 | 461.3897 | 210.1042 | -11.5887 | 253.7839
2030-03-05 | 7 | -27.4483 | 1624.1713 | -73.7753 | -373.1295 | 391.5246 | -2153.8232 | -14938.2588 | 4247.6387 | 1.0026 | -329.0236 | 3797.5442 | 23.2365 | 968.9691 | -391.1941 | 1548.3748 | -31.6479 | 190.3793 | 209.9994 | -286.745 | -156.8853 | -1339.5294 | -5768.9531 | -115.3824 | -65.4649 | 1711.6367 | -2582.3115 | -1262.2804 | -975.9733 | -139.4684 | 693.3449 | 2613.5288 | 0.98029 | 69.0845 | -117.0717 | 0.50745 | 1509.4403 | -1776.9659 | -567.5729 | -2.1473 | 1.0011 | -2033.2649 | -621.5693 | 3806.158 | 1513.1279 | 5014.5752 | -281.8471 | -607.7823 | 3590.4067 | -1144.3314 | 495.9208 | -23.931 | -3121.2903 | 279.2408 | 3395.6472 | 210.1042 | 33.8243 | 218.9802
2030-03-05 | 8 | -31.2336 | 876.6429 | -83.3896 | -424.1406 | 210.4082 | -1854.3248 | -15227.6797 | 4078.4241 | -130.8287 | -361.2783 | 3754.3127 | 31.9148 | 874.0716 | -13.9934 | 1864.6534 | -304.2361 | 37.9659 | 209.9994 | -285.548 | -174.9685 | -1443.0817 | -6121.4121 | -32.7812 | -52.3622 | 1489.5619 | -2249.2659 | -909.1923 | -870.1305 | -114.3617 | 858.1201 | 2805.7656 | 1.3353 | 41.4376 | -67.8612 | 0.46843 | 1268.0112 | -928.2721 | -448.9279 | -178.5291 | 449.9234 | -1974.1824 | -378.4643 | 4366.354 | 1573.9208 | 5046.2114 | -3.7733 | -676.3904 | 3453.4441 | -1247.6998 | 702.0893 | -381.2863 | -2620.812 | 23.6073 | 5459.3638 | 210.1042 | -42.593 | 179.4055
2030-03-05 | 9 | -27.0138 | 531.989 | -79.4688 | -483.4569 | -182.9294 | -1579.693 | -15067.3174 | 3405.7776 | -280.4865 | -365.3214 | 3795.6462 | 56.1012 | 998.501 | 99.9444 | 2056.7307 | -345.0061 | -48.2967 | 209.9994 | -267.8863 | -311.265 | -1549.199 | -6251.1953 | -31.3042 | -37.3311 | 1322.1573 | -1996.3564 | -673.4391 | -803.7285 | -101.3404 | 843.0836 | 2786.2927 | 257.9267 | 35.5065 | -64.3786 | 0.47683 | 832.3463 | -464.7113 | -475.5274 | -184.1611 | 449.5394 | -1921.6431 | -346.9682 | 4396.6162 | 1552.2975 | 5062.6646 | -3.4802 | -1231.9529 | 3290.7202 | -970.2604 | 722.7933 | -81.7127 | -2304.4407 | 2.7898 | 6375.3364 | 210.1042 | -48.2257 | 143.813
2030-03-05 | 10 | -25.6224 | 699.7869 | -73.8233 | -489.3909 | -367.5732 | -1564.0034 | -14735.3457 | 3173.9106 | -105.6799 | -352.7444 | 3835.3792 | 108.04 | 1127.2451 | 108.3143 | 2041.943 | -239.7408 | -81.7071 | 209.9994 | -261.3563 | -186.4925 | -1567.4388 | -5661.3433 | -40.0268 | -28.9269 | 1246.0692 | -2024.8921 | -848.6357 | -816.5405 | -101.9749 | 760.335 | 2641.2476 | 438.6694 | -4.6934 | -120.2096 | 0.5128 | 580.4557 | -396.7334 | -520.8005 | -225.1271 | 214.2752 | -1774.955 | -329.7126 | 4436.1953 | 1544.9287 | 5059.5068 | -3.214 | -1656.12 | 3149.0833 | -997.8882 | 657.2411 | -7.1081 | -2165.8564 | 0.99348 | 5975.6108 | 210.1042 | -33.2361 | 134.9067
2030-03-05 | 11 | -23.3445 | 864.7282 | -71.5028 | -493.0817 | -279.6942 | -1665.907 | -14804.8203 | 3384.916 | -44.7872 | -334.1992 | 3908.5164 | 172.0199 | 1444.8539 | 59.1609 | 2006.8496 | 60.59 | -81.1837 | 209.9994 | -255.4174 | -104.3965 | -1489.5536 | -4698.5791 | -39.6971 | -29.3031 | 1155.0204 | -2099.9563 | -1219.9637 | -853.3019 | -103.2861 | 732.9723 | 2608.1606 | 16.6269 | -22.3045 | -232.7419 | 0.51884 | 425.0294 | -885.4218 | -564.0159 | -359.5432 | 449.6636 | -1737.535 | -278.8142 | 4544.9048 | 1529.437 | 5058.6484 | -3.2054 | -1714.2716 | 3094.7944 | -1062.9375 | 654.572 | 281.2971 | -2415.2356 | -518.4413 | 6186.3457 | 210.1042 | -2.1702 | 169.9163
2030-03-05 | 12 | -20.9184 | 866.3439 | -66.0094 | -495.2959 | -52.468 | -1649.3995 | -14790.1846 | 3373.1655 | -865.6408 | -331.5065 | 3898.3384 | 177.9801 | 1170.1737 | -33.7212 | 2019.9253 | 124.5916 | -135.9033 | 209.9994 | -258.4923 | -75.6762 | -1380.9005 | -4932.4092 | -34.8204 | -32.5231 | 1127.7185 | -2146.1812 | -1463.7627 | -861.5269 | -100.4797 | 726.697 | 2489.1885 | 2.6118 | -45.2689 | -298.0007 | 0.49529 | 587.1833 | -889.1571 | -547.5333 | -335.912 | 449.6461 | -1827.3782 | -250.3754 | 4511.5103 | 1557.8915 | 5059.3311 | -3.1696 | -1737.1892 | 2969.5571 | -729.4913 | 712.4123 | 331.1371 | -3067.7883 | -1083.964 | 7589.7466 | 210.1042 | 0.99974 | 210.6063
2030-03-05 | 13 | -23.0244 | 813.6036 | -66.4678 | -517.0543 | -6.5818 | -1622.8534 | -14689.3545 | 3412.5559 | -918.3557 | -328.994 | 3886.6228 | 195 | 1135.5475 | -67.7879 | 1979.1052 | 563.9102 | -235.9491 | 209.9994 | -253.1939 | -81.8635 | -1369.1486 | -5556.6523 | 25.7742 | -41.3991 | 1063.9979 | -2346.3354 | -1525.6144 | -858.9085 | -96.6027 | 828.5441 | 2259.2546 | 0.98757 | -50.7334 | -269.744 | 0.53481 | 753.1861 | -999.0546 | -516.2591 | -295.3381 | 449.9622 | -1906.5352 | -33.6651 | 4503.0142 | 1520.3772 | 5072.2925 | 1.0167 | -1487.3864 | 2891.178 | -469.6563 | 833.1403 | 1036.8094 | -3140.9932 | -1022.3401 | 10109.251 | 210.1042 | -7.3742 | 266.418
2030-03-05 | 14 | -20.8968 | 862.3528 | -67.1778 | -643.1489 | -16.3747 | -1581.4485 | -14356.0791 | 3345.8604 | -946.9615 | -254.2846 | 3889.334 | 103.96 | 1356.5527 | -121.9486 | 1847.4491 | 905.8391 | -399.9199 | 209.9994 | -260.8581 | -60.5004 | -1312.5848 | -5485.8853 | 51.5846 | -41.5628 | 1094.9904 | -2548.0647 | -1547.6166 | -874.0955 | -94.5886 | 857.549 | 2117.0388 | 0.97893 | -68.311 | -296.0889 | 0.58757 | 745.3361 | -777.9964 | -445.1797 | -190.1389 | 449.9425 | -2061.2832 | -13.3193 | 4538.1782 | 1508.4432 | 5076.0771 | 120.6226 | -1349.2084 | 2958.4541 | -359.8065 | 944.1717 | 1154.3358 | -3003.1199 | -1070.7057 | 11883.8721 | 210.1042 | -61.0941 | 324.2224
2030-03-05 | 15 | -6.9814 | 1013.1077 | -55.6728 | -643.6674 | -247.6066 | -1653.1107 | -13910.4795 | 2990.1375 | -356.6557 | -164.9582 | 3904.3 | 88.8631 | 1040.0536 | -16.4417 | 2104.3796 | 1213.8546 | -632.0381 | 209.9994 | -270.9515 | -53.9107 | -1167.3711 | -4882.729 | 5.535 | -22.8366 | 1150.5221 | -2512.2563 | -1590.491 | -908.3408 | -97.6697 | 777.1075 | 1905.3323 | -2196.8052 | -129.5847 | -525.3877 | 0.73398 | 450.8699 | -395.8497 | -475.6197 | -231.0888 | 449.988 | -2248.4932 | -123.6147 | 4481.6919 | 1538.5487 | 5076.0117 | 22.9895 | -1349.1891 | 3000.8149 | -341.4195 | 894.8914 | 837.8641 | -2590.6067 | -870.9759 | 13038.2988 | 210.1042 | -59.75 | 322.4258
2030-03-05 | 16 | -4.9758 | 850.9921 | -55.0877 | -606.1824 | -700.3585 | -1515.3602 | -12362.8496 | 2032.0009 | -2.6327 | -186.5833 | 3901.5098 | 117.993 | 1426.2876 | -40.107 | 2116.9153 | 1629.5366 | -536.541 | 209.9994 | -266.8186 | 84.5837 | -1082.6299 | -4830.2681 | -3.5336 | -27.9087 | 1063.1163 | -2134.7209 | -1759.1115 | -843.1149 | -90.5857 | 643.9413 | 1958.8163 | -3166.4919 | -356.3788 | -447.2447 | 0.77635 | 507.3741 | 1842.03 | -494.9484 | -219.5807 | 449.8475 | -2447.6216 | -204.3615 | 4441.7642 | 1510.3765 | 5068.9961 | 1.0073 | -1516.6202 | 3234.2126 | -546.2111 | 935.8882 | 503.2258 | -2118.4612 | -956.5013 | 13219.5801 | 210.1042 | -104.1486 | 250.2026
2030-03-05 | 17 | 4.512 | 1540.8269 | -50.7812 | -536.8101 | -608.6575 | -1724.2159 | -11563.8926 | 1958.2559 | -91.0338 | -216.0888 | 3854.0708 | 164.5651 | 1252.8402 | -143.0696 | 2111.7373 | 2350.5989 | -311.0335 | 209.9994 | -267.7555 | 268.2648 | -1383.3655 | -5190.2793 | -35.1734 | -34.3562 | 923.7087 | -1883.5945 | -2062.3882 | -870.0521 | -106.7173 | 454.598 | 1717.2932 | -4263.6177 | -665.217 | -620.0717 | 0.73252 | 487.7376 | 422.2528 | -458.1008 | -198.6132 | 449.5623 | -2124.8208 | -229.5373 | 4403.7173 | 1502.1617 | 5057.6431 | -3.0957 | -1715.3694 | 3249.1799 | -789.012 | 867.4811 | 364.6926 | -1759.8322 | -606.0548 | 10997.5205 | 210.1042 | -112.2667 | 122.2866
2030-03-05 | 18 | 2.8873 | 1130.3853 | -49.6758 | -505.6063 | -808.3002 | -1423.3811 | -10449.9473 | 1201.7971 | -2.9421 | -301.6859 | 3851.0105 | 194.9994 | 1277.1042 | -154.1007 | 2094.9836 | 1936.324 | -98.1207 | 209.9994 | -218.6935 | 612.0573 | -1345.6729 | -4518.5449 | -37.3888 | -54.1943 | -1.1094 | -1592.1304 | -2160.916 | -740.6217 | -94.908 | 408.4688 | 1870.6793 | -3794.811 | -586.0639 | -450.9493 | 2.7307 | 960.7212 | 645.5023 | -561.0267 | -241.7877 | 449.8022 | -1794.6239 | -260.042 | 4426.0596 | 1517.647 | 5059.8174 | -70.7556 | -1558.2266 | 3445.8994 | -1053.2831 | 721.7275 | 227.4366 | -2074.5339 | -323.6327 | 11333.7158 | 210.1042 | -126.6388 | 104.4286
2030-03-05 | 19 | -3.8854 | 791.0315 | -50.9929 | -520.9132 | -1080.2571 | -1077.4473 | -7971.6538 | 1.0028 | -179.5125 | -354.4778 | 3745.5044 | 140.7415 | 1121.9541 | 74.7369 | 2077.3672 | 1771.0759 | 33.753 | 209.9994 | -272.3291 | 604.4442 | -1349.688 | -4745.6343 | -118.3151 | -64.5237 | 193.8327 | -1439.4658 | -2189.2661 | -617.0485 | -88.996 | 232.3527 | 1474.5579 | -2601.4155 | -802.9989 | -145.5159 | 2.426 | 1368.5426 | 1983.6323 | -591.8332 | -355.5484 | 449.8324 | -1922.6359 | -557.2971 | 4300.3711 | 1541.7932 | 5063.563 | -253.9158 | -1294.5061 | 2986.1194 | -1337.6705 | 395.302 | -83.8323 | -2350.6023 | 44.229 | 11250.3174 | 210.1042 | -95.1158 | 180.975
2030-03-05 | 20 | -26.3668 | 156.7657 | -62.1304 | -584.7498 | -1404.3923 | -606.8887 | -4448.4736 | -1161.8926 | -464.5189 | -367.1693 | 3606.1951 | 104.1211 | 370.0162 | 113.716 | 2103.3921 | 1447.5779 | 256.371 | 209.9994 | -399.9638 | 606.0986 | -1416.9403 | -5057.1567 | -133.4642 | -62.8148 | 831.8174 | -1547.8456 | -2495.6533 | -497.6439 | -69.843 | 185.1061 | 1214.64 | 0.99212 | -986.5694 | 509.7912 | 2.1151 | 1523.2087 | 5601.5205 | -189.2361 | -407.1442 | 450.797 | -2123.5164 | -816.1772 | 5217.9731 | 1663.593 | 5078.8643 | 255.8158 | -805.507 | 3465.7908 | -827.9246 | 547.1282 | -0.51391 | -1401.6323 | 236.0686 | 11966.377 | 210.1042 | -175.7434 | 27.5908
2030-03-05 | 21 | -38.2082 | -271.7392 | -63.3691 | -594.6437 | -1609.866 | -205.499 | -3568.6047 | -1158.9597 | -245.549 | -356.1268 | 3681.2253 | 133.7505 | 634.0838 | 91.4351 | 2097.7913 | 400.9742 | -12.3271 | 209.9994 | -321.2854 | 583.4065 | -1404.2584 | -5051.1128 | -75.6068 | -53.1712 | 380.5991 | -1446.7051 | -2207.1462 | -377.9339 | -55.0498 | 363.8246 | 1773.7545 | 2144.2129 | -888.4574 | 924.5129 | 1.4482 | 1147.8298 | 7595.2388 | -207.8346 | -307.6992 | 450.1028 | -2257.1707 | -662.9541 | 4942.9346 | 1611.3635 | 5070.5415 | 145.0698 | -681.3481 | 3632.0417 | -941.0228 | 704.1896 | 334.917 | -1152.9807 | 144.5864 | 11380.7412 | 210.1042 | -191.6663 | 37.9864
2030-03-05 | 22 | -48.8125 | -1015.401 | -63.0707 | -580.8915 | -1739.2491 | 297.7095 | -2338.3438 | -1532.7258 | -2.9505 | -346.7517 | 3693.2271 | 157.9637 | 981.1887 | 128.0559 | 2089.0361 | 262.7313 | 154.0957 | 209.9994 | -344.0578 | 654.6838 | -1272.4564 | -4517.1328 | 4.801 | -31.3523 | 533.627 | -1168.2859 | -2026.4243 | -224.2084 | -42.6086 | 523.6332 | 2090.1243 | 3796.053 | -888.5394 | 1276.2244 | 0.55081 | 494.1981 | 8860.3145 | -354.4603 | -17.3942 | 449.6769 | -2318.8147 | -403.5007 | 4402.9375 | 1580.089 | 5059.2021 | 0.99446 | -780.0487 | 3479.6008 | -960.6157 | 710.3561 | -37.0832 | -1679.0201 | 145.2406 | 12201.665 | 210.1042 | -137.9179 | 24.4952
2030-03-05 | 23 | -58.3301 | -1053.3911 | -64.5671 | -627.1943 | -1863.3792 | 267.6706 | -3844.3286 | -1254.6398 | 226.1459 | -358.5781 | 3701.7539 | 96.5789 | 1204.0341 | 132.9376 | 2101.9473 | 83.3088 | 292.9805 | 209.9994 | -258.649 | 736.8799 | -1072.6921 | -3778.3696 | 77.8404 | -45.5434 | 263.1663 | -1484.5066 | -2249.8967 | -248.5871 | -32.3431 | 664.73 | 2240.0498 | 4889.2671 | -742.1636 | 1456.3972 | 0.32843 | 641.1589 | 9106.8105 | -549.2761 | 1.0024 | 17.9313 | -2284.3748 | -77.1521 | 3891.5481 | 1498.5625 | 4995.376 | -277.8908 | -1015.5037 | 3518.6292 | -895.4942 | 563.4323 | -42.1322 | -1521.3411 | -144.2212 | 11027.6836 | 210.1042 | -48.1203 | 108.9547
2030-03-05 | 24 | -71.5999 | -1130.6448 | -63.418 | -614.6815 | -1949.4785 | 399.4179 | -2973.0369 | -1413.8397 | 741.3594 | -348.7547 | 3704.9883 | 68.9885 | 981.6837 | -153.6054 | 2187.9724 | -41.8146 | 467.1984 | 209.9994 | -283.1854 | 830.4846 | -969.3489 | -3710.7537 | 125.856 | -46.5929 | 1156.8113 | -1811.6057 | -2325.9187 | -230.4463 | -32.7058 | 701.3113 | 2308.7617 | 6318.1631 | -586.0742 | 1755.2003 | 0.31529 | 867.8742 | 9854.1562 | -435.6393 | 1.0029 | 1.0008 | -2351.6055 | 70.0959 | 3885.6729 | 1559.2666 | 5009.4795 | -204.1975 | -275.9383 | 3703.5618 | -259.1115 | 933.6846 | -84.6901 | -734.8368 | -203.1744 | 10980.8926 | 210.1042 | -217.8225 | 33.0935
2030-03-06 | 1 | -83.4097 | -735.849 | -69.4793 | -634.1274 | -1745.558 | 1.0003 | -3290.0422 | -1291.4496 | 1349.3779 | -177.999 | 3785.646 | 42.7671 | 1170.95 | -307.4025 | 1679.1555 | -411.3499 | 661.938 | 209.9994 | -288.8373 | 602.4961 | -664.6151 | -3316.626 | 109.6359 | -71.4623 | 1303.2172 | -2519.0449 | -2245.2876 | -351.3503 | -34.2344 | 725.9167 | 2188.0283 | 7439.7222 | -427.8881 | 1754.8505 | 0.34985 | 1354.0774 | 9222.6523 | -100.4869 | 296.832 | 193.4297 | -2480.2207 | -6.8368 | 3686.5718 | 1684.5184 | 4963.8887 | 1.022 | -277.0262 | 4161.79 | 215.8779 | 929.1698 | -83.4597 | -710.4218 | 1.0079 | 11061.9102 | 210.1042 | -246.8754 | -17.0493
2030-03-06 | 2 | -86.3205 | -420.3715 | -70.0695 | -629.7216 | -1514.5099 | -112.1415 | -4117.9512 | -464.3178 | 1351.2148 | -122.0591 | 3760.4268 | 52.5985 | 1217.2499 | -346.6465 | 1546.7083 | -713.095 | 721.0668 | 209.9994 | -288.4474 | 597.8181 | -637.0048 | -3306.0447 | 103.6932 | -83.2731 | 1346.9135 | -2595.0232 | -2389.5371 | -372.1153 | -50.0114 | 735.8658 | 1879.8992 | 7763.5059 | -534.2277 | 1774.1489 | 0.47324 | 1476.9846 | 8344.6191 | 32.4241 | 354.1633 | 413.5128 | -2470.9817 | -40.8396 | 3631.6023 | 1796.2443 | 4661.0449 | 231.4091 | -278.2082 | 4191.1846 | 329.5638 | 959.7072 | 1.0085 | -929.0763 | 172.1801 | 7942.4062 | 210.1042 | -250.2678 | -38.2558
2030-03-06 | 3 | -59.0183 | -468.732 | -59.4444 | -547.3079 | -1388.9491 | -58.2278 | -4776.646 | -3.7632 | 1336.6329 | -102.6289 | 3829.2422 | 81.2308 | 1224.2881 | -211.4221 | 1926.6383 | -381.8982 | 463.6067 | 209.9994 | -298.9099 | 619.7902 | -636.9769 | -3353.5137 | 96.763 | -68.9568 | 1401.5566 | -2030.4248 | -2311.3188 | -343.5836 | -57.4725 | 737.5693 | 1420.8947 | 5725.4619 | -752.1152 | 1362.5753 | 0.57015 | 1210.6478 | 6554.9233 | 41.122 | 469.1009 | 234.7561 | -2474.2495 | -18.8838 | 3563.9084 | 1796.0842 | 4655.9697 | 277.5042 | -278.4016 | 4146.8408 | 317.8646 | 1006.8209 | -83.4439 | -884.9206 | 0.99942 | 6758.6997 | 210.1043 | -294.544 | -87.0058
2030-03-06 | 4 | -42.0029 | 115.185 | -55.5658 | -522.2231 | -1070.4398 | -518.4113 | -6263.8647 | 81.8343 | 1148.0518 | -101.9702 | 3828.8616 | 50.4947 | 1090.0673 | -206.041 | 1812.399 | -439.5546 | 368.5625 | 209.9994 | -297.1059 | 704.3858 | -779.8811 | -3588.4036 | 25.2071 | -68.3467 | 1201.7094 | -2054.855 | -2220.2012 | -473.2956 | -72.0449 | 550.1263 | 941.7468 | 3383.5703 | -707.4471 | 921.1251 | 2.0774 | 1275.6488 | 4815.5933 | -36.3428 | 487.7814 | 1.0021 | -2539.0906 | -134.2808 | 3460.2493 | 1715.576 | 4672.8271 | 129.0167 | -277.6902 | 4217.9355 | 174.9671 | 1014.9606 | -83.4274 | -1410.411 | 1.0011 | 4925.2681 | 210.1042 | -269.9651 | 0.99972
2030-03-06 | 5 | -22.7942 | 167.6421 | -47.6726 | -429.129 | -1078.6356 | -504.2874 | -6129.7754 | 0.99703 | 878.2933 | -83.5536 | 3833.9443 | 96.1043 | 1044.9777 | -197.5655 | 1779.0111 | -470.8726 | 135.6046 | 209.9994 | -284.7802 | 698.5251 | -887.8987 | -3680.7886 | 5.7911 | -55.0812 | 1147.5103 | -1529.2194 | -2239.5515 | -404.5141 | -76.6019 | 482.4866 | 406.7353 | 1475.6818 | -1096.009 | 622.4359 | 2.1036 | 1065.4966 | 2830.3789 | -157.7688 | 343.0163 | 1.0018 | -2529.1724 | -185.2987 | 3497.2412 | 1613.1067 | 4724.1816 | 1.0047 | -277.0936 | 4269.8506 | 101.6083 | 991.962 | -83.1637 | -1343.474 | 2.0159 | 2631.9688 | 210.1042 | -246.6309 | 59.8461
2030-03-06 | 6 | -32.4729 | 485.6525 | -55.7069 | -525.3461 | -566.9002 | -778.8774 | -7953.0322 | 1002.4478 | -157.605 | -120.4831 | 3801.5103 | 13.9499 | 607.7852 | -169.5473 | 1892.3324 | -700.9312 | 150.6921 | 209.9994 | -263.7027 | 481.0669 | -967.9276 | -4382.6411 | 3.3811 | -81.9501 | 1038.5479 | -2014.9403 | -1716.3798 | -537.9265 | -87.7636 | 608.1855 | 761.4608 | 1998.8595 | -539.6453 | 663.8206 | 2.8084 | 1737.4861 | 3975.1597 | -134.7061 | 598.5892 | 90.53 | -2513.0962 | -236.9074 | 3545.6562 | 1483.4152 | 4957.9077 | 1.0146 | -275.9647 | 4165.0713 | -448.0961 | 948.3834 | -525.8422 | -2330.0068 | -344.9733 | 2970.5066 | 210.1042 | -141.369 | 32.3691
2030-03-06 | 7 | -38.2189 | 543.0934 | -62.9077 | -643.2933 | 183.7922 | -963.0997 | -10188.0449 | 2294.9143 | -1549.4957 | -152.6788 | 3762.7764 | 25.4827 | 1853.7864 | 75.3759 | 2155.4475 | -694.371 | -72.8425 | 209.9994 | -283.0877 | 252.9843 | -990.9847 | -4736.1387 | 33.4847 | -70.214 | 1421.0173 | -2320.0764 | -1277.9507 | -624.11 | -86.9627 | 839.9695 | 1342.803 | 2526.2559 | -353.6488 | 585.8226 | 0.71015 | 1684.3453 | 4265.6489 | -558.7914 | 71.8421 | 450.1244 | -2210.1174 | -238.1176 | 3658.8567 | 1400.0205 | 4766.4106 | -283.9813 | -275.6454 | 3659.6067 | -1644.0134 | 610.7198 | -122.7291 | -4589.0752 | 36.0838 | 4099.8003 | 210.1042 | 84.8152 | 152.1049
2030-03-06 | 8 | -37.2046 | 1063.9689 | -70.365 | -758.9189 | 89.5875 | -1295.6707 | -11098.2236 | 2135.5071 | -1669.2657 | -127.932 | 3807.4336 | 75.1485 | 1723.8763 | 119.417 | 2043.073 | -1164.5757 | -331.2866 | 209.9994 | -284.0554 | 51.1747 | -1091.9745 | -5100.8999 | -84.317 | -61.4844 | 1378.2109 | -2609.835 | -829.2112 | -756.6757 | -102.8056 | 701.7843 | 1638.7001 | 2607.4124 | -57.909 | 326.6953 | 0.73136 | 1372.715 | 3436.3979 | -554.0174 | 10.6478 | 0.99967 | -2051.4661 | -633.9973 | 3581.231 | 1334.7367 | 4792.4448 | -270.1307 | -597.59 | 3562.5164 | -1652.4827 | 434.7999 | -1477.1711 | -3170.394 | 160.4614 | 4103.9771 | 210.1042 | -14.6562 | 39.2324
2030-03-06 | 9 | -24.0384 | 1412.3654 | -67.6844 | -765.5313 | -35.3213 | -1601.397 | -13015.1348 | 2739.1729 | -612.2977 | -177.4898 | 3857.9695 | 152.4273 | 2116.8254 | 116.9522 | 2203.9829 | -1406.5802 | -609.9103 | 209.9994 | -266.6524 | 240.3185 | -1284.9862 | -5199.0996 | -56.0444 | -29.8804 | 1239.7332 | -2521.4807 | -844.174 | -848.5299 | -102.7809 | 660.8804 | 1660.6584 | 1450.757 | -169.756 | -43.6529 | 0.69257 | 876.2109 | 924.2356 | -452.1233 | 0.9967 | 335.6235 | -1655.6014 | -468.045 | 3651.4966 | 1367.1162 | 4987.9546 | -265.2519 | -271.4149 | 3254.1584 | -1528.9818 | 510.8151 | -1103.3839 | -2760.022 | 371.3744 | 4607.8843 | 210.1043 | 2.7931 | 24.4218
2030-03-06 | 10 | -16.9678 | 1816.4805 | -64.3832 | -666.1649 | -174.8375 | -1860.2853 | -13546.3828 | 3008.6433 | -75.863 | -173.2944 | 3867.489 | 175.8923 | 2137.252 | 157.3898 | 2209.1592 | -1231.6429 | -733.3467 | 209.9994 | -263.1513 | 339.2977 | -1303.3904 | -5222.5747 | -80.7993 | -8.8207 | 1167.4738 | -2555.6855 | -813.8325 | -918.1866 | -117.1839 | 534.976 | 1696.843 | 46.3537 | -154.4786 | -325.0265 | 0.72856 | 464.3358 | -620.7907 | -65.4623 | 0.99659 | 399.2856 | -1510.8871 | -489.3839 | 3892.2805 | 1377.2561 | 5070.1895 | -140.2812 | -271.04 | 3025.5327 | -1407.7129 | 469.0111 | -1090.9526 | -2040.6718 | 0.96654 | 5143.0127 | 210.1042 | -1.33 | 123.6389
2030-03-06 | 11 | -16.3301 | 1840.4808 | -61.6694 | -716.079 | -230.27 | -1813.7555 | -13409.5186 | 2940.8713 | -2.9699 | -160.2711 | 3872.99 | 96.8301 | 2025.1467 | 199.1154 | 2244.7085 | -994.1985 | -714.2898 | 209.9994 | -260.3804 | 422.5508 | -1347.4039 | -5208.1387 | -50.1406 | -4.3319 | 1078.0131 | -2624.4207 | -1150.8076 | -921.1845 | -114.5488 | 538.954 | 1644.5155 | 428.4954 | -184.663 | -323.8652 | 0.7837 | 256.928 | -493.1002 | -382.7643 | 195.247 | 449.7513 | -1587.2877 | -364.4201 | 4087.9587 | 1354.527 | 5076.3906 | -3.5785 | -767.2886 | 3491.6448 | -789.6544 | 625.8957 | -432.6272 | -2155.5017 | -322.651 | 6018.29 | 210.1042 | -31.9987 | 140.6184
2030-03-06 | 12 | -15.8939 | 1821.9603 | -61.4418 | -706.8543 | -229.9859 | -1816.085 | -13552.9609 | 2909.688 | -2.9492 | -142.7243 | 3918.0242 | 56.7439 | 2111.3159 | 250.0818 | 2242.78 | -824.3749 | -691.4296 | 209.9994 | -257.9939 | 430.3875 | -1288.3979 | -4912.5269 | -30.1759 | -4.7766 | 1103.6838 | -2575.4739 | -1113.1832 | -916.9816 | -113.9239 | 571.3536 | 1624.2104 | 460.9584 | -185.6998 | -344.1042 | 0.81198 | 267.3386 | -622.4883 | -425.4621 | 0.99928 | 449.4666 | -1531.1455 | -233.7766 | 4045.2402 | 1303.1239 | 5077.4497 | -228.2564 | -613.6175 | 3158.6458 | -695.8957 | 581.0417 | 843.7928 | -2362.385 | 0.49477 | 6032.1929 | 210.1042 | 54.4521 | 104.457
2030-03-06 | 13 | -8.4084 | 1523.7531 | -54.9794 | -617.5815 | -322.4743 | -1632.5527 | -13227.1826 | 2647.3435 | -3.0007 | -146.1963 | 3931.5374 | 64.9746 | 2111.8904 | 192.7178 | 2211.4966 | 217.8927 | -297.82 | 209.9994 | -261.9708 | 498.1123 | -1332.1385 | -5011.2632 | -1.9184 | -22.1096 | 1026.8899 | -2307.5605 | -1371.5854 | -850.4979 | -106.5729 | 581.2798 | 1235.2826 | -587.4356 | -321.3366 | -394.5832 | 1.2447 | 644.6785 | -1133.0419 | -440.8773 | -2.1894 | 449.871 | -1613.8933 | -143.9679 | 3977.366 | 1259.5675 | 5068.0586 | -254.6177 | -763.5493 | 3171.322 | -476.5057 | 718.8943 | 753.42 | -2345.21 | -293.7004 | 6521.1035 | 210.1043 | 45.3019 | 136.4412
2030-03-06 | 14 | -4.2046 | 1556.8804 | -50.0342 | -577.1638 | -330.663 | -1607.8878 | -13106.1426 | 2535.6289 | -2.9778 | -139.6969 | 3896.123 | 73.3918 | 2103.4534 | 138.4066 | 2072.5635 | 206.6118 | -224.5405 | 209.9994 | -259.7481 | 487.3148 | -1298.865 | -4947.8682 | -26.8352 | -51.1002 | 963.1281 | -2236.5024 | -1169.9104 | -842.0945 | -108.3623 | 544.9998 | 1094.9259 | -963.2426 | -182.1612 | -429.3098 | 2.5353 | 1288.5487 | -1381.0616 | -453.7904 | -2.2657 | 427.9997 | -1726.6854 | -226.5742 | 3937.4424 | 1250.031 | 5060.7061 | -258.7188 | -766.5145 | 3181.543 | -387.1411 | 748.5819 | 617.201 | -2371.8188 | -268.8858 | 6114.2646 | 210.1042 | 30.1993 | 101.3011
2030-03-06 | 15 | 3.4 | 1006.5807 | -43.269 | -457.1856 | -819.6309 | -1131.6061 | -11078.1055 | 1316.6299 | -2.9779 | -112.2565 | 3899.584 | 138.6827 | 2101.334 | 257.3151 | 2004.9897 | 854.5941 | -177.9544 | 209.9994 | -252.0455 | 634.1046 | -1246.8591 | -4534.3945 | -28.3374 | -38.6434 | 836.8373 | -1619.6564 | -1459.2649 | -614.8963 | -98.9287 | 416.2516 | 451.3654 | -1518.8623 | -710.2169 | -395.9808 | 2.6218 | 1124.9277 | -1925.2676 | -463.386 | 0.99941 | 449.8708 | -1964.8633 | -293.623 | 3860.2097 | 1240.0641 | 5004.9004 | -270.6011 | -665.3829 | 3563.7026 | -419.7528 | 768.1655 | 331.1501 | -1505.8497 | -20.2793 | 3822.344 | 210.1042 | -4.1124 | 86.4637
2030-03-06 | 16 | -15.3972 | 779.0004 | -50.1856 | -457.3481 | -1739.8374 | -806.1995 | -7836.0747 | -787.1366 | 0.99792 | -134.9664 | 3880.0078 | 97.5951 | 2067.9248 | 292.6819 | 2022.134 | 757.5322 | 230.5076 | 209.9994 | -435.5481 | 453.1729 | -1227.3518 | -4031.1594 | -112.9532 | -81.5277 | 2152.8657 | -2034.8199 | -901.2565 | -508.679 | -95.3901 | 222.2738 | 683.4329 | 476.6267 | -438.5362 | 184.7922 | 4.6321 | 2598.613 | 172.3203 | -564.5828 | 0.99819 | 163.5412 | -1622.8264 | -619.1793 | 3650.384 | 1201.7622 | 4817.8882 | -270.2941 | -1054.656 | 3595.7983 | -78.116 | 486.9128 | -1102.3793 | -1090.4045 | -76.0164 | 3794.3523 | 210.1042 | -119.9619 | 88.0642
2030-03-06 | 17 | -8.4664 | 909.634 | -48.9256 | -400.6759 | -1755.6409 | -987.8371 | -7583.3301 | -812.27 | 141.5467 | -195.5701 | 3847.0574 | -24.4428 | 1683.7264 | 505.7625 | 2243.9695 | 1003.8028 | 250.3655 | 209.9994 | -503.9173 | 162.3781 | -1171.4498 | -4105.4224 | -178.8032 | -83.1239 | 2679.6892 | -1992.4722 | -448.3228 | -550.8639 | -102.2194 | 210.0105 | 926.7113 | 4.449 | -198.9964 | 0.99989 | 4.6979 | 2778.9077 | -385.2536 | -304.1072 | -56.7777 | 1.001 | -1429.7391 | -837.8958 | 4269.8457 | 1251.5551 | 5066.5938 | -3.1333 | -890.9046 | 4138.9707 | -160.3353 | 188.2776 | -1825.6918 | -487.7466 | -4.1981 | 2404.0574 | 210.1042 | -166.5583 | 162.2505
2030-03-06 | 18 | -18.0879 | 863.0717 | -52.9037 | -396.2544 | -1736.5411 | -838.9532 | -6603.6792 | -737.1373 | 0.99919 | -182.1805 | 3850.4563 | -9.9648 | 1331.3008 | 557.1365 | 2305.3625 | 39.1272 | 229.629 | 209.9994 | -379.2018 | 33.3625 | -1316.6857 | -4111.7007 | -195.8464 | -90.0079 | 962.4523 | -1891.9568 | -993.4937 | -502.7075 | -105.3911 | 213.1806 | 1080.031 | 780.8267 | -336.5033 | 315.2084 | 5.6996 | 2464.4202 | 451.7146 | -149.7589 | -196.368 | 364.427 | -1292.8148 | -964.0541 | 4500.7642 | 1241.9031 | 5073.7598 | 1.0116 | -697.2694 | 4360.9717 | -678.2357 | 409.1795 | -1653.2662 | -165.0986 | -436.9829 | 1823.4709 | 210.1042 | -211.8195 | 199.0681
2030-03-06 | 19 | -8.9109 | 1162.3956 | -50.3926 | -374.529 | -1662.7126 | -953.1785 | -6178.1411 | -383.5874 | -2.8264 | -314.0801 | 3868.1968 | 3.0614 | 1336.9757 | 557.2548 | 2302.2788 | 98.3868 | 176.6588 | 209.9994 | -432.9597 | -50.8509 | -1422.0741 | -3750.0393 | -227.2233 | -79.608 | 1215.4282 | -1639.9448 | -548.8829 | -515.4794 | -120.6974 | 196.8017 | 935.439 | 1.1246 | -397.0916 | 100.6003 | 6.4641 | 2491.8213 | -367.8264 | -239.6225 | -3.0358 | 77.8486 | -984.444 | -974.0985 | 4427.5669 | 1215.187 | 5085.3149 | -3.184 | -754.8244 | 4187.9214 | -1128.9843 | 161.9574 | -1134.652 | -588.5808 | 434.1663 | 979.2344 | 210.1042 | -87.0049 | 200.2282
2030-03-06 | 20 | -21.453 | 904.725 | -59.4565 | -406.7648 | -1663.0515 | -914.0516 | -5816.1597 | -747.7195 | -2.7836 | -406.2448 | 3722.1868 | -77.6912 | 1327.6302 | 628.7238 | 2397.5544 | -271.4827 | 282.7991 | 209.9994 | -744.0992 | -12.3856 | -1323.5079 | -3042.9343 | -188.1797 | -54.7034 | 3138.3232 | -1797.9218 | -410.4905 | -503.9671 | -105.6704 | 251.1566 | 1306.3418 | 738.2872 | -379.8463 | 405.808 | 6.5967 | 2530.7 | 1268.7748 | -138.4553 | 1.0001 | -2.2006 | -1047.4034 | -964.6694 | 4387.5249 | 1211.4137 | 5047.1465 | -3.392 | -853.6211 | 4204.2812 | -1146.149 | 160.7888 | -854.5836 | -815.7632 | 850.6656 | 2571.5483 | 210.1042 | -66.0624 | 235.2722
2030-03-06 | 21 | -16.3692 | 802.2604 | -59.2794 | -392.6915 | -1706.3124 | -959.2487 | -6271.1187 | -742.6177 | -2.7421 | -408.7074 | 3806.4072 | -68.6429 | 1511.3203 | 589.056 | 2361.2234 | 180.894 | 223.4422 | 209.9994 | -761.7073 | 247.8536 | -1189.6726 | -2308.9639 | -153.4186 | -49.336 | 3360.4189 | -1656.1801 | -594.1429 | -514.0423 | -96.8866 | 282.749 | 1018.6519 | 2.1416 | -645.66 | 251.7247 | 5.1356 | 2355.886 | 1392.1967 | -214.848 | -117.1214 | 351.3748 | -1143.9713 | -712.0722 | 4464.9766 | 1193.9449 | 5056.417 | -3.343 | -1066.1887 | 4055.77 | -1079.2627 | 61.868 | -1046.4413 | -834.7291 | 665.8403 | 2419.2454 | 210.1042 | -81.398 | 251.0146
2030-03-06 | 22 | -15.9528 | 848.4453 | -59.9801 | -406.6717 | -1728.9275 | -973.5126 | -6480.5112 | -751.8086 | 0.99592 | -357.8063 | 3831.6147 | 4.9131 | 995.4211 | 483.2495 | 2255.6899 | 331.7965 | 185.0326 | 209.9994 | -504.6129 | 287.8713 | -1180.0466 | -1408.5853 | -136.8607 | -90.2184 | 1994.1058 | -1683.5288 | -923.2379 | -529.2178 | -96.4133 | 288.732 | 1021.1198 | 74.2127 | -758.0535 | 228.2129 | 4.596 | 2557.9839 | 1797.5789 | -39.9958 | -68.9097 | 450.3383 | -1133.5332 | -590.7317 | 4360.2744 | 1283.9246 | 5044.1177 | 1.0104 | -868.2413 | 4374.9629 | -534.8658 | 42.0256 | -1021.7858 | -671.0237 | 252.6026 | 1545.4341 | 210.1042 | -61.2835 | 211.5755
2030-03-06 | 23 | -25.3427 | 792.5409 | -62.156 | -422.4645 | -1721.843 | -932.1142 | -6021.3403 | -787.3359 | 115.5206 | -286.6315 | 3881.4551 | -91.2931 | 1633.1567 | 423.2387 | 2220.6396 | 877.4457 | 435.0591 | 209.9994 | -470.415 | 169.7244 | -1140.4978 | -1891.6404 | -116.5419 | -102.8473 | 1930.2843 | -1829.4777 | -1563.1229 | -524.8954 | -93.6583 | 288.7064 | 1085.3032 | 346.3976 | -790.0512 | 519.4932 | 5.3259 | 2548.2053 | 2872.2607 | -57.8491 | 1.0003 | 408.894 | -1291.9028 | -514.5331 | 4100.4224 | 1252.5684 | 5037.6616 | -38.7887 | -276.8329 | 4128.7061 | -261.7048 | 348.8507 | -1144.3008 | -795.583 | 0.99555 | 2459.0828 | 210.1042 | -157.0431 | 155.0891
2030-03-06 | 24 | -15.6124 | 1015.0319 | -55.6645 | -427.2538 | -1753.6757 | -997.3334 | -5217.1509 | -1136.8146 | 973.0751 | -203.5837 | 3822.3228 | -17.7296 | 1065.4744 | 224.1338 | 2231.5227 | 1419.9253 | 352.5239 | 209.9994 | -552.3578 | 294.2089 | -1306.5073 | -2303.2925 | -118.1043 | -83.3172 | 3089.7161 | -1740.6791 | -1229.1368 | -553.0529 | -103.9668 | 204.0313 | 484.7825 | 0.98369 | -881.9236 | 280.17 | 4.7907 | 2671.9438 | 3164.2688 | -529.1046 | 20.8797 | 449.6122 | -1704.1857 | -325.8961 | 2828.5627 | 1217.7285 | 4383.1172 | -293.5395 | -276.4369 | 4265.1162 | 63.1442 | 662.1928 | -1180.4329 | 9.4442 | 597.4086 | 3580.8682 | 210.1042 | -208.7326 | 157.8235
2030-03-07 | 1 | -21.5254 | 887.0129 | -52.887 | -467.1075 | -1240.2229 | -996.1354 | -7656.3125 | 0.99567 | 1859.9508 | -183.8405 | 3859.8789 | 48.7439 | 1041.7852 | -57.0755 | 2206.1611 | 1857.0731 | 385.4115 | 209.9994 | -314.4807 | 409.2041 | -1231.5444 | -2050.2734 | -86.6465 | -82.6885 | 1609.2925 | -1777.3944 | -1535.5449 | -549.5757 | -93.0189 | 267.6477 | 889.1741 | 0.98623 | -816.2984 | 403.4415 | 4.9341 | 1736.806 | 3507.2222 | -657.8395 | 1.0007 | 237.8991 | -1945.7628 | -14.0072 | 2837.731 | 1240.265 | 4291.2051 | -301.6496 | -276.7372 | 3191.9495 | -47.467 | 1098.9392 | -335.931 | -542.9882 | 0.99704 | 5117.7295 | 210.1042 | -245.2344 | 219.9298
2030-03-07 | 2 | 11.0303 | 1212.7755 | -40.2673 | -405.0583 | -740.9788 | -1337.7936 | -10370.8311 | 1729.4811 | 2006.7983 | -106.6293 | 3802.4307 | 112.0661 | 874.9611 | -225.4693 | 1816.6737 | 1962.8776 | -328.7696 | 209.9994 | -244.7285 | 221.4138 | -707.7214 | -3456.7361 | -134.8684 | -51.9574 | 1237.9984 | -1366.942 | -1886.7899 | -705.1019 | -120.0981 | 380.2091 | 1248.5491 | -4085.5237 | -840.2184 | -440.7961 | 2.8311 | 979.9563 | -321.3812 | -231.4535 | 442.9029 | 0.99967 | -2333.0193 | -311.0576 | 3122.1328 | 1315.2944 | 4742.5347 | -3.1405 | -276.2945 | 3186.9702 | -152.0344 | 849.4487 | -400.5114 | -1717.1333 | 340.3665 | 4565.9355 | 210.1042 | -169.1646 | 247.8171
2030-03-07 | 3 | 3.2257 | 1738.4669 | -42.7494 | -449.0205 | -363.0069 | -1611.8749 | -11439.0322 | 2230.1555 | 1844.6211 | -115.4337 | 3797.8535 | 0.99986 | 236.3156 | -299.7812 | 1679.4823 | 1400.5573 | -59.6977 | 209.9994 | -274.081 | 51.3395 | -734.7554 | -4782.3477 | -214.7742 | -56.4311 | 1314.4962 | -1802.1646 | -1816.1185 | -855.876 | -141.0557 | 310.8344 | 1341.3712 | -2161.0537 | -469.3109 | -360.6009 | 2.0875 | 1195.8035 | -785.8805 | -14.277 | 493.941 | 1.0024 | -2278.7192 | -479.9356 | 3011.199 | 1327.3115 | 4621.812 | -3.1665 | -276.3118 | 3153.0945 | -47.9255 | 671.8359 | -494.5311 | -2041.3993 | 677.8215 | 2760.3762 | 210.1042 | -125.4797 | 204.4574
2030-03-07 | 4 | -14.7283 | 2229.45 | -54.605 | -430.9424 | 9.1712 | -2072.0298 | -12790.8398 | 3036.3508 | 1983.8191 | -96.4604 | 3826.0498 | 29.6654 | 1351.9606 | -359.0248 | 1680.0244 | 1144.7288 | 63.2103 | 209.9994 | -291.7967 | -16.2768 | -627.9568 | -4891.7002 | -199.1171 | -77.7096 | 1652.6577 | -2309.2356 | -2115.0396 | -980.3134 | -154.677 | 385.4612 | 1741.1823 | -835.0763 | -493.0749 | -242.6725 | 0.60035 | 1556.4923 | -1712.8916 | -482.09 | 330.7064 | 1.0048 | -2258.9939 | -328.4325 | 2942.2888 | 1357.2009 | 4505.1211 | -2.9782 | -276.1806 | 2987.0845 | -175.2599 | 443.0785 | -334.2025 | -2928.4783 | 1168.1742 | 2645.323 | 210.1042 | 25.4252 | 302.688
2030-03-07 | 5 | -22.5403 | 2107.8701 | -55.8951 | -342.9384 | 413.9909 | -2202.644 | -14055.8457 | 3915.9983 | 1818.1853 | -165.2184 | 3744.8271 | 51.2005 | 2130.6536 | -416.8923 | 1436.1592 | 1069.4176 | 240.0139 | 209.9994 | -280.3166 | -74.282 | -724.7097 | -4664.8218 | -121.0926 | -73.218 | 1924.0234 | -2432.0925 | -1855.8816 | -995.8259 | -156.5592 | 592.4225 | 1770.676 | 0.98849 | -357.1483 | -171.9585 | 0.59546 | 1508.1031 | -1882.5953 | -918.0131 | 120.0161 | 449.4075 | -2061.5039 | 1.0042 | 2396.4722 | 1273.6417 | 4075.8435 | -306.8531 | -272.3847 | 1770.928 | -1783.4476 | 510.8098 | 0.98222 | -4013.8442 | 925.0828 | 2708.5581 | 210.1043 | 74.7638 | 354.6459
2030-03-07 | 6 | -26.2619 | 2038.2869 | -58.6636 | -381.894 | 779.698 | -2183.2844 | -14852.5811 | 4522.2544 | 702.2596 | -291.252 | 3769.2153 | 132.6167 | 1818.9233 | -499.3433 | 1218.191 | 1369.0465 | 172.6245 | 209.9994 | -265.1523 | -115.6845 | -841.1846 | -4579.3696 | -81.054 | -78.5397 | 1962.3427 | -2517.6812 | -1748.4972 | -999.7595 | -152.8317 | 738.7378 | 2028.2352 | 0.9882 | -257.2314 | -100.4191 | 0.46325 | 1545.2496 | -1308.7758 | -857.6259 | 1.0014 | 449.3256 | -2047.3684 | 113.3092 | 2900.7913 | 1228.6241 | 4379.5781 | -301.43 | -272.2437 | 2735.8147 | -1010.41 | 568.728 | 483.6689 | -4306.7842 | 310.9863 | 2193.616 | 210.1042 | 48.3635 | 349.5212
2030-03-07 | 7 | -24.9017 | 2034.4313 | -62.4284 | -389.9428 | 710.349 | -2253.1179 | -14919.6934 | 4439.1987 | -544.5524 | -315.3179 | 3900.6309 | 164.0378 | 2130.0225 | -212.2001 | 1544.1896 | 1321.1144 | 122.8714 | 209.9994 | -261.175 | -83.9931 | -1061.3741 | -5065.8154 | -89.8526 | -62.4003 | 1771.4564 | -2515.0212 | -2047.9349 | -1014.8095 | -152.664 | 737.2966 | 2263.7754 | 0.98102 | -233.1107 | -183.6707 | 0.52499 | 1192.2015 | -1471.5557 | -715.5734 | 0.98261 | 449.4793 | -2353.2217 | 0.99618 | 3228.5752 | 1192.5569 | 4532.9932 | -290.3392 | -507.7706 | 2330.2681 | -2037.9874 | 906.1633 | 558.4116 | -3489.322 | -166.3839 | 2067.907 | 210.1042 | -118.0567 | 282.609
2030-03-07 | 8 | -25.0476 | 1743.4196 | -69.8326 | -402.384 | 540.6833 | -2245.134 | -15186.0723 | 4247.3442 | -145.6768 | -342.0567 | 3932.0029 | 153.4242 | 2109.5996 | 1.0005 | 1944.2941 | 710.2367 | 161.5404 | 209.9994 | -265.3788 | -187.4604 | -1311.6034 | -4843.2686 | -26.9834 | -36.6901 | 1758.2117 | -2643.5322 | -1812.6112 | -1007.1831 | -134.1726 | 807.2523 | 2526.708 | 0.99408 | -169.7014 | -264.0259 | 0.55363 | 647.0868 | -1981.8792 | -581.2276 | 0.99677 | 449.5172 | -1994.4408 | 50.6116 | 3381.7861 | 1208.2853 | 4551.439 | -274.5383 | -272.1505 | 2316.0457 | -1746.3054 | 899.1182 | 648.5562 | -3037.6538 | 0.9874 | 4968.1069 | 210.1042 | -106.4056 | 310.7939
2030-03-07 | 9 | -26.4563 | 1412.4291 | -72.1814 | -530.4845 | 132.7699 | -1898.8889 | -15115.3262 | 3717.6692 | -2.7449 | -332.1763 | 3928.791 | 194.9976 | 2113.5842 | 33.1278 | 1960.4647 | 432.7065 | 30.5127 | 209.9994 | -281.0997 | 1.6288 | -1394.0833 | -5199.4141 | -4.0312 | -23.254 | 1741.871 | -2600.2795 | -2057.9175 | -941.2322 | -119.877 | 771.243 | 2608.3145 | 1.2917 | -151.4761 | -120.143 | 0.51774 | 566.7797 | -321.741 | -734.4149 | 3.9431 | 449.6159 | -2063.2087 | 93.5279 | 3262.4976 | 1190.3529 | 4433.167 | -267.1276 | -642.83 | 2071.5771 | -1402.703 | 1096.9406 | 306.195 | -2455.7183 | -945.8353 | 4968.2217 | 210.1042 | -162.5303 | 282.7819
2030-03-07 | 10 | -17.9579 | 1231.8223 | -45.1121 | -359.4792 | -8.2617 | -1736.2679 | -14808.3604 | 3283.0239 | -117.8059 | -333.7885 | 3907.1853 | 195.004 | 2134.8425 | 69.3884 | 2013.4005 | 357.9587 | 34.4318 | 209.9994 | -276.4127 | 53.9256 | -1557.7222 | -5656.7275 | -21.7025 | -27.8974 | 1579.9165 | -2191.0283 | -2129.5491 | -888.8408 | -117.9138 | 690.1335 | 2523.2476 | 0.98711 | -95.2315 | -154.4286 | 0.53074 | 754.4119 | -1026.9148 | -651.8143 | 79.414 | 449.6399 | -1873.6886 | 69.9537 | 3159.5674 | 1173.7072 | 4556.4019 | -264.9246 | -634.963 | 1976.0995 | -1128.962 | 1103.3729 | 1.0036 | -2278.8523 | -1323.9032 | 5459.8833 | 210.1042 | -129.3257 | 289.7745
2030-03-07 | 11 | -22.9267 | 896.3564 | -61.5831 | -301.9401 | -127.1104 | -1589.1824 | -14612.2627 | 3127.5613 | -2.6987 | -334.7509 | 3887.3186 | 192.5625 | 1839.7786 | 35.1371 | 1980.8362 | 186.9595 | 123.2483 | 209.9994 | -271.5994 | 142.2122 | -1457.8353 | -5608.2163 | -18.0464 | -30.4494 | 1551.2734 | -1948.0146 | -1739.9159 | -819.1528 | -114.0947 | 718.6364 | 2503.0083 | 1.0016 | -4.9218 | -142.9439 | 0.43214 | 835.6734 | -1753.38 | -123.3393 | 370.1613 | 449.6379 | -1756.9926 | 41.9264 | 3599.1047 | 1220.2139 | 5078.5376 | -263.0087 | -743.5242 | 2369.7627 | -245.9415 | 932.6156 | -79.4687 | -2108.2463 | -679.3638 | 6798.9277 | 210.1042 | -35.0987 | 249.1228
2030-03-07 | 12 | -22.0184 | 1031.4246 | -62.7198 | -320.5748 | -191.2253 | -1690.1039 | -14573.7334 | 3071.7253 | -32.7895 | -342.1971 | 3869.6235 | 165.423 | 1856.4094 | 0.99962 | 2038.7753 | 440.6884 | 180.1407 | 209.9994 | -271.5432 | 406.1466 | -1296.6299 | -5540.3286 | -0.56377 | -37.055 | 1497.672 | -2065.5198 | -1763.2316 | -842.0018 | -115.197 | 694.9835 | 2540.4097 | 0.99863 | -25.4183 | -152.5014 | 0.48101 | 1107.4105 | -2158.2544 | -144.0777 | 306.9591 | 449.7435 | -1823.0076 | 183.4462 | 3514.8872 | 1216.5018 | 4930.6704 | -263.626 | -611.7919 | 2305.5815 | 311.0349 | 815.2972 | -215.8337 | -2179.0269 | -193.2251 | 8335.6758 | 210.1042 | 32.9042 | 237.2496
2030-03-07 | 13 | -21.6681 | 926.8094 | -60.8943 | -299.8123 | -294.2158 | -1649.2993 | -14399.9717 | 2852.9353 | -250.8055 | -325.8988 | 3861.9624 | 195.0219 | 2000.3051 | 1.0004 | 1907.3853 | 764.0561 | 195.1462 | 209.9994 | -270.2842 | 367.672 | -1229.9198 | -5413.0615 | -23.4218 | -33.4632 | 1522.1602 | -1953.241 | -1570.3185 | -820.5002 | -113.2023 | 682.4216 | 2475.5247 | 0.98024 | -2.1302 | -178.7558 | 0.55285 | 920.6649 | -2471.752 | 0.99733 | 366.7391 | 449.5774 | -1765.2858 | 106.5863 | 3225.6917 | 1236.3397 | 4856.5112 | -268.1399 | -276.4928 | 1863.1743 | 48.0042 | 708.6603 | -136.3243 | -2103.3052 | -283.8334 | 8236.1436 | 210.1042 | -2.9618 | 288.4877
2030-03-07 | 14 | -24.4183 | 990.0249 | -62.2085 | -316.6811 | -290.1824 | -1689.0812 | -14541.5059 | 2964.916 | -2.7378 | -329.0918 | 3856.1941 | 195.0332 | 1998.9613 | 104.3038 | 2031.0094 | 611.658 | 200.793 | 209.9994 | -272.4911 | 344.6573 | -1246.5493 | -5446.4219 | -13.1781 | -41.7109 | 1530.6567 | -2063.6736 | -1612.8248 | -830.6231 | -113.1024 | 687.7099 | 2523.4375 | 0.98087 | 2.7168 | -149.0427 | 0.49496 | 1078.9604 | -2489.8196 | 1.0034 | 311.2014 | 379.4574 | -1745.4269 | 153.0473 | 3246.1733 | 1242.6084 | 4730.7988 | -194.6385 | -276.3311 | 2113.0005 | -210.9803 | 729.8328 | -79.7658 | -2022.0149 | -105.0049 | 8480.8213 | 210.1042 | -13.5576 | 227.7354
2030-03-07 | 15 | -10.7722 | 992.7307 | -37.8589 | -266.3516 | -203.9431 | -1577.1952 | -14579.2227 | 3048.3899 | -2.7739 | -323.1321 | 3851.0422 | 195.0164 | 1916.1554 | 1.0002 | 1884.2124 | 567.0333 | 202.3515 | 209.9994 | -269.945 | 374.5381 | -1226.7683 | -5245.2915 | -6.8913 | -40.4625 | 1515.298 | -1986.6631 | -1658.1718 | -823.7095 | -114.0438 | 699.4524 | 2514.8479 | 0.99469 | 24.0946 | -198.8654 | 0.50209 | 1091.3108 | -2868.0459 | 0.99251 | 334.0394 | 343.3044 | -1724.1852 | 140.0619 | 3173.2551 | 1179.6931 | 4502.9404 | -2.4304 | -370.7705 | 1983.5621 | -329.4504 | 736.0664 | 1.0188 | -1990.4536 | -251.4677 | 7793.5698 | 210.1042 | -41.6795 | 133.2667
2030-03-07 | 16 | -18.9519 | 943.5324 | -49.9886 | -282.495 | -238.3144 | -1589.4769 | -14505.5894 | 2983.3671 | -2.6861 | -326.3126 | 3855.3392 | 195.0291 | 1811.6389 | -2.2304 | 1906.6061 | 318.3101 | 233.0793 | 209.9994 | -264.2709 | 320.1879 | -1163.9374 | -5391.7783 | -22.5462 | -43.22 | 1449.0208 | -2000.3877 | -1610.2827 | -813.8137 | -114.0844 | 694.2638 | 2452.9943 | 0.99325 | 46.1602 | -148.8052 | 0.50782 | 1059.7311 | -2579.2037 | 0.99693 | 455.9562 | 396.2537 | -1939.6048 | 69.0786 | 3345.3542 | 1208.8423 | 4793.2515 | -62.1652 | -420.3988 | 2277.9971 | -520.4371 | 874.7729 | 480.0253 | -2016.2528 | -457.3743 | 6459.8909 | 210.1042 | -76.4669 | 34.4041
2030-03-07 | 17 | -27.1315 | 894.3341 | -62.1182 | -298.6385 | -272.6858 | -1601.7587 | -14431.9561 | 2918.3442 | -2.5984 | -329.4931 | 3859.6362 | 195.0418 | 1707.1224 | -5.461 | 1928.9998 | 69.5868 | 263.8072 | 209.9994 | -258.5968 | 265.8376 | -1101.1064 | -5538.2651 | -38.201 | -45.9776 | 1382.7437 | -2014.1123 | -1562.3936 | -803.9178 | -114.1249 | 689.0752 | 2391.1406 | 0.9918 | 68.2259 | -98.745 | 0.51356 | 1028.1515 | -2290.3616 | 1.0014 | 577.873 | 449.2031 | -2155.0244 | -1.9047 | 3517.4534 | 1237.9916 | 5083.5625 | -121.9 | -470.0272 | 2572.4321 | -711.4238 | 1013.4794 | 959.0319 | -2042.052 | -663.2809 | 5126.2119 | 210.1043 | -111.2543 | 29.8698
2030-03-07 | 18 | -29.6819 | 1179.1802 | -50.2458 | -406.7481 | -131.203 | -1749.6401 | -14442.8145 | 3013.5444 | -2.9539 | -324.3326 | 3879.2573 | 195.08 | 1919.3522 | 18.0902 | 1948.5383 | 723.4092 | 129.5429 | 209.9994 | -170.6333 | 300.7361 | -1056.3228 | -5795.7021 | -7.7713 | -59.0738 | 17.5984 | -2509.6519 | -2282.2913 | -878.367 | -109.3651 | 734.0944 | 2461.6296 | -0.85462 | 35.073 | 20.2934 | 0.56696 | 1077.2532 | -950.7484 | -348.2348 | 272.4161 | 449.6441 | -2218.3513 | 61.1595 | 3736.4097 | 1200.7057 | 5061.9058 | -264.4966 | -641.8594 | 2443.2676 | -1225.4395 | 997.7449 | 1090.743 | -2154.8438 | -913.5893 | 5187.7593 | 210.1042 | -125.6472 | 74.6573
2030-03-07 | 19 | -38.8642 | 1239.522 | -68.8905 | -431.2766 | -193.8524 | -1893.9506 | -14371.8076 | 2874.0374 | -2.7398 | -322.7306 | 3880.9814 | 195.0154 | 2117.5925 | -17.9896 | 1847.9926 | 100.701 | 99.6745 | 209.9994 | -154.0604 | 322.7447 | -1293.9183 | -5962.7197 | -18.8012 | -58.5532 | -42.2732 | -2636.6025 | -2134.0552 | -894.5528 | -107.1088 | 686.582 | 2391.5623 | 0.97484 | -6.184 | 0.99826 | 0.59452 | 900.6403 | -1413.5503 | -487.0795 | 152.9431 | 449.692 | -2031.7461 | -2.728 | 3901.5469 | 1207.4923 | 5058.8867 | -256.1037 | -576.8471 | 1667.5139 | -2382.4854 | 1006.6125 | 1668.3318 | -2205.7163 | -676.5527 | 4064.7759 | 210.1042 | -107.8606 | 170.5095
2030-03-07 | 20 | -29.4259 | 1109.9878 | -57.9463 | -426.845 | -303.9186 | -1762.0034 | -14049.167 | 2593.8958 | -2.6065 | -328.0166 | 3876.793 | 195.0255 | 1877.4097 | 1.0005 | 1987.4431 | 477.2826 | 58.2152 | 209.9994 | -153.678 | 310.4383 | -1392.9385 | -5912.79 | -28.0825 | -59.3445 | -86.8116 | -2619.3628 | -2079.9419 | -876.4143 | -101.0936 | 676.5035 | 2460.0237 | 0.9811 | -29.9657 | 0.99927 | 0.5067 | 821.2343 | -1119.0945 | -463.3075 | -2.4108 | 449.4402 | -1878.7377 | -13.0837 | 4228.4165 | 1252.1404 | 5057.3662 | -120.5202 | -630.313 | 2206.5391 | -2012.3057 | 988.7847 | 1356.9707 | -1778.7617 | -690.8823 | 4138.5767 | 210.1042 | -206.0206 | 99.9039
2030-03-07 | 21 | -37.3081 | 925.5877 | -82.2137 | -523.0911 | -448.3206 | -1789.031 | -14005.4971 | 2409.4343 | -2.938 | -328.3969 | 3868.3274 | 195.0053 | 1787.5143 | -6.2016 | 1946.4154 | 337.6668 | 96.9056 | 209.9994 | -173.9082 | -174.3511 | -1493.6198 | -6598.4272 | -33.3608 | -61.8617 | 6.3411 | -2598.0979 | -1612.825 | -862.2715 | -96.6614 | 700.6844 | 2269.1323 | 0.98564 | -21.1721 | 43.4977 | 0.61033 | 844.5752 | -869.6722 | -492.5203 | 241.939 | 449.5704 | -1929.5287 | -2.5946 | 3807.4048 | 1236.9719 | 5044.936 | -262.1463 | -595.6432 | 2339.0559 | -1689.1028 | 1010.3545 | 1634.9707 | -1677.6329 | -477.1889 | 4218.1152 | 210.1042 | -158.402 | 150.9547
2030-03-07 | 22 | -40.1167 | 814.8647 | -81.1399 | -463.3191 | -584.0838 | -1734.9495 | -13649.9443 | 2095.4946 | 0.99895 | -122.2702 | 3880.3032 | 103.4821 | 645.3542 | -47.2212 | 1968.9177 | -232.8346 | 210.5976 | 209.9994 | -198.0032 | -149.7622 | -1309.9606 | -6384.9204 | -15.6738 | -71.5025 | 19.3023 | -2308.2505 | -1227.4186 | -817.6541 | -95.0458 | 694.2137 | 2620.2993 | 34.8317 | -185.4242 | 132.996 | 0.51282 | 372.1766 | 80.7227 | 647.2332 | 609.5538 | 448.9402 | -2143.2197 | 16.6885 | 3817.4563 | 1296.9478 | 5054.6406 | 74.0629 | -964.7043 | 5557.8784 | 1141.4093 | 1031.448 | 1541.7744 | -1806.5117 | -421.9976 | 2908.1013 | 210.1042 | -150.497 | 167.9236
2030-03-07 | 23 | -35.4538 | 808.5568 | -77.0233 | -553.325 | -494.8307 | -1633.6399 | -13712.3145 | 2267.4058 | 433.2291 | -312.4519 | 3863.1726 | 184.1784 | 1525.2657 | -420.7092 | 1527.1757 | 748.6578 | 166.9387 | 209.9994 | -222.4745 | -111.3271 | -1128.085 | -5885.6909 | -24.1015 | -66.8951 | 429.4311 | -2149.7537 | -971.9003 | -807.1285 | -95.957 | 690.5714 | 2347.7725 | 379.2784 | -221.2541 | 109.943 | 0.5728 | -249.4626 | 499.9895 | -444.7198 | 280.8369 | 449.4468 | -2223.6819 | 140.0125 | 3812.2222 | 1273.752 | 5023.5801 | 1.02 | -748.5396 | 2625.5742 | -1216.4363 | 1030.3971 | 818.6519 | -1725.7098 | -670.6841 | 2229.9944 | 210.1042 | -174.0235 | 116.512
2030-03-07 | 24 | -31.0341 | 1026.178 | -73.7453 | -486.1706 | -304.6259 | -1754.7317 | -13766.582 | 2519.5249 | -2.997 | -267.8622 | 3795.7688 | 195.007 | 1947.3219 | -431.9901 | 1452.0748 | 717.2579 | 168.7834 | 209.9994 | -264.3604 | -62.5606 | -1050.6376 | -4581.9121 | -21.5794 | -59.202 | 1507.2539 | -2207.1587 | -491.0691 | -833.1937 | -107.7319 | 656.425 | 2124.6448 | 0.98035 | -270.9379 | 68.8092 | 0.58129 | -93.3234 | -400.3369 | -879.8389 | 1.0028 | 449.5139 | -2021.5011 | 299.8442 | 2889.73 | 1203.6252 | 4286.5835 | -295.0753 | -869.4745 | 2036.938 | -1262.2003 | 815.2443 | 274.5554 | -2261.1826 | 1.0145 | 2151.1836 | 210.1042 | -110.0956 | 91.4207
2030-03-08 | 1 | -27.4923 | 1084.8154 | -67.3291 | -350.3091 | -244.3638 | -1754.2167 | -13377.5713 | 3051.3169 | 1577.5494 | -166.6659 | 3782.2146 | 153.2987 | 2065.2144 | -644.1512 | 738.7168 | 718.6566 | 186.0901 | 209.9994 | -255.1921 | -75.2479 | -618.7906 | -3379.1672 | -18.7459 | -86.8599 | 1683.1848 | -2027.0273 | -416.8405 | -796.9684 | -116.5596 | 699.8434 | 1551.4822 | 0.97081 | -491.0584 | 57.2548 | 0.54119 | 188.727 | -1789.5573 | -913.824 | 158.2304 | 449.3322 | -2148.8657 | 280.8915 | 2440.9854 | 1267.7318 | 4122.2915 | -304.0782 | -632.8584 | 847.9276 | -2369.3362 | 750.9961 | 102.9132 | -2199.374 | 568.5822 | 2655.4634 | 210.1042 | -50.9668 | 93.5399
2030-03-08 | 2 | -17.8788 | 1045.0541 | -56.6064 | -400.8072 | -379.2621 | -1311.724 | -11683.6543 | 2597.0276 | 1860.2218 | 1.8506 | 3772.1819 | 67.7005 | 1814.9933 | -706.0576 | 407.8179 | -151.0992 | 162.9086 | 209.9994 | -203.7139 | -29.7347 | -366.2838 | -2228.5908 | -47.2339 | -83.2164 | 1536.5509 | -1764.4777 | -283.0645 | -679.7476 | -119.0495 | 593.7881 | 1092.2415 | 4.2994 | -770.6179 | 250.7324 | 0.69501 | -121.6132 | -680.9649 | -105.9534 | 409.4256 | 1.0022 | -2290.2788 | 88.7579 | 3005.3015 | 1385.8661 | 4634.9429 | -2.4831 | -271.9608 | 813.1984 | -2113.2139 | 617.5067 | -313.733 | -1678.1854 | 1103.585 | -519.1851 | 210.1042 | -47.2054 | 85.8551
2030-03-08 | 3 | -19.4412 | 880.7309 | -40.9118 | -378.3319 | -555.4819 | -1068.6057 | -10981.6318 | 2189.8489 | 1906.6049 | -15.074 | 3909.0889 | 33.9625 | 1739.6481 | -702.9948 | 440.8812 | -411.2744 | 333.4358 | 209.9994 | -95.8068 | 12.4724 | -434.2409 | -1626.4609 | -68.5452 | -91.4575 | 1315.6035 | -1802.8568 | -209.4274 | -619.2231 | -98.4496 | 500.8888 | 1212.8566 | 794.8747 | -611.7604 | 464.196 | 2.0645 | -63.7653 | 259.3144 | -22.6899 | 419.4304 | 0.99879 | -2277.5447 | 16.4211 | 2825.0173 | 1352.2793 | 4461.0254 | -2.4904 | -272.2668 | 1501.7968 | -1373.9434 | 641.517 | -437.8798 | -1374.3531 | 1086.3 | -2538.2134 | 210.1042 | -69.9536 | 49.2786
2030-03-08 | 4 | -17.5618 | 875.4833 | -41.2132 | -363.5156 | -379.105 | -1086.7242 | -11290.1543 | 2505.5049 | 1728.3969 | -14.4219 | 2864.0269 | 43.6642 | 1428.6412 | -692.1197 | 506.3835 | -10.1509 | 329.4533 | 209.9994 | -247.985 | 35.284 | -308.7075 | -1911.9614 | -59.3137 | -61.6058 | 1899.2472 | -1681.3838 | -1118.671 | -618.7339 | -101.5986 | 551.0079 | 1162.4532 | 393.4336 | -850.1842 | 381.1194 | 0.62468 | -204.0977 | -261.0882 | -1.8623 | 440.3802 | 1.0009 | -2257.7095 | 70.6161 | 2781.4341 | 1201.8702 | 4355.582 | -2.3464 | -272.3912 | 687.9685 | -2861.5535 | 457.7291 | -213.5909 | -1725.5699 | 1400.7028 | -2560.8098 | 210.1042 | -0.87605 | 11.2797
2030-03-08 | 5 | -20.9726 | 943.209 | -44.2483 | -389.6296 | -295.3183 | -1187.6635 | -11613.0088 | 2725.7585 | 1775.9908 | 9.4391 | 3765.3113 | 85.7815 | 1878.7483 | -668.4623 | 433.9007 | -166.5155 | 179.3985 | 209.9994 | -378.0205 | 1.8636 | -425.648 | -3199.0474 | -45.5027 | -52.5168 | 2786.8423 | -1750.9688 | -979.1574 | -652.3721 | -102.9313 | 585.0708 | 1115.2061 | 540.9618 | -864.482 | 349.1976 | 0.68249 | -227.7365 | -256.5655 | -121.9171 | 313.6617 | 0.9985 | -2346.0244 | 97.5741 | 2892.2085 | 1315.2428 | 4404.9023 | -2.4174 | -272.4156 | 939.9583 | -2261.8279 | 644.0938 | -81.2787 | -1913.3029 | 1007.7397 | -1760.8838 | 210.1042 | -33.1882 | 37.6616
2030-03-08 | 6 | -26.3615 | 1148.8099 | -66.6198 | -329.7847 | 362.872 | -1717.0067 | -13981.832 | 4357.0229 | 1300.6672 | -30.2018 | 3692.5251 | 14.6914 | 2156.3647 | -609.0275 | 637.2861 | -226.1672 | 72.9655 | 209.9994 | -314.1834 | -366.0894 | -357.3262 | -2559.6887 | 11.9127 | -70.8203 | 2692.011 | -1906.235 | 238.6876 | -770.3271 | -131.1203 | 915.7617 | 1370.9968 | 3.088 | -597.5696 | 59.9035 | 0.69484 | 22.2768 | -1643.1084 | -177.0403 | 95.7673 | 449.3143 | -2380.1404 | 266.9919 | 2977.667 | 1294.4257 | 4295.7139 | -64.9552 | -272.2524 | 832.7198 | -2894.1797 | 669.5149 | 534.2161 | -3010.3135 | 792.9075 | 598.7225 | 210.1043 | 20.2505 | 82.1081
2030-03-08 | 7 | -26.272 | 836.1553 | -70.273 | -342.5606 | 683.7212 | -1696.7496 | -14908.2119 | 4728.7085 | -370.9575 | -94.5324 | 3806.7009 | -2.1994 | 1933.28 | -449.2075 | 1287.5972 | -12.9233 | 129.8913 | 209.9994 | -305.0211 | -351.3264 | -525.3594 | -1643.2969 | 102.7068 | -42.6753 | 2685.906 | -1777.9756 | 362.3236 | -750.0706 | -112.3816 | 1128.8821 | 1679.606 | 0.98019 | -746.2058 | 22.0488 | 0.75515 | -462.0822 | -1737.8164 | -196.054 | 46.3288 | 449.4008 | -2534.8213 | 361.1629 | 3945.7429 | 1316.3644 | 4994.7534 | -3.7051 | -272.2593 | 2048.3735 | -2277.6743 | 968.6734 | 1981.243 | -4289.1636 | -334.8079 | 1141.6025 | 210.1043 | 27.4413 | 148.6179
2030-03-08 | 8 | -27.0586 | 703.1048 | -77.5924 | -370.9047 | 392.9369 | -1695.3633 | -15048.6855 | 4272.5713 | -2.6795 | -116.8714 | 3634.0281 | 36.5857 | 1983.9302 | -371.3548 | 1555.4907 | -192.0958 | 15.772 | 209.9994 | -320.2607 | -295.554 | -680.811 | -1307.9204 | 63.1648 | -30.9868 | 2853.845 | -1793.4879 | 67.758 | -745.5516 | -104.01 | 1005.9118 | 1805.303 | 3.6148 | -766.5211 | 18.0105 | 0.80989 | -911.9276 | -1814.667 | -453.1311 | -2.077 | 449.3826 | -2220.8452 | 309.5701 | 4153.7271 | 1270.4049 | 5038.0576 | -3.3011 | -824.861 | 1462.1234 | -2972.156 | 776.7735 | 1685.4187 | -3355.1543 | -28.1669 | 1248.5791 | 210.1042 | 39.6572 | 95.282
2030-03-08 | 9 | -24.7439 | 456.66 | -75.6537 | -352.8661 | -6.9408 | -1535.0873 | -14504.2334 | 3274.4502 | -526.6674 | -86.6892 | 3637.2734 | 145.7378 | 965.6976 | -307.6184 | 1656.2025 | -655.3697 | -162.8111 | 209.9994 | -369.9526 | 200.1904 | -973.631 | -1467.605 | 141.7753 | 9.9584 | 2988.1301 | -1534.3485 | -807.1009 | -687.38 | -83.654 | 915.1697 | 1439.7034 | 0.9888 | -1320.9448 | 4.8601 | 0.66089 | -1691.9199 | -2047.1221 | 583.3077 | 280.36 | 449.187 | -2340.6523 | 600.89 | 4022.0244 | 1249.6116 | 5056.3472 | 1.0251 | -1018.6085 | 5428.0933 | -76.3294 | 1098.3212 | 2633.5779 | -3335.3777 | -366.0318 | 3235.0168 | 210.1042 | 42.643 | 178.1877
2030-03-08 | 10 | -25.2852 | 708.6669 | -63.2094 | -377.1594 | -78.108 | -1616.2139 | -14578.1836 | 3143.5083 | -509.5609 | -126.1612 | 3592.0393 | 50.1931 | 2132.8958 | -313.1834 | 1678.989 | -332.869 | -255.4035 | 209.9994 | -312.1492 | -204.4572 | -707.0078 | -1627.0706 | 36.4157 | 1.7196 | 2849.4036 | -1757.6958 | -41.8978 | -745.4014 | -94.9464 | 894.7045 | 1824.9857 | 3.8604 | -945.8101 | -91.8166 | 0.8166 | -1581.0836 | -1943.8605 | -259.1739 | -2.0182 | 449.4756 | -2315.9922 | 221.4941 | 4214.4888 | 1251.3663 | 5069.1382 | 1.0263 | -632.46 | 798.0352 | -2907.3567 | 743.9137 | 1526.8771 | -3035.1648 | -139.3298 | 5597.3809 | 210.1042 | 43.8207 | 167.6435
2030-03-08 | 11 | -25.0483 | 853.4219 | -60.2171 | -412.1907 | -214.8703 | -1605.8103 | -14261.5381 | 2933.627 | -305.9024 | -170.4358 | 3576.6143 | -45.8577 | 2130.2786 | -288.4639 | 1770.8461 | -219.4159 | -306.1635 | 209.9994 | -330.0253 | -200.1861 | -753.5421 | -1904.6071 | 1.0012 | 7.9708 | 2871.6243 | -1794.0847 | -191.3054 | -761.2748 | -98.2456 | 800.3981 | 1942.7638 | 0.98219 | -889.1535 | -125.8216 | 0.81091 | -1625.9441 | -1659.0042 | -290.7535 | -2.0033 | 449.5001 | -2379.6345 | 88.3957 | 4231.895 | 1246.8635 | 5075.1206 | 1.0066 | -672.6265 | 545.6761 | -2855.2783 | 702.5898 | 1187.7417 | -2682.0769 | -212.8297 | 7017.2476 | 210.1043 | 25.2239 | 166.746
2030-03-08 | 12 | -25.7595 | 870.9717 | -59.1207 | -414.2066 | -177.4752 | -1618.2242 | -14321.6602 | 3030.4937 | -168.3999 | -224.7844 | 3600.3853 | -152.1045 | 2131.4133 | -260.0583 | 1900.9103 | 0.75222 | -263.6932 | 209.9994 | -334.381 | -134.5376 | -685.5046 | -1812.8926 | 13.7044 | 16.3802 | 2879.7485 | -1839.3856 | -454.7267 | -769.808 | -95.9489 | 815.5716 | 2093.0654 | 0.98273 | -861.5903 | -104.5007 | 0.85229 | -1673.0999 | -1496.672 | -341.8633 | -2.068 | 449.5417 | -2417.082 | 105.6978 | 4243.0996 | 1238.542 | 5077.6548 | 1.0338 | -729.6882 | 364.1421 | -2812.196 | 766.301 | 767.2996 | -2723.314 | -362.5431 | 7445.0449 | 210.1042 | 2.2572 | 208.3563
2030-03-08 | 13 | 7.3514 | 1305.4194 | -46.364 | -536.3786 | -260.9163 | -1726.8394 | -14390.6309 | 2901.8152 | -97.7344 | -204.9338 | 3960.123 | -119.3223 | 1841.5021 | -235.8693 | 1943.2324 | 306.5107 | -400.9277 | 209.9994 | -323.834 | -65.4925 | -897.2367 | -3068.7834 | -14.388 | 29.3333 | 2469.6494 | -1439.5898 | -280.5258 | -841.4901 | -105.8638 | 681.0916 | 1920.8154 | -2351.8823 | -1071.2642 | -597.6814 | 0.75686 | -1934.3645 | -2757.0513 | -30.4528 | -2.0805 | 449.5409 | -2477.7739 | 103.436 | 4242.8398 | 1263.4409 | 5077.7021 | 1.0134 | -539.7586 | 1140.4543 | -1999.6049 | 866.551 | 1036.8063 | -2443.6753 | -500.0761 | 5992.147 | 210.1043 | -43.0251 | 180.082
2030-03-08 | 14 | 15.6068 | 1390.0438 | -43.2257 | -481.0254 | -330.7928 | -1758.8317 | -14291.8154 | 2821.5359 | -2.5198 | -202.7176 | 3988.8669 | -117.5987 | 1875.5105 | -242.3987 | 1928.3671 | 331.3149 | -479.5393 | 209.9994 | -315.9739 | -50.6113 | -942.7355 | -3717.2812 | -31.5475 | 29.6513 | 2273.2512 | -1508.8856 | -343.2076 | -851.7142 | -110.5684 | 621.4794 | 1888.1216 | -3579.3765 | -1063.5347 | -753.0256 | 0.75811 | -1943.4354 | -3000.0837 | -77.2025 | -2.054 | 449.6406 | -2455.6155 | 72.3119 | 4249.6636 | 1249.1041 | 5078.5996 | 1.0099 | -400.8156 | 1294.501 | -1907.7395 | 895.7936 | 989.4332 | -2205.6794 | -498.9333 | 5411.6787 | 210.1042 | -69.867 | 189.9608
2030-03-08 | 15 | 18.9179 | 1361.0499 | -40.0523 | -449.948 | -351.7469 | -1695.1984 | -14238.4688 | 2706.2207 | -2.4696 | -169.2295 | 4023.8638 | -4.4444 | 1930.5879 | -219.343 | 1942.6793 | 253.7864 | -687.0051 | 209.9994 | -445.7445 | 75.9176 | -984.9431 | -3873.0591 | -22.2889 | 48.0023 | 3124.25 | -1454.2031 | -971.5872 | -833.7736 | -111.1451 | 594.0018 | 1665.3107 | -3874.0635 | -1191.3419 | -796.6942 | 0.82486 | -2060.6597 | -3046.9324 | -150.7111 | -2.0046 | 449.5469 | -2498.1135 | 109.9191 | 4231.8662 | 1222.562 | 5077.105 | -3.1189 | -523.7143 | 1665.7467 | -1530.9948 | 949.3192 | 1208.4979 | -2070.0083 | -318.6427 | 3390.5295 | 210.1043 | -63.9149 | 186.3093
2030-03-08 | 16 | 31.3087 | 589.7599 | -30.4944 | -325.657 | -484.6592 | -1170.996 | -13762.6709 | 2388.0503 | -318.0255 | -142.5765 | 3916.2971 | 42.76 | 1877.4493 | -189.5316 | 1882.4384 | -134.9186 | -986.2215 | 209.9994 | -437.9297 | 147.5756 | -982.7056 | -3328.5664 | 3.888 | 17.5865 | 3156.7617 | -741.5408 | -1700.1832 | -653.5654 | -95.3832 | 650.3798 | 684.7641 | -4456.5063 | -1558.2753 | -816.155 | 0.81138 | -1484.5098 | -3544.2563 | -549.677 | -285.4115 | 450.0722 | -2450.5178 | 150.2554 | 4512.4253 | 1208.7769 | 5075.7852 | 1.0247 | -1091.4673 | 1568.2869 | -1933.3745 | 1052.4952 | 918.5576 | -1898.104 | -1060.8638 | 2301.9143 | 210.1042 | -191.7957 | 3.433
2030-03-08 | 17 | 15.5441 | 1036.2076 | -42.4149 | -519.8007 | -135.7915 | -1471.4917 | -14075.6777 | 3021.9692 | -647.0024 | -95.5853 | 3988.3875 | 136.2442 | 1791.093 | 18.3121 | 1779.9412 | -279.9319 | -937.9846 | 209.9994 | -392.0185 | 49.08 | -828.1219 | -2644.47 | 46.5001 | 10.2849 | 2958.9246 | -1524.9213 | -1818.4952 | -766.3308 | -97.3773 | 789.5461 | 1101.6095 | -2742.7476 | -1176.0951 | -646.3641 | 1.4608 | -1172.2067 | -2492.0457 | -532.4543 | -108.6528 | 0.99923 | -2405.0537 | 272.3016 | 4341.6606 | 1229.0558 | 5077.3252 | -3.0094 | -1348.4396 | 2593.7532 | -1253.5641 | 1053.9094 | 1318.4233 | -2657.3403 | -1065.4229 | 2468.1411 | 210.1042 | -157.2623 | -49.2935
2030-03-08 | 18 | 8.5281 | 951.6531 | -47.8111 | -538.1917 | -168.8095 | -1418.0609 | -14020.5859 | 3007.5195 | -358.6704 | -92.9468 | 3933.24 | 162.065 | 1855.8519 | 133.4028 | 1901.473 | -352.012 | -990.7947 | 209.9994 | -279.5734 | 76.7548 | -761.0069 | -1981.1283 | 55.4471 | 18.5048 | 2267.8787 | -1743.2662 | -1804.8433 | -749.4729 | -95.2366 | 815.5228 | 1033.4722 | -1618.0907 | -1255.1022 | -541.2841 | 0.80526 | -1453.1716 | -2875.8992 | -425.394 | -205.4649 | 449.5832 | -2341.2751 | 329.4503 | 4458.8369 | 1228.2238 | 5072.272 | -3.0047 | -1439.0115 | 2415.1909 | -1681.5524 | 986.0101 | 1132.5966 | -2532.6829 | -937.4484 | 1975.4116 | 210.1043 | -158.028 | -105.7378
2030-03-08 | 19 | 0.96665 | 1025.989 | -48.694 | -554.6835 | -253.8326 | -1435.7545 | -13835.7646 | 2785.3965 | -126.1737 | -89.2966 | 3996.613 | 175.8161 | 1959.1047 | 189.289 | 1944.0944 | -600.2696 | -1024.6306 | 209.9994 | -199.7509 | 30.2753 | -855.0079 | -2058.5415 | 16.9074 | 13.514 | 1594.5052 | -1797.5908 | -1596.3243 | -762.7385 | -99.1325 | 737.9577 | 1260.5311 | -875.803 | -1005.0981 | -437.4012 | 1.6777 | -1341.3856 | -2289.1257 | -417.3911 | -131.6117 | 449.5462 | -2407.4377 | 163.4727 | 4443.7695 | 1191.5885 | 5067.9692 | -2.8488 | -1553.7506 | 2035.7798 | -2516.5066 | 1067.1544 | 1948.2614 | -2396.9722 | -672.3112 | 2401.9924 | 0.10423 | -131.81 | -45.5019
2030-03-08 | 20 | 3.825 | 899.8233 | -48.8677 | -555.761 | -50.7528 | -1415.2802 | -14045.1387 | 2982.4263 | -1103.0741 | -113.3717 | 4067.2021 | 195.0009 | 1365.4021 | 279.6472 | 2274.1067 | -616.6692 | -995.6898 | 209.9994 | -205.4058 | 5.7702 | -962.9174 | -2189.4875 | 28.92 | 21.9386 | 1541.0212 | -1628.9011 | -979.9086 | -740.4963 | -93.0624 | 781.907 | 1469.9285 | -1002.6763 | -991.7903 | -463.8255 | 2.2345 | -1561.9827 | -2424.408 | -200.5408 | -270.5793 | 449.9518 | -2444.4067 | 118.3848 | 4569.4067 | 1258.4745 | 5064.4126 | 1.0265 | -884.7281 | 2848.7156 | -1617.5437 | 1146.2377 | 2032.6462 | -2755.6211 | -1308.0283 | 1082.9917 | 0.10423 | -178.1122 | 82.9888
2030-03-08 | 21 | 4.7371 | 783.1268 | -47.9375 | -534.1147 | -226.4325 | -1362.1843 | -13829.9502 | 2662.7239 | -1912.8773 | -156.0373 | 4044.2266 | 195.001 | 635.5522 | 175.9272 | 2257.8318 | -768.3271 | -934.1619 | 209.9994 | -186.1566 | 48.833 | -894.2319 | -1120.4135 | 31.8357 | 20.7022 | 1277.3634 | -1535.8153 | -340.8825 | -721.9042 | -87.7509 | 771.6555 | 1672.92 | -1522.959 | -751.4719 | -427.5222 | 4.3728 | -1332.855 | -1262.3199 | 64.4247 | 107.8694 | 449.8528 | -2505.2234 | 142.7393 | 4248.979 | 1273.2092 | 5054.0566 | 1.0237 | -575.8785 | 3123.1533 | -840.2429 | 1200.1876 | 2312.0376 | -2782.886 | -1514.8008 | 1141.6152 | 210.1043 | -154.1408 | 88.0247
2030-03-08 | 22 | 10.4537 | 752.2957 | -45.5846 | -513.4762 | -298.6075 | -1301.3767 | -13772.8291 | 2531.9927 | -1261.8336 | -110.095 | 4032.5039 | 194.9993 | 1220.1041 | 110.6761 | 2140.7976 | -459.1828 | -988.9709 | 209.9994 | -200.2925 | 72.1056 | -872.9292 | -1174.3134 | 19.9698 | 59.171 | 1358.9498 | -1330.1367 | -367.1807 | -704.8098 | -91.9314 | 725.7275 | 1893.2111 | -1846.3871 | -869.9863 | -527.5375 | 3.5197 | -2224.3447 | -1801.2881 | -201.2358 | 130.6622 | 450.1951 | -2493.6521 | 140.7432 | 4062.7673 | 1267.4186 | 5039.9453 | 1.0205 | -277.4742 | 3127.844 | -633.4423 | 1105.0835 | 1620.0995 | -2459.2434 | -1257.3403 | 355.9753 | 210.1042 | -143.7602 | 44.0749
2030-03-08 | 23 | 5.5625 | 834.2754 | -48.9327 | -582.6142 | -315.4975 | -1350.8679 | -14117.2246 | 2711.821 | -487.8606 | -90.1021 | 4005.1602 | 177.8054 | 1478.5101 | 54.0245 | 1839.7413 | -472.6942 | -957.9365 | 209.9994 | -235.0831 | 155.2891 | -809.9138 | -1222.8429 | 93.0505 | 61.4994 | 1529.1509 | -1605.4045 | -346.4587 | -722.6424 | -91.6963 | 833.7161 | 1572.0404 | -832.3637 | -1055.0718 | -439.0333 | 2.4999 | -2211.7859 | -2305.8083 | -417.9427 | 282.6681 | 449.682 | -2536.6455 | 399.5193 | 3787.0376 | 1221.9092 | 5017.3228 | -3.8745 | -464.6251 | 2980.7688 | -584.2556 | 1266.1874 | 1497.2203 | -2543.1675 | -729.7855 | 1706.4249 | 210.1043 | -153.1937 | 56.8295
2030-03-08 | 24 | -3.7311 | 932.2127 | -46.3671 | -485.9911 | -119.5289 | -1469.1017 | -14448.0908 | 2975.2361 | -2.8352 | -78.728 | 3757.8696 | 124.2726 | 2165.1389 | 0.99914 | 1697.8806 | -384.2747 | -804.7261 | 209.9994 | -222.5908 | 142.81 | -584.0864 | -374.8023 | 118.6858 | 49.3531 | 1906.1429 | -1324.2845 | -292.1911 | -717.84 | -100.2663 | 860.1526 | 1289.9075 | 0.98219 | -1293.9071 | -289.9619 | 1.5155 | -2030.5656 | -2382.8909 | -118.8283 | 563.3102 | 183.4913 | -2322.8022 | 694.1905 | 3104.4546 | 1243.3113 | 4943.7832 | -213.5574 | -272.7205 | 10.3863 | -3188.5049 | 878.4894 | 680.323 | -3583.9531 | 1.4804 | 3082.7485 | 210.1042 | 17.8025 | -33.3015
2030-03-09 | 1 | -23.8913 | 877.0976 | -60.5372 | -300.9705 | 239.3197 | -1572.5436 | -14907.6465 | 3845.854 | -123.2413 | -133.1219 | 3768.3809 | -70.0954 | 2055.1714 | -219.7404 | 1470.2988 | -1239.3513 | -465.3062 | 209.9994 | -219.8103 | 125.0491 | -567.5222 | -149.3373 | 178.6001 | 16.2963 | 1816.1324 | -1689.9047 | -36.1327 | -706.866 | -101.742 | 1001.8251 | 1591.7622 | 264.6946 | -814.3076 | 62.2326 | 4.3982 | -1101.7067 | -1177.9685 | -291.109 | 205.5896 | 449.3715 | -2401.1724 | 869.956 | 3187.55 | 1279.4564 | 4802.707 | -237.7362 | -272.3032 | 896.9531 | -2177.7246 | 1136.2977 | 1465.6492 | -3937.4636 | -520.8639 | -1487.6904 | 210.1043 | 45.2748 | -113.5051
2030-03-09 | 2 | -32.0624 | 857.3703 | -52.5706 | -440.3812 | -300.0558 | -1204.2446 | -12011.8525 | 2802.8416 | 1231.1537 | -115.3315 | 3826.8933 | -121.5829 | 1832.7849 | -465.7009 | 871.2924 | -1802.9958 | -252.188 | 209.9994 | -184.4046 | -76.9327 | -337.1404 | 366.2885 | 70.4249 | -21.0684 | 1721.9747 | -1934.9476 | 562.7658 | -646.0773 | -102.8408 | 811.4677 | 1762.4868 | 1774.4771 | -426.3543 | 455.2343 | 7.467 | -403.5289 | 1510.4923 | -76.6785 | 604.6535 | 1.0008 | -2399.8372 | 362.7615 | 3017.4995 | 1324.6641 | 4843.1943 | -2.5861 | -272.9125 | 1380.5708 | -1498.8148 | 962.0656 | 330.9333 | -2561.2922 | 0.98248 | -3258.9321 | 210.1043 | -15.4384 | -87.4835
2030-03-09 | 3 | -36.4548 | 831.4108 | -53.6873 | -436.6503 | -640.4514 | -1140.3741 | -11036.8486 | 2163.9978 | 1773.7474 | -128.7384 | 3837.1213 | -146.6518 | 2027.7423 | -488.0674 | 862.793 | -1840.9398 | -113.8869 | 209.9994 | -79.7854 | -209.7684 | -331.2489 | 445.212 | -3.3529 | -20.0978 | 1427.1641 | -1944.3789 | 1088.4589 | -627.4321 | -85.6846 | 651.0807 | 1942.2322 | 2442.3223 | -236.876 | 550.1365 | 8.7713 | -401.2844 | 1956.7288 | -143.0728 | 393.5103 | 1.0019 | -2341.6082 | 114.9915 | 2964.2539 | 1310.0662 | 4632.313 | -2.6007 | -276.6546 | 1954.03 | -711.3771 | 902.7885 | -416.3283 | -1932.0364 | 97.9643 | -3250.0679 | 210.1043 | -54.6933 | -10.323
2030-03-09 | 4 | -35.1529 | 674.5072 | -50.1999 | -404.3734 | -749.5789 | -953.7418 | -10344.4834 | 1910.3462 | 2119.0378 | -125.7386 | 1762.0963 | -149.3257 | 1392.1027 | -477.4306 | 838.2668 | -2110.5466 | -144.7643 | 209.9994 | -109.1035 | -237.7528 | -266.5724 | 423.6564 | -35.3525 | -17.1865 | 1087.9043 | -1814.5468 | 893.7662 | -573.9478 | -86.8242 | 591.0569 | 1850.3848 | 2971.0171 | -285.9959 | 597.9967 | 9.0365 | -432.4264 | 2167.4238 | -69.0196 | 610.7859 | 0.95097 | -2301.8723 | 1.0002 | 2857.793 | 917.7399 | 4675.6392 | -2.538 | -272.863 | 1247.0657 | -2219.9016 | 765.7466 | -818.2498 | -1685.0319 | 272.0524 | -3413.1355 | 210.1043 | -45.1912 | 12.4615
2030-03-09 | 5 | -30.0965 | 655.5562 | -47.6297 | -373.788 | -843.0061 | -1019.8353 | -9825.167 | 1706.0809 | 2153.3157 | -94.617 | 533.8376 | -96.2312 | 1654.3041 | -513.1476 | 712.3397 | -2213.6702 | -136.3054 | 209.9994 | -118.5203 | -194.764 | -243.0903 | 435.8997 | -23.2521 | -27.6289 | 824.704 | -1837.2891 | 461.8806 | -588.6795 | -81.6175 | 584.989 | 1671.9896 | 2197.543 | -356.9453 | 400.5401 | 8.6458 | -353.2852 | 1293.8661 | -79.0613 | 604.2916 | 1.0006 | -2329.6392 | -3.1085 | 2891.3113 | 1079.0619 | 4688.3091 | -2.6789 | -272.9372 | 1415.8533 | -1970.8878 | 896.189 | -258.3166 | -1622.781 | 30.6337 | -2301.7925 | 210.1043 | -60.4577 | 94.0775
2030-03-09 | 6 | -26.0349 | 44.0932 | -41.4175 | -312.7427 | -1123.9772 | -588.0115 | -8374.6445 | 995.7736 | 1897.8535 | -143.2052 | 427.7787 | -195.0009 | 0.97215 | -496.2068 | 798.7244 | -2029.5869 | -61.29 | 209.9994 | -100.3212 | -354.8696 | -314.7821 | 22.4774 | -82.2895 | -17.3858 | 432.4922 | -1418.9786 | 625.0355 | -463.8247 | -68.1727 | 522.9894 | 1638.6624 | 2783.6245 | -223.7243 | 479.0675 | 9.115 | -490.0055 | 1936.4642 | 1.0008 | 425.2988 | 449.0504 | -2323.439 | -285.5331 | 3034.5342 | 295.6519 | 4327.6284 | -2.671 | -273.0202 | 3628.6257 | -357.8581 | 887.6792 | -1121.2838 | -664.0893 | -764.9038 | -1656.2242 | 210.1043 | -245.8933 | 64.1311
2030-03-09 | 7 | -20.5106 | 158.1412 | -43.6781 | -306.0924 | -629.5788 | -667.9991 | -9968.2061 | 2010.3682 | 899.212 | -142.0685 | 0.99477 | -140.9532 | 0.99347 | -384.9569 | 1051.6206 | -1747.2743 | -184.3107 | 209.9994 | -116.8739 | -275.9406 | -487.0188 | 18.7926 | -11.7002 | -2.5326 | 613.0347 | -1549.3042 | 136.7308 | -483.6834 | -75.9742 | 682.7876 | 1564.4563 | 2205.4485 | -472.3606 | 388.0862 | 9.0121 | -833.9573 | 1014.4808 | -1.9946 | 724.984 | 0.99857 | -2415.6877 | -38.2855 | 3384.8325 | 599.0005 | 4935.2515 | -3.2307 | -276.6147 | 4064.4734 | 221.6342 | 1113.8033 | -170.591 | -1566.559 | -1099.4943 | -1362.1113 | 210.1043 | -205.7562 | -58.7883
2030-03-09 | 8 | -24.2761 | 466.3575 | -56.628 | -377.2455 | -128.77 | -1056.6317 | -11489.3604 | 2926.6951 | -409.0197 | -158.7826 | 2307.2317 | -116.8642 | 0.97569 | -279.5325 | 1302.9636 | -1731.0322 | -316.7922 | 209.9994 | -406.1745 | -176.2198 | -561.4509 | -401.7238 | 93.8353 | 31.1598 | 2822.249 | -2088.926 | 9.6254 | -554.3065 | -93.391 | 916.9432 | 1521.3265 | 1928.6176 | -579.8601 | 371.9863 | 8.9778 | -1070.1667 | 480.3157 | -5.7562 | 479.4908 | 268.7646 | -2673.3198 | 299.966 | 3720.9668 | 1143.5347 | 4978.6479 | -4.5748 | -278.0216 | 3744.6257 | 406.7542 | 1495.9836 | 1264.5211 | -2864.2466 | -1842.2534 | 1948.53 | 210.1043 | -174.829 | 54.0413
2030-03-09 | 9 | -5.279 | 518.8817 | -54.6716 | -457.2125 | 388.4801 | -1292.3311 | -13110.7617 | 3717.5818 | -1847.0511 | -138.4358 | 3312.0623 | -14.057 | 1293.9916 | -153.107 | 1571.4573 | -1401.828 | -673.8831 | 209.9994 | -464.1975 | -61.7387 | -700.0329 | -1463.4391 | 195.9166 | 46.543 | 3402.9756 | -1795.9904 | 9.6603 | -629.2269 | -89.7641 | 1122.7181 | 1205.2177 | 0.98747 | -897.6192 | -56.9733 | 6.832 | -1464.7366 | -1841.7198 | -175.7163 | 23.2015 | 449.711 | -2726.2595 | 630.3235 | 4265.2529 | 1612.2916 | 4997.9888 | 1.0157 | -278.4345 | 2817.5652 | 70.8223 | 1564.7096 | 2527.3652 | -4667.2373 | -1801.3019 | 4146.2803 | 210.1042 | -66.425 | 73.4344
2030-03-09 | 10 | -3.4 | 510.9977 | -51.755 | -438.0632 | 332.9311 | -1118.7656 | -12771.2158 | 3444.8899 | -1724.7284 | -121.9167 | 3589.1948 | 88.7124 | 1649.4884 | -69.0941 | 1599.2697 | -1220.7527 | -750.9252 | 209.9994 | -453.9636 | 23.2451 | -644.1499 | -568.5745 | 216.3118 | 54.2247 | 3511.7012 | -1432.511 | 1.449 | -561.8832 | -85.7326 | 1148.387 | 1296.4946 | -339.4483 | -1060.4928 | 0.99933 | 6.8954 | -1761.4828 | -828.8177 | -598.0473 | -53.5545 | 449.8749 | -2715.8662 | 732.9662 | 4406.6226 | 1569.6272 | 5011.479 | 1.0285 | -320.6457 | 2581.0574 | 24.5951 | 1553.3882 | 2629.0745 | -4168.8091 | -1432.1453 | 4214.7803 | 210.1042 | -73.3807 | -116.095
2030-03-09 | 11 | -26.9846 | 438.8504 | -60.8085 | -538.9849 | -511.4206 | -899.3188 | -9881.2324 | 1326.2714 | -952.2722 | -191.5325 | 3412.074 | 6.1928 | 1660.5387 | -1.4284 | 1830.5355 | -1044.3132 | -499.1223 | 209.9994 | -532.4913 | 25.1427 | -814.1407 | -211.4824 | 72.6407 | 51.3699 | 3892.5918 | -1887.755 | -123.7624 | -531.7219 | -77.5513 | 755.5846 | 1639.4141 | 1631.5236 | -820.8912 | 487.5667 | 8.6992 | -1379.5013 | 2711.5107 | -595.652 | -173.3208 | 449.8835 | -2641.9932 | 305.7014 | 4495.9653 | 1666.7469 | 5018.4854 | 1.004 | -278.1819 | 2629.7073 | 450.1948 | 1380.6521 | 1479.1637 | -2694.7292 | -1182.6307 | 6691.9121 | 210.1042 | -170.3674 | -134.4459
2030-03-09 | 12 | -41.74 | 111.8223 | -65.3308 | -562.5999 | -1211.3947 | -646.2409 | -8262.0029 | 0.99608 | -140.0104 | -198.1649 | 3027.8379 | 11.9962 | 1361.6106 | 63.2043 | 1823.9622 | -834.2719 | -251.2012 | 209.9994 | -579.8682 | 182.8646 | -895.2393 | -24.5884 | 78.2905 | 54.4832 | 4096.9668 | -2003.0702 | -777.9734 | -455.0144 | -59.16 | 653.4209 | 1599.3876 | 2877.6023 | -895.1037 | 834.3199 | 8.7385 | -1255.8162 | 4192.5698 | -457.7862 | -12.6331 | 450.226 | -2655.5608 | 379.7683 | 4448.8584 | 1708.9716 | 5023.3169 | 1.0001 | -360.463 | 2636.1375 | 812.6401 | 1451.4056 | 1248.4688 | -1775.9844 | -1195.6066 | 7993.7129 | 210.1043 | -227.8537 | 10.1961
2030-03-09 | 13 | -26.0513 | 197.1461 | -57.7415 | -435.1972 | -1383.13 | -690.1817 | -6463.1753 | -22.7812 | -223.9901 | -199.0136 | 2624.2595 | -9.831 | 321.7441 | 179.5942 | 1728.4611 | -581.3688 | -142.0075 | 209.9994 | -601.1259 | 43.0187 | -662.3544 | 367.683 | 36.4308 | -9.9822 | 4121.6392 | -1661.2672 | -763.3406 | -438.9039 | -64.2482 | 604.9029 | 452.2203 | 2087.9321 | -1076.0864 | 534.3884 | 9.2098 | 339.8151 | 2289.3999 | 374.9305 | 543.7914 | 449.9948 | -2604.1602 | 134.2063 | 4550.918 | 1951.9171 | 5022.1924 | 662.9508 | -355.9251 | 3110.2312 | 1894.4819 | 1314.7601 | 1021.3621 | -1162.4656 | -959.3464 | 8101.6748 | 210.1043 | -276.3351 | 100.9978
2030-03-09 | 14 | -11.0998 | -10.2663 | -46.9188 | -312.6576 | -1429.6975 | -650.7498 | -6522.2964 | -58.0669 | -435.9117 | -196.1305 | 2569.5571 | -47.9104 | 103.9709 | 1.0034 | 1726.1323 | -893.3679 | -75.3144 | 209.9994 | -615.5426 | -28.2082 | -570.6841 | 360.6898 | 44.1855 | -11.675 | 4090.2896 | -1247.9404 | -299.3708 | -429.7696 | -61.6323 | 635.9783 | 480.1796 | 1411.3585 | -1174.8799 | 403.9233 | 8.8627 | 384.8264 | 1019.7944 | 455.0906 | 660.0092 | 449.9228 | -2666.4595 | 140.56 | 4523.2432 | 2009.8175 | 5019.9658 | 748.7213 | -281.2714 | 3242.5757 | 2366.6021 | 1411.6552 | 1077.3131 | -1176.3666 | -1366.0507 | 7234.3926 | 210.1043 | -321.0928 | 109.682
2030-03-09 | 15 | -18.0457 | -9.5201 | -47.7343 | -324.1821 | -1647.7935 | -597.1434 | -5922.5771 | -396.6488 | -628.0603 | -195.9972 | 2804.9934 | -84.7572 | 1.0126 | -136.4981 | 1724.9502 | -930.6334 | -1.6996 | 209.9994 | -598.5814 | -78.8978 | -492.2034 | 657.833 | 16.4471 | -14.6959 | 3968.1252 | -1475.771 | -247.6188 | -409.7832 | -58.3388 | 590.4453 | 538.1964 | 2294.2192 | -1120.6787 | 586.7018 | 8.6381 | 597.5403 | 2038.6437 | 126.8382 | 268.1108 | 450.1339 | -2601.1475 | 31.1124 | 4747.2988 | 1987.4347 | 5017.6396 | 547.8336 | -281.3174 | 3158.1323 | 2414.2815 | 1402.5046 | 343.4597 | -645.2545 | -1658.2942 | 6286.2783 | 210.1042 | -398.14 | 98.29
2030-03-09 | 16 | -31.2392 | -331.8473 | -54.8496 | -333.0479 | -1780.8425 | -314.5031 | -3513.0032 | -1094.6639 | -631.8037 | -187.2961 | 2807.7622 | -76.1527 | 1.0058 | -107.005 | 1763.7756 | -900.451 | 181.7549 | 209.9994 | -589.3374 | 279.9897 | -501.0034 | 762.7362 | 81.2257 | -6.3043 | 3901.2927 | -1315.2427 | -1101.1597 | -268.0895 | -39.3781 | 559.9881 | 144.3825 | 3087.9229 | -1672.2266 | 935.823 | 8.1235 | 419.895 | 2817.7139 | 149.2889 | 273.0758 | 450.1103 | -2611.6482 | 216.0669 | 4756.4385 | 2011.778 | 5016.1538 | 568.4618 | -281.3049 | 3284.2644 | 2446.3674 | 1444.4032 | 729.348 | -434.0112 | -1505.3878 | 4324.2295 | 210.1042 | -390.5373 | 41.112
2030-03-09 | 17 | -31.9466 | -34.2063 | -58.1684 | -386.3858 | -1563.2086 | -558.33 | -4542.8403 | -370.827 | -780.102 | -198.8504 | 2598.0588 | -102.2179 | 1.0077 | -99.6887 | 1761.7977 | -943.8264 | 120.0779 | 209.9994 | -565.8354 | 29.6398 | -479.5136 | 1029.1533 | 64.4987 | -14.6691 | 3793.946 | -1525.3264 | -303.8039 | -377.8672 | -53.5435 | 648.1696 | 487.6712 | 3426.6887 | -1325.2688 | 848.7344 | 8.1755 | 629.8731 | 3279.6672 | 261.627 | 375.3776 | 450.0126 | -2601.6235 | 152.5505 | 4759.6709 | 2004.9703 | 5015.8784 | 638.5508 | -281.6469 | 3444.9163 | 2210.5161 | 1424.8829 | 818.8731 | -537.9887 | -1524.6101 | 4632.0093 | 210.1042 | -384.904 | 67.8064
2030-03-09 | 18 | -18.0604 | -10.0444 | -49.9598 | -325.7359 | -1544.866 | -588.6711 | -5278.8022 | -218.2739 | -564.7345 | -130.7577 | 2800.2253 | 72.7295 | 1.0077 | 1.0007 | 1741.8838 | -1114.9576 | -48.7076 | 209.9994 | -558.1363 | 148.0199 | -514.9408 | 164.3647 | 70.9559 | -7.2832 | 3781.1082 | -1266.3114 | -1103.0226 | -370.3609 | -54.8893 | 636.5182 | 386.6222 | 1642.8617 | -1449.7881 | 639.4497 | 8.5002 | 472.938 | 1860.1492 | 330.1469 | 377.2198 | 450.0395 | -2565.2419 | 145.2116 | 4838.5347 | 2016.6019 | 5020.6812 | 661.1208 | -369.4938 | 3495.5505 | 1840.9862 | 1552.1143 | 1094.8678 | -562.3621 | -1439.0471 | 3912.5583 | 210.1042 | -386.3161 | 58.7969
2030-03-09 | 19 | -7.1929 | 307.3884 | -45.4714 | -310.6436 | -1384.355 | -812.5018 | -7071.4844 | 1.0001 | -420.4928 | -149.44 | 3481.6711 | 137.3547 | 515.9711 | -44.4308 | 1975.2576 | 236.0022 | 244.5129 | 209.9994 | -529.1738 | 143.6116 | -804.462 | -1616.8094 | 19.37 | -21.7063 | 3558.2837 | -1297.052 | -1652.4932 | -464.7037 | -72.1465 | 577.8773 | 691.9309 | 0.98596 | -1230.0704 | 268.5939 | 7.3682 | 845.4622 | 1422.7166 | 56.9961 | 0.99936 | 450.329 | -2456.9937 | 86.7688 | 5021.7065 | 1909.2429 | 5037.2593 | 369.1649 | -762.1439 | 3170.0708 | 959.782 | 1388.6382 | 987.9326 | -706.6774 | -1319.9034 | 2856.562 | 0.10423 | -331.0894 | 85.827
2030-03-09 | 20 | -12.5703 | 195.9421 | -48.7035 | -361.2218 | -1100.0173 | -743.0891 | -8684.6016 | 297.5393 | -1057.1179 | -161.2931 | 3992.8379 | 118.9028 | 428.3402 | 13.9456 | 2038.3455 | 374.0898 | 212.4435 | 209.9994 | -482.237 | 218.4146 | -748.2992 | 30.5616 | 50.6853 | -13.0805 | 3357.0051 | -1322.3147 | -1568.7635 | -438.4442 | -69.0321 | 635.9775 | 676.0959 | 0.98121 | -1213.1407 | 432.4338 | 7.1911 | 513.1248 | 2474.1177 | 125.0891 | 63.6738 | 450.309 | -2575.0435 | 118.1439 | 4977.2666 | 1905.7269 | 5035.8442 | 441.8922 | -731.023 | 3168.9116 | 890.7297 | 1397.3436 | 1421.226 | -1270.3322 | -1313.2321 | 2090.5361 | 0.10423 | -246.7563 | 165.3675
2030-03-09 | 21 | -13.645 | 312.796 | -51.2213 | -383.4315 | -1060.7 | -830.4459 | -9670.5293 | 622.2339 | -656.7877 | -154.784 | 3961.1287 | 105.34 | 360.1625 | -27.7798 | 1927.8474 | 176.0943 | 99.1524 | 209.9994 | -410.6499 | 264.9514 | -718.1656 | 397.1707 | 55.0903 | -33.6237 | 2810.6643 | -1504.7628 | -2141.1377 | -494.2927 | -77.3148 | 656.9715 | 603.9405 | 0.98845 | -1077.228 | 390.6329 | 7.2536 | 802.7148 | 2343.0417 | 216.7736 | 303.2071 | 450.0849 | -2565.1311 | 173.963 | 4646.2236 | 1878.6986 | 5028.1797 | 397.4636 | -561.6198 | 3375.2551 | 774.5807 | 1426.848 | 1547.1664 | -1561.1422 | -1290.8418 | 2796.3635 | 210.1043 | -218.545 | 105.8718
2030-03-09 | 22 | -14.4833 | 407.7483 | -51.2363 | -395.2487 | -1380.986 | -862.1287 | -9504.2197 | 0.99418 | -423.2515 | -144.0881 | 4028.2546 | 117.7929 | 454.3298 | 0.99931 | 1783.1077 | 99.1195 | 69.7244 | 209.9994 | -413.3667 | 407.0539 | -731.1727 | 445.5935 | 48.5546 | -56.3357 | 2680.97 | -1751.2537 | -2846.3899 | -513.7656 | -78.2661 | 578.5885 | 655.0236 | 239.7097 | -1089.7594 | 380.2335 | 6.5249 | 1138.0188 | 2029.6859 | 570.2919 | 962.6386 | 449.7109 | -2494.5713 | 287.8413 | 4265.4277 | 1948.1786 | 5018.2441 | 745.3041 | -357.3559 | 3203.698 | 1047.7347 | 1262.6194 | 878.5513 | -1155.2122 | -414.0628 | 3678.7305 | 210.1042 | -218.5859 | 102.9592
2030-03-09 | 23 | -12.4946 | 230.364 | -49.1801 | -370.3251 | -1258.9623 | -827.7036 | -9435.0977 | 267.4 | -2.8299 | -167.9567 | 3947.9392 | -26.5661 | 703.4828 | -124.4971 | 1656.627 | -367.1925 | -44.4071 | 209.9994 | -457.4812 | 446.7898 | -639.1556 | 546.9417 | 107.2843 | -24.3463 | 3006.6611 | -1672.4867 | -2643.4685 | -495.5303 | -68.4651 | 671.9225 | 541.3814 | 244.2233 | -1070.0463 | 323.4679 | 6.6151 | 390.4724 | 1868.149 | 520.6503 | 1012.3887 | 449.6869 | -2485.1055 | 418.89 | 4133.895 | 1965.7067 | 5009.8213 | 723.8148 | -281.7318 | 3325.7646 | 1377.6277 | 1461.1588 | 783.6993 | -1468.7449 | -861.2084 | 3928.7463 | 210.1043 | -289.2973 | 57.7362
2030-03-09 | 24 | -9.5901 | 1.0048 | -46.1105 | -306.0244 | -1204.3314 | -668.5338 | -8845.7686 | 120.4293 | -2.8288 | -123.4444 | 3957.9634 | 32.2706 | 748.8719 | -160.5617 | 1494.6318 | -1240.5697 | -286.3415 | 209.9994 | -550.6755 | 463.3599 | -465.1884 | 514.8193 | 117.2256 | -13.1322 | 3680.6516 | -1355.9882 | -2396.9297 | -407.7665 | -61.9777 | 701.905 | 240.5241 | 229.8411 | -1279.9102 | 351.3472 | 6.9763 | 169.9736 | 1151.0546 | 139.4079 | 558.9825 | 449.9146 | -2505.8672 | 413.1621 | 3770.6851 | 1677.9491 | 5000.5396 | 60.5895 | -278.4979 | 3459.3313 | 1846.7323 | 1506.4348 | 711.0536 | -1561.8295 | -1387.0149 | 2639.9099 | 210.1043 | -248.8942 | 35.1089
2030-03-10 | 1 | -22.3227 | 15.4999 | -48.1779 | -346.7228 | -1168.2623 | -611.4268 | -7654.0527 | 0.99621 | 0.99908 | -115.2473 | 3852.7808 | -42.8134 | 631.0419 | -336.8058 | 1099.4617 | -1205.7443 | -59.2294 | 209.9994 | -595.4341 | 438.8834 | -565.7683 | 786.6709 | 92.9383 | -14.6196 | 3874.7727 | -1559.6857 | -1987.9176 | -383.3296 | -53.8931 | 591.1358 | 438.0026 | 1586.5073 | -1124.6465 | 610.1594 | 8.9743 | 88.107 | 2508.625 | 273.7336 | 729.4109 | 449.6672 | -2427.2598 | 332.2195 | 3598.2593 | 1726.6393 | 4904.6421 | 254.7764 | -279.6847 | 3676.6235 | 2631.5125 | 1548.8451 | -17.1586 | -1142.8927 | -1958.1957 | 2684.5576 | 210.1042 | -310.98 | 61.2382
2030-03-10 | 2 | -13.1421 | 926.7979 | -45.617 | -359.4623 | -523.9049 | -1128.7474 | -9836.5098 | 1653.8486 | 931.164 | -114.152 | 3032.9568 | -84.4846 | 532.4494 | -454.6729 | 864.6799 | -755.4972 | -122.2801 | 209.9994 | -567.8677 | -65.8257 | -199.1245 | 403.8439 | 4.5979 | -37.1603 | 3908.2759 | -1768.6615 | -496.5139 | -567.8699 | -98.8426 | 622.6931 | 510.2634 | 589.0353 | -673.9052 | 220.6508 | 8.7979 | 432.6052 | 708.6165 | 1.0015 | 850.8522 | 167.6671 | -2323.6738 | 154.5246 | 3136.3232 | 1523.9623 | 4881.8442 | -4.3871 | -277.4038 | 3559.9065 | 2459.8325 | 898.1957 | -428.6668 | -2364.4521 | -183.4966 | 1468.8442 | 210.1043 | -56.8582 | 45.9465
2030-03-10 | 3 | -5.9397 | 1124.7399 | -39.6037 | -329.4411 | -277.1353 | -1177.719 | -11080.752 | 2417.4968 | 1599.3291 | -126.5869 | 1.0004 | -107.8177 | 377.6657 | -457.7199 | 914.0354 | -774.4598 | -142.6711 | 209.9994 | -301.0874 | -59.9821 | -208.3329 | 584.7367 | 1.0048 | -9.0363 | 2083.6438 | -1572.678 | -761.1147 | -561.9113 | -95.7253 | 657.9492 | 1007.1076 | 0.98441 | -718.2785 | 153.4525 | 7.784 | -394.3867 | -618.5815 | 1.0014 | 725.2092 | 449.0177 | -2264.9954 | 209.5166 | 2546.3787 | 1261.9727 | 4296.8848 | -112.605 | -276.7603 | 3038.9031 | 1159.4794 | 885.7074 | -307.4327 | -2235.3853 | 75.446 | -336.3755 | 210.1042 | -24.2369 | 64.4231
2030-03-10 | 4 | -9.0076 | 814.119 | -43.2331 | -330.0203 | -475.874 | -1130.4417 | -9785.2627 | 1919.7906 | 2077.801 | -118.1948 | 0.98903 | -132.3494 | 285.5633 | -508.4808 | 728.7988 | -728.5558 | -65.4957 | 209.9994 | -351.6219 | 19.2163 | -202.2548 | -55.5988 | -9.7683 | -16.0188 | 2453.9138 | -1668.842 | -1524.5601 | -569.6193 | -86.9933 | 574.5995 | 1091.4376 | 1.1948 | -778.0195 | 144.6707 | 6.733 | -670.3419 | 109.4866 | 1.0002 | 898.9158 | 254.4925 | -2241.5703 | 177.053 | 2525.7551 | 1310.4622 | 4379.6465 | -3.1069 | -276.8 | 3111.5916 | 1356.1332 | 777.6387 | -576.4449 | -1818.0793 | 255.0424 | 132.1052 | 210.1043 | -28.6933 | 79.814
2030-03-10 | 5 | -27.0167 | 301.1614 | -48.3508 | -359.5914 | -706.8309 | -836.9824 | -8460.0615 | 1304.0817 | 2201.3669 | -123.3904 | 1.0036 | -161.1817 | 1.0089 | -543.0967 | 651.7935 | -881.5871 | 122.0916 | 209.9994 | -379.6616 | -1.3136 | -135.9716 | 541.6281 | 45.5887 | -20.4238 | 2742.4133 | -1731.2684 | -799.7814 | -482.2126 | -64.43 | 634.8739 | 1132.0331 | 1786.5321 | -834.0995 | 626.4225 | 7.7692 | -584.5266 | 2265.5447 | 1.0018 | 759.67 | 374.1092 | -2270.0269 | 295.7329 | 2487.604 | 1182.6814 | 4203.769 | -2.9962 | -276.7672 | 3211.1868 | 1370.5234 | 878.4602 | -456.9985 | -1661.0468 | 102.2565 | 1238.2817 | 210.1043 | -42.6472 | 74.7014
2030-03-10 | 6 | -32.355 | 282.2175 | -49.6821 | -350.364 | -644.1062 | -810.7782 | -8604.9863 | 1469.3517 | 2068.6394 | -120.5831 | 1.0104 | -195.0063 | 1.0045 | -579.5165 | 510.8627 | -1155.1388 | 132.5382 | 209.9994 | -301.4524 | -107.6275 | -6.4114 | 470.8205 | 75.6879 | -40.7307 | 2392.7322 | -1779.2135 | -82.4878 | -454.9411 | -58.768 | 749.1268 | 1036.6293 | 2386.6255 | -870.5131 | 764.1952 | 7.3239 | -454.8115 | 2148.5308 | 241.8475 | 646.738 | 449.007 | -2272.6968 | 363.3607 | 2579.6165 | 737.8066 | 4178.0161 | -2.7059 | -274.777 | 2969.0737 | 611.8303 | 845.4631 | -325.4371 | -1923.5387 | 166.5962 | 2654.6848 | 210.1043 | -17.5705 | 83.4472
2030-03-10 | 7 | -26.9151 | 580.3707 | -48.2313 | -386.2478 | -382.2384 | -1062.4963 | -9416.3145 | 2092.2837 | 1559.762 | -127.2793 | 1.0021 | -186.9322 | 1.0211 | -551.1094 | 610.0958 | -1392.5728 | 17.9108 | 209.9994 | -173.2617 | -194.8613 | -34.4744 | 190.0331 | 87.6516 | -60.4084 | 1449.9607 | -1762.9834 | 46.1311 | -546.5671 | -67.949 | 831.8821 | 1313.6909 | 1613.8115 | -676.192 | 551.0359 | 7.408 | -228.0565 | 1526.0298 | -5.7048 | 1155.2473 | 1.0009 | -2310.7556 | 405.2144 | 2653.8655 | 823.3276 | 4716.7124 | -3.356 | -276.7388 | 3492.1401 | 1028.9468 | 904.4202 | -75.8144 | -2355.7244 | 51.8471 | 7052.5542 | 210.1043 | -10.8741 | 92.0338
2030-03-10 | 8 | -35.7985 | 605.8006 | -53.5146 | -488.7924 | -90.1116 | -1029.2673 | -10004.1572 | 2534.7727 | 318.4786 | -141.2132 | 231.1622 | -138.6455 | 0.99838 | -494.8996 | 921.3241 | -1099.3341 | -104.0628 | 209.9994 | -91.4541 | -57.4752 | -172.9024 | 491.4402 | 161.2461 | -52.963 | 703.7626 | -1994.8473 | 9.6443 | -596.2493 | -82.6021 | 965.1887 | 1543.8119 | 1601.8719 | -457.5149 | 572.7563 | 7.9372 | -320.4432 | 2747.3916 | -81.0835 | 1097.4093 | 1 | -2426.5559 | 647.1398 | 2955.8467 | 1372.5197 | 4958.3496 | -3.6147 | -277.4742 | 3140.4822 | 1328.8857 | 1163.3666 | 926.4896 | -3167.7595 | -645.0684 | 9147.0908 | 210.1043 | 19.5304 | 152.4986
2030-03-10 | 9 | -44.3397 | 198.9814 | -61.4753 | -572.157 | 261.744 | -841.5408 | -10500.2861 | 2810.9746 | -1302.3706 | -155.8153 | 3495.6367 | -97.4692 | 914.0515 | -389.9586 | 1293.9012 | -1411.8441 | -30.3969 | 209.9994 | -354.2999 | 229.5967 | -480.6287 | 18.3529 | 300.7634 | -4.9324 | 2732.4392 | -1945.1163 | -1013.3647 | -539.3871 | -66.1058 | 1158.2397 | 1511.2997 | 2621.0994 | -995.6271 | 885.2901 | 6.4607 | -800.4848 | 3663.0791 | -288.9878 | 711.3257 | 354.7009 | -2584.7903 | 1065.6553 | 3429.7375 | 1521.7134 | 4984.1567 | -4.4262 | -276.9849 | 2594.2561 | 1188.788 | 1396.1636 | 2494.8633 | -4560.6108 | -1260.2334 | 9424.6865 | 210.1043 | 98.6192 | 119.7981
2030-03-10 | 10 | -29.1893 | 239.4839 | -62.2206 | -453.7718 | 722.7108 | -1173.1727 | -12280.0156 | 3593.22 | -2519.8975 | -189.5219 | 2542.5591 | -134.5024 | 12.9221 | -290.0436 | 1581.0486 | -1445.723 | -268.3351 | 209.9994 | -258.2035 | 249.2835 | -396.5112 | -393.0329 | 352.2206 | -1.0762 | 2138.0029 | -1772.8142 | -2037.6678 | -609.3622 | -63.1691 | 1338.7974 | 1425.3016 | 435.1052 | -1253.6573 | 348.6081 | 3.313 | -1201.2377 | 831.1535 | 1.0016 | 461.4365 | 449.4888 | -2591.0144 | 1281.8149 | 3789.5095 | 1452.942 | 5000.4316 | 0.99915 | -390.8146 | 2386.5356 | 1190.7828 | 1449.0769 | 2917.8909 | -5386.0889 | -2059.4399 | 8801.1357 | 210.1042 | 42.8935 | 155.9865
2030-03-10 | 11 | -23.0953 | 536.8361 | -59.3602 | -462.1332 | 1009.3984 | -1428.1124 | -14126.8613 | 3999.2495 | -3386.7656 | -178.9744 | 2314.3936 | -115.287 | 1.0162 | -268.5224 | 1618.2806 | -1679.944 | -336.1526 | 209.9994 | -278.7257 | 473.5722 | -526.5898 | -717.4376 | 351.4745 | 11.5228 | 2276.5574 | -1694.3864 | -2922.6821 | -705.705 | -71.1234 | 1301.8801 | 1460.3882 | 0.98715 | -1369.5172 | 258.6199 | 2.8825 | -1338.3859 | -244.779 | -7.0429 | 393.873 | 449.5634 | -2572.2476 | 1348.8024 | 3926.0742 | 1414.1304 | 5014.5894 | 1.0083 | -638.7234 | 1987.8779 | 864.8467 | 1437.277 | 3133.2617 | -5723.9814 | -1800.9246 | 6913.0986 | 210.1042 | 81.4177 | 59.9022
2030-03-10 | 12 | -23.7698 | 488.5188 | -63.5531 | -336.2072 | 981.1535 | -1625.3918 | -14732.8438 | 3915.3215 | -3277.0818 | -168.5594 | 2883.4058 | -96.4966 | 448.6658 | -261.4693 | 1618.9786 | -1966.7875 | -369.9942 | 209.9994 | -371.9998 | 477.3442 | -622.1524 | -2401.0859 | 311.6342 | 28.0286 | 2873.1777 | -1710.2003 | -3170.9705 | -748.5418 | -72.1862 | 1192.184 | 1434.8258 | 0.99147 | -1406.9821 | 58.3423 | 1.9945 | -1450.2559 | -1828.1887 | -7.1582 | 333.9751 | 449.5816 | -2594.0203 | 1298.3115 | 4024.0171 | 1511.4211 | 5025.7114 | 1.0138 | -749.6801 | 1834.488 | 942.5333 | 1461.4879 | 3322.6619 | -5463.1665 | -1549.4153 | 5998.3315 | 210.1043 | 65.6331 | 58.0018
2030-03-10 | 13 | -24.4451 | 500.2437 | -62.6764 | -334.8591 | 623.1207 | -1608.9683 | -14250.5195 | 3409.7197 | -2547.7065 | -184.0081 | 2778.6165 | -144.0127 | 476.5561 | -135.1066 | 1598.72 | -1925.4866 | -319.3978 | 209.9994 | -451.33 | 539.692 | -778.0836 | -4215.7993 | 294.4085 | 43.6407 | 3222.0374 | -1739.5017 | -3625.8782 | -739.7057 | -68.7042 | 1106.8923 | 1500.748 | 0.99712 | -1509.3972 | 146.2838 | 0.6472 | -1500.5507 | -1831.8188 | -150.6873 | 236.6158 | 449.6313 | -2595.2236 | 1245.1681 | 4125.938 | 1495.066 | 5026.292 | 1.0278 | -753.5013 | 1961.9055 | 806.1971 | 1509.9001 | 3445.4988 | -4789.5181 | -1324.8842 | 6706.3506 | 210.1043 | 30.7209 | 22.995
2030-03-10 | 14 | -24.2555 | 742.2177 | -61.3782 | -325.8344 | 483.4254 | -1624.0372 | -14082.2246 | 3355.4827 | -2971.6526 | -196.5877 | 2603.0625 | -171.1535 | 286.0466 | -159.8167 | 1616.1091 | -1794.4679 | -243.4852 | 209.9994 | -481.6428 | 555.9714 | -862.2023 | -5023.6211 | 248.0925 | 46.5409 | 3298.4404 | -1757.8306 | -3940.5857 | -748.1659 | -76.5771 | 1029.2886 | 1389.1447 | 3.3781 | -1505.381 | 159.6113 | 0.67311 | -967.3298 | -1839.4697 | -62.3315 | 318.5053 | 449.5641 | -2590.0908 | 1118.1302 | 4047.0574 | 1444.6949 | 5026.4741 | 1.0018 | -754.1957 | 1830.3074 | 994.5237 | 1510.6608 | 3633.0608 | -4704.2949 | -1738.6973 | 6079.7974 | 210.1042 | 38.0026 | -56.6354
2030-03-10 | 15 | -23.8102 | 866.0161 | -60.9263 | -356.089 | 526.9808 | -1679.2793 | -14675.6768 | 3607.8167 | -3473.791 | -182.5875 | 2933.6587 | -137.624 | 443.0075 | -263.4856 | 1666.9235 | -1922.7516 | -242.79 | 209.9994 | -474.5208 | 621.8903 | -802.2996 | -5137.187 | 252.8579 | 42.7449 | 3228.9741 | -1808.7814 | -3833.6265 | -779.0271 | -79.4101 | 1074.24 | 1449.9493 | 3.3301 | -1395.4293 | 91.1184 | 0.66314 | -918.6552 | -1936.8105 | -7.2379 | 150.6607 | 449.6859 | -2588.6641 | 1034.0527 | 4197.8501 | 1522.9033 | 5026.04 | 1.0143 | -753.9679 | 1871.5601 | 1063.656 | 1562.9808 | 3398.4766 | -4683.8691 | -2337.0161 | 4294.1914 | 210.1043 | -21.7616 | 35.1441
2030-03-10 | 16 | -22.4173 | 753.8865 | -55.3478 | -443.9237 | 345.2464 | -1490.6707 | -14288.0322 | 3276.6279 | -3489.7605 | -178.9406 | 3206.2546 | -121.8403 | 549.8232 | -252.7599 | 1695.3331 | -1864.3337 | -230.2018 | 209.9994 | -477.4963 | 667.5126 | -875.6454 | -5266.9248 | 257.4508 | 41.756 | 3219.4224 | -1879.3159 | -3816.4978 | -749.0865 | -72.9815 | 1049.4362 | 1366.0161 | 495.8886 | -1274.2439 | 206.7144 | 1.1011 | -769.7464 | -625.6216 | -16.8589 | 127.8187 | 449.6798 | -2599.5767 | 1047.4879 | 4222.6938 | 1628.2998 | 5025.8091 | 1.0177 | -751.6104 | 2058.6736 | 1016.8813 | 1614.6064 | 3036.353 | -4409.6841 | -2410.239 | 3307.1309 | 210.1043 | -69.5071 | 250.5449
2030-03-10 | 17 | -21.6937 | 1382.7511 | -55.4523 | -473.6123 | 288.687 | -1760.7101 | -14489.6699 | 3081.9719 | -3880.5991 | -148.652 | 2601.6257 | -46.4452 | 1.012 | -138.0763 | 1681.2119 | -2101.1443 | -159.8147 | 209.9994 | -390.4853 | 560.494 | -1087.604 | -5041.6152 | 115.9259 | 7.6713 | 2264.478 | -2152.8591 | -2985.7075 | -857.5869 | -94.8987 | 785.6655 | 1767.9666 | 612.2214 | -600.6021 | 0.99963 | 3.5448 | -168.2926 | -1232.1061 | -6.8371 | 94.0742 | 449.6912 | -2525.5579 | 556.2961 | 4278.5371 | 1109.7794 | 5028.2568 | 1.0094 | -773.4734 | 2477.5264 | 170.0914 | 1677.3806 | 2583.0977 | -3640.8989 | -3027.0181 | 2895.6746 | 210.1043 | -175.5789 | 133.5542
2030-03-10 | 18 | -12.1733 | 1028.3275 | -58.7539 | -483.0486 | -132.0029 | -1631.1514 | -13803.749 | 2533.9409 | -2588.0149 | -126.9194 | 3811.0615 | 90.6383 | 293.1332 | 232.5078 | 1807.7202 | -2128.5229 | -247.1883 | 209.9994 | -452.3097 | 463.4503 | -1204.6758 | -4722.4424 | 56.2681 | 8.9759 | 2653.6821 | -2338.0022 | -2508.7583 | -834.8718 | -86.7388 | 685.6666 | 1681.4102 | 4.0664 | -430.3563 | -183.3435 | 4.313 | -7.3673 | -2228.9431 | -6.7886 | -2.5604 | 449.7439 | -2494.1699 | 334.5996 | 4973.6953 | 1935.751 | 5029.8076 | 538.6547 | -792.4471 | 2594.2166 | 718.9227 | 1627.4922 | 1886.0267 | -2858.3081 | -2791.8884 | 3712.0637 | 0.10423 | -226.8596 | 57.0413
2030-03-10 | 19 | 11.6895 | 1190.6445 | -49.0618 | -420.6465 | -501.8534 | -1615.2375 | -13373.9346 | 2119.7832 | -977.6652 | -127.7479 | 3927.4141 | 142.7382 | 433.0797 | 265.0613 | 2004.0193 | -306.7841 | -52.5556 | 209.9994 | -412.6498 | 348.7678 | -1114.766 | -5046.6812 | -101.5158 | 16.7124 | 2262.7708 | -1674.0087 | -2559.6721 | -822.3603 | -106.9941 | 402.9943 | 1147.3381 | -2069.6702 | -686.3926 | -672.1292 | 3.5903 | 1.0031 | -3370.8269 | 24.7741 | 1.0025 | 449.7729 | -2446.98 | -167.5022 | 5318.5454 | 2048.0432 | 5039.8154 | 751.8899 | -892.8697 | 2480.6318 | 379.8252 | 1302.1313 | 709.6786 | -1599.9333 | -1567.5845 | 958.6199 | 0.10423 | -287.8671 | 127.2224
2030-03-10 | 20 | 23.9033 | 801.9547 | -45.4264 | -371.2065 | -397.2961 | -1452.7155 | -13439.7754 | 2178.5056 | -1806.2451 | -112.5714 | 3905.3127 | 194.9995 | 440.8806 | 339.3822 | 2082.7166 | -49.5459 | -358.5951 | 209.9994 | -409.406 | 511.3355 | -1229.7297 | -5227.3452 | -42.8505 | 19.3387 | 2233.208 | -1268.5142 | -2910.4514 | -744.2668 | -95.7356 | 478.003 | 632.1656 | -3462.9233 | -1135.1978 | -825.1791 | 2.2239 | 1.0047 | -3854.209 | 133.8763 | 141.9527 | 450.1622 | -2387.2397 | 18.352 | 5311.0596 | 2094.6848 | 5039.1357 | 885.5101 | -874.7505 | 2530.6389 | 424.6914 | 1325.9038 | 1691.1407 | -2064.6206 | -1337.8005 | 2785.8325 | 0.10423 | -188.4296 | 82.0071
2030-03-10 | 21 | 28.6066 | 734.7158 | -45.5823 | -373.3533 | -455.6473 | -1468.2947 | -13620.3252 | 2090.1196 | -1410.5646 | -112.5502 | 3893.6453 | 194.9995 | 461.6401 | 408.7209 | 2090.4473 | 85.5945 | -705.5891 | 209.9994 | -446.5777 | 582.3257 | -1295.3376 | -5523.7061 | -1.3431 | 23.779 | 2350.439 | -1205.7806 | -2885.7334 | -782.6158 | -92.5392 | 544.5798 | 544.7526 | -4548.0532 | -1107.6427 | -949.6846 | 2.179 | -95.5119 | -3474.4812 | 1.0018 | 175.0289 | 450.2868 | -2433.2129 | 156.4918 | 5229.0073 | 2126.2468 | 5035.6934 | 871.9073 | -756.5924 | 2531.6831 | 383.0995 | 1477.8229 | 2304.3325 | -2466.5798 | -1550.3142 | 6564.6924 | 0.10423 | -134.3788 | -24.8095
2030-03-10 | 22 | 31.0194 | 787.408 | -41.3932 | -371.4146 | -625.5222 | -1434.0861 | -13562.3066 | 1879.7319 | -737.5529 | -83.7879 | 3818.5166 | 195.0004 | 38.2838 | 360.5042 | 1741.4354 | 39.0034 | -927.7794 | 209.9994 | -395.835 | 470.112 | -1161.6964 | -5790.835 | -61.2576 | 10.0888 | 1876.4647 | -1243.551 | -2528.6934 | -783.1429 | -96.2151 | 469.3932 | 388.742 | -4360.0024 | -1017.3045 | -971.3672 | 1.8082 | 53.2763 | -3593.1531 | 347.2486 | 591.4129 | 449.8321 | -2571.6992 | -2.2589 | 5039.9243 | 2248.8301 | 5023.1641 | 1200.1105 | -470.6377 | 2878.8057 | 1112.7601 | 1370.204 | 1725.413 | -2009.5138 | -1836.5161 | 4567.5913 | 210.1042 | -151.8256 | -75.0497
2030-03-10 | 23 | 11.5489 | 1571.1154 | -48.6115 | -579.3999 | -303.884 | -1893.2971 | -14279.4678 | 2555.8933 | -185.444 | -100.7734 | 3785.333 | 143.0542 | 498.6166 | 424.8597 | 1808.3318 | -290.1037 | -1042.5173 | 209.9994 | -354.9892 | 322.0775 | -862.1353 | -5386.8652 | -48.9559 | -14.5683 | 1774.7936 | -2261.1047 | -2347.604 | -960.5772 | -111.9777 | 563.0725 | 620.1275 | -2200.6223 | -671.8145 | -737.8994 | 0.81947 | 584.2613 | -2534.9453 | 227.5499 | 1009.1456 | 449.5964 | -2421.2471 | 182.1086 | 3924.0498 | 2021.6949 | 5011.833 | 651.2433 | -281.412 | 2708.8879 | 1001.3459 | 977.0826 | 1324.3125 | -2600.0168 | -79.6799 | 6022.8457 | 210.1043 | -30.8584 | -208.5821
2030-03-10 | 24 | -13.9994 | 1492.3153 | -44.3043 | -478.5227 | -312.7502 | -1845.7186 | -14367.0645 | 2849.2529 | 0.99642 | -58.9253 | 3701.8435 | 122.4642 | 1949.6315 | 43.2546 | 1518.6469 | -1302.9254 | -975.2141 | 209.9994 | -334.7568 | 285.5043 | -766.363 | -5326.522 | 4.0267 | -36.0114 | 1754.0159 | -2283.2891 | -2089.7693 | -920.8413 | -115.9233 | 660.7665 | 823.1539 | 6.1604 | -480.0793 | -181.4797 | 0.77647 | 1119.2557 | -1243.8457 | -576.251 | 470.8373 | 381.0206 | -2354.9619 | 389.0629 | 3577.0769 | 1749.0156 | 4991.2617 | -4.1523 | -276.6786 | 2735.2927 | 552.0016 | 1026.8275 | 1100.0724 | -2965.3289 | 0.97061 | 4347.6191 | 210.1043 | -31.2805 | -133.3551
2030-03-11 | 1 | -19.4911 | 1758.8704 | -43.604 | -349.5328 | -32.138 | -2087.0417 | -14690.6904 | 3388.5371 | 710.5666 | -86.6935 | 3843.835 | 24.0314 | 1953.0966 | -203.9049 | 1294.829 | -1048.7734 | -956.6677 | 209.9994 | -135.676 | -90.1937 | -541.5127 | -4774.7393 | -82.6936 | -47.6281 | 334.7097 | -2227.9409 | -351.4848 | -963.9871 | -110.3314 | 563.6865 | 1421.7408 | 5.4881 | -201.8913 | -350.0515 | 0.97062 | -51.3925 | -1876.106 | -500.5518 | 459.3989 | 1.0016 | -2297.4924 | 87.9742 | 3145.4907 | 1728.4944 | 4641.0879 | -18.3483 | -275.1166 | 2845.6763 | 909.7648 | 972.3434 | 215.1901 | -1864.88 | -0.15524 | 1119.2374 | 210.1042 | -83.1088 | 47.7791
2030-03-11 | 2 | -25.788 | 1708.0908 | -55.3307 | -460.8378 | -84.3195 | -1765.7908 | -12898.3086 | 3055.3855 | 1883.311 | -94.7682 | 3880.9812 | -29.2914 | 1764.6287 | -313.3474 | 1102.1805 | -1015.8533 | -574.9709 | 209.9994 | -105.6684 | -130.4804 | -450.5054 | -4618.001 | -113.9051 | -55.9063 | 168.4583 | -2146.2827 | 160.0666 | -868.4153 | -112.8483 | 477.6607 | 1550.8691 | 471.9197 | -59.98 | 1.0105 | 2.5063 | 294.5378 | -212.2681 | -293.305 | 663.528 | 1.002 | -2270.5757 | 1.4061 | 2933.5762 | 1727.5522 | 4562.2886 | -3.97 | -276.3901 | 3039.8965 | 975.8958 | 857.8615 | -49.2893 | -2059.2195 | 261.3753 | -1858.1375 | 210.1043 | -65.0251 | 197.7599
2030-03-11 | 3 | -31.7623 | 1239.3068 | -40.4405 | -447.8029 | -547.7643 | -1366.7318 | -10929.9707 | 1917.6647 | 2140.6172 | -121.769 | 3886.4719 | -112.2688 | 1305.2173 | -395.5112 | 1012.5544 | -1148.545 | -263.8314 | 209.9994 | -119.1823 | -58.918 | -518.9648 | -4746.1895 | -108.0813 | -58.9641 | 350.7136 | -2268.1074 | 8.6443 | -763.9231 | -93.3135 | 412.9398 | 1642.3457 | 1961.6589 | -40.8838 | 393.7667 | 3.0182 | 241.3968 | 1653.8413 | -62.3029 | 743.7495 | 1.0015 | -2285.1594 | -37.3196 | 2685.7463 | 1702.0417 | 4402.8071 | -4.0015 | -276.2804 | 3117.6082 | 1023.8794 | 891.0566 | -535.0585 | -1540.7639 | 69.7736 | -2237.8689 | 210.1043 | -103.4097 | 191.7205
2030-03-11 | 4 | -38.8903 | 946.4312 | -41.0024 | -450.9034 | -615.4977 | -1172.8352 | -10186.2266 | 1690.4929 | 2240.0256 | -114.5181 | 3875.3113 | -127.8081 | 1300.1237 | -480.9075 | 826.6189 | -1277.3397 | -88.2233 | 209.9994 | -99.2227 | -131.6757 | -439.4338 | -4239.9287 | -90.0608 | -77.7435 | 219.2378 | -2278.0444 | 589.0938 | -695.6501 | -84.4017 | 464.2585 | 1636.1394 | 2687.9775 | 25.8881 | 641.8156 | 3.5064 | 475.5541 | 2598.6941 | -16.9772 | 692.301 | 1.0015 | -2261.0857 | 5.2785 | 2688.3469 | 1743.219 | 4318.7646 | -4.0877 | -277.2099 | 3073.6252 | 865.908 | 817.7937 | -80.4141 | -1611.8727 | 338.5099 | -641.1725 | 210.1042 | -68.6893 | 208.9107
2030-03-11 | 5 | -41.4207 | 981.6589 | -39.7321 | -463.0887 | -313.1154 | -1103.7002 | -10936.0566 | 2315.7266 | 2185.0339 | -82.0018 | 3851.45 | -89.4302 | 1945.1118 | -513.7491 | 671.4149 | -1607.8849 | -148.7812 | 209.9994 | -83.2966 | -221.2146 | -328.9231 | -3823.5693 | -79.1292 | -95.3613 | 186.9748 | -2285.3091 | 834.1089 | -676.9196 | -91.1501 | 552.9145 | 1551.1074 | 2656.6855 | 1.4159 | 754.1465 | 2.9431 | 608.9254 | 2455.1423 | -416.9085 | 481.3935 | 1.0028 | -2258.009 | 50.0308 | 2858.8093 | 1720.8368 | 4261.0195 | -3.8913 | -277.0971 | 3024.085 | 555.7771 | 743.6265 | 306.0982 | -2089.6606 | 506.6093 | -2553.666 | 210.1043 | -21.3009 | 197.0307
2030-03-11 | 6 | -40.1372 | 958.087 | -49.6014 | -417.6492 | 8.5482 | -1416.1356 | -12129.6396 | 3000.4561 | 1093.0147 | -159.4423 | 3797.6978 | 41.8525 | 1896.5072 | -431.5422 | 890.6835 | -1569.3843 | -287.2541 | 209.9994 | -100.6232 | -259.2207 | -476.8029 | -3687.0059 | -22.337 | -80.0422 | 353.0858 | -2237.272 | 773.1134 | -734.2589 | -88.8603 | 727.7639 | 1726.7776 | 2082.4498 | -87.3093 | 527.9912 | 1.7321 | 352.3727 | 1332.5206 | -547.9728 | 323.4374 | 1.0025 | -2346.5288 | 300.9259 | 3088.4836 | 1617.0705 | 4296.1064 | -3.6828 | -533.6954 | 2679.4512 | -438.538 | 832.4366 | 923.6939 | -2533.5073 | 210.6297 | 1457.6941 | 210.1043 | 20.3913 | 214.8034
2030-03-11 | 7 | -38.8538 | 934.5152 | -59.4707 | -372.2097 | 330.2119 | -1728.571 | -13323.2227 | 3685.1855 | 0.99542 | -236.8827 | 3743.9456 | 173.1352 | 1847.9026 | -349.3353 | 1109.952 | -1530.8837 | -425.7271 | 209.9994 | -117.9498 | -297.2269 | -624.6826 | -3550.4424 | 34.4552 | -64.7232 | 519.1968 | -2189.2349 | 712.1179 | -791.5981 | -86.5705 | 902.6133 | 1902.4479 | 1508.2141 | -176.0345 | 301.8359 | 0.5212 | 95.82 | 209.8988 | -679.0372 | 165.4814 | 1.0021 | -2435.0486 | 551.8209 | 3318.158 | 1513.3042 | 4331.1934 | -3.4742 | -790.2938 | 2334.8174 | -1432.8531 | 921.2468 | 1541.2896 | -2977.354 | -85.3499 | 5469.0542 | 210.1043 | 62.0834 | 142.508
2030-03-11 | 8 | -44.2948 | 598.6641 | -66.6184 | -432.1054 | 17.9955 | -1627.7119 | -12672.9219 | 3172.8918 | -2.8214 | -196.4713 | 3825.8857 | 35.7235 | 1622.1476 | 1.0014 | 1636.9176 | -1505.2196 | -438.3496 | 209.9994 | -107.9469 | -469.0037 | -621.457 | -2228.6917 | 17.2704 | -57.7491 | 507.2221 | -2228.0657 | 1074.5443 | -762.9605 | -68.5396 | 939.4219 | 2384.6926 | 1606.5837 | -46.3132 | 327.0675 | 0.65775 | -480.9771 | 137.003 | -382.673 | -202.8517 | 449.778 | -2403.8447 | 356.0511 | 4565.6685 | 1473.1908 | 5033.4858 | 1.0238 | -579.6311 | 1944.2732 | -1738.7148 | 746.7071 | 546.4485 | -2676.0171 | -560.4561 | 9561.46 | 210.1042 | -76.5993 | 160.851
2030-03-11 | 9 | -45.9173 | 130.7271 | -47.3957 | -563.444 | -221.6961 | -1146.6661 | -12194.4199 | 2313.9753 | -2.6615 | -144.0863 | 3827.4221 | 20.8402 | 1571.6815 | 1.0008 | 1952.8619 | -1899.4806 | -311.2851 | 209.9994 | -220.4151 | -140.8169 | -778.6464 | -1805.0947 | 123.5228 | -36.3453 | 1837.5769 | -2273.6746 | 649.1157 | -666.6756 | -37.6079 | 1003.4941 | 2480.417 | 3116.144 | -168.5898 | 725.9944 | 0.72453 | -921.5151 | 2682.6853 | -311.7975 | -165.9622 | 449.6169 | -2468.2241 | 599.3246 | 4576.5659 | 1440.8429 | 5036.7896 | -3.6133 | -1054.3752 | 1504.3036 | -2012.4022 | 1179.0924 | 2128.4956 | -2806.656 | -1185.1814 | 11372.7705 | 210.1042 | -54.3643 | 165.3279
2030-03-11 | 10 | -54.9328 | 283.9042 | -63.8948 | -611.4697 | -184.9157 | -1161.1478 | -11592.6025 | 2145.9617 | -2.6214 | -125.5927 | 3817.6565 | 11.9787 | 1587.3293 | 66.1359 | 1664.0366 | -1901.6976 | -358.0611 | 209.9994 | -220.7619 | -135.411 | -725.452 | -1794.616 | 96.4979 | -43.0885 | 1820.6667 | -2227.8298 | 652.8132 | -652.3532 | -40.1454 | 941.7275 | 2432.3198 | 2602.1292 | -226.8819 | 746.5015 | 0.75337 | -907.9307 | 4039.8093 | -348.9628 | -224.995 | 449.5404 | -2406.8337 | 471.1586 | 4500.8784 | 1417.5508 | 5061.4678 | -3.1966 | -1190.396 | 878.775 | -2226.1855 | 1096.0535 | 1692.0354 | -2414.6704 | -1050.7584 | 11670.998 | 210.1042 | -69.316 | 131.9755
2030-03-11 | 11 | -58.9785 | 52.7579 | -49.8017 | -621.7651 | -257.7465 | -947.992 | -11181.9854 | 1864.0905 | -2.7229 | -142.5878 | 3813.0422 | -5.0328 | 1682.099 | -147.369 | 1931.6359 | -2295.6194 | -296.4009 | 209.9994 | -218.1985 | -81.1339 | -716.7347 | -1745.4561 | 141.6094 | -59.2341 | 1880.0432 | -2244.0774 | 507.0038 | -599.1967 | -29.3642 | 948.4188 | 2370.1926 | 3489.1941 | -367.0088 | 968.5514 | 0.74174 | -787.2121 | 4821.2339 | -409.9893 | -286.2874 | 449.5577 | -2338.5911 | 512.8393 | 4457.6616 | 1403.1754 | 5068.7251 | 1.0076 | -1316.4272 | 361.2737 | -2682.7495 | 1099.8396 | 1585.9075 | -2402.5911 | -1037.8387 | 11975.7637 | 210.1042 | -78.3036 | 109.7946
2030-03-11 | 12 | -64.1616 | -168.5004 | -56.5489 | -640.532 | -394.8132 | -776.231 | -10602.1729 | 1407.3671 | -2.8259 | -135.0995 | 3831.4509 | -5.0285 | 1675.7946 | -15.7013 | 1808.8153 | -2467.3018 | -229.0661 | 209.9994 | -197.1265 | 61.746 | -825.0134 | -1792.9083 | 173.1523 | -61.4348 | 1889.0493 | -2302.4688 | 101.0381 | -563.2999 | -18.5926 | 968.5593 | 2304.3792 | 3909.2983 | -456.7733 | 1153.2356 | 0.73093 | -812.736 | 6247.0869 | -366.0347 | -253.4497 | 449.5421 | -2207.7268 | 669.6852 | 4437.2593 | 1386.9603 | 5070.5513 | 1.0138 | -1349.1086 | 516.1448 | -2421.5237 | 1170.7872 | 1676.1023 | -2279.5364 | -908.2441 | 12908.8438 | 210.1042 | -91.1831 | 112.1474
2030-03-11 | 13 | -75.232 | -404.6577 | -64.7568 | -759.0333 | -522.7609 | -509.0444 | -9794.5234 | 900.7971 | -68.2282 | -138.0255 | 3840.6392 | -2.4704 | 1704.2993 | -60.2698 | 1848.6282 | -2287.8481 | -199.7594 | 209.9994 | -211.5127 | 65.7732 | -749.7293 | -1426.0724 | 190.3203 | -66.7691 | 2160.0188 | -2339.9871 | 192.8636 | -502.3132 | -10.5324 | 1000.2892 | 2223.98 | 4943.2412 | -523.3268 | 1390.1519 | 0.72895 | -796.5804 | 8989.248 | -164.321 | -243.5228 | 449.6468 | -2206.1826 | 680.7942 | 4460.1855 | 1369.391 | 5070.7134 | 0.99789 | -1111.0859 | 378.8655 | -2636.4807 | 1071.5868 | 1729.7787 | -2182.8108 | -478.3626 | 13010.2012 | 210.1043 | -64.7915 | 126.1922
2030-03-11 | 14 | -77.2982 | -391.6728 | -65.0532 | -753.0183 | -520.7283 | -453.9013 | -9026.3252 | 572.4971 | -390.4794 | -140.3308 | 3911.4805 | 7.8836 | 1728.5878 | -173.6376 | 1921.4476 | -1958.4486 | -107.6057 | 209.9994 | -178.3496 | 109.7473 | -763.9379 | -1362.3116 | 163.9089 | -72.4993 | 2002.4432 | -2254.4597 | 54.5674 | -496.4749 | -12.7813 | 908.3124 | 2108.9568 | 4778.9932 | -611.0611 | 1460.1967 | 0.72195 | -759.4326 | 9565.5391 | -551.7972 | -364.7593 | 450.0844 | -2153.6506 | 617.3455 | 4679.6606 | 1338.8311 | 5070.999 | 95.7747 | -1340.5771 | 876.941 | -2303.697 | 952.918 | 1808.715 | -2502.4309 | -388.9561 | 11374.9209 | 210.1042 | -72.2093 | 161.5761
2030-03-11 | 15 | -73.1216 | -248.9104 | -64.7108 | -765.8577 | -486.3454 | -540.0453 | -9365.1738 | 676.087 | -848.247 | -145.9109 | 3868.6462 | -2.4883 | 1714.6349 | -171.4717 | 1935.6127 | -1873.274 | -106.6336 | 209.9994 | -150.7104 | 27.2677 | -709.3713 | -1316.7922 | 140.978 | -74.9545 | 1829.5015 | -2395.8149 | 74.1321 | -535.344 | -20.8221 | 926.91 | 2279.5186 | 4353.2593 | -453.1593 | 1376.6219 | 0.72904 | -640.9841 | 9691.2783 | -498.2676 | -207.3501 | 449.6182 | -2155.7239 | 579.6625 | 4396.4014 | 1383.4028 | 5070.7544 | 1.0389 | -1153.2333 | 851.3521 | -2673.2537 | 961.4698 | 1572.9639 | -2190.6416 | -407.2328 | 10980.9717 | 210.1043 | -64.8401 | 135.3896
2030-03-11 | 16 | -83.0591 | -602.6569 | -68.2019 | -736.7852 | -498.2374 | -367.5858 | -7821.8535 | 604.0269 | -1292.6138 | -144.0569 | 3848.5581 | -3.1877 | 1251.8789 | -182.492 | 1868.0204 | -2321.5205 | -44.0774 | 209.9994 | -229.4425 | -51.781 | -627.0107 | -1708.7351 | 162.8133 | -67.9251 | 2271.4028 | -2494.4646 | 610.0515 | -470.3494 | -2.0366 | 987.548 | 2246.7825 | 5797.2407 | -390.513 | 1543.1232 | 0.65151 | -569.2414 | 10314.2832 | -151.2236 | -222.7083 | 449.9688 | -2167.8545 | 555.1514 | 4838.9409 | 1473.3711 | 5068.7144 | 413.9599 | -1324.1211 | 1766.3237 | -2111.449 | 1105.6251 | 2388.3264 | -2771.4587 | -1351.9772 | 11976.3711 | 210.1042 | -162.392 | 89.4173
2030-03-11 | 17 | -73.4617 | -601.0755 | -67.6837 | -748.9159 | -706.476 | -237.9474 | -6176.7095 | -63.6463 | -1496.7771 | -123.4522 | 3396.8494 | 72.1912 | 487.6876 | 43.8174 | 1785.2897 | -2607.9712 | -79.9737 | 209.9994 | -549.1225 | 79.3538 | -644.8921 | -3754.4507 | 113.6884 | -49.4713 | 3399.9761 | -2167.1343 | -790.1598 | -411.1479 | -2.4547 | 818.779 | 1469.6907 | 6161.7676 | -894.1965 | 1452.8815 | 0.62638 | 34.7138 | 8810.9658 | 179.5706 | -29.4597 | 449.9723 | -2325.1069 | 341.616 | 4493.3398 | 1447.8323 | 5070.2339 | 171.5109 | -939.7987 | 2630.8586 | -1147.7821 | 988.584 | 2067.5422 | -2582.4443 | -1225.3054 | 10171.5732 | 210.1042 | -167.6902 | 91.3499
2030-03-11 | 18 | -69.6812 | -790.5385 | -71.2107 | -660.5976 | -744.8494 | 1.6682 | -6970.9404 | -3.9724 | -1320.1842 | -107.1749 | 3492.8779 | 125.1937 | 778.3039 | 276.63 | 1807.3644 | -2889.0288 | -78.9785 | 209.9994 | -590.0208 | 324.4528 | -948.153 | -4145.5732 | 103.6508 | -43.2712 | 3540.0691 | -2153.4187 | -1717.8599 | -319.7054 | -7.3695 | 722.3849 | 978.6086 | 6399.6494 | -1102.1013 | 1526.2656 | 0.979 | 4.6387 | 7361.0459 | 10.5974 | -269.7976 | 449.9739 | -2295.459 | 353.1332 | 4608.5933 | 1380.7999 | 5072.521 | 1.0279 | -1077.1669 | 2529.886 | -1251.5531 | 1143.6707 | 2089.6638 | -2393.6919 | -1262.7692 | 4904.3193 | 0.10423 | -206.678 | 57.3989
2030-03-11 | 19 | -49.6886 | -516.996 | -67.7549 | -590.361 | -700.1144 | -118.6066 | -7179.8237 | 0.99904 | -1200.8755 | -143.3528 | 3896.6704 | 52.1864 | 1762.8639 | 296.2055 | 1884.5687 | -3118.3711 | -142.1618 | 209.9994 | -571.2742 | 452.1992 | -1037.6907 | -2522.1226 | 39.2737 | -32.7189 | 3512.5549 | -1828.3977 | -2056.7148 | -343.4027 | -25.7711 | 577.7159 | 862.591 | 5308.4741 | -1103.4916 | 1082.5912 | 2.0626 | 49.6754 | 4896.4033 | -269.5933 | -633.0353 | 450.3212 | -2212.5881 | 240.0082 | 5161.8701 | 1312.4211 | 5070.2324 | 154.9939 | -1441.6771 | 2139.4575 | -2300.167 | 982.8945 | 2019.16 | -2122.2861 | -849.142 | 1938.9097 | 0.10423 | -197.646 | 59.9035
2030-03-11 | 20 | -47.6838 | -121.7741 | -75.209 | -623.8937 | -512.5864 | -385.6259 | -7877.9194 | 0.995 | -2014.6887 | -133.2517 | 4068.6475 | 129.5331 | 1687.844 | 299.3584 | 1966.0464 | -3138.9729 | -66.6291 | 209.9994 | -602.6425 | 422.1143 | -1036.6383 | -1596.1063 | -15.8708 | -46.2747 | 3705.4028 | -2059.2776 | -1957.9191 | -419.4522 | -36.8264 | 482.2639 | 930.1778 | 5274.0288 | -956.8621 | 939.4449 | 4.1381 | 271.7151 | 4156.5732 | -257.7304 | -608.7231 | 450.2371 | -2267.562 | 56.1479 | 5026.6328 | 1284.0448 | 5068.0176 | 29.7819 | -1294.1323 | 2498.9854 | -1716.6444 | 883.4502 | 2235.7988 | -2767.4248 | -899.5115 | 307.2415 | 0.10423 | -98.9264 | 183.002
2030-03-11 | 21 | -41.1792 | 154.6251 | -76.3439 | -586.1426 | -593.6365 | -542.0051 | -8788.8281 | 17.0161 | -1112.8156 | -125.3223 | 4066.4773 | 168.7915 | 1323.7523 | 285.8867 | 1951.8263 | -3094.741 | -77.1349 | 209.9994 | -645.4624 | 496.9916 | -1146.1912 | -1560.6343 | -51.4483 | -39.4341 | 3966.3604 | -1984.9523 | -2334.9294 | -432.1145 | -44.4948 | 358.7079 | 695.5909 | 4214.0249 | -1174.6755 | 788.4518 | 5.465 | 140.5952 | 2587.7026 | -79.5637 | -485.8438 | 450.1667 | -2247.1248 | 1.004 | 4827.5366 | 1256.1311 | 5059.0239 | 1.0132 | -1014.5645 | 2781.0642 | -1226.1573 | 930.8975 | 2117.4573 | -2314.4536 | -541.281 | -1723.895 | 0.10423 | -145.4846 | 134.4375
2030-03-11 | 22 | -41.7986 | 268.5981 | -78.2817 | -596.7118 | -852.3729 | -702.8419 | -10436.748 | 103.2315 | -633.653 | -132.5171 | 3964.5522 | 140.2533 | 502.3429 | 268.5406 | 1868.5225 | -3083.5054 | -54.1539 | 209.9994 | -663.6423 | 471.5142 | -1132.9297 | -1642.4871 | -46.1543 | -29.1616 | 3987.7502 | -2096.0129 | -2255.2158 | -486.4902 | -48.5707 | 365.5129 | 915.3112 | 3866.1655 | -1060.281 | 782.0959 | 6.1431 | 175.5504 | 2076.8516 | 153.4791 | -139.9427 | 449.8852 | -2273.8755 | 22.4367 | 4466.0249 | 1243.6526 | 5046.7686 | 1.0011 | -607.253 | 3078.4817 | -681.9077 | 1062.6454 | 1842.8634 | -1567.0031 | -705.0533 | -1450.0991 | 210.1043 | -219.3803 | 175.3344
2030-03-11 | 23 | -30.0981 | 813.0381 | -72.4513 | -579.3989 | -505.4489 | -1041.6697 | -11453.0977 | 935.9491 | -78.6058 | -132.6633 | 3843.7659 | 114.3971 | 506.8737 | 244.1094 | 1779.5599 | -2909.792 | -158.9529 | 209.9994 | -726.2444 | 357.3617 | -1162.6786 | -1341.1986 | -90.2605 | -20.1496 | 4571.7656 | -2144.7371 | -1204.6705 | -598.73 | -70.1893 | 308.2312 | 1085.385 | 2617.79 | -710.5022 | 361.6857 | 7.9089 | 174.4299 | 714.1937 | 149.9917 | 41.0397 | 449.7977 | -2533.0994 | -6.9633 | 4386.0713 | 1328.5983 | 5027.5918 | 325.9226 | -277.9484 | 2951.9307 | -366.9803 | 1412.1669 | 1912.1294 | -1924.7014 | -1791.7155 | -1875.2535 | 210.1042 | -266.2829 | 80.3895
2030-03-11 | 24 | -9.9465 | 1100.8228 | -61.3764 | -484.0291 | -176.6427 | -1207.6163 | -12175.3857 | 1691.3977 | 0.99733 | -121.4152 | 3902.0811 | 104.7911 | 394.8751 | 235.9914 | 1674.7603 | -2485.6201 | -392.0927 | 209.9994 | -463.119 | 281.3178 | -874.3284 | -1382.262 | -91.2792 | -41.8816 | 3459.571 | -1829.9868 | -1164.6407 | -608.3407 | -88.445 | 360.9365 | 670.9417 | 284.8366 | -917.0099 | 0.9988 | 6.0883 | 221.8526 | -1805.3624 | 87.45 | 229.1509 | 450.5954 | -2480.2415 | 63.0017 | 3699.7283 | 1241.9347 | 4904.0928 | 0.98512 | -276.8454 | 3024.9106 | 85.666 | 1203.4004 | 1581.608 | -2584.3955 | -727.384 | -2238.1719 | 210.1042 | -168.4036 | 191.2115
2030-03-12 | 1 | -17.3403 | 1598.7742 | -61.8763 | -460.5051 | 154.0399 | -1596.5817 | -13503.7197 | 3002.2937 | 405.3582 | -121.6766 | 3540.0073 | 19.8391 | 818.499 | -233.477 | 1591.645 | -2421.4297 | -353.7179 | 209.9994 | -493.4305 | 35.9325 | -736.4314 | -413.8243 | -77.9802 | -32.4196 | 3898.0964 | -2277.22 | -278.1703 | -773.9019 | -101.4439 | 506.3217 | 1356.0586 | 519.7905 | -264.5633 | -67.6663 | 8.3253 | 370.6706 | -1305.3488 | 1.0007 | 0.99808 | 1.0014 | -2325.2893 | 55.3944 | 3576.0974 | 1242.6998 | 4724.9658 | -2.8303 | -276.5372 | 2866.6538 | 121.4085 | 1107.7969 | 1775.2733 | -3363.231 | -621.3929 | -688.4227 | 210.1043 | -128.1414 | 246.9971
2030-03-12 | 2 | 9.0777 | 1477.3351 | -53.5121 | -473.6817 | 282.7593 | -1760.8625 | -13787.4668 | 3568.4072 | 1662.5635 | -125.9965 | 2664.6589 | -25.0971 | 1835.9613 | -307.338 | 1476.6852 | -747.6148 | -609.5706 | 209.9994 | -407.6863 | 304.4684 | -720.7047 | -344.418 | 10.7212 | -34.6939 | 3588.5271 | -1837.9755 | -1068.3105 | -822.8439 | -102.1908 | 595.5987 | 719.7582 | -2764.6221 | -846.0895 | -590.5796 | 4.9195 | -18.4054 | -2636.6121 | -113.1071 | 76.3697 | 188.049 | -2213.908 | 616.4857 | 2961.3918 | 1291.4585 | 4259.8081 | -16.1297 | -272.5725 | 1265.4537 | -1304.5222 | 904.9415 | 1873.2118 | -3349.6626 | 631.4803 | 1962.5132 | 210.1043 | 60.4267 | 324.9781
2030-03-12 | 3 | 7.2148 | 1622.2589 | -54.5545 | -440.5934 | 104.3578 | -1792.1423 | -13410.0801 | 3342.4578 | 1953.8784 | -108.9414 | 3906.7468 | -13.3311 | 2099.5862 | -399.3981 | 1237.4336 | -534.8137 | -447.3775 | 209.9994 | -185.8694 | 171.258 | -607.0042 | -140.6289 | -55.7046 | -71.6425 | 2596.4656 | -1854.7695 | -616.7316 | -823.2842 | -112.3504 | 485.1913 | 698.666 | -2018.2561 | -721.9104 | -532.4783 | 6.1759 | 210.589 | -2936.6521 | -91.0483 | 99.154 | 1.0004 | -2255.0413 | 256.7439 | 2955.9336 | 1383.697 | 4292.0029 | -2.5974 | -272.301 | 2584.8174 | 291.9429 | 828.1614 | 1451.7213 | -2915.3743 | 877.1373 | 1614.209 | 210.1042 | 38.8192 | 342.4229
2030-03-12 | 4 | 1.5267 | 1235.4785 | -55.3396 | -404.9003 | -19.3318 | -1505.5615 | -12757.3486 | 3141.9705 | 2072.009 | -93.673 | 3826.7998 | -4.6922 | 2000.8597 | -429.5916 | 1079.9417 | -643.1241 | -372.6408 | 209.9994 | -92.3186 | -29.1038 | -433.3961 | -229.7991 | -59.9984 | -91.4813 | 2027.8616 | -1762.0381 | 138.5781 | -706.3175 | -105.8547 | 531.6921 | 710.4656 | -1422.7106 | -789.7583 | -209.4881 | 5.5603 | 362.8997 | -2204.0049 | -79.5786 | 95.4734 | 1.0014 | -2232.2271 | 173.9509 | 2876.3464 | 1373.9993 | 4215.3599 | 1.0187 | -276.7581 | 2745.894 | 455.3812 | 754.7612 | 1245.2358 | -2692.1641 | 959.9758 | 989.5212 | 210.1043 | 32.141 | 353.8823
2030-03-12 | 5 | 11.746 | 1615.796 | -51.8468 | -393.6336 | 227.3458 | -1771.3359 | -13576.6143 | 3699.7595 | 2005.6923 | -98.1039 | 3824.0574 | -19.8165 | 1928.7582 | -435.5605 | 1087.6222 | -281.1245 | -516.5216 | 209.9994 | -83.3018 | -183.2842 | -555.1221 | -702.9413 | -94.5734 | -97.8174 | 1815.0067 | -1647.217 | 1215.281 | -795.3544 | -120.7547 | 515.799 | 535.3516 | -2776.2295 | -772.5735 | -574.0406 | 6.0249 | 216.539 | -3116.9426 | -105.1041 | 54.3983 | 1.0003 | -2263.0938 | 157.2745 | 2868.7036 | 1418.5339 | 4180.873 | -2.9674 | -277.4323 | 2517.666 | 155.3086 | 706.5153 | 1413.3185 | -3025.3962 | 1074.7479 | 880.0378 | 210.1043 | 62.14 | 354.2255
2030-03-12 | 6 | 19.2056 | 1491.5352 | -52.2226 | -405.3307 | 404.9053 | -1881.4371 | -14095.4248 | 3985.7358 | 1237.8096 | -98.6911 | 3825.9497 | 9.2877 | 1979.8062 | -361.3762 | 1329.0912 | 101.031 | -686.4941 | 209.9994 | -87.6696 | 21.842 | -820.8243 | -742.049 | -14.1027 | -80.3024 | 1966.2069 | -1454.0745 | 576.5557 | -825.369 | -110.3857 | 621.6034 | 555.3102 | -4013.5754 | -1019.0816 | -772.6048 | 4.0784 | -28.4281 | -3259.5789 | -62.7678 | 366.0843 | 0.99971 | -2130.4673 | 527.2582 | 3132.2209 | 1601.7198 | 4338.1978 | 1.0001 | -277.8052 | 2049.0549 | -678.5048 | 890.0645 | 1623.5197 | -3277.0022 | 459.6142 | 2406.1714 | 210.1043 | 48.9164 | 355.0754
2030-03-12 | 7 | 31.6916 | 683.0139 | -51.8283 | -345.5363 | 474.5933 | -1469.1738 | -14451.1904 | 4058.6101 | -3.0139 | -70.5157 | 3936.0344 | 151.6155 | 2030.2415 | -242.4712 | 1645.9458 | 408.0956 | -1009.6385 | 209.9994 | -177.4914 | -105.7456 | -1012.0648 | -1921.0499 | -11.0885 | -47.0747 | 1916.1462 | -855.6292 | -246.7872 | -705.2279 | -94.2928 | 757.2855 | 248.291 | -5138.9585 | -1551.8252 | -955.7482 | 0.78152 | -948.9672 | -3602.7844 | -480.4304 | 2.9268 | 344.5955 | -2332.8608 | 307.0587 | 4460.854 | 1670.2689 | 4969.6875 | 173.5795 | -277.2766 | 2670.2539 | -367.8226 | 1079.7928 | 2048.2021 | -3631.4883 | -560.0432 | 3241.9675 | 210.1043 | -57.5331 | 234.3214
2030-03-12 | 8 | 27.0284 | 465.7041 | -59.1597 | -404.1765 | 125.8177 | -1464.2981 | -14034.7314 | 3446.4287 | -2.7929 | -146.8824 | 3993.8074 | 95.5181 | 1956.667 | 34.1352 | 2121.842 | 1569.7427 | -625.0471 | 209.9994 | -186.9698 | 286.8784 | -1336.6743 | -1900.7561 | 35.89 | -43.8433 | 1845.6244 | -980.1384 | -1702.2875 | -716.1755 | -76.2704 | 691.7575 | 57.1624 | -5186.3696 | -1611.6537 | -946.7188 | 1.1719 | -619.8984 | -3169.4771 | -844.8781 | -297.4208 | 449.6229 | -2170.2114 | 515.1981 | 4727.1528 | 1561.2266 | 5025.4639 | -3.585 | -694.2711 | 1933.8024 | -1504.9812 | 1104.0325 | 2018.9664 | -3069.4153 | -702.0266 | 7591.021 | 210.1043 | 0.99993 | 301.3331
2030-03-12 | 9 | 27.9373 | 487.4599 | -58.0829 | -442.8561 | -6.1338 | -1527.6372 | -14185.1084 | 2946.1208 | -2.6556 | -122.1928 | 4019.2292 | 152.451 | 1726.6725 | 370.3531 | 2079.7993 | 1475.8031 | -818.3106 | 209.9994 | -189.5095 | 603.3782 | -1442.2046 | -1281.0776 | 58.5532 | -38.4237 | 1803.5442 | -1161.6372 | -3055.9744 | -755.6001 | -64.0989 | 634.3575 | -68.2652 | -5544.3838 | -1703.9523 | -966.5037 | 1.1147 | -292.6898 | -2845.5452 | -912.0533 | -365.1277 | 449.6332 | -2153.2993 | 586.6256 | 4783.6602 | 1503.4847 | 5026.4106 | -3.3078 | -1183.0239 | 1484.7024 | -1440.7012 | 1221.8137 | 2008.2289 | -2948.2942 | -1018.8605 | 9610.5264 | 210.1042 | -13.1688 | 298.2317
2030-03-12 | 10 | 27.3345 | 412.912 | -48.9124 | -424.3643 | -73.4932 | -1333.161 | -14224.2207 | 2892.8967 | -137.1272 | -137.5102 | 4011.7905 | 94.0259 | 1180.0354 | 406.6113 | 2095.6912 | 1424.3225 | -749.3442 | 209.9994 | -167.9323 | 578.4294 | -1448.1099 | -2773.9929 | 15.1208 | -44.7767 | 1602.524 | -1152.5454 | -2836.7876 | -727.2653 | -64.6477 | 625.7206 | 223.2294 | -4672.8979 | -1523.6821 | -893.0511 | 1.0814 | -237.1822 | -2883.7063 | -841.675 | -381.5611 | 449.8212 | -2039.0341 | 441.8092 | 4814.6382 | 1489.9391 | 5063.8789 | 0.99164 | -1372.9637 | 1325.5251 | -1428.5322 | 1142.4598 | 1544.1597 | -2732.2632 | -1336.6409 | 6982.7388 | 210.1042 | -84.8352 | 351.4093
2030-03-12 | 11 | 26.0463 | 451.7468 | -41.4136 | -439.2433 | -234.8451 | -1250.1793 | -14153.6387 | 2745.3643 | -4.5254 | -142.5344 | 3986.751 | 70.9264 | 963.4129 | 435.9439 | 2148.0005 | 1527.6239 | -729.5329 | 209.9994 | -166.0118 | 201.0569 | -1305.7046 | -4994.0283 | -36.8809 | -30.6592 | 1439.6627 | -1247.5494 | -1779.9989 | -737.7599 | -67.2906 | 611.7358 | 817.4207 | -3507.5459 | -1128.403 | -876.5188 | 0.82942 | -407.0546 | -2723.1111 | -796.116 | -351.7847 | 449.8072 | -1894.9275 | 148.4586 | 4780.2275 | 1499.8289 | 5068.293 | 1.0269 | -1371.554 | 1146.9387 | -1604.7207 | 852.7102 | 1029.2195 | -2180.7107 | -713.1828 | 5370.71 | 210.1042 | -68.2025 | 374.1095
2030-03-12 | 12 | 15.7571 | 1041.1947 | -44.9986 | -593.418 | -158.1959 | -1565.5066 | -14343.4082 | 2990.9727 | -189.3903 | -164.3599 | 3960.5894 | 89.875 | 1064.4198 | 477.578 | 2193.9058 | 1649.5698 | -743.3722 | 209.9994 | -176.6251 | 495.1629 | -1140.5439 | -5314.6694 | 11.4738 | -30.9461 | 1439.4819 | -1876.9718 | -1679.0522 | -862.1343 | -74.063 | 633.9548 | 1014.2076 | -2769.3533 | -938.5718 | -804.8779 | 0.78982 | -189.6583 | -1916.7129 | -814.2236 | -392.1587 | 449.693 | -1941.4985 | 233.0498 | 4780.8374 | 1493.2443 | 5054.3755 | -2.9246 | -1390.7899 | 1294.2109 | -1290.5089 | 915.1171 | 1674.479 | -2441.2112 | -347.7752 | 6803.1055 | 210.1042 | 12.2095 | 394.6175
2030-03-12 | 13 | 32.379 | 608.7564 | -31.8967 | -431.5224 | -31.385 | -1214.2725 | -14222.5947 | 2901.3533 | -635.1693 | -255.5027 | 4005.4824 | -64.2387 | 250.3645 | 503.8369 | 2256.6387 | 1240.454 | -856.8058 | 209.9994 | -181.3684 | 385.483 | -1143.0364 | -5370.9155 | -27.0767 | -22.043 | 1180.2965 | -1143.7604 | -1304.097 | -734.217 | -71.3481 | 609.1431 | 873.4263 | -3758.2312 | -873.4335 | -1002.1765 | 0.81838 | -269.5336 | -2913.3828 | -433.8185 | -176.994 | 449.6647 | -2025.5775 | 100.5596 | 4706.6899 | 1532.8508 | 5067.4634 | 130.848 | -1341.3601 | 2152.7798 | -564.7338 | 1080.6522 | 1696.7744 | -2814.5674 | -1308.6954 | 3100.8438 | 210.1043 | -84.4263 | 383.2492
2030-03-12 | 14 | 39.6212 | 517.2598 | -25.9712 | -361.6142 | 160.3488 | -1150.7538 | -14299.3477 | 3102.885 | -1533.2542 | -148.3418 | 3985.2712 | 194.9996 | 1.0008 | 500.4544 | 2192.4561 | 1011.2972 | -856.5411 | 209.9994 | -300.273 | 352.1869 | -1126.6106 | -5252.2529 | -38.9711 | -7.4831 | 1397.704 | -872.3025 | -1192.9868 | -699.8033 | -74.0599 | 620.6917 | 890.9517 | -4530.7339 | -822.6445 | -1105.1536 | 0.76541 | -202.9095 | -3423.9182 | 1311.4391 | 700.5279 | 448.8086 | -2086.7268 | 42.9663 | 5010.4292 | 1941.6541 | 5064.0303 | 1195.4441 | -1360.6334 | 5827.5542 | 2061.6721 | 1136.5465 | 2062.3074 | -2935.45 | -1756.8231 | 1521.3674 | 210.1043 | -109.4648 | 303.5978
2030-03-12 | 15 | 30.4781 | 1067.7129 | -31.9938 | -491.0986 | 0.99718 | -1458.2303 | -14309.3506 | 2979.9585 | -571.5064 | -323.5149 | 4010.8926 | 1.0033 | 1.0003 | 518.3436 | 2275.522 | 1248.6488 | -858.9062 | 209.9994 | -197.0782 | 393.9416 | -1047.6305 | -5325.3296 | -62.4654 | -12.9361 | 1274.1895 | -1358.6831 | -1214.1538 | -820.061 | -84.5865 | 535.4393 | 991.883 | -3672.5625 | -688.0496 | -1056.8251 | 0.76174 | 0.99981 | -2928.5093 | 97.7814 | 38.5512 | 449.7175 | -2104.1233 | 17.174 | 5147.5698 | 1791.9618 | 5065.0054 | 714.7399 | -1357.066 | 2458.7393 | 184.3361 | 910.9861 | 1711.3002 | -2579.6501 | -533.6971 | 3951.2798 | 210.1042 | -23.1639 | 286.8486
2030-03-12 | 16 | 7.9456 | 1702.2568 | -43.4691 | -678.6675 | 9.0793 | -1906.626 | -14765.3818 | 3333.2361 | -889.042 | -224.5266 | 3957.5881 | 188.3635 | 910.972 | 524.7313 | 2234.2993 | 1146.692 | -677.6548 | 209.9994 | -220.5457 | 282.1493 | -918.8716 | -5256.5244 | -56.6573 | -18.463 | 1437.4094 | -2412.3386 | -1016.277 | -993.3358 | -90.6298 | 609.7599 | 1677.9333 | -1441.119 | -260.3869 | -794.0725 | 0.73241 | 2.4505 | -1711.7096 | -642.0461 | -191.2421 | 449.5048 | -2113.6487 | 25.2728 | 4653.5352 | 1517.8669 | 5051.834 | -3.2142 | -1444.486 | 2193.1257 | -592.0889 | 871.1949 | 1513.6312 | -2552.6838 | -361.2303 | 6468.2969 | 210.1042 | -9.9537 | 239.2436
2030-03-12 | 17 | -22.3611 | 1163.8167 | -57.9739 | -481.5883 | 0.99243 | -1641.3125 | -14495.1104 | 3191.9246 | -1092.8461 | -159.3014 | 3856.3054 | 8.8955 | 1234.4275 | 531.3094 | 2306.198 | -48.7112 | -713.754 | 209.9994 | -229.8935 | 248.9538 | -985.4991 | -5389.8071 | -54.5072 | -27.8003 | 1479.4302 | -2428.9829 | -996.462 | -883.181 | -85.6109 | 638.9274 | 2064.1604 | 597.0789 | -7.8373 | -176.7751 | 0.76795 | 390.5406 | -373.5964 | -595.3818 | -126.008 | 449.6178 | -2087.6724 | 124.9265 | 4629.0444 | 1470.9546 | 5042.8096 | -3.1988 | -1345.1335 | 2150.4824 | -1158.0408 | 811.601 | 1454.0219 | -2595.9863 | -302.0919 | 4541.834 | 210.1043 | 2.1375 | 211.4937
2030-03-12 | 18 | -22.2776 | 835.3411 | -57.6546 | -431.6069 | 1.0099 | -1469.6106 | -14364.2539 | 3420.8215 | -740.5336 | -212.858 | 3865.499 | 64.4868 | 1166.6272 | 418.0486 | 2079.2993 | 101.2401 | -460.545 | 209.9994 | -101.1481 | 115.5653 | -904.526 | -5477.8955 | -59.3343 | -54.9395 | -151.1946 | -1960.5082 | -667.6888 | -812.236 | -84.8214 | 717.5124 | 2252.363 | 529.4106 | 96.976 | -60.3643 | 0.68594 | 847.2546 | -99.6427 | -610.0424 | -144.9859 | 449.5036 | -2134.8711 | 103.7361 | 4736.2861 | 1501.9022 | 5054.123 | -3.0999 | -1436.6075 | 2084.3384 | -1155.1383 | 595.6815 | 914.9778 | -2541.094 | 0.30094 | 4272.9053 | 210.1042 | 38.4271 | 231.0419
2030-03-12 | 19 | -15.7922 | 934.6546 | -39.4609 | -364.9169 | 1.0042 | -1594.4789 | -14570.2324 | 3512.3982 | -644.2585 | -324.908 | 3877.1311 | 174.6668 | 1250.3816 | 220.0134 | 1878.0939 | 244.6154 | -364.8204 | 209.9994 | -88.4559 | 22.5071 | -1042.0139 | -5528.792 | -86.9911 | -68.954 | -220.2285 | -1933.3701 | -345.3371 | -835.7322 | -91.6568 | 691.0331 | 2341.5417 | 0.98816 | 106.1291 | -151.1528 | 0.54377 | 1056.0394 | -959.635 | -639.9661 | -290.5572 | 449.7449 | -1876.2213 | 0.99783 | 4732.79 | 1504.1123 | 5043.3423 | -257.4596 | -1481.5919 | 2014.2274 | -1376.6478 | 523.9825 | 684.4962 | -2424.1731 | 0.50769 | 5073.4702 | 210.1043 | 0.99924 | 126.3551
2030-03-12 | 20 | -19.5084 | 889.831 | -65.5684 | -331.8974 | -2.5765 | -1643.7367 | -14328.8408 | 3051.1592 | -1244.6797 | -346.0651 | 3889.9478 | 156.725 | 1134.7909 | 341.5907 | 2142.5737 | 510.7858 | -255.5142 | 209.9994 | -99.034 | 94.3632 | -1260.3267 | -5781.0615 | -126.5819 | -60.083 | -314.0177 | -1915.3086 | -111.1618 | -824.9556 | -89.7577 | 576.3555 | 2371.6865 | 1.307 | 63.013 | -148.4371 | 0.60025 | 858.9446 | -1307.3177 | -623.6078 | -87.2715 | 449.6418 | -2000.9398 | -195.93 | 4568.3892 | 1470.5697 | 5038.0308 | -257.4803 | -1413.1066 | 2275.1597 | -1413.6907 | 568.733 | 620.9126 | -2403.4971 | 1.0232 | 4653.7114 | 210.1042 | 30.6377 | 102.171
2030-03-12 | 21 | -23.2979 | 361.3369 | -70.2308 | -420.4056 | -271.3019 | -1434.1871 | -14030.29 | 2763.939 | -312.2106 | -345.5029 | 3884.8757 | 156.4076 | 1336.5474 | 169.1951 | 2078.1577 | 710.308 | -99.3946 | 209.9994 | -131.2343 | -90.8538 | -1167.1616 | -5507.2422 | -98.7233 | -72.6142 | -1.9616 | -1879.6995 | 415.458 | -759.5405 | -72.0189 | 712.9188 | 2335.469 | 0.98669 | 97.2116 | -11.9823 | 0.59681 | 1091.5249 | -773.6877 | -791.1876 | -2.2704 | 342.8581 | -2000.572 | -133.3978 | 3497.1997 | 1401.5482 | 4643.4624 | -260.8586 | -1635.0592 | 2438.2729 | -611.399 | 433.221 | -117.1312 | -2045.3934 | 246.2701 | 10867.6992 | 210.1042 | 23.8511 | 82.9459
2030-03-12 | 22 | -31.1094 | 473.6775 | -73.6589 | -370.6355 | -541.0572 | -1591.9443 | -13964.8418 | 2584.4751 | -198.2841 | -284.398 | 3887.5793 | 143.7793 | 1468.058 | 0.99954 | 1901.0908 | 981.6325 | 0.99984 | 209.9994 | -133.7943 | -379.7872 | -1350.4238 | -5580.7324 | -90.1955 | -64.1588 | 145.2404 | -1966.5405 | 549.5037 | -789.1412 | -75.7565 | 708.7845 | 2612.0244 | 1.1725 | 88.56 | -31.1324 | 0.5974 | 564.467 | -1271.1244 | -528.2451 | 273.695 | 449.5621 | -1879.3082 | 62.5901 | 3363.3748 | 1435.0288 | 4882.9575 | -270.4119 | -717.9443 | 2091.3345 | -1344.2843 | 544.0641 | 171.1252 | -1757.9155 | 1.0116 | 10798.4307 | 210.1042 | 99.6492 | 279.0735
2030-03-12 | 23 | -36.361 | 967.3157 | -78.7552 | -430.1445 | -350.2802 | -1934.6379 | -14284.2773 | 2764.6233 | -188.9226 | -158.8881 | 3876.1194 | -20.3626 | 1461.2863 | -227.8781 | 1953.8213 | 762.6756 | 49.4001 | 209.9994 | -100.4291 | -319.4375 | -1231.412 | -4763.7129 | -50.926 | -71.0153 | 289.7998 | -2445.0173 | 868.6107 | -879.1813 | -84.5748 | 694.1117 | 2459.386 | 0.9878 | 44.5668 | -35.7407 | 0.80637 | 2.0676 | -1374.158 | -211.9829 | 537.3481 | 449.2162 | -1876.1676 | 223.4228 | 3490.1191 | 1449.2142 | 5011.3423 | -82.3368 | -518.7915 | 2380.5391 | -1799.234 | 681.0261 | 1.0167 | -2076.3782 | 38.6754 | 10791.2725 | 210.1042 | 146.667 | 318.7476
2030-03-12 | 24 | -34.5366 | 906.5777 | -72.8139 | -399.3546 | -147.3791 | -1890.4098 | -14794.9551 | 3118.4651 | 0.99662 | -146.8814 | 3819.636 | 1.0025 | 2103.9822 | -381.861 | 1497.3287 | 962.3181 | 128.0317 | 209.9994 | -209.1077 | -191.5278 | -1093.3778 | -3424.4634 | -20.9273 | -64.0103 | 2151.4426 | -2079.969 | 913.0154 | -847.0962 | -81.8873 | 717.7708 | 1919.4709 | 2.4408 | -307.7687 | 0.9963 | 0.68428 | -334.1824 | -1093.1924 | -865.4028 | 0.99944 | 449.5113 | -1950.7373 | 471.8483 | 2742.3743 | 1380.5481 | 4088.5681 | -294.8554 | -794.8538 | 1203.1492 | -2687.0818 | 819.6199 | -54.6327 | -1954.7129 | 0.98612 | 7696.1929 | 210.1042 | 59.3434 | 99.2695
2030-03-13 | 1 | -28.2604 | 800.5402 | -66.9734 | -334.2155 | 330.9562 | -1668.1569 | -15464.5811 | 4130.0063 | 425.2259 | -30.0675 | 3755.0356 | 91.4181 | 849.98 | -540.3301 | 855.347 | 442.9482 | 79.9167 | 209.9994 | -148.9791 | -30.9205 | -862.3178 | -1848.4076 | 105.8176 | -78.8453 | 2210.7898 | -1806.4823 | 62.0665 | -743.8792 | -81.3019 | 941.5901 | 1211.1733 | 0.97834 | -905.1627 | 148.3998 | 0.63493 | -262.9128 | -1433.2252 | -2.4883 | 52.0784 | 449.4787 | -2082.3115 | 729.6864 | 2284.0928 | 1325.2034 | 3410.314 | -3.7023 | -955.1456 | 5543.6196 | 869.9256 | 1072.2565 | 1071.1765 | -2530.1873 | 0.96731 | 655.16 | 210.1042 | 46.4138 | 66.6694
2030-03-13 | 2 | -18.3269 | 968.0501 | -62.6351 | -276.7295 | 544.9267 | -1667.9739 | -15113.9453 | 4465.3345 | 1959.2271 | -47.4695 | 2885.9368 | -11.8671 | 1901.255 | -607.1548 | 605.8842 | 31.6807 | 12.9323 | 209.9994 | -100.1284 | -88.2744 | -659.2308 | -1296.8141 | 94.1029 | -87.4853 | 2175.9226 | -1621.004 | 305.1744 | -722.635 | -94.7193 | 928.5669 | 905.7903 | 0.98092 | -1082.5234 | 40.1676 | 0.60677 | -295.5673 | -2234.1731 | -607.8315 | 1.0006 | 449.4902 | -2156.2708 | 612.108 | 2655.6714 | 1314.3037 | 4068.6362 | -306.5934 | -272.2876 | 1451.1852 | -2299.7217 | 990.7079 | 13.7024 | -2313.3074 | 231.3965 | -2291.4478 | 210.1042 | -19.6842 | 133.0403
2030-03-13 | 3 | -17.5772 | 894.9779 | -60.6501 | -239.9788 | 613.0416 | -1622.5104 | -15236.0469 | 4550.1348 | 2258.199 | -51.3588 | 2407.8564 | -12.3851 | 1383.8739 | -600.7444 | 663.5819 | -308.4901 | 89.4753 | 209.9994 | -100.4535 | -4.4598 | -656.3226 | -995.3222 | 130.5566 | -77.3217 | 2255.6868 | -1398.1716 | 492.6963 | -691.815 | -92.3168 | 965.9499 | 798.0875 | 0.96912 | -1242.1737 | 9.9871 | 0.62064 | -503.4755 | -2900.5781 | -430.3742 | 75.5491 | 449.4841 | -2176.5159 | 788.7801 | 2729.062 | 1401.2866 | 3903.6809 | -2.8161 | -272.295 | 1946.7347 | -1695.9362 | 1080.4144 | 919.376 | -2762.0278 | 263.3097 | -2745.145 | 210.1043 | 10.6485 | 230.0254
2030-03-13 | 4 | -22.4594 | 936.439 | -62.9759 | -309.8394 | 593.7717 | -1647.4198 | -14899.3545 | 4572.229 | 2272.9482 | -22.8998 | 2690.6716 | 72.3322 | 97.2262 | -585.4578 | 666.9078 | -237.4428 | -83.6693 | 209.9994 | -107.5699 | 86.7102 | -606.6503 | -1091.1207 | 170.8924 | -72.7433 | 2272.1626 | -1320.2271 | 204.0544 | -724.7946 | -89.658 | 1022.9891 | 1066.4222 | 0.99165 | 92.7966 | 1.0085 | 1.3357 | -455.7938 | -1151.8324 | -214.9659 | 414.0094 | 0.99809 | -2420.3772 | 652.5085 | 3121.29 | 1316.4147 | 4539.1636 | 1.002 | -272.1056 | 2378.0364 | -1698.5291 | 1471.2294 | 1386.8866 | -2801.522 | -614.2372 | -2588.6287 | 210.1043 | -117.7168 | 261.4386
2030-03-13 | 5 | -28.8234 | 586.1274 | -66.5378 | -300.5208 | 795.2842 | -1557.9113 | -15192.625 | 4708.3057 | 2119.9983 | 22.2586 | 2135.9915 | 126.1239 | 502.7156 | -601.0313 | 447.1882 | -964.6623 | -171.3509 | 209.9994 | -288.002 | 195.4616 | -709.67 | -865.7888 | 255.726 | -61.4517 | 2929.3696 | -1371.0565 | 80.9479 | -685.5973 | -73.7064 | 1162.8424 | 782.7371 | 1.1133 | -637.6613 | 158.771 | 1.8573 | -451.0995 | -977.2179 | -157.4888 | 319.7742 | 0.95219 | -2496.821 | 978.6406 | 3230.8677 | 1444.0667 | 4530.6152 | -4.8229 | -271.8272 | 2763.3862 | -1285.0831 | 1576.5604 | 2359.1829 | -3808.9067 | -880.9213 | -1779.9611 | 210.1043 | -15.2987 | 303.7665
2030-03-13 | 6 | -15.9405 | 587.108 | -65.2573 | -224.8093 | 770.6414 | -1618.626 | -15172.6768 | 4561.0713 | 1295.4448 | -9.2466 | 2258.6816 | 37.3426 | 1750.1287 | -591.2065 | 456.994 | -1230.9862 | -126.3463 | 209.9994 | -222.4283 | 83.9126 | -894.6273 | -807.0358 | 208.9706 | -77.417 | 2760.1497 | -1349.6453 | 23.3688 | -672.2956 | -76.1443 | 1076.3257 | 482.1488 | 0.98333 | -1581.8667 | 53.3462 | 0.60267 | -686.9889 | -3126.356 | -336.9902 | 1.0008 | 0.99982 | -2051.0898 | 986.5061 | 3738.9551 | 1384.9153 | 4717.457 | -2.8391 | -271.9796 | 2144.3496 | -2166.9189 | 1071.3136 | 2761.2312 | -4325.2759 | -28.4021 | 301.3419 | 210.1042 | 175.8246 | 379.9772
2030-03-13 | 7 | -23.7214 | 507.4944 | -73.029 | -304.281 | 693.9285 | -1703.5811 | -15308.5215 | 4351.3843 | -3.0148 | -76.8552 | 3260.9858 | -12.2221 | 2150.3655 | -495.9373 | 979.7651 | -794.506 | -141.8824 | 209.9994 | -170.502 | -26.6153 | -944.3967 | -1083.9631 | 152.9905 | -77.8829 | 2574.7673 | -1607.845 | -19.1924 | -720.9543 | -70.0136 | 1047.7483 | 968.3384 | 0.98772 | -1267.134 | 93.9327 | 0.70939 | -690.688 | -2244.6128 | 1.0012 | 0.99893 | 278.497 | -2021.1593 | 734.9141 | 3942.3169 | 1277.6516 | 4817.4536 | -2.6948 | -272.3575 | 1085.9674 | -4090.8254 | 873.5685 | 1175.064 | -4330.4678 | 44.9109 | 4780.0933 | 210.1042 | 180.3096 | 417.9922
2030-03-13 | 8 | -25.3154 | 145.5338 | -79.687 | -353.0472 | 234.9918 | -1654.6049 | -14919.4248 | 3976.1838 | -2.8983 | -118.9829 | 3340.1682 | -24.8597 | 2126.4834 | -255.5637 | 1508.3447 | -1776.7783 | -349.2226 | 209.9994 | -173.6209 | 33.1978 | -951.4671 | -1196.7926 | 200.969 | -46.1327 | 2583.863 | -1531.151 | -73.7598 | -710.9088 | -48.3616 | 1129.3127 | 1366.7207 | 0.98857 | -1265.6359 | 72.5227 | 0.66201 | -1267.833 | -2028.5996 | -350.3544 | 93.9592 | 449.4849 | -2036.3591 | 812.9879 | 4074.262 | 1248.3485 | 5025.3711 | -56.9061 | -457.9852 | 1705.6053 | -3495.2261 | 971.5605 | 1264.7112 | -3216.9604 | 1.0229 | 8874.2812 | 210.1043 | 68.7653 | 407.6995
2030-03-13 | 9 | -29.0295 | 99.4595 | -79.1646 | -469.5768 | -110.7606 | -1530.8552 | -14149.6553 | 2985.2156 | -186.6455 | -145.3018 | 2867.9536 | -31.9967 | 2133.6113 | 83.0262 | 1734.48 | -1710.5449 | -353.067 | 209.9994 | -169.155 | 46.0103 | -1037.1505 | -1267.6239 | 141.4489 | -9.3928 | 2586.7068 | -1679.1663 | -9.2983 | -715.2363 | -39.8052 | 988.1897 | 1801.3795 | 156.3048 | -1272.1235 | 170.1604 | 0.79627 | -1627.1489 | -827.7128 | -186.4468 | -2.1152 | 449.5972 | -1876.1666 | 659.8547 | 4282.8735 | 1199.2618 | 5057.7534 | 1.0039 | -711.9467 | 876.431 | -4044.3235 | 825.8243 | 661.5802 | -2667.9849 | 0.99911 | 10775.7783 | 210.1042 | 67.3872 | 416.6843
2030-03-13 | 10 | -33.0636 | 72.8327 | -74.7805 | -404.6397 | -158.0215 | -1530.042 | -13988.3682 | 2960.5298 | -285.1228 | -135.9011 | 2169.0195 | -23.8184 | 2136.3804 | 8.4028 | 1640.1112 | -1879.4502 | -418.4183 | 209.9994 | -173.0356 | 33.0605 | -942.8721 | -1166.9309 | 154.6213 | -5.8701 | 2645.9941 | -1720.0607 | -28.9473 | -711.8925 | -34.8333 | 1012.2144 | 1835.3083 | 3.412 | -1233.5018 | 190.7357 | 0.80117 | -1637.4229 | -1550.7188 | -399.15 | -1.968 | 449.5157 | -1992.0665 | 641.8635 | 4303.5918 | 1170.8774 | 5069.8569 | 1.0274 | -1023.1372 | 437.58 | -3986.7639 | 771.2565 | 1195.6512 | -3092.4946 | -114.8418 | 12679.2529 | 210.1043 | 188.5362 | 390.7991
2030-03-13 | 11 | -35.7263 | -18.9416 | -71.5529 | -406.348 | -177.7679 | -1432.7218 | -13501.916 | 3053.8079 | -156.9076 | -145.0197 | 2700.6997 | -39.0719 | 2136.9446 | 113.6177 | 1734.5649 | -1776.8059 | -359.2423 | 209.9994 | -163.4292 | 50.7436 | -872.8051 | -1050.5679 | 200.0838 | -11.4331 | 2630.3091 | -1722.634 | -3.8978 | -685.2255 | -30.2764 | 1073.922 | 1880.0129 | 146.4377 | -1244.9972 | 316.324 | 0.79649 | -1535.7894 | -1343.1346 | -489.5264 | -51.7079 | 449.5559 | -1974.9036 | 789.5695 | 4357.644 | 1176.8799 | 5074.4966 | 1.0152 | -1145.3386 | -156.787 | -4062.3145 | 895.2045 | 1241.8461 | -3021.572 | -689.4343 | 13818.543 | 210.1042 | 128.1129 | 367.5934
2030-03-13 | 12 | -32.7622 | -19.105 | -67.7575 | -412.3786 | -5.6365 | -1391.0992 | -13291.6172 | 3081.0515 | -2.6414 | -173.6886 | 2714.8604 | -1.9864 | 2136.7771 | 52.8642 | 1693.908 | -1746.5635 | -372.474 | 209.9994 | -160.2475 | 77.5912 | -867.146 | -1021.8581 | 235.3558 | 14.1063 | 2516.7983 | -1704.0193 | 18.2785 | -675.5387 | -28.9639 | 1111.8544 | 2014.3057 | 3.179 | -1249.729 | 337.3135 | 0.76581 | -1701.6171 | -1088.3251 | -573.9625 | -109.1378 | 449.429 | -1965.4218 | 934.5658 | 4394.4102 | 1261.4656 | 5076.1641 | 1.0171 | -1193.8091 | -103.6066 | -3635.1826 | 1024.5884 | 1445.5897 | -3201.3511 | -922.7832 | 14353.1836 | 210.1043 | 64.0648 | 308.4486
2030-03-13 | 13 | -35.5175 | 1.6458 | -66.9763 | -417.5869 | 51.823 | -1393.2089 | -13397.5537 | 3321.0691 | -38.4699 | -186.8021 | 2849.0215 | 1.0005 | 2137.9417 | 0.99703 | 1716.0674 | -1726.4263 | -340.828 | 209.9994 | -135.4106 | -11.0017 | -709.2531 | -941.6254 | 224.0541 | 1.029 | 2262.1189 | -1801.7101 | 147.9202 | -683.2224 | -30.589 | 1141.8739 | 2039.2847 | 2.6991 | -1154.2511 | 391.7419 | 0.74969 | -1467.7325 | -823.2966 | -980.3771 | -249.8863 | 237.528 | -2075.7983 | 892.1799 | 4469.3022 | 1334.5942 | 5072.6323 | -2.6581 | -1386.4064 | -461.6289 | -3698.5925 | 938.5721 | 2043.3541 | -3562.5337 | -681.6622 | 14443.9492 | 210.1042 | 99.3616 | 286.4195
2030-03-13 | 14 | -29.8779 | -44.4274 | -48.3534 | -428.4433 | -10.0741 | -1299.4625 | -12880.9365 | 2969.7395 | -2.7025 | -142.8037 | 3770.0938 | 1.0014 | 1940.8881 | 0.99803 | 1910.3036 | -1580.2366 | -335.9742 | 209.9994 | -117.3257 | 11.9855 | -624.7266 | -838.065 | 228.2916 | -8.4089 | 2227.9741 | -1761.4473 | 122.5595 | -670.5305 | -25.8172 | 1139.3838 | 1958.8809 | 2.6646 | -1211.8263 | 404.5351 | 0.77298 | -1390.2919 | 481.2859 | -1117.7163 | -383.1768 | 392.0394 | -2122.0024 | 952.9417 | 4743.7139 | 1421.2416 | 5056.5508 | -2.6671 | -1821.5115 | -944.8859 | -3999.7817 | 962.8104 | 1936.3339 | -3554.9412 | -805.751 | 15430.167 | 210.1042 | 77.1316 | 265.0779
2030-03-13 | 15 | -30.6361 | -304.4345 | -41.7659 | -540.4737 | -311.8343 | -1014.8178 | -11424.8887 | 2156.6709 | -2.6089 | -174.6079 | 3768.6243 | -1.9732 | 2064.3252 | 1.0002 | 1576.5973 | -1524.6428 | -295.4332 | 209.9994 | -114.0396 | 93.6027 | -631.8776 | -814.4637 | 251.5714 | -12.7157 | 2217.9944 | -1719.8134 | 19.2157 | -612.2268 | -11.9568 | 1116.3303 | 1763.6632 | 282.2859 | -1314.7002 | 634.0902 | 0.76931 | -1385.2671 | 1848.981 | -804.4811 | -342.518 | 200.1223 | -2070.6812 | 1012.9884 | 4708.8862 | 1411.8896 | 5051.0361 | -2.6972 | -1994.9653 | -1303.9669 | -4186.0796 | 1028.205 | 1759.4088 | -3287.7151 | -1008.2465 | 17529.1348 | 210.1042 | 21.3831 | 243.2392
2030-03-13 | 16 | -49.2205 | -207.2243 | -64.3345 | -549.6331 | -5.484 | -836.7985 | -10861.7598 | 2418.989 | -33.9591 | -122.2483 | 3389.6104 | -65.1814 | 1248.3693 | -59.5045 | 1495.1111 | -1698.3347 | -196.526 | 209.9994 | -117.1265 | 53.6061 | -659.0134 | -695.0992 | 255.4859 | -32.65 | 2233.5505 | -1722.4053 | 9.6513 | -548.4272 | -15.1714 | 1153.7362 | 1683.3331 | 1803.5382 | -1209.8466 | 919.2429 | 0.76425 | -1297.5135 | 3577.9771 | -750.0114 | -357.7176 | 225.1551 | -2071.2546 | 1095.6777 | 4900.769 | 1550.3241 | 5051.4146 | -2.7176 | -1980.178 | -1194.3157 | -4128.6348 | 1046.6956 | 2417.0916 | -3548.3313 | -903.8636 | 16173.1348 | 210.1042 | 38.6098 | 196.193
2030-03-13 | 17 | -60.3553 | -460.4367 | -63.9047 | -591.4514 | -109.8117 | -613.6934 | -9719.748 | 1849.3083 | -2.6564 | -164.2778 | 2256.6235 | -64.079 | 1068.2458 | -350.522 | 1374.9757 | -2254.9902 | -224.3177 | 209.9994 | -171.306 | 6.3824 | -624.3312 | -594.5373 | 257.9837 | -59.6949 | 2581.9089 | -1885.043 | 122.3616 | -500.5137 | -6.0508 | 1169.7308 | 1577.9293 | 3230.4246 | -977.3419 | 1195.6389 | 0.55986 | -944.3486 | 6372.9863 | -718.3131 | -342.5192 | 353.3456 | -2077.2898 | 1102.4952 | 4906.688 | 1575.772 | 5054.6396 | -2.7146 | -1938.9482 | -879.4979 | -4257.1401 | 1001.5081 | 2579.2876 | -3610.6328 | -668.7614 | 16416.5469 | 210.1042 | 52.3426 | 137.808
2030-03-13 | 18 | -59.4134 | -451.4227 | -50.4208 | -598.8223 | -346.1284 | -493.1014 | -8436.8105 | 1288.9998 | -2.7574 | -145.1508 | 2847.1436 | -58.7021 | 640.6165 | -356.7479 | 1343.0552 | -2401.4578 | -219.407 | 209.9994 | -182.7015 | 118.2903 | -751.0508 | -830.3607 | 234.2406 | -67.1582 | 2678.1929 | -1846.9159 | 9.6429 | -478.5458 | -7.8117 | 1048.7593 | 1575.9078 | 3866.3455 | -693.5629 | 1265.8961 | 0.55621 | -924.6319 | 7518.3486 | -942.6122 | -273.787 | 449.6853 | -2075.3538 | 1068.3124 | 4906.6079 | 1564.5089 | 5054.9312 | -3.0009 | -1941.9531 | 1019.8367 | -3012.1826 | 946.3707 | 2489.0928 | -3189.3479 | -323.4406 | 15499.2695 | 210.1042 | 51.0988 | 176.0653
2030-03-13 | 19 | -61.6865 | -445.5345 | -55.6711 | -622.9342 | -436.0972 | -523.1218 | -7866.9932 | 1382.3021 | -2.7866 | -182.1168 | 2041.26 | -1.7789 | 1105.3121 | -361.6703 | 1311.786 | -2557.49 | -295.7326 | 209.9994 | -145.7706 | -169.2549 | -715.5823 | -668.2357 | 165.1581 | -75.4124 | 2581.6135 | -1852.2551 | 11.0941 | -478.6339 | -13.3476 | 1030.743 | 1675.7274 | 3986.9116 | -605.1959 | 1267.3763 | 0.42501 | -912.232 | 9386.1641 | -855.0937 | -213.0726 | 449.5247 | -2023.1926 | 807.1732 | 4962.2285 | 1523.1788 | 5056.3955 | -2.728 | -1995.3507 | -5.5949 | -4788.1851 | 719.6822 | 2175.5334 | -3100.5981 | 1.0706 | 14907.6992 | 210.1043 | 95.6492 | 223.9994
2030-03-13 | 20 | -72.1098 | -514.4218 | -62.8065 | -733.7052 | -598.1534 | -376.3454 | -6611.4458 | 849.1946 | -2.5619 | -126.067 | 1731.7646 | -1.2254 | 0.99363 | -158.8498 | 1517.4437 | -2781.0989 | -195.7803 | 209.9994 | -191.0666 | -77.7164 | -969.8612 | -968.838 | 148.0013 | -60.5654 | 2755.6091 | -1966.9697 | -98.5776 | -454.0287 | -9.4765 | 966.4417 | 1785.0985 | 5657.1958 | -463.4648 | 1476.1923 | 0.48161 | -1073.637 | 10311.0449 | -389.0509 | -514.5928 | 449.8307 | -2115.7417 | 548.5886 | 5535.2725 | 1615.9117 | 5070.8374 | 1.0142 | -1460.9062 | 1506.3376 | -2939.2068 | 745.5067 | 1754.4696 | -2306.3464 | -319.3036 | 14192.6191 | 210.1042 | -58.0048 | 180.2863
2030-03-13 | 21 | -71.4382 | -566.2753 | -65.5171 | -732.5614 | -725.0281 | -346.9988 | -6524.4717 | 557.1866 | -2.8506 | -140.0697 | 1408.8076 | -12.9878 | 0.99076 | -250.3646 | 1543.826 | -3012.7849 | -222.3877 | 209.9994 | -209.3981 | -128.0847 | -941.9768 | -958.0056 | 141.185 | -61.2637 | 2823.9458 | -2121.0793 | 19.5983 | -440.8546 | -7.4303 | 987.3706 | 1792.9111 | 6562.6025 | -482.277 | 1557.2872 | 0.42221 | -1034.1837 | 10469.9014 | -542.7486 | -733.8984 | 449.9735 | -2156.6074 | 511.4501 | 5673.2192 | 1578.3743 | 5066.7539 | 1.0164 | -1224.4049 | 1592.5131 | -2517.9973 | 755.5813 | 1710.9702 | -2246.4929 | -330.7125 | 13417.2568 | 210.1042 | -58.3886 | 305.2547
2030-03-13 | 22 | -69.8039 | -602.98 | -65.1966 | -748.5424 | -704.8978 | -394.6508 | -6801.3188 | 449.1327 | -2.8927 | -110.0951 | 1105.0754 | -6.3281 | 284.4792 | -177.4613 | 1418.3423 | -2890.1365 | -189.6074 | 209.9994 | -223.7448 | -143.8145 | -820.5812 | -670.2871 | 171.6739 | -65.2236 | 2886.0591 | -2087.0818 | 19.8411 | -449.2274 | -2.5264 | 1062.1459 | 1712.5768 | 6575.644 | -321.738 | 1479.5291 | 0.39711 | -882.5447 | 10040.626 | -801.1362 | -729.3011 | 450.0596 | -2153.2498 | 641.2255 | 5508.478 | 1592.9987 | 5055.644 | 1.0001 | -953.9007 | 1531.3939 | -2688.219 | 747.6063 | 1685.4958 | -2489.4551 | -282.9189 | 13084.6748 | 210.1042 | -26.6468 | 330.3048
2030-03-13 | 23 | -78.7625 | -797.1876 | -66.9485 | -714.4981 | -699.8168 | -254.4244 | -6231.5869 | 422.5427 | 0.99917 | -97.249 | 902.8925 | 0.99931 | 890.3746 | -310.2329 | 1415.7469 | -3230.6597 | -134.1136 | 209.9994 | -248.6169 | -76.8543 | -617.7934 | -525.0482 | 227.144 | -68.2789 | 2973.5393 | -2030.193 | -72.4237 | -391.1825 | 1.9788 | 1128.5356 | 1514.8455 | 7367.1016 | -132.6059 | 1723.1827 | 0.42086 | -690.9742 | 10340.3096 | -454.0591 | -95.1296 | 449.8265 | -2199.3083 | 886.8831 | 4767.2637 | 1520.1841 | 5037.7446 | 1.0152 | -398.179 | 1705.494 | -1921.469 | 743.2974 | 1356.8344 | -2573.0288 | 1.024 | 12736.4111 | 210.1043 | 52.4456 | 266.2693
2030-03-13 | 24 | -79.5485 | -775.1966 | -63.5473 | -710.2064 | -700.6555 | -225.75 | -6221.6655 | 673.4854 | 902.45 | -48.4269 | 700.8851 | 36.1404 | 1061.0941 | -467.4171 | 892.4232 | -3267.0159 | -37.8858 | 209.9994 | -216.8658 | -126.1725 | -348.2308 | -182.3781 | 237.7025 | -85.9588 | 2860.7148 | -1957.0779 | 10.4944 | -386.9989 | -0.68185 | 1189.167 | 1282.324 | 7922.1011 | 215.8809 | 1766.9692 | 0.42391 | -318.1576 | 10091.0938 | -0.076164 | -63.5154 | 449.4154 | -2338.3623 | 959.9013 | 4621.6597 | 1548.9578 | 5016.7544 | 1.0034 | -276.9081 | 1635.2563 | -1424.047 | 704.9911 | 562.6724 | -2967.5674 | 1.0616 | 12214.168 | 210.1042 | -25.8887 | 134.8392
2030-03-14 | 1 | -75.0501 | -493.4255 | -58.1498 | -712.9695 | -872.9622 | -332.5504 | -6389.6313 | 476.2816 | 1714.953 | 32.2195 | 540.2449 | 132.6885 | 1861.0557 | -577.0578 | 397.296 | -3462.4617 | -150.9929 | 209.9994 | -286.7508 | 66.4789 | -336.1984 | -160.9331 | 270.0881 | -76.6413 | 3146.4226 | -1844.6082 | 95.641 | -436.206 | -13.1687 | 1153.303 | 836.1207 | 8143.9614 | 89.2973 | 1540.0801 | 1.2587 | -261.4139 | 8523.7432 | -2.595 | 1.001 | 65.2141 | -2369.4902 | 1079.7745 | 4389.3926 | 1539.1906 | 4994.4033 | -2.6424 | -276.7089 | 2049.3677 | -725.828 | 843.5308 | 870.5016 | -2318.0632 | 375.4964 | 11234.5859 | 210.1042 | -60.1038 | 146.0331
2030-03-14 | 2 | -79.1834 | -486.4302 | -58.5205 | -678.9694 | -901.0095 | -315.0906 | -6689.6001 | 661.4427 | 2062.803 | 70.7929 | 651.989 | 157.1789 | 2078.1189 | -655.8599 | 99.7561 | -3376.1062 | -103.3766 | 209.9994 | -311.466 | 133.5277 | -404.1923 | -168.2837 | 303.0401 | -72.811 | 3317.4202 | -1990.4104 | 274.6885 | -419.2949 | -14.3869 | 1173.0175 | 676.2324 | 8615.6543 | -372.4952 | 1568.9995 | 2.9709 | -169.3595 | 7879.6206 | 1.0006 | 93.0951 | 65.6413 | -2388.6201 | 1110.2722 | 4035.1208 | 1499.5815 | 4767.6157 | -2.5502 | -276.6673 | 2012.0089 | -443.7423 | 1075.1232 | 1647.3326 | -2515.8975 | 322.393 | 10596.9238 | 210.1042 | -32.1603 | 169.1999
2030-03-14 | 3 | -82.4176 | -572.1254 | -57.359 | -671.3301 | -623.3651 | -312.1612 | -7466.8887 | 1117.9099 | 2187.1121 | 76.3976 | 574.4478 | 126.6074 | 1950.8802 | -680.8517 | -47.4261 | -3160.4202 | -71.3882 | 209.9994 | -311.3197 | 187.2733 | -368.9712 | -87.7967 | 351.6363 | -75.9815 | 3352.6938 | -1963.8293 | 279.4061 | -417.0274 | -9.7198 | 1267.3857 | 610.6993 | 8902.4492 | -250.7317 | 1741.3407 | 3.304 | -18.5772 | 7983.7773 | 1.0014 | 176.5061 | 13.8811 | -2489.699 | 1270.8206 | 3581.939 | 1396.4944 | 4507.1465 | -2.4118 | -276.4852 | 1899.8501 | -845.4728 | 1211.0125 | 2256.9719 | -3115.4004 | 471.2953 | 9886.9697 | 210.1042 | 54.6921 | 283.9185
2030-03-14 | 4 | -82.1811 | -581.2537 | -57.4468 | -675.0905 | -496.4648 | -307.8615 | -7557.5938 | 1295.3259 | 2133.321 | 80.7346 | 468.3551 | 139.8091 | 1958.5361 | -679.3303 | -17.033 | -2785.8228 | 6.2853 | 209.9994 | -303.7985 | 184.7921 | -368.4899 | -49.1231 | 364.2585 | -78.2903 | 3319.5979 | -1931.9811 | 211.2684 | -415.2637 | -10.4929 | 1301.5734 | 565.3818 | 8918.623 | -152.7754 | 1749.1688 | 3.0255 | 1.0015 | 8203.4434 | -180.8745 | 112.8151 | 1.0014 | -2489.2991 | 1331.0742 | 3687.1316 | 1594.4163 | 4539.7651 | -2.4826 | -276.5841 | 1936.1993 | -884.0701 | 1230.13 | 2493.8491 | -3569.7935 | 350.9225 | 9258.8232 | 210.1043 | 70.1391 | 315.1603
2030-03-14 | 5 | -81.9446 | -702.3768 | -60.3826 | -696.9529 | -128.139 | -336.6351 | -8744.6055 | 2254.7549 | 1875.3395 | 56.6392 | 673.4544 | 84.2543 | 1957.2894 | -679.4387 | -16.9044 | -2180.3074 | 47.5749 | 209.9994 | -279.7576 | -6.463 | -230.8988 | -305.598 | 407.0317 | -89.3876 | 3197.1448 | -2068.1985 | 409.509 | -425.5139 | -3.4217 | 1531.8712 | 722.0522 | 8916.3408 | -258.692 | 1765.0168 | 2.9706 | 112.4908 | 8925.2061 | -246.0702 | 95.9644 | 1.0011 | -2712.3821 | 1316.8851 | 3715.9392 | 1508.246 | 4538.2754 | -2.4848 | -272.858 | 1643.0299 | -1544.5907 | 1509.5404 | 3181.1279 | -4554.0483 | -883.4752 | 8044.1978 | 210.1043 | -11.5289 | 212.6783
2030-03-14 | 6 | -83.9283 | -635.8835 | -65.1993 | -702.3793 | -647.0623 | -299.9944 | -7463.1221 | 1423.2744 | 866.3848 | 44.6591 | 1135.3901 | 102.0494 | 1804.6538 | -642.724 | 160.7705 | -1738.8978 | 78.3858 | 209.9994 | -264.7155 | -74.6321 | -391.0762 | -699.2425 | 315.1215 | -91.83 | 3117.5933 | -2292.74 | 356.9121 | -414.9984 | -12.6332 | 1354.1315 | 745.1782 | 8147.8945 | -821.3358 | 1799.7461 | 3.1955 | 10.533 | 9676.9951 | -99.2349 | -57.3482 | 0.99984 | -2654.8872 | 978.3525 | 4461.8711 | 1712.578 | 4983.9312 | 1.0161 | -278.1738 | 1765.1166 | -1302.1586 | 1384.5625 | 2985.6824 | -3058.9668 | -438.4314 | 8888.5459 | 210.1043 | -47.3163 | 221.6133
2030-03-14 | 7 | -78.9612 | -566.394 | -70.6227 | -693.8071 | -1061.4039 | -232.7191 | -6728.3501 | 623.0046 | -3.0595 | -37.2019 | 1664.605 | -6.5394 | 2111.6157 | -544.2064 | 584.179 | -1158.4572 | 34.6677 | 209.9994 | -251.9039 | -136.9563 | -710.1503 | -1102.2408 | 181.8769 | -80.286 | 3070.9465 | -2190.6812 | 395.1197 | -387.7263 | -25.6531 | 1103.6676 | 943.3055 | 6727.7412 | -899.9018 | 1700.2965 | 3.1299 | -275.2474 | 9855.8604 | -715.317 | -152.893 | 302.8258 | -2495.9429 | 538.9194 | 4608.0806 | 1646.4203 | 5012.022 | -2.7518 | -457.8106 | 1339.9132 | -2742.0154 | 1060.2742 | 1428.8923 | -2332.7405 | 3.3545 | 8358.6855 | 210.1043 | -76.7299 | 144.9303
2030-03-14 | 8 | -67.473 | -588.2842 | -77.7531 | -682.0724 | -1320.6857 | -203.6522 | -6765.1592 | 54.5264 | -3.0947 | -107.9068 | 1688.0732 | -22.478 | 1186.9332 | -364.0112 | 1314.9098 | -154.7221 | -46.7823 | 209.9994 | -270.377 | 18.5332 | -1001.3172 | -1399.7163 | 144.5006 | -54.6021 | 3098.5806 | -2227.2449 | 49.3368 | -365.037 | -27.8203 | 945.121 | 1002.6607 | 4747.1206 | -1137.2568 | 1466.2838 | 2.6968 | -972.9412 | 9415.8965 | -691.4037 | -307.367 | 449.5212 | -2387.3577 | 418.0731 | 4865.8872 | 1581.4559 | 5018.8013 | -2.749 | -906.1768 | 840.7012 | -2843.0884 | 962.6292 | 1308.1029 | -1926.1614 | 1.009 | 8581.998 | 210.1042 | -66.0664 | 172.7531
2030-03-14 | 9 | -56.6462 | -575.3712 | -76.6247 | -660.7166 | -1379.6152 | -308.7454 | -7609.2373 | 72.8976 | -3.0874 | -110.051 | 1829.7357 | 13.5034 | 1536.4901 | -336.1881 | 1432.6334 | 89.803 | -260.7186 | 209.9994 | -290.1143 | 115.7766 | -1065.6233 | -1500.8232 | 166.9741 | -33.5341 | 3169.0959 | -2039.243 | -74.0378 | -394.653 | -20.9746 | 949.5276 | 1051.2 | 2967.1211 | -1256.5151 | 1205.2893 | 2.5589 | -1412.4875 | 9086.1299 | -874.022 | -407.4001 | 449.8516 | -2386.6934 | 515.0734 | 5073.8511 | 1596.8309 | 5055.9648 | 1.0178 | -1272.87 | 829.374 | -2503.4233 | 1103.0509 | 1441.3108 | -1816.9993 | -462.4119 | 9442.3428 | 210.1042 | -85.6865 | 222.3582
2030-03-14 | 10 | -51.9668 | -320.6237 | -70.4334 | -693.1796 | -1166.4791 | -536.7501 | -8768.5508 | 743.0914 | -2.9084 | -125.8972 | 1843.0824 | 0.44357 | 1289.9736 | -317.079 | 1495.4703 | 383.4713 | -338.2726 | 209.9994 | -285.5127 | 25.219 | -969.3445 | -1464.3364 | 184.6511 | -37.1806 | 3202.7112 | -2097.6948 | -14.4024 | -483.1088 | -22.2726 | 1039.7291 | 1270.4008 | 2236.9177 | -1109.2191 | 1033.4585 | 2.453 | -1352.1166 | 9149.2275 | -931.7402 | -426.0789 | 449.7139 | -2322.6992 | 634.2604 | 5126.4834 | 1574.8987 | 5056.6895 | 0.99289 | -1622.6558 | 264.8892 | -2667.7275 | 1051.3403 | 2132.3096 | -1627.9468 | -310.1208 | 10249.251 | 210.1042 | 40.9099 | 239.151
2030-03-14 | 11 | -47.3947 | -333.03 | -68.2052 | -672.8523 | -1204.3649 | -512.8805 | -8779.7842 | 703.3009 | -2.8497 | -150.8446 | 1881.1715 | -55.3535 | 1137.0284 | -305.8574 | 1501.6863 | 599.3326 | -371.0092 | 209.9994 | -294.2298 | 161.6968 | -974.9573 | -1490.2306 | 214.1548 | -31.1212 | 3224.4707 | -2060.5632 | -361.6879 | -470.9062 | -20.4846 | 1031.9816 | 1150.5 | 1722.2181 | -1261.2455 | 980.3408 | 2.2545 | -1500.8395 | 8803.4707 | -911.4908 | -418.4883 | 449.6924 | -2293.8267 | 752.7042 | 5113.6763 | 1553.2263 | 5059.7749 | 0.6855 | -1726.4666 | 75.0443 | -2480.8765 | 1141.3073 | 2266.3506 | -1649.6317 | -718.2151 | 10461.3896 | 210.1042 | 11.4086 | 212.5544
2030-03-14 | 12 | -39.4412 | -213.9534 | -64.9937 | -640.8141 | -1253.953 | -544.4277 | -8548.7861 | 391.4808 | -3.0836 | -205.4729 | 2070.6956 | -120.4858 | 1073.4984 | -269.8961 | 1627.3364 | 488.4305 | -424.4428 | 209.9994 | -353.3353 | 229.8826 | -1054.0762 | -1494.7566 | 187.7192 | -17.9606 | 3441.7251 | -1822.7377 | -489.6322 | -474.7589 | -24.2604 | 930.3969 | 1136.2565 | 1012.3828 | -1304.014 | 833.6161 | 3.3488 | -1611.8989 | 8002.8618 | -874.1859 | -376.3647 | 449.778 | -2344.7776 | 689.6918 | 5049.0049 | 1539.6625 | 5060.4551 | 1.0005 | -1751.5981 | 353.8795 | -1623.3439 | 1244.9395 | 2248.9976 | -1402.0963 | -935.5735 | 11850.1748 | 210.1042 | -21.179 | 196.1951
2030-03-14 | 13 | -55.2253 | -489.2691 | -68.7953 | -626.6562 | -1663.1606 | -256.5816 | -6357.9829 | 0.99942 | -3.0565 | -213.9126 | 2088.7993 | -137.1315 | 940.788 | -270.3435 | 1615.2446 | -12.3223 | -138.5333 | 209.9994 | -383.0444 | 206.2144 | -948.8491 | -1261.1436 | 152.0291 | -21.406 | 3553.345 | -1873.0505 | -569.3054 | -382.6774 | -19.4078 | 846.2942 | 1291.715 | 2906.8955 | -1237.9709 | 1221.6929 | 4.5121 | -1434.6031 | 8924.1836 | -773.4963 | -293.4189 | 449.7859 | -2554.2971 | 509.078 | 5003.8335 | 1558.7095 | 5060.7959 | 71.2048 | -1717.5627 | 876.8391 | -940.9157 | 1293.6608 | 2035.5481 | -1083.6077 | -1104.3005 | 13278.79 | 210.1043 | -101.5273 | 223.1619
2030-03-14 | 14 | -47.9747 | -368.3828 | -67.162 | -581.6785 | -1553.3356 | -454.5098 | -5684.4814 | 0.99278 | -2.9765 | -150.8572 | 2043.3228 | -35.1584 | 252.9983 | -294.6805 | 1511.1558 | -303.8235 | -88.0578 | 209.9994 | -375.933 | 84.9993 | -762.8148 | -1390.3707 | 134.8187 | -28.2071 | 3515.8787 | -1891.9814 | -507.7997 | -433.2205 | -19.6695 | 857.0856 | 1324.38 | 2526.6743 | -1222.8763 | 924.3583 | 3.6658 | -1368.3142 | 7480.4014 | -621.0726 | -302.8183 | 449.5679 | -2511.635 | 447.0443 | 4888.0073 | 1504.7234 | 5057.0884 | -2.8614 | -1789.4143 | 1259.7358 | -314.8643 | 1195.3593 | 1530.6212 | -960.5222 | -1067.5708 | 14666.8994 | 210.1043 | -169.371 | 285.5104
2030-03-14 | 15 | -65.0246 | -600.2534 | -73.3714 | -674.1639 | -1563.6936 | -269.0292 | -5610.4116 | -3.1157 | -2.9248 | -123.9533 | 2001.3059 | 19.0789 | 330.8783 | -298.1266 | 1506.9457 | -519.0919 | -33.1343 | 209.9994 | -387.6901 | 229.7032 | -759.1094 | -1308.2411 | 207.489 | -28.0655 | 3593.7573 | -2065.3484 | -499.5502 | -388.8661 | -7.9971 | 926.767 | 1403.8756 | 4305.6104 | -1160.2068 | 1372.8715 | 4.3299 | -1287.4352 | 9808.2383 | -537.1403 | -67.3613 | 449.3581 | -2555.0063 | 648.5865 | 4623.1865 | 1499.0835 | 5057.5454 | -2.722 | -1736.2146 | 987.787 | -615.4517 | 1384.8995 | 1889.7804 | -1350.7523 | -1362.147 | 14676.3428 | 210.1043 | -165.3595 | 312.8867
2030-03-14 | 16 | -65.1681 | -554.7957 | -73.8967 | -690.135 | -1266.6123 | -261.637 | -4224.5498 | 0.93882 | -2.8289 | -121.8328 | 1959.8624 | 10.4332 | 206.5648 | -290.5378 | 1485.8621 | -802.2088 | -16.0805 | 209.9994 | -386.8517 | 131.0756 | -719.377 | -1340.5145 | 191.2454 | -29.4569 | 3530.8359 | -2148.3357 | -215.2018 | -391.98 | -9.3116 | 917.9781 | 1467.109 | 4878.4565 | -1009.8834 | 1305.3148 | 4.7912 | -1186.7719 | 9695.3916 | -560.0501 | -329.6598 | 449.5173 | -2536.0298 | 499.9553 | 4879.9482 | 1547.0591 | 5057.3203 | -2.7483 | -1720.6903 | 1514.4991 | -300.5053 | 1550.948 | 1830.4767 | -1379.6787 | -1988.1439 | 13315.3008 | 210.1042 | -269.0579 | 299.6091
2030-03-14 | 17 | -63.251 | -454.8618 | -72.071 | -706.1834 | -1447.0859 | -273.9391 | -3866.959 | -2.244 | -2.9353 | -108.4891 | 2010.6709 | 80.3798 | 1.0001 | -264.4914 | 1546.2944 | -951.5234 | -65.6175 | 209.9994 | -393.8079 | 0.23255 | -761.1542 | -1162.8531 | 132.3412 | -34.0333 | 3562.8164 | -2264.887 | -48.6691 | -413.9183 | -12.9899 | 862.1868 | 1588.5146 | 5149.2363 | -785.0661 | 1261.1875 | 5.7152 | -1095.6768 | 9319.3389 | -272.4817 | -426.3111 | 450.1089 | -2484.6619 | 311.1374 | 5314.2036 | 1768.2195 | 5072.0776 | 208.0107 | -1160.7906 | 2216.6311 | 466.7633 | 1469.9532 | 1354.1746 | -849.3159 | -1995.6836 | 12888.1689 | 210.1042 | -332.8629 | 261.6868
2030-03-14 | 18 | -59.9109 | -709.5283 | -69.999 | -641.5413 | -1151.912 | -107.1205 | -2990.6458 | -2.1265 | -106.4608 | -113.1255 | 2138.8777 | 86.0603 | 1.006 | -242.1614 | 1555.9268 | -1492.8137 | -109.4779 | 209.9994 | -372.8517 | 67.4962 | -677.7747 | -801.1561 | 113.1516 | -37.1589 | 3492.6489 | -2187.8391 | 230.6317 | -354.5163 | -12.5676 | 838.7544 | 1409.0524 | 5220.3906 | -722.3502 | 1237.9209 | 6.9017 | -430.8809 | 9050.4395 | -124.1776 | -375.2321 | 450.0645 | -2496.7573 | 222.1017 | 5434.2563 | 1720.6299 | 5072.228 | 323.9966 | -1249.8724 | 2564.7456 | 334.6851 | 1454.2993 | 1438.0745 | -877.6724 | -1901.7511 | 12949.3506 | 210.1043 | -303.4883 | 261.6031
2030-03-14 | 19 | -54.6928 | -955.5142 | -65.2057 | -541.7193 | -1493.1626 | 177.8295 | -1172.4751 | -818.642 | -2.9208 | -122.07 | 2357.646 | 125.7036 | 0.99792 | -205.7029 | 1664.5157 | -2143.2021 | -94.8813 | 209.9994 | -372.2652 | 182.2732 | -826.6567 | -814.0489 | 31.1031 | -31.2818 | 3513.0723 | -1847.1842 | 35.9856 | -256.8622 | -15.4773 | 602.4609 | 1186.5455 | 5529.7192 | -870.261 | 1267.1146 | 7.2462 | -410.1895 | 8241.2471 | -451.3074 | -720.2341 | 450.2959 | -2526.0178 | -0.63272 | 5600.9141 | 1618.116 | 5071.2129 | 1.0145 | -1506.7479 | 2221.6589 | -533.1335 | 1172.8661 | 1079.5962 | -1044.6831 | -1713.2024 | 10977.5547 | 210.1042 | -222.8982 | 251.5785
2030-03-14 | 20 | -52.0519 | -1076.3029 | -66.4545 | -491.8258 | -1629.6436 | 336.7072 | -368.6104 | -1224.1204 | -2.8862 | -140.6215 | 1841.3312 | 124.565 | 1.0136 | -69.4558 | 1791.9852 | -2817.5591 | -74.7545 | 209.9994 | -569.0322 | 320.2314 | -1166.3726 | -683.2605 | 22.3868 | -4.3266 | 4288.021 | -1623.9423 | -57.2526 | -196.7748 | -21.0056 | 519.6093 | 1063.6451 | 5862.3818 | -1052.9092 | 1232.3397 | 7.1118 | -806.1075 | 7357.8086 | -350.5873 | -562.5706 | 450.2437 | -2243.7317 | 106.8458 | 5708.4087 | 1684.4397 | 5069.7031 | 243.3492 | -1390.3455 | 2237.5811 | -274.0626 | 865.0707 | 1447.5243 | -1008.9271 | -623.7204 | 8362.543 | 210.1042 | -120.7332 | 317.9686
2030-03-14 | 21 | -54.0203 | -1060.5336 | -72.2148 | -489.204 | -1675.0914 | 340.9334 | -349.6285 | -1102.7202 | 1.0004 | -133.7626 | 2211.7842 | 143.3316 | 1.0752 | -66.9339 | 1794.4596 | -3682.7615 | -115.7001 | 209.9994 | -452.1226 | 360.471 | -1172.6758 | -655.5509 | 20.3728 | -14.5555 | 3794.6812 | -1658.9476 | -109.3813 | -185.4002 | -23.1274 | 502.3923 | 1030.5286 | 6470.2021 | -1055.722 | 1228.9061 | 6.7587 | -782.3843 | 6324.6343 | -52.6757 | -297.4011 | 450.0201 | -2272.2041 | 133.9033 | 5599.7109 | 1787.5505 | 5061.1421 | 452.5468 | -1165.1061 | 2453.7761 | 184.6014 | 774.2927 | 1189.1599 | -1035.73 | -911.0285 | 6007.2031 | 210.1042 | -123.9216 | 327.0464
2030-03-14 | 22 | -56.8972 | -1094.9672 | -74.2465 | -483.216 | -1710.2144 | 299.8987 | -1200.577 | -924.6097 | 1.0027 | -118.843 | 2249.8713 | 158.3067 | 0.99679 | -1.4286 | 1709.6213 | -3768.8738 | -64.2423 | 209.9994 | -409.2827 | 339.7968 | -1103.9315 | -550.2255 | 55.4404 | -18.1142 | 3636.1411 | -1746.9764 | -202.4052 | -194.3942 | -21.6632 | 580.2183 | 1116.3488 | 6867.1069 | -988.3112 | 1247.8447 | 6.5434 | -740.7239 | 5781.2705 | 211.728 | -2.7917 | 449.7834 | -2247.1196 | 279.4905 | 5299.2515 | 1922.6161 | 5050.4731 | 535.9966 | -822.78 | 2618.6553 | 620.9449 | 919.9108 | 1231.38 | -658.063 | -1353.4008 | 5355.4067 | 210.1042 | -188.9657 | 257.6304
2030-03-14 | 23 | -57.686 | -1103.543 | -73.0526 | -462.0165 | -1273.8977 | 254.6057 | -2175.9482 | -260.9651 | 1.0026 | -77.1925 | 1994.2576 | 140.9098 | 1.003 | -222.5426 | 1461.3931 | -3710.5518 | -46.1263 | 209.9994 | -439.9424 | 362.126 | -912.438 | -310.6701 | 92.3717 | -23.9302 | 3784.1824 | -1755.6534 | -308.2087 | -197.4793 | -19.6614 | 670.5787 | 975.1369 | 6754.2524 | -962.2575 | 1244.3934 | 7.1164 | -486.1809 | 5397.2241 | 20.6086 | -2.7398 | 449.7602 | -2438.7502 | 370.2659 | 5089.8809 | 1955.3451 | 5033.9219 | 468.9327 | -305.5133 | 3125.8628 | 1340.444 | 1203.0209 | 1279.0466 | -960.2564 | -1917.5189 | 4948.4443 | 210.1043 | -275.7002 | 243.4501
2030-03-14 | 24 | -51.3663 | -1077.7771 | -68.1007 | -413.1837 | -1472.6229 | 265.5529 | -2779.0833 | -496.0793 | 750.3052 | -50.377 | 1975.8634 | 190.0019 | 1403.2137 | -246.5311 | 1439.5824 | -2723.5574 | -73.8252 | 209.9994 | -440.9946 | 282.8034 | -788.4529 | -108.3489 | 116.1158 | -18.8078 | 3807.0469 | -1554.723 | -334.2131 | -188.0173 | -25.6997 | 684.7945 | 791.8882 | 6121.2959 | -1019.6141 | 1162.3733 | 7.1643 | -956.1816 | 4775.7021 | -439.0079 | -22.1337 | 277.9041 | -2447.6436 | 571.2516 | 4388.2646 | 1679.4846 | 5015.8911 | -3.6002 | -289.946 | 2812.1931 | 1183.6647 | 1217.3767 | 1221.0919 | -607.4747 | -916.6697 | 4415.9053 | 210.1042 | -238.7465 | 251.7871
2030-03-15 | 1 | -43.4791 | -1060.5958 | -62.3601 | -410.1079 | -1186.1948 | 120.8504 | -6047.4023 | -17.7416 | 1789.2183 | -14.0929 | 1956.2979 | 193.3438 | 1080.5195 | -361.3951 | 1067.4436 | -2309.5374 | -99.6485 | 209.9994 | -476.2808 | 349.0294 | -791.5855 | -48.9429 | 189.6841 | -17.2376 | 3942.7893 | -1448.9858 | -680.7 | -243.1702 | -17.7165 | 813.1786 | 646.7585 | 5273.751 | -994.1232 | 995.2668 | 7.878 | -775.8219 | 3996.3972 | -64.7427 | 176.8785 | 260.1584 | -2465.9834 | 709.6264 | 4161.314 | 1725.4392 | 4980.4111 | 1.0095 | -277.4771 | 2952.9934 | 1521.6011 | 1556.3727 | 1871.0912 | -939.32 | -935.8732 | 4995.8018 | 210.1043 | -240.1365 | 301.0135
2030-03-15 | 2 | -39.5952 | 503.2915 | -64.3503 | -544.602 | -311.5577 | -713.4034 | -9651.0938 | 2009.1063 | 2322.0835 | -52.054 | 1581.984 | 79.9804 | 65.3594 | -448.3266 | 962.3839 | -1698.2151 | -81.256 | 209.9994 | -443.4749 | -95.9771 | -432.6739 | 297.0496 | 35.6861 | -41.1101 | 3871.5505 | -2222.3271 | 19.4536 | -518.9268 | -74.0664 | 751.5404 | 982.1934 | 4124.2705 | -501.517 | 656.3983 | 8.9828 | -244.0295 | 2344.2339 | 106.8079 | 139.7394 | 449.8222 | -2401.8577 | 271.7422 | 3605.9031 | 1490.9247 | 4455.4346 | -3.7558 | -276.5149 | 2944.7686 | 1049.5944 | 1006.4814 | 1038.9113 | -2288.7788 | 75.0788 | 2098.2063 | 210.1042 | -87.7954 | 297.1419
2030-03-15 | 3 | -36.2286 | 522.0329 | -64.0263 | -372.7371 | 81.6597 | -769.1339 | -11284.4072 | 2927.9597 | 2528.7324 | -15.8371 | 972.0669 | 107.1051 | 1616.1528 | -526.4106 | 736.0576 | -629.9351 | 4.344 | 209.9994 | -357.0368 | -197.859 | -270.1763 | 175.3485 | 46.365 | -61.5735 | 3529.7048 | -2016.9438 | -113.8779 | -482.3444 | -87.4689 | 867.6265 | 834.1361 | 2396.4988 | -797.7045 | 606.3059 | 6.1662 | -323.111 | 1012.2708 | -0.36804 | 164.2788 | 1.0023 | -2334.2507 | 372.2342 | 3312.3528 | 1657.4221 | 4548.0161 | -22.5205 | -273.0085 | 2153.8359 | 124.677 | 812.0886 | 1519.4955 | -3314.5142 | 868.449 | -216.601 | 210.1042 | 75.215 | 315.1111
2030-03-15 | 4 | -24.0228 | 897.7786 | -59.4809 | -430.0635 | 5.6117 | -1180.9655 | -11918.9512 | 3009.6355 | 2610.4031 | -12.7493 | 1197.6993 | 116.698 | 1794.8298 | -560.5241 | 706.8681 | 498.9021 | -1.8719 | 209.9994 | -393.7006 | -84.6996 | -374.4955 | -227.109 | 41.3177 | -56.6765 | 3640.1438 | -1736.8937 | -120.7966 | -619.6658 | -99.0757 | 752.2045 | 714.0713 | 796.294 | -936.2759 | 239.3063 | 6.9079 | -291.5234 | 220.6821 | -341.9268 | 70.7815 | 0.99881 | -2419.9792 | 395.6035 | 3074.3076 | 1629.9642 | 4469.9634 | -178.0768 | -275.4308 | 2210.9592 | 155.7664 | 886.148 | 1814.7595 | -3429.1604 | 933.3318 | 492.65 | 210.1043 | 81.0938 | 240.0515
2030-03-15 | 5 | -9.5312 | 859.6544 | -59.4088 | -391.3706 | 272.5979 | -1187.4479 | -12825.8418 | 3548.7463 | 2497.2502 | -23.4371 | 1399.0941 | 110.9501 | 1984.6779 | -522.9542 | 831.1204 | 1401.4569 | -75.7758 | 209.9994 | -353.5659 | -73.3548 | -270.7971 | -1151.1259 | 63.484 | -52.5048 | 3468.4988 | -1634.5305 | -370.7486 | -604.3818 | -103.1001 | 848.1383 | 494.3989 | -713.6077 | -1239.4581 | 9.6052 | 4.7798 | -575.4083 | -1431.8536 | -269.3781 | 203.4423 | 0.99766 | -2542.1646 | 463.4703 | 3196.2244 | 1662.8817 | 4536.7505 | -16.2951 | -276.6035 | 1992.0017 | -199.2878 | 909.955 | 2226.7288 | -3983.5295 | 922.4284 | -1291.8154 | 210.1042 | 121.8278 | 285.3146
2030-03-15 | 6 | 14.4605 | 1214.3752 | -54.7576 | -382.0972 | 717.696 | -1646.3525 | -14936.7539 | 4782.1753 | 2034.0812 | -113.9183 | 1456.7849 | 5.7771 | 1979.8773 | -483.3039 | 961.2923 | 2178.947 | -592.3599 | 209.9994 | -260.9102 | -185.6988 | -364.18 | -2529.458 | 88.6154 | -52.8967 | 3017.4536 | -1392.9927 | -902.8026 | -751.0811 | -113.8347 | 1034.6035 | 260.6482 | -4221.4888 | -1625.3578 | -633.7397 | 0.90448 | -1067.7006 | -2981.3772 | -388.6247 | 1.0021 | 225.8908 | -2568.1089 | 515.6881 | 3644.092 | 1616.938 | 4698.0444 | -2.8137 | -272.2504 | 1154.0164 | -1574.3109 | 945.2603 | 1948.0497 | -4403.3159 | 719.8373 | 1067.6627 | 210.1043 | 111.8199 | 342.7006
2030-03-15 | 7 | 11.6852 | 1243.1963 | -58.4103 | -440.0141 | 721.9399 | -1753.9114 | -14985.21 | 4611.4761 | 0.99599 | -109.5233 | 2210.6069 | 7.3754 | 1034.1135 | -399.3061 | 1373.1351 | 2128.2996 | -515.0699 | 209.9994 | -315.3496 | -89.462 | -859.6192 | -2630.5496 | 91.6236 | -54.6484 | 3201.0916 | -1459.6425 | -1104.355 | -795.324 | -106.3216 | 976.0284 | 958.1371 | -4033.1733 | -1463.517 | -612.2341 | 1.9294 | -830.8542 | -2485.6235 | 54.9235 | 344.7294 | 449.4249 | -2683.9956 | 482.683 | 4447.8696 | 1985.3156 | 5008.9785 | 592.538 | -280.7745 | 2142.0898 | -423.9413 | 1230.1218 | 2705.4919 | -3808.8794 | -406.0624 | 2207.4836 | 210.1043 | 2.5022 | 267.6674
2030-03-15 | 8 | 8.5883 | 716.8681 | -65.4483 | -445.002 | 601.5499 | -1516.3243 | -14820.6631 | 4055.8679 | -2.921 | -125.913 | 2612.9788 | 66.394 | 802.5781 | -365.09 | 1519.1328 | 2057.2991 | -512.2917 | 209.9994 | -346.1922 | 43.7126 | -1093.0739 | -2089.5513 | 101.1654 | -24.6798 | 3318.8757 | -1402.77 | -1198.368 | -720.5964 | -85.4049 | 963.6226 | 1242.7004 | -3518.2815 | -1338.7887 | -555.0428 | 2.6754 | -1278.5564 | -1922.861 | -19.3693 | 65.7197 | 449.8057 | -2695.2593 | 375.3388 | 4762.9434 | 1919.0918 | 5036.7217 | 517.4112 | -358.3048 | 1843.152 | -883.4172 | 1457.1178 | 2975.8455 | -3565.5549 | -1588.3186 | 3126.0942 | 210.1042 | -63.26 | 341.0718
2030-03-15 | 9 | 7.6443 | 502.3861 | -63.762 | -466.5964 | 230.5718 | -1427.7433 | -14627.9775 | 3531.6155 | -2.8447 | -137.2415 | 2659.7161 | 67.2734 | 911.5685 | -267.9339 | 1785.5017 | 1919.8043 | -478.4757 | 209.9994 | -352.9815 | 99.2472 | -1130.5309 | -2063.9292 | 109.3377 | -40.094 | 3316.1685 | -1314.658 | -1164.0848 | -706.6476 | -73.722 | 947.2382 | 1406.297 | -3114.1936 | -1317.3533 | -510.6071 | 2.4108 | -1348.1211 | -1356.7589 | -135.6105 | -65.4403 | 449.9301 | -2471.3699 | 351.8998 | 5201.5942 | 1802.9321 | 5055.5049 | 512.5669 | -813.9284 | 1707.6396 | -905.7856 | 1509.4362 | 2113.938 | -2632.6013 | -1883.2267 | 4334.9995 | 210.1042 | -167.7598 | 289.5471
2030-03-15 | 10 | 7.0603 | 776.6861 | -63.2494 | -520.0393 | 1.1019 | -1590.5514 | -14388.6738 | 3132.4185 | -418.3331 | -140.5224 | 2885.854 | 44.0714 | 903.9624 | -260.2779 | 1857.0698 | 2048.8601 | -494.6086 | 209.9994 | -374.499 | 312.3977 | -1178.8855 | -2268.4458 | 112.1807 | -31.3529 | 3354.4238 | -1476.2584 | -1614.6019 | -767.6948 | -74.4928 | 835.8198 | 1388.2023 | -3193.4226 | -1338.9655 | -553.3519 | 1.9325 | -1458.5226 | -1442.3755 | -271.1201 | -152.2642 | 449.9434 | -2520.01 | 347.735 | 5298.8315 | 1763.4052 | 5067.4785 | 481.5724 | -1352.1235 | 1536.7836 | -592.8892 | 1553.35 | 2134.593 | -2325.1021 | -1966.824 | 6447.9048 | 210.1042 | -146.5893 | 296.1705
2030-03-15 | 11 | 6.9961 | 800.4096 | -60.772 | -532.5291 | 85.7362 | -1639.7625 | -14600.2432 | 3200.7754 | -1158.908 | -93.4938 | 2569.7681 | 195.0011 | 0.97983 | -194.887 | 1922.3197 | 1744.5505 | -529.5629 | 209.9994 | -398.8082 | 458.4401 | -1213.932 | -3003.3284 | 162.8948 | -31.2474 | 3363.0828 | -1545.3397 | -2321.5967 | -783.0069 | -69.535 | 887.6942 | 1390.7675 | -3130.7725 | -1579.4844 | -516.9927 | 0.56145 | -1524.5767 | -1434.3589 | 698.7297 | 245.4206 | 449.3358 | -2550.5698 | 586.5166 | 5193.3438 | 1825.4308 | 5071.4712 | 654.0593 | -1358.6228 | 4009.356 | 1287.3826 | 1662.423 | 2705.718 | -2830.4307 | -1993.0728 | 6494.7241 | 210.1042 | -87.3399 | 254.6704
2030-03-15 | 12 | 3.0717 | 1009.3949 | -59.3257 | -563.5304 | -117.671 | -1662.6218 | -14264.8262 | 2858.824 | -2.7851 | -189.4131 | 2376.7698 | -70.6118 | 1591.1486 | -214.9902 | 1933.3942 | 1185.5979 | -400.8438 | 209.9994 | -396.674 | 260.811 | -1052.1951 | -3649.7231 | 82.7349 | -22.055 | 3356.5486 | -1726.0316 | -1844.7981 | -813.7839 | -81.0346 | 798.1976 | 1410.9386 | -2602.5586 | -1261.5692 | -502.089 | 0.73271 | -1154.6097 | -1346.3741 | -516.8696 | -533.9312 | 450.3006 | -2489.2097 | 407.5785 | 5328.1313 | 1645.6304 | 5071.6006 | 135.7607 | -1432.5157 | 681.0856 | -1049.9634 | 1190.1985 | 2104.9202 | -2570.9062 | -684.6326 | 7740.1929 | 210.1042 | 1.0005 | 226.3641
2030-03-15 | 13 | 4.5003 | 1211.5614 | -56.3079 | -580.5247 | -205.2239 | -1785.3419 | -14412.3896 | 2980.1558 | -2.7811 | -281.4902 | 2981.4653 | -91.3218 | 947.9216 | -244.3523 | 1905.0579 | 1557.0199 | -452.051 | 209.9994 | -411.9572 | 421.6904 | -1116.7598 | -4628.6836 | 70.218 | -19.1574 | 3265.3459 | -1834.61 | -2066.491 | -874.2261 | -83.5948 | 752.3702 | 1508.7816 | -2934.2009 | -1094.8696 | -586.81 | 0.64943 | -716.9498 | -1139.2799 | -350.471 | -410.4568 | 450.1019 | -2472.739 | 321.035 | 5424.791 | 1761.5211 | 5072.5303 | 393.1913 | -1351.8098 | 1527.4095 | -42.393 | 1311.1439 | 1636.3103 | -2204.5049 | -1362.9426 | 8638.1416 | 210.1042 | -133.3427 | 280.9293
2030-03-15 | 14 | 2.3233 | 1341.462 | -54.5553 | -594.8904 | -193.7612 | -1826.8713 | -14521.8184 | 2960.0234 | -2.8412 | -257.5555 | 3164.0935 | -88.487 | 800.2363 | -193.7975 | 2017.2189 | 1744.1194 | -370.9657 | 209.9994 | -435.0342 | 414.2019 | -1107.2634 | -5629.2651 | 50.0251 | -25.1638 | 3263.2971 | -1876.9779 | -2364.6746 | -894.9603 | -87.3867 | 721.5674 | 1662.0193 | -2428.6758 | -1038.8124 | -530.532 | 0.55232 | -121.4076 | -1463.6779 | -151.3725 | -261.3069 | 450.0574 | -2561.2957 | 250.4307 | 5323.8613 | 1795.4315 | 5071.0781 | 460.9404 | -1154.9038 | 1699.6097 | 480.6005 | 1382.6511 | 1546.1112 | -2172.054 | -1558.4125 | 8486.5674 | 210.1042 | -182.9511 | 293.9279
2030-03-15 | 15 | -10.3809 | 1316.1628 | -54.2582 | -629.2425 | -204.8571 | -1723.4381 | -14417.4736 | 2824.3562 | -2.7965 | -175.7814 | 3156.5454 | 0.99997 | 248.3583 | -17.159 | 2136.0149 | 1165.1992 | -125.0673 | 209.9994 | -455.7886 | 411.3317 | -1112.2861 | -5941.772 | 41.1021 | -19.0596 | 3324.4021 | -2054.824 | -2482.5957 | -869.0721 | -87.2028 | 700.3923 | 1980.8066 | -585.0399 | -937.0286 | -249.8909 | 0.57659 | 99.2368 | -1151.7184 | 255.1609 | -2.8653 | 449.798 | -2687.7346 | 224.8638 | 5049.5737 | 1869.4048 | 5070.2837 | 385.2097 | -1114.903 | 1912.9509 | 671.8674 | 1390.6366 | 1927.1755 | -2308.0396 | -1284.9501 | 5329.0073 | 210.1043 | -102.8553 | 397.4976
2030-03-15 | 16 | -25.8819 | 1278.4841 | -60.6176 | -458.1827 | -296.5888 | -1810.8507 | -14418.4189 | 2744.7534 | -2.7477 | -151.8698 | 2667.04 | 113.2674 | 916.0408 | -18.2065 | 2057.8137 | 1085.9583 | -12.1892 | 209.9994 | -469.3245 | 378.5021 | -1075.9509 | -6087.2588 | 22.6397 | -6.8015 | 3341.1831 | -2226.7979 | -2565.4446 | -863.121 | -90.3399 | 689.7947 | 2028.9373 | 0.98623 | -813.7455 | -98.0861 | 0.64142 | 145.9993 | -1136.687 | -55.5811 | -43.5178 | 449.8378 | -2668.2649 | 232.8838 | 4927.5537 | 1786.5007 | 5069.8042 | 324.5299 | -1095.9877 | 1832.8893 | 542.934 | 1355.2749 | 2053.7686 | -2298.2434 | -980.7824 | 4753.3555 | 210.1043 | -80.8097 | 357.102
2030-03-15 | 17 | -31.9627 | 1264.5178 | -70.0384 | -410.8347 | -277.597 | -1863.2821 | -14335.5039 | 2522.0752 | -2.7263 | -274.8923 | 2841.3425 | 73.0274 | 1569.3683 | -249.7178 | 1922.7683 | 821.6323 | 9.9741 | 209.9994 | -443.6501 | 322.3782 | -1009.7816 | -5827.8223 | -4.8558 | -8.1273 | 3207.6914 | -2290.3455 | -2415.0608 | -866.9489 | -89.1044 | 659.232 | 1973.8397 | 2.4427 | -728.3406 | -42.5432 | 0.62153 | 190.2052 | -1073.3481 | -308.637 | -220.9628 | 449.97 | -2692.4346 | 178.3927 | 5126.0547 | 1764.4913 | 5069.9282 | 333.0237 | -1355.6477 | 1719.1697 | -292.8117 | 1227.8618 | 1770.6582 | -2323.5122 | -850.9413 | 4918.0566 | 210.1043 | -64.0408 | 367.2373
2030-03-15 | 18 | -31.6829 | 1192.4608 | -70.3151 | -402.7286 | -286.7248 | -1836.6759 | -14314.624 | 2511.8733 | -2.7615 | -343.7819 | 2507.918 | 100.02 | 1475.7965 | -302.4522 | 1738.9565 | 558.9496 | 22.1946 | 209.9994 | -427.272 | 331.4526 | -1032.4744 | -5559.1675 | 1.2861 | -8.6659 | 3194.8525 | -2281.0227 | -2488.5547 | -852.1052 | -87.2213 | 676.3275 | 1964.6807 | 2.3043 | -750.7446 | 17.5411 | 0.57344 | 189.7941 | -1049.4116 | -454.8314 | -438.8452 | 450.1222 | -2608.1257 | 219.0419 | 5203.311 | 1703.5686 | 5070.061 | 160.25 | -1350.5858 | 1566.254 | -903.8726 | 1189.9957 | 1647.1221 | -2335.9062 | -806.9849 | 5236.4565 | 210.1042 | -60.2341 | 403.9662
2030-03-15 | 19 | -35.5456 | 1132.6218 | -74.3445 | -404.1437 | -276.8477 | -1825.7733 | -14364.5596 | 2551.4143 | -2.9251 | -304.6871 | 2733.3542 | 189.7048 | 1793.9733 | -180.9925 | 1586.2778 | 169.8948 | 40.5834 | 209.9994 | -389.7674 | 389.1679 | -1356.6071 | -5528.2817 | 14.7898 | -10.926 | 3058.926 | -2338.4802 | -2429.9285 | -841.7396 | -86.7875 | 675.0773 | 2043.7726 | 1.4589 | -698.2629 | 89.2549 | 0.5682 | 225.9934 | -1144.8103 | -672.9011 | -581.4398 | 449.8691 | -2045.7461 | 328.6759 | 5289.4561 | 1629.6033 | 5058.1846 | 1.0044 | -1756.4648 | 1082.8755 | -1900.0555 | 1056.1064 | 1650.2744 | -1946.77 | -436.3639 | 4919.2139 | 0.10423 | -35.252 | 385.2555
2030-03-15 | 20 | -41.6098 | 1089.4369 | -80.4034 | -495.0461 | -290.6564 | -1849.4988 | -14299.6504 | 2560.5171 | -2.9372 | -318.8888 | 3239.5503 | 194.9977 | 1885.8302 | -116.4082 | 1867.0078 | 124.3974 | 59.1388 | 209.9994 | -381.4619 | 130.394 | -1493.2811 | -6001.7837 | 6.4351 | -11.6556 | 2854.8376 | -2529.802 | -2254.4363 | -874.4885 | -81.1999 | 705.8564 | 2485.4353 | 274.2851 | -413.8285 | 125.1086 | 0.55021 | 257.5955 | -501.9028 | -573.9822 | -477.6053 | 449.7359 | -2007.6787 | 135.5601 | 5280.7964 | 1628.0594 | 5056.6479 | 76.6198 | -1665.6028 | 1277.6477 | -1718.9397 | 942.8307 | 1717.1615 | -1655.266 | -358.5049 | 6208.5063 | 0.10423 | 46.969 | 465.3945
2030-03-15 | 21 | -46.2454 | 979.9106 | -83.2459 | -451.023 | -387.6619 | -1836.1486 | -14131.7871 | 2261.1519 | -216.7809 | -322.5293 | 3534.8621 | 195.0044 | 1979.6639 | -192.0079 | 1879.7382 | 100.9393 | 71.491 | 209.9994 | -387.3307 | 113.7177 | -1520.77 | -6245.9395 | 1.0009 | -12.996 | 2804.2314 | -2574.3745 | -2229.448 | -859.118 | -76.879 | 692.4188 | 2494.707 | 581.1682 | -388.4879 | 172.9086 | 0.52334 | 339.6085 | -581.4644 | -544.3948 | -428.2956 | 449.8845 | -2061.3696 | 78.3135 | 5250.7207 | 1652.4023 | 5057.2759 | 134.0691 | -1350.1733 | 1473.8955 | -1345.0111 | 997.4346 | 1443.1104 | -1625.6852 | -722.2728 | 6644.0469 | 0.10423 | 3.5642 | 413.752
2030-03-15 | 22 | -44.4571 | 891.2839 | -82.4396 | -471.4586 | -355.0771 | -1836.1499 | -14221.7314 | 2353.7417 | -3.0774 | -317.6396 | 3664.2002 | 195.0144 | 1991.1096 | -269.661 | 1733.7452 | 314.1506 | 70.9347 | 209.9994 | -414.1503 | 132.9476 | -1493.902 | -6319.5322 | 38.814 | -7.1202 | 2876.344 | -2543.344 | -2212.6431 | -861.0839 | -71.1587 | 763.1135 | 2274.8479 | 372.5888 | -377.5497 | 165.0175 | 0.57119 | 362.6623 | -622.2401 | -282.5509 | -132.1518 | 449.6497 | -2125.1284 | 214.9572 | 5144.9077 | 1774.2965 | 5046.873 | 386.1471 | -1191.5402 | 1671.9816 | -904.328 | 1094.9768 | 1996.3912 | -1972.8156 | -563.8958 | 8232.835 | 210.1043 | 54.0174 | 351.641
2030-03-15 | 23 | -37.8996 | 979.346 | -81.6927 | -445.1365 | -210.2418 | -1942.2323 | -14637.3125 | 2859.2483 | -3.0298 | -311.6819 | 3525.3386 | 186.3736 | 1984.0573 | -369.6088 | 1544.6864 | 692.0522 | 59.3906 | 209.9994 | -425.9924 | 50.9275 | -1380.028 | -6148.6978 | 56.028 | -6.4967 | 2950.4346 | -2632.5107 | -1857.9622 | -894.5365 | -77.1175 | 857.0197 | 2365.0469 | 333.7354 | -275.1199 | 106.9046 | 0.56056 | 481.2492 | -809.2492 | -562.9551 | 39.1291 | 449.4037 | -2052.8835 | 346.1795 | 4008.137 | 1668.7605 | 5024.6348 | -111.6956 | -614.2546 | 1811.5841 | -591.782 | 986.2018 | 1197.5208 | -2472.0337 | -0.45324 | 8179.3433 | 210.1043 | 43.5679 | 312.2427
2030-03-15 | 24 | -32.7028 | 1201.7135 | -77.0351 | -409.0519 | -6.2527 | -1995.2554 | -14811.3721 | 3148.1062 | -3.0854 | -221.7468 | 3609.5513 | 145.2235 | 1988.6179 | -406.8541 | 1425.7825 | 756.8683 | 91.095 | 209.9994 | -441.4428 | 68.1763 | -1121.8569 | -6115.9844 | 34.2548 | -5.5417 | 3024.8054 | -2506.9221 | -1877.4104 | -902.4695 | -90.7528 | 806.0026 | 2221.2859 | 1.1731 | -356.8555 | 52.0222 | 0.61585 | 329.1771 | -1277.4386 | -567.9825 | 108.7769 | 449.5614 | -2409.5823 | 273.9372 | 3949.5818 | 1709.41 | 5019.6123 | 1.0013 | -468.8166 | 1795.2733 | -646.3745 | 1044.3176 | 1181.2522 | -2608.4705 | -0.52339 | 5528.5254 | 210.1043 | 42.2926 | 168.4908
2030-03-16 | 1 | -29.2073 | 1459.8865 | -73.7521 | -382.5551 | 1.0065 | -2095.9895 | -14699.2637 | 3590.9143 | 97.7107 | -294.6131 | 3810.886 | 194.1872 | 1992.1683 | -426.1884 | 1305.1758 | 950.1992 | 148.5616 | 209.9994 | -416.3877 | 62.6203 | -1071.8959 | -5851.3979 | -8.0235 | 13.2838 | 2884.959 | -2487.0002 | -1585.1031 | -937.2173 | -102.6511 | 706.7393 | 2411.2529 | 1.7715 | -268.951 | -8.8905 | 0.55169 | 82.5285 | -1617.3195 | -711.4927 | 1.0001 | 408.5053 | -2225.7512 | 279.8292 | 3417.8137 | 1645.2097 | 4939.7017 | -297.2675 | -610.0733 | 1912.2338 | -370.9343 | 1051.4768 | 859.9244 | -1701.8489 | -1.6239 | 5146.7485 | 210.1042 | -49.7631 | 29.1631
2030-03-16 | 2 | -26.8963 | 1768.3148 | -71.6102 | -368.5829 | 149.9196 | -2208.5508 | -14458.4736 | 4171.0811 | 1489.0812 | -165.7381 | 3825.1843 | 72.3934 | 1986.1028 | -413.7799 | 1339.3025 | 586.2505 | 225.8647 | 209.9994 | -387.376 | -179.4019 | -945.8948 | -5768.9028 | -48.137 | -3.375 | 2697.4788 | -2530.7644 | -1142.3899 | -976.8766 | -122.2639 | 705.6636 | 2576.6599 | 0.99233 | -98.7043 | -70.2469 | 0.55697 | 338.9939 | -1874.7471 | -580.2438 | 93.1791 | 449.5451 | -2117.3704 | 106.7863 | 3233.7083 | 1642.7029 | 4902.1309 | -302.5677 | -284.0208 | 2093.2822 | -194.8826 | 942.269 | 323.9581 | -1274.1204 | 481.4951 | 2685.5645 | 210.1043 | -97.607 | 1.8498
2030-03-16 | 3 | -28.9062 | 1775.2415 | -71.0603 | -379.8503 | 118.4317 | -2153.9536 | -14418.9502 | 4197.8979 | 2233.0493 | -254.1945 | 3782.7732 | 153.2121 | 1980.1534 | -495.1181 | 1107.1304 | 581.1231 | 65.689 | 209.9994 | -257.9995 | -315.6013 | -798.5555 | -5802.6714 | -83.8165 | -23.1493 | 2234.2546 | -2516.5798 | -697.3675 | -964.3793 | -125.2249 | 688.2634 | 2485.3721 | 0.98091 | -1.2577 | -12.6645 | 0.56012 | 457.3352 | -1581.1974 | -592.9916 | 66.1985 | 449.5452 | -2273.0969 | -2.2449 | 3091.2451 | 1651.8119 | 4748.5703 | -304.0652 | -276.7332 | 2255.9885 | -114.0979 | 850.363 | 327.5923 | -1229.876 | 963.0364 | 2524.6741 | 210.1043 | -82.2625 | 13.2247
2030-03-16 | 4 | -20.0441 | 1886.0909 | -68.1363 | -324.0624 | 110.1669 | -2255.7432 | -14185.126 | 4211.3477 | 2442.9683 | -256.1581 | 3776.0706 | 150.3544 | 1982.7622 | -515.8942 | 1111.358 | 589.3764 | 249.8397 | 209.9994 | -231.8638 | -304.537 | -891.8202 | -5733.4106 | -101.5203 | -29.2127 | 2168.5164 | -2397.2468 | -549.4284 | -977.337 | -131.7162 | 645.8655 | 2345.1345 | 0.99095 | -18.289 | -157.4711 | 0.47022 | 507.9343 | -2819.1865 | -572.2462 | 44.4851 | 449.5643 | -2076.7485 | -2.1865 | 3052.9502 | 1641.514 | 4654.9307 | -272.545 | -276.8154 | 2251.6663 | -244.3427 | 744.479 | 311.9282 | -991.7311 | 1230.4843 | 2682.594 | 210.1042 | -66.8413 | 29.3225
2030-03-16 | 5 | -25.1761 | 1655.6367 | -69.6566 | -349.9548 | 219.1758 | -2158.5488 | -14298.6797 | 4487.5415 | 2453.1345 | -82.2245 | 3806.467 | 68.6673 | 1881.5934 | -411.866 | 1492.5724 | -203.6629 | 344.0449 | 209.9994 | -330.8477 | -527.2404 | -763.3729 | -5999.0454 | -58.8689 | -37.4855 | 2337.489 | -2364.9043 | -362.1085 | -947.4565 | -124.7411 | 796.9684 | 2675.1865 | 0.9285 | -61.8334 | -61.4161 | 0.46405 | 732.9031 | -2755.2979 | 9.702 | 67.0048 | 449.3557 | -2429.6289 | 22.2958 | 3078.4707 | 1638.3033 | 4402.481 | -2.7784 | -486.1837 | 5221.9834 | 1752.9291 | 916.7194 | 920.0266 | -1291.3306 | 1133.0243 | 5403.3423 | 210.1043 | -58.0931 | 43.0673
2030-03-16 | 6 | -25.8431 | 1616.9861 | -70.7697 | -362.2025 | 106.2074 | -2171.4141 | -13427.415 | 3840.9441 | 2207.1636 | -122.0043 | 3714.3381 | 39.1271 | 1985.056 | -441.6418 | 1315.8177 | 665.9641 | 136.6271 | 209.9994 | -293.0401 | -467.6007 | -1098.1018 | -5893.0059 | -99.9456 | -28.6066 | 2077.8831 | -2427.2073 | -188.3017 | -956.423 | -119.3206 | 640.8466 | 2345.623 | 0.99975 | 28.0966 | -66.5645 | 0.68655 | 479.8232 | -1948.9486 | -413.6956 | 81.4177 | 449.3935 | -2007.9011 | -2.7263 | 3348.1782 | 1614.7499 | 4704.2197 | -42.4441 | -272.9119 | 2026.3873 | -778.7919 | 670.6542 | 458.2012 | -2275.4058 | 1108.4333 | 6655.5303 | 210.1043 | 7.7507 | 92.7464
2030-03-16 | 7 | -30.0247 | 1515.3625 | -73.3264 | -389.3959 | 154.5041 | -2142.2754 | -13535.4082 | 3838.5049 | 1341.3435 | -230.2097 | 3747.5156 | -125.1292 | 1956.0988 | -463.8592 | 1313.4476 | 257.5999 | 67.886 | 209.9994 | -302.3557 | -540.0245 | -1173.7854 | -5811.521 | -92.8323 | -25.5071 | 2207.957 | -2493.791 | -37.3804 | -953.649 | -112.5763 | 705.5032 | 2321.4346 | 1.1186 | 74.1323 | -8.8465 | 0.65133 | 364.7784 | -1425.6479 | -442.7008 | 308.779 | 320.7894 | -1965.2104 | -2.7073 | 3413.0813 | 1632.5548 | 4951.7388 | -34.6388 | -276.3242 | 2302.9507 | -353.9774 | 595.6866 | 614.2949 | -2544.3848 | 671.1453 | 6992.3262 | 210.1043 | 86.8156 | 209.8669
2030-03-16 | 8 | -34.7958 | 1242.0782 | -78.5212 | -414.701 | 287.6262 | -2083.6536 | -14132.9707 | 4143.355 | 457.2085 | -207.1352 | 3722.3589 | -194.9725 | 1961.722 | -417.1781 | 1446.2058 | 41.1779 | -2.7534 | 209.9994 | -289.6975 | -628.0485 | -1117.6072 | -5817.127 | -41.0321 | -31.2481 | 2173.2905 | -2556.1228 | 443.2452 | -928.507 | -106.8764 | 843.0045 | 2424.0251 | 1.5929 | 171.883 | 62.6442 | 0.722 | 334.4422 | -947.3207 | -560.9477 | 83.2064 | 449.4716 | -2068.2021 | 70.7717 | 3714.2305 | 1602.2838 | 4995.0298 | -4.1813 | -428.2396 | 2090.3047 | -678.4311 | 710.6664 | 879.322 | -3333.3328 | 13.0561 | 8148.9634 | 0.10423 | 115.4838 | 290.613
2030-03-16 | 9 | -37.2633 | 991.3718 | -82.5359 | -416.0862 | 350.0036 | -2060.126 | -14529.6738 | 4251.7222 | 0.99613 | -226.4667 | 3843.9858 | -188.1322 | 1979.0963 | -290.3074 | 1886.7035 | -234.5957 | 0.99959 | 209.9994 | -285.2701 | -481.7944 | -1241.3522 | -5869.8472 | -25.6945 | -19.9076 | 2124.6301 | -2509.7395 | 752.6525 | -910.3713 | -97.1067 | 893.4974 | 2616.2556 | 2.3943 | 165.0596 | 34.6067 | 0.79002 | 92.9135 | -1254.8844 | -203.6478 | -43.2755 | 449.7191 | -1999.6155 | 177.7435 | 4450.6953 | 1685.1779 | 5012.1899 | 261.1747 | -446.3302 | 2137.6477 | -487.798 | 971.3893 | 1459.0543 | -3132.1643 | -468.2544 | 9653.0693 | 0.10423 | 35.6982 | 265.8029
2030-03-16 | 10 | -30.2722 | 904.1928 | -58.4142 | -422.8044 | 204.2305 | -1939.2512 | -14428.3809 | 3992.554 | -2.9689 | -220.0095 | 3889.7546 | -131.4873 | 2031.4924 | -284.9431 | 1895.9417 | -272.209 | -65.9196 | 209.9994 | -283.8946 | -439.7382 | -1280.4066 | -5459.3472 | -15.6589 | -6.3058 | 2110.8447 | -2482.3213 | 746.4379 | -895.2249 | -91.2777 | 867.1619 | 2668.6807 | 1.9364 | 142.7226 | 10.4751 | 0.80723 | -170.1404 | -1039.8341 | -488.799 | -336.2276 | 449.9087 | -1919.7644 | 196.1476 | 4844.7207 | 1587.7246 | 5025.6636 | 108.3193 | -850.649 | 1735.9626 | -1123.6282 | 1002.1724 | 1545.2976 | -2684.3423 | -696.6962 | 10823.4805 | 0.10423 | 22.2719 | 153.858
2030-03-16 | 11 | -31.7614 | 750.3914 | -59.4478 | -439.8951 | 40.8857 | -1878.4683 | -14474.1826 | 3720.5874 | -2.7216 | -132.0506 | 3890.1514 | 33.5485 | 2015.8867 | -301.8216 | 1821.2906 | -219.6663 | -145.4374 | 209.9994 | -267.7831 | -373.8967 | -1186.6626 | -4701.1948 | 22.5778 | -0.65355 | 2115.9578 | -2488.5742 | 898.5802 | -881.9666 | -81.0124 | 907.1805 | 2779.5569 | 2.4545 | 136.711 | -1.2934 | 0.69273 | -515.9981 | -1197.0374 | -559.8436 | -397.0158 | 449.9224 | -1813.1373 | 312.9788 | 4885.3188 | 1553.5646 | 5035.0156 | 12.3212 | -1070.9048 | 1296.54 | -1390.318 | 984.249 | 1578.3313 | -2512.3953 | -863.127 | 12999.4209 | 0.10423 | -10.0239 | 196.9072
2030-03-16 | 12 | -39.0125 | 651.4951 | -83.5852 | -461.0273 | 9.3099 | -1902.4225 | -14471.5527 | 3554.3601 | -2.8559 | -167.4481 | 3878.3867 | -48.1782 | 1939.9602 | -274.0151 | 1888.891 | -183.6826 | -169.4176 | 209.9994 | -252.4096 | -415.1722 | -782.3098 | -4006.5513 | 29.4344 | -6.4621 | 2058.9133 | -2441.1853 | 1102.62 | -870.6216 | -74.9767 | 949.4336 | 2670.459 | 2.3832 | 107.7719 | 3.9764 | 0.73646 | -527.1268 | -1263.213 | -494.3007 | -347.3882 | 449.9155 | -2199.0276 | 220.4617 | 4925.1064 | 1563.6538 | 5038.4175 | 102.8368 | -1146.9877 | 942.5899 | -1421.8124 | 1050.3888 | 1277.1442 | -2561.9407 | -1124.71 | 14300.0898 | 0.10423 | -63.5169 | 242.5716
2030-03-16 | 13 | -31.1428 | 511.6754 | -55.8546 | -511.3697 | 121.283 | -1736.6398 | -14132.627 | 3502.4929 | -507.8347 | -230.4979 | 3853.281 | -171.743 | 1845.0215 | -286.1094 | 1851.9946 | -347.1859 | -203.0869 | 209.9994 | -247.9892 | -387.4139 | -489.3697 | -2725.3704 | 65.1544 | -29.7094 | 2160.9563 | -2372.717 | 1058.5835 | -848.5975 | -65.3896 | 1041.329 | 2399.9407 | 2.7299 | 41.8549 | 86.218 | 0.7426 | -334.0337 | -935.9277 | -296.5111 | -235.6931 | 449.8799 | -2388.3289 | 278.8066 | 4891.749 | 1633.7129 | 5037.2925 | 218.7366 | -1103.6132 | 1356.8628 | -1334.5985 | 1101.8087 | 1669.4635 | -2995.3623 | -1298.6282 | 16343.1152 | 210.1042 | -74.1784 | 219.5437
2030-03-16 | 14 | -44.6708 | 229.5101 | -78.997 | -451.4 | -89.9311 | -1578.9501 | -12729.8145 | 2726.2048 | -486.5237 | -189.4886 | 3858.4658 | -157.7365 | 1710.9252 | -369.9804 | 1532.3314 | -597.5956 | -207.2765 | 209.9994 | -253.757 | -90.8666 | -526.4013 | -2366.7417 | 129.4037 | -31.9896 | 2133.5107 | -2106.2668 | 751.3403 | -753.9264 | -49.5599 | 1009.8921 | 1910.3235 | 342.1904 | -371.3036 | 245.203 | 0.74173 | -386.6529 | -920.2451 | -93.5397 | 3.7875 | 449.6777 | -2505.8286 | 521.3735 | 4780.3809 | 1728.5682 | 5034.5449 | 400.0284 | -1125.1698 | 1885.2816 | -548.265 | 1273.1659 | 2393.2578 | -2607.9243 | -1109.2562 | 16831.8125 | 210.1043 | -121.5772 | 62.3161
2030-03-16 | 15 | -56.5407 | -19.5816 | -81.3836 | -470.7581 | -213.0027 | -1422.7557 | -11883.2119 | 2458.0088 | -720.4528 | -150.7185 | 3812.8772 | -85.7151 | 1697.1136 | -363.4895 | 1517.0909 | -776.3073 | -117.9007 | 209.9994 | -258.5836 | -113.2397 | -386.4174 | -2134.7031 | 156.1897 | -48.1003 | 2180.5049 | -2245.8367 | 804.0682 | -712.5808 | -39.6136 | 1057.1259 | 2022.6641 | 929.7004 | -293.72 | 534.406 | 0.72396 | -153.533 | 569.1371 | -63.4593 | 48.369 | 449.9915 | -2556.949 | 578.1069 | 4657.1675 | 1746.6207 | 5031.9814 | 352.0935 | -714.6046 | 2299.2266 | -21.9842 | 1318.9606 | 2476.4473 | -2444.6804 | -1023.3223 | 18360.6875 | 210.1043 | -144.8672 | 150.0669
2030-03-16 | 16 | -50.9778 | -91.8403 | -80.5706 | -595.4017 | -236.5543 | -1312.2599 | -11525.957 | 2472.8367 | -1056.2253 | -183.5544 | 3781.8142 | -186.4166 | 1586.8413 | -403.7401 | 1373.9362 | -937.358 | -223.7368 | 209.9994 | -254.0397 | -126.5223 | -216.8583 | -1610.7972 | 181.2076 | -63.8609 | 2232.1243 | -2282.0259 | 760.3458 | -704.1251 | -35.8686 | 1133.3409 | 1866.0457 | 443.5338 | -304.6905 | 586.1012 | 0.73465 | 11.7915 | 1831.6289 | -116.9494 | -21.4274 | 449.8871 | -2538.6475 | 606.8667 | 4582.5488 | 1660.9712 | 5030.043 | 232.0203 | -663.6933 | 2282.8516 | -584.3231 | 1242.8307 | 2990.3738 | -2791.8494 | -682.3669 | 19427.3574 | 210.1043 | -29.9973 | 181.1865
2030-03-16 | 17 | -60.5115 | -235.5133 | -83.2899 | -589.0594 | -210.2063 | -1208.1329 | -11217.5771 | 2315.7944 | -821.9919 | -125.099 | 3779.7236 | -101.8488 | 1637.9545 | -411.7704 | 1284.291 | -1432.7556 | -184.0594 | 209.9994 | -249.8309 | -148.5474 | -215.6451 | -1363.1615 | 175.6613 | -62.1418 | 2280.4204 | -2307.0891 | 806.7527 | -666.5721 | -32.4004 | 1124.5837 | 1816.0623 | 1426.1631 | -288.033 | 777.5444 | 0.69672 | 72.9163 | 1927.6687 | -176.8005 | -126.3771 | 449.8329 | -2524.9697 | 661.5212 | 4609.9746 | 1550.0693 | 5030.1377 | 158.2779 | -1002.3166 | 2055.929 | -1237.9294 | 1152.542 | 2966.7722 | -2763.4441 | -441.824 | 19183.8945 | 210.1042 | -11.81 | 116.5917
2030-03-16 | 18 | -63.0408 | -209.688 | -85.5647 | -597.5084 | -174.9565 | -1226.6295 | -11202.7734 | 2222.1907 | -1053.845 | -122.0582 | 3787.957 | -1.7813 | 1722.316 | -368.0022 | 1321.6958 | -1883.3815 | -240.3148 | 209.9994 | -237.7259 | -36.0764 | -414.7482 | -1304.2568 | 161.5685 | -52.7308 | 2216.4507 | -2394.2573 | 254.3767 | -677.124 | -32.8829 | 1065.1639 | 1948.8396 | 1832.3564 | -254.4104 | 827.3239 | 0.70996 | -0.033472 | 2104.7605 | -392.2541 | -262.3316 | 449.5345 | -2389.0486 | 641.8588 | 4613.7881 | 1500.9775 | 5032.1704 | -3.5968 | -1166.0868 | 1493.99 | -2310.6143 | 1205.1892 | 2486.7166 | -2762.2778 | -1190.6646 | 18430.2539 | 0.10423 | -119.5051 | 22.7484
2030-03-16 | 19 | -40.1721 | 504.1304 | -79.2671 | -611.3312 | -121.3273 | -1410.5543 | -10665.9072 | 2540.3276 | -2.7665 | -164.8683 | 3813.0159 | 195.0002 | 1899.1841 | -401.8311 | 1091.7935 | -1912.6093 | -475.7349 | 209.9994 | -234.1231 | -174.296 | -606.7502 | -1770.974 | 51.0301 | -46.5266 | 2193.7324 | -2196.0674 | 42.4846 | -726.9745 | -59.1335 | 910.8036 | 1930.3889 | 3.0236 | -278.657 | 400.1999 | 0.61173 | -160.4936 | 3570.645 | -489.8814 | -427.3007 | 449.6406 | -2291.7256 | 408.2956 | 4551.2817 | 1484.9412 | 5027.2812 | -3.255 | -1542.5627 | 1030.8734 | -3474.4272 | 956.4586 | 1526.0981 | -2603.0005 | -790.8752 | 16986.6797 | 0.10423 | -97.4306 | -58.5668
2030-03-16 | 20 | -48.4551 | 255.3939 | -63.4387 | -642.4228 | -565.6075 | -1211.9664 | -8914.0859 | 1694.3024 | -151.2088 | -122.1339 | 3866.8999 | 16.7877 | 2016.5845 | -275.692 | 1479.2307 | -2279.8447 | -522.3928 | 209.9994 | -235.6617 | -54.3262 | -1040.1527 | -2033.5353 | 58.647 | -45.6257 | 2142.2666 | -2375.6516 | -353.6182 | -706.9908 | -44.4283 | 856.5223 | 2112.835 | 1133.1631 | -178.9502 | 711.7391 | 0.72598 | -290.595 | 6833.5498 | -482.5166 | -423.4477 | 449.6588 | -1912.584 | 339.3544 | 4556.9385 | 1459.9302 | 5029.4458 | -3.2041 | -1589.835 | 541.3624 | -3828.0105 | 1039.8328 | 2126.199 | -2137.5259 | -607.1912 | 18110.6035 | 0.10423 | -74.4242 | 28.7189
2030-03-16 | 21 | -81.6464 | -383.5979 | -76.959 | -658.0504 | -1118.33 | -539.261 | -6486.1157 | 23.272 | -304.0433 | -58.8032 | 3872.0237 | 151.1972 | 817.0929 | -222.9579 | 1498.5604 | -3293.0808 | -461.4391 | 209.9994 | -371.4941 | 190.2679 | -999.9507 | -2531.3755 | 88.9062 | -41.7552 | 2329.8936 | -2556.0774 | -1011.1343 | -515.2932 | -26.2624 | 776.1638 | 1872.8076 | 5599.8354 | -402.3276 | 1578.5011 | 0.62274 | -302.128 | 8308.9785 | 419.7392 | -145.5587 | 300.4163 | -2431.6836 | 275.0765 | 4282.4863 | 1462.9543 | 5043.8774 | -2.6153 | -1354.8849 | 4696.4771 | -422.8549 | 1375.4048 | 2452.5156 | -1541.1759 | -1106.1721 | 17031.9531 | 0.10423 | -129.8746 | 27.5871
2030-03-16 | 22 | -81.8407 | -359.2121 | -76.0744 | -635.474 | -1117.8937 | -541.9084 | -6614.7983 | 137.2971 | -3.0426 | -88.4516 | 3767.74 | 21.7781 | 1511.7075 | -281.8647 | 1350.9695 | -3031.3936 | -444.4396 | 209.9994 | -320.4029 | -0.38172 | -852.2472 | -2390.76 | 72.6739 | -50.4458 | 2350.0354 | -2511.6831 | -457.3409 | -503.3908 | -29.0532 | 807.0439 | 1755.5977 | 5718.5615 | -378.9498 | 1548.577 | 0.72845 | -241.7731 | 7924.1187 | -394.436 | -306.3286 | 449.5717 | -2339.5945 | 369.0475 | 4363.522 | 1489.499 | 5037.3403 | -3.5499 | -1223.4553 | 1562.6104 | -3328.0454 | 973.2854 | 1955.858 | -1515.3477 | -330.6498 | 15525.8672 | 0.10423 | -36.658 | 1.8965
2030-03-16 | 23 | -90.3833 | -469.8841 | -76.2658 | -610.761 | -1169.0759 | -492.3875 | -6266.2998 | 16.1771 | 0.99451 | -94.828 | 3750.3579 | 13.658 | 1046.5342 | -270.5666 | 1381.7192 | -2987.0208 | -400.8456 | 209.9994 | -251.142 | -200.9045 | -491.3208 | -2429.2751 | 47.9003 | -63.4508 | 2287.031 | -2458.3547 | 172.1237 | -462.5331 | -26.7723 | 838.7389 | 1594.9232 | 6433.2153 | -434.2743 | 1668.7567 | 0.71528 | -167.8364 | 7950.958 | -113.9476 | -119.7121 | 449.781 | -2555.1711 | 159.4165 | 4288.7153 | 1536.4236 | 5027.9365 | 178.2341 | -1017.1086 | 2250.9429 | -2338.2285 | 753.6895 | 866.9297 | -1478.3442 | -302.567 | 14258.8613 | 210.1042 | -51.5837 | 28.9188
2030-03-16 | 24 | -91.1407 | -522.0644 | -72.9195 | -593.6013 | -1053.1394 | -395.1127 | -6074.0679 | 316.5235 | 0.99796 | -101.2007 | 3721.4365 | -60.3913 | 394.9132 | -407.163 | 1008.8262 | -2773.2839 | -402.8039 | 209.9994 | -242.503 | -85.3816 | -423.2948 | -2533.5095 | 146.1401 | -64.3275 | 2276.4529 | -2331.8728 | 433.1946 | -430.7704 | -27.3175 | 971.1385 | 1073.2626 | 6627.3184 | -726.9405 | 1701.26 | 0.65169 | -199.4572 | 8821.9775 | 268.219 | 240.6838 | 449.7738 | -2651.5881 | 504.6028 | 3768.3813 | 1607.5109 | 5011.6724 | 40.1749 | -278.0913 | 2640.949 | -1275.0896 | 989.9601 | 1475.0771 | -1903.0387 | -607.5049 | 13337.3467 | 210.1043 | -105.4283 | 74.0744
2030-03-17 | 1 | -82.9968 | -552.0966 | -70.2649 | -718.9362 | -1038.5088 | -381.5311 | -6706.6924 | 189.8274 | 172.7721 | -86.3051 | 3776.0779 | -46.8147 | 1112.0046 | -441.5916 | 889.8279 | -2450.5608 | -376.3579 | 209.9994 | -227.1436 | 126.0226 | -337.3674 | -1992.1322 | 232.8611 | -57.3853 | 2095.5691 | -2257.8135 | -232.6267 | -434.5912 | -19.2924 | 1087.1014 | 860.4731 | 7020.9653 | -860.4162 | 1680.6663 | 1.1123 | -300.5357 | 8444.7119 | 109.4979 | 243.1804 | 450.0879 | -2709.6326 | 753.4246 | 4152.0464 | 1602.8396 | 4996.9922 | 1.0149 | -277.9981 | 2429.0837 | -1573.7717 | 1383.9728 | 2729.6663 | -1764.222 | -520.4122 | 14059.1602 | 210.1042 | -134.3733 | 207.6339
2030-03-17 | 2 | -73.27 | -182.6131 | -66.1912 | -535.5507 | -334.1596 | -718.1499 | -8942.0488 | 1721.519 | 909.4485 | -62.0068 | 3810.229 | 3.5753 | 1792.5258 | -468.4965 | 865.8284 | -1811.3668 | -338.7531 | 209.9994 | -211.291 | 65.1937 | -335.3649 | -2678.0808 | 175.3206 | -55.5674 | 2303.4136 | -2170.9553 | -682.4159 | -485.086 | -36.8121 | 1034.5306 | 914.405 | 4754.5566 | -870.355 | 1303.8447 | 0.69693 | -317.8012 | 5430.498 | -81.8478 | 192.8142 | 154.139 | -2660.6023 | 621.7918 | 4038.2922 | 1479.3966 | 4982.6748 | -3.8758 | -276.3244 | 2669.3279 | -802.0612 | 1184.2015 | 1824.4249 | -2257.0933 | -428.0736 | 10082.9521 | 210.1043 | -119.3065 | 209.7084
2030-03-17 | 3 | -64.0389 | 160.2704 | -60.9406 | -503.4525 | -372.9888 | -857.0485 | -9351.6807 | 1972.2501 | 1644.4738 | -87.1953 | 3817.3101 | -61.8967 | 1768.8263 | -478.547 | 858.3517 | -1520.7607 | -171.5313 | 209.9994 | -227.6601 | -171.8176 | -393.2866 | -4129.8066 | 88.8286 | -53.4577 | 2285.2383 | -2113.2908 | 51.8056 | -523.1763 | -54.7021 | 923.6339 | 1110.6345 | 4322.8257 | -735.8989 | 1124.0865 | 0.64998 | -185.4798 | 4027.0342 | -100.711 | 251.9829 | 0.99937 | -2620.3938 | 311.0648 | 3980.7861 | 1452.0582 | 4963.5059 | -3.7859 | -276.2857 | 2662.0237 | -786.46 | 1012.4244 | 1031.7738 | -1826.5858 | 1.3686 | 7384.5967 | 210.1043 | -142.9527 | 110.8467
2030-03-17 | 4 | -28.5362 | 673.3099 | -53.2614 | -587.1163 | -101.4607 | -1063.9176 | -10582.0967 | 2758.5244 | 1935.4364 | -80.3057 | 3771.1919 | -36.7614 | 1545.9231 | -478.2332 | 874.2066 | -418.2028 | -393.968 | 209.9994 | -323.8903 | -261.104 | -233.5108 | -3106.5618 | 34.9876 | -29.5637 | 2556.7275 | -1897.7382 | 101.2268 | -603.3128 | -77.3234 | 909.9045 | 781.6442 | 2133.947 | -870.9501 | 435.9933 | 0.80149 | -496.4391 | 1878.6052 | -47.8218 | 1.0025 | 142.9127 | -2566.9265 | 149.0193 | 3956.2437 | 1373.4926 | 4663.9839 | -3.1882 | -276.2808 | 2379.5649 | -1543.1086 | 913.2107 | 1292.3757 | -2092.3049 | 256.9932 | 4739.3652 | 210.1043 | -126.4242 | 140.8516
2030-03-17 | 5 | -15.961 | 840.0834 | -55.2168 | -496.0305 | 288.2457 | -1186.9343 | -11605.4707 | 3563.7742 | 2015.0797 | -79.4465 | 3716.1509 | -59.0727 | 1580.7391 | -496.0664 | 783.7979 | -284.352 | -416.528 | 209.9994 | -261.7636 | -323.2224 | -98.4532 | -1891.2798 | 30.7439 | -39.3046 | 2469.3079 | -1904.6025 | 456.5646 | -616.0332 | -91.9696 | 975.0131 | 631.5721 | 756.3246 | -953.7224 | 144.7098 | 0.7474 | -533.6146 | -665.5235 | -148.3908 | 1.0011 | 114.4306 | -2561.7683 | 157.9689 | 3957.5417 | 1383.2318 | 4642.6401 | -3.1513 | -276.4543 | 2230.6206 | -1726.1241 | 763.5591 | 1167.7946 | -2604.2644 | 609.4464 | 2923.9214 | 210.1043 | -74.0749 | 142.491
2030-03-17 | 6 | -11.5156 | 1350.4764 | -51.0845 | -554.2816 | 413.0365 | -1604.8193 | -12666.6602 | 4217.3887 | 1682.7101 | -77.244 | 3820.2075 | -57.0535 | 733.2935 | -508.2305 | 773.5934 | -193.2124 | -371.7029 | 209.9994 | -226.8517 | -292.6468 | -163.6749 | -1995.6692 | 33.0778 | -49.6567 | 2340.9001 | -1714.3309 | 270.6261 | -762.316 | -104.575 | 995.6923 | 853.9326 | 199.3878 | -829.1473 | -39.2867 | 0.71574 | -281.5247 | -879.1858 | 696.5073 | 659.0146 | 41.0588 | -2606.29 | 187.7449 | 3920.1948 | 1543.0271 | 4926.9253 | 171.6415 | -280.1626 | 4857.52 | 451.0049 | 805.514 | 1393.6552 | -2678.3347 | 759.8188 | 3645.8137 | 210.1043 | -57.6311 | 154.5528
2030-03-17 | 7 | -4.0409 | 527.802 | -52.9901 | -398.2972 | 260.0384 | -1088.2489 | -11645.0449 | 3556.7883 | 977.3917 | -77.5229 | 3821.0481 | -30.7881 | 1273.9823 | -469.7401 | 855.9123 | 25.707 | -437.2903 | 209.9994 | -325.1895 | -142.3686 | -453.7097 | -2165.2786 | 77.7261 | -28.5247 | 2723.2871 | -1436.7596 | 8.0042 | -559.3856 | -84.8722 | 976.2256 | 334.565 | -609.2098 | -1200.1025 | -27.9707 | 0.73295 | -776.3849 | -1677.4559 | 49.5774 | 256.5336 | 383.1178 | -2666.488 | 336.567 | 3872.7561 | 1478.5884 | 4652.4365 | 1.0226 | -278.1644 | 2795.3965 | -850.1078 | 1140.6721 | 2178.468 | -2472.5605 | 0.98979 | 3558.5046 | 210.1042 | -79.7271 | 219.2169
2030-03-17 | 8 | -0.11862 | 400.9409 | -53.1333 | -355.6576 | 90.7362 | -1021.7556 | -11286.8799 | 3142.9646 | 0.99479 | -93.2782 | 3825.5244 | -12.0908 | 1625.8805 | -419.7519 | 1074.6747 | 220.4415 | -331.7724 | 209.9994 | -311.8473 | -184.5347 | -532.7767 | -2055.0586 | 54.8471 | -24.3899 | 2650.2192 | -1187.4264 | 852.9439 | -526.9705 | -81.7591 | 909.1122 | 518.0605 | -939.8193 | -1041.4119 | -69.5107 | 3.0601 | -745.4599 | -1604.6725 | -152.4244 | 190.9409 | 139.5174 | -2754.2129 | 250.139 | 4193.2773 | 1371.283 | 4950.2007 | 1.001 | -276.4935 | 2704.667 | -876.5701 | 1141.9786 | 2309.3752 | -2522.6741 | -440.8262 | 3359.1257 | 0.10423 | -20.0966 | 379.1141
2030-03-17 | 9 | -0.57311 | 299.9229 | -56.1521 | -326.9282 | -22.9793 | -902.9706 | -10075.6045 | 2334.2104 | -2.2991 | -129.2483 | 3871.3486 | -40.1431 | 1696.6462 | -308.0341 | 1401.6588 | -121.4171 | -234.9017 | 209.9994 | -304.1619 | -112.4437 | -700.0725 | -1456.8491 | -1.1046 | -15.0081 | 2561.3813 | -1043.0671 | 946.9459 | -488.3797 | -84.2837 | 741.8738 | 845.3401 | -830.2994 | -960.2721 | -32.6035 | 4.109 | -830.6614 | -1418.8756 | -374.8717 | -2.0297 | 409.3503 | -2443.158 | 139.8548 | 4279.9302 | 1308.6274 | 4983.2842 | -45.7993 | -272.3382 | 2067.281 | -1888.5872 | 997.9241 | 1560.3562 | -1952.8057 | 0.99174 | 2894.449 | 0.10423 | -22.9013 | 438.1813
2030-03-17 | 10 | -21.5729 | 419.148 | -69.3758 | -399.8068 | -835.0784 | -842.4359 | -8196.5195 | 695.6898 | 215.744 | -217.2514 | 3926.4478 | -152.4691 | 1604.0787 | -234.7219 | 1585.3026 | 98.825 | 30.292 | 209.9994 | -341.1543 | -120.1311 | -1200.7278 | -835.2952 | -95.9656 | -7.6099 | 2696.5437 | -1533.1182 | 1114.4956 | -476.9456 | -88.6424 | 413.5405 | 1632.4193 | 1129.1827 | -597.7146 | 446.9825 | 6.1394 | -675.7405 | 624.8207 | -283.0707 | -1.9223 | 449.3748 | -1534.5436 | 0.98897 | 4101.8584 | 1270.7003 | 4990.4639 | -293.0361 | -457.5929 | 2185.1487 | -1340.0277 | 854.8727 | 541.4531 | -728.2523 | -12.4941 | 2782.301 | 0.10423 | -77.4689 | 387.3207
2030-03-17 | 11 | -11.6582 | 358.1884 | -67.3355 | -349.2767 | -1376.8438 | -908.011 | -7504.4907 | 3.108 | 0.99939 | -245.1255 | 3945.865 | -145.4823 | 1541.0194 | -120.6794 | 1803.5969 | 585.8616 | 37.7448 | 209.9994 | -345.6855 | 13.1439 | -1415.4902 | -994.8 | -62.5161 | -72.5917 | 2565.0549 | -1408.371 | 538.9715 | -489.4545 | -82.3497 | 382.4714 | 373.0806 | 215.4576 | -769.8947 | 126.4702 | 6.4693 | 1115.6051 | -136.2279 | -291.6568 | -44.2309 | 449.3875 | -1089.2078 | 136.4977 | 4009.2322 | 1279.0261 | 4995.3184 | -293.8235 | -623.8209 | 2333.2817 | -923.1033 | 918.0013 | 1.0051 | -263.3586 | -434.4666 | 3480.8342 | 0.10423 | -177.6821 | 312.2151
2030-03-17 | 12 | -11.9851 | 309.3127 | -66.9711 | -354.7532 | -1479.2932 | -882.3851 | -7580.5322 | 0.99911 | 0.9999 | -253.4662 | 3942.8303 | -141.3524 | 1480.4666 | -206.7261 | 1931.968 | 1541.0298 | 422.9595 | 209.9994 | -363.1854 | 114.0566 | -1277.8014 | -1919.6754 | -42.3131 | -84.389 | 2528.1541 | -1358.2024 | 245.8122 | -486.4261 | -76.9651 | 373.8427 | 617.5109 | 0.98176 | -807.972 | 95.042 | 5.6406 | 1598.1709 | 203.2387 | -334.5794 | -115.022 | 449.4479 | -1320.2117 | 163.952 | 3937.4648 | 1290.8645 | 4996.333 | -292.4083 | -782.2042 | 2275.4546 | -678.519 | 950.3494 | -49.632 | -230.3084 | -571.285 | 3613.4565 | 0.10423 | -180.6664 | 294.2235
2030-03-17 | 13 | -14.3992 | 534.0204 | -67.6281 | -357.1101 | -1891.1438 | -901.9893 | -6979.4624 | -484.4851 | -255.0988 | -267.9062 | 3928.4128 | -151.6553 | 1329.2303 | -166.7896 | 1963.3047 | 1618.8861 | 464.6057 | 209.9994 | -420.637 | 107.5273 | -1313.5547 | -2064.6748 | -51.892 | -110.4495 | 2855.0671 | -1497.6254 | -244.3254 | -481.2273 | -83.041 | 352.8599 | 308.1901 | 39.0603 | -914.1528 | 213.3754 | 5.0541 | 2205.3376 | 316.5694 | -312.327 | -82.481 | 449.42 | -1284.1997 | 198.0692 | 3917.3591 | 1303.5253 | 4999.7642 | -293.947 | -836.6655 | 2648.1699 | 309.3915 | 865.1353 | -409.5145 | -49.2902 | -728.4917 | 3332.1108 | 210.1042 | -217.3363 | 231.5449
2030-03-17 | 14 | -17.6059 | 740.3046 | -70.0709 | -388.3102 | -1854.8595 | -1049.4047 | -6551.1641 | -775.7478 | 0.99711 | -268.4626 | 3914.4219 | -143.7398 | 884.1794 | -147.4776 | 1989.3077 | 1840.4838 | 519.6471 | 209.9994 | -422.2832 | 198.9944 | -1293.4595 | -1795.7834 | -41.4046 | -112.5262 | 2787.908 | -1716.5087 | -431.0737 | -546.9048 | -82.0135 | 321.1904 | 363.9137 | 378.3531 | -852.2751 | 288.8113 | 5.4324 | 2233.8484 | 1195.6423 | -243.8032 | -162.7 | 449.7003 | -1141.5339 | 241.6837 | 4311.6958 | 1360.9567 | 5028.6489 | 1.0149 | -861.6188 | 2917.8855 | 706.0262 | 852.8309 | -347.4436 | -37.0231 | -740.7828 | 3019.0842 | 210.1042 | -276.9463 | 185.2825
2030-03-17 | 15 | -27.9388 | 881.0515 | -75.8367 | -443.2101 | -1932.6903 | -1076.1023 | -6406.918 | -834.3892 | -2.8205 | -247.9034 | 3903.3965 | -108.8674 | 824.6304 | -131.6339 | 1970.8384 | 2003.2218 | 597.0714 | 209.9994 | -431.3311 | 251.8592 | -1308.7177 | -1628.2456 | -50.4916 | -100.5314 | 2713.4199 | -2034.043 | -940.0566 | -562.2865 | -83.7119 | 305.6125 | 582.6759 | 1095.0565 | -707.2679 | 447.8758 | 5.1216 | 2302.6174 | 2739.9839 | -227.1873 | -140.5696 | 449.7334 | -1121.11 | 223.9987 | 4255.8271 | 1348.265 | 5028.4121 | -3.3227 | -880.4905 | 2953.0027 | 862.2169 | 922.5052 | -220.1626 | 81.5166 | -959.7112 | 1916.696 | 210.1042 | -336.2709 | 180.7008
2030-03-17 | 16 | -27.4276 | 878.2408 | -73.7462 | -439.4318 | -1953.0641 | -1033.9816 | -6323.748 | -875.4086 | -2.8118 | -266.1873 | 3890.5608 | -157.2505 | 683.9293 | -138.7319 | 1954.4523 | 2134.394 | 636.9355 | 209.9994 | -644.6369 | 491.7329 | -1292.2599 | -1946.2976 | -55.9754 | -73.841 | 3704.0364 | -2057.6196 | -1289.7129 | -551.5182 | -84.3797 | 286.5487 | 486.1805 | 966.4944 | -655.6297 | 448.8342 | 5.755 | 2381.8472 | 2728.0518 | -211.7976 | -114.3615 | 449.7032 | -1064.3208 | 197.3452 | 4230.1963 | 1379.6877 | 5029.0337 | -3.3594 | -874.2942 | 3199.7891 | 791.5296 | 1013.557 | -163.7319 | 98.8063 | -1261.3745 | 1523.9913 | 210.1043 | -371.522 | 218.3956
2030-03-17 | 17 | -24.4966 | 590.5723 | -72.8496 | -426.5252 | -1810.5881 | -955.2457 | -6794.1387 | -554.8394 | -2.8723 | -176.7388 | 3854.6011 | 40.3203 | 532.6635 | -144.088 | 1918.6075 | 1791.6322 | 546.0795 | 209.9994 | -540.0748 | 213.9665 | -1106.4595 | -2990.8726 | -46.1054 | -86.0213 | 2955.8032 | -1772.9816 | -1837.4935 | -498.304 | -71.5924 | 400.8844 | 798.7784 | 895.4329 | -789.5478 | 401.9904 | 3.7824 | 1951.0865 | 2361.7991 | -206.4306 | 0.99932 | 105.0562 | -1539.6212 | 58.3066 | 4284.7036 | 1467.87 | 5030.2432 | -3.0906 | -729.1733 | 3265.2261 | 556.702 | 1228.9045 | 126.761 | 1.0004 | -1711.4725 | 1997.6514 | 210.1043 | -406.2022 | 137.3344
2030-03-17 | 18 | -22.1501 | 899.0862 | -74.686 | -460.6381 | -1426.045 | -1191.2814 | -8181.9087 | -2.342 | 0.99624 | -171.6965 | 3880.2449 | -9.2778 | 700.8674 | -135.5604 | 1959.0197 | 1867.8057 | 472.5534 | 209.9994 | -510.6567 | 133.7509 | -1132.0682 | -3190.5908 | -88.0126 | -79.5547 | 2917.1047 | -1849.801 | -1877.3103 | -585.8435 | -86.0192 | 375.1326 | 1064.7311 | 0.98209 | -531.4407 | 227.1216 | 5.5072 | 2057.1538 | 1973.4058 | -268.2231 | -105.2818 | 449.4193 | -1524 | -18.3427 | 4581.1343 | 1497.156 | 5034.7095 | -3.0623 | -1203.7772 | 2807.3677 | -372.3449 | 1085.965 | 723.4401 | -423.5873 | -868.957 | 2928.0608 | 0.10423 | -254.7816 | 146.1331
2030-03-17 | 19 | -20.64 | 904.8441 | -75.4661 | -489.6385 | -1143.7516 | -1178.344 | -8027.019 | 0.99656 | -2.9131 | -152.522 | 3910.3677 | 18.1582 | 602.0482 | -17.8713 | 1801.4232 | 1848.3076 | 341.3058 | 209.9994 | -543.5574 | 96.9411 | -1409.6443 | -3447.5483 | -152.8702 | -76.6749 | 3041.8545 | -1829.0739 | -1669.6227 | -592.6545 | -92.198 | 259.3762 | 1134.954 | -1.2103 | -503.4865 | 171.6167 | 4.9349 | 1855.2775 | 2048.8328 | -363.8202 | -482.1456 | 449.9726 | -1535.4281 | -241.6222 | 5069.917 | 1517.142 | 5046.8242 | -2.9126 | -997.7574 | 2842.2634 | -352.3894 | 1040.1346 | 801.3365 | -51.7836 | -1151.222 | 3911.2686 | 0.10423 | -261.798 | 263.2104
2030-03-17 | 20 | -23.7525 | 784.4809 | -79.6899 | -520.0245 | -1431.1962 | -1133.6082 | -7787.6885 | -385.7031 | 0.998 | -183.725 | 3954.6584 | 10.1503 | 591.5801 | 30.1308 | 2191.8481 | 1585.4883 | 274.3442 | 209.9994 | -568.5711 | 150.8204 | -1769.9604 | -3800.9683 | -160.1672 | -69.9139 | 3297.7134 | -1894.7662 | -1617.1357 | -589.0931 | -81.5602 | 171.5873 | 1095.0485 | 0.98671 | -539.638 | 216.4539 | 4.4527 | 1879.0946 | 2567.1003 | -269.523 | -531.5711 | 450.1728 | -1011.662 | -306.455 | 5140.4224 | 1482.4769 | 5048.8071 | 1.0076 | -1065.8794 | 2927.6782 | 59.3746 | 788.5341 | 768.1591 | -20.1805 | -503.3363 | 4547.7383 | 0.10423 | -188.2119 | 236.4357
2030-03-17 | 21 | -27.5308 | 484.3158 | -83.06 | -552.5257 | -1664.1127 | -1085.1727 | -7907.9941 | -553.5348 | 0.99879 | -184.5253 | 3973.2905 | 1.9754 | 748.0557 | 82.788 | 2198.2244 | 1635.7517 | 253.2878 | 209.9994 | -601.5992 | 207.6451 | -1698.4152 | -3869.0029 | -104.3698 | -67.1507 | 3556.5691 | -1959.137 | -1629.4258 | -593.7975 | -64.5107 | 264.2446 | 1259.7134 | 0.98468 | -529.2627 | 253.5032 | 4.44 | 1758.4703 | 3457.2808 | -142.3303 | -371.5783 | 449.9923 | -1112.8916 | -169.3072 | 5161.646 | 1542.2108 | 5044.0767 | 225.1353 | -1008.6647 | 3003.7197 | 264.5698 | 846.2602 | 1029.9819 | -51.5943 | -637.0667 | 6217.2007 | 0.10423 | -184.078 | 335.261
2030-03-17 | 22 | -33.2276 | 325.4331 | -84.3515 | -567.0681 | -1605.7308 | -973.4647 | -8264.2217 | -404.1823 | 0.99943 | -182.926 | 3954.1509 | 31.4222 | 749.3781 | -15.676 | 2147.0947 | 1767.2903 | 310.9234 | 209.9994 | -466.7007 | 286.7028 | -1474.3279 | -3895.7896 | -23.4998 | -83.3458 | 2929.6809 | -1980.8934 | -1873.7632 | -551.6992 | -60.4809 | 414.2764 | 1267.9169 | 0.99193 | -560.2606 | 359.4106 | 4.3313 | 1691.2386 | 3933.019 | -370.8814 | -245.6792 | 449.9883 | -1311.9506 | 112.7287 | 4714.6606 | 1521.7603 | 5037.7178 | 0.034612 | -768.0041 | 2956.1484 | 198.3077 | 956.163 | 1349.4106 | -52.0353 | -886.9413 | 6518.9438 | 0.10423 | -156.1586 | 299.1431
2030-03-17 | 23 | -34.9727 | 574.1302 | -81.6717 | -590.0104 | -1656.4316 | -935.7524 | -7835.4629 | -749.9246 | 756.1772 | -159.0482 | 3872.7627 | 32.5385 | 653.8808 | -164.002 | 1912.9883 | 2088.5193 | 298.4431 | 209.9994 | -447.1383 | 482.6537 | -1744.7056 | -3632.6301 | -65.2228 | -82.9372 | 2680.2253 | -2031.9916 | -1566.4043 | -573.0972 | -68.7048 | 189.6221 | 838.1152 | 0.98296 | -658.0565 | 400.8677 | 5.2074 | 2006.2617 | 4774.9419 | -396.3769 | -89.7916 | 449.6295 | -1387.0936 | 173.3166 | 4481.9795 | 1539.5465 | 5026.707 | 65.0386 | -1043.66 | 2702.2241 | -269.8351 | 1148.5968 | 1047.3406 | 111.6627 | -781.7957 | 6058.248 | 210.1042 | -200.2437 | 256.58
2030-03-17 | 24 | -27.9639 | 636.3931 | -73.5055 | -577.0067 | -1065.0322 | -974.6725 | -8920.3271 | 249.4247 | 1734.7352 | -148.645 | 3910.6091 | 61.4128 | 1249.7966 | -149.6553 | 1974.4935 | 1727.054 | -124.0399 | 209.9994 | -382.9849 | 423.2233 | -1310.9309 | -3605.7639 | -75.3484 | -56.2262 | 2291.231 | -1846.6311 | -1298.6272 | -587.5231 | -73.4225 | 309.7703 | 1470.4586 | -1080.2734 | -697.4178 | 328.3638 | 3.7863 | 428.7348 | 4589.8521 | -7.0076 | 194.3464 | 449.6737 | -2157.4517 | 1.0018 | 4204.2715 | 1743.2855 | 5005.2583 | 220.5224 | -278.3994 | 2947.1848 | 565.5349 | 1246.6001 | 1055.613 | -54.7291 | -208.063 | 5550.3545 | 210.1043 | -215.3674 | 369.3434
2030-03-18 | 1 | -10.2721 | 1205.2222 | -63.7711 | -553.8445 | -337.642 | -1487.3972 | -12294.7188 | 3124.3059 | 2204.1423 | -180.5959 | 3561.3394 | -109.7137 | 1253.0841 | -286.7829 | 1731.7832 | 1832.1484 | -266.2537 | 209.9994 | -347.9422 | 174.7232 | -602.7967 | -3608.8938 | 1.9687 | -39.0699 | 2080.8516 | -1845.9642 | -544.446 | -806.3972 | -108.2759 | 750.5559 | 1860.3979 | -2865.7358 | -412.3925 | -196.782 | 2.6066 | 538.8116 | 2654.2913 | 117.7179 | 912.7365 | 1.0087 | -2570.7517 | -2.2876 | 2490.4202 | 1500.6246 | 4478.3394 | 0.87384 | -277.1496 | 3274.6438 | -599.2114 | 1352.7482 | 0.98813 | -1619.248 | 0.998 | 4762.4443 | 210.1042 | -122.2219 | 94.025
2030-03-18 | 2 | -6.7766 | 1219.1172 | -63.6236 | -529.4088 | -144.7011 | -1567.6974 | -11794.4004 | 3281.6992 | 2477.0066 | -104.225 | 3503.1665 | -4.2338 | 1169.1329 | -284.2047 | 1582.608 | 1570.9623 | -300.4085 | 209.9994 | -354.4738 | 223.9776 | -517.7154 | -3505.7913 | -13.7477 | -22.7754 | 2193.9119 | -1800.6904 | -925.5149 | -822.1918 | -121.1869 | 646.2422 | 1343.0433 | -3083.72 | -706.7486 | -304.991 | 1.099 | 115.7943 | 180.5655 | 448.5067 | 366.3181 | 1.0032 | -2544.397 | -5.8568 | 2378.1121 | 1486.933 | 3887.0259 | 1.0077 | -277.5945 | 2502.1885 | -1332.3693 | 1180.0992 | -134.7256 | -1570.4587 | 789.7834 | 3252.3499 | 210.1042 | -104.7476 | 113.6153
2030-03-18 | 3 | -19.1678 | 1423.7052 | -66.8677 | -591.9574 | -40.0668 | -1737.0399 | -12261.0234 | 3567.5354 | 2548.2397 | -122.4592 | 3471.6074 | -50.0955 | 1230.5161 | -312.2779 | 1620.8961 | 1247.7659 | -50.3408 | 209.9994 | -346.5883 | 122.0502 | -344.6247 | -2775.6252 | -18.3323 | -43.2999 | 2332.2205 | -2097.2932 | -934.0546 | -880.7075 | -125.703 | 700.2702 | 1547.6057 | -1413.8824 | -585.2986 | -109.7668 | 0.72641 | 454.7513 | -410.9507 | 519.7911 | 378.2154 | 0.99961 | -2486.4526 | -2.0121 | 2172.4158 | 1637.472 | 3243.2595 | 458.1962 | -685.6368 | 2431.5928 | -1145.4358 | 849.0673 | -406.3034 | -1813.453 | 1402.7032 | 3591.8936 | 210.1043 | -33.802 | 126.6788
2030-03-18 | 4 | -34.3383 | 1104.9125 | -74.1085 | -394.1202 | 29.1879 | -1722.0221 | -12328.3652 | 3850.8945 | 2558.1775 | -122.0945 | 3361.5002 | 25.0154 | 1270.0551 | -389.0456 | 1465.6106 | 861.935 | 157.2733 | 209.9994 | -321.8539 | 209.9488 | -384.6004 | -2780.2549 | 63.3776 | -54.9798 | 2372.1355 | -2154.5522 | -1304.9727 | -816.9178 | -117.4592 | 834.5943 | 1613.5841 | 0.98689 | -684.3331 | 135.5802 | 0.6048 | 644.321 | -1484.6 | 117.0562 | 156.9882 | 0.99922 | -2620.4753 | 174.2827 | 1821.1594 | 1622.999 | 2514.4253 | 597.0157 | -1359.3776 | 2198.5337 | -1164.4938 | 1200.5934 | -80.1515 | -1162.9713 | 684.0151 | 4233.9507 | 210.1043 | -103.7352 | 133.6182
2030-03-18 | 5 | -39.3599 | 1044.6045 | -72.5012 | -431.4458 | 179.6683 | -1743.7535 | -12577.5674 | 4135.5723 | 2454.1973 | -113.5873 | 3267.7554 | -12.3041 | 1296.3126 | -407.8636 | 1510.4883 | 1026.0812 | 184.0557 | 209.9994 | -332.1046 | 4.8381 | -328.3622 | -2794.7939 | 64.157 | -64.5219 | 2388.1489 | -2338.8792 | -882.0326 | -844.6937 | -114.6986 | 938.3782 | 1780.5973 | 0.9862 | -443.1801 | 195.9368 | 0.70103 | 833.9968 | -290.0838 | 297.3043 | 136.6 | 0.99787 | -2638.3884 | 160.9161 | 2319.71 | 1434.91 | 3488.1199 | 22.8457 | -450.7697 | 2229.9387 | -1455.3193 | 1092.6274 | -79.8965 | -1404.6798 | 709.6478 | 5188.5176 | 210.1043 | -67.559 | 190.0954
2030-03-18 | 6 | -43.3647 | 913.3641 | -75.2807 | -489.8648 | 159.3731 | -1668.9098 | -12069.5186 | 3781.4075 | 2175.3928 | -119.2016 | 3377.9172 | -44.5248 | 1248.8221 | -385.9989 | 1579.4104 | 890.6288 | 74.6263 | 209.9994 | -332.8149 | -109.9994 | -595.2634 | -3810.9832 | 28.0837 | -73.1937 | 2339.0317 | -2410.9917 | -845.3885 | -833.2769 | -108.7494 | 900.4238 | 2019.5345 | 0.98282 | -308.2674 | 243.477 | 0.63053 | 923.1706 | 1796.4038 | 0.9995 | 406.3432 | 1.0009 | -2487.6624 | 32.5902 | 2319.3606 | 1496.7604 | 3338.666 | 348.3247 | -955.2474 | 2439.4141 | -1823.005 | 1051.0283 | 396.7958 | -2451.1409 | 449.6824 | 5934.5312 | 210.1043 | 33.1212 | 291.8161
2030-03-18 | 7 | -36.8506 | 956.8458 | -75.3703 | -713.0687 | 98.771 | -1516.7504 | -12302.3135 | 3626.0867 | 690.949 | -149.2497 | 3657.4189 | -22.3594 | 875.7222 | -329.5981 | 1786.556 | 790.8753 | -19.1359 | 209.9994 | -331.6677 | -84.3368 | -1136.8928 | -4550.6616 | 27.8682 | -60.9781 | 2258.9055 | -2534.0359 | -593.0839 | -833.3319 | -95.5348 | 927.7491 | 2273.76 | -250.7165 | -190.1447 | 221.7458 | 0.66126 | 562.7724 | 4555.0889 | 0.99976 | 222.1212 | 449.5201 | -2008.0001 | 37.6599 | 2819.9441 | 1243.7797 | 4134.5581 | -286.5427 | -498.2566 | 2309.7922 | -1931.8989 | 977.932 | 1050.463 | -2848.5239 | 181.7694 | 6566.4873 | 210.1042 | 115.2958 | 226.8935
2030-03-18 | 8 | -24.5735 | 813.1229 | -77.7742 | -667.088 | -126.7642 | -1423.1031 | -11892.2383 | 2769.8032 | 0.99997 | -176.0962 | 3752.3782 | 23.5683 | 766.4976 | -163.3151 | 2019.2576 | 1011.7327 | -255.3887 | 209.9994 | -334.5235 | 212.2576 | -1627.1803 | -4848.0146 | -17.016 | -29.5515 | 2008.4906 | -2180.584 | -1011.2289 | -800.7094 | -92.0567 | 701.5573 | 2118.6687 | -1798.024 | -362.5952 | -54.1562 | 0.70533 | 35.5042 | 4965.3438 | -2.0844 | 1.0045 | 449.5151 | -1689.3988 | -64.5432 | 3843.4524 | 1292.6173 | 4815.2979 | -274.0296 | -720.4498 | 2106.8911 | -1753.8022 | 999.163 | 113.2794 | -1956.161 | 5.8947 | 6422.4307 | 0.10423 | 68.7325 | 248.7807
2030-03-18 | 9 | -20.5226 | 953.3557 | -77.7167 | -699.1792 | -400.6369 | -1507.9517 | -11981.416 | 2270.2424 | -3.1015 | -349.6037 | 3796.2588 | 164.7292 | 728.4274 | -121.5847 | 1971.5139 | 969.5311 | -370.9255 | 209.9994 | -341.9092 | 356.7755 | -1740.15 | -4856.062 | -34.5612 | -30.8192 | 2062.2678 | -2181.7874 | -1260.8008 | -838.4176 | -90.7687 | 595.5743 | 2187.3118 | -2093.553 | -424.1615 | -167.4477 | 0.50608 | 1.0003 | 4534.8584 | 1.0024 | 355.0857 | 449.2426 | -1643.641 | -165.748 | 3679.9824 | 1259.7141 | 4965.2085 | -265.233 | -697.9094 | 2177.356 | -1475.4695 | 913.6844 | 424.8386 | -1270.8518 | -610.4796 | 7617.374 | 0.10423 | -99.8839 | 172.6361
2030-03-18 | 10 | -21.2524 | 568.029 | -73.4007 | -700.2341 | -256.7308 | -1339.6033 | -12930.5352 | 2893.5757 | -3.0974 | -353.9545 | 3799.988 | 118.3161 | 712.3575 | -52.4015 | 1971.8647 | 882.5048 | -340.29 | 209.9994 | -332.9412 | 238.8688 | -1561.6532 | -4293.9844 | 28.1783 | -17.7177 | 2024.7786 | -2120.2925 | -926.7307 | -809.334 | -83.0723 | 804.0933 | 2630.6206 | -1538.8636 | -173.9017 | -117.7333 | 0.53119 | -257.0418 | 4561.6094 | 1.0036 | 340.2697 | 449.2728 | -1606.9888 | 1.0028 | 3705.3245 | 1256.2402 | 4955.4976 | -262.4183 | -828.2529 | 2040.2594 | -1529.3693 | 967.8163 | 957.61 | -1570.7238 | -554.1064 | 9610.1465 | 0.10423 | -77.3427 | 147.2054
2030-03-18 | 11 | -26.3468 | 249.0033 | -74.3575 | -708.2667 | -301.3569 | -1227.1881 | -12847.4697 | 2960.8354 | -3.0635 | -355.6048 | 3796.4326 | 108.5943 | 688.7977 | -65.1674 | 1960.0475 | 471.8382 | -239.6116 | 209.9994 | -348.0591 | 178.8199 | -1526.3748 | -4414.4868 | 61.9516 | -14.7441 | 2171.7024 | -2236.8789 | -849.5106 | -779.6071 | -74.8413 | 910.5875 | 2712.6438 | -251.6135 | -98.9836 | 28.4481 | 0.55095 | -224.8837 | 3034.2327 | -1.9095 | 301.5909 | 449.2924 | -1817.1492 | 93.0304 | 3736.7673 | 1256.3884 | 4932.8467 | -261.2164 | -928.8429 | 1930.5294 | -1518.3145 | 1095.6595 | 1192.0114 | -1407.0315 | -761.3022 | 11061.8818 | 0.10423 | -56.1159 | 139.8456
2030-03-18 | 12 | -29.3275 | 280.8011 | -77.6455 | -762.1284 | -346.5077 | -1286.6212 | -13093.627 | 3017.5039 | -3.0533 | -359.2105 | 3750.0115 | 99.1635 | 775.624 | -43.8909 | 1972.22 | 493.4777 | -234.2528 | 209.9994 | -356.9318 | 264.92 | -1416.344 | -4852.8213 | 101.8718 | -16.2869 | 2121.2524 | -2465.0759 | -1081.0623 | -801.8734 | -68.8684 | 957.6083 | 2627.6975 | 0.98771 | -115.2078 | 90.4619 | 0.54303 | 181.3417 | 3357.7612 | -1.8101 | 0.99909 | 449.507 | -2034.645 | 133.1482 | 4007.9243 | 1303.1669 | 4931.5635 | -261.7157 | -1216.3978 | 1869.0157 | -1321.5292 | 1239.7561 | 1546.9958 | -1321.8486 | -878.9913 | 12677.4473 | 0.10423 | -68.9964 | 150.4686
2030-03-18 | 13 | -40.4155 | -396.2654 | -76.9519 | -726.2277 | -922.3785 | -702.0171 | -10294.9922 | 1458.7496 | -51.3844 | -327.3009 | 3908.2839 | 195.0015 | 530.9595 | -18.6681 | 1969.3364 | 616.2855 | -247.6115 | 209.9994 | -378.0665 | 311.83 | -1492.7064 | -5734.9946 | 88.5517 | -24.1688 | 2012.1072 | -2117.9324 | -1154.3846 | -618.9746 | -51.2727 | 862.3429 | 2466.8318 | 209.0155 | -272.9065 | 489.9839 | 0.45602 | 491.3529 | 7422.2524 | 547.6367 | 60.7257 | 449.5258 | -2205.8792 | 1.0053 | 4033.415 | 1278.1726 | 4760.6309 | -2.8887 | -954.2471 | 3969.146 | 1123.8561 | 1352.0002 | 1540.9075 | -295.4852 | -1069.249 | 16568.9863 | 210.1042 | -157.902 | 136.9207
2030-03-18 | 14 | -37.3417 | -731.2772 | -74.6975 | -605.922 | -1759.6656 | -350.9468 | -7089.4321 | -57.6166 | -322.5546 | -351.7895 | 4003.8262 | 157.0639 | 447.7475 | 40.9037 | 2003.2563 | 662.0795 | -111.8061 | 209.9994 | -364.0015 | 69.2448 | -1548.8184 | -5714.0156 | -28.311 | -36.1786 | 1946.0566 | -1728.988 | -1143.0359 | -487.8206 | -46.0083 | 589.5944 | 2038.709 | 443.023 | -106.1734 | 498.1351 | 2.2553 | 497.125 | 7159.7227 | -171.584 | -230.8335 | 427.9046 | -1661.7052 | -318.2398 | 4631.1406 | 1339.2008 | 5079.8374 | -3.2396 | -902.0554 | 2911.925 | -52.4439 | 898.4564 | 222.0607 | -53.5599 | -1289.5771 | 15991.3545 | 210.1042 | -239.5743 | 104.4086
2030-03-18 | 15 | -46.2138 | -306.1904 | -83.9208 | -696.3346 | -1751.8634 | -694.8901 | -7208.3179 | -3.0443 | -584.5159 | -373.0864 | 4022.2869 | 72.7281 | 1.0201 | -73.3069 | 2077.9294 | 1103.3809 | 26.0665 | 209.9994 | -351.3777 | 160.2009 | -1576.8292 | -5463.6274 | -39.5001 | -71.3579 | 1950.5127 | -2237.9294 | -1642.5865 | -591.3623 | -47.7415 | 547.0258 | 2044.9014 | 970.5615 | 16.8521 | 564.5751 | 3.3827 | 1501.9514 | 7768.1772 | -64.1794 | -129.6455 | 432.5834 | -1519.8348 | -345.1463 | 4471.9609 | 1343.2434 | 5078.3062 | -3.2822 | -851.7634 | 2967.553 | 126.8709 | 1048.1211 | 474.0262 | -52.9113 | -1560.9456 | 16607.1445 | 210.1042 | -257.8859 | 144.269
2030-03-18 | 16 | -44.3316 | 1.0061 | -82.6195 | -703.0204 | -1580.9319 | -728.2018 | -7873.0986 | 162.8717 | -814.3512 | -362.8582 | 3884.8083 | 114.8674 | 1.019 | -83.0689 | 2066.584 | 1694.0554 | 121.6757 | 209.9994 | -378.8571 | 328.9449 | -1591.6946 | -6033.4351 | -18.9592 | -52.1671 | 1451.0624 | -2085.354 | -2560.9741 | -557.9685 | -56.2918 | 523.7789 | 2000.6213 | 3.3444 | -483.227 | 645.1118 | 2.9114 | 929.8823 | 7146.9468 | -12.5665 | -176.7296 | 450.0484 | -1831.3436 | -261.2315 | 4578.3091 | 1373.4935 | 5077.0532 | 1.0115 | -1075.8309 | 2850.6323 | -48.8119 | 1238.1266 | 949.0386 | -131.6721 | -1338.3041 | 14373.1182 | 210.1043 | -255.8408 | 153.3777
2030-03-18 | 17 | -37.519 | 424.0915 | -81.5164 | -709.5228 | -1175.162 | -1088.4462 | -10090.9355 | 1398.3878 | -899.2631 | -363.9221 | 3853.8086 | 90.0191 | 1.0772 | -81.6322 | 2062.2583 | 2393.6375 | 240.3684 | 209.9994 | -358.1852 | 148.7131 | -1558.3069 | -6081.1519 | -14.5444 | -56.5758 | 1479.6143 | -2179.6487 | -2198.4922 | -693.4216 | -74.7536 | 656.54 | 2195.8159 | -982.327 | -246.0516 | 314.6536 | 3.7033 | 1066.8171 | 6644.2515 | -59.2628 | -203.65 | 449.9949 | -1898.1531 | -207.1149 | 4752.7769 | 1413.4337 | 5078.6445 | 130.3286 | -1154.4894 | 2711.4192 | -318.4795 | 1322.9727 | 1359.6232 | -55.7647 | -1107.6527 | 13642.0352 | 210.1042 | -241.7514 | 159.1732
2030-03-18 | 18 | -23.6055 | 516.7903 | -76.0177 | -683.5031 | -831.6955 | -1215.3025 | -11304.9492 | 2086.9246 | -883.8319 | -354.5765 | 3850.6665 | 127.4125 | 0.99857 | -61.6615 | 2056.2639 | 2597.0295 | 30.2636 | 209.9994 | -332.564 | 215.8783 | -1506.4418 | -6422.1274 | 19.3208 | -45.5422 | 1440.0464 | -1943.2166 | -2481.9421 | -736.2917 | -81.8724 | 746.5316 | 2048.7375 | -2340.6333 | -434.0249 | 9.4123 | 2.1379 | 829.4209 | 5398.272 | -365.6306 | -398.6051 | 449.8709 | -2095.2737 | -108.8038 | 4781.1094 | 1402.6562 | 5079.8032 | -3.1176 | -1256.8794 | 2346.8943 | -985.5648 | 1358.9481 | 1696.9587 | -445.8837 | -602.2695 | 13095.5371 | 210.1043 | -221.771 | 140.3255
2030-03-18 | 19 | -21.6243 | 609.1759 | -77.8692 | -686.0748 | -725.228 | -1281.0442 | -11898.9814 | 2316.4084 | -711.123 | -367.4969 | 3852.9131 | 67.0655 | 130.2551 | 1.001 | 2074.8794 | 2643.9421 | 14.6418 | 209.9994 | -264.6498 | 71.5812 | -1466.3911 | -6070.6831 | -24.1842 | -60.2735 | 1000.041 | -1963.1289 | -2239.2664 | -757.0262 | -88.6886 | 746.0649 | 2086.4937 | -2430.874 | -310.2164 | -71.9971 | 2.405 | 906.3514 | 5172.2524 | -364.5641 | -488.042 | 266.8551 | -1878.7007 | -244.08 | 5001.0581 | 1394.4628 | 5070.8296 | -2.8748 | -1753.501 | 1756.963 | -1687.8972 | 1005.0666 | 1672.7527 | -1535.9608 | -95.6657 | 10644.3818 | 0.10423 | -118.9152 | 110.6285
2030-03-18 | 20 | -17.1177 | 595.1319 | -77.9248 | -690.0685 | -694.8676 | -1263.6018 | -12215.6221 | 2271.6655 | -916.0828 | -363.801 | 3838.3892 | 108.9528 | 414.4799 | -9.1703 | 2071.4709 | 2602.1418 | -111.2236 | 209.9994 | -254.5458 | 185.577 | -1674.236 | -6285.8271 | -3.053 | -55.953 | 963.0874 | -1823.506 | -2568.2866 | -736.3339 | -91.3974 | 739.4486 | 1847.3353 | -2911.6521 | -533.8989 | -190.1222 | 1.2028 | 594.3894 | 4898.9092 | -381.2937 | -479.4706 | 215.2443 | -1619.2322 | -173.7876 | 5013.3486 | 1360.1046 | 5067.6792 | -2.8283 | -1767.0068 | 1681.9633 | -1859.4913 | 1010.5543 | 1420.0771 | -1888.191 | -370.528 | 9703.1592 | 0.10423 | -122.2291 | 144.4079
2030-03-18 | 21 | -12.5838 | 195.5821 | -75.6188 | -691.8591 | -584.2843 | -1271.6813 | -13829.2178 | 2730.5896 | -699.7905 | -365.0006 | 3840.7041 | 100.64 | 379.0473 | -84.2816 | 2097.3977 | 1716.4808 | -552.4363 | 209.9994 | -257.4299 | 81.7726 | -1495.2048 | -6232.0835 | 58.7117 | -27.1048 | 990.4395 | -1738.8634 | -2306.884 | -754.4929 | -74.9625 | 976.2784 | 1929.1774 | -3010.2283 | -396.2611 | -291.4499 | 0.59899 | 135.642 | 4693.1074 | -383.9653 | -456.9569 | 449.729 | -2035.6469 | -2.458 | 4933.6113 | 1381.7286 | 5071.6079 | -2.8995 | -1220.2958 | 1848.1145 | -1857.8588 | 1276.3684 | 1719.271 | -1090.3176 | -867.3739 | 12212.7402 | 210.1042 | -173.2142 | 148.7818
2030-03-18 | 22 | -19.4848 | 227.0971 | -76.758 | -717.1536 | -744.4567 | -1334.6464 | -13719.8477 | 2430.9507 | -395.5168 | -363.8262 | 3654.0708 | 85.1106 | 1069.855 | -92.1358 | 2061.1829 | 1351.8821 | -394.7652 | 209.9994 | -338.3387 | 15.1686 | -1787.9708 | -5837.9023 | 29.0366 | -14.1368 | 1964.7115 | -2117.7134 | -1457.9374 | -796.043 | -77.6548 | 865.7895 | 2417.1321 | -1787.9503 | -255.3405 | -220.9717 | 0.46458 | 292.5434 | 2797.5498 | -547.2267 | 1.0008 | 449.3412 | -1676.1323 | 38.8531 | 4369.1562 | 1393.0782 | 5060.5381 | -18.9529 | -1270.4169 | 1987.0111 | -1646.8438 | 1105.6295 | 1146.8092 | -1466.5321 | -544.1718 | 11843.7754 | 210.1042 | -95.8652 | 195.6167
2030-03-18 | 23 | -27.9302 | 505.6674 | -78.6526 | -753.5878 | -606.3936 | -1515.6351 | -14234.9316 | 2314.3584 | -3.079 | -367.0251 | 3581.5969 | 50.4958 | 1482.917 | -22.169 | 2045.9877 | 797.3524 | -105.7832 | 209.9994 | -343.0083 | 58.4072 | -1497.6477 | -5562.498 | 10.437 | -23.8837 | 2111.1672 | -2594.3523 | -1540.4087 | -853.7548 | -75.4051 | 785.1943 | 2542.9443 | 0.98216 | -218.1804 | 15.1387 | 0.50057 | 370.2193 | 1393.0671 | -640.0547 | -4.7207 | 449.543 | -2055.8413 | 1.0098 | 4244.6787 | 1528.6158 | 5045.4795 | -3.6021 | -665.9996 | 2091.9917 | -1508.9164 | 1075.0637 | 1250.3925 | -1839.9662 | -758.332 | 11503.5029 | 210.1042 | -18.8698 | 282.2894
2030-03-18 | 24 | -43.1139 | 764.5888 | -76.0495 | -524.9352 | -361.4833 | -1770.8837 | -14278.3975 | 2586.8665 | 108.1536 | -371.1579 | 3232.0415 | 23.3351 | 1953.0758 | -87.0255 | 2013.5129 | 1301.7052 | 14.6499 | 209.9994 | -369.312 | 88.5577 | -1353.5 | -4974.8037 | 26.9584 | 5.1713 | 2427.967 | -2870.5117 | -1297.2867 | -880.8433 | -89.3889 | 769.1529 | 2953.1392 | 0.98538 | -114.7333 | 132.479 | 0.58616 | 20.6817 | 399.8247 | -330.0681 | 711.5449 | 151.2013 | -1843.8031 | 158.0772 | 3385.1653 | 1543.849 | 5021.6992 | -3.5643 | -276.439 | 2216.2634 | -1142.0367 | 825.1757 | 854.1763 | -2336.0156 | 0.99328 | 11026.4209 | 210.1043 | 185.8003 | 369.1537
2030-03-19 | 1 | -40.7352 | 1020.4925 | -82.6016 | -488.8217 | -100.086 | -1896.4077 | -14394.8164 | 3323.252 | 1348.3549 | -334.2726 | 2688.9563 | 106.8484 | 2029.777 | -354.4363 | 1623.9446 | 1412.0095 | 69.8935 | 209.9994 | -351.3287 | -67.4788 | -1069.4775 | -4989.3525 | 7.3878 | -8.6734 | 2384.9585 | -2750.8247 | -1292.5216 | -899.1414 | -105.7412 | 803.8734 | 2669.8501 | 0.98882 | -137.1028 | 109.5825 | 0.56968 | 284.6997 | -679.3972 | -172.557 | 80.8619 | 449.451 | -2106.8958 | 53.7326 | 3098.3462 | 1407.9086 | 4209.7852 | -2.5417 | -272.3981 | 1535.5896 | -2271.4238 | 808.3058 | 184.2921 | -2391.9109 | 245.5004 | 9560.3672 | 210.1043 | 102.5139 | 340.8586
2030-03-19 | 2 | -40.0958 | 1068.7612 | -79.4286 | -475.906 | 185.6161 | -1900.2761 | -14342.3252 | 4213.9268 | 2033.6538 | -294.559 | 2150.1418 | 148.0503 | 1987.545 | -498.911 | 1146.0455 | 1599.2104 | 87.7694 | 209.9994 | -328.1061 | -161.6654 | -729.3956 | -4518.9795 | 41.0591 | -28.7605 | 2360.8091 | -2586.8486 | -1246.4635 | -890.1281 | -112.0017 | 958.1445 | 2325.4946 | 0.97569 | -230.0249 | 147.9424 | 0.56959 | 495.8304 | -848.334 | -54.0481 | 321.9625 | 1.0006 | -2558.8079 | 162.584 | 2985.4692 | 1375.3367 | 4358.8091 | -2.5256 | -276.2671 | 1870.7152 | -1908.3386 | 1004.5923 | 284.7742 | -2102.2483 | 128.7287 | 8541.3721 | 210.1043 | 41.2306 | 299.9776
2030-03-19 | 3 | -41.1565 | 1081.3074 | -78.4669 | -469.3364 | 216.2111 | -1917.251 | -14456.2051 | 4355.3389 | 2301.5703 | -296.2244 | 1842.2694 | 118.4852 | 1982.9315 | -509.4176 | 1077.7119 | 1617.2847 | 68.2776 | 209.9994 | -342.2161 | -231.396 | -661.5702 | -4438.168 | 59.6102 | -39.0705 | 2515.1321 | -2550.5393 | -1264.9373 | -890.8408 | -114.2974 | 1015.4711 | 2050.2031 | 0.97723 | -260.2254 | 132.12 | 0.63955 | 577.8085 | -914.7592 | -189.6193 | 321.7242 | 1.0002 | -2549.1548 | 244.5007 | 3001.894 | 1354.2261 | 4386.2573 | -2.6243 | -272.4102 | 1719.5375 | -2075.9844 | 1005.9886 | 499.5999 | -2110.0476 | 590.537 | 8865.5693 | 210.1043 | 40.2472 | 270.8219
2030-03-19 | 4 | -39.09 | 1258.7108 | -78.1601 | -457.8525 | 216.1365 | -2016.1085 | -14346.8164 | 4327.2285 | 2371.6106 | -271.3007 | 2281.8386 | 136.9303 | 1976.144 | -577.7775 | 897.2608 | 1871.5771 | 64.616 | 209.9994 | -339.7488 | -237.5074 | -760.7068 | -5058.3203 | 20.4675 | -51.0399 | 2482.1406 | -2607.2581 | -1332.5768 | -927.2083 | -122.0388 | 925.9665 | 2109.3853 | 0.98815 | -242.642 | 33.8393 | 0.56205 | 746.7362 | -1239.6949 | -69.0114 | 285.3406 | 0.99828 | -2492.6294 | 158.7155 | 2990.2876 | 1361.4049 | 4315.186 | -2.6093 | -276.9126 | 1817.8275 | -2102.426 | 976.7053 | 167.7847 | -2025.4188 | 460.0162 | 9142.7002 | 210.1043 | 1.0026 | 143.5334
2030-03-19 | 5 | -37.6242 | 1427.0352 | -78.4189 | -446.3674 | 255.8994 | -2066.6978 | -14612.5439 | 4415.7642 | 2311.3901 | -274.1783 | 2726.9971 | 146.1078 | 2037.1458 | -520.716 | 1059.3737 | 1761.0576 | 89.9834 | 209.9994 | -307.8218 | -321.7973 | -790.0205 | -5221.3481 | -24.975 | -50.8638 | 2318.9832 | -2626.0391 | -1247.2346 | -944.4938 | -131.971 | 867.9931 | 2197.1172 | 0.97488 | -219.9711 | -24.2825 | 0.55427 | 690.5956 | -1037.3322 | -73.3159 | 383.2372 | 1.0006 | -2505.5256 | 57.723 | 2984.8838 | 1314.1062 | 4362.7935 | -2.4598 | -272.3672 | 1619.7107 | -2625.4817 | 913.036 | 1.0097 | -1851.5341 | 648.1207 | 7181.5781 | 210.1043 | -8.1794 | 78.2881
2030-03-19 | 6 | -38.3381 | 1396.4891 | -79.7567 | -449.8781 | 243.1224 | -2044.9004 | -14618.6885 | 4386.0742 | 1864.5597 | -283.9224 | 2907.5596 | 66.0886 | 1885.0804 | -521.8098 | 1060.8511 | 1823.8214 | 28.6979 | 209.9994 | -286.2723 | -416.5078 | -997.9824 | -5139.9175 | -49.4358 | -45.5229 | 2294.4338 | -2597.0625 | -764.8593 | -931.9439 | -133.3165 | 848.2798 | 2313.5781 | 0.9831 | -172.5121 | -3.2031 | 0.58313 | 546.7867 | -830.988 | -327.0199 | 1.0001 | 427.6357 | -2193.8589 | 50.0362 | 2961.7375 | 1336.0505 | 3975.9912 | -2.4802 | -271.9071 | 1152.6748 | -3418.1743 | 607.8771 | 257.5735 | -2809.7356 | 1060.9344 | 6621.4893 | 210.1043 | 137.1421 | 233.784
2030-03-19 | 7 | -33.4172 | 1019.5364 | -72.0451 | -496.6776 | 181.9333 | -1852.8936 | -14369.7354 | 4423.835 | 389.3433 | -215.5817 | 3320.4248 | -12.0512 | 1571.5823 | -405.403 | 1555.9749 | 1283.8833 | 62.7066 | 209.9994 | -290.3147 | -581.3138 | -1237.5265 | -5404.6592 | -30.3759 | -38.3283 | 2259.3352 | -2722.2957 | -438.9036 | -898.3347 | -115.5633 | 963.6228 | 2880.7134 | 0.99219 | -11.527 | 31.5849 | 0.64591 | 342.1021 | -754.7307 | -498.5775 | 0.9963 | 310.2141 | -2072.4668 | -2.8705 | 3784.8677 | 1291.5394 | 4856.5469 | -281.2583 | -396.6015 | 1155.7391 | -3334.1758 | 572.6827 | 550.6564 | -3037.3643 | 366.9404 | 9705.54 | 210.1042 | 55.9659 | 341.6055
2030-03-19 | 8 | -32.8003 | 550.3987 | -79.8022 | -729.9225 | -142.056 | -1554.5522 | -13620.124 | 3477.594 | 1.0022 | -253.5787 | 3367.5493 | -23.8641 | 1559.531 | -91.7926 | 2009.3759 | 573.1749 | -96.1132 | 209.9994 | -300.4517 | -334.4992 | -1354.838 | -5444.6943 | 9.6458 | -8.7485 | 2286.1501 | -2794.6189 | -653.9689 | -846.4387 | -88.7402 | 955.4807 | 3046.2825 | 0.98587 | -102.8699 | 85.803 | 0.65167 | -227.9242 | 1996.2965 | -23.6151 | 1.0037 | 380.5908 | -2366.3015 | 1.002 | 4063.5588 | 1305.1234 | 5027.0767 | -268.6455 | -619.4102 | 1070.5507 | -3090.0784 | 949.1226 | 1390.4725 | -2452.0767 | 0.98691 | 12988.5488 | 210.1043 | 32.5015 | 396.2072
2030-03-19 | 9 | -29.4965 | 470.3978 | -81.3242 | -779.5057 | -495.999 | -1506.4648 | -13324.4355 | 2782.0767 | -170.3555 | -364.1984 | 3612.7849 | 57.5408 | 1454.2017 | -65.395 | 1992.5836 | 408.871 | -193.6478 | 209.9994 | -310.9179 | -214.7809 | -1536.4421 | -5899.125 | 16.1726 | -30.3877 | 2260.6765 | -2750.3472 | -751.6749 | -843.8281 | -81.6962 | 882.5386 | 2810.5723 | 0.98508 | -143.2129 | 46.8162 | 0.54408 | -90.3716 | 1978.8553 | -506.1779 | -2.0573 | 449.5173 | -2034.824 | 87.6489 | 4169.811 | 1273.2986 | 5063.1372 | -229.1835 | -1178.1665 | 1665.7544 | -2029.0312 | 997.4545 | 1180.4846 | -1994.6326 | -104.4833 | 14651.96 | 210.1042 | -8.6534 | 400.8559
2030-03-19 | 10 | -37.7146 | 372.78 | -79.7161 | -654.8132 | -597.5604 | -1513.5583 | -13236.2285 | 2581.0261 | -84.3429 | -361.5569 | 3659.6997 | 76.5012 | 1408.7498 | -20.9452 | 1996.0402 | 321.573 | -149.6902 | 209.9994 | -325.2384 | -116.3096 | -1791.9805 | -6465.9697 | 42.9739 | -37.1859 | 2283.5769 | -2812.6577 | -907.261 | -828.7783 | -73.5841 | 853.3713 | 2585.9648 | 0.98841 | -147.4919 | 162.7528 | 0.53553 | 478.989 | 1629.0168 | -585.0431 | 1.0029 | 449.5256 | -1720.7075 | 192.993 | 4143.2671 | 1249.1696 | 5067.2139 | -261.3862 | -1448.8876 | 1644.5143 | -1653.5439 | 1029.9674 | 1463.5785 | -2032.7996 | -172.6962 | 15311.6016 | 210.1043 | -7.1648 | 295.5282
2030-03-19 | 11 | -46.3675 | 216.4895 | -82.4635 | -672.3114 | -799.2076 | -1348.5652 | -12349.1465 | 2090.0266 | -3.0114 | -360.9511 | 3533.5173 | 73.0827 | 1255.7522 | -48.28 | 1993.8231 | 324.2977 | -88.6235 | 209.9994 | -339.8786 | -70.3324 | -1822.34 | -6669.9189 | 33.0131 | -45.3402 | 2342.1921 | -2892.1436 | -1112.0695 | -786.5062 | -69.601 | 802.4506 | 2489.2607 | 756.698 | -143.9576 | 365.7818 | 0.5417 | 916.1666 | 2943.2578 | -641.7963 | 1.0022 | 449.5186 | -1681.0048 | 213.3009 | 4141.8491 | 1280.2965 | 5058.5659 | -260.0868 | -1581.8099 | 1575.5732 | -1536.375 | 991.2117 | 1389.6716 | -1658.6246 | -78.3729 | 15331.25 | 210.1042 | -17.7991 | 290.8707
2030-03-19 | 12 | -37.1178 | 445.3274 | -77.3556 | -635.4576 | -717.3895 | -1492.845 | -12760.665 | 2202.6997 | -185.4465 | -357.7387 | 3753.5266 | 92.3825 | 1283.3442 | -26.3187 | 1983.8766 | 295.6201 | -56.0539 | 209.9994 | -367.2608 | 37.0364 | -1842.3844 | -6675.2412 | 6.7373 | -42.0754 | 2415.7236 | -2783.9895 | -1348.4871 | -824.5695 | -76.4228 | 722.3279 | 2456.0244 | 0.98219 | -167.2773 | 164.0185 | 0.53683 | 925.7453 | 1038.7257 | -645.2518 | -2.0737 | 230.7596 | -1682.4082 | 136.2346 | 4179.9526 | 1281.5485 | 5069.2783 | -232.0459 | -1673.1293 | 1560.0969 | -1103.2716 | 991.6343 | 1145.9043 | -1838.976 | -399.2412 | 15304.8174 | 210.1042 | -31.5101 | 261.4839
2030-03-19 | 13 | -34.8874 | 61.6319 | -71.1368 | -595.8531 | -837.9141 | -1237.7947 | -12117.5088 | 1834.7513 | -304.9105 | -359.5857 | 3871.2234 | 86.7664 | 1172.6198 | -31.1274 | 1986.5088 | 367.4223 | -46.4059 | 209.9994 | -335.6228 | 225.3699 | -1752.1852 | -6313.2046 | 14.2335 | -50.0615 | 2162.2515 | -2370.293 | -1272.8809 | -745.6188 | -67.6023 | 732.1873 | 2553.623 | 0.97497 | -94.5118 | 185.1569 | 0.52193 | 1080.6396 | 1688.0165 | -628.5013 | 1.0027 | 313.4655 | -1558.9796 | 125.5529 | 4093.614 | 1262.99 | 5060.5903 | -264.8829 | -1331.7897 | 1739.7141 | -957.1702 | 953.1624 | 866.0588 | -1759.4655 | -700.7734 | 16162.2461 | 210.1042 | -31.6876 | 319.4864
2030-03-19 | 14 | -29.5602 | 43.3392 | -67.941 | -627.3577 | -769.4896 | -1118.5437 | -11686.4395 | 1469.2111 | -845.0797 | -354.636 | 3783.7896 | 94.1696 | 1266.991 | -34.4321 | 1984.951 | 729.9344 | -100.4188 | 209.9994 | -341.5854 | 179.595 | -1786.8721 | -6284.417 | -27.1328 | -51.0984 | 2164.5195 | -2172.3555 | -1192.7799 | -727.756 | -71.7284 | 665.6808 | 2367.156 | 0.98478 | -52.837 | 98.6825 | 0.56645 | 1113.4258 | 2251.5029 | -805.0814 | -3.8534 | 0.99831 | -1452.4392 | 1.0054 | 3504.2065 | 1226.1769 | 4516.5361 | -265.9665 | -1543.9584 | 1225.2791 | -1343.7584 | 860.2988 | 459.7684 | -1712.6154 | -1114.3307 | 15113.7607 | 210.1042 | -94.6224 | 368.9845
2030-03-19 | 15 | -22.8489 | 315.0524 | -71.1483 | -721.2269 | -511.8195 | -1289.3147 | -12819.4463 | 2185.0889 | -1138.3445 | -360.6356 | 3734.5886 | 82.5694 | 1340.5002 | 16.5011 | 2026.8801 | 952.4934 | -144.124 | 209.9994 | -405.0146 | 168.7138 | -1785.6957 | -6412.5791 | -19.0836 | -44.2881 | 2534.3567 | -2375.8325 | -1278.7554 | -786.3424 | -77.3743 | 707.3508 | 2487.5332 | -202.9985 | -81.2415 | -59.7911 | 0.44546 | 1341.1489 | 1192.7131 | -756.8044 | 1.0013 | 184.8844 | -1487.8693 | 54.7485 | 3770.3564 | 1290.4319 | 4801.4771 | -266.4676 | -1479.0212 | 1170.8615 | -1297.325 | 889.9999 | 1065.9601 | -2092.4927 | -1212.3356 | 13672.0166 | 210.1042 | -72.1877 | 315.4117
2030-03-19 | 16 | -25.2037 | 74.4837 | -72.1808 | -763.0238 | -368.4012 | -1215.6218 | -13238.2256 | 2521.5154 | -1893.5588 | -365.8153 | 3803.2891 | 43.8715 | 1412.2811 | 85.4326 | 2080.416 | 1534.4191 | -226.5306 | 209.9994 | -340.8044 | 118.8375 | -1352.5945 | -6504.9365 | 34.9633 | -39.1909 | 1816.7838 | -2289.2153 | -1787.7504 | -768.359 | -65.0872 | 919.1551 | 2465.1438 | -651.1276 | -107.932 | -13.5363 | 0.47543 | 808.2133 | 3146.7615 | -608.9487 | -4.9201 | 1.4082 | -1962.8701 | -2.8224 | 4098.0435 | 1284.7136 | 5069.4561 | -206.4797 | -1689.3118 | 1252.6788 | -1792.4244 | 1093.4097 | 1930.9907 | -2356.813 | -1477.0939 | 14310.8545 | 210.1042 | -111.7876 | 286.1867
2030-03-19 | 17 | -20.5159 | 82.5145 | -70.1648 | -739.9609 | -376.3203 | -1268.621 | -13241.3164 | 2626.0005 | -1753.2985 | -363.6266 | 3810.8149 | 75.6866 | 351.0251 | 63.0601 | 2083.4592 | 1811.5215 | -346.7126 | 209.9994 | -287.2483 | 56.6361 | -1369.097 | -6430.8306 | 21.6621 | -52.9128 | 1473.9696 | -2284.3547 | -1637.4125 | -789.4733 | -66.1429 | 947.3085 | 2607.7532 | -1723.7839 | -45.9691 | -110.2837 | 0.41489 | 1010.0874 | 4449.1982 | -260.2941 | -3.3783 | 1.0003 | -1790.8784 | -2.8756 | 4326.1978 | 1318.3235 | 5081.7456 | -2.6949 | -1210.26 | 1699.1841 | -1263.7791 | 1008.586 | 1679.9137 | -2263.7832 | -1435.9655 | 14429.1465 | 210.1042 | -124.2281 | 280.6225
2030-03-19 | 18 | -19.1636 | 121.6395 | -71.592 | -750.094 | -496.4791 | -1289.5742 | -12953.2012 | 2421.6843 | -1588.8351 | -361.8464 | 3791.4241 | 86.5711 | 588.592 | 115.3609 | 2106.364 | 1833.1742 | -440.9351 | 209.9994 | -304.7717 | 77.841 | -1395.6677 | -6479.1299 | 16.0924 | -47.2285 | 1688.2676 | -2245.5938 | -1872.823 | -792.8279 | -67.783 | 925.5115 | 2557.395 | -2355.3718 | -162.4286 | -126.5739 | 0.39291 | 894.2858 | 5976.5151 | -219.1061 | -129.9117 | 1.0005 | -1897.8167 | -2.7835 | 4490.3701 | 1328.8622 | 5084.0884 | -2.6425 | -1358.8754 | 1412.2433 | -1867.3306 | 1023.1142 | 1372.1261 | -1884.4475 | -1289.6626 | 13763.3672 | 210.1042 | -139.445 | 212.3009
2030-03-19 | 19 | -19.0469 | 1.0015 | -74.8544 | -735.5356 | -486.5946 | -1247.5939 | -13393.7129 | 2539.3047 | -1649.8738 | -370.7764 | 3522.7732 | 39.6919 | 964.3458 | 130.2902 | 2121.0076 | 1852.1371 | -469.7171 | 209.9994 | -227.329 | 94.6918 | -1428.9873 | -6485.4878 | 27.3817 | -53.0927 | 1161.5692 | -2151.2195 | -2010.5175 | -769.4185 | -67.8253 | 970.5417 | 2551.1482 | -2388.543 | -237.3605 | -132.8778 | 0.39815 | 776.0117 | 5722.5376 | -504.9863 | -259.2588 | 0.99897 | -1841.1547 | -2.617 | 4700.9419 | 1348.0442 | 5074.6675 | -2.6285 | -1628.3905 | 1201.8719 | -2351.8586 | 926.6433 | 1421.7308 | -2023.9611 | -934.8906 | 12149.8496 | 210.1042 | -99.1198 | 190.1432
2030-03-19 | 20 | -17.5446 | 109.338 | -78.6593 | -770.3784 | -405.4047 | -1359.8528 | -13983.9521 | 2679.6965 | -1738.3439 | -370.6183 | 3343.2927 | 60.1991 | 809.9962 | 123.56 | 2111.6448 | 1896.0601 | -514.8809 | 209.9994 | -245.1103 | 111.8692 | -1664.9625 | -6643.4722 | 37.1268 | -35.6985 | 1222.3373 | -2165.145 | -2043.8682 | -800.9981 | -70.9446 | 976.6757 | 2526.7896 | -2215.292 | -288.5977 | -227.6804 | 0.43689 | 523.665 | 4702.4077 | -497.0841 | -185.5702 | 131.3006 | -1639.8328 | -2.7901 | 4642.1592 | 1348.041 | 5073.5801 | -2.7291 | -1448.0875 | 1210.8176 | -2341.7583 | 929.3488 | 1190.1501 | -2436.0071 | -690.7014 | 11220.6943 | 210.1043 | -107.5353 | 129.6179
2030-03-19 | 21 | -25.1152 | 1.0083 | -80.5838 | -776.2154 | -763.6285 | -1238.2004 | -13691.0957 | 2266.9758 | -1210.2655 | -371.7946 | 3518.584 | 37.1911 | 731.2894 | 91.3536 | 2103.3389 | 1509.6724 | -347.3539 | 209.9994 | -235.1684 | 150.7707 | -1652.0472 | -6713.7026 | 33.246 | -29.3193 | 1058.0121 | -2273.803 | -1983.0692 | -763.4341 | -70.7711 | 951.6877 | 2500.7231 | 0.98931 | -255.396 | -21.6882 | 0.48132 | 290.889 | 2781.2542 | -533.4203 | -328.2033 | 449.602 | -1772.8019 | -2.5841 | 4728.4199 | 1347.6543 | 5058.6299 | -2.6299 | -1451.9514 | 1249.8184 | -2394.624 | 1074.0447 | 1091.2162 | -1349.3428 | -707.1345 | 9970.251 | 210.1042 | -176.8749 | 155.8005
2030-03-19 | 22 | -33.5002 | 443.6344 | -81.3928 | -605.1504 | -1177.6592 | -1476.3987 | -13509.4648 | 1990.4097 | -89.8444 | -367.2133 | 3491.4934 | 56.2474 | 1116.3457 | 58.7044 | 2065.103 | 1215.4188 | -144.0816 | 209.9994 | -321.2203 | 214.5003 | -1894.8569 | -6419.4326 | -41.6666 | -23.1975 | 2078.4443 | -2680.5063 | -1577.5573 | -804.4291 | -87.8036 | 680.4449 | 2461.7012 | 2.2161 | -190.4861 | 38.4265 | 0.52598 | 717.1211 | 1460.8619 | -706.4717 | 0.99089 | 177.1869 | -1515.7761 | -80.5018 | 3705.8018 | 1304.1545 | 4724.6816 | -267.9731 | -1397.0159 | 1401.4242 | -1721.4191 | 874.2618 | 1.1014 | -766.1905 | -215.2758 | 7652.5029 | 210.1043 | -78.0674 | 221.0457
2030-03-19 | 23 | -30.8675 | 860.6624 | -78.1255 | -596.0352 | -848.4851 | -1714.9761 | -13717.1973 | 2067.6016 | -3.0313 | -122.2568 | 3770.9536 | 21.6275 | 1.0261 | 0.99807 | 2064.6113 | 977.3827 | 34.1264 | 209.9994 | -369.8197 | -31.7574 | -1665.5023 | -6798.5269 | -125.7888 | -36.3133 | 2229.4395 | -2874.7495 | -1778.6589 | -884.9903 | -96.3588 | 532.7295 | 2621.2664 | 38.5425 | -183.2031 | -1.918 | 0.56933 | 1024.1257 | -361.9147 | 383.2671 | 109.2258 | 449.3648 | -2317.2131 | -416.5849 | 3560.5977 | 1288.6156 | 4508.75 | -2.9465 | -954.9339 | 4770.9824 | 471.5278 | 877.9461 | 306.0141 | -1329.3306 | -377.5807 | 8366.8818 | 210.1042 | -29.2235 | 264.8409
2030-03-19 | 24 | -41.1486 | 1138.7539 | -91.7022 | -526.2438 | -667.6042 | -1944.7329 | -13966.5986 | 2282.9358 | -3.0047 | -369.228 | 3466.7502 | 38.9046 | 1373.4868 | 17.3679 | 2032.8269 | 1288.6124 | 38.7175 | 209.9994 | -338.4198 | 62.1683 | -1714.9128 | -6074.291 | -100.715 | -22.0165 | 2099.4373 | -2844.3022 | -1607.0126 | -921.7356 | -110.1442 | 489.643 | 2679.9836 | 0.9901 | -118.2104 | -33.6172 | 0.58841 | 554.0521 | -653.3622 | -27.5477 | 203.2904 | 449.399 | -1775.3378 | -110.4902 | 3141.4373 | 1341.4326 | 4379.5732 | -2.5249 | -274.9233 | 1533.7688 | -1273.5542 | 608.2059 | 1.0028 | -1981.3346 | 120.9975 | 7763.9268 | 210.1042 | 85.4364 | 205.2004
2030-03-20 | 1 | -36.4219 | 1288.9069 | -83.9061 | -435.7224 | -103.4618 | -2121.0994 | -14542.4092 | 3181.0591 | 29.3905 | -352.1071 | 3532.5591 | 60.306 | 1305.1979 | -339.5398 | 1694.6338 | 1234.7086 | 96.2273 | 209.9994 | -335.0812 | -37.9754 | -1539.3734 | -5841.3325 | -79.9884 | -5.5431 | 2153.3264 | -2735.8879 | -1145.7571 | -963.6992 | -114.045 | 581.4669 | 2879.7095 | -0.1249 | -39.7675 | -143.7496 | 0.56079 | 289.6457 | -1978.808 | -14.7009 | 316.0854 | 449.2693 | -1794.6046 | -3.3628 | 2470.3977 | 1318.0204 | 4086.717 | -111.0807 | -276.2732 | 1843.5656 | -1618.6238 | 650.6686 | 368.7535 | -2284.9363 | 212.6484 | 9009.9316 | 210.1043 | 135.7581 | 99.9748
2030-03-20 | 2 | -34.4241 | 1335.4478 | -81.5179 | -414.9243 | -18.9028 | -2173.5239 | -14277.8125 | 3885.5173 | 1826.4674 | -149.1963 | 3673.2415 | -23.571 | 1196.3254 | -348.8113 | 1782.8445 | 261.723 | 264.5833 | 209.9994 | -337.8852 | -167.0241 | -1328.4111 | -5581.0303 | -81.0243 | -35.7916 | 2288.4019 | -2704.9902 | -680.6651 | -972.1754 | -121.179 | 677.8939 | 2949.7595 | -0.26471 | -0.1001 | -116.878 | 0.53877 | 832.2668 | -2405.835 | -34.5248 | 298.4229 | 0.9995 | -1912.806 | -90.8438 | 1820.6282 | 1212.6476 | 3344.3088 | -2.7359 | -955.2906 | 5401.1309 | 329.8876 | 593.5473 | 346.1901 | -2036.4496 | 1104.5879 | 10136.6338 | 210.1042 | 158.2955 | 114.1531
2030-03-20 | 3 | -33.0016 | 1160.9513 | -81.3721 | -428.4539 | -5.8943 | -2102.1489 | -14090.9824 | 3983.1624 | 2170.5049 | -197.0593 | 3041.0906 | -11.933 | 2070.813 | -431.3099 | 1451.0703 | 1103.4316 | 174.2113 | 209.9994 | -341.1228 | -140.926 | -1165.2543 | -4921.3789 | -20.1393 | -41.9749 | 2482.7527 | -2564.8608 | -925.2451 | -938.569 | -113.8557 | 801.4868 | 2567.325 | 0.97548 | -148.8605 | -6.6332 | 0.64033 | 779.3909 | -2030.3479 | -106.1799 | 396.1765 | 1 | -1990.3573 | 72.4746 | 2692.4724 | 1343.8468 | 4322.2944 | -2.7756 | -276.1503 | 1779.3373 | -1852.98 | 705.7297 | 398.8713 | -1584.7777 | 940.0901 | 10766.4131 | 210.1043 | 125.8024 | 197.6253
2030-03-20 | 4 | -35.6279 | 1165.1866 | -82.1346 | -444.4982 | -40.8583 | -2047.0532 | -13551.9316 | 3720.2981 | 2353.3923 | -122.1405 | 2949.2078 | -14.4057 | 1932.407 | -467.6415 | 1367.2236 | 915.2915 | 110.5755 | 209.9994 | -330.0357 | -143.2126 | -1220.8873 | -4801.6997 | -55.3562 | -48.1842 | 2433.8491 | -2588.9653 | -942.3947 | -928.2544 | -115.0813 | 711.4753 | 2476.4919 | 0.20358 | -167.5209 | 43.9222 | 0.65804 | 867.062 | -1698.1501 | -40.1472 | 442.3324 | 0.99901 | -1920.1901 | -19.9741 | 2599.3396 | 1321.4557 | 4267.5503 | -2.4583 | -276.5478 | 1779.0189 | -2034.9521 | 504.735 | 426.231 | -2159.4832 | 1414.6088 | 10482.6367 | 210.1043 | 191.7689 | 253.4998
2030-03-20 | 5 | -35.0586 | 1158.5187 | -83.1666 | -441.6703 | 0.99452 | -2066.8325 | -13692.5137 | 3753.8362 | 2308.1177 | -164.2614 | 3340.4148 | -1.2747 | 1363.0509 | -505.4939 | 1211.8065 | 1169.2465 | 81.6779 | 209.9994 | -298.626 | -159.9448 | -1239.7672 | -4698.4858 | -73.8422 | -56.6266 | 2285.4207 | -2599.1245 | -938.1686 | -932.6054 | -114.7288 | 709.0933 | 2435.4719 | -0.14207 | -130.9093 | 34.8312 | 0.60444 | 958.3806 | -1788.4377 | 64.3071 | 197.1813 | 449.5489 | -1897.9285 | -77.835 | 2246.8506 | 1309.7388 | 3667.9641 | -2.7245 | -277.951 | 1773.3555 | -2315.676 | 391.8467 | 356.3439 | -2289.7588 | 1400.7263 | 9889.8203 | 210.1042 | 226.4356 | 288.7092
2030-03-20 | 6 | -35.5972 | 1129.5354 | -84.8063 | -431.0554 | -191.7771 | -2009.5076 | -13143.6787 | 3293.0703 | 2153.3501 | -118.5835 | 3566.7639 | -60.1461 | 880.7956 | -437.7498 | 1492.9946 | -55.7125 | 130.2591 | 209.9994 | -295.9934 | -381.7032 | -1352.4539 | -5169.7646 | -85.9651 | -69.9982 | 2229.6169 | -2590.9128 | -1011.1136 | -913.3633 | -114.1301 | 696.889 | 2395.5718 | -368.5452 | -249.7221 | -0.055773 | 0.51128 | 1263.2682 | -1939.5264 | -378.4278 | -43.2637 | -28.0999 | -1843.3859 | -216.3608 | 1669.6406 | 1091.9133 | 3099.7485 | -326.4229 | -1205.3678 | 4855.583 | -990.0483 | 223.9297 | 671.084 | -2243.093 | 2387.6284 | 9481.3174 | 210.1043 | 334.0714 | 300.394
2030-03-20 | 7 | -46.0866 | 263.0703 | -74.9318 | -647.9839 | -253.2947 | -1570.0439 | -12746.4395 | 3165.1072 | 1006.6486 | -124.1687 | 3671.9263 | -6.2116 | 779.8857 | -390.313 | 1586.1741 | 413.2376 | -35.2797 | 209.9994 | -305.1734 | -261.4867 | -1787.0022 | -6302.2202 | 51.1029 | -53.9297 | 2163.2271 | -2797.8811 | -676.2255 | -835.9656 | -69.576 | 968.5368 | 2692.7056 | 201.8668 | -63.9688 | 413.0096 | 0.68342 | 651.948 | 3220.4724 | 1.0041 | 204.947 | 449.4843 | -1792.0383 | 142.6392 | 3156.4055 | 1215.6473 | 4653.7095 | -279.2599 | -276.7274 | 1716.6686 | -2724.7778 | 1038.402 | 311.4688 | -1768.5442 | 1.408 | 12885.0518 | 210.1042 | -26.6578 | 154.6837
2030-03-20 | 8 | -45.029 | 189.4221 | -76.6647 | -633.8531 | -19.5869 | -1438.6333 | -13044.1172 | 3638.2336 | 353.6224 | -124.9192 | 3630.4539 | -2.1793 | 1580.9939 | -394.0563 | 1600.5762 | 53.3598 | -22.7631 | 209.9994 | -292.5937 | -278.2753 | -1771.0343 | -5952.5693 | 113.6191 | -55.3177 | 2155.3516 | -2735.6584 | -107.3407 | -798.9523 | -61.8725 | 1143.5408 | 2736.2424 | 1524.3081 | -78.1182 | 515.1489 | 0.66736 | 335.0591 | 3221.3303 | -1.3802 | 1.0031 | 449.4059 | -1850.8649 | 160.8452 | 3911.1738 | 1227.957 | 5043.0771 | -238.1058 | -616.4268 | 1432.3582 | -2861.2288 | 849.2083 | 1201.204 | -1567.3682 | -502.9071 | 13374.6895 | 210.1042 | -51.554 | 96.2695
2030-03-20 | 9 | -49.8273 | -18.7012 | -78.0894 | -655.9498 | -436.7321 | -1292.4526 | -12442.1875 | 2761.833 | 1.0016 | -177.2701 | 3846.7002 | 8.312 | 740.1226 | -265.0146 | 2033.0391 | -624.8529 | -32.2704 | 209.9994 | -295.1864 | -174.8294 | -1558.3695 | -5377.7505 | 126.9799 | -37.7057 | 2144.824 | -2744.1316 | -114.513 | -761.0825 | -47.717 | 1099.6923 | 3023.376 | 1791.1298 | -127.4014 | 605.6533 | 0.56086 | 59.5774 | 4255.6597 | -155.6232 | -41.2034 | 244.4768 | -2209.769 | 91.9908 | 4278.1255 | 1249.0222 | 5058.1895 | 1.0108 | -808.9835 | 1964.0309 | -2066.2959 | 1083.9 | 1246.7074 | -933.1088 | -997.966 | 14984.626 | 210.1042 | -137.5242 | 140.7052
2030-03-20 | 10 | -71.3009 | -540.5668 | -83.4674 | -677.1089 | -855.3743 | -893.2399 | -10796.3701 | 1924.6014 | -3.1356 | -257.3189 | 3833.9299 | 45.9559 | 221.0947 | -165.9014 | 2044.688 | -630.8411 | 53.7412 | 209.9994 | -217.0193 | -49.5673 | -1417.3097 | -5011.5078 | 173.7127 | -26.3569 | 948.9863 | -2838.4216 | -896.5173 | -652.9959 | -24.4231 | 1076.1678 | 3122.4888 | 3495.0488 | -153.6171 | 1074.259 | 0.54832 | -176.3647 | 6863.4819 | 179.4417 | 8.4698 | 450.0163 | -1998.6813 | 206.5235 | 4348.8911 | 1276.9249 | 5070.1372 | 1.0067 | -887.311 | 2396.3303 | -1264.6868 | 1010.7728 | 1535.1791 | -558.1862 | -1035.1797 | 17275.9004 | 210.1042 | -191.9507 | 194.0903
2030-03-20 | 11 | -69.1183 | -373.7668 | -78.5013 | -679.1065 | -909.4105 | -863.7086 | -9766.9355 | 1463.0731 | -3.1385 | -204.013 | 3869.7888 | 1.0004 | 1210.936 | -31.6629 | 2063.2996 | -487.0931 | 54.1402 | 209.9994 | -216.0035 | -127.6468 | -1239.3625 | -4938.8306 | 102.2204 | -26.0619 | 971.7936 | -2805.1477 | -548.8854 | -655.2414 | -32.4733 | 931.4212 | 3127.4204 | 3504.4519 | -120.9558 | 1058.4808 | 0.60907 | -155.5761 | 7144.9541 | -2.1444 | 1.0005 | 1.0004 | -2085.2922 | -2.5039 | 4276.5225 | 1257.4052 | 5077.5127 | -2.6307 | -1332.4955 | 1729.5496 | -2075.8477 | 852.4875 | 1051.3175 | -705.6362 | -1258.0377 | 18207.8281 | 210.1042 | -178.8524 | 219.4845
2030-03-20 | 12 | -59.4135 | -200.6397 | -72.3179 | -667.0707 | -783.9827 | -993.8502 | -10358.1162 | 1702.3265 | -2.8701 | -202.4497 | 3857.1589 | -2.629 | 1255.2898 | 0.99954 | 2063.9287 | -286.2786 | 18.8057 | 209.9994 | -207.9793 | -199.2469 | -1147.5557 | -4592.6191 | 97.3636 | -30.4682 | 947.6883 | -2716.3625 | -498.343 | -694.8145 | -36.5898 | 958.44 | 3159.4941 | 2714.0867 | -88.5221 | 861.2095 | 0.608 | -124.1359 | 6046.5854 | -2.9577 | 1.0016 | 0.99965 | -2062.4265 | 0.99876 | 4258.356 | 1274.1447 | 5058.2969 | -2.6991 | -945.9893 | 1989.3944 | -1680.202 | 824.6734 | 1646.7219 | -1297.2913 | -1529.8319 | 18707.7949 | 210.1042 | -133.7931 | 204.2928
2030-03-20 | 13 | -50.2923 | -19.0668 | -63.6529 | -653.582 | -476.2395 | -1137.7297 | -11313.9746 | 2596.0364 | -2.847 | -154.0215 | 3834.3381 | -11.0654 | 1361.2134 | -147.9079 | 1874.3934 | 73.7284 | 26.2713 | 209.9994 | -192.8098 | -295.2958 | -1005.5458 | -4213.0928 | 109.5047 | -47.8507 | 802.7028 | -2667.9568 | 220.9785 | -742.8022 | -42.8882 | 1045.7871 | 2889.0603 | 1978.8424 | 50.7495 | 675.4188 | 0.72468 | 49.4959 | 5226.082 | 1.001 | 1.0008 | 296.3032 | -1968.0374 | 39.0205 | 3653.2131 | 1255.1564 | 4742.7529 | -266.0217 | -745.7612 | 1756.076 | -2310.219 | 706.2542 | 2417.741 | -2027.8258 | -1242.9283 | 18721.8594 | 210.1042 | 30.4474 | 211.9428
2030-03-20 | 14 | -37.2375 | 473.4362 | -55.5833 | -604.9285 | -241.2218 | -1324.6787 | -12194.8604 | 2891.5034 | -155.0422 | -148.9738 | 3733.4746 | -32.1258 | 794.6492 | -53.1042 | 1740.6429 | -221.8917 | -141.6966 | 209.9994 | -184.8075 | -302.4215 | -1076.8649 | -3374.9443 | 60.8132 | -37.9969 | 938.4633 | -2482.644 | 503.8337 | -774.0835 | -64.3706 | 929.2203 | 2642.3926 | 1078.6923 | 59.6027 | 361.8242 | 0.83119 | -105.2914 | 2342.5088 | 860.9511 | 294.5553 | 449.435 | -1331.7825 | 177.9489 | 3876.1587 | 1321.2655 | 5009.354 | -2.6729 | -276.4824 | 1636.5187 | -2546.4211 | 565.0638 | 1384.7762 | -2293.0769 | -754.1501 | 16418.3574 | 210.1042 | 105.1099 | 199.8125
2030-03-20 | 15 | -39.8848 | 106.4109 | -60.2571 | -627.323 | -382.4744 | -1315.0127 | -12202.3057 | 2657.0276 | -254.7291 | -145.3354 | 3799.9951 | 6.5247 | 793.9639 | 68.9966 | 1910.0094 | -503.2896 | -280.9383 | 209.9994 | -199.1596 | -98.0096 | -966.6907 | -3186.6353 | 120.7481 | -26.7127 | 1021.6968 | -2689.897 | -555.3205 | -794.4984 | -51.0795 | 983.6814 | 2873.407 | 1350.2048 | 30.6939 | 405.0193 | 0.74286 | -165.7001 | 2774.021 | 580.1877 | 182.9456 | 449.3966 | -1743.8053 | 318.6751 | 3719.0969 | 1278.4159 | 5078.3955 | -267.3095 | -376.2365 | 1762.3199 | -2545.4617 | 853.8049 | 1516.5807 | -2335.8022 | -1087.183 | 17356.1465 | 210.1043 | 72.1248 | 213.959
2030-03-20 | 16 | -30.4859 | 505.8577 | -54.8107 | -609.1194 | -303.4499 | -1450.55 | -12435.1582 | 2663.1724 | -510.8585 | -128.73 | 3739.3196 | 18.2911 | 856.4607 | -87.4025 | 1841.0508 | -507.2324 | -327.6845 | 209.9994 | -305.7953 | 116.2382 | -1428.5365 | -4359.2666 | 92.8602 | -24.3763 | 2145.0095 | -2697.6113 | -595.4719 | -835.6605 | -65.0734 | 816.1144 | 2696.4341 | 136.6082 | -29.7894 | 237.3671 | 0.72339 | 43.0654 | 1642.012 | 495.0503 | 123.2464 | 449.3676 | -1490.5549 | 424.6613 | 3292.5933 | 1281.2175 | 4651.6367 | -269.7229 | -565.3611 | 1938.4777 | -2585.8853 | 1074.1757 | 1015.6339 | -2418.6072 | -1804.0602 | 15551.0596 | 210.1042 | -5.9226 | 256.5857
2030-03-20 | 17 | -37.8942 | 729.2264 | -76.859 | -571.3851 | -322.7455 | -1609.4575 | -12533.7197 | 2700.0356 | -68.432 | -140.1274 | 3795.2952 | 19.5819 | 1186.7129 | -244.4931 | 1976.4653 | -285.1031 | -90.2423 | 209.9994 | -320.6702 | 118.3032 | -1534.8123 | -4943.4072 | 43.8397 | -39.4874 | 2108.6985 | -2646.729 | -589.5068 | -853.1326 | -77.3447 | 713.9108 | 2739.4463 | 0.99924 | 18.4753 | 186.4408 | 0.58866 | 278.6604 | -459.4863 | 1.0001 | 39.6108 | 449.4727 | -1315.142 | 333.2594 | 3140.0437 | 1301.2972 | 4574.978 | -267.4827 | -674.2653 | 2060.7908 | -2452.7976 | 961.1567 | 1048.7935 | -2207.8296 | -1411.7534 | 13902.1357 | 210.1043 | -1.0866 | 117.5602
2030-03-20 | 18 | -25.8898 | 906.9849 | -52.4197 | -431.3194 | -57.1647 | -1752.0972 | -13715.6191 | 3333.561 | -2.8022 | -144.2033 | 3673.218 | 1.0024 | 1349.3619 | -302.6799 | 1878.0702 | 314.2307 | 15.6299 | 209.9994 | -322.7847 | -174.2624 | -1519.1605 | -5073.5898 | 22.9949 | -39.2802 | 2100.7849 | -2572.4885 | -290.7897 | -880.9495 | -89.9695 | 755.9524 | 2763.9861 | 0.99057 | 33.9996 | 0.99862 | 0.58392 | 270.5859 | -1036.3544 | -2.7984 | 0.99495 | 449.4516 | -1347.7888 | 352.3627 | 4001.3555 | 1368.5909 | 5081.8848 | -203.1876 | -1049.0656 | 2026.2177 | -2500.2195 | 831.5511 | 1783.9524 | -2685.5876 | -611.0172 | 11302.1719 | 210.1043 | 142.5385 | 67.3679
2030-03-20 | 19 | -27.7435 | 863.6433 | -56.8963 | -436.9255 | -163.1695 | -1745.4634 | -13810.4971 | 3219.9258 | -213.9471 | -136.7688 | 3665.7026 | -3.0953 | 959.626 | -82.94 | 1817.6383 | 547.4193 | 10.0474 | 209.9994 | -304.2 | -253.8708 | -1529.6943 | -4519.6646 | -24.7921 | -27.3527 | 2103.4346 | -2574.4382 | -20.1873 | -871.6095 | -91.6074 | 705.3015 | 2834.9072 | 1.4634 | 14.0265 | 33.094 | 0.70342 | 26.4828 | -1078.5146 | 1.0032 | 182.6783 | 449.4026 | -1375.4797 | 120.7613 | 3750.0508 | 1338.2858 | 4981.481 | -256.7065 | -1006.8396 | 1861.6215 | -3256.6843 | 675.8093 | 1161.4181 | -2352.8518 | -235.2998 | 9353.3086 | 210.1042 | 122.2431 | 53.5508
2030-03-20 | 20 | -36.2855 | 703.1519 | -64.2231 | -560.5569 | -407.8111 | -1546.8063 | -13412.584 | 2689.241 | -308.9736 | -172.5556 | 3607.2847 | -7.712 | 870.511 | -18.5956 | 2020.4717 | 100.6844 | 57.532 | 209.9994 | -304.5625 | -267.9248 | -1586.6195 | -4295.917 | -38.8655 | -20.8437 | 2098.9543 | -2628.0193 | 134.0741 | -824.2971 | -90.1506 | 681.828 | 2919.2883 | 682.5909 | -19.116 | 260.2663 | 0.64732 | -198.2196 | 357.051 | 1.0016 | 201.8841 | 449.3863 | -1527.417 | 0.99876 | 3738.8936 | 1354.2971 | 4974.999 | -254.0389 | -1007.8323 | 1917.343 | -3418.5022 | 686.5575 | 765.8051 | -1871.0427 | 0.99663 | 6925.7739 | 210.1042 | 46.7382 | 16.5479
2030-03-20 | 21 | -41.9418 | 356.0218 | -67.7765 | -572.7842 | -505.3902 | -1448.3419 | -14227.3623 | 2824.0039 | -68.458 | -156.4637 | 3662.3267 | 5.1084 | 1031.3069 | -240.3091 | 2031.4091 | -133.4187 | 85.2622 | 209.9994 | -297.892 | -194.829 | -1435.304 | -3429.1338 | 61.363 | -22.0678 | 2098.3472 | -2524.7515 | 303.5051 | -783.077 | -73.4389 | 887.5196 | 2848.7688 | 1194.9409 | -135.3993 | 379.7252 | 0.66004 | -864.0152 | 808.8946 | -3.7025 | 25.57 | 449.4692 | -1955.5796 | 205.8629 | 3957.4495 | 1369.2324 | 5070.7095 | -258.6146 | -949.4561 | 1793.2681 | -3425.5054 | 963.743 | 993.5745 | -1818.8677 | 1.012 | 7617.7671 | 210.1043 | 71.8592 | 39.4328
2030-03-20 | 22 | -41.8228 | 266.9045 | -67.6182 | -572.4658 | -632.6757 | -1426.8197 | -14199.6416 | 2654.7556 | -180.9834 | -133.0665 | 3486.4646 | -2.8045 | 1342.6661 | -319.7707 | 1696.3245 | -282.4389 | 12.197 | 209.9994 | -294.5577 | -238.834 | -1315.4344 | -3061.6555 | 67.0768 | -32.9216 | 2151.4082 | -2419.282 | 478.4728 | -770.7762 | -69.2204 | 907.2107 | 2497.1792 | 1307.0459 | -215.2254 | 436.427 | 0.69957 | -738.7991 | 856.5725 | -636.6884 | 51.3722 | 449.6568 | -1815.8052 | 270.1093 | 2682.5198 | 1360.9033 | 4112.3857 | -267.5599 | -1105.0138 | 2097.1631 | -3209.4407 | 728.3214 | -79.3945 | -1642.8385 | 468.366 | 8625.4307 | 210.1042 | 100.4306 | 178.6298
2030-03-20 | 23 | -52.767 | 53.3114 | -68.6885 | -591.0952 | -818.4642 | -1285.709 | -13161.8438 | 2109.8013 | 116.0168 | -134.853 | 3300.9641 | -2.169 | 1439.026 | -322.6377 | 1720.376 | -282.1037 | 28.4601 | 209.9994 | -286.4462 | -73.1021 | -1209.8757 | -2799.1526 | 99.5317 | -48.635 | 2199.3918 | -2279.75 | 243.4573 | -703.124 | -61.9371 | 858.0103 | 2285.1423 | 1163.7516 | -454.4877 | 671.5253 | 0.62732 | -486.5912 | 2511.4053 | -50.9415 | 177.9373 | 449.4174 | -1923.7139 | 356.2918 | 2888.696 | 1416.4321 | 4588.6382 | -280.4529 | -424.9705 | 1580.131 | -3931.4189 | 742.3805 | 0.98897 | -1641.9678 | 304.6351 | 9579.1113 | 210.1042 | 182.2141 | 205.7857
2030-03-20 | 24 | -35.7798 | 157.1881 | -81.6964 | -367.4084 | -648.3815 | -1381.4423 | -13792.7734 | 2400.5862 | 1202.1442 | -98.6041 | 3239.7144 | -3.2799 | 1053.4069 | -380.8752 | 1493.6099 | 56.8493 | 46.5147 | 209.9994 | -259.9174 | 265.9084 | -1040.3657 | -1381.3921 | 115.6004 | -55.5054 | 2300.3628 | -1720.3549 | -26.8665 | -641.227 | -69.1505 | 820.5738 | 1313.9231 | 99.6666 | -1116.8799 | 426.9075 | 0.68816 | -539.5532 | -837.2542 | -1.933 | 405.6579 | 449.2552 | -1993.1061 | 570.9056 | 2605.3652 | 1410.8086 | 4461.3872 | -261.6062 | -272.4279 | 1913.5028 | -3578.7593 | 881.5527 | 352.4907 | -1430.1018 | 144.0158 | 6838.3413 | 210.1043 | 202.4364 | 261.3932
2030-03-21 | 1 | -34.4376 | 180.719 | -76.8583 | -332.4916 | -113.2852 | -1401.1764 | -14296.8311 | 3202.4624 | 1730.1779 | -41.3158 | 2571.8652 | 2.748 | 1907.7065 | -574.3828 | 793.3819 | 83.8252 | 50.4463 | 209.9994 | -202.1568 | 89.2338 | -687.2579 | -629.7099 | 150.0571 | -85.651 | 2301.8723 | -1645.7809 | 241.4679 | -639.9326 | -73.2451 | 989.8322 | 896.3587 | 0.99031 | -1227.8662 | 401.1199 | 0.64112 | -199.5222 | -975.969 | -174.42 | 345.2908 | 449.4392 | -2215.8538 | 658.3823 | 2701.8909 | 1442.4438 | 4290.3286 | -3.096 | -273.1736 | 2156.4851 | -3275.0447 | 829.5385 | 913.5593 | -2168.969 | 471.1523 | 6123.5083 | 210.1043 | 204.3466 | 277.549
2030-03-21 | 2 | -29.4062 | 365.3743 | -73.8987 | -302.822 | 315.3996 | -1460.755 | -15000.9365 | 4441.0088 | 2114.6738 | -26.7095 | 2612.8779 | 4.9552 | 1969.911 | -640.4183 | 524.4276 | 330.3431 | 92.4165 | 209.9994 | -186.5849 | -14.1587 | -462.5874 | -195.7111 | 171.2534 | -99.1931 | 2328.3865 | -1661.7394 | 206.9424 | -647.58 | -86.901 | 1119.0338 | 725.6202 | 1.002 | -1277.3322 | 349.3851 | 0.59727 | 16.7827 | -1568.3687 | -101.1964 | 701.3991 | 0.99986 | -2210.0491 | 701.0978 | 2512.7852 | 1492.3075 | 4497.9858 | -3.5705 | -276.7758 | 2540.7476 | -2555.2576 | 823.0099 | 1793.9398 | -2851.6863 | 875.9978 | 2837.0623 | 210.1043 | 217.7497 | 281.856
2030-03-21 | 3 | -27.7458 | 364.6948 | -73.1424 | -294.6393 | 390.5496 | -1499.7238 | -15038.1592 | 4474.2578 | 2298.4209 | -8.3322 | 2731.2551 | 24.1688 | 1997.0004 | -673.255 | 401.657 | 148.9835 | 76.4216 | 209.9994 | -190.9251 | -22.4889 | -492.795 | -583.6395 | 185.0807 | -103.2396 | 2316.2112 | -1662.0309 | 197.6493 | -656.8273 | -86.8797 | 1146.2812 | 682.3585 | 0.99188 | -1264.2284 | 326.3146 | 0.59211 | 101.9688 | -1685.0135 | -76.9798 | 741.0558 | 0.99979 | -2234.4272 | 757.1276 | 2302.5046 | 1546.5656 | 4343.9336 | -3.986 | -277.9654 | 2736.144 | -2050.2993 | 892.1906 | 1830.2483 | -2954.0085 | 900.5341 | 3798.9478 | 210.1043 | 242.6968 | 290.0836
2030-03-21 | 4 | -25.7328 | 423.0328 | -73.2282 | -282.09 | 402.1634 | -1530.686 | -14892.1953 | 4443.9082 | 2361.8247 | -6.3337 | 2826.0574 | 41.9226 | 1960.3713 | -650.3489 | 472.476 | -243.5063 | 65.0494 | 209.9994 | -205.7583 | -58.3825 | -529.9531 | -951.775 | 159.2943 | -95.1484 | 2300.5742 | -1584.3967 | 491.5966 | -662.1622 | -90.8852 | 1104.7708 | 763.7473 | 0.98301 | -1186.5912 | 252.0116 | 0.59197 | 46.2303 | -2056.74 | -2.4215 | 671.4398 | 0.99838 | -2251.9346 | 623.9086 | 2352.5801 | 1529.0505 | 4292.8086 | -3.7023 | -277.9803 | 2658.4595 | -2165.3459 | 826.0012 | 1789.5929 | -3709.1277 | 974.647 | 3522.4778 | 210.1042 | 208.1964 | 279.3277
2030-03-21 | 5 | -28.4248 | 420.8967 | -74.5867 | -303.6057 | 456.6978 | -1560.4918 | -14879.1377 | 4402.1597 | 2285.9702 | -42.4374 | 3239.7869 | 7.0603 | 1742.9125 | -596.3416 | 743.9258 | -321.7688 | 109.8906 | 209.9994 | -199.3581 | -11.9444 | -639.9645 | -547.2066 | 159.1405 | -82.8806 | 2258.9756 | -1724.2614 | 288.6241 | -682.0383 | -88.0718 | 1087.6688 | 1064.5266 | 0.97825 | -1107.9917 | 289.2826 | 0.62699 | -0.26976 | -1769.5541 | 1.0007 | 225.5853 | 399.4562 | -2326.9282 | 614.5511 | 2395.4753 | 1457.8701 | 3878.0229 | -23.8876 | -277.6877 | 2444.1772 | -2692.3672 | 846.4645 | 1608.7581 | -4067.1443 | 586.3785 | 4409.6299 | 210.1042 | 212.7246 | 272.9461
2030-03-21 | 6 | -28.9171 | 350.0972 | -77.029 | -327.9464 | 256.6113 | -1539.3892 | -14412.1094 | 4087.2114 | 1632.3601 | -60.1442 | 3344.3374 | 1.0012 | 1635.64 | -523.0691 | 1061.1643 | 83.4006 | 23.4018 | 209.9994 | -204.8089 | -1.6903 | -955.8575 | -788.5695 | 159.9739 | -62.9412 | 2257.9578 | -1677.7874 | 101.1975 | -679.3677 | -83.6085 | 1050.6592 | 1187.3949 | 0.99578 | -1155.7169 | 259.3267 | 0.68041 | -343.0961 | -1435.6279 | 1.0113 | 139.9425 | 449.4574 | -2211.5601 | 661.7388 | 2641.6255 | 1406.756 | 3940.751 | -2.7794 | -275.5234 | 2129.5081 | -3504.0127 | 781.0845 | 1050.97 | -3691.0935 | 546.0546 | 5792.9741 | 210.1042 | 264.6471 | 275.7456
2030-03-21 | 7 | -34.4517 | -8.2231 | -83.5634 | -359.6287 | 424.2972 | -1477.7026 | -14929.3027 | 4215.355 | 0.9941 | -91.6866 | 3339.2581 | -4.7258 | 1677.4406 | -406.1187 | 1387.8076 | -758.7239 | -75.4618 | 209.9994 | -200.6739 | 49.2163 | -937.08 | -1083.7388 | 285.1142 | -66.5209 | 2254.4939 | -1739.7229 | -28.6568 | -655.3976 | -65.0065 | 1275.5718 | 1296.0096 | 0.99785 | -1201.4563 | 390.7629 | 0.65671 | -519.6764 | -1079.4973 | -140.1131 | 1.0033 | 449.635 | -2224.0364 | 1008.9772 | 2648.1194 | 1348.6263 | 4099.543 | -253.9268 | -272.2027 | 1908.0502 | -3613.564 | 982.0704 | 1967.8088 | -4033.0906 | 701.9489 | 8167.0005 | 210.1042 | 303.6307 | 91.4388
2030-03-21 | 8 | -33.7837 | -4.469 | -88.2416 | -379.6408 | -179.1413 | -1466.8521 | -13980.5996 | 3006.3149 | 0.98316 | -93.7158 | 3667.8359 | 79.9099 | 1364.2557 | -343.9254 | 1461.1167 | -1850.2345 | -195.5214 | 209.9994 | -184.5124 | 95.7901 | -1252.1671 | -1243.3835 | 167.7896 | -63.5265 | 2232.3157 | -1701.2504 | -207.8486 | -653.6114 | -65.3926 | 1040.3419 | 1442.1642 | 111.4309 | -1308.4005 | 325.5832 | 0.56175 | -831.1968 | -1248.3832 | 376.0159 | 1.0001 | 134.5164 | -2247.7751 | 519.0042 | 3250.668 | 1244.2609 | 4410.4888 | -274.6175 | -954.7678 | 4963.3716 | -2032.4697 | 758.7532 | 1295.3693 | -2541.6819 | 40.4592 | 8826.9238 | 210.1043 | 83.5374 | 152.8208
2030-03-21 | 9 | -24.7129 | -19.6659 | -65.3231 | -491.3264 | -696.9953 | -1271.4738 | -13357.9551 | 2153.8337 | 0.99573 | -102.6003 | 3406.437 | 56.1666 | 1646.8376 | -259.3466 | 1552.1305 | -1633.3822 | -267.4137 | 209.9994 | -157.7686 | 129.3169 | -1139.879 | -1173.8372 | 114.394 | -55.9459 | 2213.804 | -1607.5684 | -59.9583 | -639.9339 | -61.3995 | 891.4772 | 1401.4271 | 3.4983 | -1305.7828 | 335.6738 | 0.73991 | -1112.0544 | -695.7196 | 0.91098 | 169.9347 | 449.431 | -2057.8708 | 338.929 | 3495.2886 | 1316.6587 | 4829.9155 | -268.9425 | -541.0468 | 1697.6086 | -4425.6738 | 548.7448 | 406.8934 | -1787.8444 | 193.596 | 9255.5996 | 210.1042 | 58.3091 | 227.2578
2030-03-21 | 10 | -31.276 | -40.415 | -63.9389 | -506.0387 | -853.5214 | -1181.7474 | -12740.1885 | 1716.4956 | -3.0297 | -122.1326 | 3412.7283 | 62.7798 | 1713.307 | -160.5482 | 1518.0848 | -1828.499 | -269.653 | 209.9994 | -147.536 | 144.3233 | -1071.9803 | -1138.4955 | 84.1591 | -52.4703 | 2219.3962 | -1700.0349 | -287.7435 | -627.8039 | -55.4428 | 778.6432 | 1426.5728 | 693.9288 | -1345.5928 | 453.8936 | 0.72191 | -1179.5513 | -1.9816 | 1.0007 | 215.9214 | 449.301 | -1976.4351 | 253.3095 | 3512.3 | 1285.5597 | 4907.9214 | -265.0089 | -361.7669 | 1366.2198 | -4624.7935 | 438.4535 | 277.8027 | -1608.0298 | 2.995 | 9380.168 | 210.1043 | 47.5633 | 268.0702
2030-03-21 | 11 | -29.2606 | -101.9292 | -63.1246 | -510.3201 | -671.0974 | -1165.2755 | -12771.5527 | 1843.0465 | -62.1233 | -117.3095 | 3325.3372 | 7.011 | 1799.7854 | -18.3136 | 1572.2927 | -1985.658 | -343.3936 | 209.9994 | -154.3654 | 175.1444 | -1016.3367 | -1067.7601 | 105.6113 | -45.3677 | 2240.4473 | -1692.428 | -285.0453 | -624.5034 | -48.7796 | 796.8665 | 1447.8201 | 703.0788 | -1351.4194 | 454.1375 | 0.75639 | -1284.8433 | -323.5568 | 1.0034 | 46.1023 | 449.407 | -1880.4978 | 352.133 | 3677.571 | 1297.7966 | 4907.5732 | -264.2378 | -556.6722 | 1046.1299 | -4565.5161 | 390.7615 | 1071.6781 | -2306.4531 | 1.0154 | 10679.0576 | 210.1043 | 114.9822 | 338.591
2030-03-21 | 12 | -42.9767 | 98.707 | -79.0842 | -401.8219 | -198.1212 | -1307.6129 | -13548.6699 | 2732.52 | -209.1894 | -122.5455 | 3549.8845 | 1.0001 | 1743.6611 | 105.5311 | 1619.7841 | -1970.12 | -320.2968 | 209.9994 | -159.2168 | 127.6444 | -823.9626 | -1075.0897 | 149.478 | -39.9378 | 2233.2996 | -1671.0944 | -19.6947 | -622.2509 | -53.1131 | 964.2778 | 1518.105 | 1460.5022 | -1287.8928 | 433.2383 | 0.7643 | -1385.377 | -641.2767 | 1.0016 | 27.8638 | 449.3959 | -2014.2538 | 423.5993 | 3753.7461 | 1330.8418 | 5006.8223 | -264.4711 | -502.9099 | 1193.4172 | -3963.9143 | 532.058 | 2359.4907 | -3020.4546 | -379.367 | 11017.9531 | 210.1042 | 182.7022 | 436.7133
2030-03-21 | 13 | -34.752 | 270.2109 | -72.5112 | -522.5604 | -102.8755 | -1261.2173 | -12838.9902 | 2813.241 | -262.8124 | -123.4166 | 3685.5681 | 30.6253 | 1738.8923 | 182.1603 | 1719.9274 | -1747.4688 | -516.6737 | 209.9994 | -167.7696 | 152.8341 | -810.4534 | -1191.9164 | 131.9651 | -29.1041 | 2202.0513 | -1688.5853 | -30.7817 | -642.6233 | -59.9694 | 916.8006 | 1465.0609 | 1018.6233 | -1160.6331 | 299.3381 | 0.77994 | -1521.6866 | -523.3757 | 1.0024 | 91.3847 | 449.3568 | -2138.804 | 405.0577 | 3652.6494 | 1324.4109 | 4978.2627 | -267.3178 | -469.6593 | 1235.4211 | -3714.2112 | 620.2597 | 2235.9514 | -2912.8127 | -820.2126 | 11683.1064 | 210.1042 | 168.559 | 553.5688
2030-03-21 | 14 | -16.0293 | 438.7018 | -61.6781 | -585.7335 | -239.5892 | -1166.7263 | -12361.7812 | 2679.8022 | -2.8541 | -102.2454 | 3762.8352 | 96.2803 | 1711.8398 | -126.0229 | 1569.0443 | -1537.5139 | -896.0376 | 209.9994 | -203.1352 | 60.2821 | -880.1117 | -1665.9989 | 82.8414 | -7.0019 | 2219.8713 | -1781.3416 | 327.0227 | -656.1663 | -68.1459 | 834.741 | 1215.2804 | -42.0107 | -1041.4838 | -58.1524 | 1.4025 | -1793.2751 | -838.1613 | -1.8966 | 377.4527 | 449.2365 | -2088.5488 | 429.3392 | 3471.8689 | 1302.4392 | 5065.2173 | -267.7494 | -320.1937 | 1710.3041 | -3402.3733 | 885.7485 | 1931.5098 | -2494.8057 | -871.5135 | 11797.4805 | 210.1043 | 119.4529 | 470.641
2030-03-21 | 15 | -12.7096 | 484.1967 | -56.9001 | -576.4978 | -198.0662 | -1080.2659 | -11984.7393 | 2671.8396 | -3.1963 | -96.6443 | 3797.8813 | 123.4742 | 1696.4274 | -17.129 | 1599.1454 | -1308.5918 | -899.5228 | 209.9994 | -205.4945 | 55.0765 | -876.2982 | -503.0686 | 66.8581 | 6.7834 | 2211.5686 | -1960.3379 | 762.7817 | -644.8117 | -72.3231 | 804.5053 | 1422.0865 | 48.6802 | -820.443 | -107.4507 | 2.3429 | -1856.6666 | -806.1689 | 0.99965 | 403.9823 | 449.2008 | -2016.902 | 414.9415 | 3385.8157 | 1292.1978 | 5001.6055 | -269.2165 | -373.0211 | 2030.677 | -3310.2036 | 872.1248 | 1904.9697 | -2445.1138 | -875.5207 | 11188.3213 | 210.1042 | 92.9291 | 452.8542
2030-03-21 | 16 | -25.1816 | -14.6952 | -57.6855 | -547.3719 | -902.7875 | -401.0777 | -8320.0117 | 572.4894 | -3.1014 | -74.7536 | 3835.4312 | 195.0548 | 1667.2572 | 37.3809 | 1732.7188 | -1572.0443 | -546.8639 | 209.9994 | -175.0689 | 319.5771 | -1356.6758 | -418.4458 | 1.0017 | 29.078 | 1732.1866 | -1670.8512 | 808.3481 | -441.0485 | -64.2802 | 447.2185 | 1670.8127 | 2156.5691 | -617.6749 | 404.5276 | 5.2778 | -1093.7372 | 1706.8088 | 0.99951 | 289.4377 | 449.3018 | -1750.6688 | 264.9643 | 2967.6804 | 1187.1802 | 4381.9595 | -2.5988 | -276.4992 | 2543.6838 | -2871.0193 | 919.259 | 1303.9518 | -1184.2528 | -780.9098 | 8860.2588 | 210.1042 | 0.98883 | 370.5656
2030-03-21 | 17 | -33.9758 | -282.839 | -57.6937 | -475.443 | -1703.4983 | -78.2104 | -4767.5181 | -695.5103 | 0.99852 | -99.0394 | 3791.1013 | 191.7386 | 1366.9592 | 343.2085 | 1812.9729 | -1757.6938 | -272.3117 | 209.9994 | -199.9113 | 352.1451 | -1678.1309 | 0.98938 | -38.3886 | -28.1499 | 1650.6171 | -1434.9468 | 703.2163 | -333.0956 | -64.5675 | 286.6926 | 1161.2827 | 3784.7654 | -563.4203 | 869.9149 | 7.6516 | 103.6861 | 3319.8926 | 509.0054 | 268.0191 | 449.2747 | -1330.9578 | 203.5137 | 2960.2568 | 1234.8441 | 4315.501 | -2.8342 | -277.3548 | 2848.9021 | -2041.4248 | 928.6335 | 972.14 | -653.9736 | -1005.435 | 8769.9795 | 210.1043 | -78.6012 | 302.0749
2030-03-21 | 18 | -21.2832 | 216.7142 | -58.6288 | -451.8034 | -1369.5846 | -566.584 | -4271.0654 | 0.094865 | 73.1657 | -124.1177 | 3871.8545 | 159.1751 | 1611.6652 | 101.3236 | 1887.8485 | -726.0271 | 33.8987 | 209.9994 | -199.1561 | 315.519 | -1493.6964 | -589.446 | -61.8297 | -52.0102 | 1719.9902 | -1610.6641 | 770.6398 | -477.0239 | -74.3641 | 316.3214 | 928.4764 | 1934.6288 | -417.8387 | 343.5511 | 6.8825 | 945.7961 | 2068.9502 | 1.0088 | 409.4316 | 449.3481 | -986.0987 | 1.0037 | 3320.2678 | 1162.4497 | 4819.3467 | -267.9039 | -276.0591 | 2904.1577 | -2177.4099 | 588.9285 | 0.99271 | -873.4796 | -369.2713 | 9529.7783 | 210.1042 | -43.0929 | 259.9431
2030-03-21 | 19 | -29.2913 | 176.6976 | -66.2431 | -441.9167 | -1270.2511 | -524.4835 | -2518.0762 | -162.7339 | 76.9923 | -166.9512 | 3804.6479 | 106.3464 | 1568.8453 | 368.1649 | 2033.4 | 26.2131 | 271.0989 | 209.9994 | -309.0948 | 170.8679 | -1492.9771 | -617.3427 | -65.7942 | -94.8703 | 2480.6846 | -1705.4935 | 720.2305 | -438.1542 | -76.9067 | 351.1213 | 467.1573 | 2840.3125 | -713.1158 | 590.8441 | 7.7273 | 2355.6272 | 2771.7778 | -3.1549 | 0.9986 | 144.9369 | -966.4342 | -49.1563 | 3239.1108 | 1161.5565 | 4425.3867 | -261.3346 | -276.8561 | 3012.1816 | -2107.1257 | 572.3185 | 88.1899 | -1138.7386 | -168.2618 | 8022.4663 | 210.1042 | -40.5686 | 180.6266
2030-03-21 | 20 | -33.4977 | -200.412 | -65.5566 | -365.8978 | -1333.6593 | -352.0974 | -1317.6799 | -253.0635 | 474.6853 | -169.9753 | 3815.6365 | 122.924 | 1329.1622 | 498.938 | 2227.5234 | 373.1274 | 276.7391 | 209.9994 | -389.3867 | 351.6011 | -1601.7249 | -1219.6696 | -18.0855 | -88.6071 | 2913.9673 | -1246.1388 | 137.4287 | -329.3811 | -64.8399 | 389.7197 | -31.3184 | 2071.0518 | -1314.5054 | 564.0853 | 5.7151 | 2234.7825 | 2186.1057 | -56.0153 | 0.99818 | 1.0005 | -1443.9027 | -18.3195 | 3505.8054 | 1148.7693 | 4405.2588 | -3.0389 | -460.3484 | 2890.3311 | -2112.9238 | 889.1984 | -81.119 | -383.693 | -669.082 | 7064.8438 | 210.1042 | -250.8126 | 181.1625
2030-03-21 | 21 | -23.3837 | -11.9856 | -70.3817 | -396.649 | -1297.597 | -429.9047 | -1587.0024 | -173.1548 | 805.6956 | -201.1003 | 3791.5361 | 24.4812 | 1632.8517 | 505.5006 | 2304.2129 | 129.8264 | 281.8217 | 209.9994 | -502.295 | 313.5084 | -1641.6981 | -1497.7024 | -39.6433 | -84.7519 | 3438.9055 | -1477.9009 | 25.1551 | -382.7118 | -69.2434 | 361.3999 | 311.3216 | 2488.9995 | -1168.0938 | 590.7249 | 5.6565 | 2464.0974 | 2845.4316 | -317.7696 | 58.4734 | 1.0001 | -1488.3032 | -99.0613 | 3519.2954 | 1165.5703 | 4311.9951 | -3.155 | -544.1075 | 3097.3296 | -1879.3351 | 954.1838 | -421.2408 | 1.0015 | -776.1912 | 5824.4146 | 210.1042 | -301.9695 | 216.1821
2030-03-21 | 22 | -31.3177 | -11.8734 | -73.1785 | -421.7374 | -1457.9897 | -496.5876 | -1081.4088 | -574.1238 | 495.8312 | -195.5912 | 3823.5029 | 76.0405 | 1635.2261 | 411.5876 | 2256.6677 | 274.1862 | 436.6539 | 209.9994 | -498.7326 | 459.3285 | -1668.1498 | -2316.8855 | -29.2847 | -88.8965 | 3398.9453 | -1619.9769 | -483.3102 | -385.3638 | -64.541 | 315.6581 | 195.1694 | 3369.4929 | -1211.9072 | 782.2272 | 5.4821 | 2553.8423 | 3728.6819 | -338.9786 | 204.0363 | 40.2014 | -1442.8855 | 1.001 | 3081.9866 | 1146.8055 | 4362.5361 | -271.1076 | -349.3256 | 3166.1118 | -1583.9248 | 897.8398 | -945.1451 | 53.1167 | -609.8436 | 6093.1646 | 210.1042 | -221.6065 | 313.0228
2030-03-21 | 23 | -35.9838 | -54.771 | -75.4395 | -430.8064 | -1756.8866 | -423.1515 | -340.0548 | -1066.9242 | 589.6166 | -157.0285 | 3757.2156 | 157.3882 | 1702.6281 | 181.9602 | 2050.1086 | 98.6453 | 450.7278 | 209.9994 | -478.3453 | 661.9324 | -1516.5547 | -1391.3999 | -40.2864 | -78.5612 | 3238.033 | -1719.2866 | -993.174 | -344.4897 | -59.9991 | 207.5811 | -220.5415 | 3853.5964 | -1387.1562 | 791.7757 | 5.4127 | 2490.6379 | 3629.1025 | -645.6523 | 0.99779 | 1.0003 | -1680.9093 | -13.7975 | 2419.866 | 1145.3694 | 3656.0349 | -282.0768 | -898.4993 | 2965.9346 | -1881.0172 | 578.892 | -1021.1959 | 476.0558 | -5.8486 | 4743.8271 | 210.1042 | -50.3329 | 295.9971
2030-03-21 | 24 | -52.0522 | -223.4651 | -80.327 | -501.0973 | -1826.5366 | -367.0978 | -2019.9302 | -1111.2767 | 355.2287 | -154.9957 | 3696.3096 | 82.8113 | 1367.4342 | -86.6385 | 1694.4341 | -1473.0985 | 241.4587 | 209.9994 | -421.0882 | 355.4347 | -1479.875 | -700.355 | -12.766 | -102.1294 | 2973.7681 | -2187.7349 | -468.6921 | -378.7101 | -49.9662 | 331.5913 | 345.5859 | 5604.8374 | -880.7519 | 1168.5221 | 6.3033 | 2850.5652 | 4974.5815 | -465.7831 | 0.99883 | 449.5258 | -1537.3438 | 151.5941 | 2605.5405 | 1176.1587 | 3967.1189 | -294.1791 | -1016.793 | 3136.6274 | -1259.8057 | 587.4113 | -306.3729 | 1.006 | -535.4277 | 6197.2007 | 210.1042 | -31.3644 | 421.0959
2030-03-22 | 1 | -37.6128 | -110.8546 | -71.4614 | -437.2354 | -1691.3201 | -474.1369 | -2900.6548 | -661.0383 | 1669.926 | -170.6179 | 3595.6406 | 75.7795 | 1081.4316 | -135.3679 | 2031.2565 | -1009.2351 | 226.0741 | 209.9994 | -368.356 | 301.5761 | -908.7863 | -44.7948 | 8.8001 | -73.476 | 2788.0901 | -1851.6072 | -530.2391 | -376.8413 | -56.2657 | 468.483 | 662.2148 | 3789.3069 | -1112.6165 | 893.0475 | 5.4557 | 1621.3606 | 3052.425 | -3.4917 | 311.3055 | 1.0016 | -2064.2534 | 109.6628 | 2974.7175 | 1290.453 | 4444.168 | -2.7658 | -276.6954 | 3188.2341 | -1067.6177 | 859.0235 | -80.0153 | -459.0538 | -295.7977 | 6629.4722 | 210.1042 | -59.5822 | 380.1777
2030-03-22 | 2 | -31.7073 | -13.4411 | -67.3635 | -406.2917 | -1188.214 | -604.3358 | -4060.5535 | 21.4962 | 2032.0879 | -123.9555 | 3653.5979 | 104.5697 | 967.6935 | -221.5107 | 1863.6099 | -686.3176 | 220.8707 | 209.9994 | -417.7716 | 327.2508 | -666.7881 | 26.2245 | 26.543 | -57.557 | 3045.8789 | -1681.7687 | -770.229 | -392.1225 | -58.338 | 548.8817 | 475.4164 | 2653.3967 | -1303.2697 | 725.4319 | 6.2431 | 1474.7627 | 2060.0696 | -87.4905 | 482.3143 | 1.1067 | -2588.7393 | 111.3777 | 2902.7217 | 1351.2775 | 4601.3213 | -2.1052 | -275.7325 | 3445.4521 | -662.0239 | 1176.5773 | 790.2421 | -947.0572 | 0.87238 | 6859.8257 | 210.1042 | -1.0741 | 383.7216
2030-03-22 | 3 | -32.5743 | 3.9649 | -68.66 | -396.1288 | -1216.3979 | -593.7194 | -4496.2954 | 0.99785 | 2215.6814 | -99.8648 | 3029.7913 | 119.8765 | 656.534 | -303.9103 | 1644.8319 | -463.2523 | 225.5202 | 209.9994 | -533.7988 | 343.2449 | -755.4851 | -462.1876 | -1.2203 | -44.8316 | 3619.7485 | -1620.0809 | -1201.0863 | -360.6823 | -58.9097 | 457.4067 | 405.9874 | 2273.7241 | -1345.142 | 837.2089 | 6.4793 | 1564.142 | 2069.8591 | -4.8075 | 521.3143 | 1.001 | -2651.9749 | 1.0043 | 2573.3354 | 1292.2971 | 4334.6743 | -3.3045 | -277.1377 | 4640.4141 | 866.7731 | 1255.3741 | 806.9975 | -651.0204 | -1.5867 | 4951.4507 | 210.1043 | -14.7126 | 347.0283
2030-03-22 | 4 | -19.5831 | 211.6362 | -61.9769 | -339.7977 | -1367.6405 | -617.8395 | -3933.155 | -1.9309 | 2276.1406 | -102.6002 | 3062.3132 | 98.2528 | 1068.7697 | -235.2287 | 1627.7173 | 32.223 | 184.5631 | 209.9994 | -605.3418 | 319.5069 | -976.6199 | -1618.907 | -65.7472 | -29.3579 | 3843.75 | -1326.9095 | -1050.7552 | -362.2021 | -73.0462 | 295.7431 | -22.6979 | 1497.2494 | -1248.2773 | 574.2273 | 7.2991 | 1553.7999 | 1548.7737 | -229.1143 | 481.9778 | 1.0002 | -2411.5647 | -107.0239 | 2674.0139 | 1306.3342 | 4386.0098 | -3.3824 | -276.8999 | 3754.8423 | -28.5205 | 1205.5824 | 0.99442 | -363.5932 | -507.0219 | 2065.2957 | 210.1042 | -158.3303 | 358.8597
2030-03-22 | 5 | -4.7712 | 18.055 | -55.5776 | -259.717 | -1614.2557 | -438.8771 | -1814.2631 | -1031.0901 | 2120.4617 | -64.3867 | 3762.5466 | 194.9939 | 1166.3334 | -276.7047 | 1563.7419 | 1022.163 | 356.8225 | 209.9994 | -586.8201 | 635.3063 | -1314.1989 | -3039.0962 | -50.0413 | -44.6378 | 3593.9304 | -747.036 | -1797.0122 | -249.0451 | -63.0434 | 151.0278 | -766.644 | 4.4482 | -1917.3357 | 255.3384 | 5.3399 | 1836.0901 | 299.7242 | -383.518 | 300.6663 | 1.0008 | -2222.0347 | -23.4054 | 2712.4978 | 1310.3802 | 4218.125 | -3.2183 | -276.5542 | 3428.5298 | -274.3428 | 1149.0092 | -43.7038 | -51.8207 | -531.0716 | 177.9233 | 210.1042 | -173.1333 | 271.8326
2030-03-22 | 6 | -20.426 | 167.4511 | -65.7849 | -325.4516 | -1735.9321 | -490.0398 | -1282.7415 | -934.7219 | 1314.8951 | -79.8907 | 3756.4077 | 158.8996 | 1074.0839 | -268.8113 | 1585.7914 | 669.8915 | 496.7764 | 209.9994 | -552.4274 | 300.7128 | -1457.0509 | -3536.666 | -94.322 | -94.3112 | 3514.0535 | -1264.6031 | -1426.048 | -305.7855 | -74.5719 | 174.425 | -527.5745 | 1540.9564 | -1489.5844 | 583.3782 | 5.789 | 2924.2722 | 1714.3962 | -655.17 | 0.99916 | 59.3369 | -1883.5283 | -202.1057 | 2665.1135 | 1242.5334 | 4091.6628 | -300.3816 | -302.7893 | 3067.3552 | -884.4777 | 847.0349 | -78.6217 | -51.3077 | -301.4532 | 381.1999 | 210.1042 | -64.4522 | 381.831
2030-03-22 | 7 | -25.3171 | 1.0072 | -73.1116 | -355.3896 | -1717.3159 | -527.1008 | -1699.3322 | -875.5142 | 742.4255 | -118.1543 | 3769.2415 | 139.9503 | 1509.1149 | -17.5187 | 1751.2756 | 1159.9875 | 544.2455 | 209.9994 | -590.058 | 652.8964 | -1465.4172 | -3191.3481 | -23.5531 | -96.8704 | 3841.8513 | -1306.723 | -1308.1307 | -303.4882 | -67.0248 | 332.8559 | -495.0739 | 2445.7605 | -1575.5077 | 610.821 | 4.6339 | 2938.9299 | 2509.7327 | -701.5436 | -2.0999 | 0.99891 | -1919.7885 | -52.8685 | 2660.4136 | 1175.1997 | 3966.4407 | -291.5303 | -614.4999 | 2873.7664 | -1177.2936 | 1030.4192 | -21.4623 | -313.8457 | -296.5466 | 1244.2971 | 210.1042 | -135.6567 | 288.1698
2030-03-22 | 8 | -48.3269 | -12.95 | -82.305 | -434.1941 | -1642.9834 | -593.4342 | -2644.468 | -244.7796 | 670.1507 | -148.8876 | 3784.2258 | 57.7418 | 1467.8948 | 174.6433 | 1828.895 | 1069.1283 | 607.1224 | 209.9994 | -555.2417 | 482.8939 | -1351.1455 | -3099.5754 | 0.99982 | -101.8249 | 3724.9309 | -1655.1302 | -616.4349 | -338.8651 | -65.5152 | 509.573 | 255.3603 | 3308.6526 | -1089.3824 | 758.046 | 5.2613 | 2985.3806 | 3774.9785 | -899.1871 | -393.3301 | -2.3499 | -1646.5881 | -15.2349 | 2932.4189 | 1143.0616 | 3758.2915 | -279.2068 | -1065.4049 | 2678.6755 | -1255.9451 | 1088.1805 | -353.9745 | 85.5487 | -444.1144 | 2217.7639 | 210.1042 | -225.1632 | 334.7163
2030-03-22 | 9 | -45.4564 | 1.0082 | -79.5053 | -437.1395 | -1815.0708 | -531.619 | -2157.9617 | -324.6986 | 322.3633 | -173.9948 | 3773.7766 | 35.7656 | 1464.254 | 254.0202 | 2009.866 | 766.6997 | 530.7606 | 209.9994 | -554.1437 | 351.2688 | -1388.5845 | -2979.0327 | -58.037 | -106.408 | 3724.3894 | -1655.2417 | -352.2203 | -333.8344 | -68.0571 | 425.6219 | 460.2794 | 3363.584 | -997.4886 | 698.8292 | 5.1821 | 2905.5061 | 3571.2029 | -872.6448 | -327.7187 | -2.1249 | -1439.6885 | -149.5418 | 3007.6926 | 1132.9905 | 3850.179 | -271.592 | -1176.0256 | 2593.53 | -927.0062 | 804.7833 | -1830.058 | 558.9014 | -1106.2395 | 1668.4377 | 210.1042 | -320.2919 | 313.9232
2030-03-22 | 10 | -48.2066 | 386.3154 | -76.8063 | -463.8981 | -1858.2051 | -616.4749 | -1740.4307 | -624.2076 | 0.99877 | -174.1168 | 3816.3711 | 41.7213 | 1512.95 | 196.3549 | 1969.8375 | 600.8409 | 557.2267 | 209.9994 | -555.5254 | 451.9257 | -1411.8179 | -2448.6804 | -88.7817 | -119.295 | 3768.3733 | -1867.6138 | -376.0275 | -414.8271 | -78.3233 | 260.8905 | 498.7312 | 3790.2085 | -946.5557 | 753.585 | 5.9987 | 3033.1118 | 4059.1851 | -926.7265 | -389.8326 | -1.9222 | -1263.0398 | -196.9205 | 3052.3057 | 1110.3975 | 3792.0239 | -267.4951 | -1332.3301 | 2509.2798 | -876.9839 | 659.3774 | -2156.7498 | 738.8555 | -951.9215 | 1963.7122 | 210.1042 | -284.9102 | 333.7036
2030-03-22 | 11 | -44.6685 | 455.551 | -71.5793 | -447.6504 | -1902.1418 | -553.4002 | -1391.6732 | -557.369 | 42.8042 | -157.9536 | 3934.3843 | 65.3795 | 1877.9113 | 228.3426 | 1906.6108 | 659.8173 | 531.1029 | 209.9994 | -516.0293 | 526.6801 | -1344.0355 | -1915.662 | -92.4679 | -120.5168 | 3622.3411 | -1759.9618 | -480.8152 | -400.6416 | -84.5544 | 216.8431 | 455.7242 | 3528.9478 | -996.0332 | 716.646 | 5.9979 | 3019.1992 | 3893.6863 | -856.2303 | -229.8629 | 0.99882 | -1187.3345 | -146.01 | 2630.3181 | 1043.7959 | 3520.4221 | -266.0546 | -1473.2289 | 2495.2893 | -941.4839 | 515.7307 | -1550.5564 | 376.6835 | -109.1386 | 1604.2284 | 210.1042 | -145.0393 | 327.8406
2030-03-22 | 12 | -22.45 | 616.2899 | -65.4684 | -396.4842 | -1938.5789 | -606.955 | -550.3176 | -435.1752 | 159.6599 | -152.1589 | 3919.072 | 78.738 | 1999.515 | 313.5191 | 1964.3447 | 682.602 | 463.5893 | 209.9994 | -533.9752 | 574.523 | -1334.913 | -1889.2559 | -125.9019 | -105.1088 | 3688.6907 | -1518.687 | -591.8263 | -396.3041 | -96.003 | 117.6619 | 355.1064 | 2852.9419 | -1172.0581 | 529.363 | 5.8732 | 2810.1135 | 2655.9285 | -948.7785 | -233.9225 | 1.0008 | -1041.7728 | -176.9939 | 2608.2913 | 1042.7285 | 3501.8643 | -266.0175 | -1487.0195 | 2505.8333 | -797.0601 | 317.7141 | -1704.1134 | 512.5659 | -6.6493 | 35.0972 | 210.1042 | -100.5905 | 317.145
2030-03-22 | 13 | -24.0435 | 880.312 | -62.3972 | -394.0164 | -1965.9404 | -705.5065 | -179.0938 | -431.8858 | 288.251 | -147.5468 | 3872.2039 | 79.4203 | 1840.9966 | 309.7424 | 1936.5414 | 580.3132 | 428.9824 | 209.9994 | -516.503 | 560.4766 | -1291.1503 | -1837.8638 | -179.9856 | -104.8182 | 3497.3271 | -1528.2036 | -922.5902 | -415.6333 | -106.3386 | 26.0324 | 377.0002 | 2485.1213 | -1150.9078 | 446.8416 | 5.8777 | 2844.5698 | 2512.2097 | -1015.046 | -294.3239 | 0.99897 | -1307.8899 | -401.4446 | 2626.2888 | 1080.5426 | 3470.1743 | -269.63 | -1537.0031 | 2317.7864 | -494.4048 | 237.334 | -1577.5446 | 384.0827 | -286.3466 | -357.0869 | 210.1042 | -56.801 | 371.7592
2030-03-22 | 14 | -40.039 | 822.3255 | -65.0871 | -418.8748 | -1969.0679 | -655.7968 | -1.4143 | -646.2693 | 365.1017 | -162.0595 | 3780.3008 | 42.8575 | 1321.6903 | 319.7842 | 1930.9204 | 401.2079 | 487.874 | 209.9994 | -533.8212 | 651.644 | -1240.8864 | -1871.9065 | -158.1429 | -103.9108 | 3603.011 | -1655.8586 | -1223.0327 | -399.7048 | -100.1756 | 40.5536 | 411.1095 | 2880.6252 | -1188.6458 | 629.0515 | 5.8766 | 2904.7407 | 3306.9712 | -1028.361 | -241.4905 | 1.0011 | -1560.8867 | -400.9204 | 2661.4089 | 1143.9496 | 3741.6904 | -270.3235 | -1755.6582 | 2066.9473 | -387.165 | 385.7014 | -976.1467 | 32.4592 | -464.786 | 365.125 | 210.1042 | -59.0136 | 343.5345
2030-03-22 | 15 | -19.9324 | 1061.1565 | -59.0234 | -395.2196 | -1954.2794 | -752.46 | 146.0798 | -303.3174 | 480.6855 | -197.7283 | 3797.5703 | -7.0548 | 1260.5895 | 402.2112 | 2127.9949 | 234.8709 | 466.0094 | 209.9994 | -570.55 | 501.2376 | -1235.7449 | -1998.1887 | -203.5643 | -88.4889 | 3785.7495 | -1590.9043 | -751.8749 | -385.7757 | -115.8448 | 12.4788 | 646.0493 | 2465.6484 | -1041.0881 | 461.7418 | 5.9945 | 2833.4302 | 2476.324 | -1022.2382 | -251.1744 | 0.9989 | -1401.7609 | -465.1117 | 2640.3452 | 1159.7533 | 3739.5444 | -266.1688 | -1556.0541 | 2188.4485 | -319.8549 | 199.27 | -1380.9481 | 44.8882 | -237.1695 | -950.5541 | 210.1042 | -73.8254 | 324.234
2030-03-22 | 16 | -31.0656 | 1213.5521 | -56.5327 | -361.9596 | -1961.3372 | -785.5693 | 503.3983 | -645.0464 | 1267.7058 | -181.5544 | 3834.0459 | 32.0605 | 1187.6427 | 471.6452 | 2176.1729 | 371.2079 | 392.3846 | 209.9994 | -597.0436 | 621.017 | -1353.1724 | -1949.955 | -244.3534 | -66.9204 | 3826.6602 | -1493.2437 | -1281.0031 | -378.9547 | -120.6743 | -122.6595 | 647.4153 | 1825.8284 | -1059.1765 | 361.2671 | 6.049 | 2708.8696 | 1688.0193 | -972.5432 | -310.2814 | -2.5638 | -1391.3688 | -591.2407 | 3089.7307 | 1173.5365 | 3956.7659 | -273.2106 | -2000.6499 | 2274.6902 | -454.8295 | 210.2508 | -1977.2832 | 399.5349 | -307.5331 | -1863.0632 | 210.1042 | -198.0803 | 284.5475
2030-03-22 | 17 | -28.0482 | 1182.5691 | -55.6721 | -340.524 | -1960.9978 | -754.8753 | 734.9757 | -836.357 | 1009.7341 | -177.3149 | 3770.302 | 56.4835 | 1086.0323 | 514.6985 | 2222.2258 | 374.5647 | 345.2394 | 209.9994 | -590.9709 | 694.732 | -1534.9464 | -1828.4707 | -250.6568 | -55.294 | 3741.7646 | -1384.1852 | -1636.5004 | -379.3701 | -116.6544 | -153.8794 | 524.2015 | 1490.505 | -1149.99 | 311.3861 | 6.0382 | 2568.2881 | 1258.0824 | -1003.6212 | -344.3177 | -2.4758 | -1091.3469 | -518.5109 | 3129.3994 | 1203.1992 | 3976.666 | -274.5393 | -1976.1321 | 2436.5591 | -578.16 | 245.8951 | -2254.0022 | 430.9852 | -900.3686 | -2448.0457 | 210.1042 | -271.5052 | 306.6998
2030-03-22 | 18 | -32.6308 | 1210.5416 | -59.6444 | -353.4151 | -1971.8486 | -787.0085 | 641.439 | -615.1115 | 1134.8303 | -177.3479 | 3798.7388 | 29.1728 | 1104.7572 | 496.7375 | 2148.4341 | 158.2068 | 366.4598 | 209.9994 | -588.123 | 654.42 | -1498.9973 | -2091.697 | -250.2356 | -66.4495 | 3795.3076 | -1516.4106 | -1702.5341 | -401.5894 | -121.8327 | -117.7909 | 653.9073 | 1806.6198 | -1133.063 | 430.4558 | 5.7595 | 2765.6582 | 1662.877 | -597.5479 | 0.99897 | 129.7734 | -1197.6398 | -513.7393 | 3726.2913 | 1260.1278 | 4874.6685 | -272.2885 | -1490.8862 | 2369.0151 | -829.2002 | 270.8029 | -1303.7888 | 126.278 | 1.0473 | -1748.0653 | 210.1042 | -118.8051 | 393.2037
2030-03-22 | 19 | -34.1614 | 1174.7799 | -60.7607 | -363.2336 | -1965.4226 | -766.6768 | 1071.5771 | -413.4667 | 1038.1904 | -169.985 | 3794.4172 | 34.7651 | 1060.4786 | 466.3249 | 2112.9001 | -23.8669 | 324.1478 | 209.9994 | -566.4241 | 465.8856 | -1535.2836 | -2364.7612 | -307.4749 | -72.4906 | 3664.4248 | -1597.7983 | -1306.674 | -371.1472 | -128.0061 | -126.2733 | 715.9696 | 2081.761 | -945.1075 | 402.5578 | 5.9322 | 2861.0818 | 1804.4308 | -607.3678 | -2.0008 | 157.2263 | -1135.9989 | -754.1514 | 4061.6362 | 1288.0505 | 5063.0879 | -220.6357 | -1275.576 | 2480.7639 | -928.5931 | 228.3792 | -1830.8573 | 446.6872 | -136.252 | -1367.9574 | 210.1042 | -212.4691 | 295.4795
2030-03-22 | 20 | -47.3463 | 809.9668 | -71.3598 | -423.4848 | -1536.9504 | -670.4985 | 530.5699 | -2.1095 | 94.5365 | -171.7812 | 3771.0444 | 41.2958 | 1033.723 | 487.7422 | 2220.4099 | -335.3109 | 391.1519 | 209.9994 | -758.4903 | 701.1918 | -1517.6503 | -2782.2595 | -159.5883 | -52.1291 | 4390.938 | -1788.0153 | -1595.3591 | -360.2755 | -109.8616 | 126.5295 | 694.7787 | 3244.0618 | -986.4094 | 610.7778 | 5.9334 | 2767.2742 | 3126.0835 | -543.2935 | -2.0504 | 262.4723 | -1670.0356 | -394.4959 | 3974.657 | 1268.4213 | 5049.0176 | -264.7924 | -1199.309 | 2636.0054 | -847.3517 | 845.1742 | -190.3128 | -162.9674 | -883.7104 | 38.5616 | 210.1042 | -260.5593 | 212.1928
2030-03-22 | 21 | -55.399 | 201.82 | -74.0971 | -440.8616 | -1774.0909 | -335.3765 | 0.99023 | -461.7523 | 715.5176 | -164.8601 | 3769.3984 | 67.5583 | 1046.402 | 431.6776 | 2116.3406 | -666.4809 | 382.9015 | 209.9994 | -565.2704 | 559.4647 | -1447.8555 | -2732.5142 | -119.2696 | -68.1471 | 3616.4343 | -1785.4818 | -1269.8107 | -276.0763 | -86.4651 | 263.7064 | 439.9389 | 4030.521 | -892.0815 | 865.7766 | 5.338 | 2632.5444 | 4044.7988 | -698.5362 | -256.5813 | -3.5482 | -1699.3983 | -307.4331 | 3973.0466 | 1271.1979 | 4857.5791 | -268.9691 | -1559.592 | 2520.6082 | -802.0977 | 780.299 | -742.3563 | 1.0072 | -979.048 | 1232.2598 | 210.1042 | -277.9041 | 226.3797
2030-03-22 | 22 | -54.1044 | 1.0083 | -73.2145 | -463.0007 | -1881.2581 | -302.8784 | -74.5167 | -561.8785 | 808.561 | -154.021 | 3730.9636 | 78.4129 | 1038.5072 | 367.1764 | 1998.1405 | -696.4016 | 362.6389 | 209.9994 | -569.3271 | 567.7399 | -1349.4395 | -2623.9536 | -36.7006 | -70.3662 | 3631.0562 | -1727.4297 | -1184.7499 | -258.4814 | -70.2734 | 372.8832 | 435.6443 | 4123.9712 | -875.197 | 903.407 | 5.5387 | 2680.4204 | 4721.9341 | -466.7746 | 0.99903 | 450.3276 | -1673.7274 | -120.2227 | 3538.9724 | 1262.5533 | 4744.5581 | -274.5547 | -637.4629 | 2869.7954 | -778.402 | 812.9482 | 100.4357 | -270.2185 | -90.0117 | 2480.8472 | 210.1042 | -131.2525 | 196.2766
2030-03-22 | 23 | -59.4229 | 656.6738 | -78.4642 | -522.9061 | -1799.4307 | -598.848 | 0.98004 | -451.89 | 856.3115 | -173.1061 | 3671.196 | 73.4433 | 978.6413 | 291.7833 | 1878.5856 | -643.9783 | 453.1863 | 209.9994 | -575.0131 | 559.7441 | -1306.0068 | -2299.5923 | -165.7153 | -84.8817 | 3585.8926 | -2253.687 | -1020.6355 | -434.4766 | -96.9862 | 148.9288 | 622.656 | 4693.8521 | -452.9073 | 879.3329 | 6.6357 | 3132.9268 | 5164.7427 | -617.7884 | -2.0449 | 0.99956 | -1724.1295 | -425.825 | 2789.3706 | 1208.67 | 4281.5469 | -283.2545 | -1041.2598 | 3181.4761 | -653.5243 | 598.3527 | -936.6623 | -63.1627 | -205.2563 | 2959.3364 | 210.1042 | -131.3701 | 257.6408
2030-03-22 | 24 | -64.6384 | 561.9044 | -82.4379 | -528.6049 | -1904.0045 | -706.457 | -714.59 | -850.9902 | 846.6146 | -182.6509 | 3719.2273 | 74.7468 | 1200.3728 | 0.99835 | 2066.7161 | -989.3451 | 487.0042 | 209.9994 | -560.9343 | 705.098 | -1218.0278 | -2118.9717 | -108.3506 | -83.6973 | 3482.4846 | -2377.9785 | -1080.6989 | -466.7852 | -84.9303 | 189.5339 | 633.8346 | 4988.8892 | -495.8819 | 959.3384 | 6.5341 | 3107.9199 | 5173.3311 | -589.6981 | -292.993 | 0.99966 | -1767.4988 | -151.2644 | 2979.875 | 1190.8456 | 3643.2771 | -294.9741 | -1313.0647 | 3160.3706 | -385.2873 | 737.7098 | -896.0842 | -48.3097 | -880.2014 | 3904.4116 | 210.1043 | -161.064 | 377.4804
2030-03-23 | 1 | -42.0341 | 427.2285 | -76.7833 | -462.778 | -1909.8381 | -650.5191 | -676.4492 | -1007.5777 | 1453.4021 | -95.604 | 3808.7634 | 141.3121 | 1593.2843 | -62.1117 | 1628.0354 | -685.5362 | 448.6916 | 209.9994 | -535.6205 | 932.137 | -1574.9845 | -2058.5415 | -13.4023 | -68.1629 | 3215.7068 | -2107.7268 | -1264.3075 | -450.0336 | -78.1944 | 246.9551 | 919.0456 | 4136.8555 | -685.1464 | 778.2827 | 5.8266 | 2116.5483 | 3953.5469 | -494.7095 | -100.4002 | -2.5453 | -1061.5011 | 180.156 | 3121.0701 | 1251.5806 | 4039.1489 | -302.9335 | -605.517 | 3307.1199 | -83.7048 | 915.5225 | -1067.1792 | 182.2228 | -1095.5382 | 4572.2773 | 210.1043 | -257.2386 | 272.3008
2030-03-23 | 2 | -41.8258 | 336.861 | -73.6908 | -426.6901 | -1794.0092 | -527.1401 | 0.98999 | -1051.9244 | 1658.63 | -93.4936 | 3778.0093 | 134.7794 | 1624.9091 | -285.7443 | 1599.1884 | -1196.358 | 514.5159 | 209.9994 | -473.4686 | 876.1723 | -1437.8972 | -2161.1592 | -39.9935 | -75.0022 | 2838.5732 | -2037.5631 | -1141.0095 | -408.9354 | -80.0543 | 219.7322 | 1115.4684 | 3872.4158 | -626.6813 | 853.4334 | 5.6553 | 1684.9753 | 3734.3972 | -225.2133 | 51.5844 | 0.99922 | -1206.9224 | 61.2709 | 3204.4243 | 1345.1019 | 4039.4583 | -2.9763 | -314.2173 | 3633.8315 | 374.2255 | 897.2089 | -510.4998 | 1.0018 | -708.3416 | 4585.7661 | 210.1042 | -228.1531 | 291.0297
2030-03-23 | 3 | -40.3553 | 60.1324 | -70.5898 | -382.5974 | -1877.42 | -338.9549 | 307.8231 | -1234.7205 | 1941.7548 | -78.337 | 3819.0486 | 92.7483 | 1655.7539 | -314.4582 | 1379.8182 | -1465.8016 | 554.5919 | 209.9994 | -466.8432 | 856.0538 | -1321.1221 | -1944.5215 | -27.5387 | -66.9466 | 2790.3228 | -1785.9337 | -969.5143 | -343.6432 | -73.4522 | 246.6575 | 676.8784 | 3933.864 | -770.5168 | 918.0331 | 5.4746 | 1460.99 | 3817.2515 | -71.2068 | 254.1044 | 0.99899 | -1350.3959 | 101.1946 | 3189.3267 | 1362.4614 | 4263.0098 | -3.2176 | -277.1872 | 3892.3005 | 645.6426 | 842.2595 | -447.5101 | 1.0035 | -520.7986 | 3670.7117 | 210.1043 | -217.0143 | 295.1769
2030-03-23 | 4 | -42.1724 | -220.9795 | -68.9838 | -369.7428 | -1888.2416 | -180.2376 | 260.1123 | -1127.6614 | 1974.5437 | -87.9774 | 3803.8074 | 73.3704 | 1637.2795 | -300.2366 | 1420.2988 | -1743.9647 | 502.2991 | 209.9994 | -435.4198 | 787.4668 | -1261.8757 | -1255.5249 | -4.4978 | -71.6988 | 2669.7603 | -1697.51 | -677.2249 | -314.5213 | -67.1264 | 310.6034 | 733.9067 | 4366.4756 | -733.5695 | 1043.9156 | 5.4277 | 1517.5798 | 4590.1943 | -94.2483 | 225.1953 | 0.99929 | -1342.5725 | 158.2373 | 3128.5232 | 1328.0627 | 4159.1353 | -3.1072 | -277.4093 | 3892.0215 | 510.2776 | 822.996 | -143.7369 | -48.0567 | -382.6297 | 3568.9438 | 210.1042 | -204.7576 | 225.7612
2030-03-23 | 5 | -50.8362 | -194.0802 | -73.564 | -443.8194 | -1877.0333 | -174.1393 | 373.3738 | -1167.2694 | 1802.229 | -89.5059 | 3791.1646 | 49.2406 | 1558.5033 | -18.1795 | 1309.9446 | -2206.8311 | 222.9173 | 209.9994 | -389.8414 | 834.8568 | -1352.3267 | -909.5013 | 7.2287 | -78.6479 | 2420.2942 | -2044.5558 | -811.6567 | -341.9767 | -67.1548 | 345.3163 | 921.5322 | 5343.0728 | -583.866 | 1225.8118 | 5.441 | 1650.4364 | 5822.7583 | -132.7011 | 162.954 | 0.99958 | -1255.2314 | 228.4778 | 3092.3774 | 1301.215 | 4036.095 | -3.0759 | -277.3414 | 3797.2969 | 300.4393 | 835.7634 | -83.1628 | -95.81 | -408.6115 | 4219.4868 | 210.1042 | -244.3502 | 224.6207
2030-03-23 | 6 | -65.8154 | -520.5945 | -81.9412 | -516.633 | -1599.5563 | -43.9404 | -106.7351 | -674.6832 | 664.0505 | -97.2725 | 3759.7551 | 19.6797 | 1603.0431 | -17.389 | 1337.5901 | -2547.063 | 262.3465 | 209.9994 | -278.6567 | 810.0164 | -1114.285 | -1838.4462 | 85.1861 | -77.4725 | 1955.6315 | -2407.2629 | -773.9288 | -329.1789 | -54.8211 | 585.3453 | 1249.8567 | 6126.7285 | -364.9247 | 1461.2448 | 5.1249 | 1513.2812 | 7056.9385 | -168.8971 | 82.4727 | 0.99725 | -1430.4951 | 390.1511 | 3144.3201 | 1291.1898 | 3974.6484 | -3.0693 | -277.0095 | 3574.3943 | -147.9994 | 895.4924 | 223.1967 | -681.0392 | -667.6141 | 5589.8301 | 210.1042 | -228.2447 | 177.7607
2030-03-23 | 7 | -71.0547 | -703.0616 | -86.8954 | -550.7084 | -1362.1987 | -33.1164 | -787.4863 | -302.9932 | -2.98 | -105.9748 | 3775.0461 | 37.442 | 1455.1343 | -16.2008 | 1530.9791 | -2511.5059 | 235.6897 | 209.9994 | -278.8535 | 784.6552 | -1069.045 | -2370.634 | 120.5473 | -71.5881 | 1924.854 | -2425.8499 | -677.457 | -339.3366 | -47.6521 | 706.8308 | 1325.99 | 6489.3022 | -371.7336 | 1479.5422 | 4.4469 | 1320.9847 | 7640.4717 | 538.7835 | 894.9311 | 50.0045 | -1700.7821 | 437.4562 | 3611.9766 | 1536.105 | 4583.7939 | 586.4233 | -279.2733 | 3691.8418 | 76.7937 | 944.6987 | 666.0484 | -1270.2589 | -493.8647 | 6702.8135 | 210.1042 | -156.3284 | 238.4283
2030-03-23 | 8 | -61.5397 | -395.616 | -86.8269 | -538.9985 | -1101.0171 | -217.1232 | -955.5472 | -144.2566 | 47.3535 | -117.5259 | 3780.8372 | 20.9601 | 1682.9966 | 130.2744 | 1520.9634 | -2636.0789 | 121.0485 | 209.9994 | -266.9351 | 568.5525 | -1269.3492 | -2361.9348 | 62.0096 | -81.599 | 1916.1406 | -2316.6409 | -333.4404 | -388.0978 | -62.3316 | 626.6378 | 1362.8153 | 5550.3335 | -276.8632 | 1248.9165 | 4.4651 | 1532.8341 | 6605.7573 | 92.5338 | 142.0979 | 450.1834 | -1192.7516 | 269.0407 | 3840.3713 | 1325.071 | 4576.125 | 1.0116 | -277.0003 | 3343.3328 | -561.3903 | 626.9186 | 176.6583 | -1287.4584 | -3.3392 | 5886.6416 | 210.1042 | -79.9921 | 225.4583
2030-03-23 | 9 | -57.8361 | -759.5656 | -84.7079 | -507.7509 | -1258.134 | -56.8068 | -794.3952 | -357.0746 | 123.0588 | -150.6946 | 3790.5564 | 25.1544 | 2043.746 | 261.9118 | 1809.9677 | -2895.802 | 95.8806 | 209.9994 | -332.6174 | 674.6756 | -1248.4922 | -2383.2661 | 94.2317 | -70.9118 | 2287.1243 | -1980.8544 | -409.0885 | -329.2306 | -51.7755 | 662.8205 | 1329.1024 | 5268.3438 | -478.112 | 1287.9713 | 4.1181 | 1541.4648 | 6698.0376 | -111.7878 | 15.647 | 449.8028 | -1372.3759 | 258.3604 | 3896.5979 | 1305.6128 | 4734.9883 | -292.9962 | -276.9722 | 2935.9912 | -957.3722 | 803.9048 | 120.7389 | -977.298 | -460.4179 | 6821.2397 | 210.1042 | -112.4907 | 212.4355
2030-03-23 | 10 | -56.1503 | -763.3749 | -78.9373 | -504.0399 | -1648.1833 | 22.1232 | -11.5081 | -910.5983 | 393.7922 | -170.1971 | 3798.1487 | 63.6961 | 1405.0376 | 318.0793 | 2088.4478 | -2824.0684 | 62.1186 | 209.9994 | -325.368 | 682.3007 | -1301.2378 | -2353.9036 | 61.0401 | -80.9529 | 2234.0525 | -1924.5249 | -227.7559 | -303.8492 | -51.1295 | 511.6493 | 1569.9464 | 5269.3428 | -418.632 | 1354.0604 | 4.8497 | 2286.3774 | 7211.7217 | -204.8927 | 1.0037 | 160.4263 | -1238.7925 | -3.2158 | 3793.3633 | 1278.3535 | 4744.5063 | -288.7118 | -556.2 | 2698.6458 | -745.8842 | 725.1923 | -589.6526 | -297.2293 | -619.5308 | 7345.1812 | 210.1043 | -132.5492 | 175.1602
2030-03-23 | 11 | -50.9245 | -469.1411 | -74.3839 | -507.1915 | -1870.1713 | -107.4687 | -331.9212 | -1152.7179 | 683.4249 | -173.9277 | 3795.5205 | 79.7557 | 1183.7968 | 320.103 | 2113.4021 | -2777.5532 | -37.2156 | 209.9994 | -337.4281 | 674.1391 | -1339.9366 | -2488.0461 | 6.228 | -80.5467 | 2253.7874 | -1957.4194 | -272.7781 | -352.5825 | -57.7515 | 404.1496 | 1540.5148 | 4592.2095 | -307.4131 | 1195.5292 | 5.301 | 2628.6619 | 7199.6235 | -279.6781 | -6.3805 | 1.0003 | -1089.7052 | -126.5956 | 3624.8459 | 1286.5247 | 4714.7739 | -288.7778 | -941.9592 | 2449.4595 | -357.5948 | 610.0988 | -1263.395 | 151.5115 | -792.5254 | 6969.583 | 210.1042 | -159.7201 | 177.3956
2030-03-23 | 12 | -51.4183 | -185.6699 | -71.7602 | -531.9005 | -1753.7826 | -168.0853 | -208.8563 | -1112.4851 | 852.6647 | -173.7507 | 3836.9734 | 42.4419 | 984.8776 | 298.3303 | 1997.9091 | -2582.5667 | 6.8001 | 209.9994 | -350.7339 | 654.98 | -1385.5664 | -2943.9138 | -34.9196 | -66.558 | 2255.8328 | -2101.4817 | -262.6606 | -400.3935 | -67.3673 | 319.9185 | 1581.0464 | 4403.918 | -114.5271 | 1126.3755 | 5.3079 | 2358.655 | 7445.3696 | -234.9388 | 0.99939 | 112.6147 | -948.3287 | -216.3429 | 3594.457 | 1285.0215 | 4706.7832 | -290.8876 | -1375.6278 | 2436.907 | -91.7577 | 532.5673 | -1279.7507 | -29.2488 | -952.2079 | 6878.5781 | 210.1043 | -111.6414 | 219.0564
2030-03-23 | 13 | -56.3733 | -224.1845 | -71.6877 | -575.3189 | -1780.5771 | -142.5603 | -911.462 | -1320.1656 | 1053.1514 | -175.5078 | 3837.9417 | 37.7134 | 1051.1136 | 317.6524 | 2048.1538 | -2571.6169 | -26.9229 | 209.9994 | -319.6562 | 758.4293 | -1432.3616 | -3409.4211 | 8.4522 | -71.1208 | 1954.5209 | -2296.6113 | -760.641 | -415.8605 | -59.6496 | 374.9354 | 1562.8948 | 4628.0986 | -95.0517 | 1210.0321 | 4.9219 | 2508.7856 | 8038.9077 | -243.0693 | 1.001 | 155.4939 | -1045.8126 | -82.2772 | 3606.8418 | 1273.1951 | 4715.9932 | -291.547 | -1442.0004 | 2386.3733 | -321.8054 | 800.832 | -175.1192 | -154.706 | -965.5342 | 9412.0273 | 210.1043 | -92.9754 | 175.3665
2030-03-23 | 14 | -55.7906 | -143.0402 | -70.2924 | -589.572 | -1987.8812 | -278.2809 | -3113.5425 | -1002.921 | 847.9073 | -171.2571 | 3828.9192 | 29.3454 | 457.4604 | 309.2684 | 1996.6486 | -2626.4846 | -69.8335 | 209.9994 | -287.9549 | 813.0488 | -1517.3168 | -3808.196 | 63.8446 | -67.3623 | 1496.8496 | -2389.4182 | -1130.2942 | -455.2271 | -53.4993 | 479.4839 | 1513.4347 | 4087.3225 | -178.4269 | 1116.4583 | 4.2747 | 2163.0303 | 7939.0566 | -3.2828 | 0.99923 | 0.99882 | -1226.0669 | 120.8555 | 3244.1504 | 1235.3347 | 4381.0918 | -294.196 | -1234.316 | 3807.824 | 1135.177 | 1060.1923 | 1.0009 | -248.4356 | -1726.644 | 10238.6562 | 210.1042 | -157.9698 | 113.3564
2030-03-23 | 15 | -57.1315 | -13.4731 | -69.5327 | -591.03 | -1998.1136 | -309.6778 | -2826.5559 | -1033.176 | 1142.8368 | -176.2133 | 3824.9761 | 12.2526 | 1236.2385 | 274.9748 | 1926.1052 | -2318.7434 | 28.1544 | 209.9994 | -325.6504 | 677.2441 | -1350.441 | -3399.7991 | 50.0898 | -81.7646 | 2072.5444 | -2497.8279 | -591.4277 | -469.3432 | -60.4524 | 490.392 | 1479.3252 | 4227.0347 | -41.9573 | 1149.6133 | 4.6398 | 2641.9094 | 8255.7451 | -284.1949 | 1.0056 | 127.746 | -892.019 | 156.6014 | 3519.6174 | 1251.3557 | 4669.9951 | -295.5767 | -1367.5889 | 2453.9399 | -697.4172 | 744.9344 | -320.745 | -50.7069 | -966.9993 | 9620.4531 | 210.1043 | -149.9016 | 97.1212
2030-03-23 | 16 | -55.2101 | 352.4079 | -68.9714 | -590.7214 | -1962.9895 | -493.6822 | -2906.8313 | -980.2923 | 1177.9253 | -186.9761 | 3821.1101 | 35.9624 | 1380.0197 | 73.6897 | 2097.4861 | -1521.8448 | 420.627 | 209.9994 | -332.6248 | 598.105 | -1282.2124 | -3181.7261 | -6.4449 | -97.4619 | 2103.1704 | -2551.9373 | -603.838 | -521.1163 | -74.3329 | 419.2492 | 1807.0029 | 4060.8911 | 43.7009 | 1043.557 | 4.8748 | 2966.5481 | 7316.8965 | -335.337 | 1.0034 | 8.6968 | -871.7094 | 17.0625 | 3340.0352 | 1209.3315 | 4639.6772 | -295.4763 | -1229.8578 | 2729.875 | -562.9636 | 607.4469 | -531.8966 | -50.0668 | -674.7015 | 8807.1494 | 210.1042 | -136.9454 | 98.7199
2030-03-23 | 17 | -45.0359 | 520.8716 | -64.2757 | -541.923 | -1882.9313 | -607.1329 | -3242.2498 | -697.5325 | 1148.08 | -174.4667 | 3814.9263 | 53.8399 | 1315.9871 | 237.7641 | 1965.5717 | -1100.4769 | 409.2234 | 209.9994 | -334.8546 | 620.9112 | -1370.4658 | -3129.3015 | -32.6705 | -89.8704 | 2114.3672 | -2352.1406 | -750.0893 | -535.5632 | -82.1137 | 373.8484 | 1669.2938 | 3125.8369 | 17.4789 | 849.6226 | 4.833 | 2861.0415 | 5803.1479 | -407.4385 | -2.1463 | 1.0004 | -816.7199 | -45.6792 | 3070.1841 | 1188.9835 | 4331.5718 | -291.4648 | -670.79 | 2916.7786 | -499.2286 | 652.0771 | -821.9062 | -50.2014 | -755.9807 | 8265.3486 | 210.1043 | -152.7463 | 97.9977
2030-03-23 | 18 | -38.1464 | 694.2131 | -62.3625 | -542.7213 | -1845.3005 | -756.5883 | -4367.7993 | -532.6797 | 1038.6595 | -162.1006 | 3762.1294 | 86.2774 | 1676.8713 | 210.8063 | 2011.7228 | -1020.3567 | 300.9109 | 209.9994 | -357.2651 | 660.5652 | -1481.2877 | -3220.6062 | -26.3688 | -79.9362 | 2241.5322 | -2288.7563 | -809.1685 | -573.9055 | -85.5985 | 386.1208 | 1554.7446 | 2583.7327 | -38.2056 | 610.1588 | 5.0356 | 2678.9612 | 4946.937 | -503.5921 | 0.99972 | 84.4415 | -776.4773 | -10.4723 | 3162.5164 | 1129.7042 | 4363.209 | -285.4904 | -1066.5105 | 2895.6633 | -743.7365 | 674.5218 | -562.8825 | -160.221 | -798.0803 | 7966.0127 | 210.1043 | -137.7901 | 101.2542
2030-03-23 | 19 | -36.238 | 749.1619 | -62.6935 | -550.1531 | -1921.8539 | -758.0311 | -4263.8057 | -695.3435 | 591.4733 | -149.9247 | 3763.7256 | 98.3418 | 1837.5413 | 227.7958 | 1941.0576 | -900.0084 | 265.9994 | 209.9994 | -324.6407 | 644.4984 | -1531.7386 | -3414.3352 | -65.6418 | -79.5369 | 2076.2703 | -2231.6948 | -888.0779 | -574.009 | -91.4721 | 342.2659 | 1477.1243 | 2516.1638 | -108.5252 | 570.8703 | 4.3902 | 2614.012 | 4656.0864 | -527.0577 | -2.1527 | 244.7202 | -800.7151 | -175.0288 | 3112.4165 | 1107.251 | 4215.1978 | -278.3969 | -1154.7302 | 2911.8945 | -1157.7457 | 659.6834 | -703.5335 | -294.7289 | -817.1298 | 7572.5488 | 0.10423 | -150.9539 | 105.8779
2030-03-23 | 20 | -32.7129 | 590.9246 | -65.5068 | -544.1074 | -1700.3772 | -838.5094 | -5044.8721 | -284.9467 | 358.4193 | -163.4952 | 3731.9397 | 78.7611 | 1754.674 | 267.8128 | 2062.1062 | -326.9152 | 244.4224 | 209.9994 | -399.2819 | 575.9454 | -1402.5092 | -3525.8765 | -27.0498 | -72.4433 | 2467.2236 | -2112.6609 | -838.027 | -584.41 | -87.2995 | 483.2462 | 1456.1244 | 2400.4868 | -148.9261 | 405.8781 | 4.3937 | 2558.0598 | 4413.5996 | -534.7489 | 0.9987 | 347.7948 | -980.9583 | -142.8114 | 3081.9956 | 1126.4678 | 4172.6016 | -277.1581 | -335.4896 | 2802.5098 | -1035.1506 | 662.3502 | -83.9668 | -487.6455 | -311.9059 | 7900.3247 | 0.10423 | -93.9648 | 32.8819
2030-03-23 | 21 | -39.2446 | 238.7372 | -72.3746 | -571.3571 | -1726.5609 | -677.0968 | -5748.9468 | -170.7567 | 662.5786 | -173.4482 | 3714.04 | 70.5598 | 1754.3689 | 305.8611 | 2150.4165 | -710.4284 | 183.56 | 209.9994 | -401.0033 | 569.6472 | -1408.7695 | -3587.3184 | 19.4355 | -72.255 | 2485.2847 | -2156.2031 | -1047.6571 | -553.8069 | -76.1216 | 605.2093 | 1301.614 | 2878.7856 | -296.1872 | 536.3504 | 3.2833 | 2436.0259 | 4910.688 | -450.4547 | 49.9641 | 450.4812 | -1157.8254 | -12.596 | 3155.0852 | 1138.3594 | 4329.019 | -279.1269 | -277.1805 | 2829.2705 | -1196.069 | 729.6467 | 1.0072 | -460.1209 | -209.78 | 8500.8994 | 0.10423 | -100.5608 | 0.36874
2030-03-23 | 22 | -56.6775 | -226.1495 | -78.6646 | -611.2473 | -1948.5491 | -354.7759 | -5370.5298 | -509.9384 | 154.9226 | -161.8282 | 3774.9612 | 44.8628 | 1782.8152 | 318.071 | 1997.6078 | -2636.9661 | -54.8649 | 209.9994 | -370.8302 | 707.8152 | -1534.7445 | -3410.2681 | 61.8689 | -66.8055 | 2269.75 | -2347.4209 | -922.0315 | -473.5244 | -57.8501 | 634.9717 | 1400.0475 | 4705.624 | -90.6955 | 1095.8176 | 4.5103 | 2439.3777 | 6731.5562 | -467.8043 | 0.99913 | 372.9601 | -1280.3121 | 105.3992 | 3160.626 | 1140.2717 | 4348.7905 | -282.5598 | -312.0058 | 2948.4663 | -1121.8811 | 1009.317 | 489.9302 | -395.7626 | -793.0071 | 9786.6172 | 210.1042 | -123.2299 | 11.3352
2030-03-23 | 23 | -49.0546 | -304.1521 | -75.3739 | -562.3703 | -1838.1106 | -291.2439 | -5425.5293 | -553.9122 | 429.0054 | -132.066 | 3772.6526 | 87.0819 | 1657.6366 | 268.8795 | 1894.9254 | -2608.6851 | -129.6631 | 209.9994 | -317.6439 | 931.869 | -1514.1108 | -3502.3088 | 97.4602 | -58.6512 | 1813.473 | -2054.1055 | -1178.093 | -432.9426 | -53.2329 | 608.3954 | 1211.9609 | 3964.199 | -394.4534 | 938.8369 | 3.4427 | 1793.8698 | 5685.1567 | -356.0579 | 102.8412 | 449.431 | -1331.0024 | 273.6844 | 3389.0601 | 1146.8552 | 4758.9497 | -289.227 | -767.6122 | 2780.3877 | -1472.959 | 933.4669 | 570.6127 | -547.84 | -953.795 | 8572.3086 | 210.1042 | -98.7011 | 58.0857
2030-03-23 | 24 | -48.581 | -146.8683 | -75.0444 | -549.105 | -1854.8052 | -423.2333 | -5294.3711 | -524.41 | 691.2823 | -112.041 | 3760.3093 | 60.5385 | 1735.076 | -14.0613 | 1764.4926 | -2581.1377 | -53.2298 | 209.9994 | -303.7635 | 862.1505 | -1423.7877 | -2839.9197 | 82.442 | -50.9153 | 1759.2899 | -2202.8486 | -950.2296 | -478.8625 | -56.6792 | 581.5276 | 1426.5225 | 3956.8977 | -150.8558 | 793.8337 | 3.8058 | 1585.6625 | 5280.4907 | -471.9636 | 1.001 | 449.4683 | -1068.4623 | 287.1979 | 2712.0039 | 1120.7693 | 4103.2388 | -296.877 | -762.6755 | 3233.9524 | -1489.8575 | 808.3906 | 126.9408 | -621.186 | -990.7792 | 8683.9512 | 210.1043 | -112.1744 | 117.0271
2030-03-24 | 1 | -56.5526 | -506.5745 | -74.1467 | -538.746 | -1918.5771 | -243.1632 | -4367.9858 | -735.5906 | 1181.4457 | -124.9896 | 3730.5273 | 36.0705 | 1459.3811 | -165.2574 | 1833.1482 | -2157.4155 | -4.2166 | 209.9994 | -244.4547 | 837.1805 | -1069.7572 | -3019.7734 | 79.96 | -64.0874 | 1662.0996 | -2189.1406 | -925.8568 | -400.3415 | -45.4105 | 591.5463 | 1280.0417 | 4753.3101 | -171.5602 | 1077.4805 | 3.9028 | 1433.7063 | 6524.3008 | -429.03 | 1.0034 | 449.4799 | -1590.6293 | 175.3946 | 2870 | 1177.7194 | 4015.2693 | -305.0883 | -540.9044 | 3160.3477 | -1361.865 | 994.6536 | 511.1073 | -208.091 | -674.4445 | 10953.7207 | 210.1043 | -158.5012 | 93.1269
2030-03-24 | 2 | -57.2494 | -602.261 | -71.7024 | -504.1292 | -1825.7957 | -114.775 | -2926.9326 | -960.5056 | 1196.5455 | -104.953 | 3772.7505 | 52.5202 | 1181.7891 | -217.5476 | 1651.9972 | -2232.5381 | 6.8814 | 209.9994 | -244.9273 | 727.6794 | -900.3558 | -3116.8677 | 27.0256 | -71.7358 | 1640.9674 | -2134.1836 | -633.5443 | -364.9454 | -48.7256 | 534.1234 | 1180.4575 | 4815.5029 | -150.3081 | 1143.37 | 3.9259 | 1600.1904 | 6901.5762 | -396.8808 | 1.0037 | 318.0966 | -1868.6881 | -2.9395 | 2918.8794 | 1220.0374 | 4103.8931 | -310.4264 | -272.5935 | 3187.8506 | -1294.5631 | 932.041 | 259.0945 | -307.8658 | -589.2527 | 10804.3477 | 210.1042 | -183.4293 | 75.7255
2030-03-24 | 3 | -54.8781 | -218.126 | -72.5904 | -504.4498 | -1880.8715 | -320.98 | -2823.1321 | -351.2531 | 1429.5913 | -112.9333 | 3766.7754 | 21.1553 | 1030.4468 | -250.7721 | 1567.8291 | -2263.2739 | 88.5652 | 209.9994 | -246.2231 | 636.5217 | -1061.735 | -2612.5159 | 29.3706 | -84.3946 | 1701.0751 | -2278.1099 | -338.5755 | -425.3517 | -61.2854 | 535.6783 | 1417.2137 | 4670.7861 | 12.1898 | 1073.972 | 4.8318 | 1849.4758 | 6551.3032 | -400.2568 | 1.0002 | 310.7878 | -1218.4919 | 88.442 | 2851.7725 | 1234.6951 | 4071.4988 | -312.4737 | -273.8062 | 3303.0181 | -849.9173 | 667.159 | 0.99529 | -50.7566 | -70.7446 | 8177.0742 | 210.1043 | -156.2367 | 34.847
2030-03-24 | 4 | -52.5236 | -230.6412 | -71.629 | -495.5504 | -1982.6472 | -352.5271 | -3290.9443 | -369.2113 | 1592.7479 | -121.8839 | 3767.8862 | -29.0768 | 1151.2985 | -328.4867 | 1355.5226 | -1736.3538 | 71.3298 | 209.9994 | -245.8254 | 630.3336 | -1039.5439 | -2609.896 | 26.9518 | -79.9671 | 1732.6102 | -2198.3879 | -358.1619 | -430.726 | -61.9121 | 540.3663 | 1393.1707 | 4417.5171 | 15.7656 | 1021.5887 | 5.0328 | 1876.1481 | 6363.8516 | -403.8483 | 1.0004 | 301.3472 | -1274.2902 | 65.3577 | 2751.4285 | 1182.4778 | 3977.0759 | -313.874 | -275.4846 | 3388.751 | -913.4105 | 706.333 | 226.8389 | -51.021 | -17.3758 | 8044.1299 | 210.1043 | -145.6402 | 105.6551
2030-03-24 | 5 | -52.1126 | -203.3548 | -70.9041 | -492.599 | -1945.9338 | -382.2254 | -3638.5176 | -344.5927 | 1251.0323 | -148.7046 | 3772.2463 | -110.0437 | 1227.8722 | -200.0236 | 1233.4495 | -1512.9347 | 80.393 | 209.9994 | -238.6523 | 639.8225 | -1021.9906 | -2441.6819 | 22.5002 | -77.738 | 1712.0226 | -2223.6294 | -311.8471 | -441.3827 | -62.9897 | 546.9097 | 1446.3091 | 4300.0845 | 64.5156 | 1051.6649 | 5.5844 | 1898.9115 | 6317.2832 | -407.4312 | 1.0007 | 294.7043 | -1338.2483 | 0.98986 | 2740.4065 | 1154.02 | 3952.8936 | -313.1762 | -272.8247 | 3340.0386 | -971.5414 | 847.2202 | 543.2114 | -143.13 | -236.6478 | 8484.9502 | 210.1042 | -153.3737 | 142.0985
2030-03-24 | 6 | -51.7013 | -98.5338 | -72.4136 | -508.9133 | -1899.5374 | -504.2272 | -4299.2017 | -346.6432 | 485.8112 | -156.3066 | 3766.8076 | -111.5906 | 1316.8566 | -226.446 | 1305.4219 | -1483.9469 | 56.302 | 209.9994 | -234.3105 | 702.4147 | -1246.2379 | -2385.1812 | 43.9475 | -80.9338 | 1652.7737 | -2335.356 | -378.0986 | -478.2516 | -61.558 | 551.9194 | 1420.4636 | 3985.2632 | 61.6453 | 1029.3085 | 6.0011 | 1857.3175 | 6408.8403 | -382.5774 | 1.0002 | 298.5696 | -1296.2583 | 91.239 | 2783.7349 | 1148.99 | 3996.8716 | -313.27 | -272.8483 | 3270.5554 | -1130.355 | 914.8817 | 734.7186 | -555.7909 | -547.4877 | 8739.7598 | 210.1042 | -117.8257 | 96.3026
2030-03-24 | 7 | -49.0822 | -413.7638 | -72.2267 | -493.5094 | -1904.0275 | -316.2868 | -4282.0098 | -527.0241 | 394.4046 | -148.6548 | 3764.4199 | -39.2321 | 1331.526 | -242.108 | 1478.5505 | -1422.1708 | -37.0927 | 209.9994 | -226.4222 | 723.9066 | -1335.6074 | -3037.2651 | 57.5088 | -89.8069 | 1571.7235 | -2062.3816 | -611.2045 | -411.1625 | -54.0919 | 558.5916 | 1456.72 | 3672.4814 | -120.318 | 1103.5184 | 5.8838 | 2154.7478 | 6542.9111 | 0.33978 | 419.3503 | 1.001 | -1483.6332 | 74.6448 | 3154.0396 | 1271.7444 | 4431.7676 | 1.0126 | -277.636 | 3729.3813 | -561.814 | 1042.5066 | 598.7126 | -631.1035 | -424.2672 | 8967.1055 | 210.1042 | -115.9796 | 104.8657
2030-03-24 | 8 | -46.7343 | -128.2134 | -76.2695 | -534.9694 | -1911.828 | -553.723 | -5515.457 | -518.1136 | 74.2185 | -161.1162 | 3757.0999 | -70.4748 | 1242.0981 | -223.6767 | 1563.9062 | -1440.6046 | -79.5063 | 209.9994 | -227.5574 | 722.9331 | -1267.9409 | -3135.0173 | 64.614 | -98.6428 | 1735.6658 | -2235.1902 | -658.5383 | -493.911 | -58.3587 | 578.7453 | 1057.0381 | 3124.4043 | -77.9504 | 974.3575 | 6.1226 | 2714.0093 | 6346.52 | -349.3936 | 1.001 | 181.6803 | -1477.9988 | 62.2271 | 3110.4277 | 1148.4982 | 4255.8135 | -309.2239 | -276.752 | 3442.9597 | -793.9963 | 1020.9164 | 624.5379 | -983.2731 | -464.9364 | 8842.6826 | 210.1042 | -93.3277 | 85.3497
2030-03-24 | 9 | -38.1171 | -43.2235 | -73.4921 | -513.4237 | -1711.4523 | -694.7673 | -7030.9067 | -259.3533 | -3.0438 | -153.2971 | 3759.2505 | -20.2975 | 973.0383 | 0.99944 | 1558.8711 | -499.5953 | 119.0457 | 209.9994 | -234.2133 | 804.8655 | -1286.2228 | -3504.9507 | 99.4018 | -103.5504 | 1662.5256 | -2090.1079 | -1009.4336 | -529.6517 | -59.1986 | 638.1787 | 1018.3601 | 2258.5718 | -252.8356 | 728.7252 | 5.685 | 2886.1848 | 5240.4819 | -341.1098 | -1.6713 | 1.0003 | -1634.8706 | 143.3698 | 2820.3662 | 1070.9589 | 3651.9656 | -75.0617 | -955.2542 | 4259.3462 | 127.518 | 1173.2172 | 857.7999 | -1165.6678 | -848.6442 | 7344.3315 | 210.1043 | -110.7391 | 57.4465
2030-03-24 | 10 | -35.817 | 1.0121 | -69.9969 | -487.3925 | -1906.6759 | -604.7561 | -7195.8389 | -203.5011 | 50.3928 | -204.2912 | 3764.9958 | -89.0149 | 1649.6206 | 239.3243 | 1679.0535 | -550.7612 | 132.1564 | 209.9994 | -221.0026 | 781.4016 | -1322.6229 | -3121.6396 | 51.2541 | -101.4001 | 1596.6954 | -1946.0298 | -712.0094 | -493.1382 | -66.5729 | 534.162 | 599.1637 | 2341.5989 | -147.8897 | 774.9747 | 6.52 | 2783.0535 | 4730.1934 | -413.331 | -2.0265 | 0.9991 | -1408.7246 | -0.93066 | 3094.01 | 1069.2965 | 4397.5483 | -298.3769 | -962.7194 | 2922.0723 | -1072.0719 | 1065.8677 | -82.3362 | -530.8091 | -1003.4641 | 5087.6299 | 210.1043 | -147.3883 | 131.112
2030-03-24 | 11 | -16.4197 | 139.9286 | -58.011 | -397.715 | -1935.5292 | -628.8574 | -7089.7822 | -264.3022 | 393.9035 | -219.9671 | 3770.0076 | -107.082 | 1708.032 | 298.0444 | 1740.1376 | -393.5876 | -45.5793 | 209.9994 | -212.7376 | 673.217 | -1257.627 | -2851.5212 | 2.092 | -101.36 | 1585.2307 | -1607.6858 | -367.5006 | -482.575 | -77.4211 | 460.9996 | 278.9456 | 830.1296 | -219.6178 | 338.5706 | 6.5111 | 2798.0273 | 2806.5457 | -399.5505 | -2.096 | 0.99943 | -1047.0706 | -66.0913 | 3089.1157 | 1058.4528 | 4370.3252 | -296.9753 | -891.2523 | 2823.2883 | -1001.5209 | 785.4265 | -80.3268 | -395.57 | -948.6749 | 3183.6987 | 210.1042 | -49.2109 | 200.5957
2030-03-24 | 12 | -12.4471 | 345.4588 | -53.0659 | -369.6164 | -1974.8939 | -702.7266 | -6768.002 | -333.7924 | 1024.0847 | -232.2761 | 3764.4551 | -122.6899 | 1670.9617 | 296.3474 | 1748.4996 | -367.5704 | 16.9709 | 209.9994 | -224.1006 | 535.4908 | -1159.9412 | -2689.2319 | -19.4597 | -113.4455 | 1780.0317 | -1667.0228 | -164.881 | -494.8461 | -84.1163 | 428.9298 | 277.5335 | 432.2532 | -205.6105 | 248.1901 | 5.9276 | 2993.3728 | 2251.6555 | -514.0602 | -33.3835 | 1.0001 | -763.0325 | -80.5797 | 2938.1526 | 1033.8774 | 4187.1621 | -299.6662 | -1171.0292 | 2649.4312 | -594.0706 | 667.3929 | -339.3035 | -144.1332 | -737.5701 | 2395.9895 | 210.1042 | -115.7157 | 195.308
2030-03-24 | 13 | -17.5832 | 545.3121 | -49.9554 | -355.6005 | -2004.3466 | -824.6899 | -6441.0649 | -214.7571 | 723.2553 | -227.3496 | 3758.4099 | -107.7776 | 1535.6659 | 270.7207 | 1712.3534 | 58.9634 | 44.9261 | 209.9994 | -243.5273 | 390.8094 | -938.7371 | -2591.0762 | -49.9263 | -123.5463 | 1997.5524 | -1661.1271 | 24.9208 | -511.1645 | -92.076 | 433.8698 | 264.941 | 4.2992 | -178.3988 | 154.8126 | 5.6279 | 3136.3887 | 2041.5663 | -500.1168 | 0.99982 | 224.3782 | -940.1401 | -85.7813 | 2832.0679 | 1059.8601 | 4114.8843 | -297.5856 | -676.3796 | 2640.6917 | -357.9831 | 494.5421 | -390.4166 | -49.7546 | -378.2585 | 2121.4446 | 210.1042 | -145.2353 | 253.9879
2030-03-24 | 14 | -18.3404 | 666.0854 | -48.119 | -346.435 | -2012.8077 | -822.207 | -6111.6714 | -296.0694 | 916.9822 | -205.8835 | 3767.4146 | -94.9928 | 1477.0752 | 250.8569 | 1665.4866 | 87.1124 | 91.7697 | 209.9994 | -261.2837 | 360.9604 | -851.5116 | -2583.2036 | -75.1095 | -127.4992 | 2074.7148 | -1717.0427 | -95.4711 | -506.3656 | -96.9376 | 389.7362 | 374.5366 | 4.6332 | -184.1753 | 202.1592 | 5.4671 | 3209.4639 | 1942.5096 | -502.0906 | 1.0002 | 216.2173 | -998.5889 | -104.6231 | 2741.657 | 1059.4733 | 4014.4985 | -298.3024 | -677.9547 | 2789.2246 | -264.112 | 434.3819 | -773.7289 | 233.0114 | -138.302 | 1432.8153 | 210.1043 | -209.225 | 209.5172
2030-03-24 | 15 | -4.2012 | 924.3173 | -45.9589 | -338.7437 | -2027.2646 | -905.2645 | -6082.1294 | -300.0891 | 1160.8445 | -191.3295 | 3761.1941 | -97.7868 | 1422.3075 | 237.754 | 1651.0197 | 100.4324 | 74.5316 | 209.9994 | -277.3775 | 329.4918 | -941.8425 | -2276.8308 | -118.2541 | -119.3264 | 2110.6133 | -1645.3817 | -56.8866 | -510.5316 | -106.861 | 302.3239 | 300.928 | 3.1055 | -265.1938 | 67.5925 | 5.0621 | 3154.4329 | 1129.6558 | -505.3764 | 0.76498 | 236.1066 | -940.369 | -187.9147 | 2743.1887 | 1048.3781 | 4019.0723 | -300.7754 | -1001.5565 | 2881.3501 | -235.5266 | 411.4312 | -891.9135 | 519.7729 | 5.9801 | -432.1179 | 210.1042 | -246.1774 | 139.3564
2030-03-24 | 16 | -5.2131 | 972.4885 | -45.6536 | -336.0213 | -2036.108 | -834.9698 | -4911.8813 | -440.5665 | 1254.4672 | -209.721 | 3759.7202 | -190.8762 | 1417.7458 | 255.9829 | 1612.3567 | 157.9723 | 166.3114 | 209.9994 | -283.9545 | 374.1737 | -954.6461 | -2152.8271 | -124.0128 | -118.6857 | 2120.0496 | -1592.3154 | -192.0124 | -477.9501 | -107.1803 | 262.6854 | 189.7286 | 445.6173 | -429.6948 | 117.5502 | 4.4409 | 3131.3657 | 1096.4534 | -522.925 | 1.0017 | 176.5865 | -897.4704 | -166.904 | 2719.3157 | 1064.7126 | 3995.9829 | -299.1304 | -694.7723 | 3017.0732 | -455.2916 | 365.243 | -1263.8159 | 807.2943 | 283.222 | -377.3379 | 210.1042 | -286.1342 | 111.2749
2030-03-24 | 17 | -18.3002 | 740.7884 | -46.943 | -330.3192 | -2033.2411 | -663.4493 | -4364.8198 | -722.6356 | 1175.625 | -193.9326 | 3706.417 | -170.5586 | 1458.4753 | 291.328 | 1592.2075 | 5.1018 | 217.3533 | 209.9994 | -282.6552 | 419.3688 | -997.4869 | -2326.8425 | -102.9917 | -117.7053 | 2096.5637 | -1518.4081 | -324.4983 | -404.6264 | -98.9534 | 278.537 | 149.6597 | 1308.9994 | -538.8148 | 254.1147 | 4.3688 | 3111.813 | 1547.3413 | -529.407 | -2.0188 | 65.3413 | -1025.2814 | -105.8783 | 2772.8853 | 1067.6929 | 4025.5581 | -298.4092 | -768.1267 | 3040.7502 | -715.8104 | 491.6924 | -1285.5681 | 752.4083 | 18.319 | 91.6099 | 210.1042 | -312.7688 | 164.9869
2030-03-24 | 18 | -16.2704 | 952.8218 | -48.371 | -322.641 | -2048.4204 | -733.0133 | -4964.5552 | -237.7572 | 937.6547 | -139.1321 | 3712.1052 | -3.244 | 1555.6254 | 303.146 | 1617.1145 | -261.6907 | 225.25 | 209.9994 | -246.8013 | 262.5685 | -965.0585 | -2406.4158 | -147.6349 | -126.3899 | 1995.0349 | -1575.4268 | 9.6414 | -462.9339 | -113.0739 | 272.4839 | 371.9019 | 1067.9886 | -296.741 | 159.3393 | 4.9865 | 3233.0886 | 1067.113 | -579.064 | -2.051 | 96.8362 | -932.0631 | -205.467 | 2742.3254 | 1054.8427 | 3926.0542 | -291.637 | -622.9545 | 3118.9622 | -858.6872 | 339.0061 | -1211.7012 | 609.3634 | 157.7151 | -1057.2056 | 0.10423 | -273.5072 | 205.8925
2030-03-24 | 19 | -22.4573 | 520.8667 | -49.6102 | -260.5487 | -2036.5934 | -421.6872 | -1670.5984 | -650.7383 | 1174.8677 | -129.6603 | 3720.4133 | 30.8806 | 1604.224 | 411.8173 | 1784.3438 | -438.7188 | 262.7286 | 209.9994 | -200.9535 | 581.4991 | -1108.562 | -2934.6731 | -134.2415 | -111.9252 | 1621.7877 | -1222.2673 | -699.801 | -310.1538 | -101.0935 | 169.059 | 82.7249 | 864.157 | -823.7268 | 364.8492 | 5.2682 | 2967.708 | 572.3687 | -717.7184 | -43.3284 | 1.003 | -1185.2386 | -260.9816 | 2557.9033 | 1057.6865 | 3729.8149 | -277.2093 | -675.3638 | 3177.7246 | -1024.3395 | 707.5225 | -187.7123 | 561.1791 | 26.0636 | -1704.036 | 0.10423 | -245.8502 | 242.5728
2030-03-24 | 20 | -24.3154 | 94.2654 | -48.7726 | -256.2413 | -1933.2443 | -202.5916 | -1857.8616 | -656.761 | 289.134 | -148.9044 | 3748.0903 | 72.0533 | 1683.3859 | 548.6571 | 2237.1279 | -470.7643 | 256.2244 | 209.9994 | -160.7612 | 555.0337 | -1087.2874 | -2994.5129 | -133.2999 | -116.23 | 1461.5454 | -977.1962 | -415.6898 | -155.2841 | -92.6202 | 210.3167 | 633.1545 | 1036.5537 | -844.8283 | 538.9852 | 5.8105 | 2939.0303 | 964.723 | -704.6428 | -33.176 | 1.0007 | -1201.3833 | -347.2456 | 2517.2485 | 1047.4663 | 3705.4006 | -273.7842 | -580.4136 | 3206.2966 | -1181.7734 | 754.9188 | -435.1443 | 58.7831 | 2.187 | -2610.4324 | 0.10423 | -254.083 | 191.8366
2030-03-24 | 21 | -30.9848 | 240.0902 | -60.5465 | -312.9559 | -1952.7714 | -407.28 | -2784.2312 | -412.0004 | 383.744 | -184.9608 | 3747.845 | 15.9003 | 1499.6478 | 585.8892 | 2355.3899 | -473.6118 | 246.9279 | 209.9994 | -200.4338 | 367.4504 | -1237.4661 | -2574.1355 | -89.8188 | -124.723 | 1576.066 | -1407.8693 | 9.6301 | -300.2638 | -84.91 | 293.5622 | 861.1882 | 1188.0396 | -550.0414 | 445.2889 | 5.9544 | 2984.7361 | 1415.8137 | -489.1482 | 0.99947 | 211.0586 | -715.14 | -361.3241 | 2993.1233 | 1053.0837 | 4072.0618 | -275.674 | -365.5081 | 3231.6211 | -1025.9358 | 688.0039 | -1206.1332 | 198.5379 | -291.8561 | -625.4645 | 0.10423 | -279.1354 | 316.1473
2030-03-24 | 22 | -31.1243 | 192.7257 | -61.6508 | -316.4809 | -1950.0884 | -457.5032 | -3287.0044 | -267.9086 | 627.6409 | -178.6473 | 3741.0178 | 17.1211 | 1145.9973 | 558.9927 | 2268.6892 | -373.7939 | 239.8449 | 209.9994 | -216.1114 | 455.1151 | -1096.4075 | -2352.5042 | -78.3103 | -129.2921 | 1774.1976 | -1425.8407 | 9.6545 | -312.4911 | -79.848 | 373.5068 | 770.4667 | 1425.9236 | -620.7632 | 522.2095 | 4.6458 | 3061.6001 | 1550.3022 | -627.8531 | -188.412 | -2.46 | -936.2729 | -274.1534 | 2339.7747 | 1013.3003 | 3339.7314 | -283.2214 | -1214.9565 | 4380.6338 | 247.942 | 656.591 | -912.8948 | 347.069 | -166.3946 | -142.9165 | 210.1042 | -189.702 | 382.0432
2030-03-24 | 23 | -31.6825 | 551.4046 | -62.5788 | -344.2969 | -1970.1025 | -624.537 | -3283.8169 | -244.6751 | 1058.75 | -168.0856 | 3725.7783 | 1.0006 | 1179.4469 | 492.0577 | 2041.7588 | -339.0669 | 254.5087 | 209.9994 | -268.3856 | 465.6086 | -1252.1847 | -2095.6428 | -107.1458 | -125.4543 | 2090.1125 | -1662.1704 | -89.7046 | -398.3148 | -87.5935 | 311.347 | 659.4085 | 1550.9647 | -510.3731 | 466.7893 | 4.8702 | 3171.5403 | 1672.442 | -412.35 | 0.99923 | 217.5949 | -910.6653 | -299.6873 | 2655.5127 | 1098.3107 | 3830.801 | -182.1461 | -277.9856 | 3709.7678 | -310.1658 | 633.544 | -1357.5685 | 678.6891 | -405.6524 | 94.0758 | 210.1042 | -203.3878 | 438.9063
2030-03-24 | 24 | -22.5802 | 377.5157 | -54.4986 | -283.2874 | -1967.7897 | -462.4775 | -2337.3003 | -698.9805 | 1527.9508 | -110.7841 | 3732.0129 | 72.2963 | 1454.0485 | 391.0066 | 1707.8613 | -65.4422 | 235.7934 | 209.9994 | -322.8417 | 773.8221 | -1316.6016 | -1851.0923 | -39.7476 | -106.4491 | 2280.1313 | -1299.3793 | -843.6119 | -325.4891 | -79.3351 | 285.9429 | -64.8822 | 1155.6547 | -1025.0463 | 370.8763 | 4.274 | 2954.7559 | 906.7291 | -840.2606 | -325.6755 | -1.6405 | -1123.9366 | -26.0717 | 1921.5979 | 1028.2986 | 3057.9465 | -301.329 | -995.2259 | 3421.9587 | -513.5773 | 723.2985 | -1426.6722 | 821.2363 | -448.8751 | -324.9982 | 210.1042 | -213.2864 | 353.9353
2030-03-25 | 1 | -20.6463 | 393.068 | -56.0408 | -321.4188 | -2036.3778 | -589.5527 | -3643.2495 | -706.6997 | 1738.1598 | -86.6765 | 3698.6953 | 98.6665 | 945.4999 | -20.0663 | 1708.5166 | -388.5212 | 405.3494 | 209.9994 | -346.6113 | 187.3773 | -1151.9608 | -1847.0524 | -67.8678 | -97.627 | 1988.2976 | -1531.3662 | -1109.369 | -385.5279 | -77.6403 | 305.0049 | 1335.1941 | 1940.8192 | -329.7744 | 592.7165 | 6.6822 | 2959.9509 | 1584.5244 | 1.0004 | 61.5709 | 416.1141 | -795.9182 | -269.7038 | 1341.4183 | 997.3368 | 2679.1436 | -24.3205 | -277.1908 | 4093.2888 | 1327.7465 | 57.137 | -2045.2319 | 464.6109 | -11.3495 | 26.5319 | 210.1042 | -156.6855 | 298.0342
2030-03-25 | 2 | -5.9273 | 601.3584 | -48.4492 | -285.3539 | -1736.8271 | -701.7426 | -4408.8789 | 0.99631 | 1700.1627 | -82.7288 | 3736.9631 | 113.6338 | 950.8479 | -114.8808 | 1621.6124 | -192.11 | 258.5292 | 209.9994 | -215.189 | 189.6536 | -860.0275 | -2023.2867 | -133.1976 | -70.3629 | 1076.583 | -1240.3643 | -767.4056 | -394.8344 | -91.3292 | 271.6006 | 917.3515 | 197.4156 | -529.6357 | 212.7265 | 5.556 | 1795.5708 | -25.9948 | 1.0005 | 199.4468 | 449.6918 | -1565.7935 | -515.1025 | 1366.3807 | 1019.5292 | 2944.5049 | -74.6748 | -276.8749 | 4103.8267 | 1099.5505 | 476.7895 | -870.6562 | -50.3776 | 0.99677 | 319.7643 | 210.1042 | -165.5129 | 262.7819
2030-03-25 | 3 | -9.2392 | 1168.3718 | -51.505 | -366.9609 | -878.3372 | -1177.567 | -8648.3555 | 1899.1003 | 1522.8656 | -95.4994 | 3711.0698 | 42.3291 | 1044.3474 | -233.466 | 1455.2476 | 272.7554 | 330.7542 | 209.9994 | -171.275 | -64.0624 | -765.5466 | -1107.7905 | -130.1795 | -78.6583 | 853.9744 | -1689.7841 | -371.5721 | -587.21 | -114.958 | 468.6813 | 1575.3737 | 0.98406 | 72.8456 | 75.1558 | 7.0787 | 1848.6467 | -48.661 | 1.0009 | 149.0137 | 354.7131 | -1630.54 | -564.8657 | 1430.8594 | 1029.9097 | 2912.6389 | -2.6996 | -276.6217 | 3967.6833 | 675.0072 | 518.4667 | -488.5509 | -1044.2828 | 0.99363 | 633.5095 | 210.1042 | -87.7785 | 208.9601
2030-03-25 | 4 | -2.1476 | 1244.8903 | -49.4632 | -350.6414 | -644.5525 | -1283.9036 | -9994.7666 | 2856.4265 | 1385.7548 | -87.7715 | 3777.2952 | 66.3504 | 903.5161 | -273.4336 | 1457.1144 | 774.9623 | 256.1228 | 209.9994 | -167.2544 | 41.0505 | -625.693 | -1354.9413 | -81.1092 | -88.1348 | 866.5429 | -1557.9431 | -911.018 | -607.3843 | -118.8521 | 612.6187 | 1563.6021 | -1147.5532 | -217.1605 | -26.4115 | 5.5727 | 1887.3246 | -1098.6549 | 0.99966 | 187.2905 | 143.1696 | -2012.7504 | -440.4387 | 1167.7438 | 1087.2051 | 2690.1724 | -3.1878 | -279.7678 | 5167.9092 | 1767.9949 | 757.2707 | 13.3581 | -1208.0835 | -0.20407 | 386.2325 | 210.1042 | -109.0611 | 149.311
2030-03-25 | 5 | 2.4875 | 1216.7173 | -47.9961 | -346.9437 | -455.8175 | -1347.8282 | -10459.8066 | 3138.6804 | 660.7006 | -78.8049 | 3728.1995 | 47.0398 | 989.4458 | -273.1301 | 1351.1676 | 1103.3785 | 237.1579 | 209.9994 | -144.2169 | -36.7257 | -865.9361 | -1832.5857 | -46.0565 | -83.1441 | 883.9558 | -1422.7101 | -1096.5928 | -625.7012 | -116.2448 | 680.6309 | 1323.1268 | -1729.8405 | -162.0086 | -161.7374 | 5.021 | 1797.0298 | -1488.9897 | 0.99873 | 50.9907 | 449.8369 | -1610.2484 | -287.4477 | 1426.0154 | 862.021 | 2760.1379 | -2.8063 | -276.854 | 3592.1245 | -418.7723 | 640.192 | 303.2696 | -1691.1909 | 0.99696 | 2113.1643 | 210.1042 | -72.7461 | 220.4615
2030-03-25 | 6 | -2.8862 | 1085.468 | -51.0148 | -349.4315 | -509.8821 | -1199.8221 | -9470.2168 | 2451.7607 | -3.0451 | -74.5361 | 3680.1946 | 62.2968 | 977.7476 | -251.179 | 1416.3436 | 927.0681 | 297.5822 | 209.9994 | -136.6817 | -33.2476 | -1006.5626 | -2305.864 | -96.076 | -103.9822 | 895.5348 | -1429.0078 | -1031.9614 | -586.4825 | -115.4366 | 573.5211 | 1274.4539 | -884.714 | -164.2639 | 0.024845 | 5.4467 | 2134.5562 | -966.3085 | 1.0028 | 37.5391 | 449.8695 | -1660.2789 | -461.6394 | 1290.9501 | 841.0797 | 2673.5984 | -2.5317 | -276.7693 | 3757.3552 | -63.4565 | 494.2914 | 0.97767 | -1917.2583 | 265.1577 | 1993.942 | 210.1042 | -33.8585 | 305.2193
2030-03-25 | 7 | -5.2456 | 950.8174 | -55.6855 | -359.8584 | -508.6945 | -1135.0188 | -8880.0342 | 2166.6362 | -1994.9714 | -63.1165 | 3012.8987 | 108.8016 | 1672.5353 | 0.99862 | 1619.0302 | 1042.428 | 305.0479 | 209.9994 | -203.6597 | -16.8507 | -1211.1571 | -2565.749 | -52.5926 | -122.4651 | 1177.844 | -1364.5463 | -1037.3763 | -571.1096 | -111.059 | 649.2803 | 1495.4076 | -239.8828 | -372.1018 | 79.0459 | 5.2796 | 2738.093 | -390.0725 | 0.99987 | 1.0004 | 242.3958 | -1908.3242 | -399.813 | 1558.3787 | 1052.5859 | 2952.9348 | -2.799 | -277.9776 | 3133.2546 | -22.3362 | 519.4152 | 1506.3053 | -3319.8992 | -137.4486 | 3090.6035 | 210.1042 | 130.1008 | 274.1709
2030-03-25 | 8 | -6.984 | 748.3773 | -62.6904 | -373.5382 | -1108.0829 | -1120.8101 | -8313.459 | 1603.5692 | -1485.1659 | -138.6826 | 3187.6809 | 89.8708 | 1542.4382 | 432.1006 | 2202.9653 | 1199.6321 | 350.9392 | 209.9994 | -214.7947 | 232.8238 | -1154.8527 | -2793.9958 | 25.6988 | -100.8067 | 1207.8051 | -1350.047 | -1046.3365 | -568.6552 | -99.1794 | 687.5948 | 1631.2737 | 0.98386 | -481.0521 | 150.6162 | 5.1783 | 2459.8665 | 37.7617 | 165.949 | 64.4752 | 1.001 | -1947.5845 | -232.9486 | 2225.8113 | 1157.3875 | 3726.0054 | 1.0039 | -277.6314 | 3049.5798 | 351.9842 | 818.6583 | 1401.2286 | -1673.3815 | -45.0503 | 4204.106 | 210.1042 | -2.2048 | 180.1685
2030-03-25 | 9 | -7.9869 | 579.2463 | -63.5108 | -384.8477 | -1470.571 | -1022.6531 | -7555.1914 | 1052.0703 | -241.9054 | -191.2665 | 3732.8064 | 57.6435 | 1127.0493 | 477.077 | 2240.2405 | 1051.933 | 324.4886 | 209.9994 | -521.1888 | 93.2366 | -1269.7354 | -2765.9648 | -40.2541 | -56.5606 | 2836.7332 | -1434.7448 | -846.0905 | -548.7179 | -87.1037 | 569.6536 | 1587.2922 | 135.274 | -434.7035 | 206.6833 | 6.0357 | 1909.8755 | 391.375 | 297.5162 | 333.2639 | 1.0005 | -1626.567 | -539.9056 | 3020.4707 | 1112.9492 | 4405.7734 | 1.0142 | -278.3807 | 3361.54 | 917.5389 | 702.715 | 570.9144 | -625.3508 | -837.3389 | 5105.7388 | 210.1042 | -224.4549 | 88.0938
2030-03-25 | 10 | -10.1331 | 681.9817 | -61.2498 | -385.5789 | -1951.9348 | -950.0579 | -6668.186 | 496.6738 | 78.4672 | -340.7682 | 3698.824 | -17.7973 | 1547.4012 | 463.4017 | 2247.0085 | 1022.9153 | 223.386 | 209.9994 | -488.6722 | 130.3362 | -1361.5957 | -3035.9634 | -91.8905 | -42.875 | 2583.8706 | -1380.2312 | -921.9755 | -536.3171 | -91.396 | 383.2247 | 1632.4659 | 0.97957 | -387.7679 | 193.2238 | 5.9996 | 1806.3672 | 778.6382 | 0.99923 | 203.8011 | 449.5548 | -1407.4453 | -520.6265 | 2844.5544 | 1034.4075 | 4254.2954 | -3.156 | -276.4258 | 3395.1611 | 1113.6859 | 963.4254 | 479.4456 | 7.7986 | -594.9297 | 4445.0718 | 210.1042 | -248.716 | 168.9695
2030-03-25 | 11 | -14.4438 | 783.9655 | -60.1882 | -402.9926 | -1995.2052 | -887.9261 | -6167.7554 | 196.702 | 512.0704 | -326.4529 | 3770.1333 | -70.5211 | 1560.2056 | 459.5294 | 2252.2603 | 1108.692 | 279.151 | 209.9994 | -241.8943 | 100.1897 | -1349.1733 | -2673.0696 | -146.9017 | -74.3891 | 1270.3701 | -1445.7765 | -633.1064 | -524.3416 | -97.5031 | 246.8727 | 1670.9248 | 499.2375 | -292.2149 | 316.4741 | 6.5259 | 1854.7098 | 1527.1165 | 1.0024 | 298.5869 | 449.5186 | -1134.552 | -548.2021 | 2878.2458 | 1024.584 | 4378.4478 | -3.0877 | -276.5841 | 3102.1155 | 1264.6268 | 728.0515 | -232.9217 | -19.7356 | -298.4779 | 3139.9719 | 210.1042 | -224.2095 | 254.7849
2030-03-25 | 12 | -9.1331 | 960.7209 | -58.6351 | -402.6754 | -2037.8279 | -1020.8655 | -5880.9951 | -2.1358 | 267.5415 | -309.9989 | 3789.0715 | -107.6826 | 1524.5862 | 453.9041 | 2254.4058 | 1265.6759 | 260.355 | 209.9994 | -283.9437 | 102.908 | -1184.8141 | -2238.936 | -160.8458 | -74.3512 | 1669.6781 | -1500.0007 | -626.2051 | -563.4128 | -100.1269 | 201.7018 | 1652.9534 | 0.98508 | -289.1066 | 85.7967 | 6.0489 | 1896.1915 | 1067.2258 | 0.99955 | 1.0013 | 427.1566 | -1135.1135 | -561.4401 | 2854.1099 | 1117.1827 | 4057.3281 | -3.1539 | -278.0129 | 3113.6191 | 1508.7235 | 560.7349 | -36.6396 | -144.4525 | -246.8376 | 3603.011 | 210.1042 | -100.5564 | 291.4977
2030-03-25 | 13 | -8.2819 | 1023.1946 | -57.2305 | -398.0966 | -2074.6162 | -1049.7533 | -6132.2783 | -2.3968 | 488.2901 | -358.3799 | 3778.2246 | -92.4702 | 1603.6565 | 416.0021 | 2234.4692 | 1327.3234 | 277.4346 | 209.9994 | -271.5795 | -49.0904 | -1080.9934 | -2359.5403 | -172.8233 | -91.1521 | 1682.4875 | -1621.2262 | -762.4453 | -568.8019 | -101.7203 | 241.866 | 1937.7509 | 3.2698 | -233.8779 | 83.2408 | 4.7916 | 2097.8853 | 643.8746 | 1.0007 | 180.8604 | 0.99981 | -960.7468 | -529.0313 | 2935.5142 | 1051.7728 | 4324.6294 | -2.813 | -539.4878 | 3264.5417 | 1815.111 | 276.8305 | -805.4451 | -242.037 | -492.252 | 2922.1487 | 210.1042 | -185.8412 | 261.228
2030-03-25 | 14 | -19.7437 | 979.9236 | -61.6406 | -432.9687 | -2066.8076 | -1025.3098 | -5622.1084 | -286.1114 | 700.7783 | -369.9562 | 3784.8877 | -111.4901 | 1571.5024 | 409.3966 | 2237.4504 | 1240.9602 | 418.3979 | 209.9994 | -439.7885 | 2.0128 | -1103.7671 | -2325.6562 | -148.5272 | -78.0411 | 2566.9561 | -1872.9099 | -961.9895 | -572.7097 | -95.1329 | 242.4467 | 2096.7861 | 886.684 | -148.7471 | 309.6705 | 5.3917 | 2264.1521 | 1797.4816 | 1.0009 | 251.4092 | 0.99999 | -973.4615 | -417.8446 | 2913.7388 | 1047.8613 | 4376.9038 | -2.9773 | -418.8949 | 3475.9658 | 1871.1554 | 415.9102 | -686.793 | -254.2112 | -675.3202 | 4479.019 | 210.1042 | -256.6031 | 184.9569
2030-03-25 | 15 | -21.0031 | 1092.2428 | -61.1097 | -451.3112 | -2068.1667 | -994.9872 | -3801.9673 | -476.6619 | 823.1471 | -382.7946 | 3798.3127 | -111.5685 | 1551.4176 | 432.9658 | 2244.3386 | 1548.9402 | 444.6617 | 209.9994 | -503.6288 | 97.3576 | -1102.3778 | -1946.4786 | -175.1514 | -59.9852 | 2747.074 | -1862.3409 | -1072.777 | -566.8314 | -98.0952 | 128.4538 | 1926.259 | 615.2372 | -213.7003 | 338.2985 | 6.0908 | 2063.0635 | 2886.2273 | 1.0028 | 380.1299 | 0.99952 | -1035.1707 | -464.2441 | 2902.5459 | 1040.9413 | 4349.7124 | -2.9687 | -539.7705 | 3686.2717 | 1708.6168 | 473.2509 | -830.7695 | -48.268 | -649.2686 | 4885.5107 | 210.1042 | -301.8675 | 136.9004
2030-03-25 | 16 | -22.2811 | 1151.0565 | -59.8651 | -462.6784 | -2071.7163 | -974.4776 | -3041.4517 | -516.1073 | 870.4927 | -382.6938 | 3789.208 | -85.8162 | 1495.0063 | 418.3949 | 2229.0088 | 1744.5327 | 467.0154 | 209.9994 | -521.4619 | 14.5822 | -1041.4541 | -1626.5621 | -217.7796 | -58.2253 | 2802.3716 | -1878.2853 | -840.4995 | -565.7039 | -100.2334 | 77.5031 | 2027.3306 | 781.994 | -164.5671 | 340.0997 | 5.7067 | 2130.4905 | 3221.3064 | -6.361 | 99.7317 | 449.969 | -1238.3101 | -590.3755 | 2854.2322 | 1043.151 | 4309.5371 | -273.2557 | -277.2015 | 3929.1611 | 1625.6377 | 358.0538 | -1503.8787 | 1.0048 | -795.0557 | 5145.9883 | 210.1042 | -324.4938 | 130.2204
2030-03-25 | 17 | -19.7659 | 757.2419 | -55.9855 | -417.9674 | -2049.3264 | -644.921 | -1669.7216 | -1098.746 | 1274.0719 | -228.1407 | 3807.3215 | 79.6791 | 1554.5667 | 431.0372 | 2205.6814 | 1513.2139 | 377.2603 | 209.9994 | -433.9946 | 269.8523 | -1090.1774 | -1522.3917 | -177.0685 | -51.4631 | 2372.7017 | -1472.5773 | -1659.1787 | -417.5454 | -87.0622 | 64.8393 | 1557.2604 | 165.2203 | -690.6398 | 435.6757 | 5.2921 | 1748.7037 | 2880.1084 | -4.8681 | 164.7971 | 449.8336 | -1478.2189 | -484.8956 | 2939.8525 | 1060.8534 | 4459.5024 | -273.0615 | -327.715 | 3811.0957 | 1182.5532 | 546.8693 | -1072.1514 | 126.826 | -560.2289 | 5475.624 | 210.1042 | -323.3344 | 61.3072
2030-03-25 | 18 | -19.4342 | 1152.7372 | -58.1866 | -463.0836 | -1753.1052 | -868.4409 | -2080.4497 | -332.1154 | 932.7122 | -265.6138 | 3830.3784 | 3.9181 | 1266.589 | 445.139 | 2229.6824 | 1440.5797 | 362.7386 | 209.9994 | -299.9727 | 87.9393 | -1105.9609 | -1286.4121 | -247.9123 | -67.5419 | 1729.454 | -1665.5851 | -1150.1128 | -514.0587 | -107.5654 | 26.2191 | 1964.5642 | 0.98412 | -267.3345 | 249.6326 | 6.5487 | 1757.7899 | 3079.946 | 1.0008 | 238.3164 | 449.4706 | -1391.2697 | -679.0234 | 2852.981 | 1044.3579 | 4404.3398 | -273.1517 | -668.9083 | 3685.8562 | 759.8403 | 459.1034 | -736.7615 | 1.0054 | -5.7925 | 5693.9741 | 0.10423 | -266.3835 | 83.2009
2030-03-25 | 19 | -20.4912 | 1236.0978 | -60.9647 | -480.9696 | -1679.0868 | -953.762 | -2642.6924 | -2.1504 | 530.755 | -291.7585 | 3761.2119 | 1.0004 | 1291.1948 | 433.4076 | 2248.2947 | 1736.7251 | 363.3646 | 209.9994 | -529.2693 | -22.7082 | -1149.6545 | -1593.4473 | -285.7709 | -41.3225 | 3030.1414 | -1732.713 | -1166.814 | -545.0935 | -112.9394 | 32.5324 | 2251.5261 | -0.36976 | -117.6509 | 218.6051 | 6.5355 | 1898.8196 | 3000.5828 | 44.3244 | 230.0715 | 449.4385 | -1346.2328 | -846.6545 | 2759.2405 | 1026.6438 | 4374.96 | -262.3341 | -521.3919 | 3433.1353 | 337.0768 | 500.8203 | -182.6936 | -49.4985 | -206.7349 | 5796.4863 | 0.10423 | -252.5364 | 153.4392
2030-03-25 | 20 | -17.0272 | 1213.33 | -63.4049 | -482.6084 | -1211.3762 | -941.8914 | -2900.0547 | 0.99741 | -3.0084 | -363.6798 | 3776.8391 | 109.2141 | 1223.339 | 326.8389 | 2177.781 | 1705.2473 | 268.993 | 209.9994 | -592.381 | 162.3902 | -1436.2405 | -1175.535 | -258.9736 | -30.9088 | 3457.2795 | -1600.2516 | -1418.8074 | -528.9692 | -115.4065 | 14.7123 | 2319.0991 | 0.98296 | -400.4858 | 139.9929 | 5.2131 | 1911.5455 | 2931.3145 | 367.717 | 381.2827 | 449.525 | -1053.0261 | -718.6988 | 3383.458 | 1062.401 | 4835.0781 | -3.4175 | -276.6675 | 3346.2725 | 108.3075 | 574.1397 | 108.8987 | -626.3541 | 126.1982 | 4655.9365 | 0.10423 | -293.2565 | 181.4739
2030-03-25 | 21 | -22.4968 | 751.8616 | -69.9218 | -483.6982 | -1518.8822 | -884.8084 | -5354.439 | -2.2484 | 334.6744 | -364.9139 | 3861.5796 | 118.5708 | 1168.5046 | 322.2963 | 2181.5308 | 1679.1301 | 282.2199 | 209.9994 | -639.8247 | 375.1306 | -1285.4663 | -666.2209 | -115.2961 | -24.9462 | 3877.2595 | -1621.6108 | -1952.7499 | -508.3061 | -85.8346 | 237.8064 | 2045.3551 | 1.0738 | -650.2206 | 301.2119 | 5.034 | 1571.9578 | 3510.2544 | 264.5872 | 219.3971 | 449.5679 | -1271.546 | -353.0202 | 2819.9773 | 979.6048 | 3817.7258 | -3.0143 | -954.67 | 4098.9585 | 897.6432 | 702.429 | 402.5056 | -735.3037 | -325.5095 | 4160.7158 | 0.10423 | -234.8812 | 227.2816
2030-03-25 | 22 | -27.3534 | 585.4715 | -71.496 | -491.0191 | -1884.832 | -821.1265 | -5516.4185 | -349.3443 | 746.5831 | -368.2505 | 3630.5381 | 141.5197 | 1370.2587 | 317.3737 | 2176.5129 | 1710.4624 | 328.8877 | 209.9994 | -406.8703 | 492.9904 | -1198.2286 | -634.1724 | -66.3535 | -48.2527 | 2676.0229 | -1629.576 | -2134.5845 | -491.7758 | -76.3325 | 275.4668 | 2146.5349 | 1.971 | -609.1204 | 425.6996 | 5.4217 | 1902.7123 | 4290.7368 | 1.0014 | 452.0794 | 449.3949 | -1174.1947 | -186.6857 | 2203.0325 | 1030.7003 | 3910.5083 | -58.3234 | -276.5338 | 3506.324 | 662.9117 | 676.2909 | -445.7643 | -348.1402 | -3.7515 | 4912.2246 | 210.1042 | -168.9814 | 202.8542
2030-03-25 | 23 | -32.6877 | 829.2086 | -73.9435 | -538.4562 | -1821.6731 | -1017.1019 | -6210.6943 | -246.224 | 638.9094 | -388.3368 | 3688.3506 | 88.2911 | 764.232 | -37.1334 | 2218.1211 | 1803.3197 | 412.4717 | 209.9994 | -469.0425 | 735.9789 | -1281.9008 | -957.0329 | -90.6133 | -56.5685 | 3234.4265 | -2090.0054 | -1259.8538 | -599.8242 | -87.2596 | 210.8654 | 2263.8455 | 178.8087 | -330.7104 | 448.1805 | 5.5318 | 2459.9749 | 5095.064 | 481.4216 | 793.5261 | 1.0003 | -1156.7123 | -103.3902 | 2197.6108 | 1167.2446 | 4302.4282 | -3.7543 | -278.0586 | 3652.6177 | 944.8181 | 736.5131 | -697.4821 | -3.2919 | -768.7502 | 5647.937 | 210.1042 | -103.2409 | 227.4363
2030-03-25 | 24 | -33.8059 | 917.6111 | -72.7426 | -571.8904 | -1803.9153 | -1083.9788 | -7648.1084 | -2.2729 | 1374.8372 | -188.7347 | 3318.2747 | 35.7113 | 1230.546 | -71.5354 | 2220.2854 | 2102.9392 | 484.9775 | 209.9994 | -389.1782 | 417.7114 | -1478.6493 | -1548.1521 | -82.3381 | -65.7101 | 2387.7837 | -2168.573 | -1292.9047 | -612.4322 | -89.2477 | 196.8905 | 2407.4492 | 0.96398 | -174.8774 | 379.3111 | 6.494 | 2538.855 | 5661.3423 | 1.0013 | 336.6621 | 449.4202 | -1219.0804 | 4.7249 | 1693.3794 | 1044.025 | 3330.116 | -2.5267 | -276.3376 | 3683.3384 | 620.6698 | 1018.0889 | -81.4979 | 1.0085 | -562.2958 | 6753.7568 | 210.1042 | -183.3732 | 136.1831
2030-03-26 | 1 | -19.3016 | 1249.353 | -61.3714 | -559.9635 | -847.6339 | -1254.6346 | -9702.8799 | 1347.7996 | 1739.6133 | -139.177 | 3643.9626 | 125.5077 | 1012.6461 | -141.1394 | 2132.0808 | 2932.9502 | 247.3402 | 209.9994 | -430.5437 | 374.76 | -1271.0129 | -1857.7811 | -80.8424 | -24.3301 | 2634.1184 | -1869.7903 | -1033.8564 | -669.4105 | -101.9855 | 317.5027 | 2140.1516 | -2060.0891 | -277.838 | 32.0617 | 6.4514 | 1529.2323 | 4414.229 | 43.0558 | 548.4792 | 449.2292 | -1800.6943 | -40.3911 | 1738.3464 | 1081.226 | 3503.4119 | -2.5539 | -275.9221 | 3326.1758 | -63.3238 | 1204.6786 | 0.99828 | -742.9198 | -368.9462 | 5627.271 | 210.1043 | -233.1134 | 44.0695
2030-03-26 | 2 | 11.4938 | 1434.1296 | -53.7369 | -510.1062 | -272.5041 | -1762.0028 | -12526.3682 | 2627.6287 | 1829.5215 | -105.2272 | 3782.0012 | 102.9288 | 895.4096 | -185.488 | 1947.6943 | 2966.9958 | -420.1604 | 209.9994 | -354.2878 | 383.3105 | -902.2102 | -2546.3828 | -64.8766 | -2.3292 | 2236.7898 | -1566.5635 | -1637.2485 | -820.5648 | -114.447 | 481.4225 | 1743.5591 | -5887.9839 | -557.7767 | -761.6087 | 2.91 | 717.3214 | 1140.8833 | 1.0024 | 82.8161 | 449.643 | -2366.5435 | -2.4786 | 1918.2422 | 1039.8982 | 3271.7839 | -2.7614 | -272.5231 | 3054.1211 | -335.2056 | 1158.231 | 891.5809 | -2016.5781 | -282.2966 | 4768.2046 | 210.1043 | -166.2867 | 16.0219
2030-03-26 | 3 | 18.3594 | 2273.5249 | -54.12 | -499.6244 | -0.030758 | -2269.0542 | -14437.2607 | 3590.8428 | 1798.978 | -122.1351 | 3670.5483 | 72.3026 | 1019.2531 | -277.0119 | 1735.8065 | 2962.2322 | -439.5165 | 209.9994 | -274.5395 | 275.2873 | -854.8033 | -3196.9861 | -112.9977 | -20.314 | 1780.4286 | -1741.3412 | -1748.1833 | -1019.9938 | -149.231 | 428.0679 | 1728.1301 | -6224.8916 | -517.4603 | -1038.6702 | 1.646 | 819.7391 | -2228.2395 | 1.002 | 6.2306 | 449.747 | -2192.8533 | -87.2976 | 1775.5576 | 959.851 | 3041.3862 | -2.6215 | -272.5811 | 2553.6814 | -834.1492 | 1013.3831 | 422.6145 | -2156.3101 | 1.0089 | 2866.4697 | 210.1043 | -162.7653 | 35.5909
2030-03-26 | 4 | 12.6694 | 2275.3513 | -55.806 | -489.165 | 31.4008 | -2267.1536 | -14605.5605 | 3731.7104 | 1673.0961 | -90.7415 | 3589.4041 | 7.4708 | 1050.3896 | -325.2758 | 1586.6643 | 2605.5542 | -274.7357 | 209.9994 | -172.1922 | 255.4736 | -817.6883 | -3791.0652 | -105.9684 | -30.2286 | 1692.5997 | -1802.6348 | -1714.2842 | -1026.2618 | -152.6678 | 432.9893 | 1572.9026 | -5042.0435 | -553.6956 | -883.1498 | 1.26 | 725.4916 | -2468.2632 | 1.026 | 445.7188 | 449.4137 | -2245.7349 | -2.4803 | 1044.5116 | 824.3837 | 2924.1038 | -2.471 | -272.6591 | 2751.2859 | -707.9185 | 835.9851 | 270.0986 | -2557.6592 | 697.0603 | 2969.6538 | 210.1043 | 3.5393 | 79.2862
2030-03-26 | 5 | 4.9155 | 2169.2241 | -57.5619 | -508.0438 | 85.8226 | -2197.9705 | -14457.4248 | 3646.1155 | 1638.9688 | -87.14 | 3489.2427 | 1.0008 | 1061.1559 | -371.2195 | 1526.0389 | 2009.9694 | -125.5814 | 209.9994 | -184.1027 | 263.7314 | -820.9717 | -4324.5322 | -103.0541 | -37.7641 | 1857.6898 | -1958.7194 | -2080.8362 | -1010.0159 | -148.4358 | 444.1744 | 1712.5675 | -3677.3406 | -567.2732 | -685.3645 | 0.72326 | 873.8177 | -1719.3752 | 96.1174 | 133.7506 | 449.6626 | -2334.178 | 0.99985 | 1075.7454 | 938.3881 | 2613.5383 | -2.4083 | -276.8458 | 1555.5629 | -2116.0251 | 857.5909 | 1.0129 | -2987.1133 | 528.6702 | 3113.4172 | 210.1043 | 16.1109 | 114.7077
2030-03-26 | 6 | 5.1438 | 2220.6829 | -58.326 | -496.534 | 96.4515 | -2243.6624 | -14516.9287 | 3646.342 | 638.7969 | -151.8145 | 3699.4702 | 39.573 | 1058.2678 | -369.8798 | 1578.718 | 1852.3242 | -96.1944 | 209.9994 | -189.7885 | 307.6243 | -1104.3232 | -4713.8428 | -102.7191 | -37.519 | 1571.1008 | -2015.47 | -2291.4202 | -1024.6937 | -150.1175 | 407.0403 | 1889.9669 | -3431.4561 | -559.2151 | -698.1199 | 0.55503 | 859.1428 | -2537.0715 | 1.0018 | 558.4595 | 115.9366 | -2174.3569 | 1.3808 | 2006.6183 | 899.7507 | 3697.7642 | -3.6613 | -275.8737 | 2985.5085 | -962.9085 | 876.4323 | 621.4464 | -3175.2822 | 161.8303 | 3345.6443 | 210.1042 | 26.0913 | 286.7574
2030-03-26 | 7 | 0.76687 | 1873.3618 | -63.3073 | -550.7938 | 36.3417 | -2161.1421 | -14742.7393 | 3745.9495 | -463.1723 | -199.2205 | 3187.1487 | 136.065 | 1556.1747 | -304.1193 | 1815.0654 | 1814.8516 | -106.7197 | 209.9994 | -378.9777 | 104.587 | -1156.5994 | -4940.3618 | -107.3947 | -12.3313 | 2118.5454 | -2062.375 | -2316.5723 | -1014.5003 | -134.0793 | 548.3279 | 2216.6462 | -3193.6768 | -407.2074 | -662.238 | 0.55926 | 641.7935 | -1081.9851 | -5.133 | 394.3629 | 0.99865 | -2485.8054 | -129.3465 | 3014.4089 | 1182.7102 | 4405.2549 | -3.0235 | -271.9594 | 2062.9048 | -2252.248 | 1149.0701 | 1568.2303 | -2876.2446 | -131.8846 | 4413.1812 | 210.1042 | -157.6303 | 282.0204
2030-03-26 | 8 | 5.9297 | 1302.9044 | -63.7792 | -532.2563 | -43.5306 | -1895.8341 | -14655.8818 | 3109.6992 | -565.7755 | -194.8154 | 3740.4844 | 132.4175 | 839.4348 | -18.9259 | 1999.6539 | 1538.4768 | -267.7883 | 209.9994 | -461.1704 | 144.9958 | -1292.1157 | -5104.6411 | -125.763 | 18.6218 | 2533.8477 | -1703.7778 | -2306.3767 | -930.7335 | -116.3025 | 506.5664 | 2356.428 | -3432.6843 | -430.8874 | -733.0149 | 0.62472 | 106.1136 | -1381.7672 | 152.1699 | 304.6433 | 449.4221 | -2578.3743 | -324.1281 | 3551.7852 | 1222.7716 | 4744.5605 | -3.2087 | -276.5017 | 2710.355 | -1275.7825 | 1176.8961 | 1235.7172 | -2329.2793 | -666.1843 | 7268.2441 | 0.10423 | -220.9769 | 322.2462
2030-03-26 | 9 | 4.6751 | 1201.1583 | -63.6469 | -589.3373 | -332.5248 | -1881.2638 | -14679.3145 | 2815.5654 | 4.3152 | -332.4696 | 3919.0081 | 195.0104 | 809.938 | -18.7557 | 1979.8876 | 1384.8457 | -366.1596 | 209.9994 | -220.1871 | 501.7984 | -1731.6559 | -4750.8042 | -60.3834 | 7.6357 | 1387.9724 | -1803.3322 | -2203.5535 | -943.2275 | -101.5744 | 508.7239 | 2466.395 | -3330.4473 | -365.5103 | -738.8755 | 0.56719 | 52.7997 | -1407.6238 | 414.1593 | 500.7253 | 449.3162 | -1697.1599 | -10.3787 | 3684.9951 | 1140.8827 | 5045.7686 | -3.3611 | -400.1174 | 2831.6277 | -494.8351 | 1057.8024 | 351.0467 | -1731.4185 | -1127.5188 | 9224.4219 | 0.10423 | -238.6144 | 300.4054
2030-03-26 | 10 | -2.9185 | 1089.0408 | -59.2693 | -601.2258 | -365.5331 | -1750.1538 | -14844.8145 | 2862.7485 | 467.1964 | -329.0793 | 3815.0193 | 194.9965 | 1023.3198 | -36.6008 | 1978.5536 | 1319.0009 | -200.6539 | 209.9994 | -214.7727 | 251.5861 | -1653.6774 | -4822.6938 | -36.0359 | -0.82174 | 1415.7349 | -1975.4111 | -1902.436 | -914.7789 | -102.0372 | 584.1897 | 2782.1748 | -1561.1251 | -91.792 | -568.9888 | 0.52274 | 350.7546 | -1068.0461 | 381.0261 | 538.8546 | 449.4316 | -1492.1224 | -3.1878 | 2948.6646 | 783.7344 | 4687.2427 | -2.5708 | -272.4245 | 1094.8951 | -1586.505 | 908.3895 | 810.5117 | -1822.658 | 0.022552 | 9257.6289 | 0.10423 | -58.1883 | 265.1345
2030-03-26 | 11 | -20.2489 | 851.6891 | -64.5804 | -455.4548 | -312.664 | -1531.2526 | -14502.002 | 2805.0408 | 337.2085 | -327.472 | 3832.4438 | 194.9705 | 1534.0201 | -20.5105 | 1979.4662 | 880.9108 | 26.6558 | 209.9994 | -223.7509 | 156.6987 | -1721.4227 | -4885.9609 | -32.011 | -6.1228 | 1378.2421 | -1931.2715 | -1536.1202 | -825.3418 | -102.0185 | 573.3729 | 2927.2742 | 1.2984 | -0.849 | -222.9539 | 0.5295 | 580.0758 | -662.5474 | 240.3915 | 544.1107 | 449.4956 | -1415.3384 | 0.94169 | 3057.2168 | 939.0119 | 4798.0278 | -2.6114 | -272.4313 | 1233.8696 | -947.0676 | 976.9498 | 979.1888 | -1778.425 | -294.1216 | 5955.1313 | 210.1042 | -87.8675 | 241.1364
2030-03-26 | 12 | -25.0039 | 841.1011 | -65.4611 | -342.367 | -261.4568 | -1647.5719 | -14603.5127 | 2918.3638 | 414.4918 | -327.626 | 3918.4507 | 195.0258 | 1628.1807 | -16.8481 | 1982.6639 | 699.4846 | 48.6084 | 209.9994 | -228.7385 | 152.1808 | -1633.4202 | -4917.3354 | -33.6571 | -7.6283 | 1386.4142 | -1842.3528 | -1522.0569 | -828.926 | -102.5239 | 578.1732 | 2929.7791 | 0.96507 | 12.1538 | -249.6987 | 0.52567 | 767.4402 | -1339.4501 | 23.7325 | 541.2274 | 449.4933 | -1522.3143 | 22.3812 | 2980.6433 | 923.9708 | 4829.9258 | -267.9482 | -272.3745 | 1216.0233 | -864.9871 | 988.3347 | 1100.0741 | -1814.1272 | -538.4993 | 7374.0811 | 210.1043 | -47.6635 | 221.4391
2030-03-26 | 13 | -23.5611 | 859.7774 | -63.6685 | -336.8435 | -238.0778 | -1698.6143 | -14749.1445 | 3021.8743 | 366.8287 | -328.317 | 3882.1372 | 194.9915 | 1637.6879 | -54.3165 | 1955.4343 | 863.6437 | 79.1059 | 209.9994 | -206.8675 | 164.864 | -1540.4138 | -4839.062 | -18.0911 | -11.6071 | 1198.4475 | -1877.8037 | -1530.2241 | -843.343 | -100.9898 | 624.1687 | 2876.7322 | 0.98691 | 16.0707 | -285.4991 | 0.55159 | 781.423 | -1668.4884 | 1.0004 | 544.7026 | 449.4827 | -1629.1895 | 26.9648 | 2980.2268 | 930.4774 | 4803.8965 | -215.41 | -272.2949 | 1426.8217 | -714.9051 | 1039.1876 | 1291.7388 | -1937.3492 | -666.925 | 9123.0273 | 210.1042 | -33.0086 | 258.5742
2030-03-26 | 14 | -21.8773 | 894.4661 | -62.1791 | -324.9093 | -191.2603 | -1736.8467 | -14802.0469 | 3031.2495 | 339.0591 | -331.6417 | 3828.7341 | 182.7121 | 1685.4249 | -29.8459 | 1943.1451 | 864.7332 | 134.7143 | 209.9994 | -209.8206 | 139.8154 | -1504.4639 | -5073.3989 | -24.4742 | -15.2929 | 1106.5077 | -1888.2969 | -1459.48 | -852.869 | -100.3837 | 625.2194 | 2863.5706 | 0.98479 | 49.1117 | -322.351 | 0.55277 | 806.9318 | -2073.1907 | 91.3867 | 540.2269 | 449.4879 | -1842.9491 | 10.641 | 3017.0303 | 995.9141 | 4786.9136 | -2.6312 | -272.3051 | 1585.1405 | -378.8762 | 1100.525 | 1461.5872 | -2340.1477 | -1020.1729 | 10281.7412 | 210.1042 | -31.2334 | 320.8281
2030-03-26 | 15 | -15.8234 | 975.4972 | -59.2032 | -303.3465 | -121.8003 | -1743.1581 | -14866.3213 | 3113.9509 | 44.2843 | -374.6137 | 3779.8611 | 22.4169 | 1549.7804 | -35.6526 | 1990.0348 | 751.8093 | 185.7682 | 209.9994 | -215.7233 | 115.5185 | -1573.2949 | -5427.2988 | -31.1521 | -14.5107 | 992.7858 | -1860.7634 | -1403.9607 | -855.4556 | -103.8659 | 612.9532 | 2821.3577 | 0.98372 | 49.1982 | -383.8321 | 0.59371 | 873.722 | -2440.3999 | 172.7277 | 601.219 | 449.4379 | -1782.887 | 31.0323 | 2916.6499 | 887.7244 | 4770.3691 | -2.5866 | -272.295 | 1433.5353 | -788.988 | 1148.6641 | 1448.6562 | -2356.6409 | -1207.0779 | 9490.7715 | 210.1043 | -68.3215 | 271.9194
2030-03-26 | 16 | -15.55 | 1038.2888 | -58.1513 | -292.7189 | -118.7387 | -1765.1151 | -14866.0508 | 3068.9478 | 0.99582 | -367.2315 | 3770.2053 | 41.8736 | 1470.9729 | -69.6871 | 1888.9241 | 741.7087 | 185.5886 | 209.9994 | -225.2889 | 136.5602 | -1549.1956 | -5366.5415 | -34.4633 | -15.5062 | 1108.3971 | -2097.8257 | -1420.0728 | -868.5378 | -104.9205 | 596.3739 | 2799.8296 | 0.9968 | 66.7775 | -357.5314 | 0.57989 | 970.5579 | -2604.998 | 98.531 | 573.2308 | 449.4725 | -1850.231 | 1.0045 | 2814.1946 | 805.2487 | 4792.73 | -146.1902 | -272.3868 | 1388.5643 | -1085.3007 | 1172.8064 | 1457.7311 | -2416.0659 | -1320.4653 | 8819.4414 | 210.1042 | -83.6672 | 247.7211
2030-03-26 | 17 | -14.6507 | 936.3506 | -49.871 | -271.1909 | -193.6282 | -1695.3232 | -14922.2051 | 3200.5371 | 0.98601 | -325.679 | 3689.178 | 182.7653 | 1348.7502 | -116.2074 | 1760.1637 | 946.0449 | 191.8286 | 209.9994 | -227.8043 | 126.3843 | -1546.9692 | -5366.4165 | -8.3777 | -18.8535 | 1128.1992 | -2165.9897 | -1397.4561 | -847.0687 | -102.9391 | 666.1735 | 2780.7913 | 0.97539 | 93.803 | -269.3033 | 0.54801 | 1095.9161 | -2609.3318 | 194.3997 | 534.6932 | 449.3779 | -1869.2653 | 109.7329 | 2795.5403 | 820.9546 | 4587.7759 | -2.5888 | -272.2786 | 1481.1843 | -1000.2981 | 1274.6536 | 1631.3077 | -1388.5189 | -1167.6521 | 8424.2773 | 210.1042 | -117.2556 | 183.073
2030-03-26 | 18 | -15.3579 | 903.5897 | -46.7088 | -267.6816 | -217.631 | -1659.1195 | -14941.3232 | 3194.6868 | 1.0026 | -317.196 | 3692.2639 | 195.0013 | 1206.1206 | -147.157 | 1698.9225 | 863.0142 | 190.577 | 209.9994 | -223.0955 | 257.7752 | -1449.4745 | -5011.4023 | -18.0975 | -21.5357 | 1228.0537 | -1954.8011 | -1326.8751 | -838.7258 | -103.7318 | 668.8593 | 2776.3066 | 0.99853 | 116.0186 | -201.7371 | 0.5416 | 1175.7031 | -2343.3984 | 304.6294 | 524.8667 | 449.3913 | -1848.9692 | 40.3404 | 2937.3259 | 914.1724 | 4688.2451 | -2.644 | -272.2487 | 1651.5786 | -1354.0674 | 1187.4711 | 1193.4872 | -1348.0348 | -971.5013 | 6675.1172 | 210.1042 | -150.457 | 213.4983
2030-03-26 | 19 | -17.237 | 948.1587 | -45.0122 | -256.8621 | -6.9674 | -1635.0276 | -14631.3428 | 3492.3696 | 0.99517 | -315.2669 | 3717.2817 | 194.973 | 1099.3153 | -156.6957 | 1675.8505 | 688.7453 | 188.4863 | 209.9994 | -212.5054 | 181.9559 | -1431.2118 | -4881.7202 | -75.2478 | -25.8292 | 1332.6263 | -1833.4432 | -1189.7753 | -821.0978 | -115.1908 | 619.3872 | 2734.9807 | 0.99721 | 136.0316 | -179.2574 | 0.54767 | 1381.0751 | -2337.8665 | 533.3607 | 250.0975 | 449.5616 | -1756.6826 | -60.8318 | 3307.7764 | 1047.6035 | 4814.3447 | -2.4777 | -272.1706 | 1046.4268 | -2063.8716 | 969.2455 | 977.8004 | -1415.094 | -577.8029 | 3400.5789 | 0.10423 | -134.777 | 49.1267
2030-03-26 | 20 | -17.8517 | 579.6639 | -47.4416 | -247.6521 | 48.49 | -1374.8818 | -14282.793 | 3020.501 | -55.9504 | -326.667 | 3678.5083 | 195.0731 | 1174.5385 | -42.0934 | 1874.5188 | 681.6421 | 141.6539 | 209.9994 | -208.3868 | 80.3305 | -1572.5317 | -5099.6294 | -126.686 | -24.9911 | 1267.802 | -1658.3502 | -1059.3026 | -737.3805 | -110.082 | 541.243 | 2736.8242 | 0.98307 | 157.8169 | -82.232 | 0.56137 | 1508.634 | -1936.7214 | 462.5678 | 216.2427 | 449.563 | -1624.2063 | -274.9974 | 3314.1106 | 1155.7736 | 4781.2583 | -2.6085 | -272.1486 | 892.9134 | -1955.259 | 795.1344 | 496.4847 | -2278.3779 | -77.7748 | 3079.5315 | 0.10423 | -92.9566 | 29.0318
2030-03-26 | 21 | -28.99 | 380.8769 | -67.7839 | -272.67 | -216.376 | -1365.7902 | -13875.626 | 2504.5405 | -3.081 | -333.2983 | 3707.9468 | 195.0334 | 1164.5873 | -16.4268 | 1949.4938 | 519.5058 | 79.7478 | 209.9994 | -220.7398 | 306.9816 | -1765.5908 | -5319.8462 | -83.4928 | -10.2502 | 1136.0338 | -1671.6445 | -1278.9567 | -724.5865 | -98.2554 | 511.886 | 2859.8501 | 0.99446 | 116.5476 | -46.696 | 0.56166 | 878.8271 | -1385.2161 | 0.98583 | 455.0345 | 449.5586 | -1481.3958 | -148.955 | 2964.3911 | 1145.4448 | 4547.1304 | -3.0972 | -271.8268 | 2179.9695 | -888.9719 | 916.633 | 830.2817 | -1960.1357 | -233.5422 | 4398.5801 | 0.10423 | -76.6607 | 76.9378
2030-03-26 | 22 | -28.0669 | 433.7651 | -71.5007 | -328.6294 | -366.5728 | -1475.3328 | -13886.5859 | 2477.6052 | 85.2225 | -318.7102 | 3761.6497 | 194.9683 | 1124.2922 | -92.2924 | 1830.1849 | 589.1157 | 48.372 | 209.9994 | -218.1075 | 441.6994 | -1745.488 | -5367.7524 | -12.9786 | -12.0614 | 964.4666 | -1932.8624 | -1557.95 | -768.2369 | -87.2986 | 597.2844 | 2836.3123 | 0.97744 | 70.8589 | 0.99671 | 0.55262 | 857.0221 | -1063.1396 | 1.0022 | 487.8957 | 449.1582 | -1614.2915 | 1.0015 | 3134.3865 | 1175.6774 | 4667.8188 | -3.0194 | -272.0541 | 2426.052 | -652.6977 | 1193.2566 | 945.708 | -862.9107 | -959.6899 | 8141.5474 | 210.1042 | -101.1237 | 213.2137
2030-03-26 | 23 | -36.3077 | 888.8651 | -75.5852 | -392.1721 | -228.994 | -1828.6591 | -14333.2725 | 2950.354 | 917.5672 | -319.8163 | 3738.3218 | 195.0547 | 1136.9799 | -93.4124 | 1731.3027 | 738.6443 | 80.1239 | 209.9994 | -212.0766 | 588.4423 | -1613.0884 | -5094.999 | 48.724 | -19.3383 | 1477.3373 | -2298.5195 | -1713.4725 | -865.7502 | -94.3342 | 650.1771 | 2793.3523 | 0.98807 | 49.6067 | -14.5867 | 0.53461 | 831.1306 | -1379.8679 | -4.5263 | 346.8654 | 449.4172 | -1578.3729 | 322.5312 | 2601.7866 | 1275.7758 | 4128.25 | -3.1415 | -271.8898 | 2346.1748 | -262.0182 | 1142.9069 | 851.8269 | -1247.3051 | -314.0187 | 7997.6826 | 210.1043 | 26.1367 | 284.2556
2030-03-26 | 24 | -27.5044 | 1188.2523 | -70.0991 | -346.161 | -33.8323 | -1991.7727 | -15024.1592 | 3725.7585 | 1713.0305 | -270.0689 | 3580.0212 | 194.9728 | 978.7285 | -271.5094 | 1367.8362 | 606.6911 | 224.9975 | 209.9994 | -214.0632 | 359.5103 | -1336.875 | -5143.606 | 48.1203 | -27.0122 | 1531.3123 | -2351.1138 | -1629.682 | -922.393 | -108.3764 | 713.8376 | 2806.8086 | 0.97928 | 95.6168 | -123.1397 | 0.48463 | 880.1165 | -2399.8464 | 0.99853 | 953.7268 | 1.0029 | -2107.2014 | 333.4723 | 1782.6321 | 1067.2778 | 4028.9604 | -3.409 | -271.9628 | 2711.199 | -349.8933 | 1281.4519 | 1087.8392 | -1744.2821 | -210.5462 | 7942.0801 | 210.1043 | 5.3907 | 271.5963
2030-03-27 | 1 | -15.5438 | 1504.1387 | -42.5061 | -312.9411 | -72.0232 | -1995.8748 | -15363.7646 | 3799.9341 | 2349.1042 | -247.1912 | 3547.2341 | 195.0823 | 971.6336 | -394.8227 | 1138.1305 | 721.6713 | 247.1344 | 209.9994 | -158.1499 | 330.3611 | -1240.2075 | -5182.2544 | 7.9872 | -19.544 | 1367.1416 | -2374.1885 | -1604.1874 | -954.7254 | -121.3992 | 649.0073 | 2876.1802 | 0.98202 | 147.4158 | -142.2149 | 0.50434 | 712.4504 | -2221.7507 | 1.001 | 347.0228 | 449.4945 | -1899.1359 | 346.582 | 1281.3342 | 1032.9342 | 3087.2092 | -2.4539 | -272.3092 | 2983.5696 | 41.3769 | 1181.3191 | 690.6291 | -1316.6726 | 685.3085 | 4011.9021 | 210.1043 | -63.9781 | 187.2354
2030-03-27 | 2 | -21.7952 | 1884.108 | -45.1866 | -356.8144 | 213.4255 | -2227.8496 | -15233.0791 | 4349.5474 | 2596.2366 | -265.4731 | 3420.8679 | 171.6363 | 1170.2629 | -580.9523 | 806.7004 | 1141.4091 | 288.487 | 209.9994 | -146.8696 | 100.7284 | -895.0146 | -5174.6265 | -49.9552 | -37.8277 | 1324.5171 | -2636.2913 | -1372.1488 | -1021.125 | -140.9959 | 648.3762 | 2886.2976 | 178.156 | 290.989 | -107.231 | 0.4689 | 1086.1157 | -1982.0201 | 189.3372 | 493.8214 | 328.1492 | -2121.6702 | 131.6662 | 1330.8566 | 932.6382 | 3466.2842 | -137.7159 | -91.3782 | 2865.6035 | -41.3454 | 1046.1576 | 884.4677 | -1629.3031 | 1078.7688 | 2634.0593 | 210.1043 | -47.0013 | 231.9253
2030-03-27 | 3 | -21.5191 | 1812.0425 | -43.0523 | -340.3294 | 142.1172 | -2163.7898 | -14945.0117 | 4135.1343 | 2630.5283 | -236.6069 | 3449.7351 | 158.0323 | 1368.1205 | -697.7392 | 551.4203 | 917.9457 | 258.4322 | 209.9994 | -156.5316 | 54.0772 | -893.7787 | -5469.6357 | -60.0171 | -43.0089 | 1397.7421 | -2528.6206 | -1294.7505 | -993.3955 | -139.0451 | 624.4547 | 2689.1238 | 1.0081 | 194.9628 | -125.3314 | 0.42919 | 1123.2351 | -2138.5315 | 1.0024 | 285.6394 | 449.5605 | -2132.2109 | 95.4185 | 1170.0181 | 903.36 | 2984.8635 | -2.6212 | -275.9119 | 3142.7461 | 250.1225 | 1001.1921 | 840.5599 | -1640.2404 | 1176.0491 | 3183.9426 | 210.1042 | -26.9543 | 310.6555
2030-03-27 | 4 | -22.7752 | 1847.5873 | -52.0116 | -351.4462 | 245.2569 | -2235.6665 | -15021.8418 | 4346.0332 | 2627.9146 | -185.9574 | 3491.3765 | 101.034 | 1489.4611 | -722.3591 | 443.6259 | 561.4379 | 269.7739 | 209.9994 | -143.282 | -126.0166 | -788.7795 | -5343.7129 | -71.2188 | -50.9834 | 1515.2212 | -2550.3384 | -715.7965 | -998.8611 | -142.1233 | 653.9294 | 2493.0383 | 0.97963 | 239.4443 | -122.6831 | 0.50396 | 1201.786 | -2107.4182 | 56.7291 | 224.144 | 449.6078 | -2065.3208 | 57.1752 | 1187.5618 | 1025.1951 | 2931.2795 | -2.9654 | -277.6613 | 2712.3462 | -146.5023 | 870.2531 | 798.2377 | -1801.5144 | 1422.7498 | 2283.9624 | 210.1042 | 0.95363 | 193.8701
2030-03-27 | 5 | -30.0662 | 1613.0581 | -70.4028 | -366.4937 | 223.9646 | -2219.7703 | -14798.4326 | 4293.7739 | 2515.863 | -163.3869 | 3380.6426 | 81.5593 | 1482.8026 | -726.2949 | 421.9362 | 553.5087 | 220.1087 | 209.9994 | -131.0212 | -180.5048 | -821.0971 | -5539.3442 | -27.9922 | -56.0892 | 1517.5964 | -2527.6257 | -395.2801 | -978.1296 | -131.4064 | 749.8317 | 2424.0161 | 1.0036 | 274.0822 | -61.7311 | 0.55048 | 1247.2417 | -2144.3687 | 1.0005 | 95.2413 | 449.7015 | -2083.1584 | 151.046 | 1333.3259 | 883.0124 | 2926.2705 | -2.4039 | -275.9897 | 2241.7944 | -1003.4725 | 933.0956 | 839.8493 | -2127.7991 | 972.3404 | 5044.6074 | 210.1043 | -2.7953 | 154.1672
2030-03-27 | 6 | -25.5516 | 1280.1663 | -51.2444 | -406.3654 | 227.3943 | -2069.2871 | -14339.5068 | 4154.9165 | 1612.6783 | -224.7405 | 3487.4619 | 158.042 | 1041.9814 | -720.231 | 456.1282 | 772.1163 | 49.9861 | 209.9994 | -127.012 | -15.6176 | -1019.1645 | -5583.626 | 38.0792 | -55.593 | 1523.9608 | -2614.0657 | -701.2301 | -956.7203 | -114.4441 | 854.1275 | 2622.9395 | -0.12208 | 220.0368 | 0.9917 | 0.42135 | 1236.8806 | -1433.3477 | 1.0005 | 1.0008 | 384.6112 | -2104.6914 | 390.0353 | 1315.4017 | 988.8834 | 2904.2612 | -2.2208 | -272.4024 | 2187.8599 | -692.9249 | 1101.3546 | 1274.0038 | -2545.1233 | 397.7427 | 8339.3633 | 210.1043 | 27.8996 | 107.5888
2030-03-27 | 7 | -26.0012 | 1019.2741 | -56.6126 | -419.026 | 110.8133 | -1884.6747 | -14013.1719 | 3731.1843 | 452.2679 | -253.2964 | 3665.3362 | 194.9684 | 957.3515 | -553.1058 | 989.6912 | 734.2148 | 46.4013 | 209.9994 | -146.5355 | 56.081 | -1381.9729 | -5889.9849 | 39.0423 | -40.3959 | 1486.8578 | -2618.8706 | -1107.1208 | -908.6581 | -101.25 | 809.6675 | 2765.4553 | -0.42292 | 171.5172 | 101.7975 | 0.46827 | 1122.042 | -1081.411 | 1.003 | 474.3148 | 1.0005 | -2066.4858 | 296.4334 | 2072.8071 | 1250.3602 | 3973.5833 | -3.2257 | -275.2435 | 3008.5708 | -81.692 | 1152.7129 | 1115.1128 | -2464.7666 | -1.2648 | 8695.6348 | 210.1042 | 4.2572 | 43.5647
2030-03-27 | 8 | -33.6151 | 488.5693 | -83.8693 | -549.5831 | -177.7488 | -1625.2532 | -13651.4258 | 3065.9844 | 0.99365 | -299.335 | 3799.5703 | 182.4117 | 818.803 | -467.3566 | 1334.2764 | 999.8865 | 30.9909 | 209.9994 | -201.4375 | 5.0316 | -1762.9939 | -6033.2153 | 57.6675 | -15.5723 | 1143.577 | -2386.603 | -1242.2255 | -828.7452 | -80.0515 | 781.3604 | 2923.3323 | 0.98813 | 127.3395 | 175.4064 | 0.5125 | 716.7988 | -256.8057 | -3.4182 | 48.2019 | 449.5526 | -1759.2327 | 297.9688 | 3124.0591 | 1276.228 | 4349.2422 | -3.1688 | -272.258 | 2928.8799 | 309.2158 | 1311.0509 | 1628.3431 | -1866.3976 | -561.2982 | 10477.3457 | 210.1042 | 2.2388 | 73.9732
2030-03-27 | 9 | -37.5136 | 363.0084 | -81.7351 | -477.0358 | -425.3309 | -1638.2709 | -14227.4121 | 3049.313 | 230.9424 | -293.5143 | 3858.9167 | 194.9601 | 1061.2339 | -349.7199 | 1728.3746 | 478.8567 | 52.5072 | 209.9994 | -192.8299 | 130.0329 | -1800.8707 | -5618.6367 | 105.7546 | -4.7757 | 1112.8618 | -2350.9407 | -1248.1414 | -825.0418 | -68.2077 | 831.0656 | 3024.3506 | 0.97219 | 76.6564 | 118.1291 | 0.54812 | 438.8835 | -873.2151 | -3.2568 | 181.6143 | 449.4539 | -1662.166 | 389.9477 | 3270.5659 | 1287.4568 | 4821.8677 | -241.1249 | -272.1739 | 2809.0447 | 66.1766 | 1398.7145 | 1143.2073 | -1437.3075 | -1126.2604 | 12005.1621 | 210.1043 | -13.4799 | 157.7905
2030-03-27 | 10 | -25.8185 | 571.0257 | -47.9693 | -406.4174 | -329.2742 | -1652.6436 | -14971.1621 | 3305.7175 | 0.99248 | -285.7428 | 3727.303 | 195.0076 | 976.0066 | -338.292 | 1736.8699 | 648.8927 | 78.5052 | 209.9994 | -163.4958 | 57.0541 | -1710.6062 | -5089.1797 | 110.4968 | -14.3673 | 1062.5275 | -2285.2725 | -830.9933 | -839.0735 | -75.6594 | 851.0652 | 2964.7253 | 0.9888 | 89.8603 | 24.9028 | 0.55792 | 464.6061 | -1023.9312 | 320.2467 | 238.331 | 449.4758 | -1474.7742 | 472.9539 | 2871.5798 | 1247.089 | 4547.9419 | -141.6517 | -272.2588 | 922.0002 | -1097.7061 | 1247.3168 | 1091.8281 | -1694.912 | -884.1732 | 11437.1465 | 210.1043 | 65.8151 | 214.948
2030-03-27 | 11 | -24.1641 | 835.9633 | -43.8807 | -397.7137 | -193.3087 | -1723.0079 | -15060.2422 | 3414.8005 | 134.2204 | -346.5638 | 3785.1096 | 114.9891 | 1450.3268 | -369.1342 | 1656.828 | 757.6948 | 44.5637 | 209.9994 | -120.4404 | -20.3191 | -1513.1204 | -4799.1885 | 94.7092 | -24.5941 | 1257.6149 | -2325.7595 | -434.0996 | -856.8015 | -86.3015 | 842.7596 | 2965.967 | 0.97454 | 112.1169 | 44.5946 | 0.54551 | 420.8732 | -1022.2451 | 1.0015 | 238.627 | 449.5182 | -1509.4448 | 508.8675 | 2893.2576 | 1296.0103 | 4708.4487 | -268.0409 | -295.036 | 1005.9364 | -1061.6752 | 1134.0023 | 721.7834 | -1811.6041 | -520.2411 | 9938.5576 | 210.1043 | 54.3331 | 150.2171
2030-03-27 | 12 | -26.1826 | 916.9092 | -45.6835 | -454.0387 | -54.1298 | -1722.0846 | -15005.9404 | 3302.1064 | 0.99397 | -312.2726 | 3725.2332 | 194.2843 | 1210.8745 | -390.2501 | 1561.4979 | 830.7327 | 24.5744 | 209.9994 | -133.1797 | 88.3347 | -1422.624 | -4638.9214 | 68.471 | -22.6005 | 1106.7838 | -2416.437 | -305.4353 | -864.6483 | -89.385 | 794.2898 | 2990.0781 | 0.99738 | 108.1688 | 62.0625 | 0.52979 | 378.0045 | -733.8387 | 346.2325 | 315.2911 | 449.4762 | -1563.5126 | 532.5891 | 3107.0676 | 1306.6564 | 4754.9858 | -39.1883 | -272.1827 | 1003.2173 | -1003.5305 | 1145.7676 | 1076.8335 | -1800.6587 | -617.5608 | 10008.5908 | 210.1042 | 33.797 | 131.3873
2030-03-27 | 13 | -25.1978 | 901.9786 | -45.5011 | -417.7949 | -98.7091 | -1776.7255 | -14935.6514 | 3354.4536 | 0.99446 | -327.4692 | 3865.9204 | 143.243 | 1197.9467 | -281.4709 | 1551.0265 | 927.9119 | 34.6377 | 209.9994 | -183.2328 | 29.703 | -1275.5177 | -5323.0537 | 61.2095 | -26.4471 | 1149.4269 | -2405.3928 | -231.9275 | -880.0455 | -85.4196 | 832.3618 | 3026.6323 | 0.98019 | 106.4511 | -27.788 | 0.54988 | 333.3687 | -1287.5619 | -3.6417 | 292.0086 | 449.5667 | -2081.8887 | 387.0151 | 3551.9421 | 1322.9272 | 5061.1636 | -267.4794 | -344.4026 | 2049.6448 | -25.8768 | 1389.7162 | 1761.2701 | -1767.3997 | -1215.5845 | 12454.5449 | 210.1042 | -35.724 | 134.8533
2030-03-27 | 14 | -33.3653 | 748.2989 | -64.131 | -440.3288 | -212.4165 | -1763.6992 | -14074.6934 | 2780.303 | -69.6385 | -314.5055 | 3767.3862 | 187.7464 | 851.8559 | -334.3922 | 1639.8164 | 1015.209 | 29.7807 | 209.9994 | -164.5034 | -140.9262 | -1237.8263 | -5322.8447 | 38.4409 | -25.6363 | 1051.3407 | -2278.7776 | 353.7737 | -843.6989 | -74.6592 | 823.5367 | 3053.2744 | 1.0023 | 89.3911 | 14.6158 | 0.54603 | 56.3399 | -1229.0179 | 108.2519 | 601.685 | 449.3795 | -2087.3032 | 241.9615 | 3279.605 | 1288.6793 | 5067.8652 | -73.2141 | -306.9143 | 1864.2485 | -519.1698 | 1239.035 | 1467.0787 | -2624.3423 | -1445.3627 | 14212.0684 | 210.1043 | -64.3368 | 75.8239
2030-03-27 | 15 | -37.6437 | 630.1509 | -64.8843 | -455.8363 | -260.5962 | -1704.2773 | -13593.1475 | 2639.8652 | -339.593 | -274.6405 | 3788.0618 | 195.0001 | 895.2942 | -357.1985 | 1614.5758 | 1478.5779 | -3.8932 | 209.9994 | -176.3467 | -63.7022 | -1149.2823 | -4478.5493 | 60.0084 | -19.0273 | 1139.8438 | -2282.6414 | 123.009 | -829.2609 | -69.861 | 851.879 | 2928.5024 | 1.9397 | 52.4499 | 36.1877 | 0.57554 | -33.677 | -1102.8636 | 428.8288 | 644.0737 | 449.3116 | -2112.1514 | 320.9896 | 3307.1621 | 1169.0598 | 5066.4785 | -2.8557 | -283.534 | 1597.48 | -1214.4875 | 1254.0853 | 1697.3948 | -2663.7461 | -1425.9131 | 15945.873 | 210.1042 | -70.2617 | 54.0329
2030-03-27 | 16 | -39.8501 | 561.9771 | -65.8638 | -476.7022 | -253.0541 | -1655.6144 | -12912.8398 | 2443.4197 | -3.0772 | -350.9789 | 3832.5408 | 77.4751 | 1424.6582 | -350.7589 | 1645.0546 | 1641.6204 | -104.9199 | 209.9994 | -180.6314 | -83.404 | -1173.3877 | -4793.5967 | 54.2165 | -18.3292 | 1187.2576 | -2410.3892 | 138.0278 | -828.2769 | -65.2856 | 834.7536 | 2946.2954 | 2.1543 | 145.5847 | 25.3418 | 0.58094 | 17.4918 | -582.8869 | 100.3192 | 647.6393 | 449.3184 | -2003.5742 | 304.7514 | 3260.1714 | 1100.0934 | 5066.354 | -25.1749 | -274.5222 | 1606.939 | -1626.6179 | 1248.4823 | 1294.3401 | -2470.0618 | -1459.2708 | 18077.6289 | 210.1042 | -103.3 | 46.521
2030-03-27 | 17 | -37.7838 | 550.6266 | -65.741 | -476.8549 | -327.4469 | -1638.6656 | -12764.8643 | 2258.7839 | -146.2764 | -287.3569 | 3720.0764 | 195.0012 | 949.6634 | -376.9271 | 1527.0278 | 1910.9812 | -235.022 | 209.9994 | -170.9323 | -96.9908 | -1141.8712 | -4605.6104 | 47.6475 | -21.7568 | 1178.3503 | -2341.3169 | 292.0518 | -821.5546 | -66.5492 | 814.1797 | 2802.644 | 0.98037 | 79.1547 | -54.2391 | 0.5338 | -30.099 | -453.1062 | 454.1357 | 640.9281 | 449.2887 | -1995.2793 | 297.0847 | 3284.1235 | 1068.5704 | 5068.2339 | -2.9834 | -319.0404 | 1688.6006 | -1918.854 | 1194.4619 | 1352.7964 | -2393.3015 | -1171.6316 | 18073.5312 | 0.10423 | -88.7605 | 28.1393
2030-03-27 | 18 | -30.4575 | 423.9771 | -50.8591 | -615.4169 | -563.4232 | -1405.4209 | -11771.1934 | 1629.5892 | -3.1564 | -209.8537 | 3716.7419 | 194.9987 | 795.3386 | -275.9461 | 1696.3762 | 2159.365 | -370.6591 | 209.9994 | -167.9845 | 12.1616 | -1196.8451 | -4249.4292 | 53.1145 | -16.1046 | 1192.3843 | -2162.9421 | 360.4259 | -783.1262 | -57.5978 | 747.6508 | 2535.5652 | 0.98133 | -139.2338 | 1.0006 | 0.5789 | -296.3046 | 782.0793 | 698.0977 | 614.2659 | 449.2685 | -2046.3239 | 316.4208 | 3331.1929 | 1168.3146 | 5068.1968 | -2.7912 | -351.7817 | 1948.1859 | -2051.3281 | 1209.2889 | 1237.4491 | -1997.4015 | -1013.464 | 18405.7207 | 0.10423 | -105.9723 | 3.7715
2030-03-27 | 19 | -19.2857 | 398.9013 | -52.9541 | -731.2321 | -535.527 | -1324.2694 | -10812.7139 | 1676.4905 | -98.6254 | -190.5182 | 3707.261 | 195.0011 | 1068.1663 | -67.6065 | 1801.5876 | 2501.9141 | -536.6561 | 209.9994 | -147.029 | -122.1637 | -1201.9294 | -3854.8359 | 37.7876 | -17.3719 | 1223.4904 | -2227.2112 | 748.7451 | -800.3331 | -55.6526 | 795.6722 | 2513.6963 | -1965.7354 | -71.4274 | -197.9249 | 0.60936 | -433.382 | 5344.5029 | 740.7254 | 425.1566 | 449.3302 | -1807.0437 | 301.014 | 3619.2981 | 1212.6084 | 5068.7578 | -26.8466 | -374.5385 | 1088.1244 | -2895.0505 | 990.929 | 1146.2246 | -2058.7932 | -774.3713 | 20754.1543 | 0.10423 | -79.7429 | 0.9999
2030-03-27 | 20 | -5.6979 | 497.7048 | -50.7528 | -596.6932 | -845.4192 | -1114.2935 | -9284.1953 | 516.4966 | -487.0716 | -100.1685 | 3695.5977 | 161.2323 | 1192.4727 | 300.1606 | 2063.1763 | 2215.9492 | -816.0382 | 209.9994 | -159.3846 | 108.4868 | -1666.5955 | -4142.146 | -46.3881 | -11.4938 | 1016.8536 | -2040.0042 | 347.645 | -700.9415 | -67.5649 | 481.7601 | 2014.3372 | -3124.2351 | -286.7993 | -290.1955 | 1.6853 | -401.7234 | 4972.1694 | 155.9141 | 458.2731 | 449.3569 | -1563.1124 | 137.7815 | 3097.2322 | 1273.5065 | 4913.7041 | -238.0913 | -272.196 | 1783.0242 | -1597.6482 | 961.0079 | 1042.167 | -1738.6244 | -358.1793 | 19007.3125 | 0.10423 | -123.9096 | 26.9943
2030-03-27 | 21 | -10.7088 | -331.5352 | -49.5399 | -507.3905 | -1314.8738 | -565.3828 | -7808.2666 | 1.0002 | 0.99846 | -144.9289 | 3778.0601 | 145.1625 | 1093.4451 | 309.8284 | 2142.2849 | 2143.3237 | -439.0213 | 209.9994 | -261.7316 | 236.2069 | -1948.7015 | -4279.8467 | 35.3547 | -1.9915 | 1525.4407 | -1564.9962 | 624.2205 | -520.4138 | -45.2375 | 521.8582 | 1846.4879 | -2501.9165 | -160.2171 | 14.2524 | 4.0855 | 375.3079 | 6099.8145 | -2.8761 | 367.4467 | 449.463 | -1287.7732 | 340.5092 | 3010.1025 | 1308.1647 | 4645.2749 | -87.7233 | -272.0543 | 2941.4246 | -320.226 | 1199.9219 | 1098.1415 | -1047.6658 | -749.179 | 19522.5098 | 0.10423 | -174.7111 | 5.9102
2030-03-27 | 22 | -7.4908 | -1310.6027 | -42.3914 | -381.3162 | -1627.4563 | -27.3209 | -7157.667 | -201.3901 | 0.99824 | -105.2094 | 3832.9646 | 168.2248 | 1064.8387 | 287.0397 | 2011.1775 | 2354.2742 | -348.0348 | 209.9994 | -280.4876 | 386.6105 | -1913.4924 | -4462.8359 | 147.1001 | 0.83302 | 1546.2465 | -915.2676 | 276.2784 | -325.7701 | -16.5534 | 689.3556 | 1392.8951 | -2505.1353 | -562.1577 | 233.7729 | 3.4365 | 280.0902 | 6314.0737 | -3.0971 | 18.5836 | 449.6512 | -1537.3848 | 643.3318 | 3133.2437 | 1330.1654 | 4492.1836 | -67.196 | -272.0216 | 2966.3809 | 1.1922 | 1469.2241 | 1784.8522 | -978.8311 | -1474.6208 | 19853.8379 | 0.10423 | -167.8181 | -13.4082
2030-03-27 | 23 | -11.2434 | -1364.8146 | -41.7553 | -388.4333 | -1583.4872 | 72.3003 | -6486.3735 | -306.0943 | 289.2222 | -126.4644 | 3812.7368 | 151.7603 | 1196.8187 | 448.4389 | 2127.6287 | 1198.5189 | -515.6303 | 209.9994 | -289.6463 | 439.4674 | -1837.4818 | -3416.6172 | 183.6468 | -13.6578 | 1604.2798 | -900.761 | 558.5092 | -292.5867 | -16.6074 | 714.4015 | 1451.4481 | -1636.9305 | -405.9469 | 422.2956 | 5.1832 | 524.7034 | 7002.3823 | 34.274 | 410.8073 | 449.6024 | -1485.4731 | 871.4257 | 3252.2566 | 1344.203 | 5013.9521 | -285.7298 | -345.8811 | 3009.0095 | -317.2009 | 1600.1298 | 2015.8527 | -627.5115 | -1392.0875 | 19484.7207 | 210.1042 | -196.5612 | -42.0487
2030-03-27 | 24 | -12.5066 | -1322.8324 | -36.3524 | -377.3179 | -1759.3177 | 111.937 | -6785.6729 | -187.4936 | 1213.6576 | -126.2163 | 3802.0249 | 55.2011 | 1472.5433 | 367.9804 | 1874.7714 | 831.9096 | -468.5409 | 209.9994 | -287.4023 | 256.8963 | -1518.9724 | -2658.218 | 164.6442 | -34.246 | 1682.7369 | -846.5352 | 1281.017 | -286.108 | -22.7856 | 798.8849 | 1288.9811 | -1302.1704 | -302.5751 | 526.5836 | 5.7156 | 972.5258 | 7577.4297 | 378.6739 | 643.3839 | 449.8979 | -1624.111 | 819.4911 | 3162.3862 | 1436.9703 | 4786.2871 | 181.3739 | -276.1406 | 3608.3013 | 680.5771 | 1574.1295 | 1285.4012 | -635.9161 | -1149.9802 | 17651.3887 | 210.1043 | -291.2378 | 5.3148
2030-03-28 | 1 | -15.4437 | -1103.0743 | -32.2827 | -326.6246 | -1900.8768 | 185.9878 | -4941.1777 | -1169.8983 | 1877.8909 | -109.892 | 3715.2437 | 5.5902 | 1152.0458 | 251.0813 | 1451.5461 | 43.4224 | -393.3288 | 209.9994 | -291.3239 | 191.5523 | -1377.9374 | -3197.2524 | 52.5253 | -28.715 | 1442.4174 | -724.0033 | 1570.2487 | -233.2479 | -37.6083 | 515.5132 | 1287.1981 | -452.9106 | -336.3102 | 675.7917 | 7.0586 | 908.3568 | 6915.4009 | 30.8031 | 244.5385 | 449.4032 | -2027.8494 | 380.8956 | 2332.1523 | 1221.1218 | 3882.8518 | -2.9596 | -276.5469 | 3691.3604 | 770.2537 | 1594.2389 | 846.3818 | 288.3279 | -493.9753 | 15507.3604 | 210.1042 | -377.0683 | 82.0022
2030-03-28 | 2 | -11.9614 | -661.3768 | -27.3431 | -291.7764 | -1404.5236 | 82.0978 | -4980.7832 | -590.2141 | 2252.187 | -112.7197 | 3728.7231 | -77.3803 | 1088.3878 | 106.9416 | 1089.7225 | -621.6097 | -412.2997 | 209.9994 | -275.4893 | -59.543 | -1153.8812 | -2755.4141 | -60.5508 | -41.9326 | 1330.4991 | -803.3235 | 2040.8529 | -268.2576 | -62.4308 | 402.211 | 1322.1428 | -30.5948 | -71.4707 | 585.5653 | 8.0223 | 915.5551 | 5329.7998 | 89.8124 | 234.5761 | 449.4651 | -2067.2219 | 0.99949 | 2043.3198 | 1207.2983 | 3645.3477 | -3.0292 | -276.3725 | 3815.0476 | 1039.2191 | 1299.8595 | 670.5326 | 1.0029 | -0.67139 | 11214.835 | 210.1043 | -307.9727 | 105.8419
2030-03-28 | 3 | -6.254 | -532.6573 | -22.4394 | -232.1949 | -1499.8658 | 104.8532 | -5192.2949 | -455.8543 | 2348.1643 | -106.9866 | 3734.0813 | -87.2299 | 1072.9813 | 11.1018 | 959.5845 | -767.5663 | -359.6121 | 209.9994 | -309.5985 | -9.139 | -1173.7136 | -2427.7705 | -119.6232 | -23.7574 | 1556.2014 | -677.4171 | 1484.0094 | -260.183 | -74.2422 | 277.7857 | 1330.661 | 0.98499 | -102.9957 | 482.0132 | 8.1958 | 869.8889 | 4123.1494 | 52.5526 | 208.5978 | 449.5226 | -1935.9531 | -112.193 | 1939.3011 | 1131.9119 | 3497.3823 | -3.0605 | -276.473 | 3859.2998 | 928.3945 | 1160.0404 | 43.8757 | 1.0038 | 0.99705 | 7242.1162 | 210.1042 | -301.0185 | 196.869
2030-03-28 | 4 | -4.9155 | -246.946 | -24.22 | -243.5936 | -1499.9055 | -97.3366 | -5361.2236 | -145.4231 | 2385.1348 | -124.1208 | 3752.0518 | -104.3496 | 1078.6761 | 31.7089 | 1065.7061 | -592.3491 | -245.9405 | 209.9994 | -313.5992 | 35.6781 | -1089.7308 | -1432.2489 | -132.8652 | -35.0067 | 1723.3102 | -851.0654 | 814.4946 | -323.124 | -81.2992 | 263.5082 | 1352.9382 | 0.98559 | -112.8774 | 379.1127 | 7.8751 | 1269.8491 | 3610.2361 | 44.0937 | 179.0901 | 449.5602 | -1775.9484 | -129.752 | 1880.1995 | 1154.2585 | 3366.1448 | -2.9592 | -276.7887 | 3927.8828 | 1023.7826 | 1067.5338 | -300.9751 | 1.0042 | 0.99578 | 5707.1055 | 210.1042 | -295.902 | 234.8973
2030-03-28 | 5 | -13.0192 | 20.3499 | -32.6293 | -281.6934 | -1346.4081 | -283.4851 | -5686.4453 | 0.99918 | 2299.3237 | -141.9578 | 3762.6892 | -136.8377 | 1110.7068 | 44.3029 | 1129.3024 | -521.4951 | -57.3856 | 209.9994 | -301.0479 | -103.4789 | -1118.0692 | -847.1216 | -137.1375 | -67.3968 | 1971.272 | -1227.699 | 847.2804 | -365.7351 | -88.0959 | 268.9467 | 1225.8231 | 594.8094 | -138.9162 | 558.7555 | 7.153 | 1827.4863 | 3317.1313 | 109.9385 | 241.4312 | 449.4741 | -1310.2802 | -138.2712 | 1900.6815 | 1220.2952 | 3412.5073 | -2.7977 | -276.8678 | 3901.3191 | 870.8428 | 879.3087 | -481.2409 | -50.3782 | 206.6629 | 4437.8677 | 210.1043 | -273.4659 | 223.8686
2030-03-28 | 6 | -8.1368 | 235.9487 | -33.6753 | -286.2258 | -1222.0049 | -395.8924 | -5825.1177 | 1.0346 | 1716.616 | -115.8257 | 3732.5 | -35.816 | 1156.9021 | -12.6185 | 1346.5955 | 623.3279 | 302.526 | 209.9994 | -298.9539 | -116.2117 | -1208.3624 | -1513.166 | -164.0961 | -64.0201 | 1996.1929 | -1116.5797 | 351.3258 | -390.0346 | -98.5811 | 241.5679 | 1200.8102 | 1.708 | -298.3033 | 378.5356 | 6.029 | 2123.573 | 2314.6526 | 1.0002 | 1.0005 | 352.4129 | -1530.5873 | -129.8806 | 2001.6759 | 1155.4478 | 3369.9841 | -2.4895 | -276.3254 | 3850.5881 | 675.7778 | 831.8365 | -80.3894 | -620.4196 | 253.4208 | 3700.4954 | 210.1042 | -216.5303 | 214.7824
2030-03-28 | 7 | -9.7342 | 54.4971 | -38.5555 | -274.9054 | -1598.937 | -312.6975 | -5210.1782 | -675.7467 | 653.2612 | -152.0202 | 3730.3972 | -25.5156 | 1158.7496 | 93.4607 | 1775.6327 | 765.9566 | 371.7861 | 209.9994 | -431.4431 | -81.0634 | -1408.583 | -1339.1615 | -147.0776 | -70.6201 | 2978.3752 | -1085.6493 | -153.1437 | -355.8499 | -97.9652 | 238.3875 | 936.7339 | 405.8242 | -476.5848 | 418.7955 | 6.3569 | 2521.2178 | 2010.8082 | 1.0006 | 0.99894 | 305.2744 | -1531.6949 | -107.4758 | 2384.3237 | 1204.3972 | 3798.5366 | -2.8289 | -276.1252 | 3854.6418 | 810.8403 | 890.9176 | -80.2885 | -658.2556 | 195.3274 | 3713.9111 | 210.1042 | -270.2461 | 213.7842
2030-03-28 | 8 | -1.2882 | 239.0846 | -39.7108 | -258.2424 | -1921.8774 | -559.5484 | -5696.2905 | -660.1169 | 837.3634 | -154.0334 | 3681.3701 | 57.5203 | 1120.8014 | 411.3397 | 2059.699 | 1058.6272 | 378.377 | 209.9994 | -458.0259 | 237.375 | -1221.3452 | -1461.7153 | -164.3824 | -80.024 | 3171.2925 | -1062.8107 | -50.7498 | -423.3841 | -96.3976 | 216.8688 | 1366.8208 | 2.9864 | -566.2968 | 253.5721 | 5.6733 | 2691.0977 | 798.7242 | 126.1192 | 0.99968 | 0.99966 | -1269.0878 | -251.3819 | 2439.269 | 1209.9976 | 3766.8638 | -3.1532 | -278.4187 | 3423.543 | 1127.0394 | 468.2489 | -1010.3868 | -365.449 | 148.7935 | 2815.6638 | 210.1042 | -229.7118 | 248.0747
2030-03-28 | 9 | -1.1757 | 323.0414 | -41.6589 | -289.1859 | -1931.5381 | -638.0888 | -6756.5981 | -356.4948 | 574.6602 | -220.7697 | 3746.0874 | -39.3854 | 1295.7078 | 468.9625 | 2260.6711 | 1159.9821 | 332.1637 | 209.9994 | -580.8619 | 444.7221 | -1467.1558 | -1816.7626 | -77.0822 | -54.2424 | 3692.3945 | -1183.6724 | -515.9612 | -445.315 | -88.7306 | 313.6448 | 1361.5404 | 0.98589 | -635.1348 | 240.8404 | 5.1858 | 2357.3496 | 550.2707 | 39.7914 | 0.99812 | 449.6541 | -838.1724 | 93.3852 | 2639.8352 | 1049.1931 | 3760.1113 | -2.9622 | -277.9061 | 3483.4377 | 1033.3214 | 634.7926 | -307.5339 | -155.1409 | -502.9857 | 1772.0055 | 210.1042 | -216.1022 | 237.6486
2030-03-28 | 10 | -1.8824 | 260.3301 | -39.9964 | -286.3327 | -1938.5887 | -546.0967 | -6908.0352 | -346.1546 | 291.2113 | -259.6341 | 3731.9431 | -132.3158 | 1483.5857 | 491.2068 | 2293.9568 | 1447.9156 | 357.086 | 209.9994 | -464.4591 | 386.2009 | -1449.8661 | -2634.2566 | -57.881 | -52.2356 | 2860.7263 | -1118.5023 | 9.6352 | -423.5803 | -86.2944 | 349.5568 | 1350.7512 | 0.97924 | -629.2095 | 255.638 | 4.6514 | 1933.3805 | 692.0214 | 255.346 | 93.716 | 449.4616 | -818.8556 | 177.5772 | 3055.2861 | 1079.0308 | 4382.2778 | -2.6236 | -276.8057 | 3134.2048 | 997.7397 | 675.8422 | 0.99978 | -286.9697 | -618.3886 | 1369.0208 | 210.1042 | -222.8039 | 227.77
2030-03-28 | 11 | -1.9734 | 377.4377 | -38.8878 | -302.0918 | -1945.4958 | -578.2585 | -6902.2207 | -453.7755 | 162.7079 | -283.8453 | 3751.3511 | -122.6199 | 1545.8207 | 451.4686 | 2259.9858 | 1685.4944 | 391.3902 | 209.9994 | -459.7344 | 417.7365 | -1284.481 | -2425.3594 | -78.6659 | -48.5872 | 2797.6887 | -1178.2987 | -30.0851 | -434.7061 | -87.3454 | 307.633 | 1374.6613 | 0.98566 | -580.3183 | 170.029 | 5.3005 | 1931.1918 | 733.7595 | 288.4361 | 71.2064 | 449.5067 | -1075.4221 | 73.9334 | 3252.8047 | 1174.6753 | 4534.3154 | -2.6088 | -276.6351 | 3064.7822 | 1022.9252 | 666.6453 | -82.2558 | -435.3569 | -713.3782 | 1640.9952 | 210.1042 | -209.3195 | 260.05
2030-03-28 | 12 | -3.559 | 489.409 | -40.0366 | -316.4802 | -1943.6306 | -670.5571 | -7242.7993 | -326.4338 | -54.9538 | -311.5518 | 3806.3657 | -110.442 | 1515.4456 | 436.5194 | 2239.9473 | 1883.8483 | 453.837 | 209.9994 | -440.1667 | 503.2025 | -1267.2206 | -2151.561 | -68.694 | -50.4011 | 2516.2246 | -1336.0789 | -354.0734 | -463.6633 | -85.8366 | 295.5975 | 1479.105 | 0.9869 | -525.52 | 155.4623 | 5.5764 | 1983.9266 | 614.4153 | 124.5268 | 66.5807 | 449.5576 | -1059.8619 | 107.5721 | 3268.0764 | 1166.6224 | 4648.9697 | -264.4292 | -283.3571 | 2866.7986 | 1165.2932 | 792.3972 | 0.99908 | -392.0661 | -1047.9755 | 2615.2424 | 210.1042 | -246.6221 | 253.4837
2030-03-28 | 13 | -11.5332 | 746.7933 | -45.5044 | -350.022 | -1949.0894 | -854.5114 | -7549.2939 | -335.5909 | 2.2914 | -274.7945 | 3798.0991 | -178.5862 | 1532.5299 | 429.9407 | 2253.8567 | 1791.5427 | 515.1448 | 209.9994 | -541.0621 | 387.288 | -1206.5958 | -2240.2925 | -99.8279 | -64.4648 | 3129.1113 | -1658.5548 | -458.6769 | -515.572 | -89.4415 | 286.4878 | 1696.228 | 170.3385 | -385.4825 | 216.982 | 5.3234 | 2323.7588 | 142.3488 | 196.0753 | 122.1071 | 449.5746 | -881.2876 | 0.99988 | 3241.9692 | 1134.5671 | 4604.0181 | -176.8196 | -276.9427 | 2949.8684 | 1306.9948 | 682.6328 | 0.98876 | -259.0276 | -1186.3762 | 3100.5903 | 210.1042 | -287.3053 | 228.4809
2030-03-28 | 14 | -15.959 | 1023.6661 | -48.9785 | -389.8572 | -1953.7418 | -979.7225 | -7175.1123 | -454.9269 | -2.8605 | -281.6831 | 3884.1746 | -183.5333 | 1504.6844 | 433.2256 | 2260.8674 | 1653.3905 | 533.6084 | 209.9994 | -656.6977 | 348.1876 | -1270.3706 | -2382.4229 | -148.0797 | -62.4306 | 3815.0149 | -1896.449 | -621.9954 | -553.4332 | -95.6413 | 180.1569 | 1644.1552 | 276.0658 | -332.0864 | 235.9785 | 5.7498 | 2401.353 | 43.2638 | 37.8023 | 1.0014 | 117.1017 | -717.4614 | -134.9279 | 3533.5378 | 1073.1548 | 4694.4585 | -263.0145 | -979.0344 | 3304.4263 | 1552.1683 | 594.5615 | -202.9439 | -425.2972 | -982.074 | 3677.1404 | 210.1042 | -277.8958 | 224.1529
2030-03-28 | 15 | -15.9843 | 1107.8999 | -50.2906 | -404.8929 | -1961.8523 | -1038.3845 | -7381.4404 | -491.3694 | -2.8361 | -286.6476 | 3834.7866 | -176.3974 | 1535.4208 | 199.3734 | 2235.8872 | 1556.981 | 501.0378 | 209.9994 | -721.5897 | 342.6778 | -1299.2318 | -2144.3611 | -160.5497 | -52.2095 | 4209.938 | -1947.5457 | -512.8494 | -572.0115 | -95.7269 | 154.2694 | 1992.895 | 1.7832 | -261.7741 | 185.8312 | 5.7457 | 2634.3794 | 231.266 | 27.7678 | 0.99909 | 141.8165 | -712.1072 | -165.416 | 3541.4004 | 1085.8339 | 4447.7271 | -2.9992 | -534.204 | 3231.3687 | 1684.7842 | 520.618 | -704.2231 | -47.8858 | -1029.3881 | 3232.6836 | 210.1042 | -298.2161 | 236.2406
2030-03-28 | 16 | -19.2341 | 1168.1 | -52.1731 | -437.0787 | -1942.6104 | -1075.9899 | -7166.396 | -387.1797 | -222.8915 | -267.0436 | 3778.9604 | -49.2606 | 1812.2122 | 183.5122 | 2207.6624 | 1881.7295 | 521.3047 | 209.9994 | -718.1769 | 217.7351 | -1260.4906 | -1859.3232 | -184.5161 | -50.3989 | 4214.3574 | -2096.5808 | -354.2509 | -596.6691 | -98.2858 | 170.957 | 2261.7495 | 0.98736 | -31.0675 | 205.2241 | 5.791 | 2796.5046 | 1396.3593 | 1.0012 | 0.9994 | 1.0003 | -553.3601 | -225.009 | 2994.2839 | 1046.1355 | 4124.4907 | -2.5287 | -484.6497 | 3308.2036 | 1335.7053 | 318.9773 | -1149.9207 | 113.6992 | -779.7728 | 2977.7971 | 210.1042 | -287.6548 | 258.0161
2030-03-28 | 17 | -23.7303 | 1138.9141 | -55.2895 | -489.1287 | -1908.1483 | -989.9834 | -7842.8804 | -326.1913 | -350.009 | -220.267 | 3838.2424 | 18.0433 | 1518.6346 | 177.0233 | 2193.4783 | 1602.2045 | 420.6498 | 209.9994 | -662.8314 | 346.5297 | -1474.3529 | -2255.9412 | -188.8643 | -43.2806 | 3618.5874 | -2125.7317 | -387.6383 | -571.8066 | -100.9278 | 102.3275 | 2215.8113 | -1.0212 | -41.6248 | 169.934 | 5.3559 | 2587.9612 | 1712.429 | -5.5512 | 19.8968 | 449.5346 | -744.4508 | -253.5417 | 3415.7778 | 1084.439 | 4614.853 | -267.7724 | -782.0378 | 3756.3784 | 997.9116 | 778.0237 | -122.2746 | 1.0052 | -940.2604 | 4248.2749 | 210.1042 | -306.8008 | 150.4879
2030-03-28 | 18 | -26.9332 | 1261.6941 | -56.4422 | -537.732 | -1491.0081 | -1053.5394 | -9006.1367 | 0.99665 | -334.3978 | -215.8335 | 3693.686 | 108.3143 | 1264.8539 | 146.1351 | 2165.0989 | 1817.9237 | 445.0677 | 209.9994 | -273.495 | 469.1133 | -1587.1047 | -2735.3167 | -182.107 | -66.6815 | 1212.2378 | -2070.2876 | -422.4279 | -595.4585 | -103.6385 | 73.8853 | 2648.7227 | -323.6598 | 87.2605 | 306.6899 | 6.6999 | 2463.9775 | 2174.6938 | 222.4585 | 487.3293 | 449.3272 | -871.2563 | -210.6537 | 2812.3289 | 1074.9086 | 4576.7085 | -207.6217 | -276.7697 | 3615.5732 | 542.8375 | 963.8826 | 0.96423 | -233.6865 | -796.3497 | 4530.062 | 210.1042 | -256.048 | 123.9971
2030-03-28 | 19 | -14.1829 | 1379.0293 | -54.0113 | -523.2191 | -1223.7836 | -1229.9164 | -9949.7803 | 557.9498 | -249.0175 | -295.1934 | 3408.835 | 185.7791 | 1542.3522 | 206.3635 | 2152.009 | 1883.9813 | 253.3723 | 209.9994 | -186.3311 | 486.1832 | -1551.4193 | -2842.3953 | -175.3471 | -70.4948 | 780.9172 | -1887.1283 | -617.8792 | -637.0299 | -108.9224 | 138.8305 | 2498.6802 | -1988.5988 | -81.0686 | -0.22558 | 4.9953 | 2312.219 | 914.4147 | 33.501 | 183.3891 | 449.4017 | -983.7856 | -146.5514 | 2793.1206 | 1065.5864 | 4152.498 | -2.6796 | -272.4986 | 3199.657 | 391.071 | 838.7918 | 312.9181 | -679.0632 | -231.0995 | 5256.271 | 210.1042 | -217.5871 | 96.3673
2030-03-28 | 20 | -7.4187 | 1458.8152 | -55.8865 | -542.2834 | -969.171 | -1366.5699 | -10487.1914 | 766.9705 | -699.3006 | -336.6586 | 3517.8296 | 194.9999 | 1433.17 | 272.6852 | 2132.437 | 1788.5614 | 108.383 | 209.9994 | -373.7963 | 677.0823 | -1653.001 | -2661.9014 | -153.1406 | -22.4143 | 1809.7168 | -1747.7051 | -952.7811 | -675.5393 | -109.6087 | 131.522 | 2188.9507 | -3022.4055 | -194.8359 | -278.5264 | 5.2714 | 1696.1008 | 764.1544 | 179.8891 | 293.8052 | 449.3276 | -1216.9702 | -144.2021 | 2751.3247 | 983.4097 | 4184.1562 | -2.5242 | -272.4488 | 3139.303 | -119.3858 | 1035.1417 | 756.0026 | -1128.6602 | -254.8367 | 5896.4619 | 210.1042 | -291.8716 | 64.608
2030-03-28 | 21 | -4.8534 | 1451.4163 | -57.0394 | -548.5325 | -1114.3269 | -1428.1449 | -10684.4365 | 737.7037 | -218.4147 | -339.5083 | 3568.863 | 195 | 1296.599 | 209.1132 | 2098.2505 | 1831.8008 | 62.2512 | 209.9994 | -316.1795 | 841.6245 | -1837.3893 | -2672.9458 | -120.5329 | -21.2056 | 1583.9457 | -1689.8721 | -1210.9268 | -698.2418 | -106.6641 | 142.3984 | 1963.2372 | -3491.4729 | -295.1058 | -396.2105 | 5.4297 | 1725.4027 | 838.2668 | 1.001 | 393.3488 | 449.331 | -993.9709 | -3.4251 | 2344.1257 | 850.3493 | 3891.1438 | -2.6079 | -272.364 | 3005.5093 | -210.0855 | 1008.8513 | 311.6229 | -841.5554 | 1.0052 | 6657.9106 | 210.1042 | -232.4549 | 76.782
2030-03-28 | 22 | -4.9897 | 1369.4169 | -57.1315 | -554.8013 | -1102.2109 | -1466.8324 | -11332.8633 | 1059.8943 | -251.4283 | -334.9319 | 3207.3418 | 195.0004 | 1430.2554 | 204.9508 | 2092.6785 | 1841.234 | 55.2931 | 209.9994 | -287.2344 | 958.2642 | -1792.2267 | -2990.9204 | -34.3842 | -17.2954 | 1237.7855 | -1698.9199 | -1390.4308 | -715.2157 | -99.4392 | 303.7563 | 2006.7052 | -3547.0256 | -317.1651 | -398.1618 | 5.0777 | 1608.0398 | 739.4689 | 1.0024 | 1.0006 | 380.6401 | -1137.033 | 309.4979 | 2389.4199 | 928.1587 | 3629.3213 | -2.6373 | -272.2952 | 3416.585 | 198.3347 | 1276.3326 | 1209.6545 | -939.7078 | -811.9973 | 7369.3472 | 210.1042 | -104.4778 | 253.3812
2030-03-28 | 23 | -0.21047 | 1354.8353 | -53.6566 | -546.2729 | -828.904 | -1509.6973 | -11758.3066 | 1654.6294 | 0.99951 | -334.8625 | 3722.2969 | 194.9997 | 893.3594 | -144.2684 | 2117.48 | 1983.1827 | 12.2461 | 209.9994 | -310.7422 | 908.2254 | -1535.5696 | -3675.5396 | 0.73561 | -20.5094 | 1462.5347 | -1648.0271 | -1602.3146 | -728.1671 | -97.6532 | 418.8967 | 1885.8153 | -4191.1899 | -395.8506 | -455.1711 | 3.8931 | 1548.0236 | 739.2712 | 1.0018 | 259.4743 | 449.538 | -1502.3228 | 326.0735 | 2128.0876 | 900.0367 | 3608.2205 | -3.0918 | -272.2292 | 3698.0457 | 48.4385 | 1455.5403 | 743.0334 | -806.4445 | -972.8051 | 7783.1479 | 210.1042 | -202.9831 | 268.04
2030-03-28 | 24 | -0.088115 | 1281.5767 | -51.9166 | -543.8868 | -1105.5353 | -1554.554 | -12068.3408 | 1572.0205 | 796.3281 | -145.0316 | 3180.9839 | 189.9643 | 1649.8771 | -14.8129 | 2149.895 | 2056.1064 | -38.9431 | 209.9994 | -237.8165 | 677.2402 | -1419.9464 | -4463.3198 | -2.521 | -24.0526 | 796.8115 | -1707.0875 | -1493.7239 | -756.0703 | -95.3553 | 453.7895 | 1728.13 | -4486.8862 | -381.0097 | -459.0215 | 3.265 | 1442.7902 | 1163.8425 | 1.0019 | 0.99894 | 337.3306 | -1847.505 | 331.131 | 2050.3103 | 1056.7451 | 3388.8533 | -2.3848 | -272.3955 | 2740.7092 | -176.2123 | 1565.8174 | 617.1142 | -917.5405 | -1346.2345 | 8627.9629 | 210.1042 | -276.9762 | 196.8911
2030-03-29 | 1 | 7.2794 | 1539.9998 | -47.9381 | -552.7177 | -926.5377 | -1768.8394 | -11925.6074 | 2032.9458 | 1740.9857 | -103.9873 | 3698.8687 | 96.0876 | 1270.6329 | -263.9294 | 1819.3304 | 2466.2937 | -121.239 | 209.9994 | -248.8695 | 363.9942 | -1155.0767 | -4455.8296 | -55.713 | -4.3045 | 903.0373 | -1741.6008 | -1318.7142 | -859.2126 | -109.4939 | 419.0329 | 1566.8508 | -5179.189 | -245.4542 | -769.3302 | 3.4049 | 893.5882 | 602.8625 | 1.002 | 221.3138 | 449.457 | -1993.8746 | 108.6532 | 2030.7024 | 835.4153 | 3494.822 | -2.594 | -272.9011 | 2068.3694 | -986.4013 | 1490.4095 | -168.2312 | -66.0429 | -998.1247 | 8698.7021 | 210.1042 | -377.8896 | 70.7786
2030-03-29 | 2 | 2.2835 | 2189.4297 | -48.5077 | -558.5734 | -631.2168 | -1988.1667 | -11651.8721 | 2535.2483 | 2175.8782 | -104.3477 | 3694.6628 | 71.468 | 1513.429 | -295.4644 | 1714.0408 | 1554.1246 | -199.1435 | 209.9994 | -222.2372 | -63.248 | -769.6028 | -4425.8594 | -207.378 | -35.8283 | 1019.2497 | -2129.5039 | -780.8646 | -977.0051 | -141.0644 | 288.7148 | 1996.886 | -3901.1511 | 174.6626 | -663.7096 | 2.9116 | 1252.7173 | -1198.5527 | 1.003 | 1.001 | 323.8776 | -1883.6565 | -407.1306 | 2133.0042 | 1047.9597 | 3405.6536 | -2.5588 | -272.7257 | 2669.3635 | -83.1675 | 951.8281 | -727.5171 | -598.2336 | -200.3327 | 7848.5112 | 210.1042 | -303.5803 | 128.2296
2030-03-29 | 3 | -12.5049 | 2022.4147 | -51.515 | -600.9678 | -480.6103 | -1882.7338 | -11897.6064 | 2704.3306 | 2315.6333 | -122.1998 | 3691.2239 | -20.2943 | 1349.486 | -379.5102 | 1539.7146 | 987.7979 | -142.1753 | 209.9994 | -140.333 | 101.3011 | -717.9144 | -4493.0171 | -126.1702 | -52.1723 | 1252.1316 | -2321.4231 | -1383.3234 | -965.649 | -137.5919 | 395.7847 | 1811.8101 | -1813.1421 | -158.3769 | -311.8928 | 0.75635 | 1185.5146 | 230.5753 | 58.3942 | 560.7333 | 449.3056 | -1814.3583 | 1.0027 | 1157.4827 | 748.7098 | 3022.5708 | -2.2599 | -272.8676 | 1710.9187 | -1265.4075 | 691.6331 | 99.0614 | -1283.5527 | 1227.3435 | 6998.4175 | 210.1042 | -39.2632 | 163.201
2030-03-29 | 4 | -31.3562 | 2061.3323 | -57.351 | -396.8365 | -281.6181 | -2058.6873 | -12688.7344 | 3187.6521 | 2357.0154 | -321.7644 | 3657.696 | -9.3613 | 1272.6794 | -591.6552 | 929.8535 | 1082.1168 | 178.4255 | 209.9994 | -147.9215 | 5.659 | -640.9311 | -4702.5806 | -127.3994 | -71.5763 | 1407.3811 | -2500.8096 | -1280.1353 | -975.2315 | -145.4024 | 442.4569 | 2159.3064 | 3.1153 | 44.2245 | -45.1012 | 0.51387 | 1661.7795 | -521.2656 | 21.4994 | 558.1927 | 449.3367 | -1895.9465 | 22.4803 | 1051.6348 | 734.0878 | 2931.9509 | -2.2581 | -272.9173 | 1909.84 | -1173.5648 | 734.876 | 0.96382 | -910.0308 | 1057.5641 | 4856.8828 | 210.1042 | -46.7555 | 198.471
2030-03-29 | 5 | -32.546 | 2113.6592 | -57.3406 | -392.9762 | -79.4631 | -2055.9954 | -13127.7793 | 3495.2305 | 2309.1594 | -317.7118 | 3617.5042 | -25.6511 | 1299.3273 | -634.6063 | 793.982 | 1286.5328 | 227.9957 | 209.9994 | -149.6074 | -15.0216 | -805.6945 | -4839.645 | -117.8498 | -76.8799 | 1510.77 | -2528.6768 | -1268.9673 | -974.1173 | -149.2637 | 463.2643 | 2116.6765 | 2.8933 | 70.533 | -1.393 | 0.51324 | 1776.8085 | -671.6071 | 120.6587 | 516.8177 | 449.3507 | -1603.8071 | 99.6308 | 1135.8818 | 696.2853 | 2965.9956 | -2.3832 | -272.9269 | 1335.4283 | -2283.1646 | 687.017 | 126.0472 | -1355.9137 | 1026.8235 | 3320.0613 | 210.1042 | -14.7192 | 237.302
2030-03-29 | 6 | -29.305 | 2094.9985 | -58.2136 | -382.3177 | 224.866 | -2154.9778 | -13836.9834 | 3880.4399 | 1723.8016 | -283.7349 | 3604.2195 | 98.8885 | 1195.5959 | -585.2827 | 935.2974 | 1225.2716 | 247.0021 | 209.9994 | -148.2015 | -129.6968 | -846.2578 | -5127.4849 | -117.6703 | -77.8377 | 1413.7074 | -2576.0117 | -1123.5397 | -996.7455 | -149.3222 | 543.659 | 2235.6702 | 0.97911 | 157.9045 | -118.2615 | 0.51902 | 1743.8447 | -1142.017 | 151.2131 | 458.4482 | 449.4165 | -1816.3571 | 163.324 | 1005.182 | 621.4681 | 2869.9961 | -2.2899 | -272.8209 | 1927.8943 | -1869.175 | 748.4111 | 694.1729 | -2085.1638 | 762.7549 | 3883.9766 | 210.1042 | 24.3687 | 237.8072
2030-03-29 | 7 | -27.9855 | 2004.5428 | -61.4405 | -385.6991 | 379.8485 | -2165.259 | -14108.5898 | 3871.6379 | 636.5781 | -271.884 | 3585.2722 | 194.9851 | 1066.803 | -536.2186 | 1169.7458 | 1311.8273 | 173.262 | 209.9994 | -147.3231 | -154.7897 | -1102.2699 | -5435.915 | -99.1724 | -69.5957 | 1399.8069 | -2590.8271 | -1228.2856 | -995.5774 | -146.0298 | 566.8024 | 2454.3901 | 0.97833 | 156.2008 | -210.3616 | 0.4948 | 1502.2487 | -1418.491 | 131.4954 | 83.8045 | 449.6136 | -1819.1799 | 163.5157 | 1717.3611 | 718.5216 | 3243.5339 | -2.3901 | -275.4026 | 2038.9873 | -1560.5811 | 725.4344 | 1009.6951 | -2971.5894 | 31.2101 | 4746.3711 | 210.1042 | -20.0069 | 228.9673
2030-03-29 | 8 | -29.9753 | 1593.4026 | -61.627 | -423.5417 | 227.116 | -2058.4426 | -14300.3096 | 3704.7305 | 0.99698 | -232.0944 | 3262.9714 | 194.9914 | 1534.0229 | -426.5342 | 1438.4414 | 747.507 | 22.3094 | 209.9994 | -358.8706 | -22.3444 | -1251.4033 | -5466.4717 | -38.1783 | -30.8391 | 1654.8319 | -2625.9397 | -1528.3335 | -969.9369 | -123.6823 | 667.8951 | 2534.9006 | 0.97406 | 58.4095 | -132.9579 | 0.50589 | 1108.337 | -799.618 | 377.9025 | 82.7065 | 449.5733 | -2115.4458 | 276.8333 | 2534.1982 | 701.2064 | 3791.3098 | -2.2851 | -272.8125 | 1443.7998 | -2494.1116 | 1271.3861 | 2325.759 | -2709.0022 | -1079.3164 | 6481.4834 | 210.1042 | -139.147 | 137.6285
2030-03-29 | 9 | -27.1252 | 1363.6304 | -59.8885 | -536.7334 | -6.4576 | -1869.2074 | -14417.3613 | 3351.4814 | 0.99801 | -263.6262 | 3377.5496 | 195.0154 | 1564.6703 | -337.3429 | 1729.2125 | 560.8527 | 60.2247 | 209.9994 | -401.3901 | 93.2435 | -1389.1033 | -5759.853 | -11.0222 | -20.5415 | 1927.4426 | -2600.2202 | -1739.7677 | -937.0646 | -108.2137 | 681.0245 | 2586.2192 | 1.229 | -1.0008 | -56.5469 | 0.52474 | 1016.6936 | -154.3622 | 542.6376 | 92.4025 | 449.7264 | -2223.8118 | 252.1488 | 2788.2283 | 671.1171 | 4199.2056 | -2.4095 | -272.9182 | 816.1323 | -2711.7998 | 1403.7942 | 2402.8472 | -2452.6057 | -1697.0099 | 7013.71 | 210.1042 | -122.2287 | 109.6321
2030-03-29 | 10 | -29.8896 | 1401.6725 | -52.8729 | -411.5255 | -77.8764 | -1934.702 | -14655.0498 | 3263.115 | -3.0997 | -362.2249 | 3758.3477 | 63.9307 | 1493.5708 | -343.6239 | 1711.6013 | 396.6952 | 79.7177 | 209.9994 | -192.1419 | 165.9196 | -1666.2565 | -5882.2485 | 1.0028 | -43.4839 | 870.3177 | -2533.1663 | -1757.2708 | -933.5167 | -108.1367 | 644.4595 | 2511.1489 | 0.97804 | -2.7542 | -77.7754 | 0.51107 | 1291.9856 | -955.9484 | 202.8554 | 742.0339 | 449.4504 | -1839.5441 | 386.4084 | 2757.2412 | 757.1126 | 4590.5806 | -2.6789 | -272.7186 | 2152.0078 | -853.3065 | 1242.3406 | 2132.8311 | -2437.0793 | -1470.1241 | 6497.8472 | 210.1042 | -53.6411 | 166.9888
2030-03-29 | 11 | -33.2397 | 1385.6758 | -64.9399 | -410.7706 | -255.5653 | -1898.3699 | -14515.0186 | 3024.04 | -3.1085 | -368.2546 | 3778.1343 | 34.5283 | 1504.2651 | -361.2402 | 1699.762 | 326.5852 | 46.2658 | 209.9994 | -132.7416 | 232.5259 | -1410.4944 | -5774.9023 | 26.1637 | -52.6034 | 951.8237 | -2520.5674 | -1683.0315 | -923.8213 | -102.0563 | 675.5361 | 2491.1262 | 0.97774 | 6.965 | -50.5269 | 0.52347 | 1220.3251 | -913.3516 | 169.8922 | 679.6514 | 449.3673 | -1938.7944 | 280.058 | 2746.1213 | 739.6027 | 4660.8237 | -2.8804 | -272.9213 | 2023.4039 | -484.9625 | 1189.6632 | 1755.623 | -2157.1631 | -1472.8136 | 5744.02 | 210.1042 | -49.0091 | 168.8832
2030-03-29 | 12 | -27.5229 | 1037.5262 | -58.6523 | -440.6303 | -502.3896 | -1595.3184 | -14046.3711 | 2573.5991 | -376.1509 | -364.4743 | 3685.1826 | 40.5364 | 1607.895 | -366.2148 | 1686.3989 | 312.2263 | 34.7516 | 209.9994 | -147.5546 | 164.2402 | -1500.4877 | -5482.0859 | 11.4243 | -53.3261 | 761.6708 | -2100.9243 | -1427.4629 | -852.0499 | -96.4996 | 647.4252 | 2521.0959 | 1.5639 | 63.1952 | -24.8993 | 0.50947 | 1334.8331 | -376.123 | 580.3392 | 511.3526 | 449.4925 | -1549.0973 | 234.4288 | 2647.9509 | 583.2006 | 4471.876 | -49.1517 | -272.8588 | 594.4561 | -1911.4733 | 977.6137 | 1298.4232 | -1634.4844 | -1050.4873 | 5928.3936 | 210.1042 | -33.0765 | 177.8597
2030-03-29 | 13 | -21.7874 | 839.8143 | -41.5258 | -400.7017 | -418.4237 | -1453.3768 | -13936.7676 | 2590.9526 | -3.1494 | -369.1408 | 3664.2036 | 16.4168 | 1652.9325 | -269.9205 | 1731.511 | 381.4024 | 38.041 | 209.9994 | -176.503 | 161.9474 | -1420.6284 | -5240.5786 | 22.9031 | -40.0482 | 890.3201 | -1998.4113 | -1342.6003 | -816.7161 | -94.4168 | 692.7155 | 2591.4309 | 1.2405 | 90.6068 | -2.6664 | 0.52366 | 1275.4811 | -385.7231 | 584.3483 | 459.9213 | 449.5341 | -1565.2443 | 253.4546 | 2623.6323 | 575.4937 | 4487.5649 | -125.7116 | -272.9524 | 486.6407 | -2159.1731 | 1003.2164 | 1750.4108 | -1693.7955 | -898.0938 | 7628.4116 | 210.1042 | -21.3201 | 52.5515
2030-03-29 | 14 | -17.2334 | 471.6529 | -37.6881 | -311.844 | -420.5808 | -1310.8347 | -13897.7471 | 2534.7063 | -267.0749 | -319.3023 | 3647.593 | 195.0074 | 1444.8229 | -200.7188 | 1639.0825 | 555.1025 | 19.3417 | 209.9994 | -192.1669 | 78.8082 | -1222.351 | -5202.9512 | 19.1342 | -33.8101 | 933.1919 | -1790.5239 | -1084.3396 | -760.4029 | -87.3912 | 751.8132 | 2641.3125 | 0.98809 | 143.0305 | -2.8873 | 0.47993 | 1216.7306 | -650.904 | 571.5658 | 449.9951 | 449.5241 | -1895.2225 | 151.3629 | 2816.488 | 602.153 | 4545.9907 | -2.3509 | -272.9494 | 726.5563 | -2102.9561 | 1109.1641 | 1910.1833 | -1630.8699 | -1332.8976 | 8965.8291 | 210.1042 | -65.9145 | 10.5289
2030-03-29 | 15 | -16.1933 | 473.0735 | -38.1111 | -299.0266 | -386.8045 | -1279.6765 | -13608.1807 | 2699.2317 | -547.4338 | -326.909 | 3540.2576 | 165.2508 | 1596.2985 | -193.124 | 1643.1179 | 652.8389 | 0.99888 | 209.9994 | -412.224 | 73.0362 | -1229.944 | -5369.2793 | 19.6381 | -8.5165 | 1946.8392 | -1770.1539 | -1140.5936 | -751.1092 | -90.5826 | 747.5166 | 2688.3911 | 0.97718 | 155.4684 | 19.4876 | 0.49238 | 1067.2737 | -691.7654 | 547.1863 | 325.8751 | 449.5798 | -1867.8307 | 165.9797 | 2954.6558 | 574.3774 | 4743.209 | -181.4414 | -272.9525 | 406.8171 | -2879.2415 | 1125.6088 | 1987.172 | -1734.9142 | -1389.8832 | 8070.9639 | 210.1042 | -67.5983 | -46.061
2030-03-29 | 16 | -23.6289 | 313.3904 | -45.7798 | -419.8783 | -325.8864 | -1207.7573 | -13515.6426 | 2796.0486 | -639.1716 | -246.454 | 3546.3972 | 194.9803 | 1186.3064 | -120.5977 | 1701.0425 | 271.3313 | 0.99881 | 209.9994 | -408.4012 | 91.9991 | -1214.1896 | -5473.9004 | 67.7808 | -8.3396 | 1885.8875 | -2125.9351 | -1302.5795 | -745.7706 | -76.5246 | 857.3727 | 2627.885 | 0.5982 | 139.958 | 146.7345 | 0.53723 | 1256.9467 | -118.5813 | 640.8088 | 383.412 | 449.5568 | -2028.4662 | 245.1224 | 2803.5605 | 570.2881 | 4587.3652 | -265.9173 | -436.9981 | 392.8477 | -3188.863 | 1377.2468 | 2349.7388 | -2056.1182 | -2129.4475 | 9550.3057 | 210.1042 | -124.4022 | -67.791
2030-03-29 | 17 | -19.911 | 507.1857 | -46.4379 | -424.7477 | -501.1741 | -1310.8716 | -13371.665 | 2456.8718 | -680.3049 | -165.7943 | 2937.4114 | 194.9822 | 1958.1938 | -61.6482 | 1770.7583 | 19.621 | 6.0804 | 209.9994 | -353.3734 | 51.1686 | -1378.9637 | -5898.5879 | -2.9219 | -11.9838 | 1345.037 | -2055.6553 | -1345.5636 | -771.4299 | -85.952 | 705.2371 | 2580.4771 | 0.98897 | 148.3996 | 104.2961 | 0.64057 | 1138.2268 | -208.1461 | 623.3804 | 488.6192 | 449.4047 | -2092.585 | 157.8396 | 3221.8955 | 879.7354 | 4834.7637 | -2.4478 | -272.9331 | 706.2823 | -2778.7871 | 1396.2321 | 2143.4651 | -1767.7841 | -2190.3289 | 8760.0605 | 210.1042 | -149.8433 | -65.3915
2030-03-29 | 18 | -23.6167 | 445.4139 | -47.447 | -419.3703 | -544.6957 | -1263.171 | -13253.6885 | 2327.4558 | -437.6187 | -122.2898 | 3656.0547 | 113.6212 | 1060.1825 | -24.6293 | 1881.0999 | -400.1064 | 7.7837 | 209.9994 | -209.564 | 69.4326 | -1326.827 | -5603.7769 | -1.2045 | -24.3852 | 991.5977 | -2067.4768 | -1266.4669 | -754.6913 | -84.9638 | 712.5917 | 2424.1924 | 2.6066 | 168.7256 | 134.4101 | 0.65475 | 1235.9619 | -42.4487 | 234.1984 | 649.4984 | 449.2499 | -1978.8173 | 256.6361 | 3007.4409 | 883.1677 | 4742.9272 | -2.8923 | -272.8485 | 2214.3511 | -1549.1909 | 1205.1505 | 1626.0607 | -1625.5933 | -1515.625 | 8571.6562 | 210.1042 | -115.3835 | -62.0693
2030-03-29 | 19 | -25.8094 | 649.1957 | -54.5876 | -434.1827 | -612.9647 | -1389.5841 | -13314.7637 | 2331.6462 | -149.8085 | -122.2705 | 3450.3916 | 132.7853 | 1212.8497 | -18.9632 | 1810.2556 | -802.2416 | -85.8173 | 209.9994 | -179.3257 | 41.8776 | -1406.0732 | -5647.3667 | -35.2576 | -29.0496 | 835.4085 | -1992.6958 | -1197.5103 | -791.2349 | -91.0351 | 643.2545 | 2339.8999 | 2.683 | 166.9064 | 91.3328 | 0.65107 | 1215.759 | -137.128 | 391.6366 | 457.5916 | 449.5404 | -1835.1652 | 195.2535 | 3209.9058 | 879.8922 | 4828.5767 | -2.7021 | -272.9575 | 1311.6611 | -2449.801 | 1121.3151 | 1256.6843 | -1412.7319 | -1486.3824 | 7918.4414 | 210.1042 | -165.5414 | -44.6154
2030-03-29 | 20 | -26.9023 | 1163.9264 | -48.7988 | -473.3825 | -432.9469 | -1676.0638 | -13470.1084 | 2296.9485 | -296.9916 | -123.4804 | 3009.6196 | 170.2373 | 1749.3168 | 0.99889 | 1854.0916 | -669.8569 | -70.589 | 209.9994 | -163.4543 | 206.211 | -1683.5917 | -5616.6611 | -29.9954 | -30.6296 | 548.0686 | -2329.3521 | -1489.5242 | -879.9899 | -99.2418 | 536.6634 | 2350.1646 | 2.7316 | 81.1877 | 54.5686 | 0.64703 | 1220.7009 | -296.2572 | 1.0023 | 358.7019 | 449.6535 | -1512.1935 | 262.2651 | 3182.7461 | 984.7379 | 4676.2031 | -2.6787 | -273.0239 | 1529.371 | -1810.354 | 1086.2146 | 1575.328 | -1699.4741 | -1053.3969 | 6954.8081 | 210.1042 | -172.4327 | -70.1612
2030-03-29 | 21 | -35.3198 | 1030.9288 | -68.9769 | -519.0836 | -501.0972 | -1683.5839 | -13527.3896 | 2365.6616 | 0.99713 | -121.8428 | 3068.9829 | 195.0209 | 1627.2837 | -65.1988 | 1793.976 | -439.2343 | -57.2465 | 209.9994 | -184.8134 | 353.4149 | -1798.7064 | -5618.8442 | 36.8716 | -22.3468 | 682.6573 | -2436.4985 | -1611.9639 | -867.1639 | -92.6392 | 613.9922 | 2415.0073 | 1.7683 | 63.84 | 89.224 | 0.64873 | 823.3845 | -246.4167 | 15.9017 | 523.215 | 449.5573 | -1332.5065 | 533.6874 | 2813.6433 | 1008.7902 | 4518.3447 | -2.7118 | -272.9591 | 2070.396 | -1225.491 | 1289.8779 | 2083.0095 | -782.9683 | -1043.0771 | 8206.6875 | 210.1042 | -112.545 | -72.7972
2030-03-29 | 22 | -30.2419 | 1124.0394 | -54.1166 | -523.5432 | -566.0092 | -1712.7614 | -13553.6934 | 2355.3167 | 0.99188 | -122.1824 | 3431.5181 | 151.3304 | 1302.8079 | -308.5066 | 1780.0868 | -324.8726 | -6.3201 | 209.9994 | -277.9665 | 477.608 | -1704.089 | -5540.4326 | 45.0984 | -20.2382 | 1320.6835 | -2578.6057 | -1932.719 | -889.9363 | -91.5518 | 611.8665 | 2433.0161 | 51.3303 | 53.9365 | 107.156 | 0.62018 | 658.7893 | -135.581 | 0.99804 | 565.5229 | 449.3256 | -1499.415 | 578.7177 | 2714.574 | 962.8592 | 4370.5293 | -2.973 | -272.6452 | 2681.855 | -1219.6646 | 1296.537 | 2583.6443 | -763.9362 | -1147.3997 | 8542.6133 | 210.1042 | -53.212 | -25.9391
2030-03-29 | 23 | -30.6249 | 1248.9202 | -51.0715 | -400.8148 | -389.3989 | -1862.0564 | -14020.2041 | 2836.4849 | 0.99016 | -122.951 | 3348.0276 | 137.4378 | 1455.3812 | -349.7697 | 1720.6359 | 99.135 | 48.904 | 209.9994 | -275.8172 | 407.8097 | -1368.5682 | -5470.9395 | 40.7688 | -3.5704 | 1258.6648 | -2560.8621 | -1801.3851 | -917.9827 | -98.2008 | 674.243 | 2655.7847 | 2.0593 | 81.3735 | 30.4543 | 0.59244 | 571.8237 | -855.1483 | 1.0012 | 442.2029 | 449.2531 | -1974.6395 | 510.6814 | 2321.3101 | 951.1593 | 3967.4221 | -2.2978 | -272.7388 | 2240.3601 | -1184.453 | 1390.171 | 2629.9795 | -1037.2245 | -1317.9388 | 8277.3711 | 210.1042 | -107.1629 | -21.625
2030-03-29 | 24 | -31.1396 | 1473.131 | -65.004 | -385.3667 | -209.2758 | -2059.9067 | -14579.7217 | 3363.1692 | 691.913 | -188.7851 | 3650.6001 | 33.3552 | 1309.7058 | -464.8484 | 1317.3625 | -276.6895 | 99.9207 | 209.9994 | -304.4744 | 369.9878 | -1279.7911 | -5167.6899 | 53.2884 | -3.723 | 1492.6895 | -2539.8301 | -1444.8907 | -951.8223 | -108.5423 | 704.7298 | 2654.0779 | 3.3643 | 150.9158 | -23.2136 | 0.49484 | 273.1143 | -1483.7239 | 1.1053 | 32.9895 | 449.8191 | -1751.1865 | 649.7341 | 2461.5483 | 972.407 | 3825.5374 | -17.2151 | -261.0132 | 1968.114 | -1261.155 | 1412.4237 | 2529.5591 | -1146.5774 | -1078.4297 | 7060.5698 | 210.1042 | -178.4977 | -13.1505
2030-03-30 | 1 | -25.4987 | 1832.08 | -59.2729 | -356.2602 | 1.0036 | -2184.4761 | -15335.3887 | 3766.6077 | 1578.5511 | -212.4057 | 3698.6526 | -53.2729 | 1335.7853 | -597.2537 | 926.8946 | 458.9993 | 190.3152 | 209.9994 | -303.6997 | 105.2079 | -756.485 | -5110.6753 | -24.3022 | -15.1088 | 1564.1807 | -2520.6167 | -1126.8955 | -989.0411 | -127.8454 | 710.4572 | 2361.677 | 2.8481 | 213.6287 | -108.2863 | 0.59846 | 342.5167 | -2053.7915 | -5.4411 | 130.0228 | 94.9589 | -2050.2888 | 267.9533 | 2499.4309 | 1197.3016 | 3863.2732 | -2.9473 | -272.3627 | 2699.8662 | 4.7215 | 1397.4825 | 2163.9509 | -1619.267 | -782.222 | 4037.1995 | 210.1042 | -204.2099 | 94.4025
2030-03-30 | 2 | -28.2379 | 1619.0851 | -52.6241 | -472.6456 | -5.3202 | -1776.8662 | -13711.4619 | 3551.6777 | 2030.4034 | -107.5817 | 3470.0513 | -144.4509 | 1389.2609 | -657.3804 | 656.7386 | -110.7273 | 191.5531 | 209.9994 | -270.5723 | -31.6834 | -436.3709 | -4972.3496 | -41.9073 | -39.5669 | 1404.3965 | -2429.3115 | -777.8442 | -904.2589 | -105.0289 | 707.2093 | 2215.1714 | 3.7101 | 179.8481 | 143.8999 | 0.64903 | 452.9358 | 296.1429 | 1.0004 | 102.4638 | 0.97844 | -2478.8794 | 81.1213 | 2204.2573 | 1131.6624 | 3606.1567 | -3.0411 | -272.5298 | 2199.2693 | -419.3692 | 1326.5605 | 1811.8271 | -1747.526 | -504.5795 | 336.6365 | 210.1042 | -159.1898 | 82.0979
2030-03-30 | 3 | -25.4125 | 2172.2405 | -54.3414 | -338.266 | 183.5517 | -2058.2532 | -14526.7627 | 3893.2468 | 2290.845 | -103.5328 | 3629.2803 | -195.2043 | 1270.1615 | -730.6887 | 363.9673 | 580.2493 | 176.8251 | 209.9994 | -126.7643 | -132.359 | -309.1857 | -4205.9727 | -134.6893 | -75.1426 | 1219.45 | -2417.3313 | -526.7789 | -946.2554 | -155.201 | 542.3114 | 1884.7653 | 4.0111 | 181.226 | 1.0002 | 0.73126 | 844.8188 | -1907.3698 | 1.0019 | 175.2985 | 449.655 | -2099.5869 | -8.1409 | 1433.8159 | 892.9562 | 2947.7888 | -2.9027 | -276.6451 | 2151.2681 | -396.9846 | 719.0984 | 1388.5411 | -2118.7886 | 1063.8611 | -2056.1611 | 210.1042 | 31.0638 | 77.8456
2030-03-30 | 4 | -22.9053 | 2119.5701 | -54.214 | -316.5667 | 255.7681 | -2028.8625 | -14199.9502 | 3959.521 | 2350.0374 | -91.8574 | 3509.0645 | -194.9365 | 1344.194 | -760.0765 | 254.3952 | 680.2876 | 187.1206 | 209.9994 | -99.8474 | -159.2909 | -230.2877 | -3777.9451 | -124.7112 | -81.5584 | 1245.45 | -2369.2971 | -499.3454 | -925.0118 | -154.827 | 572.3091 | 1668.6461 | 4.355 | 116.6981 | 1.0035 | 0.70552 | 916.4348 | -1929.2473 | 390.2286 | 118.9419 | 449.6431 | -2045.2734 | -13.644 | 1305.8923 | 945.6335 | 2768.9924 | -2.9973 | -296.2458 | 774.5914 | -2044.6472 | 687.1912 | 1010.7691 | -2620.0569 | 888.329 | -2731.8022 | 210.1042 | 27.5638 | 166.81
2030-03-30 | 5 | -22.78 | 1470.2267 | -55.1926 | -413.9359 | -48.063 | -1573.2162 | -12058.1035 | 2971.6804 | 2356.7773 | -86.1842 | 3513.1746 | -194.0277 | 1299.448 | -768.6237 | 148.0146 | -36.2403 | -22.2125 | 209.9994 | -90.7579 | -42.762 | -189.991 | -3172.7524 | -59.3571 | -67.2435 | 1307.1733 | -2199.8252 | -641.4174 | -794.5343 | -112.7716 | 629.5405 | 1584.5089 | 4.776 | -93.7803 | 260.882 | 0.72123 | 570.0002 | 174.2173 | 459.5615 | 363.6139 | 0.99914 | -2166.6633 | 131.1698 | 1270.9296 | 965.7951 | 3094.4978 | -110.3674 | -219.8153 | 694.3882 | -2122.749 | 769.8024 | 973.2676 | -2644.5115 | 596.6936 | 2979.9771 | 210.1042 | 25.6759 | 247.4234
2030-03-30 | 6 | -26.0709 | 1653.6808 | -56.3681 | -315.0731 | 210.8421 | -1827.5156 | -12910.1934 | 3553.6482 | 2266.6812 | -134.0145 | 3450.8325 | -194.8505 | 1380.0875 | -752.9492 | 258.3147 | 22.7099 | -7.445 | 209.9994 | -90.8838 | -127.3726 | -147.1973 | -2818.6062 | -63.7682 | -58.4643 | 1441.7743 | -2204.3389 | -407.6037 | -836.4708 | -134.5052 | 677.5513 | 1702.4414 | 3.9037 | -99.7458 | 118.8947 | 0.63348 | 497.4745 | -726.8467 | 298.2682 | 1.0245 | 348.8216 | -2176.0459 | 135.31 | 1314.9446 | 907.7939 | 2656.8882 | -2.9067 | -528.0251 | 542.5948 | -2408.8816 | 724.671 | 995.2057 | -2994.634 | 693.4214 | 1397.6354 | 210.1042 | 52.1398 | 253.888
2030-03-30 | 7 | -38.8726 | 1560.3026 | -61.2491 | -356.791 | 434.593 | -1628.6273 | -13687.0645 | 3897.0115 | 2049.4348 | -185.5801 | 3456.8342 | -194.9379 | 1466.3961 | -698.9514 | 442.5228 | -385.883 | 8.1287 | 209.9994 | -97.4143 | -164.5526 | -177.1987 | -3113.7349 | -59.7947 | -57.9198 | 1381.5875 | -2249.2632 | -316.4465 | -782.5862 | -138.5612 | 701.9201 | 1776.6744 | 601.5071 | -91.4671 | 407.9984 | 0.58975 | 547.551 | -50.9498 | 36.7788 | 702.9614 | 1.0011 | -2334.6189 | 144.0442 | 1300.2543 | 859.2184 | 3302.646 | -4.0863 | -370.6876 | 2135.5527 | -1044.9048 | 809.7759 | 1723.9825 | -3404.9167 | 685.2123 | -4153.7793 | 210.1042 | 78.9195 | 287.1484
2030-03-30 | 8 | -22.4641 | 1392.1715 | -54.9586 | -451.0857 | 548.8836 | -1602.1674 | -14090.0381 | 4005.948 | 1384.4127 | -138.1362 | 2977.855 | -194.8468 | 1995.7113 | -638.9305 | 681.0679 | -435.2519 | 2.6696 | 209.9994 | -232.3644 | -278.5632 | -121.1982 | -2823.863 | -31.1464 | -48.2238 | 1899.6343 | -2191.9355 | -103.5237 | -813.4548 | -124.6611 | 849.8543 | 1914.0115 | 4.3636 | -75.7475 | 257.2013 | 0.66457 | 312.4214 | 126.5213 | -6.7502 | 384.9481 | 0.99896 | -2456.2749 | 167.7943 | 2389.4741 | 976.36 | 3969.887 | -3.4186 | -273.624 | 1890.4423 | -1060.1608 | 861.9669 | 2152.0054 | -3687.0659 | 267.6245 | -1576.1753 | 210.1042 | 67.2419 | 226.8905
2030-03-30 | 9 | -37.3302 | 1007.1736 | -65.0554 | -348.6793 | 734.2233 | -1637.3075 | -14330.9365 | 3958.7786 | -395.2362 | -125.6894 | 3508.2542 | -147.837 | 1510.6465 | -583.6844 | 837.889 | -839.2672 | 66.6671 | 209.9994 | -301.4408 | -124.369 | -237.9903 | -2998.2676 | 31.4628 | -55.3102 | 2359.5105 | -2119.1685 | -542.809 | -759.9497 | -112.2423 | 912.0543 | 1630.7909 | 569.343 | -324.7079 | 375.3206 | 0.65819 | 296.8672 | -72.3407 | 4.3545 | 143.1584 | 22.7269 | -2618.4492 | 265.495 | 3130.4229 | 1247.819 | 4380.2686 | -22.617 | -278.8601 | 2183.4143 | -603.1703 | 1142.1284 | 3197.6895 | -4953.5244 | -770.4111 | -686.3209 | 210.1043 | 20.3833 | 235.358
2030-03-30 | 10 | -31.9773 | 1211.0657 | -65.1169 | -361.9644 | 559.7902 | -1878.8948 | -15198.0527 | 4241.5894 | -3.0585 | -158.5307 | 3217.2473 | -151.4634 | 1889.8773 | -529.3103 | 1132.3004 | -258.3714 | 19.103 | 209.9994 | -262.7856 | -433.5012 | -174.6719 | -3128.6099 | -6.0076 | -65.5462 | 2259.1018 | -2245.8108 | 234.4056 | -845.9235 | -119.7578 | 966.2395 | 1905.1829 | 168.1415 | -30.0788 | 141.177 | 0.74344 | 305.1797 | -590.7263 | 0.99922 | 0.99825 | 244.0921 | -2549.8389 | 100.9444 | 3514.9863 | 1232.3544 | 4543.0083 | -3.2405 | -272.9183 | 953.9473 | -1951.9985 | 977.1478 | 2752.1099 | -3897.1187 | -241.4238 | 808.0129 | 210.1042 | 2.548 | 230.67
2030-03-30 | 11 | -32.7234 | 1054.9918 | -63.745 | -367.11 | 374.6763 | -1819.1544 | -15180.168 | 3999.7612 | -52.7505 | -170.1854 | 3098.3193 | -154.333 | 2047.5485 | -460.6566 | 1388.8118 | -323.4709 | 36.4019 | 209.9994 | -286.2485 | -379.0053 | -381.0153 | -3338.675 | 26.1474 | -54.0019 | 2425.3481 | -2196.1899 | 371.7971 | -826.1201 | -110.1914 | 996.3971 | 1998.865 | 296.5381 | -89.1199 | 180.8074 | 0.74216 | 128.1545 | -469.1479 | 1.0005 | 35.697 | 449.6987 | -2139.866 | 312.2175 | 3511.5764 | 1154.5804 | 4537.875 | -2.9161 | -273.0956 | 405.5269 | -2483.8477 | 991.8567 | 2503.5134 | -3159.833 | -283.8243 | 2196.5054 | 210.1042 | -44.3353 | 228.0314
2030-03-30 | 12 | -32.1449 | 889.5838 | -62.8785 | -372.4091 | 184.7943 | -1784.3562 | -14936.6191 | 3654.6938 | -169.1137 | -228.9079 | 3148.2909 | -91.6877 | 2030.473 | -498.532 | 1262.156 | 30.983 | 25.3439 | 209.9994 | -253.9719 | -297.0264 | -375.6357 | -3099.6813 | 60.2077 | -45.065 | 2167.3527 | -2167.3944 | 329.4287 | -816.3849 | -99.1776 | 1030.8403 | 2009.3845 | 149.8296 | -129.9773 | 174.0342 | 0.68257 | 1.5717 | -634.8103 | 67.0158 | 79.3663 | 449.7105 | -2148.7172 | 358.434 | 3491.9669 | 1086.4937 | 4553.585 | -2.7888 | -273.152 | 229.0949 | -2536.2905 | 1011.3804 | 2591.9238 | -2876.7197 | -495.4533 | 7096.8254 | 210.1042 | -26.9327 | 224.3036
2030-03-30 | 13 | -31.5664 | 724.1757 | -62.012 | -377.7081 | -5.0878 | -1749.558 | -14693.0703 | 3309.6265 | -285.477 | -287.6305 | 3198.2625 | -29.0425 | 2013.3976 | -536.4075 | 1135.5002 | 385.4369 | 14.2859 | 209.9994 | -221.6953 | -215.0474 | -370.2561 | -2860.6875 | 94.2679 | -36.1281 | 1909.3573 | -2138.5989 | 287.0604 | -806.6498 | -88.1637 | 1065.2836 | 2019.9041 | 3.1211 | -170.8346 | 167.2609 | 0.62298 | -125.0111 | -800.4728 | 133.0311 | 123.0355 | 449.7223 | -2157.5684 | 404.6506 | 3472.3574 | 1018.4069 | 4569.2949 | -2.6615 | -273.2084 | 52.6628 | -2588.7334 | 1030.9041 | 2680.3342 | -2593.6064 | -707.0823 | 11997.1455 | 210.1042 | -9.5302 | 196.6454
2030-03-30 | 14 | -30.8995 | 665.8879 | -62.1566 | -373.8817 | -6.7 | -1784.8597 | -14516.418 | 3200.8438 | -600.0947 | -332.0363 | 3387.6675 | 0.99983 | 1789.3911 | -574.3181 | 966.2059 | 843.1186 | 42.5871 | 209.9994 | -243.0161 | -242.6875 | -480.2274 | -3452.9202 | 92.4077 | -25.6205 | 1953.5917 | -2163.6938 | 403.5233 | -818.0335 | -82.3541 | 1040.9843 | 2084.8252 | 2.4513 | -128.0615 | 159.5979 | 0.66108 | -102.3098 | -968.9653 | 49.6867 | 112.5966 | 449.7681 | -2215.3638 | 423.7245 | 3186.4128 | 808.3351 | 4545.4575 | -273.8265 | -273.2818 | -64.0258 | -2633.3376 | 1086.1323 | 2597.8657 | -2428.4419 | -1032.4304 | 12576.8301 | 210.1042 | -30.6433 | 193.5945
2030-03-30 | 15 | -35.548 | 679.0111 | -63.355 | -383.6643 | -147.2321 | -1785.4553 | -14307.6318 | 2800.4663 | -698.7477 | -294.095 | 3245.0571 | -0.29431 | 1992.6826 | -615.7067 | 811.697 | 1064.0582 | 24.4838 | 209.9994 | -212.128 | -242.2767 | -497.9258 | -3910.0901 | 74.9892 | -36.3193 | 1554.9437 | -2228.4871 | 446.5663 | -827.0437 | -81.5878 | 988.9828 | 2000.9844 | 2.3406 | -45.8435 | 174.3168 | 0.68613 | 85.1236 | -709.5327 | 213.7988 | 323.2566 | 449.5457 | -2122.4009 | 339.5435 | 3185.5859 | 980.5733 | 4543.2256 | -54.469 | -273.3775 | 1019.7184 | -1365.1367 | 1101.6575 | 2597.4229 | -2292.7168 | -978.1034 | 12740.9463 | 210.1042 | -36.8296 | 98.7381
2030-03-30 | 16 | -32.7756 | 711.8134 | -63.6229 | -385.0104 | -174.4643 | -1801.4186 | -14316.54 | 2706.5254 | -886.9531 | -252.1133 | 3195.1421 | -30.5488 | 1955.9707 | -625.2358 | 731.1124 | 1041.8152 | 23.7232 | 209.9994 | -201.8587 | -281.3298 | -564.6887 | -4308.7144 | 54.1439 | -42.2604 | 1457.6302 | -2252.9543 | 528.6555 | -834.3694 | -82.4316 | 952.8171 | 1993.55 | 2.3165 | 13.5407 | 160.335 | 0.68471 | 221.972 | -734.4593 | 21.6601 | 441.2954 | 449.4239 | -2076.7351 | 261.9666 | 2999.9624 | 881.4092 | 4452.3311 | -2.7335 | -273.1649 | 534.5438 | -2334.7424 | 1115.0593 | 1650.2935 | -2195.0776 | -1274.6493 | 12711.8281 | 210.1042 | -78.0395 | 73.5446
2030-03-30 | 17 | -32.2748 | 631.193 | -64.2977 | -381.8355 | -380.001 | -1771.6085 | -14195.2705 | 2597.9875 | -972.3135 | -203.6039 | 3123.5947 | -58.238 | 1936.1786 | -611.5324 | 767.2736 | 974.5504 | 23.545 | 209.9994 | -228.2627 | -313.7059 | -592.4092 | -4573.8164 | 51.9687 | -44.8844 | 1640.4102 | -2215.4834 | 759.809 | -818.6686 | -80.0389 | 951.8566 | 1950.3887 | 2.2477 | 7.3931 | 184.4539 | 0.72015 | 249.5569 | -723.2312 | 59.3584 | 408.1307 | 449.4283 | -2109.6763 | 256.3382 | 3007.9153 | 828.576 | 4428.1392 | -2.7107 | -273.4077 | 320.012 | -2884.1804 | 1079.2888 | 1733.5912 | -2123.8362 | -907.5346 | 13065.9541 | 210.1042 | -59.8679 | 34.9104
2030-03-30 | 18 | -33.8863 | 641.8822 | -64.8098 | -380.126 | -461.7264 | -1775.3645 | -14101.1729 | 2499.8704 | -757.4417 | -123.3637 | 3019.509 | 1.0002 | 1900.6984 | -525.2963 | 1020.9041 | 623.5996 | 35.8571 | 209.9994 | -252.6592 | -370.3257 | -561.6198 | -4153.0361 | 28.3184 | -39.4585 | 1990.3278 | -2193.9553 | 1121.3475 | -819.3383 | -81.3905 | 928.8279 | 2049.4983 | 0.99084 | 44.3729 | 161.7645 | 0.76045 | 183.2518 | -842.1733 | 139.9984 | 393.4747 | 449.4594 | -1986.6907 | 182.5687 | 3128.5635 | 823.6194 | 4533.7397 | -2.7079 | -273.2494 | 107.5356 | -3451.7019 | 930.5633 | 1370.5984 | -1819.0012 | -487.9231 | 13015.8408 | 210.1042 | -42.9928 | 20.9999
2030-03-30 | 19 | -33.275 | 643.631 | -65.1914 | -388.2111 | -469.1394 | -1790.5123 | -14139.6592 | 2569.1733 | -341.2375 | -186.0014 | 2967.7732 | 163.1839 | 1898.9004 | -488.3871 | 1099.5936 | 473.6553 | 5.7482 | 209.9994 | -255.7488 | -323.4922 | -657.3033 | -4496.6152 | 29.1463 | -23.9096 | 1888.1853 | -2199.4961 | 912.3232 | -827.1622 | -81.2526 | 925.1661 | 2216.9124 | 2.1246 | 32.6881 | 159.2906 | 0.68116 | -27.0969 | -761.6403 | 338.5621 | 483.0115 | 449.3915 | -2138.9419 | 196.8627 | 3346.8252 | 896.2188 | 4768.1997 | -2.5861 | -272.9279 | 592.7713 | -3293.052 | 1038.8613 | 1576.936 | -1977.423 | -466.5487 | 12927.3984 | 0.10423 | -45.0446 | 6.3894
2030-03-30 | 20 | -35.0978 | 681.806 | -66.7163 | -395.8443 | -262.7833 | -1792.441 | -14080.7607 | 2410.4768 | -550.8538 | -189.6053 | 2949.7974 | 195.0625 | 1909.8184 | -471.3673 | 1232.5037 | 571.7128 | 17.1973 | 209.9994 | -222.2848 | -238.8155 | -918.6882 | -4549.981 | 13.2231 | -25.1962 | 1573.0234 | -2211.0764 | 625.2728 | -828.8902 | -82.298 | 846.6915 | 2414.5898 | 1.7411 | 2.2649 | 153.9687 | 0.62302 | -156.6647 | -730.7598 | 19.6573 | 415.6228 | 449.4152 | -1886.6571 | 207.9659 | 3020.2876 | 894.3019 | 4512.6074 | -3.176 | -273.3199 | 1106.371 | -3050.3918 | 1030.6139 | 1473.9169 | -2039.7178 | -459.101 | 13294.0098 | 0.10423 | -91.8368 | -17.2248
2030-03-30 | 21 | -30.813 | 599.0236 | -68.1073 | -395.244 | -522.5095 | -1767.9314 | -14078.4727 | 2488.2681 | -3.0794 | -268.3192 | 3111.0051 | 195.031 | 1787.7931 | -539.8586 | 1020.7676 | 1508.1453 | 38.0926 | 209.9994 | -234.6237 | -298.3538 | -809.3922 | -4562.5859 | 30.7083 | -28.511 | 1703.3433 | -2057.3552 | 1027.6453 | -809.8202 | -80.0519 | 883.3672 | 2111.176 | 0.9715 | -147.0093 | 86.7329 | 0.61599 | -232.5176 | -873.5462 | 265.1238 | 611.7046 | 449.2165 | -2105.8533 | 230.3972 | 3164.7075 | 815.5124 | 4704.2832 | -2.7218 | -273.0803 | 637.9901 | -3457.5518 | 1021.1029 | 1652.4242 | -1886.4611 | -209.384 | 12838.1611 | 210.1042 | -14.9105 | 51.4945
2030-03-30 | 22 | -26.2578 | 654.8073 | -65.1383 | -368.1645 | -520.9409 | -1757.5074 | -14126.8262 | 2584.6553 | 0.99498 | -271.2253 | 3062.3726 | 160.8235 | 1880.0404 | -596.9609 | 840.457 | 1796.4332 | 38.9594 | 209.9994 | -245.4676 | -235.6398 | -830.085 | -4043.97 | 57.9378 | -34.2506 | 1887.3361 | -1912.8698 | 962.6126 | -796.822 | -82.3316 | 914.0852 | 1742.6254 | 1.221 | -319.3142 | 1.7022 | 0.63383 | -149.9112 | -1414.0997 | 19.2677 | 178.3643 | 449.764 | -1851.4327 | 378.7172 | 3115.4043 | 810.3425 | 4455.4189 | -168.0322 | -272.6801 | 360.5737 | -3574.0779 | 945.3549 | 2208.8015 | -1955.2968 | -417.6393 | 12277.21 | 210.1042 | 18.3311 | 143.1861
2030-03-30 | 23 | -20.9558 | 652.506 | -61.2198 | -302.1942 | -207.3726 | -1744.7688 | -14378.4111 | 2905.5327 | -3.1927 | -183.5721 | 3024.8738 | -20.7208 | 1934.1407 | -636.3569 | 710.8267 | 1428.952 | 204.5072 | 209.9994 | -280.9578 | -96.9377 | -629.447 | -3881.8574 | 112.2844 | -40.0043 | 2099.3977 | -1794.8157 | 451.5659 | -768.2949 | -81.8644 | 978.8351 | 1324.266 | 0.9963 | -588.2477 | -17.8147 | 0.57124 | -99.462 | -2520.6594 | 13.9398 | 352.5008 | 449.4445 | -2217.5588 | 504.676 | 3112.0452 | 983.8918 | 4530.6758 | -3.1246 | -273.0622 | 1461.0807 | -2266.6709 | 1234.0233 | 2830.0203 | -2425.8538 | -603.5929 | 9917.9551 | 210.1042 | -50.9826 | 179.8504
2030-03-30 | 24 | -22.2123 | 578.9976 | -58.9636 | -306.9624 | 1.0124 | -1585.7749 | -14988.8662 | 3520.3394 | 576.0394 | -50.8083 | 2663.7205 | -38.513 | 2127.8296 | -682.7465 | 425.1926 | 655.9449 | 83.3497 | 209.9994 | -197.3214 | -25.6445 | -339.6757 | -2753.4783 | 203.5979 | -63.5678 | 1713.7131 | -1838.4877 | -78.5977 | -742.4443 | -78.8813 | 1181.1152 | 1156.1111 | 0.99285 | -647.843 | 121.0119 | 0.6906 | 0.99652 | -1170.1084 | 345.3439 | 22.6867 | 449.4337 | -2472.207 | 736.7877 | 2956.5378 | 960.5779 | 4149.895 | -2.4426 | -272.9816 | 636.7646 | -2780.9568 | 1516.6942 | 2927.4812 | -2835.137 | -984.8517 | 7052.2476 | 210.1042 | -158.1845 | 76.3366
2030-03-31 | 1 | -13.5128 | 390.696 | -33.2932 | -406.5006 | -365.4382 | -1282.7885 | -12249.874 | 2387.0686 | 1480.153 | -37.5069 | 2531.5085 | -78.5276 | 1434.3286 | -744.7542 | 142.4333 | 684.4073 | 3.2447 | 209.9994 | -122.5025 | -42.5757 | -176.8852 | -1649.187 | 155.3245 | -82.1126 | 1109.3817 | -1893.6006 | 29.1619 | -686.4531 | -45.3367 | 1035.0154 | 916.8442 | 4.5478 | -448.1567 | 211.556 | 2.4221 | 309.8247 | 235.0465 | 170.3964 | 67.4164 | 449.5364 | -2482.1301 | 518.9219 | 2259.2742 | 1014.2104 | 3541.6147 | -2.3842 | -272.7086 | 2065.6831 | -1397.4352 | 1466.1658 | 1900.832 | -2628.1213 | -1337.9896 | 9942.1113 | 210.1042 | -227.8385 | 123.8328
2030-03-31 | 2 | -16.9809 | 1.0187 | -30.057 | -346.2753 | -675.3562 | -901.9522 | -9208.5234 | 1315.0881 | 1806.4176 | -15.2889 | 1641.0052 | -92.1033 | 966.8351 | -755.6914 | -78.8267 | -32.2811 | -11.964 | 209.9994 | -96.7424 | 20.4122 | -108.1261 | -836.6364 | 152.0967 | -91.726 | 914.9845 | -1808.8512 | 28.3308 | -533.7217 | -32.7158 | 926.5875 | 619.2234 | 396.698 | -602.9524 | 515.2562 | 2.5068 | 379.1812 | 754.1677 | 29.5944 | 140.2619 | 449.5523 | -2437.3318 | 460.0134 | 1795.9863 | 1004.5705 | 3231.3008 | -2.3631 | -272.8987 | 3713.7302 | 595.5486 | 1346.8037 | 1709.6918 | -2041.2175 | -994.2236 | 9872.1094 | 210.1042 | -179.9391 | 149.8906
2030-03-31 | 3 | -18.3423 | -149.9969 | -27.3655 | -336.9463 | -768.2343 | -780.6893 | -8849.79 | 1215.3962 | 2059.6482 | -14.2249 | 205.6475 | -105.8494 | 1432.7527 | -766.8277 | -123.9093 | -42.295 | -10.9234 | 209.9994 | -37.8228 | 114.5608 | 76.3898 | -151.0267 | 184.1017 | -104.8896 | 762.5729 | -1755.1371 | 26.9641 | -491.3899 | -25.6508 | 977.9918 | 394.784 | 643.7755 | -862.526 | 626.7377 | 2.0879 | 282.2722 | 1048.9271 | 414.1559 | 158.0813 | 449.5057 | -2436.2556 | 510.4431 | 1642.7614 | 938.1686 | 3132.0183 | -2.3649 | -272.9529 | 1886.9867 | -1596.2214 | 1304.5139 | 1444.4041 | -2211.9993 | -984.1571 | 9241.3535 | 210.1042 | -170.2484 | 172.5022
2030-03-31 | 4 | -16.6409 | -137.0587 | -27.0656 | -323.7924 | -731.3055 | -740.4988 | -8704.0703 | 1248.9749 | 2229.0281 | -30.1614 | 1658.0833 | -146.4754 | 1317.8915 | -774.8193 | -145.3539 | -6.961 | -5.5105 | 209.9994 | -14.5289 | 120.424 | 111.383 | 12.8667 | 175.4995 | -109.3662 | 1314.608 | -1608.5447 | 23.6521 | -468.7087 | -29.1229 | 953.0804 | 282.9491 | 619.4534 | -958.6086 | 637.0433 | 2.5742 | 209.1372 | 1075.7891 | 116.3685 | 286.8255 | 449.4859 | -2445.884 | 518.9875 | 1375.6326 | 777.6074 | 3030.832 | -2.3109 | -273.0429 | 2725.2024 | -604.496 | 1119.5071 | 1041.7889 | -2195.4199 | -480.6174 | 7265.5527 | 210.1042 | -129.6045 | 157.3113
2030-03-31 | 5 | -15.5904 | -228.5072 | -24.8039 | -288.3901 | -791.9829 | -529.1006 | -7356.3232 | 70.3372 | 1796.6921 | -39.6412 | 1439.0101 | -172.2274 | 1385.9757 | -799.8942 | -154.2403 | -278.0303 | 27.2441 | 209.9994 | 45.772 | 191.5262 | 102.3223 | 7.2705 | 86.352 | -116.0232 | 1062.6815 | -1332.6788 | 36.1805 | -380.039 | -29.4442 | 650.8596 | -114.2813 | 694.5215 | -1278.0631 | 692.2056 | 2.9432 | 183.6759 | 1246.4329 | 236.6676 | 3.6359 | 362.0076 | -2304.4116 | 343.6571 | 1256.3695 | 535.783 | 2978.9705 | -331.6509 | -310.0347 | 1540.6252 | -1888.7985 | 720.3661 | 1157.3945 | -3236.0627 | 85.2188 | 4517.3818 | 210.1042 | 51.3464 | 309.9802
2030-03-31 | 6 | -11.2273 | 0.99078 | -25.6095 | -321.7503 | -509.6124 | -797.8339 | -9195.791 | 1804.9897 | 2278.9746 | -33.6069 | 1372.8547 | -149.1215 | 1940.0614 | -780.9579 | -109.6692 | 171.2783 | -22.0212 | 209.9994 | 37.726 | 194.23 | 39.612 | -178.7939 | 236.729 | -116.2219 | 1085.4229 | -1425.2167 | 9.5973 | -476.6304 | -38.4294 | 1030.8805 | -25.9891 | 6.3442 | -1181.7595 | 460.451 | 3.1438 | 277.6947 | 488.1194 | 149.7181 | 40.5043 | 449.5865 | -2547.8196 | 755.6353 | 1951.2356 | 843.3489 | 3343.8743 | -2.3363 | -273.0854 | 1484.5677 | -1706.48 | 1247.4248 | 1656.3792 | -2459.8496 | 0.99468 | 6203.6602 | 210.1042 | -67.6338 | 255.7158
2030-03-31 | 7 | -19.0748 | 0.99762 | -30.71 | -345.3254 | -444.0851 | -719.5968 | -9041.709 | 1508.9714 | 2167.2202 | -36.1746 | 1138.1827 | -135.4142 | 1865.2268 | -746.5198 | -30.5933 | -39.4333 | -3.4131 | 209.9994 | 51.2715 | 200.5075 | -3.4788 | -196.3723 | 187.6941 | -116.7463 | 1045.0195 | -1476.5504 | 9.7002 | -450.6247 | -40.8974 | 923.0059 | 27.6124 | 505.9307 | -1104.7716 | 613.31 | 2.977 | 214.8321 | 956.4266 | 30.0101 | 0.99158 | 425.3528 | -2562.9893 | 640.4461 | 2065.3652 | 974.155 | 3397.8474 | -2.3829 | -273.0967 | 1326.594 | -1755.0259 | 1094.8046 | 1963.6526 | -3074.3545 | 228.3405 | 5601.2632 | 210.1043 | 12.4587 | 330.3008
2030-03-31 | 8 | -19.972 | 261.4545 | -34.0148 | -395.7614 | -179.0288 | -1019.8638 | -9959.0332 | 2091.0457 | 1903.2683 | -41.4003 | 663.1133 | -120.4684 | 1330.11 | -749.3995 | 51.8859 | 485.9072 | 21.9399 | 209.9994 | 66.3508 | 183.2133 | -65.7909 | -336.2036 | 210.2124 | -120.2532 | 828.1694 | -1444.158 | 9.6845 | -567.2015 | -66.0089 | 1022.0439 | 383.8584 | 332.3596 | 115.6126 | 468.1074 | 2.6828 | 319.8713 | 722.1827 | 1.003 | 648.6694 | 0.99923 | -2686.6526 | 691.8463 | 2079.2969 | 1444.9385 | 4006.051 | 1.0473 | -278.9803 | 2605.1191 | 117.298 | 1260.8013 | 2599.7815 | -3744.8035 | 1.3465 | 7980.2925 | 210.1043 | 37.052 | 377.5237
2030-03-31 | 9 | -25.0813 | -16.3171 | -39.9155 | -408.7562 | -194.8212 | -1022.962 | -9800.3486 | 2013.4893 | 1274.3871 | -49.0142 | 1.0025 | -93.5627 | 1350.5314 | -741.9843 | 125.3257 | 331.373 | 40.6743 | 209.9994 | -172.3368 | 187.9899 | -53.852 | -239.3276 | 249.4979 | -86.9319 | 1810.8485 | -1653.0009 | 27.5494 | -570.2878 | -49.4822 | 1124.3029 | 475.9506 | 707.6134 | 143.9867 | 453.6827 | 3.8512 | 311.507 | 1080.057 | 1.0041 | 257.8783 | 0.99947 | -2751.9771 | 721.4338 | 2779.8625 | 1198.863 | 4225.6001 | -2.9722 | -276.7983 | 3332.0725 | 971.2878 | 1607.8572 | 3180.8545 | -3659.105 | -1057.787 | 9070.834 | 210.1042 | -85.9155 | 410.3004
2030-03-31 | 10 | -30.3489 | 297.724 | -44.4815 | -504.5285 | 317.899 | -1229.8926 | -11523.0645 | 2814.6628 | -110.174 | -79.7676 | 0.99414 | -106.1286 | 1359.656 | -733.139 | 313.899 | 694.5302 | -72.5895 | 209.9994 | -187.819 | 137.1704 | -31.0076 | -384.6621 | 285.3514 | -88.377 | 1977.9359 | -1729.3002 | 9.6666 | -666.5215 | -55.4946 | 1281.5348 | 906.2509 | 3.1721 | 635.0809 | 342.5032 | 1.8082 | 456.9338 | 3046.5679 | 1.0032 | 361.6002 | 1.0017 | -2765.033 | 905.9927 | 3197.875 | 1465.2358 | 4658.7183 | 1.0163 | -277.9459 | 2957.2366 | 1090.0472 | 1565.355 | 3842.7986 | -4765.1143 | -1604.0062 | 10993.9902 | 210.1042 | -60.4468 | 390.743
2030-03-31 | 11 | -34.8315 | 103.4849 | -47.4562 | -520.6256 | 442.368 | -1085.5009 | -11654.9863 | 3229.7834 | -95.6855 | -85.7105 | 1427.4331 | -107.9263 | 1283.7585 | -733.0792 | 340.1754 | 317.8026 | -90.4315 | 209.9994 | -299.8292 | 240.7694 | -54.7385 | -616.7781 | 356.4605 | -67.1842 | 2900.0981 | -1646.3667 | -290.1658 | -624.364 | -48.6157 | 1393.2432 | 820.3254 | 810.3928 | 249.5829 | 573.9359 | 1.7028 | 82.6039 | 3813.9431 | 0.98618 | 328.1211 | 157.9498 | -2822.9932 | 1195.4684 | 3434.3345 | 1511.3 | 4803.3022 | 1.0034 | -278.4968 | 3000.3083 | 1613.3201 | 1560.5869 | 4274.957 | -4792.8257 | -1469.3173 | 10295.4385 | 210.1042 | -37.529 | 335.5366
2030-03-31 | 12 | -44.603 | -163.6951 | -51.3316 | -578.0128 | 1.0041 | -929.1088 | -10485.624 | 2611.459 | -298.2734 | -108.0665 | 2289.4983 | -113.8675 | 1579.6647 | -708.8648 | 488.1545 | 403.1281 | -52.8479 | 209.9994 | -409.7099 | 327.7298 | -195.5473 | -758.8102 | 391.8044 | -46.2973 | 3670.8499 | -1731.5437 | -86.2775 | -595.6503 | -33.3031 | 1382.3823 | 1016.2214 | 817.578 | 311.0202 | 713.9759 | 1.6537 | 5.436 | 7267.2964 | -54.2931 | 274.8938 | 129.1226 | -2714.4282 | 1297.0042 | 3716.6165 | 1383.6235 | 4997.5488 | 1.034 | -276.9778 | 3005.6821 | 1547.6486 | 1635.7444 | 4152.2617 | -4021.3577 | -1307.8722 | 12139.5791 | 210.1042 | -73.26 | 279.9717
2030-03-31 | 13 | -50.5325 | -252.5465 | -53.9356 | -628.4688 | -348.6624 | -873.4882 | -9737.3828 | 1981.3645 | -224.0864 | -132.1278 | 2135.3113 | -130.6803 | 2022.2142 | -675.6319 | 673.188 | 1140.342 | 6.7806 | 209.9994 | -415.6369 | 382.2079 | -239.1668 | -671.1815 | 401.4713 | -36.5468 | 3673.2854 | -1781.707 | 9.7116 | -599.726 | -27.7431 | 1361.2051 | 1160.9159 | 628.8569 | 451.8951 | 806.8777 | 1.6797 | 0.9797 | 9884.082 | -110.3883 | 263.9385 | 1.0003 | -2717.041 | 1303.3934 | 3776.5061 | 1234.084 | 4997.7773 | 0.99277 | -272.8303 | 2805.7036 | 1125.7181 | 1639.5872 | 4183.2607 | -3254.4001 | -1181.4911 | 14681.3115 | 210.1042 | -77.3664 | 224.2596
2030-03-31 | 14 | -49.6726 | -308.043 | -53.0419 | -627.6557 | -116.9186 | -821.9707 | -9796.9668 | 2245.2712 | -1228.3552 | -133.8134 | 1922.8971 | -132.1534 | 2056.948 | -672.2945 | 706.4851 | 1061.0052 | 11.4332 | 209.9994 | -390.7087 | 397.1929 | -138.8945 | -608.1411 | 408.2165 | -38.4222 | 3550.2712 | -1723.5056 | -405.8438 | -588.7754 | -25.9272 | 1387.4926 | 1083.0656 | 407.8445 | 271.1324 | 787.0842 | 1.6937 | -152.7472 | 9545.8799 | -49.3883 | 248.7573 | 17.3466 | -2692.2505 | 1322.9901 | 3712.2822 | 1216.8214 | 5000.9492 | 1.5778 | -273.1776 | 2474.9211 | 514.0897 | 1662.72 | 4059.3013 | -3336.8054 | -1033.4799 | 15245.7383 | 210.1042 | -97.7562 | 182.6961
2030-03-31 | 15 | -56.2598 | -495.6509 | -54.8038 | -638.3771 | -436.1367 | -724.0646 | -9056.4072 | 1609.6077 | -1397.1293 | -104.7122 | 2004.4161 | -107.009 | 2094.0959 | -707.1517 | 508.3824 | 584.4475 | 3.6276 | 209.9994 | -385.4984 | 489.859 | -88.599 | -539.134 | 426.0835 | -49.8193 | 3507.1069 | -1883.2814 | -488.4979 | -568.845 | -15.2842 | 1383.3578 | 1175.932 | 1812.9695 | 430.6246 | 921.4284 | 1.7615 | 43.3463 | 10210.9727 | -108.3658 | 285.2377 | 0.9988 | -2684.8477 | 1345.597 | 3663.4158 | 1378.2014 | 5002.7573 | 1.0073 | -276.2802 | 2968.7593 | 1060.0259 | 1669.087 | 4206.6362 | -3151.2124 | -688.1738 | 15489.3867 | 210.1042 | -106.1441 | 42.8492
2030-03-31 | 16 | -58.6481 | -508.7253 | -54.7698 | -757.3887 | -298.1587 | -513.5682 | -7520.3174 | 1328.8275 | -1555.4573 | -97.2923 | 1944.9397 | -104.2195 | 2108.0371 | -720.1685 | 457.1863 | 627.8465 | -1.9751 | 209.9994 | -390.1741 | 471.1048 | -141.5637 | -791.6441 | 412.7668 | -51.859 | 3562.8804 | -1817.339 | -635.7413 | -541.9664 | -16.519 | 1374.8046 | 1114.4602 | 3184.3032 | 363.6854 | 1124.5765 | 1.0604 | 7.6087 | 12250.3145 | -69.442 | 294.4105 | 0.99696 | -2708.0859 | 1336.4076 | 3631.4224 | 1363.5339 | 4996.3594 | -3.1027 | -276.8532 | 2992.4214 | 715.9656 | 1551.2281 | 3968.3948 | -3402.4038 | -848.1396 | 15620.9062 | 210.1042 | -72.0146 | 22.1652
2030-03-31 | 17 | -60.8637 | -597.2413 | -55.666 | -748.006 | -457.348 | -421.0591 | -7161.2876 | 720.4658 | -1536.0918 | -94.615 | 1972.9001 | -104.2335 | 2106.439 | -725.6185 | 424.6387 | 372.2449 | 1.0257 | 209.9994 | -380.2567 | 472.7277 | -172.3997 | -846.6188 | 393.5345 | -55.6884 | 3548.3975 | -1839.9454 | -839.786 | -505.6311 | -15.4346 | 1333.3405 | 1064.3441 | 3191.4448 | 337.6108 | 1282.2045 | 1.0305 | 61.1906 | 12256.9727 | -3.1735 | 0.99849 | 432.1916 | -2665.1792 | 1354.5786 | 3759.8804 | 1319.5245 | 4831.7622 | -3.2712 | -272.5221 | 2589.8679 | -136.3946 | 1457.7429 | 3972.584 | -3529.0996 | -737.3177 | 15697.2725 | 210.1042 | -39.5921 | 53.352
2030-03-31 | 18 | -62.8044 | -747.1161 | -56.3029 | -747.3046 | -179.1334 | -366.0965 | -7135.0791 | 743.8983 | -1641.2115 | -89.8478 | 1806.6818 | -82.6544 | 2106.8616 | -705.5853 | 482.6585 | -85.4339 | 0.79823 | 209.9994 | -350.6646 | 407.4994 | -200.1351 | -602.0986 | 391.8886 | -58.6817 | 3452.0647 | -1786.3091 | -716.2998 | -481.3504 | -10.7762 | 1371.3861 | 978.5508 | 2973.2166 | 298.1107 | 1351.0958 | 0.84977 | -12.8574 | 12065.2275 | -1.8709 | 6.5831 | 449.4425 | -2659.1384 | 1375.9181 | 3782.7073 | 1306.0898 | 4847.9038 | -2.9534 | -272.5473 | 2118.0701 | -882.7131 | 1431.0068 | 3892.3809 | -3521.4087 | -663.2276 | 16362.6465 | 210.1042 | -28.745 | 44.5415
2030-03-31 | 19 | -65.614 | -832.6409 | -55.2627 | -732.4709 | -351.4845 | -309.0394 | -6570.3848 | 450.8863 | -1368.9863 | -94.8458 | 1793.4103 | -63.0767 | 2134.4768 | -648.7281 | 644.0609 | -758.351 | 5.2958 | 209.9994 | -322.0215 | 391.0721 | -245.2989 | -796.9318 | 372.3955 | -59.2158 | 3337.8145 | -1709.2427 | -1125.4617 | -433.7182 | -7.345 | 1343.2432 | 966.7485 | 3470.7861 | 59.247 | 1434.2534 | 0.5177 | -244.3683 | 12167.1289 | -1.493 | 9.7346 | 449.4519 | -2617.0918 | 1289.1069 | 3870.968 | 1326.0831 | 4914.2104 | -2.9065 | -272.552 | 1914.2712 | -1221.2107 | 1320.955 | 3430.7986 | -3203.1616 | -588.3118 | 15480.0693 | 0.10423 | 1.0982 | 135.6548
2030-03-31 | 20 | -73.0067 | -680.2712 | -59.8635 | -728.1524 | -516.4589 | -302.4452 | -5450.8062 | 1.0111 | -919.7639 | -61.003 | 1862.209 | 25.6193 | 2054.8208 | -595.447 | 780.2339 | -1470.8401 | 9.7052 | 209.9994 | -308.663 | 263.7172 | -329.4129 | -1237.1102 | 274.4206 | -68.8149 | 3280.3479 | -2052.8906 | -1740.8093 | -436.4259 | -19.3375 | 1184.1594 | 1183.3911 | 3970.2744 | -258.3212 | 1587.9751 | 0.51806 | -137.078 | 12215.2754 | -0.8122 | -2.4451 | 319.5634 | -2501.9602 | 967.8434 | 4041.9153 | 1325.1814 | 5005.1128 | -13.9296 | -595.6918 | 809.371 | -2547.6355 | 1121.8916 | 2122.106 | -2454.6426 | -288.8776 | 14675.2305 | 0.10423 | -38.4074 | 173.6703
2030-03-31 | 21 | -80.2746 | -582.0912 | -66.5037 | -732.2064 | -453.4198 | -341.8524 | -4157.3594 | 134.2752 | -1260.2621 | -109.0897 | 1704.3999 | -57.965 | 1947.136 | -547.4387 | 954.1581 | -1955.6683 | 2.1139 | 209.9994 | -290.7578 | 250.1947 | -183.7051 | -427.0244 | 261.587 | -68.8432 | 3239.4844 | -2070.5842 | -1082.3063 | -451.7437 | -27.6277 | 1109.5742 | 1353.765 | 4689.4087 | 414.7574 | 1578.9512 | 0.50757 | -149.8771 | 12315.4863 | -348.1508 | -2.3337 | 352.8659 | -2155.3125 | 900.2221 | 3838.9695 | 1286.1268 | 5010.9111 | -271.3969 | -765.5389 | 772.7515 | -3049.1133 | 841.4879 | 1680.5184 | -2343.6233 | 0.97131 | 14028.792 | 210.1042 | -24.7439 | 160.0598
2030-03-31 | 22 | -77.0236 | -736.4389 | -64.0595 | -722.6215 | -932.7744 | -248.5728 | -4043.688 | -2.7182 | -586.9002 | -153.5371 | 1675.6321 | -174.1078 | 1922.2395 | -548.5196 | 892.5214 | -2346.2261 | -45.5412 | 209.9994 | -306.9571 | 363.8112 | 1.0058 | -89.3086 | 283.7667 | -63.218 | 3262.9351 | -1971.9778 | -832.4639 | -416.4467 | -16.6108 | 1152.328 | 1205.5299 | 5603.6665 | 246.4451 | 1562.9186 | 0.47901 | -194.0255 | 12334.5908 | -1.5073 | 1.0005 | 449.3964 | -2348.6365 | 1061.0879 | 3954.116 | 1347.4634 | 5009.1567 | -90.6964 | -532.135 | 1606.8917 | -1884.9628 | 906.4757 | 1887.0403 | -1618.5244 | -0.76142 | 13362.4482 | 210.1042 | -43.1837 | 206.0875
2030-03-31 | 23 | -72.4261 | -885.2977 | -56.8834 | -731.5286 | -959.1329 | -200.628 | -5306.8291 | 214.3302 | -3.0311 | -88.0022 | 1830.1495 | -60.4307 | 2071.1428 | -586.2679 | 669.0102 | -2566.1833 | -56.3777 | 209.9994 | -356.4937 | 494.4562 | 6.4203 | -316.9065 | 391.6682 | -57.028 | 3413.2161 | -1953.1805 | -784.3249 | -406.9251 | 0.11592 | 1316.7555 | 1078.7209 | 5978.5586 | 174.3415 | 1503.698 | 0.40576 | -45.8306 | 11969.9189 | 1.0001 | 200.2391 | 449.5695 | -2464.5637 | 1360.1978 | 3633.5586 | 1378.0088 | 4898.875 | -3.3581 | -276.8898 | 2958.9658 | -42.0862 | 1220.3181 | 2272.7986 | -1683.0077 | -517.0095 | 12879.3594 | 210.1042 | -106.1187 | 225.11
2030-03-31 | 24 | -73.6824 | -1059.3811 | -52.4519 | -710.735 | -979.5679 | -124.3218 | -5987.1387 | 845.4998 | 1219.478 | -41.1752 | 1262.0265 | -21.9708 | 2056.4363 | -653.7622 | 363.1783 | -2661.3613 | -45.0764 | 209.9994 | -279.3732 | 366.7686 | -42.5033 | -64.3578 | 459.4255 | -63.3223 | 2694.9966 | -1763.6536 | 493.6925 | -372.6537 | 10.2601 | 1455.9584 | 1144.3075 | 7058.7192 | 336.2476 | 1534.7715 | 1.3638 | 6.4251 | 11808.7471 | 1.0007 | 301.7148 | 449.3097 | -2551.4194 | 1477.8625 | 3134.4231 | 1372.2809 | 4587.2822 | -2.4298 | -276.9054 | 3066.239 | 698.4602 | 1722.8331 | 1916.436 | -1743.0458 | -1802.9989 | 11739.8203 | 210.1042 | -280.5665 | 214.7084
2030-04-01 | 1 | -65.2422 | -742.1163 | -43.2684 | -703.3669 | -1003.704 | -200.2086 | -4618.0854 | 938.0745 | 1310.0883 | -133.8811 | 1.007 | -135.6281 | 1.6368 | -472.5169 | 1067.6691 | -2559.9871 | 386.5006 | 209.9994 | -206.5097 | 544.2598 | -119.5119 | 762.5461 | 407.0836 | -63.6786 | 1984.7487 | -1585.6809 | 55.6092 | -339.869 | 5.0999 | 1251.9315 | 1655.7828 | 7448.6616 | 539.8861 | 1383.0775 | 3.6446 | 5.7654 | 9383.7939 | 1.0012 | 87.9635 | 449.5491 | -2573.2046 | 1283.5634 | 2202.7991 | 342.6721 | 3622.5667 | -2.3027 | -272.1113 | 4902.1113 | 222.5112 | 1575.5634 | 1315.3318 | -1244.6095 | -1466.9879 | 9526.6553 | 210.1043 | -311.5123 | 69.1492
2030-04-01 | 2 | -28.1219 | -790.994 | -26.6434 | -251.7973 | -1282.6045 | 0.99343 | -3366.4185 | 0.98361 | 1966.7146 | -137.2264 | 1.0092 | -134.3622 | 1.0095 | -455.0632 | 1050.6805 | -2064.2144 | 430.2901 | 209.9994 | 79.3264 | 112.3792 | -159.0464 | 28.8601 | 123.6096 | -96.5873 | 6.3233 | -869.0415 | 25.474 | -152.7926 | -7.2144 | 701.8181 | 686.174 | 2692.6567 | -1293.6842 | 1126.8361 | 5.2423 | -185.7744 | 3185.0376 | 1.0013 | 58.4849 | 449.5984 | -2002.2056 | 417.5433 | 1893.2673 | 1.0014 | 3339.5823 | -2.327 | -272.4447 | 5363.731 | 658.4946 | 1018.0862 | -80.3106 | -653.4883 | -666.8241 | 4530.9751 | 210.1042 | -281.0996 | 225.1271
2030-04-01 | 3 | -11.4405 | -13.1552 | -20.828 | -253.0204 | -1297.5786 | -355.2246 | -3678.457 | 1.0071 | 2307.5325 | -91.4438 | 1.0008 | -33.4124 | 1.0438 | -503.2648 | 930.8296 | -710.8187 | 398.7223 | 209.9994 | 92.7143 | 23.758 | -257.6944 | 27.5797 | -14.5744 | -91.2189 | 6.3199 | -846.3889 | 24.9796 | -214.2605 | -33.7636 | 448.8479 | 499.0425 | 1131.3295 | -1403.1382 | 729.9105 | 4.0702 | -240.4701 | 1423.4855 | 1.0008 | 354.3267 | 449.4332 | -1660.0031 | 0.98964 | 1440.2534 | 1.0007 | 3184.0957 | -2.1676 | -272.5275 | 4867.3613 | 44.4277 | 804.183 | -78.9106 | -280.8836 | -2.7933 | 1110.3051 | 210.1043 | -256.76 | 194.939
2030-04-01 | 4 | -2.5795 | -59.0219 | -18.3456 | -213.834 | -1183.2277 | -298.3432 | -3411.4761 | 1.0127 | 1764.325 | -90.2913 | 1.0017 | -17.4261 | 0.99835 | -499.7824 | 963.6541 | -72.5759 | 341.7123 | 209.9994 | 104.6981 | 31.2808 | -276.6393 | 26.3865 | -23.0239 | -82.9874 | 6.322 | -515.8904 | 25.0125 | -174.0338 | -34.645 | 419.5066 | 183.0417 | 384.7967 | -1774.1035 | 564.8291 | 3.884 | -653.5967 | 631.3613 | 1.0015 | 232.7851 | 449.5583 | -1750.9141 | -15.2342 | 1432.2666 | 1.0005 | 3055.127 | -2.2116 | -272.5392 | 4993.4331 | 13.5038 | 738.5901 | -78.8643 | -443.0392 | -2.7021 | -1915.7886 | 210.1042 | -240.1026 | 196.3898
2030-04-01 | 5 | -11.4313 | -103.8711 | -23.4965 | -245.8632 | -1128.2842 | -273.7088 | -3233.3689 | 0.98982 | 2022.0471 | -119.113 | 0.98401 | -70.5922 | 1.0309 | -499.854 | 1043.8418 | 97.3953 | 465.5277 | 209.9994 | 81.6847 | 57.1355 | -376.9601 | 23.8543 | -12.1314 | -81.0817 | 6.3266 | -694.8609 | 9.654 | -181.7665 | -33.3446 | 433.2854 | 262.1079 | 1250.7526 | -1577.0214 | 678.0852 | 5.1381 | -556.1974 | 1639.3523 | 1.001 | 94.3713 | 449.6389 | -2038.3932 | -3.0076 | 1629.6639 | 0.9949 | 3083.3127 | -2.3046 | -272.3258 | 5629.7163 | 547.5482 | 928.2529 | 421.5791 | -708.3329 | 1.0095 | -674.6852 | 210.1042 | -228.8117 | 228.94
2030-04-01 | 6 | -13.1411 | -14.7918 | -32.252 | -248.6553 | -301.3417 | -483.3119 | -5626.1924 | 1695.2717 | 1364.588 | -166.0225 | 0.99275 | -157.2629 | 0.97146 | -476.8969 | 1218.5999 | 101.0404 | 451.4071 | 209.9994 | -25.1428 | -303.5811 | -318.966 | -703.7153 | -15.393 | -82.0849 | 842.9572 | -858.947 | 25.802 | -322.0435 | -57.2932 | 674.2124 | 718.6367 | 1317.026 | -1136.546 | 561.2552 | 4.4183 | -252.2992 | 1929.8212 | 1.001 | 20.9183 | 449.6731 | -2337.1216 | 1.0043 | 2148.7405 | 0.99942 | 3444.824 | -2.5304 | -272.2719 | 5143.6138 | -383.5884 | 903.77 | 1021.9904 | -2278.4619 | 71.0394 | -816.9622 | 210.1043 | -185.1124 | 89.8975
2030-04-01 | 7 | -19.6664 | 717.0302 | -50.473 | -365.5547 | 851.345 | -1257.291 | -11203.2646 | 4064.5518 | 532.9791 | -116.8319 | 1911.8743 | 0.99984 | 1494.3743 | -341.6104 | 1539.0227 | 827.7717 | 218.1638 | 209.9994 | -182.092 | -251.1426 | -337.2357 | -1916.9888 | 80.7844 | -61.5963 | 2418.1235 | -1367.864 | -586.4155 | -565.3527 | -85.7786 | 1010.3966 | 1076.3059 | 161.2715 | -1002.1369 | 328.6872 | 1.9761 | -508.4311 | 204.0787 | 1.0016 | 1.0014 | 1.0005 | -2538.791 | 396.8911 | 3445.7747 | 907.8389 | 4588.0156 | -2.2417 | -271.8593 | 2101.8518 | -3449.2153 | 1015.9505 | 1947.3497 | -4078.2893 | 86.0724 | 2209.5356 | 210.1042 | -80.7134 | 102.7106
2030-04-01 | 8 | -24.3861 | 972.9998 | -62.5474 | -472.33 | 1176.9681 | -1553.3103 | -12853.0986 | 4770.0869 | -389.3553 | -249.8174 | 2979.8152 | 115.0763 | 2035.6318 | -145.1791 | 1579.1196 | 1270.1804 | -144.952 | 209.9994 | -259.1599 | 123.4312 | -590.0158 | -2083.3135 | 199.7166 | -34.4161 | 2865.3723 | -1513.0225 | -1576.5975 | -669.1017 | -99.6623 | 1149.5516 | 963.0744 | 3.1189 | -1279.5707 | 138.2853 | 0.70445 | -1236.2355 | -737.0954 | -3.2932 | -49.579 | 55.2216 | -2657.2268 | 785.8609 | 3958.5493 | 1403.147 | 5024.2412 | 1.0122 | -277.6316 | 2362.4485 | -2243.6228 | 1361.4493 | 3189.6069 | -4702.1948 | -872.8525 | 4916.3984 | 210.1042 | -32.2776 | 119.7859
2030-04-01 | 9 | -2.9185 | 1167.2429 | -54.2328 | -540.3446 | 667.7095 | -1566.2003 | -12823.752 | 4044.2986 | -2.8124 | -276.6637 | 3372.6597 | 195.0006 | 2103.7078 | -126.241 | 2093.0757 | 1722.3207 | -410.7902 | 209.9994 | -286.4802 | 101.9576 | -631.4576 | -2121.4021 | 60.3315 | -20.909 | 2957.1321 | -1795.4093 | -1312.2496 | -732.3611 | -107.6811 | 882.6707 | 1375.4388 | -1318.8019 | -1091.8169 | -295.849 | 1.3438 | -1466.843 | -1312.4282 | -343.3861 | -83.3728 | 449.6519 | -2567.291 | 363.4579 | 4061.4763 | 1445.1715 | 5046.3501 | 1.0103 | -275.6791 | 2185.5271 | -2219.4014 | 1071.7546 | 2368.4854 | -3296.355 | -254.725 | 5236.4795 | 210.1043 | -12.42 | 81.5216
2030-04-01 | 10 | 13.1862 | 1550.1929 | -52.6352 | -530.5259 | 626.3907 | -1969.8873 | -13291.792 | 4155.4829 | -2.8692 | -305.8843 | 3026.3518 | 195.0002 | 2126.9773 | -17.0575 | 2127.2021 | 3011.2935 | -297.2742 | 209.9994 | -362.1422 | 101.3121 | -733.301 | -2998.509 | 14.1563 | -9.663 | 3266.3953 | -1610.8447 | -1592.5645 | -868.6599 | -119.6891 | 757.304 | 1175.3699 | -4409.9648 | -1200.8177 | -803.8159 | 1.042 | -973.3322 | -1971.179 | -537.2736 | -148.3282 | 449.6458 | -2578.947 | 204.9988 | 4177.9941 | 1436.4148 | 5060.6597 | 1.0326 | -1002.5087 | 1622.7354 | -2546.3521 | 1002.9481 | 2202.1975 | -3137.7175 | -135.5917 | 6799.7832 | 210.1042 | 8.7717 | 161.9307
2030-04-01 | 11 | 17.5147 | 1593.8662 | -52.4443 | -528.9904 | 682.4674 | -2063.9355 | -13832.3184 | 4300.8306 | -385.9045 | -352.0305 | 3320.5142 | 142.3098 | 2117.7498 | 105.4958 | 2123.3994 | 3058.6162 | -328.813 | 209.9994 | -417.2899 | 228.4803 | -928.0409 | -3233.739 | 57.6471 | -26.9932 | 3543.3052 | -1566.1025 | -1769.2144 | -905.1472 | -117.3366 | 787.902 | 1052.4233 | -5167.0811 | -1165.1228 | -928.063 | 1.4637 | -735.995 | -2003.8293 | -611.5237 | -139.5906 | 449.6183 | -2448.4448 | 369.4163 | 4197.4863 | 1433.6809 | 5066.9805 | -3.2892 | -1294.0742 | 1467.2795 | -2360.0396 | 1166.0492 | 2407.7124 | -3217.7747 | -792.1772 | 7555.3374 | 210.1042 | -58.4609 | 220.605
2030-04-01 | 12 | 24.6512 | 1380.6925 | -48.0251 | -476.0587 | 550.8207 | -1991.72 | -13711.4619 | 3959.5122 | -631.5125 | -372.4311 | 3567.1694 | 49.5926 | 2109.9285 | 165.612 | 2142.2095 | 2900.5945 | -368.4921 | 209.9994 | -427.3626 | 322.873 | -1002.7857 | -3221.8508 | 76.8636 | -29.2455 | 3547.0444 | -1285.161 | -2086.0085 | -879.4173 | -108.2678 | 780.4082 | 820.6431 | -6083.3726 | -1319.1548 | -1005.1428 | 1.41 | -135.4206 | -2301.7122 | -633.8379 | -156.1499 | 449.55 | -2428.7119 | 410.8055 | 4236.4175 | 1469.7589 | 5068.0571 | -3.1973 | -1470.0747 | 1211.3019 | -2147.635 | 1230.9869 | 2281.5298 | -3092.9968 | -866.7859 | 8796.6084 | 210.1042 | -70.5833 | 283.4891
2030-04-01 | 13 | 23.1953 | 1576.6366 | -48.4639 | -522.6084 | 340.3074 | -2101.0933 | -13157.6182 | 3462.2778 | -451.9891 | -337.9023 | 3912.55 | 195.0014 | 2100.1077 | 194.1072 | 2110.7402 | 2937.5039 | -387.715 | 209.9994 | -443.9231 | 332.0966 | -1079.9305 | -3063.9248 | 40.4233 | -12.8282 | 3551.6677 | -1440.0718 | -1800.8944 | -940.028 | -108.144 | 677.8991 | 1269.4646 | -6267.0791 | -981.2324 | -1030.3661 | 2.6458 | 10.2047 | -1024.6664 | -649.3883 | -146.8191 | 449.541 | -2351.4485 | 275.9185 | 4256.9336 | 1463.7729 | 5067.8799 | -3.1157 | -1519.3672 | 1588.2225 | -2315.4565 | 1218.1356 | 1506.8955 | -2590.8489 | -609.9643 | 10542.7979 | 210.1042 | -115.5314 | 266.2328
2030-04-01 | 14 | 13.7067 | 1192.925 | -49.1203 | -534.292 | 122.4957 | -1846.5311 | -12174.1416 | 2710.75 | -996.1136 | -335.6242 | 4107.8364 | 195.0001 | 1840.899 | 226.947 | 2115.1743 | 2814.0896 | -251.1944 | 209.9994 | -445.2921 | 421.2719 | -1220.4041 | -3313.6287 | 53.3671 | 0.49898 | 3242.2131 | -1497.2976 | -1945.6622 | -835.3434 | -89.8466 | 654.282 | 1596.9525 | -5429.2412 | -847.2604 | -768.6738 | 3.5925 | 147.8536 | 36.5601 | -781.981 | -432.1269 | 450.0648 | -2451.7031 | 244.0199 | 4566.9868 | 1453.3081 | 5055.8608 | 0.99787 | -1808.178 | 1998.0793 | -1884.7242 | 1516.9375 | 2198.4436 | -2230.9663 | -1179.3033 | 11473.8359 | 210.1042 | -176.1901 | 275.0749
2030-04-01 | 15 | -3.0633 | 1066.8634 | -49.0591 | -539.6722 | -114.7737 | -1454.5913 | -10058.1416 | 1607.3241 | -1365.6146 | -353.1985 | 4096.7373 | 139.5381 | 1094.635 | 240.6116 | 2138.6233 | 2265.9016 | -55.5942 | 209.9994 | -419.3608 | 443.7157 | -1228.9186 | -3174.9448 | -4.085 | -11.8635 | 2920.6729 | -1587.1086 | -1925.2574 | -686.6522 | -83.4912 | 559.2678 | 1949.5065 | -3838.9785 | -697.9157 | -249.9055 | 4.0625 | 684.6843 | 2260.0955 | -264.8468 | -234.5065 | 450.098 | -2233.7349 | 24.5466 | 4823.7876 | 1619.8768 | 5069.2148 | 428.4327 | -1351.5264 | 3909.0508 | 766.3458 | 1407.1503 | 1897.6735 | -1506.4191 | -1007.9293 | 12198.8164 | 210.1042 | -236.476 | 243.1615
2030-04-01 | 16 | -24.467 | 775.5874 | -63.0396 | -622.2224 | -485.1829 | -1160.8782 | -7746.0264 | 549.3049 | -1910.2642 | -356.955 | 4062.3467 | 108.6554 | 1107.9751 | 181.409 | 2129.4612 | 2022.4447 | 124.116 | 209.9994 | -706.4481 | 397.0757 | -1532.4927 | -3865.4209 | -31.6734 | -0.020249 | 4297.9121 | -2036.1355 | -2087.5198 | -638.8361 | -71.9741 | 430.1526 | 2506.6145 | -2066.5881 | -377.3073 | 278.5341 | 5.232 | 1225.1184 | 5303.8608 | -311.5727 | -344.5253 | 450.1816 | -1836.2961 | -3.1334 | 4798.9316 | 1506.6901 | 5069.8423 | 295.7247 | -1350.9749 | 4018.7771 | 699.9572 | 1279.8358 | 2100.8877 | -2408.1733 | -1126.7063 | 15076.7568 | 210.1042 | -204.5619 | 244.1923
2030-04-01 | 17 | -30.6468 | 709.5129 | -66.2804 | -637.4976 | -551.9925 | -1094.974 | -7405.8628 | 45.108 | -2167.9766 | -348.2334 | 4078.5564 | 95.3098 | 888.3967 | 216.9622 | 2148.3857 | 1849.7009 | 121.1669 | 209.9994 | -727.268 | 363.7971 | -1607.127 | -4298.1572 | -56.4752 | -0.42382 | 4347.9438 | -2161.4448 | -2251.5061 | -626.3793 | -69.9331 | 383.0179 | 2484.8193 | -1583.4564 | -303.7977 | 426.1192 | 5.1472 | 1601.9238 | 6072.7319 | -339.6382 | -443.4542 | 450.2973 | -1941.3607 | -3.0951 | 4751.8965 | 1531.3409 | 5073.2314 | 169.3143 | -1350.1857 | 4506.7627 | 1018.5108 | 1250.8113 | 2301.842 | -2814.3945 | -1175.8328 | 15363.3311 | 210.1042 | -180.1829 | 256.3088
2030-04-01 | 18 | -29.8806 | 657.6849 | -66.9452 | -642.2466 | -661.971 | -1137.4727 | -7620.564 | -2.9147 | -2365.3662 | -355.896 | 4053.418 | 64.38 | 857.9032 | 301.5256 | 2181.0349 | 1736.3077 | 105.2715 | 209.9994 | -711.6348 | 447.111 | -1674.6675 | -4960.877 | -57.4738 | -0.39794 | 4184.6157 | -2173.3643 | -2517.6033 | -640.9148 | -63.0686 | 366.1861 | 2231.5149 | -1662.6339 | -311.8106 | 382.8235 | 4.5691 | 1516.042 | 5947.6021 | -375.8334 | -512.8652 | 450.2621 | -2114.6328 | -24.2579 | 4778.1953 | 1545.5574 | 5069.2305 | 128.8566 | -1474.4133 | 4397.9258 | 966.4232 | 1286.3438 | 2491.3875 | -2727.5544 | -1218.8809 | 15167.29 | 210.1043 | -181.4294 | 244.2016
2030-04-01 | 19 | -21.7152 | 780.5272 | -65.2002 | -623.5418 | -463.0215 | -1266.2928 | -8620.5615 | 570.8838 | -2368.3525 | -370 | 4039.1594 | 47.5872 | 923.191 | 302.0406 | 2177.946 | 1655.1896 | 36.6943 | 209.9994 | -584.2708 | 245.6941 | -1734.9413 | -5595.106 | -51.3041 | 3.4901 | 3352.4209 | -2098.6338 | -2650.27 | -669.5486 | -68.6828 | 438.7617 | 2339.9158 | -2457.2063 | -323.7808 | 191.2812 | 2.969 | 1313.1921 | 4794.1431 | -352.924 | -510.4631 | 450.2937 | -2033.4399 | -70.4858 | 4840.2129 | 1594.5531 | 5068.7017 | 133.6117 | -1350.0928 | 4620.457 | 887.3372 | 1240.7922 | 2058.6223 | -2331.9609 | -1206.7047 | 12004.7002 | 0.10423 | -215.858 | 240.328
2030-04-01 | 20 | -5.6122 | 1054.072 | -60.5819 | -579.8555 | -18.0445 | -1554.6338 | -10364.9795 | 1427.3527 | -1946.752 | -351.6177 | 4062.1428 | 126.853 | 1199.9901 | 236.2187 | 2125.0823 | 1887.5443 | -178.5841 | 209.9994 | -412.6976 | 346.6579 | -1847.5386 | -6131.3945 | -45.2793 | 5.1962 | 2052.5823 | -1815.7462 | -2823.5029 | -736.8913 | -79.5608 | 457.6883 | 1978.9425 | -3729.0623 | -519.0425 | -345.9188 | 2.4854 | 688.6511 | 2892.2163 | -391.2402 | -519.8954 | 450.3046 | -2199.6047 | -12.5685 | 5000.437 | 1670.5098 | 5067.9692 | 272.3214 | -1350.6829 | 4346.459 | 435.9504 | 1264.7003 | 2555.2139 | -2979.4558 | -1070.1515 | 9330.499 | 210.1042 | -158.0133 | 235.5881
2030-04-01 | 21 | 3.3803 | 1322.9091 | -67.7423 | -637.5544 | 181.415 | -2062.5354 | -12781.7451 | 2645.3455 | -2027.7262 | -328.3883 | 4098.019 | 195.0007 | 1268.6809 | 198.5029 | 2087.6572 | 1720.9547 | -399.8423 | 209.9994 | -218.0005 | 277.2632 | -1735.9244 | -6360.9292 | -16.1935 | -11.3587 | 980.4263 | -2044.3292 | -2792.8477 | -976.7574 | -91.7526 | 554.8188 | 2169.9109 | -4716.0576 | -432.251 | -736.3508 | 0.51552 | 444.3407 | 1606.9694 | -191.2723 | -326.2122 | 450.1393 | -2140.4297 | -3.1095 | 4988.6743 | 1738.0898 | 5060.5596 | 479.9966 | -1351.4913 | 4303.7749 | 564.1035 | 1294.6562 | 2449.3914 | -2232.2539 | -1133.0164 | 9264.6396 | 210.1042 | -153.1942 | 268.6519
2030-04-01 | 22 | 8.3305 | 1405.6484 | -55.0427 | -606.8763 | -6.8775 | -2038.6399 | -13733.6924 | 2712.272 | -1104.8441 | -332.3385 | 4049.9351 | 195.0005 | 1774.9415 | 173.9878 | 2057.0825 | 1036.5148 | -396.2912 | 209.9994 | -258.1609 | 265.596 | -1652.0447 | -5819.9873 | -48.0098 | 10.0848 | 1192.2448 | -1841.866 | -2510.8167 | -961.0106 | -101.9641 | 539.1276 | 2209.4561 | -3768.5935 | -354.835 | -840.5394 | 0.55226 | 201.8934 | -1341.6006 | -335.252 | -209.9754 | 449.9599 | -1981.5669 | -2.9026 | 4496.1719 | 1633.7963 | 5052.9238 | 188.0658 | -1135.7269 | 4554.8301 | 814.9397 | 1123.8834 | 1851.5037 | -1994.1876 | -679.6109 | 7603.1328 | 210.1042 | -99.6168 | 268.5063
2030-04-01 | 23 | -1.6242 | 1630.0958 | -53.9709 | -651.5782 | -56.4608 | -2116.3108 | -13896.3291 | 2766.8428 | -159.4782 | -342.0197 | 4022.9819 | 194.9999 | 1904.0792 | 163.519 | 2052.9009 | 941.0819 | -240.6381 | 209.9994 | -254.3655 | 337.6817 | -1558.9257 | -5668.0674 | -20.2801 | 9.2589 | 1168.6909 | -2228.2231 | -2530.0676 | -999.0105 | -102.6654 | 565.1791 | 2093.2676 | -1929.2948 | -258.0662 | -645.9241 | 0.66391 | 141.107 | -276.5034 | -143.3343 | 257.3921 | 449.6742 | -1908.8212 | 156.3381 | 4040.7954 | 1727.963 | 5033.7769 | 378.6056 | -629.8467 | 4781.9707 | 972.5485 | 1205.1582 | 1618.5406 | -2073.0366 | -847.4987 | 6608.1724 | 210.1042 | -113.2192 | 307.105
2030-04-01 | 24 | -26.8053 | 1718.7683 | -64.0984 | -459.4994 | 355.602 | -2236.7004 | -14645.7324 | 3688.3191 | -342.7963 | -350.5039 | 3892.2686 | 128.8533 | 1997.4854 | 200.1307 | 2092.4822 | 239.8534 | 11.9777 | 209.9994 | -232.5289 | 179.6465 | -1172.9778 | -5481.3794 | -10.7237 | -25.8369 | 1142.64 | -2629.7864 | -2107.3074 | -985.4 | -115.8523 | 661.1864 | 2287.7573 | 0.99503 | -35.3606 | -292.7576 | 0.55637 | 914.7033 | -744.2454 | 1.0014 | 167.9206 | 436.163 | -2204.9583 | 191.0034 | 2890.8677 | 1493.9338 | 4509.2529 | -2.9407 | -274.7525 | 3715.4238 | 210.4221 | 1083.3314 | 990.4609 | -2671.5693 | 66.1309 | 4132.2935 | 210.1043 | -25.8176 | 272.8077
2030-04-02 | 1 | -25.5131 | 1836.6464 | -62.4542 | -455.451 | 328.3969 | -2148.6973 | -13755.0605 | 3793.8735 | 1054.5454 | -354.7516 | 3827.9856 | 105.4777 | 1997.562 | 280.5434 | 2124.5271 | 346.1754 | -122.3257 | 209.9994 | -221.8109 | 33.7504 | -1051.7853 | -5254.3867 | -47.5988 | -35.6004 | 1148.5714 | -2612.3232 | -1988.984 | -993.8345 | -128.5565 | 612.4581 | 2039.2509 | 0.97613 | 26.8835 | -329.3871 | 0.65938 | 943.9228 | -775.9122 | -2.2229 | 302.2759 | 154.3948 | -1979.0996 | 69.3413 | 2753.8889 | 1504.3564 | 4421.2959 | -2.6295 | -271.6646 | 3356.1743 | -225.4318 | 1056.6541 | 1.024 | -2242.7156 | 137.0453 | 3324.1265 | 210.1042 | -129.2613 | 121.9523
2030-04-02 | 2 | -34.4467 | 1984.4225 | -63.6874 | -396.4607 | 320.5364 | -2110.3845 | -11618.4912 | 3514.8955 | 1701.0039 | -353.4031 | 3835.6982 | 114.7636 | 1985.302 | 312.4018 | 2134.3232 | -369.4287 | -255.7755 | 209.9994 | -223.6401 | 134.5735 | -991.21 | -5252.376 | -122.649 | -42.6531 | 1152.1951 | -2566.1521 | -2274.4902 | -971.3647 | -140.7772 | 427.4603 | 1955.4501 | 572.4571 | -81.675 | -97.0253 | 0.61907 | 1195.1097 | -159.4266 | -2.5215 | 494.2585 | 1.0019 | -2237.0183 | -115.5132 | 2390.4309 | 1502.2777 | 4307.6587 | 1.012 | -276.1479 | 3278.5747 | -235.435 | 947.8591 | 1.0221 | -1993.7615 | 697.8931 | 1515.0299 | 210.1042 | -104.1758 | 71.2321
2030-04-02 | 3 | -34.5944 | 2246.7056 | -63.3937 | -409.688 | 296.3961 | -2086.7148 | -11912.8945 | 3607.9983 | 1865.8782 | -366.278 | 3800.6836 | 39.9947 | 1970.5834 | 155.2724 | 2075.3899 | -284.2352 | 1.0005 | 209.9994 | -213.9798 | -67.2178 | -969.9886 | -5162.3159 | -212.8972 | -63.1934 | 1232.5167 | -2619.564 | -2048.864 | -983.0745 | -158.2365 | 300.9677 | 2311.5505 | 3.3882 | 113.9722 | 0.99973 | 0.60099 | 1710.1191 | -592.8455 | -75.4399 | 557.148 | 1.0005 | -1961.4652 | -368.6753 | 2117.1235 | 1491.3601 | 4132.6958 | 1.0176 | -278.3561 | 3407.0029 | -265.1118 | 642.6172 | -872.0181 | -1723.3265 | 1234.4523 | 327.0229 | 210.1043 | -92.8998 | 64.9176
2030-04-02 | 4 | -29.9376 | 2301.405 | -63.1251 | -381.0453 | 273.5902 | -2196.8857 | -11877.4502 | 3729.1431 | 2100.3286 | -370.9188 | 3780.6978 | 16.1018 | 1969.3347 | 148.038 | 2072.2349 | 89.0448 | 180.7341 | 209.9994 | -191.2595 | -162.1693 | -996.2786 | -5470.4634 | -220.6674 | -74.2199 | 1107.9741 | -2606.7349 | -1805.0708 | -992.8685 | -161.4858 | 311.4536 | 2364.6113 | 0.99023 | 141.0532 | 51.3649 | 0.59025 | 1899.1504 | -1047.9646 | -3.6463 | 586.1902 | 0.99953 | -1999.4116 | -419.9549 | 1990.4246 | 1377.4689 | 4047.8328 | 1.0254 | -277.9303 | 3298.9099 | -581.2685 | 649.9697 | -1117.7617 | -1560.2667 | 1280.8062 | -251.4817 | 210.1042 | -110.4447 | -179.9779
2030-04-02 | 5 | -29.215 | 2250.679 | -65.0634 | -380.8096 | 482.9637 | -2274.1853 | -12330.1914 | 4158.1626 | 2062.2085 | -370.9696 | 3806.1379 | 1.2078 | 1965.9355 | 100.3917 | 2018.4774 | 101.4928 | 195.6021 | 209.9994 | -182.914 | -250.2099 | -1015.9321 | -6003.1797 | -193.487 | -76.5156 | 1071.5322 | -2617.2322 | -1535.3501 | -1008.1895 | -161.2979 | 424.0611 | 2367.4688 | 0.97628 | 150.9495 | 0.030561 | 0.58794 | 1915.53 | -1045.4918 | -3.2014 | 425.8932 | 0.99841 | -2310.2908 | -382.9945 | 1676.5779 | 1193.1824 | 3553.9268 | -3.2341 | -276.7175 | 3933.7881 | -302.0711 | 812.179 | -466.1763 | -2046.5261 | 1204.9292 | -133.2795 | 210.1042 | -87.2208 | -138.4207
2030-04-02 | 6 | -22.3924 | 2012.4161 | -47.4925 | -380.4979 | 701.6606 | -2218.6819 | -12825.1475 | 4543.0513 | 1722.1207 | -364.9001 | 3944.0759 | 45.5477 | 2036.1952 | 86.3553 | 2001.9681 | 100.8765 | 127.3815 | 209.9994 | -179.1423 | -24.5215 | -1229.8353 | -6359.8008 | -126.4595 | -73.3823 | 1038.9076 | -2652.656 | -1698.4536 | -1011.6576 | -151.7305 | 543.2623 | 2404.0208 | 0.97856 | 188.2866 | -85.4526 | 0.58297 | 1794.3094 | -702.369 | -2.3714 | 271.7247 | 1.0008 | -2432.147 | -186.7745 | 1563.9191 | 1268.2604 | 3365.0464 | 1.0128 | -278.3624 | 4020.0806 | -517.6979 | 1063.5591 | -308.1702 | -2821.6453 | 440.7202 | 2408.9619 | 210.1043 | -129.5941 | -168.612
2030-04-02 | 7 | -17.6177 | 1915.2952 | -52.2429 | -367.3905 | 881.593 | -2320.9661 | -13375.6621 | 4689.1479 | 0.99047 | -359.0726 | 3976.2617 | 83.5594 | 1412.7349 | 57.8005 | 2031.6559 | -157.4774 | 104.1205 | 209.9994 | -168.2878 | 43.4308 | -1585.2976 | -5928.5854 | -124.6794 | -63.4506 | 967.8832 | -2482.4631 | -1481.3254 | -1013.2786 | -149.565 | 491.9916 | 2458.6685 | 0.66859 | 149.4562 | -243.9019 | 0.5824 | 1647.6661 | -1948.1315 | -1.95 | 0.99876 | 135.1318 | -1861.6621 | -107.9459 | 1926.7466 | 1237.0153 | 3429.334 | -2.3857 | -271.758 | 2683.7185 | -1259.8917 | 818.4553 | 1.0278 | -3052.5522 | 0.99867 | 3112.3057 | 210.1043 | 11.4363 | 8.3962
2030-04-02 | 8 | -13.6163 | 1270.202 | -47.5497 | -333.7076 | 869.48 | -1871.6328 | -13328.6133 | 4592.6377 | 0.99663 | -354.5879 | 4020.8042 | 118.7446 | 1877.1039 | 99.345 | 2046.9583 | -492.7371 | 1.0008 | 209.9994 | -224.5186 | 101.7247 | -1559.8448 | -5382.1934 | -65.429 | -41.3158 | 1534.9874 | -2065.9653 | -1034.0778 | -893.6034 | -130.4736 | 635.5829 | 2661.7278 | 2.2584 | 162.9988 | -166.6162 | 0.56086 | 1207.1523 | -1283.0143 | -474.1613 | 1.0085 | 408.92 | -1537.1874 | 0.99924 | 2413.8948 | 1284.373 | 3771.1611 | -3.2481 | -271.7054 | 2859.8872 | -1265.8451 | 714.6868 | 321.6112 | -2836.0442 | 0.98741 | 3078.8621 | 210.1042 | 101.9022 | 145.0668
2030-04-02 | 9 | -21.2369 | 918.0273 | -61.6725 | -307.8302 | 727.8493 | -1677.488 | -13731.0605 | 4443.0459 | -3.0907 | -342.9741 | 4044.6157 | 178.7404 | 1998.3365 | 152.0872 | 2068.4675 | -292.3122 | -127.4518 | 209.9994 | -180.6835 | 106.0108 | -1434.3563 | -4954.7705 | -30.1634 | -26.2607 | 1198.7799 | -1775.6018 | -695.2069 | -828.6982 | -113.1598 | 723.3572 | 2851.5708 | 2.0564 | 184.4342 | -180.7436 | 0.53888 | 391.6913 | -1349.1189 | -2.9182 | 220.8588 | 449.5439 | -1480.7435 | 52.1598 | 2723.7422 | 1244.1172 | 4076.6799 | -3.3243 | -271.7288 | 3329.7302 | -412.9016 | 718.1786 | 961.9347 | -2709.9463 | 0.98658 | 2916.9636 | 210.1042 | 94.3368 | 169.0778
2030-04-02 | 10 | -8.5283 | 1156.3571 | -35.7013 | -307.2682 | 798.9531 | -1734.6896 | -14026.2598 | 4514.8823 | -3.0759 | -340.1318 | 4058.6047 | 195.0009 | 2099.5977 | 150.4858 | 2065.3447 | 671.4852 | -218.913 | 209.9994 | -158.005 | 47.0278 | -1196.7596 | -4405.9502 | -31.1303 | -20.3185 | 1125.7491 | -1712.3362 | -248.9872 | -871.9229 | -116.8115 | 739.2202 | 2820.573 | 2.7438 | 177.0271 | -370.2154 | 0.59027 | 3.1288 | -1624.1428 | -3.967 | 67.605 | 449.661 | -1682.9255 | -20.6576 | 3668.9121 | 1263.743 | 4918.1958 | -266.2295 | -271.9643 | 2239.7087 | -1735.6738 | 883.4908 | 1549.7502 | -2723.6958 | -353.4445 | 3006.3931 | 210.1042 | -31.1599 | 162.0687
2030-04-02 | 11 | -15.2126 | 1543.8723 | -61.3568 | -472.9537 | 763.0272 | -1914.8741 | -14007.6162 | 4503.5757 | -384.2386 | -337.652 | 4043.1052 | 195.002 | 2103.1165 | 158.0935 | 2066.0952 | 1153.7927 | -351.7759 | 209.9994 | -168.7646 | 171.8169 | -1224.2135 | -3779.9099 | -67.3958 | -15.8696 | 1204.5648 | -2247.0837 | -399.6934 | -936.0352 | -125.5801 | 614.8604 | 2664.7241 | 0.97876 | 90.4899 | -456.0477 | 0.58753 | -422.2169 | -960.1397 | 1.0014 | 280.9814 | 449.4349 | -1678.4812 | 1.0036 | 3706.0044 | 1259.4076 | 4860.3037 | -3.3253 | -272.0166 | 1785.559 | -2042.0497 | 884.2249 | 1604.9376 | -2667.1926 | -499.302 | 2845.9683 | 210.1043 | -38.7777 | 141.1443
2030-04-02 | 12 | -5.142 | 1818.1453 | -45.0418 | -589.8058 | 823.1266 | -2005.995 | -14125.2266 | 4447.9507 | -596.0438 | -336.8099 | 4080.9045 | 194.9993 | 2095.9709 | 276.4279 | 2104.4573 | 1605.1051 | -466.5031 | 209.9994 | -222.7766 | -75.3841 | -1281.4915 | -3674.3118 | -68.4089 | -8.2986 | 1572.3723 | -2246.6326 | -334.4401 | -978.3946 | -126.5891 | 616.8035 | 2254.0786 | 0.98503 | -36.7055 | -625.8967 | 0.67475 | -747.3368 | -1352.8767 | 1.0037 | 366.7502 | 449.449 | -1634.869 | 72.3583 | 3657.2283 | 1164.8083 | 4951.9556 | -52.6867 | -272.1425 | 1732.5127 | -2374.5869 | 835.1394 | 2030.1661 | -2777.3538 | -426.5584 | 2754.606 | 210.1042 | -22.2537 | 106.8447
2030-04-02 | 13 | 3.4766 | 1649.7701 | -41.2052 | -480.5306 | 841.2978 | -1981.911 | -14261.5371 | 4434.061 | -823.3837 | -334.743 | 4085.8511 | 195.002 | 2101.1877 | 331.6116 | 2130.5791 | 1930.2394 | -616.3607 | 209.9994 | -265.3135 | -43.304 | -1158.9554 | -3481.9836 | -49.4244 | -6.985 | 1842.9349 | -2334.8892 | -451.8722 | -950.0568 | -122.4836 | 663.3464 | 1924.7516 | -1043.1587 | -190.8275 | -812.8044 | 0.67228 | -690.6403 | -2881.303 | 1.0021 | 27.0202 | 449.7074 | -1841.9896 | 118.902 | 3578.1108 | 1125.2096 | 4724.519 | -2.9973 | -272.0938 | 1697.4863 | -2267.9978 | 895.1428 | 2450.2253 | -3057.9111 | -566.9619 | 5183.2222 | 210.1043 | -12.7937 | 58.7133
2030-04-02 | 14 | 20.0787 | 1614.9351 | -29.7624 | -545.5366 | 760.9501 | -1979.5955 | -14089.3604 | 4330.0283 | -1107.7676 | -334.9591 | 4158.0469 | 195.0004 | 2094.9688 | 339.8159 | 2136.7073 | 2416.0776 | -802.7549 | 209.9994 | -254.2883 | -102.8415 | -1097.4446 | -3534.0002 | -22.725 | -15.6798 | 1770.4407 | -2143.584 | -84.2766 | -964.4089 | -116.0205 | 697.4138 | 1636.4651 | -2963.4648 | -294.2554 | -1047.8661 | 0.66993 | -718.293 | -2791.9695 | 1.0018 | 27.171 | 449.6262 | -1918.2522 | 94.6852 | 3465.3826 | 954.7784 | 4708.0459 | -32.9827 | -272.2243 | 1608.1392 | -2419.8196 | 923.6227 | 2447.561 | -2964.3784 | -640.6607 | 8209.4023 | 210.1042 | -12.6315 | 29.583
2030-04-02 | 15 | 20.2564 | 1554.1541 | -45.4543 | -518.6514 | 618.6552 | -1977.3296 | -13779.4619 | 4082.0632 | -1229.8986 | -331.8509 | 4062.6528 | 195.0002 | 2087.019 | 284.86 | 2111.9514 | 3643.6567 | -504.0344 | 209.9994 | -180.0103 | -141.5878 | -892.3732 | -3280.1448 | -6.1043 | -36.9424 | 1282.8512 | -2020.8181 | 176.7934 | -964.5521 | -111.3793 | 756.3702 | 1659.3782 | -4345.7075 | -336.0088 | -1082.9521 | 0.66969 | -728.254 | -2299.2209 | 0.78447 | -155.2891 | 449.8717 | -2275.0881 | 44.4929 | 4203.6396 | 1137.8125 | 5069.0083 | -4.0176 | -276.9461 | 2474.5188 | -1693.1672 | 1156.208 | 2791.9814 | -2914.1042 | -1067.5027 | 11128.0928 | 210.1042 | -91.1333 | 27.7888
2030-04-02 | 16 | 32.5139 | 1661.526 | -27.7068 | -477.8839 | 434.6002 | -2009.4507 | -13459.1904 | 3662.5881 | -1383.0146 | -339.2963 | 4054.2476 | 194.9989 | 2071.6526 | 282.0612 | 2112.9646 | 3776.7952 | -605.6597 | 209.9994 | -188.4094 | -69.0663 | -828.1732 | -3634.2146 | -13.4219 | -40.2567 | 1246.2174 | -1674.9393 | 278.4349 | -966.5314 | -112.7154 | 703.0902 | 1317.7205 | -5800.0049 | -572.3876 | -1226.827 | 0.84365 | -786.049 | -2547.2417 | -15.0894 | -182.698 | 449.9019 | -2446.5173 | 0.99141 | 4225.8159 | 1217.2994 | 5068.1816 | -3.922 | -316.3091 | 2946.4226 | -1573.5831 | 1260.7845 | 2911.678 | -2774.7019 | -1557.4336 | 12171.8496 | 210.1042 | -146.1297 | 0.18809
2030-04-02 | 17 | 28.0859 | 1359.1577 | -29.6736 | -490.2916 | 446.9047 | -1974.2389 | -13606.1367 | 3735.5312 | -1737.6527 | -336.9727 | 4038.1619 | 195.0003 | 2098.5232 | 239.7579 | 2100.957 | 3752.1545 | -546.6279 | 209.9994 | -162.5699 | -252.6283 | -676.7444 | -2863.2998 | 18.1627 | -63.4251 | 1375.7578 | -1753.2158 | 114.4692 | -955.4349 | -98.2873 | 871.6178 | 1504.5686 | -5939.5493 | -355.9406 | -1140.6821 | 1.3261 | -450.7492 | -2160.6785 | -16.786 | -174.1509 | 449.8904 | -2290.7188 | 59.9477 | 4220.0698 | 1176.0896 | 5068.8862 | 1.0208 | -336.4663 | 3091.8352 | -1889.6766 | 1193.3024 | 2868.8032 | -2981.3743 | -1778.8959 | 15270.9336 | 210.1043 | -163.5141 | 0.99962
2030-04-02 | 18 | 26.8833 | 1067.5802 | -32.6886 | -482.9581 | 350.9569 | -1896.8298 | -13393.9072 | 3485.5466 | -1717.0548 | -278.8145 | 4053.1951 | 194.9998 | 2110.7766 | 202.3231 | 2111.2529 | 3391.2017 | -609.2211 | 209.9994 | -177.8546 | -63.5825 | -608.764 | -1392.063 | 84.3899 | -56.8244 | 1665.839 | -1678.2655 | 36.8831 | -913.7252 | -83.9161 | 945.2864 | 1596.1753 | -5995.5747 | -468.8784 | -1063.9598 | 1.4981 | -905.2006 | -2094.1824 | -3.9987 | -171.5444 | 449.8648 | -2345.8396 | 262.8458 | 4230.7275 | 1179.5105 | 5065.7266 | 0.98216 | -289.4351 | 2926.845 | -2381.9563 | 1256.6165 | 3258.2327 | -3057.3037 | -1666.4745 | 17014.6289 | 210.1042 | -131.1529 | 40.5725
2030-04-02 | 19 | 23.3434 | 957.3157 | -36.4683 | -491.3478 | 137.4531 | -1839.0442 | -12847.6758 | 3137.4036 | -1364.8058 | -335.0438 | 4036.0291 | 195.0004 | 1798.4131 | 142.9105 | 2116.5525 | 3011.1777 | -640.5447 | 209.9994 | -168.1911 | -130.7046 | -692.2366 | -1576.5237 | 52.2281 | -55.2856 | 1622.1382 | -1671.2788 | -106.7298 | -890.5167 | -81.1019 | 903.5988 | 1760.3267 | -5891.7451 | -498.0636 | -954.8489 | 1.3663 | -886.4161 | -1362.5052 | 100.3022 | -55.6868 | 257.5188 | -2457.145 | 134.9977 | 4126.6758 | 1051.3287 | 5059.25 | -3.8367 | -272.2682 | 3303.9592 | -2167.1401 | 1258.8452 | 2963.8525 | -2763.4202 | -1734.4749 | 17873.2949 | 210.1042 | -178.0003 | 23.7717
2030-04-02 | 20 | 16.1667 | 861.3008 | -41.5944 | -512.9146 | 0.013999 | -1771.4308 | -12241.4502 | 2669.457 | -1075.1705 | -334.1066 | 3717.8606 | 194.9992 | 1847.2522 | 129.539 | 2100.5034 | 2241.9968 | -666.9589 | 209.9994 | -169.448 | -8.6594 | -909.5767 | -1515.9182 | 46.8124 | -60.2889 | 1473.527 | -1830.5359 | -1137.9526 | -873.9984 | -77.1388 | 832.376 | 1961.6517 | -4914.0991 | -447.6 | -759.8023 | 1.7881 | -739.5752 | -998.5485 | 182.2947 | -2.0953 | 263.8105 | -2426.9463 | 142.2799 | 4164.1416 | 967.5267 | 5061.5249 | -3.4535 | -402.2029 | 3035.2722 | -2651.5303 | 1272.8171 | 2988.4487 | -2459.7263 | -1630.3813 | 18497.9648 | 210.1042 | -187.1693 | 23.9069
2030-04-02 | 21 | 14.9791 | 716.3228 | -45.467 | -541.5098 | 19.4509 | -1755.9119 | -12180.3037 | 2718.7354 | -918.5347 | -337.1393 | 3722.4727 | 187.2752 | 2120.1406 | 123.0041 | 2048.8044 | 1868.4027 | -669.4006 | 209.9994 | -274.4124 | 106.83 | -1038.4194 | -1875.7113 | 63.26 | -10.2018 | 2205.6992 | -1720.6047 | -1552.1847 | -860.809 | -73.2203 | 844.9442 | 1733.9971 | -4881.1538 | -745.4898 | -736.1319 | 0.5851 | -1332.8617 | -790.7754 | 149.3629 | -34.8458 | 280.2099 | -2414.8093 | 198.4621 | 4259.5947 | 910.8072 | 5060.7793 | -3.6468 | -272.2094 | 2936.3303 | -3113.1282 | 1230.7054 | 3004.4507 | -2372.9258 | -1600.309 | 18955.7715 | 210.1042 | -151.4512 | 117.7246
2030-04-02 | 22 | 7.1963 | 764.9003 | -36.6536 | -634.4038 | -10.3525 | -1756.1555 | -12479.2754 | 2951.9158 | -382.1036 | -342.0187 | 3814.3738 | 175.5059 | 2129.0459 | 79.7105 | 2022.7213 | 1479.1255 | -516.3935 | 209.9994 | -425.0316 | 50.4948 | -986.5587 | -2797.5544 | 81.6965 | 4.7522 | 3267.4504 | -1709.4991 | -1392.7336 | -887.3955 | -69.0616 | 906.8278 | 2114.895 | -3147.541 | -550.9185 | -534.2697 | 0.58881 | -1211.6862 | -331.8758 | 167.3166 | 21.2868 | 0.99972 | -2234.8542 | 380.1686 | 3722.5691 | 1162.212 | 4799.6143 | 1.0491 | -277.2693 | 3080.1147 | -2509.0471 | 1031.4972 | 2546.8286 | -2454.4744 | -658.6038 | 19457.748 | 210.1042 | -7.3301 | 95.6481
2030-04-02 | 23 | -38.1507 | 296.6049 | -65.8162 | -454.2777 | -6.7617 | -1698.7352 | -12514.0312 | 2898.9014 | -142.5317 | -332.2604 | 3118.6414 | 163.1346 | 2123.5303 | -18.2411 | 1962.3107 | 835.3575 | -35.8675 | 209.9994 | -392.3755 | 166.2286 | -939.9967 | -1960.2413 | 183.3674 | -8.0262 | 3270.6736 | -1980.483 | -428.9585 | -799.2783 | -58.2257 | 1027.1243 | 2458.9609 | 0.98086 | -485.0243 | 129.8119 | 0.57617 | -836.1556 | -748.5068 | 19.0727 | 188.5346 | 104.7171 | -1874.8301 | 821.8284 | 2282.698 | 865.4537 | 3794.5017 | -2.8708 | -277.252 | 1506.1184 | -4155.0898 | 989.3199 | 1746.1218 | -2729.5706 | -1.0215 | 19556.2676 | 210.1042 | 54.0778 | 95.8486
2030-04-02 | 24 | -30.6809 | 480.8161 | -59.6361 | -422.0644 | 0.99304 | -1730.371 | -11896.3643 | 2978.3909 | -3.1863 | -345.6866 | 2685.8955 | 107.5923 | 2140.3154 | 60.1415 | 2019.9863 | 1183.0814 | 0.99743 | 209.9994 | -345.981 | -5.7933 | -437.0831 | -2029.343 | 126.777 | -20.6336 | 3065.7231 | -1965.165 | -248.0263 | -807.2422 | -68.7922 | 1018.6381 | 2362.9854 | 0.71348 | -581.1882 | 118.9349 | 0.57797 | -458.0746 | -1028.1588 | 1.0003 | 145.5556 | 161.7575 | -2436.2878 | 531.6279 | 1950.5804 | 736.9556 | 3381.2344 | -2.0925 | -274.952 | 949.9224 | -5036.2227 | 986.0965 | 754.1634 | -2821.5798 | 0.9896 | 19539.6445 | 210.1043 | -42.0976 | 93.0778
2030-04-03 | 1 | -32.9078 | 475.0813 | -58.0896 | -382.5289 | -147.6203 | -1656.1302 | -10702.6631 | 3121.3484 | 1668.765 | -342.5067 | 2289.2415 | 87.3226 | 2132.6169 | 1.002 | 1853.5858 | 728.8008 | 104.644 | 209.9994 | -358.6564 | -211.3348 | -176.9225 | -2440.6855 | 96.2088 | -29.572 | 3151.7231 | -1908.9243 | 169.436 | -765.1998 | -76.9868 | 1044.5811 | 2177.5605 | 0.9896 | -546.2981 | 273.93 | 0.58429 | -93.724 | -1216.322 | -1.6939 | 1.0021 | 383.9164 | -2293.5449 | 422.8806 | 2147.0906 | 736.1788 | 3344.4595 | -1.9636 | -272.3488 | 867.295 | -4936.1938 | 941.9916 | 0.97994 | -2207.7864 | 570.0164 | 20104.666 | 210.1043 | -151.287 | -40.6054
2030-04-03 | 2 | -26.438 | 821.5464 | -54.2947 | -329.1804 | -33.2096 | -1640.3389 | -9489.46 | 3175.2571 | 2224.9478 | -268.519 | 2187.8083 | -7.1558 | 2130.4558 | -6.0196 | 1875.9958 | 522.6668 | 275.1706 | 209.9994 | -327.1823 | -120.5495 | -79.7171 | -1621.9875 | 30.1972 | -33.9466 | 3130.9802 | -1723.3 | -439.2588 | -739.1358 | -97.3698 | 854.8023 | 1694.2615 | -0.59763 | -866.4548 | 145.7706 | 0.71235 | -286.8839 | -851.1211 | -51.7578 | 86.1356 | 1.0906 | -2291.0544 | 198.1693 | 2139.9456 | 711.4532 | 3461.5168 | -0.75184 | -271.762 | 729.9442 | -5011.1533 | 683.7007 | -396.8159 | -1928.8212 | 1511.1746 | 15631.3643 | 210.1042 | -104.3402 | -101.3135
2030-04-03 | 3 | -12.7414 | 941.7751 | -45.3234 | -256.0827 | 86.2867 | -1593.4941 | -10226.6689 | 3646.4666 | 2481.5127 | -265.4941 | 1002.0227 | -18.3003 | 2110.6299 | -19.2612 | 1928.8893 | 100.8346 | 423.3143 | 209.9994 | -67.3001 | -208.988 | 23.4097 | -600.6169 | 35.4061 | -39.9433 | 1565.3871 | -1654.1608 | -19.4756 | -724.0917 | -105.1401 | 911.7936 | 1877.5383 | 0.90317 | -888.9504 | 123.6671 | 1.4154 | -322.0883 | -1659.2136 | -25.5077 | 61.1798 | 0.99696 | -2287.6973 | 209.3306 | 1976.5099 | 514.8621 | 3287.1636 | -2.2862 | -272.4057 | 418.2494 | -5441.7246 | 716.2662 | -691.4807 | -1218.8234 | 1432.924 | 12280.1699 | 210.1042 | -82.5645 | -20.726
2030-04-03 | 4 | -11.7202 | 914.164 | -30.5912 | -243.8742 | 205.0238 | -1529.8373 | -10152.7178 | 3833.3896 | 2511.7407 | -228.7609 | 2027.6504 | -75.6972 | 1816.671 | -19.0729 | 1950.5206 | 101.0523 | 449.8395 | 209.9994 | -51.3192 | -212.4349 | 75.745 | 23.0361 | 46.5044 | -35.0085 | 1946.5946 | -1620.2231 | 23.4062 | -704.4796 | -87.5926 | 932.1168 | 1951.3147 | 0.95219 | -862.9894 | 118.1019 | 1.9107 | -285.9252 | -1451.0431 | -32.2581 | 64.2054 | 0.99975 | -2293.3694 | 258.4979 | 1870.7847 | 372.9877 | 3204.0947 | -2.2672 | -272.4604 | 275.1402 | -6054.6792 | 668.0368 | -511.3582 | -1456.0168 | 1606.7463 | 10661.9629 | 210.1043 | -60.5261 | 0.99966
2030-04-03 | 5 | -13.1822 | 934.8466 | -43.9863 | -247.3933 | 539.3344 | -1626.7253 | -11110.5977 | 4321.4375 | 2186.5652 | -285.2681 | 2250.6136 | 2.5546 | 1983.9036 | -12.1669 | 1893.9589 | 101.0019 | 305.8059 | 209.9994 | -105.3624 | -328.9457 | -39.6749 | -299.8972 | 25.26 | -27.1946 | 2200.538 | -1546.7791 | 49.8137 | -710.0985 | -101.5251 | 977.5473 | 1825.5458 | 0.96292 | -955.1025 | 59.5515 | 1.2249 | -405.0658 | -1837.8066 | -124.896 | 30.2208 | -10.1161 | -2321.7938 | 191.9911 | 2178.5638 | 748.2162 | 3430.9032 | -0.77647 | -275.114 | 212.2343 | -5679.1284 | 627.0331 | -161.0723 | -2643.3383 | 1152.4816 | 7960.9971 | 210.1042 | -37.6801 | -42.2809
2030-04-03 | 6 | -14.6443 | 955.5293 | -57.3814 | -250.9123 | 873.6451 | -1723.6134 | -12068.4775 | 4809.4854 | 1861.3896 | -341.7754 | 2473.5769 | 80.8064 | 2151.1362 | -5.261 | 1837.3971 | 100.9515 | 161.7722 | 209.9994 | -159.4056 | -445.4565 | -155.0949 | -622.8305 | 4.0155 | -19.3808 | 2454.4814 | -1473.3351 | 76.2212 | -715.7174 | -115.4576 | 1022.9778 | 1699.7769 | 0.97365 | -1047.2157 | 1.0012 | 0.53919 | -524.2064 | -2224.5701 | -217.5338 | -3.7637 | -21.2319 | -2350.2183 | 125.4843 | 2486.343 | 1123.4447 | 3657.7117 | 0.71431 | -277.7676 | 149.3285 | -5303.5776 | 586.0294 | 189.2137 | -3830.6597 | 698.2169 | 5260.0312 | 210.1042 | -14.8341 | 51.5049
2030-04-03 | 7 | -18.7689 | 850.4821 | -67.327 | -298.6818 | 1151.9219 | -1898.1549 | -12776.6055 | 5120.0513 | 0.99281 | -349.6067 | 3039.4524 | 81.2929 | 2155.3833 | -54.9419 | 1721.5077 | -284.2058 | 129.9744 | 209.9994 | -125.8415 | -410.1081 | -560.1298 | -698.1877 | 37.9377 | -20.5529 | 2177.595 | -1677.9852 | -38.064 | -772.9662 | -108.958 | 1086.8048 | 1813.2921 | 0.98355 | -924.3086 | -72.2139 | 0.5617 | -637.0167 | -2380.2766 | -223.6437 | 434.1629 | 1.0013 | -1788.4021 | 310.0677 | 2334.2026 | 1459.9034 | 3679.6958 | 287.7584 | -278.6818 | 454.6221 | -5058.3721 | 467.6213 | 518.2561 | -4021.6072 | 599.1649 | 8406.8613 | 210.1042 | 129.735 | 186.2881
2030-04-03 | 8 | -27.4493 | 521.4711 | -69.1534 | -355.2112 | 736.3723 | -1702.3319 | -12174.0127 | 4452.667 | -3.1415 | -253.796 | 3074.0933 | 37.5854 | 2129.0454 | -19.1445 | 1738.6915 | -974.5551 | -79.4036 | 209.9994 | -118.0467 | -189.0844 | -637.8143 | -673.5843 | 90.7756 | -42.3573 | 2116.4895 | -1765.1641 | -368.4559 | -735.5052 | -88.5432 | 1102.6207 | 1840.5776 | 0.98525 | -914.7465 | 207.662 | 0.69679 | -729.8224 | -1126.576 | 329.983 | 665.642 | 1.0019 | -1653.3297 | 393.9506 | 3412.9795 | 1583.5887 | 4820.1904 | 359.0974 | -279.123 | -117.2043 | -5937.5586 | 664.5459 | 1292.1785 | -3361.8904 | 94.7426 | 10511.9268 | 210.1042 | 163.685 | 281.4712
2030-04-03 | 9 | -33.1763 | 370.9271 | -65.9775 | -376.8655 | 576.7208 | -1592.7582 | -12624.6533 | 4212.3237 | 0.99375 | -212.8992 | 3306.9927 | 74.8694 | 2142.177 | -36.2866 | 1653.4022 | -1480.8699 | -234.8042 | 209.9994 | -115.7943 | -117.504 | -513.7913 | -529.4611 | 131.8786 | -53.2627 | 2104.6074 | -1749.3859 | -307.9591 | -719.7495 | -75.562 | 1149.0548 | 1731.4166 | 3.452 | -905.7567 | 280.5099 | 0.71322 | -748.2696 | -837.894 | -2.8133 | -139.8545 | 449.5965 | -1707.6254 | 526.6679 | 4515.7773 | 1644.0989 | 5046.9458 | 298.2166 | -500.2558 | -665.0524 | -5842.1479 | 681.2939 | 1750.467 | -3526.5291 | 0.96524 | 10391.8916 | 210.1042 | 185.457 | 316.7338
2030-04-03 | 10 | -32.7241 | 458.0943 | -62.7752 | -376.6373 | 402.4804 | -1569.465 | -12263.8984 | 3910.6855 | -3.1005 | -157.8322 | 3283.2417 | 0.99893 | 2132.3076 | -31.2832 | 1598.6113 | -1804.5013 | -283.9161 | 209.9994 | -114.1628 | -143.2579 | -446.9934 | -556.6078 | 106.5278 | -71.402 | 2106.7314 | -1780.9307 | -326.4279 | -719.9349 | -77.4097 | 1075.188 | 1600.9349 | 4.36 | -918.8283 | 265.7007 | 0.75288 | -626.5928 | -921.9313 | -433.9731 | -258.1567 | 449.6869 | -1788.7913 | 381.9129 | 4344.8999 | 1554.0374 | 5062.377 | 38.0481 | -917.406 | 346.4547 | -4673.7515 | 682.3139 | 1559.5303 | -2954.8704 | 0.99971 | 10410.3252 | 0.10423 | 59.8355 | 191.7531
2030-04-03 | 11 | -32.4932 | 387.4753 | -61.9903 | -386.5228 | 401.9158 | -1517.561 | -12115.6484 | 3887.1079 | -2.948 | -146.3623 | 3294.3799 | -2.2702 | 2139.7815 | -1.6302 | 1575.8019 | -2071.5627 | -357.9485 | 209.9994 | -122.1685 | -136.4677 | -290.9215 | -455.3031 | 135.8317 | -73.9092 | 2173.4639 | -1794.2638 | -335.9032 | -706.2992 | -72.8519 | 1122.4459 | 1584.1392 | 4.3541 | -927.1931 | 309.0418 | 0.74321 | -609.7096 | -1026.7072 | -265.3666 | -197.8509 | 449.7174 | -1885.175 | 474.2391 | 4505.104 | 1682.3267 | 5069.7397 | 241.0323 | -955.7913 | 83.0407 | -4673.3438 | 733.3485 | 1630.7819 | -3034.7773 | 1.0172 | 10950.9551 | 0.10423 | 32.2607 | 162.6081
2030-04-03 | 12 | -42.6377 | 540.1003 | -59.8335 | -382.8096 | 586.1158 | -1370.916 | -11692.7012 | 4114.6123 | -2.8936 | -171.3713 | 3094.5464 | 0.99966 | 2127.4146 | -15.9249 | 1461.2194 | -2477.3091 | -355.3422 | 209.9994 | -105.749 | -190.9781 | -177.2594 | -378.9796 | 137.52 | -80.8605 | 2119.8154 | -1834.4991 | -213.5901 | -656.0189 | -77.7643 | 1164.7672 | 1591.9143 | 1106.1316 | -881.5427 | 557.8151 | 0.71565 | -542.2577 | 0.31103 | -321.3646 | -281.0945 | 449.7778 | -1893.8982 | 469.9309 | 4641.4507 | 1678.9266 | 5079.2939 | 274.7374 | -1069.6459 | -840.2449 | -5500.3594 | 690.3044 | 1598.1677 | -3182.7385 | 1.0217 | 9409.748 | 0.10423 | 44.2545 | 231.1313
2030-04-03 | 13 | -45.7634 | 125.2044 | -39.0701 | -527.6133 | 119.6276 | -899.1359 | -10070.6387 | 3066.3335 | -9.062 | -126.0487 | 2675.9727 | 1.0008 | 2148.457 | 5.3057 | 1474.974 | -2641.5332 | -350.0486 | 209.9994 | -219.5161 | -68.4104 | -123.6296 | -560.9413 | 160.985 | -71.6767 | 2934.4424 | -1809.7341 | -172.3422 | -562.7955 | -56.4822 | 1121.8712 | 1526.3893 | 2151.8643 | -911.8519 | 928.7804 | 0.72889 | -545.108 | 3067.2434 | -458.5012 | -619.5822 | 449.914 | -2134.1523 | 477.6119 | 4736.7812 | 1532.1182 | 5081.8428 | 0.99189 | -1327.1935 | -921.5919 | -5504.355 | 774.825 | 1489.0298 | -2881.6873 | -164.2561 | 10659.2383 | 210.1042 | 9.8692 | 190.1485
2030-04-03 | 14 | -67.4125 | -279.4832 | -63.7401 | -580.0245 | -7.2426 | -834.4484 | -9385.668 | 2635.2737 | -337.7941 | -117.5577 | 2247.8276 | -20.9253 | 2154.1816 | 39.9653 | 1470.8124 | -2821.9031 | -300.8491 | 209.9994 | -236.5837 | -99.9035 | -74.9888 | -410.8821 | 238.7737 | -70.9543 | 2974.6233 | -2088.01 | -244.15 | -525.1435 | -31.663 | 1294.7894 | 1546.546 | 5103.4355 | -821.9116 | 1351.0852 | 0.72211 | -458.6094 | 5719.7524 | -888.4883 | -412.0285 | 450.0352 | -2166.5627 | 677.8137 | 4577.2559 | 1290.6921 | 5082.3994 | 1.0143 | -1343.7373 | -795.4379 | -5441.5962 | 914.4421 | 2160.8896 | -3075.1394 | -387.8929 | 12630.8418 | 210.1042 | 20.4927 | 188.3623
2030-04-03 | 15 | -84.2161 | -458.7913 | -55.7535 | -706.1002 | -381.1902 | -409.4665 | -6382.2803 | 1342.3436 | -333.6552 | -121.1826 | 2089.9563 | -21.3775 | 2145.7273 | 65.4566 | 1463.2307 | -3083.5586 | -201.9478 | 209.9994 | -233.5869 | -123.0206 | 1.0023 | -243.0888 | 200.6538 | -71.81 | 2953.897 | -2308.8601 | -73.6563 | -439.7155 | -29.8429 | 1217.5732 | 1644.5164 | 7669.5962 | -622.254 | 1800.1642 | 1.4615 | -400.9011 | 9168.4395 | -874.2604 | -371.4452 | 449.7159 | -2383.8052 | 488.2282 | 4524.5195 | 1272.3591 | 5077.186 | 1.0157 | -1308.6191 | -762.3325 | -5382.0186 | 859.9626 | 2111.9746 | -2861.2961 | -90.727 | 14110.6074 | 210.1042 | 32.3252 | 231.1075
2030-04-03 | 16 | -82.4352 | -474.5644 | -57.4534 | -731.6577 | -690.1231 | -326.5417 | -5442.9736 | 837.689 | -349.068 | -111.7228 | 1832.8883 | 31.6534 | 2139.51 | 69.5478 | 1447.1388 | -3039.7654 | -162.1421 | 209.9994 | -269.0905 | -90.8778 | 72.6463 | -239.1313 | 203.4267 | -61.4617 | 3085.7651 | -2218.3638 | 169.5839 | -408.111 | -27.2186 | 1120.4834 | 1410.6401 | 8351.4873 | -584.8246 | 1652.974 | 2.1503 | -401.886 | 8388.8594 | -805.8369 | -304.4592 | 449.6982 | -2421.2102 | 410.921 | 4424.7939 | 1363.1824 | 5077.5454 | 1.0023 | -1350.3186 | 78.3134 | -4790.1914 | 831.9682 | 1540.201 | -2187.3508 | -595.1067 | 12168.9912 | 210.1043 | -54.0853 | 165.988
2030-04-03 | 17 | -73.5194 | -874.1025 | -65.0996 | -674.5367 | -718.9731 | -59.9966 | -4058.729 | 884.6 | -925.7725 | -136.7451 | 2280.6379 | 17.4678 | 1434.9286 | 28.1483 | 1444.5125 | -2760.4998 | -92.3753 | 209.9994 | -352.5158 | -169.6991 | -29.5917 | -116.8867 | 179.0246 | -44.2632 | 3500.2764 | -2605.5283 | 720.785 | -320.7015 | -19.2658 | 1130.3778 | 1412.9125 | 7758.9204 | -296.9385 | 1490.9319 | 5.0664 | -316.9123 | 7960.9927 | -560.224 | -623.7597 | 450.2754 | -2523.5181 | 404.6369 | 5003.2627 | 1619.9404 | 5077.1997 | 237.6487 | -1350.8744 | 3863.3425 | -742.4821 | 958.4074 | 1989.4672 | -2186.1575 | -1328.4075 | 10112.0137 | 210.1042 | -113.3086 | 224.0087
2030-04-03 | 18 | -75.2757 | -957.1929 | -67.7537 | -662.752 | -774.3503 | 4.5853 | -2820.8484 | 268.7773 | -954.4014 | -135.8634 | 2575.4417 | 14.0541 | 1411.2308 | 6.1728 | 1422.0176 | -2657.1587 | -46.3393 | 209.9994 | -334.5769 | -172.944 | -81.525 | -92.351 | 158.8446 | -48.836 | 3475.9492 | -2539.3342 | 653.6539 | -286.1117 | -18.2555 | 1083.172 | 1318.8477 | 7915.4561 | -405.7174 | 1542.7351 | 5.0332 | -373.1351 | 8125.7314 | -594.176 | -702.3146 | 450.3789 | -2510.8098 | 384.9225 | 4979.8042 | 1576.5381 | 5075.6016 | 144.3395 | -1350.4009 | 3960.0217 | -1029.3416 | 898.4851 | 1818.2788 | -2108.6187 | -1237.3181 | 9991.6299 | 0.10423 | -108.0724 | 236.2306
2030-04-03 | 19 | -81.2302 | -845.7888 | -70.6312 | -691.2583 | -618.4301 | -99.2306 | -2960.4709 | 719.7853 | -1271.0272 | -141.7399 | 1963.7368 | 7.3298 | 1313.0187 | -48.515 | 1457.8236 | -2697.4038 | 1 | 209.9994 | -297.5727 | -211.41 | -74.2925 | -252.1384 | 177.6266 | -58.1334 | 3347.052 | -2535.7996 | 552.6005 | -322.0168 | -21.0068 | 1148.7498 | 1357.4656 | 8304.3135 | -407.5457 | 1584.4985 | 4.3291 | -305.6986 | 8319.4141 | -508.018 | -677.3774 | 450.1822 | -2497.9155 | 485.2542 | 4908.8188 | 1532.8597 | 5067.1201 | 127.019 | -1350.2338 | 4397.0991 | -873.4652 | 782.5596 | 1495.0979 | -2283.4529 | -1295.7208 | 9824.4092 | 0.10423 | -100.1673 | 418.8814
2030-04-03 | 20 | -79.5117 | -908.6304 | -72.819 | -641.6034 | -945.6687 | 80.3816 | -1016.804 | 188.5392 | -518.8228 | -136.2599 | 1852.5616 | 26.5767 | 1548.322 | 8.2429 | 1445.3441 | -2678.748 | 28.9679 | 209.9994 | -314.5211 | -259.4601 | -243.7719 | -538.2802 | 86.6468 | -50.6951 | 3424.9829 | -2496.4048 | 521.23 | -257.1648 | -29.4458 | 957.9162 | 1254.3146 | 8331.8691 | -472.0468 | 1615.886 | 4.8054 | -446.6031 | 8069.9834 | -553.9348 | -752.0633 | 450.2724 | -2344.5889 | 177.9611 | 5051.4971 | 1486.486 | 5067.644 | 146.6588 | -1350.3258 | 3538.8267 | -1911.947 | 717.3802 | 943.1471 | -1659.7856 | -842.1034 | 9036.6846 | 0.10423 | -112.8296 | 434.0547
2030-04-03 | 21 | -70.2033 | -951.0602 | -71.5432 | -592.4901 | -1182.472 | 191.3613 | -413.5192 | 0.99339 | -459.1033 | -143.2464 | 1864.0786 | 58.7287 | 1607.6591 | 84.8584 | 1565.5963 | -2552.8533 | 46.2448 | 209.9994 | -371.9197 | -187.8777 | -524.5665 | -237.9137 | 56.2588 | -33.2959 | 3655.5808 | -2162.3835 | 555.14 | -217.1745 | -38.2745 | 848.5652 | 1308.4308 | 7925.896 | -461.4158 | 1479.1488 | 5.9798 | -660.5109 | 7459.9868 | -536.1477 | -725.2309 | 450.2532 | -2084.7952 | 197.5562 | 5117.7979 | 1486.9575 | 5067.1475 | 188.483 | -1350.6191 | 3554.3594 | -1845.4238 | 559.3183 | 1198.3248 | -1602.7821 | -434.3773 | 7469.8979 | 0.10423 | -27.8719 | 504.1834
2030-04-03 | 22 | -55.6668 | -1194.7603 | -62.9408 | -493.2251 | -1453.7233 | 346.159 | -504.6237 | -7.9052 | 0.99625 | -156.7787 | 1899.7545 | 75.9314 | 1131.2559 | 170.0612 | 1700.5288 | -2434.6958 | 3.1492 | 209.9994 | -444.4369 | -159.818 | -534.3885 | 163.1176 | 50.8582 | -12.9087 | 3918.3337 | -1664.9318 | 735.978 | -160.295 | -36.3013 | 811.7117 | 1276.4718 | 6998.8916 | -505.5302 | 1267.2466 | 7.3933 | -869.5605 | 6407.479 | -182.6544 | -277.1584 | 450.0401 | -1957.3188 | 195.7646 | 4761.2534 | 1633.6538 | 5055.707 | 381.7052 | -965.9611 | 4653.4692 | -271.8707 | 575.7141 | 517.7432 | -774.3132 | -830.7487 | 6073.0063 | 210.1042 | -110.2522 | 530.4026
2030-04-03 | 23 | -57.255 | -1801.1947 | -60.6645 | -445.6352 | -1677.9191 | 551.5956 | -750.1092 | -497.4418 | -2.9383 | -96.4345 | 2356.3289 | 194.9998 | 1122.7509 | 141.164 | 1574.4766 | -2284.2935 | 89.5623 | 209.9994 | -548.371 | 186.2301 | -462.5654 | 166.3364 | 192.4837 | -0.1122 | 4195.0625 | -1463.0186 | 224.673 | -52.591 | 3.0018 | 927.3145 | 660.7048 | 7170.9023 | -1062.7582 | 1467.3932 | 7.9948 | -1144.4806 | 6783.4292 | 434.1526 | 429.3059 | 449.5432 | -2558.3657 | 476.2735 | 4397.355 | 1932.1056 | 5031.2393 | 781.7053 | -281.9553 | 4982.5747 | 1071.0981 | 1477.8193 | 1234.6539 | -692.6357 | -2101.0029 | 7568.2612 | 210.1042 | -314.0923 | 393.3963
2030-04-03 | 24 | -50.9991 | -946.2111 | -56.6016 | -444.0625 | -1619.7131 | 91.7468 | -2152.925 | -2.6571 | 60.7876 | -124.8587 | 1822.3533 | 46.6603 | 2060.1748 | 206.189 | 1577.0393 | -1765.0112 | 115.4067 | 209.9994 | -494.4696 | -161.9238 | -31.5341 | 783.0487 | 97.0445 | -26.5786 | 4001.334 | -1779.5591 | 855.2692 | -219.5362 | -30.8776 | 882.6115 | 945.8434 | 6112.0342 | -587.5046 | 1190.1266 | 8.5245 | -338.0214 | 6025.5981 | -0.85636 | 0.999 | 380.7163 | -2564.7236 | 284.3176 | 3720.1572 | 1500.9819 | 4951.3594 | -3.0152 | -272.4501 | 4761.9219 | 449.0893 | 1071.1111 | 409.7452 | -863.4623 | -975.1201 | 7146.2705 | 210.1042 | -226.1814 | 211.6502
2030-04-04 | 1 | -45.6825 | -900.0126 | -53.3606 | -425.8758 | -1704.2295 | -46.9514 | -3611.6565 | 0.99843 | 2071.8125 | -106.7833 | 2052.1577 | 87.2348 | 1727.4401 | 93.4054 | 1503.4196 | -1129.3959 | 160.6518 | 209.9994 | -499.9215 | 14.3102 | -23.4231 | 517.7412 | 146.1995 | -32.9389 | 4011.1619 | -1744.3948 | -78.8472 | -246.418 | -21.4335 | 913.0553 | 1089.5201 | 4886.4702 | -750.5493 | 1095.3522 | 8.5016 | -75.6583 | 5563.2002 | -11.4557 | 593.7024 | 1.0013 | -2670.5625 | 385.5622 | 3128.2571 | 1647.3302 | 4959.6934 | 1.0157 | -277.96 | 5164.1079 | 1369.6376 | 1168.3621 | 159.8752 | -325.4145 | -265.1566 | 7853.6064 | 210.1042 | -275.837 | 205.4234
2030-04-04 | 2 | -30.5492 | -376.9779 | -48.4632 | -415.5597 | -1158.578 | -453.2132 | -5076.1538 | 716.3723 | 2429.709 | -91.0647 | 2119.5776 | 114.3724 | 1221.5967 | 130.2819 | 1514.7151 | -209.6874 | 115.8489 | 209.9994 | -487.0633 | -117.9941 | -20.1367 | 519.2684 | 90.88 | -18.2491 | 3916.0591 | -1649.1611 | 105.1921 | -365.2753 | -39.7385 | 874.5251 | 951.7321 | 2860.8198 | -680.1201 | 714.4702 | 8.7555 | -264.9183 | 4240.4087 | 156.1629 | 769.0748 | 0.99892 | -2472.4973 | 232.6614 | 2889.4407 | 1669.6245 | 4692.7852 | 215.6348 | -278.8448 | 5090.1978 | 1496.099 | 1071.2971 | 49.9528 | -1056.1631 | 83.7599 | 9594.1807 | 210.1043 | -193.7374 | 235.9373
2030-04-04 | 3 | -20.5646 | 679.1944 | -45.8556 | -426.4635 | -233.8244 | -1087.0339 | -8980.2646 | 2682.8398 | 2696.6543 | -127.788 | 1840.2524 | -14.2613 | 2025.2321 | 14.3521 | 1502.2507 | 1022.972 | 55.59 | 209.9994 | -388.6353 | -263.2321 | -4.6831 | -756.161 | 22.7844 | -25.2762 | 3521.5247 | -1801.5464 | -197.9348 | -554.7325 | -70.7997 | 855.8147 | 1167.5365 | 851.3152 | -548.1621 | 448.6188 | 5.8621 | -73.3458 | 1327.9381 | -166.7624 | 536.8291 | 1.0003 | -2400.3259 | 163.2997 | 2449.1416 | 1152.504 | 4294.4155 | -3.0485 | -271.8586 | 3304.656 | -1017.008 | 794.6746 | 465.1869 | -2452.2695 | 1433.6548 | 7041.627 | 210.1043 | 16.0084 | 218.7615
2030-04-04 | 4 | -15.8494 | 1627.106 | -47.4744 | -493.4594 | 73.5372 | -1580.9915 | -10007.8848 | 3394.0156 | 2757.4739 | -125.9288 | 2629.5586 | -29.493 | 2002.9658 | -44.4228 | 1457.4808 | 1757.8696 | -14.7077 | 209.9994 | -405.3799 | -355.6052 | -204.6595 | -2919.4524 | -80.3025 | -36.4186 | 3442.8308 | -2075.7244 | -375.0722 | -755.7614 | -122.7581 | 719.0378 | 1384.9364 | 0.98636 | -198.3303 | 61.9293 | 5.7633 | 240.4596 | 1428.275 | -339.8894 | 545.78 | 0.99928 | -2425.8499 | -78.0694 | 2285.2544 | 1050.8793 | 4201.0903 | -3.4859 | -272.2051 | 3282.5042 | -1053.2449 | 685.8599 | 247.7221 | -2603.1252 | 1734.478 | 5000.4302 | 210.1043 | 35.9606 | 203.5764
2030-04-04 | 5 | 2.5797 | 1617.8119 | -47.053 | -512.9566 | 404.8304 | -1868.0518 | -10563.0859 | 3935.6443 | 2680.5996 | -67.5202 | 3144.1626 | 56.8064 | 1951.2831 | -110.8776 | 1339.2628 | 2609.8469 | -449.0301 | 209.9994 | -309.9699 | -346.8075 | -229.1784 | -4465.5151 | -67.7838 | -55.5606 | 2729.2366 | -1886.4274 | -1065.4873 | -859.1768 | -127.8136 | 756.4737 | 888.9293 | -3228.3591 | -612.5554 | -444.282 | 2.0493 | -87.3672 | -193.483 | -223.9491 | 578.0671 | 1.002 | -2577.4966 | -33.1284 | 1961.8508 | 1092.2312 | 3811.6011 | 54.2574 | -279.0356 | 2953.2659 | -1501.7892 | 731.2586 | 395.6155 | -3045.7249 | 1581.6053 | 6876.5234 | 210.1043 | 37.3702 | 227.5777
2030-04-04 | 6 | -1.2159 | 1497.5477 | -52.1685 | -516.3011 | 599.9584 | -1905.3176 | -11078.291 | 4349.7227 | 1993.0056 | -95.1704 | 3207.8987 | 22.5644 | 2006.9883 | -210.2095 | 1476.514 | 2529.9756 | -354.2577 | 209.9994 | -316.9496 | -485.5442 | -370.3638 | -4261.7134 | -47.9596 | -60.7241 | 2730.4424 | -2038.9047 | -860.4103 | -865.2459 | -122.104 | 897.3049 | 1048.4686 | -2674.2874 | -502.4844 | -396.0089 | 2.0725 | 4.7445 | -860.0389 | 13.3659 | 516.6516 | 1.0004 | -2682.2097 | -79.3162 | 2833.2834 | 1499.8151 | 4113.9165 | 393.6625 | -279.9246 | 4813.625 | 624.8128 | 830.922 | 425.9284 | -2969.3149 | 950.2909 | 7466.0132 | 210.1043 | -119.6995 | 209.7678
2030-04-04 | 7 | -3.7996 | 1255.9868 | -61.313 | -573.9424 | 736.629 | -1912.1031 | -11327.8818 | 4116.5601 | -3.1282 | -121.9818 | 3331.4443 | 161.9254 | 2114.7866 | -345.1813 | 1504.2629 | 3113.6838 | -160.8439 | 209.9994 | -334.2138 | -293.5945 | -667.5122 | -4605.2036 | -31.9501 | -51.4034 | 2708.4749 | -1984.7288 | -1252.689 | -865.2248 | -109.6412 | 871.6011 | 1138.136 | -3483.0515 | -765.0881 | -410.8051 | 0.60126 | -485.7057 | 851.0781 | -219.5603 | 1.0015 | 104.5124 | -2686.1851 | -54.7837 | 3580.2881 | 1315.1808 | 4589.4956 | -3.6527 | -271.6324 | 3557.0581 | -1302.0106 | 930.3182 | 1405.62 | -3323.7568 | 0.99352 | 7889.7358 | 210.1042 | -27.2213 | 337.2452
2030-04-04 | 8 | 3.4487 | 1326.1111 | -57.8198 | -589.7101 | 441.516 | -1893.4298 | -11510.6973 | 3892.176 | -3.0768 | -108.0968 | 3669.1978 | 148.597 | 2117.011 | -119.2258 | 2110.4712 | 3075.8379 | -301.2432 | 209.9994 | -358.2986 | -51.2096 | -1019.8264 | -4653.2017 | -18.8023 | -35.6153 | 2785.2292 | -1794.1089 | -1622.788 | -878.6833 | -108.1884 | 775.2106 | 1398.9281 | -4483.2617 | -792.8837 | -566.2581 | 0.94031 | -377.4236 | 2234.0066 | -386.3906 | -2.0004 | 398.3364 | -2131.9136 | 0.99591 | 3814.4644 | 1336.2059 | 5033.0674 | -276.7871 | -271.9709 | 2154.0559 | -2714.8159 | 909.2885 | 1545.9457 | -2425.7019 | 0.40936 | 8203.3223 | 210.1042 | 11.9058 | 359.7698
2030-04-04 | 9 | 5.4898 | 1334.1567 | -55.0545 | -603.4011 | 256.1602 | -1922.277 | -11785.8828 | 3537.8159 | 0.99658 | -187.6804 | 3520.8582 | 153.6241 | 2097.9492 | -16.8783 | 2097.6909 | 2852.7983 | -370.6942 | 209.9994 | -413.3151 | 179.7684 | -1039.317 | -4746.6948 | -16.9717 | -27.2306 | 2975.1995 | -1833.2485 | -1745.785 | -904.6124 | -102.5728 | 726.6839 | 1199.589 | -4713.6724 | -735.7212 | -655.396 | 1.661 | 0.99747 | 2143.2571 | -383.1829 | -40.2525 | 449.8257 | -2149.2029 | 0.99414 | 4159.9937 | 1461.4351 | 5051.6392 | 1.0022 | -329.8183 | 3433.3108 | -860.5012 | 1036.1398 | 1419.9133 | -2298.9717 | -376.7609 | 8877.0225 | 210.1042 | -32.7595 | 276.9272
2030-04-04 | 10 | 13.4673 | 1372.0171 | -51.0481 | -567.6778 | 474.304 | -1979.8074 | -12777.5801 | 4038.3738 | -3.0831 | -118.1105 | 3536.4451 | 195.0006 | 1114.5574 | 259.2113 | 2125.8589 | 2873.0608 | -492.1384 | 209.9994 | -438.4404 | 69.8097 | -849.2073 | -5159.3364 | 20.9846 | -20.182 | 3198.4036 | -1709.2039 | -1821.9967 | -910.4104 | -104.0418 | 831.8705 | 833.1686 | -5439.2217 | -981.4205 | -811.8356 | 0.92171 | -5.3292 | 649.5267 | 560.2761 | 212.9882 | 449.2715 | -2481.5632 | 39.1286 | 4002.7649 | 1461.6752 | 5050.7139 | -2.9768 | -654.6462 | 6198.6123 | 2251.9717 | 1193.3062 | 1630.9731 | -2812.8018 | -738.2082 | 8868.3779 | 210.1042 | -59.5796 | 203.21
2030-04-04 | 11 | 19.9351 | 1768.1112 | -49.5777 | -547.7173 | 512.4634 | -2222.8606 | -13417.1211 | 4282.0908 | -3.0846 | -250.0981 | 3599.7266 | 194.9994 | 2094.6013 | 61.0346 | 2099.7134 | 2977.4529 | -512.0648 | 209.9994 | -439.3821 | 88.1848 | -803.1871 | -4582.373 | -23.6635 | -19.6047 | 3373.7039 | -1752.0729 | -1717.7109 | -990.9668 | -117.666 | 763.3065 | 913.5542 | -6074.1655 | -857.6938 | -1014.703 | 1.2658 | 221.7792 | -1195.955 | -504.2368 | -152.8269 | 449.885 | -2337.3684 | -2.5017 | 4298.1587 | 1459.0431 | 5071.0464 | 1.0198 | -1122.0043 | 1956.814 | -1687.6692 | 954.5871 | 989.8345 | -2624.3914 | -325.1096 | 8475.0967 | 210.1042 | -45.5345 | 210.1455
2030-04-04 | 12 | 25.3897 | 1852.6906 | -48.2185 | -528.4017 | 618.1097 | -2335.3801 | -14176.4531 | 4454.3667 | -183.3261 | -277.162 | 3744.509 | 185.0636 | 1896.4602 | 61.0019 | 2106.0852 | 2938.0928 | -548.6725 | 209.9994 | -461.7908 | 125.1163 | -720.2974 | -4310.6577 | -6.0684 | -15.8276 | 3581.4832 | -1660.8232 | -1946.9718 | -1010.9197 | -119.1272 | 795.8784 | 968.227 | -6639.0503 | -942.1983 | -1130.2391 | 1.1471 | 230.3377 | -2103.8528 | -481.5403 | -2.7432 | 245.2472 | -2366.7124 | 1.0012 | 4001.8027 | 1390.4275 | 5050.3652 | -108.8164 | -1366.5219 | 689.4261 | -2869.8079 | 956.2599 | 1167.5103 | -2839.3157 | -481.454 | 8434.46 | 210.1043 | -45.6301 | 200.1632
2030-04-04 | 13 | 18.8264 | 1706.5214 | -50.1684 | -570.6206 | 230.8056 | -2252.3696 | -13244.124 | 3759.4207 | -421.0544 | -197.6212 | 3856.2634 | 101.0868 | 1693.6719 | 105.797 | 2121.5759 | 2870.8127 | -494.4699 | 209.9994 | -318.1194 | 260.6145 | -887.6449 | -3822.9832 | 10.1207 | -38.6935 | 2269.5632 | -1777.2534 | -2255.5061 | -1001.9429 | -106.8405 | 746.8221 | 1087.7711 | -6413.083 | -795.304 | -1002.8113 | 1.9389 | 515.9039 | -35.5345 | -516.1038 | -3.2903 | 1.0004 | -2457.4841 | 3.5022 | 3932.9973 | 1418.2814 | 5052.4155 | -140.5829 | -1545.1688 | 414.5213 | -2977.406 | 1264.3606 | 2075.0911 | -2446.6257 | -888.2948 | 11264.4082 | 210.1042 | -80.1412 | 301.9357
2030-04-04 | 14 | 1.6372 | 1204.5918 | -54.3666 | -607.1432 | -176.8672 | -1717.0736 | -11583.8516 | 2539.0598 | -291.6231 | -142.4279 | 3911.1541 | 73.9756 | 1766.3359 | 238.5399 | 2120.3267 | 2338.2158 | -295.1796 | 209.9994 | -322.6237 | 483.0377 | -1121.9923 | -3760.1133 | -0.6145 | -43.7555 | 2055.4424 | -1895.0948 | -2332.9421 | -871.6937 | -87.844 | 588.1581 | 1268.2289 | -4971.0513 | -610.4628 | -617.1495 | 3.3179 | 1048.1525 | 1958.3995 | -524.6365 | -182.4306 | 248.2537 | -2170.0793 | -0.28583 | 4194.3345 | 1496.3547 | 5043.2534 | -2.7023 | -1228.395 | 1296.9592 | -2114.0278 | 1402.1006 | 1060.7786 | -1819.5538 | -1971.4324 | 12139.3848 | 210.1043 | -288.1857 | 336.5829
2030-04-04 | 15 | 8.6191 | 1405.8622 | -46.9233 | -555.9511 | 0.9946 | -1596.2881 | -11244.9736 | 2797.1716 | -902.5598 | -156.5927 | 3926.7339 | 77.9657 | 1405.6409 | 294.3594 | 2143.6428 | 2107.2104 | -369.852 | 209.9994 | -443.2509 | 516.9299 | -1127.9364 | -3973.5491 | -11.3855 | -14.3431 | 2693.0747 | -1589.072 | -2321.1594 | -784.1599 | -96.4718 | 577.803 | 1214.8477 | -5171.5234 | -686.2226 | -653.907 | 3.7177 | 658.0126 | 1604.0756 | -493.006 | -524.4411 | 450.1349 | -2469.4075 | -14.0665 | 4542.8867 | 1512.9519 | 5066.0923 | -3.6249 | -1081.4968 | 3697.4785 | 153.1536 | 1484.1169 | 1898.0315 | -1775.5244 | -1929.1746 | 9635.5898 | 210.1043 | -257.6741 | 213.4469
2030-04-04 | 16 | 7.2136 | 1359.7006 | -48.5023 | -587.1171 | 100.2291 | -1620.2971 | -12154.3174 | 3143.2676 | -827.6029 | -143.7299 | 3123.1589 | 62.4461 | 1265.3607 | 303.0948 | 2152.0737 | 2107.4861 | -390.6354 | 209.9994 | -542.8878 | 443.1623 | -944.2885 | -3223.3223 | 33.5733 | -4.505 | 3741.2061 | -1624.2469 | -2273.6711 | -806.1167 | -92.672 | 712.1453 | 1167.3639 | -5147.5024 | -766.7628 | -620.1687 | 3.5693 | 622.8325 | 1798.4252 | -457.9507 | -509.5831 | 450.1206 | -2498.9932 | 92.5693 | 4558.7319 | 1531.1754 | 5069.9067 | 1.0177 | -1069.8827 | 3744.2288 | -145.6423 | 1302.4037 | 1795.4667 | -2101.2175 | -1299.4263 | 10151.9697 | 210.1042 | -208.4805 | 139.505
2030-04-04 | 17 | 6.2878 | 1184.8972 | -50.9973 | -554.8807 | 187.4626 | -1539.4691 | -12302.8936 | 3028.9919 | -1267.1294 | -149.6134 | 2803.1736 | 104.3141 | 1066.6313 | 365.6363 | 2180.5171 | 1850.3994 | -438.5685 | 209.9994 | -511.0596 | 521.6102 | -919.4313 | -2564.355 | 98.2682 | -0.95129 | 3761.0005 | -1481.7375 | -2684.6704 | -760.2003 | -86.6321 | 759.7914 | 860.6276 | -5181.915 | -1068.8116 | -547.6772 | 3.9509 | 330.9508 | 1605.0629 | -350.9868 | -406.3355 | 450.0317 | -2608.0303 | 302.8766 | 4567.0601 | 1533.6863 | 5070.3789 | 98.2198 | -1103.4147 | 4191.062 | 22.2455 | 1404.9249 | 2337.1121 | -2731.4009 | -1327.6627 | 10229.8984 | 210.1043 | -101.4854 | 184.6058
2030-04-04 | 18 | 0.15988 | 1145.3112 | -56.2497 | -573.18 | 230.4269 | -1577.2229 | -12719.042 | 3210.7529 | -1406.1985 | -154.3641 | 2991.0881 | 95.6889 | 2094.9846 | 424.2263 | 2191.3403 | 1425.6918 | -460.4831 | 209.9994 | -495.2713 | 480.173 | -899.7723 | -2470.8574 | 124.3173 | -2.3627 | 3822.9324 | -1650.882 | -2704.2307 | -788.967 | -83.1144 | 833.1049 | 981.8559 | -4676.7607 | -1057.6793 | -396.6072 | 4.0036 | 311.0609 | 2006.1141 | -159.1302 | 38.763 | 449.8112 | -2638.9587 | 373.3008 | 4285.5298 | 1588.8693 | 5066.5225 | 260.4025 | -612.0407 | 4253.4897 | 184.0193 | 1431.2179 | 2488.438 | -2790.8699 | -1353.5909 | 10939.4688 | 210.1042 | -108.7263 | 169.607
2030-04-04 | 19 | 2.0119 | 1213.0444 | -56.8593 | -580.9705 | 215.6031 | -1606.859 | -12856.3018 | 3195.6492 | -1172.7156 | -152.7553 | 2796.0642 | 70.3633 | 2102.281 | 356.3057 | 2075.5349 | 1194.4656 | -557.2275 | 209.9994 | -409.7293 | 406.7104 | -869.6694 | -2137.3223 | 92.2773 | -17.2851 | 3392.3428 | -1624.8076 | -2529.2988 | -800.4757 | -86.9533 | 811.431 | 787.9117 | -4712.8638 | -1105.597 | -464.1403 | 3.9247 | 289.0139 | 1632.6511 | -429.5614 | -142.9701 | 449.8057 | -2574.6379 | 298.3165 | 4216.2549 | 1531.2633 | 5056.3857 | 0.99257 | -442.2741 | 3293.8679 | -1345.8446 | 1294.3191 | 2085.8315 | -2893.0176 | -1319.7747 | 10208.1445 | 0.10423 | -94.9573 | 123.6317
2030-04-04 | 20 | 4.9518 | 1131.7397 | -59.1088 | -559.9881 | 118.4272 | -1663.0516 | -12694.3398 | 3070.2224 | -840.9285 | -145.7251 | 2858.7141 | 76.3665 | 2101.72 | 295.9773 | 1986.3821 | 1171.5135 | -595.944 | 209.9994 | -385.7059 | 318.0441 | -840.3275 | -1976.4048 | 49.312 | -25.5523 | 3322.5938 | -1606.0127 | -2185.8296 | -805.3903 | -89.5779 | 745.2709 | 658.0034 | -4874.9233 | -1116.2395 | -532.7722 | 4.231 | 298.4532 | 752.9749 | -524.9305 | -143.8701 | 449.5705 | -2563.0024 | 149.3701 | 4256.041 | 1539.1478 | 5057.8052 | 0.99497 | -561.2961 | 2787.4983 | -1934.2086 | 1113.7351 | 1822.7621 | -2422.1682 | -660.0262 | 9571.0049 | 0.10423 | -67.5079 | 285.2093
2030-04-04 | 21 | 4.9253 | 1157.9645 | -60.5707 | -552.2444 | 156.7308 | -1664.819 | -12818.3994 | 3246.6384 | -703.0284 | -149.5952 | 2749.0828 | 79.2683 | 2103.1707 | 260.4772 | 2039.7124 | 1278.8928 | -538.6027 | 209.9994 | -409.9899 | 326.2645 | -821.5497 | -1592.1429 | 59.5394 | -16.944 | 3482.9529 | -1552.6937 | -1929.2473 | -797.1638 | -89.8693 | 771.1353 | 805.3293 | -4761.147 | -1153.2113 | -534.2263 | 3.9506 | -268.5525 | 449.8768 | -481.5689 | -172.1959 | 449.526 | -2448.6582 | 220.2656 | 4337.0161 | 1575.6193 | 5058.894 | -3.6635 | -645.5099 | 2680.7661 | -2441.8489 | 984.4761 | 2188.6167 | -2515.0044 | -225.3907 | 9409.5283 | 0.10423 | 15.4892 | 356.8513
2030-04-04 | 22 | 2.2402 | 1133.8292 | -57.1885 | -551.2289 | 202.4091 | -1637.1591 | -13073.8604 | 3385.1274 | -429.822 | -149.6043 | 2665.1714 | 78.2511 | 2101.0784 | 244.7404 | 2067.3457 | 1341.957 | -434.4558 | 209.9994 | -430.7349 | 338.3706 | -623.0506 | -1119.7568 | 100.2061 | -16.2262 | 3630.708 | -1534.3271 | -1823.0719 | -784.4355 | -84.389 | 869.6956 | 936.1298 | -4319.7954 | -1169.642 | -443.2282 | 3.8211 | -502.4404 | 606.3064 | -448.191 | -143.9236 | 449.5456 | -2352.9387 | 317.6707 | 4216.9639 | 1500.6522 | 5045.7095 | 1.0149 | -350.9633 | 2551.2971 | -2496.3723 | 1059.797 | 2242.3735 | -2527.5547 | -477.9736 | 9817.3604 | 210.1042 | 36.1734 | 403.9082
2030-04-04 | 23 | -4.7198 | 585.8314 | -53.8197 | -535.8766 | 351.4938 | -1488.0486 | -14005.9287 | 3497.5212 | -285.1655 | -139.9605 | 3062.5286 | 38.7507 | 2018.9738 | 127.2061 | 1864.588 | 899.3658 | -363.2965 | 209.9994 | -468.9349 | 478.3614 | -480.8361 | -785.7321 | 273.5964 | -18.9238 | 3837.0913 | -1570.3579 | -1865.9457 | -722.5768 | -57.7899 | 1163.2992 | 980.8801 | -3148.2144 | -1163.0485 | -225.4787 | 4.834 | -427.5743 | 174.2105 | -47.2623 | 325.6523 | 201.7232 | -2564.1807 | 809.0083 | 4021.1062 | 1643.1995 | 4999.1406 | 431.6112 | -273.2515 | 3959.2349 | -765.204 | 1621.957 | 3310.8669 | -3583.7122 | -1249.5481 | 10505.9395 | 210.1042 | -67.8763 | 228.6107
2030-04-04 | 24 | -21.3853 | 621.5228 | -52.7414 | -530.8957 | 27.77 | -1360.0685 | -12874.3877 | 2999.7686 | -236.443 | -138.1702 | 3286.4956 | 55.02 | 2089.5015 | 75.5615 | 1699.1429 | -335.7387 | -202.0097 | 209.9994 | -507.1155 | 267.304 | -413.6731 | -314.519 | 182.3493 | -21.0565 | 4025.1113 | -1815.4878 | -1363.6655 | -686.8824 | -63.6754 | 1036.0303 | 1521.3831 | -0.30883 | -728.9854 | 244.2177 | 6.8163 | -465.1593 | 88.7859 | -192.6965 | 64.7198 | 0.99902 | -2761.6372 | 525.5444 | 3286.053 | 1357.929 | 4576.0371 | 1.0054 | -271.7438 | 4288.377 | -270.7609 | 1684.2139 | 2017.8473 | -3009.6111 | -1638.333 | 9105.0225 | 210.1042 | -231.0826 | 10.5048
2030-04-05 | 1 | -24.8545 | 508.2849 | -52.2154 | -447.9973 | -335.9676 | -1223.1326 | -11083.626 | 2581.1572 | 1802.6224 | -133.4345 | 2149.554 | -26.5789 | 1991.317 | 41.1492 | 1641.6692 | -50.289 | -50.1445 | 209.9994 | -144.4679 | 83.6311 | -248.4989 | -395.5573 | 83.4623 | -70.4591 | 1595.855 | -1934.527 | -1379.0868 | -649.5875 | -55.6303 | 854.8367 | 1683.4331 | 0.98137 | -655.5443 | 402.215 | 4.2716 | -261.6757 | 903.9977 | 1.0013 | 1.0011 | 449.653 | -2454.6687 | 282.2895 | 2886.6584 | 861.8708 | 3949.4478 | -2.5305 | -272.2817 | 2722.4065 | -3165.6001 | 1226.1583 | 178.9849 | -1605.3495 | -393.9787 | 7936.4087 | 210.1043 | -267.7225 | -3.7567
2030-04-05 | 2 | -14.2276 | 667.0072 | -43.4832 | -439.7985 | -143.9758 | -1120.0488 | -10023.6357 | 2658.176 | 2247.5933 | -122.0846 | 3091.1699 | -28.3203 | 2054.314 | 32.7844 | 1654.876 | 523.1055 | -34.9303 | 209.9994 | -122.7403 | 199.1842 | -267.4839 | -1192.0409 | 51.1976 | -53.4838 | 1313.8516 | -1561.3601 | -1831.7909 | -623.3518 | -72.9476 | 721.2263 | 1318.7432 | 0.98575 | -1003.7786 | 202.4536 | 2.8757 | -583.3945 | 351.5526 | -69.0571 | 372.4295 | 1.0024 | -2454.9299 | 314.1273 | 2170.2568 | 720.7094 | 3786.6643 | -135.2835 | -272.0742 | 2270.9336 | -3158.1733 | 915.2386 | 198.97 | -1994.7113 | 1007.4222 | 5031.0879 | 210.1043 | -66.3253 | 127.3881
2030-04-05 | 3 | -19.1548 | 583.2054 | -38.7503 | -356.0527 | -206.7883 | -1077.0374 | -9668.2725 | 2468.6033 | 2022.0382 | -140.9632 | 3067.1824 | -53.0027 | 2105.5786 | -75.062 | 1817.4415 | 570.0038 | 140.9557 | 209.9994 | -138.0687 | 23.6121 | -287.3073 | -2623.3035 | 4.9902 | -45.8261 | 1423.4077 | -1438.0934 | -1314.111 | -599.4598 | -75.4708 | 678.8145 | 1565.4252 | 6.2239 | -831.7125 | 304.8974 | 2.0223 | -392.3805 | 748.379 | -0.2527 | 390.6892 | 1.0006 | -2374.8108 | 166.8712 | 2114.4631 | 700.4688 | 3601.0569 | -2.6484 | -272.1517 | 1920.3752 | -3731.0073 | 748.0766 | -247.194 | -1919.9032 | 1093.0193 | 3467.6475 | 210.1043 | -39.624 | 200.2651
2030-04-05 | 4 | -22.6325 | 790.8836 | -39.973 | -401.1292 | -264.2145 | -1260.3678 | -9258.0166 | 2371.2676 | 2097.0466 | -125.9837 | 2975.6555 | -52.9294 | 2127.0916 | -62.7712 | 1588.9596 | 101.1404 | 157.351 | 209.9994 | -135.1017 | -116.0912 | -293.653 | -3320.928 | -21.2118 | -69.5081 | 1528.5977 | -1755.9425 | -1108.0704 | -660.0198 | -77.1658 | 661.7365 | 1722.792 | 0.9927 | -749.8931 | 390.3452 | 1.6562 | -49.2468 | 762.3882 | 1.0015 | 1.0045 | 337.8376 | -2376.5139 | 77.2445 | 2105.8403 | 653.8062 | 3190.3762 | -2.4105 | -272.3177 | 1519.064 | -4524.4478 | 657.5108 | -437.74 | -1960.3292 | 1232.8807 | 10925.125 | 210.1043 | -23.2979 | 219.5613
2030-04-05 | 5 | -22.2142 | 882.1869 | -41.3518 | -393.9417 | -4.4037 | -1286.132 | -9695.6523 | 2717.6721 | 2030.5392 | -157.2327 | 2986.438 | -1.7087 | 2130.4497 | -153.157 | 1412.2394 | 101.1035 | 148.1709 | 209.9994 | -121.8505 | -68.953 | -325.5651 | -3189.2534 | -13.1507 | -80.4495 | 1567.4553 | -1773.1262 | -1661.225 | -660.0552 | -82.2415 | 681.7621 | 1525.7571 | 0.97396 | -931.5339 | 400.5892 | 0.82978 | -124.9093 | 780.7786 | 107.7153 | 0.99897 | 268.5638 | -2448.926 | 125.6165 | 2174.6147 | 758.9647 | 3227.0039 | -2.3902 | -329.5637 | 1428.8148 | -4411.6978 | 693.7524 | -109.2845 | -2524.9209 | 1220.8148 | 7365.1187 | 210.1043 | -3.913 | 259.7585
2030-04-05 | 6 | -19.1286 | 1725.0969 | -53.7928 | -300.7888 | 907.3239 | -1969.1405 | -13394.1064 | 4872.9414 | 1923.3705 | -292.9501 | 3075.4246 | 110.1835 | 2136.5608 | -360.4315 | 1134.8096 | 821.4102 | 223.7414 | 209.9994 | -147.5545 | -317.0456 | -240.3535 | -2319.2405 | -54.8293 | -88.8151 | 1974.8729 | -2046.389 | -1556.5676 | -856.194 | -143.4631 | 814.4504 | 1671.8887 | 0.98721 | -633.8775 | 0.9972 | 0.58325 | 201.4247 | -2194.2607 | 142.736 | 341.1693 | 1.0013 | -2488.2917 | 48.5461 | 2291.0886 | 1088.281 | 3620.5615 | -2.6576 | -443.3977 | 1374.8639 | -4625.9409 | 596.72 | 501.5165 | -3733.0134 | 1494.9987 | 2224.6138 | 210.1043 | 83.5183 | 362.7894
2030-04-05 | 7 | -20.2349 | 1627.2372 | -60.9779 | -317.987 | 1032.6614 | -2086.6909 | -13778.1533 | 4866.0908 | 106.2822 | -318.4684 | 3581.1047 | 145.3943 | 2113.2322 | -228.9746 | 1435.2629 | 572.4014 | 183.4985 | 209.9994 | -176.3257 | -44.4819 | -626.3876 | -2326.7336 | -13.2951 | -54.8832 | 1921.5671 | -2055.4395 | -1909.7031 | -884.8293 | -135.7266 | 790.2726 | 1920.9938 | 0.97777 | -666.8812 | -101.1094 | 0.59215 | -309.0795 | -2319.051 | -69.6655 | 464.9612 | 0.99897 | -2521.5698 | 247.9478 | 2542.8789 | 1275.2078 | 3966.6177 | 1.0017 | -277.1729 | 2994.9463 | -3498.4558 | 788.7921 | 492.9943 | -3709.4463 | 679.2883 | 3139.0215 | 210.1043 | 19.0241 | 221.2627
2030-04-05 | 8 | -25.3696 | 1513.626 | -63.1544 | -388.1124 | 896.056 | -2115.6396 | -14014.1465 | 4606.3594 | -3.1353 | -343.2631 | 3835.332 | 159.5458 | 2108.2314 | 0.99772 | 2013.2373 | 121.6631 | 60.6377 | 209.9994 | -198.1671 | -18.1671 | -941.0203 | -3172.9836 | -21.9045 | -33.2591 | 1938.7332 | -2199.011 | -1874.6617 | -926.7755 | -123.1142 | 768.6671 | 2466.5913 | 2.7795 | -478.1227 | -99.5106 | 0.59242 | -236.3403 | -1137.2583 | -68.7631 | 305.8893 | 0.99837 | -2145.8428 | 270.7828 | 3217.8772 | 1332.2476 | 4374.9546 | -2.7352 | -271.973 | 2168.1414 | -4090.0291 | 674.1176 | 171.098 | -3325.6633 | 330.7917 | 3134.355 | 0.10423 | 90.1792 | 326.3553
2030-04-05 | 9 | -19.9365 | 1756.5168 | -58.746 | -395.0865 | 659.1011 | -2220.9993 | -14604.5635 | 4290.5806 | -3.1273 | -332.0721 | 3913.0024 | 194.9923 | 2098.7053 | 89.8617 | 2029.334 | -365.0986 | 0.99933 | 209.9994 | -171.2468 | 85.8344 | -1154.7649 | -3737.7173 | -36.7424 | -8.9682 | 1606.7704 | -2251.1807 | -2141.9941 | -980.8356 | -125.035 | 657.8187 | 2616.5232 | 2.3533 | -390.6635 | -246.7411 | 0.64616 | -448.6487 | -1772.9163 | 1.0027 | 29.1441 | 449.7838 | -1979.1117 | 218.3299 | 3546.3237 | 1290.8053 | 4392.8525 | -2.7575 | -271.8422 | 2076.5254 | -3904.5261 | 753.1423 | 0.98082 | -2965.3655 | 1.0197 | 2950.3193 | 0.10423 | 7.0062 | 339.0179
2030-04-05 | 10 | -26.67 | 1664.8875 | -59.9827 | -414.1971 | 466.3698 | -2134.6628 | -14235.5625 | 4032.2212 | -3.1053 | -335.1938 | 3941.3667 | 194.1842 | 2096.1682 | 125.672 | 2047.7502 | -728.813 | -146.7856 | 209.9994 | -181.3435 | 342.2095 | -1265.266 | -4258.4492 | -26.4134 | 7.1831 | 1487.3519 | -2370.6582 | -2156.4338 | -966.0034 | -119.3425 | 629.0094 | 2783.4912 | 2.3199 | -293.424 | -175.7669 | 0.63705 | -573.8406 | -1126.6707 | 180.9308 | 188.7102 | 449.6595 | -1806.5005 | 242.2477 | 3543.2046 | 1220.7329 | 4637.6777 | -103.3587 | -271.9345 | 1661.3156 | -3903.6362 | 925.0378 | 736.1083 | -2733.9849 | -20.5465 | 2559.8879 | 0.10423 | -1.1485 | 352.7355
2030-04-05 | 11 | -30.0333 | 1676.6494 | -60.3955 | -423.4561 | 284.622 | -2091.8049 | -13849.6885 | 3661.1335 | -171.0157 | -334.6236 | 4027.6804 | 195.0007 | 2099.6807 | 175.759 | 2069.3223 | -985.4313 | -190.5143 | 209.9994 | -225.0255 | 373.3478 | -1393.3596 | -4782.2651 | -55.7496 | 10.2107 | 1637.1254 | -2466.1694 | -2505.4878 | -964.9361 | -116.3829 | 554.877 | 2630.5881 | 2.4915 | -266.2115 | -110.1804 | 0.62998 | -142.2965 | -947.3844 | 1.0014 | 11.9184 | 449.7168 | -1771.2637 | 136.4418 | 4101.8936 | 1268.2882 | 4904.2358 | -3.038 | -271.9507 | 1627.4297 | -3409.3521 | 956.8052 | 193.0441 | -2286.6562 | -813.3723 | 2641.1804 | 210.1042 | -103.4705 | 377.6608
2030-04-05 | 12 | -34.6135 | 1542.2312 | -61.3244 | -431.9508 | 149.1632 | -2026.6481 | -13522.0508 | 3433.2795 | -127.2083 | -337.5985 | 4037.49 | 192.6815 | 2099.6602 | 189.0049 | 2072.354 | -1274.3542 | -163.4478 | 209.9994 | -223.402 | 248.195 | -1382.3949 | -5060.5654 | -60.4013 | 5.3109 | 1636.2563 | -2554.447 | -2373.5596 | -947.8511 | -110.4213 | 567.4661 | 2532.9058 | 476.7926 | -184.9741 | -2.8001 | 0.64277 | 409.349 | -456.9208 | -3.0645 | 73.7529 | 449.6736 | -1692.7114 | 90.34 | 4008.5522 | 1249.1169 | 5057.4072 | -273.4077 | -538.0444 | 2339.3662 | -2150.8887 | 931.7995 | 88.931 | -1909.6771 | -771.5811 | 3689.9971 | 210.1043 | -102.7994 | 387.2141
2030-04-05 | 13 | -22.8589 | 1390.3506 | -43.997 | -546.7914 | 178.8804 | -1877.3257 | -13377.5332 | 3283.0728 | -851.2715 | -344.0309 | 3982.9995 | 195.0008 | 1508.691 | 237.017 | 2084.7776 | -1303.4734 | -257.3022 | 209.9994 | -234.6178 | 88.9465 | -1297.4128 | -6042.6602 | -56.694 | 7.7438 | 1479.2092 | -2578.2502 | -2445.2715 | -944.2384 | -98.3901 | 631.4232 | 2469.125 | 518.374 | -121.8136 | -101.1586 | 0.6356 | 355.5596 | 230.382 | 248.8987 | 50.1232 | 449.9023 | -2038.304 | -39.204 | 4564.6851 | 1204.4381 | 5075.4673 | 216.1508 | -829.3218 | 3899.6582 | -186.841 | 1227.7744 | 878.6509 | -1686.0662 | -1885.187 | 6073.7285 | 210.1043 | -242.2359 | 399.2986
2030-04-05 | 14 | -22.9138 | 1400.4781 | -49.0502 | -435.5559 | 428.067 | -2048.5769 | -13390.8936 | 3662.5715 | -1049.8091 | -345.1778 | 4019.3345 | 195.0006 | 1663.1119 | 265.5289 | 2089.5566 | -1283.9358 | -393.5525 | 209.9994 | -302.1894 | 179.7151 | -1229.6368 | -6164.6636 | -16.6841 | 23.8256 | 1878.7355 | -2564.8848 | -2519.0549 | -969.4351 | -97.7829 | 692.634 | 2397.0745 | 3.6728 | -147.6652 | -282.215 | 0.6379 | 249.0118 | -1381.6212 | 8.7478 | -94.9705 | 450.0147 | -2161.8435 | 55.5535 | 4522.8257 | 1133.2991 | 5076.144 | 33.9399 | -860.3301 | 3754.1157 | -165.1933 | 1305.3723 | 1810.1569 | -2481.9404 | -2003.7596 | 8393.9131 | 210.1042 | -194.9344 | 387.203
2030-04-05 | 15 | -23.9432 | 1374.1837 | -46.0585 | -575.4198 | 597.7147 | -1749.0983 | -12679.3369 | 3603.3164 | -1499.382 | -345.1906 | 4000.5952 | 194.9995 | 1309.125 | 255.1463 | 2091.0647 | -1006.4027 | -463.0094 | 209.9994 | -285.4763 | 14.3296 | -1175.1613 | -6171.3682 | 37.3506 | 28.8959 | 1718.9271 | -2644.9634 | -2543.9187 | -920.1419 | -86.5814 | 849.1103 | 2518.7981 | 210.622 | -29.7849 | -33.8497 | 0.66963 | 302.8154 | 1042.6605 | 5.0496 | -94.2058 | 450.0211 | -2160.6277 | 86.252 | 4566.9453 | 1227.557 | 5073.8413 | 124.8976 | -834.4385 | 4194.0459 | 158.913 | 1337.574 | 2068.6885 | -2522.6196 | -1862.4545 | 9299.6777 | 210.1043 | -177.8003 | 339.4788
2030-04-05 | 16 | -38.4242 | 691.8389 | -55.8332 | -783.9814 | 9.8832 | -1184.5654 | -10621.4717 | 2204.6675 | -1990.8713 | -347.8943 | 3973.7847 | 194.9996 | 1187.261 | 369.7785 | 2155.6575 | -1021.3189 | -560.8686 | 209.9994 | -247.4959 | 120.9651 | -1208.5228 | -6118.7969 | 78.1839 | 33.2199 | 1331.127 | -2784.0952 | -2662.6797 | -779.6458 | -57.7711 | 807.162 | 2264.0933 | 2494.5344 | -74.9921 | 354.6048 | 0.66872 | 172.7951 | 4676.0083 | -38.8647 | -94.4811 | 449.812 | -2122.3232 | 162.6781 | 4553.9326 | 1261.7391 | 5072.6211 | 124.2011 | -803.4245 | 4393.3008 | 145.7319 | 1386.5381 | 2075.8179 | -1939.0839 | -1663.5541 | 10329.5244 | 210.1042 | -204.9162 | 235.2937
2030-04-05 | 17 | -23.9384 | 69.3065 | -47.8621 | -603.5965 | -217.3735 | -673.6873 | -8812.6377 | 1050.1672 | -2277.4341 | -350.2825 | 3972.8433 | 194.9997 | 1053.8181 | 430.5811 | 2188.1179 | 97.9496 | -310.561 | 209.9994 | -280.4226 | 220.5786 | -1325.4231 | -6147.5581 | 28.7515 | 47.5266 | 1470.9561 | -1820.6384 | -2837.9702 | -587.4211 | -52.266 | 620.6796 | 1672.3904 | 1364.5642 | -483.8026 | 240.7181 | 0.67185 | -127.2061 | 4108.54 | -146.134 | -177.9856 | 449.8714 | -2015.3572 | 91.9575 | 4506.8081 | 1294.3696 | 5071.9385 | 1.0117 | -761.7165 | 4597.4888 | -72.2672 | 1329.6986 | 1214.6559 | -1272.595 | -1492.7153 | 8256.1504 | 210.1042 | -256.8334 | 195.7107
2030-04-05 | 18 | -32.4197 | -101.492 | -51.0197 | -603.7893 | -690.4084 | -430.2095 | -6998.1167 | 0.99624 | -2255.532 | -340.8083 | 3933.2976 | 195.0007 | 620.2868 | 441.8363 | 2207.5303 | -282.6604 | -4.0113 | 209.9994 | -350.7218 | 415.4345 | -1579.4954 | -5886.3179 | -9.0911 | 46.777 | 1798.7963 | -1882.1082 | -2594.6731 | -503.7686 | -48.1895 | 402.8634 | 1759.9904 | 2552.1609 | -216.853 | 513.3691 | 3.7739 | 400.2156 | 4553.8813 | -149.0357 | -156.6594 | 449.864 | -1828.1262 | 1.0045 | 4474.7231 | 1383.8733 | 5068.9219 | -3.6693 | -685.5448 | 5095.5586 | 354.6676 | 1383.0599 | 814.1218 | -946.9859 | -1759.6437 | 8110.7031 | 0.10423 | -311.2443 | 257.4199
2030-04-05 | 19 | -20.9657 | 131.837 | -48.4996 | -570.0195 | -500.2693 | -625.3842 | -7828.1592 | 407.0866 | -1659.8695 | -332.6419 | 3945.8611 | 195.0118 | 498.6246 | 502.4854 | 2261.9922 | -247.7719 | -125.4604 | 209.9994 | -344.6367 | 456.6866 | -1674.7415 | -5723.0396 | -18.2314 | 41.9408 | 1780.8104 | -1790.8131 | -2419.6072 | -541.4156 | -56.6228 | 393.923 | 1363.6631 | 1558.8264 | -438.3688 | 226.2403 | 3.2033 | 436.6562 | 2688.5244 | -74.9009 | -210.3366 | 449.9035 | -1729.0791 | 13.9013 | 4484.9404 | 1467.1169 | 5055.5757 | 1.0017 | -355.3655 | 5211.1147 | 1014.4458 | 1186.8677 | 0.98884 | -1399.205 | -1577.7943 | 7445.0981 | 210.1042 | -308.4765 | 289.0749
2030-04-05 | 20 | -6.7372 | 808.8206 | -48.2443 | -574.0782 | 170.4102 | -1316.6689 | -12222.9482 | 2835.4475 | -1097.5551 | -349.6285 | 3912.2183 | 195.0007 | 1623.5968 | 479.5801 | 2216.5586 | 753.2802 | -405.3919 | 209.9994 | -291.1362 | 219.2609 | -1388.2242 | -5742.8647 | 46.9464 | 37.5924 | 1668.6672 | -1960.1921 | -2308.5471 | -784.001 | -82.5414 | 735.8249 | 1475.177 | -87.8039 | -391.2814 | -353.5256 | 0.67431 | 186.8649 | -46.0221 | -456.9315 | 0.99646 | 449.519 | -1788.097 | 292.7888 | 3891.4229 | 1391.8025 | 4948.3311 | -274.704 | -401.4803 | 3516.1279 | -1343.6404 | 1179.5739 | 1355.0842 | -2366.3999 | -702.9856 | 7686.5801 | 210.1043 | -121.2379 | 183.6283
2030-04-05 | 21 | -30.8092 | 1290.6814 | -71.9447 | -434.5522 | 477.8467 | -2101.1331 | -13772.7803 | 3544.1665 | -1027.2156 | -346.4734 | 3879.0127 | 195.0001 | 1620.0466 | 391.9286 | 2165.7197 | 1021.3919 | -243.6012 | 209.9994 | -269.6292 | 239.3976 | -1390.4594 | -5680.9316 | 40.3429 | 29.3406 | 1504.6571 | -2718.2761 | -2223.1262 | -975.4509 | -94.9986 | 723.3342 | 1986.1797 | 0.9836 | -96.6622 | -385.635 | 0.67301 | 319.5227 | -1644.6884 | -412.3286 | 62.7417 | 449.4952 | -1708.334 | 320.753 | 3954.271 | 1388.3159 | 5043.7939 | -271.8974 | -396.4605 | 3222.0632 | -1482.6033 | 1103.1024 | 1648.0112 | -2757.8381 | -557.8009 | 7097.5586 | 0.10423 | -98.3611 | 197.4926
2030-04-05 | 22 | -30.8776 | 1375.4453 | -69.8297 | -528.4635 | 344.3451 | -1952.161 | -13535.1387 | 3474.8992 | -471.601 | -345.3367 | 3846.7534 | 195.003 | 1880.715 | 374.4842 | 2159.9563 | 303.611 | -546.671 | 209.9994 | -269.1548 | 368.3133 | -1319.5928 | -5687.021 | -20.0347 | 36.3775 | 1398.7825 | -2730.5847 | -2199.856 | -949.4048 | -105.1846 | 609.1268 | 2129.5063 | 439.7878 | -79.1334 | -251.7357 | 0.6748 | 157.9287 | -280.8441 | -384.2516 | 1.1508 | 449.5992 | -1682.9656 | 297.2319 | 3953.4011 | 1403.7988 | 5036.9048 | -280.2016 | -272.123 | 3496.9106 | -1718.4838 | 1042.8035 | 1690.6602 | -2276.1743 | -520.8491 | 4571.4619 | 0.10423 | -83.0681 | 129.3912
2030-04-05 | 23 | -38.1558 | 1230.9995 | -68.3229 | -424.4099 | 20.691 | -2006.251 | -13984.6201 | 3002.2625 | -126.025 | -343.4675 | 3841.3752 | 194.9997 | 2104.3857 | 252.1398 | 2112.7781 | 900.2167 | -331.0214 | 209.9994 | -321.5774 | 526.8358 | -1154.4354 | -5325.4526 | -12.0805 | 38.9848 | 1748.829 | -2790.104 | -2389.8318 | -944.71 | -95.0633 | 626.05 | 2304.8381 | 843.9277 | -34.8942 | -129.5477 | 0.67154 | 61.5192 | -236.7517 | -224.8127 | 1.0001 | 368.1977 | -1995.0829 | 340.8289 | 3952.5923 | 1408.9518 | 4865.0464 | -3.5411 | -271.5598 | 3750.2375 | -1112.8931 | 1089.4392 | 2060.2971 | -2381.7085 | -726.9337 | 9219.3906 | 210.1043 | -104.6134 | 89.5421
2030-04-05 | 24 | -39.8373 | 1278.3289 | -65.2311 | -470.1946 | 336.747 | -1952.1903 | -14423.8887 | 3605.5056 | -3.2167 | -336.8988 | 3813.6941 | 194.9999 | 1898.8954 | 110.4549 | 2054.2134 | 1523.5345 | -29.7858 | 209.9994 | -353.0248 | 383.5915 | -871.4489 | -5307.6528 | 34.2913 | 29.6573 | 1993.5236 | -2743.3765 | -2199.5044 | -939.7316 | -99.2347 | 788.7079 | 2587.9194 | 1282.5111 | 55.4457 | -2.0627 | 0.63907 | 56.5627 | 883.5779 | 1.0006 | 0.99928 | 153.0744 | -2279.4658 | 426.1055 | 3538.793 | 1330.7699 | 4570.7383 | -2.8427 | -271.6618 | 3439.4229 | -954.3802 | 1359.5516 | 2170.5325 | -2803.2009 | -747.0364 | 5856.52 | 210.1043 | -209.7127 | 4.8497
2030-04-06 | 1 | -27.4804 | 1972.896 | -56.3762 | -414.6746 | 544.146 | -2136.8308 | -14710.3535 | 4213.1099 | 549.0786 | -339.0757 | 3782.052 | 195.0002 | 2064.5986 | 76.4391 | 2037.8113 | 1619.895 | -54.2478 | 209.9994 | -342.9092 | 77.3747 | -760.7053 | -5342.3896 | -50.7605 | 18.6896 | 2076.7322 | -2411.7092 | -2026.6875 | -986.491 | -133.1637 | 644.0159 | 2600.49 | 3.895 | -13.055 | -197.2013 | 0.58226 | -65.8125 | -695.1662 | -61.4814 | -2.2131 | -1.9175 | -2256.5215 | 158.7718 | 3193.8914 | 1228.3615 | 4321.311 | 1.0036 | -272.0725 | 3945.5164 | -737.5348 | 1174.4482 | 1708.4658 | -2802.7793 | -338.2123 | 299.3768 | 210.1043 | -179.937 | 115.5965
2030-04-06 | 2 | -13.3397 | 1361.999 | -31.3673 | -395.3435 | -4.9204 | -1520.5045 | -10703.6836 | 2798.5081 | 1716.4718 | -249.6117 | 3544.1848 | 0.99967 | 1613.9019 | 1.001 | 2118.0046 | 1253.0862 | 156.7599 | 209.9994 | -267.2889 | -83.0718 | -691.9439 | -5426.126 | -117.1094 | 10.2677 | 1599.844 | -1902.5695 | -1339.9825 | -810.0078 | -98.2759 | 489.5648 | 2405.3933 | 4.3883 | -37.9726 | 3.6704 | 1.0574 | -98.8733 | 457.5898 | 1.0011 | 1.0002 | 75.8791 | -2149.436 | -93.5735 | 2841.802 | 833.8805 | 3947.4746 | -2.5849 | -271.7991 | 3750.6885 | -1746.0515 | 892.9787 | 184.7125 | -1894.1628 | -1.3131 | 3509.3357 | 210.1043 | -161.3677 | 256.5524
2030-04-06 | 3 | -9.873 | -15.8971 | -23.2489 | -264.5355 | -642.4252 | -656.5101 | -7844.4038 | 1258.0787 | 1906.7576 | -143.0772 | 3493.5171 | 0.99858 | 956.3245 | 0.99951 | 2051.8684 | 100.8696 | 141.1337 | 209.9994 | -245.6345 | 9.3602 | -670.9907 | -5599.9419 | -73.9755 | 1.8728 | 1392.4418 | -1139.8276 | -1385.9102 | -501.1382 | -61.3592 | 479.0963 | 2052.6377 | 0.99115 | -445.5417 | 353.9815 | 0.69094 | -89.4189 | 1821.2454 | 1.0038 | 27.0085 | 449.669 | -2177.1375 | -29.5796 | 2248.4387 | 641.6992 | 3417.6765 | -2.8182 | -271.9377 | 4164.0171 | -1419.4059 | 949.7917 | -81.9854 | -1312.2455 | -198.5174 | 2812.571 | 210.1042 | -182.1808 | 248.6623
2030-04-06 | 4 | -6.5055 | 1.0212 | -21.522 | -232.6742 | -506.9365 | -655.6045 | -8099.4307 | 1741.6781 | 1952.0477 | -175.9701 | 3574.7952 | 1.001 | 2025.176 | 1.0013 | 2092.313 | 100.8497 | 157.3293 | 209.9994 | -223.7779 | -115.6406 | -674.4156 | -5734.168 | -71.5134 | -4.713 | 1269.4867 | -990.973 | -803.2979 | -494.2715 | -69.1774 | 535.9695 | 1980.8898 | 0.98434 | -414.844 | 348.5361 | 1.0977 | -34.6833 | 641.3556 | -4.3291 | 237.2193 | 1.0013 | -2275.5928 | -12.8821 | 2405.4653 | 715.4515 | 3763.3076 | -2.7416 | -271.9461 | 3377.3762 | -2108.3594 | 1043.0959 | -37.3246 | -606.2857 | 1.0611 | 5411.2676 | 210.1042 | -146.9502 | 137.2063
2030-04-06 | 5 | -8.277 | 1.0058 | -22.2617 | -231.2712 | -521.7199 | -615.6129 | -7688.2139 | 1645.8965 | 1951.8801 | -196.936 | 3630.5142 | 33.4376 | 1863.0333 | 1.0047 | 2088.9709 | 100.9923 | 155.0115 | 209.9994 | -203.0575 | -142.5135 | -753.6852 | -5906.6138 | -85.0455 | -7.1913 | 1088.0623 | -936.1251 | -443.8386 | -476.634 | -71.9499 | 486.3971 | 1957.8855 | 0.99212 | -391.4478 | 368.8548 | 1.6267 | 1.0388 | 636.6185 | -5.2445 | 281.8398 | 1.0038 | -2346.8594 | -68.0633 | 2159.1396 | 743.1586 | 3553.5054 | -3.0059 | -272.4424 | 4054.4751 | -967.4785 | 1107.1893 | 0.98543 | -528.2042 | 88.1407 | 4836.5342 | 210.1043 | -158.831 | 17.0902
2030-04-06 | 6 | -9.6524 | 20.5734 | -25.5186 | -254.955 | -334.1091 | -503.7361 | -8180.0752 | 1988.137 | 1879.6261 | -229.0429 | 3680.6643 | 109.6274 | 2008.4855 | 1.0016 | 1893.574 | 100.8843 | 159.8934 | 209.9994 | -155.8525 | -231.478 | -816.0003 | -6293.8823 | -108.3845 | -13.7268 | 925.0975 | -924.0254 | -429.9115 | -444.0947 | -80.5052 | 476.5338 | 1935.8236 | 0.979 | -488.1133 | 519.9372 | 0.66219 | -36.0379 | 624.3096 | -48.991 | 194.9599 | 1.0011 | -2406.1667 | -153.65 | 2273.3696 | 875.7775 | 3635.2942 | 1.0153 | -276.4956 | 4071.2051 | -1014.9594 | 1098.0209 | -50.772 | -651.9457 | 1.017 | 4637.8535 | 210.1043 | -173.7905 | -51.1882
2030-04-06 | 7 | -13.2653 | 833.9857 | -37.3946 | -347.882 | 5.5222 | -1215.8356 | -8933.6699 | 2376.3074 | 1708.8407 | -228.5725 | 3762.3896 | 134.2239 | 1279.8794 | 1.0038 | 1920.077 | 100.8353 | 191.6488 | 209.9994 | -172.1064 | -302.3932 | -857.4573 | -6595.7959 | -140.4317 | -27.2668 | 921.454 | -1621.8381 | -318.5117 | -660.0138 | -94.2682 | 442.8254 | 2210.876 | 0.97979 | -301.9177 | 279.3464 | 0.67125 | 97.9509 | 533.6838 | 362.8763 | 637.7696 | 1.0017 | -2483.9756 | -261.0525 | 2665.4614 | 1306.8881 | 4000.7749 | 325.1223 | -279.4222 | 4881.335 | -27.0833 | 1027.0007 | 143.5032 | -1466.0162 | 0.999 | 6209.793 | 210.1042 | -180.9113 | -86.7767
2030-04-06 | 8 | -17.0795 | 1978.6198 | -62.9188 | -317.6752 | 981.0557 | -2284.8118 | -12509.4131 | 4249.311 | 483.6054 | -322.0374 | 3777.6392 | 195.0246 | 2013.5149 | -95.1104 | 1738.8219 | 615.63 | 212.4914 | 209.9994 | -191.9905 | -441.0576 | -824.8174 | -6133.4111 | -168.8528 | -44.349 | 1191.8076 | -2246.9983 | -143.5886 | -966.7078 | -150.7048 | 527.7292 | 2416.1929 | 0.98701 | 1.737 | -215.0508 | 0.59234 | 436.3217 | -2615.5356 | 292.1597 | 604.3842 | 0.99952 | -2534.5842 | -211.1718 | 3158.199 | 1451.2375 | 4118.6265 | 690.3846 | -276.0663 | 4882.5879 | 159.812 | 913.7762 | 1146.765 | -3072.3306 | 159.9903 | 3580.375 | 210.1042 | -82.1823 | 2.4799
2030-04-06 | 9 | -20.4983 | 1856.3225 | -66.1178 | -328.1624 | 1203.1068 | -2321.354 | -13435.0557 | 4680.8882 | -159.7937 | -339.8156 | 3773.0728 | 169.3369 | 1928.2686 | -17.8956 | 1898.6899 | 612.7325 | 175.6022 | 209.9994 | -181.2832 | -248.7869 | -858.9934 | -3889.8193 | -102.2253 | -25.0923 | 1339.9651 | -2211.4197 | -221.9363 | -972.656 | -144.1059 | 632.4742 | 2462.4312 | 0.99858 | -29.81 | -245.0745 | 0.64416 | -170.9416 | -2595.5276 | -59.4942 | 203.4217 | 0.99991 | -2413.9395 | -2.3135 | 3464.8162 | 1226.853 | 4608.2627 | 1.0122 | -276.4951 | 3778.3516 | -1530.2723 | 944.1539 | 1437.2635 | -3338.1982 | 0.99214 | 2951.0925 | 0.10423 | -123.1003 | 37.3705
2030-04-06 | 10 | -22.6444 | 1707.4642 | -66.0199 | -349.4245 | 1185.7186 | -2257.019 | -13564.8438 | 4579.0498 | -248.5175 | -336.645 | 3810.5913 | 195.0021 | 2041.1525 | 0.99989 | 2035.8035 | 351.2482 | 102.88 | 209.9994 | -178.3672 | -165.9278 | -754.5515 | -2626.6606 | -84.4445 | -20.5219 | 1462.1636 | -2197.1567 | -590.5212 | -957.4175 | -136.2725 | 675.8613 | 2627.3254 | 0.99117 | -58.9841 | -201.2799 | 0.58555 | -322.0122 | -2107.2161 | -2.3796 | 0.99975 | 153.9472 | -2475.4734 | 1.0054 | 3901.1416 | 1352.4996 | 4763.0396 | -3.1388 | -271.7054 | 2827.3083 | -2346.0356 | 875.2363 | 1560.3442 | -3299.1248 | -0.24816 | 3288.1648 | 210.1042 | -92.4939 | 95.2865
2030-04-06 | 11 | -25.0907 | 1631.7521 | -65.2391 | -367.1238 | 1251.3855 | -2254.3823 | -13929.6855 | 4708.4204 | -881.9443 | -334.1524 | 3800.5791 | 195.3914 | 2104.4966 | 1.1251 | 2014.8051 | 192.8213 | 80.4298 | 209.9994 | -183.5175 | -81.9787 | -628.4242 | -1378.1449 | -59.6781 | -32.4382 | 1606.7635 | -2263.5391 | -850.1109 | -966.9695 | -128.9636 | 747.0987 | 2695.8511 | -0.076325 | -26.1625 | -196.4263 | 0.52732 | -204.9909 | -1925.097 | -248.2828 | -2.0723 | 272.2152 | -2454.5603 | 12.6343 | 3956.0071 | 1342.774 | 4941.355 | -191.8629 | -317.5517 | 2041.8082 | -2716.4028 | 801.118 | 1897.4314 | -3565.4177 | -60.2892 | 3774.0713 | 210.1043 | -25.2967 | -1.0062
2030-04-06 | 12 | -24.5232 | 1555.376 | -63.3587 | -371.0388 | 1278.495 | -2236.9543 | -14151.0742 | 4720.6938 | -1206.6263 | -327.6981 | 3882.385 | 194.9992 | 2130.5808 | -61.6417 | 1888.2881 | 402.5292 | 66.7848 | 209.9994 | -188.7332 | -72.9253 | -539.6294 | -1006.2357 | -30.8642 | -44.2184 | 1672.7867 | -2231.6699 | -711.3075 | -963.7031 | -123.007 | 809.2916 | 2550.2966 | 0.96033 | -28.6189 | -214.0103 | 0.54141 | -109.8721 | -1819.7273 | -1.6474 | 1.0031 | 275.7327 | -2422.0137 | 87.9953 | 4191.8921 | 1359.2417 | 5032.1284 | -92.1701 | -387.738 | 1629.4792 | -2997.1453 | 807.9876 | 2027.6874 | -3701.1033 | -244.146 | 4240.6025 | 210.1043 | -12.1749 | -50.0924
2030-04-06 | 13 | -24.8035 | 1743.3596 | -61.5419 | -378.8366 | 1151.7738 | -2241.0432 | -14269.1445 | 4651.1514 | -1199.4069 | -322.6375 | 3856.2886 | 194.999 | 2130.2295 | -127.101 | 1790.0803 | 686.732 | 37.6606 | 209.9994 | -193.1756 | 5.3003 | -637.2009 | -1421.9761 | -51.1102 | -45.9647 | 1570.3896 | -2297.1995 | -1193.9717 | -978.5076 | -128.7053 | 733.1827 | 2424.3047 | 0.98168 | -50.1765 | -202.2416 | 0.58413 | -47.7356 | -1373.3604 | 19.4793 | 1.0029 | 280.8079 | -2413.8516 | 47.4068 | 4019.9333 | 1317.0775 | 5035.6646 | -284.4184 | -325.7651 | 2296.2375 | -2394.0093 | 835.1083 | 2046.6279 | -3544.1011 | -237.1148 | 1536.0828 | 210.1042 | -20.8625 | -2.7353
2030-04-06 | 14 | -30.7047 | 1684.3654 | -61.95 | -390.4032 | 1247.3361 | -2180.2129 | -14324.4775 | 4693.6123 | -1631.7111 | -339.544 | 3797.1951 | 133.3884 | 2127.9834 | -160.2044 | 1731.7903 | 749.8565 | 67.0444 | 209.9994 | -217.4755 | 4.7298 | -607.9879 | -1780.5197 | -25.966 | -49.706 | 1719.7913 | -2365.28 | -1212.3969 | -966.2313 | -126.3263 | 771.4522 | 2364.3501 | 0.96508 | -8.5611 | -114.8025 | 0.59648 | 99.1955 | -751.5912 | 6.5848 | 1.0008 | 320.8805 | -2324.1316 | 139.7279 | 4003.79 | 1243.2815 | 5035.8374 | -286.3755 | -271.9964 | 2334.908 | -2872.2917 | 858.5801 | 2146.4473 | -3732.512 | -387.4254 | 392.4784 | 210.1042 | -30.2713 | 8.8539
2030-04-06 | 15 | -31.2985 | 1660.2266 | -61.1439 | -387.1556 | 1281.165 | -2167.2659 | -14427.248 | 4699.397 | -2076.1089 | -361.7395 | 3797.8281 | -0.5575 | 2132.5105 | -304.7734 | 1500.8538 | 977.7581 | 90.6759 | 209.9994 | -225.1215 | -59.4077 | -559.8983 | -2198.8228 | -17.9922 | -42.6924 | 1714.7657 | -2355.7024 | -907.5831 | -961.3987 | -125.5568 | 802.0452 | 2376.8745 | 1.4585 | 63.0663 | -100.3055 | 0.63617 | 115.9734 | -609.7349 | 388.4087 | 0.99786 | 438.3673 | -2301.8066 | 161.2461 | 4196.0806 | 1273.4836 | 4962.0796 | -2.7402 | -271.9247 | 2304.1108 | -2858.9641 | 918.7437 | 2004.2645 | -3791.1289 | -754.3144 | -418.536 | 210.1043 | -66.6121 | 3.343
2030-04-06 | 16 | -25.7089 | 1781.759 | -59.7685 | -371.4819 | 1239.451 | -2259.4927 | -14593.9395 | 4638.7021 | -2238.595 | -359.3471 | 3787.1841 | 0.99704 | 2059.6794 | -325.0145 | 1487.9894 | 714.1487 | 180.0447 | 209.9994 | -218.3643 | 18.9114 | -542.6494 | -1634.8831 | -18.9989 | -36.8767 | 1685.0306 | -2341.8127 | -1244.0837 | -993.9882 | -127.812 | 778.9058 | 2385.4241 | 0.98538 | 41.933 | -227.8249 | 0.62675 | 85.0062 | -1367.8848 | 232.0022 | 44.8616 | 449.5172 | -2244.8943 | 174.144 | 4049.8953 | 1183.4103 | 4886.0444 | -2.8783 | -272.1633 | 2310.6541 | -3242.7207 | 922.1443 | 1710.7778 | -3679.748 | -1094.9274 | -312.4525 | 210.1042 | -112.8155 | 0.99987
2030-04-06 | 17 | -27.4468 | 1535.3478 | -60.1843 | -374.1568 | 1270.0168 | -2146.394 | -14642.8809 | 4688.041 | -2406.7178 | -354.3365 | 3713.8259 | 0.99873 | 1959.0585 | -420.191 | 1345.8981 | 1075.8125 | 94.3983 | 209.9994 | -189.0506 | -44.7548 | -380.2894 | -262.3277 | 22.9105 | -50.5213 | 1716.036 | -2205.53 | -937.2969 | -943.507 | -118.7841 | 907.0635 | 2096.4951 | 2.6303 | -57.8378 | -190.5225 | 0.62534 | 74.8697 | -1088.3002 | 235.8731 | 0.99906 | 436.0999 | -2144.5625 | 293.4532 | 4057.9436 | 1165.2896 | 4869.502 | -2.8916 | -272.0609 | 2288.856 | -3800.9854 | 903.0543 | 1868.4366 | -3936.7302 | -967.9639 | 2704.3718 | 210.1042 | -89.7045 | -8.909
2030-04-06 | 18 | -28.2268 | 1573.2675 | -60.9355 | -369.466 | 1258.7075 | -2147.1995 | -14900.4951 | 4688.6045 | -2211.1592 | -282.035 | 3753.4814 | 180.0726 | 2039.5765 | -534.3824 | 1191.4536 | 1095.1746 | 147.1235 | 209.9994 | -201.5174 | -185.9678 | -459.4241 | -1714.9548 | 1.0016 | -64.5353 | 1694.6111 | -2223.9062 | -248.9645 | -943.1722 | -123.8203 | 891.7032 | 2039.7056 | 2.4406 | -10.052 | -164.6882 | 0.57653 | 255.2982 | -1189.5 | 0.99878 | 1.0004 | 423.5709 | -2121.6829 | 265.5866 | 4070.8149 | 1269.8016 | 4910.48 | -3.2545 | -272.1193 | 2325.8323 | -3665.0986 | 881.2252 | 2044.8542 | -3878.4666 | -836.3301 | 2650.3552 | 0.10423 | -86.9435 | 4.0412
2030-04-06 | 19 | -28.0517 | 1512.4041 | -61.5205 | -365.841 | 1145.6808 | -2163.8438 | -14851.2998 | 4611.3735 | -1998.7059 | -279.1505 | 3763.2017 | 195.0114 | 1907.6774 | -491.6974 | 1302.7927 | 1062.894 | 137.1441 | 209.9994 | -196.4992 | -155.9068 | -540.1642 | -2244.1584 | 1.0005 | -70.8027 | 1696.2994 | -2228.6511 | -336.2788 | -944.9086 | -119.494 | 878.6315 | 1964.1306 | 2.2362 | -68.7195 | -170.4427 | 0.56974 | 290.5921 | -1163.1251 | 227.3117 | 0.99335 | 345.992 | -2273.9495 | 275.9739 | 4185.959 | 1316.1294 | 4994.0122 | -3.0984 | -272.0353 | 2830.3113 | -3433.1509 | 918.8655 | 2208.6426 | -3781.2854 | -809.4886 | 4141.2539 | 0.10423 | -86.2115 | -4.3562
2030-04-06 | 20 | -21.7635 | 1840.8157 | -62.392 | -351.9985 | 994.6866 | -2356.9058 | -14795.3691 | 4494.0283 | -1525.0481 | -267.7243 | 3722.3379 | 195.0041 | 1823.011 | -383.4019 | 1259.6211 | 1003.1191 | 156.4877 | 209.9994 | -188.4962 | -156.3987 | -784.5024 | -2578.99 | -72.2157 | -72.8292 | 1626.4192 | -2273.6331 | -793.0701 | -1008.369 | -133.1725 | 715.4088 | 1995.1157 | 1.0012 | -64.7977 | -349.8197 | 0.58148 | 264.1375 | -1910.631 | 0.99972 | 0.99935 | 212.7626 | -2100.3611 | 71.3561 | 3958.1951 | 1215.8073 | 4833.7827 | -3.0472 | -271.903 | 2805.7625 | -3801.0662 | 728.0739 | 1861.5103 | -3420.8042 | -374.0356 | 2029.7635 | 0.10423 | -48.911 | 37.6412
2030-04-06 | 21 | -21.0247 | 1912.7015 | -67.4838 | -354.2143 | 921.3715 | -2412.187 | -14701.0352 | 4431.8374 | -1048.1598 | -305.8607 | 3732.438 | 194.619 | 1808.468 | -204.3086 | 1522.5967 | 626.6821 | 172.2801 | 209.9994 | -207.1206 | -39.0942 | -896.0902 | -1946.6492 | -98.9372 | -52.0259 | 1653.827 | -2281.1624 | -1270.2299 | -1019.4574 | -136.6054 | 629.9603 | 2136.1921 | 0.98853 | -122.4018 | -413.7901 | 0.58537 | 17.0337 | -2241.6729 | 244.4435 | 1.0021 | 276.3867 | -1990.9189 | 0.99066 | 4008.5249 | 1217.9261 | 4848.1055 | -2.9795 | -273.2098 | 3017.908 | -3790.261 | 637.7274 | 1766.4207 | -3171.9666 | -110.6831 | 1078.8405 | 0.10423 | 5.6512 | 67.7599
2030-04-06 | 22 | -21.6492 | 1886.1093 | -67.367 | -363.4445 | 935.7986 | -2389.9817 | -14727.5889 | 4414.9229 | -1044.4249 | -324.5155 | 3746.7334 | 190.6764 | 1828.7947 | -38.74 | 1803.2736 | 459.2768 | 183.8049 | 209.9994 | -224.53 | 79.0444 | -939.7473 | -1805.8236 | -88.9541 | -33.0207 | 1715.5833 | -2363.2305 | -1790.5284 | -1022.9124 | -133.904 | 625.7377 | 2481.2734 | 0.99197 | -90.2666 | -386.226 | 0.57368 | -152.0855 | -2270.4053 | 0.98939 | 1.0083 | 303.0931 | -1945.6921 | 1.0099 | 3759.9165 | 1178.0575 | 4635.6245 | -3.3161 | -271.735 | 3413.4224 | -3368.8679 | 690.5733 | 1675.9252 | -3004.979 | -277.7821 | 2523.3337 | 0.10423 | -18.8138 | 89.491
2030-04-06 | 23 | -22.0578 | 1710.204 | -65.0361 | -347.1774 | 865.4241 | -2304.6184 | -14912.2324 | 4482.8892 | -462.6743 | -321.507 | 3690.7603 | 168.5219 | 1869.2515 | -124.53 | 1636.6547 | 516.9236 | 264.124 | 209.9994 | -233.4418 | -98.0774 | -670.1732 | -2393.8987 | -76.1217 | -43.2365 | 1711.8146 | -2289.2764 | -1192.8323 | -981.7194 | -128.4078 | 711.5304 | 2386.811 | 0.98869 | -71.0907 | -246.3823 | 0.58347 | 85.8787 | -2123.4714 | 1.0015 | 120.2846 | 449.4297 | -2271.1892 | 0.99598 | 3682.4763 | 1099.1952 | 4612.7139 | -3.7604 | -272.1224 | 3307.7012 | -3503.9888 | 754.101 | 1578.0917 | -3079.6394 | -0.62925 | 2203.7432 | 210.1042 | -53.2583 | 109.7455
2030-04-06 | 24 | -30.5708 | 1611.1302 | -64.0729 | -352.3341 | 755.9297 | -2097.9648 | -14526.0059 | 4695.4805 | -306.8721 | -292.9864 | 3541.7986 | 126.93 | 2044.7727 | -407.4886 | 1205.4034 | 1058.3173 | 249.0983 | 209.9994 | -233.3349 | -242.2851 | -315.2348 | -1286.0763 | -69.0344 | -66.7867 | 2052.6685 | -2322.6729 | -651.17 | -918.9324 | -130.3925 | 787.6033 | 2097.8008 | 1.1262 | -52.0169 | -1.0378 | 0.57788 | 473.2667 | -1349.7218 | 32.2349 | 78.5701 | 449.5056 | -2292.8435 | -1.8263 | 3193.3757 | 977.0573 | 4204.582 | -2.4494 | -275.5677 | 1748.8732 | -5223.7588 | 706.6222 | 553.3661 | -2786.0093 | -12.5683 | 17.0562 | 210.1043 | -136.7245 | -21.738
2030-04-07 | 1 | -23.6595 | 1390.8014 | -60.2529 | -297.7696 | 940.3276 | -1941.8872 | -14130.6299 | 4968.3179 | -358.6377 | -277.9474 | 3533.3877 | 148.4274 | 2071.457 | -475.1341 | 1032.3196 | 1335.5056 | 502.2818 | 209.9994 | -253.8076 | -78.8748 | -58.2646 | -497.683 | 44.4893 | -64.7772 | 2236.3958 | -2073.2749 | -693.2698 | -836.346 | -123.5267 | 957.4529 | 1653.4742 | 3.4167 | -389.2739 | 89.189 | 0.57079 | 469.2708 | -1793.1971 | 1.0042 | 1.0027 | 1.0023 | -2549.8118 | 306.8288 | 2867.6648 | 1060.1517 | 4038.2688 | -2.5338 | -271.8835 | 2028.4308 | -4145.6597 | 863.2491 | 851.7804 | -3447.0828 | 0.99106 | 567.4253 | 210.1043 | -54.014 | -74.0602
2030-04-07 | 2 | -24.1517 | 1805.5471 | -58.9127 | -300.9117 | 896.3298 | -2013.8622 | -13185.9336 | 4977.6182 | 994.367 | -265.9409 | 3329.6902 | 144.1232 | 2051.5225 | -529.6595 | 851.8076 | 965.6753 | 370.5471 | 209.9994 | -134.858 | -149.6779 | -81.2944 | -723.0591 | -55.4379 | -81.9669 | 2011.3956 | -1992.9626 | -564.1262 | -867.0988 | -149.6525 | 737.2231 | 1544.0081 | 0.98534 | -434.9012 | 1.0015 | 0.57485 | 567.4637 | -1973.4282 | 198.4317 | 333.0469 | 1.0021 | -2351.6289 | 74.0586 | 2080.7373 | 1108.8567 | 3636.6052 | 1.0051 | -277.4372 | 1698.7352 | -4355.0771 | 496.3668 | 244.3425 | -2926.167 | 1372.3876 | -953.0674 | 210.1043 | 33.104 | -102.4457
2030-04-07 | 3 | -28.1484 | 1297.374 | -61.0311 | -266.2037 | 340.8658 | -1798.5728 | -10866.1807 | 3865.1951 | 1855.0286 | -286.5543 | 3114.7756 | 109.8755 | 2096.0398 | -419.1657 | 966.6161 | 101.0324 | 383.7169 | 209.9994 | -122.3275 | -186.987 | -139.4225 | -938.4073 | -35.0244 | -51.9611 | 1984.7203 | -1895.6418 | -442.5205 | -768.6242 | -126.755 | 725.6048 | 1521.5636 | 0.98136 | -510.1993 | 114.3587 | 0.63906 | 138.5193 | -1385.4036 | 206.0744 | 317.1582 | 0.99944 | -2436.7834 | 66.23 | 1950.8452 | 1009.4409 | 3467.2122 | 37.6221 | -278.2766 | 1491.4733 | -4553.9976 | 533.153 | -138.9855 | -2270.262 | 1493.42 | 5715.7544 | 210.1043 | -8.3043 | -139.0663
2030-04-07 | 4 | -24.416 | 1273.9052 | -60.8857 | -282.2328 | 390.0336 | -1731.9738 | -10798.5254 | 4120.7759 | 2095.447 | -303.7971 | 3171.3225 | 81.899 | 2057.5745 | -373.0676 | 1067.9098 | 101.1465 | 233.0144 | 209.9994 | -60.3851 | -173.216 | -137.1897 | -249.1102 | 13.8316 | -44.3526 | 1731.7703 | -1763.2274 | 23.0576 | -765.6023 | -123.1538 | 818.2872 | 1577.5946 | 0.97925 | -520.4587 | 15.0303 | 1.9162 | 61.539 | -614.1347 | 170.5547 | 276.2024 | 1.0002 | -2372.5876 | 254.0371 | 1855.8607 | 974.7537 | 3348.6067 | 33.0198 | -278.2148 | 2030.2864 | -3884.5159 | 716.0321 | 76.912 | -1610.277 | 1301.506 | 7025.4663 | 210.1043 | -40.6451 | 44.15
2030-04-07 | 5 | -26.7741 | 1247.7907 | -62.6557 | -290.2803 | 556.8316 | -1800.2453 | -11214.2642 | 4374.9143 | 2134.2422 | -300.8213 | 3141.5924 | 98.0513 | 2040.9999 | -352.1212 | 1112.3826 | 101.1388 | 237.0846 | 209.9994 | -100.6768 | -155.4409 | -167.5571 | -348.2889 | 27.8086 | -34.7188 | 1902.9441 | -1771.6144 | -74.8736 | -775.5247 | -125.1514 | 849.7009 | 1576.0632 | 0.98372 | -560.3995 | 18.8537 | 1.9147 | -5.1324 | -694.2627 | 229.7364 | 367.0382 | 0.99908 | -2448.6895 | 274.5155 | 1851.252 | 1086.9733 | 3204.8256 | 263.8416 | -315.3007 | 2010.1907 | -3788.3702 | 748.9717 | 211.9715 | -1931.1562 | 1294.4243 | 6849.0176 | 210.1043 | -29.9923 | 117.9891
2030-04-07 | 6 | -29.1322 | 1221.6763 | -64.4256 | -298.3279 | 723.6296 | -1868.5168 | -11630.0029 | 4629.0527 | 2173.0374 | -297.8456 | 3111.8623 | 114.2036 | 2024.4253 | -331.1747 | 1156.8553 | 101.1311 | 241.1547 | 209.9994 | -140.9685 | -137.6657 | -197.9245 | -447.4676 | 41.7856 | -25.085 | 2074.1179 | -1780.0013 | -172.8049 | -785.4472 | -127.1489 | 881.1146 | 1574.5317 | 0.98819 | -600.3403 | 22.6772 | 1.9133 | -71.8038 | -774.3907 | 288.9181 | 457.874 | 0.99798 | -2524.7913 | 294.9939 | 1846.6433 | 1199.1929 | 3061.0444 | 494.6633 | -352.3866 | 1990.095 | -3692.2246 | 781.9113 | 347.0311 | -2252.0354 | 1287.3425 | 6672.5688 | 210.1043 | -19.3395 | 176.4899
2030-04-07 | 7 | -28.1929 | 1104.6713 | -67.2482 | -276.4229 | 805.6105 | -1823.1351 | -11864.6211 | 4617.4014 | 1951.5176 | -285.3239 | 3153.1802 | 138.4778 | 2091.0002 | -366.7809 | 1111.2932 | 729.7341 | 321.9641 | 209.9994 | -150.075 | -39.9707 | -375.265 | -478.0474 | 49.3649 | -31.2949 | 1698.1217 | -1751.6421 | -1334.0393 | -756.8726 | -124.8879 | 859.1548 | 1381.8165 | 0.98299 | -849.2106 | 84.4987 | 0.6335 | -145.8794 | -1219.0951 | 1.0014 | 226.6411 | 1.001 | -2329.1638 | 335.993 | 1850.9557 | 955.784 | 3301.3652 | 1.0321 | -277.4356 | 2301.6074 | -3517.3743 | 678.5989 | 469.8607 | -2855.0481 | 1387.2836 | 4442.106 | 210.1043 | 56.7347 | 161.6613
2030-04-07 | 8 | -19.1478 | 1174.1661 | -68.9526 | -250.3523 | 1132.8645 | -1880.6277 | -12938.3848 | 5077.168 | 1526.1478 | -292.5416 | 3583.9636 | 127.4632 | 1974.4424 | -444.6572 | 1072.4927 | 1241.5042 | 391.357 | 209.9994 | -129.4719 | 7.5813 | -351.325 | -489.5811 | 61.2057 | -35.6767 | 1493.8182 | -1667.996 | -1627.4303 | -759.9088 | -129.3586 | 890.6036 | 1243.5181 | 0.99816 | -959.2716 | 1.0029 | 0.63228 | -261.0268 | -2355.1777 | -124.8539 | 466.9103 | 0.97158 | -2596.387 | 310.9006 | 2710.5405 | 1315.8971 | 4027.3625 | 337.8785 | -279.9724 | 4004.2241 | -1012.5031 | 752.3524 | 1340.6818 | -3651.6536 | 1235.3375 | 37.9251 | 210.1042 | 80.7291 | 115.3114
2030-04-07 | 9 | -20.9794 | 730.4171 | -71.4941 | -273.3323 | 1438.2253 | -1826.5344 | -13290.5137 | 5239.0566 | -339.6378 | -339.4365 | 3689.4158 | 1.0016 | 2004.5824 | -528.1087 | 1047.7555 | 1179.0664 | 360.8892 | 209.9994 | -116.5086 | 63.1938 | -285.8806 | -502.0343 | 159.9904 | -42.5942 | 1341.0411 | -1687.9209 | -1359.8401 | -741.9343 | -104.2066 | 1130.0588 | 1229.103 | 0.97095 | -935.7603 | 63.0844 | 0.87803 | -272.8548 | -1828.543 | -158.5721 | 168.2079 | 1.0016 | -2604.908 | 534.8978 | 3131.9009 | 1327.3135 | 4365.5718 | 153.763 | -278.7962 | 2769.2368 | -1915.1554 | 1074.6569 | 2660.9985 | -4512.8647 | 170.6432 | 6052.4297 | 210.1042 | 102.7282 | 199.8949
2030-04-07 | 10 | -17.2905 | 649.9542 | -43.3798 | -247.183 | 1378.6791 | -1448.2211 | -13586.4277 | 5125.5493 | -243.1254 | -128.7873 | 3882.2261 | 41.2615 | 2126.5479 | -643.1234 | 1085.2285 | 1316.0972 | 82.8069 | 209.9994 | -115.9056 | 87.8993 | -258.4304 | -387.1548 | 153.698 | -78.7242 | 1455.4185 | -1414.3346 | -1478.0833 | -664.0842 | -104.4592 | 1102.3635 | 889.1121 | -33.4858 | -1145.365 | 3.1469 | 0.17829 | -326.8804 | -1308.7867 | 444.9538 | 489.777 | 4.3019 | -2523.3931 | 535.6058 | 3345.3774 | 2004.733 | 3093.8379 | 1385.8785 | -1309.8818 | 366.1766 | -3815.4888 | 1039.0792 | 2386.4429 | -4186.2896 | 8.3605 | -2328.199 | 210.1043 | 88.7999 | 211.6762
2030-04-07 | 11 | -17.9092 | 650.4731 | -63.1501 | -256.4905 | 1488.614 | -1732.6124 | -14090.2041 | 5207.5894 | -1044.8484 | -350.4048 | 3627.6326 | -41.738 | 2016.4579 | -582.9626 | 1056.879 | 967.6401 | 342.2473 | 209.9994 | -87.601 | 66.9281 | -10.1107 | -219.6999 | 233.0358 | -91.0939 | 1379.9005 | -1595.4058 | -867.2282 | -711.4861 | -95.4786 | 1277.0266 | 890.3456 | 0.9833 | -1145.0361 | 104.904 | 1.065 | -174.6057 | -1873.8463 | 331.2693 | 276.0352 | 0.99958 | -2562.4282 | 826.046 | 3720.7476 | 1533.0583 | 4820.3696 | 344.3022 | -279.2751 | 1399.0487 | -2565.0427 | 1061.2896 | 2745.3369 | -4813.0952 | -25.77 | 2401.0332 | 210.1042 | 95.882 | 120.4347
2030-04-07 | 12 | -17.9641 | 622.585 | -60.6663 | -253.6994 | 1516.0459 | -1700.7092 | -14233.3506 | 5222.1572 | -1903.9059 | -346.209 | 3488.0457 | -49.927 | 2033.6361 | -642.0077 | 872.2451 | 1050.4293 | 318.8282 | 209.9994 | -50.4323 | 19.6204 | 62.1933 | -84.791 | 259.9417 | -92.3017 | 1301.9447 | -1587.8447 | -625.0801 | -704.2621 | -93.4681 | 1328.2629 | 842.1964 | 0.97949 | -1133.4489 | 127.9992 | 1.2634 | -166.7946 | -1915.6089 | 211.2623 | 68.8181 | 64.0891 | -2520.4221 | 934.2197 | 3837.3706 | 1384.5206 | 4998.4966 | 76.558 | -277.3674 | 1478.5282 | -2715.9653 | 1050.2791 | 2269.1643 | -4948.8325 | -454.6113 | 2939.7681 | 210.1043 | 46.0558 | 196.9067
2030-04-07 | 13 | -26.2218 | 684.8972 | -56.8967 | -314.4739 | 1609.5544 | -1640.6895 | -14217.2949 | 5178.1704 | -4075.9155 | -195.0013 | 3713.4939 | -194.9633 | 2037.0581 | -543.6954 | 1309.6575 | 616.5741 | 265.7058 | 209.9994 | -75.013 | 117.028 | -80.2581 | -581.1081 | 266.3162 | -101.2516 | 1276.4779 | -1756.3965 | -736.7679 | -714.2409 | -89.9651 | 1292.9587 | 1167.1342 | 0.97247 | -875.3626 | 186.3467 | 2.2666 | 98.57 | -442.4089 | 1.0021 | 1.0014 | 195.9651 | -2531.5127 | 948.7024 | 3820.8174 | 1245.9207 | 5008.8438 | -3.7815 | -277.9293 | 2289.2847 | -2319.8643 | 1460.064 | 2601.8591 | -5182.8213 | -2073.6589 | 972.6635 | 210.1043 | -122.752 | 58.0922
2030-04-07 | 14 | -25.0055 | 697.0767 | -47.8155 | -307.297 | 1586.3281 | -1558.7953 | -13903.1387 | 5031.7935 | -4011.7134 | -196.2736 | 3528.085 | -194.9093 | 2088.9695 | -522.6931 | 1343.6023 | 583.772 | 243.7444 | 209.9994 | -135.8155 | 61.7593 | -109.8177 | -1642.5519 | 242.6727 | -96.6405 | 1578.4912 | -1769.713 | -1043.3221 | -696.3123 | -91.6413 | 1257.8733 | 1114.298 | 0.99664 | -928.6222 | 254.0858 | 1.2949 | 85.3298 | -395.2981 | 1.0046 | 0.99772 | 163.5466 | -2524.2139 | 894.1019 | 3861.8647 | 1143.2335 | 5008.4009 | -3.7139 | -277.0703 | 2217.5674 | -2660.064 | 1375.6963 | 2626.8906 | -4952.6226 | -1794.8447 | 904.9933 | 210.1043 | -113.5726 | -1.0229
2030-04-07 | 15 | -24.9566 | 667.8242 | -49.0728 | -302.3036 | 1681.7495 | -1545.896 | -14254.9355 | 5153.7769 | -4023.3113 | -160.291 | 2742.0889 | -142.1499 | 1330.4164 | -575.3728 | 1144.5164 | 755.9962 | 239.7666 | 209.9994 | -104.7657 | 96.8656 | -19.8037 | -1033.4658 | 270.2486 | -105.3545 | 1516.5662 | -1780.884 | -1272.7296 | -693.0929 | -88.7058 | 1313.2092 | 1104.0833 | 1.0315 | -927.147 | 248.6876 | 1.8154 | 208.8006 | -358.2625 | 52.4856 | 149.7354 | 449.1826 | -2500.396 | 993.287 | 3574.5564 | 759.0922 | 4868.814 | 4.4908 | -281.2106 | 1554.2659 | -3655.8574 | 1401.4181 | 2871.0894 | -5520.6997 | -2102.0667 | 570.076 | 210.1042 | -99.2614 | 263.23
2030-04-07 | 16 | -25.2455 | 645.1279 | -49.3141 | -297.1672 | 1723.8304 | -1597.5204 | -14503.293 | 5146.5225 | -3991.9438 | -122.1707 | 2166.6118 | -74.3075 | 758.4172 | -574.1961 | 1092.7167 | 871.9304 | 216.143 | 209.9994 | -89.3102 | 205.6893 | -7.0951 | -630.7265 | 291.0236 | -95.6206 | 1465.6304 | -1770.3251 | -2109.3269 | -703.7312 | -85.5869 | 1342.99 | 1115.1643 | 0.9893 | -1091.2639 | 215.9462 | 1.1402 | 13.0786 | -609.9688 | 550.0643 | 268.4779 | 449.4753 | -2509.6221 | 1094.0323 | 3474.5393 | 563.3224 | 4850.3633 | -2.9892 | -272.5224 | 1369.7423 | -4115.5972 | 1406.5197 | 3414.4702 | -5865.6807 | -1945.2478 | 957.6071 | 210.1043 | -21.3482 | 203.2541
2030-04-07 | 17 | -28.8302 | 638.8229 | -52.152 | -306.5587 | 1668.5787 | -1538.8512 | -14319.3477 | 4925.3838 | -3666.9226 | -97.3113 | 2686.2603 | -11.7772 | 546.2041 | -540.238 | 1132.2435 | 793.734 | 208.1277 | 209.9994 | -110.6127 | 254.6315 | -126.7599 | -1489.5073 | 271.2706 | -92.431 | 1492.4204 | -1840.8712 | -2621.6968 | -690.1252 | -86.0291 | 1273.2319 | 868.4697 | 1.013 | -1095.8977 | 307.6732 | 0.73351 | 97.166 | -356.8372 | 269.65 | 496.2845 | 449.3503 | -2541.6895 | 1035.1599 | 3308.3267 | 652.8597 | 4849.8618 | -3.648 | -272.4341 | 2659.8486 | -2877.3723 | 1433.399 | 3617.2744 | -5697.6514 | -2052.2234 | -64.1848 | 210.1043 | -68.7782 | 13.8823
2030-04-07 | 18 | -30.6621 | 687.1755 | -56.7143 | -334.2217 | 1640.4266 | -1514.4659 | -14717.6895 | 4975.9561 | -3069.2595 | -92.6929 | 2574.9529 | 0.99981 | 1271.0063 | -494.813 | 1244.7532 | 715.0469 | 159.006 | 209.9994 | -213.9328 | 192.8497 | -278.4119 | -2878.1812 | 243.9775 | -75.5276 | 2066.9216 | -1863.2291 | -2408.9045 | -689.0038 | -91.39 | 1227.5625 | 989.6246 | 3.3039 | -1077.2216 | 411.7129 | 0.69637 | 33.1822 | -437.1702 | 1.0001 | 56.8169 | 449.6773 | -2567.5037 | 968.0892 | 3583.9392 | 823.0377 | 4672.668 | -3.3904 | -272.4825 | 2911.8145 | -2612.3755 | 1471.7521 | 3392.1965 | -5451.1177 | -1934.3983 | 60.9288 | 0.10423 | -89.0707 | 13.5266
2030-04-07 | 19 | -29.924 | 737.7187 | -62.5594 | -322.7651 | 1324.7952 | -1634.5026 | -14446.0488 | 4748.8472 | -2132.5061 | -101.8088 | 3500.9023 | 1.0043 | 1914.0928 | -405.5797 | 1506.011 | 557.7571 | 153.5889 | 209.9994 | -351.338 | 183.6888 | -479.941 | -4097.897 | 210.4952 | -45.1036 | 3046.9399 | -1871.9053 | -2379.249 | -723.1089 | -93.4424 | 1147.432 | 1166.7739 | 3.4487 | -1076.8895 | 326.1915 | 0.69204 | -191.8019 | -444.7588 | -6.4069 | 153.3629 | 117.3919 | -2629.0632 | 856.3542 | 3846.908 | 1188.0825 | 5005.2446 | -3.3983 | -271.9694 | 2931.1248 | -2358.5408 | 1505.0326 | 3240.4119 | -4843.5063 | -1540.0961 | -700.1948 | 0.10423 | -117.3684 | 23.3903
2030-04-07 | 20 | -19.3842 | 1307.6168 | -62.473 | -284.9925 | 1048.7587 | -1996.2706 | -14634.7217 | 4738.6421 | -214.8274 | -200.5137 | 3006.9971 | 111.4647 | 2106.8159 | -483.9577 | 1236.3367 | 390.8596 | 195.6513 | 209.9994 | -406.3477 | -54.216 | -593.9358 | -5185.4644 | 63.0458 | -52.6615 | 3434.6267 | -2007.0582 | -2060.5044 | -839.5876 | -119.0347 | 934.4332 | 1267.3291 | 0.98871 | -797.5621 | 1.0022 | 0.60148 | 38.8363 | -2476.7737 | -2.2502 | -33.3665 | 357.0629 | -2624.5525 | 375.2257 | 3985.728 | 1209.1002 | 5015.5986 | 0.98458 | -272.3884 | 2184.1006 | -2935.2534 | 1198.7831 | 2668.1711 | -3789.5657 | -272.0737 | -70.7668 | 0.10423 | -93.8406 | 58.0403
2030-04-07 | 21 | -25.4304 | 1268.571 | -69.4955 | -331.047 | 966.1167 | -2038.6018 | -14563.6533 | 4623.9995 | -570.3527 | -261.3458 | 2713.0408 | 90.6922 | 2120.3523 | -310.3603 | 1292.7346 | 449.9124 | 70.049 | 209.9994 | -366.881 | -226.647 | -576.9592 | -4380.2505 | -10.0588 | -56.3116 | 3245.5554 | -2191.0249 | -1230.1423 | -862.1704 | -120.9557 | 870.5026 | 1665.3622 | 0.97968 | -519.8312 | 65.3925 | 0.69254 | 18.4342 | -1697.7114 | 141.0343 | 1.0012 | 213.7899 | -2387.2683 | 204.6451 | 3812.3552 | 979.1301 | 4827.7915 | -2.8815 | -272.2825 | 1966.6038 | -3790.8745 | 777.9733 | 1919.8866 | -3219.825 | 0.99339 | 435.1363 | 0.10423 | -1.9039 | 166.9427
2030-04-07 | 22 | -29.204 | 1133.0865 | -68.0188 | -350.8914 | 905.2407 | -1957.9276 | -14524.8262 | 4652.2012 | -475.4291 | -297.5293 | 2862.9709 | 153.6102 | 2131.074 | -180.0821 | 1434.4351 | 151.564 | 97.7482 | 209.9994 | -414.481 | -133.7248 | -572.6693 | -4356.8276 | 31.7389 | -43.5095 | 3373.3057 | -2212.6643 | -1454.6296 | -847.4807 | -111.4898 | 941.2832 | 1854.9421 | 0.99343 | -482.3436 | 127.4461 | 0.65085 | -115.2965 | -1279.7688 | 1.0014 | 1.002 | 234.065 | -2502.6367 | 232.4456 | 3662.8672 | 1019.5192 | 4713.6562 | -3.3295 | -271.9395 | 2749.5989 | -2829.303 | 931.7364 | 2245.8184 | -3233.0852 | -331.7902 | 2641.6697 | 0.10423 | 3.142 | 93.4884
2030-04-07 | 23 | -24.6133 | 724.7119 | -55.3969 | -321.4648 | 767.7441 | -1551.6322 | -14315.8262 | 4488.1841 | -1085.4293 | -138.4115 | 1285.6237 | 1.0018 | 867.7573 | -86.3199 | 1664.4507 | 60.9555 | 24.6966 | 209.9994 | -224.9921 | 68.7472 | -190.6636 | -1828.5312 | 144.4666 | -54.0983 | 2248.2246 | -1806.9108 | -1114.0667 | -704.6366 | -92.8961 | 1097.9138 | 1539.024 | 3.4509 | -848.706 | 306.8336 | 0.73438 | -440.5992 | -618.6464 | 6.8044 | 159.9046 | 449.4521 | -2451.8484 | 563.0295 | 3152.0818 | 549.1378 | 4365.3662 | -2.7019 | -272.1112 | 2737.0454 | -3778.0376 | 1025.921 | 1946.2871 | -3489.2419 | -331.4381 | -858.7427 | 210.1042 | -56.3481 | 11.9286
2030-04-07 | 24 | -20.6388 | 968.25 | -40.6286 | -292.865 | 363.8896 | -1467.2466 | -13152.4385 | 4167.4316 | 1240.9927 | -85.4927 | 2600.4299 | 72.1631 | 1971.4897 | -338.6167 | 1578.6934 | -351.5568 | 18.9982 | 209.9994 | -348.9514 | -129.0598 | -92.26 | -2292.9446 | 84.631 | -51.0864 | 3314.1814 | -1675.4098 | -266.6234 | -693.7894 | -109.2327 | 959.024 | 1318.5869 | 4.7235 | -844.938 | 286.2546 | 1.2666 | -187.6574 | -556.9543 | 1.0017 | 1.0002 | 153.737 | -2347.9817 | 481.8578 | 2787.0107 | 803.1125 | 4038.3306 | -2.0454 | -271.8722 | 1613.8361 | -4323.2656 | 659.265 | 467.3562 | -2284.7815 | 1647.0433 | -1309.3119 | 210.1043 | -6.1266 | 239.1508
2030-04-08 | 1 | -21.7642 | -1027.0436 | -33.8027 | -410.2876 | 879.5081 | -1064.1062 | -14526.6416 | 4591.229 | 0.95954 | -69.4778 | 2723.3303 | 45.7432 | 1188.7601 | -470.3565 | 1157.4098 | -563.2966 | 0.67 | 209.9994 | -160.2592 | -144.8189 | 466.7972 | -974.577 | 619.1227 | -108.3552 | 2520.4441 | -1483.0975 | -252.0076 | -515.5117 | 8.3605 | 2199.4814 | 1179.7877 | 206.5336 | -1140.5675 | 740.36 | 0.45744 | 450.2162 | 3663.0527 | 322.5797 | 412.6556 | 449.1397 | -2914.0444 | 1708.0339 | 1638.0944 | 722.0803 | 3068.6226 | -59.1969 | -272.2407 | 5202.0552 | -1216.3999 | 2148.8301 | 371.1422 | -2846.9573 | -2237.4099 | 16937.5742 | 210.1042 | -202.4888 | 144.357
2030-04-08 | 2 | -7.8026 | -15.9247 | -26.3751 | -291.5496 | -638.5975 | -851.2735 | -5987.6157 | 1104.1381 | 0.9915 | -101.7555 | 0.98646 | -102.415 | 1.0043 | -568.3188 | 814.6932 | -995.2057 | 45.8885 | 209.9994 | -32.4363 | 246.3367 | -97.7274 | -4.4464 | 92.886 | -72.0264 | 1021.4694 | -1191.8856 | -181 | -438.6829 | -38.8837 | 653.6207 | 700.0917 | 6.4233 | -1026.7572 | 441.6151 | 5.1466 | -5.4068 | 1660.1349 | 499.0178 | 531.233 | 449.3886 | -2517.0923 | 224.5489 | 1148.0542 | 0.99608 | 2773.74 | -107.9288 | -272.4243 | 3208.8618 | -2286.0625 | 922.8274 | -2256.3235 | -1110.535 | 215.7606 | 4185.1812 | 210.1042 | -154.2789 | 142.2679
2030-04-08 | 3 | -6.7149 | -15.3648 | -25.7427 | -294.4626 | -648.8132 | -866.0733 | -5946.1787 | 1122.2581 | 0.98711 | -93.5077 | 1.0005 | -108.8088 | 1.0028 | -464.2955 | 658.1617 | -913.2714 | 81.5933 | 209.9994 | -9.9454 | 167.3672 | -32.9006 | 14.4256 | 97.9977 | -89.8497 | 1025.2333 | -1143.1923 | -310.5258 | -431.6109 | -37.9259 | 683.8185 | 486.4309 | 214.7159 | -1348.0569 | 468.929 | 4.4044 | -14.1685 | 1698.8026 | 566.1992 | 589.2398 | 449.381 | -2531.9651 | 217.2282 | 1007.3049 | 0.99914 | 2625.7659 | -2.1891 | -272.5721 | 3770.2151 | -1823.0123 | 887.0796 | -1891.1296 | -1185.0964 | 404.478 | 4413.3379 | 210.1043 | -131.1613 | 164.4597
2030-04-08 | 4 | -2.3608 | 143.7185 | -25.5087 | -276.2009 | -348.8804 | -967.6737 | -6607.5684 | 1757.561 | 120.5497 | -85.2785 | 391.3553 | -85.6627 | 113.7368 | -471.2161 | 689.2603 | -748.9282 | 95.7153 | 209.9994 | 2.9088 | -11.4121 | -4.5634 | 305.5249 | 70.4121 | -92.4314 | 1024.5552 | -1078.4263 | 9.6845 | -465.0326 | -51.3309 | 733.871 | 718.8182 | 6.6587 | -1221.6316 | 322.7527 | 4.512 | 6.6369 | 868.435 | 542.2625 | 550.0359 | 449.4208 | -2519.5657 | 179.9042 | 1004.9702 | 117.6518 | 2561.6064 | -2.1695 | -272.592 | 3309.6599 | -2386.7397 | 744.3367 | -1442.9932 | -1586.2217 | 882.4196 | 3023.9329 | 210.1043 | -129.5306 | 212.0383
2030-04-08 | 5 | -6.4677 | 570.0796 | -31.2412 | -328.5941 | 79.9233 | -1253.8743 | -7838.5737 | 2619.9736 | 1219.1119 | -98.0533 | 1.0155 | -91.5101 | 1035.9073 | -359.4616 | 875.5999 | -705.5765 | 85.3633 | 209.9994 | -121.5611 | -190.9748 | -32.2012 | -197.1385 | 40.7185 | -87.3314 | 1589.0719 | -1393.3984 | -178.2055 | -570.4725 | -69.5931 | 793.399 | 986.683 | 5.8828 | -1077.033 | 307.8843 | 3.5095 | 7.3103 | 715.5929 | 0.99983 | 423.4929 | 449.5156 | -2578.9001 | 87.0263 | 1280.0677 | 260.3014 | 2607.0574 | -2.1916 | -272.5659 | 2839.6021 | -3114.6228 | 570.754 | -680.3593 | -3145.5481 | 1516.806 | 1414.45 | 210.1043 | -20.4715 | 95.2217
2030-04-08 | 6 | -18.4464 | 975.3116 | -59.0538 | -246.0318 | 754.9297 | -1732.6587 | -10635.2188 | 4102.043 | 1486.8567 | -99.3379 | 2393.2744 | -50.9939 | 2131.5334 | -270.355 | 1141.1456 | -536.7811 | 0.99931 | 209.9994 | -198.317 | -289.7778 | -248.8684 | -705.9252 | 17.2585 | -74.5422 | 2310.5171 | -1446.7191 | -261.1727 | -666.5298 | -115.7613 | 882.9079 | 1030.8575 | 0.98508 | -1012.0864 | 169.4669 | 1.95 | -185.2518 | -1263.9498 | 1.0026 | 133.1201 | 13.5994 | -2756.8337 | -5.7531 | 2161.4819 | 835.2606 | 3170.551 | -2.2678 | -272.129 | 1660.5514 | -3747.1838 | 505.7267 | 436.813 | -4595.2261 | 1221.3148 | 2475.5657 | 210.1042 | 147.04 | 128.4831
2030-04-08 | 7 | -16.3655 | 898.3749 | -67.0327 | -267.2677 | 1149.5165 | -1904.1099 | -12257.8066 | 4818.7544 | 247.5836 | -267.1277 | 2571.668 | 168.1613 | 2151.9778 | -135.6685 | 1088.7942 | -615.1557 | -304.4613 | 209.9994 | -207.2744 | -154.3145 | -742.7299 | -921.1501 | 83.2308 | -56.313 | 2375.0298 | -1454.3378 | -576.2659 | -713.5842 | -110.3367 | 966.4951 | 999.147 | 0.97748 | -1231.7144 | 1.0021 | 0.62071 | -691.3605 | -2098.9753 | 0.99974 | 304.223 | 1.003 | -2181.4668 | 371.5278 | 2042.1881 | 1048.5649 | 3170.6501 | -2.6625 | -277.6587 | 1247.7358 | -4643.4961 | 518.4166 | 276.7224 | -5394.853 | 439.22 | 4581.5337 | 210.1043 | 209.0963 | 329.9742
2030-04-08 | 8 | -19.4273 | 720.8555 | -67.4886 | -300.7469 | 925.416 | -1813.5793 | -12468.5439 | 4492.8926 | -484.5983 | -194.8316 | 3365.4475 | 195.0008 | 2134.4773 | 248.4539 | 1762.204 | -344.0731 | -554.0231 | 209.9994 | -253.6087 | 6.7982 | -852.8232 | -1703.0741 | 128.1076 | -5.4582 | 2320.9668 | -1360.4402 | -747.4017 | -700.8199 | -98.2286 | 990.0938 | 1242.3772 | 0.98554 | -1219.7218 | -26.9018 | 0.71626 | -1554.025 | -1555.6193 | 36.8734 | 376.4385 | 0.99943 | -2338.1736 | 417.481 | 2609.1116 | 1209.0668 | 3777.4163 | 1.0068 | -276.6984 | 2117.0383 | -3480.0371 | 787.1658 | 586.7917 | -4498.7827 | 138.3173 | 4546.6094 | 210.1042 | 191.7489 | 342.1836
2030-04-08 | 9 | 1.5834 | 902.2841 | -38.0532 | -489.2674 | 542.9959 | -1786.8378 | -12724.627 | 4093.0479 | -146.2366 | -154.6662 | 3856.0535 | 147.6339 | 2135.1069 | 445.7533 | 2215.5435 | -14.4575 | -655.6016 | 209.9994 | -227.2603 | -138.6542 | -703.7963 | -1998.7742 | 66.5801 | 1.4074 | 2101.137 | -1364.8928 | -527.8761 | -773.2148 | -91.3371 | 967.8394 | 1513.9852 | -343.3133 | -1048.8348 | -323.3122 | 0.77898 | -1779.8854 | -1839.9657 | 175.0264 | 0.99882 | 449.75 | -2380.781 | 87.6441 | 3792.749 | 1323.2533 | 4455.0669 | -3.0645 | -276.5075 | 2045.0509 | -2911.1677 | 783.9702 | 1573.8412 | -3564.1731 | 66.9925 | 6873.8989 | 210.1042 | 72.2479 | 109.8282
2030-04-08 | 10 | 15.8766 | 1164.7218 | -38.7093 | -423.5039 | 363.6649 | -1684.8572 | -12485.1543 | 3658.6218 | -83.9992 | -348.1645 | 3865.1057 | 195.0003 | 2126.0227 | 388.3197 | 2175.418 | 422.068 | -677.6849 | 209.9994 | -161.2072 | 57.3144 | -826.6167 | -1363.5593 | 43.9133 | 24.8111 | 1433.9072 | -1420.6559 | -739.5567 | -742.2413 | -98.008 | 813.8517 | 1471.7019 | -1861.1672 | -1181.2451 | -538.4272 | 1.4384 | -2222.2935 | -3198.4275 | 187.6181 | 174.0384 | 449.7492 | -2222.5986 | 81.305 | 3965.1067 | 1172.0962 | 4774.7188 | -2.6848 | -272.2266 | 1579.9381 | -3174.7236 | 818.8396 | 1394.3101 | -3243.3655 | 1.1259 | 6605.3896 | 210.1042 | 68.119 | 279.1542
2030-04-08 | 11 | 30.7962 | 564.4148 | -24.5746 | -256.0412 | 234.1281 | -1148.3236 | -10742.0264 | 2995.4333 | -235.9354 | -351.9893 | 3927.936 | 194.9991 | 2124.2766 | 300.1106 | 2125.3057 | 1831.9036 | -205.2769 | 209.9994 | -128.4269 | 231.2687 | -866.4777 | -1052.733 | 60.3496 | 13.5991 | 993.2931 | -432.8348 | -679.8863 | -560.5834 | -89.0216 | 728.0663 | 1189.3755 | -3265.4131 | -1417.6829 | -639.4402 | 2.123 | -2203.4075 | -3769.6897 | 403.732 | 168.5438 | 449.5554 | -2180.532 | 193.3404 | 4217.8916 | 1210.0579 | 5046.4688 | -2.6503 | -272.1008 | 1370.6975 | -2752.5576 | 932.5234 | 1069.8434 | -2881.873 | 0.85167 | 7078.5269 | 210.1043 | 9.9326 | 256.5328
2030-04-08 | 12 | 6.5081 | 359.3749 | -32.4115 | -337.7464 | -328.0858 | -774.6235 | -7713.1875 | 1319.7113 | -223.7348 | -374.9882 | 3948.5916 | 125.2654 | 2114.8879 | 415.837 | 2203.25 | 1345.2587 | 206.5305 | 209.9994 | -144.7742 | 211.3438 | -1168.3755 | -967.7545 | 1.0035 | -21.7673 | 980.1031 | -914.5138 | -841.0547 | -454.9656 | -82.8782 | 485.8928 | 1283.38 | -947.5215 | -1123.6836 | 101.9738 | 4.0814 | 5.0279 | -894.136 | 1.0023 | 145.3236 | 449.5746 | -1538.1908 | 98.2601 | 3711.7759 | 1234.6431 | 4607.2495 | -2.6921 | -272.2582 | 2542.1045 | -1177.723 | 842.1641 | 593.1522 | -1519.432 | -117.5712 | 7653.7939 | 210.1042 | -126.8061 | 43.408
2030-04-08 | 13 | -2.0491 | 588.3587 | -36.2405 | -367.8759 | -876.631 | -825.0837 | -6143.1699 | 268.8359 | -239.7057 | -384.4 | 3998.6392 | 49.2418 | 2116.3604 | 492.0549 | 2283.7727 | 1058.9156 | 347.0197 | 209.9994 | -331.7296 | 290.4046 | -1173.9388 | -837.7972 | -62.3511 | -26.6993 | 2205.428 | -1306.1379 | -941.1408 | -473.9464 | -91.2554 | 359.8568 | 1430.5686 | 0.10335 | -953.5197 | 219.3638 | 5.6886 | 705.6247 | -31.8092 | -1.314 | 170.247 | 449.6911 | -1359.8652 | -47.4902 | 3702.5798 | 1249.9993 | 4826.8721 | -272.1637 | -272.2637 | 2593.4348 | -972.5217 | 710.8235 | 22.4359 | -528.7449 | -1.8323 | 8280.832 | 210.1042 | -184.404 | -49.9296
2030-04-08 | 14 | -2.8434 | 630.834 | -38.05 | -353.0523 | -1440.4338 | -787.2167 | -4377.1621 | 0.99165 | -226.187 | -401.4055 | 4049.7373 | -36.799 | 2111.5564 | 507.6967 | 2326.3782 | 1025.3988 | 382.5691 | 209.9994 | -384.4036 | 218.2876 | -1028.8489 | -833.281 | -18.9277 | -36.7079 | 2679.4368 | -1326.6002 | -685.6507 | -444.8658 | -87.9285 | 434.7367 | 1308.7484 | 2.2777 | -1032.621 | 299.138 | 4.9593 | 1158.2526 | 456.7103 | -297.3449 | 0.99951 | 449.7509 | -1187.2056 | 120.166 | 3337.6675 | 1227.0081 | 4338.5552 | -272.2994 | -410.3896 | 3913.3142 | 175.5097 | 455.9092 | 1.0065 | -868.2986 | -169.893 | 6584.7549 | 210.1042 | -146.7938 | -12.0949
2030-04-08 | 15 | -10.3412 | 358.0644 | -39.2858 | -323.6939 | -1730.9672 | -437.0469 | -2191.4434 | -927.0876 | 0.99772 | -351.7731 | 3976.7146 | 156.124 | 1771.0138 | 510.0035 | 2288.6123 | 1132.599 | 461.8109 | 209.9994 | -336.8549 | 708.3751 | -1218.6066 | -1069.6747 | 8.1159 | -30.0291 | 2043.9209 | -1104.7289 | -1465.6001 | -284.7968 | -73.5785 | 312.7862 | 909.5917 | 465.7036 | -1489.3315 | 524.1479 | 4.5854 | 933.5698 | 1248.8324 | -217.588 | 1.0009 | 449.5375 | -1121.3674 | 193.0939 | 3772.5391 | 1197.8802 | 4775.8296 | -272.3856 | -769.1721 | 4424.374 | 1183.1664 | 577.9072 | 523.0725 | -48.6051 | -138.1995 | 3411.7983 | 210.1042 | -169.1751 | -40.5876
2030-04-08 | 16 | -10.1294 | 332.7033 | -39.81 | -328.8925 | -1735.3905 | -332.5541 | 31.5401 | -1144.4542 | -2.8619 | -345.9191 | 3926.3237 | 195.0007 | 1262.5552 | 542.0194 | 2304.54 | 1191.0784 | 396.3101 | 209.9994 | -645.995 | 914.4715 | -1450.3489 | -1902.8717 | -23.0866 | 9.0789 | 3453.1775 | -1020.0475 | -2079.77 | -232.2547 | -71.3045 | 182.4487 | 692.9282 | 492.6295 | -1633.6929 | 474.1062 | 4.0645 | 816.5886 | 1661.3458 | 68.6219 | 0.99674 | 403.8794 | -1230.2402 | 93.5563 | 4164.9531 | 1227.8364 | 5060.3174 | -208.4369 | -276.8734 | 4684.5024 | 1892.9943 | 763.8285 | 785.0942 | 326.008 | -493.8398 | 2406.4099 | 210.1042 | -232.6301 | -71.8941
2030-04-08 | 17 | -13.6923 | 478.1184 | -43.8661 | -363.0087 | -1924.0172 | -418.2721 | 498.3741 | -1225.493 | 0.99596 | -346.4765 | 3890.2771 | 194.9991 | 1333.9319 | 557.2584 | 2331.7917 | 1052.9144 | 381.0955 | 209.9994 | -718.7146 | 848.9973 | -1342.2192 | -1681.9944 | -69.2065 | 7.8888 | 3923.4033 | -1204.9202 | -2220.2537 | -274.5607 | -76.8337 | 118.3782 | 742.7288 | 795.9148 | -1418.0389 | 487.6516 | 4.268 | 1288.7842 | 2596.7271 | 30.1533 | 1.0008 | 359.6093 | -1498.922 | -21.5659 | 4114.8916 | 1234.2858 | 4866.8994 | -34.7669 | -277.0596 | 5068.9365 | 2103.3176 | 582.5654 | 1.0166 | 5.0719 | -629.6679 | 2272.8452 | 210.1042 | -229.9364 | 57.8469
2030-04-08 | 18 | -13.5827 | 489.6573 | -45.6035 | -374.8696 | -1927.6663 | -509.7551 | 433.5902 | -1341.8539 | 0.99985 | -345.9639 | 3853.9849 | 195.002 | 1213.2844 | 519.9578 | 2300.353 | 1175.5175 | 390.5867 | 209.9994 | -720.413 | 883.933 | -1442.0802 | -1728.1997 | -73.1431 | 7.5674 | 3866.2075 | -1196.947 | -2394.8545 | -292.8891 | -73.5143 | 98.0122 | 795.0803 | 660.4764 | -1369.621 | 419.7652 | 4.8811 | 1383.0305 | 3082.6958 | 1.0019 | 1.0006 | 296.6749 | -1517.4618 | -19.4329 | 4166.5122 | 1265.915 | 4872.707 | -7.0083 | -276.9699 | 5235.7241 | 1855.7188 | 593.5909 | -376.2929 | -66.0008 | -826.9788 | 2484.8442 | 0.10423 | -245.9393 | 59.477
2030-04-08 | 19 | -16.4712 | 511.1648 | -48.9267 | -393.9333 | -1924.854 | -572.546 | 85.2024 | -1163.4751 | 104.4506 | -357.0602 | 3827.4314 | 133.7589 | 1259.4445 | 513.1648 | 2307.7336 | 1144.2504 | 407.1818 | 209.9994 | -677.9342 | 760.5369 | -1529.0358 | -1759.3077 | -75.8271 | -12.7598 | 3598.8127 | -1316.0208 | -2248.0793 | -329.7778 | -76.1454 | 142.3641 | 931.0184 | 948.2137 | -1233.3821 | 436.326 | 4.2995 | 1652.7845 | 3615.8726 | 1.0014 | 1.0009 | 139.2048 | -1454.0912 | -4.1615 | 4155.6699 | 1275.0425 | 4850.9424 | -28.7756 | -276.7942 | 5331.9395 | 1670.5721 | 572.8365 | -307.8208 | -220.8648 | -615.88 | 3080.5127 | 0.10423 | -231.4928 | 23.6143
2030-04-08 | 20 | -18.6988 | 651.7836 | -51.7829 | -425.3355 | -1924.4469 | -627.9146 | 2.9947 | -1061.9102 | 298.5775 | -367.7671 | 3832.9158 | 76.3122 | 1398.3228 | 524.09 | 2324.4255 | 1533.7876 | 426.8885 | 209.9994 | -689.027 | 653.7577 | -1525.777 | -2156.4548 | -107.6422 | -16.6186 | 3727.7402 | -1447.0699 | -2135.6536 | -372.0763 | -83.3247 | 136.6429 | 1023.1172 | 601.5286 | -1054.599 | 464.1314 | 4.7192 | 1810.8871 | 4234.896 | -163.7206 | -93.7226 | -2.727 | -1507.5641 | -139.0568 | 4007.2429 | 1202.0897 | 4795.7803 | -276.2665 | -571.34 | 5240.7031 | 1512.3484 | 518.7542 | -349.933 | -611.3569 | -437.3889 | 3135.6943 | 0.10423 | -192.3393 | 106.1655
2030-04-08 | 21 | -22.8052 | 725.3376 | -57.9585 | -449.1348 | -1840.7155 | -657.4607 | 946.4709 | -879.6096 | 40.0108 | -362.2219 | 3826.9065 | 100.3239 | 1597.7158 | 474.749 | 2268.7771 | 1644.3126 | 470.8327 | 209.9994 | -710.6536 | 762.1371 | -1604.162 | -2111.3826 | -136.4546 | -6.6589 | 3788.7161 | -1544.3586 | -2366.8059 | -386.0582 | -89.3448 | 60.08 | 1136.4373 | 708.7767 | -1014.3198 | 506.8723 | 4.6997 | 1737.0189 | 4938.1045 | -99.5756 | 1.0008 | 1 | -1511.1719 | -242.1414 | 3945.3501 | 1187.4659 | 4762.6812 | -269.6049 | -659.5143 | 5100.8677 | 1263.0984 | 503.1988 | -82.7939 | -471.4996 | -211.6152 | 3548.7295 | 0.10423 | -122.7388 | 470.5691
2030-04-08 | 22 | -21.6009 | 437.2527 | -53.2047 | -439.2102 | -1893.2871 | -417.1369 | 1587.9833 | -1449.0046 | 130.041 | -344.9486 | 3799.1497 | 188.464 | 1479.7686 | 430.2829 | 2217.7515 | 1215.2493 | 410.2677 | 209.9994 | -701.7327 | 960.1255 | -1609.844 | -1991.6516 | -112.011 | 12.45 | 3559.1482 | -1321.7733 | -2633.4644 | -292.7023 | -76.0761 | 15.639 | 1032.0299 | 422.5093 | -1256.1616 | 574.6714 | 4.3888 | 1323.952 | 5222.2324 | -82.6465 | 0.99828 | 110.8159 | -1393.9617 | -174.5784 | 3955.8154 | 1194.4373 | 4851.1963 | -274.2156 | -276.6782 | 5354.9971 | 1377.7113 | 587.0693 | -684.0571 | 182.793 | -506.3416 | 3532.5964 | 0.10423 | -204.6916 | 430.6431
2030-04-08 | 23 | -29.8296 | 528.9694 | -52.9509 | -494.5421 | -1797.7738 | -521.3414 | 0.98881 | -1160.2739 | 242.9674 | -349.7817 | 3784.5837 | 155.0729 | 1614.6432 | 254.8484 | 2145.0828 | 1021.7427 | 491.8665 | 209.9994 | -453.3256 | 958.9707 | -1456.1095 | -1742.3367 | -35.7228 | -36.406 | 2052.5979 | -1604.9602 | -2219.3457 | -362.6382 | -72.9046 | 173.4409 | 1535.21 | 1216.9178 | -903.4653 | 631.3534 | 5.668 | 1833.9207 | 6470.5586 | -374.3363 | 0.99842 | 266.4689 | -1619.8124 | 171.6149 | 3340.7563 | 1170.8202 | 4367.5884 | -285.2457 | -445.4993 | 5331.4736 | 1148.8243 | 911.6351 | -165.0972 | 334.8463 | -172.7815 | 4888.1509 | 210.1043 | -254.7889 | 319.581
2030-04-08 | 24 | -22.7118 | 621.214 | -46.5832 | -496.1642 | -1923.0648 | -624.1802 | -1832.1561 | -1410.4976 | 1021.2148 | -350.2961 | 3735.9976 | 103.0975 | 1617.1836 | 163.6522 | 2109.3013 | 1324.9727 | 503.7297 | 209.9994 | -385.8437 | 707.7585 | -1394.175 | -2029.7076 | -20.6208 | -49.1907 | 1641.6156 | -1564.2029 | -2024.12 | -406.5227 | -72.2798 | 239.2302 | 1487.3741 | 742.5148 | -827.5438 | 523.6177 | 4.5945 | 2200.7781 | 6744.6719 | -0.67365 | 0.99651 | 249.6767 | -1796.9379 | 297.4535 | 2691.9646 | 1189.7405 | 3845.7505 | -295.4485 | -271.878 | 5141.8374 | 1222.6654 | 945.9026 | -682.3456 | 119.4277 | -5.9518 | 6245.2285 | 210.1042 | -354.6206 | 103.9337
2030-04-09 | 1 | -22.6113 | 559.2707 | -45.115 | -519.0893 | -1714.7485 | -739.6996 | -2934.6641 | -669.3052 | 2012.8962 | -360.2416 | 3752.4692 | 133.8241 | 1762.3949 | 180.7565 | 2112.7129 | 1921.4788 | 494.0076 | 209.9994 | -366.1994 | 540.245 | -1154.0825 | -2839.2437 | -38.9158 | -34.7147 | 1599.8153 | -1615.96 | -1624.2422 | -460.6057 | -64.5837 | 264.7252 | 1788.3528 | 3.3227 | -594.718 | 401.6179 | 4.6229 | 1460.3782 | 7037.1709 | -180.6017 | 1.0019 | 178.2098 | -1984.1371 | 111.7622 | 2572.5232 | 1250.3789 | 3501.7905 | -2.566 | -272.0366 | 5155.5928 | 1428.8328 | 1053.5981 | -690.2737 | 1.0059 | 12.9065 | 9022.6299 | 210.1042 | -292.7238 | 122.8441
2030-04-09 | 2 | -12.9213 | 1273.8635 | -40.444 | -534.0331 | -291.9858 | -1270.8771 | -7311.3882 | 2079.6426 | 461.615 | -373.1733 | 3413.8542 | 1 | 902.283 | 0.99979 | 2076.3064 | 2183.8884 | 318.4615 | 209.9994 | -202.3448 | 15.7238 | -569.7725 | -3739.4214 | -137.1973 | -39.1098 | 764.7802 | -1709.7031 | -1049.381 | -636.5013 | -89.7778 | 413.4945 | 1942.4175 | -2060.2761 | -270.8242 | 52.9306 | 4.1811 | 969.5008 | 4783.2397 | 1.0005 | 0.99997 | 158.8752 | -2290.6843 | -364.0251 | 2198.0376 | 685.6801 | 3215.6931 | -2.5856 | -272.2096 | 4427.2983 | -116.1639 | 865.2065 | -597.9246 | -1456.6978 | 373.0986 | 6790.937 | 210.1042 | -162.5984 | 113.2458
2030-04-09 | 3 | -9.698 | 1855.885 | -45.2093 | -557.1231 | 66.8741 | -1829.9224 | -9770.791 | 3268.3945 | 1880.6454 | -359.2136 | 3339.1162 | -80.2685 | 2072.1204 | 0.99971 | 2112.4836 | 1214.36 | 2.1227 | 209.9994 | -187.5412 | -20.3736 | -351.136 | -3897.9712 | -143.2788 | -64.0166 | 1174.2562 | -2015.6628 | -1406.6979 | -870.5515 | -135.3838 | 467.9229 | 1858.3064 | -1755.5153 | -410.8411 | -107.5935 | 0.80278 | 1282.6082 | 1194.3521 | -0.34169 | 168.9685 | 1.0013 | -2255.1558 | -236.4839 | 1725.4381 | 855.6031 | 2966.1257 | -2.6955 | -495.6526 | 1010.8399 | -3194.2537 | 410.9347 | -855.3121 | -2423.4365 | 1821.8419 | 4900.8525 | 210.1042 | 42.9723 | 133.9156
2030-04-09 | 4 | -14.8403 | 2204.3057 | -46.8629 | -553.1807 | 123.7498 | -2041.3922 | -9941.1084 | 3467.6702 | 1979.3607 | -381.496 | 3414.2908 | -24.009 | 2032.7733 | 1.0006 | 1877.6698 | 651.9905 | 212.0847 | 209.9994 | -176.1121 | -101.1781 | -434.706 | -4420.1636 | -205.6721 | -85.165 | 1102.8942 | -2246.053 | -1559.7502 | -944.6183 | -150.2862 | 377.1302 | 1912.6696 | 0.98705 | -236.4312 | -65.85 | 0.60118 | 1614.5854 | -360.7708 | 28.0482 | 1.0142 | 375.9324 | -2236.0193 | -412.6314 | 1662.109 | 838.4055 | 2732.4792 | -2.6575 | -278.3692 | 1274.4851 | -3010.2424 | 332.1203 | -1331.9056 | -2307.8015 | 1773.9315 | 5381.3472 | 210.1043 | 26.4908 | 48.8848
2030-04-09 | 5 | -23.8738 | 2248.5276 | -50.4808 | -446.1025 | 415.5871 | -2185.1091 | -10738.9326 | 3953.2268 | 1874.2805 | -381.4378 | 3421.1184 | -34.4113 | 1743.2598 | 0.99857 | 1991.7469 | 254.6401 | 108.1405 | 209.9994 | -165.4061 | -36.2048 | -667.3197 | -4765.9321 | -188.4982 | -94.6324 | 1031.339 | -2372.3401 | -1900.4778 | -965.7639 | -156.4689 | 399.695 | 1915.1631 | 0.98668 | -214.8512 | -13.6108 | 0.59286 | 1756.8942 | -191.2104 | 1.0039 | 1.0005 | 382.2036 | -2314.8782 | -310.8949 | 1628.9758 | 718.7245 | 2679.8264 | -2.1435 | -275.2487 | 2299.998 | -2209.4229 | 543.7834 | -927.9198 | -2930.3691 | 1340.7288 | 2132.3931 | 210.1042 | -35.7961 | 34.9077
2030-04-09 | 6 | -32.527 | 2103.0928 | -63.2517 | -404.9257 | 827.8561 | -2308.5542 | -12239.4531 | 4860.2671 | 1755.3275 | -365.3402 | 3615.0371 | 26.4146 | 2052.2927 | -18.2694 | 1802.0371 | 100.9009 | 113.1271 | 209.9994 | -163.1826 | -330.5677 | -932.0039 | -5465.813 | -101.158 | -101.4602 | 1078.3737 | -2559.6516 | -1856.194 | -985.5875 | -152.0635 | 675.9047 | 2146.291 | 0.98624 | 22.377 | -2.3247 | 0.58006 | 1856.4634 | -148.9187 | 1.0011 | 126.2201 | 1.0004 | -2442.0146 | -113.3033 | 1913.5758 | 955.3538 | 3089.9453 | -2.2238 | -272.2034 | 2683.1797 | -2051.5686 | 682.6971 | 0.99797 | -3972.9221 | 851.4877 | 2659.22 | 210.1043 | -18.6186 | -10.1317
2030-04-09 | 7 | -32.4905 | 2016.3517 | -70.6473 | -420.7316 | 1010.8536 | -2290.8215 | -12864.5527 | 4972.0869 | 401.7629 | -346.8852 | 3736.1538 | 133.5497 | 1754.4918 | -56.4452 | 1773.632 | 756.5054 | 242.5717 | 209.9994 | -179.097 | -215.6593 | -1069.4183 | -5827.5498 | -121.0395 | -89.843 | 974.3964 | -2712.5796 | -1944.3038 | -1012.1584 | -151.9625 | 610.576 | 2452.1567 | 0.99248 | 130.4693 | -103.2814 | 0.57136 | 1629.0592 | -612.0156 | -1.1053 | 1.0025 | 1.0012 | -2599.6016 | -227.0392 | 2470.2493 | 1212.0135 | 3391.5444 | -2.213 | -271.6027 | 3384.3025 | -229.7891 | 727.0162 | 314.6924 | -4170.8862 | 231.8571 | 4080.1331 | 210.1043 | 15.5968 | 174.6294
2030-04-09 | 8 | -18.099 | 1720.8032 | -53.5725 | -359.9632 | 873.597 | -2158.0229 | -13245.1016 | 4838.4023 | -3.1202 | -348.5768 | 3831.7463 | 160.186 | 2016.8907 | 41.4877 | 2013.2402 | 719.7935 | 215.3927 | 209.9994 | -184.0559 | -85.6524 | -1296.1287 | -5686.3608 | -83.1862 | -71.9622 | 901.896 | -2315.2109 | -1991.282 | -977.5325 | -138.8252 | 653.9854 | 2551.6506 | 0.97412 | 82.6202 | -291.0408 | 0.56455 | 1269.1477 | -1880.322 | -74.5216 | 0.99491 | 225.8574 | -2089.2791 | -121.6654 | 3099.5996 | 1272.1409 | 3924.7505 | -2.4518 | -271.5414 | 3148.3062 | -863.2744 | 847.7232 | 623.818 | -3512.7258 | 1.0275 | 5207.165 | 210.1042 | -12.4579 | 225.5202
2030-04-09 | 9 | -21.3316 | 1492.1007 | -51.7485 | -371.4617 | 633.0396 | -1989.6017 | -13575.2793 | 4441.8813 | -3.1069 | -337.5794 | 3814.45 | 194.997 | 2056.4841 | 3.9433 | 1980.5448 | 213.125 | 65.9185 | 209.9994 | -169.1899 | 61.5631 | -1419.412 | -5562.7979 | -42.5835 | -66.5085 | 757.9401 | -2179.6887 | -2061.7991 | -936.6252 | -125.7561 | 655.9021 | 2603.8376 | 0.99065 | 52.4715 | -209.4169 | 0.56566 | 1025.3752 | -998.8246 | 1.0034 | 70.6245 | 449.6021 | -1780.1351 | -11.9829 | 3159.1475 | 1216.9246 | 4016.6011 | -2.3068 | -271.6515 | 3007.1528 | -954.0845 | 958.6129 | 943.9084 | -3326.3582 | -1.4649 | 4756.2896 | 210.1043 | 0.71007 | 144.8922
2030-04-09 | 10 | -24.1177 | 1302.6821 | -49.2399 | -361.819 | 470.1584 | -1835.2417 | -13213.0146 | 4102.1797 | -97.7257 | -335.5599 | 3836.2473 | 194.9862 | 2114.3279 | 22.1946 | 2025.8457 | 342.6419 | 1.0007 | 209.9994 | -184.0166 | 68.255 | -1383.1066 | -5430.1978 | -43.8478 | -61.2686 | 835.8198 | -2058.3206 | -1978.1288 | -894.1036 | -118.7546 | 612.2951 | 2630.0129 | 0.99411 | 66.1318 | -125.1019 | 0.54097 | 1065.1974 | -676.4777 | 0.99928 | 194.6846 | 449.6617 | -1649.2238 | 0.9924 | 3161.1428 | 1181.6387 | 4128.6094 | -2.335 | -271.6514 | 3119.7976 | -678.5389 | 788.6501 | 0.99445 | -2960.636 | 1.0029 | 4220.606 | 210.1042 | -44.5872 | 68.6332
2030-04-09 | 11 | -26.9545 | 1786.9091 | -59.0842 | -387.5339 | 563.0853 | -2108.9407 | -13632.8818 | 4195.0542 | -270.7736 | -334.0773 | 3836.5796 | 195.0286 | 2114.3901 | 5.4817 | 1975.498 | 100.7581 | 27.9081 | 209.9994 | -176.3323 | 191.4087 | -1483.16 | -5512.7861 | -56.2941 | -61.3019 | 766.7859 | -2364.3533 | -1957.1279 | -965.8107 | -129.1223 | 485.1635 | 2594.7249 | 0.83959 | 34.2732 | -200.7277 | 0.56947 | 1070.2047 | -1598.1565 | 39.6454 | 113.904 | 449.6595 | -1521.4485 | 68.9976 | 2465.9753 | 934.4012 | 3660.4963 | -266.4922 | -271.6613 | 1867.1697 | -1132.6592 | 734.3085 | 434.6911 | -3537.9036 | 311.8057 | 3417.2959 | 210.1042 | 78.644 | 76.3839
2030-04-09 | 12 | -21.2518 | 1767.8619 | -44.9371 | -382.2155 | 539.7833 | -2042.8673 | -13615.167 | 4137.1187 | -307.254 | -349.228 | 3786.8203 | 144.3186 | 1702.5457 | 0.99936 | 1968.5045 | 567.4626 | 20.3093 | 209.9994 | -177.1728 | 186.1181 | -1416.9409 | -5767.3403 | -58.8058 | -67.9469 | 710.3173 | -2339.8958 | -1900.0553 | -955.1951 | -128.1259 | 477.3905 | 2542.0935 | 0.32813 | 42.5971 | -165.4111 | 0.56788 | 1102.7141 | -1489.6493 | 135.7041 | 359.8072 | 449.4486 | -1622.189 | 50.6942 | 2257.2903 | 789.6429 | 3702.1189 | -263.958 | -295.0365 | 2168.6516 | -866.9869 | 777.0123 | 460.1655 | -3428.158 | 154.6293 | 2482.7288 | 210.1043 | 61.9038 | 78.5698
2030-04-09 | 13 | -21.1635 | 1679.079 | -43.4809 | -365.1004 | 360.6182 | -1979.5082 | -13454.5791 | 3796.426 | -403.9987 | -337.8712 | 3847.1394 | 180.07 | 1818.8296 | 12.4499 | 1984.5288 | 116.4016 | 33.9971 | 209.9994 | -195.2365 | 232.1012 | -1547.0983 | -5452.2715 | -60.7029 | -53.6859 | 927.9913 | -2190.7656 | -2041.7725 | -939.4703 | -125.5955 | 430.0409 | 2601.5527 | 0.66963 | 41.3752 | -204.1911 | 0.5684 | 1048.2781 | -1633.6591 | 18.2714 | 294.3032 | 451.3246 | -1280.0096 | 40.8434 | 2795.6689 | 847.895 | 3990.1685 | -88.9277 | -267.4893 | 2673.7344 | -651.5005 | 661.498 | 253.7426 | -2998.2678 | 1.0957 | 3783.4082 | 210.1043 | -17.0237 | 79.73
2030-04-09 | 14 | -27.9135 | 1721.3854 | -52.0349 | -420.6331 | 215.3112 | -2042.8352 | -12677.6426 | 3386.7151 | -7.0938 | -335.0354 | 3833.7151 | 194.9965 | 1850.2733 | 73.364 | 1993.6772 | 57.2209 | 1.0003 | 209.9994 | -194.9332 | 310.0885 | -1457.6155 | -5442.2764 | -50.0666 | -40.7405 | 650.0672 | -2579.9014 | -2305.0291 | -966.1255 | -111.4739 | 451.0518 | 2679.6057 | 0.71938 | -10.1181 | -137.6578 | 0.57062 | 771.7437 | -1399.7629 | 5.854 | 404.1576 | 449.4227 | -1626.7783 | -40.0412 | 3068.4531 | 837.0098 | 4306.71 | -87.5121 | -272 | 2775.5359 | -683.2276 | 923.8383 | 1463.6826 | -2493.2969 | -0.83888 | 5967.1782 | 210.1043 | -58.397 | 106.2374
2030-04-09 | 15 | -34.4318 | 1235.5499 | -56.8093 | -555.0305 | -7.2156 | -1696.5967 | -11703.3115 | 2838.4624 | -272.7601 | -334.4958 | 3814.48 | 195.0004 | 1877.7767 | 120.9259 | 2018.4612 | -146.2176 | 0.99966 | 209.9994 | -184.2416 | 362.1175 | -1541.0413 | -5754.3633 | -5.8941 | -33.1499 | 480.4193 | -2599.4993 | -2463.2788 | -889.2471 | -86.8877 | 525.6237 | 2803.2947 | 1.0057 | -11.2889 | 125.608 | 0.54839 | 706.1387 | -121.0876 | 179.2187 | 413.0789 | 449.4958 | -1732.7275 | -3.2191 | 3338.5068 | 862.9886 | 4762.5469 | -260.8969 | -271.9808 | 2472.458 | -1238.5828 | 1264.6707 | 1800.9294 | -2494.7236 | -1373.6183 | 8134.1719 | 210.1043 | -173.8135 | 158.7417
2030-04-09 | 16 | -39.9632 | 1105.4111 | -59.4889 | -584.7333 | -152.1646 | -1592.949 | -11053.1768 | 2356.8728 | -961.2452 | -339.0984 | 3778.7153 | 195.0005 | 1639.6379 | 51.5775 | 2005.606 | 1.6118 | 15.8668 | 209.9994 | -172.0549 | 411.5962 | -1561.2241 | -5700.5044 | -25.6063 | -26.9926 | 382.4506 | -2606.3538 | -2509.448 | -859.3831 | -81.3944 | 469.2032 | 2849.3364 | 1.6007 | 5.8429 | 237.55 | 0.58858 | 609.2623 | 436.3843 | 306.4776 | 0.99862 | 439.6986 | -1700.2236 | -78.1522 | 3755.1572 | 880.2833 | 4761.0078 | -248.2406 | -272.1413 | 3174.7236 | -502.0773 | 1219.252 | 1493.8525 | -1925.4125 | -1525.2067 | 8694.2139 | 210.1042 | -228.6304 | 162.1703
2030-04-09 | 17 | -39.9515 | 1461.3986 | -56.3931 | -559.1386 | 86.7476 | -1634.8182 | -11074.6553 | 2759.4622 | -1065.2719 | -343.0874 | 3779.4172 | 194.9988 | 1647.2786 | 208.3195 | 2079.8879 | -717.5425 | -15.1397 | 209.9994 | -183.2148 | 283.3775 | -1408.5565 | -5725.1606 | -59.1224 | -16.9882 | 411.2062 | -2501.2224 | -2406.7178 | -857.0771 | -94.4607 | 477.7625 | 2700.8 | 605.7917 | 39.7731 | 294.1603 | 0.6647 | 512.4127 | 540.924 | 6.0419 | 100.2277 | 449.8466 | -1995.5834 | -184.5643 | 4099.4512 | 1100.6826 | 4872.2788 | -3.4424 | -272.1855 | 4160.4443 | 222.5909 | 1204.3148 | 1667.3929 | -2062.0195 | -1398.5928 | 7098.1826 | 210.1043 | -219.5142 | 144.734
2030-04-09 | 18 | -49.2881 | 1106.8 | -62.6657 | -606.8823 | -49.0666 | -1494.603 | -10396.6846 | 2448.3843 | -1119.5206 | -347.3214 | 3794.6313 | 195.0004 | 1665.2498 | 265.2382 | 2114.3711 | -1223.6619 | -187.7708 | 209.9994 | -187.6908 | 336.8112 | -1473.0488 | -5937.8071 | 1.0015 | -19.2863 | 460.3456 | -2737.5371 | -2555.6379 | -812.0336 | -76.5271 | 564.851 | 2718.3809 | 1578.89 | 20.2936 | 520.4585 | 0.6224 | 579.6483 | 2710.4883 | -4.5578 | 0.99905 | 449.7614 | -2101.1826 | -15.6194 | 4207.9629 | 1187.0011 | 4899.5767 | -10.3222 | -271.8775 | 4207.8154 | 195.8597 | 1303.9081 | 1958.3032 | -2250.249 | -1680.8401 | 9068.9834 | 210.1043 | -210.4361 | 137.6499
2030-04-09 | 19 | -66.4574 | 531.2514 | -69.2127 | -624.1956 | -400.9687 | -1139.6396 | -9097.5791 | 1688.2384 | -653.8729 | -349.5147 | 3821.5808 | 194.999 | 1384.6156 | 363.0871 | 2176.1741 | -1529.868 | -237.8733 | 209.9994 | -180.2857 | 337.8225 | -1499.3472 | -6119.2153 | 22.2092 | -16.1238 | 430.5666 | -2916.7363 | -2581.4531 | -699.6564 | -56.5425 | 595.2186 | 2606.6553 | 3686.7522 | 23.0811 | 890.1524 | 0.63582 | 470.1304 | 4522.2554 | -83.9476 | 1.0041 | 314.6002 | -2256.9863 | -3.0136 | 4194.0947 | 1225.151 | 4857.748 | -3.5982 | -271.7934 | 4405.0522 | 353.4297 | 1391.2458 | 1965.0125 | -1850.2278 | -1669.4783 | 10906.2939 | 0.10423 | -234.9782 | 111.3302
2030-04-09 | 20 | -68.8861 | 375.7188 | -71.1564 | -625.7633 | -530.052 | -1052.7039 | -8566.5771 | 1349.291 | -498.3815 | -351.7137 | 3842.4934 | 195 | 1614.1885 | 399.3358 | 2206.895 | -1674.2262 | -335.6319 | 209.9994 | -185.4998 | 334.6775 | -1525.5016 | -6036.2212 | -2.0031 | -18.2359 | 528.9216 | -2946.6326 | -2594.0881 | -672.7008 | -53.574 | 568.0447 | 2484.2825 | 3972.6724 | 23.664 | 941.1333 | 0.65772 | 527.2888 | 5235.8804 | -83.728 | 1.0008 | 278.894 | -2397.7747 | -103.9007 | 4358.2827 | 1234.0789 | 4967.2817 | -3.5266 | -271.8074 | 3819.1238 | -334.226 | 1304.4559 | 2016.2134 | -1984.6302 | -1409.6348 | 11801 | 0.10423 | -200.8659 | 91.3077
2030-04-09 | 21 | -70.3215 | 346.24 | -75.3049 | -632.5291 | -563.8967 | -1051.9457 | -8165.689 | 1248.6559 | -820.8707 | -351.7036 | 3812.4036 | 194.9994 | 1866.193 | 403.1722 | 2206.2441 | -1683.7024 | -306.2013 | 209.9994 | -207.9289 | 387.7922 | -1609.0673 | -5928.8647 | -16.6235 | -16.1269 | 574.2441 | -2958.0742 | -2605.896 | -668.8918 | -52.7411 | 507.8363 | 2443.887 | 3966.0676 | 24.331 | 965.1651 | 0.68932 | 529.0942 | 5532.021 | -3.047 | 0.99432 | 151.3734 | -2319.5242 | -91.353 | 4381.4746 | 1224.8181 | 4976.106 | -3.124 | -271.6766 | 3770.0081 | -794.268 | 1222.7992 | 1904.7189 | -1805.9 | -1517.7983 | 11766.7969 | 210.1043 | -162.8952 | 95.015
2030-04-09 | 22 | -62.4369 | 471.2712 | -69.7367 | -622.2204 | -482.3386 | -1135.3247 | -8916.0322 | 1663.6353 | -236.8426 | -349.1208 | 3787.6543 | 194.9996 | 2103.6816 | 390.6204 | 2195.2795 | -1775.4823 | -381.181 | 209.9994 | -264.5284 | 402.5418 | -1376.6957 | -5375.5361 | -0.33549 | -17.1572 | 1041.5892 | -2824.334 | -2520.1472 | -696.3293 | -61.5091 | 562.5362 | 2438.7791 | 3422.8328 | 2.4145 | 812.7681 | 0.64548 | 720.779 | 4941.3911 | -4.9104 | 64.3359 | 350.1057 | -2275.3477 | 1.0016 | 3482.7271 | 1153.6565 | 4220.0894 | -2.9257 | -271.5483 | 3707.1147 | -353.2991 | 966.5279 | 1714.1407 | -1717.9725 | -224.3533 | 11076.5586 | 210.1042 | -5.9757 | 73.942
2030-04-09 | 23 | -50.9591 | 908.1628 | -61.426 | -603.9669 | -95.3268 | -1424.614 | -10540.2549 | 2504.3533 | -96.6959 | -342.2429 | 3771.167 | 194.9999 | 2117.2888 | 386.5132 | 2189.3911 | -1674.4761 | -364.4962 | 209.9994 | -269.9978 | 417.4481 | -1169.752 | -4982.373 | 34.5679 | -25.4101 | 1121.9358 | -2777.7874 | -2482.6174 | -791.1218 | -71.2791 | 645.7922 | 2555.1472 | 2577.3811 | 42.3792 | 589.8491 | 0.59706 | 711.7031 | 3193.7322 | -87.5764 | 0.99996 | 449.605 | -2214.0173 | 207.8092 | 3587.1243 | 1231.7606 | 4293.8354 | -2.7918 | -271.8638 | 2723.5161 | -1344.5542 | 1107.1433 | 1240.1975 | -2440.7312 | -728.3619 | 9644.1895 | 210.1042 | -126.2529 | 71.5036
2030-04-09 | 24 | -36.1199 | 1655.0121 | -51.3067 | -554.4839 | -99.8673 | -1759.8726 | -11103.1123 | 2907.7231 | 649.8055 | -297.3785 | 3579.0171 | 173.6321 | 1826.2173 | 406.1575 | 2209.6885 | -1359.808 | -376.9806 | 209.9994 | -236.8811 | 399.0345 | -961.9177 | -4782.5889 | -100.8956 | -44.6739 | 832.4797 | -2669.0735 | -2497.3813 | -902.5657 | -106.7634 | 455.3289 | 2527.9636 | 957.6772 | 110.5107 | 268.164 | 0.62018 | 908.986 | 1195.5233 | 1.0011 | 0.99561 | 366.5385 | -2308.9343 | -50.2559 | 3037.8586 | 1248.052 | 3857.3064 | -2.2238 | -271.9171 | 2202.4656 | -2008.2131 | 980.8005 | 78.9861 | -2058.4058 | -2.7526 | 7389.1431 | 210.1043 | -223.0661 | 50.7183
2030-04-10 | 1 | -60.3765 | 901.6472 | -56.9163 | -527.3313 | -755.3276 | -1174.9718 | -8532.1396 | 1325.3682 | 1806.7709 | -309.204 | 3727.5308 | 105.9426 | 1508.6926 | 423.2496 | 2215.978 | -1287.524 | -4.7566 | 209.9994 | -315.9428 | 364.2337 | -934.9677 | -5099.3926 | -160.3205 | -36.285 | 1342.0531 | -2975.4673 | -2176.3064 | -728.5641 | -89.2231 | 235.398 | 2431.8105 | 3588.043 | 205.1288 | 814.3125 | 1.2721 | 589.7578 | 3617.7744 | -1.4355 | 1.0012 | 0.99811 | -2277.1238 | -382.2144 | 2691.7166 | 1146.6448 | 3765.8252 | -2.3408 | -271.8084 | 3082.7668 | -1686.8124 | 905.9054 | -1317.176 | -955.8771 | 76.4743 | 2999.4797 | 210.1043 | -347.1312 | 141.3359
2030-04-10 | 2 | -38.6572 | 1743.9559 | -50.9515 | -506.2189 | -181.7344 | -1721.6382 | -9245.3643 | 2651.8428 | 1970.361 | -327.6328 | 3420.697 | -8.0844 | 2061.9504 | 267.9847 | 2260.3865 | -641.5634 | -22.4503 | 209.9994 | -289.9546 | -117.0905 | -587.4666 | -4897.189 | -259.1082 | -78.6765 | 1498.0363 | -2693.6409 | -1697.8636 | -899.0611 | -125.8633 | 241.3908 | 2497.3865 | 1633.5698 | 280.3405 | 361.7263 | 0.64912 | 1228.1295 | 1727.7919 | -99.1846 | -3.7472 | -230.3251 | -2154.0674 | -565.6591 | 2639.8936 | 1078.3447 | 3747.8538 | 1.005 | -278.5159 | 1510.3105 | -2915.4009 | 282.0508 | -2027.7325 | -1242.1854 | 1445.9941 | 5858.8799 | 210.1042 | -158.9701 | 123.0587
2030-04-10 | 3 | -30.373 | 2056.0583 | -52.8043 | -371.9756 | 25.4955 | -1973.1212 | -10515.5039 | 3146.5537 | 2068.061 | -372.1925 | 2739.5154 | -35.9731 | 1995.9677 | 152.2137 | 1940.6233 | -165.9291 | 2.7981 | 209.9994 | -236.0556 | -67.5055 | -463.8534 | -4191.2192 | -254.8831 | -103.8652 | 1280.4916 | -2482.228 | -1677.9866 | -921.7006 | -144.7823 | 209.2408 | 2181.3779 | 4.4462 | 36.2461 | 188.4633 | 0.61531 | 1419.7709 | -540.9304 | -48.3363 | 299.1507 | 0.99962 | -2127.426 | -475.6717 | 1739.7546 | 818.2416 | 3202.6753 | -2.7441 | -329.7135 | 1013.7217 | -3875.3318 | 200.2124 | -1405.0065 | -2102.0732 | 1905.6852 | 5294.5215 | 210.1043 | -1.4707 | 166.9853
2030-04-10 | 4 | -29.6175 | 1759.5746 | -53.0618 | -334.6266 | -4.6812 | -1886.6106 | -9478.7422 | 2877.3809 | 1917.7377 | -373.6618 | 2985.783 | -87.9935 | 2007.8204 | 0.99779 | 1557.7585 | -37.5741 | 144.6603 | 209.9994 | -89.0415 | -95.7698 | -459.5156 | -3998.1411 | -217.9724 | -118.8233 | 888.3313 | -2326.0645 | -1327.6528 | -862.5214 | -131.7711 | 277.7818 | 1992.9268 | 4.4392 | -76.6628 | 201.0404 | 0.67334 | 1266.1462 | -289.136 | -1.141 | 325.1686 | 1.003 | -2147.0715 | -394.8492 | 1655.3175 | 790.2276 | 3176.1162 | 5.1727 | -278.1793 | 1148.6295 | -3753.439 | 246.3282 | -1078.5204 | -2398.6443 | 1799.663 | 9914.5264 | 210.1043 | -38.1803 | 122.732
2030-04-10 | 5 | -34.0121 | 1830.7577 | -53.6564 | -345.6355 | 27.4941 | -1961.6476 | -9626.1328 | 3009.9199 | 2255.3303 | -363.8805 | 3389.8057 | -26.4634 | 2038.5856 | -8.9447 | 1590.1254 | 101.0932 | 170.1957 | 209.9994 | -102.7229 | -122.4874 | -634.463 | -4487.9189 | -234.7187 | -120.4811 | 910.983 | -2359.8025 | -1449.4436 | -894.5133 | -138.1093 | 242.3023 | 2032.7061 | 3.5718 | -84.7125 | 184.6899 | 0.61019 | 1401.8 | -217.6672 | 41.8438 | 318.1591 | 1.0016 | -2171.1995 | -447.757 | 1661.8677 | 974.4766 | 3127.5073 | 46.4063 | -277.9189 | 2233.6338 | -2633.9397 | 297.3422 | -1065.2734 | -2386.6931 | 1574.792 | 9462.374 | 210.1043 | -55.903 | 75.8247
2030-04-10 | 6 | -24.5812 | 2323.3049 | -55.821 | -342.801 | 938.5648 | -2242.6118 | -12937.4531 | 4860.7661 | 1818.8859 | -375.4698 | 3178.8914 | -56.4747 | 2026.2805 | 16.1646 | 1760.9736 | 101.0208 | 184.515 | 209.9994 | -151.8859 | -257.0549 | -951.9069 | -4655.5068 | -219.3283 | -109.1367 | 840.9363 | -2474.991 | -1241.0583 | -988.278 | -165.0183 | 383.7948 | 2396.7505 | 0.99633 | 107.6983 | 1.0013 | 0.58865 | 1407.1228 | -1839.3503 | -101.0972 | 148.6616 | 0.99843 | -2030.2032 | -232.8949 | 1921.8601 | 841.5936 | 3307.3506 | -2.1492 | -272.0828 | 2056.3127 | -3401.0142 | 363.0477 | -87.9394 | -3902.9097 | 1268.7482 | 847.764 | 210.1043 | 19.3295 | 70.9408
2030-04-10 | 7 | -28.8345 | 1947.741 | -62.9541 | -370.6895 | 1061.5188 | -2144.6558 | -13208.5361 | 4921.2002 | 471.364 | -352.6324 | 3225.0444 | 58.7902 | 2143.1758 | 94.7784 | 1829.7662 | 61.0698 | 40.9879 | 209.9994 | -151.107 | -166.6943 | -987.1457 | -4116.3682 | -154.8651 | -89.1756 | 847.2499 | -2404.9419 | -1413.207 | -940.6135 | -149.9743 | 493.2102 | 2440.0779 | 0.98136 | 32.4647 | 71.2854 | 0.6097 | 916.0902 | -1226.3068 | -123.7596 | 228.0929 | 1.0007 | -2362.9297 | -78.0665 | 2181.8235 | 1195.1621 | 3557.21 | -2.1992 | -271.663 | 2041.1599 | -2882.6279 | 556.7743 | 440.3524 | -4018.801 | 854.29 | 700.7534 | 210.1043 | 40.798 | 28.1509
2030-04-10 | 8 | -29.5021 | 1791.2615 | -63.6083 | -385.0602 | 938.8397 | -2162.6028 | -13356.6025 | 4666.1157 | -279.8058 | -359.1551 | 3457.8289 | 78.7701 | 2137.4941 | 270.7814 | 2120.0364 | -243.7385 | 0.99714 | 209.9994 | -193.9927 | -51.0135 | -1044.9923 | -3920.3367 | -140.9135 | -58.9096 | 1085.6075 | -2419.0808 | -1516.3376 | -955.8781 | -133.3422 | 521.043 | 2699.8142 | 2.4994 | 47.5972 | 0.99813 | 0.6827 | 298.8669 | -868.2672 | -2.469 | 1.0031 | 1.0005 | -2333.9285 | -132.7449 | 3255.4856 | 1257.0321 | 4305.0293 | -2.3993 | -271.4329 | 2205.2454 | -2236.6382 | 536.7988 | 112.6388 | -3514.5835 | 125.772 | -476.231 | 210.1042 | 14.2295 | 104.0315
2030-04-10 | 9 | -26.0968 | 1958.8108 | -59.6475 | -356.5039 | 704.5258 | -2231.4221 | -14032.6895 | 4472.4814 | -3.1317 | -345.3795 | 3747.0784 | 154.2356 | 2137.0186 | 268.3647 | 2106.5457 | -847.1425 | -41.6623 | 209.9994 | -192.4269 | 41.2726 | -1135.5768 | -4002.5422 | -144.4549 | -41.4108 | 1014.6273 | -2374.0701 | -1613.0652 | -981.8017 | -134.9725 | 455.491 | 2889.1335 | 2.795 | 2.7124 | -169.9164 | 0.60325 | -61.6123 | -2315.9602 | 0.99903 | 1.007 | 357.5135 | -2115.8479 | -155.9623 | 3217.3684 | 1211.8624 | 4197.0854 | -2.2426 | -271.7229 | 2175.5544 | -1994.5559 | 562.127 | 190.1363 | -3058.2524 | -2.5166 | -295.316 | 210.1042 | -34.6752 | 149.4054
2030-04-10 | 10 | -26.8156 | 1857.7068 | -59.4043 | -366.8293 | 593.0742 | -2152.7004 | -13862.9111 | 4251.4814 | -152.735 | -344.4837 | 3771.0847 | 161.1034 | 2140.8391 | 304.1527 | 2120.04 | -908.0683 | -146.4795 | 209.9994 | -149.9536 | 64.366 | -1121.6227 | -3633.4832 | -130.7852 | -45.5424 | 844.2515 | -2298.8589 | -1469.4172 | -956.9519 | -128.976 | 451.1911 | 2763.7275 | 2.5656 | -56.7223 | -141.7778 | 0.61683 | -148.8208 | -2064.0244 | 1.0006 | 0.99784 | 449.6311 | -2042.5942 | -165.4115 | 3251.5063 | 1105.9999 | 4206.3105 | -2.2252 | -271.8338 | 1439.9495 | -2805.4788 | 683.9564 | 571.7442 | -2932.7542 | -7.2397 | -139.7291 | 210.1042 | -42.2214 | 148.8515
2030-04-10 | 11 | -30.5026 | 1700.5311 | -60.2762 | -387.9568 | 624.9371 | -2042.8245 | -13902.5693 | 4318.3042 | -420.5522 | -354.8892 | 3617.627 | 115.2781 | 2147.5288 | 310.6957 | 2134.9563 | -806.4519 | -205.9132 | 209.9994 | -131.3316 | 28.3426 | -1036.7572 | -3084.6348 | -107.9518 | -62.4161 | 782.5377 | -2289.0491 | -1173.6947 | -921.0966 | -123.7349 | 514.7999 | 2659.8215 | 2.7923 | -66.9638 | -43.8015 | 0.63532 | -44.9638 | -1577.0634 | 102.7917 | 1.0065 | 444.2831 | -1901.0073 | -99.0448 | 3384.2246 | 982.9096 | 4358.1768 | -2.305 | -272.0454 | 509.6135 | -3634.6582 | 640.9282 | 590.0568 | -2971.6709 | -0.70575 | 453.9203 | 210.1043 | -28.5197 | 151.8568
2030-04-10 | 12 | -32.1541 | 1559.7507 | -61.361 | -399.8463 | 356.0226 | -1979.5397 | -13490.708 | 3953.7651 | -2.9526 | -351.5492 | 3555.564 | 127.9316 | 2149.4995 | 269.4365 | 2113.9207 | -484.676 | -190.5012 | 209.9994 | -164.1713 | 151.6151 | -1127.1466 | -2938.2869 | -79.945 | -58.8286 | 997.7841 | -2268.2861 | -1379.1165 | -902.1453 | -115.5995 | 497.2318 | 2584.6072 | 2.9802 | -147.359 | 0.99585 | 0.62088 | -65.1765 | -1158.464 | 106.7344 | 40.1365 | 449.4659 | -1783.4622 | -37.9492 | 3433.5469 | 979.957 | 4423.8613 | -2.3073 | -272.264 | 402.2559 | -3668.8833 | 673.9167 | 368.9423 | -2492.5195 | -0.72942 | 1427.205 | 210.1042 | -59.143 | 161.3695
2030-04-10 | 13 | -28.6415 | 1584.1807 | -61.2159 | -402.6 | 194.3327 | -2030.0972 | -13154.5234 | 3437.2432 | -131.6508 | -341.3079 | 3502.7983 | 178.3319 | 2148.4714 | 271.3137 | 2108.3577 | -182.101 | -185.0127 | 209.9994 | -218.011 | 349.0747 | -1211.7563 | -2484.1497 | -78.4602 | -30.1097 | 1296.0657 | -2240.895 | -2161.4966 | -922.4381 | -110.4785 | 426.3937 | 2583.5454 | 2.8579 | -243.4288 | -113.2509 | 0.61326 | -340.4121 | -1296.6799 | 137.9517 | 70.4295 | 449.4768 | -1940.8016 | 1.0028 | 3261.8337 | 949.0991 | 4325.0005 | -49.0243 | -272.0174 | 1007.1567 | -2775.1013 | 706.1353 | 1169.5344 | -2382.0786 | -46.6772 | 3248.1689 | 210.1042 | -16.1705 | 169.1736
2030-04-10 | 14 | -34.2083 | 1306.187 | -64.8124 | -420.5438 | 163.1232 | -1953.7452 | -13056.8369 | 3391.665 | -254.8272 | -341.7964 | 3669.7898 | 182.7839 | 2150.948 | 309.5267 | 2122.8577 | 267.1084 | -196.9149 | 209.9994 | -254.8981 | 289.2839 | -1276.2556 | -3446.6555 | -41.0706 | -16.68 | 1356.5603 | -2259.0659 | -1898.0062 | -896.8275 | -97.8913 | 489.2233 | 2578.1445 | 491.4423 | -246.9032 | -55.5315 | 0.61069 | -493.5322 | -693.6892 | 83.4164 | 115.8082 | 449.4312 | -2052.3345 | 0.99656 | 3048.0083 | 745.7377 | 4326.3794 | -222.6489 | -272.0021 | 496.3379 | -3547.1672 | 1018.0349 | 2201.9302 | -2576.3538 | -329.1714 | 5887.9092 | 210.1042 | -12.6401 | 129.1999
2030-04-10 | 15 | -36.3007 | 1201.985 | -67.8124 | -485.0754 | 10.9017 | -1873.1246 | -12690.6494 | 3064.5396 | -472.6127 | -339.5507 | 3867.5291 | 195 | 2136.4453 | 365.2963 | 2136.8691 | 664.6047 | -167.6743 | 209.9994 | -216.1331 | 288.1103 | -1340.4014 | -5012.6602 | -83.0946 | -20.4744 | 827.7189 | -2476.9529 | -1726.6571 | -894.598 | -91.9025 | 469.5334 | 2465.2969 | 682.0995 | -79.4992 | -6.392 | 0.68296 | -130.1937 | -129.9031 | 376.789 | 1.0025 | 345.0983 | -2211.3086 | -183.7878 | 4121.6621 | 1016.7747 | 4937.7354 | -2.3573 | -272.1628 | 1670.7537 | -2371.2417 | 1101.1587 | 1343.214 | -2199.2463 | -1406.7382 | 6949.27 | 210.1042 | -181.4457 | 154.4574
2030-04-10 | 16 | -37.1248 | 1034.5267 | -58.1243 | -551.4954 | -69.2568 | -1723.9956 | -12345.0918 | 2903.0291 | -1206.1044 | -340.0819 | 3749.6606 | 194.9995 | 2109.4187 | 376.4921 | 2143.0891 | 572.3099 | -112.9466 | 209.9994 | -184.129 | 85.6398 | -1298.0566 | -5579.6265 | -60.282 | -32.0118 | 499.2177 | -2630.6001 | -1773.6282 | -875.5518 | -82.3245 | 538.5206 | 2447.9993 | 968.3392 | 20.0928 | 138.4801 | 0.67605 | 526.9132 | 619.5275 | 395.8362 | 1.0041 | 187.7343 | -2272.7256 | -263.3714 | 4166.0234 | 988.6738 | 4989.7793 | -2.3933 | -350.0579 | 2025.7334 | -2011.6514 | 1055.7299 | 1188.9248 | -1976.9353 | -1576.9146 | 7812.8564 | 210.1042 | -170.8921 | 125.1972
2030-04-10 | 17 | -32.8363 | 706.4563 | -65.1988 | -513.9965 | -303.1529 | -1554.2861 | -12120.2061 | 2687.8989 | -1648.1464 | -339.3593 | 3658.8718 | 194.9998 | 1935.2812 | 379.1013 | 2150.8484 | 323.3512 | -201.7036 | 209.9994 | -191.3136 | 85.9179 | -1414.9832 | -5856.5986 | -70.5309 | -35.2994 | 517.1099 | -2319.4045 | -1691.6393 | -828.3614 | -78.7793 | 531.8633 | 2531.1658 | 886.4517 | 67.562 | 103.6145 | 0.62648 | 610.9353 | 417.777 | 38.3314 | 0.99803 | 373.1914 | -2217.8792 | -276.6617 | 3791.7666 | 919.1233 | 4889.3486 | -265.6942 | -272.1666 | 2472.1982 | -2074.7634 | 1058.0289 | 1080.2615 | -1828.7281 | -1735.8945 | 9842.6543 | 210.1042 | -168.0922 | 75.6304
2030-04-10 | 18 | -29.9322 | 670.4294 | -57.0622 | -512.3411 | -349.9049 | -1523.8501 | -12124.9883 | 2551.7214 | -1212.4712 | -339.371 | 3817.3455 | 194.9992 | 2010.5162 | 388.7321 | 2155.9746 | 310.1301 | -194.6162 | 209.9994 | -219.6907 | 44.9019 | -1338.8553 | -5827.5435 | -78.7431 | -35.926 | 780.0604 | -2315.1948 | -1641.1495 | -822.5533 | -79.3005 | 540.2891 | 2380.6433 | 916.1281 | 60.1523 | 85.5273 | 0.6778 | 638.5031 | 437.6761 | -50.6327 | 0.83082 | 378.585 | -2300.8677 | -307.2733 | 4272.6841 | 1159.2308 | 5052.7842 | 0.9944 | -271.9165 | 3763.8303 | -1060.2196 | 1035.504 | 900.8439 | -1586.391 | -1536.1583 | 9145.2266 | 210.1042 | -183.7509 | 61.3805
2030-04-10 | 19 | -36.2778 | 824.1491 | -62.6161 | -553.9581 | -432.9993 | -1637.5057 | -12164.5586 | 2436.1604 | -1043.3958 | -336.8281 | 3500.2412 | 195.0007 | 2103.4373 | 299.0566 | 2117.4612 | 328.2559 | -98.7446 | 209.9994 | -174.3873 | 165.6787 | -1404.0051 | -5970.7588 | -59.7894 | -51.3914 | 454.3152 | -2684.3533 | -1876.5278 | -857.3906 | -79.769 | 500.8138 | 2473.0334 | 1086.6381 | 28.6135 | 179.3622 | 0.63084 | 784.5807 | 898.8531 | 75.251 | 437.2718 | 449.3987 | -2351.1328 | -231.0343 | 3470.3958 | 1049.7516 | 4684.4058 | -3.0427 | -272.2632 | 3214.4646 | -1871.2037 | 1147.3965 | 1254.2644 | -1611.2113 | -1400.9653 | 9264.248 | 210.1042 | -133.5563 | 77.3388
2030-04-10 | 20 | -39.2572 | 809.2141 | -61.1196 | -554.3773 | -416.6828 | -1630.2952 | -12208.6572 | 2524.1848 | -446.1279 | -351.4355 | 3389.6125 | 131.9583 | 2121.1516 | 269.3189 | 2123.0049 | 69.3826 | -4.1681 | 209.9994 | -184.7325 | 75.2781 | -1454.5682 | -6087.9688 | -62.1869 | -66.0785 | 732.4432 | -2715.636 | -1675.7222 | -855.683 | -79.9556 | 536.5037 | 2491.5466 | 1228.176 | 46.7647 | 289.3945 | 0.61273 | 1008.5853 | 990.3074 | 1.0012 | 1.0096 | 292.2845 | -2293.2537 | -174.7934 | 3410.3315 | 950.8689 | 4294.314 | -2.4575 | -271.8861 | 2575.1475 | -2845.458 | 887.9775 | 828.3546 | -1937.7986 | -619.0189 | 9933.9932 | 210.1042 | -99.2106 | 74.4755
2030-04-10 | 21 | -33.5384 | 907.1397 | -61.7267 | -545.2839 | -483.7567 | -1729.8262 | -12421.2959 | 2671.7551 | -687.2455 | -360.2992 | 3579.4736 | 87.4623 | 2122.3442 | 177.9173 | 2100.5171 | -93.8863 | 2.5431 | 209.9994 | -277.5951 | 16.8779 | -1430.5243 | -5926.0381 | -74.1511 | -63.2997 | 1444.2196 | -2655.4133 | -1397.788 | -877.5559 | -86.7677 | 537.3699 | 2479.2979 | 435.0779 | 62.973 | 183.7784 | 0.6211 | 1045.9437 | 321.9763 | 1.0006 | 1.0003 | 210.9448 | -2190.9189 | -118.948 | 3372.5999 | 865.8599 | 4244.7339 | -2.5475 | -271.7728 | 2467.5139 | -3296.8311 | 713.8641 | 986.2404 | -1834.8131 | -0.73426 | 9553.7578 | 210.1042 | -3.1479 | 49.6531
2030-04-10 | 22 | -29.7242 | 926.0186 | -55.6387 | -542.9871 | -387.7238 | -1743.7209 | -12649.1807 | 2557.2646 | -158.5084 | -344.1638 | 3529.1729 | 161.3157 | 1876.1586 | 109.876 | 2044.7209 | -105.9769 | 2.051 | 209.9994 | -317.6941 | 344.3588 | -1467.7504 | -5632.5991 | -78.4627 | -41.2147 | 1453.7894 | -2563.0581 | -1574.5964 | -885.4557 | -86.8582 | 477.5043 | 2884.4978 | 1.585 | 17.4794 | 107.0694 | 0.59301 | 39.1097 | 44.8973 | 1.0004 | 2.6549 | 163.9381 | -2234.4417 | -3.4737 | 3137.7393 | 896.3004 | 4047.2861 | -2.6111 | -271.6825 | 3455.2075 | -1978.213 | 911.1729 | 1384.958 | -1657.73 | -98.3901 | 9929.7939 | 210.1042 | -22.1416 | 94.468
2030-04-10 | 23 | -44.1856 | 739.2136 | -68.4562 | -419.0881 | -261.9606 | -1759.222 | -12774.4141 | 2525.2141 | -57.7402 | -334.5025 | 3307.6326 | 188.09 | 2125.4844 | 140.2053 | 2038.5509 | -102.4712 | 14.322 | 209.9994 | -329.1868 | 313.5044 | -1383.1113 | -5260.75 | -1.6852 | -19.1031 | 1571.9611 | -2294.7646 | -1664.4745 | -823.0736 | -75.1234 | 567.2763 | 2704.2734 | 598.1127 | -183.6532 | 244.3654 | 0.57889 | 57.6448 | -334.0576 | 0.99984 | 1.0081 | 165.3745 | -2047.2362 | 219.6122 | 2722.6741 | 914.8217 | 3741.002 | -2.1324 | -271.5132 | 3041.0225 | -2153.7397 | 1063.6969 | 1224.6041 | -2090.6914 | -871.4079 | 9743.4199 | 210.1042 | -88.0009 | 141.3589
2030-04-10 | 24 | -33.1108 | 1280.1096 | -59.6124 | -385.1223 | 22.8744 | -1984.5815 | -13620.292 | 3413.468 | 716.2587 | -359.7764 | 3310.5518 | 72.9145 | 2138.396 | 162.769 | 2057.0715 | 98.7634 | 1.0002 | 209.9994 | -364.7025 | -51.9833 | -841.325 | -5012.8145 | -70.8789 | -35.646 | 2113.9863 | -2324.4727 | -1126.5784 | -904.6731 | -100.3316 | 600.9095 | 2674.1643 | 0.9847 | -0.5324 | 37.6348 | 0.59697 | 374.1495 | -1011.0892 | 0.98665 | 144.4037 | 0.99737 | -2279.5107 | 0.99859 | 2884.3762 | 963.862 | 4031.7207 | -2.3298 | -271.7718 | 2461.9504 | -2832.2725 | 811.0009 | 47.6956 | -1968.8376 | 300.8842 | 6429.8003 | 210.1042 | -139.7716 | 41.5781
2030-04-11 | 1 | -25.3452 | 1750.8206 | -54.669 | -346.7802 | 38.983 | -2050.842 | -12896.249 | 3568.019 | 1988.4526 | -364.0204 | 3322.2693 | -0.71708 | 2092.2908 | -90.7593 | 1703.6481 | -51.0062 | 69.9748 | 209.9994 | -365.4287 | -323.4347 | -523.6766 | -4577.793 | -145.2459 | -69.416 | 2374.6216 | -2312.063 | -124.8793 | -919.1883 | -135.3975 | 535.0879 | 2445.2703 | 0.98588 | 111.548 | -0.65191 | 0.56686 | 731.5531 | -1160.9504 | 1.004 | 1.0005 | 300.5559 | -2006.2289 | -133.504 | 2058.0552 | 824.0156 | 3193.1436 | -2.1398 | -272.1576 | 1173.7731 | -4158.1494 | 405.1132 | -1046.4016 | -2272.2585 | 1561.6619 | 2303.9563 | 210.1043 | -96.9996 | 82.224
2030-04-11 | 2 | -26.6143 | 1380.6287 | -52.4898 | -303.0975 | -240.8976 | -1570.1179 | -9500.583 | 2466.2266 | 1983.988 | -357.0272 | 3277.6472 | 0.99811 | 2101.4409 | -184.0549 | 1408.9119 | 101.0582 | 165.6544 | 209.9994 | -142.2303 | -218.5952 | -410.4352 | -4350.0532 | -143.3275 | -93.2831 | 1413.1049 | -2057.4397 | -30.9029 | -754.9649 | -120.2634 | 428.501 | 1890.9739 | 0.97879 | -220.2057 | 297.4827 | 0.61649 | 589.6183 | -370.4415 | -4.3271 | 223.8432 | 0.99474 | -2149.2888 | -238.0076 | 1807.686 | 826.702 | 3241.0603 | -2.2952 | -275.6688 | 1505.1564 | -3901.7705 | 382.1019 | -1188.1201 | -1960.2952 | 1626.7152 | 8752.9033 | 210.1042 | -96.3241 | 120.4145
2030-04-11 | 3 | -8.2467 | 615.1566 | -22.8052 | -299.183 | -189.75 | -1016.6829 | -8799 | 2107.5945 | 0.99128 | -159.7718 | 2866.6589 | -12.2065 | 1917.7349 | -19.613 | 1607.7037 | 101.0226 | 197.7261 | 209.9994 | -129.2548 | -98.9966 | -275.1334 | -3249.0986 | -68.8455 | -86.7265 | 1476.226 | -1353.9441 | -238.2028 | -588.4399 | -79.7051 | 529.794 | 1364.7885 | 0.98425 | -638.8212 | 279.864 | 0.73467 | 285.0113 | 108.919 | 1.0007 | 155.1162 | 1.0013 | -2193.2837 | -2.1308 | 1690.3242 | 644.0829 | 3055.4294 | -2.1442 | -272.2187 | 1626.351 | -3926.9641 | 428.0448 | -364.834 | -2659.603 | 1116.4813 | 4966.5342 | 210.1043 | -3.4054 | 123.5553
2030-04-11 | 4 | -2.3989 | 431.2354 | -17.3457 | -106.4256 | -162.3679 | -985.7164 | -8652.8418 | 2372.3896 | 1095.4482 | -122.1202 | 2628.5063 | 0.99913 | 2028.4845 | -297.459 | 1124.8442 | 101.0422 | 327.1742 | 209.9994 | -100.0799 | -175.7841 | -213.9149 | -2758.8315 | -61.7968 | -79.1544 | 1458.4584 | -966.8132 | -74.3135 | -539.8414 | -83.299 | 582.1337 | 905.1096 | 0.98901 | -787.4921 | 70.0165 | 0.94669 | 43.134 | -1558.939 | -1.8527 | 79.1618 | 0.99956 | -2232.3904 | 1.0023 | 1691.7784 | 551.7969 | 2970.8914 | -2.1799 | -272.3429 | 1435.6592 | -4591.3809 | 438.2636 | -556.9629 | -1869.3945 | 1305.5905 | 9754.7295 | 210.1043 | -7.8594 | 108.7127
2030-04-11 | 5 | -3.5471 | 543.3679 | -20.5445 | -118.9174 | -102.3636 | -1041.2682 | -8461.3682 | 2329.5786 | 1433.324 | -121.9641 | 3047.6792 | 26.999 | 2030.6523 | -407.8099 | 873.9753 | 101.0599 | 300.0621 | 209.9994 | -81.6934 | -206.2512 | -366.3568 | -3177.2559 | -86.2813 | -85.2806 | 1346.5891 | -1215.7285 | -103.9344 | -551.299 | -87.3842 | 526.805 | 1203.4238 | 0.98618 | -637.144 | 280.6531 | 1.638 | 264.5871 | -1579.4275 | -1.2407 | 130.9722 | 0.89063 | -2297.7522 | -81.8837 | 1672.5306 | 722.8259 | 2975.1221 | -2.2458 | -275.3865 | 1874.4437 | -3577.5447 | 464.389 | -362.9648 | -2468.3501 | 1310.0708 | 10014.2734 | 210.1043 | -34.7954 | 152.6308
2030-04-11 | 6 | -30.2368 | 1798.5519 | -55.7717 | -328.6678 | 694.7796 | -1795.4476 | -11758.167 | 4110.4277 | 1862.6935 | -276.1548 | 3240.9675 | 101.7335 | 1962.1302 | -565.9446 | 684.5336 | 614.2184 | 177.45 | 209.9994 | -77.8841 | -451.2162 | -503.9326 | -3927.5027 | -169.675 | -108.2045 | 1365.3004 | -1979.1349 | -232.8366 | -811.4728 | -151.7667 | 507.9316 | 1493.2612 | 0.96861 | -408.4876 | 181.2488 | 0.58944 | 635.8887 | -1038.7932 | 1.004 | 66.4254 | 253.3778 | -2366.3652 | -248.157 | 1732.8564 | 847.888 | 2911.719 | -2.3638 | -276.6206 | 1530.3634 | -3888.1992 | 353.3007 | -77.5319 | -3886.9368 | 1326.3563 | 612.39 | 210.1043 | 20.4337 | 116.1268
2030-04-11 | 7 | -24.9921 | 1680.7467 | -59.446 | -285.2197 | 1070.6655 | -1989.5807 | -13167.4971 | 4963.8799 | 912.6353 | -276.1128 | 3014.3147 | 142.4579 | 2152.812 | -428.796 | 964.7993 | 100.8672 | 235.1737 | 209.9994 | -321.0658 | -421.6315 | -558.6105 | -3173.3303 | -88.7194 | -78.6773 | 2586.7754 | -1998.0681 | -395.54 | -842.7049 | -149.108 | 718.5923 | 1618.0436 | 0.9998 | -410.1323 | 5.453 | 0.58899 | 335.1689 | -2504.311 | 15.0042 | 343.5228 | 0.99898 | -2475.0229 | -2.5925 | 1846.6093 | 953.2552 | 3322.9558 | 1.0243 | -277.5625 | 1244.1953 | -4567.0991 | 420.6953 | 481.095 | -3988.7092 | 1181.8784 | 542.9837 | 210.1042 | 41.472 | 57.2349
2030-04-11 | 8 | -17.5035 | 1453.4504 | -58.1804 | -279.226 | 1034.7217 | -1929.8707 | -13388.7002 | 4722.5918 | 304.1854 | -280.6099 | 3068.4604 | 185.4161 | 2158.9036 | -445.9192 | 1111.5856 | 355.7787 | 166.048 | 209.9994 | -350.4604 | -268.848 | -519.7557 | -2364.8411 | -58.3261 | -58.2382 | 2874.2197 | -1850.2886 | -507.0704 | -810.3513 | -135.9162 | 747.4793 | 1674.8307 | 0.97312 | -620.2329 | -2.0688 | 0.5892 | -181.9266 | -2604.1389 | 184.3814 | 399.4375 | 0.99689 | -2420.2483 | 0.9919 | 1967.4216 | 853.4608 | 3417.6499 | -2.6507 | -384.51 | 1525.7576 | -4102.3145 | 357.9723 | 723.5096 | -3805.7776 | 1146.168 | 328.387 | 210.1043 | 153.1955 | 104.9982
2030-04-11 | 9 | -20.1224 | 1175.6228 | -56.505 | -294.5846 | 782.3906 | -1765.4089 | -13364.9961 | 4248.7158 | -3.164 | -289.7613 | 3027.3367 | 194.953 | 2153.8376 | -242.8841 | 1485.1344 | 242.1186 | 51.4011 | 209.9994 | -337.5545 | -119.6858 | -528.9474 | -1664.1453 | -2.6122 | -37.1975 | 2938.3691 | -1699.7167 | -657.7794 | -756.5627 | -118.8429 | 778.9269 | 1770.1572 | 1.0168 | -868.2484 | 50.1305 | 0.60634 | -670.017 | -1911.6976 | 1.0047 | 322.6875 | 0.99832 | -2398.2815 | 130.1631 | 2799.6838 | 893.9756 | 4121.2407 | 0.98559 | -277.1278 | 1387.2642 | -4148.2612 | 401.2377 | 925.3279 | -3651.0173 | 1007.0257 | 299.0181 | 210.1042 | 177.9326 | 92.4857
2030-04-11 | 10 | -25.4111 | 1081.4956 | -57.7951 | -321.6769 | 817.7091 | -1739.2795 | -13647.6523 | 4481.0459 | -263.1003 | -321.084 | 2845.3525 | 172.7076 | 2159.0989 | -183.6725 | 1607.01 | 166.7435 | 1.0031 | 209.9994 | -300.8154 | -291.3582 | -411.8759 | -1175.7438 | -5.6186 | -39.279 | 2906.915 | -1826.9705 | -319.6006 | -761.4847 | -112.5498 | 879.1598 | 1987.8672 | 0.98523 | -697.29 | 95.9762 | 0.61099 | -698.3597 | -1514.6272 | 29.6801 | 292.4535 | 0.98204 | -2273.2771 | 23.5206 | 2964.2734 | 848.7941 | 4215.1704 | 1.387 | -539.1556 | 553.9652 | -5027.4033 | 344.1152 | 116.612 | -3700.678 | 323.1189 | 1023.827 | 210.1042 | 48.2596 | 143.0918
2030-04-11 | 11 | -23.9145 | 990.9941 | -59.1374 | -334.9132 | 715.4467 | -1690.4575 | -13548.1426 | 4387.2114 | -2.8786 | -333.2389 | 2603.0962 | 136.2951 | 2166.7979 | -188.85 | 1651.9454 | 99.8098 | 5.6902 | 209.9994 | -274.5647 | -243.7628 | -505.5319 | -1397.4963 | 30.3654 | -41.2627 | 2693.5396 | -1766.1058 | -391.9216 | -744.9912 | -106.7119 | 897.462 | 1987.6422 | 6.4212 | -773.0759 | 66.3881 | 0.61856 | -741.5528 | -1497.3132 | 19.4624 | 57.2068 | 1.0747 | -2127.7439 | 89.0539 | 3110.3933 | 749.756 | 4111.2808 | -1.8521 | -984.0142 | -1209.5522 | -6843.8594 | 555.1368 | 753.6586 | -3564.2632 | 8.9095 | 2493.3252 | 210.1042 | 4.0277 | 151.5787
2030-04-11 | 12 | -28.3636 | 956.1422 | -61.3985 | -360.157 | 415.554 | -1664.9186 | -13128.0986 | 3878.3242 | -2.8413 | -313.5433 | 3167.6934 | 195.0432 | 2156.7815 | -177.0365 | 1657.4333 | 243.7699 | 23.8159 | 209.9994 | -324.4054 | -218.035 | -612.6365 | -1964.3524 | 1.0014 | -32.3319 | 2953.8369 | -1746.5706 | -519.7514 | -746.1249 | -102.9301 | 805.9503 | 1946.962 | 0.99406 | -799.8409 | 42.1083 | 0.63492 | -823.1115 | -1210.5052 | 6.8217 | 76.6338 | 0.93763 | -2105.1108 | 19.1433 | 3272.2795 | 871.986 | 4279.4131 | -2.9139 | -956.851 | -1269.0409 | -6732.1914 | 501.0037 | 458.4511 | -2915.6873 | 0.99806 | 4350.3247 | 210.1042 | 0.25312 | 132.5781
2030-04-11 | 13 | -30.4816 | 867.3041 | -63.6603 | -385.1257 | 179.3874 | -1635.3384 | -12720.5664 | 3445.6982 | -3.1272 | -322.45 | 3483.2578 | 195.0065 | 2170.126 | -96.131 | 1818.1484 | 338.3784 | 20.9767 | 209.9994 | -304.9682 | -175.7598 | -801.4538 | -2749.0457 | -16.8152 | -22.5665 | 2526.2026 | -1791.1616 | -597.1495 | -745.0877 | -96.0929 | 728.6318 | 2149.1763 | 1.8314 | -752.0996 | 63.201 | 0.61272 | -862.0698 | -1078.6506 | 79.6848 | 291.0453 | 1.0002 | -2140.4714 | -2.711 | 3240.1462 | 988.4105 | 4459.2607 | -2.7101 | -653.861 | 83.4717 | -5151.1548 | 572.2144 | 685.4404 | -2638.9084 | 1.0185 | 7649.0786 | 210.1042 | -2.4335 | 127.7483
2030-04-11 | 14 | -33.0961 | 752.8397 | -67.2684 | -391.8959 | -2.9135 | -1612.9354 | -12334.6875 | 2942.8503 | -3.1328 | -331.5823 | 3748.4375 | 195.0077 | 2166.5483 | -0.82496 | 1958.2598 | 507.301 | 45.2335 | 209.9994 | -336.8545 | -7.5277 | -944.7912 | -3092.1558 | 12.264 | -1.6224 | 2427.9788 | -1867.5072 | -738.9036 | -739.6714 | -88.7318 | 701.459 | 2194.113 | 1.5793 | -669.8622 | 85.383 | 0.63973 | -1015.4879 | -1308.178 | 128.1722 | 339.0171 | 1.0035 | -2279.5291 | 27.0805 | 3015.6626 | 926.6706 | 4340.8545 | -2.7293 | -703.7061 | 781.6895 | -3960.9863 | 706.7929 | 1425.2151 | -2447.4417 | 0.14216 | 9886.0381 | 210.1042 | 23.8617 | 90.0861
2030-04-11 | 15 | -36.6012 | 713.3958 | -70.7217 | -428.226 | -109.2107 | -1628.7866 | -12207.9307 | 2499.1306 | -3.1466 | -341.723 | 3705.6306 | 172.9831 | 2160.2661 | -0.12026 | 2005.5994 | 389.3477 | 62.0487 | 209.9994 | -322.6123 | 37.95 | -1037.6194 | -2625.6562 | -13.4952 | 10.9958 | 2184.0679 | -1981.8027 | -702.3181 | -759.4474 | -82.3285 | 659.2381 | 2408.916 | 212.4874 | -485.9626 | 49.5104 | 0.67322 | -1099.6414 | -997.6656 | 176.608 | 130.2009 | 449.4168 | -2190.9495 | 1.0002 | 3110.3738 | 863.7038 | 4179.8564 | -2.6329 | -440.0217 | 687.5591 | -4212.3228 | 728.8104 | 1111.5768 | -2290.3296 | 0.98803 | 10934.0742 | 210.1042 | -67.4066 | -13.1644
2030-04-11 | 16 | -52.0406 | 300.9983 | -76.8463 | -489.356 | -320.5526 | -1435.9341 | -11892.8223 | 2056.6162 | -66.7949 | -346.2879 | 3645.0708 | 163.8546 | 2162.7012 | 38.9887 | 2030.2222 | 439.1641 | 25.2127 | 209.9994 | -279.1194 | 54.9655 | -994.3954 | -2342.1123 | 30.6245 | 9.8324 | 1928.0255 | -2093.2996 | -545.1218 | -714.1061 | -61.8803 | 736.6648 | 2519.1882 | 1558.6136 | -430.8295 | 323.1829 | 0.64517 | -1047.8347 | 450.0378 | 158.7812 | 1 | 424.388 | -2269.134 | 0.99943 | 3068.8376 | 762.0962 | 4028.6194 | -2.7839 | -694.4452 | 22.4911 | -5405.6436 | 975.6778 | 1666.0422 | -2319.0881 | -378.7674 | 13002.3994 | 210.1042 | -108.8473 | -32.3001
2030-04-11 | 17 | -50.0114 | 34.9005 | -57.447 | -584.8104 | -332.2468 | -1201.8568 | -11563.7236 | 1819.4468 | -216.2554 | -356.3272 | 3591.6387 | 121.3769 | 2159.0259 | 94.5858 | 2066.4492 | 813.9642 | 38.5123 | 209.9994 | -247.8396 | 105.8522 | -959.1373 | -1533.3159 | 76.1353 | 10.3539 | 1799.6157 | -2102.5562 | -451.7906 | -674.6207 | -48.9839 | 808.8555 | 2424.3809 | 2144.1628 | -455.0581 | 473.6863 | 0.6677 | -1109.7861 | 1620.1459 | 209.9942 | 0.99724 | 294.7063 | -2286.6672 | 34.2427 | 3259.8782 | 740.784 | 4232.3511 | -2.4927 | -603.2667 | 324.0838 | -5453.8589 | 1085.2874 | 1187.6704 | -2261.9946 | -837.2255 | 14347.1709 | 210.1042 | -178.1703 | -35.4573
2030-04-11 | 18 | -43.1484 | 1.0187 | -58.528 | -567.5374 | -392.3306 | -1172.6708 | -11862.7354 | 1824.9597 | -338.1653 | -350.597 | 3524.1765 | 111.3909 | 2151.4639 | 162.2 | 2093.6125 | 1074.2389 | -74.4369 | 209.9994 | -234.9449 | 32.4573 | -955.4133 | -1355.9148 | 73.6718 | 3.1299 | 1848.3378 | -2020.0789 | -188.4799 | -670.9549 | -47.4044 | 830.53 | 2203.7087 | 2058.855 | -503.637 | 383.8055 | 0.69954 | -1148.2245 | 1409.0709 | 210.3708 | 1.0032 | 0.99937 | -2284.8064 | 71.6434 | 4006.2295 | 930.6885 | 4862.3174 | -2.7186 | -706.9882 | -136.0574 | -6076.7393 | 1016.1379 | 1115.6979 | -2143.8865 | -758.8671 | 13998.0264 | 210.1042 | -199.6855 | -43.9555
2030-04-11 | 19 | -26.3012 | 151.6527 | -52.3054 | -508.0971 | -247.5033 | -1302.5289 | -12703.8945 | 2066.0051 | -190.7812 | -259.1195 | 3478.3381 | 159.5888 | 2121.7188 | 183.6713 | 2081.2402 | 1094.8456 | -313.3932 | 209.9994 | -283.5267 | 303.33 | -1010.0203 | -1024.6915 | 114.9337 | 13.1721 | 2229.9653 | -1610.9583 | -707.7826 | -663.6505 | -50.4871 | 808.8688 | 1584.4102 | 37.2354 | -954.8483 | 1.0008 | 0.63016 | -1523.7155 | -794.3176 | 170.4885 | 125.6037 | 449.8987 | -2367.7646 | 291.068 | 3746.7773 | 861.205 | 4692.4009 | -2.6743 | -274.8437 | 1033.7787 | -5106.2803 | 1182.7068 | 1829.4087 | -2488.4473 | -651.2181 | 10821.9082 | 210.1042 | -134.2666 | -33.8839
2030-04-11 | 20 | -25.2426 | 263.8964 | -50.4106 | -502.107 | -311.5795 | -1285.3699 | -12357.8809 | 2015.6549 | -3.1413 | -130.3447 | 3370.1465 | 81.4277 | 2142.0789 | 206.8705 | 2095.1631 | 996.6567 | -346.3473 | 209.9994 | -260.1344 | 127.6742 | -916.0195 | -933.4128 | 66.824 | -12.5085 | 2301.106 | -1606.8251 | -528.4352 | -659.5065 | -62.8542 | 773.7712 | 1451.6853 | 4.4485 | -985.7508 | 14.4876 | 0.81176 | -1331.1975 | -822.5739 | 651.7746 | 181.454 | 227.7373 | -2361.0388 | 94.1235 | 3939.2507 | 1013.3276 | 4891.8237 | -3.0049 | -277.5468 | 692.4989 | -5318.5493 | 900.5715 | 1351.6061 | -2568.7253 | -42.2965 | 10715.4717 | 210.1042 | -73.0777 | -0.99638
2030-04-11 | 21 | -27.1023 | 145.6943 | -55.6771 | -519.6639 | -250.7693 | -1219.0726 | -12176.6689 | 2069.2356 | -3.1289 | -274.4993 | 2824.9607 | 161.9617 | 2138.2952 | -18.8372 | 1773.8206 | 638.6037 | -285.5827 | 209.9994 | -346.1675 | 78.1766 | -860.973 | -794.6795 | 75.2115 | -17.9944 | 3016.9343 | -1703.1483 | -570.5868 | -652.0491 | -61.8489 | 808.851 | 1444.3593 | 397.2856 | -983.8513 | 160.6615 | 0.69625 | -1216.9785 | 317.1311 | 731.408 | 389.1152 | 0.99837 | -2325.2219 | 206.1902 | 3838.0706 | 942.6277 | 5002.4639 | 1.0254 | -277.3394 | 1031.8521 | -5306.6714 | 700.4018 | 1094.3179 | -2642.6577 | 394.6906 | 12342.4629 | 210.1042 | 0.9996 | 13.3116
2030-04-11 | 22 | -29.2342 | 189.0241 | -52.6606 | -505.3067 | -168.2169 | -1246.5917 | -12214.6826 | 2358.9583 | -3.17 | -238.9844 | 2660.8979 | 135.9154 | 2127.8594 | 5.428 | 1800.7719 | 196.5657 | -298.4528 | 209.9994 | -406.2835 | 143.1329 | -634.5079 | -475.3497 | 92.6719 | -7.7213 | 3420.5095 | -1615.7582 | -597.2309 | -639.8566 | -65.3483 | 854.1134 | 1370.6359 | 397.457 | -1071.7866 | 155.9204 | 0.71828 | -1305.6621 | -322.9859 | 279.7101 | 0.99981 | 450.09 | -2265.6453 | 278.2708 | 3548.9446 | 902.1521 | 4371.5703 | -3.0852 | -276.1924 | 2155.3564 | -4381.7266 | 566.4667 | 145.2173 | -2565.0227 | 1.3522 | 10594.8379 | 210.1042 | -2.5197 | 91.7675
2030-04-11 | 23 | -24.735 | 221.3313 | -46.3663 | -423.0312 | -165.0074 | -1280.7621 | -12749.54 | 2517.9399 | 0.99414 | -112.585 | 2569.1499 | 54.1239 | 2158.3931 | 32.981 | 1793.1407 | -235.8476 | -267.9347 | 209.9994 | -368.1042 | 299.4674 | -420.9647 | -201.3737 | 166.8696 | -14.2443 | 3306.0691 | -1561.6682 | -498.8547 | -635.7537 | -65.6217 | 919.3337 | 1283.2039 | 4.0201 | -1141.9415 | 181.4731 | 0.80914 | -1061.1311 | -942.2364 | 186.0331 | 434.2728 | 0.99862 | -2183.1697 | 614.0319 | 3043.6282 | 826.4827 | 4438.5088 | -2.6391 | -354.2218 | 461.5298 | -5618.0508 | 574.2489 | 797.6084 | -2873.1833 | 134.2359 | 10233.0586 | 210.1042 | 131.1717 | 193.8185
2030-04-11 | 24 | -26.6975 | 321.9578 | -63.0079 | -446.7868 | 212.9338 | -1233.1691 | -13114.1709 | 3234.9502 | 1008.2038 | -105.8417 | 2534.0408 | 74.5576 | 2150.0439 | -61.636 | 1627.8317 | -493.5813 | -61.5549 | 209.9994 | -413.7307 | 427.3128 | -265.3793 | -248.8079 | 238.0737 | -3.1677 | 3529.2661 | -1525.1746 | -615.2611 | -627.2322 | -66.1334 | 1022.7532 | 1292.7194 | 5.4536 | -1193.9838 | 259.8943 | 2.3474 | -799.795 | -220.8536 | -37.6055 | 0.99801 | 1.0049 | -2531.7739 | 817.0419 | 3179.8521 | 811.867 | 4241.4443 | -2.3709 | -271.6166 | 1358.9507 | -4269.5908 | 919.1202 | 1501.7574 | -4013.6826 | 324.7149 | 7900.8491 | 210.1042 | 92.0106 | 76.7538
2030-04-12 | 1 | -25.5575 | 932.5869 | -57.113 | -331.946 | -4.4827 | -1582.8785 | -11868.6748 | 3050.3953 | 2013.1414 | -115.6671 | 1.0151 | -33.679 | 1052.7948 | -389.0383 | 1367.5212 | -772.4462 | 7.0176 | 209.9994 | -131.1398 | 72.3322 | -138.1065 | 334.6836 | 103.5073 | -67.8943 | 1304.991 | -1493.0203 | 24.5167 | -701.4673 | -99.4484 | 845.3767 | 1489.13 | 0.98531 | 316.4328 | -7.1465 | 3.3978 | 8.2097 | -1388.6997 | 118.955 | 154.3479 | 449.3785 | -2312.1042 | 460.4626 | 2442.6191 | 448.1258 | 3645.8845 | -2.5595 | -272.2975 | 634.0062 | -4505.6279 | 639.3833 | 38.1403 | -2865.6335 | 1395.9604 | 9104.6406 | 210.1042 | 5.7389 | 1.0004
2030-04-12 | 2 | -13.268 | 752.1663 | -31.405 | -279.7914 | -96.3854 | -1277.1981 | -9152.0381 | 2407.4258 | 1981.6763 | -68.7949 | 0.9762 | -12.7267 | 1753.3772 | -503.7763 | 815.1876 | -744.2243 | 28.8534 | 209.9994 | -155.79 | -0.010558 | 18.6556 | 590.54 | 54.8106 | -87.6506 | 1561.7458 | -1602.5652 | 187.2092 | -630.2338 | -71.7495 | 710.1132 | 1460.7601 | 0.97993 | -351.4343 | 103.456 | 4.4465 | 113.2965 | -598.5715 | 65.6732 | 132.6974 | 449.4438 | -2240.2307 | 321.0139 | 1955.5399 | 435.3113 | 3214.9277 | -2.5762 | -272.3576 | 336.102 | -4735.3198 | 473.9471 | -339.0521 | -2903.6086 | 1429.6178 | 9472.2617 | 210.1042 | 33.8757 | 78.632
2030-04-12 | 3 | -10.8292 | 436.6012 | -29.9771 | -358.2426 | -545.6396 | -968.3993 | -7356.0757 | 1314.5779 | 2167.2998 | -79.7926 | 0.99022 | -70.8912 | 696.3003 | -570.5677 | 657.1371 | -989.4811 | 7.7154 | 209.9994 | -144.4189 | 4.7527 | 64.6021 | 667.8155 | 31.1705 | -83.5274 | 1404.2422 | -1474.5846 | 25.9683 | -534.9569 | -56.2529 | 595.6506 | 1025.5631 | 6.8553 | -913.3734 | 221.5969 | 4.7168 | 60.4414 | 251.5067 | 239.9761 | 274.7601 | 449.3985 | -2218.1052 | 204.401 | 1512.78 | 0.99883 | 3126.1807 | -171.2646 | -272.4402 | 627.1353 | -4467.2354 | 412.3146 | -590.6962 | -2451.3728 | 1439.2013 | 9075.9824 | 210.1043 | 28.9237 | 32.479
2030-04-12 | 4 | -8.5252 | 59.2507 | -24.2387 | -268.7543 | -806.7514 | -518.073 | -6080.6157 | 646.6865 | 2159.8076 | -57.4949 | 0.97803 | -30.2858 | 650.3271 | -560.7935 | 527.3478 | -1233.6744 | 1.0016 | 209.9994 | -83.0239 | -19.5879 | -48.9872 | 788.945 | -17.3164 | -78.1734 | 775.4458 | -961.2548 | 292.0702 | -382.174 | -55.356 | 453.8286 | 780.5948 | 512.792 | -1042.0188 | 368.8678 | 6.0816 | 3.9583 | 855.8911 | 1.0009 | 223.2863 | 35.2221 | -2232.1848 | 3.0778 | 1214.5005 | 0.99953 | 2941.4387 | -317.8259 | -773.0349 | 638.6713 | -4330.4258 | 619.1085 | -666.8535 | -2029.2909 | 973.5548 | 5623.564 | 210.1042 | -37.0493 | 13.1717
2030-04-12 | 5 | -19.5356 | -12.6262 | -26.7062 | -302.2691 | -303.6638 | -346.0944 | -5626.167 | 1188.948 | 412.7382 | -93.9733 | 0.99516 | -119.8092 | 1.0388 | -537.2016 | 547.0541 | -1435.2458 | 84.6554 | 209.9994 | -74.9948 | -251.6443 | -5.8314 | 26.2976 | -28.8891 | -97.0046 | 710.1477 | -1240.1925 | 393.8605 | -347.4674 | -53.8218 | 574.5394 | 985.9297 | 1662.1198 | -845.5204 | 731.0785 | 6.3173 | 49.2873 | 2751.6726 | 292.76 | 79.9841 | 449.5736 | -2290.3896 | -52.9527 | 1407.4072 | 1.0008 | 2998.2397 | -317.3417 | -360.2198 | 1269.7207 | -3583.7837 | 638.1393 | -77.4161 | -2870.7163 | 1.005 | 4083.76 | 210.1042 | -72.9203 | 77.8241
2030-04-12 | 6 | -19.7494 | -12.4787 | -29.439 | -303.5293 | -417.3004 | -302.8696 | -5281.1431 | 978.0037 | 1027.0579 | -85.1759 | 0.99221 | -55.4658 | 0.99262 | -495.9505 | 662.5769 | -1238.8787 | 103.278 | 209.9994 | -61.7579 | -182.2888 | -220.6202 | 25.151 | -43.7488 | -87.7428 | 407.913 | -1088.8923 | 27.1658 | -326.5228 | -55.6245 | 497.8722 | 878.2991 | 1584.2809 | -849.15 | 677.5616 | 7.3553 | 2.4931 | 2689.5203 | 1.0022 | 1.0011 | 446.5082 | -2472.6516 | -163.5818 | 2148.9094 | 0.99939 | 3297.9971 | -2.2808 | -272.404 | 3732.2068 | -1067.4755 | 795.995 | -77.4056 | -2494.1582 | 0.98401 | 3649.0933 | 210.1043 | -76.2422 | 149.3703
2030-04-12 | 7 | -10.4621 | 133.2355 | -29.639 | -285.9982 | -89.0933 | -534.9094 | -6361.9507 | 1825.7135 | 1611.7371 | -80.8208 | 3.6609 | -38.1161 | 3.0229 | -567.6172 | 794.0978 | -1055.2834 | 95.5673 | 209.9994 | -101.4639 | -176.5097 | -219.2952 | -3.5242 | -26.8795 | -90.7563 | 982.8228 | -1087.5544 | 2.9077 | -413.6949 | -68.371 | 611.7979 | 1020.6442 | 787.301 | -804.5212 | 351.7303 | 5.96 | 5.7218 | 721.3444 | 1.3201 | 0.83128 | 409.6073 | -2515.0046 | -127.3599 | 2669.0386 | 511.0579 | 3723.3254 | -4.4999 | -273.1825 | 2024.0063 | -2596.1069 | 735.7081 | -401.7007 | -2735.5437 | 0.081095 | 5520.2935 | 210.1042 | -132.3546 | 200.9036
2030-04-12 | 8 | -33.1571 | 721.3191 | -43.1418 | -481.4259 | 256.9022 | -1014.1061 | -7655.4126 | 2543.9126 | 1170.6515 | -94.5045 | 149.1549 | 1.0006 | 578.7117 | -507.6666 | 1043.2742 | -912.3428 | 110.3552 | 209.9994 | -106.7664 | 17.1971 | -344.4228 | -582.3582 | 67.3967 | -91.6785 | 1125.6399 | -1962.9504 | -297.1524 | -594.7626 | -85.5092 | 802.0483 | 1478.1567 | 2086.3494 | -154.0245 | 499.2156 | 3.56 | 62.9088 | 2690.4961 | -1.6845 | 1.0006 | 1.0001 | -2528.1782 | 191.0429 | 3761.2085 | 841.3532 | 4722.8882 | -2.4464 | -271.9167 | 1940.5269 | -2341.0654 | 924.0093 | 216.7742 | -3346.0039 | -233.6233 | 7902.54 | 210.1042 | -179.8466 | 239.9173
2030-04-12 | 9 | -36.9795 | 259.99 | -49.0646 | -490.5207 | 457.1154 | -1089.3611 | -8614.3223 | 2982.3447 | 313.6198 | -121.9617 | 1154.0023 | -9.9665 | 1318.9019 | -375.8602 | 1445.8098 | -854.6368 | 134.1537 | 209.9994 | -193.9147 | -71.2535 | -198.9487 | -535.0664 | 197.5579 | -75.2282 | 2197.4111 | -1860.0458 | -284.5354 | -574.9491 | -62.6929 | 1141.4465 | 1274.9537 | 2262.9492 | -749.5832 | 653.5173 | 3.1954 | -164.5659 | 3986.4231 | -0.59935 | 1.0004 | 27.0275 | -2580.6924 | 537.0153 | 4132.2539 | 960.6295 | 5029.0581 | -2.4851 | -272.1273 | 964.5161 | -3109.426 | 953.399 | 1571.3568 | -4228.2529 | -235.7173 | 9392.2422 | 210.1042 | -64.6985 | 94.7394
2030-04-12 | 10 | -53.2054 | -120.1148 | -59.5971 | -546.9609 | 390.787 | -881.5397 | -8257.0537 | 2653.9097 | -546.7893 | -142.6697 | 2123.9211 | 6.6958 | 2116.4546 | -99.5941 | 1605.7955 | -694.6771 | 135.0625 | 209.9994 | -329.8068 | 91.1269 | -428.6512 | -700.4637 | 274.0757 | -36.4617 | 3077.9985 | -1877.9188 | -493.7727 | -515.074 | -42.6163 | 1191.3416 | 1449.5232 | 3444.5071 | -759.0444 | 905.3547 | 3.2856 | -584.3118 | 6188.3281 | -291.0841 | -119.6269 | 433.6158 | -2671.7852 | 752.7535 | 4233.2754 | 1241.2532 | 5047.7031 | 1.0035 | -272.4503 | 1233.8297 | -1894.8446 | 1122.8254 | 2543.312 | -4490.543 | -1036.7266 | 10592.5352 | 210.1042 | 3.8073 | 42.4848
2030-04-12 | 11 | -66.9779 | -450.6133 | -68.5267 | -714.7517 | -154.2227 | -540.7888 | -7130.9238 | 1657.9225 | -2.8984 | -157.2226 | 2333.3403 | 31.0519 | 2145.7908 | 0.99911 | 1774.7421 | -742.3007 | 114.2046 | 209.9994 | -339.0827 | 298.7298 | -625.4031 | -534.9223 | 318.7654 | -23.5466 | 3071.9165 | -1950.7155 | -833.3937 | -431.8011 | -26.5454 | 1175.911 | 1380.814 | 5254.1636 | -981.4594 | 1280.4414 | 3.0348 | -801.7202 | 7822.6958 | -477.2773 | -196.1633 | 449.7793 | -2504.7656 | 916.9158 | 4330.0527 | 1312.3887 | 5057.2275 | 0.98789 | -462.7697 | 825.9536 | -1996.5344 | 1216.9724 | 2292.7104 | -3577.4661 | -1177.3966 | 11367.291 | 210.1042 | -6.052 | 80.4327
2030-04-12 | 12 | -55.0443 | -729.2571 | -74.4327 | -564.1219 | -809.3455 | -133.0307 | -4740.251 | 92.5525 | -3.0304 | -161.4393 | 2767.5479 | 55.9025 | 2133.6589 | 147.0001 | 2006.4264 | -769.8356 | 72.6666 | 209.9994 | -419.5919 | 294.9057 | -793.3221 | -423.1773 | 187.5239 | 12.0527 | 3384.999 | -1980.4746 | -419.4653 | -280.7883 | -35.9673 | 852.7935 | 1382.5288 | 3824.9312 | -973.2188 | 1113.5134 | 4.8025 | -1195.9617 | 6451.6558 | -174.5025 | -376.0281 | 449.9144 | -2383.9802 | 450.6228 | 4509.4062 | 1494.6379 | 5061.8438 | 1.0101 | -557.0118 | 1126.183 | -1552.96 | 1088.2964 | 956.7015 | -1969.5217 | -1163.1152 | 10411.0664 | 210.1042 | -106.4768 | 123.2955
2030-04-12 | 13 | -45.8503 | -716.7043 | -72.6732 | -561.8938 | -1041.5964 | -137.8476 | -4516.8364 | -2.283 | 0.99735 | -202.8886 | 2917.5122 | 155.6541 | 2116.3938 | 213.395 | 2103.0525 | -385.0648 | -1.7539 | 209.9994 | -437.6599 | 346.5368 | -774.549 | -265.028 | 192.7153 | 30.7204 | 3420.5085 | -1723.7764 | -405.8224 | -281.5107 | -34.2893 | 844.3007 | 1502.0454 | 2534.5928 | -1099.4441 | 912.3889 | 4.5523 | -1424.9598 | 7059.6289 | -517.2305 | -41.1546 | 449.6246 | -2442.3513 | 549.9855 | 4201.0845 | 1457.0565 | 5061.79 | 1.0046 | -528.737 | 2038.6559 | -605.7866 | 879.4265 | 1492.2294 | -1790.4845 | -669.7787 | 9647.5566 | 210.1042 | -26.5299 | 85.3923
2030-04-12 | 14 | -44.0212 | -528.2638 | -74.5643 | -557.0274 | -1198.806 | -148.7561 | -3414.3491 | -465.0044 | 0.99617 | -266.3199 | 2970.0464 | 181.8867 | 2114.0159 | 174.412 | 2079.3777 | -36.6337 | 64.1475 | 209.9994 | -457.9141 | 297.6686 | -732.8729 | 21.0288 | 133.4937 | 33.7499 | 3440.781 | -1615.1686 | -248.5969 | -281.4769 | -44.9443 | 733.3683 | 1649.5125 | 2108.4097 | -1064.5271 | 855.8311 | 5.4579 | -1384.3831 | 7732.6401 | -431.3179 | 0.99811 | 449.5237 | -2464.9048 | 377.5607 | 4234.6201 | 1521.5865 | 5061.8618 | -2.9865 | -589.802 | 2740.2615 | 24.1498 | 725.9286 | 939.6036 | -1237.6587 | -142.7249 | 7360.272 | 210.1042 | -84.7859 | 71.3676
2030-04-12 | 15 | -53.8975 | -145.5364 | -83.022 | -628.1088 | -1397.7904 | -319.24 | -1610.3644 | -587.3633 | -2.8152 | -194.2087 | 3117.8984 | 75.2978 | 1589.3838 | 180.9409 | 2107.0186 | 60.6837 | 155.0294 | 209.9994 | -541.9552 | 207.7341 | -822.2503 | 392.1997 | 39.3179 | 18.7541 | 3727.9348 | -2031.2292 | -62.7656 | -350.9057 | -51.7683 | 542.6472 | 1862.53 | 3010.4805 | -755.5129 | 935.2558 | 8.0171 | -923.8744 | 9343.2871 | -394.9603 | -534.5103 | 450.2609 | -2553.5522 | 121.5854 | 4923.0537 | 1540.0443 | 5058.3599 | 129.6494 | -960.2107 | 3887.8381 | 1309.0901 | 876.3948 | 1138.9235 | -643.41 | -827.3798 | 6878.1738 | 210.1042 | -222.5062 | 6.3797
2030-04-12 | 16 | -46.956 | -180.5489 | -80.5094 | -544.4885 | -1562.9478 | -226.2988 | 10.2929 | -640.4697 | -120.1352 | -189.0448 | 2226.0503 | 93.9199 | 1312.9247 | 79.3763 | 1961.9409 | 1112.3984 | 457.3094 | 209.9994 | -541.9756 | 290.4409 | -773.1925 | 237.4543 | 30.591 | -66.3132 | 3772.377 | -1675.8937 | -843.8909 | -278.3385 | -55.232 | 442.5699 | 871.3746 | 1583.3756 | -1335.3798 | 890.7739 | 7.0768 | 381.6186 | 8359.7441 | -317.912 | -456.0606 | 450.2101 | -2498.9238 | 102.8432 | 4803.6367 | 1469.5386 | 5055.6328 | 112.3965 | -773.581 | 4033.386 | 1137.4294 | 540.27 | 663.0151 | -732.7125 | -269.8839 | 4743.8296 | 210.1042 | -196.5485 | -2.0894
2030-04-12 | 17 | -46.4917 | -279.6549 | -82.2185 | -539.1752 | -1640.1433 | -222.4857 | 243.2738 | -1168.9219 | -303.4125 | -164.3308 | 2141.4229 | 156.8349 | 1301.278 | 67.8059 | 1934.1267 | 1128.7042 | 448.2893 | 209.9994 | -694.6032 | 501.5709 | -1067.163 | 639.8171 | 75.5478 | -51.5195 | 4411.0459 | -1608.1256 | -1417.2438 | -270.517 | -47.9757 | 426.7689 | 650.0082 | 1886.7783 | -1589.4559 | 869.0547 | 6.3945 | 497.9886 | 8490.4424 | -322.2097 | -476.0587 | 450.7271 | -2562.4517 | 378.2311 | 4826.8647 | 1479.6799 | 5057.0728 | 116.4028 | -819.2279 | 4282.604 | 1127.1667 | 703.223 | 1064.4543 | -998.3882 | -609.965 | 5119.2549 | 210.1042 | -210.5922 | 46.6492
2030-04-12 | 18 | -47.2201 | -622.8738 | -82.2428 | -518.7698 | -1783.6818 | -36.2149 | 682.5837 | -1565.9905 | -482.452 | -153.8882 | 1980.8015 | 195.0004 | 1150.2448 | 1.0004 | 2040.5647 | 930.2418 | 425.5838 | 209.9994 | -768.6442 | 771.4752 | -1090.59 | 543.9863 | 149.8061 | -30.0897 | 4658.8442 | -1388.8916 | -2149.8491 | -179.6459 | -30.0576 | 476.8961 | 330.5213 | 1874.9506 | -2046.7062 | 987.3309 | 5.2093 | 173.3 | 8304.7256 | -297.2763 | -499.4468 | 450.645 | -2732.9236 | 590.9225 | 4732.8096 | 1533.9354 | 5053.6855 | 1.0102 | -277.5376 | 4345.9238 | 1110.5052 | 888.2866 | 1453.5282 | -895.7207 | -866.2468 | 5069.3564 | 0.10423 | -225.6662 | 44.8833
2030-04-12 | 19 | -53.6513 | -277.4333 | -84.9513 | -579.8351 | -1779.5968 | -238.1046 | 20.4002 | -941.7499 | -413.8678 | -160.8242 | 2967.533 | 145.3179 | 1413.4541 | -18.3888 | 1922.7087 | 536.8806 | 446.5909 | 209.9994 | -529.8551 | 500.1863 | -1013.0344 | 441.6501 | 76.3686 | -73.1138 | 3656.5684 | -1838.6196 | -1583.1119 | -285.6391 | -43.777 | 455.403 | 901.7146 | 2475.5603 | -1457.3763 | 1007.0568 | 5.4353 | 536.823 | 9077.8857 | -269.8489 | -490.3265 | 450.6186 | -2487.2402 | 320.2388 | 4701.7583 | 1549.5685 | 5048.375 | 1.0067 | -277.4012 | 4537.5947 | 976.3986 | 622.6096 | 822.0931 | -418.3873 | -357.466 | 5698.333 | 0.10423 | -214.3632 | -46.1613
2030-04-12 | 20 | -59.7538 | -314.4593 | -85.7221 | -613.6825 | -1888.6333 | -197.0485 | 4.8988 | -1446.5898 | 0.99839 | -143.8603 | 2701.1362 | 112.1631 | 1535.5682 | -18.7867 | 1695.0649 | -309.345 | 423.4448 | 209.9994 | -517.1038 | 394.21 | -864.1985 | 284.1103 | 19.2971 | -82.8875 | 3580.1206 | -1939.4327 | -1546.8112 | -279.8083 | -41.8349 | 386.1058 | 970.677 | 3037.4812 | -1331.6608 | 1173.4717 | 5.6137 | 652.8527 | 9830.4365 | -293.983 | -531.3881 | 450.639 | -2537.064 | 56.4801 | 4771.5674 | 1585.5941 | 5047.1025 | 1.0194 | -277.4232 | 4393.7646 | 999.7677 | 572.3986 | 672.9064 | -264.5778 | -12.2752 | 6513.4956 | 0.10423 | -202.3746 | 49.1653
2030-04-12 | 21 | -62.5257 | -248.2838 | -88.102 | -631.7828 | -1868.9858 | -224.8564 | 300.7862 | -1415.2368 | -243.9316 | -152.2249 | 2453.4827 | 107.157 | 1371.1962 | 11.2713 | 1822.5052 | -1642.5696 | 121.6795 | 209.9994 | -539.7406 | 458.615 | -862.5052 | 84.0647 | 37.6395 | -62.6989 | 3621.2175 | -2004.5421 | -1610.2926 | -290.4496 | -46.4164 | 418.8871 | 904.9252 | 3940.4609 | -1258.0336 | 1279.5853 | 5.9937 | 462.9582 | 9464.6309 | -95.4794 | -378.8235 | 450.5157 | -2553.2932 | 57.7881 | 4601.9595 | 1629.2594 | 5041.6245 | 1.022 | -278.123 | 4345.4023 | 974.3403 | 636.0869 | 757.2186 | -47.5953 | -10.7762 | 6265.5322 | 0.10423 | -208.0593 | 66.43
2030-04-12 | 22 | -61.0375 | -268.6839 | -83.2663 | -643.3375 | -1894.0298 | -187.9118 | 14.0403 | -1215.4932 | 48.9105 | -142.878 | 2876.6609 | 186.05 | 1383.7567 | 210.0514 | 1917.5825 | -1793.7672 | 102.4734 | 209.9994 | -574.9047 | 723.7055 | -1040.1744 | 283.1256 | 115.6285 | -10.5138 | 3808.4717 | -1928.1605 | -1844.0698 | -284.6377 | -40.3311 | 492.7834 | 1490.1919 | 4646.7954 | -1269.6925 | 1282.5637 | 6.0814 | -325.4156 | 8438.2314 | -25.4527 | -160.8836 | 402.1104 | -2440.5566 | 460.399 | 4507.7383 | 1700.8821 | 5018.1426 | 134.223 | -278.7587 | 4524.5713 | 1479.4164 | 790.447 | 1349.7709 | 1.0017 | -727.5039 | 5614.6387 | 0.10423 | -153.4253 | 142.4888
2030-04-12 | 23 | -55.0623 | -132.9944 | -76.4276 | -622.7023 | -1813.896 | -195.4031 | 13.8191 | -1327.3141 | 0.99963 | -137.9182 | 2529.7009 | 158.4346 | 1968.8481 | 209.2819 | 1814.7161 | -2067.7817 | 34.4084 | 209.9994 | -608.5276 | 737.5971 | -918.3138 | 410.4148 | 103.7635 | -1.7806 | 4081.7261 | -1873.863 | -1953.5052 | -286.5989 | -45.4018 | 451.6611 | 1375.9456 | 4829.2231 | -1241.1584 | 1185.1134 | 6.4851 | -295.0219 | 6971.6567 | -30.3807 | 370.6862 | 63.5544 | -2205.0571 | 548.4313 | 3865.1118 | 1762.1387 | 4987.6367 | 206.0046 | -278.8759 | 4482.6455 | 1680.6359 | 526.2133 | 695.8855 | 1.0047 | -76.6356 | 4959.2554 | 210.1042 | -102.2935 | 154.9297
2030-04-12 | 24 | -62.8023 | 1.0098 | -74.313 | -647.947 | -1648.5455 | -250.0433 | 0.98774 | -1568.7147 | 732.9379 | -120.244 | 2778.4297 | 71.147 | 2022.0079 | 30.9218 | 1598.0605 | -2154.4128 | 154.8462 | 209.9994 | -653.8154 | 546.062 | -708.7492 | -48.1323 | 25.7778 | -0.10165 | 4153.7905 | -2242.7002 | -1912.9918 | -335.5252 | -49.5456 | 381.1138 | 1273.3878 | 6007.3569 | -812.4498 | 1284.0947 | 7.7852 | -9.9444 | 7374.689 | -1.9291 | 1.0009 | 449.5687 | -2543.2764 | 213.478 | 3847.3162 | 1549.8064 | 4920.0327 | -7.0993 | -272.4906 | 4478.7402 | 1838.7069 | 862.6085 | 150.1234 | -48.2055 | -268.8353 | 6888.7441 | 210.1042 | -256.6317 | 61.461
2030-04-13 | 1 | -47.2805 | -223.1358 | -62.4885 | -544.0662 | -1877.5665 | -267.1248 | -2479.165 | -1358.2827 | 1364.1531 | -42.2544 | 2657.115 | 177.112 | 1815.4437 | -30.6231 | 1176.3492 | -1589.2406 | 120.7511 | 209.9994 | -655.7931 | 544.3986 | -541.2203 | -1729.082 | 130.1537 | -20.0059 | 4244.1729 | -1915.67 | -2237.4614 | -301.8376 | -35.9272 | 565.7001 | 892.0352 | 4096.7495 | -1071.3275 | 1150.2358 | 6.8175 | 215.1476 | 4967.3164 | -30.6897 | 466.9997 | 0.99982 | -2492.5173 | 420.882 | 3313.7673 | 1641.3285 | 4954.1074 | 1.0126 | -277.7104 | 4914.7197 | 2211.1924 | 1183.4108 | 330.2529 | 0.99903 | -201.3228 | 8472.876 | 210.1042 | -367.5229 | -67.239
2030-04-13 | 2 | -36.7278 | 138.7084 | -56.7328 | -521.2107 | -1046.4589 | -743.4527 | -5734.9795 | 665.379 | 1981.2135 | -77.0024 | 2368.2224 | 3.3577 | 704.9464 | -124.252 | 910.1235 | -369.0596 | 193.9365 | 209.9994 | -563.8603 | 73.6423 | -190.5112 | -2130.1035 | 59.3176 | -37.8646 | 3844.0154 | -2125.1533 | -1484.1938 | -477.5482 | -41.0626 | 679.3843 | 1043.4517 | 2614.9314 | -487.0009 | 855.5606 | 4.9088 | 413.7422 | 3290.9695 | 127.2793 | 413.9197 | 449.4928 | -2325.0771 | 95.1431 | 2749.3711 | 1259.8308 | 4357.2617 | -3.9587 | -272.1887 | 5313.5493 | 1956.8181 | 1064.0626 | 112.3083 | -1097.848 | -7.9323 | 11155.748 | 210.1042 | -257.9818 | -115.7036
2030-04-13 | 3 | -18.6077 | 276.7527 | -40.7161 | -315.4628 | -827.3823 | -724.9937 | -6787.5532 | 1011.4392 | 1547.994 | -70.3273 | 589.4538 | -13.7256 | 1140.0627 | -299.1246 | 817.0006 | 394.4532 | 145.7906 | 209.9994 | -333.9001 | 102.3392 | -393.414 | -2620.9734 | -40.8 | -50.3636 | 1836.6434 | -1431.666 | -1291.3585 | -439.7318 | -64.1201 | 493.372 | 774.6122 | 577.1877 | -457.4014 | 396.6081 | 6.9357 | 585.0494 | 977.0623 | -1.4311 | 391.8357 | 102.7936 | -2236.1895 | -96.856 | 2160.7046 | 1042.3879 | 4189.1445 | -319.4015 | -348.8174 | 2722.6248 | -1122.9222 | 1030.1738 | -77.9819 | -1688.0078 | 85.7395 | 7591.4478 | 210.1042 | -156.9359 | -66.5704
2030-04-13 | 4 | -1.5816 | 488.2965 | -31.2123 | -335.9854 | -452.8123 | -844.6134 | -7235.8999 | 1512.1547 | 936.3243 | -58.8738 | 2735.2893 | -13.5306 | 1472.5416 | -417.483 | 772.1262 | 2040.676 | 293.7956 | 209.9994 | -475.6433 | 157.2742 | -418.1536 | -3645.6777 | -52.6429 | -29.3796 | 2920.8286 | -1093.1333 | -1803.5615 | -502.5497 | -79.1649 | 455.2947 | 603.0212 | -615.8405 | -624.3076 | 79.6404 | 5.3278 | 791.0746 | 626.9182 | -1.7352 | 509.0055 | 0.96716 | -2306.2117 | -17.616 | 2472.8972 | 1361.1956 | 4238.9102 | -2.7741 | -272.2283 | 2960.1045 | -546.1606 | 717.7094 | -78.201 | -2329.7417 | 945.4293 | 5966.6006 | 210.1043 | 8.0992 | -41.2851
2030-04-13 | 5 | 2.5265 | 373.6566 | -30.1331 | -319.9563 | -441.1565 | -850.7099 | -6565.644 | 1341.3856 | 672.1456 | -101.0999 | 2270.7969 | -12.8788 | 1228.417 | -633.1027 | 618.1544 | 2658.3745 | 173.0199 | 209.9994 | -362.4562 | 185.6122 | -438.1954 | -3851.9756 | -52.4681 | -53.1176 | 2112.3201 | -1080.9348 | -2414.5876 | -521.1172 | -75.6117 | 446.5509 | 395.5689 | -1841.6003 | -795.7054 | -4.1022 | 3.4136 | 772.0708 | 780.266 | -1.4371 | 516.5417 | 0.99975 | -2259.8665 | -19.0075 | 2422.4761 | 1212.6704 | 4188.9863 | -2.8179 | -272.2466 | 2825.115 | -823.1783 | 674.359 | -261.2774 | -2473.7537 | 867.8032 | 10649.417 | 210.1043 | 16.7559 | -34.228
2030-04-13 | 6 | 2.8506 | 449.5814 | -29.2711 | -288.4717 | -456.6278 | -927.4592 | -6571.2925 | 1398.7075 | 1755.3563 | -54.4296 | 2645.3738 | -13.2522 | 1606.308 | -584.6119 | 717.4598 | 1848.5786 | 116.9308 | 209.9994 | -393.3675 | 181.8216 | -438.1279 | -3399.8364 | -85.3037 | -84.6806 | 2464.8596 | -1125.1648 | -2478.5156 | -526.0966 | -83.3906 | 390.2796 | 453.382 | -1684.3386 | -723.8145 | 1.0007 | 3.551 | 1068.4188 | 459.6799 | -1.2103 | 432.0959 | 1.0002 | -2239.4619 | -122.3072 | 2568.2354 | 1260.6975 | 4240.7939 | -2.6907 | -272.1949 | 2460.199 | -1317.1538 | 560.7821 | -669.7328 | -2247.8511 | 1285.938 | 9224.6719 | 210.1043 | 19.7421 | -55.703
2030-04-13 | 7 | 3.7974 | 561.3282 | -28.5916 | -244.7797 | -197.2544 | -911.1119 | -7433.2939 | 1894.3608 | 1487.0986 | -74.4269 | 3104.5339 | -33.6479 | 2032.5719 | -520.7759 | 900.488 | 1620.0078 | 157.0094 | 209.9994 | -387.0701 | 157.6803 | -510.0273 | -3097.6094 | -82.2698 | -78.5533 | 2497.248 | -1038.5988 | -2569.2346 | -500.3642 | -92.8567 | 458.6078 | 574.0272 | -1314.1091 | -797.3029 | 31.6569 | 2.9107 | 915.1182 | -438.5598 | 1.0015 | 1.0021 | 370.105 | -2273.0913 | -85.667 | 2724.9119 | 1293.587 | 3970.6938 | -2.6231 | -272.3701 | 1830.4321 | -1698.0612 | 615.8697 | -484.3207 | -2656.562 | 1179.278 | 3848.0266 | 210.1043 | 19.6166 | 86.3207
2030-04-13 | 8 | -1.5671 | 832.5729 | -35.3677 | -286.4279 | 52.7402 | -1145.326 | -8618.1836 | 2469.772 | 1713.5118 | -85.4872 | 3594.8323 | -1.8846 | 1990.6683 | -455.3904 | 1162.2198 | 1299.6556 | 136.1711 | 209.9994 | -492.5621 | 228.0458 | -652.322 | -3559.0884 | -37.0637 | -58.9204 | 3095.2336 | -1308.5721 | -2845.4734 | -595.412 | -96.9616 | 532.0515 | 859.7678 | -955.9936 | -672.5955 | 71.5522 | 2.9364 | 893.1037 | -132.4477 | -310.2773 | 642.2664 | 0.99842 | -2476.0168 | 32.543 | 2848.6782 | 1505.4537 | 4637.3921 | -4.1318 | -271.5734 | 3718.0437 | 478.088 | 861.9019 | 418.2446 | -3274.5315 | 927.5083 | 4072.2913 | 210.1042 | 36.1061 | 152.2474
2030-04-13 | 9 | -1.0998 | 2104.4834 | -57.2013 | -474.3212 | 674.9078 | -2117.8657 | -11386.0479 | 3833.5557 | 924.7395 | -107.6271 | 3512.4263 | -7.9342 | 1995.4587 | -362.1019 | 1501.8864 | 1311.0671 | -160.7881 | 209.9994 | -490.4721 | 406.769 | -879.6699 | -4467.9663 | -39.528 | -51.7357 | 3019.8979 | -1879.8562 | -3598.5349 | -938.1204 | -147.8534 | 483.6666 | 888.1628 | -2947.7485 | -840.1965 | -515.2433 | 0.68797 | 624.4545 | -2769.7361 | -388.4886 | 358.7605 | 0.99994 | -2512.1482 | 62.7741 | 2614.7019 | 1501.9316 | 4069.3193 | -4.0309 | -475.3523 | 2339.3867 | -943.1254 | 1110.7749 | 1271.0753 | -3985.1548 | 299.6462 | 5649.5083 | 210.1043 | -28.283 | 138.864
2030-04-13 | 10 | -5.1673 | 2176.3667 | -50.5259 | -526.1099 | 826.2498 | -2228.9905 | -12552.9736 | 4344.0137 | -3.0348 | -142.1029 | 3470.5967 | -2.5815 | 1997.572 | -295.2075 | 1803.8114 | 1180.559 | -58.0828 | 209.9994 | -499.5547 | 276.5235 | -891.4622 | -5126.1626 | -83.1172 | -48.6389 | 3038.7075 | -2210.2664 | -3006.2925 | -1014.7988 | -149.2677 | 574.403 | 1561.7357 | -2016.0436 | -394.4343 | -497.0589 | 0.71296 | 696.7896 | -2013.2516 | -468.5983 | 140.8492 | 0.99785 | -2503.1631 | -18.0905 | 2875.9055 | 1452.8979 | 4016.1738 | -3.6282 | -369.0971 | 2296.8547 | -1180.1006 | 974.0198 | 753.5034 | -3540.5244 | 0.46132 | 4906.4697 | 210.1043 | -76.8262 | 107.1377
2030-04-13 | 11 | -23.846 | 1921.0232 | -68.3293 | -496.7803 | 748.6065 | -2190.2368 | -13035.4092 | 4273.8267 | -3.034 | -344.2047 | 3534.4226 | 128.2631 | 2000.1249 | -312.4142 | 1769.0499 | 885.6846 | -33.5263 | 209.9994 | -566.3547 | 226.7205 | -931.2166 | -5567.5825 | -63.193 | -39.2241 | 3434.3052 | -2387.3655 | -2792.4324 | -983.6683 | -139.2668 | 637.7158 | 1780.1508 | -580.497 | -322.968 | -292.9832 | 0.49943 | 1014.5782 | -1424.0659 | 49.8824 | 228.0019 | 1.0013 | -2555.5234 | -18.6208 | 3398.9482 | 1481.2565 | 4563.562 | 1.0054 | -277.2119 | 2651.9023 | -621.1163 | 962.6093 | 1323.5465 | -3693.0635 | 0.41073 | 4673.6147 | 210.1043 | 22.0862 | 152.3043
2030-04-13 | 12 | -29.8849 | 1754.2915 | -70.4891 | -413.5525 | 639.9465 | -2190.8213 | -13502.9434 | 4186.2783 | -2.9631 | -338.5875 | 3120.6123 | 131.53 | 2052.6804 | -120.5679 | 1695.0887 | 911.9688 | 123.534 | 209.9994 | -590.4587 | 296.306 | -1063.0391 | -5648.5752 | -23.8302 | -26.2641 | 3598.7566 | -2425.5315 | -2847.3586 | -965.4456 | -133.3217 | 676.7396 | 1712.7993 | 0.98818 | -340.0144 | -210.1642 | 0.59361 | 1168.4814 | -1940.7745 | 152.7302 | 1.004 | 415.8779 | -2254.2866 | 56.7726 | 3380.9214 | 1172.238 | 4312.5259 | -2.8476 | -275.2602 | 1913.2865 | -1839.3668 | 991.7506 | 1377.9828 | -3239.9436 | 0.96901 | 4356.043 | 210.1042 | 10.8485 | 191.7522
2030-04-13 | 13 | -35.6913 | 1435.7977 | -72.846 | -437.1308 | 619.4079 | -2058.6641 | -13611.3428 | 3985.6426 | -266.2421 | -327.0407 | 3535.6572 | 187.7656 | 2089.4795 | -59.1495 | 1784.9552 | 816.4792 | 40.2174 | 209.9994 | -565.2793 | 245.2769 | -1081.0784 | -5823.5874 | 0.42696 | -19.8104 | 3396.8262 | -2470.2793 | -2827.5435 | -923.5931 | -113.7026 | 746.953 | 1857.6993 | -3.4146 | -327.0951 | -84.357 | 0.57482 | 1144.6849 | -1194.5491 | 147.4596 | 1.0017 | 409.9129 | -2317.5862 | -1.9159 | 3459.2766 | 1360.4723 | 4402.3096 | -3.5016 | -277.2538 | 1626.1129 | -1963.3612 | 1253.0806 | 1864.6445 | -3430.4839 | -876.0602 | 4879.748 | 210.1042 | -77.6356 | 145.0608
2030-04-13 | 14 | -39.4668 | 922.2537 | -74.8831 | -452.1739 | 412.3442 | -1723.9926 | -12465.0176 | 3113.3809 | -1007.2219 | -339.2616 | 3888.0789 | 173.0651 | 2093.3235 | -18.3852 | 1835.0223 | 578.416 | 55.3499 | 209.9994 | -579.0849 | 464.3191 | -1094.1605 | -5960.7124 | 59.6909 | -4.99 | 3271.1543 | -2309.8635 | -3213.6702 | -800.6775 | -90.1073 | 756.699 | 1693.7306 | 0.98471 | -583.9393 | 166.7499 | 0.58418 | 974.1913 | -735.6024 | -86.7903 | 253.5822 | 1.0004 | -2549.0088 | 11.0644 | 3907.4788 | 1517.1692 | 4941.9102 | 132.0677 | -272.6544 | 4245.0942 | 832.1237 | 1422.6384 | 2672.6438 | -3469.3926 | -920.32 | 6485.394 | 210.1042 | -89.2462 | 217.8864
2030-04-13 | 15 | -47.1776 | 815.0294 | -67.1483 | -635.0069 | 354.9704 | -1382.639 | -11098.7334 | 2759.5469 | -943.0397 | -333.8885 | 3899.5559 | 181.3979 | 2109.9202 | -18.2778 | 1832.2577 | 294.3775 | 38.9928 | 209.9994 | -508.2659 | 357.6541 | -1111.7375 | -6174.125 | 49.9257 | -16.4861 | 2696.5383 | -2453.6672 | -2989.573 | -744.5278 | -77.369 | 740.3725 | 1948.2009 | 183.2463 | -393.2343 | 487.9046 | 0.57853 | 1190.3041 | 4019.3237 | -90.3777 | 277.3135 | 1.0014 | -2518.8799 | 0.99894 | 3919.8423 | 1511.6588 | 4926.6235 | 168.1073 | -271.8495 | 4089.9651 | 524.0975 | 1375.8597 | 2606.6289 | -3445.1455 | -835.1354 | 7868.7075 | 210.1042 | -112.581 | 36.6821
2030-04-13 | 16 | -65.634 | 364.3149 | -75.8045 | -682.869 | -6.5105 | -1135.251 | -9986.1982 | 1908.9902 | -914.6232 | -265.2571 | 3879.6978 | 147.91 | 1181.8943 | 0.99912 | 2025.1658 | -49.134 | 168.0495 | 209.9994 | -408.1515 | 293.2221 | -1194.324 | -6344.8872 | 54.1772 | -33.4027 | 1940.0139 | -2593.2844 | -2843.7009 | -665.8043 | -59.4118 | 748.1308 | 2218.9363 | 1694.209 | -314.6622 | 917.9276 | 0.57427 | 1432.9041 | 7110.8452 | 159.7742 | 1.0031 | 371.9924 | -2551.8628 | -1.8894 | 4295.7192 | 1689.9412 | 4925.4683 | 219.9254 | -278.7514 | 4470.1602 | 1000.6387 | 1395.1974 | 2534.1973 | -2621.7683 | -924.9196 | 9798.8486 | 210.1042 | -159.0278 | 18.928
2030-04-13 | 17 | -74.0839 | 163.3551 | -80.2829 | -682.0187 | -176.788 | -1021.8267 | -9550.4717 | 1418.9449 | -1035.1271 | -303.191 | 3834.9526 | 188.9694 | 1095.278 | -18.3239 | 1794.2859 | -330.4129 | 261.8727 | 209.9994 | -343.6943 | 394.8805 | -1054.0375 | -5252.5229 | 37.7714 | -42.0347 | 1679.4899 | -2630.448 | -2534.0393 | -633.9753 | -52.0494 | 713.0829 | 2545.2844 | 2804.5149 | -245.9723 | 1096.1888 | 0.36149 | 1233.2787 | 7249.3818 | 498.8854 | 314.9727 | 450.0848 | -2412.8823 | 1.0017 | 4264.6221 | 1848.1385 | 4853.1646 | 606.048 | -280.4353 | 4434.6807 | 1134.8872 | 1059.559 | 1334.2654 | -2416.6526 | -721.024 | 10394.7168 | 210.1042 | -144.2464 | 47.4608
2030-04-13 | 18 | -73.5166 | -36.891 | -80.508 | -666.1965 | -6.4606 | -990.7731 | -10105.5459 | 1614.1974 | -1217.6661 | -304.511 | 3830.5051 | 195.0001 | 1373.4084 | -35.6411 | 1739.313 | -311.3794 | 315.735 | 209.9994 | -342.3521 | 463.6493 | -1016.0031 | -4552.0991 | 123.9648 | -41.932 | 1787.1241 | -2584.5271 | -2439.7207 | -614.3848 | -41.7433 | 851.7648 | 2595.1079 | 3216.0698 | -296.0697 | 1169.9358 | 0.38783 | 929.9266 | 7058.207 | 345.9162 | 148.272 | 450.1784 | -2439.4329 | 311.0968 | 4245.1958 | 1770.2617 | 4855.1763 | 447.3273 | -279.7101 | 4394.1279 | 672.6979 | 1189.3231 | 2164.6479 | -3401.1763 | -647.6849 | 10933.0879 | 0.10423 | -44.5554 | 36.1095
2030-04-13 | 19 | -74.6637 | -20.7664 | -78.6186 | -659.0118 | -43.798 | -1011.7119 | -10162.1309 | 1539.7323 | -1073.0673 | -290.4982 | 3811.2473 | 194.9996 | 2031.5006 | -45.6901 | 1715.8605 | -229.1374 | 292.4683 | 209.9994 | -286.3922 | 547.9839 | -1067.7834 | -4098.0078 | 127.6983 | -40.9057 | 1446.5322 | -2566.0486 | -2825.2903 | -613.8911 | -41.3033 | 827.7242 | 2401.3938 | 3319.2312 | -378.865 | 1157.3679 | 0.50169 | 792.7932 | 6877.7354 | 80.6402 | 88.9465 | 450.3137 | -2404.4836 | 347.6634 | 3986.3679 | 1731.3219 | 4639.9971 | 446.1027 | -279.4246 | 4424.6177 | 591.107 | 1188.3494 | 1941.7489 | -3082.7937 | -595.2078 | 10376.0586 | 210.1042 | -67.8065 | 6.5885
2030-04-13 | 20 | -65.5023 | 249.0547 | -84.2678 | -635.464 | -57.3567 | -1176.6909 | -10488.9609 | 1680.5437 | -505.6948 | -278.1852 | 3758.6067 | 195.0011 | 2020.7593 | -50.7394 | 1717.1001 | 103.8785 | 123.8471 | 209.9994 | -259.0407 | 564.7453 | -1074.8876 | -4331.6846 | 78.387 | -33.899 | 1200.3959 | -2411.3074 | -3091.9993 | -647.6945 | -53.0355 | 724.8243 | 2030.9232 | 2240.1504 | -524.6808 | 856.8857 | 0.60825 | 521.2533 | 5692.1826 | 0.99811 | 112.8492 | 304.9776 | -2488.0674 | 137.4575 | 4250.0645 | 1598.8813 | 4895.6064 | 428.0999 | -274.248 | 4377.7305 | 373.6455 | 1189.5388 | 1892.8711 | -3123.4812 | -482.9621 | 9231.5898 | 210.1042 | -73.675 | 14.5472
2030-04-13 | 21 | -57.9995 | 360.5374 | -83.9575 | -617.4639 | -6.7317 | -1260.463 | -10429.0469 | 1824.1018 | -266.384 | -195.7536 | 3811.1497 | 152.5179 | 1293.3284 | -16.3346 | 2064.7214 | -49.8811 | 35.8988 | 209.9994 | -297.4169 | 436.9101 | -1074.7646 | -4416.9443 | 61.8802 | -33.5864 | 1500.4435 | -2271.3821 | -3225.2825 | -661.9073 | -60.1033 | 689.4949 | 2011.558 | 1645.2092 | -714.6239 | 676.8437 | 0.56917 | 409.0461 | 4988.4019 | 91.6878 | -21.4949 | 358.8132 | -2487.0227 | 104.2581 | 4508.3418 | 1715.97 | 5018.0728 | 276.1042 | -279.0133 | 4413.7075 | 94.8491 | 1115.709 | 1706.3956 | -2701.9731 | -282.5409 | 8904.1943 | 210.1042 | -63.0672 | 84.7784
2030-04-13 | 22 | -35.6695 | 570.2081 | -61.6078 | -697.4497 | -40.0468 | -1150.772 | -10342.1738 | 1959.697 | -345.8551 | -203.6723 | 3791.7214 | 194.9993 | 1483.1044 | 1.0007 | 2141.5962 | 718.2268 | -175.4864 | 209.9994 | -351.7679 | 304.5418 | -1056.2581 | -5078.1167 | 15.6365 | -18.1691 | 1816.5425 | -2181.1685 | -2551.6409 | -677.9359 | -69.0543 | 641.4584 | 1821.9594 | 1081.8428 | -743.8425 | 361.6057 | 0.53416 | 103.7415 | 4081.4563 | 293.194 | 100.2417 | 450.2228 | -2187.8896 | 21.3049 | 4602.2002 | 1780.8702 | 4776.5342 | 829.1817 | -279.6166 | 4386.1304 | 286.3392 | 983.7573 | 1402.2236 | -2463.0906 | -391.7386 | 7726.5679 | 0.10423 | -59.7133 | 132.3308
2030-04-13 | 23 | -20.8381 | 657.4003 | -57.4677 | -576.4095 | -205.2133 | -1155.4583 | -10501.8721 | 1963.2209 | -3.1318 | -262.8873 | 3661.2622 | 195.0039 | 2065.8113 | -225.7669 | 1896.0605 | 1083.5372 | -280.5143 | 209.9994 | -405.8379 | 387.0732 | -1040.9176 | -4761.9038 | 47.1227 | 24.8414 | 2118.9702 | -2082.3723 | -1565.9802 | -667.1584 | -74.6875 | 624.2426 | 1512.741 | -746.6239 | -700.5581 | 40.868 | 1.8641 | -319.3331 | 2771.801 | -143.3484 | 273.4474 | 1.0016 | -2051.2297 | 233.0981 | 3720.6965 | 1417.7689 | 4930.2056 | 20.1475 | -277.7967 | 3463.374 | -877.2778 | 1032.4896 | 1856.4908 | -2240.0469 | -178.0846 | 6577.6865 | 210.1042 | -78.9993 | 115.3913
2030-04-13 | 24 | -5.7787 | 1115.024 | -49.1162 | -503.6325 | 396.6216 | -1474.991 | -12095.3535 | 3223.593 | 67.2159 | -122.0775 | 3670.22 | 95.2068 | 2127.0198 | -235.2796 | 1824.4897 | 1398.2932 | -323.1752 | 209.9994 | -421.9817 | 5.0618 | -563.8789 | -5007.9043 | 28.617 | 18.8775 | 2305.9446 | -1886.5781 | -662.8691 | -752.8177 | -97.1303 | 762.9382 | 1442.6068 | -2199.3242 | -649.1129 | -299.1177 | 1.6406 | -544.9776 | 129.9032 | -2.5634 | -2.3119 | -4.6424 | -2493.3164 | 101.3745 | 3520.9792 | 1368.6143 | 4529.6177 | 1.0094 | -276.804 | 2844.9521 | -1327.3843 | 1090.6823 | 1820.3805 | -3132.4265 | -277.5854 | 5247.7422 | 210.1043 | -57.6148 | 93.36
2030-04-14 | 1 | -5.3927 | 906.0594 | -43.7194 | -439.6507 | 304.2328 | -1403.2852 | -12717.5029 | 3680.2588 | 930.4975 | -96.7963 | 3228.9744 | -4.6844 | 2070.9172 | -348.7158 | 1202.0856 | 1389.812 | -102.7084 | 209.9994 | -261.8784 | -76.2372 | -253.4804 | -2594.2419 | 126.0059 | -32.3549 | 1528.9261 | -1725.5896 | 265.441 | -704.5403 | -90.704 | 1003.364 | 1061.938 | -1827.3207 | -448.7108 | -218.9226 | 3.1459 | 20.9908 | -969.031 | -0.77123 | 178.7089 | 0.9997 | -2424.8674 | 455.3739 | 2157.3838 | 961.7893 | 3464.6702 | 1.0155 | -325.3665 | 997.3876 | -4073.5 | 1216.9772 | 1495.4095 | -3595.1545 | 0.63372 | 5120.1323 | 210.1042 | -131.0013 | -94.8905
2030-04-14 | 2 | -7.7253 | -13.4285 | -33.7297 | -233.8923 | -4.7109 | -705.5725 | -9618.1602 | 2586.5559 | 1102.4392 | -83.0397 | 3265.5439 | -13.6022 | 2034.1112 | -582.8373 | 898.3167 | 226.8306 | 163.1982 | 209.9994 | -211.05 | -245.2682 | -106.9623 | 219.4565 | 11.8508 | -62.2474 | 1315.8151 | -1117.0568 | 1224.7002 | -448.5344 | -66.714 | 750.8317 | 843.9008 | 2.8557 | -349.1319 | 142.1078 | 6.0957 | 100.8963 | -397.2194 | 1.0015 | 8.1911 | 173.1908 | -2190.2932 | 61.2434 | 2014.8715 | 721.6677 | 3189.3828 | -2.2509 | -275.4588 | 2396.8149 | -3199.312 | 832.2115 | -77.5384 | -2756.9224 | 339.6114 | 2548.8967 | 210.1042 | -118.5298 | -34.3544
2030-04-14 | 3 | -4.0115 | -13.799 | -25.6801 | -204.5914 | -239.0318 | -610.6125 | -8704.5518 | 1988.7968 | 1469.2404 | -72.0418 | 3122.0098 | -12.2625 | 2062.6748 | -565.1315 | 784.2083 | 99.4967 | 119.5506 | 209.9994 | -172.6971 | -48.8731 | -26.3017 | 644.8667 | 18.8275 | -51.372 | 1290.4797 | -628.7229 | 898.8414 | -398.2831 | -67.0529 | 629.1782 | 643.7908 | 3.5934 | -658.4924 | 176.3669 | 6.0028 | 5.8948 | -210.0047 | 1.0014 | 1.0009 | 185.2322 | -2101.0115 | 150.6102 | 1797.9817 | 581.0453 | 2941.2344 | -2.2762 | -274.6593 | 2436.0903 | -3122.269 | 571.764 | -45.2067 | -2685.5842 | 1354.7622 | 1136.5411 | 210.1042 | 34.979 | 18.5828
2030-04-14 | 4 | -6.7644 | -13.6889 | -32.3169 | -220.5612 | -249.1587 | -691.3756 | -8087.6821 | 1764.4696 | 249.3556 | -65.3475 | 2759.0251 | 0.99998 | 1597.4115 | -609.4734 | 774.2153 | -226.9032 | 87.8587 | 209.9994 | -161.9881 | -36.1319 | 24.682 | 750.9887 | 32.4035 | -60.199 | 1216.7681 | -1170.7765 | 936.3016 | -417.5723 | -60.3376 | 649.6812 | 586.8696 | 4.9633 | -643.4304 | 190.9036 | 5.547 | 5.9407 | 274.7197 | 0.99952 | 158.233 | 449.6338 | -2075.4807 | 193.2493 | 1432.365 | 392.3365 | 2733.9795 | -2.2378 | -272.4451 | 2339.4771 | -3356.3303 | 498.5973 | -75.4394 | -2956.3538 | 997.2039 | 4712.0483 | 210.1042 | 64.1452 | -1.017
2030-04-14 | 5 | -6.8058 | -108.4286 | -28.4604 | -225.1509 | -257.443 | -683.4346 | -7331.5728 | 1474.6405 | 0.99516 | -76.6674 | 2657.4507 | -13.5027 | 1301.7852 | -465.9938 | 827.5603 | -307.4412 | 118.4831 | 209.9994 | -143.1488 | -26.1205 | 122.2131 | 1372.7921 | 43.5256 | -55.4807 | 1276.3401 | -788.9576 | 866.8096 | -406.6438 | -52.5044 | 654.2498 | 782.6453 | 5.1954 | -725.5834 | 192.4498 | 5.0866 | 0.99112 | 750.243 | 258.137 | 99.8512 | 449.6657 | -2007.8767 | 215.8415 | 1398.6306 | 314.8604 | 2670.7388 | -2.1818 | -272.5276 | 1958.1074 | -3823.0564 | 430.7286 | -362.1108 | -3059.7832 | 876.7675 | 1615.8658 | 210.1043 | 68.0513 | 24.8119
2030-04-14 | 6 | -11.4626 | -15.5431 | -32.6162 | -273.0812 | -294.5775 | -847.4132 | -7001.3623 | 1550.2904 | 698.1963 | -84.7888 | 2817.5913 | -13.3587 | 1709.5146 | -441.8382 | 929.3979 | -62.2243 | 202.3095 | 209.9994 | -149.8915 | 72.2126 | 122.5173 | 1176.2219 | 81.9273 | -51.6891 | 1440.3362 | -1115.4994 | 25.6575 | -458.0335 | -48.7361 | 717.1033 | 875.8669 | 0.99238 | -866.1417 | 255.9008 | 4.1745 | -0.24134 | 933.0108 | 0.99958 | 148.5242 | 449.6057 | -2188.2744 | 328.152 | 1413.145 | 405.2928 | 2728.0334 | -2.1497 | -272.557 | 1661.0392 | -4136.3691 | 522.0824 | -75.2972 | -2833.8298 | 965.5549 | 8145.8242 | 210.1042 | 69.1523 | 57.9108
2030-04-14 | 7 | -2.7224 | 0.99108 | -30.1266 | -167.779 | -37.7884 | -915.8185 | -8039.8774 | 2205.3953 | 1174.3326 | -140.9752 | 2675.5454 | -102.768 | 1413.0258 | -346.0167 | 1210.9812 | 101.1894 | 190.0826 | 209.9994 | -127.8639 | 42.7331 | 160.95 | 992.9987 | 110.358 | -35.401 | 1443.0771 | -903.4374 | 27.6933 | -454.5149 | -54.7868 | 805.4334 | 947.0039 | 0.98105 | -1115.0349 | 74.3422 | 3.3925 | -349.6085 | -453.6188 | 191.8794 | 156.3971 | 449.5749 | -2254.6487 | 419.7706 | 1398.1489 | 380.1962 | 2731.2515 | -2.166 | -272.475 | 1421.5176 | -4300.2002 | 577.4958 | -75.468 | -2598.7222 | 967.1829 | 616.9522 | 210.1043 | 56.9052 | 179.7108
2030-04-14 | 8 | -7.5273 | 505.931 | -37.2033 | -212.5351 | 281.9328 | -1392.7247 | -9386.9141 | 2993.4548 | 1696.1542 | -137.3435 | 2297.4209 | -28.1461 | 887.9206 | -122.1708 | 1568.4415 | -120.7973 | 205.7174 | 209.9994 | -130.0958 | -82.5435 | 254.9101 | 995.9266 | 125.0964 | -40.0364 | 1449.5138 | -1399.1775 | 24.9986 | -601.9789 | -65.4135 | 914.4397 | 1319.8818 | 0.99482 | -1060.2889 | 18.3905 | 3.1934 | -256.165 | -349.7902 | 126.8294 | 1.0003 | 438.6199 | -2376.8701 | 440.8272 | 2253.4497 | 548.4214 | 3357.1013 | -2.2859 | -272.6247 | 2073.5854 | -3480.6543 | 645.3813 | 422.2355 | -3406.114 | 997.6939 | 6493.3682 | 210.1042 | 82.825 | 150.663
2030-04-14 | 9 | -11.8725 | 864.7787 | -43.2646 | -257.67 | 724.5364 | -1546.5704 | -10981.6924 | 3705.3677 | 937.8969 | -199.6428 | 2777.3784 | -140.2492 | 759.0952 | -243.2759 | 1639.0197 | -618.2072 | 221.7701 | 209.9994 | -171.9338 | -81.1978 | 74.1302 | 829.0642 | 107.6804 | -33.8836 | 1596.3359 | -1576.4265 | 83.5602 | -667.1488 | -88.0755 | 895.3508 | 1546.5341 | 1.0071 | -676.5818 | 102.2968 | 5.5853 | -181.1799 | -232.1976 | 1.1573 | 167.5352 | 449.5117 | -2526.8247 | 363.3224 | 2483.5388 | 451.4021 | 3671.4053 | -2.9763 | -273.8229 | 3787.1897 | -1475.2644 | 833.8714 | 1075.3159 | -4472.083 | 821.1891 | 3630.365 | 210.1042 | 51.3471 | 110.6312
2030-04-14 | 10 | -14.7286 | 967.1021 | -45.1136 | -267.4806 | 1259.3068 | -1683.6459 | -13263.7471 | 4672.4658 | -81.2766 | -217.3853 | 3169.7021 | -195.0002 | 1529.4095 | -157.4095 | 1650.8719 | -306.5032 | 90.3596 | 209.9994 | -198.3669 | 128.4291 | -20.0102 | 202.9185 | 186.4116 | -21.7275 | 1886.5399 | -1489.5679 | -324.0457 | -679.8471 | -114.1439 | 1053.3151 | 1259.1615 | 0.98747 | -987.2336 | 27.711 | 3.0278 | -565.8383 | -1365.9166 | -4.1397 | 156.7808 | 0.99882 | -2560.2407 | 630.008 | 3091.781 | 730.2697 | 4241.3301 | -3.1825 | -271.9407 | 2556.457 | -2117.6599 | 907.8942 | 1908.5187 | -5470.9541 | 553.7477 | -1652.3812 | 210.1042 | 120.4536 | 18.205
2030-04-14 | 11 | -19.212 | 797.1674 | -66.8108 | -269.1496 | 1169.0171 | -1728.0151 | -13775.0479 | 4525.8979 | -404.7855 | -205.1334 | 2246.7617 | -172.7401 | 1839.3157 | -103.7226 | 1654.0439 | -346.5282 | 82.6281 | 209.9994 | -166.5042 | 322.2362 | -80.3728 | 213.7053 | 240.8261 | -26.7799 | 1563.0713 | -1430.2397 | -904.5662 | -686.018 | -103.206 | 1097.7614 | 1104.226 | 1.0029 | -1194.3475 | 1.0024 | 2.0533 | -801.7527 | -1917.1569 | -3.1647 | 105.6109 | 1.0027 | -2574.4243 | 765.9821 | 3441.6975 | 889.9002 | 4560.6699 | -2.8119 | -271.8277 | 2486.3474 | -1701.9534 | 980.6696 | 2397.9282 | -5517.731 | 371.5325 | 971.6109 | 210.1043 | 167.5041 | 114.152
2030-04-14 | 12 | -22.2679 | 613.463 | -69.0021 | -285.9834 | 1219.7222 | -1753.6278 | -14066.082 | 4610.2051 | -1445.6429 | -189.9958 | 3331.6294 | -143.5925 | 2120.6211 | -178.9416 | 1641.7351 | -325.2764 | 107.568 | 209.9994 | -371.6854 | 395.0289 | -108.569 | 151.0952 | 288.7391 | -11.1217 | 3006.46 | -1546.1488 | -1458.4318 | -703.8592 | -88.7456 | 1215.3624 | 1143.0898 | 1.003 | -1185.1244 | 19.3107 | 2.0133 | -667.3447 | -1897.2579 | -112.0407 | 65.8039 | 1.004 | -2627.2332 | 902.2454 | 3689.6838 | 1026.8123 | 4712.6763 | 0.91796 | -272.3527 | 2568.4678 | -1517.5869 | 1070.9214 | 2883.2578 | -6000.6191 | -193.0925 | 3833.511 | 210.1042 | 171.2721 | 155.7348
2030-04-14 | 13 | -26.9149 | 543.6033 | -73.3985 | -330.7307 | 1069.4714 | -1748.4453 | -13669.6553 | 4115.415 | -1951.5177 | -164.464 | 3587.0913 | -49.6619 | 2128.1011 | 0.068311 | 1698.9791 | -355.8403 | -43.3808 | 209.9994 | -338.1078 | 570.8533 | -303.9948 | 48.8217 | 304.6252 | 0.18644 | 2505.0337 | -1666.4694 | -1559.9012 | -719.0002 | -78.3243 | 1154.5725 | 1323.4667 | 0.98141 | -1024.0692 | 1.0004 | 3.4186 | -687.7552 | -1318.3718 | -2.7127 | 96.7727 | 1.0005 | -2675.4214 | 860.5739 | 3824.7085 | 1001.6277 | 4842.9009 | -2.7395 | -271.8937 | 1795.4766 | -2372.2292 | 1482.8339 | 3088.3406 | -6069.083 | -1440.043 | 6778.5488 | 210.1042 | 9.6861 | 169.3857
2030-04-14 | 14 | -11.7898 | 514.8876 | -49.4275 | -360.5758 | 794.4142 | -1669.1021 | -13093.5879 | 3641.8071 | -1256.4087 | -175.8186 | 3534.3191 | -88.8904 | 2154.7332 | 125.9534 | 1678.7258 | -454.591 | -459.1671 | 209.9994 | -436.8918 | 637.9234 | -359.9366 | -118.816 | 299.1415 | 27.7626 | 3143.5005 | -1601.4205 | -1736.2635 | -717.2476 | -71.7759 | 1102.8448 | 1012.3071 | -1027.5531 | -1087.9937 | -156.1566 | 3.659 | -827.7352 | -2362.3108 | 103.0982 | 0.99909 | 314.4347 | -2624.4985 | 843.0134 | 3816.2673 | 1071.1143 | 4764.4985 | -15.2213 | -272.677 | 412.5767 | -3436.073 | 1407.7703 | 3189.8796 | -5422.9316 | -942.5978 | 9228.6631 | 210.1042 | 4.5015 | 56.4948
2030-04-14 | 15 | -9.4057 | 563.6343 | -56.7978 | -497.0411 | 580.9164 | -1370.1475 | -11963.0029 | 3050.8679 | -1053.3093 | -170.1886 | 3516.2188 | -86.93 | 2151.7312 | 198.4828 | 1640.0756 | -840.3358 | -539.2343 | 209.9994 | -493.5999 | 614.2936 | -440.3547 | -295.8444 | 280.0071 | 40.7171 | 3476.7458 | -1790.9014 | -1353.9906 | -666.784 | -67.1442 | 1036.9038 | 1068.056 | -1207.7253 | -884.1366 | -75.2138 | 5.414 | -768.004 | -358.6846 | 6.8914 | 0.99983 | 395.0987 | -2586.4177 | 739.6894 | 3696.3638 | 1107.8804 | 4649.0586 | -2.4593 | -272.755 | 966.6174 | -2728.385 | 1427.724 | 3220.1946 | -4494.2964 | -696.5909 | 9149.46 | 210.1042 | -37.0657 | 20.4599
2030-04-14 | 16 | -9.6737 | -1139.5651 | -50.6561 | -287.528 | -527.4509 | -112.0278 | -7179.4351 | 454.7607 | -599.1659 | -152.203 | 3775.5347 | 14.0113 | 2141.5938 | 289.5645 | 1738.2469 | 191.974 | 87.749 | 209.9994 | -575.0318 | 629.1585 | -574.7273 | -459.4371 | 233.3993 | 32.0399 | 3725.5193 | -497.4391 | -1450.2329 | -250.7378 | -35.9587 | 811.7461 | 491.1143 | 3.0097 | -1209.0271 | 327.6841 | 6.8816 | -328.7971 | 745.1511 | -1.2632 | 1.0005 | 234.519 | -2443.5596 | 541.886 | 3821.52 | 1204.2161 | 4810.688 | -2.6545 | -272.0548 | 2352.5872 | -1049.0304 | 1503.4401 | 2141.3789 | -2391.6738 | -944.6859 | 9139.4688 | 210.1042 | -253.2476 | 49.027
2030-04-14 | 17 | -8.7333 | -453.5199 | -56.5264 | -354.4451 | -999.5121 | -433.7135 | -5801.0352 | 0.99963 | -497.2624 | -153.8965 | 3923.4939 | 82.0056 | 1434.693 | 373.0584 | 1895.7395 | 213.6337 | 75.786 | 209.9994 | -610.2719 | 438.2354 | -647.7646 | -1161.1014 | 77.0302 | 26.081 | 3627.9016 | -989.8691 | -1049.7816 | -382.4415 | -54.7761 | 564.1883 | 966.7875 | 3.7225 | -703.5753 | 46.1322 | 7.5691 | 19.0412 | 586.4393 | -2.799 | 0.99995 | 25.6441 | -2370.1716 | 54.7407 | 3977.5952 | 1226.6818 | 4976.6851 | -3.2582 | -275.7291 | 4662.2246 | 872.3076 | 1224.413 | 1416.4426 | -1011.8684 | -683.8837 | 8283.7432 | 210.1042 | -289.9488 | 204.5511
2030-04-14 | 18 | -28.2299 | -314.5041 | -70.9208 | -481.6398 | -1052.1945 | -548.5659 | -5792.1958 | -2.3083 | -383.0866 | -170.5597 | 3870.0085 | 26.3587 | 841.6655 | 367.4055 | 1856.0508 | 135.0287 | 154.8259 | 209.9994 | -562.2778 | 438.0766 | -645.3622 | -679.8271 | 90.6007 | 5.7948 | 3395.5159 | -1615.4489 | -1105.6611 | -431.5986 | -48.5676 | 598.4149 | 1047.6407 | 1579.0977 | -517.7772 | 343.5732 | 7.3228 | 457.3609 | 2192.7212 | 264.1133 | 275.0863 | 450.1797 | -2369.1377 | 94.9106 | 3730.8857 | 1323.1116 | 4818.0942 | 79.4928 | -278.234 | 5010.2852 | 1005.9042 | 1081.085 | 1040.3024 | -916.2065 | -632.4276 | 8109.0601 | 210.1042 | -267.3193 | 198.4141
2030-04-14 | 19 | -36.7437 | -27.6747 | -75.8149 | -545.3604 | -1209.7128 | -670.6581 | -5672.9751 | 1.001 | -480.741 | -134.3496 | 3873.0417 | 98.3556 | 959.8414 | 326.3227 | 1751.4786 | 92.7817 | 179.5611 | 209.9994 | -479.1265 | 348.6745 | -633.5816 | -337.0383 | 75.3588 | -30.5317 | 2983.9644 | -1961.2245 | -939.048 | -467.79 | -52.365 | 601.3685 | 1154.135 | 2236.333 | -534.3406 | 531.8895 | 6.6947 | 684.8806 | 2889.5972 | 218.1931 | 206.1545 | 450.221 | -2263.6907 | 94.3307 | 3766.8101 | 1326.0608 | 4821.8145 | 47.0536 | -278.0777 | 5062.0308 | 1147.3446 | 990.2729 | 830.0321 | -841.8911 | -549.7875 | 7065.0527 | 0.10423 | -265.011 | 179.356
2030-04-14 | 20 | -36.1869 | 107.9556 | -74.2316 | -531.4092 | -1180.9384 | -774.9871 | -5910.7637 | 0.996 | -2.9362 | -99.4348 | 3868.3323 | 157.9473 | 1285.1459 | 299.5241 | 1674.1741 | 162.1033 | 213.4059 | 209.9994 | -342.7897 | 155.3659 | -843.0362 | -669.876 | 10.045 | -72.5381 | 2035.472 | -2058.7898 | -699.7338 | -501.1468 | -56.5681 | 515.437 | 1141.3218 | 2000.011 | -444.3133 | 569.3655 | 6.6848 | 1116.9266 | 2806.6938 | -30.6191 | 13.9951 | 320.2745 | -1989.1643 | -103.6948 | 4051.9143 | 1370.1154 | 4976.6196 | 1.0147 | -277.6916 | 5079.4409 | 1083.0795 | 1020.2436 | 478.9236 | -606.6675 | -516.8815 | 6695.3545 | 0.10423 | -294.4138 | 149.2277
2030-04-14 | 21 | -32.8198 | 356.8601 | -74.6947 | -546.7741 | -958.3187 | -939.3952 | -6802.9009 | 365.7145 | -2.996 | -128.1447 | 3821.437 | 113.9473 | 1272.0497 | 333.8521 | 1760.7526 | 475.2505 | 214.0551 | 209.9994 | -331.853 | 101.1127 | -935.0546 | -1255.8306 | -23.1053 | -69.6369 | 1819.041 | -2060.8142 | -329.1584 | -553.9718 | -68.1561 | 481.633 | 1053.8475 | 1569.0212 | -409.1161 | 400.4506 | 7.0622 | 753.4421 | 2661.2507 | -266.3 | -134.151 | 298.8475 | -2036.5045 | -208.1909 | 4292.8857 | 1315.5474 | 5018.3311 | -3.7515 | -444.6795 | 4968.2393 | 641.2782 | 1057.89 | 718.0576 | -940.8202 | -476.3272 | 5952.396 | 210.1042 | -254.7843 | 205.9214
2030-04-14 | 22 | -33.2788 | 381.8589 | -69.2663 | -546.3498 | -700.1719 | -899.7679 | -7796.2734 | 988.0098 | -639.3367 | -129.8253 | 3817.1033 | 117.5916 | 1623.3152 | 333.4199 | 1747.5254 | 659.0052 | 220.9142 | 209.9994 | -424.1331 | 99.4964 | -817.6311 | -2067.137 | -8.6779 | -56.683 | 2496.2007 | -2071.113 | -553.8792 | -540.8533 | -69.2769 | 554.1884 | 1170.3099 | 1408.8916 | -472.9174 | 610.0798 | 5.9566 | 683.8698 | 2738.0156 | -377.5257 | -187.8226 | 439.6925 | -2001.6058 | -146.9505 | 4296.4629 | 1322.7726 | 5013.8169 | -4.0694 | -272.4092 | 5209.1694 | 643.6033 | 1138.3794 | 777.5082 | -1213.7615 | -975.1584 | 5065.104 | 210.1042 | -251.0416 | 228.4704
2030-04-14 | 23 | -25.1334 | 491.1314 | -59.4401 | -517.5054 | -818.723 | -958.9524 | -8642.3438 | 949.5588 | -500.6655 | -112.7037 | 3771.5886 | 86.2708 | 2117.6948 | 244.3994 | 1623.6261 | 918.0225 | 202.5118 | 209.9994 | -563.6096 | 79.7348 | -953.6501 | -3263.1055 | 38.1649 | -62.368 | 3443.9041 | -1966.6208 | -220.0024 | -567.4186 | -76.0115 | 583.0479 | 918.6205 | 632.2604 | -504.9881 | 383.3437 | 6.9113 | 934.4064 | 2218.6704 | -215.7243 | 1.0001 | 401.5738 | -1546.1113 | 149.241 | 3464.0322 | 1239.6469 | 4438.542 | -3.4099 | -272.0265 | 5039.5347 | 438.2385 | 1080.0105 | 871.5063 | -1377.28 | -554.6353 | 5758.5225 | 210.1042 | -172.9442 | 257.8663
2030-04-14 | 24 | -17.5719 | 569.4572 | -46.1735 | -464.1312 | -310.5064 | -998.2478 | -10712.6396 | 2253.4446 | 671.5494 | -86.7343 | 3617.3606 | 93.5847 | 2043.8359 | -43.1682 | 1428.5812 | 1061.3821 | 193.1051 | 209.9994 | -628.3979 | -166.3791 | -481.7819 | -3751.3916 | 59.4539 | -24.8242 | 3995.479 | -1757.7181 | 648.1111 | -562.5359 | -75.6686 | 771.6028 | 927.3141 | 182.3026 | -530.0165 | 331.0784 | 6.8365 | 497.4739 | 1507.6433 | -0.90747 | 1.0018 | 187.3272 | -2291.6089 | 111.7839 | 3102.3096 | 1213.6975 | 4206.9414 | -2.4857 | -271.9902 | 4017.2512 | -319.1415 | 1344.4507 | 432.835 | -2421.042 | -967.0547 | 3729.4131 | 210.1042 | -268.4346 | 233.414
2030-04-15 | 1 | -4.9984 | 1432.7424 | -38.4671 | -455.5672 | 24.9865 | -1483.4882 | -11470.085 | 3480.512 | 1536.057 | -106.05 | 3445.8679 | -8.4496 | 1456.9769 | -127.1859 | 1241.8384 | 1937.1622 | 268.9586 | 209.9994 | -460.3041 | -107.7135 | -172.9117 | -2369.3879 | 77.2749 | -57.397 | 2675.0522 | -1852.9656 | 1734.6371 | -760.3795 | -82.5965 | 870.4702 | 1290.0519 | -1231.2743 | -43.4112 | -187.4874 | 7.8697 | 1326.0399 | -69.9103 | -762.5508 | 223.9396 | 1.0011 | -2036.275 | 324.0111 | 2095.1794 | 1147.8361 | 3501.9268 | 1.0132 | -272.7883 | 4560.4658 | 1080.6663 | 1000.1608 | 878.1202 | -1693.246 | 1504.4904 | 4463.2432 | 210.1043 | -48.3611 | 121.4222
2030-04-15 | 2 | -3.4532 | 1127.0599 | -34.9602 | -368.5369 | -15.2287 | -1273.2603 | -9357.1377 | 2824.0759 | 1550.5291 | -119.5202 | 3047.8601 | -76.558 | 1589.2019 | -213.5339 | 1140.475 | 1438.5706 | 89.3964 | 209.9994 | -328.5474 | 147.2995 | -115.1307 | -798.3685 | 52.9768 | -49.4937 | 2039.6509 | -1638.5305 | 1060.5538 | -654.1744 | -81.4114 | 674.9268 | 947.3951 | -767.165 | -558.338 | -28.4988 | 6.5671 | 885.9389 | -908.5236 | -18.9706 | 316.3113 | 1.0014 | -1946.2312 | 256.8629 | 1726.8002 | 810.1934 | 3209.116 | -2.3639 | -272.4072 | 1897.3251 | -2172.4812 | 816.5832 | -54.5447 | -1704.2928 | 1504.1598 | 2543.7087 | 210.1043 | -40.1619 | 85.6033
2030-04-15 | 3 | -2.3017 | 423.5723 | -28.9962 | -125.8522 | -51.1739 | -855.4567 | -8875.1758 | 2602.5237 | 1333.7726 | -120.6527 | 2524.1589 | -84.5756 | 1299.6008 | -471.7061 | 1189.5046 | 1035.4575 | 236.7181 | 209.9994 | -207.0927 | 341.4339 | -2.6891 | -1183.8971 | 123.5135 | -64.2169 | 1378.7563 | -1040.0879 | 573.7427 | -452.2527 | -65.8198 | 762.4534 | 375.1032 | -1016.4606 | -1210.6187 | 134.1378 | 2.9897 | 572.5743 | -1686.5178 | -2.5201 | 436.584 | 1.0011 | -2077.3391 | 459.2965 | 1660.6571 | 599.2623 | 3225.7742 | -2.3046 | -271.8167 | 1096.9926 | -3605.8821 | 826.7158 | -79.2412 | -1124.1598 | 1407.8053 | -799.32 | 210.1043 | -44.8148 | 72.9586
2030-04-15 | 4 | -2.4701 | 791.4039 | -25.8746 | -151.5516 | -130.6515 | -1078.4285 | -8372.5488 | 2523.4009 | 1655.2867 | -196.7996 | 3752.542 | 79.3411 | 2001.3329 | -404.7376 | 852.3841 | 101.0197 | 352.2729 | 209.9994 | -77.7422 | 180.6415 | -247.9183 | -1474.4167 | 12.5509 | -85.7358 | 1051.8972 | -1118.1041 | 726.4506 | -564.9688 | -84.3773 | 587.5732 | 920.1421 | 0.99614 | -645.9592 | 61.7237 | 4.6159 | 910.1769 | -1820.5439 | -198.7546 | 384.0624 | 1.0013 | -1938.8826 | 154.6114 | 1600.8331 | 1151.2247 | 3011.9597 | 96.0935 | -279.0528 | 2536.8555 | -953.967 | 859.436 | -341.0056 | -816.3624 | 1357.6006 | 5016.0801 | 210.1043 | -70.3908 | 34.6157
2030-04-15 | 5 | -9.8154 | 1812.3242 | -36.187 | -356.2484 | 232.3563 | -1868.1716 | -9861.7178 | 3520.7766 | 1414.8121 | -312.5286 | 3819.4385 | 38.771 | 1974.1708 | -406.1872 | 909.7527 | 311.7924 | 122.6855 | 209.9994 | -126.7001 | -180.2439 | -332.8841 | -3275.3638 | -49.8684 | -90.2051 | 1284.0272 | -2083.5127 | 937.7173 | -871.4483 | -128.3347 | 647.6532 | 1650.4714 | -979.2796 | -55.5307 | -158.3199 | 4.2086 | 1311.0149 | -1070.0999 | 254.4035 | 870.6935 | 1.002 | -1981.4337 | 1.0074 | 1749.2131 | 1525.656 | 2920.8171 | 806.1687 | -282.0152 | 1630.4757 | -1494.1606 | 775.748 | -559.1395 | -1520.7577 | 1277.9432 | 11325.0352 | 210.1043 | -51.5214 | 76.8491
2030-04-15 | 6 | -13.156 | 2182.417 | -52.8499 | -411.2457 | 1029.9838 | -2292.4336 | -12907.9561 | 5362.5239 | 2002.6891 | -285.2256 | 3632.8867 | 13.3597 | 2024.613 | -310.8518 | 1182.0219 | 1461.9634 | 107.161 | 209.9994 | -224.3621 | -345.6847 | -307.4754 | -4760.4775 | -61.1863 | -83.9239 | 1410.828 | -2180.105 | -75.6345 | -1005.3167 | -157.3795 | 828.1652 | 1988.3323 | -1520.3107 | -77.663 | -388.8952 | 0.5356 | 1465.0087 | -1726.8822 | -21.2424 | 409.1764 | 0.99886 | -2377.3408 | -2.2265 | 1940.2169 | 1295.2659 | 3201.9463 | 196.4723 | -278.3265 | 1411.8867 | -2434.8127 | 773.2945 | 1.0004 | -2692.5977 | 1199.4802 | 6433.0552 | 210.1043 | 14.6158 | 142.6042
2030-04-15 | 7 | -10.1426 | 2384.4492 | -57.0338 | -421.8705 | 898.3683 | -2374.5977 | -13857.3223 | 5066.2671 | 774.6453 | -336.1945 | 3635.5925 | 68.1988 | 1937.0581 | -236.679 | 1525.182 | 1081.5369 | 183.3709 | 209.9994 | -259.0091 | 3.6891 | -718.9361 | -4738.6846 | -57.3698 | -51.9374 | 1226.2145 | -2367.8271 | -1007.1154 | -1033.7446 | -165.8234 | 721.8696 | 2418.4795 | -1076.0463 | 14.3942 | -522.0098 | 0.5103 | 1054.29 | -2283.7053 | -518.3624 | 629.837 | 1.0012 | -2283.6694 | 1.0039 | 2075.3147 | 1166.8015 | 3657.4929 | 1.0114 | -277.4025 | 2421.3677 | -1645.7581 | 833.2021 | 1.0109 | -3098.7705 | 1117.1954 | 677.4422 | 210.1043 | -39.7975 | 230.4118
2030-04-15 | 8 | -20.2763 | 2234.4146 | -60.412 | -382.742 | 757.9045 | -2326.8145 | -13904.0244 | 4913.8286 | -229.0962 | -348.5784 | 3790.0234 | 141.1881 | 1922.9727 | 1.0012 | 1927.6012 | 1116.3473 | 30.0292 | 209.9994 | -262.1161 | 184.8897 | -1000.8417 | -4842.8857 | -20.8388 | -26.0321 | 952.9567 | -2451.7947 | -1060.546 | -1020.5108 | -154.9988 | 705.3081 | 2780.0132 | -646.6623 | 11.6254 | -423.385 | 0.55107 | 466.5085 | -1865.0459 | -420.5218 | 409.7931 | 1.0003 | -2051.3206 | 148.3432 | 2604.7847 | 1475.4408 | 3839.7583 | 158.0539 | -277.7827 | 1694.2485 | -1340.0334 | 821.0715 | 262.7847 | -3074.3425 | 728.3511 | 375.0278 | 0.10423 | 52.4906 | 336.5572
2030-04-15 | 9 | -13.567 | 2040.3329 | -49.1942 | -353.5982 | 537.1198 | -2283.5854 | -14140.9092 | 4694.647 | -2.9125 | -356.4253 | 3805.3611 | 127.6606 | 1751.9183 | 119.2644 | 2040.3982 | 486.4325 | 168.2932 | 209.9994 | -289.9034 | 209.6389 | -1049.174 | -5070.8647 | -42.9863 | -16.8103 | 949.905 | -2368.4521 | -1445.7306 | -1011.9982 | -141.6334 | 693.0484 | 2893.8118 | -17.5711 | 46.1978 | -453.9598 | 0.52979 | 647.1725 | -2615.2771 | -383.5673 | 1.0024 | 449.7703 | -2086.3835 | -2.7269 | 4190.5845 | 1368.3572 | 5035.7124 | -3.6488 | -378.2534 | 1341.3916 | -2086.0598 | 985.8411 | 474.1714 | -2195.3816 | -0.54159 | 2558.3533 | 0.10423 | -85.2803 | 169.9681
2030-04-15 | 10 | -13.2126 | 1332.3953 | -43.6896 | -325.6123 | 290.2132 | -1961.8619 | -13774.8252 | 4443.396 | -183.0799 | -356.4264 | 3817.3923 | 130.7962 | 1841.0076 | 40.8312 | 2022.1383 | 189.2155 | 169.0202 | 209.9994 | -319.4508 | 136.7739 | -1089.9775 | -5007.5103 | 20.8743 | -6.1823 | 1030.8203 | -1928.2568 | -1076.0824 | -910.8766 | -117.6677 | 854.7303 | 3030.614 | 0.99645 | 92.328 | -370.4637 | 0.53097 | 484.7344 | -2143.9053 | -672.1352 | -38.5105 | 449.6284 | -1906.7181 | 38.8229 | 4235.6714 | 1414.0249 | 5049.666 | -3.1096 | -1100.3086 | 1139.017 | -2250.8379 | 1023.016 | 541.0469 | -2282.1221 | -0.072787 | 7681.957 | 0.10423 | -51.5114 | 319.4691
2030-04-15 | 11 | -16.5771 | 1052.9877 | -41.0059 | -353.7796 | -7.0984 | -1843.3131 | -13152.1797 | 3704.6323 | -581.1005 | -336.922 | 3837.7437 | 194.9914 | 1587.6212 | 44.6355 | 2003.9183 | 356.596 | 0.99624 | 209.9994 | -332.9371 | 282.2561 | -1277.2266 | -4945.1328 | 47.7636 | 2.1067 | 1008.0959 | -1959.8837 | -1377.8884 | -889.4933 | -98.3272 | 796.2157 | 3061.0632 | 0.95863 | 71.1825 | -257.0924 | 0.51827 | 509.5853 | -1398.3646 | -654.7781 | -2.077 | 449.503 | -1764.3495 | 153.9273 | 4281.6064 | 1408.4287 | 5038.1558 | -2.9287 | -1312.9808 | 796.9494 | -1861.2185 | 1080.6562 | 720.2126 | -2389.5439 | 0.9858 | 11307.8555 | 0.10423 | -41.8405 | 293.0288
2030-04-15 | 12 | -14.3807 | 921.0806 | -40.9891 | -339.4663 | -496.2617 | -1733.088 | -12668.0195 | 3152.1199 | -2.8032 | -339.6066 | 3875.5542 | 195.0028 | 1458.473 | 44.1228 | 2002.8977 | 450.4676 | 28.6106 | 209.9994 | -335.7279 | 425.8465 | -1330.9191 | -4673.6699 | 54.6095 | 9.8854 | 1044.9867 | -1951.9698 | -1756.871 | -872.1782 | -90.3911 | 754.7776 | 3086.4219 | 0.65529 | 55.2714 | -226.5221 | 0.52004 | 431.1282 | -1564.7552 | -667.9985 | -7.8548 | 449.5354 | -1793.7554 | 149.1499 | 4262.0312 | 1399.438 | 5048.5806 | -2.9415 | -1336.8807 | 434.9503 | -2166.1348 | 1209.9125 | 518.6141 | -1835.842 | 64.2553 | 11680.7607 | 210.1042 | -112.7359 | 104.5047
2030-04-15 | 13 | -22.3682 | 684.7962 | -44.4069 | -384.4084 | -522.7313 | -1634.7042 | -12009.3896 | 2632.0137 | -219.5566 | -337.2429 | 3889.1677 | 195.0016 | 1263.8192 | 150.4206 | 2041.4264 | 788.0677 | 12.6298 | 209.9994 | -338.3621 | 594.8367 | -1337.1606 | -4759.334 | 101.1312 | 9.8382 | 981.6694 | -2073.4099 | -1966.0732 | -852.1565 | -75.1736 | 787.4564 | 3066.4526 | 0.3622 | 41.9773 | -41.7999 | 0.52335 | 555.5826 | -516.463 | -691.8965 | -30.6841 | 449.472 | -1927.7633 | 227.414 | 4144.0352 | 1375.1384 | 5050.0815 | -2.9349 | -1359.243 | 817.6097 | -1423.7754 | 1390.1726 | 237.1084 | -1897.9905 | -374.9507 | 12315.8174 | 210.1042 | -131.6499 | 184.037
2030-04-15 | 14 | -20.8548 | 340.7311 | -45.1528 | -362.9646 | -674.6431 | -1495.1576 | -12281.0488 | 2508.437 | -562.3619 | -346.5665 | 3878.4094 | 173.0221 | 907.1245 | 139.3219 | 2035.6492 | 266.5629 | 14.4437 | 209.9994 | -334.4926 | 552.6202 | -1426.0331 | -4980.2397 | 126.0849 | 7.7303 | 942.589 | -1980.1119 | -1843.2784 | -807.8076 | -61.5695 | 856.534 | 3072.5576 | 0.40039 | 75.2988 | -1.2219 | 0.52004 | 478.2897 | -498.3059 | -114.4129 | 33.9324 | 450.0312 | -1661.3953 | 270.3085 | 4771.9648 | 1578.2297 | 5062.5034 | 544.7561 | -1351.2402 | 1153.2511 | -1668.3254 | 1429.0803 | 1318.7847 | -1743.7643 | -827.0925 | 11151.7842 | 210.1042 | -155.4808 | 161.5023
2030-04-15 | 15 | -28.9472 | 185.9544 | -68.4613 | -384.7259 | -528.4764 | -1564.3408 | -12868.3232 | 2763.9453 | -949.9342 | -337.8609 | 3899.252 | 195.0019 | 201.073 | 32.1002 | 1984.1385 | 11.9579 | 22.7106 | 209.9994 | -355.926 | 530.1666 | -1408.2621 | -5022.0259 | 184.0941 | 14.7474 | 734.1398 | -1969.2241 | -2242.2576 | -810.7405 | -52.6586 | 972.6457 | 3057.0452 | 0.56774 | 100.3071 | 0.99747 | 0.51809 | 509.6503 | -539.7684 | 123.7058 | 218.4517 | 449.841 | -1589.0016 | 459.4627 | 4789.5532 | 1685.6111 | 5062.3447 | 713.7905 | -1352.005 | 2565.3533 | -309.2514 | 1498.9763 | 1522.0564 | -1701.0906 | -765.0354 | 11657.7354 | 210.1042 | -169.2873 | 72.7631
2030-04-15 | 16 | -29.3867 | 133.9287 | -71.0931 | -381.9784 | -433.5414 | -1560.6925 | -12923.0508 | 2806.0386 | -1530.618 | -336.5694 | 3881.9829 | 195.0166 | 438.1788 | 85.637 | 1989.6012 | 205.2348 | 38.7261 | 209.9994 | -356.3905 | 528.164 | -1428.5785 | -5108.4824 | 194.5347 | 10.5264 | 732.5084 | -2007.9523 | -2347.4587 | -806.6486 | -51.7582 | 1001.0668 | 2993.9023 | 0.75608 | 110.9415 | 1.0039 | 0.54442 | 733.2988 | -1057.9971 | 50.0367 | 197.7763 | 449.7551 | -1565.3359 | 518.9706 | 4806.769 | 1722.8722 | 5061.8779 | 754.8376 | -1352.1239 | 2680.5344 | -438.7655 | 1531.0168 | 1749.1621 | -1682.7708 | -796.3025 | 11934.5908 | 210.1042 | -172.6418 | 32.125
2030-04-15 | 17 | -30.1623 | 109.6922 | -71.0141 | -373.3389 | -553.6257 | -1567.2457 | -13236.2412 | 2794.4714 | -1919.4038 | -337.2968 | 3859.0864 | 195.003 | 580.2699 | 160.5346 | 2002.4501 | 103.8187 | 201.4031 | 209.9994 | -345.9921 | 494.1669 | -1208.2382 | -5112.3286 | 186.766 | 3.7166 | 723.949 | -2087.3975 | -2367.5435 | -809.3912 | -51.6493 | 1017.1488 | 2954.3655 | 1.0008 | 119.7223 | 31.0126 | 0.54336 | 799.7753 | -1834.6405 | 243.1999 | 426.8975 | 449.5738 | -1889.5315 | 448.2319 | 4894.1851 | 1879.1289 | 5061.5605 | 1104.9943 | -1353.8029 | 2584.907 | -530.1512 | 1534.3075 | 1790.391 | -1768.4772 | -886.7072 | 12138.5498 | 210.1042 | -177.5114 | 32.1616
2030-04-15 | 18 | -34.0339 | 79.0509 | -79.5549 | -532.9915 | -895.5142 | -1530.5198 | -12550.2656 | 2317.6257 | -1989.7043 | -345.7362 | 3822.29 | 167.2128 | 1375.1519 | 168.1842 | 2023.3506 | 245.8737 | 147.7121 | 209.9994 | -333.9893 | 489.3004 | -1327.8282 | -5532.8281 | 191.8912 | -1.8319 | 928.0227 | -2239.355 | -2447.9839 | -824.9412 | -43.9042 | 1002.4676 | 2881.0645 | 0.99692 | 75.9548 | 81.4372 | 0.53766 | 813.8545 | -1028.6742 | -58.173 | 187.436 | 449.7515 | -1982.2598 | 481.7044 | 4992.4229 | 1845.2947 | 5058.7363 | 979.8012 | -1346.5983 | 2803.125 | -432.7996 | 1600.8563 | 1953.0981 | -1308.9923 | -1003.4627 | 14421.9531 | 0.10423 | -195.8194 | 19.1295
2030-04-15 | 19 | -32.0236 | 145.2632 | -78.7129 | -523.3761 | -915.0959 | -1563.6794 | -12762.8066 | 2200.0676 | -1455.2562 | -335.7546 | 3823.8789 | 194.9927 | 1734.2845 | 170.3783 | 2018.7988 | 352.1363 | 173.4654 | 209.9994 | -329.3308 | 435.6496 | -1340.6779 | -5486.5386 | 158.162 | -5.951 | 975.2466 | -2240.636 | -2402.113 | -837.3927 | -46.4981 | 963.2127 | 2864.7234 | 1.0038 | 86.2117 | 49.0266 | 0.53293 | 854.604 | -1208.7325 | -34.8189 | 401.5462 | 449.6266 | -1871.0591 | 425.4763 | 4823.7896 | 1882.041 | 5048.0078 | 1018.6919 | -1046.1157 | 2467.0735 | -600.2349 | 1395.5212 | 1139.1537 | -856.8217 | -609.55 | 14112.7168 | 210.1042 | -201.6649 | -12.3806
2030-04-15 | 20 | -36.6672 | 314.1277 | -79.6542 | -522.8868 | -649.7192 | -1633.624 | -13242.3604 | 2490.614 | -916.7659 | -339.1683 | 3810.8262 | 191.7732 | 1841.2535 | 181.7708 | 2033.7864 | 518.5304 | 62.6441 | 209.9994 | -316.2117 | 507.4445 | -1506.4655 | -5677.2153 | 164.8752 | -7.899 | 882.3605 | -2384.8069 | -2468.0925 | -857.1704 | -51.3057 | 946.4391 | 2860.1191 | -29.273 | 83.4247 | 88.0468 | 0.53158 | 856.0939 | -17.5131 | -273.3528 | 207.8757 | 451.9898 | -1780.1206 | 503.3604 | 4859.4609 | 1828.0416 | 5061.2324 | 808.2908 | -956.803 | 2257.9558 | -639.6762 | 1386.028 | 832.398 | -1561.2211 | -638.6318 | 11986.7207 | 210.1042 | -164.7473 | -28.2433
2030-04-15 | 21 | -34.323 | 540.2043 | -79.4895 | -397.5015 | -667.6124 | -1759.5536 | -13132.5 | 2430.679 | -968.9728 | -338.6714 | 3836.583 | 194.9988 | 1762.4962 | 207.3508 | 2045.1952 | -209.4581 | 79.1403 | 209.9994 | -325.035 | 634.834 | -1595.8914 | -5515.0415 | 105.7571 | -3.6487 | 853.5416 | -2268.5569 | -2119.05 | -873.5255 | -68.4054 | 771.85 | 2880.7312 | 0.9912 | 70.7708 | -2.1668 | 0.50636 | 798.593 | -1258.8711 | -381.8143 | 163.216 | 449.9352 | -1647.0925 | 370.4059 | 4522.4194 | 1632.4395 | 5050.7944 | 375.9667 | -982.6473 | 1786.9432 | -1215.9122 | 1221.3031 | 658.4648 | -1552.8363 | -231.9501 | 11075.9199 | 0.10423 | -100.9482 | 48.0724
2030-04-15 | 22 | -25.5588 | 741.7169 | -50.8302 | -394.0073 | -457.5629 | -1720.2939 | -13075.8193 | 2719.6326 | -339.5721 | -346.4976 | 3814.3604 | 169.7019 | 2023.9216 | 121.841 | 1960.4159 | 212.0013 | 101.2859 | 209.9994 | -325.9213 | 810.5716 | -1462.1702 | -4623.4961 | 161.212 | 7.8576 | 968.4337 | -2306.5708 | -2014.4122 | -879.0427 | -76.5306 | 823.3564 | 2973.3093 | 0.98375 | 39.9207 | -11.8947 | 0.53243 | 586.6155 | -1335.7832 | -477.1424 | 728.6913 | 92.1769 | -1366.4415 | 722.8101 | 3368.6584 | 1517.4213 | 5029.8101 | -4.0422 | -271.2873 | 2886.4556 | 111.2907 | 1143.9855 | 68.4295 | -1536.5673 | 0.999 | 11690.1533 | 0.10423 | -49.3531 | 70.2688
2030-04-15 | 23 | -29.4376 | 975.6276 | -46.0282 | -418.569 | -787.535 | -1867.5159 | -13279.2998 | 2459.9233 | -287.3569 | -337.9671 | 3700.6021 | 167.381 | 1963.3895 | 0.99917 | 1936.7792 | 362.9851 | 18.0574 | 209.9994 | -336.7721 | 649.0828 | -1499.0575 | -4767.7085 | 124.6336 | 11.0166 | 1007.913 | -2529.0151 | -1874.9476 | -925.3725 | -76.2911 | 724.8733 | 3091.8398 | 0.99905 | 43.4568 | -2.2715 | 0.55293 | 171.9759 | -1130.9376 | -593.4592 | 823.0054 | 1.0028 | -1390.0658 | 632.6755 | 3048.8918 | 1524.871 | 4931.8945 | 1.0092 | -271.027 | 2679.2139 | -398.2383 | 1190.7721 | 152.1179 | -1110.1448 | 0.98798 | 12378.8955 | 210.1042 | 1.3865 | 257.5208
2030-04-15 | 24 | -36.2318 | 1079.7821 | -64.3582 | -430.1657 | -1107.8367 | -1956.4454 | -12044.3271 | 1797.7551 | -3.1061 | -356.6039 | 3600.2991 | 74.1092 | 1989.333 | 0.9995 | 1917.6797 | 473.8504 | 127.0608 | 209.9994 | -333.2015 | 512.1439 | -1403.3505 | -4777.0947 | 95.5672 | -11.0884 | 1181.7615 | -2456.2583 | -1591.5 | -926.1241 | -78.4203 | 647.7411 | 2953.1877 | 0.99844 | 39.7094 | 127.2822 | 0.57139 | 452.5964 | -608.2172 | -612.7231 | 483.6031 | 1.0051 | -1174.953 | 688.3269 | 2621.6521 | 1433.8199 | 4317.3052 | 1.0194 | -271.905 | 1948.019 | -1332.1937 | 1059.8143 | 126.9286 | -606.6993 | 351.134 | 14136.2441 | 210.1042 | -55.6881 | 157.9948
2030-04-16 | 1 | -23.6625 | 1471.1725 | -55.4519 | -326.9202 | -473.1583 | -2133.877 | -13211.541 | 3008.7268 | 1394.3649 | -344.7956 | 3610.7988 | 86.7951 | 1985.9694 | 1.0018 | 1938.0543 | 324.8877 | 357.2645 | 209.9994 | -215.6408 | 114.8365 | -906.9709 | -4413.6553 | 79.71 | -23.1905 | 882.8828 | -2243.052 | -803.0753 | -947.9653 | -103.4592 | 769.3728 | 2810.1028 | 2.671 | -18.3279 | -96.4646 | 0.5709 | 213.8729 | -2533.7612 | -425.7228 | 225.6996 | 1.0014 | -1803.5267 | 534.5881 | 2765.7832 | 1425.2339 | 4067.5444 | -0.52181 | -275.388 | 2077.7568 | -578.4974 | 1088.9954 | 747.1295 | -909.5496 | 656.1285 | 10837.6973 | 210.1043 | -54.1894 | 69.3514
2030-04-16 | 2 | -17.5449 | 1698.3427 | -52.2607 | -297.4502 | 194.655 | -2130.8547 | -13436.2021 | 4169.3081 | 1889.1227 | -349.2091 | 3579.8311 | 58.5006 | 1971.333 | 1.0018 | 1857.8622 | 100.9048 | 360.3246 | 209.9994 | -207.9118 | 186.541 | -507.3948 | -3170.3972 | 32.5844 | -47.58 | 1132.3185 | -2145.7136 | -882.4589 | -931.6498 | -121.8606 | 741.4869 | 2463.0654 | 0.97066 | -149.0347 | -59.2491 | 0.58463 | 484.4591 | -2417.9709 | -389.7001 | 312.4387 | 0.99992 | -2335.8779 | 425.1586 | 2457.3638 | 1475.8455 | 3814.6912 | 15.2768 | -278.222 | 1860.8398 | -822.3843 | 1077.9498 | 653.7446 | -1073.1469 | 896.3643 | 3399.5027 | 210.1043 | -84.4778 | 85.6319
2030-04-16 | 3 | -16.8018 | 1597.9738 | -50.6739 | -270.0968 | 128.1946 | -2047.381 | -13051.0449 | 3970.7024 | 2031.0115 | -346.4303 | 3558.5945 | 68.3205 | 1960.5699 | 0.99899 | 1800.421 | 100.9082 | 393.1917 | 209.9994 | -184.6228 | 196.731 | -373.9373 | -2404.4563 | 41.0705 | -54.7685 | 1171.0905 | -1920.7133 | -766.4444 | -893.9238 | -117.7353 | 732.0704 | 2124.0691 | -65.3994 | -442.4881 | -28.901 | 0.58657 | 239.9215 | -2388.5618 | -266.6618 | 493.5915 | 1.0009 | -2300.6096 | 378.7867 | 2402.9736 | 1513.7745 | 3716.3091 | 237.3547 | -279.6656 | 1598.4463 | -1017.9803 | 1005.3038 | 442.0564 | -1356.5566 | 812.4108 | 2365.8376 | 210.1042 | -76.0807 | 94.2745
2030-04-16 | 4 | -18.76 | 1693.3851 | -49.9888 | -272.8033 | 362.8152 | -2027.6204 | -13043.6826 | 4326.7456 | 1749.2253 | -359.0058 | 3562.3127 | 0.99934 | 1957.1096 | -24.5508 | 1741.1016 | 100.9926 | 404.0514 | 209.9994 | -65.9689 | -106.0209 | -319.8284 | -2225.6758 | 0.87177 | -81.1733 | 1031.5641 | -1939.0385 | 233.3279 | -884.7974 | -127.9655 | 747.7263 | 2089.083 | -34.8022 | -392.8972 | 0.99537 | 0.6697 | 360.683 | -2342.4553 | 1.0032 | 422.9843 | 1.0008 | -2179.6772 | 275.967 | 2399.5051 | 1491.7677 | 3570.532 | 310.0976 | -278.7447 | 1305.5266 | -1536.0096 | 805.2245 | 140.6285 | -1585.1575 | 1262.5067 | 2199.814 | 210.1043 | -23.3775 | 87.3685
2030-04-16 | 5 | -17.0187 | 1793.9705 | -50.2813 | -272.7686 | 397.9349 | -2081.0127 | -12627.1973 | 4246.2358 | 1710.554 | -367.7686 | 3546.6978 | -52.5104 | 1929.3744 | -32.1442 | 1719.8062 | 101.0889 | 412.1612 | 209.9994 | -78.3763 | 1.2706 | -390.5294 | -1456.0306 | -9.7822 | -81.2494 | 464.5866 | -1982.9358 | -213.9042 | -901.1527 | -129.6091 | 699.3126 | 2169.6963 | 0.97776 | -294.654 | -80.1646 | 1.724 | 469.1545 | -2312.5491 | -11.4897 | 286.4223 | 1.0012 | -2371.0056 | 195.272 | 2304.791 | 1203.0679 | 3643.5952 | 0.99754 | -278.4912 | 943.852 | -2530.4043 | 1014.8021 | 888.5778 | -1858.9387 | 980.792 | 2081.0278 | 210.1042 | -24.9881 | 18.0379
2030-04-16 | 6 | -14.9503 | 2091.8889 | -54.2819 | -314.4457 | 444.5225 | -2267.0754 | -12708.4121 | 4255.6187 | 1733.7322 | -362.3604 | 3776.0466 | -1.5125 | 1564.5035 | -57.3504 | 1783.8353 | 101.0816 | 405.3958 | 209.9994 | -81.2603 | -187.2296 | -609.0322 | -1775.905 | -125.861 | -81.1516 | 326.2426 | -2152.5022 | -591.8907 | -979.9536 | -142.0205 | 583.2442 | 2305.189 | 0.96119 | -102.0317 | -292.6136 | 1.7344 | 432.4631 | -2364.6863 | -148.3706 | 355.1982 | 1.3813 | -2505.4355 | -265.0588 | 2703.8018 | 1355.4014 | 3919.645 | 113.6441 | -269.525 | 3031.7722 | -595.3469 | 858.1141 | 218.5718 | -2310.2378 | 536.4389 | 3032.0769 | 210.1043 | -131.0067 | 32.7127
2030-04-16 | 7 | -17.9904 | 1728.0372 | -61.2123 | -308.7992 | 644.1462 | -2199.0413 | -13010.0508 | 4482.3091 | -3.0775 | -358.1859 | 3777.116 | 30.8182 | 2104.0269 | 1.0023 | 1961.021 | 100.8909 | 327.5217 | 209.9994 | -113.9223 | -192.2645 | -741.184 | -1264.8652 | -52.0955 | -86.2617 | 799.5562 | -2146.4377 | -292.7534 | -940.499 | -131.3618 | 750.7214 | 2440.2825 | -142.0389 | -143.4492 | -117.4893 | 0.59714 | 294.515 | -2636.4771 | -355.6159 | -1.9724 | -0.12883 | -2372.9521 | 0.99967 | 3505.843 | 1294.4312 | 4340.7246 | -3.4204 | -271.5945 | 1376.0258 | -2798.9651 | 818.9655 | 519.7732 | -2451 | 22.0149 | 5025.377 | 210.1043 | -111.2994 | 24.389
2030-04-16 | 8 | -13.1454 | 1749.7877 | -59.2005 | -316.1542 | 535.7615 | -2221.1018 | -13211.2148 | 4401.8647 | -2.9728 | -347.622 | 3915.8667 | 110.4628 | 2074.7285 | -18.3281 | 1830.2157 | 255.8296 | 196.4275 | 209.9994 | -144.1272 | -246.0086 | -888.8864 | -1941.9556 | -74.8091 | -62.2963 | 873.3027 | -2047.8104 | 437.2801 | -951.9953 | -129.6666 | 707.6063 | 2680.6716 | -590.5922 | -110.4359 | -276.3831 | 0.57618 | -160.2042 | -3357.4441 | -444.7455 | 0.90309 | 383.8495 | -2104.1973 | -3.1421 | 3947.5662 | 1326.079 | 4658.7476 | -4.2155 | -271.6822 | 1789.4313 | -2289.7 | 669.4258 | 693.3635 | -2249.4116 | 318.5158 | 6322.0259 | 210.1043 | -6.9001 | 131.5061
2030-04-16 | 9 | -24.1843 | 1628.4575 | -61.4494 | -364.6279 | 340.5649 | -2255.8391 | -13436.0557 | 4285.1953 | -2.9195 | -361.5732 | 3889.4268 | 71.8258 | 1762.925 | 0.99992 | 2043.0255 | 132.7961 | 160.6892 | 209.9994 | -142.7851 | -237.3235 | -886.1788 | -1215.4569 | -36.0933 | -48.0635 | 898.8402 | -2189.7544 | 34.3318 | -965.8741 | -117.6142 | 805.9496 | 3010.0859 | 0.99793 | 38.9563 | -214.6831 | 0.58937 | -387.066 | -2467.1455 | -441.0815 | 1.0035 | 449.6495 | -1909.782 | 49.6745 | 4165.0693 | 1337.0116 | 5029.9604 | -221.4209 | -304.1259 | 634.5905 | -3082.0991 | 689.2051 | 795.392 | -1810.849 | 222.9093 | 7702.7993 | 210.1042 | -33.7597 | 142.3462
2030-04-16 | 10 | -23.9241 | 1527.469 | -61.636 | -388.449 | 211.2817 | -2184.4417 | -13234.1689 | 3984.8821 | -3.0561 | -348.1354 | 3901.6084 | 125.4271 | 1913.1759 | 68.16 | 2018.5522 | 471.5126 | 75.5848 | 209.9994 | -138.681 | -36.3464 | -894.6771 | -595.5367 | 11.7114 | -29.3998 | 964.0482 | -2147.3203 | -587.3752 | -950.6251 | -108.7141 | 814.6725 | 3048.113 | 0.98863 | -112.8961 | -213.5247 | 0.54707 | -640.8757 | -1989.6757 | -399.2267 | 0.99999 | 449.5597 | -1844.907 | 158.4773 | 4171.7827 | 1324.473 | 5035.4082 | -228.4297 | -599.2469 | 188.6105 | -3465.7795 | 725.8178 | 1180.2177 | -1873.8131 | 1.0042 | 8462.25 | 210.1043 | -1.9782 | 211.1265
2030-04-16 | 11 | -24.608 | 1436.2805 | -63.097 | -406.3099 | -119.3723 | -2126.385 | -12481.4023 | 3297.262 | -44.3168 | -340.3808 | 3931.8181 | 153.8428 | 2005.5714 | 9.5828 | 2008.0728 | 686.0007 | 17.81 | 209.9994 | -133.6503 | 40.3644 | -951.9314 | -603.5516 | -1.3093 | -32.0208 | 903.4992 | -2091.8181 | -583.52 | -940.1716 | -101.6448 | 733.5081 | 2882.2612 | 0.98218 | -202.5066 | -246.4891 | 0.54685 | -706.701 | -1659.3356 | -406.2274 | 0.99858 | 449.5254 | -1781.611 | 140.311 | 4231.9268 | 1322.1862 | 5041.8379 | -152.5251 | -766.1774 | -275.179 | -3629.584 | 672.6501 | 954.405 | -1564.8069 | 1.0024 | 10127.6084 | 210.1042 | 12.6813 | 256.207
2030-04-16 | 12 | -29.4855 | 1141.8363 | -66.6613 | -421.1096 | -459.962 | -1981.5392 | -11911.0391 | 2627.6001 | -243.2375 | -328.5414 | 3934.5508 | 176.5509 | 1953.8568 | 1.0005 | 1950.715 | 725.7275 | 32.1358 | 209.9994 | -127.4962 | 146.2824 | -996.2874 | -1044.7542 | 29.692 | -53.1064 | 767.2214 | -2052.7705 | -694.4119 | -893.6761 | -86.3103 | 732.4272 | 2648.7087 | 0.99591 | -375.0505 | -121.7001 | 0.55646 | -621.831 | -1473.0938 | -412.4851 | 0.99384 | 449.5862 | -1912.1686 | 159.3573 | 4306.1211 | 1333.1791 | 5046.9443 | -100.3167 | -819.6325 | -396.2115 | -3809.1301 | 792.7141 | 773.0895 | -1228.0038 | 0.98471 | 12283.5391 | 210.1042 | -28.8736 | 198.8156
2030-04-16 | 13 | -42.3571 | 495.0223 | -78.4093 | -567.8282 | -687.4932 | -1708.951 | -11096.7266 | 2229.5806 | -2.8201 | -323.8087 | 3943.8218 | 179.8291 | 2091.2476 | -59.6211 | 2007.7725 | 1029.2999 | -48.1256 | 209.9994 | -155.8091 | 124.0227 | -1286.4403 | -2162.8164 | 161.5813 | -41.2991 | 905.3157 | -2405.677 | -960.4548 | -842.9451 | -53.1101 | 930.705 | 2881.5347 | 1.8004 | -224.1874 | 107.393 | 0.5596 | -612.7418 | 931.0445 | -419.1495 | -1.9307 | 449.5817 | -1456.2855 | 450.4847 | 4365.9805 | 1317.8397 | 5046.9282 | -72.6319 | -859.9283 | -540.0244 | -3980.856 | 873.5029 | 1102.8623 | -796.9189 | 1.0209 | 17105.4219 | 210.1043 | -32.3137 | 167.1971
2030-04-16 | 14 | -60.5096 | -107.7709 | -68.7358 | -703.2906 | -819.0337 | -1141.1453 | -10584.1426 | 1681.8542 | -3.0669 | -331.0567 | 3984.573 | 172.0412 | 2124.7886 | -46.8164 | 2019.5079 | 883.0316 | -17.791 | 209.9994 | -154.7476 | 175.0613 | -1221.9043 | -2194.0457 | 296.243 | -46.8451 | 899.1006 | -2755.5093 | -1181.4465 | -699.9385 | -22.6944 | 1217.1288 | 2910.0671 | 1459.7124 | -158.4776 | 695.4234 | 0.5548 | -282.7594 | 6686.3696 | -150.0769 | 0.99932 | 247.5101 | -1552.7919 | 799.5275 | 4447.9053 | 1304.0509 | 5065.9819 | -3.0094 | -271.4906 | -258.8923 | -3804.436 | 1162.5374 | 1605.3077 | -942.796 | -496.1644 | 19191.5508 | 210.1042 | -64.3092 | 74.1741
2030-04-16 | 15 | -78.8361 | -336.4357 | -97.3008 | -750.5714 | -1571.0098 | -937.4761 | -8398.5254 | 390.2665 | 0.98448 | -180.6109 | 3968.041 | 18.491 | 2109.0098 | 0.99826 | 2066.6375 | 534.8066 | 22.4006 | 209.9994 | -153.4313 | 419.8933 | -1289.4045 | -1450.7386 | 194.912 | -42.7613 | 764.3521 | -2928.7168 | -1713.0222 | -630.8864 | -10.9908 | 1014.9236 | 2786.5344 | 1936.8831 | -129.1884 | 930.9331 | 0.71284 | -276.9874 | 8813.4355 | -384.931 | 0.99915 | 449.8291 | -1388.8226 | 684.5803 | 4048.4509 | 1248.0773 | 4753.9893 | -51.2886 | -271.8292 | 407.8506 | -2889.2588 | 593.6115 | 498.1894 | -202.9546 | -1066.1744 | 19816.9551 | 210.1043 | -180.8525 | -19.2473
2030-04-16 | 16 | -76.4256 | -357.8901 | -82.9096 | -776.3547 | -1433.42 | -652.234 | -5960.6094 | 91.0428 | 0.99174 | -179.7594 | 3954.4185 | 6.1427 | 1318.3672 | 47.1375 | 2109.5127 | -128.4273 | 13.0012 | 209.9994 | -155.0934 | 259.7425 | -1118.1543 | -1935.5988 | 144.0928 | -36.6424 | 631.1998 | -3034.0566 | -1611.1282 | -582.071 | -15.3389 | 1001.2872 | 2872.1277 | 2984.0447 | -72.0387 | 1091.8705 | 0.63233 | -235.3411 | 9325.0664 | -93.3275 | -160.3359 | 450.0394 | -1736.1068 | 366.1426 | 4809.248 | 1334.3928 | 5072.7314 | 175.843 | -504.8354 | 1904.4862 | -1769.6094 | 687.5809 | 494.7503 | -374.4684 | -1208.8676 | 19973.2441 | 210.1042 | -265.2692 | -25.6332
2030-04-16 | 17 | -69.1029 | -617.8587 | -86.768 | -766.5615 | -1379.6219 | -564.537 | -5531.8413 | 58.1642 | 0.99335 | -162.9603 | 3905.9719 | 50.76 | 969.9386 | 24.6917 | 2152.7566 | -420.4697 | -124.5004 | 209.9994 | -295.913 | 326.3221 | -1246.5768 | -2056.6169 | 199.7364 | -15.6344 | 958.1132 | -2940.7839 | -1385.1185 | -531.532 | -3.9137 | 1078.2405 | 2510.718 | 2741.1165 | -194.0991 | 953.6829 | 0.68539 | -439.5561 | 8431.1592 | 93.5369 | 11.1725 | 449.9075 | -1438.7426 | 595.267 | 4811.7041 | 1408.0964 | 5072.8398 | 320.886 | -455.1576 | 2642.6855 | -997.915 | 733.1741 | 660.1306 | -88.8565 | -1235.8323 | 19879.4785 | 210.1042 | -275.381 | -58.7847
2030-04-16 | 18 | -65.1686 | -674.8536 | -88.41 | -768.2534 | -1413.4255 | -588.5035 | -6123.9683 | 227.2247 | -3.0022 | -142.5365 | 3860.3398 | 87.0631 | 657.1277 | 27.0185 | 2008.8879 | -698.0784 | -287.2959 | 209.9994 | -317.6318 | 373.3962 | -1255.9128 | -1846.2526 | 229.9218 | -17.8291 | 1067.7473 | -2947.3926 | -1439.67 | -535.6213 | -0.60492 | 1144.2817 | 2292.2979 | 2670.7427 | -211.2769 | 863.2406 | 0.78886 | -426.0479 | 7739.0454 | 214.7612 | 161.8525 | 449.785 | -1479.1244 | 688.8302 | 4847.4526 | 1519.9928 | 5068.04 | 539.148 | -455.6982 | 2975.2876 | -748.3937 | 768.3325 | 1017.7488 | -17.7317 | -1160.1365 | 19676.8359 | 0.10423 | -275.5453 | -85.4075
2030-04-16 | 19 | -73.5764 | -524.0474 | -84.4748 | -781.7737 | -1370.3638 | -687.1171 | -6494.9224 | 0.99829 | -3.0883 | -111.5245 | 3881.7483 | 72.7949 | 535.7052 | 114.7341 | 1755.0544 | -942.5 | -333.8857 | 209.9994 | -176.3892 | 350.4084 | -1202.9412 | -2424.2642 | 201.4267 | -36.1795 | 669.1069 | -2668.4651 | -1316.0629 | -573.4504 | -0.32527 | 1090.6343 | 2118.4519 | 3448.2048 | -341.5445 | 1060.1606 | 0.77881 | -427.0443 | 7979.9463 | 211.1084 | 161.2999 | 449.7805 | -1989.0905 | 489.2021 | 4871.1357 | 1538.5109 | 5054.9092 | 588.7766 | -273.9837 | 2040.2036 | -1786.1403 | 1112.2208 | 1470.8247 | 0.99359 | -1235.5421 | 19326.6367 | 0.10423 | -285.5946 | -116.2271
2030-04-16 | 20 | -65.094 | -300.324 | -78.2887 | -788.1224 | -1297.6061 | -796.0544 | -7213.3486 | 402.6238 | 1.0049 | -99.2633 | 3834.929 | 63.8908 | 1441.5966 | 66.5663 | 1616.8761 | -1263.6923 | -464.9864 | 209.9994 | -158.7563 | 161.8111 | -1218.006 | -2226.6836 | 164.4621 | -36.2552 | 708.7666 | -2455.1775 | -238.0936 | -610.3735 | -8.6701 | 1060.5894 | 1921.4484 | 3407.3379 | -332.649 | 923.3563 | 1.108 | -456.9417 | 7093.4932 | -221.9333 | -221.1761 | 450.0405 | -1934.7137 | 353.5056 | 4773.0415 | 1345.9342 | 5050.5225 | 128.7767 | -622.9644 | 603.3417 | -3729.7151 | 1083.2953 | 1656.0138 | -183.3235 | -1118.5483 | 17332.9238 | 0.10423 | -262.7638 | -129.0076
2030-04-16 | 21 | -71.1362 | -468.8473 | -77.9789 | -774.8931 | -1324.4218 | -619.8344 | -6050.6094 | 167.3414 | -3.1443 | -71.2331 | 3899.1174 | 149.1721 | 2112.4302 | 100.0287 | 1625.348 | -1491.5142 | -397.4667 | 209.9994 | -174.7064 | 229.152 | -1242.1328 | -1209.4487 | 276.2366 | -26.8734 | 929.7708 | -2197.8938 | -367.1239 | -528.7015 | -6.7581 | 1090.598 | 1703.2607 | 4584.1963 | -598.1492 | 1145.0697 | 1.136 | -683.8131 | 7458.4858 | -377.0571 | -176.4826 | 449.6483 | -1864.1017 | 471.145 | 4654.6675 | 1276.6506 | 5052.7412 | -3.801 | -758.7045 | -105.9281 | -4880.5234 | 957.4452 | 1803.2584 | -418.1753 | -563.1129 | 15258.7275 | 0.10423 | -208.7264 | -86.9554
2030-04-16 | 22 | -71.627 | -472.9867 | -70.9425 | -766.325 | -1540.1385 | -556.6531 | -6207.2695 | 331.5894 | 0.99619 | -85.5201 | 3869.7639 | 136.6478 | 2124.562 | 183.6118 | 1729.6342 | -1451.6199 | -362.7936 | 209.9994 | -265.4604 | 419.8638 | -1233.4711 | -1146.114 | 369.2664 | -9.4769 | 1504.3185 | -2128.1172 | -687.1836 | -500.6758 | -4.5885 | 1214.1697 | 1684.722 | 5283.2246 | -741.8037 | 1224.0436 | 0.74833 | -917.4228 | 7769.5562 | -6.3439 | 0.99885 | 362.1039 | -1559.2963 | 985.4575 | 4390.8877 | 1283.3818 | 5037.0474 | -3.4542 | -271.8285 | 671.306 | -3639.1685 | 725.0901 | 1503.9618 | -661.8436 | -646.8231 | 13188.0117 | 0.10423 | -127.9771 | -55.5357
2030-04-16 | 23 | -79.7857 | -198.6111 | -68.5508 | -751.3129 | -1757.8743 | -473.246 | -5255.1465 | -3.412 | -11.0339 | -108.1948 | 3788.6182 | 51.9005 | 1810.6913 | 60.8652 | 1630.6191 | -1550.4893 | -73.3651 | 209.9994 | -335.7397 | 366.2178 | -1167.3324 | -508.818 | 258.1545 | -14.2792 | 1984.0278 | -2719.1704 | -1146.1869 | -519.4858 | -19.373 | 1028.4104 | 2124.8057 | 6436.9619 | -165.1792 | 1400.7136 | 2.1487 | -219.3766 | 8580.5947 | -267.1473 | 195.5499 | 449.6458 | -1306.9296 | 870.0922 | 3921.0205 | 1275.2659 | 4870.6362 | -4.4489 | -271.8725 | 1773.08 | -2778.7161 | 825.9429 | 719.5623 | -263.91 | -553.0361 | 11699.5195 | 210.1042 | -79.4149 | 17.6003
2030-04-16 | 24 | -79.1126 | -152.0008 | -59.4043 | -753.0321 | -1907.7866 | -462.0736 | -5140.8706 | -498.5434 | -3.0694 | -115.0587 | 3748.3081 | 23.6997 | 1987.8789 | -17.3424 | 1684.2582 | -1020.9003 | 173.2795 | 209.9994 | -335.5627 | 457.0664 | -826.3788 | -568.9116 | 184.2709 | -32.0585 | 2143.1997 | -2592.7168 | -2070.3611 | -518.1837 | -16.6706 | 894.4886 | 1885.2659 | 7094.9141 | -432.6133 | 1439.54 | 0.68602 | 6.2952 | 8395.3682 | -549.1686 | 0.99843 | 239.6792 | -1577.5807 | 618.9451 | 3316.5654 | 1233.0077 | 4521.8721 | -298.1009 | -271.8299 | 1620.7974 | -2471.1003 | 679.7211 | 143.4606 | -421.2772 | -461.3644 | 11447.791 | 210.1043 | -58.2784 | 79.1402
2030-04-17 | 1 | -67.9992 | 30.3006 | -52.4246 | -742.2245 | -1004.445 | -634.1638 | -7156.3687 | 743.0914 | 1270.1606 | -279.7164 | 3502.3516 | 126.0869 | 1564.5057 | -280.6021 | 974.1035 | -748.6339 | 249.8757 | 209.9994 | -407.4055 | 677.9014 | -334.3421 | -414.225 | 290.8165 | -16.0424 | 2646.0327 | -2233.8618 | -2442.0515 | -557.9257 | -19.4631 | 1065.4502 | 1586.8612 | 6742.1953 | -732.4811 | 1299.5624 | 0.34898 | -155.2495 | 7496.2808 | -89.9756 | 424.7525 | 1.0013 | -2501.3857 | 809.4507 | 2992.6672 | 1278.969 | 4294.0376 | 93.824 | -271.7177 | 3233.1052 | -347.5827 | 1200.014 | 1360.239 | -1289.8625 | -763.8801 | 8898.3623 | 210.1043 | -110.9601 | -53.2
2030-04-17 | 2 | -57.7737 | 316.1127 | -48.4016 | -736.0547 | -547.9351 | -793.5449 | -8074.2148 | 1627.255 | 1873.8953 | -260.9167 | 2421.6882 | 104.9451 | 2054.5522 | -454.4602 | 672.6812 | 97.6557 | 271.1049 | 209.9994 | -372.6812 | 561.7758 | -166.5862 | -166.8747 | 268.9257 | -33.0685 | 2728.8755 | -2036.0459 | -2201.1047 | -603.6376 | -42.0776 | 1049.6936 | 1378.057 | 6109.1943 | -640.3311 | 1259.0273 | 0.62027 | 13.3039 | 6645.8467 | -10.9703 | 298.7132 | 1.0002 | -2435.9807 | 821.35 | 2196.5586 | 1044.0442 | 3522.2253 | 1.0165 | -278.9253 | 346.3967 | -3481.595 | 1183.1067 | 1597.3798 | -1716.2091 | 594.6909 | 7893.5439 | 210.1042 | 3.9641 | -166.1575
2030-04-17 | 3 | -35.4965 | 604.1889 | -40.624 | -452.1577 | -202.8111 | -1252.7966 | -10319.7393 | 2994.0251 | 2175.2935 | -191.6892 | 1962.1847 | -1.3563 | 2075.2236 | -420.663 | 836.2371 | 101.0932 | 259.1297 | 209.9994 | -341.4922 | 599.5766 | -82.6389 | 432.5173 | 307.1838 | -31.9709 | 2576.8447 | -1867.1061 | -2337.2622 | -669.2415 | -54.465 | 1133.66 | 1202.4425 | 2015.5466 | -1073.5979 | 760.0283 | 0.67526 | -3.3116 | 2799.7847 | -226.0732 | 201.681 | 1.0021 | -2469.5273 | 1010.9684 | 2101.9888 | 760.6272 | 3327.3474 | 1.018 | -272.5257 | 741.9352 | -3234.2922 | 1319.4409 | 1438.5455 | -1520.7402 | 463.4733 | 6584.6416 | 210.1043 | -41.3388 | -191.958
2030-04-17 | 4 | -12.047 | 1481.7776 | -34.4995 | -394.6191 | 36.8114 | -1781.1152 | -11841.8818 | 3801.1099 | 2122.7791 | -95.4447 | 2289.1768 | -16.8656 | 2093.1643 | -462.0031 | 1301.2542 | 101.0779 | 356.6098 | 209.9994 | -308.7617 | 339.8841 | -129.105 | 312.7249 | 160.5929 | -38.597 | 2343.9746 | -1773.696 | -1566.5757 | -826.8522 | -95.3889 | 959.7802 | 1514.8009 | 0.98477 | -865.3399 | 115.9672 | 1.763 | 140.3409 | -683.9562 | -83.1325 | 177.8486 | 0.9995 | -2357.7004 | 652.9969 | 2167.3105 | 749.921 | 3321.2583 | 1.0114 | -272.389 | 503.1135 | -3471.0728 | 1086.0541 | 682.2807 | -1541.584 | 825.3043 | 5378.3428 | 210.1042 | -37.4609 | 0.99929
2030-04-17 | 5 | -21.5026 | 1728.8989 | -49.5898 | -299.6627 | 162.3114 | -2052.1287 | -12019.1543 | 4002.4702 | 2066.8135 | -277.8753 | 2755.9417 | 78.201 | 2137.7932 | -638.6906 | 749.2206 | 1323.1274 | 405.9824 | 209.9994 | -259.2597 | 235.2107 | -291.9144 | -1027.6742 | 68.6747 | -61.9134 | 1906.5952 | -2069.1355 | -2168.9451 | -880.9505 | -114.2818 | 826.239 | 1463.2644 | 1.0113 | -699.0811 | 135.6911 | 0.62015 | 385.9702 | -2201.8645 | -77.4889 | 206.8049 | 0.9994 | -2378.8523 | 369.5376 | 2091.7075 | 923.6224 | 3271.5154 | 1.0082 | -277.6696 | 613.7922 | -3278.9365 | 1013.9111 | 298.4647 | -1551.0496 | 702.8497 | 5532.0078 | 210.1042 | -42.3508 | 104.7263
2030-04-17 | 6 | -22.3126 | 1598.9305 | -56.1828 | -342.9195 | 231.1401 | -2129.5078 | -11691.2549 | 3708.7991 | 1652.5292 | -252.8071 | 3454.929 | 174.6335 | 2153.988 | -550.7238 | 801.7182 | 1597.7607 | 317.9079 | 209.9994 | -251.1449 | 62.3171 | -682.3619 | -2547.6636 | 11.7045 | -57.389 | 1722.7269 | -2149.8193 | -1909.7944 | -929.3229 | -113.9546 | 735.0838 | 1731.1536 | 0.99822 | -629.9464 | -18.5602 | 0.56698 | 244.7675 | -2345.9783 | -46.2779 | 212.9694 | 1.0003 | -2313.0859 | 229.0592 | 2212.2483 | 1176.8485 | 3384.9053 | 1.0106 | -277.6492 | 542.3393 | -3577.7014 | 888.9064 | 87.77 | -2347.1094 | 865.9838 | 5774.3838 | 210.1043 | -6.0034 | 204.5535
2030-04-17 | 7 | -26.2579 | 1741.2411 | -62.2734 | -401.2216 | 330.6777 | -2226.3777 | -11769.6729 | 3790.4329 | 0.99616 | -285.3737 | 3453.6099 | 173.1487 | 2139.1982 | -377.637 | 1223.7076 | 1402.9792 | 233.0353 | 209.9994 | -197.8831 | -48.7433 | -891.7551 | -2321.5315 | -41.5694 | -56.5754 | 1259.5518 | -2309.0908 | -1322.2546 | -972.7495 | -121.8738 | 693.6445 | 2266.1416 | 0.99631 | -286.167 | -83.5972 | 0.5783 | 156.2371 | -1708.1824 | -2.6219 | 190.4259 | 1.001 | -1834.9305 | 102.0574 | 2650.2598 | 1127.2444 | 3723.6335 | -2.4538 | -271.3435 | 1359.2806 | -2642.9365 | 584.3613 | 0.98433 | -2240.1975 | 1194.2373 | 6062.8887 | 210.1042 | 101.4296 | 326.9782
2030-04-17 | 8 | -24.0768 | 1829.5725 | -61.4323 | -417.4995 | 192.9467 | -2212.9238 | -12096.4951 | 3697.7935 | -3.0516 | -313.989 | 3651.5354 | 193.1419 | 1982.0709 | -242.8892 | 1588.3441 | 666.8946 | 145.7349 | 209.9994 | -229.835 | 81.0587 | -1051.6333 | -2789.7122 | -34.0818 | -37.3949 | 1387.5474 | -2181.0737 | -1329.6057 | -973.0543 | -115.74 | 665.9217 | 2536.7141 | 0.98804 | -402.3629 | -148.2261 | 0.51747 | -73.6791 | -1744.0184 | -2.9474 | 1.0002 | 20.3309 | -1788.7476 | 1.0108 | 3629.0444 | 1155.5908 | 4396.5791 | -2.7534 | -271.4506 | 381.2094 | -3729.978 | 814.6995 | 0.97999 | -1492.4125 | 1.0016 | 6832.6006 | 210.1043 | -52.6968 | 360.5794
2030-04-17 | 9 | -17.2766 | 1853.032 | -56.0997 | -522.3436 | -6.206 | -2083.3059 | -12183.5195 | 3276.6704 | -3.0722 | -314.3418 | 3925.2893 | 194.9991 | 2118.9219 | -190.3266 | 1985.7887 | 692.7081 | 53.6756 | 209.9994 | -238.6147 | 366.5905 | -1036.4011 | -1519.382 | 1.0014 | -23.2215 | 1548.6948 | -2010.069 | -1757.4425 | -948.5692 | -107.6068 | 631.9313 | 2431.0659 | 0.98494 | -606.4362 | -204.828 | 0.53229 | -539.166 | -1358.344 | -449.11 | 35.049 | 449.7447 | -1901.2043 | 81.459 | 3845.2754 | 1132.6228 | 4655.9727 | -129.6611 | -271.7817 | 481.3952 | -3116.6445 | 856.3741 | 346.1909 | -1329.6532 | -1.5182 | 7448.7925 | 210.1042 | -19.9007 | 384.9956
2030-04-17 | 10 | -10.2321 | 1723.0096 | -50.2705 | -635.2474 | -365.0713 | -1861.8129 | -10751.4141 | 2244.2378 | -161.0609 | -330.6068 | 3697.7202 | 195.0004 | 2119.5835 | -191.0598 | 2014.4562 | 613.0967 | -71.3794 | 209.9994 | -301.789 | 631.2142 | -1322.5657 | -1956.2006 | 16.4896 | -0.88616 | 1931.8842 | -1815.8505 | -2166.7783 | -904.8397 | -95.812 | 500.8574 | 2034.585 | -969.518 | -871.8843 | -187.9999 | 0.61618 | -955.08 | 243.9816 | -36.4815 | 118.8974 | 449.5464 | -1703.022 | 184.9758 | 4191.2207 | 1162.8613 | 5010.1841 | -102.5671 | -271.6938 | -128.6608 | -3270.5488 | 908.0707 | 570.5753 | -1267.4178 | -410.2654 | 8802.5176 | 210.1043 | -1.2733 | 127.087
2030-04-17 | 11 | -13.8169 | 1206.1414 | -55.1036 | -591.2805 | -551.9821 | -1520.8744 | -9902.126 | 1497.6726 | -885.5491 | -331.4503 | 3840.2656 | 195 | 2122.5234 | -57.9497 | 2015.2863 | 556.6813 | -58.0167 | 209.9994 | -328.5816 | 806.0591 | -1425.243 | -2147.8972 | 77.2069 | 16.638 | 1980.7097 | -1966.6676 | -2136.6519 | -793.8494 | -76.5203 | 525.7175 | 1861.4097 | -811.2992 | -1045.8867 | -3.0828 | 1.0517 | -1120.9269 | 1592.1989 | -2.4267 | 133.2246 | 449.6026 | -1921.0342 | 314.7383 | 4197.9697 | 1155.0323 | 4923.605 | -20.7343 | -271.7184 | -128.3371 | -3148.9089 | 1156.0359 | 580.6528 | -1041.5457 | -1014.121 | 9186.5449 | 210.1042 | -41.5402 | 127.9858
2030-04-17 | 12 | -16.4588 | 746.9048 | -55.0467 | -541.9307 | -867.2845 | -1171.0525 | -8889.0381 | 488.6392 | -591.2781 | -336.7896 | 4098.2402 | 194.9999 | 1979.1395 | 22.7498 | 2020.9231 | 443.1561 | -4.0576 | 209.9994 | -330.7172 | 972.1614 | -1536.2161 | -1667.5973 | 102.7261 | -11.068 | 1818.5928 | -1742.246 | -2209.543 | -677.1974 | -63.3611 | 486.8394 | 1653.6735 | -409.4489 | -1101.6632 | 176.5673 | 1.7846 | -881.0671 | 2350.219 | -1.8395 | 1 | 393.7508 | -1678.0972 | 379.4978 | 4038.636 | 1143.9639 | 4667.7007 | -3.0366 | -271.723 | 586.6711 | -2203.7302 | 1105.9092 | 878.2454 | -621.679 | -827.1553 | 8560.1172 | 210.1042 | -71.8191 | 24.1175
2030-04-17 | 13 | -16.5459 | 961.2083 | -57.6807 | -552.9057 | -953.2314 | -1312.6473 | -9395.9443 | 633.8041 | -266.2766 | -340.1431 | 4043.0596 | 194.9998 | 1989.6768 | 84.4942 | 2057.9976 | 1297.3474 | 234.1564 | 209.9994 | -294.3025 | 659.1293 | -1452.3304 | -489.3016 | 125.9285 | -32.7147 | 1545.9468 | -1857.7727 | -1274.6394 | -719.9211 | -66.1115 | 556.0628 | 1933.9349 | -772.6733 | -742.254 | 126.4477 | 4.3233 | -54.5092 | 2900.8633 | 1.003 | 24.89 | 449.7478 | -1283.0598 | 397.1629 | 3891.8452 | 1115.6844 | 4534.8174 | -2.9867 | -271.6967 | 1294.2045 | -1563.3315 | 1001.4335 | 1160.1526 | 0.99676 | -157.8442 | 6507.8789 | 210.1042 | -73.8334 | 21.827
2030-04-17 | 14 | -14.0162 | 964.6032 | -59.5659 | -528.1475 | -1124.8475 | -1416.8215 | -9290.3262 | 332.0141 | -12.1213 | -347.3336 | 4013.0806 | 195.0012 | 2021.4584 | 95.9134 | 2073.4685 | 1679.2683 | 479.0533 | 209.9994 | -247.8245 | 508.2203 | -1389.725 | -240.4541 | 100.7478 | -48.9202 | 1201.8809 | -1906.3149 | -780.2385 | -739.2335 | -59.9067 | 553.7028 | 2081.4524 | -996.8593 | -673.1367 | -73.8123 | 4.5392 | 70.8194 | 2383.2834 | -179.6026 | 1.0013 | 449.7356 | -1204.6406 | 168.5699 | 4171.3716 | 1064.0468 | 4985.5415 | -228.0767 | -271.9714 | 1259.498 | -1923.8315 | 1002.916 | 507.0215 | -53.1794 | -692.4724 | 5379.3188 | 210.1042 | -191.7276 | 14.8915
2030-04-17 | 15 | -17.0768 | 1251.9315 | -60.7357 | -538.6843 | -209.7298 | -1355.8768 | -6828.4526 | 1732.552 | -1493.0852 | -359.3433 | 4064.8352 | 142.1641 | 1649.3937 | 147.5237 | 2104.3049 | 577.166 | 167.9385 | 209.9994 | -324.3235 | 243.56 | -1242.2434 | -117.1039 | 87.4593 | -38.0873 | 1554.1599 | -2031.9174 | -191.7843 | -725.9128 | -84.4137 | 716.656 | 2341.4685 | 89.22 | -456.4165 | 0.99939 | 4.7017 | 4.5943 | 2714.6206 | -90.5871 | -41.1538 | 449.8871 | -1161.0247 | 171.7423 | 4586.2466 | 1100.2872 | 5075.2856 | 63.5332 | -827.4898 | 2552.7529 | -652.291 | 747.6487 | 245.1861 | -50.6681 | -792.2335 | 2865.1353 | 210.1042 | -185.4347 | 10.0708
2030-04-17 | 16 | -27.2085 | 435.4266 | -62.0701 | -494.0999 | -983.4474 | -697.9495 | -2477.5327 | 26.6528 | -2015.4543 | -344.6286 | 3968.7317 | 194.9998 | 1328.4902 | 152.424 | 2104.0854 | 1123.2699 | 588.8778 | 209.9994 | -557.5193 | 698.4941 | -1490.7233 | -778.4019 | 203.1468 | 11.7159 | 2661.9971 | -1637.0493 | -1360.6946 | -467.3594 | -46.4769 | 654.9698 | 1800.7964 | 1053.3479 | -1174.1351 | 437.553 | 4.346 | -192.2659 | 4043.4912 | -68.9166 | -2.3532 | 449.8793 | -1374.8894 | 402.4118 | 4525.7832 | 1155.1749 | 5071.8955 | 13.0889 | -541.1152 | 3293.2749 | -52.5224 | 704.1391 | 971.7071 | 643.2195 | -1318.7131 | 3499.2773 | 210.1042 | -229.0905 | 25.0839
2030-04-17 | 17 | -38.4227 | 393.1457 | -70.0091 | -569.1495 | -1061.5502 | -765.7428 | -2407.4204 | -2.355 | -1906.5583 | -348.8102 | 3935.6821 | 164.5162 | 1089.4408 | 151.1376 | 2093.6001 | 793.0284 | 586.3957 | 209.9994 | -743.1213 | 573.1389 | -1575.6188 | -1170.2278 | 102.4215 | 28.8454 | 3875.5925 | -2017.0946 | -1077.5646 | -521.6214 | -41.803 | 639.4601 | 2070.1213 | 2571.4111 | -760.8228 | 652.6824 | 3.5796 | 1.0022 | 6019.1177 | 106.0105 | 137.8627 | 449.8495 | -1475.3208 | 341.0012 | 4497.146 | 1215.265 | 5069.4331 | 134.8876 | -458.5254 | 4248.7871 | 1364.6461 | 795.1406 | 795.9606 | 910.4768 | -1676.9081 | 5711.6392 | 210.1042 | -281.7006 | -46.3107
2030-04-17 | 18 | -51.2217 | 1.0103 | -76.6645 | -655.1025 | -1099.8975 | -582.2445 | -2497.354 | -1.6546 | -2318.9233 | -350.5409 | 3903.7175 | 139.6104 | 946.0711 | 163.3532 | 2061.8611 | -578.3563 | 354.9396 | 209.9994 | -731.6183 | 661.9314 | -1575.2616 | -1057.3671 | 176.289 | 22.6209 | 3799.9397 | -2185.2935 | -1344.08 | -497.5441 | -26.2737 | 786.7894 | 2008.7295 | 3774.218 | -684.3393 | 890.8751 | 4.2341 | 81.0109 | 8204.6396 | 85.0495 | 86.4605 | 449.8962 | -1677.7974 | 556.6561 | 4521.4072 | 1246.553 | 5069.7139 | 131.2231 | -551.8329 | 4383.2759 | 1134.5292 | 1027.7407 | 1225.6887 | 792.3929 | -1987.6008 | 7557.7295 | 210.1042 | -298.6391 | 1.0005
2030-04-17 | 19 | -48.5502 | -281.8831 | -75.8461 | -644.5539 | -989.6274 | -514.6732 | -4019.5161 | 275.2364 | -2236.9082 | -356.2119 | 3836.6038 | 145.0525 | 950.9274 | 167.9418 | 2059.1401 | -785.8682 | 66.3924 | 209.9994 | -514.5515 | 682.3284 | -1376.7294 | -1632.3004 | 220.2661 | 19.7436 | 2520.3879 | -2070.9233 | -1792.4884 | -474.4854 | -19.8845 | 981.4807 | 1869.3729 | 2740.7664 | -942.4326 | 862.7135 | 2.1187 | -337.2788 | 7763.4727 | 82.9263 | 138.5091 | 449.7404 | -1861.47 | 680.3985 | 4746.667 | 1346.127 | 5057.853 | 399.8014 | -585.3193 | 3268.3943 | -1142.0745 | 1010.0424 | 1369.7573 | -27.1072 | -1683.0277 | 7556.6943 | 0.10423 | -243.4227 | 24.7168
2030-04-17 | 20 | -51.1404 | -198.0772 | -76.719 | -679.5171 | -889.8217 | -590.2361 | -4764.5581 | 517.5787 | -1481.6122 | -357.6639 | 3848.8484 | 142.2209 | 869.1749 | 144.2109 | 2049.4709 | -619.7619 | -33.8637 | 209.9994 | -174.8564 | 448.5431 | -1221.1461 | -1456.2087 | 152.2115 | 1.3226 | 737.5849 | -2180.6301 | -1367.6573 | -511.2687 | -25.3937 | 952.3688 | 2124.6294 | 2429.3281 | -844.8479 | 852.8138 | 1.4471 | -1011.069 | 8287.9639 | 9.8718 | -2.6723 | 449.8851 | -2079.1411 | 299.9399 | 4832.9863 | 1338.9811 | 5052.7954 | 324.0433 | -667.0345 | 2265.9629 | -2296.4727 | 1158.5098 | 1464.769 | -55.2016 | -1273.9188 | 8443.9189 | 0.10423 | -231.5637 | 156.8918
2030-04-17 | 21 | -62.1259 | -224.6082 | -82.7125 | -767.1218 | -1382.6929 | -780.6702 | -7485.1094 | 0.99921 | -1144.14 | -351.5508 | 3935.1938 | 166.7594 | 1627.2915 | 133.9946 | 2049.5796 | -375.6829 | -92.6873 | 209.9994 | -215.5159 | 530.3853 | -1437.9751 | -1378.8926 | 174.7592 | 46.0035 | 1085.5547 | -2458.4673 | -1511.6584 | -563.837 | -17.7132 | 922.959 | 2557.9712 | 2811.7598 | -767.825 | 1047.9991 | 0.90861 | -1498.1156 | 9516.9014 | -405.6148 | -248.8098 | 449.9768 | -1741.8125 | 559.1521 | 4780.4736 | 1228.8329 | 5051.9688 | 1.008 | -559.6979 | 1946.9246 | -2383.2002 | 653.2215 | 1149.1139 | -487.2152 | -500.9995 | 10098.9863 | 210.1042 | -72.0174 | 291.41
2030-04-17 | 22 | -64.7125 | -133.2289 | -76.3432 | -783.3079 | -1587.0857 | -927.7275 | -9062.5068 | -8.1942 | -653.0303 | -344.4245 | 3745.7625 | 194.9989 | 1773.3203 | 15.6247 | 1996.1478 | -67.2902 | -90.2424 | 209.9994 | -241.1574 | 669.5544 | -1515.6512 | -1600.7452 | 234.0416 | 45.8717 | 1091.2018 | -2243.0193 | -1849.3748 | -635.6506 | -11.4952 | 998.6181 | 2872.6101 | 2415.9751 | -727.4282 | 1003.6816 | 0.56544 | -1650.2047 | 10250.3164 | -3.9345 | 87.9614 | 410.2926 | -1572.4534 | 831.45 | 4261.292 | 1263.9297 | 5019.2188 | -3.5469 | -271.6245 | 898.1345 | -3745.1118 | 1021.9385 | 1494.4056 | 22.4641 | -649.7526 | 12254.2422 | 210.1043 | -67.3848 | 322.0631
2030-04-17 | 23 | -53.5547 | 568.0163 | -68.2825 | -531.026 | -1006.9588 | -1527.5492 | -11607.5176 | 1445.0178 | -749.2678 | -352.3709 | 3793.0344 | 133.5681 | 1664.1646 | 1.0004 | 2004.1281 | -0.66996 | -38.6337 | 209.9994 | -209.3898 | 531.3413 | -1281.4561 | -1093.501 | 246.4586 | 23.3678 | 1053.1428 | -2271.04 | -1695.4062 | -780.1851 | -39.4798 | 987.6235 | 3085.4485 | 1132.401 | -519.2011 | 611.8535 | 0.55421 | -1154.576 | 5654.4692 | 1.0004 | 44.586 | 449.5893 | -1363.3693 | 716.3772 | 3739.4575 | 1221.5834 | 4620.5698 | -2.7886 | -271.9347 | 73.7074 | -4443.1978 | 1155.8768 | 663.301 | -92.522 | -636.308 | 10832.7471 | 210.1042 | -60.8609 | 356.1401
2030-04-17 | 24 | -36.5035 | 782.6451 | -58.4727 | -439.3925 | -598.6902 | -1747.6365 | -12581.5488 | 2192.5293 | -407.0329 | -352.6562 | 3796.1951 | 117.5924 | 1846.2755 | 1.0002 | 1983.5669 | 520.4281 | 46.2799 | 209.9994 | -216.0265 | 553.0283 | -948.8194 | -1533.854 | 186.8657 | 7.9602 | 999.8192 | -2185.5203 | -1785.5021 | -822.8538 | -54.869 | 937.5555 | 2836.3611 | 0.99551 | -554.3123 | 360.1361 | 0.57548 | -757.4583 | 1553.6658 | -267.0248 | 113.0892 | 449.6773 | -1842.4235 | 574.8408 | 3676.8704 | 1222.7357 | 4691.3296 | -3.3695 | -271.8245 | 148.7543 | -3806.2275 | 1267.0731 | 862.639 | -899.3894 | -837.3109 | 10174.4824 | 210.1042 | -1.0891 | 290.9646
2030-04-18 | 1 | -22.2221 | 1158.6271 | -51.5322 | -319.2097 | -246.9723 | -1992.5275 | -12975.8477 | 3000.4409 | 1033.2097 | -346.3828 | 3569.5527 | 128.5765 | 2093.3889 | 0.99756 | 2016.7593 | 373.0016 | 256.6631 | 209.9994 | -265.495 | 391.149 | -784.2318 | -2182.7446 | 129.5535 | -1.9768 | 1623.3247 | -2059.4009 | -1494.4618 | -873.2131 | -80.8549 | 823.4742 | 2601.5947 | 0.97726 | -622.3256 | 136.4492 | 0.55583 | -458.4836 | -2504.1982 | -2.4697 | 420.7021 | 0.99917 | -1960.5826 | 696.2683 | 2428.6975 | 1204.1375 | 4032.8577 | -3.1589 | -275.3105 | 952.7924 | -2813.0627 | 1215.1254 | 695.458 | -1567.3251 | 0.98258 | 8848.7676 | 210.1043 | -3.1697 | 144.6401
2030-04-18 | 2 | -11.4181 | 1842.1632 | -46.4216 | -270.7627 | 1.0071 | -2127.4924 | -13020.292 | 3894.8206 | 1784.5659 | -343.2513 | 3509.0825 | 104.808 | 1962.9547 | -32.6706 | 1759.0525 | 376.5436 | 350.2901 | 209.9994 | -80.3981 | 307.7949 | -534.6484 | -2274.2192 | 18.3299 | -34.8051 | 908.4281 | -1933.5121 | -1431.6652 | -923.2778 | -122.8725 | 637.566 | 2366.4666 | -455.7991 | -684.7225 | -153.6906 | 0.57316 | -226.5411 | -2869.1304 | -3.9405 | 642.743 | 1.0001 | -2109.4192 | 350.6452 | 1991.7087 | 1177.7971 | 3766 | 110.033 | -277.8283 | 1533.0146 | -2124.635 | 1073.6592 | 63.1918 | -628.6799 | 778.9183 | 2358.2234 | 210.1043 | -116.3738 | 8.4806
2030-04-18 | 3 | -19.8937 | 1860.5873 | -47.1429 | -287.0057 | 245.665 | -2047.2531 | -13712.8623 | 4385.1577 | 1740.5981 | -333.7576 | 3445.2861 | 82.6939 | 1989.9528 | -237.4025 | 1410.5846 | 100.9627 | 367.1856 | 209.9994 | -29.2262 | 183.1808 | -329.9377 | -1203.5084 | 21.2042 | -44.9133 | 861.3253 | -1991.4181 | -904.3683 | -901.0291 | -128.3599 | 720.765 | 2392.2942 | -179.6191 | -574.7861 | -4.6004 | 0.61704 | -156.6896 | -2463.8027 | 1.0024 | 554.43 | 1.0007 | -1996.1302 | 384.667 | 1934.5005 | 1082.4094 | 3612.8425 | 128.367 | -277.5671 | 1115.8767 | -2618.8691 | 873.6855 | 485.7989 | -1435.488 | 1323.1589 | 1025.2925 | 210.1042 | -38.2265 | 15.7748
2030-04-18 | 4 | -21.5063 | 1995.9086 | -47.4664 | -295.5035 | 370.5152 | -2058.8914 | -13588.9424 | 4530.4775 | 1704.3872 | -320.9569 | 3570.2119 | 89.1268 | 2027.7573 | -322.0201 | 1250.1644 | 101.0181 | 376.8103 | 209.9994 | 2.2019 | 43.2292 | -317.0579 | -636.6575 | -23.1199 | -48.4157 | 858.3927 | -2048.7349 | -446.2679 | -910.3385 | -137.6152 | 680.6645 | 2482.8367 | 0.97387 | -372.0271 | -4.2114 | 0.91426 | -14.8618 | -2263.5696 | 1.0034 | 535.9734 | 1.0009 | -1915.8606 | 267.2536 | 1872.4004 | 1079.1133 | 3575.5203 | 82.4914 | -277.2198 | 1347.6456 | -2482.8672 | 720.9517 | 905.4471 | -1683.2797 | 1727.8696 | -50.6553 | 210.1043 | 10.9433 | -55.3804
2030-04-18 | 5 | -20.7454 | 2060.4873 | -49.3131 | -300.1171 | 506.5204 | -2095.6348 | -13886.7461 | 4806.1733 | 2114.8545 | -299.531 | 3591.7542 | 135.4144 | 2065.3193 | -328.484 | 1217.0129 | 146.1979 | 365.0947 | 209.9994 | -95.4615 | -18.6299 | -371.2198 | -1651.7365 | -49.3523 | -43.1765 | 1462.0806 | -2017.0532 | -646.4277 | -923.5769 | -146.3686 | 664.0959 | 2343.1948 | -45.2742 | -428.481 | -4.1255 | 0.56701 | 41.009 | -2309.2273 | 21.5601 | 540.3793 | 0.99616 | -2126.4731 | 143.5984 | 1808.7816 | 1204.2911 | 3341.3403 | 227.8859 | -277.974 | 1468.9355 | -2298.4841 | 760.5717 | 901.8904 | -1908.5339 | 1518.4972 | -1624.5795 | 210.1043 | -45.1593 | -176.1877
2030-04-18 | 6 | -19.461 | 2102.8259 | -53.6581 | -308.6783 | 598.9203 | -2129.5337 | -13778.6846 | 4742.3428 | 1743.3596 | -275.5015 | 3695.436 | 196.7436 | 2148.8049 | -389.3143 | 1189.8904 | 889.2572 | 403.5121 | 209.9994 | -122.6855 | 28.7989 | -863.4382 | -3162.054 | -58.3521 | -42.2385 | 1294.3146 | -2018.1678 | -857.7169 | -931.1077 | -149.1306 | 583.3074 | 2328.4373 | -91.0933 | -456.6243 | -34.5929 | 0.56092 | 162.8975 | -2342.2539 | -12.1273 | 468.6406 | 41.6304 | -2173.3792 | 180.6799 | 2069.7029 | 1312.0249 | 3635.2349 | 20.6788 | -281.6104 | 1897.4431 | -2033.0369 | 991.8321 | 791.3511 | -2150.1111 | 977.8431 | -2113.5837 | 210.1042 | -80.6196 | 19.1566
2030-04-18 | 7 | -22.2817 | 2036.9033 | -60.8882 | -330.543 | 780.1087 | -2280.9915 | -14195.8164 | 4881.6978 | 140.3249 | -294.937 | 3755.0217 | 175.0186 | 2103.3652 | -272.3756 | 1416.4139 | 100.766 | 318.7685 | 209.9994 | -123.9985 | -128.6138 | -901.0887 | -2386.8328 | -84.1954 | -40.9738 | 1360.9226 | -2224.9302 | -419.3946 | -974.0118 | -149.5063 | 639.8718 | 2738.2297 | 0.98288 | -147.3779 | -122.3182 | 0.57239 | 49.851 | -2436.6509 | -122.6788 | 530.389 | 1.0027 | -1982.5057 | 154.6888 | 2178.2515 | 1188.4288 | 3823.2903 | 1.0196 | -274.4179 | 1568.6583 | -2950.1711 | 725.66 | 659.7854 | -2531.3789 | 639.5606 | 348.9888 | 210.1043 | 43.6016 | 107.7773
2030-04-18 | 8 | -23.2618 | 1910.1804 | -61.3227 | -336.3142 | 621.7691 | -2287.6042 | -14288.5723 | 4795.5923 | -3.0551 | -323.0618 | 3766.7417 | 155.1319 | 1957.1466 | -148.9495 | 1640.9425 | 100.646 | 224.5305 | 209.9994 | -140.1475 | 37.6302 | -1133.791 | -1344.6781 | -42.0014 | -28.3981 | 1188.4387 | -2255.1841 | -571.4614 | -979.1329 | -139.3025 | 679.9666 | 2967.3101 | 0.99891 | -84.6557 | -190.348 | 0.58411 | -249.0717 | -2690.552 | -105.3842 | 253.0499 | 0.99937 | -1315.7042 | 317.8238 | 1958.7228 | 1178.0645 | 3353.603 | 0.99055 | -276.5973 | 644.4759 | -3319.415 | 674.1227 | 476.4336 | -2415.4873 | 486.2807 | 2000.9185 | 210.1043 | 89.1731 | 199.7023
2030-04-18 | 9 | -20.242 | 1876.6317 | -57.8274 | -350.3065 | 243.5703 | -2267.6152 | -14129.125 | 4298.0825 | -3.0441 | -342.8393 | 3774.8569 | 128.2501 | 2018.0758 | -59.5853 | 1851.2411 | 87.0184 | 178.0296 | 209.9994 | -150.3475 | 37.4627 | -1196.3817 | -1211.1405 | 1.0036 | -19.7801 | 1217.7815 | -2230.7498 | -1019.438 | -986.6604 | -126.576 | 689.1154 | 3036.7795 | 0.98986 | -77.6201 | -226.135 | 0.62168 | -483.843 | -2845.3359 | -1.8964 | 368.5829 | 1.0002 | -1274.8075 | 299.9177 | 2166.3398 | 1062.3615 | 3621.4558 | -2.2559 | -273.6802 | 537.9604 | -3222.1873 | 699.3737 | 186.8216 | -1965.9867 | 317.9225 | 3932.6543 | 210.1042 | 86.2838 | 222.0646
2030-04-18 | 10 | -21.8019 | 1788.8646 | -49.1527 | -355.0977 | 138.0336 | -2241.2405 | -14018.9404 | 4212.0581 | -42.3435 | -335.5469 | 3819.9734 | 148.6806 | 1955.4576 | -65.8798 | 1867.7728 | 424.83 | 200.1992 | 209.9994 | -144.866 | 70.8253 | -1259.007 | -1594.2355 | -8.377 | -20.1952 | 1034.9381 | -2385.6714 | -1195.1115 | -995.223 | -119.9011 | 678.5573 | 3238.2695 | 0.5865 | -4.3215 | -261.1472 | 0.51853 | -376.5281 | -2871.5415 | 0.99959 | 347.1954 | 0.99893 | -1276.5319 | 232.6851 | 2155.3025 | 1054.9056 | 3568.7937 | -2.2558 | -273.3 | 920.0739 | -2437.8137 | 713.2673 | 1.0199 | -1631.4635 | 0.98964 | 5297.5308 | 210.1043 | 39.6402 | 233.9703
2030-04-18 | 11 | -18.516 | 1726.922 | -36.394 | -371.6797 | -20.6026 | -2127.9209 | -13432.8564 | 3459.5015 | -2.7168 | -327.0674 | 3892.9595 | 186.6943 | 1917.7788 | -16.2769 | 1928.2405 | 191.0938 | 92.5528 | 209.9994 | -152.4539 | 117.7387 | -1357.9512 | -2729.8855 | -25.4482 | -11.7971 | 892.5558 | -2430.2014 | -1355.2202 | -985.4891 | -113.4646 | 599.7571 | 3205.1326 | 0.67605 | -28.0792 | -255.4577 | 0.5068 | -214.802 | -2193.3555 | -61.0531 | 381.8128 | 0.9839 | -1398.2546 | 107.6811 | 3054.8225 | 1041.7043 | 4343.8169 | 0.85299 | -272.703 | 423.713 | -2484.9661 | 845.6722 | 747.1209 | -1485.1646 | -1.4356 | 5932.8008 | 210.1043 | 43.7263 | 259.4973
2030-04-18 | 12 | -22.249 | 1662.4943 | -42.2932 | -378.1478 | -8.2786 | -2136.667 | -13235.9785 | 2923.8096 | -418.4737 | -324.1236 | 3886.8157 | 195.0128 | 2042.7443 | 0.99768 | 1981.3467 | 279.7581 | 159.1154 | 209.9994 | -162.7458 | 174.6367 | -1475.7358 | -3323.9839 | -39.162 | -33.7669 | 776.3349 | -2460.8774 | -1490.2627 | -982.9655 | -105.4398 | 516.23 | 3130.7158 | 0.96748 | -20.4439 | -233.2201 | 0.54038 | 174.4103 | -2604.3845 | -176.091 | 1.0054 | 448.9228 | -1390.432 | 8.2696 | 3298.7065 | 1125.3756 | 4191.5869 | -2.656 | -270.9484 | 1175.2158 | -1825.8546 | 872.6737 | 839.3027 | -2115.3176 | 0.99636 | 8026.376 | 210.1042 | 21.9492 | 223.1676
2030-04-18 | 13 | -14.0893 | 1583.1221 | -32.4809 | -337.1919 | -7.5162 | -1989.7762 | -13078.3223 | 2681.5027 | -590.4622 | -325.4642 | 3879.6912 | 194.9924 | 2005.751 | 1.0014 | 1974.8796 | 392.9344 | 202.6003 | 209.9994 | -166.5465 | 340.7674 | -1533.9485 | -3838.5674 | -47.5894 | -37.0938 | 688.8611 | -2291.3718 | -1230.4807 | -956.2943 | -103.7044 | 483.5796 | 3107.2395 | 0.97779 | 4.3956 | -230.4618 | 0.5508 | 213.5325 | -2773.2183 | -4.5064 | 493.6896 | 58.923 | -1321.3796 | 0.99862 | 3184.0376 | 1116.8849 | 4550.4697 | -2.9785 | -270.71 | 1634.2555 | -1315.5189 | 860.231 | 1185.7484 | -1947.5735 | -0.35306 | 8448.6943 | 210.1043 | 44.3774 | 185.5151
2030-04-18 | 14 | -15.7723 | 1409.6823 | -34.4196 | -366.5931 | -144.8316 | -1893.3807 | -12988.1729 | 2414.5032 | -1261.2136 | -325.0274 | 3855.6267 | 195.0143 | 2112.0024 | 6.8756 | 1986.9271 | 1056.4336 | 129.5088 | 209.9994 | -163.7154 | 289.6097 | -1524.1387 | -4221.2925 | -18.9485 | -39.9517 | 509.5716 | -2303.6997 | -1009.1459 | -931.1614 | -93.7715 | 528.3546 | 3017.842 | 1.0071 | 21.0668 | -143.1187 | 0.5578 | 444.0623 | -1926.2008 | -3.791 | 430.6889 | 1.0043 | -1407.6809 | 58.7945 | 3317.4385 | 1102.6332 | 4615.7046 | -2.9254 | -270.7038 | 1272.4196 | -1434.0533 | 934.5292 | 1358.3145 | -2434.2188 | -573.7234 | 10040.3838 | 210.1042 | 19.4974 | 136.5151
2030-04-18 | 15 | -25.2729 | 1162.1721 | -41.9272 | -433.1764 | -166.2216 | -1782.0579 | -12378.3096 | 2017.8481 | -1744.1499 | -328.1131 | 3878.5984 | 181.0004 | 2108.3093 | -5.2369 | 1983.3607 | 1089.2488 | 76.7135 | 209.9994 | -192.77 | 518.5426 | -1863.2268 | -4315.3076 | 43.3445 | -29.1642 | 598.931 | -2500.9937 | -1462.6964 | -907.5474 | -77.3183 | 553.4794 | 2991.0488 | 1.0188 | -25.2577 | -2.4618 | 0.56572 | 685.597 | -1228.3405 | -547.998 | 1.0013 | 299.9359 | -1145.4008 | 352.8178 | 2815.127 | 1082.4529 | 3822.7629 | -2.8685 | -270.8268 | 2075.7854 | -775.0676 | 1156.4948 | 1156.0729 | -2485.7036 | -1068.5566 | 13013.7725 | 210.1042 | -22.6127 | 9.42
2030-04-18 | 16 | -28.1855 | 1126.76 | -46.0779 | -466.5362 | -430.0712 | -1775.0667 | -12153.1934 | 1736.6472 | -1877.1183 | -323.2349 | 3808.519 | 194.9971 | 2105.1619 | -10.4681 | 1973.3904 | 1100.2622 | 71.9336 | 209.9994 | -226.8818 | 536.559 | -1869.2433 | -4477.2598 | 48.7441 | -31.4002 | 797.9136 | -2611.4751 | -1646.226 | -906.415 | -74.461 | 558.1885 | 2844.7319 | 0.96844 | -17.3074 | 84.3157 | 0.57276 | 1128.1892 | -640.5079 | -565.9361 | 1.0015 | 231.8911 | -1222.0618 | 362.7299 | 2923.2297 | 1074.4384 | 3953.0933 | -2.7863 | -270.8637 | 2402.864 | -773.8822 | 1168.8239 | 1330.804 | -2521.4778 | -1034.3915 | 13390.1963 | 210.1042 | -19.0639 | 33.3941
2030-04-18 | 17 | -43.7423 | 710.7249 | -65.818 | -508.2229 | -620.1856 | -1668.6636 | -11862.6748 | 1449.8844 | -2048.4954 | -323.6775 | 3807.908 | 195.0155 | 2111.4622 | 1.0017 | 1988.2893 | 240.9403 | 18.1859 | 209.9994 | -227.0663 | 434.2317 | -1821.3341 | -4811.2124 | 79.9995 | -42.9332 | 24.8136 | -2585.6304 | -1977.7671 | -857.2726 | -55.1567 | 654.0616 | 2927.3188 | -0.65325 | 77.6826 | 279.806 | 0.56145 | 1051.2958 | 581.5158 | -25.7164 | 53.6821 | 449.7971 | -1176.5891 | 368.5025 | 4071.1702 | 1171.4878 | 5031.6035 | -3.157 | -271.1485 | 1353.3771 | -2508.1311 | 1228.3784 | 2273.1028 | -2049.7317 | -1170.8381 | 15401.2373 | 210.1042 | -73.3263 | -0.99925
2030-04-18 | 18 | -40.9316 | 1001.2788 | -54.609 | -514.7339 | -483.515 | -1673.8473 | -11657.1035 | 1825.9403 | -1897.4867 | -322.167 | 3801.2891 | 195.0049 | 2111.3704 | 1.0016 | 1957.6066 | 1157.4418 | 20.979 | 209.9994 | -222.5889 | 370.0802 | -1792.5524 | -4776.2588 | 83.8465 | -52.9707 | 27.6288 | -2576.4714 | -1981.2988 | -862.8122 | -63.9434 | 704.2877 | 2839.7302 | -0.68068 | 105.4206 | 256.2047 | 0.55251 | 1132.7056 | 1186.912 | -103.134 | 0.99942 | 449.8706 | -1255.7922 | 328.7345 | 4138.9849 | 1211.3657 | 5075.8647 | -3.128 | -270.8942 | 1200.2004 | -2949.7705 | 1208.3132 | 1987.5758 | -1981.6385 | -1149.1279 | 16605.1523 | 210.1042 | -92.2183 | -23.4326
2030-04-18 | 19 | -50.7815 | 807.5747 | -73.4306 | -650.9086 | -408.0359 | -1524.0371 | -10425.4434 | 1703.4679 | -1618.5067 | -322.9105 | 3865.1348 | 195.0152 | 1566.5385 | -13.3767 | 1926.6194 | 810.9122 | 12.9758 | 209.9994 | -203.4141 | 338.2401 | -1791.6062 | -4810.1299 | 85.1801 | -58.7688 | 33.5923 | -2619.7329 | -1909.5844 | -832.6879 | -56.5851 | 714.9203 | 2842.6123 | 0.97501 | 132.059 | 415.2224 | 0.53155 | 1108.6016 | 2893.6331 | -152.8321 | -90.7458 | 449.9606 | -1227.7899 | 353.8768 | 4487.9116 | 1309.1992 | 5072.1743 | 139.8881 | -422.0694 | 2215.2717 | -1964.6555 | 1111.6957 | 1409.2739 | -1761.2903 | -1009.6068 | 18079.0938 | 210.1042 | -105.6194 | 0.99966
2030-04-18 | 20 | -52.8097 | 755.8672 | -67.2874 | -667.2569 | -683.0736 | -1390.9545 | -9548.8184 | 1382.0608 | -816.7836 | -326.7614 | 3888.918 | 195.0107 | 1631.6593 | 0.99895 | 1944.4299 | 629.7285 | 0.99957 | 209.9994 | -186.6587 | 229.6369 | -1579.4293 | -4513.0679 | 17.1988 | -68.0231 | 47.5586 | -2677.8713 | -1777.6869 | -800.1694 | -58.4991 | 650.0179 | 2815.9871 | 0.98462 | 128.1048 | 536.6227 | 0.50802 | 1043.6758 | 4430.7979 | -188.6764 | -112.8681 | 449.946 | -1618.3055 | 11.4466 | 4531.7808 | 1285.1653 | 5064.0757 | 138.7977 | -463.7516 | 1480.7839 | -2958.2278 | 1206.8518 | 1632.0779 | -1263.1947 | -721.2528 | 17873.2773 | 210.1043 | -161.6537 | -49.7286
2030-04-18 | 21 | -60.594 | 676.8837 | -81.4964 | -579.6736 | -576.0419 | -1460.2145 | -9172.2949 | 1226.0573 | -693.3267 | -332.0522 | 3886.9131 | 183.0123 | 1512.787 | -34.101 | 1920.2908 | 693.6778 | -5.811 | 209.9994 | -168.518 | 2.3732 | -1614.7434 | -4059.8311 | 11.9582 | -69.9253 | 6.3349 | -2691.2783 | -1625.1511 | -795.2295 | -60.1143 | 643.0909 | 2909.7371 | 0.98697 | 94.4396 | 562.0485 | 0.50771 | 700.2371 | 5773.0107 | 1.0017 | -134.6884 | 449.9556 | -1548.9921 | 28.9235 | 4735.8184 | 1332.8982 | 5062.6138 | 273.0575 | -506.7307 | 1925.7966 | -3017.2903 | 1089.3766 | 1632.6655 | -1186.4232 | -601.704 | 17582.4434 | 210.1042 | -157.4109 | -45.9066
2030-04-18 | 22 | -58.8142 | 619.0923 | -76.788 | -579.9095 | -623.2479 | -1379.4053 | -8686.3506 | 1000.9575 | -224.5051 | -328.7627 | 3867.2668 | 195.419 | 1711.3344 | -25.136 | 1954.906 | 676.3292 | -17.3687 | 209.9994 | -279.1742 | 311.123 | -1543.7878 | -3048.4856 | 77.6461 | -39.4856 | 805.9152 | -2354.0459 | -1804.6056 | -762.3617 | -52.8247 | 633.9971 | 2852.7246 | 2.9226 | -190.0966 | 605.974 | 0.54472 | -96.1577 | 6535.8228 | -331.9696 | -284.709 | 452.0811 | -1403.804 | 345.7935 | 3530.134 | 1274.371 | 3755.5605 | 332.7339 | -491.0374 | 2184.9539 | -2261.0576 | 1005.9563 | 1379.6173 | -894.3007 | 1.0406 | 16966.3203 | 210.1042 | -101.0147 | 19.7044
2030-04-18 | 23 | -51.1755 | 850.8484 | -69.5962 | -557.5779 | -535.5733 | -1452.0135 | -8783.7734 | 1041.3405 | -292.1407 | -294.8624 | 3786.7932 | 194.9852 | 2064.9971 | -51.8439 | 1923.3635 | 728.8148 | 8.6847 | 209.9994 | -265.5013 | 589.4573 | -1502.1443 | -2061.4307 | 33.4281 | -12.5346 | 1305.4708 | -2356.3398 | -1406.6414 | -790.9503 | -63.5203 | 523.6617 | 2954.491 | 0.97863 | -193.3245 | 502.8391 | 0.54821 | -517.7588 | 5902.125 | -373.5974 | 0.99262 | 449.6833 | -1242.447 | 427.1817 | 3267.3918 | 1224.9825 | 4522.001 | -282.1795 | -271.0491 | 1430.7097 | -3212.9636 | 960.1428 | 1675.2529 | -1036.4546 | -98.3559 | 15694.9541 | 210.1043 | -0.42442 | 131.7991
2030-04-18 | 24 | -48.2544 | 879.5239 | -59.9911 | -509.807 | -534.9565 | -1438.0391 | -9520.7627 | 1328.683 | -3.1092 | -289.5151 | 3765.7917 | 194.9987 | 2064.4199 | -124.8326 | 1785.9817 | 1095.8812 | 79.1217 | 209.9994 | -226.8028 | 476.3974 | -1050.3661 | -1542.7836 | 68.8198 | -24.9633 | 1189.0704 | -2173.8479 | -576.0759 | -768.7296 | -65.6331 | 634.1423 | 2541.2349 | 0.99323 | -343.6104 | 499.3966 | 0.58644 | -305.5862 | 4868.0938 | -2.1043 | 0.99792 | 295.6063 | -1532.2826 | 575.2149 | 2825.1199 | 1234.6866 | 4037.4519 | -2.5789 | -270.9255 | 894.2037 | -3036.1609 | 883.3522 | 1025.9468 | -1670.752 | 144.3312 | 15052.4219 | 210.1043 | -15.8752 | 81.5089
2030-04-19 | 1 | -24.5677 | 1000.9723 | -51.6786 | -334.9511 | -145.1608 | -1796.5236 | -12015.5967 | 2721.1357 | 727.3329 | -287.953 | 3639.0261 | 164.8087 | 2131.0676 | -253.6344 | 1344.7302 | 1151.973 | 273.7549 | 209.9994 | -187.174 | 294.0619 | -666.7731 | -1546.6959 | 139.1572 | -39.4392 | 1087.3796 | -1920.9025 | -84.1491 | -825.3934 | -80.2371 | 844.873 | 2069.405 | 0.97893 | -522.981 | 120.2622 | 0.56406 | -183.2655 | -2326.4963 | 1.001 | 302.7467 | 4.1281 | -2016.3698 | 806.9425 | 2616.5957 | 1140.2015 | 4102.8882 | -2.6345 | -271.1911 | 920.861 | -3418.0776 | 1162.5751 | 1459.3842 | -1649.9238 | 444.4706 | 12820.1992 | 210.1043 | -108.8807 | 8.0914
2030-04-19 | 2 | -16.2308 | 1472.1815 | -46.8425 | -288.1605 | 456.9953 | -1930.4027 | -12316.0547 | 3927.0571 | 1809.0291 | -284.8298 | 3535.1409 | 128.5838 | 2112.251 | -405.731 | 1037.3899 | 1512.115 | 386.9141 | 209.9994 | -137.087 | 142.6368 | -278.0529 | -1076.8485 | 71.6317 | -57.7625 | 1194.7061 | -1763.2656 | 28.7309 | -854.2343 | -110.3784 | 807.9999 | 1793.5299 | -297.9993 | -649.931 | 0.99937 | 0.56928 | 11.4397 | -2478.686 | 0.99842 | 341.9698 | 242.2937 | -2190.7976 | 518.5669 | 2098.1733 | 1160.7705 | 3694.3235 | -3.2615 | -276.6904 | 894.4225 | -3223.3882 | 952.3831 | 1246.7294 | -1946.7074 | 1178.2457 | 7702.3887 | 210.1043 | -65.3301 | 26.8015
2030-04-19 | 3 | -10.2622 | 1515.5109 | -24.1548 | -270.4814 | 298.8598 | -1924.8772 | -11811.1348 | 3602.2034 | 1684.7819 | -241.3219 | 3546.0298 | 49.0765 | 2073.8691 | -336.0077 | 1050.6985 | 101.0256 | 350.3497 | 209.9994 | -36.1978 | 178.1627 | -260.4361 | -275.6269 | 55.0374 | -61.9099 | 889.4885 | -1870.7345 | 46.779 | -867.2762 | -109.3679 | 752.396 | 1943.8096 | 0.98148 | -457.9581 | -5.1281 | 1.5761 | 11.378 | -2077.261 | 1.0012 | 210.8576 | 248.432 | -2120.8853 | 464.8302 | 2002.3031 | 1055.3727 | 3488.3569 | -3.0956 | -275.898 | 1367.7714 | -2729.3394 | 842.4838 | 1140.3622 | -1818.104 | 1520.1602 | 7643.7061 | 210.1043 | -48.9852 | 0.99972
2030-04-19 | 4 | -18.2078 | 1737.474 | -47.0807 | -282.3714 | 380.106 | -2015.0747 | -11600.1719 | 3668.9932 | 1551.6344 | -202.1412 | 3596.2524 | 3.861 | 2077.2881 | -356.2709 | 1033.4729 | 101.0502 | 355.1029 | 209.9994 | 13.6774 | 95.7501 | -311.0222 | -129.3609 | -12.1649 | -77.0566 | 691.602 | -1963.4985 | 110.0824 | -882.5193 | -121.7415 | 646.3848 | 2096.2461 | 0.97101 | -281.5496 | -53.204 | 1.9807 | 219.0713 | -2080.8347 | 1.0006 | 266.048 | 60.3653 | -1997.6267 | 294.8935 | 2073.7251 | 925.8578 | 3580.1782 | -2.5207 | -273.8959 | 1529.949 | -2655.7209 | 695.6163 | 860.4611 | -1830.2802 | 1648.2416 | 5131.0068 | 210.1043 | 1.7976 | 8.1395
2030-04-19 | 5 | -4.5631 | 1051.7841 | -29.0168 | -224.7161 | -275.5974 | -1430.5233 | -8448.8369 | 1956.9427 | 1930.2043 | -121.9384 | 3478.7578 | -2.5707 | 349.8309 | -337.1836 | 1031.2477 | -212.0065 | 217.2211 | 209.9994 | -98.8557 | 239.807 | -505.603 | -433.5096 | -22.0978 | -61.7381 | 520.0922 | -1495.587 | -86.5198 | -676.5765 | -69.1106 | 490.5095 | 1504.6654 | 0.98381 | -624.8836 | 0.99924 | 2.8233 | 1.0259 | -941.6081 | 0.99441 | 250.7978 | 320.6481 | -2308.4238 | 33.0866 | 2086.2522 | 674.8751 | 3520.5613 | -3.3618 | -271.4717 | 3750.6311 | -925.8391 | 1079.9053 | 651.7098 | -623.4159 | 554.0556 | 3754.7993 | 210.1043 | -224.0305 | 4.043
2030-04-19 | 6 | -21.2694 | 1536.9996 | -53.3045 | -327.2875 | 498.0429 | -2044.2136 | -10956.2822 | 3703.4224 | 1858.3324 | -122.1119 | 3832.6316 | -1.8516 | 1555.725 | -361.7304 | 1152.96 | 100.9946 | 344.9924 | 209.9994 | -113.6916 | 1.0073 | -604.9055 | -1596.1118 | -3.8605 | -77.6753 | 661.1964 | -2040.2272 | -322.5898 | -901.0122 | -111.9078 | 725.3635 | 1900.5184 | 0.98295 | -313.2592 | -64.7265 | 1.9305 | 223.1599 | -2142.5991 | -155.0387 | 204.9003 | 0.99844 | -2529.6965 | 146.1393 | 2651.3696 | 1213.248 | 3947.5815 | -3.3617 | -271.2249 | 3369.271 | -637.8732 | 1183.0774 | 2146.1824 | -2219.6094 | 642.722 | 8347.6465 | 210.1043 | -113.3328 | 77.3469
2030-04-19 | 7 | -35.6431 | 1114.9452 | -65.2219 | -420.1245 | 174.2526 | -1729.4335 | -9409.6318 | 2583.4321 | 278.1572 | -280.5536 | 3835.4915 | 195.0014 | 2031.4218 | -315.7174 | 1266.3751 | 1026.5131 | 122.6205 | 209.9994 | -123.8916 | 65.0484 | -800.7667 | -1543.9866 | -30.7128 | -75.2133 | 864.6826 | -2098.689 | -533.8197 | -821.6458 | -96.6332 | 610.7154 | 2199.8179 | 0.98641 | -464.0552 | 285.3504 | 0.53151 | -0.85994 | 1116.4308 | -544.955 | 0.99642 | 111.6724 | -2227.1169 | 83.1476 | 3012.6436 | 1166.0239 | 4294.4746 | -300.5949 | -270.9467 | 1927.8058 | -2395.3486 | 930.6846 | 1417.3685 | -2380.8474 | 0.9704 | 8991.0947 | 210.1042 | -128.0479 | 40.0175
2030-04-19 | 8 | -38.6728 | 1317.5801 | -65.9369 | -482.6847 | 55.0698 | -1726.7318 | -9895.6699 | 2554.8406 | -3.0839 | -309.7684 | 3829.0674 | 195.0014 | 2137.2368 | -218.2439 | 1544.3014 | 1054.4487 | 10.7083 | 209.9994 | -122.5347 | 33.546 | -818.9363 | -1470.7247 | -71.8782 | -66.6012 | 893.8617 | -2179.4351 | -372.9808 | -839.5803 | -98.7968 | 581.3691 | 2495.0134 | 2.6251 | -354.041 | 302.6238 | 0.5688 | -293.5642 | 3500.2417 | -1.3061 | 1.0019 | 449.5979 | -2365.1379 | 1.0028 | 3508.2268 | 1175.7744 | 4450.729 | -72.6454 | -271.1691 | 631.2689 | -3634.7991 | 707.2694 | 1297.8114 | -1898.7051 | 286.1664 | 7954.6128 | 210.1043 | -16.6894 | 116.9726
2030-04-19 | 9 | -42.6745 | 1367.0941 | -63.15 | -517.3967 | 51.2342 | -1639.7097 | -9673.7129 | 2424.7791 | -112.8904 | -326.6928 | 3880.9929 | 194.9998 | 2084.1235 | 1.0032 | 1883.6733 | 616.6912 | -14.2237 | 209.9994 | -126.6286 | 169.1998 | -1080.2361 | -1129.9819 | -48.6069 | -51.5593 | 935.5231 | -2238.6313 | -900.588 | -832.8511 | -96.6897 | 563.5591 | 2905.2285 | 69.325 | -308.2276 | 388.7306 | 0.50175 | -567.03 | 4916.4272 | 1.0008 | 1.0052 | 236.7574 | -1947.4657 | 126.0676 | 3425.0759 | 1149.677 | 4372.6958 | -2.6504 | -271.2554 | 835.1538 | -3378.6802 | 746.4684 | 1371.1581 | -1680.908 | 212.6454 | 7639.708 | 210.1043 | -24.5819 | 128.6683
2030-04-19 | 10 | -49.9238 | 1214.194 | -66.123 | -548.9192 | 0.99219 | -1489.2811 | -9351.9717 | 1986.8579 | -3.0614 | -334.5742 | 3970.2483 | 195 | 2132.0601 | 76.7303 | 2001.9341 | 625.7137 | -43.2336 | 209.9994 | -171.2815 | 304.8805 | -1205.4869 | -1362.9385 | -22.1341 | -22.0183 | 1131.4032 | -2388.4033 | -1507.8131 | -803.7591 | -86.8342 | 542.0404 | 3005.7339 | 249.5166 | -281.1084 | 504.2598 | 0.53718 | -805.4247 | 7136.7344 | 0.99811 | 1.0028 | 238.8545 | -2162.6675 | 207.4279 | 3373.7566 | 1069.3372 | 4323.4795 | -2.5369 | -270.7536 | 646.0402 | -3017.2158 | 861.1056 | 1577.6399 | -1969.1989 | 1.0091 | 7430.4355 | 210.1043 | -7.6502 | 135.3855
2030-04-19 | 11 | -50.4832 | 1079.6024 | -66.761 | -677.6616 | -5.4843 | -1317.4747 | -8730.0107 | 1443.5001 | -481.5939 | -336.1282 | 3988.5227 | 188.7196 | 2133.8877 | 82.927 | 2009.3075 | 643.7302 | -14.1834 | 209.9994 | -200.0768 | 571.4457 | -1263.9158 | -756.0256 | 18.6279 | -16.2488 | 1270.5126 | -2421.0193 | -2460.8 | -779.5945 | -74.6528 | 512.0017 | 2941.1401 | 481.3259 | -387.4388 | 635.1499 | 0.53328 | -847.6102 | 8174.5122 | 1.0005 | 90.0416 | 72.5823 | -2173.9983 | 305.8938 | 3290.2002 | 1001.0707 | 4305.251 | -2.6663 | -270.7741 | 890.9466 | -2670.1985 | 934.5395 | 1653.8792 | -1960.8422 | -0.71169 | 8268.1299 | 210.1043 | -39.8626 | 143.187
2030-04-19 | 12 | -61.1657 | 719.681 | -70.085 | -709.4444 | -249.2905 | -1091.6769 | -7757.8569 | 750.4297 | -606.8667 | -340.7148 | 3982.9255 | 166.297 | 2132.0645 | 0.99774 | 1927.1334 | 686.8283 | 42.3986 | 209.9994 | -227.2292 | 664.2363 | -1356.3575 | -1078.4683 | 67.0216 | -12.0371 | 1484.8077 | -2446.7151 | -2372.0391 | -714.0865 | -57.061 | 535.6655 | 2940.4294 | 1211.3771 | -449.436 | 894.3004 | 0.52859 | -905.3615 | 10377.6484 | 1.0006 | 0.99903 | 293.3686 | -2227.6406 | 407.8781 | 3275.241 | 1039.9532 | 4190.2065 | -2.6232 | -270.8562 | 880.5933 | -2518.2031 | 1063.7501 | 1824.7195 | -1911.9966 | 0.18703 | 10687.127 | 210.1042 | -49.1449 | 135.6668
2030-04-19 | 13 | -73.5439 | 352.5718 | -63.4797 | -702.5638 | -707.5004 | -748.1414 | -6196.5049 | -34.8676 | -595.6281 | -359.9193 | 3961.2234 | 104.4083 | 2127.0808 | 102.5308 | 2055.9026 | 807.7154 | 63.8313 | 209.9994 | -248.8721 | 628.7764 | -1477.0159 | -2366.8987 | 60.6136 | -5.5905 | 1391.7229 | -2567.7458 | -1897.8334 | -627.5757 | -43.7866 | 473.5063 | 3026.1257 | 2074.8389 | -364.3998 | 1184.8734 | 0.52287 | -627.2685 | 11420.8584 | -3.4614 | 249.9776 | 0.9988 | -2224.8669 | 413.8686 | 3296.7986 | 1089.1234 | 4428.8306 | -2.7053 | -270.6256 | 1186.8209 | -1773.4501 | 1161.5117 | 1761.0076 | -1492.4283 | -320.7429 | 12303.9434 | 210.1043 | -69.322 | 171.2482
2030-04-19 | 14 | -78.7569 | 232.511 | -68.662 | -773.3912 | -841.6529 | -614.9692 | -4802.0742 | -613.8131 | -1136.2841 | -374.3325 | 3978.4993 | 24.6882 | 2123.906 | 1.0053 | 1985.3073 | 1229.0535 | 82.4906 | 209.9994 | -228.6017 | 645.5703 | -1600.0179 | -2807.457 | 98.5922 | -37.2836 | 1054.5448 | -2606.4626 | -1643.2627 | -585.9532 | -38.2198 | 501.0742 | 2827.4739 | 2606.7039 | -292.7012 | 1286.6318 | 0.51241 | -37.2351 | 12107.709 | -3.7378 | 257.8061 | 1.002 | -2203.7029 | 514.4982 | 3125.7722 | 1039.3986 | 4271.3979 | -2.6476 | -270.6755 | 1393.7191 | -1428.5839 | 1326.9147 | 1604.6189 | -1334.4779 | -542.1595 | 13966.4297 | 210.1042 | -115.8614 | 154.2516
2030-04-19 | 15 | -85.8785 | 208.0538 | -75.3379 | -752.136 | -1117.5024 | -456.6743 | -3705.3098 | -1235.9711 | -1405.9614 | -389.3411 | 3946.3328 | -12.5141 | 1710.8962 | -42.0987 | 2022.635 | 429.7379 | 206.054 | 209.9994 | -202.9821 | 482.4355 | -1568.8658 | -3119.4834 | 34.5985 | -39.9192 | 704.5983 | -2895.3601 | -1278.739 | -537.3871 | -46.8439 | 439.6191 | 3042.4241 | 3959.9448 | 25.4032 | 1346.6143 | 0.33401 | 291.8631 | 12330.3711 | 103.1581 | 122.3669 | 450.2682 | -1911.8859 | 336.2014 | 3793.4802 | 1140.0168 | 4738.4829 | 1.0263 | -271.0327 | 3191.0972 | -517.4148 | 1003.3418 | 614.2867 | -1007.4474 | -1130.1915 | 11896.3564 | 210.1043 | -242.5488 | 73.7747
2030-04-19 | 16 | -98.4098 | -139.8632 | -80.644 | -719.5287 | -1323.6323 | -256.3716 | -2856.8442 | -1736.8636 | -1588.3375 | -372.1851 | 3912.4094 | 64.7918 | 1647.6962 | 0.99823 | 1985.1849 | -411.979 | 212.4173 | 209.9994 | -261.0234 | 528.0532 | -1530.3273 | -4038.2983 | 62.6277 | -47.0254 | 989.0382 | -3009.9521 | -1395.7756 | -470.4339 | -31.0272 | 461.1993 | 2945.2263 | 4797.9707 | 118.159 | 1539.4496 | 0.27525 | 808.6202 | 12456.8467 | 62.1763 | 22.2231 | 449.7876 | -1797.9994 | 275.7401 | 3820.4917 | 1098.3225 | 4780.5356 | -44.23 | -271.1652 | 3461.5222 | 114.5974 | 915.9799 | 493.8262 | -1805.3619 | -1083.1121 | 12190.1709 | 210.1042 | -223.728 | 83.5308
2030-04-19 | 17 | -99.1522 | -134.0704 | -82.0538 | -725.4759 | -1413.9183 | -294.6593 | -2789.2495 | -1725.2228 | -1355.151 | -346.0073 | 3880.0654 | 185.0333 | 1352.5751 | 0.99989 | 1938.2256 | -253.8186 | 220.9013 | 209.9994 | -296.8335 | 523.2875 | -1548.2191 | -4687.3628 | 71.716 | -45.5889 | 1168.8929 | -3083.271 | -1590.4066 | -480.9291 | -30.2738 | 482.9991 | 2795.5288 | 4685.0117 | 104.8769 | 1556.4784 | 0.23688 | 1286.6208 | 12459.9902 | 150.7473 | 163.11 | 450.1938 | -1870.9441 | 314.7974 | 3815.1619 | 1144.2986 | 4910.5581 | -3.621 | -271.0267 | 4029.7241 | 739.8921 | 981.3109 | 655.7564 | -1580.7286 | -1095.801 | 12670.042 | 210.1043 | -245.4321 | 52.8869
2030-04-19 | 18 | -95.2315 | 0.99896 | -81.4819 | -740.1935 | -1457.0973 | -385.6305 | -3024.6948 | -1668.8964 | -1224.9558 | -341.6097 | 3802.291 | 193.2207 | 1803.6677 | 1.0001 | 1988.127 | 755.7352 | 269.6873 | 209.9994 | -310.6552 | 606.4565 | -1633.3494 | -4690.5391 | 66.4859 | -34.4306 | 1293.3242 | -3068.0413 | -2091.8694 | -513.8892 | -36.6797 | 456.257 | 2799.2175 | 3972.4998 | 95.7363 | 1493.4796 | 0.29704 | 1288.7596 | 12382.3057 | -399.4133 | -2.096 | 350.9412 | -1949.6179 | 306.8719 | 3016.543 | 1156.376 | 4345.7598 | -278.6037 | -270.9717 | 2056.4399 | -1272.402 | 1158.215 | 471.7627 | -732.2045 | -1001.9293 | 13601.791 | 210.1042 | -264.3713 | 9.734
2030-04-19 | 19 | -92.1578 | 1.0044 | -78.9895 | -755.8442 | -1521.0197 | -465.5811 | -3124.2925 | -1710.4227 | -1321.0302 | -330.7724 | 3811.7236 | 195.0009 | 1688.1005 | -2.1643 | 1917.7327 | 1000.2836 | 217.6482 | 209.9994 | -257.1206 | 843.1702 | -1631.334 | -3891.2759 | 107.6546 | -42.7474 | 920.6365 | -2965.6462 | -2572.0623 | -543.2979 | -33.6778 | 467.1963 | 2637.4941 | 3257.9871 | -70.9804 | 1468.8813 | 0.42666 | 1257.0914 | 12353.8398 | -505.2361 | 0.99902 | 216.7084 | -2095.6672 | 477.813 | 2931.8901 | 1198.8193 | 4254.4014 | -282.1112 | -270.7914 | 2350.094 | -1118.4954 | 1360.1378 | 398.7756 | -993.3025 | -745.2161 | 16310.8926 | 210.1042 | -236.2773 | -49.1465
2030-04-19 | 20 | -85.6956 | 80.1459 | -74.0823 | -768.6703 | -1503.875 | -554.5505 | -3286.4839 | -1394.8783 | -685.1831 | -342.1419 | 3892.2061 | 163.398 | 849.485 | 1.0002 | 1931.4991 | 747.1221 | 213.5244 | 209.9994 | -219.8232 | 847.2653 | -1725.0029 | -4659.5889 | 115.9826 | -41.5307 | 357.0036 | -2900.3796 | -2629.4824 | -574.3077 | -32.9587 | 479.5416 | 2637.9658 | 2516.7246 | -83.4154 | 1382.7162 | 0.43885 | 1106.1237 | 12190.1582 | -219.6555 | 0.99862 | 449.6183 | -2299.1318 | 533.3883 | 2437.572 | 1107.4958 | 3638.6584 | -281.7943 | -1232.4755 | 6158.8726 | 2051.2195 | 1542.0183 | 1128.683 | -1133.8799 | -962.0942 | 17746.9316 | 210.1043 | -247.0442 | -142.2084
2030-04-19 | 21 | -82.0743 | 191.4892 | -75.9753 | -772.2624 | -1493.2888 | -640.4919 | -3224.4246 | -1363.1904 | -384.9712 | -333.6012 | 3832.8169 | 195.0013 | 1843.5179 | 1.0015 | 1920.2349 | 812.2094 | 149.8579 | 209.9994 | -365.5545 | 601.8105 | -1702.1879 | -4840.4683 | 52.7775 | -28.8831 | 1659.6301 | -2978.5991 | -2390.073 | -600.8981 | -43.3223 | 461.4563 | 2730.7573 | 2304.7812 | 24.8405 | 1305.8347 | 0.43068 | 1327.7239 | 11967.4658 | -519.4353 | -2.0155 | 132.3915 | -2070.531 | 321.9667 | 3094.4487 | 1220.3442 | 4323.2876 | -273.1938 | -270.8159 | 1592.3378 | -1715.0541 | 1235.2346 | 586.4245 | -868.3295 | -380.4993 | 18427.7773 | 210.1043 | -223.866 | -111.4082
2030-04-19 | 22 | -81.7336 | 193.5799 | -73.3737 | -769.5629 | -1532.8965 | -604.9827 | -2967.3149 | -1569.2833 | 0.99065 | -336.9515 | 3821.9446 | 194.9985 | 1699.0906 | 50.9598 | 2021.4359 | 831.2462 | 129.3706 | 209.9994 | -387.6785 | 754.899 | -1659.7985 | -4561.6284 | 54.3328 | -9.493 | 1782.27 | -2983.3806 | -2685.0896 | -593.3638 | -43.7047 | 441.9071 | 2850.0996 | 2431.0354 | -6.7308 | 1316.0961 | 0.41797 | 1103.3636 | 12026.5107 | -405.877 | 1.0024 | 181.1058 | -2003.9174 | 404.9249 | 3181.5669 | 1248.1271 | 4441.5957 | -278.6343 | -270.8203 | 1748.8751 | -1267.9272 | 1191.3046 | 1138.5278 | -817.8033 | -502.9948 | 18372.3906 | 210.1043 | -226.6026 | -37.3777
2030-04-19 | 23 | -83.908 | 325.6678 | -69.819 | -770.0114 | -1813.1245 | -599.2755 | -2664.9084 | -1743.4353 | 0.99558 | -334.978 | 3817.7603 | 194.9989 | 1653.0062 | 0.99981 | 1990.4392 | 814.6503 | 147.0367 | 209.9994 | -408.7258 | 1058.9575 | -1492.8381 | -4420.1548 | 8.9143 | 2.0151 | 1766.9116 | -2917.0955 | -2851.7791 | -592.8895 | -48.0832 | 275.627 | 2940.5168 | 2568.0713 | -87.4333 | 1363.7908 | 0.4459 | 477.9475 | 12153.4531 | -455.274 | 0.99955 | 199.7124 | -2296.3438 | 404.8136 | 3167.7329 | 1235.9292 | 4389.3545 | -287.6589 | -270.8282 | 2339.324 | -1310.1766 | 1192.6924 | 1075.885 | -298.5972 | -755.2246 | 17726.4648 | 210.1043 | -226.3689 | 3.0853
2030-04-19 | 24 | -86.0863 | 349.9815 | -64.7247 | -765.3304 | -1468.3524 | -579.4323 | -2919.1309 | -1309.9839 | -3.1322 | -322.0574 | 3783.3972 | 195.0008 | 1361.5273 | -67.0056 | 1766.5745 | 1160.0681 | 216.8999 | 209.9994 | -397.2276 | 809.1735 | -1259.5372 | -4233.8071 | 36.5137 | 20.4125 | 1673.2925 | -2913.4495 | -2670.9543 | -594.3121 | -50.3285 | 380.562 | 2991.8357 | 2938.3618 | -62.4041 | 1416.5543 | 0.47696 | 445.2321 | 12297.0791 | -303.9778 | 79.2199 | 450.3714 | -2403.1101 | 526.2003 | 3109.2893 | 1273.8904 | 4185.0889 | 1.0194 | -271.3022 | 2849.7883 | -804.2189 | 1317.4294 | 1452.4441 | -654.5511 | -834.8139 | 17030.7832 | 210.1043 | -283.1066 | -103.2096
2030-04-20 | 1 | -89.0816 | 520.1583 | -64.6428 | -752.1495 | -1322.6721 | -535.2048 | -2022.2061 | -678.3174 | 0.9979 | -304.5951 | 3798.6577 | 194.9983 | 1495.7186 | -207.3795 | 1504.8418 | 100.8865 | 196.346 | 209.9994 | -323.1107 | 837.6653 | -1231.7719 | -4312.4155 | 45.4152 | -1.911 | 1025.7061 | -2883.0842 | -2744.4368 | -585.1744 | -61.266 | 377.0994 | 2805.8513 | 3883.3513 | -86.9132 | 1546.282 | 0.47275 | 735.645 | 12352.7344 | 35.394 | 313.2526 | 450.2499 | -2334.2561 | 476.5954 | 2909.6558 | 1469.9541 | 3799.7937 | 511.1739 | -273.7095 | 3722.135 | 427.4312 | 1422.938 | 1477.8121 | -475.5847 | -549.6586 | 14398.2979 | 210.1043 | -319.6902 | -77.6646
2030-04-20 | 2 | -69.0086 | 1020.4197 | -57.1663 | -782.3197 | -714.0922 | -889.0045 | -4500.978 | 560.2166 | 1156.0234 | -304.84 | 3750.1926 | 110.4592 | 1612.04 | -286.9423 | 1325.7428 | 929.0127 | 220.9081 | 209.9994 | -283.2003 | 613.5057 | -997.4302 | -3902.6511 | -25.6649 | -22.7129 | 899.0178 | -2778.644 | -2479.2937 | -702.8432 | -78.9323 | 351.8854 | 2799.0459 | 2856.3647 | -10.6383 | 1203.2756 | 0.47923 | 1009.6666 | 11751.2139 | 341.1945 | 670.1997 | 450.0603 | -2323.1707 | 266.4077 | 2712.05 | 1712.4232 | 3457.1477 | 1078.1744 | -276.653 | 4211.0566 | 1303.6417 | 983.5383 | 633.2682 | -813.8567 | 590.8159 | 10336.1797 | 210.1043 | -227.9603 | -60.5877
2030-04-20 | 3 | -47.6046 | 1691.1066 | -57.7585 | -633.4073 | -479.8968 | -1463.7433 | -6657.8804 | 1415.1497 | 1769.1998 | -336.5597 | 3566.4771 | 21.1705 | 1964.0967 | -305.3301 | 1332.5576 | 1829.9987 | 26.2401 | 209.9994 | -284.3747 | 544.9038 | -811.0801 | -2912.0283 | -95.8662 | -12.0284 | 1226.3597 | -2513.9236 | -2403.3843 | -826.9905 | -109.6776 | 241.422 | 2455.5132 | 84.1618 | -113.8807 | 578.6011 | 0.58597 | 789.4735 | 8590.127 | -177.6599 | 688.8254 | 0.99974 | -2042.3594 | 112.442 | 1788.9446 | 1028.712 | 3689.8435 | 1.0167 | -276.7063 | 2248.4333 | -1003.9662 | 682.4322 | 293.2888 | -1063.3997 | 1647.8141 | 6196.3682 | 210.1043 | -84.5846 | 0.99901
2030-04-20 | 4 | -39.6008 | 1875.4106 | -53.7906 | -594.2421 | -112.9748 | -1600.371 | -7771.7617 | 2464.186 | 1930.9531 | -341.164 | 3510.8086 | 12.3806 | 1937.7072 | -278.5988 | 1329.959 | 1979.4167 | -69.7229 | 209.9994 | -302.6617 | 509.4117 | -655.8815 | -2555.9866 | -57.0219 | -5.7311 | 1517.0457 | -2369.3977 | -2483.7432 | -854.4203 | -119.7551 | 367.0206 | 2208.4929 | 4.237 | -264.6878 | 370.8009 | 0.59212 | 593.9403 | 5970.46 | -166.0846 | 682.377 | 1.0002 | -2254.8264 | 173.2482 | 1664.9585 | 1155.8506 | 3571.2974 | 1.0163 | -277.8537 | 2680.2085 | -889.1559 | 866.0151 | 410.5357 | -1140.4076 | 1169.9719 | 3793.8975 | 210.1042 | -117.4265 | 8.4322
2030-04-20 | 5 | -42.5801 | 1870.6093 | -56.2115 | -602.8458 | -99.4343 | -1588.5304 | -7529.6323 | 2416.6938 | 1996.0159 | -317.3499 | 3514.3083 | 73.1538 | 1947.1827 | -263.2617 | 1283.3622 | 2101.5134 | -139.2069 | 209.9994 | -261.9217 | 469.9552 | -693.2867 | -2525.1836 | -80.3904 | -6.5929 | 1221.7483 | -2395.6194 | -2400.8213 | -851.9141 | -121.75 | 337.4047 | 2169.0535 | 4.5452 | -241.0577 | 386.0656 | 0.57989 | 609.2096 | 6769.3213 | -90.0685 | 679.6116 | 1.0014 | -2254.97 | 153.5891 | 1759.8448 | 1211.0928 | 3644.9224 | 1.0171 | -277.5458 | 2852.9473 | -670.0496 | 825.1229 | 383.7428 | -1165.1476 | 1249.6115 | 3461.823 | 210.1043 | -107.695 | 10.8521
2030-04-20 | 6 | -44.033 | 1961.0238 | -57.0781 | -615.8366 | -161.7713 | -1591.3799 | -7053.5366 | 2111.3411 | 1892.093 | -298.5395 | 3481.0559 | 136.3395 | 1977.1324 | -274.5344 | 1313.9302 | 1978.9249 | -42.7874 | 209.9994 | -204.2467 | 397.6134 | -856.1431 | -2997.9968 | -138.5639 | -15.9603 | 736.3851 | -2472.1484 | -2168.8005 | -861.8608 | -127.1173 | 222.0673 | 2390.855 | 133.8062 | -118.6647 | 440.3269 | 0.56479 | 731.8354 | 7482.0381 | -120.5813 | 529.1208 | 1.001 | -2162.6992 | -2.8817 | 2011.2511 | 890.072 | 3710.6084 | 1.0028 | -274.4161 | 2266.6233 | -1223.1769 | 617.6389 | 253.7419 | -1305.343 | 1650.1718 | 3237.0793 | 210.1043 | -64.0144 | 15.6144
2030-04-20 | 7 | -46.7603 | 1666.8673 | -60.4875 | -612.6151 | -321.5411 | -1580.0549 | -7148.9297 | 1855.4301 | 1703.4446 | -294.0663 | 3779.6643 | 191.9756 | 1882.212 | -225.4296 | 1455.1675 | 1952.5482 | -88.7135 | 209.9994 | -204.8177 | 290.0309 | -957.6349 | -3656.1658 | -127.8651 | -14.3204 | 670.1778 | -2597.8398 | -1964.2329 | -850.3313 | -109.8124 | 309.4121 | 2581.8013 | 378.1223 | -66.0319 | 475.6307 | 0.51208 | 658.2697 | 8095.9644 | 23.0052 | 291.276 | 450.303 | -2253.0039 | -26.0906 | 2687.8125 | 1565.6063 | 3418.3032 | 698.0048 | -274.8116 | 4260.3252 | 1113.7098 | 824.9722 | 339.4878 | -1644.8453 | 600.1657 | 3837.5295 | 210.1043 | -212.0361 | 0.20467
2030-04-20 | 8 | -42.8827 | 1499.7584 | -55.3773 | -647.1843 | -315.9239 | -1440.0533 | -6757.6704 | 1450.0311 | 588.7071 | -288.6228 | 3814.3696 | 195.0002 | 1985.9666 | -259.1289 | 1810.3079 | 1617.0437 | -157.8016 | 209.9994 | -197.9491 | 426.5807 | -1199.8594 | -4410.7192 | -79.367 | -0.70754 | 463.4816 | -2527.6182 | -1898.9137 | -824.5673 | -102.1269 | 306.4859 | 2474.9099 | 515.9138 | -141.6695 | 517.0085 | 0.59333 | 306.398 | 8932.1113 | -343.8094 | 0.99881 | 180.3557 | -2424.4785 | 40.2048 | 3038.6006 | 1334.0565 | 4018.875 | 61.3088 | -271.3542 | 3014.3401 | -571.7155 | 1156.2164 | 1074.4114 | -1641.2938 | 1.0065 | 4797.7979 | 210.1042 | -247.1405 | -36.7452
2030-04-20 | 9 | -42.7682 | 1506.2893 | -59.286 | -687.3513 | -335.4347 | -1492.6221 | -6940.021 | 1413.943 | -3.1228 | -340.6004 | 3810.3613 | 144.2937 | 1507.9524 | -46.562 | 1706.6534 | 1584.0643 | -228.9392 | 209.9994 | -211.2939 | 362.3533 | -1300.6636 | -4846.6372 | -84.5104 | -27.6319 | 559.4821 | -2669.0596 | -1858.3376 | -843.1423 | -106.2767 | 333.5963 | 2403.9954 | 483.3967 | -71.6666 | 437.6016 | 0.57277 | 497.5306 | 8934.0176 | -452.9789 | 1 | 127.5382 | -2497.6296 | 108.8371 | 3073.7998 | 1255.7235 | 4283.2881 | -296.7966 | -270.9432 | 2004.0323 | -1710.9532 | 1121.6675 | 1177.605 | -1498.269 | -0.70368 | 5134.0684 | 210.1043 | -232.3944 | -52.4521
2030-04-20 | 10 | -49.4213 | 1080.96 | -64.8743 | -793.5961 | -722.8676 | -1072.7347 | -5227.2832 | 325.9445 | 0.99627 | -244.1199 | 3858.6147 | 194.9993 | 1766.1458 | 127.5782 | 2089.8423 | 1372.9863 | -162.557 | 209.9994 | -289.8598 | 505.4353 | -1219.7352 | -4527.1182 | -29.5791 | -5.447 | 1236.8652 | -2795.2625 | -2194.2524 | -743.9409 | -85.384 | 320.8312 | 2377.7837 | 2004.5101 | -156.6962 | 729.9607 | 0.68419 | 367.9049 | 10444.3545 | -355.4321 | -2.0087 | 330.0373 | -2432.5161 | 164.5991 | 3199.4744 | 1247.6461 | 4320.1885 | -288.449 | -270.8805 | 1583.8014 | -2341.1399 | 1076.7223 | 983.9365 | -1240.6699 | -0.053787 | 6453.7368 | 210.1043 | -205.6004 | -125.9686
2030-04-20 | 11 | -58.1396 | 1.0065 | -64.8149 | -699.5944 | -1641.5291 | -263.7035 | -2651.8091 | -1177.9381 | -3.1033 | -278.7036 | 3861.0552 | 194.9988 | 1900.2025 | 157.6566 | 2105.5444 | 973.1431 | -27.6155 | 209.9994 | -297.8397 | 815.6774 | -1289.3221 | -4056.4651 | 93.9692 | 2.1311 | 1237.402 | -2171.0581 | -2385.7119 | -472.2429 | -48.7826 | 407.1019 | 2186.1274 | 3313.1536 | -529.776 | 1215.6149 | 0.57835 | 157.595 | 11805.4082 | -251.538 | 1.0012 | 441.3297 | -2386.3623 | 439.9547 | 3309.8958 | 1249.207 | 4376.0938 | -285.6511 | -270.9491 | 1334.5494 | -2291.1926 | 1227.6818 | 1350.7324 | -818.4492 | -394.8026 | 8260.291 | 210.1043 | -175.4182 | -41.927
2030-04-20 | 12 | -52.0765 | -403.353 | -61.4481 | -641.219 | -1893.1075 | 22.897 | -2226.448 | -1629.764 | -3.0489 | -304.9998 | 3856.4573 | 195.0007 | 1952.7059 | 76.2574 | 2112.6748 | 1099.0121 | -44.8331 | 209.9994 | -293.9447 | 936.3439 | -1362.1888 | -4096.2402 | 129.0759 | -4.271 | 1080.1548 | -1775.4684 | -2686.9841 | -366.3535 | -39.8207 | 460.2734 | 1706.8104 | 2948.1917 | -785.2319 | 1230.7847 | 0.59824 | 261.943 | 11276.0547 | -388.4708 | 0.99885 | 449.5858 | -2578.6084 | 573.3132 | 3221.7332 | 1218.0077 | 4269.1338 | -284.2561 | -537.9482 | 1644.597 | -1925.2896 | 1306.4434 | 1447.1616 | -672.4879 | -715.8345 | 8732.9521 | 210.1042 | -193.2304 | 21.7735
2030-04-20 | 13 | -48.7711 | 387.2744 | -66.4846 | -676.5294 | -1922.2126 | -578.8005 | -3590.0793 | -1099.4799 | -23.5352 | -234.4578 | 3780.47 | 76.7882 | 1987.3048 | 240.9412 | 2123.5886 | 1693.6323 | 328.0978 | 209.9994 | -302.1538 | 865.2593 | -1358.8878 | -4000.5574 | 96.1923 | -22.4745 | 1105.2423 | -2212.8208 | -2327.8245 | -555.6174 | -57.6556 | 402.1091 | 1809.4366 | 2244.9929 | -391.746 | 824.215 | 2.1752 | 659.6738 | 8666.7139 | -402.6477 | 1.0015 | 390.2084 | -2384.9822 | 505.626 | 2928.2739 | 1176.4381 | 4091.7422 | -287.1167 | -270.9035 | 2498.2483 | -1161.0885 | 1165.4338 | 901.4879 | -757.6965 | -715.468 | 10228.9209 | 210.1043 | -185.1417 | 13.4696
2030-04-20 | 14 | -49.4778 | 250.6272 | -70.3396 | -676.3886 | -1849.9869 | -514.3508 | -4073.8945 | -1056.9879 | -355.4081 | -195.6705 | 3824.6604 | -42.0544 | 2111.2058 | 277.3203 | 2049.3733 | 1410.0251 | 170.0966 | 209.9994 | -233.0373 | 900.8254 | -1401.5946 | -4049.5078 | 120.2566 | -30.7678 | 646.301 | -2178.1494 | -2549.4331 | -529.7608 | -54.4692 | 442.0303 | 1387.3564 | 2685.8557 | -630.373 | 825.5016 | 0.89448 | 447.5613 | 7135.0601 | -388.822 | 0.99853 | 449.5966 | -2097.2537 | 625.5882 | 2826.8711 | 1092.1613 | 3997.8813 | -289.7996 | -270.8831 | 2149.9634 | -1394.1312 | 1047.2489 | 1060.8639 | -994.6118 | -374.6618 | 10786.3096 | 210.1042 | -171.3914 | 8.8053
2030-04-20 | 15 | -76.2716 | 66.0606 | -83.4719 | -732.2615 | -1840.2258 | -315.4219 | -1290.3257 | -1610.2461 | -269.5319 | -210.6268 | 3821.6926 | -67.3142 | 1924.8896 | 355.2365 | 2043.6018 | 46.5486 | 1.0004 | 209.9994 | -245.5355 | 774.0804 | -1410.2032 | -4190.8892 | 45.859 | -33.3711 | 659.0553 | -2768.0654 | -2188.6021 | -480.2537 | -46.1118 | 330.0495 | 1830.8228 | 5700.5942 | -188.4489 | 1259.6909 | 1.3609 | 835.4846 | 9455.752 | -301.5824 | 0.9977 | 230.2239 | -2052.2366 | 260.6653 | 3449.5898 | 1075.0824 | 4521.5146 | -291.1665 | -270.9443 | 2586.6711 | -852.1714 | 1175.2583 | 444.4639 | -54.1654 | -967.8907 | 10450.3545 | 210.1042 | -350.0505 | 26.3552
2030-04-20 | 16 | -97.0193 | -8.9792 | -93.6488 | -727.9737 | -1822.9586 | -298.7641 | -1327.8528 | -1624.2662 | -74.4867 | -248.4319 | 3822.6335 | -67.2813 | 1569.7563 | 237.3679 | 1949.1146 | -127.6181 | 167.4659 | 209.9994 | -250.5333 | 760.9905 | -1397.1719 | -4357.001 | 47.4057 | -37.2533 | 631.1931 | -3230.6155 | -2343.5696 | -475.2753 | -40.2907 | 348.6602 | 2269.688 | 7113.0737 | 16.3002 | 1540.8658 | 0.60127 | 996.3489 | 10388.9277 | -232.1577 | 0.99882 | 435.289 | -2065.4207 | 239.894 | 3233.9429 | 1082.9438 | 4042.165 | -3.0677 | -271.5695 | 3385.5168 | -87.3596 | 1078.1179 | 357.9753 | -52.4065 | -830.3233 | 8808.2588 | 210.1042 | -353.5721 | 44.1649
2030-04-20 | 17 | -106.3097 | -192.3111 | -95.564 | -700.8322 | -1810.095 | -236.623 | -1313.5107 | -1706.4692 | -2.9842 | -310.7492 | 3823.8735 | 195.0007 | 1580.5164 | 0.9999 | 1651.7249 | -330.711 | 244.7318 | 209.9994 | -250.4996 | 724.7808 | -1542.3356 | -4279.481 | 56.0066 | -37.703 | 702.2329 | -3314.3557 | -2114.0747 | -446.8616 | -35.2365 | 399.3865 | 2606.3169 | 7270.9121 | 180.7158 | 1671.4209 | 0.31155 | 847.4195 | 11354.3154 | -229.3508 | 1.0058 | 400.7185 | -1754.6385 | 267.6563 | 3288.6729 | 1087.9907 | 4103.2598 | -3.1802 | -271.5927 | 3469.3005 | -512.6417 | 942.1218 | 42.5898 | -52.9266 | -805.8757 | 9163.1553 | 210.1042 | -322.1028 | 47.0969
2030-04-20 | 18 | -101.7592 | -229.4478 | -93.0624 | -704.9783 | -1806.6829 | -272.3589 | -1447.7319 | -1824.5817 | -2.9944 | -324.4204 | 3769.4829 | 194.9986 | 1488.8999 | -43.964 | 1629.8623 | -5.4385 | 198.2146 | 209.9994 | -260.9834 | 745.269 | -1559.9856 | -4337.8848 | 75.3349 | -43.733 | 709.1324 | -3102.4919 | -2212.2493 | -463.3424 | -31.1916 | 434.7128 | 2684.4604 | 6332.9297 | 158.6787 | 1669.4347 | 0.26262 | 1032.7759 | 12345.3691 | -292.8076 | 1.0012 | 339.1382 | -1901.5184 | 355.8073 | 3182.0381 | 1105.8845 | 3989.8872 | -3.0616 | -271.4571 | 4013.2778 | -50.3977 | 898.1682 | -87.3582 | -63.6617 | -722.6376 | 9807.7285 | 210.1042 | -306.5832 | 27.4775
2030-04-20 | 19 | -100.6102 | -185.8112 | -89.224 | -709.1472 | -1770.0781 | -291.8242 | -1854.5771 | -1786.6638 | 0.99688 | -321.3203 | 3757.4304 | 194.9998 | 1865.118 | -31.9045 | 1633.3571 | 18.5349 | 257.7317 | 209.9994 | -239.4748 | 729.2201 | -1554.0813 | -4023.0859 | 95.0862 | -47.8325 | 676.8969 | -3028.0024 | -2229.1604 | -475.5175 | -30.7084 | 484.2637 | 2747.8445 | 6005.7437 | 148.1565 | 1689.2421 | 0.31837 | 1128.6821 | 12406.9268 | -472.2734 | 0.99949 | 365.9763 | -1876.6799 | 474.8049 | 2572.6353 | 1066.6326 | 3563.1174 | -80.4405 | -271.0764 | 3316.7 | -866.13 | 879.5671 | 60.1493 | -310.5734 | -396.23 | 9810.0439 | 210.1043 | -219.8822 | 1.0003
2030-04-20 | 20 | -100.1805 | -107.3904 | -84.4599 | -712.7414 | -1868.8182 | -333.1846 | -2005.0126 | -1436.0164 | -167.033 | -310.7891 | 3771.6858 | 195.0023 | 1949.2673 | -68.7294 | 1567.3778 | -411.5049 | 264.8127 | 209.9994 | -240.0226 | 678.0906 | -1488.7001 | -3786.7012 | 116.4227 | -53.298 | 804.9984 | -3034.0547 | -2161.093 | -493.1053 | -34.2715 | 572.7563 | 2717.1001 | 5647.54 | 143.7058 | 1700.3306 | 0.33376 | 1277.6101 | 12397.0703 | -632.5111 | 1.0003 | 63.1687 | -1987.3101 | 574.6022 | 2501.0278 | 1094.5474 | 3702.5315 | -284.2356 | -270.978 | 2781.7603 | -1368.4561 | 985.1682 | 509.0818 | -711.98 | -773.6465 | 10069.8809 | 210.1042 | -152.1496 | 46.7005
2030-04-20 | 21 | -96.9817 | -18.4175 | -84.4427 | -721.842 | -1861.0099 | -421.3474 | -2421.8274 | -1417.9386 | 172.5159 | -267.1797 | 3781.7002 | 195.0008 | 2036.6896 | -73.8207 | 1611.9099 | -30.941 | 263.2473 | 209.9994 | -279.723 | 634.2609 | -1542.4827 | -3699.8235 | 111.5793 | -50.5068 | 1017.8321 | -3026.2473 | -2207.7695 | -517.5002 | -38.4935 | 575.4012 | 2655.1853 | 5326.7656 | 108.3442 | 1660.3912 | 0.39962 | 1298.6171 | 12347.1748 | -698.3473 | 1.0021 | 4.1071 | -2067.333 | 575.4609 | 2598.3281 | 1101.3468 | 3792.2349 | -281.4834 | -270.9957 | 2665.2178 | -1279.1722 | 1016.6235 | 710.6698 | -765.3843 | -697.2821 | 9997.2432 | 210.1043 | -156.7696 | 31.6734
2030-04-20 | 22 | -97.0746 | 3.1403 | -82.0313 | -721.7195 | -1891.6079 | -405.1372 | -2410.4172 | -1453.67 | 0.99806 | -241.5264 | 3771.064 | 194.9992 | 2076.7344 | -38.9772 | 1635.4838 | -211.2411 | 226.9929 | 209.9994 | -315.6928 | 907.9185 | -1518.7601 | -3613.1543 | 108.4048 | -46.7743 | 1234.5022 | -2981.0308 | -2358.2209 | -509.0588 | -39.7041 | 529.2518 | 2599.3877 | 5437.5874 | 47.1777 | 1667.6805 | 0.40807 | 1078.4519 | 12326.8584 | -438.8836 | 1.0009 | 374.3793 | -1993.797 | 728.9537 | 2894.6333 | 1145.5188 | 4094.5898 | -284.3089 | -270.852 | 2284.3896 | -1711.8729 | 1057.432 | 1108.2123 | -502.7815 | -685.5437 | 9697.7031 | 210.1043 | -161.7352 | -14.6766
2030-04-20 | 23 | -93.9617 | 157.0312 | -78.4466 | -732.2091 | -1936.0555 | -469.8098 | -2682.356 | -1254.8022 | 686.5574 | -241.3492 | 3761.061 | 195.0003 | 1959.9143 | -307.9968 | 1379.8966 | -299.3122 | 150.2524 | 209.9994 | -336.5943 | 716.1706 | -1272.2727 | -3361.9575 | 96.8613 | -58.4264 | 1464.988 | -2929.0405 | -2399.1045 | -532.5338 | -46.5004 | 529.9411 | 2496.6709 | 5291.4712 | 17.1784 | 1627.1012 | 0.35983 | 1040.1324 | 12304.3389 | -478.3399 | 1.0015 | 449.6028 | -2236.3772 | 695.0241 | 2870.448 | 1134.3615 | 4017.584 | -289.7492 | -326.8517 | 2926.7395 | -1767.5793 | 932.163 | 1024.8103 | -163.5 | -99.8145 | 9255.4482 | 210.1043 | -184.8119 | -74.7608
2030-04-20 | 24 | -94.6903 | 58.3671 | -74.7322 | -724.085 | -1929.186 | -454.2937 | -3559.1165 | -1249.7554 | 0.99967 | -274.2459 | 3730.4985 | 173.2935 | 1727.5204 | -263.4645 | 1126.7041 | -304.3893 | 237.1002 | 209.9994 | -306.8896 | 658.2862 | -1031.2817 | -3538.4209 | 145.7279 | -51.158 | 1191.6536 | -2905.8704 | -2090.7595 | -524.2217 | -39.7106 | 652.8939 | 2455.2749 | 5961.7603 | 0.43818 | 1695.2075 | 0.32474 | 1192.8701 | 12299.2354 | -458.9868 | 58.497 | 449.5604 | -2389.3289 | 840.3316 | 2782.7876 | 1137.0479 | 4062.0244 | -298.6579 | -271.0725 | 2952.0281 | -1419.4015 | 1225.5647 | 1077.2516 | -305.1139 | -454.1312 | 10215.4209 | 210.1043 | -310.0587 | -107.8674
2030-04-21 | 1 | -93.9693 | 269.3919 | -72.5492 | -732.9299 | -1677.1533 | -695.5707 | -5357.7002 | -207.5105 | 275.2683 | -248.6209 | 3786.2378 | 143.1294 | 1658.7542 | -192.0934 | 1138.7389 | -680.8044 | 286.8296 | 209.9994 | -321.8305 | 825.808 | -1033.7393 | -3345.5918 | 192.8692 | -24.4213 | 1220.2743 | -2843.979 | -2590.8215 | -585.8205 | -42.9443 | 679.6741 | 2250.6636 | 6792.5322 | -199.0213 | 1698.0422 | 0.44419 | 1031.9127 | 10304.3555 | -372.8283 | 163.0001 | 449.4877 | -2474.5298 | 590.3751 | 2823.9363 | 1135.1017 | 3951.0872 | -3.295 | -270.9476 | 2559.0754 | -1515.1721 | 1561.9294 | 2108.1934 | -848.3447 | -1.5648 | 8482.8721 | 210.1043 | -169.2696 | -56.2547
2030-04-21 | 2 | -53.474 | 1751.6304 | -59.9122 | -535.6418 | -559.6329 | -1620.5785 | -8306.7598 | 2321.8359 | 1579.4384 | -150.6674 | 3716.4412 | -123.5232 | 1741.3195 | -20.3693 | 1434.1681 | -287.4322 | 73.8403 | 209.9994 | -335.3179 | 379.441 | -713.9652 | -3429.4558 | -43.981 | -7.3517 | 1496.0641 | -2644.0833 | -2026.2987 | -837.0903 | -116.0582 | 471.8848 | 1930.7463 | 2861.3975 | -15.5032 | 594.7581 | 0.83875 | 890.7449 | 3366.5061 | -434.8228 | 1.0007 | 397.9305 | -2170.3357 | 8.3493 | 2792.2585 | 1130.8457 | 3749.1016 | 37.6533 | -271.6208 | 2820.7092 | -1042.6866 | 786.021 | 450.0053 | -992.759 | 1537.5607 | 3066.3108 | 210.1043 | -32.6916 | 1.5854
2030-04-21 | 3 | -33.6401 | 2274.7759 | -52.2041 | -577.3397 | -557.6078 | -1800.3939 | -8637.4111 | 2471.3701 | 1698.521 | -128.447 | 3738.3728 | -63.6196 | 2134.6223 | 1.0001 | 1457.2803 | -111.7531 | -14.2501 | 209.9994 | -350.9969 | 235.6873 | -571.6099 | -3843.2278 | -132.965 | -5.6675 | 1767.2053 | -2391.7412 | -1757.416 | -896.2043 | -138.851 | 320.8069 | 1740.0055 | 2035.9775 | -79.3947 | 216.5201 | 0.83127 | 787.7094 | 1298.2883 | 1.0015 | 222.1048 | 207.9482 | -2203.7766 | -253.4816 | 2358.0864 | 1117.1595 | 3607.2944 | -2.4591 | -271.1411 | 1951.1012 | -1787.8409 | 593.2284 | -374.6822 | -897.0229 | 1770.0974 | 2145.6201 | 210.1043 | -36.3544 | 46.711
2030-04-21 | 4 | -34.8479 | 2327.147 | -51.556 | -487.3971 | -461.5003 | -1934.6426 | -8544.9971 | 2649.9441 | 1824.1572 | -158.0363 | 3541.1838 | -156.8572 | 2130.8022 | -20.1102 | 1409.8243 | 39.7625 | 82.7319 | 209.9994 | -357.6452 | 183.7877 | -551.7892 | -3922.4399 | -151.1776 | -8.6668 | 1873.7825 | -2393.8962 | -1626.3126 | -922.5356 | -144.4629 | 310.8889 | 1852.1217 | 1383.9576 | -7.4164 | 174.0072 | 0.8377 | 894.285 | 838.7905 | 1.0012 | 363.9431 | 0.99655 | -2146.5454 | -288.3256 | 2079.7307 | 1097.8127 | 3499.3533 | -2.3336 | -274.7779 | 965.5629 | -3021.8313 | 564.5649 | -729.4761 | -1376.6406 | 1670.0706 | 3402.7817 | 210.1043 | -35.4843 | 73.9727
2030-04-21 | 5 | -30.8235 | 2249.0898 | -51.846 | -633.9291 | -628.406 | -1758.6384 | -7441.9941 | 2172.1875 | 1834.6814 | -156.1662 | 3369.3684 | -169.0953 | 2073.5168 | -146.8385 | 1364.8774 | 101.1208 | 125.7242 | 209.9994 | -298.5348 | 173.0086 | -620.2163 | -4402.6128 | -162.0908 | -22.7945 | 1389.9274 | -2374.8933 | -1463.6051 | -895.8353 | -138.0051 | 261.4482 | 1814.4058 | 2024.5409 | -48.6626 | 241.2221 | 0.83105 | 929.2535 | 2053.0049 | -10.06 | 344.0135 | 1.0046 | -2192.6257 | -378.5622 | 2228.1575 | 901.734 | 3624.177 | -2.3235 | -273.9326 | -225.3115 | -4398.3164 | 726.6475 | -136.4185 | -1202.6548 | 1501.009 | 4413.3682 | 210.1043 | -60.4389 | 82.8843
2030-04-21 | 6 | -41.2401 | 1870.0134 | -54.4499 | -660.4145 | -756.0643 | -1557.0037 | -6567.0908 | 1866.0526 | 1813.7273 | -157.5473 | 3387.4392 | -194.9959 | 2048.3303 | -114.9395 | 1304.9103 | 24.1589 | 248.3145 | 209.9994 | -223.2201 | -34.5447 | -555.4659 | -4535.1816 | -164.8443 | -43.3914 | 897.8054 | -2513.6931 | -685.8108 | -836.419 | -120.9916 | 348.9468 | 2108.3032 | 2858.989 | 115.4922 | 514.8972 | 0.83535 | 1124.4447 | 4023.834 | 1.0012 | 0.99971 | 269.3523 | -2157.6702 | -452.7294 | 2308.7786 | 850.4778 | 3394.0979 | -2.1949 | -271.3835 | -79.4235 | -4351.8618 | 659.9032 | -441.8053 | -1035.7302 | 1012.7461 | 6228.2236 | 210.1042 | -143.2389 | 50.5304
2030-04-21 | 7 | -41.1371 | 1560.176 | -53.229 | -521.0877 | -1162.7795 | -1477.147 | -4883.2051 | 947.4818 | 1838.9264 | -172.1452 | 3709.8853 | -194.9925 | 2034.2638 | -10.35 | 1478.8389 | -86.7461 | 284.2393 | 209.9994 | -214.7847 | -6.5577 | -624.416 | -4618.8394 | -153.6291 | -32.2462 | 616.2852 | -2311.7415 | -328.2483 | -767.2936 | -103.4686 | 287.4792 | 2292.9983 | 2184.1802 | 76.849 | 471.3499 | 1.2588 | 912.2458 | 3990.0083 | -215.3051 | 153.6187 | 1.0001 | -2229.593 | -508.5664 | 2987.9053 | 1241.6718 | 4239.4238 | 1.0096 | -271.0442 | 3073.158 | -408.7116 | 753.7585 | -547.9714 | -180.0562 | 628.423 | 8596.2871 | 210.1042 | -248.0127 | 85.5471
2030-04-21 | 8 | -46.2416 | 1059.8806 | -63.1524 | -635.6092 | -1401.2449 | -1133.6206 | -3620.3076 | 148.445 | 1630.2085 | -196.9383 | 3754.1743 | -195.1175 | 2065.4951 | 34.5723 | 1554.9915 | -409.3578 | 269.0979 | 209.9994 | -224.5303 | 313.2257 | -893.0076 | -4699.7539 | -77.335 | -15.8844 | 463.5978 | -2576.4189 | -507.8747 | -693.0681 | -85.1861 | 311.1205 | 2216.2617 | 3322.4272 | 46.0406 | 677.0074 | 1.7091 | 806.1985 | 5428.1333 | -249.3531 | 249.8634 | 0.99946 | -2389.3933 | -295.5435 | 3053.4199 | 1348.2457 | 4409.6934 | -2.96 | -270.8503 | 3132.5833 | 173.9229 | 1052.9313 | 0.99724 | -270.0555 | -2.4577 | 9738.8203 | 210.1043 | -261.4788 | 103.5364
2030-04-21 | 9 | -57.7405 | 917.14 | -71.4368 | -692.5341 | -1367.0311 | -1030.478 | -3447.9187 | 1.0007 | 340.3047 | -172.4415 | 3806.3167 | -178.791 | 2121.2593 | 42.6021 | 1576.1992 | -784.6669 | 235.5248 | 209.9994 | -286.5297 | 609.1236 | -1104.8236 | -4506.4922 | 12.5065 | -31.548 | 916.5928 | -2728.7385 | -1129.7466 | -672.9114 | -82.2342 | 399.8989 | 2079.3816 | 4563.5107 | 42.0337 | 944.224 | 2.5503 | 1224.3846 | 6520.501 | -433.4428 | 1.0022 | 292.2356 | -2555.1848 | -1.2792 | 3216.5925 | 1377.5776 | 4240.1445 | -2.7804 | -271.0792 | 2520.0747 | -279.1494 | 1313.9457 | 581.4069 | -732.9117 | -557.2495 | 9914.8818 | 210.1043 | -314.1903 | 39.8487
2030-04-21 | 10 | -57.5105 | 1026.1278 | -74.3651 | -718.158 | -1449.9979 | -1030.8364 | -3754.1614 | -30.7082 | 258.8111 | -202.6219 | 3835.209 | -162.3879 | 2118.2236 | 253.3355 | 1801.2954 | -602.3503 | 128.7251 | 209.9994 | -327.3299 | 836.498 | -1003.4396 | -3486.0913 | 38.7717 | -33.4098 | 1406.0422 | -2785.2595 | -1701.8392 | -677.2952 | -87.7216 | 416.9008 | 2044.8555 | 4599.022 | -0.65301 | 930.2052 | 2.5213 | 1337.9983 | 6341.1777 | -647.0188 | -2.178 | 266.842 | -2596.6858 | 168.6942 | 3297.8425 | 1386.5088 | 4507.8535 | -300.1703 | -270.7943 | 1907.6537 | -630.0378 | 1194.2147 | 1056.8373 | -1103.7648 | -173.3866 | 8473.2881 | 210.1043 | -271.208 | 21.76
2030-04-21 | 11 | -60.0474 | 835.7759 | -76.6286 | -745.7536 | -1580.459 | -958.7617 | -3891.8018 | -347.032 | 0.99721 | -215.2323 | 3843.0405 | -162.087 | 2051.4927 | 335.382 | 1900.2074 | -564.7717 | 141.6504 | 209.9994 | -337.2357 | 922.0667 | -1091.9597 | -2856.3503 | 67.5062 | -33.0942 | 1435.9053 | -2827.0742 | -1906.1342 | -655.0376 | -72.9457 | 448.4032 | 2015.9121 | 5036.1489 | -13.1042 | 980.2617 | 2.753 | 1219.7721 | 6707.623 | -512.7706 | 136.4166 | 449.4545 | -2534.7976 | 603.2482 | 3779.905 | 1512.72 | 4738.0542 | -3.7252 | -270.9229 | 3241.8901 | 852.9799 | 1274.3281 | 1271.0093 | -891.9722 | -456.4516 | 9177.8438 | 210.1043 | -271.4443 | 6.4326
2030-04-21 | 12 | -55.5499 | 800.9161 | -76.3784 | -727.2002 | -1966.3164 | -984.8112 | -3535.7603 | -997.4919 | 1.0013 | -215.3465 | 3837.4707 | -142.3596 | 2104.7004 | 363.1571 | 1958.6709 | -483.952 | 151.381 | 209.9994 | -352.5053 | 1023.7575 | -1307.9427 | -2840.085 | 63.995 | -32.4283 | 1494.8683 | -2781.2087 | -2062.7988 | -658.8235 | -66.8451 | 364.6905 | 2038.9688 | 4574.8096 | -11.3363 | 879.5304 | 2.9825 | 1421.076 | 6245.8525 | -602.092 | 65.1992 | 449.5806 | -2325.2249 | 578.438 | 3882.9285 | 1500.163 | 4994.2188 | -293.6742 | -270.7884 | 2816.5801 | 445.6629 | 1301.8702 | 1427.4222 | -389.0934 | -367.5234 | 10587.8135 | 210.1042 | -267.1219 | -88.2612
2030-04-21 | 13 | -50.4644 | 953.2924 | -76.7276 | -747.9711 | -1801.3225 | -1119.5859 | -4222.7246 | -622.147 | -202.6602 | -235.781 | 3811.49 | -150.0542 | 1830.8329 | 332.1367 | 2175.179 | 652.3314 | 438.3135 | 209.9994 | -343.1458 | 752.5715 | -1201.8777 | -3277.7693 | 98.534 | -49.8498 | 1386.37 | -2739.6296 | -1827.702 | -704.2331 | -66.0593 | 472.2819 | 2468.8022 | 3666.8804 | 44.4232 | 665.2208 | 2.6186 | 1675.7852 | 6109.375 | -593.945 | 63.2233 | 449.5556 | -2264.7759 | 593.9426 | 3841.7971 | 1486.3464 | 4934.6362 | -294.5012 | -417.6573 | 2884.4021 | 606.8817 | 1078.7073 | 717.6568 | -911.9526 | -636.9989 | 9611.3662 | 210.1043 | -248.2651 | -135.3292
2030-04-21 | 14 | -46.2952 | 1134.3121 | -77.6576 | -732.2391 | -1728.2258 | -1216.8795 | -3935.0681 | -504.325 | -637.9327 | -256.5738 | 3806.729 | -175.2505 | 1453.0162 | 289.7012 | 2253.969 | 486.07 | 411.8835 | 209.9994 | -446.8416 | 706.2626 | -1191.3821 | -3048.1074 | 75.3997 | -53.1712 | 2113.999 | -2716.5459 | -1489.5363 | -728.8643 | -74.5226 | 456.2178 | 2520.531 | 3067.9368 | 138.7809 | 561.5452 | 3.5023 | 1797.8182 | 5947.4604 | -561.3456 | 62.9425 | 449.4704 | -2195.0317 | 563.9564 | 3697.9812 | 1444.8328 | 4631.8882 | -295.6794 | -707.2108 | 3719.5137 | 1795.8958 | 914.9324 | 828.5365 | -1276.7942 | -459.8035 | 8125.3896 | 210.1043 | -182.847 | -72.1467
2030-04-21 | 15 | -47.7281 | 1099.4625 | -79.4856 | -702.4699 | -1615.5188 | -1181.1354 | -3907.9385 | -533.4463 | -1106.6199 | -260.4677 | 3810.219 | -195.0015 | 934.2965 | 250.5299 | 2175.1118 | 98.4406 | 457.7738 | 209.9994 | -406.8691 | 665.8207 | -1315.4175 | -3228.0146 | 59.2026 | -62.9741 | 1818.5011 | -2704.2959 | -1637.6536 | -707.15 | -72.5266 | 417.503 | 2500.0063 | 3241.6746 | 139.0518 | 559.5219 | 2.8683 | 1889.7579 | 5528.8325 | -490.3724 | -2.0762 | 449.4658 | -1813.3978 | 513.0632 | 3520.4863 | 1272.4745 | 4389.5117 | -295.5892 | -909.7401 | 3546.3962 | 1242.7296 | 708.1349 | 18.0485 | -1128.1948 | -734.2761 | 5691.1401 | 210.1042 | -314.7502 | -110.899
2030-04-21 | 16 | -56.3264 | 804.165 | -84.0951 | -703.5573 | -1390.6206 | -1022.1479 | -2111.2683 | -1161.1195 | -764.8427 | -252.2111 | 3801.926 | -195.0124 | 928.097 | 267.1223 | 2037.486 | -90.189 | 565.8107 | 209.9994 | -406.9579 | 819.7888 | -1266.5715 | -2590.4758 | 27.7133 | -73.5119 | 1965.8079 | -2813.041 | -1806.1803 | -654.241 | -56.9925 | 315.5391 | 2492.1807 | 4272.9009 | 173.4159 | 706.9025 | 2.6808 | 2084.2881 | 5941.6558 | -341.2717 | -2.0476 | 241.4221 | -1474.0905 | 377.9319 | 3772.6538 | 1212.241 | 4677.8359 | -297.5589 | -948.9304 | 4198.8584 | 1654.936 | 490.8556 | 1.0095 | -1848.0575 | -621.4593 | 5985.0239 | 210.1042 | -268.6762 | -53.2517
2030-04-21 | 17 | -63.2513 | 581.7108 | -88.129 | -697.3395 | -1437.1652 | -883.8168 | -1906.1849 | -1290.6857 | -1043.4854 | -213.4231 | 3752.9062 | -148.3835 | 633.3821 | 187.4481 | 1824.2041 | -250.9019 | 592.8489 | 209.9994 | -615.1226 | 810.2896 | -1171.2872 | -2488.4595 | 29.0497 | -72.1757 | 3080.9277 | -2921.823 | -2018.8602 | -608.3364 | -49.8551 | 323.7205 | 2294.7285 | 4783.7837 | 132.6794 | 926.3131 | 2.8329 | 2236.1868 | 6237.8042 | 1.0026 | 115.1851 | 449.55 | -1719.2007 | 306.7685 | 4315.6831 | 1268.755 | 5022.6938 | 1.0063 | -288.87 | 4594.7637 | 1731.4055 | 487.5439 | 1.0106 | -1832.0665 | -649.4272 | 6512.7544 | 210.1042 | -228.2408 | 54.9491
2030-04-21 | 18 | -72.6232 | 183.1685 | -93.1805 | -737.5634 | -1518.3885 | -612.8962 | -1853.6155 | -1485.4956 | -1027.163 | -135.2687 | 3768.0791 | 16.2392 | 820.6774 | 44.0235 | 1663.3733 | -1359.3618 | 390.1165 | 209.9994 | -672.4804 | 1084.0251 | -1070.3047 | -2449.1946 | 86.49 | -78.3142 | 3485.6506 | -3013.2236 | -2118.2546 | -531.3934 | -34.8825 | 403.1507 | 2133.5476 | 6081.9023 | 123.3735 | 1209.3876 | 3.2064 | 2358.0183 | 7071.4429 | -5.5557 | 128.3864 | 449.5713 | -1916.4463 | 427.4617 | 4318.0166 | 1235.7566 | 5009.2134 | 1.0144 | -315.7023 | 4812.854 | 1425.8413 | 598.826 | 407.9747 | -1835.1888 | -731.2579 | 6593.6147 | 210.1042 | -198.8911 | 22.7803
2030-04-21 | 19 | -79.5966 | -17.2525 | -95.6867 | -747.5089 | -1649.9095 | -509.5952 | -2002.9858 | -1209.7397 | -570.8908 | -130.6831 | 3800.4319 | -38.1202 | 1115.7249 | -145.0941 | 1584.3816 | -2166.0522 | 158.2897 | 209.9994 | -344.4172 | 1080.653 | -1296.2075 | -3025.0051 | 140.1637 | -99.9664 | 1659.5632 | -3142.2446 | -2092.3789 | -513.834 | -29.8105 | 531.4765 | 1701.2463 | 6793.4429 | 105.944 | 1276.6481 | 2.3496 | 2100.8252 | 7525.5376 | -223.6488 | 33.8866 | 449.508 | -1896.9349 | 643.558 | 3828.9668 | 1198.9913 | 4720.8794 | -298.39 | -473.3261 | 4539.0181 | 754.4067 | 775.6191 | 489.5704 | -787.155 | -745.3857 | 6609.7002 | 0.10423 | -247.316 | 72.0349
2030-04-21 | 20 | -84.7582 | -98.5811 | -95.5205 | -745.5057 | -1842.8302 | -397.9144 | -1192.248 | -1640.6907 | -655.4532 | -119.7618 | 3802.2852 | -15.7727 | 1168.5621 | -148.2435 | 1552.0072 | -2215.5654 | 114.8735 | 209.9994 | -365.1526 | 1197.2424 | -1356.5895 | -2940.8679 | 126.5481 | -83.8611 | 1790.275 | -3117.2744 | -2196.8901 | -478.1992 | -25.7259 | 443.2473 | 1613.4731 | 7307.644 | 14.3507 | 1421.2474 | 2.6578 | 1945.9144 | 8154.8848 | -251.5445 | -2.1141 | 449.4932 | -2036.123 | 576.2155 | 3876.7402 | 1195.0256 | 4719.7515 | -290.8955 | -657.2742 | 4434.8804 | 557.5206 | 823.3163 | 480.1615 | -764.117 | -699.379 | 6585.0063 | 0.10423 | -227.9101 | 118.8981
2030-04-21 | 21 | -84.1987 | -82.5963 | -97.201 | -741.4598 | -1846.4971 | -380.7999 | -835.1753 | -1766.9493 | -491.3085 | -127.8278 | 3799.9185 | 4.1062 | 1199.8538 | 165.1356 | 1571.0219 | -2071.3806 | 134.0923 | 209.9994 | -407.4835 | 1182.4985 | -1382.6641 | -2786.1848 | 86.2691 | -78.7596 | 2046.1481 | -3103.1245 | -2182.6594 | -474.584 | -31.4417 | 357.913 | 1716.2214 | 7394.4146 | 60.5002 | 1443.4106 | 3.2105 | 1868.0061 | 8317.8672 | -337.6704 | -2.1886 | 449.5129 | -1976.3624 | 403.9747 | 4020.8855 | 1210.6836 | 4842.3608 | -283.3562 | -704.4881 | 4095.2095 | 610.5364 | 827.6047 | 0.9824 | -300.6472 | -682.8365 | 6262.4365 | 0.10423 | -268.8861 | 206.323
2030-04-21 | 22 | -80.6354 | -122.5918 | -91.0341 | -724.2517 | -1852.1486 | -310.9116 | -852.3611 | -1550.4244 | 0.99823 | -139.8722 | 3774.3726 | 36.6614 | 952.2097 | 346.5999 | 1821.3071 | -1999.99 | 127.1337 | 209.9994 | -484.4234 | 1306.421 | -1320.7708 | -2580.6084 | 157.7275 | -54.8043 | 2648.5469 | -2966.783 | -2023.4282 | -448.9572 | -31.8711 | 473.4578 | 1858.2178 | 7315.9536 | -6.2391 | 1473.0225 | 3.3518 | 1580.4884 | 8332.8779 | -198.6259 | 194.3678 | 449.5053 | -1906.7218 | 702.4637 | 4115.623 | 1298.443 | 5012.8198 | -93.4313 | -311.2178 | 4594.1128 | 1241.5586 | 761.1292 | 126.3058 | -49.4699 | -265.9487 | 5882.0474 | 210.1043 | -160.4188 | 216.9751
2030-04-21 | 23 | -72.5588 | 160.1679 | -80.7139 | -720.2385 | -1897.5275 | -415.595 | -1011.2156 | -1504.6888 | 1.2877 | -133.2109 | 3763.012 | 49.2775 | 1728.0997 | 281.732 | 1716.8541 | -1902.0288 | 161.8644 | 209.9994 | -493.5148 | 1241.4149 | -1221.0906 | -2151.5422 | 157.4908 | -77.5489 | 2673.8721 | -2952.2373 | -1317.2393 | -490.6145 | -37.1142 | 451.2775 | 2095.7007 | 6919.9688 | 142.3581 | 1341.1066 | 4.8642 | 1967.7694 | 7888.5049 | -463.846 | 243.1996 | 449.9221 | -1564.9272 | 812.5286 | 3628.791 | 1327.2788 | 4811.8462 | -256.5433 | -270.9669 | 4562.6489 | 1573.9951 | 700.3179 | -85.4352 | 23.1244 | -93.636 | 5356.7515 | 210.1043 | -193.8423 | 128.3023
2030-04-21 | 24 | -59.1593 | 336.7503 | -69.1223 | -626.494 | -1872.3099 | -402.4624 | -3.5272 | -1733.1703 | -2.9293 | -106.3788 | 3817.6606 | 49.2231 | 1975.7026 | 55.4734 | 1612.7925 | -893.7532 | 421.2587 | 209.9994 | -399.8698 | 978.3514 | -976.8999 | -2428.8872 | 73.0469 | -71.3357 | 1926.7622 | -2571.0703 | -1513.7399 | -449.2166 | -45.1695 | 311.5213 | 1785.8252 | 5530.498 | -187.3635 | 1161.0094 | 4.3497 | 1928.7644 | 6575.0781 | -673.7288 | 1.0016 | 449.4604 | -1912.3046 | 501.2179 | 3096.0693 | 1317.099 | 4236.9263 | -303.0489 | -385.2979 | 4492.5859 | 1678.7833 | 829.1174 | -954.1823 | 235.7194 | -6.4504 | 4643.4155 | 210.1043 | -318.0108 | -29.9164
2030-04-22 | 1 | -47.3376 | 556.682 | -60.4602 | -568.7571 | -1978.4442 | -668.5018 | -3126.2024 | -1648.5544 | 1427.0571 | -121.924 | 3683.2866 | -32.2609 | 1636.6583 | 301.3901 | 1681.7518 | -417.3892 | 357.7691 | 209.9994 | -409.1622 | 966.8142 | -605.0793 | -3283.4373 | 35.7746 | -78.3006 | 1879.2977 | -2249.3289 | -2068.7588 | -493.9591 | -47.8671 | 292.3539 | 1175.0206 | 3500.5403 | 50.2304 | 794.104 | 1.7296 | 2607.6797 | 4331.5444 | -2.6137 | 243.2527 | 218.8389 | -2101.8694 | 413.8569 | 3514.3342 | 1449.4978 | 3879.647 | -2.5547 | -273.6248 | 4346.4478 | 2248.7188 | 759.9948 | -728.3597 | 1.0043 | -5.3494 | 5240.874 | 210.1042 | -270.7187 | 133.0614
2030-04-22 | 2 | -25.8313 | 1233.2117 | -50.7108 | -526.4811 | -1477.4863 | -1157.5928 | -4905.0645 | 0.99477 | 1946.094 | -133.515 | 3720.9922 | -25.4332 | 1638.0435 | 309.6917 | 1772.4166 | 11.4235 | 308.1774 | 209.9994 | -185.8946 | 646.4393 | -624.9871 | -3334.7078 | -100.0518 | -82.1521 | 515.924 | -2101.1372 | -1367.449 | -647.7653 | -82.594 | 190.0426 | 1609.2385 | 1156.9304 | 445.0748 | 213.9934 | 3.0309 | 2626.9482 | 1860.4948 | -349.6642 | 0.99969 | 335.3034 | -1979.2416 | -70.9574 | 3338.343 | 1517.89 | 3510.1809 | -2.4955 | -271.1903 | 4451.3311 | 2496.4478 | 953.2276 | -1101.0363 | 105.4636 | 1.0032 | 6030.0986 | 210.1043 | -315.432 | 129.8571
2030-04-22 | 3 | -15.9131 | 1950.8512 | -44.2438 | -483.61 | -1408.0748 | -1510.3755 | -6623.7036 | 861.3082 | 2180.2903 | -129.1076 | 3738.3003 | -57.4984 | 1503.9026 | 278.7943 | 1608.9135 | 479.0352 | 319.1895 | 209.9994 | -165.9203 | 291.2127 | -598.6456 | -2892.3633 | -252.4283 | -84.384 | 397.9158 | -2067.2546 | -687.8917 | -737.424 | -120.2277 | 45.5762 | 1611.6387 | 3.4045 | 792.0497 | 1.2912 | 5.425 | 2331.3308 | 528.5912 | -370.8151 | 71.7 | 283.0527 | -2019.1841 | -690.4865 | 3122.4392 | 1540.1808 | 3389.7363 | -2.5062 | -271.2047 | 4614.4922 | 2556.417 | 831.9542 | -1601.5105 | 511.7226 | 502.388 | 4097.6953 | 210.1043 | -314.0508 | 94.8542
2030-04-22 | 4 | 4.2821 | 2505.3525 | -35.87 | -435.5119 | -952.7855 | -1859.1135 | -8125.7344 | 1861.0533 | 1491.9608 | -130.2823 | 3815.8247 | -108.7878 | 1418.7378 | 202.4974 | 1516.0824 | 788.6241 | 178.4757 | 209.9994 | 32.3163 | 68.2202 | -619.6008 | -3469.1091 | -337.0204 | -115.2987 | -335.3705 | -1952.4911 | -432.8244 | -840.1258 | -132.6213 | 1.227 | 1509.8386 | -1755.3188 | 888.3382 | -546.0311 | 5.0553 | 2329.9929 | -1986.9521 | -294.2564 | 350.7039 | 0.99989 | -1888.312 | -873.841 | 3033.5413 | 1538.0582 | 3607.3457 | -2.684 | -270.9016 | 4763.855 | 2489.7551 | 587.7468 | -1858.5824 | 1.0003 | 764.6767 | 2655.2539 | 210.1042 | -259.1073 | 112.6578
2030-04-22 | 5 | 16.2519 | 2608.9182 | -33.7101 | -403.4264 | -735.1561 | -2013.4026 | -8487.1045 | 2331.7878 | 2204.0193 | -77.6567 | 3767.2805 | -42.3435 | 1397.6692 | 181.9041 | 1418.1633 | 1017.3 | 40.3721 | 209.9994 | -97.3658 | -7.9884 | -675.251 | -4197.126 | -374.4885 | -97.3651 | 41.208 | -1855.2573 | -594.2913 | -903.2617 | -163.2571 | -11.3589 | 1530.5107 | -3180.9014 | 914.231 | -854.4875 | 4.3456 | 2443.8564 | -3516.6292 | -333.294 | 268.736 | 0.99962 | -2080.979 | -1002.0425 | 3181.2961 | 1519.9673 | 3636.4229 | -2.6323 | -270.6895 | 4453.4326 | 1970.5276 | 592.1735 | -1445.7467 | -189.5269 | 1045.1383 | 2661.1445 | 210.1043 | -242.3574 | 160.1347
2030-04-22 | 6 | 17.2504 | 2544.8206 | -36.1059 | -424.1223 | -237.0936 | -2033.4452 | -9916.8281 | 3183.6421 | 1887.8042 | -92.6822 | 3800.2029 | -32.6761 | 1111.1304 | 346.2647 | 1697.707 | 1193.2864 | 1.6741 | 209.9994 | -85.8256 | 318.2811 | -990.1592 | -4525.4858 | -243.878 | -78.7436 | -0.9097 | -1885.8785 | -1132.2621 | -932.7977 | -157.7601 | 180.1226 | 1457.6519 | -3495.042 | 653.145 | -898.4484 | 3.4386 | 2380.0952 | -3590.3179 | -2.9767 | 105.1819 | 366.4586 | -2237.3596 | -474.7164 | 3178.6453 | 1474.9333 | 3365.9082 | -2.5081 | -271.1308 | 4151.0957 | 1492.9133 | 887.6004 | -88.9434 | -1554.8888 | 506.0505 | 1632.6272 | 210.1043 | -234.0483 | 120.2805
2030-04-22 | 7 | 15.4919 | 2353.8376 | -43.0987 | -466.7357 | -188.6468 | -2237.0771 | -11353.8789 | 3193.3308 | 642.4845 | -146.7724 | 3767.2512 | -17.1569 | 1146.6588 | 500.0078 | 2234.6775 | 1174.7576 | 28.3819 | 209.9994 | -133.9611 | 538.5048 | -1123.1085 | -4514.501 | -146.9646 | -101.4241 | 464.9928 | -1951.4589 | -1334.1559 | -976.971 | -142.8176 | 284.0083 | 1620.8523 | -3401.5977 | 589.2716 | -862.2955 | 3.6627 | 2979.833 | -3389.0723 | -0.65375 | 1.0015 | 449.5435 | -2280.4072 | -108.5202 | 3419.3838 | 1490.7288 | 3482.5996 | -2.2001 | -270.9981 | 3159.8796 | 592.341 | 1027.8982 | 989.8649 | -1606.9489 | -1.3963 | 3085.9678 | 210.1043 | -209.3769 | 72.2291
2030-04-22 | 8 | 13.9595 | 2486.6741 | -44.3434 | -496.7057 | -341.7388 | -2218.947 | -11351.7891 | 2863.6985 | 0.99797 | -193.7716 | 3825.9907 | -110.4654 | 1337.7904 | 549.7462 | 2260.9441 | 953.9589 | 3.958 | 209.9994 | -176.3287 | 492.0393 | -1089.3156 | -4023.4624 | -191.7738 | -123.7509 | 917.9335 | -2061.1194 | -1247.1033 | -982.4662 | -143.488 | 207.8617 | 1460.962 | -3382.0872 | 596.8858 | -718.5574 | 3.3757 | 2991.4226 | -3231.3662 | -387.4109 | 0.99741 | 449.5854 | -2088.9448 | -292.5492 | 3879.9346 | 1544.752 | 4071.6521 | -280.2772 | -270.6449 | 3680.8359 | 1402.9312 | 809.8951 | 788.2324 | -1469.4384 | -1.3808 | 3584.5303 | 210.1042 | -103.8378 | 137.1147
2030-04-22 | 9 | 14.2232 | 2566.1926 | -42.2282 | -496.6771 | -651.5546 | -2196.0759 | -11536.3643 | 2362.0393 | -3.0128 | -370.1699 | 3822.2439 | 18.7936 | 1088.246 | 550.8257 | 2264.397 | 1151.5264 | -10.2324 | 209.9994 | -181.3693 | 603.4058 | -1290.2412 | -3455.3616 | -193.2657 | -114.5148 | 963.9559 | -2029.719 | -1386.2878 | -973.9354 | -140.0392 | 124.1769 | 1444.0571 | -3361.4224 | 520.78 | -704.0069 | 3.4912 | 2865.5947 | -3186.7351 | -756.7772 | 0.99956 | 449.5577 | -1475.2854 | -215.7984 | 3836.1951 | 1509.3638 | 3987.0139 | -274.2367 | -1047.2587 | 2843.0771 | 972.6913 | 726.1622 | 38.5048 | -951.5303 | -199.8539 | 3206.7812 | 210.1043 | -104.0182 | 62.2026
2030-04-22 | 10 | 13.9806 | 2484.9497 | -45.0909 | -500.7199 | -505.7643 | -2230.551 | -12243.2246 | 2662.387 | -207.2487 | -400.8714 | 3824.7976 | -117.5732 | 1144.7394 | 507.7047 | 2255.1042 | 1629.147 | 57.7273 | 209.9994 | -161.4057 | 660.4593 | -1258.4906 | -2910.2698 | -134.261 | -116.7856 | 940.9193 | -2037.8396 | -1609.9053 | -992.8771 | -135.8255 | 226.082 | 1484.5519 | -3651.2451 | 412.1044 | -686.885 | 2.5454 | 2742.3586 | -3218.6301 | -697.14 | -1.9879 | 449.5521 | -1313.6093 | -35.5161 | 3959.8918 | 1502.0857 | 4064.7983 | -270.2203 | -1314.0752 | 2500.4509 | 904.9346 | 761.7507 | 277.5813 | -1373.0635 | -295.7926 | 3043.199 | 0.10423 | -74.0125 | 103.2223
2030-04-22 | 11 | 17.2631 | 2453.9175 | -45.2914 | -503.3299 | -404.9019 | -2308.6929 | -11906.2129 | 2210.9402 | -2.9875 | -401.9089 | 3817.7239 | -119.9979 | 1110.1176 | 473.9731 | 2229.1721 | 1921.2327 | 57.667 | 209.9994 | -147.7913 | 722.565 | -1275.3831 | -2052.3469 | -186.768 | -108.3483 | 827.1103 | -1918.8582 | -1724.6604 | -981.5079 | -132.9187 | 105.3627 | 1549.8207 | -4171.0483 | 390.7839 | -812.1575 | 2.7058 | 2587.3171 | -3242.582 | -689.8959 | -1.9858 | 449.5441 | -1212.1365 | -198.7836 | 4014.9856 | 1508.6427 | 4123.0259 | -269.613 | -1360.2806 | 2176.8125 | 877.2239 | 614.0258 | 149.4428 | -1395.8185 | -58.3328 | 3197.676 | 0.10423 | -48.9006 | 215.7918
2030-04-22 | 12 | 19.1651 | 2368.4189 | -44.5574 | -507.4056 | -414.3654 | -2286.8462 | -12338.4463 | 2115.8098 | -373.7874 | -398.3494 | 3802.532 | -110.6903 | 895.1485 | 464.5668 | 2231.9458 | 2001.6881 | 5.5189 | 209.9994 | -134.1699 | 863.9066 | -1327.1503 | -2329.2305 | -150.4958 | -101.8243 | 609.6543 | -1797.2651 | -1978.5753 | -995.4524 | -123.4611 | 134.071 | 1363.3557 | -4568.6274 | 255.271 | -874.1331 | 2.3622 | 2611.644 | -3276.3333 | -793.3971 | -2.0975 | 449.597 | -1399.0033 | -164.2047 | 3894.5205 | 1478.1998 | 4007.4575 | -268.1127 | -1574.6758 | 2374.7153 | 1351.1693 | 782.4248 | -84.8106 | -1454.7985 | 1.003 | 3767.6072 | 210.1042 | -46.398 | 101.335
2030-04-22 | 13 | 12.9804 | 2133.0591 | -46.4315 | -491.4989 | -681.2285 | -2127.113 | -12259.084 | 1692.2473 | -336.2779 | -398.3482 | 3814.5186 | -83.6104 | 1004.4102 | 442.6574 | 2207.9702 | 1437.7754 | 60.6565 | 209.9994 | -157.6926 | 866.9606 | -1249.641 | -1821.6742 | -88.3031 | -86.4087 | 802.6615 | -1694.9952 | -1401.9786 | -953.3715 | -114.5741 | 254.8584 | 1656.0242 | -3640.4185 | 366.9067 | -729.9373 | 3.5577 | 2495.9434 | -2968.2051 | -739.1441 | -2.0962 | 449.5927 | -1510.1365 | 1.0058 | 3864.5156 | 1495.4032 | 4047.2217 | -268.7622 | -1474.9644 | 2636.8162 | 1734.7831 | 963.2969 | 213.8014 | -1752.7726 | 0.5581 | 4383.9067 | 210.1042 | -50.4119 | 33.6035
2030-04-22 | 14 | -14.4826 | 1641.5353 | -56.1639 | -518.9453 | -1379.6534 | -1645.0471 | -9093.0059 | -155.0549 | -352.9332 | -413.1612 | 3819.907 | -131.6378 | 737.1295 | 559.4204 | 2350.9043 | 750.087 | 258.0829 | 209.9994 | -266.6219 | 884.249 | -1444.405 | -1949.8251 | -125.2593 | -98.0125 | 1289.2986 | -2009.8326 | -1216.6805 | -816.4921 | -97.6726 | 62.5336 | 1751.4744 | -807.6918 | 436.8037 | 24.3064 | 4.2776 | 2923.1567 | -85.8497 | -550.2593 | -2.1811 | 388.299 | -1475.6809 | -280.4781 | 4685.0166 | 1583.2968 | 4838.7588 | -269.675 | -916.2914 | 3653.9998 | 2862.8159 | 997.2717 | -283.4215 | -277.9922 | -545.1547 | 5169.5952 | 210.1042 | -175.5794 | -40.0549
2030-04-22 | 15 | -15.4016 | 1046.9751 | -52.2146 | -484.9408 | -1741.5302 | -1423.7151 | -7569.2617 | -670.0129 | -394.5295 | -417.399 | 3783.8438 | -143.7819 | 736.5002 | 591.0919 | 2380.4436 | 961.4667 | 358.0754 | 209.9994 | -537.1944 | 720.5303 | -1437.3081 | -2473.2756 | -114.6422 | -72.351 | 2618.7327 | -1895.5037 | -1502.1354 | -660.3688 | -68.2289 | 145.8175 | 1872.9049 | 0.98225 | 518.8596 | 40.8012 | 4.2016 | 2983.0669 | 932.5758 | -270.5902 | 32.6851 | 450.2256 | -1386.9802 | -373.2084 | 4925.3218 | 1587.6587 | 5035.0825 | -269.5849 | -378.3061 | 3831.156 | 3155.8906 | 1014.9581 | 300.1172 | -51.7801 | -217.4911 | 5746.252 | 210.1043 | -172.99 | -18.8052
2030-04-22 | 16 | -23.3725 | 882.5799 | -54.3807 | -471.8294 | -1649.7595 | -1451.239 | -8690.2686 | -236.5131 | -558.7933 | -369.6396 | 3778.3748 | -13.488 | 1020.4515 | 638.4679 | 2392.4824 | 600.3975 | 299.6818 | 209.9994 | -523.1553 | 742.9443 | -1199.88 | -2230.7236 | 1.0003 | -75.7162 | 2671.2029 | -1856.6753 | -2007.6154 | -655.2012 | -50.6521 | 389.5768 | 1615.5286 | 0.98406 | 348.8028 | 0.99931 | 4.7315 | 2845.9814 | 418.3314 | -864.5126 | -344.2229 | 0.9995 | -1504.8452 | -80.4131 | 4133.2935 | 1476.1528 | 4045.9236 | -271.5862 | -1640.7665 | 3726.7527 | 2662.6265 | 1161.6143 | 1247.7104 | -832.3962 | -521.2899 | 5007.396 | 210.1042 | -130.3271 | -19.1869
2030-04-22 | 17 | -23.9107 | 830.0944 | -56.2933 | -469.9456 | -1736.0664 | -1444.7002 | -9303.5127 | -185.1003 | -936.649 | -370.262 | 3780.1177 | -5.7507 | 850.2914 | 662.7593 | 2407.5413 | 621.6033 | 269.0691 | 209.9994 | -562.2959 | 843.0837 | -1224.3739 | -1716.8729 | 47.4644 | -70.9954 | 2918.0476 | -1839.877 | -2064.2703 | -648.1237 | -42.5064 | 492.6884 | 1463.6364 | 0.98615 | 279.7716 | 1.0006 | 5.0551 | 2944.4541 | 262.5383 | -295.493 | 1.0016 | 450.2508 | -1622.897 | 84.681 | 4992.2041 | 1480.7755 | 5052.4873 | -227.7664 | -477.8549 | 3942.5977 | 2358.125 | 1327.0779 | 1623.701 | -1051.8438 | -746.2212 | 4063.0354 | 210.1042 | -133.8295 | -3.3611
2030-04-22 | 18 | -19.6069 | 1253.7308 | -61.5505 | -525.9543 | -1524.6233 | -1686.2017 | -10822.8828 | 265.8928 | -1005.6985 | -368.5571 | 3767.104 | 1.5474 | 897.6453 | 630.9797 | 2373.7019 | 729.8969 | 219.0137 | 209.9994 | -596.9542 | 765.4838 | -1531.1859 | -1607.3047 | 14.3524 | -62.9761 | 3207.9253 | -2110.3818 | -2120.2539 | -756.1942 | -68.6416 | 404.5565 | 1498.5718 | -4.6112 | 382.4894 | 62.3966 | 5.3067 | 3006.7029 | 206.0955 | -251.8792 | 27.77 | 450.2408 | -1825.6403 | 152.2044 | 4826.8496 | 1463.6835 | 4946.313 | -276.5324 | -450.9504 | 4154.6118 | 2095.3674 | 1519.8789 | 1928.5052 | -686.2061 | -839.9908 | 3352.3145 | 210.1042 | -154.7192 | 0.79138
2030-04-22 | 19 | -4.4766 | 1569.5732 | -58.4245 | -487.7184 | -1125.4785 | -1798.4071 | -11543.2607 | 565.9966 | -1157.8931 | -356.2031 | 3789.8367 | 64.6632 | 775.2814 | 559.6151 | 2276.6262 | 376.8894 | 14.0204 | 209.9994 | -468.6873 | 759.9368 | -1576.256 | -923.9662 | 8.5611 | -50.4767 | 2482.7864 | -1818.4576 | -2609.5173 | -814.4462 | -86.2906 | 326.8735 | 1080.3438 | -2008.2571 | 49.1935 | -277.266 | 5.7917 | 2498.4714 | -1991.4146 | -465.1478 | 1.0016 | 449.7283 | -1855.894 | 229.0569 | 4592.7021 | 1505.1633 | 4665.7969 | -279.3578 | -873.2106 | 4498.9619 | 1101.5858 | 1410.1967 | 1422.1803 | -662.9492 | -876.6763 | 2443.8384 | 0.10423 | -143.4242 | 35.3683
2030-04-22 | 20 | -9.8545 | 1640.2729 | -62.5517 | -528.2511 | -987.9888 | -1820.3448 | -11430.0557 | 1034.4329 | -1257.2031 | -393.6546 | 3781.408 | -95.2672 | 406.9523 | 537.4143 | 2291.7195 | 478.6018 | 96.1013 | 209.9994 | -200.5783 | 402.4843 | -1405.7644 | -24.2898 | -44.3148 | -97.6425 | 1393.9856 | -2059.0051 | -1651.4828 | -844.915 | -96.3089 | 352.4641 | 1459.967 | -1441.4619 | 343.9573 | -123.5798 | 6.4902 | 2720.1455 | -739.3908 | -551.4285 | 0.99918 | 449.5231 | -1727.1016 | 59.2435 | 3925.4829 | 1422.0426 | 4116.0479 | -276.3277 | -1217.9175 | 4457.6245 | 1038.897 | 1076.4531 | 190.3828 | -930.7183 | -499.2361 | 3787.4685 | 0.10423 | -118.2555 | 71.1426
2030-04-22 | 21 | -6.8368 | 1574.0717 | -64.5674 | -536.2647 | -891.291 | -1821.1211 | -11694.207 | 1185.8997 | -816.0925 | -383.65 | 3822.8267 | -35.0313 | 960.22 | 495.707 | 2235.5066 | 944.9175 | 33.4087 | 209.9994 | -306.977 | 557.2681 | -1365.3802 | 244.6065 | -4.4267 | -78.0089 | 2254.3066 | -1930.1951 | -1484.3365 | -839.2267 | -94.3163 | 407.6154 | 1052.7742 | -2152.7192 | 44.0678 | -218.8906 | 5.9125 | 2524.2891 | -440.9093 | -718.5994 | 0.99878 | 449.6398 | -1789.3563 | 217.3797 | 3580.5852 | 1396.5179 | 3833.0071 | -270.7608 | -966.2448 | 3941.095 | 566.6985 | 1101.967 | 608.0466 | -1334.9064 | -244.6416 | 4052.2229 | 0.10423 | -32.3279 | 108.5219
2030-04-22 | 22 | -6.4643 | 1568.847 | -60.3295 | -556.7702 | -623.0316 | -1802.3855 | -11859.9316 | 1670.2673 | -552.6692 | -394.007 | 3787.1306 | -43.1188 | 873.5048 | 511.102 | 2266.7046 | 1286.4191 | -15.7787 | 209.9994 | -226.7798 | 572.1386 | -1320.3956 | 629.3827 | 20.4624 | -44.0973 | 1542.6737 | -1941.0453 | -1055.6924 | -846.6953 | -91.077 | 457.5154 | 1468.8658 | -2044.6578 | 202.283 | -261.2122 | 5.9522 | 1797.3201 | 65.9867 | -631.2025 | 12.7136 | 449.61 | -1574.7529 | 349.3565 | 3611.7495 | 1416.9498 | 3863.136 | -277.159 | -1014.0231 | 4246.9062 | -182.0442 | 1095.9849 | 388.7388 | -1359.0271 | -311.3431 | 4377.6187 | 0.10423 | -31.6171 | 67.3557
2030-04-22 | 23 | -15.2932 | 1480.76 | -56.8044 | -573.7589 | -841.8473 | -1634.3374 | -10960.6045 | 1174.964 | -76.8351 | -396.4336 | 3794.2898 | -19.2658 | 1274.9033 | 489.4743 | 2252.6797 | 1416.9838 | 115.7036 | 209.9994 | -186.6395 | 482.1174 | -965.8342 | 1202.6265 | -21.5886 | -73.8408 | 1334.4534 | -2110.793 | -701.7678 | -812.9432 | -87.1123 | 423.195 | 1598.8937 | -1061.8584 | 371.7296 | -13.1536 | 5.687 | 2020.3402 | 1421.2588 | -302.6971 | 392.4353 | 449.238 | -1639.4408 | 208.324 | 3594.0059 | 1427.8767 | 4240.7446 | -286.8045 | -337.4331 | 4841.3271 | 571.7532 | 973.8246 | 1174.9783 | -1123.8549 | -455.3716 | 5186.771 | 210.1042 | -37.4735 | 204.2479
2030-04-22 | 24 | -11.6537 | 1513.1193 | -50.2773 | -541.6945 | -749.6053 | -1673.9025 | -11735.9502 | 1845.0254 | -3.0729 | -354.8441 | 3757.2832 | -23.7904 | 1383.6127 | 471.7382 | 2239.0598 | 1849.1976 | 192.1873 | 209.9994 | -139.2276 | 340.2405 | -765.6767 | 903.4973 | 1.0018 | -68.2938 | 862.0553 | -2050.8467 | -325.0222 | -828.1516 | -87.2186 | 534.9623 | 1797.1783 | -1303.1414 | 506.0916 | -152.267 | 5.8993 | 1794.2025 | 1168.2896 | -1.2103 | 64.1294 | 449.4434 | -1660.3636 | 316.6637 | 3426.3892 | 1393.2672 | 3865.6292 | -298.2495 | -271.02 | 4106.7231 | 317.7163 | 1076.9906 | 1277.329 | -1622.3528 | -1.7771 | 4590.1929 | 210.1042 | 19.7241 | 181.1258
2030-04-23 | 1 | 7.185 | 1952.5302 | -40.5012 | -456.3405 | -376.8626 | -1922.6869 | -13481.8301 | 3217.2822 | 877.1316 | -382.6007 | 3695.1768 | -12.7434 | 1624.7849 | 485.7943 | 2263.3232 | 2162.1375 | 53.6971 | 209.9994 | -60.0478 | 76.8258 | -543.5529 | 12.2342 | -6.2734 | -64.2508 | 413.6822 | -1831.8184 | 111.055 | -910.681 | -114.0034 | 652.4443 | 1860.197 | -3412.498 | 552.5589 | -583.4818 | 4.4191 | 1821.6769 | -1200.2731 | 1.0012 | 808.6929 | 449.0221 | -1814.2513 | 267.5842 | 2132.0774 | 1321.2616 | 3109.5713 | -2.2687 | -271.4799 | 4812.5122 | 930.545 | 1112.4891 | 973.231 | -1921.7048 | 742.7885 | 3655.4775 | 210.1042 | -92.1862 | 16.0607
2030-04-23 | 2 | 37.7122 | 2308.0334 | -27.9491 | -380.4346 | 0.99607 | -2355.7385 | -14284.7549 | 4362.1729 | 1787.5295 | -340.6892 | 3557.1506 | 76.5406 | 1875.5488 | 464.3046 | 2213.1772 | 2935.4958 | -247.1663 | 209.9994 | -5.1339 | 94.0863 | -643.478 | -1959.479 | -30.3518 | -57.3367 | 513.9348 | -1358.1605 | -102.3099 | -1013.3564 | -138.5094 | 640.8748 | 1521.152 | -6291.335 | 337.3539 | -1447.479 | 3.2695 | 1167.3419 | -4468.0088 | -1.8145 | 360.6949 | 0.99779 | -1871.6005 | 214.8757 | 1886.0962 | 1368.5298 | 2580.8811 | 1.0189 | -276.6421 | 4092.0608 | 377.1688 | 1018.3926 | 188.4651 | -2068.5422 | 978.0513 | 1837.8724 | 210.1042 | -120.8665 | 86.2078
2030-04-23 | 3 | 35.9051 | 2356.1904 | -23.9301 | -345.3414 | -118.0499 | -2245.6423 | -14058.668 | 4035.0952 | 2078.0845 | -356.6992 | 3566.6948 | 101.4406 | 1933.4442 | 33.3402 | 2225.6184 | 3676.5254 | -231.3116 | 209.9994 | -36.4106 | 127.8767 | -747.0536 | -3843.1379 | -71.1961 | -66.5792 | 625.014 | -1324.3094 | -1019.4731 | -983.3478 | -150.5737 | 478.1172 | 1349.6697 | -5855.3335 | -14.4042 | -1315.5061 | 0.84145 | 1214.4928 | -4520.5049 | -15.92 | 350.1285 | 0.99913 | -1864.5896 | 128.2189 | 1934.4395 | 1307.3765 | 2583.1895 | 1.0245 | -277.8401 | 3541.9355 | -243.3887 | 928.8823 | -35.1878 | -2051.2898 | 1290.2317 | -509.7506 | 210.1042 | -49.6955 | 20.0575
2030-04-23 | 4 | 31.7769 | 2455.2991 | -23.6048 | -352.1299 | -40.0476 | -2223.4438 | -13839.4131 | 4194.3589 | 2167.0649 | -333.5026 | 3653.5002 | 137.1454 | 1926.2389 | -89.5863 | 1944.8789 | 3956.0664 | -93.6357 | 209.9994 | -35.3471 | 160.6327 | -820.0187 | -4520.6587 | -87.6168 | -77.0922 | 452.8582 | -1487.6661 | -1137.6423 | -988.2114 | -156.7033 | 446.5045 | 1443.3002 | -5474.1069 | 126.3374 | -1226.605 | 0.85693 | 1461.8287 | -4449.9556 | -45.7877 | 305.6245 | 1.0002 | -1885.1112 | 92.0936 | 1755.4102 | 1375.4961 | 2432.3003 | 1.0025 | -277.4731 | 4367.2549 | 629.3171 | 1049.9442 | -37.4243 | -1341.5828 | 956.1398 | -860.4999 | 210.1043 | -147.2352 | 53.7912
2030-04-23 | 5 | 24.3775 | 2589.7385 | -37.8691 | -407.1841 | -5.9106 | -2342.2178 | -13470.793 | 4079.7708 | 2135.8086 | -335.7828 | 3565.1646 | 102.4404 | 1872.4908 | -17.5452 | 1782.1014 | 3852.0029 | -86.9641 | 209.9994 | -37.9085 | 114.3924 | -1049.7407 | -4968.5005 | -111.8725 | -88.187 | 455.5838 | -1683.3163 | -889.4412 | -1034.6801 | -158.4815 | 381.6231 | 1543.4561 | -5287.1538 | 243.2665 | -1216.2079 | 0.85161 | 1621.9991 | -4399.1919 | -2.0968 | 375.1259 | 1.0003 | -1687.5258 | 125.0364 | 1666.4948 | 1339.2622 | 2361.5134 | 41.8955 | -277.7401 | 4169.3657 | 151.0654 | 964.8558 | -84.7754 | -1488.6616 | 962.5873 | 1705.6766 | 210.1042 | -132.1531 | 117.8811
2030-04-23 | 6 | 24.3334 | 2398.0972 | -38.6751 | -390.6663 | 246.1987 | -2227.1833 | -13822.1562 | 4354.1274 | 1757.9988 | -339.1982 | 3597.938 | 101.4356 | 1237.6853 | -131.6742 | 1854.0204 | 3627.5708 | -60.4309 | 209.9994 | 99.1947 | 264.7091 | -898.1288 | -4792.2632 | -116.2094 | -113.8014 | -1030.86 | -1501.4041 | -467.1687 | -972.1936 | -160.8227 | 463.1862 | 1562.1586 | -5171.146 | 312.0936 | -1183.4634 | 0.6116 | 1871.9299 | -4053.3843 | -1.9547 | 309.4038 | 1.0005 | -1746.3265 | 46.0725 | 1560.3781 | 1296.8413 | 2195.3491 | -2.1586 | -275.0018 | 3717.9189 | -12.9541 | 782.7903 | -84.0884 | -2770.7666 | 993.3371 | 465.6996 | 210.1043 | -108.8199 | 131.8008
2030-04-23 | 7 | 27.1623 | 2238.0151 | -44.0234 | -427.3222 | 451.6175 | -2354.3445 | -14509.3018 | 4706.4868 | 74.7378 | -334.4041 | 3667.6792 | 20.9722 | 1207.7665 | 1.0012 | 2130.968 | 3429.2771 | -177.1125 | 209.9994 | -60.6789 | 260.391 | -1072.3481 | -4805.8008 | -70.227 | -94.6887 | -253.9976 | -1512.6803 | -659.2676 | -1002.7126 | -148.7887 | 606.3419 | 1703.9526 | -5564.7075 | 315.7224 | -1289.5887 | 0.59735 | 1786.142 | -3914.7114 | -76.4196 | 269.8018 | 0.99757 | -1621.7446 | 190.5996 | 2005.1266 | 1340.9366 | 2544.0295 | -1.9792 | -271.4556 | 3194.7395 | -958.048 | 825.0142 | 115.3952 | -3329.8044 | 210.2542 | 1206.7699 | 210.1043 | -30.8702 | 164.498
2030-04-23 | 8 | 45.6795 | 2193.3525 | -29.0846 | -397.637 | 263.0265 | -2374.3464 | -14452.3887 | 4536.5503 | -3.0637 | -333.3466 | 3841.8391 | 139.892 | 1205.3643 | 236.2983 | 2164.2312 | 3560.5444 | -407.2643 | 209.9994 | -96.675 | 371.8539 | -1135.1252 | -4728.0933 | -85.2841 | -68.4192 | -145.0821 | -1212.2826 | -881.3969 | -1006.4122 | -145.614 | 557.8505 | 1815.8131 | -6795.4185 | 185.4126 | -1574.6538 | 0.54609 | 1257.7656 | -4250.5015 | -570.6232 | 200.165 | 449.6911 | -1596.9463 | 43.3498 | 2299.0349 | 1248.1384 | 2843.1155 | -288.3589 | -525.85 | 4013.2498 | -56.3178 | 875.9541 | 460.292 | -2424.8103 | 108.0029 | 1917.0063 | 210.1042 | 8.4063 | 171.7635
2030-04-23 | 9 | 46.9402 | 2108.9619 | -25.7614 | -411.702 | -61.4658 | -2293.9922 | -14197.8018 | 3839.3083 | -262.9438 | -323.2849 | 3845.7646 | 157.8275 | 1164.922 | 371.1178 | 2157.5168 | 3363.0842 | -504.103 | 209.9994 | -96.8702 | 499.1451 | -1236.5042 | -4466.8579 | -89.1973 | -57.2045 | -174.0914 | -1170.3224 | -1180.3918 | -997.5471 | -139.6002 | 484.1221 | 1971.7078 | -7171.3579 | 182.8096 | -1592.6443 | 0.43875 | 1015.4108 | -3856.7092 | -319.448 | 254.5689 | 449.4608 | -1346.6617 | 6.5907 | 3432.1431 | 1322.7278 | 3857.3716 | -278.9211 | -404.9023 | 3583.4229 | -666.6812 | 861.1265 | 313.6766 | -1921.5077 | -329.6126 | 5156.0396 | 210.1042 | -56.9168 | 162.3753
2030-04-23 | 10 | 47.3511 | 1987.7198 | -23.8132 | -407.2879 | -121.815 | -2227.0042 | -13919.6084 | 3558.0991 | -2.7836 | -322.8806 | 3904.2847 | 167.9339 | 1329.9022 | 404.9642 | 2171.2422 | 3422.8135 | -494.9968 | 209.9994 | -93.9295 | 549.9828 | -1315.5879 | -4136.0615 | -105.4446 | -44.2885 | -136.8011 | -1141.3154 | -1283.4272 | -976.4377 | -130.9608 | 431.5444 | 1871.496 | -7088.4629 | 138.2646 | -1578.5319 | 0.5206 | 859.9808 | -3844.6956 | -339.138 | 246.6502 | 449.4469 | -1112.7451 | -4.3433 | 3548.9204 | 1307.3752 | 3976.4849 | -270.8133 | -609.2221 | 3128.4478 | -1021.8594 | 702.1617 | 615.5223 | -1963.9636 | -1.3053 | 4968.2881 | 210.1042 | 28.6011 | 234.4624
2030-04-23 | 11 | 44.3354 | 2001.6371 | -24.7938 | -449.9296 | -145.2766 | -2247.8245 | -13987.6514 | 3367.7241 | -183.7954 | -317.9626 | 3917.1631 | 178.1471 | 1477.1091 | 383.2994 | 2156.4392 | 3195.2129 | -508.6518 | 209.9994 | -107.3634 | 568.0015 | -1197.6101 | -3958.1926 | -110.6417 | -43.8563 | -14.6909 | -1253.1429 | -1503.4731 | -996.5073 | -127.2351 | 438.1143 | 1933.9307 | -6981.6426 | 135.7774 | -1546.7834 | 0.48414 | 862.6247 | -3539.0547 | -333.0764 | 217.4818 | 449.4889 | -1326.1586 | -27.6313 | 3515.1531 | 1266.981 | 3896.7395 | -265.2291 | -572.1515 | 2824.3369 | -961.2653 | 679.5368 | 543.5029 | -2167.4155 | 262.9517 | 5518.7891 | 210.1042 | 30.5983 | 171.6595
2030-04-23 | 12 | 44.6351 | 1797.2125 | -26.2643 | -439.6388 | -362.0531 | -2144.8726 | -13516.3896 | 2874.311 | -365.3645 | -316.6296 | 3918.1816 | 195.0059 | 1618.1211 | 377.1588 | 2137.333 | 2814.4978 | -539.6823 | 209.9994 | -122.8474 | 762.2469 | -1293.0243 | -3777.5125 | -57.2631 | -32.9557 | -1.4464 | -1113.7358 | -2052.3547 | -967.8961 | -115.1664 | 439.8582 | 1818.1205 | -7038.6387 | -63.9078 | -1492.7219 | 0.4955 | 688.1263 | -3467.998 | -408.0319 | 123.1163 | 449.5639 | -1317.6 | 1.0011 | 3537.467 | 1245.4667 | 3828.2083 | -264.5567 | -567.7628 | 2531.9006 | -1198.1658 | 900.8578 | 134.7316 | -1803.3972 | 287.1836 | 6284.4209 | 210.1042 | -22.5873 | 123.2806
2030-04-23 | 13 | 38.1783 | 1454.8865 | -27.9459 | -413.6382 | -409.1636 | -1864.3761 | -12407.7881 | 2132.1624 | -767.7256 | -320.6195 | 3914.2097 | 193.3642 | 1572.3809 | 475.4156 | 2150.8555 | 2193.905 | -496.6859 | 209.9994 | -233.6604 | 894.3671 | -1443.4255 | -3845.9226 | -17.7479 | -53.6416 | 554.3581 | -998.1284 | -2289.2302 | -880.1744 | -104.1011 | 448.8353 | 1215.1598 | -6769.0078 | -85.0809 | -1241.7081 | 1.721 | 1627.2942 | -2362.8862 | -410.4419 | -2.2673 | 449.6631 | -1348.0833 | 218.5575 | 3638.1108 | 1263.1992 | 3894.6553 | -263.1051 | -871.6556 | 2028.9985 | -1025.4493 | 1080.0199 | 1.0038 | -2195.8816 | -145.1526 | 5763.8867 | 210.1042 | -29.0942 | 127.2196
2030-04-23 | 14 | 8.4109 | 1690.6128 | -39.19 | -450.2084 | -1047.6279 | -1659.3939 | -11008.1055 | 940.0707 | -1359.5374 | -359.8944 | 3881.9954 | 76.9096 | 1036.0237 | 563.2696 | 2270.26 | 908.6911 | -121.0811 | 209.9994 | -329.662 | 857.0825 | -1523.7949 | -3587.7 | -66.9054 | -88.5873 | 1046.5031 | -1570.835 | -1927.0033 | -819.3438 | -108.0417 | 287.7448 | 1558.4991 | -3443.9241 | 389.1787 | -448.101 | 4.4897 | 2550.4133 | -206.939 | -335.9637 | -2.1811 | 66.7355 | -1220.5072 | -0.85042 | 3805.426 | 1274.6409 | 4029.9973 | -261.0087 | -916.8372 | 3598.4785 | 1185.1833 | 1158.3038 | -65.0694 | -1462.1041 | -485.6458 | 4037.2356 | 210.1042 | -104.8035 | 281.3094
2030-04-23 | 15 | -19.2517 | 1310.7001 | -51.1062 | -518.4859 | -1150.0457 | -1378.3849 | -9613.498 | 351.0917 | -1298.0081 | -364.1635 | 3821.2144 | 32.6463 | 1080.6333 | 598.578 | 2315.9668 | 245.2174 | 134.4526 | 209.9994 | -551.6182 | 762.1934 | -1451.5178 | -2353.0359 | -33.6369 | -85.2165 | 2272.6711 | -1973.7523 | -2076.6277 | -728.6083 | -85.7693 | 349.0296 | 1669.8018 | -502.1783 | 521.9464 | 185.3641 | 6.6774 | 2966.8955 | 2103.188 | -169.0111 | -2.0034 | 16.9831 | -1057.975 | -19.6176 | 3833.8274 | 1224.0652 | 4043.198 | -261.282 | -1091.9697 | 4346.373 | 1546.3362 | 1205.0063 | 189.2655 | -1156.7804 | -898.8614 | 4553.9502 | 210.1042 | -136.0065 | 255.8768
2030-04-23 | 16 | -17.6037 | 1130.087 | -49.9329 | -466.0115 | -739.1114 | -1073.2145 | -5790.7573 | 356.5219 | -2583.9255 | -374.578 | 3809.7197 | 39.9456 | 943.1984 | 619.9085 | 2341.1672 | -36.5153 | 107.0263 | 209.9994 | -515.7224 | 939.1095 | -1523.6654 | -1745.3728 | -42.2574 | -68.1777 | 2056.6506 | -1597.4862 | -3032.0376 | -578.7261 | -79.6402 | 218.6288 | 1182.6879 | -507.5402 | -36.5183 | 333.2635 | 6.9107 | 2406.2002 | 1890.0709 | -97.5121 | -2.1706 | 285.2873 | -1083.2485 | -39.3495 | 3921.7954 | 1244.3046 | 4123.2837 | -261.3598 | -917.0092 | 4312.3682 | 1387.5642 | 1088.4037 | 275.3532 | -1728.702 | -648.8952 | 2552.1633 | 210.1042 | -86.663 | 318.0189
2030-04-23 | 17 | -21.3273 | 843.0623 | -51.8641 | -440.4555 | -930.777 | -860.6458 | -3407.9539 | 0.99867 | -2317.9822 | -378.9108 | 3716.9993 | 26.0403 | 705.476 | 642.5916 | 2370.4993 | -122.4208 | 175.0298 | 209.9994 | -532.4026 | 1130.7695 | -1384.2416 | -906.4433 | 37.1639 | -64.5054 | 2288.7095 | -1445.4355 | -3513.6086 | -487.5252 | -61.1227 | 301.2775 | 829.9752 | 0.98865 | -426.8637 | 528.872 | 6.4182 | 2223.6836 | 2510.6284 | -137.9108 | -2.1849 | 226.6387 | -1235.6598 | 136.248 | 3919.0828 | 1254.1176 | 4070.4895 | -262.7587 | -1090.9058 | 4272.4028 | 1292.6105 | 1172.395 | 674.6889 | -1445.0909 | -587.6495 | 3107.418 | 210.1042 | -90.0793 | 256.0177
2030-04-23 | 18 | -14.0271 | 827.6674 | -54.8823 | -411.8157 | -1292.1053 | -1044.1404 | -2477.123 | -325.8731 | -1592.1434 | -375.3963 | 3686.9189 | 72.5854 | 697.5314 | 613.3243 | 2338.9058 | 295.2333 | 164.4155 | 209.9994 | -563.6837 | 1187.9614 | -1511.7651 | -1360.3475 | 33.2329 | -76.1007 | 2423.9607 | -1414.996 | -3634.7458 | -519.7792 | -55.4493 | 249.9053 | 640.5309 | 1.2354 | -562.2811 | 192.9603 | 4.9041 | 2481.6189 | 1692.9701 | 180.3603 | 154.1146 | 450.214 | -1277.8663 | 132.7207 | 4679.5718 | 1267.1274 | 4798.2612 | -265.43 | -391.3035 | 4377.2461 | 1347.9664 | 1156.9878 | 245.4913 | -473.5972 | -351.9914 | 4592.189 | 210.1042 | -150.8123 | 110.6955
2030-04-23 | 19 | -24.124 | 379.575 | -54.7684 | -364.1772 | -1628.3136 | -722.3221 | -1350.9601 | -1007.3952 | -1702.2141 | -352.8387 | 3683.0044 | 135.4297 | 732.3724 | 556.4554 | 2277.1414 | 884.0254 | 309.3042 | 209.9994 | -558.8397 | 1341.9805 | -1626.6523 | -2373.3147 | 69.7695 | -83.022 | 2388.9072 | -1168.1415 | -4250.1025 | -372.2586 | -38.0955 | 235.2829 | 311.7857 | 3.8233 | -1047.3928 | 377.3285 | 3.5272 | 2348.3 | 1391.8964 | 157.0028 | 62.8383 | 450.3653 | -1405.7261 | 255.7859 | 4727.2788 | 1251.1107 | 4694.3569 | -264.8783 | -322.8037 | 4423.5225 | 1190.0134 | 1242.3428 | 797.3276 | 0.99551 | -266.1992 | 3584.9602 | 0.10423 | -166.5928 | 10.2094
2030-04-23 | 20 | -17.2154 | 491.9253 | -56.1207 | -373.1805 | -1592.2695 | -771.8212 | -1316.3416 | -1042.7904 | -821.4512 | -354.5162 | 3648.9985 | 95.6475 | 752.7905 | 524.8096 | 2254.6738 | 976.9337 | 324.4016 | 209.9994 | -533.5347 | 1265.5568 | -1623.5117 | -2154.8171 | 25.2283 | -91.7421 | 2299.6038 | -1268.3262 | -4018.8262 | -392.0203 | -44.0708 | 178.4718 | 326.2442 | 257.1913 | -990.0085 | 357.6172 | 3.385 | 2424.312 | 1654.9664 | 44.686 | -2.696 | 450.3602 | -1409.1122 | 112.9046 | 4801.6313 | 1243.5928 | 4646.0093 | -266.7081 | -476.3011 | 4459.8193 | 995.1381 | 1133.2422 | 311.5259 | -51.7302 | -220.8003 | 3004.2598 | 0.10423 | -176.7914 | 34.693
2030-04-23 | 21 | -20.0847 | 1003.9174 | -62.6282 | -454.1747 | -1169.5148 | -1160.0623 | -2468.6978 | -221.7201 | -1150.9243 | -383.8531 | 3631.9741 | 18.1416 | 726.852 | 534.8757 | 2300.2385 | 1074.4254 | 220.9686 | 209.9994 | -533.142 | 1068.2666 | -1532.3896 | -1498.2312 | -31.9042 | -107.8886 | 2305.5557 | -1683.2068 | -3472.5391 | -574.5396 | -66.5734 | 181.7359 | 890.7167 | 2.3105 | -395.4322 | 235.1176 | 4.0395 | 2853.8743 | 2711.2217 | 81.3967 | -2.7592 | 450.3553 | -1157.7333 | 1.6339 | 4693.6255 | 1248.6123 | 4527.4824 | -266.7705 | -508.0019 | 4463.2671 | 1023.8535 | 966.4653 | 489.6495 | -754.5863 | -81.5935 | 3780.8796 | 210.1043 | -144.4023 | 40.152
2030-04-23 | 22 | -24.1222 | 956.9154 | -56.5775 | -505.1453 | -1574.1306 | -1291.1924 | -6198.9565 | -275.0454 | 0.99843 | -406.3273 | 3716.1243 | -110.4154 | 931.4921 | 573.5137 | 2354.4846 | 1305.3608 | 252.7916 | 209.9994 | -293.6783 | 982.7573 | -1440.7948 | -674.313 | -6.7376 | -122.8391 | 1793.0681 | -1891.9004 | -1893.4618 | -636.9609 | -65.9521 | 344.3163 | 1519.4602 | 1.4914 | 273.3929 | 131.9906 | 4.3823 | 2973.2454 | 3672.3147 | -288.1928 | 0.99667 | 450.1991 | -890.4373 | 159.1029 | 3486.2292 | 1224.6847 | 3675.613 | -273.9503 | -484.427 | 4638.0117 | 1655.444 | 963.2576 | 11.7582 | -50.7639 | -271.0751 | 6691.8711 | 210.1042 | -198.2347 | 47.6322
2030-04-23 | 23 | -22.0724 | 1110.9731 | -55.8826 | -544.2876 | -1851.5312 | -1327.5614 | -7894.021 | -700.4599 | 65.5353 | -408.5915 | 3692.9609 | -129.088 | 793.0634 | 519.3727 | 2311.3289 | 1093.4049 | 233.282 | 209.9994 | -263.0837 | 859.304 | -1540.678 | -228.7717 | -38.472 | -104.7419 | 1552.4828 | -2027.8059 | -1755.9067 | -724.6874 | -73.6598 | 204.7165 | 1699.9879 | 0.98279 | 407.73 | 121.8193 | 4.6316 | 2956.4473 | 3824.9597 | -347.6242 | -1.8041 | 449.6767 | -788.4264 | 294.9293 | 2970.2222 | 1241.3735 | 3312.7297 | -283.7341 | -271.1662 | 4524.1968 | 1155.3058 | 927.6252 | 293.4862 | -353.5269 | -313.8946 | 6153.7896 | 210.1042 | -69.0366 | 200.627
2030-04-23 | 24 | -11.0651 | 1597.0308 | -47.0778 | -546.1396 | -1263.2908 | -1579.9685 | -10208.3652 | 792.4573 | 0.99908 | -387.9315 | 3761.5461 | -83.8102 | 1078.3044 | 370.3 | 2167.9329 | 1939.1807 | 280.8926 | 209.9994 | -148.5735 | 595.3242 | -1111.5256 | -415.4488 | -102.0408 | -93.9251 | 779.4316 | -2015.0309 | -1211.2192 | -812.266 | -97.2055 | 253.5528 | 2144.0691 | -1618.5122 | 593.3226 | -15.2682 | 4.806 | 2482.7419 | 2805.387 | -243.9313 | 55.8937 | 449.6269 | -1131.8701 | 15.4669 | 2988.0496 | 1219.7159 | 3324.2046 | -294.8343 | -503.6303 | 4414.9038 | 562.1423 | 864.386 | -44.7806 | -518.7955 | -1.602 | 4825.6123 | 210.1042 | -138.753 | 129.5956
2030-04-24 | 1 | 16.0803 | 1565.1685 | -30.9448 | -428.7841 | -649.3335 | -1710.7861 | -11765.7295 | 2328.8616 | 901.8803 | -265.9525 | 3784.3623 | 97.8069 | 1755.1254 | 235.1612 | 2191.0664 | 2957.2405 | -17.4901 | 209.9994 | -165.2057 | 614.831 | -691.7411 | -1615.817 | -17.6887 | -59.8769 | 668.6993 | -1309.2299 | -1544.8646 | -835.3585 | -104.1987 | 524.0039 | 1866.1755 | -4278.6035 | 162.0634 | -673.5699 | 2.4506 | 1611.3092 | 399.8481 | -129.611 | 176.0761 | 450.3668 | -2188.2417 | 120.6465 | 3285.1284 | 1294.9917 | 3477.9897 | -3.3737 | -271.6708 | 3781.741 | -218.3328 | 1280.9054 | 532.9636 | -1344.5664 | 0.9666 | 4218.5723 | 210.1042 | -234.89 | 20.8062
2030-04-24 | 2 | 23.5035 | 2273.4204 | -28.8429 | -478.2042 | -276.7984 | -2398.6985 | -12634.3105 | 3636.0913 | 1521.256 | -212.7238 | 3547.6545 | 1.0022 | 2058.1963 | 0.99968 | 2227.7095 | 3196.9517 | -128.0637 | 209.9994 | -132.3283 | 351.921 | -565.2573 | -2264.0486 | -63.625 | -67.0063 | 567.4245 | -1709.3983 | -1449.6115 | -1032.8308 | -131.6409 | 540.5275 | 1761.1239 | -5109.2192 | 199.9622 | -1080.2469 | 0.74564 | 1399.8231 | -3321.7 | 1.0019 | 395.7089 | 383.9423 | -1957.7142 | 80.2074 | 2471.6743 | 1208.3273 | 2929.1072 | -2.7843 | -271.4161 | 4365.8623 | 331.0608 | 805.0045 | 187.4656 | -1569.6448 | 1500.006 | 4510.2559 | 210.1042 | -72.3164 | 51.2216
2030-04-24 | 3 | 24.2346 | 2527.4187 | -27.3677 | -454.3387 | -182.3397 | -2372.2629 | -13171.5518 | 3773.7065 | 1717.7749 | -331.897 | 3671.8779 | 90.6558 | 1840.993 | -16.9082 | 1735.6443 | 3013.6111 | -51.6686 | 209.9994 | -85.2327 | 476.628 | -817.6323 | -3134.8098 | -81.717 | -64.6169 | 229.7398 | -1715.6127 | -1801.9153 | -1035.9762 | -149.5631 | 392.1846 | 1669.6548 | -4747.7002 | 99.2457 | -1084.9794 | 0.40022 | 1371.2158 | -3798.281 | 1.001 | 1.0056 | 447.6276 | -1715.9554 | 142.2189 | 2103.0608 | 1069.8639 | 2302.4414 | -2.2964 | -271.7569 | 3234.8325 | -1129.3146 | 836.3549 | -84.7796 | -2265.5459 | 1156.1403 | 2571.3604 | 210.1042 | -22.559 | 129.7504
2030-04-24 | 4 | 24.1857 | 2487.8901 | -30.0729 | -428.437 | -145.6581 | -2232.4041 | -13012.5889 | 3828.636 | 1850.2971 | -327.793 | 3736.085 | 99.2808 | 1737.3003 | -16.9115 | 1730.538 | 2941.8059 | -81.5641 | 209.9994 | -6.1687 | 352.2737 | -900.6257 | -3990.0071 | -134.8433 | -77.2117 | 344.5263 | -1639.5923 | -1629.4323 | -992.1905 | -159.7874 | 323.138 | 1698.8925 | -4773.3047 | 140.2623 | -1092.9014 | 0.4021 | 1413.6174 | -3897.1777 | 1.0004 | 1.005 | 391.5032 | -1658.3682 | 0.99721 | 1957.1409 | 1025.1444 | 2172.0708 | -2.1896 | -271.9909 | 3109.5625 | -1304.2311 | 706.8617 | -86.6611 | -2232.4529 | 1455.004 | 1228.8545 | 210.1042 | -9.2948 | 138.6631
2030-04-24 | 5 | 27.053 | 2494.3823 | -39.3688 | -386.4687 | -201.8081 | -2264.8064 | -12528.7412 | 3608.2058 | 1841.0999 | -325.6003 | 3689.5791 | 136.1689 | 1604.4221 | -121.8425 | 1905.9742 | 2617.0686 | -88.514 | 209.9994 | -14.444 | 343.1836 | -1021.9177 | -4211.7778 | -173.7897 | -73.7045 | 225.428 | -1480.5647 | -1539.9073 | -983.4191 | -163.2683 | 242.5824 | 1657.3672 | -5452.9058 | 126.9513 | -1222.9314 | 0.67998 | 1598.2114 | -4449.1621 | 1.0001 | 307.1592 | 0.99748 | -1723.2167 | -109.6876 | 1792.0347 | 1183.8837 | 2386.6206 | -2.0996 | -273.7538 | 3380.4365 | -667.5875 | 691.9531 | -19.3129 | -2099.5249 | 1460.6594 | -71.8427 | 210.1042 | -66.5786 | 138.4474
2030-04-24 | 6 | 25.72 | 2456.2922 | -44.5776 | -422.7512 | 0.99025 | -2327.4502 | -12980.7148 | 3940.575 | 1557.9344 | -302.9464 | 3762.3669 | 72.6229 | 1287.0922 | -52.6537 | 2196.8882 | 2651.2129 | -129.543 | 209.9994 | -65.6865 | 140.8125 | -1280.8812 | -4900.627 | -180.8874 | -66.7057 | -1.3754 | -1605.276 | -1097.75 | -1016.7527 | -160.457 | 320.8688 | 1782.5104 | -5572.4634 | 247.3203 | -1265.5726 | 0.94466 | 1673.1995 | -4246.0381 | -2.8305 | 391.9829 | 318.0555 | -1788.7838 | -112.11 | 2054.6553 | 1099.8682 | 2556.2942 | -2.274 | -271.4391 | 3960.9072 | -461.3571 | 722.2958 | 0.98754 | -2237.9431 | 1149.4609 | 765.3561 | 210.1043 | -44.3148 | 155.7298
2030-04-24 | 7 | 28.9418 | 2334.2815 | -49.1404 | -422.3334 | 57.6247 | -2359.4087 | -13283.9014 | 3947.7332 | 770.9877 | -327.7158 | 3740.5894 | 160.4489 | 1293.3579 | 1.0003 | 2098.0886 | 2528.6511 | -198.3107 | 209.9994 | -75.2291 | 432.929 | -1251.6466 | -4668.7031 | -150.2832 | -51.6093 | 6.3305 | -1441.7322 | -1633.7103 | -1012.5248 | -157.2347 | 337.6735 | 1837.4242 | -5782.0225 | 131.0199 | -1321.6703 | 0.92504 | 1471.4812 | -4274.0039 | -1.5139 | 1.0006 | 398.1432 | -1949.4044 | -109.7634 | 1896.1874 | 1071.192 | 2041.001 | -2.0055 | -271.686 | 3423.6411 | -1054.4017 | 1003.5907 | 842.9622 | -2189.2439 | 320.5458 | 361.1604 | 210.1042 | -37.4084 | 191.9977
2030-04-24 | 8 | 41.9849 | 2067.9351 | -34.7952 | -421.7321 | -6.7756 | -2250.4138 | -13589.4404 | 3882.9006 | 0.99789 | -322.4849 | 3862.0496 | 171.1685 | 1611.4222 | 160.0736 | 2040.0951 | 2378.511 | -427.3688 | 209.9994 | -62.4796 | 356.4585 | -1216.9323 | -4652.7529 | -176.3038 | -58.4626 | 6.333 | -1224.0952 | -1335.1259 | -991.7144 | -149.9014 | 382.3226 | 2098.6699 | -6776.0674 | 266.4194 | -1509.1837 | 0.73655 | 1334.8771 | -4067.3765 | -0.57611 | 0.99803 | 51.2631 | -1746.6071 | -260.8961 | 3128.28 | 1162.3547 | 3188.4065 | -2.1314 | -271.1092 | 2678.906 | -1500.3329 | 846.1163 | 17.3733 | -1992.6451 | -319.377 | 4101.0303 | 210.1042 | -90.4397 | 297.887
2030-04-24 | 9 | 42.7131 | 1926.0405 | -30.7053 | -435.6093 | -206.3709 | -2178.8049 | -13995.8965 | 3647.7366 | 0.99534 | -315.6352 | 3841.8464 | 194.9999 | 1647.566 | 117.2541 | 2001.7573 | 1963.4865 | -530.4269 | 209.9994 | -67.9783 | 455.3504 | -1274.1702 | -4502.2788 | -110.9337 | -58.1274 | -1.6646 | -1109.3669 | -1322.1759 | -975.6609 | -137.658 | 464.3828 | 1821.124 | -7155.6973 | 169.3187 | -1528.9187 | 0.7003 | 1416.1464 | -3757.1284 | -490.0379 | 116.0882 | 449.6155 | -1573.7896 | -46.7373 | 3264.9624 | 1137.2218 | 3593.5659 | -275.2725 | -296.7177 | 3255.2385 | -971.6453 | 944.2838 | 502.0952 | -2034.9348 | -229.0148 | 5351.7515 | 210.1042 | -76.736 | 249.0085
2030-04-24 | 10 | 39.6372 | 1982.7697 | -31.5633 | -461.0134 | -399.9833 | -2104.2815 | -12805.8438 | 2897.6191 | -2.9096 | -314.4182 | 3895.2861 | 194.9987 | 1800.9869 | 143.2231 | 2008.8704 | 1999.4135 | -501.2494 | 209.9994 | -59.3289 | 530.145 | -1304.1013 | -4199.6396 | -138.5924 | -53.1423 | -108.3086 | -1198.8553 | -1408.8564 | -975.5798 | -136.6158 | 325.6784 | 1713.0121 | -6947.9053 | 198.4787 | -1471.3269 | 0.80838 | 1254.2943 | -3361.6299 | -525.7823 | 51.5865 | 449.6596 | -1403.8783 | -153.1994 | 3352.7717 | 1130.5785 | 3587.6707 | -266.3841 | -594.2 | 2739.3372 | -1315.4811 | 812.4048 | 142.2445 | -1542.1217 | -34.8293 | 4767.5957 | 210.1042 | -65.7912 | 191.5796
2030-04-24 | 11 | 22.1195 | 1553.1855 | -36.0312 | -497.5839 | -562.5972 | -1785.5558 | -11684.3994 | 2360.9656 | -267.3363 | -313.4179 | 3898.1282 | 195.0015 | 1830.4559 | 169.4288 | 2023.3601 | 1939.9146 | -262.6858 | 209.9994 | -81.2516 | 642.7733 | -1320.3966 | -4227.1016 | -86.6866 | -63.3513 | 4.3364 | -1339.6965 | -1637.1442 | -898.6592 | -118.8293 | 367.5902 | 1802.3704 | -5028.6035 | 228.0078 | -1009.6829 | 0.97125 | 1635.6327 | -1365.9514 | -548.3315 | 0.99574 | 449.7482 | -1425.2839 | -3.9543 | 3312.1833 | 1101.2639 | 3469.2161 | -266.3682 | -425.5481 | 2771.0537 | -836.925 | 934.4141 | 594.642 | -1693.6991 | -99.1145 | 6050.1836 | 210.1042 | -70.4738 | 68.7967
2030-04-24 | 12 | 16.2341 | 1872.905 | -38.5371 | -574.4816 | -467.5445 | -1935.7666 | -12059.6982 | 2394.0657 | -685.8967 | -315.9274 | 3931.1196 | 183.3545 | 1952.2992 | 190.433 | 2052.5193 | 1951.0592 | -172.9 | 209.9994 | -93.6535 | 627.323 | -1309.5382 | -4340.4751 | -128.5578 | -77.3046 | 68.8706 | -1731.8595 | -1612.5582 | -961.3764 | -122.8205 | 310.9652 | 1933.126 | -4286.7676 | 423.3392 | -970.5521 | 1.1405 | 1972.7133 | -1256.9048 | -559.9906 | 1.0065 | 449.695 | -1326.131 | -101.7808 | 3337.9795 | 1081.8962 | 3474.5413 | -265.0424 | -500.6464 | 2726.5286 | -767.0605 | 858.5668 | 616.3835 | -2058.0422 | -45.9247 | 6597.9292 | 210.1042 | -62.6926 | 106.9452
2030-04-24 | 13 | -4.8022 | 1774.1968 | -42.7798 | -575.4734 | -1194.1644 | -1513.734 | -9374.8867 | 633.7827 | -1026.2013 | -324.875 | 3940.3962 | 159.1509 | 1970.3993 | 166.5289 | 2057.8208 | 1654.358 | 164.1493 | 209.9994 | -235.6794 | 715.6022 | -1435.2845 | -4124.3428 | -151.615 | -110.4314 | 833.4124 | -1793.4403 | -1472.7324 | -793.638 | -114.1278 | 154.056 | 1981.2325 | -3133.6448 | 538.3211 | -331.1495 | 3.5186 | 2727.1753 | 2544.5027 | -856.8701 | -1.9742 | 265.0897 | -1324.678 | -235.8114 | 2357.0698 | 1017.6422 | 2636.7554 | -264.9701 | -904.9333 | 3349.2371 | 315.9894 | 983.9161 | -17.533 | -1334.3895 | -130.9389 | 5219.2881 | 210.1042 | -140.9944 | 51.533
2030-04-24 | 14 | -21.9019 | 1651.4159 | -50.906 | -572.2894 | -1911.5447 | -1254.8308 | -6079.8301 | -1083.0063 | -470.8705 | -352.8527 | 3918.1558 | 130.5034 | 1589.5343 | 195.8811 | 2099.3367 | 1901.2513 | 317.2787 | 209.9994 | -330.275 | 856.7812 | -1494.7924 | -4004.3552 | -167.222 | -123.434 | 1457.1449 | -1959.0692 | -1895.6821 | -716.9709 | -100.9571 | -45.7012 | 1733.0049 | -1458.8 | 344.13 | 141.7604 | 2.7492 | 2963.021 | 5395.5327 | -819.2409 | -208.6674 | 1.0019 | -1222.4098 | -305.7893 | 2790.5676 | 1020.5511 | 2754.1045 | -267.3748 | -1662.4445 | 5026.4116 | 1847.9503 | 876.8345 | -1200.2069 | -51.9565 | -550.0952 | 4541.0117 | 210.1042 | -351.1414 | 5.6096
2030-04-24 | 15 | -18.4231 | 1351.7802 | -46.8223 | -598.5341 | -1892.3733 | -1198.6149 | -5187.897 | -1202.0691 | -944.6736 | -366.753 | 3966.7659 | 57.1216 | 1483.1562 | 190.9775 | 2111.1597 | 1887.2465 | 308.2739 | 209.9994 | -341.5936 | 635.4548 | -1526.9797 | -3758.9744 | -168.599 | -112.1143 | 1518.0297 | -1933.1013 | -1486.1586 | -643.6153 | -88.6256 | 65.8839 | 1882.2837 | -1389.9207 | 543.4114 | 106.4838 | 2.3513 | 3014.9692 | 7196.6826 | -627.557 | -2.2002 | 248.9516 | -1171.0435 | -325.9901 | 3335.3662 | 1147.9204 | 3485.0347 | -267.3778 | -271.7729 | 4288.1289 | 1056.936 | 918.8047 | -951.8649 | -51.4159 | -939.1509 | 6749.8008 | 210.1043 | -363.2801 | -11.0412
2030-04-24 | 16 | -19.5472 | 1259.0012 | -49.8396 | -595.0098 | -1895.6521 | -1196.298 | -5195.1641 | -1222.5322 | -950.327 | -373.1411 | 3906.7432 | 58.0953 | 1297.1036 | 134.8423 | 2103.7231 | 1927.3186 | 310.9778 | 209.9994 | -618.7174 | 628.2202 | -1349.5836 | -3454.6104 | -135.4973 | -83.4784 | 3116.3792 | -1987.6464 | -1707.6222 | -657.1596 | -79.3525 | 138.7995 | 1840.7454 | -1050.6926 | 502.1782 | 97.0923 | 2.3761 | 2981.3496 | 7176.3882 | -697.6419 | -2.3272 | 450.0333 | -1186.9291 | -221.7476 | 3500.1357 | 1192.0563 | 3731.1638 | -270.1889 | -544.0862 | 4355.9731 | 1093.5122 | 811.5255 | -933.0389 | -50.0176 | -1061.0613 | 7266.521 | 210.1042 | -360.9308 | -14.5799
2030-04-24 | 17 | -19.7988 | 1416.8619 | -52.6314 | -593.0132 | -1891.915 | -1238.0681 | -4208.7534 | -1273.5797 | -1541.5275 | -364.5359 | 3904.1704 | 76.2716 | 995.4194 | 113.2033 | 2100.0876 | 1983.4052 | 332.5768 | 209.9994 | -490.089 | 755.9849 | -1467.1136 | -3435.0557 | -167.388 | -93.1561 | 2476.7551 | -2016.3959 | -1909.3175 | -716.6631 | -87.7591 | -10.7998 | 1668.2467 | -871.7144 | 455.5223 | 88.0544 | 2.157 | 2988.4988 | 6952.4307 | -708.3856 | 1.0003 | 449.4362 | -1106.616 | -305.0505 | 3594.3784 | 1246.314 | 3838.0286 | -272.1263 | -631.0647 | 4434.9824 | 996.8096 | 754.3781 | -1357.1055 | 313.1269 | -1215.4094 | 7766.0259 | 210.1042 | -374.3481 | 23.1908
2030-04-24 | 18 | -25.2404 | 1170.5583 | -53.3966 | -576.3537 | -1853.7377 | -1064.9877 | -4375.6997 | -1056.4928 | -1428.2655 | -376.7523 | 3918.447 | 68.0081 | 1077.8507 | 104.0599 | 2095.9885 | 1895.4742 | 373.851 | 209.9994 | -408.4799 | 757.9142 | -1319.0513 | -3322.3062 | -137.8746 | -99.77 | 2206.2295 | -1896.1385 | -1876.4934 | -692.0461 | -87.428 | 69.9449 | 1892.4761 | -437.4076 | 485.2203 | 220.5715 | 1.5096 | 2877.1702 | 7497.2173 | -498.6942 | 485.0215 | 449.9388 | -1075.1338 | -203.7336 | 3539.1431 | 1278.9879 | 4155.8789 | -276.4159 | -306.9133 | 4395.585 | 621.696 | 692.2673 | -1203.6486 | 1.0076 | -728.967 | 8460.7148 | 210.1042 | -299.6741 | 114.7505
2030-04-24 | 19 | -36.061 | 995.4574 | -59.973 | -652.709 | -1808.799 | -1047.9182 | -4501.043 | -976.1449 | -519.8364 | -379.4205 | 3853.8167 | 14.4238 | 976.6588 | 84.6003 | 2104.8325 | 1677.4565 | 332.5251 | 209.9994 | -360.7655 | 814.5778 | -1301.0405 | -3891.342 | -78.7151 | -101.327 | 2043.866 | -2026.0908 | -2381.7026 | -696.3459 | -74.9047 | 214.2925 | 1934.7711 | 0.97485 | 381.032 | 366.7251 | 1.3934 | 2963.2578 | 8034.4194 | -723.6289 | 50.0532 | 449.6129 | -1297.6788 | 27.6973 | 3528.6726 | 1307.3469 | 3821.7214 | -279.0113 | -479.1765 | 4246.5225 | 402.3961 | 642.0918 | -45.1629 | -347.0182 | -83.1527 | 9955.0732 | 210.1042 | -133.88 | 119.9892
2030-04-24 | 20 | -53.7355 | 489.7957 | -66.5319 | -750.978 | -1624.7189 | -752.4507 | -5450.5972 | -1085.7571 | -630.6091 | -348.6335 | 3857.8921 | 128.3472 | 814.8717 | 109.6854 | 2084.7368 | 949.908 | 27.6917 | 209.9994 | -275.558 | 1132.7095 | -1560.4784 | -4817.5103 | -13.1341 | -74.0457 | 1330.5841 | -2064.6047 | -3027.1807 | -631.749 | -56.7737 | 260.719 | 1847.9158 | 1417.9631 | 89.2443 | 861.6459 | 0.34871 | 2229.0132 | 9864.0459 | -748.4637 | 83.3535 | 449.596 | -1908.4799 | 170.2154 | 3475.9546 | 1321.3511 | 3793.0437 | -279.4192 | -488.0473 | 4091.7356 | 102.877 | 1126.9934 | 806.8901 | -736.5887 | -561.134 | 11737.541 | 210.1043 | -147.9218 | 48.7853
2030-04-24 | 21 | -48.7892 | 752.8973 | -68.295 | -622.266 | -1172.9292 | -1170.3555 | -7535.7275 | 130.7043 | -438.8113 | -350.7434 | 3813.0352 | 122.5027 | 980.1014 | 10.6942 | 2006.7307 | 622.814 | 16.4299 | 209.9994 | -357.961 | 950.171 | -1549.3143 | -4997.5479 | -50.5872 | -51.0268 | 1942.5968 | -2096.251 | -2725.9836 | -728.2462 | -73.5911 | 306.078 | 2155.0559 | 502.1143 | 384.5782 | 580.1049 | 0.53608 | 2123.7922 | 7583.1523 | -826.2433 | 0.99848 | 449.6428 | -1831.0668 | 48.8643 | 3565.646 | 1343.6178 | 3748.2595 | -271.8582 | -730.4135 | 3284.9146 | -949.9304 | 1052.1644 | 612.5393 | -952.8099 | -511.5721 | 12488.5967 | 210.1043 | -81.6428 | 166.9127
2030-04-24 | 22 | -29.7829 | 1037.8124 | -59.7319 | -659.6099 | -882.2527 | -1407.6517 | -9763.0273 | 1288.9791 | -34.9589 | -352.2125 | 3817.4351 | 120.7821 | 937.895 | 0.99991 | 2007.3507 | 531.8369 | -102.5259 | 209.9994 | -420.886 | 832.4706 | -1584.7175 | -4926.0547 | -21.5383 | -17.8627 | 2209.397 | -1931.3961 | -2702.2671 | -795.714 | -79.7001 | 396.0476 | 2257.7412 | 0.97743 | 359.1417 | 186.0466 | 0.54512 | 1729.0422 | 3068.373 | -731.0583 | 0.99872 | 449.6476 | -1799.0088 | 158.2466 | 3676.5469 | 1402.3315 | 3783.4485 | -276.0815 | -515.9581 | 3469.0122 | -802.2853 | 1169.5903 | 870.941 | -1058.7329 | -858.5933 | 12541.4443 | 210.1042 | -92.7866 | 174.3907
2030-04-24 | 23 | -27.4781 | 881.8553 | -56.19 | -474.596 | -863.5225 | -1642.35 | -10943.4707 | 1367.2418 | -42.1341 | -351.9807 | 3809.2307 | 113.4765 | 1219.9708 | -8.1621 | 1986.2744 | 100.8556 | 22.2786 | 209.9994 | -466.0671 | 627.3533 | -1398.4963 | -4793.7188 | -14.5019 | -11.5015 | 2509.1208 | -1925.7268 | -2678.106 | -840.6158 | -76.1276 | 445.9017 | 2418.8606 | 0.96851 | 379.5885 | 15.1486 | 0.55084 | 1685.6282 | -670.6996 | -785.1486 | 160.2757 | 449.5356 | -2148.2053 | 235.0642 | 2358.2358 | 1336.1168 | 2914.2905 | -287.2744 | -799.145 | 2901.949 | -1169.64 | 1314.7565 | 1321.9094 | -1774.9227 | -157.8746 | 13762.9551 | 210.1042 | -12.7981 | 31.294
2030-04-24 | 24 | -24.3296 | 1301.5153 | -48.3605 | -319.9465 | -754.0091 | -1875.5809 | -11402.4873 | 2009.996 | -63.5825 | -360.462 | 3746.854 | 68.6759 | 1559.7516 | 73.2681 | 2041.9366 | 299.9951 | 185.0891 | 209.9994 | -195.7231 | 599.1357 | -1341.4398 | -4575.8486 | -17.688 | -50.9701 | 1256.4008 | -1927.8539 | -2376.3442 | -877.2029 | -101.3002 | 411.9376 | 2327.9133 | 0.99996 | 469.5209 | -114.7955 | 0.56488 | 1910.7001 | -2500.1128 | -240.3992 | 227.4131 | 449.5015 | -1953.2174 | 355.0772 | 2361.6746 | 1429.3783 | 2806.99 | -2.0416 | -271.0705 | 3519.2554 | -557.185 | 1234.6691 | 141.566 | -1530.9449 | -2.9096 | 11914.3779 | 210.1043 | -154.367 | -71.6126
2030-04-25 | 1 | -27.5782 | 1376.384 | -53.6744 | -310.5885 | -700.8493 | -1859.0529 | -11406.6221 | 2479.1846 | 741.3782 | -349.0381 | 3721.2004 | 72.5694 | 1629.0179 | 1.0032 | 1844.7067 | 540.3922 | 247.5681 | 209.9994 | -123.5012 | 472.7923 | -1092.3313 | -4659.6958 | -16.8226 | -60.7446 | 486.3773 | -2005.9998 | -2131.9753 | -878.6607 | -113.5831 | 484.652 | 2344.5066 | 0.99737 | 545.9681 | -37.2056 | 0.567 | 1817.3073 | -2342.1235 | -173.9982 | 421.7284 | 1.0043 | -2184.4688 | 333.581 | 1991.9155 | 1287.2112 | 2624.8489 | 1.0141 | -275.4113 | 3925.365 | -134.2215 | 1323.8285 | 14.4483 | -745.1788 | 1.0008 | 11086.4326 | 210.1042 | -175.8505 | 93.1093
2030-04-25 | 2 | -24.5754 | 1599.2021 | -51.3631 | -276.1572 | -357.7283 | -1882.9818 | -11035.8203 | 3210.7075 | 1671.8528 | -364.7218 | 3727.2676 | -0.83175 | 1742.8397 | 98.0124 | 1895.3383 | 355.2931 | 322.9269 | 209.9994 | -158.142 | 285.3958 | -996.6418 | -4737.4224 | -69.9906 | -73.0708 | 743.8876 | -1961.6488 | -1947.7372 | -877.9731 | -135.2974 | 481.34 | 2249.8025 | 0.97343 | 594.3898 | -80.2823 | 0.58149 | 1994.9554 | -2150.2107 | -236.3889 | 409.9472 | 0.99998 | -2087.1694 | 155.6868 | 2304.5657 | 1253.3628 | 2868.1553 | 1.0156 | -275.6967 | 2982.8481 | -1058.9468 | 1130.3241 | -82.7925 | -1255.3026 | 427.4697 | 8500.1289 | 210.1042 | -116.0573 | 67.8783
2030-04-25 | 3 | -22.4108 | 1713.2727 | -50.5577 | -262.5447 | -388.7836 | -1875.3352 | -11255.2725 | 3213.6719 | 1955.9728 | -368.4153 | 3710.2322 | -24.2206 | 1797.3053 | 62.8192 | 1902.4432 | 101.0517 | 314.6214 | 209.9994 | -227.958 | 153.8739 | -855.761 | -4793.042 | -134.2387 | -103.793 | 1432.17 | -1954.8922 | -1875.1632 | -873.3979 | -145.1365 | 412.1911 | 2082.1162 | 1.0009 | 619.257 | -72.8215 | 0.58101 | 2294.718 | -2116.2712 | -310.7842 | 447.892 | 0.99961 | -2045.4163 | -23.0295 | 2026.4224 | 1413.996 | 2693.9238 | 1.0208 | -278.3578 | 3312.0034 | -684.4985 | 874.4963 | -86.9771 | -1225.0898 | 1181.3208 | 6062.8638 | 210.1042 | -54.6067 | 71.9652
2030-04-25 | 4 | -19.1971 | 1804.0439 | -43.2409 | -280.4785 | -310.8231 | -1860.3584 | -11327.6963 | 3327.886 | 2038.8053 | -366.635 | 3601.3508 | -9.3206 | 1882.5825 | 199.3055 | 1978.4089 | -143.5274 | 181.8962 | 209.9994 | -276.0749 | 80.0469 | -868.5497 | -5168.2153 | -173.4704 | -110.5056 | 1822.5216 | -2016.8945 | -1944.953 | -876.0469 | -149.6684 | 352.7879 | 2029.1877 | 0.98682 | 621.9622 | -23.6173 | 0.57642 | 2390.5405 | -1542.9006 | -306.8983 | 278.1097 | 1.0033 | -2198.2688 | -128.8862 | 2136.533 | 1475.813 | 2622.707 | 1.0157 | -278.3174 | 3284.2017 | -659.9674 | 834.5181 | -95.0573 | -1242.1176 | 1423.5928 | 3528.2944 | 210.1042 | -43.4021 | 87.3903
2030-04-25 | 5 | -22.7689 | 1927.0632 | -55.7403 | -322.5379 | -125.033 | -2006.8245 | -11741.3877 | 3653.3152 | 2003.5957 | -196.6566 | 3636.2175 | -1.5058 | 1469.3048 | 23.6164 | 1556.9932 | -295.0839 | -29.9181 | 209.9994 | -233.7675 | 73.9258 | -1053.3175 | -5362.2871 | -153.3084 | -135.562 | 1644.254 | -2090.1265 | -1961.2551 | -917.4025 | -152.2943 | 386.5466 | 1852.1271 | 0.97434 | 602.3945 | -97.4914 | 0.61428 | 2547.7947 | -1008.772 | -322.5366 | 469.8889 | 0.99882 | -2137.2659 | -74.4978 | 1994.562 | 1440.6754 | 2646.6758 | 1.0241 | -278.4064 | 3159.5222 | -1013.3809 | 862.1904 | -37.2334 | -1677.0928 | 1189.4222 | 1294.2048 | 210.1042 | -30.0758 | 112.6596
2030-04-25 | 6 | -24.0081 | 1854.6459 | -61.243 | -338.9729 | 47.2437 | -2062.2362 | -12290.353 | 3875.3885 | 1001.8783 | -267.2673 | 3699.1373 | 69.7803 | 1445.306 | 127.5659 | 1717.7535 | -383.1854 | -111.9445 | 209.9994 | -315.6568 | 101.1657 | -1157.9067 | -5638.323 | -122.1124 | -111.4504 | 2003.7986 | -2068.5659 | -2146.7979 | -928.0163 | -148.8101 | 451.5305 | 1945.7975 | 0.98211 | 548.0096 | -147.3506 | 0.57891 | 2357.6481 | -1090.8955 | -285.8989 | 353.8165 | 1.0004 | -2341.8605 | -20.5398 | 2053.1855 | 1393.7309 | 2614.1871 | -0.6216 | -276.4158 | 3048.0964 | -903.9109 | 976.0178 | 602.6041 | -2349.1693 | 595.1911 | 1410.0211 | 210.1042 | -20.4797 | 0.99997
2030-04-25 | 7 | -25.2472 | 1782.2285 | -66.7457 | -355.4078 | 219.5204 | -2117.6479 | -12839.3184 | 4097.4619 | 0.16089 | -337.8781 | 3762.0571 | 141.0665 | 1421.3071 | 231.5155 | 1878.5139 | -471.2869 | -193.9709 | 209.9994 | -397.5461 | 128.4056 | -1262.496 | -5914.3589 | -90.9164 | -87.3387 | 2363.3433 | -2047.0052 | -2332.3406 | -938.6301 | -145.326 | 516.5143 | 2039.468 | 0.98987 | 493.6246 | -197.2097 | 0.54355 | 2167.5015 | -1173.019 | -249.2612 | 237.7442 | 1.0019 | -2546.4551 | 33.4182 | 2111.8091 | 1346.7864 | 2581.6985 | -2.2673 | -274.4251 | 2936.6707 | -794.4409 | 1089.8452 | 1242.4417 | -3021.2458 | 0.95986 | 1525.8373 | 210.1042 | -10.8837 | 24.1047
2030-04-25 | 8 | -22.7807 | 1367.114 | -62.7775 | -325.9858 | 169.6437 | -1826.8438 | -13002.9951 | 3997.384 | 0.99757 | -347.676 | 3888.699 | 135.0367 | 1573.8484 | 294.3632 | 2045.1763 | -846.9227 | -340.3191 | 209.9994 | -455.1884 | 261.4608 | -1095.682 | -5401.1348 | -99.0718 | -62.1879 | 2612.136 | -1710.9473 | -2022.7888 | -860.1237 | -131.0393 | 569.564 | 2081.6677 | 0.97782 | 487.1208 | -225.445 | 0.56559 | 1774.8429 | -1430.6104 | -868.8074 | 1.0014 | 268.1034 | -2369.9707 | -119.7233 | 3414.7297 | 1429.4784 | 3296.8472 | -2.613 | -271.2526 | 2331.0959 | -1509.976 | 1009.1987 | 987.5051 | -2490.6702 | -277.4149 | 2378.4089 | 210.1042 | -55.3432 | 63.3432
2030-04-25 | 9 | -9.9633 | 1441.2588 | -38.893 | -314.8478 | -11.4829 | -1878.0728 | -13157.0986 | 3662.3276 | -3.0816 | -343.4793 | 3911.8782 | 161.662 | 1254.983 | 388.7476 | 2209.3442 | -970.2355 | -482.3888 | 209.9994 | -441.3331 | 441.3192 | -1157.5216 | -5366.4346 | -62.0524 | -54.4042 | 2358.2749 | -1683.4073 | -2211.4817 | -892.7675 | -121.6646 | 564.3802 | 1903.5398 | -257.6526 | 399.1609 | -411.395 | 0.57386 | 1563.3724 | -1946.2195 | -805.8071 | 1.0179 | 387.9215 | -2333.0967 | -3.4345 | 3579.0957 | 1413.0105 | 3667.4446 | -277.8797 | -270.7891 | 1984.4209 | -1542.5537 | 1162.2649 | 1379.4586 | -2215.5435 | -417.0883 | 4400.4717 | 210.1043 | -77.1433 | 40.701
2030-04-25 | 10 | -16.1663 | 1798.4745 | -45.1454 | -379.8502 | -285.5811 | -2068.4578 | -12446.0566 | 3127.1052 | -3.0748 | -206.353 | 3993.208 | 164.1114 | 1399.4353 | 417.7643 | 2217.3892 | -843.2563 | -583.2115 | 209.9994 | -419.9461 | 831.1664 | -1119.5421 | -5151.2158 | -44.2582 | -33.354 | 2144.636 | -2159.9885 | -2490.3447 | -967.4052 | -117.225 | 444.9354 | 1881.6249 | 0.97987 | 313.3898 | -389.2039 | 0.63787 | 1243.5085 | -1715.2504 | -578.3661 | 203.0312 | 449.3896 | -2291.1328 | 0.99809 | 4122.688 | 1456.8273 | 4370.8345 | -273.6233 | -270.7282 | 2491.3262 | -921.3303 | 1191.0576 | 1274.3367 | -1756.7579 | -635.2286 | 5313.5273 | 210.1042 | -95.313 | 27.4154
2030-04-25 | 11 | -12.677 | 1814.9869 | -48.5047 | -461.1403 | -218.8109 | -2007.8514 | -12279.0488 | 3090.6433 | -858.7185 | -223.4098 | 3991.3916 | 194.9994 | 1409.4103 | 451.321 | 2198.3936 | -657.7674 | -734.341 | 209.9994 | -371.2834 | 737.2909 | -1038.8351 | -5153.9897 | -17.3142 | -32.0629 | 1885.9956 | -2314.3228 | -1568.9091 | -971.0302 | -113.406 | 511.4437 | 1871.4034 | 0.98629 | 280.733 | -454.1271 | 0.58574 | 1135.0635 | -1729.0413 | -573.7821 | 232.7909 | 449.3256 | -2196.2366 | 77.1855 | 4202.3765 | 1451.2937 | 4489.1992 | -266.7798 | -317.757 | 2091.8652 | -1510.0674 | 1161.8596 | 1503.6791 | -2044.1532 | -844.2288 | 6848.1177 | 210.1042 | -70.4061 | 1.0292
2030-04-25 | 12 | -18.4186 | 1636.486 | -53.185 | -510.1891 | -589.3197 | -1902.7036 | -11318.376 | 2318.2629 | -8.4316 | -236.6082 | 3979.939 | 186.485 | 1160.6085 | 511.2415 | 2263.1155 | -350.6212 | -772.5312 | 209.9994 | -331.3077 | 787.5111 | -979.8281 | -4326.1558 | -21.504 | -22.2818 | 1623.2405 | -2379.4912 | -1433.6776 | -941.4022 | -102.8998 | 429.2755 | 1789.2655 | 0.98936 | 261.9743 | -447.5044 | 0.62515 | 603.9948 | -1626.4893 | -557.8279 | 201.9631 | 449.3627 | -2029.1737 | 19.4553 | 4179.0581 | 1429.3752 | 4404.2666 | -263.4669 | -523.6118 | 1854.6455 | -1812.382 | 1059.51 | 1048.5719 | -1440.9354 | -490.3292 | 7863.7192 | 210.1042 | -87.9552 | 20.9791
2030-04-25 | 13 | -4.8808 | 1671.947 | -47.7184 | -667.4545 | -424.7623 | -1871.5953 | -11849.7529 | 2645.5281 | -389.129 | -172.6441 | 3994.1033 | 177.6357 | 1671.9777 | 556.8736 | 2282.324 | -215.2722 | -1005.6911 | 209.9994 | -263.3791 | 588.7114 | -910.3182 | -2842.5918 | -10.0069 | -14.0751 | 1371.5803 | -2091.083 | -694.0888 | -957.0074 | -101.1792 | 542.1035 | 1809.8962 | -876.8286 | 247.678 | -648.8884 | 0.75106 | -289.6653 | -1344.6663 | 1.0007 | 347.6198 | 449.122 | -2037.9958 | 80.8255 | 4032.0393 | 1368.7526 | 4271.7295 | -45.1919 | -270.5099 | 585.912 | -3050.1963 | 977.7567 | 1297.9707 | -1806.8871 | -426.8069 | 8180.2354 | 210.1042 | -45.0203 | 81.0406
2030-04-25 | 14 | 3.407 | 1676.6383 | -38.9588 | -657.9823 | -12.1448 | -1912.9535 | -12668.3945 | 3212.6848 | -945.2413 | -103.4822 | 4030.626 | 137.1397 | 2037.5516 | 569.6198 | 2296.7468 | -83.1772 | -1026.2612 | 209.9994 | -251.6102 | 450.4102 | -814.7975 | -1644.2898 | 14.0231 | -17.2578 | 1529.2649 | -1580.0585 | 228.9884 | -950.1768 | -103.763 | 628.8281 | 1640.4642 | -1330.63 | 33.9735 | -727.1458 | 0.79392 | -591.1337 | -1727.7183 | 0.99844 | 245.7339 | 449.1844 | -2034.3062 | 306.1073 | 4191.1489 | 1364.1299 | 4258.1934 | -5.3221 | -270.553 | -76.2711 | -4080.2993 | 976.1777 | 1730.2844 | -2496.428 | -651.1573 | 7852.2227 | 210.1042 | -2.487 | 69.3356
2030-04-25 | 15 | 6.5756 | 1591.2906 | -36.6218 | -678.7174 | -54.9519 | -1889.5107 | -12541.4932 | 2970.7427 | -1075.2729 | -127.9478 | 3765.9929 | 139.4733 | 1247.0319 | 566.8004 | 2289.6873 | -212.1777 | -1016.1096 | 209.9994 | -271.4954 | 740.7112 | -867.5933 | -449.9352 | 93.1788 | -8.6385 | 1584.4388 | -1352.5022 | 17.0687 | -939.2147 | -91.854 | 654.1704 | 1520.1583 | -1919.0837 | -100.7349 | -717.7919 | 1.7739 | -565.5989 | -1571.7 | 1.0017 | 286.8618 | 449.2181 | -2080.6392 | 546.1287 | 4133.8174 | 1397.8738 | 4276.875 | -54.1427 | -270.608 | 913.1735 | -2846.5637 | 1212.8457 | 2375.3958 | -2639.7861 | -1087.8964 | 8535.9922 | 210.1042 | -29.7136 | 17.529
2030-04-25 | 16 | 1 | 1666.0328 | -38.3596 | -695.3708 | -62.7592 | -1811.532 | -12690.7676 | 2948.8457 | -1472.7797 | -109.7719 | 3914.8228 | 156.9039 | 1724.239 | 635.2218 | 2339.7527 | -318.2372 | -1151.186 | 209.9994 | -268.0103 | 495.9609 | -864.6441 | -545.6118 | 83.2231 | -9.3095 | 1707.2847 | -1347.54 | 11.3454 | -907.3594 | -92.6465 | 690.1367 | 1445.5396 | -1229.9232 | -164.6682 | -585.6313 | 1.1027 | -772.2671 | -1281.1587 | 1.0019 | 323.8714 | 449.2059 | -2063.6914 | 516.1016 | 4443.5112 | 1410.3182 | 4826.0181 | -264.1454 | -344.7618 | -312.2756 | -4254.6587 | 1119.4761 | 2169.6729 | -2649.5244 | -898.2795 | 8618.541 | 210.1042 | -29.6197 | 42.2324
2030-04-25 | 17 | -4.9982 | 1498.7288 | -46.8875 | -646.6068 | -87.6726 | -1557.639 | -11078.8184 | 2386.9214 | -1573.9065 | -127.5906 | 4024.0564 | 176.2431 | 1850.4138 | 636.7133 | 2347.0334 | -670.5316 | -997.846 | 209.9994 | -236.9192 | 475.6944 | -911.1417 | -617.9119 | 30.0061 | -20.0833 | 1409.5325 | -1850.3607 | 466.7886 | -846.0538 | -95.2496 | 566.5317 | 1625.6613 | -627.3653 | 209.0355 | -386.515 | 3.4101 | -105.8552 | -367.7843 | -473.2895 | 0.99891 | 448.1951 | -1967.4838 | 342.3441 | 4741.9277 | 1440.6261 | 4690.6958 | -267.2065 | -1066.6715 | 104.7726 | -4192.3687 | 1045.0298 | 1911.0728 | -2558.7993 | -601.711 | 8425.9619 | 210.1042 | -40.6761 | 38.2516
2030-04-25 | 18 | -7.6031 | 1178.6119 | -47.4555 | -593.2023 | -497.7487 | -1252.2668 | -9180.4922 | 1250.9399 | -1317.9092 | -216.061 | 3967.3975 | 195.0001 | 1462.2128 | 593.8929 | 2300.9365 | 100.637 | -474.5765 | 209.9994 | -180.8245 | 593.8135 | -1063.7319 | -985.1088 | 6.2365 | -21.7866 | 829.9948 | -1573.6384 | 256.6211 | -740.475 | -87.5518 | 414.7421 | 1575.489 | -723.2947 | 88.4293 | -214.2499 | 4.3781 | 0.9917 | 874.0494 | -403.5675 | 1 | 449.5675 | -2043.4792 | 269.6776 | 4596.7471 | 1481.3503 | 4602.2686 | -270.8009 | -1054.875 | 1487.3003 | -3406.1814 | 1103.1863 | 1594.2548 | -1912.4746 | -652.3347 | 8744.6992 | 0.10423 | -64.0959 | 14.6664
2030-04-25 | 19 | -9.8242 | 577.4557 | -44.8666 | -540.0652 | -772.9903 | -858.3179 | -7887.8687 | 353.4949 | -958.9194 | -279.5972 | 3895.2922 | 195.0003 | 1406.1367 | 596.6693 | 2309.7681 | 40.4229 | -405.1186 | 209.9994 | -85.9927 | 667.8044 | -1096.7164 | -700.2066 | 34.3739 | -16.4575 | 175.9828 | -1250.4307 | 9.6624 | -600.2262 | -69.9345 | 420.7779 | 1454.8342 | -86.7323 | -163.2866 | 22.9054 | 3.9077 | -397.2723 | 1452.6744 | -1.9355 | 254.9791 | 449.1497 | -2156.6245 | 330.5236 | 4741.978 | 1572.881 | 5018.3843 | -274.4669 | -377.9861 | 2120.4587 | -2804.0762 | 1189.1061 | 1709.4147 | -1663.2706 | -792.9457 | 9532.6064 | 0.10423 | -51.3861 | 159.5844
2030-04-25 | 20 | -16.5041 | 240.3887 | -44.7592 | -531.6904 | -1359.347 | -577.3154 | -6374.1973 | -487.4941 | -227.6514 | -353.9934 | 3889.3145 | 194.9995 | 1387.6954 | 588.3649 | 2318.0354 | -357.6327 | -178.3085 | 209.9994 | -65.2541 | 736.7992 | -1212.9233 | -216.9541 | 4.6177 | -26.0838 | 61.9302 | -1304.2826 | 149.5451 | -522.911 | -60.591 | 318.075 | 1575.1917 | 735.8248 | 8.0746 | 348.0961 | 5.6692 | 123.1777 | 2727.074 | -1.9273 | 200.2823 | 449.1966 | -2251.5227 | 239.3312 | 4694.749 | 1621.6969 | 5021.79 | -275.8308 | -317.343 | 3177.0112 | -1697.9877 | 1232.4314 | 1389.0366 | -967.7516 | -785.4119 | 10033.2695 | 0.10423 | -113.4944 | 260.263
2030-04-25 | 21 | -10.6892 | 35.5426 | -46.2299 | -427.2871 | -1872.9364 | -529.1284 | -4472.3872 | -1461.3518 | -3.034 | -359.9641 | 3864.6602 | 153.2424 | 1179.0605 | 616.8696 | 2349.3416 | -373.2854 | -95.0289 | 209.9994 | -153.2049 | 796.2781 | -1356.1967 | -558.817 | 18.1883 | -55.714 | 575.8895 | -1163.4351 | -448.0168 | -477.7895 | -58.0258 | 265.4095 | 614.0095 | 181.207 | -246.7719 | 312.0864 | 4.8626 | 1708.6294 | 2039.0154 | -330.89 | 0.99961 | 449.4926 | -1986.6715 | 304.8233 | 4346.0229 | 1596.0638 | 4416.041 | -271.1292 | -712.459 | 3827.0996 | -124.8886 | 1199.7168 | 1358.5598 | -544.8214 | -979.9737 | 11435.4082 | 0.10423 | -159.744 | 293.4942
2030-04-25 | 22 | -7.2568 | 212.5806 | -41.5275 | -376.5946 | -1903.1361 | -602.4808 | -3727.844 | -870.9296 | -3.0124 | -383.6453 | 3826.4268 | -6.7521 | 1461.46 | 607.2088 | 2348.9575 | -297.0183 | 88.0995 | 209.9994 | -296.2109 | 540.9527 | -1248.9113 | -590.7093 | 8.472 | -71.7137 | 1415.652 | -1081.208 | -256.6999 | -471.6301 | -75.3783 | 421.8466 | 942.6913 | 147.1596 | -95.8367 | 326.461 | 4.9411 | 2182.4429 | 2020.1014 | -409.808 | 1.0009 | 1.0011 | -1591.9814 | 293.8061 | 4314.7446 | 1626.3169 | 4452.0376 | -275.3044 | -789.6249 | 4183.5215 | 677.8169 | 955.7051 | 1001.8793 | -111.0278 | -1039.1658 | 11102.0732 | 0.10423 | -191.341 | 217.4479
2030-04-25 | 23 | -3.5066 | 295.6497 | -36.373 | -346.6145 | -1915.3922 | -710.6459 | -4841.4409 | -1065.0208 | 766.1149 | -382.077 | 3787.7334 | -2.9665 | 1928.8724 | 602.1328 | 2349.3347 | -337.3488 | 123.3288 | 209.9994 | -306.9528 | 564.8772 | -1088.276 | -770.8325 | 36.983 | -76.5646 | 1464.5035 | -1142.2087 | -387.8872 | -503.842 | -70.1662 | 476.1552 | 941.3124 | 4.1368 | -68.6133 | 294.543 | 4.5865 | 2378.823 | 1110.2012 | 107.3681 | 376.2022 | 450.0331 | -1581.0022 | 449.6089 | 4331.4961 | 1637.5273 | 4687.1416 | -63.8625 | -274.7209 | 4710.7695 | 1189.8325 | 950.4202 | 717.997 | 1.0118 | -681.8927 | 11533.918 | 210.1042 | -223.1411 | 177.1072
2030-04-25 | 24 | 0.14912 | 481.7343 | -29.5052 | -308.3236 | -1987.0251 | -698.6198 | -5033.3604 | -1171.4152 | 124.7584 | -330.832 | 3746.8679 | 0.99984 | 1470.4415 | 558.0343 | 2308.855 | -560.8221 | 169.3683 | 209.9994 | -207.1911 | 540.3403 | -984.61 | -418.7055 | 16.6231 | -74.7193 | 679.5694 | -919.2061 | -110.7729 | -508.3233 | -78.9828 | 414.8035 | 994.9321 | -187.5888 | 49.109 | 197.8058 | 6.184 | 2398.491 | 745.5023 | 1.0006 | 1.001 | 449.5255 | -1667.1433 | 451.2903 | 3485.604 | 1493.6573 | 3849.3726 | -286.7822 | -275.756 | 4737.978 | 1047.9498 | 1007.2349 | 844.568 | -49.3652 | -448.5415 | 10793.8076 | 210.1042 | -284.0252 | 35.7844
2030-04-26 | 1 | 5.1663 | 902.8203 | -26.6818 | -309.4181 | -1906.7479 | -917.3536 | -5848.8115 | -273.3448 | 1355.7061 | -207.7388 | 3724.844 | -47.7657 | 1684.7786 | 480.1038 | 2265.9524 | -220.1422 | 188.2416 | 209.9994 | -137.5988 | 260.3403 | -807.9763 | -601.6638 | -73.1146 | -75.0004 | 129.8998 | -1015.5347 | 289.8843 | -591.6462 | -96.1919 | 335.6053 | 1535.371 | -817.6052 | 262.6371 | 0.99762 | 6.6124 | 2082.3245 | -105.1915 | 1.001 | 233.3094 | 449.4131 | -1655.9427 | 84.4459 | 3296.4541 | 1388.7861 | 3506.6084 | -3.157 | -272.2781 | 4852.6445 | 1831.595 | 987.2221 | 199.1136 | 1.0003 | -81.1596 | 10157.1455 | 210.1042 | -341.2871 | 120.8316
2030-04-26 | 2 | 0.71896 | 645.8085 | -26.1719 | -280.5536 | -1666.1249 | -721.4582 | -5061.311 | 0.99933 | 1950.3743 | -179.8846 | 3712.7019 | -1.5262 | 1898.6177 | 501.6951 | 2272.9233 | 3.2979 | 325.1743 | 209.9994 | -141.8646 | 289.0448 | -774.3734 | -1380.3704 | -81.063 | -56.6066 | -0.49787 | -814.8533 | 119.6475 | -490.2434 | -86.0571 | 269.1617 | 1331.5665 | -381.4183 | -20.4889 | 223.6355 | 6.5637 | 1791.2086 | -7.1115 | 1.0002 | 165.087 | 449.3875 | -2041.8436 | -10.3504 | 3212.4409 | 1327.0491 | 3424.5981 | -3.1456 | -271.8488 | 4809.2349 | 1993.6566 | 1261.4832 | 522.6498 | 1.0062 | 0.99718 | 8957.4678 | 210.1042 | -225.7917 | 154.9025
2030-04-26 | 3 | 3.1623 | 1481.5884 | -31.445 | -335.3928 | -1708.816 | -1279.6022 | -4856.4634 | -117.7393 | 2316.4001 | -206.453 | 3745.1938 | -67.8703 | 1964.4414 | 294.9068 | 2337.7466 | 127.9075 | 324.2116 | 209.9994 | -179.5686 | 41.2321 | -1011.8174 | -1783.9749 | -205.5361 | -102.6615 | 151.9055 | -1429.2676 | 530.575 | -687.3378 | -113.0487 | 84.5055 | 1629.0808 | -0.94956 | 505.5942 | -82.6152 | 5.1196 | 2966.6653 | 135.4134 | 47.3808 | 168.3413 | 450.368 | -1414.8899 | -276.4389 | 3145.5669 | 1386.9899 | 3299.1909 | 85.8676 | -274.1854 | 5133.7378 | 2458.7866 | 828.1793 | -995.015 | 45.9169 | -4.8083 | 7360.0186 | 210.1043 | -307.009 | 129.7788
2030-04-26 | 4 | 0.025141 | 1642.0354 | -34.1339 | -337.2271 | -1882.1469 | -1262.7762 | -3787.6501 | -597.2817 | 2432.8298 | -196.0435 | 3727.5225 | -55.9369 | 1896.967 | 231.9787 | 2284.0376 | 333.1793 | 482.9181 | 209.9994 | -187.8799 | 226.9464 | -1203.2087 | -2917.8025 | -244.0312 | -113.3032 | 6.3501 | -1479.7513 | -479.3774 | -661.429 | -117.9837 | -60.599 | 1427.7891 | 0.98607 | 342.9881 | -2.9105 | 4.6463 | 3088.5779 | 283.585 | 81.6403 | 192.3392 | 450.3144 | -1578.0973 | -350.5232 | 2949.5496 | 1327.0083 | 3177.9978 | 1.014 | -274.2686 | 5209.2827 | 2463.9561 | 929.1333 | -857.6443 | 467.5324 | 0.99695 | 4706.772 | 210.1043 | -326.7141 | 120.5481
2030-04-26 | 5 | -2.1159 | 1926.3394 | -39.1215 | -373.2043 | -1879.0112 | -1397.8927 | -3692.3391 | -745.6189 | 2375.7783 | -186.5933 | 3732.7205 | -47.3391 | 1485.726 | 137.3955 | 2233.9482 | 580.7721 | 545.024 | 209.9994 | -202.8833 | 275.2506 | -1497.6691 | -3389.9363 | -271.2277 | -136.1028 | 41.3586 | -1678.3446 | -1071.1642 | -699.9079 | -128.6646 | -145.8406 | 1059.1101 | 0.98499 | 240.6518 | -44.9696 | 3.8219 | 3192.1367 | 434.1522 | 26.19 | 139.6682 | 449.6053 | -1431.1602 | -375.4858 | 2617.8628 | 1311.0439 | 2861.843 | -109.9167 | -275.5022 | 5178.75 | 2284.2988 | 882.2419 | -954.7246 | 262.1434 | 1.0002 | 3660.5337 | 210.1043 | -320.0236 | 125.9683
2030-04-26 | 6 | 0.58453 | 1936.0613 | -42.6525 | -368.9467 | -2018.874 | -1347.0405 | -2906.6758 | -1302.035 | 1882.8394 | -169.4877 | 3799.6431 | -1.1733 | 1100.5219 | 92.1763 | 2196.583 | 950.3486 | 525.3199 | 209.9994 | -353.8277 | 787.0206 | -1434.0182 | -3321.7471 | -232.8461 | -131.8548 | 1091.7404 | -1544.209 | -1435.7223 | -669.0913 | -132.7333 | -111.7284 | 519.7982 | 0.98136 | -83.0984 | -97.2708 | 2.2742 | 3171.3738 | 561.1505 | 1.0006 | 0.99831 | 342.8058 | -1987.6357 | -323.8027 | 2679.7029 | 1311.9783 | 2957.9297 | -310.5193 | -275.6176 | 4872.0752 | 2328.4839 | 964.3231 | -296.361 | 97.0816 | -4.9621 | 2128.9441 | 210.1042 | -350.1018 | 165.1349
2030-04-26 | 7 | 0.99997 | 1822.4746 | -46.8875 | -365.7844 | -2028.594 | -1370.7052 | -2328.9397 | -910.1735 | 1559.3674 | -255.8433 | 3897.4307 | -34.6316 | 1012.45 | -41.7713 | 2223.4438 | 1172.0376 | 514.2943 | 209.9994 | -487.1476 | 622.1663 | -1308.2839 | -3514.1685 | -179.2097 | -139.1529 | 2315.0227 | -1446.1918 | -1588.0157 | -630.33 | -126.385 | 36.6125 | 372.2624 | 0.98182 | -145.956 | -159.2309 | 2.4556 | 3211.9824 | 876.8768 | -466.0242 | -2.0043 | 1.0016 | -2032.8761 | -301.6939 | 2835.2415 | 1258.8857 | 2979.2756 | -302.3556 | -880.4335 | 4278.7681 | 2052.4788 | 720.7231 | -82.131 | 315.5332 | -54.9499 | 1103.6479 | 210.1042 | -255.0522 | 124.1035
2030-04-26 | 8 | -1.2126 | 1408.8024 | -44.9901 | -387.1013 | -2003.6146 | -1092.0203 | -2768.9988 | -705.5676 | 738.0034 | -271.3623 | 3808.6646 | 0.99987 | 1113.5956 | -132.026 | 2176.7622 | 1092.7906 | 458.1646 | 209.9994 | -596.9977 | 690.3644 | -1330.6715 | -3408.6118 | -106.3992 | -127.8471 | 3241.4951 | -1239.8899 | -1576.8298 | -560.4016 | -110.9965 | 207.2651 | 305.272 | 3.6056 | -198.4611 | -135.571 | 2.4047 | 3107.4709 | 1824.7255 | -571.6882 | 0.99982 | 1.0006 | -1771.6 | -82.1068 | 2603.8782 | 1233.7402 | 2689.6301 | -290.0191 | -720.6835 | 4127.5981 | 1958.1859 | 719.2587 | 86.709 | -388.5489 | -615.5959 | 1690.5952 | 210.1043 | -183.2974 | 205.7483
2030-04-26 | 9 | -13.9871 | 1515.4459 | -44.0414 | -433.882 | -2014.1621 | -1168.4042 | -3491.1956 | -600.8251 | 373.3643 | -363.3472 | 4021.0042 | 29.0881 | 1542.3164 | -140.2251 | 2158.9695 | 979.6521 | 421.5723 | 209.9994 | -630.3132 | 696.3804 | -1217.5964 | -3304.5393 | -85.3155 | -129.3136 | 3694.8535 | -1467.5875 | -1636.374 | -601.7627 | -104.9793 | 272.5073 | 655.1863 | 3.5212 | -10.7202 | -80.5407 | 2.5209 | 3145.5425 | 2400.3108 | -715.8457 | -11.3399 | 0.99948 | -1677.7533 | 1.0009 | 2701.7734 | 1208.9712 | 2705.5125 | -278.9334 | -734.8259 | 3788.6956 | 1829.3787 | 633.1166 | -19.6684 | -479.4389 | -727.8101 | 2340.0322 | 210.1042 | -174.2129 | 170.3223
2030-04-26 | 10 | -0.34907 | 1591.7645 | -43.6518 | -476.3098 | -2000.0166 | -1163.7555 | -2799.6335 | -1047.5923 | 1085.9181 | -361.7048 | 4056.8462 | 89.0441 | 1586.129 | -125.4011 | 2150.3335 | 452.9088 | 383.5473 | 209.9994 | -662.0685 | 813.1376 | -1259.7166 | -3291.6135 | -138.745 | -112.6631 | 3744.6917 | -1516.2157 | -1811.745 | -597.7283 | -109.5908 | 59.212 | 518.9252 | 282.1119 | -51.0133 | -145.0986 | 2.3941 | 3029.7004 | 2603.8201 | -743.8049 | -2.0724 | 0.99915 | -1752.3005 | -123.7933 | 2735.0713 | 1186.0643 | 2668.8887 | -274.2172 | -1074.6672 | 3667.4343 | 1884.0131 | 475.3643 | -341.5883 | -220.5576 | -468.9021 | 1917.6722 | 210.1042 | -200.3358 | 65.8694
2030-04-26 | 11 | -9.4285 | 1762.4198 | -49.5961 | -535.9455 | -2002.6633 | -1241.7513 | -3215.3997 | -921.3205 | 896.2787 | -334.9363 | 4087.5688 | 138.7993 | 1810.3008 | -119.531 | 2156.6707 | 412.2462 | 389.5964 | 209.9994 | -687.5518 | 929.0822 | -1186.0587 | -3360.575 | -108.6817 | -114.8529 | 4006.4534 | -1892.6864 | -2336.8689 | -676.9847 | -110.3896 | 78.431 | 421.9684 | 1240.5305 | -107.251 | -7.5863 | 1.1691 | 3026.2385 | 3143.4326 | -937.495 | -233.4252 | 0.99955 | -1723.7518 | -3.5728 | 2736.6648 | 1161.8317 | 2424.7625 | -272.2071 | -1364.1136 | 3490.417 | 1912.2241 | 413.7224 | -48.957 | -355.0888 | -458.7008 | 2186.2627 | 210.1043 | -175.5725 | 72.9321
2030-04-26 | 12 | -7.5657 | 1773.7642 | -47.7341 | -526.7012 | -1990.7177 | -1250.8588 | -3418.6445 | -959.2864 | 831.2993 | -356.7483 | 4068.29 | 191.4301 | 1791.1639 | -96.0262 | 2136.3403 | 452.2654 | 392.2955 | 209.9994 | -697.1753 | 989.6963 | -1217.8835 | -3381.5894 | -96.158 | -110.3363 | 4014.4771 | -1838.7194 | -2416.8035 | -672.3585 | -109.0153 | 73.259 | 429.9532 | 1067.2271 | -106.896 | -55.5157 | 1.3696 | 3006.792 | 2826.2122 | -942.5184 | -75.591 | 0.99913 | -1596.1919 | 39.0081 | 2770.7891 | 1171.0714 | 2602.5945 | -270.0761 | -1199.9521 | 3505.8906 | 1959.2096 | 533.8612 | 399.4891 | -321.2196 | -662.3636 | 1942.2344 | 210.1042 | -204.6091 | 101.5067
2030-04-26 | 13 | -2.3113 | 1546.2007 | -41.7957 | -462.33 | -1981.213 | -1096.3099 | -2785.7874 | -1143.2788 | 633.2892 | -324.5951 | 4058.4868 | 130.4931 | 1758.9419 | 142.9183 | 2117.9763 | 329.8359 | 381.4434 | 209.9994 | -796.4235 | 924.7333 | -1202.9171 | -3384.0691 | -105.111 | -88.725 | 4178.8516 | -1522.5822 | -2377.3296 | -566.4213 | -103.9844 | 81.0669 | 445.1044 | 270.2805 | -202.9216 | -28.4967 | 2.0735 | 2940.1965 | 1906.3726 | -935.7995 | -2.0831 | 1.0009 | -1536.3195 | -29.2158 | 2737.2839 | 1178.8767 | 2649.2466 | -270.744 | -1211.7465 | 3480.4153 | 1994.2853 | 459.3422 | 515.9616 | 1.0073 | -585.2131 | 1398.1433 | 210.1043 | -195.5983 | 77.737
2030-04-26 | 14 | -3.6612 | 1555.3877 | -43.5317 | -470.7178 | -1967.7164 | -1070.114 | -1630.4749 | -1296.1316 | 374.6059 | -316.3533 | 4081.0393 | 117.4391 | 1107.9395 | 314.7799 | 2132.5493 | 583.4555 | 370.5852 | 209.9994 | -796.7936 | 873.4735 | -1399.4291 | -3259.3315 | -151.9754 | -81.0255 | 4011.7412 | -1516.2511 | -2082.6077 | -557.3444 | -103.1435 | -11.9808 | 566.9105 | 549.2728 | -101.6898 | 1.0016 | 2.3524 | 2930.8281 | 2360.0735 | -710.5405 | -352.1403 | 1.0008 | -1384.0795 | -237.3193 | 3156.887 | 1115.7264 | 2687.5559 | -269.4439 | -1819.5177 | 4782.7817 | 2919.5632 | 724.5764 | 565.243 | 239.1871 | -1417.7625 | 1195.4816 | 210.1042 | -325.5937 | 49.0741
2030-04-26 | 15 | -9.8123 | 1652.3264 | -37.5097 | -399.2381 | -1953.3174 | -899.3339 | 0.98691 | -1273.5894 | 641.9898 | -361.335 | 4048.2478 | 86.5605 | 1323.2255 | 394.3479 | 2204.5325 | 863.7554 | 389.5682 | 209.9994 | -805.07 | 661.195 | -1381.2754 | -2947.658 | -246.6188 | -75.2226 | 4224.4009 | -1347.2479 | -1807.0753 | -513.2663 | -117.2174 | -135.1761 | 797.6765 | 86.2491 | -36.4183 | -32.5798 | 1.6683 | 2949.9556 | 1582.0229 | -410.1457 | -2.1948 | 313.092 | -926.453 | -499.4735 | 3826.2778 | 1166.7329 | 3698.2788 | -270.0759 | -1199.6476 | 3838.3623 | 2405.6294 | 128.6907 | -428.5708 | -52.8871 | -279.8003 | -891.5722 | 210.1042 | -275.6208 | 2.3247
2030-04-26 | 16 | -20.3795 | 1595.9573 | -41.8594 | -399.9704 | -1933.5789 | -956.6286 | -1.5014 | -1271.3907 | 207.5382 | -382.9157 | 4014.0803 | -22.0816 | 1011.9094 | 507.1717 | 2312.2219 | 727.082 | 415.9012 | 209.9994 | -812.3761 | 749.2801 | -1454.8206 | -3053.2683 | -191.4916 | -57.5575 | 4124.4609 | -1486.526 | -1786.3934 | -517.122 | -111.095 | -30.9968 | 948.4169 | 505.5624 | 122.6181 | 78.5143 | 2.764 | 2985.0901 | 1838.0918 | -423.6321 | 0.99912 | 413.4384 | -1119.1742 | -428.8924 | 3816.2893 | 1248.1051 | 3722.6812 | -271.5059 | -803.2891 | 4013.4058 | 2331.6094 | 405.1302 | -117.4442 | -69.6231 | -606.9854 | -45.0183 | 210.1042 | -294.1229 | -1.0041
2030-04-26 | 17 | -22.1359 | 1557.222 | -44.4596 | -406.7255 | -1922.1835 | -953.874 | -433.0747 | -1181.1509 | -197.9088 | -378.1438 | 3695.0728 | 0.99942 | 842.7724 | 511.9864 | 2280.655 | 665.254 | 402.049 | 209.9994 | -789.9553 | 666.7747 | -1462.63 | -2778.3706 | -216.6124 | -55.8677 | 4044.0891 | -1595.3021 | -1574.8984 | -537.2037 | -113.641 | -46.4284 | 1033.0936 | 617.8195 | 311.114 | 145.2765 | 3.0707 | 3049.9316 | 1908.9242 | -316.6369 | 85.9871 | 449.8135 | -1009.3513 | -548.0202 | 4073.4167 | 1276.5862 | 4061.0769 | -274.3077 | -1309.2759 | 4282.7661 | 2209.9558 | 516.9534 | -749.7829 | -48.5045 | -854.7499 | 349.0336 | 210.1042 | -318.6187 | 76.725
2030-04-26 | 18 | -5.0627 | 1766.3654 | -45.8247 | -405.7318 | -1925.0079 | -1195.3684 | -1060.9818 | -976.5929 | -2.8363 | -244.0489 | 3304.0203 | -36.893 | 1068.4855 | 558.7603 | 2320.574 | 517.1085 | 326.3614 | 209.9994 | -786.2512 | 703.4642 | -1423.7048 | -2728.3359 | -235.6814 | -65.3589 | 4121.9907 | -1662.7415 | -1678.1031 | -581.3699 | -123.7586 | -92.0495 | 979.8355 | 3.9828 | 339.1058 | 55.8701 | 3.2996 | 3134.6301 | 1217.5045 | -255.8074 | -2.3732 | 447.4646 | -914.1873 | -551.3173 | 4331.2739 | 1350.1229 | 4176.6572 | -278.5232 | -1087.4397 | 4390.1172 | 2070.26 | 401.7794 | -691.1227 | -48.2433 | -622.5207 | -332.5093 | 210.1042 | -314.1937 | 11.4793
2030-04-26 | 19 | -16.5533 | 1952.7697 | -48.5658 | -422.2915 | -1949.1619 | -1354.1508 | -1411.2909 | -683.5909 | 265.8865 | -303.2953 | 3564.9441 | 7.0905 | 661.663 | 519.4421 | 2295.8992 | 829.8456 | 305.984 | 209.9994 | -725.3184 | 868.1764 | -1556.496 | -2746.0347 | -185.6037 | -74.7433 | 3979.8899 | -1721.0886 | -1707.0164 | -653.5439 | -124.3713 | -42.6894 | 749.019 | 3.0399 | 341.8393 | -151.6422 | 4.627 | 3118.02 | 1577.1154 | 8.394 | 263.1814 | 450.0424 | -1191.6431 | -306.6576 | 4922.7568 | 1420.0935 | 4899.5352 | -175.8988 | -270.8817 | 4474.4668 | 2110.1511 | 760.6076 | -83.1971 | 573.8475 | -1185.4897 | -12.4629 | 210.1042 | -366.878 | -54.9638
2030-04-26 | 20 | -15.0825 | 2188.9316 | -50.1159 | -434.3112 | -1975.4049 | -1452.6329 | -1411.0227 | -551.5969 | 966.9743 | -237.9762 | 3606.2419 | -50.2018 | 703.4707 | 517.4609 | 2311.0867 | 672.4427 | 288.8872 | 209.9994 | -710.876 | 826.5997 | -1601.1339 | -2804.4875 | -220.5536 | -86.4792 | 3872.5061 | -1810.6115 | -1621.1298 | -702.5544 | -138.2757 | -110.4231 | 763.2992 | 2.7937 | 453.6437 | -216.3352 | 5.2811 | 3195.4575 | 1647.8789 | 60.7826 | 453.4644 | 449.9109 | -1310.4371 | -353.303 | 4814.8501 | 1532.6534 | 4811.7979 | -4.3518 | -274.7603 | 4573.834 | 2207.4812 | 644.4088 | 228.4993 | 668.6151 | -235.4892 | -39.4683 | 210.1042 | -274.4135 | -60.5734
2030-04-26 | 21 | -16.1522 | 1462.7644 | -46.4009 | -391.671 | -1967.7255 | -1093.3638 | -1287.3636 | -606.8845 | 554.1638 | -239.9768 | 3502.8152 | -8.1222 | 907.294 | 542.1406 | 2329.2942 | 469.9202 | 269.4581 | 209.9994 | -717.8531 | 768.5592 | -1513.6133 | -2903.072 | -153.1976 | -87.4496 | 4027.2664 | -1435.7914 | -1647.1503 | -531.603 | -113.7928 | 92.4972 | 429.9628 | 3.7021 | 196.3918 | -93.3469 | 4.5813 | 3148.7136 | 1455.6713 | 110.6162 | 364.1511 | 449.9118 | -1403.0159 | -228.6354 | 5021.7446 | 1514.0503 | 4872.0015 | -4.4059 | -271.605 | 4392.5063 | 1894.0922 | 801.8521 | 682.1928 | 34.0628 | -1092.0487 | 367.1857 | 210.1042 | -299.7972 | -11.9138
2030-04-26 | 22 | -4.8256 | 1499.2305 | -46.3994 | -393.5611 | -1957.615 | -1097.0194 | -1102.5405 | -887.2413 | 959.6474 | -267.9943 | 3421.6064 | -9.0697 | 736.0308 | 547.7326 | 2329.9092 | 221.266 | 299.1382 | 209.9994 | -747.1364 | 1003.0696 | -1471.4147 | -2531.6897 | -121.3741 | -76.0279 | 4015.0039 | -1451.8177 | -1983.7421 | -536.1476 | -111.6167 | 41.8955 | 475.8226 | 197.7481 | 37.9071 | 1.0002 | 3.8963 | 3049.9512 | 1356.6987 | -388.4731 | 0.99953 | 344.1949 | -1335.8835 | -55.2111 | 4396.8306 | 1459.1694 | 4284.2197 | -279.4628 | -646.3284 | 4218.4756 | 1735.7539 | 674.0394 | 237.9667 | 562.1107 | -565.3093 | 392.7249 | 210.1042 | -268.1626 | -12.647
2030-04-26 | 23 | -20.2392 | 1270.4679 | -45.158 | -345.6939 | -1984.9437 | -906.8147 | -490.0836 | -1334.8771 | 275.7633 | -209.6987 | 3668.6208 | -41.4519 | 1156.1531 | 580.8573 | 2365.2488 | 299.9858 | 340.2115 | 209.9994 | -765.6675 | 1284.6772 | -1168.4418 | -2486.7231 | -71.5083 | -63.4944 | 4136.7529 | -1377.4937 | -2733.1589 | -466.2018 | -96.2109 | 23.3779 | 130.0099 | 5.2512 | -366.0663 | 260.4569 | 3.6482 | 2949.4675 | 1039.6626 | -573.3708 | 0.99779 | 1 | -1654.8718 | 34.59 | 3458.0625 | 1506.5015 | 3501.5337 | -288.8748 | -939.421 | 4411.0122 | 2300.6465 | 899.0248 | 377.8619 | 109.7093 | -1237.371 | 439.2138 | 210.1042 | -323.8418 | -32.9384
2030-04-26 | 24 | -8.9697 | 1392.6407 | -42.084 | -351.7896 | -2037.8511 | -946.2594 | -845.9202 | -1156.5183 | 759.7067 | -176.8734 | 3894.5481 | -15.6849 | 1174.141 | 495.33 | 2105.8259 | 99.9393 | 373.1177 | 209.9994 | -750.5245 | 1204.384 | -1136.662 | -2213.8711 | -53.724 | -70.0288 | 3970.8928 | -1481.526 | -2405.3979 | -506.7094 | -100.3539 | 55.1794 | 170.7487 | 19.933 | -204.6397 | 284.3926 | 4.6581 | 3047.5996 | 1166.4406 | -2.9445 | 1.0004 | 449.5728 | -1489.5801 | 192.5421 | 3443.387 | 1520.5544 | 3576.623 | -299.1534 | -309.8992 | 4946.647 | 2437.0496 | 1029.6497 | -29.0406 | 440.4526 | -874.4353 | -227.5626 | 210.1043 | -403.0528 | -87.3677
2030-04-27 | 1 | -14.9837 | 1683.1018 | -44.9815 | -396.6724 | -1966.9573 | -1110.5138 | -2143.6379 | -1457.1232 | 1647.7567 | -118.4909 | 3976.1968 | -1.4552 | 1375.0389 | 353.8829 | 1709.0408 | -214.3473 | 363.94 | 209.9994 | -735.1176 | 770.1971 | -1431.1803 | -2487.864 | -163.288 | -86.8777 | 3671.99 | -1823.2307 | -1923.2025 | -607.1998 | -115.4172 | -94.299 | 376.1509 | 776.5661 | 164.8824 | 301.1125 | 5.002 | 3274.625 | 1684.035 | 1 | 128.9403 | 449.5274 | -1456.9531 | 20.2686 | 3132.175 | 1430.8933 | 3473.926 | -308.2014 | -274.6379 | 5764.6548 | 2389.2585 | 996.9556 | -231.0827 | -34.3133 | -444.309 | 603.7806 | 210.1042 | -347.956 | 21.9873
2030-04-27 | 2 | -9.2049 | 1636.6362 | -43.4195 | -393.4739 | -1593.5856 | -1258.4271 | -4602.7593 | -284.0254 | 2033.2047 | -75.0976 | 3952.3357 | 66.5784 | 1238.6483 | 196.13 | 1452.5485 | -97.7542 | 391.9334 | 209.9994 | -707.2271 | 489.4341 | -1238.4951 | -2485.0369 | -163.2066 | -101.6368 | 3578.3369 | -1804.7397 | -1910.4707 | -645.9496 | -115.9795 | -27.0118 | 745.9971 | 0.98542 | 224.8297 | 120.6226 | 6.6783 | 3290.1877 | 522.4314 | 79.659 | 235.3686 | 450.2963 | -1556.9222 | -53.7573 | 3273.7505 | 1538.7424 | 3468.4741 | 31.6996 | -275.2616 | 5598.6675 | 2203.7888 | 1178.8542 | -80.506 | 1.0012 | -221.1033 | 2049.4976 | 210.1042 | -340.049 | 73.3445
2030-04-27 | 3 | -18.3654 | 2129.197 | -48.2848 | -503.3072 | -1066.0565 | -1492.2563 | -7708.3423 | 1297.2198 | 2207.8796 | -85.8722 | 3885.26 | -14.8518 | 1057.8048 | -19.0442 | 1232.5643 | 418.9998 | 467.1183 | 209.9994 | -593.6202 | 103.4328 | -1018.3007 | -3025.6338 | -244.1865 | -117.4212 | 2790.1926 | -2211.8428 | -1116.5261 | -782.6866 | -139.7983 | 19.1608 | 1409.6417 | -7.2993 | 795.4518 | 171.1488 | 7.8779 | 3412.1948 | 1362.6501 | 143.5088 | 320.8896 | 450.2469 | -1662.0814 | -461.353 | 3200.9937 | 1634.63 | 3269.1357 | 278.1334 | -276.2267 | 5590.9131 | 2266.6736 | 1062.1642 | -80.8234 | -317.2929 | 1.0001 | 2074.8186 | 210.1042 | -294.6639 | 35.0518
2030-04-27 | 4 | 4.6198 | 2675.8345 | -40.8265 | -452.238 | -432.7892 | -2002.4457 | -10187.2432 | 2984.6047 | 1794.7156 | -80.5936 | 3840.7939 | -11.7792 | 1215.1851 | -111.0475 | 1109.9053 | 1346.7886 | 174.0612 | 209.9994 | -432.0822 | -126.862 | -636.299 | -3620.2961 | -285.0587 | -117.1443 | 2191.8718 | -2068.0051 | -981.5028 | -928.2421 | -146.6901 | 148.9983 | 1113.8729 | -3021.9956 | 763.3915 | -524.481 | 4.2244 | 2451.5078 | -2379.9507 | 1.0022 | 282.5533 | 227.678 | -1805.3772 | -603.9266 | 3275.9495 | 1500.02 | 3511.2947 | 1.0018 | -271.8534 | 5028.0371 | 1426.2162 | 623.5853 | -325.5663 | -1202.7411 | 860.2626 | 2167.261 | 210.1042 | -186.8625 | 58.0423
2030-04-27 | 5 | 17.9389 | 2557.3154 | -42.6879 | -476.156 | -315.3686 | -2254.53 | -11634.2725 | 3283.7625 | 2319.5461 | -44.8457 | 3443.3594 | 47.2406 | 2006.3752 | -170.4704 | 1132.7496 | 2236.0667 | -184.5033 | 209.9994 | -352.1689 | 224.2339 | -765.9673 | -4407.936 | -178.6881 | -84.4096 | 1677.5022 | -1740.2644 | -2146.7532 | -1018.7248 | -163.2589 | 239.7328 | 836.5065 | -5478.334 | 27.3255 | -1050.7208 | 0.77982 | 1160.4799 | -2928.9927 | 1.0011 | 369.5296 | 0.9997 | -1878.748 | -98.5936 | 2898.249 | 1299.361 | 3311.3594 | -2.6006 | -271.5937 | 3374.7966 | -326.0387 | 607.1028 | 566.9443 | -1682.436 | 1700.3035 | 3233.5176 | 210.1042 | -0.93524 | 69.8892
2030-04-27 | 6 | 1.5947 | 2562.7271 | -48.2534 | -401.1535 | -143.0668 | -2370.5178 | -12117.4365 | 3690.2129 | 2218.0464 | -100.4289 | 3559.2729 | -35.1991 | 1780.176 | -383.538 | 1431.5969 | 1884.454 | -30.2624 | 209.9994 | -87.6225 | 283.3336 | -793.6976 | -4361.1865 | -124.3907 | -81.0304 | 385.3307 | -1890.35 | -1901.9392 | -1041.3198 | -161.4583 | 333.5857 | 1565.4773 | -3675.2234 | 147.0937 | -798.2855 | 0.78029 | 710.9344 | -2629.3127 | 0.9999 | 46.9251 | 1.0039 | -2023.3782 | 38.5282 | 2559.7349 | 947.7055 | 2687.4253 | -2.3537 | -274.3534 | 2218.4927 | -1864.5867 | 852.9868 | 896.6462 | -1521.3379 | 1333.5494 | 2666.0276 | 210.1043 | -20.8304 | 107.834
2030-04-27 | 7 | -4.0786 | 2400.3503 | -52.1096 | -420.0686 | -112.8025 | -2324.1748 | -12116.7627 | 3703.0315 | 2065.6614 | -105.5826 | 3253.9565 | -13.572 | 1976.2821 | -334.0393 | 1554.1477 | 893.199 | -249.0638 | 209.9994 | -99.2845 | 258.1557 | -754.9046 | -3627.0317 | -90.7224 | -79.4737 | 285.3719 | -1862.0312 | -1622.1511 | -1024.9294 | -154.2718 | 425.284 | 1654.0293 | -2781.1238 | 122.1495 | -626.7816 | 0.80205 | 648.2953 | -2473.9102 | 1.0005 | 238.6071 | 1.002 | -2252.2344 | 109.5546 | 2527.5942 | 1062.1959 | 2799.6599 | -2.1798 | -274.1812 | 2879.9709 | -963.4547 | 905.5706 | 854.8427 | -1904.1666 | 1171.0977 | 3658.9761 | 210.1043 | -35.0416 | 171.0621
2030-04-27 | 8 | -10.944 | 2144.708 | -57.7685 | -450.0034 | -168.2692 | -2225.9099 | -11731.5986 | 3433.2483 | 1748.2357 | -90.158 | 3635.9702 | 29.6738 | 2096.1235 | -136.9889 | 1574.7043 | 825.3146 | -194.2383 | 209.9994 | -196.9567 | 184.8659 | -647.2322 | -3097.2585 | -78.924 | -61.8657 | 837.3627 | -1914.9926 | -1381.027 | -996.8231 | -144.1293 | 481.9475 | 1812.7402 | -2075.4868 | 91.7597 | -450.3549 | 0.81313 | 471.2804 | -2001.4225 | -70.9422 | 27.3403 | 1.0011 | -2328.7163 | 42.1653 | 3616.8203 | 1359.8643 | 3504.5366 | 1.0193 | -274.3844 | 2760.9988 | -649.3864 | 859.4575 | 115.7818 | -2233.7949 | 699.5325 | 4905.6606 | 210.1043 | -153.3151 | 165.8547
2030-04-27 | 9 | -14.1911 | 1971.8091 | -61.6379 | -495.1549 | -201.4968 | -2171.7429 | -11750.2881 | 3283.0278 | 921.5022 | -116.1996 | 3824.0383 | 41.7964 | 2004.0704 | -164.5233 | 2003.3901 | 606.597 | -194.8395 | 209.9994 | -211.6284 | 157.2598 | -759.0035 | -3899.552 | -79.337 | -47.8203 | 825.9996 | -1929.2063 | -1271.8992 | -990.2142 | -133.6719 | 493.2356 | 2091.4094 | -1576.8506 | 117.2776 | -387.1176 | 0.81177 | 204.0162 | -1605.8772 | -1.1833 | 1.0034 | 87.8626 | -2550.3147 | 1.0015 | 4036.1821 | 1366.8826 | 3781.3665 | -2.2889 | -271.2378 | 697.4929 | -2433.8557 | 1191.7144 | 841.7241 | -2136.1716 | 0.99196 | 5826.2246 | 210.1043 | -220.2279 | 242.8629
2030-04-27 | 10 | -27.2556 | 1676.3126 | -68.6839 | -441.5331 | -146.1263 | -2074.8713 | -12014.8428 | 3254.0107 | -3.1437 | -141.5257 | 3828.5593 | 20.4771 | 1546.8198 | -14.6035 | 2152.3342 | 95.3384 | -72.2953 | 209.9994 | -173.1046 | 112.4676 | -895.863 | -4055.8208 | -45.6486 | -57.2593 | 551.5916 | -2184.3765 | -1074.7546 | -950.5977 | -126.0244 | 585.2146 | 2643.8489 | -713.371 | 287.1746 | -168.1394 | 0.6428 | 305.0607 | -1463.3173 | -180.6206 | 1.0006 | 449.4584 | -2314.115 | 185.5702 | 3798.6567 | 1282.734 | 3772.6458 | -295.9825 | -270.8911 | 865.8117 | -2155.7388 | 1115.3959 | 1756.7166 | -2368.6028 | -87.3458 | 6640.6577 | 210.1043 | -150.1431 | 154.7763
2030-04-27 | 11 | -30.6956 | 1580.7256 | -68.6605 | -437.5398 | -185.0385 | -2039.9727 | -12214.6064 | 2997.2595 | 1.0013 | -249.7935 | 3803.4451 | 84.2522 | 1387.4724 | -15.332 | 2079.218 | 213.2204 | 1.0008 | 209.9994 | -142.6981 | 208.1473 | -939.1711 | -3662.2896 | -56.6838 | -42.4587 | 296.0323 | -2206.7185 | -1237.6962 | -939.8988 | -117.8143 | 545.3033 | 2777.1294 | 0.98766 | 253.6858 | -79.2941 | 0.63391 | 81.265 | -1338.8403 | 1.0002 | 0.99758 | 438.905 | -2315.5854 | 136.7684 | 3831.1262 | 1267.4547 | 3525.7141 | -2.0516 | -271.0976 | 1250.9803 | -1594.2664 | 1103.8619 | 2061.0938 | -2470.9031 | -198.7794 | 6989.604 | 210.1042 | -85.2939 | 229.9294
2030-04-27 | 12 | -30.9794 | 1563.3575 | -68.0942 | -440.491 | -303.8437 | -2025.1381 | -12274.7168 | 2780.624 | 0.99542 | -333.899 | 3809.8328 | 167.4696 | 1817.8065 | 1.0004 | 2093.2852 | -154.839 | 1.0007 | 209.9994 | -143.2067 | 308.4645 | -966.5946 | -3532.9109 | -48.4458 | -19.8681 | 235.0656 | -2239.3855 | -1575.2723 | -940.1782 | -114.3084 | 526.3724 | 2954.9917 | 0.98418 | 242.9041 | -74.7918 | 0.52326 | -85.1777 | -1324.3519 | -0.90568 | 0.99991 | 420.0423 | -2345.6089 | 166.1667 | 3962.2561 | 1249.1194 | 3885.2471 | -293.504 | -270.8544 | 343.8589 | -2484.4861 | 1158.2815 | 2001.1667 | -2518.9758 | -330.2134 | 7821.9985 | 210.1042 | -83.0091 | 337.3727
2030-04-27 | 13 | -13.6892 | 1832.2142 | -59.6893 | -670.8921 | -393.1164 | -1913.3406 | -11500.8955 | 2429.6213 | 0.99677 | -270.7487 | 3795.1541 | 195.0002 | 2045.9165 | 289.9412 | 2089.051 | 894.0758 | -263.2346 | 209.9994 | -143.8792 | 700.3295 | -933.3032 | -2976.5203 | -22.2456 | 8.6029 | 152.6316 | -2113.6982 | -1994.8289 | -953.5408 | -110.9858 | 485.3045 | 2447.5344 | -1104.6422 | 135.587 | -339.9831 | 0.70866 | -419.5825 | -339.739 | -117.1219 | 1.0021 | 308.6989 | -2300.5796 | 208.2833 | 3619.158 | 1159.1801 | 3554.2659 | -293.5155 | -270.8915 | 609.1172 | -2417.4766 | 1276.04 | 1764.2354 | -2234.2366 | -573.4523 | 10862.1094 | 210.1043 | -129.702 | 303.7997
2030-04-27 | 14 | -6.5494 | 1769.1201 | -55.7601 | -657.3769 | -735.171 | -1713.5029 | -9303.5928 | 1498.0375 | 0.99353 | -247.2305 | 3804.7268 | 194.9997 | 2094.9629 | 377.6489 | 2146.6064 | 1630.6519 | -212.8203 | 209.9994 | -153.2791 | 811.0198 | -1070.0931 | -3198.3203 | -88.8431 | -40.2275 | 6.3399 | -1845.321 | -2215.448 | -913.5986 | -114.324 | 263.8751 | 1736.8374 | -2677.04 | 60.3609 | -394.7961 | 1.5584 | 719.1512 | 1737.0101 | -535.8001 | 0.99685 | 449.6502 | -2216.877 | 27.8675 | 3108.0723 | 1108.0946 | 3086.5852 | -294.5435 | -271.1186 | 1487.8495 | -1513.6975 | 1229.4159 | 1370.1476 | -1652.7988 | -390.0475 | 12246.4746 | 210.1042 | -163.5554 | 260.6713
2030-04-27 | 15 | -18.482 | 1671.4713 | -58.8637 | -643.5227 | -1007.41 | -1570.9501 | -8280.5176 | 978.7022 | 1.0001 | -267.8084 | 3812.3806 | 106.6859 | 1855.8622 | 400.9686 | 2158.2976 | 909.2906 | 132.6622 | 209.9994 | -224.3601 | 626.0069 | -1134.5795 | -3427.2969 | -127.0059 | -90.1108 | 327.4947 | -2183.0332 | -1586.9614 | -856.9788 | -108.1204 | 208.0531 | 1475.9929 | -1517.8076 | 516.1644 | 32.0826 | 3.739 | 2548.0688 | 1995.6528 | -560.7296 | 0.99782 | 449.6655 | -2030.9935 | -104.5104 | 2969.5234 | 1121.8538 | 2952.1069 | -294.6211 | -271.2578 | 2334.1052 | -664.1068 | 1307.9198 | 1158.2977 | -1136.1074 | -988.1599 | 12074.2012 | 210.1042 | -295.7058 | 103.0428
2030-04-27 | 16 | -15.966 | 1730.6154 | -58.7355 | -617.7207 | -1085.3154 | -1622.2001 | -8340.7129 | 872.1907 | 0.99786 | -209.4915 | 3840.6445 | 51.8942 | 1509.717 | 484.3593 | 2241.7844 | 632.1088 | 67.6278 | 209.9994 | -341.453 | 607.8932 | -1268.1237 | -3710.6909 | -147.2702 | -81.6964 | 873.5895 | -2179.1255 | -1820.6305 | -854.996 | -108.2969 | 156.4393 | 1492.6263 | -1723.3749 | 562.9602 | 0.9995 | 4.561 | 2717.1873 | 1547.8677 | -536.2333 | 0.99831 | 203.6777 | -2100.2456 | -160.9406 | 3466.3293 | 1201.3019 | 3452.3096 | -295.1523 | -271.0906 | 2904.6929 | -538.2039 | 1496.5045 | 1599.606 | -1076.9377 | -1517.0712 | 11674.5234 | 210.1042 | -333.7867 | 16.3453
2030-04-27 | 17 | -11.7818 | 1763.1322 | -57.7151 | -607.5933 | -1076.0902 | -1661.2269 | -8425.3486 | 885.0955 | 1.0001 | -202.8515 | 3824.4524 | -5.8974 | 1331.7698 | 536.6718 | 2298.759 | 322.2765 | -5.6098 | 209.9994 | -562.307 | 583.1248 | -1323.7975 | -3908.4954 | -159.2334 | -58.573 | 2085.7285 | -2107.7507 | -1963.7734 | -859.6639 | -110.3238 | 131.0707 | 1468.6678 | -1843.3732 | 577.1906 | -57.0006 | 4.6954 | 2701.1777 | 924.3727 | -542.865 | 1.001 | 192.621 | -2136.5095 | -195.4196 | 3462.0613 | 1243.9392 | 3456.2302 | -295.1553 | -271.061 | 3244.6443 | -563.4047 | 1507.0227 | 1284.4479 | -981.8586 | -1563.8104 | 11617.1074 | 210.1043 | -357.2939 | -26.8381
2030-04-27 | 18 | -3.8588 | 2047.6555 | -56.6286 | -620.2489 | -881.8212 | -1884.8237 | -9497.9092 | 1343.8715 | 1.0006 | -223.5277 | 3850.291 | 12.8858 | 1232.6964 | 545.2581 | 2301.1353 | 290.4852 | -191.3855 | 209.9994 | -312.6778 | 604.1187 | -1320.9478 | -4150.5347 | -163.8563 | -77.2491 | 832.3422 | -2056.4673 | -2032.1949 | -943.283 | -125.0867 | 126.9796 | 1415.6847 | -2680.8237 | 522.5635 | -305.3599 | 3.5781 | 2638.0374 | 48.2068 | -513.8158 | 0.99853 | 59.6634 | -2193.4158 | -153.6615 | 3532.6863 | 1284.6819 | 3534.5068 | -295.8349 | -270.9927 | 3674.0918 | -544.4014 | 1430.5673 | 1644.3816 | -1285.6904 | -763.1333 | 10827.4111 | 210.1043 | -253.0014 | -15.0007
2030-04-27 | 19 | 4.1659 | 2214.6907 | -53.1934 | -604.5072 | -647.3696 | -2052.2432 | -10580.5195 | 1966.5967 | 218.879 | -250.607 | 3839.6467 | 113.7983 | 1260.2018 | 495.0009 | 2231.9551 | 480.0934 | -316.5904 | 209.9994 | -268.553 | 626.7505 | -1295.6317 | -4005.3999 | -150.4782 | -67.6606 | 558.3208 | -1889.1838 | -2101.8916 | -991.7197 | -131.8183 | 184.0528 | 1409.0521 | -3431.9116 | 413.2363 | -651.1908 | 3.35 | 2261.8037 | -730.0168 | -365.6471 | 300.3476 | 449.4392 | -2210.7483 | -37.2542 | 3463.988 | 1319.6343 | 3580.2622 | -112.0997 | -270.9367 | 4188.7739 | -223.8768 | 1271.1198 | 1508.0128 | -1631.7913 | -375.7869 | 9484.6738 | 210.1043 | -204.6973 | -0.91388
2030-04-27 | 20 | 5.4511 | 2133.7693 | -53.6306 | -605.2164 | -740.3888 | -2072.4375 | -11716.5771 | 1885.1903 | 182.9708 | -273.0385 | 3819.8315 | 133.1035 | 1418.693 | 463.4957 | 2200.468 | 877.4211 | -438.2961 | 209.9994 | -207.2827 | 631.2901 | -1280.9047 | -4386.1641 | -130.6874 | -53.8687 | 226.9514 | -1838.1849 | -2544.9075 | -996.4655 | -128.654 | 238.147 | 1354.9689 | -3844.6113 | 150.1029 | -743.5471 | 1.5213 | 1827.6737 | -870.6906 | -379.5356 | 288.5192 | 449.4052 | -2304.1677 | -3.7296 | 3620.2087 | 1351.2078 | 3765.1667 | -122.4986 | -270.8409 | 3690.5308 | -738.4045 | 1278.6123 | 1525.7704 | -1826.9103 | -392.6286 | 8535.7129 | 210.1042 | -192.9778 | 47.8698
2030-04-27 | 21 | 5.8565 | 2144.9167 | -55.3424 | -585.4689 | -707.058 | -2144.3103 | -11670.0176 | 1899.9125 | 125.3496 | -309.7556 | 3762.7715 | 139.4257 | 1244.1033 | 399.5452 | 2148.8105 | 1053.6547 | -252.7505 | 209.9994 | -233.4625 | 700.6251 | -1448.9915 | -4410.1299 | -141.0577 | -52.9696 | 332.9167 | -1874.6825 | -2515.5342 | -1002.9966 | -131.0878 | 176.0191 | 1515.6763 | -3827.2566 | 256.7189 | -783.0588 | 2.2189 | 1938.5721 | -1583.6809 | 1.0013 | 82.9986 | 449.462 | -2049.0022 | -3.7949 | 3577.99 | 1335.4718 | 3441.2222 | -2.1307 | -271.0357 | 2618.6116 | -949.7016 | 1197.1904 | 1566.6066 | -1640.9811 | -423.1121 | 7347.0347 | 210.1042 | -158.7887 | 192.5939
2030-04-27 | 22 | 5.08 | 2203.8621 | -53.731 | -552.2736 | -615.8959 | -2150.3149 | -12210.8311 | 2332.8574 | -3.1107 | -360.3391 | 3816.6003 | 72.856 | 1321.4984 | 392.9517 | 2156.4204 | 1177.797 | -57.797 | 209.9994 | -282.8568 | 680.6399 | -1321.1772 | -3745.7554 | -123.1581 | -59.0124 | 772.2543 | -1943.9127 | -2318.5425 | -995.5388 | -131.1432 | 239.9376 | 1667.8977 | -3622.0874 | 422.9579 | -695.5539 | 3.1142 | 2357.4199 | -2173.5115 | -0.3606 | 55.4297 | 449.4893 | -1900.1505 | 1.0024 | 3584.8796 | 1355.845 | 3417.4548 | -2.131 | -271.0445 | 2960.0872 | -1367.6443 | 1169.5266 | 1428.3778 | -1536.0112 | -340.9334 | 6577.0718 | 210.1043 | -162.4993 | 185.4153
2030-04-27 | 23 | 5.7587 | 2150.8105 | -50.184 | -505.9097 | -708.6675 | -2098.2559 | -12007.8174 | 2308.467 | 624.7283 | -266.4834 | 3802.8789 | 1.9013 | 1351.3066 | 413.8682 | 2188.8499 | 1148.4032 | 4.0755 | 209.9994 | -325.915 | 472.688 | -1105.9457 | -3420.2571 | -132.5567 | -67.2646 | 1150.6855 | -1966.2737 | -2251.0452 | -973.1753 | -132.1537 | 236.0836 | 1602.074 | -3473.0637 | 420.9999 | -598.1208 | 2.9045 | 2591.2893 | -2541.76 | -361.5243 | 1.0026 | 449.5833 | -1948.1375 | 0.99792 | 3274.6812 | 1300.6733 | 3407.8972 | -292.3267 | -271.0895 | 3364.6248 | -915.0999 | 1179.4314 | 1210.2919 | -1274.0663 | -18.3564 | 5955.2271 | 210.1042 | -242.6228 | 73.2245
2030-04-27 | 24 | 12.559 | 2152.7715 | -44.49 | -515.3412 | -541.27 | -2159.2529 | -12311.9297 | 2385.5251 | 1108.0897 | -144.0522 | 3781.2334 | 93.9619 | 1753.2131 | 342.7543 | 2117.5242 | 1570.1406 | -98.7889 | 209.9994 | -329.21 | 505.6862 | -1115.3696 | -3497.2844 | -125.8729 | -48.0308 | 1077.72 | -1794.0416 | -2069.1121 | -999.4734 | -129.3477 | 240.0784 | 1678.1105 | -4097.7104 | 447.4764 | -935.1409 | 3.5072 | 1805.3362 | -2747.4399 | -479.8039 | 1.001 | 449.519 | -1818.6224 | 0.99851 | 3312.0603 | 1251.5776 | 3499.7581 | -301.4328 | -271.2217 | 2099.061 | -1951.98 | 1175.9303 | 617.2537 | -1436.5499 | -183.4561 | 5692.0464 | 210.1042 | -290.5077 | 57.0466
2030-04-28 | 1 | 10.9233 | 2345.6208 | -41.0949 | -541.3917 | -248.3687 | -2253.0056 | -12405.79 | 2879.4678 | 1830.469 | -66.1888 | 3728.6145 | 132.1714 | 2114.5349 | 168.0589 | 1825.8624 | 2051.5054 | -205.6635 | 209.9994 | -370.2057 | 270.0735 | -538.4859 | -4395.2446 | -203.9948 | 14.2908 | 1412.0112 | -1832.835 | -2187.9023 | -1032.3699 | -139.6656 | 287.4303 | 1844.5481 | -3403.4521 | 244.0089 | -963.6737 | 0.80315 | 188.4137 | -2915.655 | -629.1216 | 0.99812 | 449.5927 | -2331.9709 | -159.3435 | 2912.2712 | 1228.6989 | 3310.2761 | -258.8037 | -271.1045 | 2833.0198 | -1214.6743 | 966.8502 | 487.0399 | -2026.9236 | 423.9108 | 4917.9458 | 210.1042 | -132.1211 | 176.9828
2030-04-28 | 2 | -14.5288 | 2496.3733 | -50.2038 | -328.5455 | -82.7186 | -2326.1545 | -11635.9971 | 3058.7373 | 2108.9163 | -122.0278 | 3728.4817 | 121.2757 | 2134.4697 | -49.349 | 1416.3212 | 695.6719 | -240.1175 | 209.9994 | -109.0626 | 211.3829 | -516.4698 | -4729.0747 | -252.7623 | -41.7757 | 438.281 | -2195.1025 | -2125.5408 | -1017.3947 | -159.8179 | 191.8064 | 2111.4265 | -1180.1456 | 445.7784 | -531.124 | 0.66464 | 880.3694 | -2470.1929 | -3.2708 | 425.5191 | 1.0008 | -2308.2766 | -172.9056 | 2318.1575 | 1136.5287 | 3030.2063 | -2.1514 | -274.7067 | 1897.8331 | -2272.3306 | 761.3928 | 77.1495 | -1350.9292 | 1209.3029 | 3009.7896 | 210.1043 | -47.8733 | 203.573
2030-04-28 | 3 | -19.5672 | 2421.3743 | -50.133 | -330.1064 | -102.8203 | -2321.7405 | -11491.917 | 3091.1331 | 2277.5435 | -122.0707 | 3615.627 | 45.1947 | 2104.9753 | -132.6113 | 1339.8617 | 489.7349 | 40.0728 | 209.9994 | -81.8384 | 157.5013 | -409.8423 | -4432.6108 | -238.6545 | -62.1208 | 342.1602 | -2259.2366 | -2118.3447 | -1017.7943 | -155.3256 | 242.8485 | 2301.8918 | 0.98543 | 508.2839 | -293.4691 | 0.67506 | 1211.4324 | -2039.8521 | -2.145 | 475.3133 | 0.99868 | -2229.0842 | -187.2575 | 2326.614 | 931.013 | 3011.8203 | -2.0534 | -271.3471 | 1813.5405 | -2372.7483 | 700.4515 | 1.031 | -1591.4813 | 1255.7084 | 4090.8354 | 210.1042 | -36.443 | 211.8837
2030-04-28 | 4 | -21.3288 | 2452.8687 | -50.8589 | -329.3165 | -35.5334 | -2316.6174 | -11425.4023 | 3228.4382 | 2366.196 | -213.5911 | 3606.5244 | 118.5493 | 2094.6194 | -292.6459 | 1097.6079 | 803.0122 | 183.103 | 209.9994 | -80.2934 | 54.8879 | -335.7583 | -4377.4087 | -251.981 | -67.9495 | 417.7845 | -2278.5444 | -1898.1753 | -1016.006 | -159.6856 | 251.3308 | 2337.9841 | 0.98904 | 524.3046 | -262.3274 | 0.56717 | 1321.8394 | -1824.0959 | 1.002 | 460.4221 | 0.99946 | -2213.7009 | -260.6729 | 2214.9988 | 914.9299 | 2887.1064 | -2.0267 | -273.8442 | 1749.3616 | -2487.7642 | 586.8726 | -0.025065 | -1624.9443 | 1640.6617 | 3188.5662 | 210.1042 | -1.7699 | 236.9781
2030-04-28 | 5 | -17.7887 | 2556.2285 | -50.0516 | -310.9762 | 72.2312 | -2365.8843 | -11934.21 | 3521.4402 | 2381.1653 | -122.0519 | 3622.4011 | 53.4379 | 2103.1353 | -211.0468 | 1268.9369 | 998.1534 | 167.0956 | 209.9994 | -91.7314 | -56.108 | -316.8681 | -4524.8657 | -270.5157 | -70.0263 | 492.0056 | -2229.2024 | -1446.0093 | -1024.0492 | -168.182 | 254.7063 | 2342.7463 | 0.98348 | 552.1772 | -369.234 | 0.62082 | 1357.6448 | -2243.1108 | 0.99764 | 464.4198 | 1.0013 | -2190.6252 | -368.1583 | 2187.3584 | 935.389 | 2840.6384 | -2.0252 | -273.7934 | 1925.207 | -2381.9282 | 551.2963 | 81.0969 | -1668.2982 | 1729.7404 | 1033.8901 | 210.1042 | 6.4748 | 200.4518
2030-04-28 | 6 | -16.216 | 2566.1436 | -49.6081 | -301.5019 | 160.0225 | -2386.8647 | -11983.5283 | 3584.7749 | 2338.0984 | -156.2329 | 3656.186 | 98.4635 | 2120.5098 | -260.1092 | 1204.1537 | 986.2551 | 205.6931 | 209.9994 | -100.411 | -10.1872 | -434.7542 | -4661.0537 | -277.5764 | -69.9536 | 477.8841 | -2185.635 | -1561.3167 | -1025.8163 | -169.8244 | 229.6093 | 2354.1033 | 0.98323 | 551.4901 | -392.1472 | 0.58889 | 1354.4685 | -2150.145 | 1.0003 | 411.6383 | 1.0001 | -2245.2954 | -255.0389 | 2142.032 | 974.1353 | 2721.147 | -2.0193 | -274.1313 | 2087.719 | -2157.7573 | 593.3318 | 268.2423 | -1864.8805 | 1632.7507 | -682.9941 | 210.1042 | 3.371 | 58.1835
2030-04-28 | 7 | -15.3761 | 2601.3499 | -50.9142 | -318.904 | 314.1426 | -2362.2358 | -12540.5498 | 3939.7844 | 2214.9021 | -122.024 | 3652.6506 | 88.0279 | 1962.8818 | -200.0645 | 1347.7517 | 811.0328 | 77.1457 | 209.9994 | -84.4651 | 8.7715 | -522.7335 | -4541.6577 | -253.2386 | -70.3778 | 338.5075 | -2194.8982 | -1571.1953 | -1022.5098 | -172.4509 | 273.8457 | 2335.9785 | -442.3453 | 545.0634 | -416.1779 | 0.6175 | 1267.8929 | -2514.0454 | -160.2818 | 465.675 | 1.0014 | -2054.3428 | -118.5878 | 1832.1635 | 927.7752 | 2434.2871 | 1.0079 | -278.3535 | 3653.2637 | -474.9969 | 656.8922 | 653.8489 | -2120.5591 | 1516.0624 | 186.7218 | 0.10423 | -27.5443 | 67.2777
2030-04-28 | 8 | -15.6872 | 2549.9553 | -55.4599 | -322.183 | 395.0717 | -2404.7817 | -12886.3271 | 4044.8406 | 2010.338 | -141.4263 | 3742.1233 | 137.0377 | 2021.6343 | -178.678 | 1410.3311 | 598.1063 | 127.8937 | 209.9994 | -80.0461 | 73.3865 | -580.2662 | -4496.6104 | -221.4526 | -67.4909 | 383.6613 | -2202.7646 | -1654.2535 | -1032.6694 | -169.2047 | 307.0075 | 2407.6001 | -130.3637 | 516.9249 | -401.4928 | 0.60196 | 1177.8654 | -2724.2327 | -100.144 | 442.6098 | 1.0016 | -2155.7546 | -57.6863 | 2142.1418 | 1093.5364 | 2648.7825 | 1.0062 | -278.0807 | 3401.1113 | -441.3503 | 806.9556 | 797.8906 | -2358.7461 | 1272.1978 | 1133.8243 | 210.1042 | -51.2196 | 8.1767
2030-04-28 | 9 | -16.8558 | 2273.9539 | -59.0561 | -320.4461 | 368.1299 | -2433.4292 | -12433.248 | 3826.5618 | 1373.8003 | -217.611 | 3824.2534 | 148.0462 | 2123.3772 | -152.8714 | 1514.3246 | 517.294 | 142.5107 | 209.9994 | -76.5317 | -4.1774 | -547.2986 | -4337.4893 | -132.2142 | -53.7802 | 376.9714 | -2169.866 | -1389.3416 | -1030.5812 | -150.2507 | 446.5973 | 2576.8752 | 0.99204 | 491.8269 | -364.92 | 0.56954 | 988.6371 | -2611.7561 | -112.2591 | 157.3378 | 0.99874 | -2269.5249 | 21.8096 | 2582.4958 | 1067.6958 | 2740.1111 | 1.0053 | -272.1748 | 3029.1479 | -859.9821 | 918.1427 | 787.4887 | -2085.105 | 987.9957 | 4450.3711 | 210.1042 | -50.2146 | -17.0881
2030-04-28 | 10 | -20.4197 | 2155.625 | -61.8758 | -348.6751 | 137.1549 | -2343.9316 | -11659.6406 | 3295.1248 | 799.5314 | -283.6028 | 3815.1809 | 195.0008 | 2116.7058 | -18.4202 | 1702.2689 | 545.2701 | 52.6389 | 209.9994 | -93.0576 | 104.0037 | -593.3227 | -4156.3706 | -126.8252 | -36.2673 | 476.6997 | -2197.0886 | -1571.2084 | -1012.4507 | -144.1985 | 405.2601 | 2681.7495 | 0.98124 | 430.9686 | -279.7767 | 0.55961 | 826.42 | -2106.7007 | -220.7047 | 0.99505 | 240.2819 | -2275.0181 | 1.0039 | 2638.4502 | 1213.4491 | 2684.6511 | -2.2749 | -271.4968 | 3328.0676 | -600.286 | 895.0034 | 782.024 | -2476.7366 | 594.9742 | 5515.8735 | 210.1042 | -46.3249 | -1.6965
2030-04-28 | 11 | -22.9616 | 1824.3732 | -60.076 | -362.209 | 65.0225 | -2219.0247 | -12065.084 | 3280.7422 | 0.99521 | -309.7585 | 3840.98 | 195.0013 | 1659.3369 | 93.2666 | 1822.5082 | 457.839 | 3.3303 | 209.9994 | -114.7002 | 210.1736 | -639.6306 | -3735.8584 | -62.9975 | -24.8887 | 552.675 | -2165.1621 | -1977.8884 | -984.4 | -123.9278 | 545.3765 | 2723.291 | 0.98499 | 393.3514 | -224.1378 | 0.55434 | 690.8219 | -1805.3405 | -500.5676 | 0.99843 | 341.3487 | -2197.8257 | 214.1307 | 3333.4392 | 1170.2114 | 3523.0178 | -305.6951 | -271.126 | 3613.2908 | -192.989 | 1073.9858 | 1198.2307 | -2583.114 | -181.7169 | 6472.0615 | 210.1042 | -111.332 | 18.6826
2030-04-28 | 12 | -22.6191 | 1729.6781 | -52.8203 | -385.9814 | -177.6169 | -2161.5491 | -11705.9912 | 2719.0105 | 0.99819 | -313.1434 | 3834.6501 | 194.9997 | 1632.0111 | 108.8469 | 1864.2673 | 155.4842 | 0.9994 | 209.9994 | -337.2709 | 295.4379 | -677.2601 | -3359.7207 | -60.1113 | 3.1667 | 1581.0662 | -2292.5059 | -2265.7537 | -982.5498 | -113.2654 | 498.0036 | 2664.4458 | 0.98997 | 353.9472 | -201.5611 | 0.4556 | 468.2439 | -2309.8813 | -408.7548 | 0.99723 | 449.5739 | -2134.769 | 86.9994 | 3629.988 | 1179.6532 | 3798.8066 | -302.1424 | -270.8177 | 2492.6714 | -1207.4598 | 1118.0497 | 1226.1183 | -2285.6321 | -503.3831 | 9025.4082 | 0.10423 | -174.1977 | 22.2338
2030-04-28 | 13 | -21.5744 | 1872.4535 | -47.2085 | -498.1851 | 0.99771 | -1906.2552 | -11188.2637 | 2940.2227 | 0.99485 | -281.8339 | 3862.4871 | 195 | 1784.0114 | 141.0541 | 1819.585 | 128.1393 | -133.0737 | 209.9994 | -264.9884 | 421.5452 | -530.5132 | -2670.217 | -54.7047 | -9.225 | 1086.8561 | -2250.5896 | -2205.927 | -940.3288 | -115.6903 | 535.8376 | 2659.9365 | 3.1908 | 360.2252 | -37.9428 | 0.56293 | 376.7109 | -374.7961 | -1.2502 | 237.1981 | 449.3816 | -2145.6719 | 67.2801 | 4002.1848 | 1196.2404 | 4385.6631 | -300.7886 | -270.8592 | 1881.2886 | -1754.42 | 1048.1929 | 1146.2563 | -2291.0889 | -436.6771 | 7767.834 | 0.10423 | -163.6329 | -92.7519
2030-04-28 | 14 | -30.0445 | 1666.3641 | -54.6004 | -573.2914 | -262.997 | -1728.6471 | -10421.0791 | 2286.52 | -3.1038 | -264.1149 | 3788.989 | 195.0005 | 1840.8909 | 130.4537 | 1792.4877 | 436.3287 | -272.7901 | 209.9994 | -232.4207 | 480.7985 | -614.7101 | -3117.2568 | -40.6325 | -13.1293 | 762.0027 | -2342.9905 | -2141.28 | -900.7892 | -105.1972 | 526.3855 | 2503.3359 | 377.3135 | 374.2664 | 82.6529 | 0.57275 | 540.2231 | 2089.2212 | -1.1829 | 149.5913 | 449.3697 | -2152.6287 | 107.6412 | 3882.7017 | 1181.5308 | 4171.6558 | -300.1264 | -270.9129 | 2302.1208 | -1337.3047 | 1048.3448 | 1586.1616 | -2105.6384 | -350.3185 | 7869.8413 | 0.10423 | -129.637 | -121.5827
2030-04-28 | 15 | -30.233 | 1784.5222 | -56.8865 | -572.3143 | -415.4388 | -1769.5262 | -9928.2617 | 1842.3694 | 0.99881 | -259.9189 | 3740.8503 | 194.9998 | 1635.7622 | 143.502 | 1823.4348 | 685.4268 | -246.122 | 209.9994 | -218.7506 | 705.3565 | -799.2895 | -4012.0532 | -103.5697 | -9.5151 | 385.2848 | -2370.5896 | -2271.5552 | -911.853 | -110.2547 | 342.5436 | 2475.5798 | 282.0419 | 389.8127 | 46.9073 | 0.58196 | 601.0796 | 1760.4187 | -1.6381 | 356.8141 | 449.2199 | -2209.5159 | 52.9467 | 3729.2615 | 1193.3038 | 4218.4482 | -298.8976 | -270.8393 | 2928.5566 | -719.9568 | 1152.7191 | 2118.0247 | -1863.6569 | -353.4985 | 8064.8633 | 0.10423 | -136.4091 | -130.1589
2030-04-28 | 16 | -50.7615 | 1236.4349 | -64.3789 | -605.492 | -726.7291 | -1446.9047 | -9043.8271 | 1093.1685 | -3.116 | -128.7072 | 3787.2681 | 57.4198 | 618.7885 | 196.0526 | 2042.9286 | 338.0775 | 55.2484 | 209.9994 | -222.5445 | 785.9955 | -916.307 | -4534.084 | -39.0088 | -12.6325 | 26.5078 | -2517.2292 | -2285.2107 | -815.8899 | -84.8094 | 411.5479 | 2516.8542 | 2044.1705 | 400.504 | 543.564 | 0.63326 | 419.6006 | 4417.5938 | -2.2925 | 0.9987 | 1.0004 | -2274.6021 | 147.9575 | 2978.7988 | 1116.8934 | 3141.4412 | -299.0826 | -1337.1184 | 6179.7061 | 2185.7622 | 1496.5546 | 2456.6504 | -1781.2429 | -1040.8971 | 10060.5928 | 0.10423 | -198.5618 | -93.0151
2030-04-28 | 17 | -44.2386 | 1454.3468 | -64.3413 | -578.1619 | -723.5018 | -1595.2903 | -9748.4346 | 1329.0776 | -3.1552 | -303.8631 | 3735.1177 | 194.9999 | 1716.1791 | 38.4042 | 1622.4998 | 222.3504 | -113.985 | 209.9994 | -341.2593 | 602.3682 | -809.7432 | -4331.394 | -99.0551 | -6.7265 | 970.0062 | -2458.448 | -1877.8772 | -852.6924 | -97.7477 | 382.6527 | 2476.3433 | 1741.1636 | 412.5963 | 332.1274 | 0.5334 | 509.068 | 2137.6423 | -1.7893 | 275.509 | 449.2633 | -2378.6426 | -52.2127 | 3795.4722 | 1193.9852 | 4224.4141 | -297.3213 | -270.8951 | 2421.3464 | -1767.2286 | 1247.1912 | 1881.1406 | -1700.1587 | -631.8164 | 10355.873 | 0.10423 | -168.1492 | -94.9129
2030-04-28 | 18 | -31.0757 | 1691.5454 | -65.9918 | -565.2968 | -568.4046 | -1849.5674 | -10693.3818 | 1759.438 | -3.1581 | -310.4006 | 3734.6379 | 195.0002 | 1744.3802 | 97.9345 | 1715.0186 | 611.5704 | -274.9371 | 209.9994 | -311.5033 | 470.2145 | -765.0724 | -4007.4856 | -131.1536 | -2.7217 | 862.9296 | -2312.4822 | -1512.6339 | -919.5773 | -107.9458 | 396.422 | 2434.2537 | 128.1566 | 414.2628 | -57.2045 | 0.54964 | 310.2884 | 522.6091 | -1.5746 | 185.6893 | 449.3271 | -2345.6929 | -130.1592 | 3928.6538 | 1220.0162 | 4247.5488 | -296.6105 | -270.9003 | 2321.249 | -2277.488 | 1137.0961 | 1760.6527 | -1949.4335 | -566.2686 | 11367.2627 | 210.1042 | -138.3291 | -51.9975
2030-04-28 | 19 | -27.4764 | 1773.7655 | -64.7023 | -426.4517 | -608.898 | -2046.6085 | -11972.127 | 1876.3751 | 0.99565 | -268.9339 | 3756.6233 | 195.0001 | 1561.6699 | 158.3855 | 1812.1715 | 828.5964 | -270.0009 | 209.9994 | -165.8992 | 465.8357 | -833.5508 | -4218.3105 | -149.4185 | -17.1381 | 240.5578 | -2281.0142 | -1680.5607 | -958.3224 | -112.5755 | 386.9038 | 2379.3662 | 0.98539 | 401.4589 | -258.3391 | 0.58042 | 450.1031 | -1437.7847 | -356.2851 | 209.4792 | 449.4044 | -2391.3369 | -160.3014 | 3625.1755 | 1238.7483 | 3966.1333 | -295.2074 | -270.801 | 2919.4888 | -1835.0747 | 1099.5267 | 1548.6652 | -1969.7162 | -489.9472 | 10875.1318 | 210.1042 | -122.9395 | 0.99889
2030-04-28 | 20 | -24.719 | 1615.8953 | -65.2762 | -416.3266 | -711.0765 | -2103.4983 | -12055.8408 | 1927.0862 | 286.2759 | -175.3631 | 3780.5144 | 195.0005 | 1523.9943 | 213.6008 | 1920.8843 | 858.9271 | -187.8424 | 209.9994 | -153.4943 | 262.0717 | -871.123 | -4593.1763 | -130.8704 | -26.4327 | 174.0014 | -2213.377 | -1565.3535 | -971.0123 | -107.1071 | 419.5867 | 2403.5264 | 0.98706 | 423.8544 | -286.7891 | 0.63827 | 535.2485 | -1877.0447 | -222.1016 | 0.99816 | 449.5277 | -2283.6262 | -169.4655 | 3888.3809 | 1265.0854 | 3991.9871 | -289.6649 | -270.7823 | 2813.2996 | -2092.3179 | 1044.4703 | 1471.4027 | -1992.3535 | -538.2018 | 10405.9229 | 210.1042 | -103.6432 | 26.9741
2030-04-28 | 21 | -26.3283 | 1552.6537 | -68.609 | -421.1978 | -640.7517 | -2093.2539 | -12151.1562 | 1992.172 | 0.99865 | -195.0341 | 3690.3713 | 194.9992 | 1460.0768 | 180.4784 | 1894.2401 | 635.5781 | -178.8229 | 209.9994 | -162.585 | 211.4825 | -813.745 | -4357.4312 | -131.9377 | -23.6818 | 275.3229 | -2185.217 | -1069.8906 | -959.9019 | -106.7717 | 440.0681 | 2433.282 | 3.3359 | 438.6236 | -269.7003 | 0.63296 | 449.2923 | -1792.7654 | 1.002 | 121.7139 | 449.4408 | -2217.7378 | -177.5385 | 3881.8977 | 1268.4854 | 3868.0559 | -2.4125 | -270.7481 | 3236.3901 | -1658.0061 | 927.9236 | 1687.5754 | -1987.2451 | -261.0323 | 10240.3555 | 210.1043 | -40.3875 | 56.081
2030-04-28 | 22 | -27.1342 | 1495.7087 | -66.8488 | -413.9593 | -399.01 | -2081.7998 | -12748.4316 | 2395.1411 | 0.99712 | -201.4187 | 3763.9954 | 195.0001 | 1900.1583 | 183.3212 | 1961.931 | 505.3989 | -103.2047 | 209.9994 | -173.1828 | 249.2624 | -679.1105 | -3380.127 | -88.3817 | -13.7122 | 353.5258 | -2150.8594 | -1030.0427 | -953.5044 | -102.8288 | 535.2829 | 2578.1025 | 2.8637 | 436.1142 | -254.3631 | 0.63113 | 255.7965 | -1948.6572 | -208.8088 | 136.9662 | 449.407 | -2158.0837 | -26.4557 | 3842.2446 | 1210.9623 | 4003.0967 | -213.091 | -270.8019 | 2477.5723 | -2337.6272 | 926.0638 | 1964.3528 | -2270.1658 | -333.2708 | 9314.4336 | 210.1042 | -16.9655 | 85.5834
2030-04-28 | 23 | -18.3962 | 1719.0653 | -57.7455 | -372.0763 | -276.6497 | -2239.135 | -13994.9619 | 3102.8984 | 1076.8958 | -330.1763 | 3773.7078 | 146.7227 | 1736.7131 | -11.6227 | 1705.476 | 505.1798 | 2.3791 | 209.9994 | -100.5713 | 220.8149 | -505.3144 | -2832.9409 | -76.8908 | -32.531 | 593.9111 | -2097.2463 | -931.8973 | -997.1661 | -108.5403 | 585.632 | 2555.1306 | 0.98172 | 442.0559 | -406.3707 | 0.55224 | 488.607 | -2807.7188 | -443.8029 | 163.1191 | 449.4423 | -2045.0452 | 92.962 | 3634.811 | 1216.9548 | 3865.1848 | -170.4699 | -270.9292 | 3304.5183 | -1652.7729 | 751.1203 | 504.1682 | -1987.1061 | 0.97961 | 6306.7168 | 210.1042 | -124.661 | 14.236
2030-04-28 | 24 | -21.1269 | 1917.8336 | -52.841 | -357.2877 | -252.6923 | -2238.8276 | -13996.3633 | 3539.2942 | 1903.3816 | -330.2181 | 3763.7485 | 79.228 | 2129.0803 | -133.0014 | 1478.7107 | 665.6917 | 2.3451 | 209.9994 | -93.5525 | 163.8173 | -404.6659 | -2728.5935 | -50.3571 | -41.0307 | 665.0621 | -2103.8716 | -800.3334 | -997.7155 | -122.6099 | 638.449 | 2442.9519 | 0.98335 | 507.3642 | -357.2918 | 0.58558 | 542.7396 | -2571.2039 | -2.5301 | 694.794 | 0.99873 | -1986.2083 | 269.6246 | 2755.5203 | 1274.9855 | 3474.8679 | -2.9677 | -276.1494 | 2100.8577 | -2592.9233 | 872.846 | 646.8617 | -1433.5494 | 790.0789 | 4277.8755 | 0.10423 | -90.2791 | 105.182
2030-04-29 | 1 | -22.3214 | 2336.4268 | -49.0807 | -360.5489 | 304.2804 | -2286.8521 | -13477.001 | 4750.3081 | 1348.6327 | -252.4821 | 3766.3528 | -92.3578 | 1988.1864 | -295.724 | 1220.0304 | 790.9306 | 0.99983 | 209.9994 | -27.3411 | -70.9855 | -461.3832 | -3011.1768 | -193.3613 | -62.2423 | -556.9705 | -2063.6597 | -548.0837 | -983.4944 | -149.1042 | 476.8158 | 2134.2385 | 3.9385 | 444.7689 | -211.3342 | 0.73484 | 8.544 | -1824.2458 | -94.2603 | 840.4586 | 1.0005 | -1889.1555 | 163.8243 | 2993.012 | 1382.7267 | 3934.0281 | 1.0058 | -277.8462 | 1403.6821 | -1824.7213 | 651.7532 | -577.868 | -775.1014 | 1466.4244 | 56.7299 | 210.1043 | -35.0939 | 41.7119
2030-04-29 | 2 | -17.2482 | 2400.1196 | -46.2742 | -315.1924 | 563.0968 | -2329.7371 | -12504.8799 | 5214.6235 | 1387.394 | -193.2535 | 3606.9543 | -193.9187 | 2096.2708 | -339.4681 | 1070.4214 | 791.5723 | 146.7355 | 209.9994 | 2.8323 | -233.6795 | -128.8602 | -1904.2418 | -184.5174 | -79.7427 | -407.5457 | -1982.0364 | -275.2951 | -975.687 | -159.0663 | 575.7701 | 1944.1544 | 1.324 | 363.3794 | -275.198 | 0.79167 | 102.9903 | -2137.7766 | -198.8383 | 350.1083 | 1.0004 | -1945.1023 | 42.8833 | 2956.0447 | 1218.3441 | 3462.8384 | -2.3103 | -510.2401 | -806.061 | -4028.8938 | 418.0455 | -1051.0511 | -850.7432 | 1801.5526 | -976.2212 | 210.1043 | 17.3657 | 65.1147
2030-04-29 | 3 | -22.2254 | 2197.0701 | -47.2904 | -344.7436 | 402.5922 | -2217.4167 | -11553.4004 | 4739.415 | 1094.9601 | -156.9277 | 3633.7393 | -195.0086 | 2077.8501 | -303.0469 | 1110.8684 | 66.9914 | 112.2719 | 209.9994 | 23.2488 | -167.3829 | -135.0429 | -1576.2389 | -146.9452 | -80.6406 | -507.1068 | -1974.2327 | -150.6474 | -948.921 | -146.7346 | 580.1504 | 1908.2538 | 0.98933 | 396.5744 | -159.9249 | 1.6163 | 229.2446 | -1406.4878 | -170.2112 | 382.5404 | 1.0031 | -1934.7308 | 111.6432 | 2859.6018 | 1174.9503 | 3427.7944 | -2.3074 | -388.6084 | -542.755 | -3756.2659 | 459.5723 | -838.7907 | -956.5872 | 1714.2893 | 1645.3737 | 210.1043 | 26.6461 | 106.5945
2030-04-29 | 4 | -27.8877 | 2039.6494 | -49.127 | -343.4726 | 417.9063 | -2120.7151 | -11038.2295 | 4679.9927 | 1085.4492 | -149.0276 | 3609.8193 | -193.4245 | 2094.2632 | -392.9929 | 1012.2643 | -445.136 | 137.4456 | 209.9994 | 55.7869 | -191.1459 | -58.5467 | -906.9003 | -124.4533 | -84.6651 | -551.072 | -2033.5356 | 145.8168 | -913.7032 | -141.3632 | 636.0347 | 1871.5269 | 465.7903 | 445.4308 | -24.8644 | 2.074 | 216.8553 | -1156.9097 | -155.4829 | 394.6933 | 1.0019 | -1977.2969 | 85.5518 | 2852.9265 | 1160.5454 | 3406.8528 | -2.3212 | -346.5394 | -438.4465 | -3637.7739 | 471.9077 | -744.3275 | -1071.4375 | 1691.8256 | 2066.3867 | 210.1043 | 36.8815 | 101.9119
2030-04-29 | 5 | -21.4717 | 2299.0693 | -47.0016 | -448.876 | 635.7068 | -2083.218 | -11594.5732 | 5110.6978 | 954.3234 | -151.6283 | 3675.5859 | -195.0656 | 1932.619 | -343.6472 | 1002.3311 | -410.4789 | 127.7785 | 209.9994 | 91.6081 | -216.5265 | -132.4092 | -358.7896 | -98.7657 | -87.2955 | -704.8892 | -1927.1532 | 331.8598 | -907.4744 | -147.1411 | 717.5068 | 1778.7186 | 275.7056 | 480.859 | -59.7411 | 2.8441 | 319.8354 | -635.9861 | -46.81 | 710.7805 | 1.0034 | -2129.2522 | 118.927 | 2782.4458 | 1223.864 | 3604.1692 | 1.0119 | -278.5907 | 1441.8903 | -1866.5862 | 629.1025 | -204.8596 | -1768.9709 | 1383.8175 | 969.5726 | 210.1043 | -0.79813 | 138.7463
2030-04-29 | 6 | -24.5911 | 2085.2522 | -52.584 | -460.6067 | 773.3538 | -2035.6838 | -11800.5781 | 5196.9517 | 1284.6342 | -65.2753 | 3719.5293 | 1.0004 | 2009.0441 | -167.9098 | 1174.3794 | -44.3342 | -93.4378 | 209.9994 | -32.5897 | -204.0614 | -323.6107 | -1101.3738 | -101.794 | -61.0999 | -0.85947 | -1759.3113 | 473.2056 | -884.5904 | -138.4492 | 744.1912 | 1574.9548 | 207.6746 | 127.307 | -53.087 | 1.3422 | -174.2047 | -667.5815 | -104.6386 | 568.8823 | 1.0018 | -2112.5339 | 382.8503 | 3074.6089 | 1213.7771 | 3680.1418 | 1.0222 | -275.74 | 1396.6769 | -2323.3979 | 677.3032 | 1.0093 | -2302.4199 | 1166.4381 | 1839.8612 | 210.1043 | 51.1984 | 169.0272
2030-04-29 | 7 | -10.3276 | 2100.4402 | -37.5909 | -557.1207 | 594.3393 | -1930.6493 | -11419.375 | 4851.4253 | 117.0771 | -121.9387 | 3779.7314 | 110.1928 | 1752.6111 | -229.3878 | 1364.9268 | 218.1244 | -336.8898 | 209.9994 | -93.4953 | -284.9036 | -569.4339 | -2478.855 | -77.983 | -35.3781 | 814.9011 | -1791.5789 | 637.7087 | -907.828 | -139.634 | 713.9142 | 1644.6117 | 3.2035 | 125.7754 | -253.2657 | 1.1724 | -675.3372 | -318.1265 | -254.3867 | 83.461 | 449.5085 | -2194.2114 | 228.8071 | 3315.7356 | 1338.2209 | 3439.646 | -2.3182 | -271.3984 | 892.7925 | -3009.6753 | 562.0018 | 1.0043 | -2526.5627 | 1130.8588 | 3279.0239 | 0.10423 | 132.5526 | 137.9578
2030-04-29 | 8 | -7.2878 | 1755.8195 | -42.483 | -589.843 | 234.8109 | -1581.0171 | -10544.291 | 3915.4192 | -115.9687 | -91.0747 | 3881.6179 | 141.2336 | 1543.723 | 238.6989 | 1834.448 | 660.6895 | -505.4579 | 209.9994 | -113.2288 | -163.0979 | -727.9028 | -2678.4717 | -99.0281 | -3.7604 | 740.6058 | -1910.4788 | 112.5539 | -813.1722 | -129.6149 | 602.905 | 1573.1096 | 0.98196 | -155.5459 | -254.0358 | 0.80007 | -1454.0741 | 290.9775 | -663.5807 | 1.0016 | 449.5119 | -2160.7454 | 111.5711 | 4090.123 | 1283.8121 | 4194.6816 | -284.8587 | -279.4865 | 979.6219 | -2693.4817 | 509.4702 | -79.5233 | -1946.3258 | 965.9512 | 3422.9329 | 210.1042 | 197.6844 | 320.7029
2030-04-29 | 9 | -0.062792 | 1892.3611 | -38.1794 | -606.715 | 0.99649 | -1612.1512 | -10658.8838 | 3525.7537 | -145.3346 | -112.9951 | 3943.2546 | 169.7041 | 1732.3472 | 440.0566 | 2191.1814 | 696.1 | -609.6711 | 209.9994 | -141.4228 | -81.6475 | -891.1432 | -2182.8025 | -118.8207 | 11.6707 | 989.1089 | -1883.0216 | 321.7404 | -832.1997 | -129.5692 | 498.0983 | 1887.0262 | -559.4792 | -23.4613 | -401.3373 | 1.9758 | -1703.413 | 356.4348 | -651.4075 | 1.0015 | 449.4938 | -1977.042 | 8.6234 | 4292.9785 | 1280.5791 | 4350.4985 | -274.9692 | -786.6107 | -145.0359 | -3606.7471 | 642.5928 | 0.98248 | -1356.3256 | 0.99924 | 3267.1519 | 210.1042 | -4.6769 | 219.0536
2030-04-29 | 10 | -6.826 | 1883.3746 | -40.5706 | -636.2735 | -43.1149 | -1624.6327 | -10525.9482 | 3237.5884 | 0.99828 | -221.1569 | 3930.8501 | 172.9961 | 1403.5637 | 420.2018 | 2173.6233 | 762.0154 | -485.791 | 209.9994 | -234.4626 | -89.3756 | -927.6611 | -2120.6895 | -113.182 | 22.5107 | 1609.9689 | -2074.4014 | 539.793 | -848.0074 | -124.8554 | 502.0666 | 2312.5349 | -99.6687 | 312.123 | -328.407 | 3.3697 | -1539.7852 | 649.9611 | -608.275 | 19.0205 | 449.4975 | -1910.0781 | 11.3935 | 4300.3188 | 1303.9276 | 4334.2153 | -270.1569 | -985.5834 | -123.0454 | -3206.646 | 674.2058 | 25.1662 | -1169.4612 | -1.6204 | 5167.0479 | 210.1042 | -11.2095 | 232.5024
2030-04-29 | 11 | -12.6687 | 1827.293 | -43.5958 | -646.498 | -398.1809 | -1497.2445 | -9527.6221 | 2438.1411 | -3.119 | -255.7241 | 4017.043 | 195.0006 | 1573.589 | 409.9467 | 2166.7937 | 519.0519 | -444.9381 | 209.9994 | -270.8229 | 85.0727 | -1005.2347 | -1858.9561 | -102.7005 | 27.9581 | 1838.672 | -2173.8169 | 9.8361 | -807.0125 | -122.3721 | 432.9501 | 2329.502 | 432.6034 | 216.0269 | -177.8184 | 3.3335 | -1610.993 | 1063.0835 | -631.9825 | 0.99705 | 449.5475 | -1900.8051 | 45.013 | 4412.4233 | 1309.7163 | 4408.354 | -266.6254 | -1077.179 | 258.7915 | -2700.5798 | 703.2993 | 56.7053 | -933.5945 | -1.3311 | 5570.5547 | 210.1042 | -19.7564 | 226.2803
2030-04-29 | 12 | -10.1077 | 812.75 | -39.5573 | -519.0281 | -1019.5725 | -829.185 | -7781.4717 | 1229.5316 | -3.1254 | -273.4067 | 3960.0356 | 195.0008 | 1127.2168 | 412.7906 | 2174.6936 | 235.5141 | -495.3294 | 209.9994 | -273.1996 | 201.6891 | -1095.78 | -1719.4418 | -65.6409 | 42.9732 | 1636.9841 | -1401.1757 | 142.1253 | -575.5849 | -94.5838 | 406.6051 | 2014.0151 | 327.2289 | -14.4922 | -3.9701 | 3.4114 | -1897.1412 | 1476.9327 | -636.998 | 0.99559 | 449.5392 | -1902.1792 | 103.367 | 4247.7354 | 1310.3695 | 4228.4819 | -264.737 | -1340.5867 | 701.7555 | -1902.9897 | 790.8773 | 212.4877 | -505.2933 | -76.2637 | 7040.8135 | 0.10423 | -35.7899 | 125.1465
2030-04-29 | 13 | -27.6161 | 342.4547 | -47.0844 | -597.3816 | -1322.3008 | -502.1639 | -6988.3945 | 625.1915 | -411.6125 | -187.4203 | 4032.4922 | 195.0002 | 1797.1503 | 387.2381 | 2154.147 | -160.2355 | -430.2866 | 209.9994 | -244.7718 | 454.761 | -1029.6979 | -1215.9373 | 35.9862 | 35.7361 | 1601.745 | -1489.1919 | -1351.8259 | -492.4077 | -68.9707 | 523.337 | 1567.6704 | 2179.2869 | -555.5349 | 461.0268 | 0.81824 | -2132.0625 | 3330.8516 | -633.7482 | 1.0003 | 449.5333 | -1932.299 | 359.5717 | 4470.9375 | 1264.7787 | 4431.1826 | -264.4679 | -1156.4115 | -54.3772 | -2876.655 | 868.6434 | 541.0785 | -941.8995 | -510.8027 | 7534.3257 | 0.10423 | -16.6854 | 192.9539
2030-04-29 | 14 | -56.2371 | 995.1266 | -59.6941 | -771.5374 | -776.7441 | -891.0036 | -7213.2915 | 1913.2272 | -746.2529 | -233.1737 | 4021.2593 | 142.6423 | 1835.3417 | 329.8028 | 2131.8125 | -610.1409 | -224.7562 | 209.9994 | -164.0951 | 269.8368 | -933.9524 | -1207.307 | 18.1328 | 11.9971 | 1030.5311 | -2428.7305 | -1276.7815 | -654.688 | -91.7049 | 631.4246 | 2255.4363 | 4633.9556 | 39.8275 | 757.262 | 0.7414 | -1536.7563 | 5473.3115 | -553.1368 | 0.99232 | 449.4868 | -1904.3549 | 338.6216 | 4243.7202 | 1234.6616 | 4188.3096 | -262.5066 | -1121.1273 | 237.3518 | -2780.4009 | 855.4751 | 783.6949 | -1200.1482 | -607.0528 | 7545.4795 | 0.10423 | 15.2634 | 111.9561
2030-04-29 | 15 | -68.3652 | 247.3134 | -61.8922 | -719.5646 | -1409.1812 | -301.4479 | -4654.2773 | 410.496 | -1101.1041 | -344.0247 | 3950.5684 | 194.9983 | 1249.0734 | 330.7547 | 2132.248 | -820.2227 | -64.7118 | 209.9994 | -359.4049 | 442.3544 | -1220.8229 | -2522.718 | 11.4206 | 48.7659 | 1436.2087 | -2336.9604 | -1225.599 | -473.0553 | -65.9405 | 471.0923 | 2309.6621 | 6001.1167 | -28.1344 | 1175.5903 | 0.66428 | -1710.0751 | 6619.0371 | -189.9294 | 186.212 | 449.4881 | -1950.5863 | 211.7336 | 4703.9858 | 1226.6575 | 4851.4341 | -260.9878 | -867.0569 | 1721.6923 | -1054.1066 | 1115.5852 | 489.3691 | -895.6188 | -1740.418 | 9366.6855 | 210.1042 | -169.3178 | 38.8829
2030-04-29 | 16 | -76.7901 | 119.6663 | -63.9484 | -721.6612 | -1500.2391 | -312.5545 | -5086.5298 | 275.5268 | -1481.1263 | -334.2418 | 3930.9712 | 195.0014 | 367.7623 | 298.1341 | 2122.9045 | -870.1687 | 43.3033 | 209.9994 | -284.9985 | 257.3774 | -1159.6862 | -2764.6267 | 15.1509 | 20.1676 | 848.8589 | -2545.5872 | -702.7622 | -476.165 | -59.0613 | 557.872 | 2382.9028 | 6761.9028 | 215.0696 | 1269.4749 | 0.65868 | -1294.7073 | 6505.4414 | -1.2544 | 0.99763 | 1.0023 | -1945.3005 | 141.3446 | 4237.0317 | 1137.7611 | 4204.0356 | -261.2005 | -1546.8555 | 3850.3367 | 629.1597 | 1234.3601 | 1024.2441 | -1314.8605 | -1911.6694 | 10591.1963 | 210.1042 | -157.2357 | 52.3171
2030-04-29 | 17 | -82.2401 | 172.5013 | -70.8313 | -726.2332 | -1532.6804 | -429.7098 | -5403.6699 | 342.9587 | -1801.8234 | -233.3838 | 3886.457 | 168.1638 | 1110.644 | 299.689 | 2125.2258 | -565.4534 | 94.247 | 209.9994 | -322.4045 | 134.6202 | -1175.8477 | -3717.7041 | -2.6662 | 7.8974 | 1114.9509 | -2655.8586 | -418.0422 | -506.4603 | -60.063 | 573.6989 | 2363.9109 | 6814.2729 | 348.8719 | 1311.3668 | 0.72468 | -1030.688 | 6812.334 | -233.5649 | 1.0012 | 449.7025 | -1974.4116 | 91.2507 | 4997.5161 | 1236.264 | 4952.0435 | -262.5091 | -816.1882 | 2165.2607 | -1434.6111 | 1133.536 | 614.1155 | -1445.4436 | -1919.3486 | 10471.3076 | 0.10423 | -144.4068 | 6.2886
2030-04-29 | 18 | -80.0441 | 310.7231 | -72.977 | -671.4244 | -1202.5244 | -809.3103 | -7510.0557 | 998.7535 | -1947.1898 | -282.7571 | 3851.5681 | 188.8963 | 1277.278 | 249.8029 | 2086.6611 | -140.1809 | -18.4305 | 209.9994 | -346.2937 | 85.7661 | -1207.6902 | -4161.2954 | 45.3008 | 9.7798 | 1291.098 | -2509.6914 | 9.6685 | -587.7402 | -58.2195 | 702.1533 | 2473.7529 | 5091.5254 | 317.9623 | 1083.4939 | 0.61761 | -1020.3866 | 6384.1353 | -346.9466 | 1.0042 | 449.5676 | -2025.3867 | 273.2574 | 4790.6841 | 1213.8622 | 4738.5498 | -266.1227 | -947.3642 | 1969.924 | -1902.9435 | 1239.7092 | 1491.4574 | -1839.9274 | -1619.5389 | 11284.8066 | 210.1042 | -94.3248 | -19.4512
2030-04-29 | 19 | -64.2689 | 725.8944 | -77.7781 | -616.8727 | -871.2457 | -1262.7382 | -9370.6973 | 1720.8866 | -1842.9875 | -335.7448 | 3895.115 | 175.5349 | 1518.8406 | 239.5955 | 2070.8875 | 97.8536 | -29.486 | 209.9994 | -134.6981 | -112.718 | -1011.8937 | -3632.8762 | -64.9651 | -4.3437 | 588.3314 | -2196.2974 | 719.5757 | -696.8973 | -72.2316 | 723.9353 | 2506.4785 | 3153.2336 | 329.4827 | 666.1371 | 0.67393 | -1136.4263 | 4712.1494 | -483.4695 | 1.0009 | 449.5558 | -1974.1027 | 238.3038 | 4002.1243 | 1171.2609 | 3974.228 | -270.1503 | -1127.8478 | 2271.4724 | -1870.9128 | 961.2119 | 1171.8531 | -2267.4084 | -966.0605 | 10497.4922 | 210.1042 | 33.2268 | 36.4629
2030-04-29 | 20 | -34.3546 | 1347.7753 | -64.903 | -435.2471 | -797.9138 | -1940.2046 | -12678.502 | 2291.8337 | -1394.5991 | -323.2443 | 3883.5247 | 131.3892 | 1673.3143 | 214.0016 | 2046.1516 | 512.1469 | -52.7735 | 209.9994 | -134.0642 | -21.486 | -936.4361 | -3032.0947 | -78.4601 | -3.7155 | 766.4136 | -1695.7404 | 764.1343 | -852.6898 | -87.7472 | 690.5004 | 2267.3926 | 781.8207 | 80.6907 | 1.0011 | 0.69291 | -1221.3661 | -832.3062 | -578.8155 | 123.5384 | 449.3724 | -2040.6406 | 255.4094 | 4085.7791 | 1204.7583 | 4165.5864 | -270.0803 | -756.1468 | 898.7204 | -3292.561 | 917.1953 | 800.3506 | -2268.5291 | -625.3619 | 9767.543 | 210.1042 | 65.3217 | 204.5341
2030-04-29 | 21 | -27.8034 | 1305.6042 | -66.4077 | -396.4634 | -604.0829 | -1997.1866 | -13100.9941 | 2581.3889 | -1434.0735 | -348.5658 | 3859.2068 | 163.299 | 1801.1053 | 1.0008 | 2016.0465 | 605.7703 | 35.1262 | 209.9994 | -232.942 | 145.8523 | -851.5347 | -1989.3516 | -47.968 | 6.8822 | 1595.2167 | -1531.4713 | 437.2321 | -847.8278 | -90.4491 | 699.7729 | 2140.9773 | 4.0244 | -185.6729 | -82.3198 | 0.62375 | -1335.0203 | -1476.4702 | -189.9406 | 276.361 | 449.3091 | -2078.6624 | 364.4151 | 4531.3906 | 1254.512 | 4757.2676 | -264.3131 | -271.3532 | 449.8065 | -4095.3804 | 877.6599 | 1017.7819 | -2376.6782 | -494.4648 | 9187.54 | 210.1042 | 98.8903 | 293.4481
2030-04-29 | 22 | -29.5046 | 1159.4546 | -64.0963 | -415.0444 | -456.9872 | -1925.0813 | -13278.6611 | 2954.1228 | -910.8917 | -354.2257 | 3672.7129 | 132.1919 | 1900.0414 | 1.0014 | 2011.5646 | 529.9236 | 43.4294 | 209.9994 | -251.1265 | 164.7116 | -630.9824 | -884.4233 | -0.7854 | -6.613 | 1944.0798 | -1515.5864 | 384.0426 | -817.2119 | -82.9855 | 828.4919 | 2257.1951 | 3.8438 | -205.0889 | -5.2809 | 0.55467 | -1183.3983 | -1205.4531 | -328.1987 | 486.9456 | 449.2035 | -1940.7114 | 525.2005 | 4480.3257 | 1247.4142 | 4906.0977 | -272.7263 | -271.5572 | 261.7549 | -4210.6406 | 801.7455 | 1285.1901 | -1982.6565 | -233.2699 | 10174.2715 | 210.1042 | 123.6603 | 289.572
2030-04-29 | 23 | -29.7896 | 836.1982 | -59.8848 | -411.0625 | -467.312 | -1818.6687 | -13150.7422 | 2846.5557 | -3.2071 | -329.7343 | 3755.488 | 143.9427 | 1693.3091 | -49.506 | 1708.9138 | 393.3912 | 37.2853 | 209.9994 | -38.6142 | 105.8447 | -535.6587 | -725.0902 | 21.481 | -47.6341 | 1108.0159 | -1533.3684 | 749.3091 | -798.3423 | -68.4779 | 868.7449 | 2115.1431 | 0.97812 | -220.2128 | 84.8331 | 0.54422 | -830.8974 | -1142.8809 | -780.3165 | 21.1052 | 449.428 | -1839.1079 | 601.9976 | 4137.1538 | 1223.7748 | 4252.7314 | -284.7373 | -564.4073 | 893.1869 | -3524.3184 | 834.2892 | 527.5291 | -1775.9067 | -99.314 | 10617.75 | 0.10423 | 32.1166 | 379.274
2030-04-29 | 24 | -28.3495 | 669.9536 | -52.8243 | -368.7153 | -150.8144 | -1714.9497 | -13390.0918 | 3557.1936 | 0.99912 | -283.6778 | 3649.9426 | 158.5197 | 2098.6096 | -304.3119 | 1266.002 | 741.7459 | 88.9932 | 209.9994 | -27.2107 | 206.5092 | -144.8613 | -412.5435 | 166.2396 | -68.8758 | 1230.6455 | -1341.9136 | 616.6667 | -751.9641 | -62.8429 | 1120.4387 | 1599.6779 | 0.97552 | -516.3932 | 155.2754 | 0.54799 | -559.4246 | -1384.8361 | -370.6828 | 192.0846 | 449.3341 | -2113.0457 | 1179.6006 | 3553.3469 | 1284.7976 | 3678.8992 | -2.656 | -271.5758 | 94.4673 | -3849.2461 | 1098.0414 | 1223.2045 | -1961.7131 | 1.0009 | 11397.9277 | 210.1042 | 111.4749 | 263.7685
2030-04-30 | 1 | -30.5713 | 857.8511 | -50.5262 | -348.2267 | -165.4571 | -1763.9796 | -12568.624 | 3870.8115 | 1025.7253 | -250.139 | 3605.7297 | 151.6218 | 2149.3542 | -521.5107 | 782.8461 | 934.5967 | 112.9901 | 209.9994 | -18.8939 | 209.7709 | -187.0152 | -653.1384 | 298.3507 | -79.197 | 1215.0546 | -1413.2747 | 408.8983 | -749.0016 | -68.0904 | 1203.4803 | 1249.6276 | 0.98682 | -519.4016 | 275.492 | 0.62239 | -367.9079 | -513.1313 | -50.6213 | 560.6378 | 0.99975 | -2230.0757 | 1190.4105 | 3115.8484 | 1240.5724 | 3553.2385 | -2.3275 | -271.9275 | -821.1329 | -4290.1094 | 1277.674 | 761.7357 | -1492.1685 | 0.99223 | 11174.5303 | 210.1043 | -29.5377 | 175.9152
2030-04-30 | 2 | -32.6951 | 1255.3092 | -49.0072 | -373.616 | 102.1185 | -1794.8564 | -11514.2012 | 4365.3726 | 1456.8036 | -129.1458 | 3310.4888 | -187.7075 | 2159.4294 | -615.5734 | 963.7897 | 546.6028 | 155.5657 | 209.9994 | -36.3822 | -23.0521 | -96.4442 | -1262.995 | 201.244 | -90.5484 | 1348.6934 | -1539.652 | 625.824 | -774.2885 | -94.0123 | 1125.9814 | 1379.0798 | 0.99364 | -267.8091 | 264.6784 | 1.5777 | -92.7353 | 85.4212 | -173.2122 | 227.4147 | 0.99966 | -2195.2666 | 827.8311 | 2751.9832 | 1239.1628 | 2910.4495 | -2.9146 | -615.1853 | -1329.9688 | -4570.9165 | 1022.911 | 440.1344 | -1602.3168 | 641.7106 | 10229.9785 | 210.1042 | 0.76366 | 178.9802
2030-04-30 | 3 | -24.2164 | 1367.019 | -37.5157 | -510.5592 | -69.9578 | -1635.1196 | -10761.2334 | 3946.0276 | 1289.6494 | -117.8192 | 3141.8364 | -195.0011 | 2098.9189 | -682.597 | 610.3026 | -92.8863 | 1.9814 | 209.9994 | 1.1504 | -5.0801 | -38.2754 | -374.6353 | 176.9287 | -102.9343 | 1118.235 | -1526.6294 | 983.2158 | -775.7322 | -93.6851 | 1054.8472 | 1331.3109 | 0.98246 | 480.0638 | 231.5639 | 3.282 | 303.5741 | 1779.4857 | -202.6143 | 235.962 | 1.0011 | -2180.8706 | 746.7006 | 2802.0139 | 1020.4414 | 2973.7805 | -2.3663 | -569.463 | -767.582 | -4240.2686 | 977.6415 | 59.5639 | -1451.6338 | 624.5652 | 10567.9912 | 210.1042 | -6.8081 | 201.3658
2030-04-30 | 4 | -17.8997 | 973.1487 | -34.5038 | -420.5127 | -446.8984 | -1350.9146 | -8817.3281 | 2976.906 | 1450.8688 | -89.7626 | 564.2548 | -108.1136 | 1874.6058 | -626.1828 | 683.7489 | -696.1569 | 7.6691 | 209.9994 | -5.157 | -51.4911 | -75.5043 | -310.3298 | 140.7779 | -93.0587 | 345.2342 | -1296.3552 | 1129.1841 | -634.8369 | -73.3393 | 959.6855 | 978.3974 | 6.1186 | -168.7877 | 191.177 | 3.9589 | 6.6925 | 576.4636 | -32.9383 | 7.5358 | 1.0019 | -2147.2017 | 536.998 | 3644.4995 | 1139.4623 | 3492.6946 | -2.435 | -272.1251 | -151.9083 | -4069.7739 | 1102.2299 | -245.5336 | -761.2372 | -298.8268 | 9074.833 | 210.1042 | -150.2685 | 91.1546
2030-04-30 | 5 | -27.4163 | 625.8196 | -38.469 | -404.3249 | -738.5669 | -1011.7831 | -6699.3257 | 1781.3663 | 1250.3116 | -55.8831 | 1249.2603 | -12.1504 | 1794.2594 | -580.4873 | 752.023 | -1170.5833 | 7.9146 | 209.9994 | 15.5112 | 92.0467 | -350.6879 | -942.0096 | 112.9236 | -85.8954 | 23.9477 | -1254.5486 | 785.2269 | -506.5698 | -60.8868 | 770.4597 | 777.0524 | 1115.3168 | -390.5268 | 483.1074 | 4.0798 | -181.6234 | 1803.829 | -2.3254 | 56.8933 | 1 | -2261.9321 | 351.26 | 3582.4834 | 1333.3065 | 3473.4814 | -2.3397 | -272.0048 | 1970.7689 | -1504.4352 | 1145.4108 | -78.4106 | -952.8336 | -407.9885 | 7927.127 | 210.1042 | -200.4549 | 38.6144
2030-04-30 | 6 | -48.1268 | -36.9004 | -56.9346 | -496.7552 | -337.3063 | -681.8973 | -7225.7461 | 2347.5115 | 1116.2565 | -87.5589 | 3937.0793 | -36.8172 | 1887.3949 | -502.9809 | 958.6116 | -1414.7915 | -32.6779 | 209.9994 | -197.3708 | 194.692 | -644.9606 | -1030.2118 | 255.2626 | -67.4988 | 1763.963 | -1974.1621 | 720.3481 | -447.3203 | -42.5842 | 1040.4169 | 806.1451 | 2501.8992 | -260.9521 | 969.8584 | 4.5153 | -49.9874 | 5467.4878 | -199.5206 | 460.7906 | 1.0416 | -2411.3848 | 902.9316 | 3635.7556 | 1459.7094 | 3855.9722 | 5.0807 | -270.816 | 2788.7629 | -597.6548 | 1515.6395 | 1806.2406 | -2358.7715 | -658.3455 | 10002.8838 | 210.1042 | -172.6996 | 115.0382
2030-04-30 | 7 | -30.6612 | 381.3351 | -55.0877 | -487.8066 | -263.143 | -947.0722 | -7678.6958 | 2424.1685 | -3.1645 | -99.7036 | 3712.2952 | 35.2398 | 2110.0701 | -308.7496 | 1521.9897 | -1160.9539 | -276.9717 | 209.9994 | -184.5831 | 76.6421 | -743.5867 | -1126.3851 | 159.5467 | -58.6026 | 1733.79 | -1687.1571 | 1293.6755 | -549.0885 | -71.0236 | 914.8234 | 1225.9683 | 477.1627 | -7.997 | 483.9502 | 4.4629 | -309.814 | 4083.7017 | -644.2714 | 0.99932 | 171.9075 | -2358.9014 | 658.7286 | 4049.0364 | 1322.2216 | 3978.3591 | -205.1947 | -271.6671 | 1577.1602 | -2296.9392 | 1166.2668 | 1489.1246 | -1921.136 | -243.3358 | 10921.6396 | 0.10423 | -87.9478 | 43.1628
2030-04-30 | 8 | -23.3241 | 426.3239 | -52.2991 | -456.3477 | -663.5175 | -838.762 | -6893.1152 | 1538.3632 | 0.99702 | -108.3893 | 3667.9644 | 43.2794 | 1675.5011 | -258.4466 | 1658.65 | -949.7974 | -379.9411 | 209.9994 | -222.3713 | 96.9926 | -771.2925 | -788.0402 | 60.9516 | -32.1939 | 1974.0094 | -1377.176 | 1155.2563 | -523.0275 | -82.9493 | 734.6036 | 1396.787 | -247.6974 | -118.2365 | 353.4309 | 4.1476 | -898.733 | 3572.2329 | -504.4413 | 0.99653 | 449.4448 | -2280.9358 | 328.0188 | 4403.2466 | 1317.6387 | 4272.625 | -282.1174 | -377.4782 | 214.9408 | -3621.0198 | 904.0689 | 749.6934 | -1457.4485 | -21.165 | 11321.1846 | 210.1042 | -12.2968 | 208.7484
2030-04-30 | 9 | -28.9275 | 734.8781 | -56.7407 | -535.6241 | -675.9129 | -1031.7623 | -7661.5137 | 1698.266 | -22.3857 | -129.177 | 3877.9856 | 84.7989 | 1793.8793 | -39.0641 | 1928.1396 | -845.5481 | -360.9683 | 209.9994 | -284.858 | 141.4109 | -844.1013 | -760.2237 | 78.3786 | -21.0785 | 2399.752 | -1775.0399 | 981.4039 | -602.7839 | -83.4297 | 758.6041 | 1696.3196 | -46.4666 | -89.623 | 349.9624 | 3.6864 | -1109.6249 | 4070.1321 | -501.3817 | 1.0014 | 406.5363 | -2200.2236 | 347.6545 | 4577.4014 | 1328.9523 | 4373.0215 | -272.2023 | -773.3626 | -193.2666 | -3760.9929 | 980.0598 | 544.0648 | -1480.6721 | -327.2325 | 11871.1162 | 210.1042 | -22.6112 | 242.2061
2030-04-30 | 10 | -27.3977 | 866.4175 | -57.3961 | -559.3765 | -652.4563 | -1115.8054 | -8101.604 | 1951.9724 | 0.99848 | -147.4938 | 3810.8311 | 54.9953 | 1829.1083 | -38.0823 | 2081.2764 | -990.5211 | -443.0615 | 209.9994 | -282.2257 | 143.1856 | -888.2664 | -1111.8315 | 94.1564 | -17.2657 | 2361.2532 | -1873.8396 | 780.9999 | -636.9277 | -83.8208 | 789.9802 | 1667.8604 | -282.0276 | -245.542 | 271.7764 | 2.6503 | -1291.1394 | 3974.7966 | -512.3677 | 1.055 | 384.3716 | -2097.9617 | 422.1872 | 4713.8862 | 1343.6638 | 4483.9448 | -269.1475 | -925.0573 | -576.1403 | -3766.6689 | 1007.0736 | 568.7823 | -1484.616 | -301.4432 | 11254.9307 | 210.1042 | -19.05 | 290.0046
2030-04-30 | 11 | -28.5751 | 845.8941 | -57.0332 | -560.4811 | -689.019 | -1179.9407 | -9203.5811 | 2235.7888 | -3.1477 | -167.4765 | 3605.699 | -4.9738 | 2084.0979 | -24.0852 | 2076.1838 | -925.4113 | -473.8225 | 209.9994 | -246.1237 | 97.1665 | -811.194 | -1224.6044 | 131.8415 | -25.3474 | 2165.0447 | -1858.2734 | 811.8218 | -657.3746 | -81.8539 | 893.733 | 1682.3339 | -398.5227 | -305.0696 | 251.0136 | 1.8762 | -1313.2587 | 4155.6465 | -519.1115 | 1.0023 | 370.6176 | -1971.2605 | 525.3184 | 4809.7759 | 1329.5002 | 4586.1147 | -266.6004 | -1086.7657 | -1169.6742 | -4248.8774 | 959.9903 | 535.2095 | -1501.0365 | -337.2723 | 9916.4756 | 0.10423 | 0.66559 | 324.6939
2030-04-30 | 12 | -27.7693 | 822.5717 | -56.8827 | -559.3391 | -554.3796 | -1199.5419 | -9974.2842 | 2287.3865 | -268.1273 | -214.3597 | 3669.2776 | -90.0916 | 2106.5989 | -64.8815 | 2206.7363 | -848.9709 | -447.5463 | 209.9994 | -242.3888 | 150.364 | -751.5329 | -1023.0934 | 157.5482 | -23.7166 | 2150.427 | -1847.124 | 771.6397 | -663.3234 | -78.6905 | 936.1418 | 1733.2968 | -493.0721 | -317.4084 | 231.5269 | 1.868 | -1372.7892 | 4308.4253 | -501.7635 | 1.0007 | 382.4872 | -1999.2823 | 562.9146 | 4783.2583 | 1320.2429 | 4544.8364 | -265.9476 | -1171.9828 | -1010.1967 | -4159.8633 | 995.8472 | 756.1996 | -2019.1705 | -596.7398 | 7840.9692 | 0.10423 | 41.2492 | 358.2526
2030-04-30 | 13 | -34.6813 | 948.6871 | -54.6328 | -619.386 | -332.5548 | -1469.7266 | -11555.1133 | 2942.2976 | -745.7759 | -164.9383 | 3957.9871 | 1.0507 | 1973.7216 | -14.4094 | 2070.8447 | -731.2595 | -514.988 | 209.9994 | -209.7302 | 139.3492 | -732.1503 | -1249.5557 | 212.922 | -29.3382 | 1758.6865 | -1537.4272 | 499.4375 | -744.3041 | -72.0912 | 1090.1637 | 1781.0759 | 2.5908 | -266.1264 | 252.7756 | 0.82362 | -1258.101 | 4670.9995 | -258.3729 | 0.99775 | 449.443 | -2077.8838 | 722.9417 | 4793.311 | 1340.5132 | 4555.6914 | -264.6118 | -852.3286 | -689.4325 | -3991.1721 | 1134.0746 | 1283.7419 | -2474.582 | -1127.1295 | 8082.127 | 0.10423 | 57.4137 | 201.699
2030-04-30 | 14 | -43.4801 | 804.8524 | -58.4229 | -733.3184 | -940.9011 | -1201.373 | -9789.6094 | 1930.8319 | -870.4737 | -140.114 | 3944.1716 | 27.5797 | 1927.3829 | 18.9068 | 2014.1318 | -854.9321 | -397.9814 | 209.9994 | -176.1924 | 67.3148 | -740.9473 | -910.7875 | 148.9477 | -40.838 | 1436.8708 | -1839.5133 | 565.2043 | -704.8684 | -72.6011 | 979.2552 | 2073.4207 | 1516.0751 | -30.1033 | 569.8995 | 0.81733 | -971.0375 | 7530.6201 | -0.85012 | 1.0054 | 399.6144 | -1958.3024 | 487.7695 | 4610.415 | 1279.2211 | 4374.7144 | -263.1836 | -785.4515 | -395.696 | -3860.9807 | 956.471 | 669.0897 | -1736.7463 | -492.7319 | 8941.2666 | 210.1042 | 40.6049 | 231.5377
2030-04-30 | 15 | -71.4687 | 36.5137 | -65.4108 | -755.1802 | -1642.5649 | -465.9338 | -4606.3896 | 238.7645 | -1184.4371 | -198.065 | 4017.8804 | -81.0572 | 1939.286 | 125.2865 | 1963.0563 | -1061.5457 | -247.0026 | 209.9994 | -168.2921 | 389.8208 | -920.8973 | -991.0248 | 178.8528 | -25.0825 | 1178.1173 | -1659.8999 | 9.6615 | -451.9264 | -42.8306 | 823.5577 | 1763.9608 | 3987.5986 | -434.6837 | 1259.2922 | 1.0424 | -1321.4797 | 10734.2783 | -234.2814 | 1.0017 | 449.6334 | -2002.7415 | 590.8715 | 4642.875 | 1194.3644 | 4443.3618 | -260.8928 | -947.1605 | 735.5986 | -3048.6396 | 1050.9827 | 618.6718 | -1341.674 | -987.2673 | 9738.9336 | 210.1042 | -53.9138 | 101.6354
2030-04-30 | 16 | -69.8848 | 76.5601 | -64.3099 | -754.9006 | -1532.8357 | -422.9555 | -3791.2947 | 130.9696 | -1641.9827 | -186.6533 | 4057.6145 | -34.6964 | 1004.6763 | 53.5148 | 1919.3258 | -1366.9003 | -231.4895 | 209.9994 | -309.312 | 333.4425 | -863.903 | -883.5402 | 143.5722 | -17.8395 | 1788.6226 | -1694.6584 | 336.2829 | -441.4629 | -41.5622 | 761.8927 | 1810.337 | 4146.4707 | -260.6146 | 1259.4716 | 2.3424 | -1037.4957 | 10563.8369 | -3.5264 | 0.97575 | 1.0167 | -1996.6509 | 374.3367 | 4359.7295 | 1140.6205 | 4173.1323 | -263.3448 | -1265.313 | 3938.9846 | -468.3156 | 902.4831 | 226.9639 | -1734.4172 | -1259.5096 | 8512.7842 | 210.1043 | -74.9964 | 76.4918
2030-04-30 | 17 | -66.4065 | 63.0337 | -63.536 | -752.1398 | -1194.3346 | -589.5984 | -5226.7319 | 765.1086 | -2084.4644 | -117.494 | 3676.9949 | 85.647 | 1891.6349 | -39.4508 | 1876.7589 | -1219.3093 | -227.4153 | 209.9994 | -341.1952 | 290.0256 | -840.696 | -665.8582 | 182.514 | -19.758 | 2239.5146 | -1815.6888 | 101.9492 | -501.3662 | -39.5352 | 902.5201 | 1835.9264 | 3892.2488 | -237.8568 | 1156.2904 | 1.8533 | -932.7859 | 10129.0537 | -216.4249 | 0.99412 | 449.6518 | -2026.2366 | 666.2657 | 4725.521 | 1185.9152 | 4549.5679 | -262.942 | -915.9304 | 615.823 | -3979.4407 | 993.8029 | 771.7411 | -2064.5752 | -1366.0729 | 9342.3955 | 0.10423 | -17.3846 | 65.1092
2030-04-30 | 18 | -61.9098 | 79.848 | -64.1087 | -753.1906 | -1021.1381 | -730.1452 | -6038.8555 | 1124.8262 | -2403.8853 | -122.1242 | 3110.6357 | 43.9306 | 1973.8789 | -16.9453 | 1769.9337 | -879.3636 | -232.5854 | 209.9994 | -334.7548 | 254.6622 | -805.2583 | -577.4026 | 211.8911 | -21.6972 | 2195.0098 | -1748.3285 | -48.5957 | -529.9051 | -36.8589 | 1014.5065 | 1745.667 | 3498.5554 | -359.1517 | 1062.0499 | 1.2441 | -975.2613 | 9873.1777 | -253.2035 | 1.0001 | 449.6409 | -2066.4771 | 747.3514 | 4786.7495 | 1198.8457 | 4611.9351 | -266.5682 | -793.2533 | 244.8062 | -4692.5225 | 1079.8374 | 609.871 | -2378.0168 | -1418.7986 | 9742.3984 | 0.10423 | 13.3293 | 128.7926
2030-04-30 | 19 | -64.7996 | 1.0033 | -64.7932 | -768.4291 | -1162.5092 | -675.0199 | -5450.2676 | 790.9457 | -2111.1011 | -101.3405 | 3363.3547 | 40.073 | 1892.3046 | -72.7225 | 1615.5778 | -824.4577 | -208.8056 | 209.9994 | -142.4808 | 280.8595 | -866.5128 | -985.5815 | 187.3382 | -43.7375 | 1428.395 | -1721.1088 | -228.5567 | -511.0974 | -34.2961 | 957.3977 | 1584.936 | 3916.031 | -487.1648 | 1137.87 | 0.80593 | -970.7817 | 9998.5371 | -254.2488 | 1.0003 | 449.6424 | -2035.9225 | 669.28 | 4817.1216 | 1216.6937 | 4612.8628 | -271.4517 | -526.4219 | 461.9056 | -4635.4717 | 1063.9969 | 152.5945 | -2061.7454 | -1272.6925 | 11229.873 | 210.1042 | 1.0002 | 155.5879
2030-04-30 | 20 | -59.6427 | 439.8992 | -64.5474 | -785.0492 | -881.6462 | -936.0237 | -5898.8135 | 1707.3746 | -1448.4454 | -112.7302 | 3031.4856 | 1.0018 | 2124.4788 | -192.1811 | 1629.9634 | -764.3018 | -161.634 | 209.9994 | -115.5998 | 166.9192 | -796.1354 | -1232.9036 | 145.1191 | -60.483 | 1422.4377 | -2010.1329 | -466.7298 | -626.1873 | -58.0052 | 973.2866 | 1827.5156 | 3563.8455 | -221.986 | 1033.3955 | 0.81653 | -673.2091 | 9343.5664 | -0.4568 | 0.9974 | 392.8143 | -2040.4955 | 597.0869 | 4730.1548 | 1257.12 | 4488.5581 | -269.4038 | -426.0302 | -828.5941 | -5975.9214 | 928.7867 | 601.6621 | -2152.6094 | -311.1083 | 11786.5732 | 210.1042 | 113.3586 | 151.4133
2030-04-30 | 21 | -64.5319 | 315.4161 | -68.2414 | -779.4624 | -999.6038 | -849.9723 | -5096.7876 | 1397.7025 | -1368.2478 | -108.1499 | 2678.957 | 9.9756 | 2113.3218 | -158.0577 | 1613.6744 | -517.6473 | -64.6942 | 209.9994 | -177.2889 | 247.4971 | -891.5714 | -1180.1158 | 164.5289 | -49.4739 | 1780.5293 | -1887.322 | -849.3207 | -564.8521 | -54.149 | 920.9413 | 1723.0876 | 3793.408 | -442.0539 | 1134.9937 | 0.81051 | -834.9346 | 9999.6504 | -220.2015 | 0.99778 | 449.4975 | -2094.0669 | 590.1303 | 4625.1104 | 1243.5359 | 4326.6074 | -263.6903 | -432.261 | -661.4875 | -5969.6313 | 948.4617 | 265.0388 | -1776.4316 | -323.0317 | 11640.458 | 210.1042 | 80.3304 | 185.2464
2030-04-30 | 22 | -70.3732 | 78.6093 | -68.3873 | -762.9625 | -1209.2567 | -668.6201 | -4228.5942 | 1142.918 | -1010.7574 | -91.7509 | 2442.6616 | 97.263 | 1976.0393 | 25.1973 | 1777.5325 | -468.5286 | 20.2841 | 209.9994 | -267.545 | 427.613 | -813.9937 | -877.9966 | 212.8557 | -27.4735 | 2219.7314 | -1793.823 | -850.1348 | -501.8675 | -42.4966 | 959.5357 | 1755.757 | 4239.377 | -466.5179 | 1273.2493 | 0.69364 | -1084.1385 | 10435.0547 | -497.2754 | 1 | 449.4852 | -2031.0359 | 790.7977 | 4463.6533 | 1248.6136 | 4231.1704 | -269.838 | -576.5231 | -165.6378 | -5051.8335 | 992.852 | 678.6924 | -1505.0875 | -392.2983 | 12081.126 | 0.10423 | 48.8969 | 249.4326
2030-04-30 | 23 | -72.4203 | 41.3394 | -63.4318 | -755.7037 | -1101.2626 | -558.5814 | -4955.6826 | 1457.5194 | -23.1497 | -113.1495 | 2289.2432 | 5.3894 | 1573.069 | -93.5489 | 1600.8451 | -744.0418 | 49.1767 | 209.9994 | -281.4984 | 443.4957 | -627.1558 | -350.1621 | 248.4716 | -37.2392 | 2334.415 | -1791.183 | -574.6105 | -493.8818 | -43.6518 | 1040.0295 | 1760.2173 | 4659.7388 | -238.0065 | 1335.2759 | 0.65661 | -795.4725 | 10288.6572 | -597.966 | 1.0036 | 449.5685 | -1876.3159 | 980.3486 | 4486.4438 | 1275.4436 | 4406.4146 | -283.0444 | -370.8056 | 323.1304 | -3813.6387 | 801.4839 | 636.5964 | -1417.059 | -233.7708 | 11385.6865 | 210.1042 | 37.532 | 307.2413
2030-04-30 | 24 | -74.1937 | -47.9489 | -59.005 | -735.1335 | -1240.4314 | -431.1735 | -4566.7344 | 1034.9923 | -3.1814 | -202.1996 | 2600.5449 | -1.4753 | 1430.4227 | -388.3383 | 1301.7708 | -885.1881 | 100.0454 | 209.9994 | -311.8887 | 376.0832 | -302.6068 | -190.4743 | 248.0748 | -47.3114 | 2559.9268 | -1766.3864 | -950.9133 | -449.5754 | -37.1461 | 1058.0073 | 1662.1177 | 5284.7334 | 17.7006 | 1449.9635 | 0.53357 | -506.841 | 10739.9111 | -396.8582 | 0.99981 | 407.3002 | -2246.6467 | 898.1476 | 4093.1484 | 1291.1383 | 3881.814 | -2.4869 | -272.1242 | 505.9785 | -3010.009 | 912.8612 | 332.1489 | -1297.4335 | -448.3943 | 11115.2803 | 210.1042 | -85.7128 | 345.648
2030-05-01 | 1 | -82.1394 | -111.5051 | -58.1413 | -707.1058 | -1534.9733 | -284.1052 | -2947.6821 | 710.7568 | 862.7903 | -102.4739 | 3586.179 | -83.1396 | 2073.1399 | -436.0406 | 1029.285 | -1094.5543 | 349.5186 | 209.9994 | -170.7811 | 382.2268 | -359.1597 | -1673.7866 | 258.1549 | -75.2947 | 1726.6801 | -1840.7544 | -653.0266 | -402.3032 | -38.3401 | 966.5383 | 1491.8588 | 6589.7075 | 151.383 | 1686.8428 | 0.59125 | -68.2622 | 10998.9766 | -334.9622 | 0.97975 | 43.6201 | -2319.7246 | 944.119 | 3781.4561 | 1350.2013 | 3696.99 | -2.7109 | -272.401 | 2338.8455 | -638.6979 | 1179.9873 | 34.1753 | -534.0463 | -315.9532 | 11301.7627 | 210.1042 | -287.6948 | 55.7509
2030-05-01 | 2 | -89.5459 | 1 | -56.1969 | -686.6367 | -1568.5342 | -182.6701 | -1559.8353 | 247.8769 | 1302.3165 | -202.4123 | 3417.2253 | -152.1432 | 1935.4659 | -598.4743 | 426.0229 | -1074.5067 | 291.1865 | 209.9994 | -50.6086 | 169.3136 | -331.3369 | -2394.2544 | 158.9877 | -92.0223 | 1070.759 | -1928.8845 | 9.6851 | -367.8635 | -54.475 | 789.7482 | 1356.1306 | 7326.896 | -260.055 | 1832.8218 | 0.56071 | 6.0091 | 11004.3213 | 22.7839 | 527.699 | 1.0011 | -2149.2888 | 679.1329 | 2673.6001 | 1162.0107 | 3183.2903 | 1.02 | -278.433 | 807.4111 | -1789.2214 | 951.1486 | -80.2815 | -451.7634 | 919.4037 | 11761.9102 | 210.1042 | -70.7961 | 1.4613
2030-05-01 | 3 | -75.6318 | -20.6037 | -49.2999 | -687.836 | -1325.3827 | -228.5591 | -3763.8535 | 1045.1245 | 1613.5903 | -122.1377 | 3156.0447 | -194.9857 | 1939.5983 | -550.6871 | 485.3895 | -1121.5745 | 197.7899 | 209.9994 | -10.7112 | 461.1023 | -279.4951 | -1236.3862 | 278.9805 | -88.5513 | 1000.1459 | -1567.3193 | -516.4883 | -374.6959 | -47.4879 | 955.4452 | 946.4351 | 6404.7896 | -59.3038 | 1749.335 | 0.6727 | -183.416 | 10111.5068 | -8.2376 | 490.2845 | 1.0015 | -2284.0898 | 1076.1315 | 2873.2305 | 1269.2548 | 3340.2961 | 1.0073 | -278.4386 | -191.9976 | -3036.5278 | 1229.6926 | 513.4753 | -545.0418 | 493.9724 | 10028.5859 | 210.1042 | -59.7665 | 17.7655
2030-05-01 | 4 | -59.8364 | 275.0046 | -48.3094 | -568.4103 | -544.8049 | -840.7936 | -6335.3052 | 2952.627 | 1711.3954 | -126.3532 | 3054.209 | -194.9979 | 1944.4598 | -668.6834 | 491.2737 | -1186.6318 | 69.5417 | 209.9994 | 15.3194 | 383.6849 | -192.407 | -737.0891 | 291.8705 | -97.8364 | 979.6591 | -1665.5187 | -186.2602 | -555.0974 | -58.7057 | 1069.63 | 1245.6764 | 3657.3647 | 262.0184 | 1152.5426 | 1.974 | 91.3562 | 7302.1938 | -185.7255 | 298.0681 | 1.0005 | -2322.1804 | 1077.1216 | 2863.3867 | 1282.2916 | 3146.6008 | 1.0143 | -278.5958 | -518.2338 | -3387.0076 | 1314.2534 | 1030.943 | -1496.1882 | 389.7573 | 9615.7129 | 210.1043 | -29.3329 | 142.3637
2030-05-01 | 5 | -51.3419 | 816.8481 | -47.2611 | -528.6002 | -90.7042 | -1185.3446 | -8080.2612 | 4041.3645 | 1643.6976 | -51.37 | 2624.6841 | -75.3298 | 1964.8739 | -631.9659 | 550.4115 | -1338.6259 | 70.5353 | 209.9994 | -45.8904 | 127.1902 | -197.7168 | -328.4546 | 209.2015 | -101.0569 | 1024.2556 | -1867.5227 | 9.7051 | -661.5684 | -89.2398 | 1046.7932 | 1298.5006 | 2639.5374 | -109.0778 | 898.4397 | 2.9439 | 270.7459 | 4048.4966 | -315.5068 | 100.6229 | 1.0001 | -2270.0439 | 835.6812 | 2956.4207 | 958.4941 | 3298.4089 | -217.3715 | -272.8303 | -922.3304 | -4275.0669 | 1109.3208 | 685.7898 | -1992.3893 | 451.9905 | 6769.0342 | 210.1043 | 3.1215 | 176.8851
2030-05-01 | 6 | -53.4499 | 1018.4783 | -53.3147 | -577.8165 | -32.9445 | -1306.1555 | -7813.9346 | 3849.5242 | 993.6945 | -17.6084 | 3819.6658 | 38.2311 | 1975.683 | -486.2699 | 766.9828 | -1204.3116 | 66.6095 | 209.9994 | -94.1288 | -9.8395 | -623.1852 | -1257.0248 | 107.9176 | -90.0277 | 947.1206 | -2160.9392 | -181.6711 | -719.0804 | -96.1179 | 897.8069 | 1744.7673 | 2807.9871 | 286.4267 | 820.2702 | 3.3435 | 398.9971 | 5169.186 | -2.7412 | -3.3817 | -1.4323 | -2389.0237 | 460.1719 | 3756.384 | 1461.3649 | 3664.4946 | 67.9501 | -279.6221 | 674.8366 | -2462.4109 | 1246.651 | 766.1582 | -2644.9871 | -440.6262 | 6127.7471 | 210.1042 | -175.9115 | 53.4543
2030-05-01 | 7 | -69.3796 | 681.8674 | -64.6305 | -621.6453 | -369.9697 | -1072.9193 | -6301.4546 | 2760.4485 | -3.1727 | -63.9703 | 4037.7981 | 85.9259 | 2008.1243 | -183.76 | 1059.0129 | -819.0364 | 3.3405 | 209.9994 | -114.1843 | 102.7429 | -843.9188 | -1960.3083 | 117.3879 | -73.0509 | 898.4861 | -2144.5962 | -404.2039 | -649.4551 | -88.4041 | 825.5286 | 1804.9458 | 3863.5864 | 177.9115 | 1101.915 | 1.9682 | 0.99955 | 7264.2935 | -148.8338 | -1.9388 | -2.3977 | -2242.4585 | 662.131 | 4271.2129 | 1444.2096 | 4111.1001 | 1.0051 | -275.9533 | 1897.9546 | -1858.9054 | 1159.6932 | 1219.1965 | -2077.4028 | 0.13334 | 7260.5083 | 210.1042 | -123.023 | 33.9864
2030-05-01 | 8 | -74.5147 | 536.4792 | -73.9812 | -727.7393 | -1098.9088 | -486.3622 | -3812.9062 | 1613.8005 | -24.924 | -65.843 | 4040.5906 | 118.6891 | 2014.756 | 256.9218 | 1698.1256 | -420.1506 | -128.8293 | 209.9994 | -155.4698 | 74.7142 | -975.3191 | -2779.9712 | 28.4806 | -33.2108 | 1075.7412 | -2519.0388 | -596.5508 | -496.1201 | -100.1637 | 679.4034 | 1946.4441 | 5184.1006 | 103.2255 | 1262.5422 | 0.86032 | -763.8887 | 9186.6514 | -484.6718 | -2.0783 | 428.4517 | -2191.9651 | 405.9264 | 4435.6382 | 1380.8545 | 4414.7505 | -282.1495 | -272.0494 | 194.1626 | -3577.1204 | 960.9787 | 335.717 | -1919.2667 | -0.2517 | 6415.8145 | 0.10423 | -69.6569 | 147.5495
2030-05-01 | 9 | -68.887 | 601.9174 | -72.2637 | -745.3705 | -1715.5232 | -474.899 | -2811.1152 | 804.532 | -3.0856 | -190.6906 | 4020.4614 | -63.711 | 1170.1921 | 353.3765 | 2013.0369 | -318.4987 | -134.9043 | 209.9994 | -288.7884 | 282.4449 | -1175.7094 | -3227.1592 | 21.4601 | 10.6839 | 1694.8519 | -2495.7937 | -657.8783 | -504.4329 | -90.676 | 539.1105 | 2175.2795 | 5224.002 | 37.9951 | 1054.5575 | 0.78888 | -1233.2257 | 8997.6523 | -411.8676 | -2.0865 | 449.533 | -2232.7285 | 402.6737 | 4081.8423 | 1346.8 | 4075.4421 | -274.288 | -680.0782 | 1463.3622 | -1710.9329 | 1129.6348 | 184.3083 | -1823.2511 | -505.0768 | 7217.7183 | 0.10423 | -87.8109 | 218.4297
2030-05-01 | 10 | -73.6844 | 587.5496 | -72.6894 | -738.2484 | -1815.8988 | -453.9399 | -3224.189 | 860.1003 | 247.4164 | -155.4844 | 4028.7061 | 68.1136 | 1373.7064 | 408.6917 | 2180.6736 | -1.6643 | -41.0893 | 209.9994 | -280.5376 | 315.7457 | -1335.6311 | -3470.7292 | 39.1119 | 18.8858 | 1577.2427 | -2532.5789 | -559.1607 | -504.349 | -91.1407 | 543.4388 | 2483.5034 | 5332.5962 | 133.5183 | 1180.6542 | 1.1031 | -1278.3574 | 9361.832 | -409.5473 | 0.99336 | 449.5461 | -2049.54 | 462.0165 | 4157.9077 | 1311.9961 | 4054.1104 | -268.161 | -1010.2144 | 961.9242 | -2150.0454 | 1206.7993 | 1.0054 | -1582.6665 | -236.4577 | 7511.4233 | 0.10423 | -94.0206 | 175.9291
2030-05-01 | 11 | -69.0472 | 548.287 | -72.2071 | -739.8243 | -1492.9053 | -528.5521 | -4670.2529 | 1405.156 | -293.1892 | -147.5752 | 4027.7053 | 164.0614 | 1719.1149 | 405.1404 | 2151.1726 | 374.7405 | -99.045 | 209.9994 | -209.0314 | 275.9182 | -1188.8729 | -2743.3018 | 66.3887 | 10.3684 | 1187.3105 | -2426.0164 | -408.5947 | -518.4908 | -89.2704 | 653.8613 | 2396.957 | 4565.4976 | 14.2577 | 1102.8975 | 0.77379 | -1398.4626 | 8569.7891 | -360.0469 | 0.99824 | 449.5012 | -1990.7594 | 501.124 | 4329.6719 | 1316.0531 | 4191.4795 | -266.0356 | -969.1954 | 87.4538 | -2947.7622 | 1129.5546 | 264.9651 | -1960.7462 | -111.286 | 7628.1992 | 0.10423 | 0.99949 | 249.9228
2030-05-01 | 12 | -61.5745 | 259.7904 | -71.8166 | -746.7621 | -1641.8821 | -544.6807 | -4589.7666 | 1295.0892 | -643.1175 | -274.6393 | 4038.5322 | -29.7132 | 1607.7999 | 376.0045 | 2179.3042 | 539.8249 | -132.7002 | 209.9994 | -197.1772 | 338.2165 | -1232.822 | -2428.5076 | 93.5494 | 17.346 | 1057.8129 | -2329.2795 | -451.7737 | -532.5217 | -78.5421 | 693.988 | 2357.0835 | 3772.6421 | -34.1098 | 939.6633 | 1.1349 | -1553.5094 | 7568.0278 | -392.2456 | 1.0014 | 449.545 | -2057.0981 | 554.1286 | 4205.312 | 1327.5684 | 4062.2634 | -265.3212 | -1054.3328 | 568.5009 | -2584.9331 | 1188.8047 | 704.6473 | -2251.6646 | -631.3282 | 9035.3223 | 0.10423 | 56.6258 | 275.3397
2030-05-01 | 13 | -54.1558 | 885.5934 | -70.6577 | -761.6995 | -1711.6691 | -679.241 | -4929.8604 | 1484.0674 | -759.7548 | -357.2074 | 3995.946 | 47.6858 | 1530.5406 | 351.6636 | 2150.0796 | 609.178 | -38.9518 | 209.9994 | -244.7632 | 582.3812 | -1358.558 | -1855.8456 | 66.5226 | 32.1461 | 1305.2979 | -2187.5586 | -955.7687 | -572.8879 | -97.8921 | 556.3024 | 2493.5232 | 3420.0642 | 1.5003 | 789.0014 | 2.1547 | -1564.2054 | 6581.3267 | -392.6297 | -2.0059 | 428.5832 | -2114.9778 | 510.0057 | 3880.5774 | 1278.2638 | 3750.2803 | -264.577 | -756.307 | 1284.6449 | -1512.9365 | 1219.9224 | 1108.2446 | -1596.493 | -267.8481 | 6715.9736 | 0.10423 | 79.5447 | 270.22
2030-05-01 | 14 | -60.2761 | 986.8677 | -76.2809 | -782.8084 | -1832.1927 | -880.4908 | -4791.0181 | 1430.073 | -1242.3052 | -366.4717 | 3952.113 | 119.0485 | 1958.8341 | 425.6144 | 2217.2483 | 245.7567 | 109.9912 | 209.9994 | -345.3475 | 464.9352 | -1160.1488 | -1486.2084 | 65.4834 | 25.0582 | 2094.3464 | -2580.519 | -966.8439 | -620.2604 | -90.7614 | 601.6671 | 2974.7627 | 4204.9648 | 336.1605 | 846.8298 | 2.0202 | -1270.9635 | 6727.7754 | -602.2242 | -93.1117 | 1.0012 | -1874.3318 | 463.7375 | 3552.2341 | 1185.9807 | 3344.7791 | -262.6269 | -1560.0237 | 1575.224 | -1086.3591 | 1185.8842 | 1391.6375 | -1250.9962 | -309.2831 | 7060.4102 | 0.10423 | 70.4292 | 219.9118
2030-05-01 | 15 | -65.6272 | 1079.1199 | -77.736 | -783.8215 | -1308.5138 | -803.12 | -1885.6434 | 2034.6212 | -2098.4148 | -342.9659 | 3953.9553 | 195.0011 | 2114.9646 | 378.5735 | 2186.9802 | 105.8317 | 206.8871 | 209.9994 | -425.5807 | 494.9366 | -1213.9189 | -2268.509 | 32.3766 | 37.9249 | 2549.1482 | -2567.3877 | -912.4725 | -608.5977 | -101.4024 | 499.7346 | 3068.262 | 4890.2754 | 280.2238 | 912.0834 | 1.0603 | -1296.7635 | 6968.584 | -610.8447 | -109.355 | 1.0002 | -1868.2141 | 347.2307 | 3489.063 | 1201.1865 | 3312.98 | -262.6421 | -1444.8619 | 1891.4539 | -986.6063 | 1126.1638 | 1028.1573 | -1758.6323 | -452.4818 | 6536.8853 | 0.10423 | -31.1974 | 103.1851
2030-05-01 | 16 | -66.0109 | 976.1707 | -76.6175 | -777.8668 | -842.8118 | -721.4019 | -417.0063 | 2299.8843 | -3145.7629 | -364.1586 | 4014.8438 | 121.7638 | 2105.6575 | 267.6942 | 2139.9165 | -23.8421 | 286.0384 | 209.9994 | -480.2851 | 520.6923 | -1278.7903 | -3410.8699 | 46.0768 | 20.2622 | 2801.2844 | -2443.1824 | -1099.5474 | -581.3204 | -98.8894 | 513.2112 | 2998.1433 | 5192.5757 | 143.5213 | 952.1754 | 0.71546 | -994.5045 | 7283.2378 | -304.4267 | -2.1306 | 90.7559 | -2061.3503 | 395.6963 | 4307.1533 | 1290.7671 | 4181.0083 | -262.738 | -676.8849 | 1981.36 | -1127.7928 | 1246.5801 | 1500.6935 | -1832.7595 | -301.6548 | 6040.0112 | 0.10423 | -44.5115 | 62.3946
2030-05-01 | 17 | -64.3136 | 1046.2308 | -77.5609 | -778.097 | -434.3929 | -794.0464 | -1476.4014 | 2928.8369 | -3538.4456 | -205.1508 | 3979.2778 | 189.5069 | 2096.5376 | 285.3592 | 2133.3718 | -86.0259 | 323.863 | 209.9994 | -536.7244 | 357.6917 | -1311.9601 | -3383.6235 | 29.5962 | 4.1994 | 3017.3489 | -2436.1499 | -611.8296 | -614.7277 | -105.6922 | 559.7213 | 2876.9043 | 4998.3638 | 313.4688 | 952.1451 | 2.025 | -843.8741 | 7382.3052 | -313.7658 | -2.1149 | 77.3263 | -2020.8628 | 346.1388 | 4394.2344 | 1290.3057 | 4273.9697 | -262.6799 | -854.1736 | 2132.6543 | -1431.929 | 1350.036 | 1945.7817 | -2086.6538 | -636.2073 | 5002.6543 | 0.10423 | -83.4843 | 15.1436
2030-05-01 | 18 | -55.7464 | 1112.4408 | -75.6696 | -736.8113 | -60.2627 | -791.4865 | -670.9084 | 3324.7373 | -4023.2585 | -121.8919 | 3917.8335 | 152.3497 | 2098.7566 | 288.4207 | 2145.9934 | -46.2881 | 244.8354 | 209.9994 | -590.2056 | 467.878 | -1386.9523 | -2773.7964 | 19.1958 | 17.3675 | 3349.5706 | -2181.2122 | -1231.3441 | -608.4385 | -115.4228 | 506.5732 | 2543.5027 | 4026.4968 | 162.5806 | 805.7743 | 2.0016 | -932.1768 | 6964.3794 | -313.7532 | -2.0853 | 84.5177 | -2092.4414 | 348.6952 | 4504.6616 | 1315.5009 | 4407.459 | -266.9485 | -733.3061 | 2246.0557 | -1874.1072 | 1335.0736 | 1753.7855 | -2107.8589 | -578.3843 | 3850.6365 | 210.1042 | -82.8959 | 17.4676
2030-05-01 | 19 | -51.1134 | 1028.9169 | -73.3006 | -683.8331 | -348.5178 | -643.4099 | -61.2156 | 2798.3062 | -3955.3091 | -109.2632 | 3916.0049 | 173.5444 | 2095.0349 | 241.7528 | 2117.1711 | 68.5446 | 238.7977 | 209.9994 | -668.4539 | 500.8947 | -1618.4648 | -3173.2795 | -50.4337 | 31.8777 | 3631.9998 | -1986.2651 | -1440.1709 | -560.7689 | -117.0904 | 348.454 | 2355.239 | 3546.2527 | 18.0434 | 773.1738 | 1.9679 | -964.0768 | 6943.8311 | -323.5592 | -2.02 | 56.4122 | -2074.543 | 191.1556 | 4410.418 | 1291.5022 | 4296.4473 | -271.8756 | -826.1216 | 2397.7183 | -1895.6925 | 1258.9961 | 1459.2711 | -1629.2745 | -543.2014 | 3404.0083 | 210.1043 | -100.6706 | 50.7626
2030-05-01 | 20 | -60.3927 | 920.0293 | -75.8382 | -712.8114 | -798.0106 | -554.5333 | 1414.0928 | 2063.3025 | -3323.5435 | -117.1689 | 3915.657 | 172.5603 | 2088.417 | 135.4449 | 2135.2168 | 176.3094 | 337.0222 | 209.9994 | -633.5977 | 346.5968 | -1733.1949 | -4226.689 | -113.7689 | 15.2034 | 3377.2356 | -2183.5813 | -1102.9481 | -567.249 | -113.233 | 226.6364 | 2508.0991 | 4665.3955 | 146.0101 | 1045.6024 | 2.4824 | -653.2108 | 8300.8193 | -366.2591 | -10.2349 | 0.9991 | -2067.8896 | -21.2014 | 4287.5264 | 1283.4398 | 4128.9521 | -267.6723 | -768.0757 | 2514.4136 | -1823.8695 | 1140.5234 | 880.6458 | -1246.7877 | -536.4445 | 5147.3232 | 210.1042 | -107.9464 | 76.5326
2030-05-01 | 21 | -73.6751 | 523.176 | -81.098 | -724.4633 | -785.1954 | -405.582 | 1765.6367 | 2164.1245 | -2883.6428 | -242.266 | 3867.2888 | 194.9988 | 1826.4397 | -160.4802 | 2144.6526 | 272.8923 | 415.1682 | 209.9994 | -514.9021 | 315.1539 | -1468.1396 | -4209.0361 | -20.632 | -0.14451 | 2816.1938 | -2312.4753 | -585.3168 | -509.2755 | -98.7493 | 443.9842 | 2621.9358 | 5605.7832 | 150.7672 | 1339.9012 | 1.6466 | -653.781 | 9962.9736 | -320.6133 | -2.2046 | 186.6745 | -2083.2061 | 149.2871 | 4289.9106 | 1285.3632 | 4138.5107 | -261.5257 | -619.7275 | 2538.1226 | -1899.728 | 1211.6661 | 1249.5071 | -1640.5013 | -844.3702 | 7013.8745 | 210.1042 | -80.8211 | 128.7472
2030-05-01 | 22 | -70.3966 | 579.4811 | -78.2245 | -725.9244 | -701.8102 | -540.6286 | 1731.0267 | 2097.0491 | -1621.1569 | -348.8484 | 3866.1509 | 195 | 2091.5356 | 111.5888 | 2146.0972 | 161.4156 | 428.7011 | 209.9994 | -571.9954 | 301.889 | -1334.2251 | -3318.4065 | 40.9359 | 34.5718 | 3377.2739 | -2382.7493 | -676.8021 | -547.2253 | -90.0826 | 539.5773 | 2913.9382 | 5687.3774 | 301.7021 | 1212.1442 | 1.6391 | -943.0264 | 9692.9219 | -555.7877 | -172.8084 | 1.0002 | -1844.8079 | 350.5269 | 3678.543 | 1276.0686 | 3504.6338 | -269.0759 | -1036.8558 | 2605.3677 | -1795.0634 | 1021.5043 | 1157.7361 | -1966.4175 | -397.1407 | 8076.085 | 210.1042 | 16.13 | 164.1996
2030-05-01 | 23 | -57.5389 | 973.063 | -67.3776 | -652.8488 | -1193.3262 | -641.6909 | 2262.3301 | 1375.6952 | -210.4489 | -318.3916 | 3862.4639 | 160.8296 | 2096.4077 | -14.5132 | 2144.0259 | -321.925 | 421.95 | 209.9994 | -639.4519 | 474.6824 | -1429.962 | -2628.8076 | -42.753 | 36.3492 | 3698.6367 | -2225.2358 | -960.7786 | -561.1871 | -105.7501 | 307.4339 | 2810.3513 | 4888.8335 | 275.2554 | 1071.3624 | 2.0791 | -739.3897 | 7897.2124 | -432.4133 | -87.7437 | 1.0011 | -1460.2523 | 332.5829 | 3924.9565 | 1314.6228 | 3915.9849 | -282.314 | -883.0362 | 2525.0916 | -1189.8573 | 933.7621 | -91.3755 | -1013.6603 | 1.0149 | 6263.8208 | 210.1042 | -29.136 | 231.2366
2030-05-01 | 24 | -53.9946 | 576.3957 | -59.3595 | -590.6031 | -1664.4607 | -403.9587 | 1402.5267 | 135.4927 | -3.064 | -152.367 | 3969.22 | 88.5629 | 925.4755 | 68.3308 | 2192.5659 | -673.2628 | 470.8884 | 209.9994 | -479.8463 | 603.4677 | -1393.0371 | -2670.6909 | -7.6535 | 11.8796 | 2276.5317 | -2016.5707 | -1078.8218 | -456.6656 | -79.2903 | 270.8145 | 2444.6978 | 4881.2793 | 4.6068 | 1122.1289 | 2.7569 | -587.0072 | 6440.46 | -48.4681 | 246.7746 | 1.0024 | -1874.8162 | 409.509 | 3751.2146 | 1376.7837 | 4072.4229 | -192.237 | -420.4025 | 4426.2607 | 889.5988 | 1219.4651 | 0.99465 | -446.7345 | -688.7691 | 6622.4478 | 0.10423 | -219.2653 | 87.8473
2030-05-02 | 1 | -39.3606 | 1376.8734 | -51.4745 | -527.129 | -1957.8859 | -792.0522 | 1527.6134 | 0.99863 | 1527.5454 | -208.4289 | 3932.5901 | -65.03 | 446.9922 | 246.5385 | 2016.5961 | -465.4098 | 428.2337 | 209.9994 | -452.936 | 212.126 | -1334.1537 | -2589.5876 | -166.2037 | -61.7079 | 1746.2047 | -2053.8884 | -128.0338 | -556.6156 | -112.2164 | 1.0005 | 2244.7202 | 4412.9497 | 321.0905 | 835.45 | 4.9939 | 168.9506 | 4638.8286 | 201.4359 | 526.5654 | 449.893 | -1690.2407 | -8.701 | 3961.8665 | 1629.144 | 4328.5342 | 197.1715 | -278.5009 | 3383.8745 | 1536.9417 | 1095.3507 | -1077.7927 | 625.0082 | -5.3159 | 4185.6592 | 210.1042 | -394.8881 | 1.3569
2030-05-02 | 2 | -32.6262 | 1174.6074 | -49.9291 | -479.6656 | -1985.0171 | -891.5702 | -3561.6653 | -407.3047 | 1902.665 | -181.9857 | 3929.4468 | -78.5752 | 1.0055 | 218.9909 | 1717.5135 | 270.3068 | 586.5182 | 209.9994 | -405.0916 | 102.0995 | -1068.4902 | -3832.395 | -102.4728 | -105.3557 | 1478.6704 | -1910.8408 | -56.7054 | -538.7001 | -92.5109 | 141.5844 | 1181.6149 | 2666.7744 | 72.6054 | 682.9369 | 5.1596 | 1819.7306 | 2772.1541 | 460.0758 | 761.9423 | 449.757 | -1907.6414 | 0.9997 | 3641.6279 | 1726.585 | 4116.8975 | 392.5625 | -279.9993 | 3436.9619 | 2027.1908 | 1298.6417 | -80.277 | 141.074 | 0.99509 | 5283.2646 | 210.1042 | -297.9902 | 46.7139
2030-05-02 | 3 | -28.0043 | 923.9809 | -48.9299 | -464.1537 | -1969.7854 | -978.5286 | -4069.7639 | -612.7789 | 2231.4617 | -164.8144 | 3946.488 | -50.936 | 182.6842 | 241.1944 | 1670.6042 | 564.0383 | 594.7076 | 209.9994 | -448.0841 | 299.1551 | -938.9167 | -3578.6543 | -57.4477 | -98.402 | 1970.9865 | -1876.3568 | -700.8789 | -548.7913 | -74.935 | 176.9131 | 781.1344 | 1517.1948 | -76.8076 | 575.2459 | 5.6303 | 2169.6279 | 1925.4915 | 258.8062 | 564.2173 | 449.8972 | -1908.2345 | 114.1194 | 3607.8079 | 1744.4294 | 3937.9514 | 368.1434 | -280.0217 | 3396.3313 | 2144.1619 | 1200.1641 | -79.8222 | 59.0361 | 394.8666 | 6297.7637 | 210.1043 | -213.5551 | 21.7276
2030-05-02 | 4 | -13.3781 | 997.0578 | -43.4368 | -428.565 | -1659.3544 | -1087.8694 | -4702.1401 | -1.9211 | 2356.3679 | -150.4216 | 3967.1968 | -14.4289 | 291.0545 | 267.6276 | 1700.707 | 628.9324 | 378.8856 | 209.9994 | -456.5338 | 369.5914 | -943.0518 | -3191.3208 | -54.5894 | -68.3011 | 2131.5735 | -1607.0549 | -769.9028 | -565.1769 | -79.0605 | 182.952 | 629.577 | 3.3457 | -236.0532 | 196.5642 | 5.8455 | 1722.8357 | 298.1969 | 1.0003 | 558.8453 | 337.2133 | -1962.874 | 164.2485 | 2989.9583 | 1522.6857 | 3824.1145 | 1.004 | -276.4034 | 3228.6541 | 1821.9225 | 1094.1763 | -79.6914 | 1.006 | 790.212 | 5378.6914 | 210.1042 | -173.5271 | 12.8064
2030-05-02 | 5 | -18.2135 | 1304.0802 | -45.956 | -488.4754 | -1314.6993 | -1221.5631 | -5799.0596 | 727.447 | 2326.6072 | -157.6726 | 3979.2412 | -24.6726 | 583.2639 | 265.7964 | 1765.6384 | 794.3232 | 410.5891 | 209.9994 | -355.2206 | 290.8794 | -1026.8348 | -3004.2458 | -103.7534 | -80.0695 | 1481.1462 | -1737.8671 | -943.4522 | -627.5201 | -95.4531 | 143.2775 | 1040.2491 | -0.10312 | -44.7373 | 306.5311 | 6.3161 | 1665.8972 | 1073.9448 | -158.0552 | 616.8154 | 1.0002 | -2089.96 | -3.2075 | 3220.6128 | 1550.7625 | 4132.0166 | 1.0127 | -276.0685 | 3114.5393 | 1658.077 | 1092.7966 | -80.3064 | -51.2292 | 1040.7993 | 4586.6694 | 210.1042 | -148.5685 | 37.5262
2030-05-02 | 6 | -19.9041 | 1639.0442 | -52.6312 | -573.2307 | -895.4799 | -1521.1329 | -7110.3936 | 1625.5135 | 1833.1411 | -160.4939 | 3989.6521 | -11.5653 | 1624.7643 | 295.9507 | 2029.0583 | 1335.1815 | 476.1016 | 209.9994 | -215.5863 | 78.69 | -1058.5959 | -3860.8342 | -135.1485 | -84.7071 | 497.1955 | -1971.3257 | -942.3722 | -773.7025 | -115.1983 | 233.4719 | 1790.3185 | -308.386 | 355.586 | 155.4605 | 5.078 | 1649.197 | 1664.3757 | -165.7522 | 408.3787 | 1.0007 | -2423.5522 | -187.8629 | 4152.3364 | 1659.5707 | 4400.1216 | 299.3958 | -276.7525 | 3066.9136 | 1061.9045 | 1291.053 | 0.99449 | -864.2057 | 188.5585 | 5548.4688 | 0.10423 | -206.8436 | -1.0159
2030-05-02 | 7 | -20.1877 | 1608.6222 | -58.0447 | -596.5806 | -802.048 | -1531.7509 | -7298.8179 | 1720.6079 | 667.3394 | -148.21 | 3935.2358 | 53.5261 | 1977.5991 | 307.4831 | 2132.8999 | 1841.9858 | 512.9481 | 209.9994 | -149.3054 | -4.7943 | -1221.4545 | -4257.0625 | -143.8076 | -80.1076 | 25.4215 | -1914.0475 | -622.7548 | -796.9442 | -127.7837 | 281.192 | 1930.7646 | -569.8311 | 530.1845 | 54.4429 | 4.8071 | 1901.668 | 2449.0466 | -530.6041 | 1.001 | 109.3506 | -2276.5598 | -110.5995 | 4146.5693 | 1476.6509 | 4473.772 | -297.7512 | -271.9518 | 2787.3027 | -32.858 | 1201.1272 | 0.99096 | -1141.6482 | 1.004 | 6342.4082 | 210.1043 | -230.9579 | -0.38942
2030-05-02 | 8 | -27.9256 | 1608.4388 | -61.9462 | -590.0582 | -1329.0415 | -1487.6958 | -6609.8408 | 1207.0972 | 406.9492 | -375.4872 | 3923.9077 | 46.3219 | 1350.4976 | 340.4923 | 2185.8088 | 1780.4882 | 512.9053 | 209.9994 | -239.0845 | 26.1601 | -1280.2339 | -4207.7051 | -178.7061 | -86.0203 | 653.2796 | -2134.3484 | -893.6992 | -785.2211 | -131.6809 | 231.4715 | 1999.0979 | 0.98371 | 575.9373 | 174.8189 | 4.7114 | 2116.4175 | 3062.4844 | -660.3973 | -1.9451 | 56.3154 | -2237.4536 | -250.3493 | 4175.4946 | 1468.2302 | 4519.8613 | -281.5615 | -917.3697 | 2535.1643 | -162.7988 | 1108.2067 | -640.1916 | -1320.9755 | -105.9821 | 7854.5825 | 210.1043 | -142.7378 | 109.0338
2030-05-02 | 9 | -25.1082 | 1637.7629 | -57.4844 | -640.164 | -1546.0317 | -1522.6703 | -6896.9878 | 1036.2158 | 439.1592 | -354.8646 | 3931.8833 | 154.7442 | 832.3254 | 156.3727 | 2105.0107 | 2058.667 | 320.817 | 209.9994 | -265.0211 | 214.5296 | -1365.578 | -4296.7202 | -128.2327 | -82.7573 | 870.4947 | -2176.5161 | -1344.9623 | -818.2438 | -122.7573 | 267.381 | 2197.0007 | -709.0555 | 473.5349 | 93.4328 | 3.6396 | 2147.1785 | 3873.251 | -731.1545 | -2.1684 | 387.3773 | -2077.8325 | -85.2857 | 4235.5791 | 1458.0198 | 4530.2188 | -269.5949 | -1147.7372 | 2330.0723 | -423.4328 | 1149.7274 | -473.692 | -1034.2772 | 2.5805 | 9105.4121 | 210.1042 | -142.2132 | 118.6288
2030-05-02 | 10 | -20.9052 | 1719.4224 | -56.4107 | -662.4153 | -1686.7888 | -1606.9741 | -7288.8965 | 1051.661 | 315.1932 | -354.866 | 3939.5547 | 115.4789 | 849.5725 | 196.5102 | 2121.3813 | 2291.5232 | 200.4643 | 209.9994 | -267.3859 | 275.5128 | -1443.6835 | -5399.0156 | -119.0611 | -60.9224 | 886.8085 | -2168.1409 | -1494.8608 | -855.282 | -123.8369 | 258.6519 | 1854.9106 | -1684.8771 | 349.2321 | -50.9433 | 2.3372 | 1613.6008 | 4019.3489 | -684.1204 | 225.5451 | 449.1638 | -2094.687 | -62.5151 | 4257.7393 | 1407.0273 | 4733.1929 | -263.8798 | -1290.2794 | 2125.6848 | -612.4553 | 1114.9271 | -513.1041 | -897.7831 | -19.2544 | 9552.3623 | 210.1043 | -115.5699 | 148.1851
2030-05-02 | 11 | -29.9281 | 1424.3141 | -69.2968 | -631.1635 | -1942.6749 | -1465.8749 | -6916.7012 | 934.2721 | 222.974 | -394.606 | 3940.5322 | -52.8918 | 1343.368 | 191.3234 | 2170.9011 | 2290.4106 | 285.0767 | 209.9994 | -249.5326 | 209.0868 | -1294.7146 | -5653.272 | -88.009 | -79.8254 | 777.1669 | -2496.0278 | -1307.5748 | -799.0471 | -112.182 | 333.3678 | 2074.1428 | -1305.7545 | 398.37 | 178.5305 | 3.2808 | 1691.0948 | 5300.9468 | -755.6639 | 114.8467 | 449.4142 | -2022.1311 | -26.178 | 4129.8145 | 1369.1173 | 4577.1865 | -258.5612 | -1032.3444 | 2242.9036 | -537.2882 | 1166.3441 | 24.4869 | -979.9397 | -120.803 | 10121.5615 | 210.1042 | -69.8394 | 179.0226
2030-05-02 | 12 | -31.5478 | 820.9149 | -69.2526 | -607.7476 | -1903.9233 | -1250.1613 | -6249.2686 | 366.9998 | -282.2453 | -377.9438 | 3931.9231 | 9.038 | 1277.1129 | 246.8511 | 2171.0491 | 2536.9653 | 316.7267 | 209.9994 | -184.07 | -95.0444 | -1415.0762 | -4912.9136 | -33.9335 | -103.6236 | 660.675 | -2425.4309 | -878.7644 | -700.5576 | -83.1903 | 461.1287 | 2369.4839 | -763.1558 | 463.1702 | 259.9201 | 3.1662 | 1892.3969 | 6519.6606 | -765.679 | -2.4227 | 413.1371 | -1109.9926 | -3.8462 | 3771.5327 | 1279.9009 | 4071.1599 | -254.9755 | -1098.5968 | 2255.4385 | -674.0257 | 828.1249 | 157.3948 | -1662.2787 | -169.4477 | 13612.4277 | 210.1042 | 5.8138 | 174.4882
2030-05-02 | 13 | -37.4554 | 555.1781 | -69.1998 | -610.2816 | -1830.1871 | -952.9426 | -3621.5554 | 112.1791 | -486.7176 | -368.3753 | 3907.4431 | 39.8524 | 1167.2343 | 381.8086 | 2200.3787 | 2883.4565 | 328.3803 | 209.9994 | -440.1718 | -278.155 | -1186.2278 | -4560.2573 | -107.5175 | -83.7736 | 1727.078 | -2333.9331 | -503.7512 | -564.8858 | -84.2283 | 395.9734 | 2501.9302 | 0.98254 | 546.8308 | 468.5927 | 3.4544 | 1957.15 | 8043.2461 | -381.9301 | 38.1036 | 450.3782 | -1716.3138 | -403.571 | 4326.9609 | 1234.7483 | 4486.7798 | -252.825 | -878.5035 | 2388.4106 | -606.1733 | 913.0703 | 140.2994 | -893.3563 | -686.9352 | 15244.6211 | 210.1042 | -79.5224 | 168.7274
2030-05-02 | 14 | -35.7584 | 521.8915 | -65.7756 | -568.0702 | -1808.8315 | -800.5608 | -2904.1104 | 286.9837 | -853.1649 | -368.7668 | 3877.9709 | 27.9046 | 1045.0099 | 424.3576 | 2222.2161 | 2325.9746 | 357.496 | 209.9994 | -383.008 | -182.026 | -1070.5779 | -3877.0972 | -62.4922 | -78.3667 | 1436.2546 | -2204.1682 | -1117.4189 | -500.9951 | -77.3458 | 495.1821 | 2287.822 | 3.4213 | 290.1981 | 472.3821 | 2.6883 | 1723.0406 | 8192.0928 | -12.0325 | 186.3529 | 450.1952 | -1708.2183 | -286.8998 | 4772.9048 | 1223.0983 | 4923.3486 | -247.2055 | -484.0396 | 2174.6052 | -507.1826 | 888.8251 | 265.507 | -822.7896 | -573.3417 | 14506.7705 | 210.1042 | -83.1125 | 164.4078
2030-05-02 | 15 | -34.897 | 1.0017 | -58.7034 | -517.8728 | -1770.2816 | -467.2198 | -2349.5425 | 109.8584 | -969.3444 | -359.6294 | 3849.012 | 71.7234 | 1015.4091 | 452.7145 | 2226.7202 | 2352.5564 | 413.5136 | 209.9994 | -354.6209 | 16.1724 | -1011.7021 | -2762.72 | 40.004 | -66.1828 | 1281.4905 | -1779.9504 | -1518.7096 | -340.9174 | -50.5266 | 679.7783 | 1992.9149 | 3.8243 | -7.3033 | 635.6249 | 2.8613 | 1436.358 | 8210.4473 | -29.2149 | 214.9137 | 450.1725 | -1775.3168 | -3.4838 | 4669.5415 | 1229.7338 | 4982.3433 | -245.6548 | -442.3586 | 2439.7375 | -824.7158 | 1109.1631 | 1120.2212 | -1181.4572 | -505.811 | 13149.2705 | 0.10423 | -84.4487 | 68.7967
2030-05-02 | 16 | -36.0611 | 293.7276 | -62.4864 | -533.2659 | -1728.436 | -561.6605 | -2241.8899 | 298.0839 | -1052.2042 | -358.667 | 3844.2197 | 87.3704 | 1014.1782 | 488.8859 | 2253.8157 | 2347.7759 | 395.955 | 209.9994 | -350.8778 | 279.5837 | -884.9385 | -1894.8523 | 12.8498 | -65.9093 | 1320.428 | -1792.827 | -2036.2404 | -393.1478 | -59.7349 | 626.5883 | 1720.5322 | 3.7063 | -275.1589 | 674.514 | 2.8394 | 1309.9659 | 8062.0234 | -40.0792 | 212.8306 | 450.1369 | -2029.8357 | 1.0013 | 4797.0273 | 1221.1096 | 4978.7578 | -244.3245 | -276.239 | 2313.8147 | -565.0618 | 1134.4252 | 1196.5735 | -1387.2767 | -426.0079 | 12191.6445 | 0.10423 | -75.1438 | 96.0735
2030-05-02 | 17 | -35.8535 | 566.4163 | -66.0836 | -546.6075 | -1613.2941 | -788.2847 | -3237.5623 | 765.7072 | -1538.6495 | -361.9589 | 3856.9783 | 100.1149 | 1159.8967 | 458.1905 | 2235.8538 | 2581.4468 | 371.5228 | 209.9994 | -399.8062 | 267.4485 | -892.0583 | -1399.8247 | 36.1903 | -59.3957 | 1634.2516 | -1861.7266 | -1619.2052 | -509.2704 | -76.0664 | 588.2288 | 1854.8549 | 0.98589 | -1.3859 | 630.1434 | 2.8795 | 1535.7817 | 7742.4941 | -51.2805 | 243.4884 | 450.1235 | -2065.2397 | 0.99832 | 4885.7866 | 1234.3508 | 5059.9658 | -245.0973 | -276.155 | 2387.8804 | -881.1019 | 1153.725 | 1444.48 | -1748.8528 | -453.3559 | 12994.3818 | 210.1042 | -44.684 | 98.3873
2030-05-02 | 18 | -39.9697 | 879.2451 | -72.0696 | -601.2945 | -1416.708 | -1082.8887 | -4030.4407 | 1362.9418 | -2111.6196 | -355.7106 | 3848.3306 | 138.8609 | 1756.1178 | 377.7016 | 2185.8955 | 2536.4851 | 383.5555 | 209.9994 | -424.8703 | 334.6032 | -925.1373 | -2260.3826 | 14.3758 | -59.8343 | 1770.657 | -2206.5112 | -1665.9779 | -648.5912 | -92.7654 | 575.3702 | 1773.5284 | 0.97433 | 126.9148 | 566.9077 | 2.7446 | 1576.9792 | 7185.3486 | -447.2514 | 39.3432 | 450.3875 | -2244.2932 | 58.3961 | 4424.4443 | 1207.4199 | 4550.6982 | -248.3962 | -599.0486 | 2387.0366 | -1355.9847 | 1217.3385 | 1623.1193 | -1956.5411 | -606.6926 | 14679.4199 | 210.1042 | -60.0679 | 66.1749
2030-05-02 | 19 | -45.0829 | 821.4197 | -62.3897 | -653.6364 | -1768.1228 | -915.1174 | -3247.5376 | 838.0641 | -1662.0681 | -352.7787 | 3862.7441 | 170.7529 | 1134.8033 | 366.0065 | 2188.1697 | 1227.8877 | 68.9186 | 209.9994 | -182.7823 | 397.2818 | -1116.127 | -2814.0042 | -10.7294 | -54.4918 | 464.9315 | -2076.9172 | -1790.3545 | -595.9218 | -87.631 | 511.9041 | 2192.2893 | 1784.8558 | 51.6677 | 725.203 | 1.8537 | 233.663 | 7223.3525 | -385.7645 | 89.774 | 450.2752 | -2215.1926 | 83.9242 | 4307.0566 | 1242.6213 | 4515.603 | -251.2591 | -429.9962 | 2539.5269 | -1493.5768 | 1032.8226 | 495.485 | -1443.7034 | -803.433 | 13867.668 | 210.1042 | -75.7604 | 133.5845
2030-05-02 | 20 | -68.7708 | 395.4166 | -69.5049 | -743.5242 | -1738.177 | -581.1517 | -2830.5061 | 798.942 | -870.0194 | -334.9189 | 3869.5312 | 195.0042 | 2087.8848 | 224.0564 | 2140.2104 | 856.9483 | 213.8422 | 209.9994 | -186.4883 | 348.0368 | -1122.6873 | -3451.4895 | -59.684 | -50.0946 | 582.8729 | -2237.3347 | -1893.7723 | -539.4722 | -79.4581 | 589.2435 | 3044.6865 | 4660.1079 | 109.5073 | 1198.6591 | 0.31693 | 147.7507 | 9452.8506 | -713.8507 | 7.2706 | 450.1886 | -2312.8081 | 222.7137 | 3667.4272 | 1197.3151 | 3949.9497 | -254.7121 | -549.1689 | 2313.864 | -1918.2891 | 1138.1534 | 911.1758 | -1783.6002 | -250.4185 | 13566.4834 | 210.1042 | 84.3041 | 198.2131
2030-05-02 | 21 | -85.0276 | 190.0887 | -77.1799 | -712.0283 | -1563.5509 | -538.9022 | -3422.4558 | 1118.3877 | -741.5381 | -332.9896 | 3841.9639 | 195.002 | 1719.2487 | 172.7604 | 2063.2397 | 640.3303 | 281.095 | 209.9994 | -200.6456 | 155.6185 | -1040.7587 | -3482.7292 | -38.8051 | -33.121 | 646.8693 | -2510.3589 | -1711.4376 | -528.0433 | -75.1471 | 679.1439 | 3081.0105 | 5268.8848 | 320.6935 | 1417.6018 | 0.52546 | 72.8953 | 10744.4209 | -793.5817 | -2.1932 | 243.7027 | -2320.9612 | 199.8541 | 3702.5674 | 1186.4246 | 3887.6011 | -250.5336 | -784.0158 | 2323.9873 | -1850.9001 | 1152.1727 | 1210.6046 | -2034.8912 | -298.5581 | 12762.4414 | 210.1042 | 111.8937 | 215.901
2030-05-02 | 22 | -78.4383 | 347.2306 | -73.9197 | -742.3945 | -1714.5592 | -683.9701 | -4977.8022 | 982.3292 | -374.1828 | -334.715 | 3844.9749 | 194.998 | 2097.7732 | 203.507 | 2074.7007 | 722.5024 | 220.1755 | 209.9994 | -287.2835 | 285.4727 | -1025.4708 | -3594.8757 | -5.7826 | -19.078 | 1139.8853 | -2509.6526 | -1849.8719 | -580.9379 | -71.0948 | 686.1876 | 3287.479 | 4822.873 | 288.3267 | 1275.2458 | 0.46562 | 5.5964 | 10812.416 | -693.0695 | -2.0814 | 148.1793 | -2216.4304 | 361.1061 | 3807.7126 | 1232.9902 | 4090.949 | -258.28 | -836.6053 | 2262.3672 | -2004.4792 | 1194.636 | 919.3632 | -1746.688 | -89.6425 | 11287.3984 | 210.1042 | 87.8745 | 251.4589
2030-05-02 | 23 | -82.8136 | 255.0782 | -74.8088 | -693.6437 | -1426.2991 | -831.5983 | -5728.8091 | 554.464 | 0.99828 | -330.4322 | 3810.0737 | 195.0009 | 1319.7422 | 177.9021 | 2044.566 | 680.0488 | 259.8918 | 209.9994 | -214.1171 | 657.7464 | -1292.796 | -3644.4038 | -17.6269 | 40.2787 | 348.1956 | -2788.5151 | -2102.9731 | -628.7898 | -57.5855 | 535.4698 | 3407.8735 | 4285.0103 | 231.5397 | 1263.2316 | 0.57195 | -790.3758 | 10562.9297 | -443.865 | -2.0068 | 141.23 | -2163.3804 | 501.5507 | 4091.5366 | 1265.8657 | 4406.4722 | -273.4489 | -594.7343 | 1876.7604 | -1952.2305 | 1419.5179 | 643.11 | -1768.0311 | -778.2512 | 9598.0762 | 210.1042 | -26.3423 | 286.6337
2030-05-02 | 24 | -84.5185 | 258.2419 | -70.2129 | -663.4885 | -1386.4205 | -850.1762 | -6784.1631 | 718.9433 | -300.2357 | -332.7878 | 3785.1785 | 190.3252 | 821.897 | 115.4788 | 2015.3652 | 591.2828 | 284.2267 | 209.9994 | -209.4449 | 588.5029 | -963.8697 | -3879.0713 | 7.1851 | 25.928 | 344.6064 | -2756.5518 | -2098.1958 | -627.1921 | -53.9871 | 618.95 | 3233.6243 | 4002.814 | 294.3526 | 1330.3649 | 0.47091 | -591.6021 | 10679.6562 | -305.7145 | 64.9601 | 449.5183 | -2429.8792 | 597.4604 | 4139.8164 | 1323.5947 | 4344.937 | -94.3776 | -271.4762 | 2667.3687 | -900.9875 | 1498.637 | 1489.4121 | -2273.4551 | -475.1826 | 8391.5156 | 0.10423 | 2.5725 | 138.2949
2030-05-03 | 1 | -65.4756 | 857.4438 | -65.4542 | -637.4097 | -1208.5083 | -1281.9072 | -7537.8887 | 1228.9224 | 889.5532 | -340.2097 | 3778.4333 | 166.7501 | 543.8624 | 0.99984 | 2034.6981 | 614.8595 | 260.4074 | 209.9994 | -202.1685 | 573.6389 | -881.7083 | -4395.04 | 18.4841 | 13.8161 | 352.1601 | -2430.0154 | -2277.0784 | -736.9313 | -73.8368 | 570.8201 | 3087.9365 | 1964.1851 | 225.8736 | 970.5521 | 0.46648 | -309.3862 | 9062.2441 | -6.6237 | 517.9946 | 106.2688 | -2405.8872 | 415.3377 | 4100.9702 | 1570.798 | 4340.3188 | 441.188 | -274.7953 | 2804.3528 | 84.654 | 1472.2042 | 367.4585 | -514.6658 | 0.98866 | 7899.5356 | 0.10423 | -144.3172 | 50.9936
2030-05-03 | 2 | -48.5848 | 1308.0055 | -59.4028 | -481.1736 | -577.3305 | -1755.025 | -8837.5664 | 2535.2576 | 1670.9084 | -351.8992 | 3750.1702 | 118.0184 | 1871.7761 | 228.2033 | 2075.7178 | 1131.6411 | 135.8191 | 209.9994 | -44.1733 | 349.5154 | -752.504 | -4760.1621 | 32.7283 | -18.0376 | -975.2501 | -2326.481 | -2073.7759 | -837.7861 | -95.6405 | 566.4067 | 3009.6892 | 92.7789 | 290.9093 | 515.3136 | 0.57528 | -48.5448 | 5525.8169 | -275.5633 | 625.6492 | 1.0025 | -2336.2842 | 238.5671 | 2882.7673 | 1244.7732 | 3776.0415 | -3.26 | -275.0842 | 2698.8948 | -5.369 | 1358.2585 | -82.6935 | -822.058 | 103.106 | 9157.5967 | 210.1043 | -145.0473 | 37.6692
2030-05-03 | 3 | -37.9925 | 1542.6361 | -54.8573 | -428.9378 | -449.026 | -1943.6367 | -9881.4492 | 3069.4919 | 2034.0488 | -348.7298 | 3764.0417 | 125.5702 | 1837.2887 | 183.7649 | 2043.7229 | 1019.2373 | 200.2605 | 209.9994 | -45.9763 | 248.86 | -719.4263 | -5205.2534 | 10.6724 | -23.4118 | -896.6432 | -2224.3062 | -2058.949 | -880.6962 | -106.0933 | 563.1182 | 2856.4863 | 2.4492 | 216.6435 | 313.3089 | 0.57765 | 4.2561 | 1451.025 | -247.4163 | 658.8168 | 1.0019 | -2360.5518 | 178.5758 | 2676.6096 | 1311.9553 | 3626.834 | -3.8993 | -277.7344 | 2652.3921 | 224.7267 | 1277.6559 | 1.075 | -984.8395 | 432.3831 | 9399.6455 | 210.1042 | -128.8529 | 12.871
2030-05-03 | 4 | -20.4725 | 2092.7427 | -49.133 | -321.0975 | -198.5645 | -2299.8994 | -11079.3926 | 3858.1943 | 1997.6311 | -346.5876 | 3748.6167 | 132.3976 | 1821.4988 | 203.1976 | 2047.1174 | 588.7781 | 381.9439 | 209.9994 | -41.2999 | 180.553 | -713.8458 | -5434.9507 | -55.3642 | -25.2712 | -942.6013 | -2099.1846 | -1964.8801 | -962.0279 | -134.1065 | 473.5695 | 2741.1785 | 0.99125 | 203.6321 | -90.857 | 0.57388 | 9.2983 | -2543.6404 | -195.6606 | 742.0143 | 0.99992 | -2320.8088 | 0.99659 | 2444.0029 | 1157.4423 | 3481.4443 | -3.8722 | -277.5835 | 2882.6191 | 459.5385 | 1168.1609 | -83.0501 | -954.9436 | 554.3252 | 6786.1807 | 210.1043 | -127.8604 | 37.331
2030-05-03 | 5 | -18.2341 | 2167.8325 | -49.817 | -294.7979 | 105.4919 | -2357.9863 | -11716.7012 | 4375.1704 | 2027.1626 | -388.0029 | 3746.5129 | -61.0333 | 1861.5902 | 173.8941 | 2076.3582 | 299.049 | 397.424 | 209.9994 | -32.9065 | 61.4739 | -753.3158 | -5464.9414 | -60.8564 | -39.3922 | -866.3979 | -2057.2356 | -1671.8651 | -963.7191 | -141.8344 | 500.1564 | 2603.2224 | 0.98355 | 231.3666 | -121.1258 | 0.62637 | 168.8782 | -2493.207 | -95.5726 | 636.7569 | 1.0008 | -2372.8994 | -1.3843 | 2569.8159 | 1190.9952 | 3485.7961 | -3.6928 | -277.3311 | 2535.7639 | -14.612 | 1146.3068 | -94.8351 | -1654.7396 | 460.5543 | 4551.5405 | 210.1042 | -84.3452 | 70.3438
2030-05-03 | 6 | -19.1009 | 2121.6562 | -53.6621 | -308.5099 | 312.35 | -2410.0039 | -12205.043 | 4702.5635 | 1669.2477 | -342.7292 | 3778.6667 | 139.0355 | 2024.8502 | 220.326 | 2058.3228 | 265.5487 | 338.2823 | 209.9994 | -32.0942 | -121.036 | -869.2998 | -5781.7119 | -51.6521 | -57.1233 | -930.1991 | -2085.0369 | -1249.2307 | -978.8224 | -143.8849 | 598.3884 | 2577.228 | 0.97655 | 338.2729 | -156.1941 | 0.57264 | 299.8928 | -2592.4409 | -77.766 | 323.0421 | 1.0003 | -2476.8872 | -1.3511 | 3047.1211 | 1272.1356 | 3586.3489 | -2.6273 | -273.5136 | 2518.8044 | -381.8522 | 1203.0797 | -81.6886 | -2057.0537 | 185.013 | 5457.5654 | 210.1043 | -70.7875 | 49.4158
2030-05-03 | 7 | -16.4294 | 2275.2634 | -59.7188 | -336.6121 | 168.208 | -2539.1418 | -12076.2793 | 4605.748 | 653.6021 | -346.387 | 3818.3459 | 134.4221 | 1471.8616 | 146.1697 | 2035.192 | 206.0385 | 292.3651 | 209.9994 | -72.016 | -245.868 | -934.2413 | -5689.9521 | -90.9437 | -56.5803 | -912.181 | -2155.4946 | -919.4317 | -1021.9467 | -156.7646 | 595.8277 | 2809.6099 | -216.4549 | 482.1972 | -299.1333 | 0.56495 | 213.2851 | -2947.6128 | -668.2332 | -2.0677 | 449.664 | -2419.6575 | -63.3822 | 2783.1169 | 1161.572 | 3314.5464 | -295.3224 | -445.9508 | 1913.9318 | -1428.5803 | 1036.2953 | -80.9999 | -1949.2866 | 815.9382 | 6422.6631 | 0.10423 | -0.94663 | 134.9789
2030-05-03 | 8 | -18.6826 | 2012.0122 | -63.4144 | -371.8001 | 68.4365 | -2416.0403 | -12182.791 | 4257.6992 | -3.1224 | -333.83 | 3807.8757 | 194.9989 | 1555.4128 | 155.1182 | 2021.562 | 152.1384 | 156.9839 | 209.9994 | -144.1797 | -38.7387 | -1102.3333 | -5316.9487 | -74.488 | -38.034 | 139.3779 | -2139.8906 | -1112.2115 | -998.5635 | -137.521 | 574.9159 | 2820.3542 | 0.99494 | 400.5382 | -294.8924 | 0.52908 | -225.1062 | -2681.9802 | -525.6868 | -2.0615 | 449.5487 | -2416.7551 | -93.5085 | 3943.3943 | 1172.8291 | 4158.8022 | -277.0462 | -678.6512 | 1347.8588 | -2221.073 | 1266.1608 | 0.99647 | -1866.7633 | 0.96318 | 6928.8481 | 0.10423 | 20.9081 | 182.9448
2030-05-03 | 9 | -22.9758 | 1914.4795 | -61.2005 | -393.8892 | -202.3617 | -2264.2156 | -12115.083 | 3650.6196 | 0.99884 | -335.3019 | 3829.6853 | 195.0004 | 1557.6656 | 107.736 | 1999.0725 | 182.9773 | 84.2432 | 209.9994 | -118.2402 | 55.5385 | -1049.9862 | -4428.1074 | -95.8338 | -49.6611 | 90.2703 | -2131.259 | -1117.382 | -968.0832 | -130.1012 | 485.3506 | 2739.2209 | 0.98189 | 338.9246 | -264.1427 | 0.53076 | -250.0534 | -2224.219 | -637.8421 | 1.0003 | 449.5385 | -2375.9075 | -230.6109 | 3890.6624 | 1183.6769 | 4174.5693 | -264.4725 | -955.23 | 1317.2804 | -2350.3838 | 1093.7904 | -83.1862 | -2149.0684 | -0.84045 | 5419.9087 | 210.1043 | -51.0985 | 188.1569
2030-05-03 | 10 | -25.4147 | 1878.5254 | -61.5946 | -410.3506 | -500.2982 | -2192.8716 | -11607.2578 | 3298.6953 | -3.1088 | -336.6846 | 3844.4329 | 194.9995 | 1357.4529 | 171.6675 | 2014.4246 | 370.1434 | 29.8728 | 209.9994 | -100.8652 | 60.6999 | -1196.4437 | -5190.2988 | -94.4955 | -68.2129 | -82.8232 | -2149.2412 | -908.0284 | -953.6519 | -127.7811 | 437.4468 | 2650.488 | -45.3617 | 325.222 | -196.4193 | 0.51586 | 20.0012 | -1775.5135 | -715.8853 | 0.99793 | 449.5856 | -2279.8184 | -238.2356 | 3798.8787 | 1217.2373 | 4146.0347 | -258.6811 | -892.8333 | 1529.9215 | -1512.1117 | 1120.3297 | -83.0561 | -1634.2231 | -1.2849 | 5019.3467 | 210.1042 | -52.174 | 210.1281
2030-05-03 | 11 | -21.3763 | 1693.5797 | -49.1973 | -431.1017 | -519.1891 | -2045.2423 | -11910.8281 | 3341.9482 | -109.6798 | -333.6335 | 3853.0623 | 194.9997 | 1438.3236 | 166.966 | 2036.3459 | 279.8146 | 35.7952 | 209.9994 | -129.1461 | -35.5284 | -1204.8185 | -5890.4517 | -58.5712 | -85.5684 | 101.4541 | -2155.7859 | -543.9397 | -929.8816 | -119.6269 | 534.1445 | 2301.283 | 0.97399 | 365.1446 | -120.2534 | 0.46554 | 515.5006 | -1222.4503 | -770.6991 | -2.1607 | 294.1401 | -2232.0327 | -149.2126 | 3790.8157 | 1260.4441 | 4075.0029 | -254.6651 | -925.9242 | 1475.5792 | -1455.0197 | 1187.1603 | -288.8778 | -1913.7211 | -418.2188 | 6067.1948 | 0.10423 | -59.0668 | 262.7965
2030-05-03 | 12 | -25.2727 | 1330.3962 | -58.2886 | -482.68 | -651.8543 | -1783.1855 | -11259.5537 | 2914.7493 | -303.0935 | -371.0535 | 3867.4819 | 47.9478 | 1607.9382 | 171.7474 | 2050.0188 | 372.1916 | 0.99782 | 209.9994 | -185.5813 | -218.38 | -1139.077 | -6120.8057 | -48.2186 | -87.7064 | 572.6323 | -1875.8259 | -75.7723 | -856.2565 | -111.3067 | 621.4673 | 2258.8435 | 0.98126 | 436.078 | -48.7363 | 0.53587 | 596.4785 | 204.4957 | -799.5593 | -2.1465 | 218.3389 | -2174.3623 | -146.3383 | 3929.1697 | 1287.4866 | 4165.021 | -250.6602 | -1040.603 | 1353.4117 | -1629.4243 | 1087.0889 | -162.9216 | -2091.1907 | -444.4909 | 7650.521 | 0.10423 | -3.0988 | 211.7949
2030-05-03 | 13 | -40.0206 | 1043.016 | -61.6569 | -598.5695 | -979.3787 | -1504.9525 | -9768.3652 | 2327.6926 | -687.9147 | -388.3978 | 3841.5862 | -33.458 | 1705.9508 | 179.4335 | 2082.2314 | 154.445 | 8.176 | 209.9994 | -138.0755 | -120.1995 | -979.3423 | -6179.3164 | 5.5346 | -94.5765 | 283.754 | -2330.1184 | -216.151 | -798.5048 | -96.6084 | 673.1428 | 2273.3748 | 465.8967 | 410.8434 | 340.2135 | 0.55763 | 576.8184 | 3871.7498 | -930.4247 | -274.1475 | 449.9094 | -2119.9763 | -13.4517 | 3794.9558 | 1196.8695 | 3786.6431 | -247.9496 | -1059.8018 | 1537.8574 | -1583.7968 | 1110.7294 | 396.6384 | -2100.1775 | -346.8489 | 9889.1953 | 210.1042 | 35.5202 | 150.9196
2030-05-03 | 14 | -42.839 | 959.416 | -61.5688 | -721.8215 | -1345.4172 | -1365.1204 | -8785.9775 | 1660.179 | -586.6402 | -383.2759 | 3828.7786 | -5.0634 | 1795.0652 | 146.4934 | 2073.6562 | 108.7251 | 18.7753 | 209.9994 | -127.2575 | -4.2863 | -1031.4427 | -5669.3511 | 21.4232 | -87.0665 | 60.6922 | -2341.9836 | -627.1715 | -781.9894 | -87.3597 | 664.5076 | 2405.3821 | 1166.5093 | 393.053 | 470.2267 | 0.52041 | 581.3997 | 5554.6802 | -917.3085 | -264.4652 | 449.961 | -2219.4131 | 1.0033 | 3748.4963 | 1156.3082 | 3750.717 | -245.2327 | -1074.6797 | 1334.996 | -1434.7345 | 1186.7319 | 867.7476 | -1864.2325 | -345.7651 | 12700.8916 | 210.1042 | 37.2221 | 245.3755
2030-05-03 | 15 | -34.3257 | 1028.4756 | -55.8357 | -731.7859 | -1172.7947 | -1398.5214 | -8700.7295 | 1712.9728 | -1169.4832 | -330.8132 | 3807.6411 | 194.9989 | 1677.3673 | 160.1032 | 2015.9987 | 112.7008 | 11.8258 | 209.9994 | -124.3951 | 216.1949 | -1001.3756 | -4150.4663 | 20.6153 | -88.6332 | 61.2594 | -2384.4436 | -1572.1652 | -807.0025 | -87.1486 | 627.8307 | 2303.4009 | 683.4803 | 359.4941 | 332.8587 | 0.50337 | 588.1655 | 4911.355 | -900.2152 | -223.5396 | 449.9196 | -2231.092 | -1.4724 | 3800.9458 | 1168.8527 | 3829.4424 | -241.6714 | -1028.6862 | 1539.2256 | -1286.1863 | 1187.1779 | 897.7877 | -1668.6608 | -436.1366 | 13924.416 | 210.1042 | 31.8634 | 213.4713
2030-05-03 | 16 | -35.602 | 1259.4425 | -55.7691 | -649.8522 | -1549.2694 | -1411.2721 | -7047.5713 | 1196.4928 | -1644.3752 | -327.4301 | 3801.7913 | 194.9985 | 1768.1793 | 222.6483 | 2095.2122 | 665.6447 | 123.8624 | 209.9994 | -150.8763 | -34.4341 | -1224.1166 | -5105.3389 | -119.5885 | -139.9396 | 186.8179 | -2488.9133 | -1373.8318 | -802.5517 | -103.1028 | 416.5988 | 1860.6118 | 681.4786 | 391.7856 | 372.2932 | 0.604 | 2186.6104 | 3648.0698 | -949.306 | 1.0101 | 449.6112 | -1984.1226 | -453.9768 | 3519.7417 | 1157.9491 | 3793.824 | -240.4553 | -1169.521 | 1075.2429 | -2197.0593 | 1053.3307 | -122.1834 | -760.8303 | -523.2523 | 13527.667 | 210.1042 | -124.8582 | 181.2084
2030-05-03 | 17 | -38.5235 | 1206.8251 | -68.0427 | -617.0768 | -1429.7499 | -1402.4264 | -5877.6841 | 1275.0706 | -1976.1614 | -347.4532 | 3803.9294 | 151.4221 | 1078.1685 | 192.7473 | 2093.8074 | 667.6531 | 235.6131 | 209.9994 | -207.4043 | -57.7753 | -1293.4637 | -5932.8472 | -132.0741 | -118.6037 | 378.7936 | -2650.3086 | -1313.2008 | -788.1946 | -105.1258 | 383.9952 | 1987.833 | 920.9766 | 441.3156 | 370.0417 | 1.0111 | 2211.4966 | 3175.5986 | -418.3599 | 726.984 | 449.865 | -2047.9302 | -477.6315 | 4140.7168 | 1327.7332 | 5016.8345 | -178.4777 | -271.363 | 2085.187 | -1119.4934 | 1104.9808 | 20.6624 | -850.379 | -624.3323 | 14458.835 | 210.1042 | -130.4017 | 208.2095
2030-05-03 | 18 | -36.7539 | 1020.7553 | -65.2715 | -599.2313 | -1257.5983 | -1272.1736 | -4590.0039 | 1448.9342 | -2179.9358 | -346.4995 | 3822.7029 | 156.7774 | 1041.099 | 182.4153 | 2086.553 | 670.1334 | 251.7645 | 209.9994 | -245.871 | -87.3132 | -1285.8368 | -6099.6421 | -135.8057 | -99.6519 | 733.4783 | -2365.7888 | -1101.9922 | -744.9901 | -102.4517 | 380.7093 | 2091.9556 | 1009.2835 | 424.3901 | 347.5587 | 0.87433 | 1960.9796 | 3439.9954 | -458.3476 | 601.7224 | 449.3061 | -2031.9308 | -430.3673 | 4315.1538 | 1375.093 | 5037.0825 | -248.6339 | -492.6129 | 2137.4622 | -1755.2471 | 977.9912 | -418.2881 | -825.7652 | -536.0135 | 15633.7324 | 0.10423 | -128.4252 | 208.7952
2030-05-03 | 19 | -38.3864 | 1089.8706 | -56.2014 | -570.5686 | -1244.0454 | -993.5602 | -3843.3279 | 1715.0656 | -1496.8491 | -332.8336 | 3837.7715 | 195.0048 | 984.0894 | 175.5468 | 2067.5925 | 786.3167 | 326.3849 | 209.9994 | -253.5414 | 88.2885 | -1336.4888 | -6307.6577 | -115.7636 | -68.5719 | 792.6157 | -1990.1954 | -1352.2157 | -651.8937 | -112.2822 | 349.0332 | 2014.8641 | 2064.1201 | 212.916 | 550.2869 | 0.36413 | 1344.993 | 4160.2656 | -480.9791 | 608.2376 | 449.3163 | -2106.25 | -304.7705 | 4274.9688 | 1371.6831 | 5052.9238 | -255.5014 | -491.2055 | 1958.5852 | -1850.2703 | 1003.279 | -644.4323 | -491.9996 | -19.4354 | 12880.625 | 0.10423 | -81.6853 | 213.9275
2030-05-03 | 20 | -46.9663 | 661.919 | -55.7293 | -535.5016 | -1646.6572 | -459.5628 | -881.7122 | 1048.7104 | -663.0211 | -333.9981 | 3842.5767 | 195.0009 | 807.989 | 220.7053 | 2092.4851 | 602.6132 | 493.1139 | 209.9994 | -292.6397 | 62.9416 | -1375.3021 | -6970.9775 | -135.6106 | -65.7031 | 1025.6798 | -1730.9553 | -1283.4083 | -483.7188 | -109.2309 | 289.9882 | 1866.5142 | 3654.0593 | 24.5736 | 946.3182 | 0.33219 | 1335.7646 | 5228.8159 | -515.5543 | 568.8823 | 449.3167 | -2312.6614 | -344.5669 | 4278.1396 | 1387.7936 | 5051.7998 | -260.5865 | -286.2288 | 2114.5896 | -1377.2826 | 1104.5864 | -633.0574 | -694.0273 | 140.1194 | 10837.1445 | 0.10423 | -100.5616 | 196.1041
2030-05-03 | 21 | -48.6922 | 555.8206 | -60.8342 | -500.9511 | -1848.3407 | -487.6432 | -180.9434 | 798.6736 | -418.6092 | -338.1978 | 3889.553 | 195.0019 | 1515.8582 | 216.0134 | 2100.1306 | 375.1427 | 590.9976 | 209.9994 | -410.1476 | -184.3643 | -1262.2958 | -6807.4102 | -135.1796 | -86.0591 | 1938.0363 | -1839.4175 | -1265.3982 | -462.0238 | -101.5434 | 311.0082 | 1594.4061 | 3901.8513 | 60.9699 | 928.6965 | 0.26524 | 1922.7142 | 4910.4033 | -526.8614 | 558.1742 | 449.3011 | -2308.3994 | -495.6308 | 4299.4927 | 1392.6428 | 5031.4561 | -257.2407 | -420.1735 | 2103.4453 | -1428.4043 | 880.1553 | -1372.1958 | -384.2908 | -134.7605 | 10238.1982 | 0.10423 | -184.4965 | 221.9583
2030-05-03 | 22 | -43.3826 | 216.0402 | -58.1906 | -434.2735 | -1786.017 | -329.4813 | -917.5141 | 1207.8381 | -121.0471 | -343.993 | 3792.2649 | 195.0002 | 1334.713 | 203.383 | 2090.5859 | 417.8044 | 585.5053 | 209.9994 | -509.8779 | -87.7452 | -1022.7955 | -5810.4023 | -50.9174 | -47.6805 | 2556.2517 | -1621.9532 | -422.3008 | -369.2467 | -90.0664 | 502.4395 | 1945.8615 | 3813.0227 | 92.1166 | 842.4311 | 0.31437 | 707.66 | 4248.9712 | -771.6501 | 0.9979 | 449.9615 | -2060.324 | -176.0969 | 4134.5117 | 1375.9974 | 4394.4883 | -263.4288 | -770.5413 | 2030.3589 | -1331.2949 | 893.238 | -634.1044 | -1000.3929 | -1.6002 | 8730.3945 | 0.10423 | -91.3441 | 164.7676
2030-05-03 | 23 | -34.8486 | 174.0754 | -44.8678 | -406.2108 | -1863.4795 | -353.902 | -3175.5276 | 1069.1505 | 210.1959 | -344.5453 | 3819.033 | 195.0015 | 838.1009 | 104.805 | 2080.0647 | 384.7442 | 520.7989 | 209.9994 | -510.0259 | -50.46 | -993.8879 | -5359.8149 | -20.0395 | -21.7801 | 2427.3547 | -1358.2196 | -115.3533 | -398.7007 | -84.412 | 539.1609 | 2477.3538 | 3480.6157 | 108.2928 | 699.5046 | 0.7037 | -37.9756 | 3505.8 | -561.4316 | 184.4954 | 449.3741 | -2306.7786 | 1.668 | 4235.6743 | 1390.017 | 4598.2485 | -273.2574 | -558.1764 | 2273.7473 | -671.2172 | 1002.1971 | 147.881 | -1364.4565 | -330.9595 | 8630.1572 | 0.10423 | -153.5269 | 145.5994
2030-05-03 | 24 | -36.122 | 189.5387 | -42.3465 | -419.5096 | -1854.6992 | -332.7891 | -4575.7319 | 709.4615 | 98.6052 | -332.459 | 3845.0679 | 194.9976 | 885.0864 | 0.99834 | 2096.8579 | 349.1931 | 532.882 | 209.9994 | -496.4723 | 294.089 | -1034.7207 | -5447.9785 | 46.7792 | 28.0334 | 2147.0701 | -1468.7959 | -870.4832 | -413.5113 | -83.0862 | 570.1688 | 2382.0513 | 3611.2546 | 53.1845 | 771.5363 | 0.30256 | -588.0787 | 3489.0515 | -387.8163 | 396.6274 | 449.9311 | -2301.5806 | 289.4145 | 4301.353 | 1425.3921 | 4753.7178 | -3.9108 | -271.9962 | 2557.1387 | -149.1522 | 1231.2024 | 375.0327 | -1274.7592 | -1030.8491 | 7794.9028 | 210.1042 | -278.164 | 87.2845
2030-05-04 | 1 | -46.2118 | 80.0118 | -49.9556 | -486.757 | -1676.567 | -645.5673 | -5806.6494 | 0.99701 | 387.8514 | -286.2666 | 3804.5029 | 195.0009 | 2129.5059 | -241.5266 | 2060.6023 | 390.6413 | 615.4402 | 209.9994 | -473.6673 | 369.9165 | -989.5235 | -5466.6406 | 63.145 | 18.5294 | 2216.0513 | -1823.2906 | -832.6602 | -505.7376 | -54.2671 | 510.7196 | 2466.7378 | 3905.4778 | 12.4873 | 879.263 | 0.30656 | -247.6268 | 3760.9692 | -775.9413 | 1.0011 | 449.506 | -2205.4878 | 247.7359 | 3905.4055 | 1308.0787 | 4382.6494 | -299.2816 | -448.6347 | 871.3505 | -1441.0585 | 1306.0388 | 987.3775 | -951.3209 | -515.0617 | 9146.4805 | 210.1043 | -159.5192 | 35.7745
2030-05-04 | 2 | -38.4719 | 1429.5546 | -49.3815 | -518.3528 | -557.9436 | -1703.0798 | -8849.4961 | 2498.6338 | 1435.1201 | -350.411 | 3688.1375 | -0.65735 | 2101.9819 | -209.3151 | 1477.7656 | 195.2147 | 469.3561 | 209.9994 | -451.8419 | 301.2019 | -881.0966 | -4977.4463 | 28.9879 | 0.61349 | 2169.198 | -2097.7034 | -1251.5231 | -829.2981 | -103.0183 | 526.0145 | 2322.5195 | 1709.0963 | 234.8157 | 368.9837 | 0.5418 | 20.6494 | 1893.651 | -839.4128 | 1.0046 | 449.438 | -2018.376 | 287.8467 | 3659.689 | 1356.4799 | 4158.394 | -248.6511 | -272.2727 | 1651.496 | -445.6656 | 1098.5078 | 778.3489 | -949.3855 | 504.364 | 8562.293 | 210.1043 | -62.6416 | 0.99968
2030-05-04 | 3 | -29.5063 | 1794.9578 | -52.0751 | -491.39 | -309.3717 | -2007.9075 | -10090.5225 | 3208.3489 | 1790.0238 | -345.9387 | 3692.6802 | -37.7545 | 2014.0582 | -529.6371 | 1214.2161 | 327.4107 | 298.605 | 209.9994 | -161.7157 | 112.45 | -638.8712 | -3999.4819 | -29.7788 | -66.0279 | 1080.736 | -2046.436 | -913.1561 | -908.4155 | -120.3149 | 519.6496 | 2003.9562 | 298.1295 | 289.1119 | 42.1809 | 0.52722 | 337.7885 | 502.1497 | -100.8227 | 654.8802 | 1.0021 | -1964.3359 | 118.3311 | 2960.5205 | 1318.6901 | 3946.9861 | -2.9105 | -277.6534 | -77.721 | -2158.2949 | 856.491 | 268.578 | -1130.101 | 834.2651 | 7372.9761 | 210.1042 | -52.3651 | 81.7706
2030-05-04 | 4 | -22.8055 | 1541.3113 | -48.4572 | -519.7407 | -406.3349 | -1683.9084 | -9408.3867 | 3012.2747 | 1922.1108 | -188.5812 | 3692.7568 | -141.4703 | 1997.1686 | -468.294 | 1414.6787 | 305.13 | 327.5966 | 209.9994 | -172.7 | 219.5193 | -580.1268 | -3485.1814 | -18.6387 | -63.9199 | 1252.3708 | -1956.1948 | -1547.8027 | -816.9493 | -114.7022 | 496.0616 | 1535.8649 | 661.4755 | 41.8573 | 111.1581 | 0.72135 | 157.9477 | 288.7881 | -38.1821 | 740.58 | 0.99937 | -2000.413 | 108.7172 | 2840.8242 | 1250.9186 | 3867.9038 | -2.8801 | -277.6966 | -208.7015 | -2203.8521 | 901.7559 | 115.3754 | -971.447 | 656.532 | 5933.5625 | 210.1042 | -76.976 | 98.1459
2030-05-04 | 5 | -18.5319 | 1584.0421 | -49.4609 | -507.926 | -259.9555 | -1738.0569 | -9783.6211 | 3390.5706 | 1878.9357 | -154.7891 | 3677.7998 | -167.9483 | 1966.1598 | -463.4976 | 1378.5725 | 298.6878 | 227.1012 | 209.9994 | -136.5601 | 167.9984 | -395.4344 | -3183.3284 | -29.4399 | -74.6816 | 1168.3015 | -1884.038 | -1474.646 | -823.7203 | -119.1172 | 525.3509 | 1329.9734 | 166.7455 | -41.3901 | 4.8733 | 0.77678 | 47.994 | -427.0668 | -25.4597 | 652.4694 | 0.99961 | -2206.3269 | 19.9068 | 2856.9543 | 1267.0624 | 3810.0269 | 1.0106 | -277.695 | 70.994 | -2025.748 | 912.5849 | 121.1773 | -1196.2622 | 577.1634 | 5173.1372 | 210.1043 | -78.1237 | 90.923
2030-05-04 | 6 | -30.5186 | 1594.9781 | -54.9169 | -590.6249 | -311.0412 | -1715.8026 | -9185.7432 | 3111.3337 | 1818.5994 | -231.6789 | 3686.4756 | -64.7791 | 1956.6825 | -555.3463 | 1017.7668 | 197.0789 | 235.6836 | 209.9994 | -182.7694 | 202.0572 | -582.8837 | -3867.6597 | -21.3675 | -68.1272 | 1188.5435 | -1985.4135 | -1639.6621 | -830.5942 | -116.8622 | 503.0419 | 1464.3894 | 1366.3876 | -10.7423 | 213.7661 | 0.64227 | 20.5713 | 955.4976 | 0.59662 | 595.8779 | 1.0008 | -2134.5466 | 82.1366 | 2928.1672 | 1229.437 | 3798.8599 | 1.0195 | -277.7447 | 511.2166 | -1481.963 | 880.973 | 240.2877 | -1083.171 | 816.6649 | 5731.8994 | 210.1042 | -46.6417 | 113.8165
2030-05-04 | 7 | -44.3027 | 1288.4326 | -59.8542 | -681.7748 | -530.9946 | -1467.1306 | -7954.5747 | 2463.5012 | 1776.1188 | -212.0418 | 3668.3 | -152.9725 | 1863.2463 | -451.438 | 1435.7687 | -102.6544 | 236.1473 | 209.9994 | -301.2921 | 241.1849 | -703.3724 | -4925.5771 | 10.3867 | -45.0833 | 1608.4761 | -2012.5048 | -1789.6327 | -766.9326 | -102.751 | 509.9246 | 1671.5916 | 2966.0916 | -85.4759 | 573.9577 | 0.66789 | -32.0265 | 3356.2947 | -326.8294 | 884.0351 | 0.99986 | -2297.3154 | 134.5184 | 2986.5837 | 1250.2583 | 4068.1343 | 36.5572 | -278.5755 | 1599.9575 | -344.4055 | 1056.8665 | 498.8593 | -918.9417 | 570.2668 | 6881.3369 | 210.1042 | -55.4648 | 173.0198
2030-05-04 | 8 | -42.3588 | 1179.9946 | -63.9231 | -693.4241 | -546.5081 | -1504.2131 | -8200.126 | 2574.1418 | 1304.7354 | -182.2106 | 3778.4473 | -134.7439 | 1940.6483 | -386.1848 | 1551.2638 | -221.1168 | 138.2492 | 209.9994 | -222.7886 | 126.1566 | -811.4111 | -5461.1128 | 1.0004 | -47.4423 | 1003.6379 | -2064.6377 | -1692.3534 | -781.1417 | -97.0014 | 554.7766 | 1628.4081 | 2613.1206 | 6.0699 | 485.2872 | 0.81665 | -185.3542 | 3528.3374 | -246.6746 | 682.9706 | 1.001 | -2348.0559 | 1.5793 | 4091.4783 | 1561.5178 | 4705.4653 | 185.7862 | -276.9942 | 1697.2869 | -79.0122 | 1271.9899 | 926.812 | -884.9787 | -52.0921 | 6934.4502 | 0.10423 | -138.4061 | 261.1381
2030-05-04 | 9 | -41.7692 | 1085.2518 | -66.2031 | -691.6303 | -631.5585 | -1409.0498 | -7475.5142 | 1898.4089 | -46.7809 | -189.1301 | 3849.3008 | -90.0351 | 2090.5208 | -298.6022 | 1863.5543 | -158.0433 | 77.2765 | 209.9994 | -262.1169 | 206.4466 | -1018.3666 | -6075.1567 | -15.2982 | -32.1675 | 1146.8998 | -2183.8691 | -1594.6504 | -760.442 | -97.7403 | 456.474 | 1760.1069 | 2223.7585 | -21.1861 | 483.2005 | 0.82913 | -518.5613 | 4078.8 | -606.4724 | 206.0821 | 449.6003 | -2395.699 | -5.8563 | 4538.6523 | 1392.8224 | 4938.8701 | -217.0367 | -272.2668 | 936.4288 | -1089.1118 | 1207.8806 | 910.9689 | -1547.0078 | -105.1977 | 7406.2773 | 0.10423 | -161.7303 | 108.5899
2030-05-04 | 10 | -39.4271 | 445.1084 | -64.7254 | -613.09 | -1456.0859 | -896.8452 | -4941.5708 | 587.5901 | 468.915 | -191.2179 | 3891.4695 | -58.8924 | 2086.8667 | -216.1976 | 2022.1638 | -250.1934 | 79.5226 | 209.9994 | -300.1698 | 369.0908 | -1167.64 | -6404.8047 | 32.8512 | -74.3558 | 1314.2811 | -1857.8789 | -1677.0172 | -598.5744 | -77.8003 | 425.895 | 1105.1351 | 1915.9088 | -274.5598 | 645.0344 | 0.77115 | -35.4961 | 5032.6533 | -678.1852 | 208.0076 | 449.6143 | -2313.25 | 105.0263 | 4625.958 | 1436.8763 | 4996.8496 | -288.9598 | -497.2626 | 955.2054 | -1138.7827 | 1313.7861 | 824.5925 | -825.6969 | -82.9129 | 8403.9707 | 0.10423 | -206.983 | 160.6487
2030-05-04 | 11 | -47.4927 | 668.2735 | -64.258 | -621.4402 | -1691.0948 | -747.1136 | -3763.9724 | 562.0633 | -105.1959 | -219.2769 | 3881.8225 | -84.6628 | 1650.0713 | -168.6359 | 2187.5212 | -531.1895 | 266.5771 | 209.9994 | -384.6863 | 251.3456 | -1090.9752 | -6175.6851 | 23.825 | -70.3757 | 1893.6465 | -1988.6927 | -917.8392 | -554.2487 | -87.3916 | 448.5672 | 1375.3586 | 3325.2947 | 38.3123 | 767.6187 | 1.4777 | 255.1197 | 5801.6431 | -665.5609 | 247.1264 | 449.5702 | -2297.7505 | 136.3288 | 4502.5205 | 1475.5021 | 4999.2778 | -285.0005 | -756.8471 | 1457.7936 | -292.7235 | 1332.1359 | 366.4689 | -1324.64 | -451.5172 | 8846.2031 | 0.10423 | -218.4079 | 136.8839
2030-05-04 | 12 | -47.088 | 941.7001 | -61.6554 | -581.2753 | -1935.5156 | -802.6146 | -2007.7939 | 853.9852 | -281.2407 | -249.5135 | 3781.4233 | -109.5151 | 1403.9811 | 62.5855 | 2192.2556 | -191.7757 | 421.5266 | 209.9994 | -492.7539 | 214.1692 | -994.5453 | -5200.3799 | -23.8019 | -78.678 | 2585.481 | -2102.592 | -450.5118 | -554.8235 | -101.1554 | 349.8793 | 1604.1492 | 3428.8201 | 231.6336 | 831.5842 | 2.9616 | 432.6285 | 5622.7275 | -772.2903 | 144.2045 | 449.5742 | -2011.8553 | -12.1039 | 4319.3608 | 1414.1505 | 4701.064 | -286.4815 | -1136.7892 | 1480.7211 | 118.0578 | 1310.1211 | -80.6822 | -1236.4821 | -301.4776 | 9629.6172 | 210.1042 | -205.0015 | 129.7779
2030-05-04 | 13 | -22.3048 | 1465.9601 | -55.6011 | -481.8685 | -1938.3566 | -1135.298 | -3133.1257 | 1138.4407 | -2.8904 | -259.6884 | 3802.041 | -122.0651 | 649.3887 | 172.7684 | 2203.1235 | -383.5377 | 140.9467 | 209.9994 | -399.1809 | 84.6061 | -998.6534 | -4795.0459 | -116.2982 | -97.8459 | 1909.9412 | -1814.8209 | -469.7552 | -633.9321 | -124.7294 | 213.1142 | 792.5226 | 573.6549 | 143.074 | 261.6864 | 3.2378 | 1949.2469 | 2296.8198 | -440.0061 | 190.7455 | 449.5513 | -1716.8713 | -271.2394 | 4847.9263 | 1379.6095 | 5022.1362 | -179.162 | -900.1617 | 1637.5382 | 32.4606 | 881.6091 | -923.5869 | -624.9741 | -413.7733 | 8821.8408 | 210.1043 | -283.7507 | -26.5487
2030-05-04 | 14 | -23.3985 | 1701.5488 | -61.6487 | -575.3513 | -1576.8905 | -1522.6682 | -3835.2981 | 1657.7589 | -535.4484 | -262.1701 | 3800.0757 | -148.7541 | 827.5608 | 154.7048 | 2170.4253 | 160.0792 | 375.7875 | 209.9994 | -342.6728 | 132.5366 | -1094.7631 | -5068.3384 | -115.2106 | -105.0196 | 1381.2344 | -2203.2834 | -570.3618 | -788.5141 | -130.9075 | 233.2617 | 1236.9203 | 3.6491 | 478.3667 | 63.1217 | 3.3075 | 2218.1836 | 1702.0729 | -324.1672 | 382.1081 | 449.4933 | -1825.4774 | -251.5449 | 4621.3892 | 1301.3406 | 5007.248 | -89.5693 | -849.235 | 1794.8484 | -183.2673 | 1140.0221 | 105.4867 | -1417.2267 | -820.256 | 11296.5586 | 210.1042 | -254.4823 | -98.9944
2030-05-04 | 15 | -27.2751 | 1736.2363 | -62.7192 | -645.6078 | -1369.563 | -1452.5745 | -4641.5767 | 1764.4786 | -1749.4028 | -245.544 | 3783.0034 | -126.81 | 997.0127 | 155.1033 | 2174.25 | -218.2742 | 103.9277 | 209.9994 | -379.8202 | 230.7664 | -1152.4431 | -5236.3447 | -73.2584 | -85.2516 | 1681.4291 | -2279.7786 | -1249.7904 | -782.8618 | -125.8207 | 355.5904 | 1131.0669 | 1219.7196 | 400.9341 | 118.9357 | 2.6676 | 2130.4077 | 1878.5717 | -375.8009 | 299.1172 | 449.5059 | -2069.8044 | -71.9705 | 4761.5215 | 1296.8086 | 5007.46 | -136.0463 | -948.7917 | 1682.8792 | -633.8892 | 1213.1757 | 917.623 | -1903.1388 | -1009.3209 | 11213.0596 | 210.1043 | -211.6597 | -18.9656
2030-05-04 | 16 | -48.5823 | 1161.4672 | -69.9774 | -712.1901 | -1600.0708 | -989.5281 | -3637.552 | 1195.1003 | -1426.924 | -209.9654 | 3874.1465 | -113.8015 | 1008.192 | 192.7603 | 1939.3828 | -476.1136 | 230.503 | 209.9994 | -456.7202 | 337.5463 | -1086.531 | -4770.5645 | -9.3169 | -65.4864 | 2386.1936 | -2463.5935 | -1710.4297 | -644.8962 | -103.522 | 450.7979 | 1161.0914 | 3980.8257 | 301.8315 | 673.5107 | 2.3911 | 1891.2766 | 4378.0732 | -386.9521 | 307.8287 | 449.4881 | -2219.4832 | 63.2877 | 4818.7559 | 1321.3547 | 5008.0513 | -62.1027 | -965.6003 | 1805.2411 | -864.3378 | 1263.1205 | 1372.3678 | -1754.7937 | -1085.6501 | 10807.4375 | 210.1042 | -188.0335 | 21.3945
2030-05-04 | 17 | -62.0823 | 443.0025 | -73.7591 | -693.8209 | -1497.0619 | -653.4924 | -3002.749 | 1034.1229 | -1976.8037 | -175.8122 | 3801.3674 | -87.1525 | 1078.3583 | 60.3066 | 1697.5406 | -659.0711 | 337.8494 | 209.9994 | -571.5724 | 445.6611 | -943.6124 | -4092.9436 | 99.7255 | -57.9488 | 3467.9641 | -2441.8403 | -1957.674 | -522.5426 | -74.8555 | 650.1725 | 893.8669 | 5366.8682 | 110.4849 | 1069.5117 | 2.3771 | 1700.7377 | 5909.9741 | -431.325 | 266.0299 | 449.5217 | -2371.3721 | 385.2418 | 4905.481 | 1323.4635 | 5006.6865 | -3.6734 | -961.6959 | 1719.553 | -1094.3276 | 1329.9974 | 1590.9835 | -2231.0195 | -1280.9354 | 11905.1328 | 210.1042 | -151.1514 | 48.5267
2030-05-04 | 18 | -61.1293 | 1.0008 | -70.4891 | -623.4446 | -954.306 | -348.6766 | -1322.4336 | 1645.4282 | -2248.8645 | -51.9134 | 3090.6775 | 155.6211 | 1397.9342 | 18.1336 | 1508.0643 | -656.061 | 320.6524 | 209.9994 | -617.5924 | 563.8353 | -883.358 | -3915.1995 | 159.3325 | -54.9895 | 3868.9702 | -2077.5344 | -2044.6683 | -410.7879 | -67.054 | 735.5153 | 622.6428 | 5453.9102 | -155.3683 | 1200.1064 | 2.6862 | 1471.2295 | 6148.8252 | -723.8778 | 102.5649 | 449.6047 | -2551.834 | 568.5935 | 4793.8267 | 1326.4718 | 5006.0894 | -272.4946 | -943.0987 | 1744.0278 | -1186.2473 | 1501.2601 | 2321.6533 | -2540.6597 | -976.3165 | 11614.7402 | 210.1042 | -62.6027 | 51.5108
2030-05-04 | 19 | -47.0172 | 65.8257 | -63.152 | -537.1646 | -1254.5297 | -282.9704 | -36.4408 | 842.3022 | -1815.7676 | -35.0887 | 3300.3281 | 195.0078 | 1296.96 | 52.257 | 1480.6576 | -710.442 | 154.6571 | 209.9994 | -629.3204 | 701.149 | -1039.6285 | -3066.7715 | 109.5612 | -27.3206 | 3855.7727 | -1665.7159 | -2127.5542 | -358.2399 | -70.254 | 517.3591 | 733.002 | 4331.2808 | -326.7294 | 930.5865 | 3.3287 | 198.2051 | 4741.3774 | -652.6151 | 197.3705 | 449.5019 | -2472.8313 | 458.9557 | 4559.3599 | 1359.9188 | 4870.644 | -285.6851 | -1005.3806 | 1864.6656 | -1128.6212 | 1429.564 | 2103.1907 | -1662.9421 | -508.1344 | 9987.8291 | 0.10423 | -64.4703 | 62.5276
2030-05-04 | 20 | -45.2133 | 129.8526 | -61.8769 | -513.2932 | -1307.1581 | -319.7671 | -104.8234 | 1019.6595 | -1078.7902 | -32.1943 | 3840.9526 | 194.9994 | 2108.6492 | 39.8766 | 1444.5343 | -803.2252 | 132.2753 | 209.9994 | -591.7697 | 634.8644 | -1083.6484 | -2803.2947 | 81.4736 | -29.8298 | 3652.6038 | -1670.8518 | -2045.0092 | -371.6583 | -74.4883 | 488.3175 | 668.6317 | 3993.3848 | -276.6136 | 892.3496 | 3.7835 | 171.22 | 4669.9717 | -936.6942 | 0.99499 | 449.5156 | -2476.9902 | 363.1226 | 4460.1162 | 1418.1125 | 4591.5063 | -286.4798 | -1210.7744 | 2012.4072 | -1001.896 | 1439.226 | 1867.3805 | -1448.792 | -451.1264 | 10170.6309 | 0.10423 | -101.7578 | 16.7821
2030-05-04 | 21 | -46.3545 | 552.9118 | -65.5766 | -548.3453 | -1406.2111 | -572.714 | -341.3763 | 1061.5035 | -770.7267 | -44.5013 | 3954.3254 | 195 | 1771.8724 | 24.966 | 1485.3376 | -805.7256 | 144.1595 | 209.9994 | -564.5476 | 427.7992 | -1151.9355 | -3221.6848 | -18.2855 | -44.3472 | 3271.0093 | -1899.1383 | -1651.5527 | -470.8341 | -93.9337 | 353.0786 | 1062.8522 | 3785.7573 | 58.3561 | 790.2411 | 4.5352 | 527.8319 | 4943.2334 | -785.181 | 178.8797 | 449.5081 | -2340.3828 | 45.6336 | 4612.9014 | 1433.4744 | 4995.4946 | -280.7664 | -901.2442 | 1986.6738 | -950.1844 | 1242.3201 | 1102.1816 | -1209.9781 | -242.3984 | 10311.2236 | 0.10423 | -116.8218 | -1.011
2030-05-04 | 22 | -37.6896 | 1253.151 | -60.7963 | -531.9731 | -1453.3273 | -860.3171 | 0.98198 | 1305.0433 | -232.9901 | -83.8988 | 3936.6189 | 182.0229 | 1718.8699 | 181.1808 | 1720.802 | -674.3803 | 187.9515 | 209.9994 | -591.1166 | 213.2108 | -1227.4475 | -2757.2429 | -148.0918 | -50.4142 | 3323.052 | -2088.8286 | -855.0726 | -576.0629 | -126.3151 | 166.9599 | 1671.7148 | 3037.769 | 567.8304 | 548.2145 | 5.9261 | 752.8663 | 4232.7041 | -762.0315 | 65.1591 | 449.5794 | -1829.8888 | -286.0363 | 4779.9468 | 1423.5638 | 4952.6729 | -281.829 | -525.5941 | 2293.1016 | -332.8921 | 1020.7895 | -168.0076 | -665.1648 | -1.7976 | 9170.9658 | 210.1042 | -196.6941 | 36.3805
2030-05-04 | 23 | -32.7807 | 1197.5404 | -55.7271 | -480.8725 | -1819.325 | -830.5341 | 537.9879 | 1060.9514 | -2.9175 | -187.3825 | 3842.3672 | -14.8595 | 2007.645 | 210.3234 | 1862.6797 | -277.6073 | 268.4653 | 209.9994 | -626.4005 | 371.8286 | -1197.6869 | -2383.4006 | -87.6064 | -60.0447 | 3420.2151 | -1947.4182 | -1135.0012 | -536.7937 | -116.1145 | 176.0708 | 1473.329 | 2918.6267 | 252.3069 | 558.575 | 5.7911 | 1070.6255 | 3591.8943 | -727.2202 | 216.0392 | 449.4868 | -1742.6025 | -2.8671 | 4379.9346 | 1465.0193 | 4811.7021 | -290.9348 | -295.3843 | 2171.314 | 110.5696 | 1088.3533 | -199.0436 | -496.5756 | -160.6112 | 7759.8071 | 210.1042 | -263.3211 | -44.9442
2030-05-04 | 24 | -34.716 | 1027.7278 | -51.8776 | -455.3773 | -1937.9005 | -692.952 | -269.3654 | 542.0165 | 51.308 | -210.1789 | 3822.0386 | -79.0117 | 2024.9875 | 241.2121 | 1940.9724 | -724.6417 | 308.101 | 209.9994 | -490.3789 | 361.1698 | -1131.9585 | -1870.5872 | -62.5361 | -77.2446 | 2387.0349 | -1910.4022 | -928.1584 | -488.4642 | -103.9094 | 204.9401 | 1332.6381 | 3029.8818 | 206.8989 | 708.9285 | 5.6983 | 1233.9502 | 3532.574 | -944.2536 | -2.0458 | 412.8683 | -1462.462 | 31.2128 | 3740.562 | 1444.9204 | 4080.9897 | -299.7749 | -595.654 | 2453.0757 | 646.9886 | 1013.4341 | 504.8599 | -744.8152 | -451.7004 | 7145.5386 | 210.1042 | -260.9359 | 45.6123
2030-05-05 | 1 | -29.0962 | 917.8133 | -49.6383 | -438.8466 | -2011.2256 | -812.7603 | -3202.4336 | 0.99752 | 122.3853 | -203.0411 | 3823.4792 | -105.2738 | 1430.7736 | 150.2457 | 1744.2535 | -561.3141 | 237.8671 | 209.9994 | -438.6159 | 372.3115 | -985.8046 | -2937.5542 | 25.2149 | -79.8754 | 2003.2356 | -1790.334 | -1044.7323 | -506.2493 | -91.2995 | 420.1877 | 1078.7457 | 2049.762 | 13.3421 | 552.4539 | 4.9264 | 1251.2959 | 3015.2788 | -259.3242 | 662.7544 | 52.3101 | -1681.4639 | 580.5845 | 4267.7246 | 1704.0575 | 4659.8457 | 403.0288 | -277.9299 | 2704.2622 | 1485.1207 | 1251.7319 | 784.8651 | -928.5004 | -1053.3175 | 6866.0112 | 210.1042 | -307.9704 | 29.1298
2030-05-05 | 2 | -22.4746 | 480.8987 | -50.7568 | -443.1097 | -1786.5382 | -890.1881 | -4059.4988 | -2.1045 | 1577.6901 | -168.7197 | 3785.9236 | -105.8001 | 1983.6986 | 82.8454 | 1458.0223 | -361.2129 | 72.2721 | 209.9994 | -385.2849 | 453.9326 | -863.7586 | -3666.6016 | 58.5871 | -56.5073 | 1607.5547 | -1596.368 | -1140.2236 | -523.4539 | -65.0106 | 434.8155 | 762.5062 | 763.3628 | -157.1832 | 309.0503 | 4.6462 | 729.582 | 2500.5591 | -882.2509 | 0.9989 | 93.0467 | -1950.3422 | 540.4839 | 3656.4399 | 1496.3514 | 4229.9937 | -314.0566 | -272.2103 | 2520.5149 | 1432.0957 | 1326.2363 | 929.3472 | -335.6063 | 79.3082 | 6822.2832 | 210.1042 | -166.49 | 64.1557
2030-05-05 | 3 | -27.9444 | 1116.1599 | -54.6417 | -540.7961 | -963.5018 | -1363.3455 | -7153.2363 | 1481.6316 | 1779.2495 | -181.2735 | 3667.0051 | -180.0114 | 1950.324 | 67.8998 | 1350.9219 | -561.9696 | 47.7948 | 209.9994 | -324.3789 | 16.5807 | -804.8669 | -3579.8596 | -42.7467 | -67.9659 | 1283.4319 | -2064.8447 | -135.2542 | -723.7723 | -95.7397 | 438.29 | 1594.4846 | 989.7623 | 729.0392 | 261.4427 | 7.1841 | 1166.7178 | 2751.324 | -73.6762 | 550.9008 | 1.0008 | -1739.7012 | 199.8561 | 3148.1492 | 1457.2087 | 3971.9502 | -2.3679 | -272.3884 | 880.088 | -435.1701 | 1226.6724 | 762.956 | -1266.5692 | 230.3526 | 7392.8237 | 210.1043 | -78.3005 | 83.2484
2030-05-05 | 4 | -14.772 | 1662.3914 | -48.1589 | -508.404 | -469.1485 | -1691.0199 | -8933.0381 | 2774.8274 | 1953.1838 | -171.0183 | 3662.7854 | -187.0596 | 1942.0625 | 72.0321 | 1290.259 | 243.7873 | 218.8192 | 209.9994 | -321.8988 | -104.4839 | -731.9133 | -4082.031 | -76.3567 | -76.1216 | 1354.8804 | -2020.2048 | -212.7934 | -820.3332 | -121.1398 | 452.175 | 1497.6569 | -520.0259 | 773.0131 | -10.389 | 6.3517 | 1741.2203 | 664.1167 | -33.9419 | 222.7209 | 449.2538 | -1649.6791 | 160.4814 | 3112.1482 | 1492.5397 | 3648.5955 | -2.4735 | -272.3182 | 2097.7058 | 882.8398 | 994.0805 | 1.0003 | -1090.0601 | 509.0715 | 5330.2402 | 210.1042 | -62.7038 | 51.7735
2030-05-05 | 5 | -17.3904 | 1534.1725 | -46.8863 | -485.9048 | -572.5259 | -1524.5342 | -8329.1816 | 2486.1406 | 2003.9369 | -161.9177 | 3661.9263 | -184.0697 | 1945.3589 | -18.7687 | 1156.9558 | 498.5854 | 385.7629 | 209.9994 | -348.6911 | -126.4254 | -838.5801 | -4532.1011 | -106.9893 | -87.2875 | 1386.2998 | -1837.9512 | -9.0264 | -770.7465 | -121.6786 | 369.1982 | 1371.4342 | -148.5581 | 823.2628 | 33.746 | 7.3833 | 1889.9548 | 823.4586 | -0.87229 | 114.4538 | 449.0073 | -1667.7831 | 47.888 | 3133.8184 | 1486.2666 | 3597.7444 | -2.5859 | -272.2824 | 1787.6996 | 430.7996 | 1077.6172 | 33.2362 | -881.2858 | 354.4029 | 4280.3359 | 210.1042 | -91.4381 | 39.3284
2030-05-05 | 6 | -16.5522 | 1121.8014 | -46.3207 | -438.4208 | -726.6882 | -1234.4667 | -7265.0947 | 1881.0863 | 1994.9557 | -152.1101 | 3749.6255 | -155.9798 | 1900.7001 | -18.7698 | 1126.1592 | 251.8012 | 278.3647 | 209.9994 | -342.2155 | -103.8849 | -832.14 | -4678.4517 | -90.0829 | -90.4154 | 1325.5524 | -1494.1432 | 174.263 | -662.3479 | -112.5554 | 362.9595 | 1000.8365 | 0.98393 | 574.3923 | 136.7558 | 7.087 | 1740.9857 | 892.9816 | -310.323 | 770.243 | 65.4509 | -1776.3004 | 82.5358 | 3148.8899 | 1526.9041 | 4252.7725 | 0.93541 | -272.2262 | 2980.9673 | 1421.0024 | 1081.8767 | 263.3963 | -768.5483 | 297.8421 | 4540.0264 | 210.1042 | -84.352 | 61.349
2030-05-05 | 7 | -15.3523 | 890.6279 | -46.887 | -396.523 | -1018.4075 | -1107.984 | -6134.7256 | 1180.6165 | 2012.9836 | -151.8119 | 3753.6072 | -143.8792 | 1799.08 | 0.9989 | 1139.4041 | 159.6318 | 296.7169 | 209.9994 | -294.2224 | -68.5107 | -903.777 | -4802.8633 | -88.0987 | -89.9619 | 930.4847 | -1371.9766 | 185.7923 | -609.007 | -105.5265 | 326.5634 | 909.3763 | 0.98346 | 469.5274 | 101.9342 | 6.874 | 1645.2549 | 675.8787 | -5.7589 | 716.7892 | 178.703 | -1870.7836 | 1.0002 | 3268.0325 | 1554.2173 | 4171.1245 | 105.2902 | -272.5006 | 3169.3159 | 1750.6989 | 1321.7363 | 206.3477 | -481.3173 | -379.5704 | 5179.7812 | 0.10423 | -277.3779 | 88.1069
2030-05-05 | 8 | -16.5953 | 633.329 | -52.5425 | -352.6877 | -1717.9447 | -995.1734 | -4331.9409 | -1.9384 | 1828.504 | -139.4172 | 3787.1812 | -14.1923 | 1078.6101 | 120.4452 | 1381.5328 | 43.4081 | 316.6077 | 209.9994 | -295.6214 | 66.2922 | -1065.6036 | -4912.3774 | -90.3747 | -134.8858 | 995.642 | -1392.957 | -532.9193 | -534.5185 | -95.4331 | 195.8316 | 381.8342 | 61.482 | 37.866 | 211.1352 | 5.147 | 2437.0879 | 458.7297 | 312.494 | 829.991 | 169.4504 | -1719.2358 | 1.0014 | 4015.6716 | 1792.0526 | 4609.6265 | 323.468 | -279.5173 | 3084.9985 | 2283.8933 | 1130.0183 | 0.99573 | -90.6061 | -430.3749 | 5844.4385 | 210.1042 | -328.6836 | 114.3772
2030-05-05 | 9 | -15.6716 | 763.2797 | -56.7394 | -372.5229 | -1575.4404 | -1094.0757 | -4697.2705 | 0.99667 | 247.8439 | -194.3586 | 3816.2371 | -77.2798 | 1872.6001 | 248.3183 | 1754.2079 | -35.5641 | 312.5012 | 209.9994 | -331.1413 | 239.0292 | -1158.5938 | -4602.4863 | -46.1928 | -126.7662 | 1236.6836 | -1423.3324 | -892.7789 | -565.0139 | -104.227 | 257.2279 | 504.2558 | 55.3464 | 55.7428 | 128.4527 | 5.1913 | 2751.7402 | 104.7122 | -127.3518 | 277.2519 | 289.1991 | -1687.036 | 281.0972 | 4421.6885 | 1631.1255 | 4652.1152 | 126.7922 | -276.642 | 2724.3408 | 1814.1532 | 1063.5042 | 829.9679 | -1095.9581 | -557.2372 | 5321.6226 | 210.1042 | -249.6714 | 78.2636
2030-05-05 | 10 | -22.4863 | 956.9246 | -60.6712 | -425.5713 | -1670.5077 | -1194.1505 | -4998.1724 | -2.1372 | 691.6862 | -225.2619 | 3815.498 | -108.9967 | 1985.541 | 370.347 | 2028.0968 | 12.1995 | 365.0665 | 209.9994 | -372.0418 | 218.4134 | -1188.6985 | -4629.5151 | -95.5042 | -127.0673 | 1596.5312 | -1769.7239 | -1007.1272 | -621.8645 | -110.1001 | 168.3114 | 742.1216 | 560.0504 | 261.8797 | 195.1127 | 4.8709 | 2919.8628 | 285.9585 | -331.4713 | 18.2657 | 449.6316 | -1645.5507 | 125.1049 | 4429.1353 | 1557.8264 | 4729.606 | -250.9005 | -273.5374 | 2604.9766 | 1481.3102 | 884.4865 | 66.1014 | -524.2773 | -59.5126 | 5729.6367 | 210.1042 | -261.4578 | 52.7743
2030-05-05 | 11 | -25.9499 | 1019.9527 | -60.2631 | -446.3569 | -1803.0288 | -1210.573 | -5013.4053 | 0.99286 | 36.5005 | -244.1588 | 3791.0068 | -119.7308 | 1991.0472 | 459.1974 | 2226.8794 | 126.7397 | 408.7065 | 209.9994 | -419.1996 | 220.5017 | -1175.7075 | -4748.4292 | -94.1503 | -119.91 | 1887.3304 | -1889.3597 | -943.9573 | -648.6064 | -106.7738 | 187.1409 | 834.0135 | 845.562 | 331.6714 | 241.138 | 4.6996 | 3005.668 | 447.8413 | -497.2557 | 1.0003 | 306.4604 | -1634.5386 | 127.4427 | 4379.6206 | 1557.6995 | 4846.542 | -301.8505 | -479.5078 | 2214.9573 | 1383.9775 | 951.7426 | 22.3833 | -703.0944 | -411.9271 | 6775.125 | 0.10423 | -262.9839 | 26.2632
2030-05-05 | 12 | -36.2431 | 1290.8649 | -59.6271 | -472.9632 | -1955.3243 | -1084.0603 | -3987.0403 | 203.2462 | 57.3684 | -262.3477 | 3742.1399 | -109.8805 | 1949.0908 | 505.0689 | 2361.5491 | 106.7699 | 592.2252 | 209.9994 | -469.0519 | 81.6892 | -1103.0355 | -4409.2861 | -122.5747 | -117.5285 | 2168.6191 | -2094.2043 | -557.4133 | -603.9987 | -117.2055 | 190.6076 | 1148.9792 | 2374.9011 | 527.5383 | 500.925 | 5.6601 | 3078.8784 | 2082.9802 | -671.615 | -55.7804 | 0.99918 | -1542.6503 | 1.003 | 4257.3286 | 1514.6486 | 4602.3604 | -299.809 | -1172.5195 | 2123.3796 | 1225.3894 | 1031.1051 | 111.8339 | -710.4496 | -58.7936 | 6991.5938 | 0.10423 | -265.9467 | -18.2388
2030-05-05 | 13 | -27.8619 | 1229.032 | -53.1231 | -397.3475 | -1727.4172 | -752.7792 | 0.98661 | 268.4104 | -2.9824 | -281.579 | 3764.1895 | -105.439 | 1130.1654 | 520.1537 | 2367.9561 | 243.8566 | 584.6876 | 209.9994 | -485.524 | 269.1528 | -1213.7892 | -4455.7212 | -155.2895 | -102.6083 | 2151.3027 | -1622.5332 | -985.2779 | -443.2081 | -122.9875 | 50.4033 | 881.3483 | 1819.6429 | 39.1787 | 495.2372 | 4.8 | 2760.1538 | 1697.5676 | -504.7166 | -34.3736 | 0.99883 | -1508.5651 | -77.7282 | 4674.4502 | 1476.524 | 4807.5317 | -298.9815 | -1130.9585 | 1986.2703 | 1179.5897 | 915.5754 | -582.3058 | -341.7467 | -720.6935 | 3951.0369 | 0.10423 | -378.004 | -37.1235
2030-05-05 | 14 | -31.8302 | 1785.8253 | -57.3547 | -494.358 | -1490.344 | -1002.8561 | 1321.9608 | 1028.1777 | -1077.579 | -303.1884 | 3763.752 | -137.9939 | 619.9611 | 535.0449 | 2394.2429 | 41.5616 | 483.389 | 209.9994 | -715.964 | -123.4992 | -1234.627 | -3732.9082 | -281.9688 | -87.2233 | 3415.9583 | -2157.314 | -329.6591 | -602.0045 | -150.9822 | -43.8875 | 1309.4307 | 2859.8196 | 608.7203 | 488.8676 | 4.6967 | 3095.8228 | 3140.7549 | -315.0941 | 0.99809 | 7.2856 | -1132.5377 | -398.3329 | 4922.0103 | 1411.5862 | 4975.1382 | -296.8743 | -1005.6896 | 2433.6448 | 853.4636 | 572.0075 | -1313.3136 | -49.0791 | -706.0397 | 2877.1003 | 210.1042 | -405.9202 | -9.6648
2030-05-05 | 15 | -36.7427 | 1661.9241 | -59.4658 | -518.3318 | -1359.0476 | -848.1865 | 1536.8887 | 898.5504 | -1937.6241 | -311.112 | 3766.9312 | -83.3648 | 554.7614 | 536.6021 | 2391.1917 | -195.7378 | 491.1429 | 209.9994 | -668.9821 | 49.5458 | -1289.7212 | -3963.4163 | -253.5262 | -66.264 | 3015.1907 | -2221.4829 | -773.6073 | -552.4625 | -145.9803 | -39.3191 | 1075.6722 | 3259.1445 | 506.576 | 550.1482 | 4.7377 | 2833.9377 | 3363.5142 | -242.3411 | -1.9883 | 202.2304 | -1291.1262 | -315.6169 | 4948.6157 | 1375.7219 | 5001.5786 | -296.9786 | -774.4289 | 2418.1953 | 859.2814 | 708.0739 | -1008.8098 | -270.8839 | -1225.8446 | 2294.2197 | 210.1042 | -410.8284 | -1.0188
2030-05-05 | 16 | -44.2808 | 1896.9648 | -64.9315 | -595.6816 | -767.1014 | -1035.9724 | 382.0315 | 1619.5436 | -2313.6946 | -277.8253 | 3792.5225 | -143.6046 | 1058.6166 | 545.7081 | 2372.7229 | -416.1368 | 494.8965 | 209.9994 | -594.718 | -37.4065 | -1129.8557 | -4248.8198 | -218.9759 | -80.7962 | 2717.1824 | -2541.469 | -808.8581 | -647.092 | -151.9969 | 102.4564 | 1419.3306 | 3767.7681 | 731.2485 | 656.6588 | 4.4209 | 2950.3586 | 3671.4426 | -272.7133 | -1.9898 | 449.2474 | -1323.8802 | -123.0177 | 4671.8794 | 1371.9719 | 4737.6304 | -297.6406 | -793.222 | 2255.7148 | 571.7451 | 513.2697 | 121.8449 | -1161.7112 | -541.2303 | 2540.2495 | 210.1042 | -260.1748 | 2.464
2030-05-05 | 17 | -48.6379 | 1500.4255 | -67.8299 | -618.6245 | -670.7097 | -905.6738 | 0.99221 | 1670.5437 | -2269.2756 | -259.6736 | 3812.2932 | -147.3059 | 1194.1804 | 486.3668 | 2244.3994 | -206.1694 | 473.3323 | 209.9994 | -331.8835 | -92.105 | -1030.3048 | -3975.1973 | -169.9166 | -112.7509 | 1543.9854 | -2505.3828 | -999.8087 | -594.1153 | -138.4868 | 258.5862 | 1119.7157 | 4340.4453 | 436.0728 | 777.1656 | 3.135 | 2775.8892 | 4081.7075 | -375.9164 | -1.9727 | 178.9914 | -1467.7931 | -1.2308 | 4720.4521 | 1362.0791 | 4794.0742 | -295.331 | -1009.9056 | 2094.2246 | 177.4365 | 509.8202 | 213.1625 | -1404.3003 | -462.7711 | 3693.8845 | 210.1042 | -230.4809 | 19.2012
2030-05-05 | 18 | -52.2086 | 1544.8567 | -69.9325 | -622.7192 | -730.1708 | -940.8145 | -8.1023 | 1709.6764 | -1872.5724 | -240.0825 | 3775.9502 | -89.9142 | 1488.8728 | 467.1967 | 2270.0159 | -722.1354 | 453.9272 | 209.9994 | -332.1588 | -112.5175 | -1005.6546 | -3510.156 | -170.0142 | -114.7481 | 1695.6968 | -2591.6912 | -672.9161 | -617.397 | -139.9417 | 270.3077 | 1378.7665 | 4660.3198 | 669.2493 | 847.6083 | 4.3809 | 3013.1926 | 4486.9302 | -447.8843 | -1.8506 | 6.3708 | -1465.2952 | -3.4101 | 4795.6167 | 1373.7996 | 4880.624 | -289.9398 | -1119.3679 | 2319.2322 | -168.9643 | 477.5127 | 130.9109 | -1145.2454 | -261.1683 | 3569.5498 | 0.10423 | -229.1601 | 45.9899
2030-05-05 | 19 | -41.153 | 1356.6824 | -64.6683 | -539.5164 | -852.7847 | -857.5261 | 0.98871 | 1446.6884 | -1374.1782 | -161.2877 | 3780.5229 | 85.9906 | 1504.3555 | 477.0659 | 2234.5491 | -264.919 | 468.6091 | 209.9994 | -334.3326 | -2.148 | -1052.6461 | -3713.5122 | -154.7625 | -102.9991 | 1675.7938 | -2089.4805 | -1222.2505 | -536.5064 | -132.7668 | 249.2048 | 1075.7606 | 3264.5708 | 88.6052 | 691.1351 | 2.9991 | 2622.3372 | 3370.9412 | -465.1883 | -17.0717 | 1.0011 | -1608.7653 | 13.4379 | 4794.8071 | 1403.5299 | 4979.1758 | -292.6964 | -1042.5758 | 2248.1995 | -645.8193 | 565.4681 | 254.0277 | -943.6494 | -211.2937 | 2189.4421 | 0.10423 | -235.5043 | 42.7887
2030-05-05 | 20 | -33.3604 | 1544.7468 | -61.1313 | -470.5453 | -1154.5645 | -934.0148 | 50.4139 | 1342.9795 | -792.0172 | -162.0639 | 3799.7852 | 106.8194 | 1256.4873 | 475.1178 | 2276.5583 | 98.5388 | 582.1436 | 209.9994 | -435.1394 | -31.6043 | -1130.5928 | -3324.6396 | -214.8549 | -95.0217 | 2388.4382 | -1975.9904 | -991.1624 | -540.0653 | -144.8521 | 147.4229 | 872.2021 | 2418.8901 | 152.5953 | 527.9257 | 4.4804 | 2659.9141 | 2251.3142 | -559.8041 | -156.6949 | 0.99927 | -1604.0168 | -193.195 | 4697.8398 | 1373.1434 | 4694.8887 | -287.7521 | -1375.7397 | 2303.1963 | -636.1993 | 588.714 | 233.7215 | -617.6424 | 1.0126 | 1241.5333 | 0.10423 | -239.6127 | 6.587
2030-05-05 | 21 | -27.8297 | 1195.0806 | -63.0411 | -429.1275 | -1876.8341 | -823.0488 | -1318.1183 | 523.1387 | -36.8015 | -211.1501 | 3817.5811 | 187.4664 | 2038.264 | 462.386 | 2250.8306 | 624.9534 | 569.0412 | 209.9994 | -490.1981 | 228.1864 | -1047.698 | -2699.5076 | -166.4417 | -86.9858 | 2831.4727 | -1656.1746 | -1315.1609 | -446.1909 | -126.2309 | 127.5773 | 568.5626 | 1514.0712 | -264.9485 | 427.2764 | 4.1205 | 2357.1819 | 1267.7719 | -479.4849 | -1.9616 | 94.9413 | -1701.4602 | -159.0917 | 4582.2769 | 1402.551 | 4804.7695 | -278.8566 | -1377.9929 | 2202.615 | -774.7309 | 707.9138 | 243.1552 | -132.7411 | 1.0093 | 1721.5951 | 0.10423 | -226.5739 | 109.8376
2030-05-05 | 22 | -29.2076 | 1130.0798 | -59.1201 | -423.6578 | -1857.4388 | -1088.0887 | -5643.1631 | 445.6525 | 0.99933 | -279.8437 | 3779.8262 | 172.9823 | 2079.4282 | 492.6605 | 2266.5427 | 537.9425 | 425.4964 | 209.9994 | -509.9045 | 219.2386 | -1057.5408 | -2406.4778 | -56.9292 | -78.4963 | 2889.9414 | -1590.3889 | -1060.4048 | -513.1104 | -104.7694 | 322.1593 | 893.8588 | 243.2323 | -151.8078 | 130.6374 | 4.6002 | 2266.3994 | 82.9881 | -704.8589 | -2.3984 | 450.1069 | -1693.1263 | 117.3333 | 3930.8755 | 1395.8123 | 4206.0601 | -282.9666 | -1311.7802 | 2201.604 | -637.3475 | 876.7982 | -206.6031 | -459.4412 | -245.4365 | 1578.7467 | 0.10423 | -192.9678 | 93.8792
2030-05-05 | 23 | -21.6687 | 1711.2494 | -62.085 | -484.883 | -1900.3694 | -1616.3842 | -6838.4497 | 204.0462 | 27.6501 | -392.1156 | 3763.3442 | 34.4917 | 1203.4828 | 493.2599 | 2306.3848 | 99.2723 | 441.3293 | 209.9994 | -563.3959 | 122.8772 | -1163.1304 | -2163.8333 | -162.5748 | -89.5533 | 3089.5989 | -2257.7729 | -697.8315 | -779.3722 | -120.3261 | 120.6109 | 1544.2068 | 518.7237 | 520.2795 | 76.9534 | 6.7441 | 2852.2168 | -39.0802 | -439.462 | 220.7131 | 449.3702 | -1313.4727 | -34.9646 | 3836.6824 | 1407.6802 | 4302.1826 | -294.2921 | -969.3823 | 2915.3152 | 359.4213 | 839.353 | -1571.5255 | 573.3169 | -540.3614 | 1693.5424 | 210.1042 | -353.5906 | 49.8473
2030-05-05 | 24 | -16.8996 | 1518.7175 | -52.7941 | -436.9684 | -1937.2885 | -1405.4983 | -6305.1348 | -265.41 | -2.8834 | -275.3669 | 3785.5767 | -174.8658 | 585.1893 | 544.6021 | 2383.6709 | 98.836 | 442.3461 | 209.9994 | -442.003 | 172.5517 | -1118.1141 | -1624.97 | -169.4041 | -83.6221 | 2172.9585 | -2010.1825 | -743.7892 | -688.6444 | -111.084 | 41.5272 | 1141.329 | 160.211 | 322.9747 | 77.4208 | 6.8468 | 2499.3218 | -421.7935 | -722.1952 | -2.2951 | 449.5305 | -1062.9381 | 1.0016 | 3190.3176 | 1328.3051 | 3613.1504 | -303.807 | -1168.494 | 3254.4097 | 837.9714 | 596.8366 | -1466.0023 | 482.358 | -24.3497 | 945.9893 | 210.1042 | -314.0925 | 132.1413
2030-05-06 | 1 | -16.4908 | 935.8486 | -55.2564 | -308.3419 | -1928.9333 | -967.0394 | -4726.9858 | -750.9002 | 966.7139 | -206.0566 | 3814.2205 | -18.2254 | 1398.886 | 442.3284 | 2169.4919 | 219.1471 | 417.1332 | 209.9994 | -316.1083 | 386.5648 | -969.7535 | -1578.5869 | -141.255 | -68.497 | 1461.2081 | -1734.6926 | -1245.786 | -497.025 | -86.116 | 3.0745 | 854.7618 | 238.766 | -240.2243 | 204.5964 | 5.8401 | 1744.9716 | -639.9271 | -360.2454 | 384.8936 | 1.0002 | -1631.7635 | -3.7461 | 3271.9092 | 1492.0532 | 3177.7402 | -310.7997 | -327.495 | 2896.8521 | 1419.4972 | 862.7376 | -1367.682 | 32.9519 | -664.6196 | 1622.5673 | 210.1043 | -364.6361 | -3.9478
2030-05-06 | 2 | -14.7749 | 1265.8406 | -49.7859 | -333.8888 | -1511.2473 | -1160.0854 | -4936.7441 | 0.99602 | 1633.335 | -185.4811 | 3805.1504 | -20.1378 | 1594.2565 | 344.795 | 1941.0872 | 485.3799 | 414.9911 | 209.9994 | -290.5672 | 261.1519 | -900.2993 | -1920.9807 | -213.1272 | -57.244 | 1239.5385 | -1695.0842 | -1128.3872 | -553.3157 | -99.2062 | -80.6689 | 1173.5001 | -1.0813 | -125.449 | 194.4262 | 5.9983 | 1397.5635 | -609.86 | -51.9994 | 784.5015 | 0.99949 | -1743.0283 | -362.8626 | 3371.6799 | 1550.2385 | 3593.2268 | -162.9638 | -276.2638 | 3135.9543 | 1947.6304 | 933.5027 | -1379.1642 | 174.0575 | -493.4109 | 1651.2906 | 210.1042 | -379.6816 | -7.7272
2030-05-06 | 3 | -17.599 | 1364.999 | -51.7776 | -352.909 | -1625.4911 | -1257.5486 | -4797.4907 | 1.0003 | 1899.5601 | -214.6132 | 3821.3657 | -69.2375 | 1324.2769 | 163.2012 | 2060.6384 | 614.7691 | 547.9141 | 209.9994 | -316.5809 | 35.8313 | -826.5733 | -2424.1262 | -260.4918 | -65.1171 | 1531.3494 | -1823.2743 | -671.6456 | -600.6429 | -104.5141 | -109.8823 | 1501.2385 | 0.98745 | 111.304 | 197.0506 | 6.3024 | 1487.6179 | -108.5776 | 1.0012 | 558.8113 | 447.6334 | -1528.139 | -580.7118 | 3141.1357 | 1580.2002 | 3014.2773 | -3.4483 | -278.1276 | 3281.2253 | 2299.1072 | 789.7386 | -1861.7744 | 449.518 | -203.4178 | 3441.6829 | 210.1043 | -387.5214 | -56.5411
2030-05-06 | 4 | -16.0022 | 1288.4795 | -53.4217 | -407.5145 | -1681.4948 | -1244.0349 | -4231.2329 | -1.8087 | 2045.9319 | -213.6626 | 3822.3401 | -59.5267 | 1486.3781 | -13.252 | 2160.0247 | 1099.8408 | 474.9293 | 209.9994 | -284.4655 | -59.0135 | -850.3288 | -2891.0764 | -248.4832 | -58.5435 | 1289.4384 | -1793.6368 | -530.8648 | -619.0713 | -99.8078 | -61.1606 | 1385.488 | 0.98768 | -86.1644 | 98.0522 | 3.8342 | 1238.8855 | 1105.8213 | 0.99972 | 621.2554 | 353.1957 | -1705.2786 | -556.5566 | 3204.6528 | 1539.1711 | 3049.1614 | -3.2778 | -277.6555 | 3139.2175 | 2195.7937 | 816.4202 | -2037.2543 | 608.5016 | -227.7482 | 4784.7109 | 210.1042 | -338.9521 | -16.4947
2030-05-06 | 5 | -22.6223 | 1241.8944 | -57.6699 | -446.4519 | -1554.7072 | -1244.5076 | -4129.8335 | -1.9254 | 1935.1285 | -262.1282 | 3868.6011 | 0.99882 | 1692.9658 | -191.9947 | 2147.324 | 1137.8198 | 719.5851 | 209.9994 | -220.5556 | -9.2445 | -966.9161 | -4273.291 | -235.7877 | -72.3023 | 890.4121 | -1911.8237 | -994.6727 | -633.4979 | -97.7131 | -36.1671 | 1525.8568 | 3.8 | -82.8104 | 235.3666 | 2.9337 | 1552.1167 | 2159.6174 | 1.0023 | 805.9502 | 7.1287 | -1992.0835 | -476.848 | 3326.9622 | 1514.2402 | 3427.0818 | -2.953 | -276.8043 | 3146.8467 | 2031.9852 | 895.9315 | -1699.3221 | -14.2746 | -455.9323 | 5193.2534 | 210.1043 | -357.887 | 20.5511
2030-05-06 | 6 | -25.2616 | 1310.3071 | -63.9921 | -479.3458 | -1508.4802 | -1252.8302 | -3944.1919 | -2.1015 | 1546.478 | -323.6002 | 3912.1619 | 124.7623 | 1679.4413 | -221.8539 | 2116.0842 | 1234.5779 | 635.434 | 209.9994 | -182.7068 | -22.0466 | -1165.306 | -5299.5059 | -240.0208 | -80.1786 | 594.338 | -1883.3251 | -1122.6749 | -643.7875 | -106.182 | -32.8956 | 1515.4585 | 0.98845 | -119.6822 | 208.7733 | 2.6431 | 1778.7063 | 2573.2139 | -523.924 | 37.3216 | 449.5667 | -2238.7861 | -481.6674 | 3249.7283 | 1438.5045 | 2854.2969 | -311.437 | -615.1283 | 2799.7722 | 964.0504 | 890.2151 | -968.1324 | -191.6573 | -1.8872 | 4528.6226 | 210.1042 | -286.9541 | 18.6439
2030-05-06 | 7 | -27.6667 | 1390.8746 | -72.6536 | -515.0925 | -1745.8467 | -1248.0862 | -3426.7085 | -89.0689 | 750.733 | -359.8001 | 3921.5579 | 158.1182 | 956.9899 | -14.257 | 2117.2473 | 82.7827 | 372.8328 | 209.9994 | -213.5849 | 75.0786 | -1331.2169 | -5276.4692 | -213.7235 | -92.8043 | 980.5629 | -2000.5651 | -1381.9958 | -650.0132 | -119.02 | 12.7978 | 1395.2549 | 485.2798 | -53.8531 | 291.033 | 2.9492 | 2372.9465 | 2448.9688 | -607.3877 | -2.4813 | 379.1555 | -2191.9583 | -255.5359 | 3068.3108 | 1336.5918 | 2497.2146 | -299.5987 | -1030.3246 | 2682.5371 | 145.8474 | 883.1109 | -611.6816 | -385.7792 | 1.0003 | 4485.895 | 210.1043 | -246.7568 | -27.8179
2030-05-06 | 8 | -48.141 | 1226.2865 | -80.9111 | -651.6967 | -1673.6454 | -1115.7136 | -4177.6768 | 78.3301 | 653.0067 | -348.437 | 3894.781 | 195 | 1416.7612 | 205.5473 | 2080.7561 | -151.8643 | 438.2408 | 209.9994 | -230.9023 | 187.7676 | -1205.676 | -5147.2393 | -168.6964 | -98.2889 | 1193.385 | -2378.3257 | -1586.9778 | -679.7994 | -116.5344 | 152.003 | 1802.1371 | 2817.47 | 111.0784 | 688.162 | 1.4466 | 2338.0359 | 4417.2637 | -794.9788 | -2.0734 | 59.6916 | -2205.3623 | -141.2294 | 2923.6851 | 1301.6857 | 2535.1553 | -282.8588 | -1543.72 | 2162.6047 | -250.859 | 891.4054 | -168.3336 | -923.3156 | 0.97525 | 5373.7896 | 210.1043 | -161.3469 | 72.1941
2030-05-06 | 9 | -61.3581 | 1155.047 | -77.1328 | -728.7589 | -1858.7955 | -842.5613 | -4387.0679 | 1.0017 | 430.1672 | -354.7917 | 3902.2129 | 171.5823 | 966.4764 | 170.2029 | 2082.5454 | -332.5305 | 433.0597 | 209.9994 | -200.0239 | 191.9259 | -1280.0585 | -5411.8491 | -158.6493 | -88.6666 | 888.5115 | -2516.1814 | -1460.2141 | -622.9672 | -109.2957 | 201.7014 | 2186.5388 | 4401.6968 | 289.8593 | 1048.3435 | 1.4062 | 2139.7791 | 6852.105 | -542.0061 | 64.9556 | 449.8908 | -2225.377 | -162.8248 | 3598.0212 | 1317.7246 | 3187.3262 | -273.1567 | -1204.0542 | 2111.5527 | -388.9665 | 965.6035 | -389.3578 | -1007.556 | -271.9023 | 6900.8237 | 210.1042 | -144.1916 | 99.9903
2030-05-06 | 10 | -64.1469 | 1061.5852 | -75.8994 | -757.0965 | -1865.7247 | -771.7362 | -3982.9338 | -123.8831 | 44.9418 | -362.4598 | 3908.9038 | 118.6774 | 1094.4904 | 172.5702 | 2106.1001 | -88.3468 | 281.6745 | 209.9994 | -170.2759 | 89.3249 | -1257.1683 | -5704.5728 | -122.7305 | -84.798 | 702.7805 | -2608.0854 | -1456.5399 | -612.9736 | -101.6917 | 264.2885 | 2277.3958 | 4107.083 | 343.5681 | 1128.5331 | 1.0522 | 2165.4753 | 8476.9062 | -585.9089 | 39.3139 | 449.5237 | -2209.8276 | -172.3112 | 3488.3376 | 1245.6223 | 3003.8093 | -267.5454 | -1320.2074 | 1892.9027 | -415.2676 | 886.2554 | -365.4806 | -897.7748 | -199.0529 | 7997.1924 | 210.1042 | -113.1898 | 113.2167
2030-05-06 | 11 | -64.4008 | 996.3576 | -76.0232 | -756.0122 | -1848.1823 | -723.944 | -3529.7776 | 1.0005 | 59.8155 | -390.0773 | 3917.5081 | -12.9178 | 1210.7605 | 172.5181 | 2144.0142 | -0.75299 | 261.0905 | 209.9994 | -172.9048 | 21.6921 | -1309.6864 | -5575.7554 | -98.7084 | -79.0128 | 705.3133 | -2640.4795 | -1280.7706 | -600.4309 | -99.1795 | 317.4428 | 2305.9199 | 3979.8796 | 373.6307 | 1116.4896 | 1.1796 | 2090.0569 | 8767.9707 | -639.5482 | -2.6673 | 436.7617 | -2124.8843 | -101.7285 | 3430.937 | 1225.2839 | 2844.0955 | -263.4262 | -1456.069 | 1684.4811 | -366.9399 | 959.3236 | -364.7181 | -951.8087 | -360.879 | 8667.7852 | 210.1042 | -122.1393 | 110.194
2030-05-06 | 12 | -56.4681 | 1179.4008 | -74.1391 | -721.9756 | -1835.0099 | -923.8472 | -3663.6401 | 231.7693 | -87.1817 | -394.4285 | 3934.9548 | -18.3398 | 1272.8519 | 159.1177 | 2131.9548 | -180.6165 | 260.9301 | 209.9994 | -163.0423 | -108.3191 | -1499.0797 | -5720.7295 | -100.1511 | -76.7258 | 789.8289 | -2583.6924 | -1286.1467 | -633.6801 | -100.8425 | 384.9373 | 2324.4167 | 3413.2566 | 445.4236 | 847.0361 | 1.2804 | 1996.2178 | 7679.3315 | -722.7153 | -2.3534 | 271.6941 | -1439.0063 | 39.4505 | 3383.4077 | 1197.601 | 2745.2839 | -262.0955 | -1618.8225 | 1675.8654 | -241.1566 | 807.057 | -289.8409 | -1010.7645 | -385.8836 | 8557.8193 | 210.1043 | -109.6491 | 138.6167
2030-05-06 | 13 | -36.9979 | 969.666 | -61.2307 | -557.8214 | -1730.405 | -639.8957 | -468.2906 | 288.2425 | -2.985 | -390.9487 | 3925.8113 | 2.1315 | 1305.5215 | 202.9709 | 2133.5344 | 531.9052 | 627.7896 | 209.9994 | -145.1242 | 34.7296 | -1624.882 | -5933.1885 | -90.6717 | -56.0422 | 586.2783 | -1860.3719 | -1921.1895 | -456.7326 | -111.0337 | 272.6171 | 1592.157 | 2172.1638 | -9.7319 | 525.1534 | 1.1801 | 1337.1532 | 5184.96 | -862.5287 | -249.5212 | 450.0663 | -1159.5723 | -3.5311 | 3291.8372 | 1185.2434 | 2382.3772 | -263.573 | -1714.1487 | 1738.7996 | -240.6221 | 877.9514 | -375.5553 | -826.9633 | 0.9741 | 6833.8696 | 210.1042 | -192.7277 | 140.495
2030-05-06 | 14 | -28.9981 | 1059.5417 | -58.0724 | -489.1797 | -1786.6818 | -626.2677 | -34.1416 | 67.5209 | -316.7479 | -390.1472 | 3923.3782 | 18.8095 | 1031.6351 | 258.3895 | 2148.6113 | 449.9106 | 623.3654 | 209.9994 | -170.321 | 197.6238 | -1725.0417 | -5445.5654 | -90.4669 | -56.4697 | 601.0841 | -1653.8856 | -1909.1724 | -405.3112 | -110.6053 | 195.3305 | 1355.1019 | 1695.3408 | -126.1062 | 392.5992 | 2.2369 | 1315.4659 | 3920.8025 | -646.4936 | -169.7254 | 1.0001 | -744.4841 | -4.0161 | 3792.0725 | 1166.5687 | 2934.783 | -262.7914 | -1953.8933 | 1709.5365 | 54.4468 | 803.5802 | 0.94478 | -403.6826 | 79.6612 | 4396.062 | 210.1042 | -193.961 | 135.091
2030-05-06 | 15 | -31.2686 | 1300.3099 | -60.8385 | -521.1063 | -1481.1007 | -795.026 | -20.089 | 606.546 | -605.6191 | -403.4576 | 3912.0491 | -65.1773 | 906.3854 | 339.3364 | 2200.8093 | 508.1914 | 621.8251 | 209.9994 | -455.9676 | -76.1805 | -1569.3037 | -4841.0347 | -145.4969 | -45.2495 | 2282.4009 | -1985.1945 | -1271.734 | -487.3022 | -121.8792 | 211.2889 | 1861.5723 | 1838.1523 | 345.9197 | 409.929 | 3.7552 | 1772.077 | 4089.6655 | -621.5756 | -115.8977 | 0.99864 | -839.6157 | -181.5453 | 3850.7329 | 1191.6145 | 3057.2654 | -264.1883 | -1865.8564 | 1839.2006 | 26.2636 | 747.3365 | 353.6461 | -634.4302 | -217.3723 | 4179.3008 | 210.1042 | -203.0241 | 89.0701
2030-05-06 | 16 | -34.3136 | 1152.9375 | -63.3316 | -548.7141 | -1683.0281 | -741.8396 | 1305.2969 | 48.6857 | -660.0289 | -383.3045 | 3896.4971 | 0.99752 | 146.4323 | 480.4313 | 2304.1436 | 299.9131 | 462.8846 | 209.9994 | -500.7726 | -11.8685 | -1724.3646 | -4971.0908 | -172.6866 | -45.9317 | 2261.022 | -2025.1738 | -1553.4615 | -490.193 | -110.5289 | 123.1358 | 1820.02 | 2349.6218 | 271.6734 | 556.1745 | 3.4714 | 1832.0563 | 5268.6509 | -115.0268 | 1.0008 | 161.9151 | -1009.5394 | -317.886 | 4567.5044 | 1225.3744 | 3576.4749 | -267.2287 | -2000.5582 | 3147.4751 | 792.9795 | 870.6956 | 192.8641 | -92.1846 | -682.54 | 5108.7739 | 210.1042 | -271.7258 | 99.3778
2030-05-06 | 17 | -31.2673 | 1150.6842 | -62.7212 | -544.569 | -1441.1924 | -705.3129 | 1452.1636 | 502.4576 | -543.792 | -345.3687 | 3876.0325 | 133.8695 | 1009.1423 | 548.1392 | 2325.7349 | 323.1888 | 339.7915 | 209.9994 | -478.7968 | -41.2094 | -1562.2063 | -4737.5107 | -157.7021 | -53.7371 | 2319.571 | -1975.9435 | -1488.7045 | -459.4872 | -113.9936 | 175.676 | 1745.8292 | 1522.8682 | 339.3483 | 530.2306 | 4.265 | 2063.5544 | 5403.9561 | -185.3727 | -2.2308 | 298.2776 | -871.3683 | -255.4067 | 4957.2607 | 1353.0422 | 3958.9309 | -267.6918 | -1025.9279 | 2043.886 | 309.0461 | 696.9573 | 0.95443 | -436.4661 | -366.1161 | 4309.8188 | 210.1042 | -232.8719 | 83.9354
2030-05-06 | 18 | -36.6544 | 958.625 | -66.1919 | -565.988 | -953.189 | -494.544 | 3175.3105 | 614.3135 | -556.9906 | -345.0256 | 3852.0642 | 145.2182 | 892.0946 | 556.4485 | 2319.6367 | 498.3713 | 285.3903 | 209.9994 | -491.9168 | 95.8148 | -1499.5693 | -4961.4805 | -186.6671 | -48.0604 | 2283.6431 | -1924.3005 | -2009.9982 | -405.3972 | -118.6853 | 75.6883 | 1522.0143 | 1863.6949 | 35.0855 | 697.6102 | 2.9506 | 1675.0229 | 6531.6182 | -192.1547 | -2.342 | 411.2349 | -1156.1357 | -393.7591 | 5189.7061 | 1449.175 | 4230.4668 | -271.0448 | -984.1499 | 1985.793 | 158.0022 | 708.9121 | -84.6323 | -211.5478 | -264.2017 | 5216.5415 | 210.1042 | -223.4343 | 107.86
2030-05-06 | 19 | -39.4163 | 1119.2932 | -71.2457 | -583.076 | -1071.1582 | -606.8192 | 3378.5786 | 172.0584 | -584.7845 | -350.2708 | 3837.4771 | 114.146 | 321.8917 | 550.0662 | 2318.9565 | -42.639 | 274.7928 | 209.9994 | -488.5575 | 148.5206 | -1476.7517 | -5064.4824 | -236.2554 | -48.2333 | 2218.2136 | -2023.4382 | -2224.4746 | -472.0185 | -116.0231 | -53.8438 | 1361.8429 | 1928.5626 | -88.9919 | 728.748 | 2.9496 | 1625.0439 | 6596.48 | -195.127 | -2.0899 | 249.467 | -1398.3044 | -553.4248 | 5395.3838 | 1531.7286 | 4415.8105 | -272.4305 | -723.3188 | 2079.1252 | 191.3435 | 592.1455 | -202.5624 | -324.621 | -186.4782 | 4946.3354 | 0.10423 | -177.6327 | 120.8107
2030-05-06 | 20 | -36.3136 | 1191.5973 | -68.7496 | -570.2415 | -1081.322 | -631.7741 | 3338.7844 | 280.5831 | -68.5671 | -351.8581 | 3838.7559 | 103.3618 | 326.5592 | 567.7607 | 2332.0549 | -47.0845 | 244.7255 | 209.9994 | -448.46 | 13.5702 | -1466.0133 | -5003.5859 | -275.8652 | -57.2717 | 1997.8057 | -2026.4452 | -2083.0601 | -451.9811 | -123.5246 | -62.7321 | 1372.2434 | 1774.5094 | -13.9971 | 651.223 | 2.9565 | 1689.7469 | 6078.0234 | -209.9579 | -2.082 | 237.8843 | -1385.5725 | -686.3096 | 5484.793 | 1598.4791 | 4498.1602 | -269.7836 | -552.1085 | 2173.7166 | 149.3355 | 493.3567 | -324.6773 | -332.3545 | -2.0467 | 4717.9429 | 0.10423 | -170.5362 | 108.0014
2030-05-06 | 21 | -39.508 | 930.0883 | -70.669 | -544.8466 | -1140.3127 | -419.977 | 3664.0273 | 141.3347 | -31.9706 | -348.9312 | 3852.0342 | 125.2481 | 283.4637 | 569.5625 | 2331.0256 | 272.9307 | 360.3241 | 209.9994 | -474.9993 | 90.6615 | -1611.524 | -5049.7241 | -274.028 | -54.575 | 2111.4385 | -1821.5283 | -2140.0649 | -369.6967 | -120.5808 | -94.1788 | 1267.7697 | 2390.509 | -116.8243 | 820.014 | 2.992 | 1665.0597 | 5641.2109 | -171.2457 | -2.006 | 228.364 | -1163.6801 | -702.6552 | 5480.4507 | 1576.8276 | 4472.624 | -264.9498 | -957.7781 | 2193.9268 | 193.3553 | 491.552 | -273.1653 | -160.0849 | -1.1746 | 4014.8201 | 0.10423 | -152.54 | 123.8027
2030-05-06 | 22 | -41.7124 | 776.5212 | -66.3566 | -485.0429 | -1116.4686 | -371.5703 | 4041.27 | 25.3307 | -2.9115 | -345.8311 | 3820.7656 | 118.2321 | 346.0093 | 559.133 | 2323.1616 | 212.5376 | 432.0747 | 209.9994 | -568.2028 | 194.209 | -1625.3721 | -4650.2798 | -244.1921 | -41.0286 | 2629.9944 | -1615.1532 | -2013.0363 | -311.2299 | -109.0201 | -54.3718 | 1284.7069 | 2161.1348 | -147.223 | 702.6509 | 3.465 | 1604.844 | 4789.6021 | -128.3769 | -1.9087 | 128.1189 | -950.6717 | -562.861 | 5357.1743 | 1609.6404 | 4454.9795 | -271.3851 | -966.9281 | 2372.728 | 134.149 | 577.5409 | -471.8642 | -52.0534 | -99.2935 | 4132.5513 | 210.1042 | -216.522 | 67.213
2030-05-06 | 23 | -36.4174 | 890.3572 | -59.253 | -458.9603 | -1136.4774 | -401.8885 | 3975.6138 | 0.98718 | -146.7336 | -357.1253 | 3781.79 | 84.1319 | 0.99275 | 538.2084 | 2311.062 | 214.0306 | 474.836 | 209.9994 | -400.9182 | 310.8675 | -1431.0502 | -4471.5005 | -218.1122 | -69.3198 | 1659.3179 | -1579.8545 | -1552.5776 | -319.6908 | -112.5449 | -89.5849 | 1247.9652 | 1850.7385 | -56.3826 | 632.0623 | 3.7617 | 2024.4575 | 4345.8955 | -412.9411 | -1.9634 | 128.4272 | -1441.6176 | -365.0196 | 4082.5791 | 1489.1218 | 3399.1433 | -285.2356 | -1314.3804 | 3413.1921 | 1613.0125 | 603.8326 | -799.2054 | -284.5453 | -128.3036 | 4012.2043 | 210.1042 | -246.7197 | -26.9107
2030-05-06 | 24 | -31.9113 | 1621.6746 | -59.5679 | -485.0146 | -1831.5372 | -820.8488 | 2620.9246 | -2.0612 | 662.5632 | -371.7535 | 3772.8477 | 73.566 | 1255.5507 | 550.7411 | 2327.2268 | -126.2918 | 507.8386 | 209.9994 | -455.0544 | 113.9951 | -1401.3883 | -4459.1211 | -331.4169 | -99.1938 | 2098.4121 | -2127.5474 | -1117.619 | -539.033 | -139.5917 | -244.25 | 1458.2765 | 2028.3165 | 431.4276 | 603.69 | 3.8696 | 2919.2263 | 4228.5449 | -553.1613 | -29.9039 | 1.0023 | -1374.7178 | -450.2406 | 3771.6609 | 1493.6531 | 3248.1267 | -298.376 | -1289.994 | 2444.552 | 1262.5063 | 438.7791 | -2374.5688 | 1208.4133 | 14.9003 | 4341.6992 | 210.1042 | -420.6749 | -137.0247
2030-05-07 | 1 | -38.6776 | 1575.4418 | -60.0541 | -519.746 | -1778.1411 | -787.1703 | 2347.5581 | -437.935 | 775.6292 | -366.9453 | 3861.6038 | 144.9309 | 1924.0686 | 544.8495 | 2331.9978 | 136.7672 | 535.1774 | 209.9994 | -305.7104 | 235.067 | -1372.7577 | -4431.9194 | -239.9272 | -127.3386 | 1014.4207 | -2251.4089 | -1202.8751 | -533.0185 | -124.3819 | -161.1709 | 1156.3942 | 1803.063 | 418.0317 | 681.9225 | 4.3218 | 2927.8989 | 5234.7939 | -336.6346 | 1.0017 | 449.4998 | -1529.8362 | -125.3885 | 3664.4966 | 1495.0917 | 3216.1375 | -306.6975 | -632.1609 | 2866.0444 | 1617.0773 | 674.5747 | -1613.0546 | 1021.4398 | 258.2982 | 5360.3628 | 210.1042 | -404.3398 | -65.5931
2030-05-07 | 2 | -44.6184 | 1272.8427 | -63.0482 | -585.3134 | -1922.8094 | -844.1931 | -1556.4078 | -546.4085 | 1575.0583 | -365.1821 | 3894.2939 | 140.6069 | 1489.7019 | 526.9547 | 2342.9927 | 326.34 | 386.6577 | 209.9994 | -263.0686 | 260.0344 | -1128.9174 | -4211.6655 | -144.9334 | -134.8494 | 757.2262 | -2374.416 | -954.1898 | -574.7885 | -98.9067 | 55.8601 | 1343.4822 | 2096.5122 | 501.2205 | 723.9016 | 4.7531 | 2277.7278 | 6859.688 | -6.6975 | 402.3193 | 109.1231 | -1852.3387 | 0.99622 | 3666.917 | 1543.385 | 3620.3276 | -263.4837 | -277.2436 | 2997.2495 | 2232.3606 | 1035.1028 | -460.5508 | 479.5294 | 0.99326 | 7923.2056 | 210.1042 | -383.8443 | -18.5786
2030-05-07 | 3 | -52.8871 | 1009.9581 | -58.0441 | -703.1392 | -1874.6553 | -950.9404 | -4113.8984 | 69.5983 | 1931.4911 | -148.9304 | 3847.196 | 38.5967 | 1950.118 | -14.838 | 2014.12 | 693.2719 | 255.1892 | 209.9994 | -136.6732 | 147.3279 | -870.5154 | -4774.3999 | -86.6396 | -95.4898 | 220.744 | -2338.3706 | -1196.3395 | -657.5538 | -83.4277 | 309.973 | 1986.2239 | 2586.7944 | 396.7772 | 764.8731 | 1.481 | 1112.1605 | 8553.3857 | -362.7564 | 15.705 | 449.5947 | -2142.0784 | 25.3628 | 2802.4976 | 1503.176 | 2515.457 | -314.3958 | -851.4271 | 2108.3447 | 1196.8297 | 1004.6664 | 90.1033 | -53.4227 | 1062.5947 | 9966.6729 | 210.1043 | -181.7968 | -15.2866
2030-05-07 | 4 | -76.9178 | 872.9903 | -65.0133 | -651.1619 | -1576.0112 | -1008.3338 | -4352.2354 | 492.3301 | 2002.3677 | -324.3479 | 3884.5889 | 50.0759 | 1947.1041 | -508.1097 | 1108.2393 | 292.7895 | 337.0853 | 209.9994 | -2.2184 | 344.4131 | -1055.3375 | -5084.5723 | -42.7655 | -119.5471 | 42.1849 | -2474.7163 | -1729.4592 | -664.904 | -87.4336 | 279.9884 | 1913.5621 | 3005.7185 | 234.3528 | 1229.4426 | 0.48164 | 1193.3999 | 10097.3633 | -85.2919 | 446.9574 | 1.0002 | -2097.1372 | 295.9299 | 2995.0417 | 1471.4513 | 3127.4387 | -314.3269 | -520.2708 | 1717.8143 | 616.6763 | 975.9845 | 0.24119 | -412.435 | 1081.3326 | 9241.5107 | 210.1043 | -151.128 | -25.2616
2030-05-07 | 5 | -61.2826 | 1332.3597 | -64.7614 | -638.4383 | -1174.0903 | -1365.3763 | -5684.4712 | 1490.1373 | 1987.4233 | -317.6419 | 3915.4321 | 42.6313 | 1918.95 | -395.4165 | 920.0166 | 998.3176 | 295.6101 | 209.9994 | 27.3602 | 123.0504 | -1068.5132 | -5215.6318 | -70.1081 | -126.503 | 6.332 | -2411.6143 | -1297.448 | -767.5825 | -109.6179 | 345.2514 | 1988.869 | 1338.3724 | 362.1108 | 858.6963 | 0.52485 | 1296.7761 | 8559.1953 | 1.0027 | 346.8474 | 42.8632 | -2116.1599 | 235.4044 | 2828.4971 | 1409.5995 | 2795.6792 | -111.0661 | -272.292 | 2174.0669 | 663.6157 | 992.7436 | 0.98892 | -138.3066 | 1121.788 | 8618.96 | 210.1042 | -151.2241 | 0.99969
2030-05-07 | 6 | -62.5039 | 1315.2402 | -70.0926 | -657.9446 | -971.3931 | -1374.2557 | -5703.6006 | 1452.6801 | 1494.2717 | -291.368 | 4033.7197 | 157.7802 | 1969.3792 | -303.2579 | 1105.4539 | 1006.1982 | 285.4731 | 209.9994 | 14.0255 | -88.0917 | -1217.759 | -5799.0093 | -122.7383 | -122.6915 | 94.485 | -2621.4041 | -1088.8389 | -779.5487 | -113.3195 | 362.7155 | 2306.1504 | 1189.427 | 523.0425 | 818.8561 | 0.4791 | 1309.0463 | 8685.6885 | -16.4192 | 48.5138 | 449.5626 | -2209.4275 | 108.0938 | 2803.8457 | 1460.2968 | 2477.1267 | -197.312 | -272.2282 | 2302.1833 | 275.8311 | 905.3143 | -66.7893 | -1582.9412 | 1126.8799 | 9223.9102 | 210.1042 | -68.4859 | 26.6838
2030-05-07 | 7 | -75.6634 | 905.1487 | -81.9216 | -687.5419 | -1290.1862 | -1136.47 | -4691.4004 | 872.8268 | 470.5765 | -302.4995 | 4064.4551 | 194.3658 | 1465.9659 | -143.1331 | 1453.0267 | 595.4102 | 328.1171 | 209.9994 | -243.5497 | 99.1434 | -1407.877 | -5906.4932 | -45.5625 | -74.6559 | 1220.0507 | -2675.7085 | -1530.6624 | -701.0754 | -100.8932 | 440.6702 | 2369.325 | 2279.6531 | 364.1555 | 1062.7303 | 0.49969 | 838.8935 | 9888.0098 | -615.1679 | 1.001 | 449.5995 | -2377.6431 | 246.8527 | 3458.1089 | 1386.483 | 2836.4792 | -297.4195 | -746.918 | 1727.2655 | -842.1275 | 1331.9343 | 1.0299 | -775.9705 | 366.7295 | 10508.7588 | 210.1042 | -198.8256 | -75.7609
2030-05-07 | 8 | -71.1582 | 797.2554 | -78.8116 | -774.0445 | -1759.8978 | -845.8676 | -3019.7278 | 1.004 | 511.2158 | -344.9357 | 4116.3188 | 186.8098 | 708.7688 | 1.0011 | 2066.0259 | 1032.2975 | 309.1984 | 209.9994 | -247.5464 | 239.5605 | -1501.4982 | -5484.3105 | -76.1822 | -54.6558 | 1162.9275 | -2452.3918 | -1651.7303 | -636.6837 | -101.0669 | 315.2782 | 2566.4683 | 2855.082 | 229.402 | 1110.2966 | 0.43402 | 584.5681 | 10509.6875 | -237.8671 | 307.5979 | 449.3909 | -2341.449 | 122.8247 | 3994.3323 | 1418.1249 | 3447.3176 | -281.0169 | -745.4171 | 2012.4138 | -725.5143 | 1280.6531 | -102.7904 | -714.5673 | 1.002 | 10142.8271 | 210.1042 | -209.1999 | 3.6686
2030-05-07 | 9 | -68.7168 | 742.9319 | -73.7241 | -770.5963 | -1903.6674 | -761.9452 | -3288.7515 | -4.7202 | 597.9459 | -344.579 | 4101.7031 | 194.9991 | 1008.7437 | 1.0022 | 2093.3389 | 928.3683 | 223.5752 | 209.9994 | -288.4958 | 343.5852 | -1533.4728 | -4974.2671 | -36.5017 | -34.3222 | 1556.76 | -2354.5508 | -1612.6583 | -610.3162 | -91.0072 | 366.8275 | 2767.5354 | 3072.3972 | 139.6334 | 1088.1543 | 0.3041 | 334.0791 | 10607.2217 | -350.1527 | 204.373 | 449.4581 | -2362.0791 | 240.9852 | 3903.5898 | 1383.2449 | 3371.2395 | -272.3645 | -1137.4615 | 1751.474 | -654.5195 | 1357.3774 | -87.4576 | -784.1838 | -384.4915 | 10264.7725 | 210.1042 | -202.3993 | 60.6973
2030-05-07 | 10 | -60.3464 | 893.1973 | -69.0715 | -770.0677 | -1847.738 | -748.92 | -3997.4229 | 1.0071 | 416.4716 | -345.7068 | 4172.0488 | 195.0009 | 1090.7407 | 148.8685 | 2078.4568 | 944.0742 | 162.8274 | 209.9994 | -321.128 | 446.9579 | -1581.1251 | -4509.1162 | -9.7951 | -21.8336 | 1807.9789 | -2166.3066 | -1606.7543 | -599.0812 | -93.5615 | 376.6631 | 2686.2227 | 2813.916 | 29.6678 | 973.9407 | 0.46192 | 164.1917 | 9702.2695 | -291.5822 | 289.1027 | 449.3999 | -2366.6938 | 336.6775 | 3871.655 | 1343.5806 | 3403.0151 | -267.465 | -1047.3511 | 1711.7219 | -308.7433 | 1431.9205 | -144.5703 | -1102.1294 | -839.7023 | 10121.2939 | 210.1043 | -207.5067 | 31.6919
2030-05-07 | 11 | -58.2538 | 767.211 | -66.3566 | -738.7008 | -1821.3235 | -594.2663 | -4043.7615 | 96.7129 | 14.7872 | -383.4256 | 4187.8882 | 33.7748 | 1352.9771 | 175.7455 | 2132.5024 | 941.2986 | 177.0914 | 209.9994 | -357.2571 | 401.4868 | -1644.9312 | -4784.8511 | 5.4274 | -59.6994 | 2068.9041 | -1986.5714 | -1373.328 | -549.3016 | -92.4407 | 402.9362 | 2506.8047 | 2914.7656 | -2.5928 | 1038.2816 | 1.0394 | 255.3042 | 9220.2559 | -391.8514 | 161.6175 | 449.6032 | -2186.2886 | 395.608 | 3883.1182 | 1266.0908 | 3227.063 | -263.2571 | -1248.2552 | 1174.236 | -859.1129 | 1432.9663 | -795.0807 | -915.2646 | -1057.8612 | 9665.0771 | 210.1042 | -246.7551 | 128.8202
2030-05-07 | 12 | -55.5546 | 801.8457 | -64.5437 | -715.0189 | -1785.1461 | -643.6495 | -4348.1919 | -3.9418 | 0.99913 | -383.5302 | 4188.5718 | 30.214 | 1172.8535 | 178.7559 | 2134.4849 | 908.972 | 172.8814 | 209.9994 | -429.5096 | 238.9335 | -1651.6892 | -5063.5415 | 2.3729 | -72.6582 | 2574.4368 | -1974.3624 | -1206.0111 | -553.5828 | -91.7559 | 409.9251 | 2517.3435 | 2814.7651 | 57.5473 | 979.0942 | 1.7169 | 459.7095 | 8593.1729 | -393.8688 | 245.9678 | 449.5654 | -2169.3506 | 297.4657 | 3635.4009 | 1234.0056 | 3199.3794 | -263.1348 | -1173.0684 | 1737.5195 | -195.4938 | 1364.1602 | -655.3994 | -646.2466 | -931.0068 | 9427.1152 | 210.1042 | -223.1768 | 195.9291
2030-05-07 | 13 | -43.4459 | 1671.603 | -71.4848 | -689.5593 | -1611.068 | -1036.162 | -2287.301 | 615.0327 | 1.0002 | -384.917 | 4163.0205 | 3.5311 | 1318.1335 | 177.2277 | 2126.968 | 843.0312 | 30.3396 | 209.9994 | -512.4784 | 426.0186 | -1708.9741 | -5251.2061 | -155.7197 | -48.7597 | 2703.4602 | -2279.2224 | -1887.6599 | -685.1821 | -132.1138 | 84.0769 | 2122.926 | 986.0495 | 107.4987 | 496.1067 | 1.535 | 924.9411 | 7148.6372 | -512.7797 | 97.9708 | 449.6799 | -2058.2876 | -117.7687 | 3533.8979 | 1179.9211 | 2942.113 | -263.1242 | -1488.6766 | 1553.9669 | -652.7374 | 1198.5687 | -10.9505 | -146.8363 | -260.8895 | 8719.0449 | 210.1042 | -168.5916 | 77.6417
2030-05-07 | 14 | -49.1967 | 1571.981 | -77.001 | -680.3585 | -1805.7158 | -1096.5599 | -1714.7643 | 304.5649 | -50.735 | -401.6124 | 4083.2749 | -53.9233 | 1141.3357 | 167.4041 | 2130.8049 | 1484.9993 | 498.9156 | 209.9994 | -562.4725 | 61.8027 | -1403.0897 | -5499.3911 | -156.7012 | -64.7786 | 2895.5552 | -2548.27 | -1804.5211 | -686.0126 | -119.1746 | 130.0862 | 1962.3003 | 1230.1831 | 325.7634 | 519.9202 | 1.898 | 1644.8964 | 7379.5161 | -108.6014 | 344.8998 | 449.7554 | -1830.2559 | -314.1383 | 3654.0764 | 1192.8027 | 3289.8303 | -263.6814 | -1172.7009 | 2200.1294 | -38.9265 | 927.5458 | -1034.2775 | 489.9921 | -819.9025 | 8828.9551 | 210.1042 | -315.3566 | 150.5037
2030-05-07 | 15 | -49.669 | 1566.6387 | -77.1269 | -680.5363 | -1717.9955 | -1098.8196 | -2014.2704 | 0.9964 | -446.3533 | -404.8035 | 4062.6101 | -52.9954 | 618.7764 | 214.7864 | 2143.4272 | 1141.014 | 487.2855 | 209.9994 | -515.9523 | 11.3373 | -1394.5139 | -5723.6162 | -194.2118 | -59.3142 | 2602.1589 | -2584.7156 | -1957.9659 | -673.6216 | -118.7149 | 67.5435 | 2079.6365 | 1595.2227 | 329.5694 | 528.134 | 1.1361 | 1492.403 | 6461.5454 | 175.3971 | 377.9585 | 450.2006 | -1737.9781 | -492.1875 | 4744.5776 | 1265.3284 | 4096.8101 | -264.1138 | -677.0019 | 2317.6389 | 276.3249 | 783.2834 | -1473.699 | 1153.8115 | -970.0114 | 8406.4004 | 210.1042 | -311.8741 | 82.4952
2030-05-07 | 16 | -53.2866 | 1852.4673 | -80.7968 | -749.465 | -1751.0356 | -1082.0618 | -2076.498 | 105.2819 | -702.8427 | -371.6182 | 4054.0413 | 81.6572 | 772.743 | 330.6173 | 2158.6404 | 84.5627 | 56.2824 | 209.9994 | -275.4702 | 412.7997 | -1712.5233 | -6194.1953 | -261.2619 | -59.0267 | 969.5155 | -2562.1721 | -2308.9797 | -707.6809 | -139.6515 | -152.52 | 1973.5776 | 1988.9116 | 280.6767 | 643.5361 | 0.78629 | 1343.0168 | 6147.3071 | 59.7019 | 296.0398 | 450.2008 | -1950.1683 | -543.2394 | 4791.7388 | 1266.2914 | 4232.8682 | -265.3741 | -806.3429 | 2243.7766 | 109.3923 | 986.3298 | -2156.7246 | 1148.8557 | -1146.4886 | 7612.4854 | 210.1042 | -322.7398 | 60.9342
2030-05-07 | 17 | -62.4747 | 1277.3296 | -87.4915 | -804.5179 | -1291.1049 | -1036.9122 | -5011.6235 | 547.9162 | -1050.9404 | -337.9579 | 4031.5044 | 195.0007 | 1010.9804 | 260.0852 | 2099.8242 | -715.7138 | -103.8873 | 209.9994 | -262.4596 | 408.1618 | -1667.4076 | -6352.624 | -127.1877 | -66.7684 | 906.3826 | -2742.2278 | -2282.7498 | -700.6973 | -109.4359 | 169.1177 | 2125.897 | 2762.116 | 332.9636 | 756.2705 | 0.46524 | 1599.1627 | 6726.1099 | -230.8332 | 230.4875 | 449.5087 | -2083.0146 | -157.1271 | 3903.0691 | 1196.7212 | 3426.3767 | -264.779 | -1147.9207 | 2253.2415 | -206.8485 | 1260.4387 | -1392.0764 | -151.231 | -1662.2963 | 9479.9785 | 210.1043 | -299.096 | 112.737
2030-05-07 | 18 | -65.8218 | 944.292 | -86.7205 | -799.3214 | -1152.2269 | -1019.975 | -5920.7837 | 857.5679 | -1032.9321 | -338.3372 | 4029.8323 | 194.9992 | 1242.2505 | 156.521 | 2046.452 | -730.5483 | 40.4465 | 209.9994 | -282.9263 | 321.2004 | -1670.3022 | -6636.7119 | -59.9748 | -66.879 | 1214.2902 | -2719.4143 | -2442.6826 | -689.8938 | -97.546 | 392.8827 | 2255.3577 | 2784.3022 | 362.3208 | 873.0657 | 0.49147 | 1613.5566 | 7700.0522 | -635.6396 | -2.3868 | 290.4968 | -2147.1216 | 87.3145 | 3537.0632 | 1203.5422 | 2839.7964 | -268.8569 | -1644.8116 | 2230.8457 | -569.5374 | 1332.9008 | -423.4124 | -839.0018 | -1071.8079 | 10767.2393 | 210.1042 | -119.6216 | 114.6053
2030-05-07 | 19 | -74.327 | 402.0002 | -88.3422 | -791.4965 | -1663.1597 | -902.5545 | -5658.2793 | 1.0186 | -683.1982 | -340.8268 | 4011.9641 | 194.9975 | 1189.1495 | 68.7516 | 2001.9791 | -557.1948 | 37.1539 | 209.9994 | -250.5411 | 372.8643 | -1598.5101 | -6483.4019 | -1.0651 | -67.5555 | 1009.2523 | -2706.9541 | -2521.5122 | -659.814 | -74.4384 | 444.1642 | 2278.2122 | 2981.7776 | 295.5076 | 1001.4672 | 0.37587 | 1564.8458 | 8804.9941 | -701.6758 | -2.2412 | 201.6844 | -2183.7441 | 216.3708 | 3524.6157 | 1221.0507 | 2855.1377 | -271.0047 | -1541.7457 | 2310.0083 | -635.5447 | 1471.1407 | -295.6763 | -609.4019 | -1224.5118 | 12861.3984 | 0.10423 | -146.9113 | 134.3474
2030-05-07 | 20 | -66.3872 | 488.2223 | -83.4525 | -706.7852 | -1586.9307 | -1099.416 | -6577.627 | 164.7339 | -226.9358 | -338.0508 | 3979.7253 | 194.9983 | 1054.3103 | 33.0668 | 1986.2052 | -270.4765 | 15.6653 | 209.9994 | -155.9308 | 168.0054 | -1533.5835 | -6460.7231 | 13.2337 | -82.8261 | 418.7247 | -2551.3364 | -2356.7363 | -705.0869 | -73.911 | 501.9748 | 2332.71 | 1464.666 | 324.8882 | 809.6412 | 0.39223 | 1651.123 | 8266.2344 | -701.8116 | -2.1932 | 169.6133 | -2191.9009 | 172.5657 | 3528.5242 | 1219.3231 | 2830.0522 | -270.2321 | -1474.2534 | 2344.8452 | -662.2353 | 1408.3523 | 0.96567 | -793.4717 | -925.1529 | 12937.7344 | 210.1042 | -117.1266 | 98.1754
2030-05-07 | 21 | -64.7007 | 576.1877 | -84.4001 | -694.1719 | -1468.1727 | -1166.3896 | -6763.4673 | 453.9194 | -74.0257 | -339.9048 | 3975.9856 | 194.9973 | 1239.6127 | 65.7814 | 2008.2764 | -118.9776 | 0.99878 | 209.9994 | -130.2548 | 13.0202 | -1452.3745 | -6541.7305 | -14.0239 | -85.0757 | 396.0121 | -2551.3989 | -2158.8835 | -721.048 | -81.5249 | 519.8834 | 2178.248 | 1416.1927 | 317.101 | 778.5258 | 0.49553 | 1570.2478 | 7391.3545 | -799.3561 | -233.2808 | 449.9982 | -2181.1306 | 102.6537 | 3525.3142 | 1200.5197 | 2511.1648 | -263.9735 | -1464.4857 | 2312.1431 | -1054.4998 | 1270.1924 | 0.97655 | -1068.7694 | -779.5361 | 11877.6035 | 210.1042 | -91.29 | 82.1948
2030-05-07 | 22 | -60.1068 | 579.3141 | -79.7521 | -668.9886 | -1603.517 | -1173.5005 | -7301.9263 | 421.1823 | 0.99389 | -340.9972 | 3925.8845 | 195.0018 | 1252.2166 | 51.5751 | 1997.5775 | -242.5939 | 32.0326 | 209.9994 | -208.2516 | 147.3019 | -1392.3141 | -5991.2881 | 5.8428 | -74.572 | 695.2926 | -2368.675 | -2183.3635 | -717.8311 | -82.4456 | 516.9185 | 2215.877 | 1101.7129 | 330.8746 | 698.5159 | 0.47093 | 1622.2461 | 7045.3521 | -681.1681 | -13.9624 | 0.99904 | -2071.1233 | 234.556 | 3533.6643 | 1209.9536 | 2832.6372 | -270.9423 | -1359.0552 | 2314.6204 | -864.7267 | 1229.5485 | 548.1475 | -778.0879 | -433.9086 | 10468.2852 | 0.10423 | -94.9603 | 68.5773
2030-05-07 | 23 | -41.3875 | 834.2428 | -64.6376 | -592.6359 | -1640.2622 | -1336.1722 | -8704.7793 | 347.7815 | 35.3105 | -340.4975 | 3874.0815 | 194.9999 | 906.2431 | 54.0911 | 1983.9243 | -535.9506 | -4.7066 | 209.9994 | -270.9938 | 593.0438 | -1574.3419 | -5769.7393 | 18.386 | -39.1017 | 749.9643 | -2065.7607 | -2101.5181 | -764.2478 | -84.0459 | 426.8777 | 2378.2454 | 160.0423 | 349.0647 | 397.3788 | 0.41486 | 1021.2668 | 3674.814 | -573.4185 | -2.5217 | 336.3281 | -2074.4861 | 454.8458 | 3511.7734 | 1225.7473 | 2853.6277 | -283.4763 | -777.1204 | 2517.9678 | -526.0439 | 1568.8451 | 406.4588 | -641.0772 | -1142.8676 | 9634.877 | 0.10423 | -274.1992 | -11.0598
2030-05-07 | 24 | -32.895 | 1142.9248 | -57.1 | -575.7794 | -1463.9398 | -1617.1964 | -10308.9209 | 907.9366 | 250.3471 | -332.5339 | 3851.1575 | 195.0004 | 1184.0596 | 181.9354 | 2017.2955 | -150.4605 | 7.0499 | 209.9994 | -211.6986 | 570.324 | -1441.8557 | -5552.2749 | 32.8201 | -28.6695 | 424.5454 | -2221.7732 | -2019.9283 | -845.0013 | -84.0092 | 476.091 | 2813.5337 | 0.9704 | 372.6921 | 249.7223 | 0.52489 | 609.5857 | 1984.7767 | -793.9631 | 0.99766 | 449.8536 | -2319.7249 | 591.8778 | 2472.6956 | 1182.6495 | 2073.0671 | -296.7621 | -1275.2413 | 1810.4944 | -1203.2944 | 1659.1663 | 1123.2635 | -862.2675 | -262.7655 | 10380.7324 | 210.1043 | -187.9779 | -95.3479
2030-05-08 | 1 | -36.9627 | 1527.3547 | -57.0123 | -565.591 | -1525.5583 | -1796.4788 | -9850.8691 | 1306.5465 | 781.2656 | -327.2359 | 3837.7502 | 194.99 | 1973.4062 | 173.0031 | 2009.0892 | 100.9317 | 90.9315 | 209.9994 | -51.7616 | 545.4332 | -1416.9974 | -5644.3828 | 0.64652 | -37.5073 | -80.1153 | -2353.7402 | -1792.2583 | -886.3548 | -98.3399 | 349.8598 | 2935.2261 | 2.8586 | 414.1695 | 247.7561 | 0.58181 | 381.1574 | 1164.7709 | -754.1269 | 1 | 449.8711 | -1965.9375 | 528.4771 | 2325.4485 | 1215.8168 | 1941.5131 | -306.5353 | -937.8521 | 2522.9329 | -244.02 | 1339.3547 | 0.99365 | -843.0381 | 0.96872 | 10146.6846 | 210.1042 | -230.8896 | -3.7172
2030-05-08 | 2 | -45.7748 | 1336.3838 | -59.4553 | -586.9398 | -1375.7092 | -1660.8843 | -8248.1699 | 1668.9597 | 1887.2859 | -342.2438 | 3855.0317 | 137.086 | 2068.0339 | 159.4988 | 2024.483 | 252.1676 | 142.9941 | 209.9994 | -47.0659 | 325.3587 | -1098.1047 | -5530.3032 | -16.5158 | -58.3707 | 179.1476 | -2414.7913 | -1368.2203 | -846.6832 | -94.8465 | 432.9485 | 2854.2935 | 2.0242 | 482.8263 | 475.3762 | 0.59057 | 598.4703 | 4178.6304 | -823.7532 | 1.0034 | 449.81 | -2033.9144 | 423.0208 | 2006.1958 | 1174.094 | 1728.5247 | -310.4818 | -987.6647 | 1115.2373 | -1475.337 | 1269.0731 | -230.191 | -177.6259 | 283.9773 | 11572.1641 | 210.1043 | -231.2822 | 21.4425
2030-05-08 | 3 | -42.3047 | 1414.9475 | -56.8796 | -446.4095 | -1348.4041 | -1836.9524 | -8534.1621 | 1959.569 | 2231.7991 | -375.5359 | 3921.3792 | -0.6425 | 1215.7866 | 167.0734 | 2063.9155 | -318.9683 | 165.2256 | 209.9994 | -18.7431 | 222.7511 | -869.9406 | -5672.9106 | -28.2331 | -88.7351 | 100.7753 | -2301.865 | -1273.8276 | -864.2272 | -100.861 | 467.453 | 2761.3794 | 2.4916 | 376.7456 | 411.6765 | 0.48945 | 1027.6237 | 2387.103 | -105.9602 | -1.8271 | -1.2185 | -2206.8792 | 250.7868 | 1798.4174 | 1153.6067 | 1502.4545 | -314.1893 | -1374.2803 | 4398.9458 | 1760.6818 | 1281.3236 | -87.9581 | -198.7463 | 438.0576 | 11869.9844 | 210.1043 | -231.6246 | 28.195
2030-05-08 | 4 | -30.4789 | 1765.2067 | -52.8225 | -386.8468 | -981.9106 | -2120.2393 | -10353.3633 | 2682.6331 | 2359.9824 | -357.6589 | 3950.9163 | 10.2058 | 2053.6934 | 129.2562 | 1863.6481 | -288.5635 | 108.4438 | 209.9994 | -14.3623 | 19.1789 | -801.6647 | -5340.0566 | -80.9897 | -93.353 | 384.2599 | -2241.103 | -779.5121 | -927.3297 | -120.2098 | 454.8913 | 2445.4434 | 0.98084 | 448.9912 | 134.7267 | 0.6018 | 1008.4758 | -915.0819 | -0.29506 | 227.4124 | 323.183 | -2001.8004 | 171.9843 | 2501.937 | 1196.3101 | 2313.0398 | -266.2037 | -272.4055 | 1260.2228 | -1280.55 | 977.4879 | -231.0685 | -674.6044 | 850.8468 | 9459.4658 | 210.1043 | -164.0224 | 12.517
2030-05-08 | 5 | -21.6409 | 2023.0491 | -49.7998 | -336.8018 | -640.7076 | -2289.2622 | -11246.291 | 3324.9722 | 2345.7368 | -364.592 | 3906.5317 | -76.5976 | 1908.6379 | -30.2301 | 1545.0382 | -653.0968 | 173.2644 | 209.9994 | 23.8052 | -152.0682 | -776.7229 | -5338.0952 | -111.9561 | -87.6974 | 253.4975 | -2148.2832 | -276.5806 | -963.7591 | -134.608 | 472.5494 | 2341.5466 | 0.98711 | 467.9524 | -93.1668 | 0.60593 | 870.8634 | -2569.1689 | 27.1255 | 510.1562 | 449.3163 | -2064.7751 | 76.7317 | 2601.4412 | 1027.6385 | 2400.8308 | -2.4766 | -272.4144 | 2376.7656 | -587.8278 | 938.1956 | -84.8974 | -1273.1875 | 911.2148 | 7754.6812 | 210.1042 | -127.8981 | -23.232
2030-05-08 | 6 | -24.1275 | 2113.8474 | -53.6303 | -351.3731 | -390.0257 | -2378.0149 | -11909.0029 | 3760.6179 | 2038.5826 | -292.8208 | 4030.6621 | 174.4154 | 1770.2244 | -8.6074 | 1519.2194 | -892.8102 | 113.428 | 209.9994 | 35.386 | -233.2549 | -1022.2287 | -6050.356 | -116.0567 | -96.2692 | 111.425 | -2212.4353 | -354.2895 | -990.711 | -142.4532 | 509.1989 | 2554.8389 | 0.98644 | 536.9322 | -136.7354 | 0.51986 | 893.8133 | -1978.0129 | 1.0005 | 296.1647 | 395.0445 | -2194.8923 | 130.7076 | 2600.8792 | 1240.4515 | 2222.6475 | -2.3056 | -274.3745 | 2809.2754 | -320.1669 | 1020.7982 | 257.8776 | -1634.5217 | 689.7557 | 7011.3872 | 210.1042 | -110.4384 | 2.195
2030-05-08 | 7 | -26.0144 | 2107.9338 | -60.1093 | -364.7751 | -250.6245 | -2376.7456 | -12330.082 | 3836.469 | 165.9539 | -221.1823 | 4033.6135 | 195.0004 | 1645.1899 | 111.8879 | 1706.0195 | -1314.4718 | 24.5352 | 209.9994 | 38.3436 | -113.6155 | -1238.3564 | -6280.895 | -75.7594 | -82.9781 | 81.0724 | -2190.856 | -445.2882 | -985.5356 | -146.7867 | 530.3858 | 2693.7107 | 0.99086 | 498.6496 | -103.8349 | 0.54685 | 648.5623 | -2099.3049 | -845.3228 | 0.99659 | 449.8353 | -2181.0559 | 362.0599 | 2261.4111 | 1244.0692 | 1922.8322 | -298.0036 | -663.6173 | 1808.9357 | -1401.5323 | 1139.3489 | -83.3888 | -2104.1553 | 462.7487 | 6189.0322 | 210.1042 | -96.5333 | 42.7862
2030-05-08 | 8 | -16.2523 | 1778.2281 | -44.6048 | -323.8204 | -394.9234 | -2150.7708 | -12411.2178 | 3529.3738 | 143.0023 | -266.4017 | 4043.9695 | 195.0011 | 1404.0364 | 261.8223 | 2098.3235 | -1545.7273 | 1.0014 | 209.9994 | 34.0114 | -145.0027 | -1312.8433 | -6234.1533 | -136.0147 | -64.6595 | -7.3614 | -1781.9775 | -215.4929 | -933.5276 | -138.5784 | 467.2617 | 2827.7305 | -41.39 | 483.7958 | -312.4596 | 0.52129 | 409.2701 | -2477.4402 | -888.7598 | -2.2032 | 449.9023 | -2077.0146 | 122.8905 | 2156.8618 | 1212.2964 | 1697.4442 | -279.5435 | -1357.4497 | 1566.0839 | -1468.9215 | 984.2247 | 205.2776 | -2564.2261 | 574.2527 | 5565.6802 | 210.1042 | 31.0968 | 67.2513
2030-05-08 | 9 | -20.6691 | 1761.9667 | -44.1886 | -372.0555 | -565.1555 | -2174.2095 | -12712.2451 | 3241.708 | 1.0032 | -353.5146 | 4088.9946 | 145.443 | 1474.1775 | 255.7671 | 2117.7729 | -1367.0045 | -7.2541 | 209.9994 | -230.0008 | 130.1208 | -1473.4487 | -6459.459 | -75.568 | -54.4402 | 1253.6639 | -2028.2103 | -745.3155 | -948.7258 | -122.5528 | 469.1811 | 2754.3191 | 1.0011 | 373.2297 | -171.7524 | 0.5039 | 282.1907 | -2231.9504 | -677.3645 | -2.0727 | 445.6509 | -2281.6431 | 239.6896 | 3452.1611 | 1295.9274 | 2753.1538 | -269.6106 | -1156.249 | 568.37 | -2103.645 | 1357.0396 | 277.9087 | -2518.3076 | -903.5898 | 7028.4829 | 210.1042 | -108.0106 | 88.7094
2030-05-08 | 10 | -18.7507 | 1702.8462 | -43.8696 | -358.1178 | -750.8231 | -2127.5217 | -12336.6582 | 2865.3042 | -3.0592 | -375.2842 | 4111.3623 | 53.8448 | 1205.3771 | 227.3814 | 2097.0647 | -1111.7312 | 48.1668 | 209.9994 | -271.3836 | 232.0096 | -1634.9836 | -6713.5684 | -70.7841 | -53.772 | 1405.2152 | -1925.6534 | -938.8926 | -934.6615 | -118.6296 | 404.6 | 2676.5562 | 0.99108 | 361.9765 | -223.9802 | 0.47228 | 279.1169 | -2622.4014 | -459.5635 | 0.99572 | 449.6916 | -2107.0378 | 249.2366 | 3692.8171 | 1266.3842 | 2922.2441 | -265.5336 | -1413.0726 | 1192.0272 | -892.762 | 1377.3942 | 331.1486 | -1776.2727 | -614.9773 | 7786.252 | 210.1042 | -123.1111 | 65.8384
2030-05-08 | 11 | -16.733 | 1703.5989 | -40.9917 | -372.3506 | -871.0069 | -2148.707 | -12293.7832 | 2691.9153 | -285.4994 | -383.1469 | 4136.2251 | 12.8781 | 1277.7284 | 174.0178 | 2072.1128 | -387.5725 | 95.0049 | 209.9994 | -436.2988 | 367.7361 | -1699.7118 | -6668.8281 | -46.3953 | -44.4603 | 2354.7378 | -2007.5697 | -1316.6029 | -946.4148 | -114.2182 | 388.8105 | 2638.1338 | 0.99204 | 316.2328 | -230.883 | 0.54595 | 292.9884 | -1873.4132 | -435.6243 | 1.0009 | 449.6915 | -2020.2122 | 303.5266 | 3736.5537 | 1275.0935 | 2901.5444 | -262.7481 | -1524.2427 | 1034.4633 | -1028.6847 | 1438.7899 | 65.4575 | -1654.8597 | -1096.5938 | 7807.1582 | 210.1042 | -201.2792 | 92.4659
2030-05-08 | 12 | -23.0217 | 1559.1195 | -58.1435 | -383.0511 | -1002.6616 | -2130.9736 | -12191.2021 | 2423.5369 | -32.4691 | -381.7256 | 4157.2021 | 22.6487 | 1510.6857 | 133.6151 | 2069.6465 | 29.573 | 92.0474 | 209.9994 | -588.7039 | 404.5168 | -1653.491 | -6409.0508 | -32.0761 | -24.9957 | 3186.9661 | -2027.7181 | -1463.7439 | -933.0767 | -107.4912 | 410.3377 | 2679.3345 | 0.98691 | 290.8269 | -238.678 | 0.54548 | 230.6252 | -2061.0234 | -436.4561 | 0.99372 | 449.6905 | -2042.6633 | 316.497 | 3828.9314 | 1247.6183 | 2983.1543 | -261.7838 | -1577.5979 | 779.2908 | -1419.2964 | 1413.1646 | 368.5103 | -1643.322 | -905.2433 | 8599.8096 | 210.1043 | -169.7223 | 126.1898
2030-05-08 | 13 | -27.3915 | 1081.653 | -53.5217 | -498.7803 | -1402.5465 | -1545.4163 | -9062.8652 | 1089.9061 | -3.0524 | -380.2236 | 4116.6045 | 39.6165 | 1496.9102 | 191.3561 | 2110.73 | 66.8164 | 144.8752 | 209.9994 | -520.1828 | 324.8007 | -1754.875 | -6252.313 | -49.5539 | -20.336 | 2584.3479 | -1849.0941 | -1682.7778 | -814.2223 | -93.6291 | 396.9195 | 2499.73 | 828.9163 | 361.3829 | 108.3275 | 0.52715 | 384.2657 | 419.5948 | -402.0901 | 0.99597 | 449.7372 | -2027.0015 | 233.8783 | 3624.9026 | 1212.647 | 2775.2537 | -260.4765 | -1683.0715 | 864.1708 | -1428.3174 | 1455.7112 | 649.6406 | -1249.8766 | -890.1806 | 10744.5273 | 0.10423 | -178.8682 | 136.7892
2030-05-08 | 14 | -46.1706 | 584.6148 | -48.6216 | -710.7963 | -1755.3114 | -815.8666 | -6620.8989 | 1.0231 | -478.1492 | -381.8942 | 4028.6902 | 44.1153 | 1426.2026 | 270.1992 | 2166.3789 | -184.0112 | 179.3883 | 209.9994 | -424.374 | 260.1589 | -1526.4985 | -5862.0542 | 34.093 | -31.6699 | 1888.845 | -1981.9878 | -1394.3573 | -635.1238 | -71.8678 | 498.2448 | 2300.5925 | 5024.0938 | 411.0304 | 710.7323 | 0.51993 | 575.8741 | 4897.7798 | -538.1967 | -42.614 | 1.0004 | -1845.1654 | 292.26 | 3202.2488 | 1186.3513 | 2511.0334 | -259.2978 | -1995.5381 | 1920.365 | -869.0377 | 1470.363 | 1210.0587 | -1195.4452 | -1282.7805 | 11365.2949 | 0.10423 | -176.8486 | 154.6774
2030-05-08 | 15 | -33.5528 | 557.0261 | -44.5348 | -557.7729 | -1782.2563 | -287.9176 | -1519.6897 | 662.6132 | -440.9703 | -385.6548 | 3967.0923 | 53.8529 | 990.8574 | 422.3629 | 2221.5957 | 20.5308 | 160.9453 | 209.9994 | -328.2959 | 17.0792 | -1676.605 | -5935.9209 | -134.5547 | -42.8645 | 1031.3151 | -1709.4373 | -928.7477 | -448.3702 | -104.7956 | 275.7603 | 1514.0017 | 4429.6221 | 476.4941 | 645.6834 | 2.009 | 1141.7766 | 4112.5205 | -136.0649 | -1.943 | 337.3359 | -1410.9132 | -117.0235 | 3229.0344 | 1134.1073 | 2373.4099 | -260.7215 | -2001.2209 | 3099.3389 | 610.0068 | 1051.7745 | 271.7367 | -1089.7762 | -971.145 | 7087.5542 | 0.10423 | -224.0431 | 95.1375
2030-05-08 | 16 | -23.8428 | 798.9922 | -42.6639 | -441.4233 | -1622.109 | -265.6253 | 2525.1255 | 355.5298 | -1061.261 | -356.287 | 3947.3135 | 195.0001 | 785.1009 | 521.1996 | 2270.0779 | 1515.1484 | 471.5936 | 209.9994 | -306.5699 | 67.6251 | -1652.993 | -5495.9951 | -322.1093 | -48.8631 | 904.2906 | -1593.0421 | -968.2317 | -432.2002 | -131.3182 | -137.9203 | 1629.663 | 3075.552 | 456.8186 | 477.404 | 2.2774 | 1224.6201 | 3198.5833 | -202.2689 | -2.0179 | 1.0002 | -1047.1969 | -674.6302 | 4213.73 | 1211.757 | 3370.2061 | -259.2349 | -1576.7585 | 2183.7715 | -41.7979 | 750.3228 | -1077.5458 | -696.7918 | -1126.3022 | 6040.3433 | 0.10423 | -306.0671 | 60.1536
2030-05-08 | 17 | -27.4493 | 771.7435 | -48.5565 | -448.3727 | -1627.8048 | -465.2981 | 1958.5006 | 474.4667 | -879.8684 | -350.1209 | 3943.7646 | 195.0013 | 760.7677 | 544.2782 | 2295.1064 | 1321.3447 | 484.5086 | 209.9994 | -310.2314 | -149.0927 | -1414.2881 | -5471.022 | -284.6038 | -74.8141 | 1146.0208 | -1799.4211 | -771.2968 | -485.683 | -122.6553 | 1.0036 | 1647.7892 | 3339.2041 | 581.1912 | 464.9688 | 3.1374 | 1541.9022 | 3475.4854 | -107.3008 | -2.1064 | 132.7518 | -1183.7651 | -615.5578 | 4380.4473 | 1208.2635 | 3383.0061 | -259.9722 | -1434.9163 | 2455.321 | -242.7879 | 652.9934 | -852.9937 | -1000.675 | -882.937 | 7757.0122 | 0.10423 | -268.3693 | 66.5768
2030-05-08 | 18 | -32.4203 | 812.3646 | -55.2155 | -476.6538 | -1595.0551 | -582.7251 | 1291.8103 | 654.8673 | -857.9437 | -356.4424 | 3948.0576 | 195.0014 | 741.0245 | 494.041 | 2272.8979 | 1275.4484 | 479.6179 | 209.9994 | -62.7984 | -290.7878 | -1461.3778 | -5498.6343 | -250.045 | -126.6555 | 24.7593 | -2101.9011 | -370.9402 | -521.1349 | -119.7422 | 81.4932 | 1714.5958 | 3412.3225 | 678.7474 | 507.6978 | 2.8885 | 1933.4268 | 3994.7949 | -124.8712 | -2.0469 | 53.2342 | -773.5189 | -521.3781 | 4398.5181 | 1214.9305 | 3408.5342 | -263.4258 | -1429.9629 | 2536.2805 | -502.9231 | 518.0059 | -981.387 | -1192.8722 | -695.0727 | 7614.3291 | 0.10423 | -238.2589 | 73.9881
2030-05-08 | 19 | -22.5276 | 905.3956 | -50.8999 | -418.1248 | -1243.7338 | -690.8207 | 355.742 | 1311.4915 | -962.7953 | -310.4349 | 3980.1226 | 194.9997 | 754.9912 | 412.5065 | 2186.8169 | 1433.5297 | 453.5338 | 209.9994 | -109.7895 | -221.5098 | -1322.9265 | -5763.7104 | -267.7494 | -135.5276 | 464.4005 | -1860.7651 | -378.7713 | -544.2208 | -128.9907 | 146.9939 | 1599.6731 | 1927.3385 | 563.7842 | 278.8651 | 1.7577 | 2088.4927 | 3198.8774 | -126.544 | -2.003 | 1.0018 | -1263.0966 | -404.9634 | 4518.6255 | 1231.193 | 3547.1775 | -266.8026 | -1139.9238 | 2570.9441 | -692.7899 | 349.2664 | -1089.7867 | -1748.0477 | -545.7647 | 6054.5361 | 210.1042 | -191.2694 | 118.2737
2030-05-08 | 20 | -24.1975 | 1538.7231 | -53.9847 | -494.5052 | -1117.9246 | -897.0668 | 0.99434 | 1555.5052 | -653.973 | -270.0557 | 4006.3005 | 168.1289 | 861.4544 | 372.5977 | 2148.8357 | 1406.85 | 443.5137 | 209.9994 | -141.4206 | -42.8457 | -1478.7551 | -5921.2378 | -324.0403 | -146.5669 | 580.1208 | -2005.386 | -546.592 | -628.3332 | -154.5337 | -55.8266 | 1530.3875 | 1442.8352 | 553.0666 | 287.5354 | 1.9568 | 2331.1924 | 3832.8938 | -285.2297 | -82.4673 | 1.0004 | -1365.0941 | -563.02 | 4392.7607 | 1239.1614 | 3492.1526 | -266.7843 | -1444.9252 | 2570.7832 | -1066.4064 | 436.0648 | -1121.939 | -1584.2858 | -252.2072 | 3227.6692 | 210.1042 | -184.9311 | 145.9897
2030-05-08 | 21 | -19.6533 | 1334.412 | -53.1925 | -464.1948 | -1491.9668 | -781.1622 | -567.6727 | 854.2482 | -436.7505 | -128.1142 | 3998.3838 | 152.4733 | 1225.167 | 371.3324 | 2173.2886 | 1291.9607 | 417.878 | 209.9994 | -220.7365 | 276.0253 | -1559.3201 | -5892.9966 | -284.4655 | -131.226 | 908.3943 | -1656.4873 | -1115.9552 | -549.4116 | -141.5598 | -108.0111 | 1147.6038 | 870.8328 | 144.5936 | 245.516 | 2.3945 | 2082.1418 | 3193.0325 | -612.62 | -234.712 | 1.0027 | -1635.7909 | -477.7967 | 3666.1357 | 1166.0186 | 2683.468 | -260.0143 | -1995.6342 | 2256.1917 | -1028.8783 | 630.8425 | -649.2838 | -1203.089 | -298.8054 | 1995.9028 | 210.1042 | -193.3225 | 160.5219
2030-05-08 | 22 | -20.7282 | 895.9446 | -57.2806 | -492.5744 | -1804.5698 | -1129.8099 | -6644.2437 | 1149.9677 | 0.9971 | -242.72 | 3964.8752 | 75.0112 | 1682.454 | 305.4297 | 2154.031 | 1219.3046 | 454.2342 | 209.9994 | -238.8134 | -156.3794 | -1309.2058 | -5182.4775 | -50.194 | -145.2755 | 1548.1036 | -1952.5521 | -518.9941 | -645.9409 | -94.5892 | 540.6116 | 1580.8711 | 830.2505 | 618.3054 | 86.1652 | 2.853 | 2401.0601 | 2966.2817 | -740.4664 | -495.184 | 450.2659 | -783.6101 | 173.6097 | 3148.3638 | 1190.8594 | 2028.3601 | -265.5508 | -1558.6967 | 2808.7124 | -862.7837 | 654.7347 | -188.6653 | -1306.3002 | -2.971 | 5567.9248 | 210.1042 | -122.799 | 136.9538
2030-05-08 | 23 | -15.0359 | 794.0865 | -49.8589 | -447.9241 | -1834.5411 | -1179.0645 | -7594.9766 | 925.032 | -353.9041 | -158.7229 | 3932.1121 | 76.5159 | 953.1446 | 258.9952 | 2122.4302 | 1006.1177 | 487.6105 | 209.9994 | -362.803 | 8.2519 | -1139.7727 | -5126.1045 | 51.226 | -136.6248 | 2047.7278 | -1738.201 | -554.2192 | -630.3801 | -81.4959 | 662.414 | 1328.1857 | 317.4027 | 427.3428 | 56.114 | 2.7707 | 2500.6565 | 2536.8232 | -477.0599 | -2.749 | 450.2138 | -1605.3409 | 518.322 | 3291.6287 | 1253.7988 | 2739.6335 | -278.7679 | -958.0679 | 2739.9753 | -388.0532 | 1056.9951 | 523.3201 | -1273.0083 | -390.5036 | 5799.6841 | 0.10423 | -204.7894 | -4.0042
2030-05-08 | 24 | -12.8654 | 705.9291 | -42.4925 | -403.6544 | -1847.5935 | -923.2621 | -7236.3003 | -35.5198 | -59.2976 | -134.7631 | 3919.2925 | 131.3586 | 324.3745 | 122.8084 | 1998.8424 | 559.4406 | 369.2343 | 209.9994 | -414.9618 | 344.3426 | -1251.6703 | -5271.3306 | 29.1596 | -129.7346 | 1961.5018 | -1614.6511 | -875.1857 | -581.4814 | -79.1731 | 448.1496 | 677.6099 | 4.9483 | 109.1995 | 91.4201 | 3.2374 | 2512.8052 | 2436.7036 | -345.5698 | 0.99855 | 150.6142 | -2125.2861 | 562.2772 | 3326.4233 | 1237.9254 | 2643.3108 | -294.1383 | -1271.5367 | 3834.5891 | 977.6347 | 1363.3275 | -93.8641 | -899.0544 | -1542.225 | 5313.0708 | 210.1042 | -373.3987 | -87.6251
2030-05-09 | 1 | -21.9344 | 79.2676 | -42.4624 | -433.0404 | -1867.277 | -563.7632 | -5858.6064 | -443.8176 | 174.4553 | -153.2399 | 3904.9978 | -13.4072 | 1178.4351 | 313.5938 | 1881.2069 | -578.5247 | -119.5253 | 209.9994 | -360.6157 | 493.0596 | -1295.175 | -5083.4805 | 39.7949 | -80.8556 | 1432.8547 | -1482.4929 | -907.1223 | -489.9559 | -63.884 | 397.2093 | 486.2866 | 1252.6272 | 18.7341 | 530.3429 | 3.8754 | 1690.7522 | 3198.1304 | 1.0003 | 397.323 | 322.822 | -2197.3047 | 554.8091 | 3420.7773 | 1395.4095 | 3548.7036 | 193.0082 | -277.9749 | 3062.1443 | 928.7328 | 1540.9438 | 490.8725 | -538.811 | -821.2077 | 7675.7861 | 210.1043 | -304.5741 | 39.7557
2030-05-09 | 2 | -7.3275 | 1398.5068 | -41.7784 | -539.916 | -936.2133 | -1645.6033 | -9063.584 | 2130.2195 | 1597.5359 | -147.4199 | 3896.6462 | -117.2776 | 1926.038 | 170.9678 | 1441.6492 | -229.2188 | -627.8347 | 209.9994 | -54.8113 | 29.3088 | -913.5349 | -5307.73 | -74.1861 | -91.1573 | 204.4135 | -2139.9722 | -667.7336 | -830.0725 | -104.439 | 435.4522 | 724.2946 | -502.0084 | 92.3756 | -202.9643 | 0.99342 | 1022.6718 | 318.3845 | -118.005 | 739.7136 | 0.99811 | -1964.7957 | 175.2372 | 2560.6028 | 1181.2273 | 3294.2981 | -2.9126 | -272.6049 | 2945.6655 | 405.7933 | 954.2859 | -17.1704 | -1410.6763 | 540.0788 | 7142.0244 | 210.1042 | -133.0432 | 131.3049
2030-05-09 | 3 | 1 | 2088.408 | -33.6788 | -575.2851 | -886.0134 | -2026.6125 | -9939.0127 | 2423.1628 | 1953.299 | -119.1969 | 3894.7866 | 1.0003 | 2041.783 | 84.3665 | 1227.0657 | -409.8302 | -670.2378 | 209.9994 | -69.9924 | 72.33 | -808.4203 | -5244.3516 | -133.6177 | -98.3952 | 436.5005 | -1763.0985 | -1074.7496 | -948.6441 | -129.6453 | 286.1767 | 645.0908 | -808.7985 | 29.4219 | -395.1335 | 0.76458 | 1198.2281 | -1101.6271 | 1.0004 | 125.9273 | 177.9414 | -2100.2356 | 0.99589 | 2478.6589 | 1329.569 | 2683.1697 | -2.1254 | -272.7084 | 1836.338 | -290.9636 | 836.0768 | -348.6639 | -1404.4703 | 859.5941 | 5275.6885 | 210.1042 | -132.11 | 117.8099
2030-05-09 | 4 | 7.8408 | 2066.0591 | -33.2365 | -444.1203 | -688.8647 | -1997.0031 | -10149.3594 | 2884.1836 | 2132.1697 | -143.7653 | 3823.9573 | -138.6816 | 1837.5797 | 119.9058 | 1275.3135 | -418.738 | -653.2202 | 209.9994 | -84.3396 | 53.0126 | -803.5266 | -4546.0156 | -129.3039 | -97.5609 | 576.3273 | -1967.5909 | -743.3334 | -916.7513 | -137.2576 | 315.2419 | 612.7778 | -1727.3879 | 139.5153 | -508.9272 | 2.0775 | 1273.8656 | -2173.8074 | -276.2902 | 686.4355 | 1.0007 | -2134.5742 | 34.0356 | 2409.2041 | 1089.7692 | 3120.5007 | 1.019 | -273.3019 | 3002.8098 | 576.2095 | 906.3823 | -83.9392 | -1115.2103 | 833.7781 | 3316.3066 | 210.1042 | -135.732 | 29.5305
2030-05-09 | 5 | 18.0294 | 2182.5874 | -30.9815 | -385.9064 | -488.1927 | -2101.9404 | -10593.4424 | 3249.1545 | 2126.1399 | -135.8198 | 3835.1372 | -117.4163 | 1854.1931 | 122.3209 | 1262.5814 | -199.246 | -611.4796 | 209.9994 | -90.2245 | -62.4009 | -846.9327 | -4543.6484 | -157.9312 | -101.2757 | 815.7842 | -1887.8352 | -377.088 | -934.6738 | -145.3199 | 308.6603 | 532.639 | -2681.7139 | 115.3517 | -700.5389 | 2.8354 | 1267.1119 | -3484.8967 | -278.5313 | 585.8732 | 0.99985 | -2139.9927 | -9.0649 | 2464.7617 | 1227.5653 | 3067.666 | -3.1883 | -275.1908 | 3028.7861 | 542.4115 | 822.9012 | -83.4519 | -2027.1112 | 899.7629 | 3087.7839 | 210.1043 | -94.1626 | -38.1963
2030-05-09 | 6 | 22.7454 | 1880.5583 | -34.8167 | -322.7934 | -281.0582 | -1995.6355 | -10726.25 | 3459.5845 | 1589.4622 | -49.4773 | 3923.7244 | 123.5435 | 1845.172 | 192.8885 | 1442.7303 | -27.4401 | -596.9329 | 209.9994 | -67.3807 | -207.6091 | -1011.4487 | -5305.3115 | -159.6961 | -99.9641 | 678.1301 | -1697.8953 | -376.7093 | -881.3129 | -141.6023 | 387.9398 | 557.8761 | -3479.0078 | -7.0226 | -785.4675 | 2.3309 | 1160.7969 | -3942.0698 | -12.5163 | 622.2166 | 1.0004 | -2262.3108 | -46.4366 | 2503.3672 | 1383.7047 | 3111.5901 | -3.2135 | -277.5603 | 3042.1233 | 380.864 | 863.2388 | 0.99674 | -2339.3071 | 593.3062 | 3465.0977 | 210.1043 | -76.4088 | 75.5844
2030-05-09 | 7 | 14.8212 | 1872.7689 | -45.0893 | -354.5286 | -258.6214 | -1987.5656 | -10671.5674 | 3315.9229 | 226.4447 | -68.8676 | 4032.7424 | 168.5197 | 2014.8451 | 306.331 | 1857.9741 | 1160.4714 | 33.2733 | 209.9994 | -338.9579 | -57.8233 | -1137.6334 | -4958.6655 | -117.2923 | -57.8702 | 2039.0575 | -1686.5859 | -574.5937 | -876.8602 | -146.2 | 386.0847 | 748.1152 | -3071.9333 | -65.2971 | -717.6703 | 2.581 | 1005.1514 | -3817.6465 | -552.0406 | 1.0001 | 280.1379 | -2264.1577 | 97.8514 | 3824.3867 | 1349.2119 | 3657.7156 | -14.5736 | -271.9452 | 2727.9111 | -342.2076 | 950.1241 | 0.99671 | -2057.6365 | 359.914 | 2656.8037 | 210.1042 | -117.0824 | 111.2342
2030-05-09 | 8 | 17.4871 | 1789.1667 | -41.7914 | -360.2361 | -808.8364 | -1728.3453 | -9473.2568 | 2153.1355 | 113.2129 | -109.3905 | 4073.8162 | 180.7966 | 1470.86 | 386.9841 | 2151.0808 | 1086.8175 | 127.0667 | 209.9994 | -358.4196 | 184.2629 | -1339.0874 | -4412.0083 | -176.3514 | -54.9538 | 2052.7332 | -1351.3364 | -968.6844 | -816.3662 | -148.6242 | 167.4662 | 882.8021 | -3036.7556 | -48.0979 | -660.0161 | 3.4281 | 1225.0789 | -3277.3816 | -447.4586 | -2.0135 | 449.5172 | -2220.7422 | -65.7167 | 3634.4417 | 1287.7598 | 3805.437 | -275.9714 | -298.7867 | 2130.6357 | -1156.5542 | 1012.2121 | 0.98213 | -1354.7506 | -1.6876 | 734.9843 | 210.1042 | -177.5816 | 83.6343
2030-05-09 | 9 | 12.1002 | 1626.717 | -40.8926 | -395.5659 | -867.7645 | -1608.4551 | -9639.9043 | 2002.6243 | -2.9948 | -240.2013 | 4036.2136 | 195 | 1008.3622 | 382.7041 | 2160.5513 | 1150.1982 | 168.9334 | 209.9994 | -405.9369 | 177.4163 | -1320.5496 | -4548.0093 | -181.1281 | -74.2222 | 2425.803 | -1356.3351 | -1036.7412 | -794.9521 | -141.9119 | 171.736 | 949.7028 | -2610.6484 | 121.0016 | -556.7667 | 4.0291 | 1760.7729 | -2325.3125 | -504.2961 | -2.0261 | 139.0478 | -2215.2556 | -121.0412 | 3486.5293 | 1241.5159 | 3594.2559 | -265.2866 | -917.5192 | 1976.6062 | -960.371 | 953.9323 | -100.4212 | -1147.4379 | 1.0081 | 2015.7183 | 210.1042 | -150.946 | 100.9145
2030-05-09 | 10 | 17.7646 | 1492.6362 | -38.4241 | -369.4771 | -1018.1214 | -1536.0165 | -10060.5049 | 2118.5261 | -3.0151 | -337.5598 | 3981.8704 | 195.0011 | 1441.6952 | 349.4202 | 2125.4084 | 1460.755 | 68.4359 | 209.9994 | -408.2582 | 122.4871 | -1324.848 | -5148.0117 | -188.5828 | -67.8636 | 2415.9038 | -1130.4462 | -1145.438 | -765.7769 | -141.9941 | 207.4868 | 1046.2465 | -3711.1462 | 124.3916 | -670.1761 | 2.7655 | 1642.8315 | -2430.8713 | -440.3162 | -2.0568 | 335.57 | -2208.9597 | -162.6106 | 3494.5029 | 1241.5912 | 3714.3408 | -261.7508 | -923.7704 | 1647.9739 | -1044.2118 | 883.7515 | -292.5317 | -1218.5306 | 0.99736 | 2076.8433 | 210.1043 | -131.6549 | 59.549
2030-05-09 | 11 | 17.8045 | 1755.8906 | -41.2306 | -442.005 | -789.3261 | -1742.17 | -10910.2979 | 2606.6763 | -3.0417 | -327.5857 | 4018.2327 | 195.0001 | 1306.9119 | 376.4613 | 2137.3926 | 1392.7732 | -7.9357 | 209.9994 | -449.68 | 193.179 | -1391.1803 | -5415.8838 | -149.0502 | -58.4022 | 2615.0034 | -1322.4489 | -1303.1992 | -846.0744 | -145.9421 | 263.9986 | 1238.2174 | -3911.5891 | 159.7963 | -784.0332 | 2.3474 | 1593.0012 | -2337.3652 | -534.7221 | -2.0444 | 1.0003 | -2068.7104 | -4.5303 | 3414.1331 | 1214.2302 | 3583.6907 | -258.8867 | -1421.2501 | 1520.0813 | -1088.6934 | 931.1103 | -165.7544 | -1558.5536 | 1.0237 | 2188.8652 | 0.10423 | -113.7787 | 3.9256
2030-05-09 | 12 | 20.6679 | 1805.4015 | -39.6587 | -476.3826 | -512.3962 | -1843.5168 | -11882.1367 | 3141.6697 | -82.2292 | -331.3247 | 4075.5208 | 195.0011 | 1973.2625 | 406.8082 | 2157.801 | 1485.639 | -88.9857 | 209.9994 | -447.4465 | 64.5323 | -1352.7777 | -5156.9224 | -126.7052 | -62.223 | 2606.9009 | -1401.2845 | -901.4742 | -875.1844 | -144.917 | 370.4322 | 1473.2174 | -4072.5422 | 488.2843 | -911.4106 | 3.103 | 1862.8362 | -2820.1934 | -517.6746 | -2.0526 | 1.0003 | -1829.0917 | 47.5833 | 3354.373 | 1203.8086 | 3487.1323 | -258.2047 | -1303.1298 | 1625.2534 | -1214.3108 | 876.1911 | -143.4292 | -1626.3405 | 25.5756 | 3239.6863 | 0.10423 | -100.6028 | 0.49702
2030-05-09 | 13 | 7.9358 | 2136.3777 | -45.7048 | -522.0804 | -1282.7888 | -1920.4114 | -9957.2783 | 2133.0427 | 327.1179 | -346.8222 | 4045.1028 | 181.6942 | 1714.8293 | 441.3067 | 2182.2 | 1521.6926 | 45.1292 | 209.9994 | -506.137 | 126.3099 | -1410.8868 | -4650.6123 | -180.1295 | -63.2446 | 2939.2095 | -1827.2748 | -995.8736 | -892.126 | -153.9218 | 192.2358 | 1625.5807 | -3265.7114 | 534.9671 | -656.5718 | 3.5608 | 1940.9525 | -2132.7476 | -678.7496 | -462.8749 | 450.2126 | -1576.6963 | -80.405 | 3091.833 | 1150.0857 | 2754.4419 | -259.0961 | -1545.3711 | 1739.7036 | -1211.4493 | 715.4816 | -623.5832 | -1007.9471 | 471.2622 | 4271.6533 | 210.1042 | -112.1635 | -43.6633
2030-05-09 | 14 | -16.4504 | 1335.7352 | -52.8619 | -541.3524 | -1936.4634 | -1484.3396 | -7603.0288 | 817.4933 | 357.853 | -370.0753 | 3976.1306 | 86.7899 | 1739.5043 | 556.4365 | 2328.6604 | 1533.6359 | 276.456 | 209.9994 | -375.413 | 149.4131 | -1317.2975 | -3794.4272 | -97.1346 | -83.0557 | 2143.8413 | -2007.1678 | -750.0653 | -699.7057 | -114.8871 | 301.6019 | 1829.6625 | -0.48701 | 580.963 | 0.99978 | 4.8502 | 2004.9557 | 1130.136 | -609.6769 | -402.4671 | 450.2198 | -922.1201 | -3.7037 | 2998.689 | 1128.7174 | 2743.2012 | -259.3434 | -1504.4875 | 2217.5181 | -795.3056 | 693.2286 | -493.8092 | -1011.5663 | 72.3755 | 5786.7163 | 210.1042 | -206.5704 | -76.3125
2030-05-09 | 15 | -20.6388 | 1628.0364 | -47.8283 | -460.7656 | -1919.8242 | -1359.5669 | -6662.7759 | 850.3394 | 250.1781 | -396.9795 | 3954.3889 | -26.534 | 1037.363 | 599.176 | 2398.3279 | 1609.3158 | 388.2014 | 209.9994 | -342.8069 | -51.391 | -1015.8029 | -3807.6191 | -152.6626 | -106.3437 | 1950.041 | -1942.137 | -520.803 | -638.6131 | -123.6002 | 282.2126 | 1929.42 | 4.4832 | 641.8423 | 0.99939 | 3.2416 | 2325.6257 | 803.9284 | -3.8813 | -2.1734 | 122.0254 | -1003.7166 | -228.0725 | 3932.5471 | 1176.8904 | 3881.3296 | -262.1131 | -1063.2781 | 2428.5281 | -343.5997 | 355.2844 | -1447.6014 | -483.4929 | -122.2182 | 3477.2019 | 210.1042 | -264.6203 | -39.9344
2030-05-09 | 16 | -6.2071 | 1948.8973 | -45.4413 | -402.0526 | -1935.9353 | -1193.9545 | -337.8198 | 912.7944 | -2.95 | -346.8779 | 4036.6062 | 195.0004 | 1778.8237 | 494.31 | 2252.2827 | 1589.9735 | 359.3425 | 209.9994 | -653.315 | 269.5684 | -1449.2461 | -3235.3818 | -252.3444 | -63.5006 | 3443.1025 | -1538.8513 | -539.2614 | -600.0648 | -150.2633 | -49.4912 | 1312.7528 | 2.1557 | 98.037 | 0.99999 | 3.45 | 2059.3376 | 540.0719 | -2.6771 | -2.22 | 180.7238 | -1167.7754 | -433.8501 | 4495.3198 | 1218.8292 | 4295.8809 | -261.546 | -1107.3986 | 2464.947 | -612.3838 | 634.4327 | -1076.7946 | -190.4335 | -84.4255 | 2097.793 | 210.1042 | -279.6448 | 11.661
2030-05-09 | 17 | -14.669 | 1982.5072 | -48.0257 | -398.5455 | -1923.1476 | -1215.3105 | 0.98728 | 1016.0923 | -2.9208 | -287.722 | 4007.8665 | 131.5718 | 1943.4429 | 494.9513 | 2260.5063 | 1903.9141 | 420.8491 | 209.9994 | -640.3066 | 197.9851 | -1380.9647 | -3070.2561 | -271.1436 | -81.6359 | 3502.9021 | -1612.5872 | -249.4585 | -608.2649 | -151.817 | -66.0411 | 1308.9468 | 2.8918 | 124.0897 | -3.0152 | 3.3533 | 2209.3979 | 670.7988 | 116.9833 | -2.4158 | 271.2565 | -1090.7413 | -509.2378 | 4534.7334 | 1254.6746 | 4358.1816 | -261.5905 | -614.6602 | 2729.4802 | -763.454 | 548.1791 | -1508.7448 | -218.3404 | -51.3368 | 2398.3835 | 210.1042 | -285.7476 | 41.7145
2030-05-09 | 18 | -15.4822 | 1008.457 | -43.8736 | -347.1575 | -1870.7941 | -717.8314 | 1086.7876 | 497.9651 | -2.883 | -299.5258 | 3972.0435 | 175.2734 | 1750.111 | 512.7684 | 2283.0554 | 2224.4834 | 474.9205 | 209.9994 | -632.2587 | 335.4684 | -1220.4271 | -3149.0171 | -120.4297 | -72.2789 | 3503.8723 | -1069.4337 | -548.8887 | -379.3542 | -111.9726 | 138.3799 | 980.499 | 4.9021 | -411.5479 | 201.9905 | 3.1872 | 1777.1403 | 1203.8625 | 108.7499 | -2.3501 | 239.9284 | -1304.4723 | -121.9363 | 4583.3364 | 1257.9982 | 4405.5781 | -265.1555 | -520.7332 | 2846.6555 | -1055.3593 | 666.1389 | -1138.8765 | -551.5695 | -474.321 | 2730.7917 | 210.1042 | -295.1946 | 40.7343
2030-05-09 | 19 | -18.0713 | 1194.5665 | -47.9118 | -374.8228 | -1882.9906 | -870.5759 | 880.5482 | 574.3205 | -2.9261 | -306.3041 | 3932.2178 | 112.0162 | 1631.1394 | 498.5573 | 2287.0764 | 2429.4575 | 471.9671 | 209.9994 | -631.4169 | 140.1991 | -1225.828 | -3431.252 | -169.9662 | -83.8081 | 3506.948 | -1248.7544 | -218.4543 | -448.8907 | -118.1141 | 120.8031 | 1117.4504 | 333.8727 | -232.2646 | 212.5218 | 2.6401 | 1972.3636 | 1732.8245 | 90.9499 | -2.2551 | 208.274 | -1367.5005 | -249.366 | 4595.9292 | 1264.4009 | 4397.1177 | -267.1408 | -343.7611 | 3032.3447 | -1169.9585 | 554.9251 | -1348.2078 | -487.657 | -343.8973 | 3050.572 | 0.10423 | -289.0957 | 37.0903
2030-05-09 | 20 | -18.2655 | 1244.9388 | -48.545 | -407.2238 | -1898.8246 | -925.9881 | 1067.577 | 570.9468 | 0.99719 | -215.0488 | 3861.7515 | 38.1867 | 1002.4077 | 433.7075 | 2256.5452 | 2438.0229 | 439.7658 | 209.9994 | -529.3422 | -45.4569 | -1329.3694 | -3961.6318 | -190.8546 | -114.7328 | 3181.4817 | -1230.5918 | -305.0843 | -476.6902 | -120.694 | 104.2351 | 985.063 | 18.1293 | -256.5927 | 163.2373 | 2.5803 | 2156.3601 | 2835.2239 | 83.2867 | -2.1669 | 155.2677 | -1556.5734 | -269.5516 | 4613.3784 | 1257.8975 | 4376.623 | -264.4628 | -276.4153 | 3013.981 | -1507.6793 | 485.9722 | -1817.4729 | -479.9787 | -379.3058 | 4255.5591 | 0.10423 | -294.0327 | -6.3135
2030-05-09 | 21 | -20.1808 | 1309.6365 | -56.7474 | -508.9046 | -1895.9817 | -1005.3758 | 1283.0438 | 703.5634 | 332.1326 | -375.1653 | 3983.4734 | 126.2466 | 1599.2346 | -54.5756 | 2189.5325 | 2246.3372 | 567.4368 | 209.9994 | -561.9637 | -28.1514 | -1382.7736 | -3512.5735 | -190.5191 | -121.5694 | 3305.0457 | -1607.9181 | -235.3601 | -549.3077 | -125.543 | 114.5289 | 1207.0155 | 531.7935 | 122.5133 | 287.1461 | 3.7936 | 2497.0764 | 5708.0776 | 80.8913 | -2.2609 | 208.4897 | -1529.9681 | -268.5073 | 4668.4839 | 1265.7413 | 4391.0898 | -261.0406 | -276.2599 | 2945.7993 | -1254.9987 | 570.4395 | -1234.9198 | -484.4964 | -2.8006 | 6698.1885 | 0.10423 | -226.4308 | -32.2339
2030-05-09 | 22 | -33.3783 | 1208.6237 | -64.1748 | -624.4855 | -1848.7571 | -1095.9564 | -1868.6453 | 737.531 | 142.833 | -370.7267 | 3922.5999 | 134.5623 | 1725.6571 | 38.8245 | 2131.0591 | 2616.5986 | 500.2296 | 209.9994 | -607.8311 | 118.9909 | -1254.4722 | -3339.8096 | -74.2568 | -119.1271 | 3563.6165 | -1963.5499 | -482.932 | -591.0005 | -98.8904 | 353.114 | 1464.0677 | 184.7557 | 340.5673 | 419.892 | 4.246 | 2690.5127 | 8173.4053 | -413.9968 | -99.7222 | 0.99914 | -1575.8236 | 153.7405 | 3273.8481 | 1223.4265 | 3335.3801 | -267.0621 | -1080.6976 | 3227.3445 | -949.7804 | 858.2171 | -304.1895 | -1349.2281 | -2.4225 | 10020.1455 | 0.10423 | -133.8498 | -21.832
2030-05-09 | 23 | -35.4113 | 1027.6689 | -68.2304 | -681.666 | -1875.7363 | -1292.7981 | -3830.3555 | 152.7967 | 69.6848 | -372.4427 | 3946.8542 | 119.7858 | 1922.8014 | -130.6024 | 2155.7461 | 1256.635 | -7.5718 | 209.9994 | -643.0797 | 280.1739 | -1310.5491 | -3536.1868 | -41.9122 | -89.5907 | 3629.9971 | -2217.8306 | -445.9435 | -713.3015 | -89.7102 | 317.1809 | 1391.5435 | 0.98361 | 326.6144 | 494.4267 | 3.3471 | 2028.399 | 8446.6943 | -115.3463 | -2.3657 | 270.579 | -2159.9209 | 287.9331 | 3572.3647 | 1257.6093 | 3741.4026 | -281.0285 | -639.5287 | 2909.0591 | -241.0469 | 1216.9263 | 377.58 | -634.7212 | -744.8058 | 13909.29 | 210.1042 | -236.0835 | -19.2122
2030-05-09 | 24 | -23.9007 | 1062.6866 | -57.9746 | -702.9865 | -1903.4463 | -1423.0568 | -7111.7656 | 299.7484 | -3.088 | -304.7139 | 3956.6494 | 195.0012 | 1166.9111 | -220.4484 | 2061.0625 | 1197.4357 | -173.6418 | 209.9994 | -529.3428 | 395.2964 | -1174.8895 | -3616.3489 | -11.9661 | -40.4796 | 2835.3096 | -1971.3243 | -649.4359 | -792.2076 | -81.2596 | 371.8566 | 1911.1014 | -1943.6107 | 159.7203 | 191.2375 | 3.0946 | 692.5264 | 6669.1294 | -95.5413 | 0.99936 | 449.505 | -2248.2869 | 423.7905 | 3360.2866 | 1215.0298 | 3560.3269 | -293.9105 | -697.3093 | 1821.0697 | -1225.8508 | 1330.2505 | 1125.3676 | -196.0008 | -394.289 | 13479.9736 | 210.1042 | -313.6542 | -106.1857
2030-05-10 | 1 | -10.3667 | 1715.4816 | -53.2414 | -649.0284 | -936.8211 | -1882.8219 | -9286.9922 | 1856.4163 | 38.123 | -190.2405 | 3879.4978 | 124.1358 | 1104.468 | -141.957 | 2086.9238 | 1355.2057 | -319.3257 | 209.9994 | -430.9733 | 147.109 | -887.4294 | -4307.9497 | -91.2442 | -42.4059 | 2272.8518 | -1939.6798 | -970.4342 | -918.6489 | -110.6382 | 398.5009 | 2107.9968 | -3138.3635 | 116.2266 | -269.9576 | 0.60874 | 185.0449 | 3462.0115 | -244.9067 | 0.99975 | 449.4928 | -2188.6729 | 51.1925 | 3449.791 | 1233.7831 | 3733.6443 | -303.0219 | -525.8206 | 2271.6025 | -19.6738 | 1024.292 | 370.7101 | -587.0552 | -1.5263 | 10917.9531 | 210.1043 | -273.0229 | -36.1091
2030-05-10 | 2 | -21.8675 | 2182.6069 | -54.4931 | -404.5263 | -479.5335 | -2233.5374 | -9744.0859 | 2942.5298 | 1619.0608 | -264.2301 | 3888.7429 | 112.0218 | 1221.4381 | -269.6561 | 1928.379 | 1296.45 | 0.99892 | 209.9994 | -115.1569 | 68.7266 | -871.1827 | -3483.6028 | -124.3934 | -76.6199 | 869.1517 | -2003.4518 | -671.4445 | -965.8884 | -144.7491 | 344.5646 | 2374.5637 | -1627.2637 | 256.2892 | -243.1033 | 0.53275 | 462.0995 | -1215.3071 | -654.6565 | -2.1873 | 196.6468 | -1681.7889 | 131.0835 | 2454.2449 | 1184.9092 | 2807.1187 | -308.7359 | -1169.9622 | 887.5132 | -1392.7955 | 704.4585 | -83.8018 | -642.8221 | 1057.2518 | 7848.7764 | 210.1043 | -113.4669 | 58.1003
2030-05-10 | 3 | -25.4817 | 1838.1378 | -56.9616 | -479.3117 | -656.23 | -2006.9178 | -9051.8662 | 2667.1301 | 2164.2959 | -259.5027 | 3848.4089 | 115.436 | 1179.3467 | -189.6621 | 1705.4509 | 1170.1766 | -27.7738 | 209.9994 | -184.2706 | 171.5929 | -634.2734 | -3033.8989 | -79.7082 | -71.1853 | 1598.4131 | -2005.9501 | -1263.2151 | -905.0621 | -127.6453 | 410.8468 | 2192.0183 | -1489.5869 | 37.9884 | -12.5507 | 0.51982 | 468.631 | 2421.696 | -642.817 | 1.0035 | 240.5881 | -1960.0356 | 119.0157 | 2439.2632 | 1183.3585 | 2797.9404 | -310.5833 | -1140.9172 | 990.391 | -1183.2179 | 801.8736 | -83.7542 | -599.0641 | 1079.6721 | 7346.1602 | 210.1042 | -128.4852 | 120.836
2030-05-10 | 4 | -33.3653 | 1765.219 | -58.8596 | -460.0852 | -683.6699 | -1941.1141 | -8412.5742 | 2509.3813 | 2388.2266 | -293.8979 | 3503.2122 | 166.4493 | 1135.299 | -161.4497 | 1461.8588 | 1061.5957 | 27.0072 | 209.9994 | -174.434 | 63.7736 | -729.7552 | -4262.3877 | -105.1886 | -73.1186 | 1558.1796 | -2090.0671 | -1154.3927 | -879.6637 | -127.8103 | 373.9245 | 2192.8735 | -70.9578 | 50.6739 | 179.4632 | 0.51221 | 555.3321 | 1539.4169 | -667.3234 | 1.0028 | 232.6149 | -1951.1324 | 107.3239 | 2436.094 | 1194.709 | 2796.8137 | -311.2951 | -1074.9387 | 1042.0532 | -1057.3633 | 770.2791 | -84.0001 | -644.6935 | 1135.6749 | 8847.8643 | 210.1042 | -118.5714 | 155.9745
2030-05-10 | 5 | -37.2409 | 1833.6406 | -62.2944 | -450.8378 | -597.9253 | -2006.5276 | -8376.4443 | 2572.0989 | 2309.1216 | -294.826 | 3914.2805 | 162.3143 | 1051.2592 | -142.2237 | 1470.5244 | 957.799 | 28.3418 | 209.9994 | -103.2015 | -75.9685 | -897.7646 | -5438.3652 | -134.6349 | -78.4891 | 1002.6423 | -2266.657 | -1307.1033 | -901.7941 | -135.579 | 363.3001 | 2433.7947 | 3.5977 | 243.9719 | 222.675 | 0.51473 | 719.077 | 1758.2909 | -635.182 | -2.4388 | 292.7983 | -2075.9722 | 15.7837 | 2442.9414 | 1211.2864 | 2819.5796 | -310.5903 | -810.5083 | 1154.0691 | -957.5666 | 818.1165 | -126.1949 | -810.7942 | 904.7817 | 9250.4199 | 210.1042 | -118.401 | 158.3775
2030-05-10 | 6 | -45.2291 | 1628.2938 | -71.5399 | -485.8334 | -706.4963 | -1921.4442 | -7586.7593 | 2086.2639 | 1995.2051 | -299.9317 | 4034.4004 | 158.3022 | 765.3448 | -48.4824 | 1570.7153 | 833.6818 | 11.7049 | 209.9994 | -28.283 | -184.317 | -1294.9011 | -6159.8994 | -183.1 | -79.3033 | 301.558 | -2479.4651 | -1395.6721 | -887.7596 | -127.6656 | 304.9903 | 2691.8779 | 0.98191 | 432.2586 | 297.2739 | 0.48246 | 667.2769 | 3572.0784 | -294.4845 | 1.0006 | 210.7465 | -2008.5397 | -68.5227 | 3365.9373 | 1292.0347 | 3574.0093 | -126.5638 | -271.3594 | 2774.2993 | 736.574 | 752.9921 | -221.4824 | -916.5849 | 864.0178 | 10913.2822 | 210.1042 | -155.265 | 187.7871
2030-05-10 | 7 | -42.1734 | 1745.7106 | -77.1988 | -472.5778 | -662.3871 | -1999.9097 | -7762.2329 | 1850.9814 | 958.3798 | -342.204 | 4043.5637 | 185.904 | 447.068 | 1.0003 | 2093.6318 | 941.2579 | -2.393 | 209.9994 | -241.6564 | -28.7896 | -1528.0072 | -6685.4951 | -190.1283 | -36.1426 | 903.9966 | -2484.917 | -1692.5858 | -905.4979 | -137.7257 | 228.0391 | 2769.2791 | -261.6558 | 366.3004 | 128.6948 | 0.49288 | 203.2265 | 1911.8831 | 12.8737 | 219.385 | 449.9955 | -2244.4211 | -167.7797 | 3947.1545 | 1361.7222 | 4074.3806 | -31.9269 | -271.3354 | 2760.5554 | 461.5933 | 1002.3223 | 745.537 | -1099.1245 | 1.0133 | 10531.3271 | 210.1043 | -196.0921 | 1.0002
2030-05-10 | 8 | -29.3226 | 1921.6433 | -73.4506 | -542.229 | -626.9692 | -2093.7808 | -8681.4961 | 2051.3516 | 574.1494 | -346.0004 | 4100.7441 | 195.0008 | 288.5532 | 111.3072 | 2040.2319 | 848.1927 | -45.5363 | 209.9994 | -324.8008 | 72.7688 | -1604.0312 | -6898.1816 | -196.2418 | -14.9743 | 1341.9772 | -2380.3118 | -1857.2471 | -950.673 | -138.7627 | 201.7188 | 2785.2903 | 0.97992 | 302.4824 | -136.644 | 0.4769 | 273.9184 | -257.3378 | -2.9479 | -1.0754 | 0.99825 | -2287.675 | -215.7211 | 3759.1819 | 1232.337 | 3730.0015 | -275.4916 | -1557.4219 | 3978.3569 | 1336.5129 | 1033.3912 | 708.7302 | -1289.4448 | -359.031 | 10487.5752 | 0.10423 | -159.1992 | 47.8828
2030-05-10 | 9 | -23.2445 | 1847.2557 | -51.4258 | -436.423 | -736.2322 | -2026.9624 | -9289.8193 | 1902.7747 | 1.0005 | -347.1451 | 3976.7944 | 195.0003 | 944.4388 | 101.3963 | 2049.8184 | 674.9569 | 11.4507 | 209.9994 | -339.2445 | 130.5387 | -1503.4867 | -6297.46 | -184.4804 | -19.7239 | 1678.7522 | -2170.2991 | -1804.6287 | -928.8784 | -134.502 | 227.2482 | 2469.3564 | 0.98015 | 280.95 | -135.2864 | 0.47142 | 463.7887 | -1205.3875 | -191.4165 | -1.6685 | 64.707 | -2154.2 | -196.5232 | 4125.5347 | 1284.4478 | 4143.1812 | -263.364 | -1078.5343 | 1506.1459 | -266.1979 | 877.3088 | -56.1068 | -1207.2125 | -571.5609 | 10077.501 | 0.10423 | -147.5589 | 89.2149
2030-05-10 | 10 | -25.1938 | 1751.6187 | -49.0044 | -399.4781 | -802.1691 | -1990.3649 | -9621.0615 | 1936.2571 | 0.99621 | -347.4417 | 4106.9434 | 194.9999 | 1239.6035 | 133.7599 | 2049.0156 | 427.3824 | 37.6079 | 209.9994 | -389.1967 | 138.9124 | -1469.1924 | -5925.7354 | -148.305 | -3.9362 | 1275.8789 | -2045.4591 | -1542.1639 | -906.6432 | -129.2645 | 273.6733 | 2649.2004 | 0.99379 | 308.5804 | -87.0791 | 0.46864 | 308.7459 | -1527.3436 | -214.9963 | -1.7127 | 87.5366 | -2064.6421 | -98.0023 | 4150.8247 | 1286.1771 | 4152.5801 | -259.1494 | -1289.3674 | 746.6189 | -900.3766 | 810.9298 | 0.9995 | -1061.397 | -26.4413 | 10063.001 | 0.10423 | -94.1787 | 97.0282
2030-05-10 | 11 | -21.6671 | 1690.1289 | -44.0208 | -373.8607 | -758.5748 | -1941.7863 | -10040.1113 | 1963.6509 | 1.0027 | -347.182 | 4074.2078 | 195.0002 | 1324.9263 | 109.2184 | 2048.394 | 423.2909 | 60.5675 | 209.9994 | -433.8494 | 150.4218 | -1439.8813 | -5874.6104 | -126.5679 | -7.3203 | 1545.8479 | -1865.5316 | -1405.9753 | -891.1893 | -126.7909 | 321.0261 | 2655.573 | 0.9806 | 343.2037 | -124.6735 | 0.46348 | 374.4138 | -1729.3723 | -231.2094 | -1.9023 | 375.2079 | -1945.6068 | -54.3127 | 4072.0901 | 1286.5858 | 4059.1846 | -256.4326 | -1034.9979 | 729.45 | -860.2256 | 813.0074 | -71.892 | -1168.0499 | -107.8478 | 8792.1191 | 210.1042 | -95.6981 | 71.9991
2030-05-10 | 12 | -23.0724 | 1646.6516 | -43.2015 | -374.6287 | -764.0288 | -1898.9456 | -9942.166 | 1787.5273 | -3.0742 | -347.2818 | 4078.5239 | 195.0023 | 1240.0986 | 199.2484 | 2057.8159 | 238.586 | 20.4883 | 209.9994 | -428.0861 | 126.9496 | -1454.7113 | -5905.0093 | -124.7597 | -6.29 | 1449.6945 | -1806.1141 | -1823.7152 | -881.1142 | -124.0582 | 332.0814 | 2690.4951 | 0.97986 | 394.4547 | -107.656 | 0.48359 | 351.222 | -1505.4196 | -263.294 | -1.9626 | 250.43 | -1967.1926 | -56.1669 | 4133.3501 | 1281.442 | 4082.2263 | -256.4043 | -1053.7448 | 942.4519 | -659.8078 | 833.3764 | -60.5186 | -1222.8828 | -323.2734 | 8213.96 | 210.1042 | -132.8969 | 46.6517
2030-05-10 | 13 | -19.9627 | 1699.8635 | -41.9777 | -369.3865 | -753.8006 | -1947.3846 | -10215.1416 | 1877.272 | -207.5958 | -346.6213 | 4050.0156 | 194.9985 | 1442.5498 | 85.6762 | 2013.0529 | 67.9332 | 55.1556 | 209.9994 | -584.0108 | 130.316 | -1402.2769 | -6112.1802 | -135.2045 | 3.5878 | 2139.0747 | -1823.1543 | -1931.6416 | -892.4992 | -124.1034 | 326.408 | 2605.8884 | 0.98236 | 413.7426 | -156.2244 | 0.389 | 522.6425 | -1811.4072 | -301.3994 | -1.849 | 224.4431 | -2046.4364 | -98.985 | 4210.0449 | 1232.0876 | 4141.2354 | -256.358 | -1013.8905 | 247.1151 | -1592.9812 | 906.221 | 243.9113 | -1393.8151 | -570.4504 | 8811.0801 | 210.1042 | -142.633 | -10.0924
2030-05-10 | 14 | -21.1028 | 1891.4425 | -53.4615 | -348.7474 | -746.2003 | -2079.0488 | -10657.5264 | 1854.9519 | -3.0708 | -347.4715 | 3976.1541 | 189.4094 | 1209.9819 | 100.1989 | 2035.0238 | 381.9715 | 120.6937 | 209.9994 | -416.6009 | 101.1934 | -1418.5852 | -6433.2246 | -173.9358 | -25.0376 | 1182.3943 | -1884.7904 | -1918.1224 | -924.0432 | -135.7811 | 266.3146 | 2351.0422 | 0.96517 | 347.7807 | -261.4703 | 0.49835 | 1304.5643 | -2330.0042 | -413.5645 | -2.6194 | 352.4868 | -1977.5264 | -177.2151 | 3793.2761 | 1193.3495 | 3871.3833 | -255.0521 | -953.6629 | 1482.9539 | -188.7468 | 807.9466 | 436.0229 | -1517.3658 | -380.6312 | 7555.4307 | 210.1042 | -126.6556 | -20.4037
2030-05-10 | 15 | -17.0642 | 1675.5912 | -50.6919 | -298.914 | -805.3555 | -1998.3552 | -11067.3379 | 2035.2461 | -3.0908 | -390.8335 | 3920.3555 | -18.4263 | 1452.9346 | 213.2484 | 2118.3076 | 197.4828 | 195.5729 | 209.9994 | -527.5709 | 95.5019 | -1506.1718 | -6349.0972 | -177.4812 | -6.4425 | 1440.5237 | -1735.9801 | -1885.5629 | -890.494 | -126.7479 | 260.3776 | 2503.6819 | 0.97607 | 406.9832 | -266.6268 | 0.52563 | 1088.229 | -2794.8491 | -328.4521 | -2.2085 | 449.6454 | -1962.3351 | -231.291 | 4008.0359 | 1157.1014 | 3943.1143 | -254.7682 | -1039.1051 | 678.5825 | -1038.994 | 1010.9945 | 1.0003 | -1048.4164 | -832.0058 | 6372.6035 | 210.1042 | -206.8086 | -43.1484
2030-05-10 | 16 | -21.5278 | 1243.2373 | -52.4745 | -335.2148 | -1106.741 | -1681.0132 | -10017.7764 | 1206.3407 | -149.5551 | -341.668 | 3891.5669 | 194.9998 | 1120.1948 | 87.0745 | 2024.5352 | 313.8965 | 34.9611 | 209.9994 | -501.757 | 54.4556 | -1604.2793 | -6534.4214 | -181.8689 | -1.5533 | 1194.3979 | -1634.4819 | -1852.7738 | -817.5117 | -111.6167 | 259.2733 | 2464.208 | 0.98391 | 444.4662 | -95.4634 | 0.51584 | 1104.2551 | -1012.563 | -93.1691 | -2.2405 | 449.5952 | -1973.296 | -274.2093 | 4175.2812 | 1109.3485 | 4122.6934 | -255.4809 | -1321.4171 | 1795.7274 | -152.0405 | 1052.5936 | -89.6807 | -544.5446 | -1034.7449 | 7284.0288 | 210.1042 | -290.5461 | -52.3884
2030-05-10 | 17 | -23.9243 | 1019.9674 | -45.4695 | -506.8133 | -1399.2128 | -1431.6621 | -8741.3555 | 312.604 | -337.0981 | -343.1502 | 3896.5796 | 194.9992 | 1080.1772 | 101.7767 | 2035.403 | 415.6018 | -71.1029 | 209.9994 | -500.7106 | 48.8795 | -1596.9823 | -6472.0288 | -174.1267 | 0.61824 | 1201.8436 | -1724.1416 | -1797.0431 | -785.369 | -97.2465 | 251.8728 | 2429.0403 | 2.1232 | 432.4178 | 53.656 | 0.50911 | 947.7453 | 2591.1069 | -208.2343 | -2.1156 | 260.7931 | -1977.1873 | -286.2654 | 4217.8862 | 1112.298 | 4167.1904 | -258.1231 | -1462.9874 | 1925.8395 | -375.6958 | 1006.6416 | -96.108 | -487.7039 | -1034.2689 | 8068.7793 | 210.1042 | -278.805 | -94.8797
2030-05-10 | 18 | -29.4381 | 1146.3451 | -60.6635 | -537.1666 | -1605.3762 | -1572.1274 | -8490.791 | 1.0015 | -317.1864 | -340.4398 | 3921.1628 | 194.9995 | 1283.1245 | 116.776 | 2047.5393 | 492.9919 | -4.2377 | 209.9994 | -411.768 | 164.0431 | -1396.1302 | -6296.457 | -165.3973 | -34.1438 | 1153.0114 | -1994.6404 | -1771.1785 | -818.2873 | -99.6147 | 222.979 | 2353.8413 | 0.99117 | 343.8965 | 129.3443 | 0.44619 | 1499.4122 | 2739.6492 | -69.7769 | 234.8996 | 450.1342 | -1875.859 | -173.8531 | 3981.7966 | 1134.8123 | 4144.0044 | -263.3445 | -1190.3367 | 1968.5867 | -755.1824 | 712.9598 | -234.1557 | -906.4775 | 1.0137 | 9472.623 | 210.1043 | -93.573 | -103.7543
2030-05-10 | 19 | -36.3391 | 964.4054 | -64.4995 | -574.0212 | -1570.5471 | -1535.9364 | -8656.4209 | 142.5431 | -3.1402 | -339.7186 | 3892.1023 | 194.9995 | 1387.5884 | 180.4825 | 2028.85 | 744.9162 | 46.8827 | 209.9994 | -375.9721 | 110.2021 | -1456.6537 | -6508.1128 | -105.8194 | -27.475 | 850.3405 | -2174.7712 | -1623.1539 | -809.2766 | -86.9365 | 382.4531 | 2367.2471 | 0.99673 | 373.3383 | 244.4669 | 0.50935 | 1376.3401 | 4047.5017 | -514.0358 | 0.99603 | 449.7342 | -2120.8164 | 1.0007 | 3480.9565 | 1190.0686 | 3599.8223 | -265.2497 | -926.2488 | 2184.353 | -846.2877 | 991.8049 | -61.9374 | -1191.3518 | -313.2052 | 11505.9297 | 210.1042 | -123.6378 | -74.8095
2030-05-10 | 20 | -31.9113 | 1002.2608 | -58.9542 | -555.855 | -1439.8015 | -1581.3497 | -9289.8955 | 436.1861 | 269.0637 | -339.6098 | 3922.1794 | 194.9987 | 1387.2028 | 128.3733 | 2007.6028 | 862.5804 | 69.1435 | 209.9994 | -336.459 | 65.1775 | -1466.9972 | -6357.9468 | -109.6607 | -17.4397 | 628.0891 | -1976.9482 | -990.9955 | -811.7297 | -88.6563 | 371.834 | 2733.687 | 0.98343 | 466.7262 | 238.0405 | 0.51957 | 706.0181 | 2275.3611 | -511.9901 | 0.99583 | 449.701 | -2194.2251 | -3.5288 | 3591.2849 | 1199.3934 | 3551.7832 | -265.9406 | -966.5398 | 2191.0093 | -919.283 | 1035.2538 | -86.4276 | -1153.9922 | -310.8905 | 12536.0498 | 0.10423 | -146.0011 | 0.99972
2030-05-10 | 21 | -25.2903 | 1220.6058 | -52.9895 | -424.9719 | -1051.7045 | -1841.9137 | -10204.501 | 1070.0221 | -3.1291 | -340.4844 | 3893.2856 | 194.9963 | 1426.3163 | 137.2963 | 2015.7656 | 1012.3625 | 57.3779 | 209.9994 | -382.8748 | 17.3038 | -1415.8588 | -6318.8613 | -121.4146 | -14.0449 | 971.5027 | -1911.2792 | -752.6964 | -860.2732 | -102.651 | 379.7888 | 2851.2056 | 1.0578 | 462.0121 | 22.4873 | 0.50351 | 519.1553 | -444.8996 | -517.9436 | 170.4974 | 449.5319 | -2202.2712 | -0.37184 | 3610.3381 | 1217.8319 | 3860.6089 | -263.7938 | -755.8632 | 2288.729 | -975.293 | 958.7724 | 271.8213 | -1856.752 | -579.5701 | 13169.8818 | 0.10423 | -107.55 | 65.1554
2030-05-10 | 22 | -27.6782 | 1575.1556 | -63.9996 | -418.2806 | -666.7245 | -2134.2407 | -11248.9746 | 2082.6416 | 0.98766 | -339.7183 | 3860.1531 | 194.9999 | 1429.5614 | 143.2312 | 2021.644 | 1128.6996 | 116.02 | 209.9994 | -423.0804 | 4.8183 | -1389.0065 | -6805.9941 | -95.8301 | 40.3268 | 1135.9174 | -2090.8225 | 21.2917 | -928.529 | -115.2403 | 447.311 | 3296.4097 | -16.8642 | 397.618 | -115.0088 | 0.46572 | -141.4626 | -1583.5673 | -498.264 | 1.0023 | 449.6228 | -2134.5955 | 161.1929 | 3693.3816 | 1225.9719 | 3697.6355 | -271.4751 | -899.2183 | 2101.4338 | -957.9003 | 1050.2869 | 703.9045 | -1243.0753 | -594.3721 | 11755.9336 | 210.1042 | -95.0962 | 112.8505
2030-05-10 | 23 | -23.9422 | 1777.8726 | -59.8151 | -390.3994 | -668.1202 | -2233.2939 | -11788.1191 | 2295.5913 | 1.0028 | -339.6541 | 3899.8398 | 195.0012 | 690.9556 | 177.3211 | 2004.7609 | 1232.3221 | 185.7776 | 209.9994 | -334.7725 | 221.6376 | -1481.8656 | -5956.2939 | -89.5785 | 42.5941 | 1176.514 | -2091.3667 | -701.4756 | -959.4081 | -117.627 | 362.8636 | 3272.9336 | 0.97918 | 380.8756 | -190.7923 | 0.5346 | -947.2956 | -2139.7483 | -250.393 | 377.8914 | 449.1863 | -2041.7671 | 259.4855 | 3956.2661 | 1291.7191 | 4436.6919 | -279.9838 | -665.2971 | 2289.9209 | -530.341 | 1224.589 | 1014.6127 | -870.3387 | -847.0853 | 9978.7676 | 210.1043 | -184.3846 | 11.5612
2030-05-10 | 24 | -26.1351 | 1835.4027 | -54.4767 | -359.9114 | -496.1184 | -2258.7717 | -12289.6611 | 2984.2356 | 257.589 | -343.5914 | 3876.6255 | 154.2613 | 967.4008 | 86.9243 | 1986.036 | 1006.5342 | 326.7469 | 209.9994 | -146.6789 | -3.4652 | -1002.6912 | -4798.1113 | -63.0716 | -2.0929 | 165.053 | -2077.5803 | -468.5868 | -961.8285 | -123.1787 | 540.9484 | 3147.1072 | 0.97886 | 453.1925 | -153.3602 | 0.57221 | -502.9033 | -2587.0549 | -500.7061 | 0.99711 | 449.4923 | -2203.001 | 230.4156 | 3684.8523 | 1231.3706 | 3804.363 | -291.6442 | -1028.4651 | 960.2789 | -1623.5288 | 1144.828 | 663.7279 | -1724.1909 | -759.323 | 9931.6885 | 210.1043 | -231.8279 | -116.4936
2030-05-11 | 1 | -25.8163 | 1552.2333 | -53.3244 | -355.0104 | -491.1044 | -2093.5081 | -11124.1104 | 3220.7178 | 1325.9456 | -371.3865 | 3792.2432 | -0.72556 | 802.7622 | 1.0014 | 2008.364 | 803.9413 | 371.8751 | 209.9994 | -112.0994 | -47.9109 | -523.3861 | -3759.4851 | -5.68 | -25.9304 | 429.7147 | -1968.7725 | -542.2762 | -904.7053 | -108.571 | 713.3192 | 2770.1667 | 0.99038 | 205.4968 | 54.3992 | 0.54827 | -185.3317 | -2240.1069 | -0.9739 | 1.0014 | 449.465 | -2220.855 | 148.624 | 4290.1372 | 1283.6921 | 4396.834 | -185.523 | -272.2668 | 87.3735 | -1983.5132 | 1160.0353 | 20.3351 | -1215.1761 | -621.6485 | 11277.5684 | 210.1043 | -277.7769 | 66.6482
2030-05-11 | 2 | -25.7206 | 1477.4556 | -43.4779 | -535.691 | -523.2411 | -1771.0579 | -8745.0977 | 2824.6802 | 1598.6646 | -386.1359 | 3791.2559 | -90.3971 | 472.4758 | 0.99965 | 1931.1593 | 303.6752 | 240.5699 | 209.9994 | 46.7332 | 13.0727 | -331.7251 | -1433.2502 | -9.2357 | -50.733 | 163.4809 | -2053.8977 | -445.3697 | -863.0609 | -102.1932 | 683.9061 | 2578.177 | 0.98927 | 444.4383 | 223.4902 | 2.8188 | 36.5782 | 1362.7107 | -3.5366 | 0.9988 | 397.068 | -2172.7468 | 200.7637 | 4061.6499 | 1296.8846 | 4068.1648 | -2.9057 | -272.1807 | 1692.3425 | -32.4307 | 906.9733 | -225.5068 | -1180.4154 | 171.0398 | 11546.584 | 210.1042 | -187.8145 | 52.5062
2030-05-11 | 3 | -34.6663 | 1077.6659 | -46.6992 | -577.3229 | -775.7726 | -1552.8801 | -7488.23 | 2208.7324 | 1753.2332 | -386.4397 | 3839.144 | -100.4499 | 1757.7153 | 0.99947 | 1902.9492 | 101.1778 | 199.3472 | 209.9994 | 29.3718 | -104.3536 | -294.3938 | -2090.0784 | 16.8771 | -74.7897 | 348.1069 | -1941.6605 | 372.5959 | -796.0826 | -84.714 | 723.4302 | 2368.8137 | 0.96605 | 369.1704 | 414.4767 | 2.7388 | 244.4837 | 4502.9712 | -2.1258 | 168.2641 | 124.7987 | -2157.2866 | 270.0652 | 3905.8933 | 1374.5662 | 4109.0142 | -2.5988 | -272.2359 | 325.1467 | -821.3692 | 862.7413 | -11.534 | -1152.9148 | 506.6142 | 13930.9111 | 210.1043 | -111.1872 | 31.6421
2030-05-11 | 4 | -39.3778 | 877.7477 | -47.7331 | -540.329 | -861.7769 | -1420.2007 | -6578.8018 | 1820.297 | 1985.6604 | -371.0868 | 3855.7305 | -54.4608 | 1943.9784 | -18.4094 | 1712.452 | 137.575 | 171.4244 | 209.9994 | 8.0164 | 63.8081 | -437.0023 | -4299.3232 | 56.1446 | -84.4379 | 462.7807 | -1809.1198 | -595.2931 | -726.7465 | -82.433 | 665.4246 | 1917.5179 | 0.973 | -234.9912 | 649.9383 | 0.58315 | 8.3848 | 3956.7488 | -2.2862 | 250.6182 | 0.99985 | -2237.6797 | 410.7841 | 3786.6252 | 1418.3545 | 4102.1689 | -2.731 | -276.7201 | 463.9456 | -337.2882 | 969.5079 | 675.7137 | -1236.0986 | 727.1647 | 15358.7744 | 210.1043 | -37.3188 | -1.0167
2030-05-11 | 5 | -34.6774 | 928.1323 | -57.6303 | -396.6544 | -679.503 | -1685.2926 | -7457.751 | 2268.2766 | 2035.4381 | -369.4654 | 3788.9019 | -72.402 | 1942.0997 | -98.1709 | 1583.1404 | 860.0331 | 265.384 | 209.9994 | -6.3695 | 38.5618 | -448.7372 | -3931.0308 | 63.1422 | -101.451 | 742.1719 | -1746.7061 | -677.5919 | -756.4843 | -89.0204 | 701.8853 | 1806.6973 | 0.98782 | -305.5268 | 478.8392 | 0.55892 | 256.9391 | 1709.9491 | -97.8179 | 280.1759 | 1.0006 | -2243.53 | 446.3752 | 3415.311 | 1358.1271 | 3777.7539 | -2.4561 | -496.0617 | -411.1393 | -1503.0262 | 999.97 | 783.5779 | -1767.1907 | 438.6564 | 17725.5996 | 210.1043 | -84.4392 | 14.2186
2030-05-11 | 6 | -28.5926 | 1063.9504 | -56.7727 | -333.2512 | -330.7225 | -1875.3302 | -8568.71 | 3027.3411 | 1972.4249 | -366.0688 | 3637.5696 | -81.6944 | 1925.7267 | -149.2696 | 1456.7463 | 601.2296 | 325.4359 | 209.9994 | 17.8674 | 81.3954 | -296.923 | -1583.1556 | 97.3819 | -87.5852 | 850.176 | -1721.9197 | -878.6276 | -788.6517 | -96.6962 | 815.5173 | 1658.1815 | 0.97805 | -309.3397 | 311.3191 | 0.6034 | 27.3434 | -1474.469 | -204.5706 | 114.4921 | 1.0027 | -2251.7678 | 544.1581 | 3283.7627 | 1420.2587 | 3420.9238 | 1.0033 | -385.0741 | -1085.8055 | -2323.5479 | 952.8351 | 876.1989 | -2348.5603 | 697.8469 | 18166.7793 | 210.1042 | -29.6113 | 75.9891
2030-05-11 | 7 | -26.1646 | 1065.4916 | -57.684 | -310.3655 | -136.3225 | -1944.8496 | -9238.458 | 3458.7271 | 1817.4609 | -360.3666 | 3793.781 | -49.0341 | 1915.1541 | -165.4161 | 1421.9526 | 321.4404 | 392.3179 | 209.9994 | -2.7475 | 199.9196 | -373.7575 | -858.3906 | 143.9788 | -80.3558 | 1039.8657 | -1656.1594 | -1409.6608 | -798.2307 | -96.4746 | 887.3798 | 1696.6455 | 0.98221 | -383.1933 | 244.0903 | 0.62643 | -107.7223 | -2090.55 | -558.902 | 532.4761 | 1.0038 | -2327.5374 | 757.0656 | 3510.7402 | 1558.7225 | 3982.6267 | -3.6554 | -441.1039 | 613.2793 | -519.3842 | 1075.8136 | 1494.5277 | -2864.9485 | 625.5316 | 16837.4316 | 210.1043 | -7.1586 | 108.9107
2030-05-11 | 8 | -17.5477 | 1201.9773 | -59.1686 | -281.833 | -16.0624 | -2056.428 | -9937.4932 | 3664.9211 | 1512.9644 | -360.6667 | 3800.8958 | -44.1822 | 1901.4156 | -189.7566 | 1414.3828 | 100.962 | 196.5828 | 209.9994 | 55.7449 | 108.7693 | -416.5693 | -1088.649 | 115.1577 | -97.2124 | 777.8544 | -1513.645 | -900.0291 | -818.8631 | -106.4346 | 851.7435 | 1542.6133 | -464.2497 | -489.6328 | 76.2706 | 0.52745 | -135.4313 | -3006.9023 | -399.0688 | 528.5255 | 1.0017 | -2205.6743 | 738.4072 | 3538.5564 | 1502.2728 | 3893.7783 | 1.0237 | -278.1096 | 90.8401 | -1210.8462 | 1010.4061 | 1091.3881 | -2669.2866 | 402.4829 | 14657.1641 | 210.1043 | -24.2575 | -70.496
2030-05-11 | 9 | -20.7452 | 1333.6553 | -60.2042 | -287.3846 | 106.4898 | -2128.4768 | -10799.9922 | 4022.7192 | 904.9276 | -325.2703 | 3943.0945 | 96.4974 | 1957.0724 | -142.1097 | 1467.6089 | 100.9579 | 238.7877 | 209.9994 | 48.9358 | 117.4152 | -536.1259 | -1853.0994 | 120.2656 | -84.4592 | 776.3651 | -1554.746 | -534.829 | -844.7438 | -112.7142 | 861.8461 | 1483.9038 | 0.98431 | -530.9763 | -3.471 | 0.62538 | -435.6025 | -2593.8054 | 180.688 | 492.4328 | 1.0016 | -2233.4263 | 813.1258 | 4480.4209 | 1521.6481 | 4662.4976 | -3.4267 | -277.7995 | -443.7192 | -1523.1423 | 1020.5051 | 1265.1489 | -2182.7432 | 671.864 | 11138.708 | 210.1043 | -17.988 | -79.3517
2030-05-11 | 10 | -18.2686 | 1541.4081 | -59.2547 | -296.7864 | 201.9138 | -2261.2981 | -11595.0195 | 4218.105 | -3.112 | -304.584 | 3813.0229 | 187.9339 | 2088.9248 | -82.6941 | 1618.8754 | 100.9168 | 195.1438 | 209.9994 | -29.2292 | 2.0387 | -740.2552 | -3273.2666 | 38.2455 | -74.6408 | 994.6805 | -1739.5831 | -983.8043 | -902.9444 | -119.2045 | 788.9639 | 2018.645 | 0.96473 | -299.7103 | -90.1974 | 0.57209 | -350.6648 | -2760.8328 | -208.8008 | 0.99699 | 449.5115 | -2239.1797 | 537.308 | 5272.8101 | 1493.4208 | 4997.6724 | -284.7877 | -289.1438 | -789.2874 | -1898.8674 | 999.4384 | 1132.425 | -2204.1477 | 1.0012 | 9450.4043 | 210.1042 | -58.2456 | -40.083
2030-05-11 | 11 | -17.9079 | 1424.0145 | -58.4534 | -299.5907 | 104.0616 | -2210.8347 | -11722.8252 | 3918.4409 | 0.99471 | -309.7679 | 3314.158 | 194.9612 | 2110.6704 | 0.99654 | 1729.9893 | 98.3322 | 207.1371 | 209.9994 | -255.1581 | 38.1386 | -815.2255 | -4107.7046 | 64.856 | -41.271 | 2135.8911 | -1697.6101 | -697.252 | -887.6839 | -110.2321 | 797.2361 | 2049.6733 | 0.97963 | -381.7545 | -64.5255 | 0.57786 | -515.1631 | -2811.3689 | -422.4171 | -1.9936 | 430.0061 | -2189.377 | 603.7384 | 5316.2344 | 1504.1815 | 5000.5933 | -281.8545 | -581.9249 | -1388.244 | -2529.7676 | 1140.4696 | 1591.2277 | -2061.7168 | -243.819 | 10228.7148 | 210.1042 | -128.0627 | -77.8452
2030-05-11 | 12 | -21.6301 | 1146.4803 | -59.7146 | -322.4626 | -82.4293 | -2065.8027 | -11333.8604 | 3287.6558 | -3.093 | -333.4105 | 3146.1799 | 117.8517 | 2131.5713 | -18.5179 | 1706.6016 | -39.5939 | 215.5989 | 209.9994 | -244.983 | 79.0063 | -732.2347 | -3353.1694 | 101.9459 | -36.1705 | 2128.3115 | -1670.2294 | -294.0421 | -846.4858 | -95.1638 | 846.4238 | 1814.3353 | 0.9631 | -406.582 | 44.5503 | 0.62326 | -599.4435 | -2633.071 | -510.2087 | -2.0935 | 414.7047 | -2192.7627 | 737.4884 | 5337.4468 | 1476.4299 | 5001.3784 | -282.3827 | -717.2072 | -1669.0022 | -2822.1936 | 1158.671 | 1843.717 | -2140.2842 | -323.0216 | 13078.8477 | 210.1042 | -113.3835 | -76.8428
2030-05-11 | 13 | -37.883 | 729.0029 | -65.6611 | -447.9453 | -537.5349 | -1723.0039 | -9149.2773 | 1972.7413 | -355.2141 | -158.627 | 2897.7644 | -87.6733 | 2129.2449 | -56.7671 | 1729.6139 | -205.0796 | -55.7414 | 209.9994 | -243.5271 | 44.2203 | -597.2753 | -2732.8464 | 115.2395 | -59.7744 | 2257.2427 | -1788.002 | -204.6978 | -785.708 | -72.9332 | 864.8233 | 1609.3126 | 3.9799 | -258.9171 | 345.2114 | 0.73183 | -278.9079 | 1783.236 | -567.7003 | -1.1831 | 449.1555 | -2164.8069 | 648.0289 | 5343.6787 | 1459.6292 | 5004.2588 | -266.2572 | -902.5403 | -1996.8029 | -3120.0674 | 994.0896 | 1704.7833 | -2724.3555 | -26.6485 | 16462.2324 | 210.1042 | -77.7458 | -107.5729
2030-05-11 | 14 | -45.9408 | 255.5185 | -47.873 | -626.9479 | -842.8026 | -1256.8555 | -6521.9702 | 851.5692 | 0.99511 | -161.4278 | 2464.625 | -135.3465 | 2127.3987 | -205.4642 | 1308.5435 | -711.0965 | -147.8174 | 209.9994 | -437.6954 | 183.5401 | -593.653 | -2375.8931 | 176.3515 | -42.4523 | 3073.9976 | -1787.8992 | -100.7932 | -709.6002 | -48.2056 | 894.8121 | 1501.9702 | 793.043 | 330.5655 | 749.7063 | 0.75686 | -181.7144 | 7241.0737 | -304.7768 | -2.6307 | 281.7149 | -2151.6577 | 763.2205 | 5594.0767 | 1507.2333 | 5021.1758 | -36.7753 | -1027.239 | -2344.0552 | -3350.583 | 1183.3806 | 2406.2468 | -2447.3135 | 0.62088 | 19369.6758 | 210.1043 | -95.2667 | -96.7191
2030-05-11 | 15 | -38.7567 | 1.0005 | -49.5065 | -608.9829 | -684.1578 | -1188.3943 | -7056.062 | 1279.0714 | -147.7831 | -155.5355 | 2618.4746 | -129.2813 | 1250.3743 | -202.9306 | 1185.9156 | -955.6574 | -260.5742 | 209.9994 | -466.9054 | 336.5943 | -519.3141 | -2155.9878 | 279.0736 | -33.1974 | 3103.1978 | -1728.319 | -323.4022 | -689.3672 | -26.4472 | 1068.1913 | 1370.4531 | 1192.1632 | 279.4625 | 687.3799 | 0.67874 | -296.865 | 7614.0542 | -441.0904 | -193.0414 | 449.4193 | -2405.4485 | 1014.0347 | 5820.2627 | 1569.6841 | 5028.2529 | 1.0116 | -812.6698 | 1098.6155 | 13.0339 | 1338.7313 | 2870.9397 | -2544.8711 | -950.8963 | 18898.3828 | 210.1043 | -227.1269 | 71.5532
2030-05-11 | 16 | -37.3951 | -19.3438 | -50.0168 | -590.7798 | -784.8566 | -1198.3339 | -6938.8247 | 853.8625 | -432.558 | -135.242 | 2563.5872 | -87.6095 | 1170.3024 | -223.6836 | 1132.7307 | -1066.2402 | -217.614 | 209.9994 | -452.6541 | 422.5225 | -547.2202 | -843.6182 | 279.4357 | -33.0882 | 3048.8342 | -1735.6951 | -158.3224 | -684.963 | -23.6137 | 1033.7665 | 1383.3981 | 1331.7544 | 332.9546 | 643.0988 | 1.398 | -216.431 | 6733.5742 | -320.2278 | -208.6421 | 449.6053 | -2418.2903 | 1070.0994 | 5812.1685 | 1568.063 | 5027.3667 | 1.0358 | -788.2975 | 1263.4658 | -46.4986 | 1383.5049 | 2644.4617 | -2550.0593 | -1014.657 | 18827.2324 | 210.1043 | -243.7515 | 19.5696
2030-05-11 | 17 | -34.155 | 1.0113 | -48.5425 | -575.2194 | -717.8652 | -1254.1305 | -7542.7227 | 1044.8359 | -492.7039 | -87.1584 | 2031.5424 | -7.8266 | 2089.2073 | -245.3513 | 1105.542 | -987.6688 | -204.0836 | 209.9994 | -415.9091 | 342.9111 | -480.4814 | -305.4214 | 276.5841 | -42.3016 | 3035.7461 | -1592.3159 | -97.2102 | -697.9999 | -26.639 | 1079.4966 | 1453.6471 | 608.0564 | 235.8742 | 539.199 | 0.98723 | -311.1537 | 5848.4727 | -174.1234 | -53.7631 | 449.1764 | -2242.8728 | 1155.1406 | 5629.7168 | 1511.5135 | 5026.5815 | -2.6902 | -763.5355 | -1499.6537 | -3162.188 | 1232.8838 | 2481.5684 | -2826.3589 | -821.9478 | 18910.4082 | 210.1042 | -146.216 | 66.4868
2030-05-11 | 18 | -32.9172 | 134.3399 | -62.0115 | -553.0897 | -921.9102 | -1290.8779 | -7099.7939 | 348.1748 | -374.4826 | -89.8312 | 2108.7231 | -5.899 | 2082.136 | -225.029 | 1159.1787 | -832.4985 | -187.725 | 209.9994 | -321.7391 | 386.2726 | -529.4514 | -295.3417 | 215.7287 | -51.0712 | 2641.8403 | -1502.7279 | -548.7362 | -691.3113 | -37.5237 | 910.3237 | 1123.422 | 2.8357 | 22.2271 | 502.6181 | 0.6805 | -380.6223 | 4433.8535 | -277.6045 | -2.5911 | 449.0535 | -2147.3911 | 963.4387 | 5567.1758 | 1494.5929 | 5024.269 | -2.6324 | -725.2635 | -1796.3579 | -3731.5889 | 973.4343 | 1819.6566 | -2505.2839 | -45.8372 | 19079.5762 | 210.1042 | -27.747 | 74.5867
2030-05-11 | 19 | -36.4893 | 1.0122 | -67.7191 | -552.9344 | -1161.3568 | -1192.4506 | -6453.5806 | 57.0633 | -161.0654 | -85.4686 | 2259.2385 | 15.3417 | 2075.9897 | -335.049 | 1274.9216 | -801.0121 | -141.8328 | 209.9994 | -186.8684 | 344.9897 | -508.4273 | -370.7686 | 201.4939 | -63.9859 | 2014.0111 | -1426.6553 | -704.6447 | -645.1383 | -34.1659 | 885.0667 | 1095.6757 | 2.1649 | -90.3916 | 561.5021 | 0.65567 | -420.2155 | 5120.2188 | -210.9263 | 0.99626 | 449.1035 | -2173.7358 | 933.3741 | 5533.2266 | 1508.0615 | 5010.1611 | -2.5969 | -626.7421 | -814.0431 | -2999.113 | 806.8958 | 1136.3052 | -2153.4612 | 1.0215 | 18632.2168 | 210.1043 | -39.4143 | 173.5559
2030-05-11 | 20 | -36.4879 | 109.2012 | -69.0336 | -567.7167 | -1664.5198 | -1295.4291 | -7318.5796 | 0.96974 | -3.0675 | -68.6764 | 2355.6812 | 51.2214 | 2051.396 | -298.2533 | 1247.9739 | -800.6212 | -132.623 | 209.9994 | -152.2447 | 357.1258 | -568.3603 | -487.5719 | 183.5566 | -68.9776 | 1766.4152 | -1565.9082 | -825.1216 | -691.2599 | -34.444 | 845.4551 | 1167.2069 | 2.4934 | -8.8888 | 545.7548 | 0.64907 | -334.2829 | 5448.6582 | -221.3323 | 9.5486 | 449.3043 | -2156.7632 | 861.1196 | 5539.8999 | 1501.432 | 5015.3657 | -2.705 | -738.7357 | -438.2495 | -2738.1946 | 798.7634 | 804.7439 | -1932.8524 | 0.96267 | 17883.7148 | 0.10423 | -61.798 | 268.5138
2030-05-11 | 21 | -41.4089 | 249.5308 | -71.5731 | -584.6617 | -1273.5258 | -1366.3546 | -7579.8984 | 186.5139 | -3.1129 | -69.6103 | 2584.416 | 50.4369 | 2095.1111 | -316.2998 | 1261.0667 | -842.3302 | -136.079 | 209.9994 | -153.9156 | 276.8343 | -558.1811 | -518.7147 | 158.5095 | -73.9757 | 1748.5576 | -1654.0558 | -791.8787 | -721.6158 | -44.1688 | 846.136 | 1300.7167 | 2.8974 | 122.3662 | 510.7053 | 0.65952 | -250.9644 | 5772.4141 | -516.4865 | 1.0033 | 449.2677 | -2183.2468 | 782.1337 | 5335.0225 | 1513.2037 | 5003.3735 | -55.1906 | -993.191 | -541.1757 | -3176.616 | 775.7184 | 869.3456 | -2287.5486 | -0.6317 | 17523.6777 | 210.1042 | -35.3272 | 312.836
2030-05-11 | 22 | -33.6808 | 97.0646 | -63.8865 | -563.1426 | -1128.0918 | -1246.5798 | -7324.1562 | 138.6436 | -3.0815 | -114.5884 | 3103.457 | -26.4762 | 2024.2935 | -260.9963 | 1262.1821 | -785.8659 | -118.0545 | 209.9994 | -179.8772 | 393.5109 | -523.5886 | -371.5162 | 194.2249 | -62.714 | 1885.5819 | -1502.8585 | -538.2369 | -670.2572 | -37.1393 | 871.2723 | 1184.839 | 2.8624 | -72.3159 | 552.2606 | 0.69335 | -453.392 | 5582.6382 | -322.1371 | -2.1191 | 449.3471 | -2148.6226 | 886.3239 | 5366.1724 | 1555.7689 | 5021.7764 | -3.292 | -786.028 | -123.5886 | -2832.1401 | 919.4039 | 1279.2589 | -2128.3062 | 0.51995 | 17322.7246 | 210.1042 | -27.5179 | 240.5671
2030-05-11 | 23 | -31.9629 | 101.9158 | -60.1756 | -575.8368 | -947.4233 | -1337.4701 | -8624.2061 | 1185.7147 | -177.075 | -117.9548 | 3143.0259 | -58.1187 | 2030.9077 | -374.2576 | 1171.6841 | -941.3109 | -192.1124 | 209.9994 | -215.4556 | 357.8889 | -388.1534 | -134.6045 | 295.4096 | -59.8914 | 2086.7529 | -1496.3221 | 48.1734 | -711.2473 | -31.2884 | 1108.0531 | 1507.6732 | 2.5447 | 202.6595 | 430.2682 | 1.002 | -335.6833 | 5881.668 | -4.4464 | -2.568 | 449.103 | -2241.582 | 1270.0123 | 5227.4243 | 1633.7172 | 5012.6826 | -2.5672 | -488.1265 | -525.0375 | -2606.6057 | 1173.3568 | 1636.5894 | -1852.6366 | -618.9788 | 17834.3027 | 210.1042 | -120.437 | 263.4871
2030-05-11 | 24 | -30.3223 | 1.0021 | -39.5416 | -548.5862 | -1020.8034 | -1220.9146 | -8612.9697 | 1456.7174 | 97.7977 | -141.9624 | 3280.5486 | -138.4252 | 1973.9349 | -538.4211 | 1019.4498 | -1107.5736 | -139.4513 | 209.9994 | -281.9702 | 439.7537 | -362.8205 | -165.3931 | 390.5406 | -54.7361 | 2309.8342 | -1472.2366 | 531.2077 | -677.358 | -20.9607 | 1232.2611 | 1453.6567 | 678.667 | 388.9424 | 474.0172 | 1.9092 | 1.0225 | 5749.9849 | -0.8203 | 1.0005 | 260.9472 | -2398.7024 | 1536.1205 | 5079.0967 | 1649.3624 | 4989.3047 | -2.9102 | -272.3847 | 872.4387 | -824.1006 | 1510.0356 | 1609.6549 | -2016.7777 | -1451.7743 | 17542.8848 | 210.1042 | -239.9496 | 192.4693
2030-05-12 | 1 | -37.4454 | -144.3085 | -38.9866 | -540.167 | -1240.3422 | -989.3833 | -6835.9233 | 1409.9594 | 1358.256 | -115.7811 | 3432.7349 | -145.2456 | 1947.7865 | -645.2606 | 690.7738 | -1051.7939 | -111.8557 | 209.9994 | -31.9255 | 371.7148 | -194.9834 | -60.6209 | 373.7739 | -84.0941 | 1202.0137 | -1402.339 | 630.0045 | -594.2256 | -22.4244 | 1220.3386 | 1167.3921 | 1210.134 | 265.1669 | 619.8552 | 1.6774 | 1.4519 | 7535.4404 | -79.2636 | 97.6947 | 232.4903 | -2348.9802 | 1488.1436 | 4855.8394 | 1616.4341 | 4968.2842 | -5.8297 | -273.1967 | 1086.8306 | -194.707 | 1196.2161 | 1084.7782 | -1934.078 | -655.3987 | 16822.7676 | 210.1043 | -162.2183 | 182.5898
2030-05-12 | 2 | -42.3412 | -157.9648 | -37.5102 | -496.7764 | -1319.3983 | -744.9529 | -4823.8184 | 909.0042 | 1920.2977 | -94.9777 | 3290.9683 | -157.0658 | 1945.1085 | -685.085 | 508.7407 | -1414.474 | 4.1263 | 209.9994 | -43.106 | 533.7371 | -247.21 | -562.1088 | 329.9766 | -82.6451 | 1205.1331 | -1277.4395 | 325.2655 | -491.9232 | -29.7338 | 994.2936 | 1071.422 | 2137.2981 | 76.2721 | 915.9626 | 1.8768 | 7.6297 | 7252.231 | -154.7461 | 261.5669 | 1.0007 | -2332.5681 | 1315.5302 | 3909.3613 | 1511.6237 | 4599.667 | -311.7668 | -319.452 | 209.8176 | -1058.6152 | 1174.4404 | 1605.4702 | -1714.4177 | 234.5928 | 14599.5029 | 210.1042 | -73.6528 | 96.8196
2030-05-12 | 3 | -33.1812 | -173.7578 | -35.1928 | -412.4618 | -1491.085 | -792.8816 | -4441.4033 | 622.7458 | 2134.4937 | -50.5762 | 2270.0732 | -135.0373 | 1950.9711 | -729.8748 | 215.656 | -1867.9622 | 28.4305 | 209.9994 | 10.6859 | 345.5111 | -213.4011 | -2195.9441 | 245.9263 | -101.5533 | 736.2855 | -1225.3577 | 21.4622 | -477.2769 | -30.6939 | 850.8102 | 762.7444 | 1469.2631 | -156.8098 | 844.9924 | 1.7737 | 79.0292 | 4606.8135 | 1.0017 | 1.0014 | 371.4941 | -2281.8738 | 929.118 | 3892.6475 | 1501.7814 | 4063.6323 | -2.5394 | -272.6227 | 576.4918 | -571.3333 | 1189.7675 | 1380.6787 | -1245.5566 | 340.9149 | 13224.3477 | 210.1042 | -46.6731 | -82.9277
2030-05-12 | 4 | -30.9481 | -83.0434 | -34.5453 | -373.4084 | -1377.7191 | -802.7337 | -4714.9478 | 761.8141 | 2060.5789 | -57.9793 | 2646.8245 | -164.4144 | 1944.4122 | -741.992 | 164.5203 | -1864.6074 | 112.0196 | 209.9994 | 1.8517 | 275.6177 | -130.2484 | -1934.1052 | 193.9363 | -102.1444 | 943.2978 | -1145.9836 | 80.158 | -452.9957 | -41.5563 | 777.3284 | 550.3661 | 1839.6312 | -251.6552 | 812.6685 | 1.281 | 115.3701 | 3137.175 | -182.0253 | 106.4658 | 0.9989 | -2221.1833 | 781.8046 | 3577.3157 | 1364.4054 | 4186.6309 | -316.5254 | -375.5944 | -215.2579 | -2161.2134 | 1035.1296 | 323.846 | -1357.7489 | 246.6966 | 10267.0146 | 210.1042 | -58.7946 | 111.402
2030-05-12 | 5 | -19.8048 | 1.012 | -31.7657 | -319.9989 | -1295.792 | -850.0282 | -5098.479 | 735.454 | 2147.3638 | -54.2824 | 2576.343 | -153.4353 | 1940.2794 | -730.4766 | 184.1684 | -1797.5819 | 107.412 | 209.9994 | 16.5323 | 334.4175 | -141.1711 | -1047.0951 | 184.5879 | -96.7659 | 878.3598 | -984.7158 | 9.7026 | -436.657 | -43.8757 | 729.302 | 261.7906 | 937.2853 | -706.7028 | 644.1028 | 1.5619 | 6.7897 | 1352.9794 | -122.3523 | 141.4934 | 0.99984 | -2205.0933 | 752.1496 | 3465.4949 | 1299.2137 | 4107.7144 | -317.2135 | -380.9091 | -237.7947 | -2203.4624 | 1025.2072 | 169.2766 | -1368.9078 | 172.9934 | 7617.4731 | 210.1043 | -67.2255 | 62.929
2030-05-12 | 6 | -14.3032 | 226.3173 | -31.0879 | -305.1313 | -1068.1896 | -970.8562 | -5714.8794 | 1157.8118 | 1578.4154 | -25.8158 | 3112.4509 | -38.3576 | 1970.6088 | -689.2661 | 311.7997 | -1933.1003 | 125.2621 | 209.9994 | 13.7664 | 300.9424 | -119.0259 | -427.1945 | 160.3741 | -94.8489 | 975.6155 | -859.0776 | 47.9449 | -467.952 | -55.6579 | 713.5433 | 302.5577 | 567.5378 | -439.9648 | 496.9966 | 1.7612 | 6.8951 | 292.5502 | -72.8103 | 100.2981 | 0.99904 | -2219.4011 | 681.2345 | 3362.1421 | 1202.8502 | 3964.5483 | -317.4453 | -279.0153 | -281.0364 | -2403.115 | 980.6475 | -155.1262 | -1610.2074 | 112.5441 | 5914.3599 | 210.1042 | -57.8527 | 73.5023
2030-05-12 | 7 | -22.3052 | 614.194 | -36.7873 | -376.5185 | -777.7519 | -1213.2438 | -6760.1875 | 1894.8427 | 2044.4224 | -44.2303 | 3550.658 | -53.3534 | 1967.2615 | -661.4366 | 396.9591 | -2113.748 | 134.3518 | 209.9994 | 22.1994 | 103.4274 | -153.5122 | -485.534 | 113.7366 | -108.1468 | 920.5829 | -1297.1581 | 872.5084 | -586.4564 | -74.7845 | 730.9457 | 1014.1277 | 1047.177 | 295.3448 | 530.6151 | 2.9761 | 474.3006 | 1328.7618 | -130.0905 | 120.6302 | 0.99942 | -2246.2239 | 546.1974 | 3363.4473 | 1350.5879 | 3663.5408 | -2.5485 | -610.6683 | -346.5823 | -1822.8033 | 959.8668 | 29.8444 | -1945.6404 | 317.4146 | 5403.0254 | 210.1043 | -34.3648 | 18.0821
2030-05-12 | 8 | -27.0428 | 553.7756 | -44.4944 | -404.9037 | -659.7981 | -1309.0764 | -7087.7549 | 2055.8303 | 1992.5503 | -43.1953 | 1256.7426 | -17.0492 | 1536.0415 | -635.2161 | 456.9751 | -2077.491 | 123.9858 | 209.9994 | 14.9577 | 232.5087 | -347.4326 | -850.8768 | 160.6751 | -103.6781 | 6.3407 | -1442.8248 | 12.1417 | -629.718 | -71.6877 | 779.6232 | 1086.6796 | 1564.1487 | 268.0271 | 523.213 | 2.2198 | 334.5437 | 1924.0682 | -9.1268 | 888.0891 | 1.1232 | -2361.4453 | 624.6105 | 3454.46 | 1461.5488 | 4361.2798 | -1.3131 | -272.6318 | 1358.451 | 72.3735 | 1305.0797 | 1669.4579 | -2258.2036 | 60.2653 | 5947.647 | 210.1043 | -20.6057 | -58.5269
2030-05-12 | 9 | -30.3481 | 568.9636 | -50.7453 | -456.2479 | -298.2908 | -1494.7239 | -8268.874 | 2935.2986 | 970.7278 | -103.1965 | 2728.5801 | -82.1072 | 149.1311 | -591.3855 | 749.0563 | -1377.8562 | 138.3802 | 209.9994 | -35.665 | 115.0584 | -316.2728 | -858.21 | 184.4808 | -97.7069 | 411.5178 | -1798.4235 | 9.6989 | -714.157 | -71.9874 | 975.3224 | 1414.316 | 1396.9392 | 66.6251 | 469.8637 | 1.8424 | 257.9782 | 2969.7954 | 259.6578 | 435.9085 | 449.4418 | -2415.998 | 624.9924 | 3931.249 | 1240.0607 | 4291.0132 | -3.7549 | -276.5222 | 2319.084 | 896.2698 | 1419.1975 | 1456.9314 | -2409.7368 | -952.697 | 6716.5444 | 210.1043 | -224.5236 | -70.9584
2030-05-12 | 10 | -39.9385 | 148.1689 | -52.9823 | -555.8121 | -225.6381 | -1164.9563 | -8342.9922 | 2655.4246 | -92.3733 | -137.054 | 3878.1858 | -127.8153 | 1978.2882 | -382.2574 | 932.1896 | -1060.6677 | 190.6033 | 209.9994 | -111.2536 | 422.9963 | -488.6482 | -868.9755 | 310.1106 | -68.6425 | 1006.0507 | -1466.6428 | 9.7125 | -619.7629 | -50.86 | 1092.4514 | 1104.9916 | 3474.3455 | 87.5857 | 800.1475 | 1.2539 | -267.7696 | 4930.3613 | -24.1424 | 331.7203 | 126.4973 | -2490.3857 | 1140.3451 | 4785.2417 | 1591.7212 | 4956.5684 | 44.2519 | -272.2302 | 1523.6272 | 311.0223 | 1625.9434 | 2868.8228 | -2733.5942 | -868.3824 | 7054.4463 | 0.10423 | -156.6702 | -22.2757
2030-05-12 | 11 | -30.5443 | 382.797 | -50.2653 | -717.7877 | -330.7243 | -1204.1272 | -8691.457 | 2387.0129 | -20.4465 | -136.7554 | 3948.9614 | -134.1021 | 1957.8511 | -327.3199 | 1082.401 | -1140.3407 | 138.9429 | 209.9994 | -48.9019 | 344.8583 | -518.8746 | -941.9676 | 269.5624 | -69.7791 | 622.2419 | -1464.1926 | 19.416 | -677.2808 | -57.5283 | 1031.2466 | 1283.2283 | 4114.2021 | 140.6993 | 626.3465 | 1.0541 | -423.2435 | 4854.502 | -0.12968 | 159.9508 | 384.638 | -2326.5122 | 1030.62 | 4961.3467 | 1554.3202 | 4940.418 | 1.8213 | -270.0417 | 759.6761 | -858.8413 | 1464.1968 | 2383.3037 | -2768.7722 | -685.7292 | 7900.4331 | 0.10423 | -164.7007 | -18.8481
2030-05-12 | 12 | -29.5232 | 526.2672 | -48.6198 | -734.5341 | -410.4425 | -1232.4795 | -8904.1152 | 2105.8774 | -587.2194 | -139.1658 | 3949.4341 | -125.0459 | 2039.5939 | -213.4025 | 1216.549 | -1482.7357 | 119.8969 | 209.9994 | -38.2069 | 265.201 | -361.4396 | -767.6049 | 240.3651 | -68.3153 | 596.559 | -1546.8657 | 197.61 | -701.7757 | -65.2286 | 1011.1096 | 1523.603 | 3992.1021 | 258.1904 | 627.391 | 0.65591 | -384.0508 | 4766.3701 | -0.19808 | 102.6012 | 449.3954 | -2272.4683 | 918.5504 | 5110.5552 | 1599.5045 | 5003.1475 | -3.8378 | -569.2886 | -166.7135 | -1613.198 | 1303.6768 | 2242.8308 | -2835.8684 | -635.8486 | 8248.2822 | 210.1043 | -140.006 | 37.0169
2030-05-12 | 13 | -56.4787 | 0.98484 | -55.9698 | -761.1345 | -857.5431 | -793.5132 | -6676.21 | 932.32 | -2.7146 | -245.2807 | 3939.0273 | -78.2775 | 2039.3676 | -247.1288 | 1025.3634 | -2165.4385 | 97.2375 | 209.9994 | -45.8007 | 309.926 | -314.0383 | -843.1993 | 269.5667 | -58.307 | 665.109 | -1644.8622 | 207.3889 | -571.6727 | -44.6058 | 1018.7029 | 1461.6864 | 6038.1987 | 183.029 | 1146.9714 | 0.5552 | -485.4658 | 7255.5835 | -3.6357 | 56.9325 | 449.4151 | -2262.1877 | 968.3253 | 5167.0649 | 1615.4125 | 5004.8213 | -3.6769 | -614.4226 | -76.7283 | -1845.9246 | 1301.9402 | 2260.9941 | -2485.3992 | -354.887 | 9331.0176 | 210.1042 | -149.5934 | -13.335
2030-05-12 | 14 | -72.0247 | -136.0064 | -55.1017 | -713.1145 | -1232.5969 | -344.5669 | -4529.792 | 433.5891 | -150.8644 | -255.476 | 3986.4434 | -45.1119 | 2036.8096 | -264.1624 | 889.7307 | -2595.8618 | 135.5113 | 209.9994 | -47.9194 | 382.1482 | -328.3516 | -796.6965 | 272.4047 | -53.0571 | 696.3525 | -1566.5533 | 123.0807 | -402.7629 | -43.6418 | 978.5526 | 1305.656 | 7219.4795 | 30.2998 | 1639.8448 | 0.51473 | -520.8043 | 8916.5732 | -3.7906 | 121.8308 | 449.3985 | -2254.7971 | 1002.7962 | 5160.165 | 1615.324 | 5004.2739 | -3.815 | -587.9057 | 194.0744 | -1715.3418 | 1238.6256 | 2457.217 | -2164.2671 | -117.1582 | 9097.1641 | 210.1043 | -136.7263 | -1.0247
2030-05-12 | 15 | -82.7124 | -49.3364 | -56.4571 | -694.0906 | -1180.1621 | -272.1893 | -3044.0037 | 502.2857 | -726.3973 | -312.453 | 4020.374 | -0.91698 | 1811.2422 | -247.5851 | 877.9329 | -2673.3462 | 219.6276 | 209.9994 | -43.0535 | 302.2481 | -313.1286 | -953.64 | 242.7768 | -48.7032 | 652.7184 | -1729.4921 | 18.5432 | -385.0721 | -52.4798 | 955.7313 | 1479.5752 | 7871.499 | 151.7488 | 1790.5426 | 0.43251 | -429.394 | 9342.1494 | -177.8856 | 76.8912 | 449.3973 | -2238.0457 | 977.4194 | 5009.6069 | 1546.1443 | 4993.6216 | -211.5051 | -613.4018 | 1219.9763 | -707.0807 | 1046.0942 | 2108.0569 | -2289.3708 | -148.7781 | 8639.293 | 210.1042 | -146.2308 | -15.6836
2030-05-12 | 16 | -82.3028 | -101.5837 | -56.7095 | -696.3363 | -966.8384 | -277.0993 | -3267.0996 | 939.1356 | -1060.4729 | -341.3052 | 3988.1682 | -11.1977 | 1581.2007 | -149.6208 | 1071.7706 | -2587.0771 | 272.9586 | 209.9994 | -98.9767 | 291.1059 | -224.7076 | -597.4529 | 281.6009 | -27.5559 | 1042.2341 | -1731.6888 | 58.679 | -384.3058 | -49.9962 | 1058.7155 | 1671.7617 | 7907.0957 | 189.3094 | 1772.4546 | 0.41378 | -556.3311 | 9315.333 | -4.6799 | 122.5479 | 449.3524 | -2314.5605 | 1088.3711 | 5118.9087 | 1525.7817 | 4997.1045 | -81.5481 | -571.2798 | 889.4292 | -1176.6587 | 1110.5046 | 2483.4709 | -2904.8872 | -474.3614 | 8524.6348 | 210.1042 | -130.2594 | 11.4213
2030-05-12 | 17 | -81.7855 | -86.8565 | -55.9581 | -696.6748 | -822.5984 | -303.344 | -2665.0498 | 1010.3151 | -1284.5767 | -346.2314 | 4022.5144 | -13.897 | 1608.4861 | -129.3172 | 1168.8586 | -2335.3276 | 335.925 | 209.9994 | -100.9315 | 270.2891 | -260.2708 | -489.9816 | 254.9077 | -15.4675 | 1279.606 | -1691.7417 | 115.3352 | -395.2552 | -50.7592 | 1013.8607 | 1743.5577 | 7692.9673 | 140.2119 | 1744.8502 | 0.46229 | -691.458 | 9430.1885 | -107.3468 | 56.2586 | 449.3951 | -2262.9641 | 1005.0641 | 4967.665 | 1361.3109 | 4994.1943 | -296.7426 | -585.6305 | 787.1978 | -1752.0879 | 1039.6984 | 2118.7493 | -2542.3337 | -202.0805 | 9894.9707 | 210.1043 | -115.5797 | 4.7399
2030-05-12 | 18 | -81.2417 | -41.571 | -58.3114 | -694.8655 | -949.257 | -312.8044 | -2004.0001 | 563.6909 | -1404.9336 | -349.1031 | 3979.3198 | -1.0043 | 1425.9962 | -54.8852 | 1336.5156 | -2082.2991 | 368.7517 | 209.9994 | -104.0911 | 261.2838 | -379.1689 | -753.5583 | 210.3386 | -7.574 | 1281.4528 | -1743.7242 | -78.7348 | -400.1128 | -55.3028 | 916.3119 | 1963.4644 | 7563.8188 | 212.0648 | 1771.6685 | 0.47288 | -708.7856 | 9826.5254 | -4.3323 | 66.4056 | 449.3522 | -2259.9026 | 847.4687 | 4988.0054 | 1316.9037 | 4989.9097 | -295.447 | -625.7216 | 379.215 | -2543.1985 | 1077.5527 | 1743.1989 | -2072.3047 | -284.5946 | 10241.6934 | 210.1042 | -159.1649 | -1.0169
2030-05-12 | 19 | -79.4128 | 67.6506 | -58.5053 | -697.6559 | -1061.5341 | -300.7387 | -1173.7974 | 512.4247 | -1024.6803 | -346.1978 | 3870.6106 | 45.1943 | 1353.8282 | 59.0263 | 1525.7838 | -1849.33 | 388.61 | 209.9994 | -153.066 | 248.6602 | -479.9573 | -887.3091 | 167.315 | 7.3468 | 1600.0881 | -1775.4146 | -2.9877 | -399.4174 | -63.1696 | 820.1132 | 2128.1768 | 7480.3228 | 143.3144 | 1782.6398 | 0.4681 | -871.2645 | 9872.2832 | -51.5675 | 137.7125 | 449.2868 | -2253.3794 | 742.4849 | 4940.2749 | 1301.5985 | 4988.8613 | -293.3588 | -644.7958 | 398.3359 | -2786.3293 | 982.6969 | 997.225 | -1700.0359 | -193.7166 | 9526.9678 | 0.10423 | -190.8547 | 47.2605
2030-05-12 | 20 | -83.7644 | 139.7167 | -60.7079 | -697.3499 | -1322.8633 | -317.7417 | -760.0499 | 351.1227 | -250.8477 | -318.6874 | 3893.2446 | 162.1445 | 1293.0853 | 93.0499 | 1594.2367 | -1677.3214 | 369.7504 | 209.9994 | -111.2608 | 264.5817 | -645.1016 | -889.5159 | 120.3207 | 11.5094 | 1203.0859 | -1871.702 | -182.8453 | -410.1412 | -68.3658 | 722.2516 | 2240.7432 | 7282.8628 | -122.8493 | 1774.2555 | 0.47562 | -993.4367 | 10131.7051 | -140.6088 | 3.6483 | 449.3794 | -2215.7188 | 670.307 | 4845.8335 | 1259.9265 | 4760.8037 | -289.2162 | -937.1601 | 31.6777 | -3485.1648 | 996.9876 | 548.7906 | -1364.7771 | -38.9139 | 9652.3242 | 0.10423 | -216.7156 | 62.6666
2030-05-12 | 21 | -82.7907 | 138.2268 | -63.3128 | -703.2045 | -1405.2566 | -370.169 | -1245.4946 | 413.2896 | -6.3094 | -331.1018 | 3793.467 | 168.7553 | 1622.2383 | 140.1843 | 1755.6149 | -1458.8617 | 339.5961 | 209.9994 | -271.8183 | 312.5324 | -676.204 | -727.0147 | 120.7749 | 32.6984 | 1925.2134 | -1896.651 | -326.4637 | -425.6378 | -69.1791 | 729.6442 | 2317.3127 | 6960.4312 | -148.5524 | 1734.266 | 0.5021 | -1127.8376 | 10379.1006 | -181.0993 | 0.9999 | 410.6961 | -2162.4771 | 645.7335 | 4936.5493 | 1244.9493 | 4770.999 | -281.5109 | -990.3789 | -575.8648 | -4665.0566 | 1027.006 | 707.4385 | -1156.202 | -0.39122 | 9852.8057 | 0.10423 | -200.6514 | 108.5144
2030-05-12 | 22 | -81.7867 | 169.2765 | -61.8601 | -708.5662 | -1414.9609 | -404.7044 | -1977.5752 | 450.8571 | -107.1397 | -340.1085 | 4007.1372 | 186.8177 | 1382.1372 | 182.6415 | 1950.7212 | -1389.667 | 327.1174 | 209.9994 | -52.3359 | 259.3046 | -622.0649 | -940.4354 | 111.6382 | 7.1161 | 691.2734 | -1988.2162 | -179.0057 | -440.239 | -68.5677 | 749.57 | 2627.0823 | 6755.3369 | -270.1877 | 1719.3085 | 0.40271 | -933.4318 | 10450.7764 | -58.9901 | 121.3345 | 449.2701 | -2200.6313 | 640.1923 | 4871.769 | 1272.6819 | 4872.3301 | -285.1812 | -776.0383 | 370.4569 | -3641.4292 | 910.6161 | 71.5259 | -899.0524 | -1.3047 | 10016.8994 | 210.1043 | -207.7671 | 106.1115
2030-05-12 | 23 | -79.6446 | 280.024 | -56.3595 | -712.3083 | -1868.7484 | -421.3562 | -2578.0566 | 126.3623 | -3.1498 | -329.0457 | 3848.6611 | 195.0018 | 1409.402 | 161.8904 | 1876.5791 | -1492.5306 | 280.1999 | 209.9994 | -9.9763 | 376.1848 | -586.1732 | -1142.8677 | 137.6001 | 3.8391 | 716.9929 | -1954.4321 | -264.5121 | -459.9459 | -70.5273 | 725.6289 | 2590.2126 | 6568.54 | -280.3216 | 1668.7767 | 0.40067 | -905.9422 | 10534.1436 | -40.7363 | 435.5834 | 449.2252 | -2197.1331 | 780.6109 | 3696.8813 | 1207.4376 | 4131.9595 | -292.8191 | -801.4479 | 1067.718 | -2386.8086 | 952.1476 | -80.6987 | -558.0118 | 688.5375 | 10677.8838 | 210.1042 | -174.0077 | 87.0852
2030-05-12 | 24 | -81.5454 | 326.9419 | -53.9805 | -714.632 | -1808.6418 | -474.3705 | -3168.5618 | 0.98582 | 498.0577 | -310.4535 | 3828.2725 | 185.0711 | 2016.8357 | 78.5543 | 1636.053 | -1241.6837 | 279.4318 | 209.9994 | -12.9809 | 283.7091 | -482.1797 | -1231.4373 | 119.2154 | -8.9324 | 771.566 | -2188.4558 | -292.0608 | -490.0472 | -68.7679 | 730.4519 | 2668.2666 | 6634.769 | -12.7728 | 1723.7179 | 0.53315 | -526.8357 | 10793.7939 | -720.7367 | 1.001 | 121.0443 | -2155.8328 | 686.0222 | 2774.7881 | 1161.967 | 2991.7639 | -302.9994 | -1607.9728 | -294.6269 | -3512.6992 | 924.0067 | -296.5168 | -952.6536 | 603.2233 | 11466.207 | 210.1042 | -131.7593 | 81.0484
2030-05-13 | 1 | -71.1511 | -27.8322 | -51.305 | -750.9447 | -1136.6294 | -524.3278 | -4986.4424 | 1330.4135 | 1538.9901 | -315.1187 | 3714.9531 | -109.5039 | 2083.467 | 1.0005 | 1556.8047 | -1391.0391 | 388.0508 | 209.9994 | -198.2063 | 210.2403 | -277.7142 | -2015.0032 | 207.2871 | -16.8627 | 1669.3055 | -2384.4856 | -1041.614 | -514.0225 | -46.5547 | 967.9887 | 2515.3665 | 6542.4888 | 249.2973 | 1544.9653 | 0.6854 | 38.6877 | 10590.8809 | 1.0029 | 183.7706 | 449.6023 | -2297.0447 | 753.8041 | 2949.8328 | 1368.3605 | 3329.6851 | -2.623 | -276.3065 | 2598.2832 | 58.3138 | 1020.4407 | -397.5892 | -1911.6875 | 363.6739 | 13375.4639 | 210.1043 | -128.2534 | -324.5712
2030-05-13 | 2 | -65.6089 | 198.9415 | -45.6187 | -571.9522 | -1384.6888 | -553.9079 | -3003.7358 | 653.6783 | 2125.8313 | -244.108 | 3698.3552 | -130.365 | 1991.5615 | -18.9205 | 1548.9094 | -905.5179 | 376.8086 | 209.9994 | -178.9429 | 320.9985 | -487.7457 | -2890.6013 | 93.694 | -15.4323 | 1462.9126 | -2048.9712 | -1605.3376 | -470.6378 | -59.6117 | 649.4957 | 2153.915 | 4994.5928 | -126.8885 | 1281.3185 | 0.4501 | -44.2848 | 9209.6357 | 1.0016 | 208.9982 | 421.8542 | -2258.6318 | 411.9465 | 2740.7078 | 1238.8992 | 3209.3572 | -2.6047 | -276.2704 | 2754.0156 | 329.8922 | 998.5103 | -914.9237 | -1002.0954 | 694.3942 | 13010.8809 | 210.1042 | -121.1183 | -303.8611
2030-05-13 | 3 | -71.8706 | 443.7765 | -48.54 | -558.0718 | -1494.2935 | -643.9552 | -2944.2505 | 608.1785 | 2281.0269 | -264.0338 | 3675.9773 | -128.0781 | 1997.6436 | -18.7593 | 1481.3116 | -484.37 | 368.0653 | 209.9994 | -185.9217 | 135.8414 | -516.1498 | -3930.4368 | 5.1506 | -17.1937 | 1428.4951 | -2241.9897 | -1225.7703 | -505.8927 | -73.9802 | 528.8552 | 2299.5303 | 5156.4287 | 189.7478 | 1295.5696 | 0.47576 | 122.5615 | 8563.5781 | 1.0004 | 369.6765 | 71.2339 | -2209.5911 | 140.4601 | 2666.4387 | 1119.8081 | 3284.4585 | -2.5402 | -272.7461 | 2792.7007 | 414.6494 | 864.6192 | -1612.2463 | -652.899 | 888.3721 | 12379.3076 | 210.1043 | -131.7184 | -332.6057
2030-05-13 | 4 | -62.6513 | 742.5214 | -47.6369 | -536.3915 | -1243.0651 | -820.8087 | -3639.5649 | 1202.9453 | 2029.3469 | -275.7065 | 3627.7385 | -140.6719 | 1942.7885 | -18.852 | 1471.0862 | -439.8214 | 386.9085 | 209.9994 | -299.1429 | -94.5268 | -515.5777 | -4610.4741 | -56.8487 | -18.8513 | 2070.8132 | -2269.8945 | -888.2558 | -563.2382 | -93.2757 | 505.6479 | 2573.0278 | 4690.4829 | 391.9745 | 1135.2129 | 0.52718 | 337.1578 | 7513.4668 | 1.0007 | 277.2638 | 162.119 | -2197.1653 | -36.8473 | 2629.1311 | 1049.5933 | 3147.0745 | -2.5767 | -272.6244 | 2626.5027 | 102.7792 | 717.3885 | -1764.7063 | -885.0254 | 1077.6442 | 10982.6387 | 210.1043 | -104.8316 | -284.0642
2030-05-13 | 5 | -57.9088 | 1047.4994 | -51.185 | -727.2337 | -742.0464 | -992.1592 | -5060.3701 | 2250.2859 | 1625.485 | -269.0262 | 3757.6663 | 1.0005 | 2046.4767 | -18.4392 | 1477.0786 | -486.9089 | 392.0098 | 209.9994 | -356.9223 | -257.9428 | -541.6506 | -4777.6245 | -53.4241 | -21.8433 | 2309.9666 | -2557.8196 | -758.2052 | -665.1166 | -108.1244 | 626.6182 | 2907.4526 | 5080.7275 | 625.2859 | 1035.2899 | 0.45621 | 471.2991 | 7190.6499 | 1.0035 | 180.7186 | 223.9345 | -2263.384 | -13.9014 | 2711.8469 | 1212.1611 | 3090.3792 | -2.4983 | -276.1409 | 2743.3301 | 361.0827 | 739.0679 | -1219.5715 | -1810.7869 | 980.335 | 10074.7246 | 210.1043 | -73.3541 | -224.5625
2030-05-13 | 6 | -88.1442 | 515.3142 | -66.9497 | -706.8293 | -840.1308 | -542.108 | -4460.3384 | 1787.3419 | 2073.6064 | -282.7823 | 3824.9639 | 162.869 | 1909.9303 | 90.8332 | 1457.7299 | -522.0465 | 461.9364 | 209.9994 | -261.0265 | -136.0186 | -1122.9425 | -5698.1143 | -29.9505 | -24.0121 | 1471.7762 | -3062.9119 | -988.7234 | -531.0764 | -101.8245 | 587.3842 | 2911.0066 | 7101.0078 | 559.4417 | 1679.4543 | 0.44374 | 305.7946 | 8988.2578 | 1.0005 | 124.8172 | 449.5713 | -2280.4651 | 236.4636 | 2845.6235 | 1272.5339 | 3075.8354 | -2.48 | -272.9156 | 1962.7781 | -790.2412 | 986.089 | -981.9794 | -1443.9952 | 791.2894 | 9421.7266 | 210.1042 | -125.9163 | -61.1916
2030-05-13 | 7 | -69.2336 | -172.8279 | -61.572 | -629.6463 | -1037.7496 | 63.0095 | -2653.2385 | 870.8729 | 729.556 | -200.4402 | 3920.9854 | 135.8803 | 1495.838 | 157.37 | 2116.863 | -646.6136 | 507.2834 | 209.9994 | -280.7868 | -178.0304 | -1360.3965 | -6346.5864 | -68.6219 | 1.43 | 1387.8091 | -2044.9176 | -936.7276 | -346.3279 | -104.755 | 556.9871 | 2898.9531 | 6394.1099 | 400.3365 | 1529.3016 | 0.61157 | -270.5712 | 8639.9697 | -560.8993 | 1.0013 | 449.6196 | -2359.9919 | 111.1904 | 3332.9856 | 1197.7657 | 3618.8342 | -297.47 | -393.7975 | 2447.4517 | -549.3207 | 1017.6975 | -542.5784 | -1723.3496 | 885.4135 | 8459.624 | 210.1042 | -87.0166 | 17.5004
2030-05-13 | 8 | -49.0951 | 237.6012 | -55.4504 | -594.3526 | -1555.6134 | -57.5528 | -1525.3577 | 317.0843 | 339.0212 | -346.3031 | 3868.5354 | 195.0008 | 1680.1658 | 347.7335 | 2174.4343 | -572.4575 | 275.0738 | 209.9994 | -412.2298 | 27.4626 | -1603.3741 | -6129.978 | -172.4388 | 45.977 | 2047.0369 | -1758.0171 | -1056.7047 | -386.4037 | -119.5148 | 253.0074 | 2993.4985 | 4943.373 | 452.7863 | 1021.3234 | 1.5843 | -853.6014 | 6919.7832 | -503.8691 | 1.0012 | 449.6608 | -2346.792 | -248.3484 | 3242.2739 | 1191.4631 | 3530.4602 | -279.1787 | -614.0309 | 2068.25 | -933.8071 | 1001.3329 | -800.6948 | -906.7162 | 1.0089 | 7106.8315 | 210.1043 | -200.9946 | 48.3521
2030-05-13 | 9 | -46.3854 | 390.6865 | -52.4785 | -620.9811 | -1860.9648 | -68.7434 | -1859.5035 | 206.1387 | 746.7065 | -346.0975 | 3854.644 | 195.0007 | 1485.2188 | 417.4476 | 2223.4248 | -930.6084 | 103.2051 | 209.9994 | -409.2891 | 41.0922 | -1726.4709 | -6083.022 | -179.7257 | -8.5807 | 1969.313 | -1765.507 | -1308.6643 | -398.4814 | -124.3977 | 220.3871 | 2396.9216 | 4866.5098 | 469.9329 | 965.6584 | 2.0827 | 137.1839 | 6577.8813 | -452.4513 | -2.3942 | 449.6412 | -2195.6409 | -239.3101 | 3855.5479 | 1248.1333 | 4037.3813 | -268.346 | -629.9565 | 2050.9641 | -605.7316 | 975.0367 | -837.0736 | -684.2402 | 284.8276 | 6722.8726 | 210.1042 | -197.546 | 57.8789
2030-05-13 | 10 | -53.7843 | 305.9122 | -53.478 | -629.6863 | -1872.2788 | 61.2742 | -1286.8127 | 345.2753 | 838.6736 | -354.7675 | 3895.3123 | 195.0002 | 1601.6462 | 478.6073 | 2279.2205 | -811.9245 | 146.5577 | 209.9994 | -522.0088 | 17.2655 | -1631.332 | -6000.4204 | -179.9182 | -14.1712 | 2792.1479 | -1915.5563 | -1199.7201 | -355.4201 | -124.5956 | 230.8326 | 2330.4885 | 5541.2949 | 590.6717 | 1226.4771 | 2.4847 | 457.9287 | 7328.8843 | -588.3303 | -2.6242 | 339.6719 | -2147.1428 | -246.5037 | 3837.9985 | 1254.9723 | 4103.2407 | -261.4516 | -1114.3892 | 1926.3605 | -280.801 | 990.0263 | -591.9073 | -782.0066 | 267.4593 | 6391.9219 | 0.10423 | -185.7653 | 80.6129
2030-05-13 | 11 | -50.273 | 488.7859 | -53.3665 | -593.6569 | -1464.277 | -36.2849 | 0.98546 | 859.8061 | 181.1603 | -389.5787 | 3899.7725 | 35.7026 | 1728.3199 | 495.6682 | 2330.7146 | -514.6282 | 135.1584 | 209.9994 | -523.4323 | 55.4907 | -1585.0343 | -5045.6416 | -184.9038 | -13.7723 | 2837.7668 | -1937.1444 | -1252.0765 | -366.9915 | -130.3001 | 191.6364 | 2345.1604 | 5081.5718 | 575.4662 | 1090.3729 | 3.2041 | 391.4921 | 6911.7637 | -509.7425 | -2.6758 | 367.9222 | -1963.7327 | -263.4159 | 3979.697 | 1266.9296 | 4179.7476 | -257.8574 | -1285.2268 | 1993.3918 | 13.0353 | 907.9495 | -170.5117 | -1182.7318 | 173.0366 | 5792.1777 | 0.10423 | -185.2535 | 81.2969
2030-05-13 | 12 | -43.6292 | 648.1071 | -51.0078 | -553.3856 | -1554.2267 | -107.8717 | 1089.0665 | 588.1636 | 765.241 | -393.0165 | 3898.7808 | 36.0862 | 1223.0602 | 548.1017 | 2367.8752 | -182.4549 | 167.52 | 209.9994 | -514.143 | -48.6555 | -1579.1631 | -4808.9697 | -252.7571 | -14.8456 | 2744.1921 | -1875.4087 | -1059.2925 | -390.6478 | -135.1104 | 55.2136 | 2103.5896 | 4542.2095 | 598.9365 | 875.8861 | 3.1815 | 609.5482 | 5992.9673 | -320.0524 | -47.3999 | 1.0001 | -1634.0739 | -510.2674 | 4988.9487 | 1323.1602 | 4940.5835 | -259.1962 | -1357.348 | 1880.0244 | -186.701 | 736.8353 | -1701.2411 | -334.9736 | -99.142 | 6003.3008 | 0.10423 | -336.8605 | 76.726
2030-05-13 | 13 | -53.0861 | 394.6067 | -53.8918 | -605.365 | -1450.9889 | 26.8148 | 2449.9626 | 382.1555 | 1.0036 | -392.6447 | 3877.1477 | 52.0269 | 1301.5623 | 527.9892 | 2336.9487 | -767.3795 | 89.2932 | 209.9994 | -726.5637 | 114.0824 | -1652.285 | -5362.8828 | -207.3799 | 12.283 | 3756.5388 | -1949.0104 | -1394.7723 | -389.9473 | -121.6975 | 94.6231 | 2154.2278 | 5702.6074 | 593.5084 | 1180.4003 | 2.918 | 601.7751 | 7677.354 | -291.1681 | -75.2927 | 0.99928 | -1875.2583 | -392.2413 | 4928.1411 | 1273.1383 | 4698.5884 | -259.7487 | -1595.7611 | 1700.3204 | -250.8396 | 923.1866 | -738.5049 | -577.486 | -527.0193 | 6339.7373 | 0.10423 | -330.2385 | 31.9459
2030-05-13 | 14 | -55.5778 | 339.2051 | -54.5668 | -630.0208 | -1373.0957 | 29.7918 | 2140.9714 | 467.2941 | -283.3307 | -391.2115 | 3876.9932 | 57.2183 | 1307.309 | 472.4884 | 2283.2993 | -858.8538 | 41.9804 | 209.9994 | -719.4089 | 16.9583 | -1574.287 | -5580.6489 | -201.6684 | 7.6744 | 3673.8784 | -2054.896 | -1407.08 | -398.3101 | -117.6781 | 170.4281 | 2099.2146 | 5887.5942 | 563.3848 | 1164.6906 | 2.0295 | 527.2344 | 8407.4023 | -277.2679 | -66.813 | 0.99963 | -1923.3901 | -403.6522 | 4902.7861 | 1265.5311 | 4698.4268 | -257.6388 | -1597.1099 | 1879.1887 | -489.115 | 871.0185 | -133.1069 | -859.1673 | -445.8718 | 6417.4302 | 0.10423 | -276.2884 | -54.5926
2030-05-13 | 15 | -53.7984 | 238.4155 | -49.6423 | -592.753 | -711.1078 | 243.8802 | 2371.9302 | 484.2449 | -1075.2753 | -378.1286 | 3896.2725 | 89.8413 | 1241.9568 | 505.2615 | 2313.6758 | -1255.6624 | 51.0497 | 209.9994 | -709.7902 | -87.4719 | -1545.4698 | -5488.7026 | -265.0985 | 5.0909 | 3623.4167 | -1879.5043 | -998.0961 | -331.995 | -123.3448 | 74.1646 | 2122.8813 | 6148.1069 | 641.4777 | 1279.7594 | 2.8871 | 632.7323 | 8520.3672 | -223.2381 | -214.6084 | -3.1547 | -1884.5242 | -569.442 | 4932.7363 | 1262.1512 | 4582.5469 | -259.7765 | -1749.5383 | 2194.5435 | -727.775 | 687.9214 | -121.1511 | -1111.1394 | -129.0267 | 5164.4424 | 210.1043 | -224.224 | 0.99974
2030-05-13 | 16 | -52.1503 | -177.2045 | -46.6766 | -543.4774 | -1206.476 | 515.1771 | 3329.2229 | -75.1218 | -1100.5464 | -333.7337 | 3874.5261 | 195.0029 | 1119.4115 | 483.1434 | 2278.9058 | -1323.2028 | 50.7407 | 209.9994 | -639.1184 | 140.0654 | -1612.9446 | -5931.9419 | -223.732 | 26.5726 | 2989.5947 | -1511.2 | -1389.1674 | -225.1238 | -105.004 | 41.0227 | 1882.1818 | 6147.7861 | 152.9207 | 1311.3306 | 2.2972 | 63.1463 | 8247.668 | -109.7605 | 16.3793 | 1.0008 | -2138.2625 | -474.6168 | 4984.5859 | 1278.9952 | 4854.0356 | -260.4731 | -1344.0833 | 2220.4858 | -845.4856 | 860.5043 | -86.0669 | -520.1295 | -227.3446 | 5465.0996 | 210.1042 | -243.8025 | 24.9267
2030-05-13 | 17 | -51.8675 | -447.5073 | -47.6449 | -518.7437 | -1026.5076 | 558.6484 | 2860.5066 | -2.3937 | -1260.0055 | -329.7094 | 3867.6113 | 195.0009 | 986.8229 | 466.0711 | 2276.5474 | -1327.4159 | 89.1539 | 209.9994 | -516.7051 | 7.6186 | -1599.0792 | -6382.9517 | -182.6372 | 25.7819 | 2157.833 | -1393.7936 | -912.7513 | -195.9859 | -95.3476 | 170.0736 | 2029.5461 | 6166.7319 | 138.3987 | 1305.9518 | 1.5643 | 6.318 | 7633.7979 | -160.9289 | 1.0028 | 0.9987 | -2183.7615 | -392.5067 | 4854.3813 | 1324.2657 | 4707.0479 | -260.5355 | -1487.4403 | 2503.9917 | -1034.1104 | 991.4705 | -1080.512 | -968.36 | -866.3608 | 6198.041 | 210.1042 | -283.6643 | 67.2597
2030-05-13 | 18 | -49.6619 | -775.5122 | -46.6415 | -493.237 | -949.0385 | 691.5357 | 2186.6128 | 191.1062 | -1309.7977 | -346.2817 | 3845.1677 | 194.9981 | 1319.5844 | 414.1664 | 2230.9626 | -1042.3888 | 98.3993 | 209.9994 | -442.5333 | 38.9332 | -1647.0912 | -6446.5522 | -128.0055 | 27.1138 | 1694.6622 | -1146.1093 | -1091.8291 | -147.7506 | -88.9467 | 286.0294 | 2146.4041 | 5828.3745 | -26.7581 | 1303.8168 | 0.50648 | -393.6863 | 7693.6519 | -345.2509 | 0.99766 | 194.9855 | -2249.3105 | -192.0928 | 5016.3057 | 1331.4238 | 4873.3325 | -263.9565 | -1604.3077 | 2475.4973 | -1423.3268 | 1088.8805 | -634.5892 | -870.0617 | -954.8456 | 6667.5732 | 0.10423 | -287.3001 | 72.0799
2030-05-13 | 19 | -59.5469 | -890.4547 | -48.9552 | -526.9 | -1005.4774 | 749.0012 | 1244.3215 | 107.4924 | -1147.4794 | -346.5399 | 3842.2808 | 195.0006 | 1280.0103 | 348.1088 | 2163.0894 | -737.687 | 248.5141 | 209.9994 | -281.3895 | 107.9544 | -1683.0704 | -6156.1934 | -77.7646 | 11.336 | 1062.2277 | -1187.0322 | -1241.5992 | -137.8537 | -83.4326 | 383.6534 | 2338.4365 | 6404.3457 | -24.0295 | 1555.7177 | 0.61491 | -579.5652 | 8930.083 | -353.9862 | 0.97859 | 449.6362 | -2226.7195 | -3.2298 | 4850.4336 | 1379.0153 | 4737.1479 | -268.3721 | -1172.1091 | 2576.9668 | -1188.1921 | 1122.2288 | -457.7121 | -1117.0332 | -589.264 | 6808.6045 | 0.10423 | -238.0866 | 86.8438
2030-05-13 | 20 | -61.5429 | -749.9495 | -51.9944 | -561.6775 | -1018.3442 | 690.7621 | 666.4308 | 367.8954 | -621.642 | -349.0963 | 3877.8428 | 195.0007 | 1386.3228 | 342.0584 | 2153.4197 | -546.0439 | 219.4451 | 209.9994 | -269.1164 | 108.8535 | -1668.0698 | -5668.8823 | -80.6487 | 7.1128 | 1034.0157 | -1370.9622 | -1442.6182 | -144.6085 | -88.1286 | 403.6412 | 2319.936 | 6210.4409 | 2.1777 | 1530.2455 | 0.59913 | -484.795 | 9155.0957 | -496.1739 | 0.99916 | 449.5771 | -2222.4929 | 16.8768 | 4030.3323 | 1327.2775 | 3995.2463 | -268.3893 | -1497.4655 | 2690.6462 | -1225.8688 | 1091.1572 | -157.0214 | -1216.2096 | -8.588 | 6924.0044 | 210.1042 | -138.7162 | 90.8704
2030-05-13 | 21 | -64.8904 | -951.6781 | -54.3343 | -554.7685 | -1354.5917 | 714.6883 | 1643.6945 | 306.5421 | -353.5486 | -347.2334 | 3880.3452 | 195.0002 | 1685.0216 | 341.2969 | 2155.5359 | -317.3235 | 241.9617 | 209.9994 | -409.5545 | 65.8899 | -1632.1781 | -4911.9932 | 8.5614 | 22.6234 | 2106.5557 | -1410.0673 | -1379.8696 | -131.2287 | -82.3014 | 561.4572 | 2639.3533 | 6383.5156 | 94.9942 | 1585.567 | 0.5574 | -1178.4935 | 9555.7461 | -597.4677 | -2.0988 | 401.484 | -2153.3301 | 222.7829 | 4271.8223 | 1375.7695 | 4407.5654 | -262.4684 | -956.531 | 2107.4683 | -1224.3036 | 1130.8302 | 347.2792 | -1515.65 | -65.9516 | 8263.457 | 210.1042 | -97.2249 | 60.5635
2030-05-13 | 22 | -63.935 | -1025.6284 | -54.5809 | -556.0687 | -1447.8616 | 679.4604 | 248.3629 | 60.6782 | -194.9251 | -346.5809 | 3894.4768 | 194.9967 | 1558.7194 | 304.5556 | 2118.8611 | 387.4284 | 272.6349 | 209.9994 | -444.912 | 283.2697 | -1599.8387 | -4620.0337 | 6.0595 | 38.256 | 2215.7644 | -1377.1956 | -1469.3569 | -145.2212 | -76.9511 | 548.653 | 2605.8577 | 6012.8433 | 123.7501 | 1527.144 | 0.64651 | -1335.0547 | 9719.2734 | -304.7522 | -1.629 | 449.3913 | -2116.2405 | 315.0489 | 4566.3687 | 1452.0758 | 4680.1611 | -267.4478 | -742.4353 | 1686.1262 | -1954.8307 | 1207.0314 | 59.3137 | -1269.8346 | -285.7144 | 8852.7344 | 0.10423 | -149.7271 | 77.8053
2030-05-13 | 23 | -67.1247 | -254.9665 | -57.3647 | -671.2756 | -1531.085 | 69.1877 | -1574.4677 | 0.99547 | 0.99798 | -341.78 | 3862.031 | 195 | 1294.0178 | 317.1725 | 2126.5015 | 328.737 | 185.8734 | 209.9994 | -431.5705 | 280.5886 | -1333.0944 | -4879.7153 | -15.4417 | 56.6911 | 1982.5128 | -2079.7217 | -1254.8763 | -362.4514 | -78.6408 | 512.7928 | 3144.5859 | 5496.5254 | 371.5926 | 1289.739 | 0.43161 | -994.6598 | 10257.3721 | -301.4275 | 72.2778 | 449.4164 | -2261.4785 | 279.679 | 4633.6768 | 1456.2314 | 4759.3198 | -279.5989 | -810.4774 | 2356.8005 | -970.1497 | 1136.3032 | 162.8066 | -1340.1244 | -409.8994 | 10374.3076 | 0.10423 | -197.2703 | 63.6172
2030-05-13 | 24 | -83.0349 | -158.208 | -61.352 | -687.2432 | -1915.1562 | -182.2146 | -3585.0852 | -4.2054 | 0.99909 | -326.7201 | 3845.6638 | 195.0001 | 1672.4679 | 288.6093 | 2105.7185 | 662.3558 | 346.1885 | 209.9994 | -396.2327 | 319.8384 | -1156.5138 | -4979.0581 | 67.3285 | 20.1239 | 1766.1908 | -2565.5161 | -1455.4973 | -431.7681 | -62.0997 | 632.6984 | 3270.7424 | 5848.0708 | 408.7257 | 1546.8787 | 0.39449 | -314.3477 | 11334.0205 | -7.3211 | 357.353 | 409.2402 | -2263.4534 | 486.0567 | 4599.2476 | 1583.7491 | 4889.769 | -4.1627 | -276.8585 | 2871.0334 | 392.9491 | 1376.3035 | 435.9106 | -902.6127 | -651.8344 | 11507.417 | 210.1043 | -322.4085 | 0.99994
2030-05-14 | 1 | -83.4438 | 1.0066 | -63.38 | -710.721 | -1496.4049 | -413.8421 | -4574.728 | 44.2686 | 759.8127 | -348.563 | 3870.1777 | 137.404 | 1916.0278 | 199.9305 | 2049.1802 | 429.9825 | 356.4678 | 209.9994 | -334.9041 | 217.9416 | -1148.2291 | -5691.519 | 36.2114 | -1.0991 | 1451.2241 | -2727.9395 | -1466.5908 | -512.2957 | -63.822 | 592.4582 | 3033.1404 | 5036.9272 | 511.8242 | 1514.8855 | 0.56575 | -7.8004 | 11024.1104 | 199.3443 | 980.4611 | 0.99969 | -2100.845 | 481.2584 | 3357.7664 | 1325.5771 | 4352.5791 | 55.6235 | -275.7004 | 3165.9663 | 942.2646 | 1267.0062 | 504.1308 | -830.3152 | 465.6747 | 11720.4434 | 210.1043 | -163.8822 | 73.6463
2030-05-14 | 2 | -56.6216 | 888.9455 | -56.6042 | -623.6519 | -833.1586 | -1281.822 | -6978.1895 | 1614.3414 | 1648.4761 | -351.3969 | 3800.8704 | 100.9204 | 1980.2 | 146.4512 | 1981.8104 | 624.0227 | 238.9237 | 209.9994 | -137.0873 | 56.1608 | -1067.7194 | -6204.7998 | -37.151 | -49.5819 | 918.876 | -2534.0916 | -1395.9998 | -737.196 | -94.4167 | 490.8341 | 2856.5017 | 1857.5153 | 501.9095 | 823.8178 | 0.59139 | 402.723 | 7271.6235 | 1.002 | 195.5528 | 0.99938 | -2065.9299 | 257.5872 | 3079.3081 | 1299.7253 | 3516.0544 | -2.6925 | -276.8353 | 1629.2871 | -116.62 | 951.7688 | -297.745 | -902.9897 | 1105.4381 | 11000.0107 | 210.1043 | -139.0051 | 93.2283
2030-05-14 | 3 | -35.648 | 1536.6239 | -48.487 | -571.1505 | -555.252 | -1695.7827 | -8438.1504 | 2457.3447 | 2149.4666 | -364.9799 | 3692.0251 | 39.3287 | 1924.5884 | 1.0026 | 2054.9536 | 629.8255 | 92.927 | 209.9994 | -134.7253 | -102.6399 | -924.5162 | -6234.855 | -113.6515 | -59.692 | 962.8023 | -2468.6792 | -1303.5558 | -868.6871 | -122.2976 | 432.2614 | 2651.9993 | 630.0894 | 511.235 | 364.8551 | 0.5845 | 519.0476 | 3318.6375 | 0.99369 | 1.0035 | 334.0568 | -2054.3796 | 0.99895 | 2971.1746 | 1169.0065 | 3175.0586 | -2.5173 | -273.0163 | 1571.292 | -490.4178 | 798.2374 | -900.2552 | -1567.5419 | 1135.7933 | 9607.6113 | 210.1043 | -125.759 | 159.0579
2030-05-14 | 4 | -31.8514 | 1703.7635 | -43.3533 | -547.9764 | -466.3171 | -1733.9191 | -8407.0078 | 2526.4141 | 1881.7341 | -361.5836 | 3730.6006 | 50.3637 | 1917.7838 | 74.8507 | 2116.8162 | 132.0941 | 131.1937 | 209.9994 | -130.2232 | -99.2517 | -991.5923 | -6293.1035 | -141.0026 | -55.34 | 991.0179 | -2394.9102 | -1280.2728 | -881.1475 | -129.4379 | 366.8466 | 2682.9788 | 832.8333 | 526.4156 | 318.5597 | 0.58206 | 511.0586 | 2710.9041 | 1.0024 | 210.9229 | 0.99977 | -2038.6757 | -2.9963 | 2983.1323 | 1230.9082 | 3431.075 | -2.4569 | -274.6155 | 1671.8954 | -270.2475 | 777.5264 | -1066.0483 | -1709.4911 | 1081.3379 | 7949.9849 | 210.1043 | -115.2675 | 151.0218
2030-05-14 | 5 | -26.6791 | 1887.0123 | -43.6163 | -520.7857 | -234.7557 | -1859.7241 | -9177.7393 | 3026.4561 | 2330.3723 | -157.5945 | 3785.3032 | 42.7931 | 1905.8262 | 179.9522 | 1914.4283 | 42.9798 | -6.7317 | 209.9994 | -135.8828 | -151.4933 | -1141.1693 | -6517.2314 | -148.4279 | -45.211 | 991.3998 | -2350.2236 | -1131.8114 | -917.0616 | -140.227 | 374.0503 | 2576.9207 | 588.5151 | 553.9547 | 116.2075 | 0.6772 | 355.1353 | 1188.0846 | -1.3049 | 141.8418 | 0.99941 | -2053.6462 | -2.9796 | 2966.5664 | 1241.0504 | 3317.7397 | 1.0192 | -277.1338 | 1707.5493 | -267.537 | 871.1548 | -903.6458 | -2117.5803 | 886.0878 | 6221.7275 | 210.1042 | -118.8438 | 178.1138
2030-05-14 | 6 | -22.7648 | 1515.3405 | -49.9959 | -639.3446 | -65.1198 | -1595.405 | -9188.5107 | 3125.9524 | 1805.4484 | -102.5765 | 3933.2527 | 58.9771 | 1872.022 | 228.7945 | 1835.9677 | -318.2211 | -257.5254 | 209.9994 | -374.8009 | -269.4968 | -1350.1705 | -6968.5479 | -123.1376 | -5.2169 | 1955.8676 | -2413.8713 | -1105.7776 | -861.063 | -128.6037 | 498.6173 | 2131.7673 | 901.1389 | 527.9261 | 24.2321 | 0.78916 | 147.5208 | 1928.9261 | -85.6057 | 707.7781 | 0.99832 | -2172.7644 | 38.3818 | 3201.1755 | 1304.6508 | 3984.428 | 1.0086 | -276.4347 | 2942.0735 | 761.435 | 1149.14 | 306.0704 | -2245.5911 | 593.9071 | 5949.5483 | 210.1042 | -94.6971 | 134.0595
2030-05-14 | 7 | -14.0946 | 277.5785 | -47.0312 | -458.1113 | -750.2007 | -721.1089 | -6388.8481 | 1054.8258 | 920.1768 | -92.1741 | 4025 | 195.0008 | 2007.0352 | 395.2262 | 2133.657 | -796.0822 | -252.6616 | 209.9994 | -420.2479 | 57.8264 | -1538.6675 | -6728.4595 | -100.8361 | -16.5036 | 2286.7886 | -1391.0089 | -1723.3774 | -532.7661 | -105.1424 | 360.0681 | 1194.5034 | 900.067 | -102.149 | 234.2831 | 0.80147 | 169.1475 | 1422.4484 | -418.2168 | 0.99747 | 398.3921 | -2291.1516 | -3.0168 | 4374.1655 | 1522.1129 | 4278.1406 | 1.0064 | -272.6411 | 2592.2197 | 303.8579 | 1214.9127 | 0.99631 | -1691.9125 | 41.2102 | 5091.6172 | 210.1043 | -259.7979 | 58.426
2030-05-14 | 8 | -22.4785 | 239.9403 | -49.7827 | -473.5285 | -1402.1123 | -533.2007 | -5181.1792 | 0.99715 | 604.2572 | -234.4812 | 3870.8826 | 195.0007 | 1239.2693 | 410.433 | 2232.6372 | -1417.9055 | -129.9729 | 209.9994 | -502.4615 | 224.9808 | -1634.576 | -6682.0049 | -138.7072 | -20.2365 | 2827.4036 | -1537.1071 | -1725.3987 | -486.4772 | -108.95 | 218.2399 | 1306.4509 | 2036.2551 | 113.1155 | 417.0102 | 2.2175 | 556.4859 | 2220.8765 | -692.9164 | -164.5292 | 0.99882 | -2292.4727 | -164.9145 | 4223.4614 | 1496.7885 | 4242.5645 | -276.1182 | -756.9024 | 2151.6133 | 112.8141 | 1066.7328 | -418.0951 | -1268.0701 | 226.8047 | 5123.6646 | 210.1042 | -171.1902 | 60.8762
2030-05-14 | 9 | -23.6977 | 298.5038 | -47.4478 | -507.8119 | -1811.6444 | -542.9424 | -4876.8687 | -435.06 | 814.6433 | -352.4411 | 3818.5002 | 195.0022 | 807.9658 | 387.7416 | 2211.8403 | -1716.6974 | -141.1039 | 209.9994 | -603.7153 | 289.46 | -1568.0719 | -6332.1167 | -149.4009 | -9.4198 | 3497.7236 | -1668.501 | -1699.3722 | -500.089 | -104.4477 | 149.7158 | 1332.7767 | 2303.804 | 237.7927 | 439.0114 | 2.9843 | 648.3188 | 2782.2151 | -731.5353 | -80.0068 | 1.0004 | -2238.9924 | -220.5029 | 4296.8267 | 1509.1304 | 4329.6631 | -265.7617 | -1149.8654 | 1922.6234 | 297.939 | 1060.8259 | -974.9386 | -840.2516 | 253.0021 | 5902.834 | 0.10423 | -199.821 | 45.8107
2030-05-14 | 10 | -24.9295 | 607.2919 | -48.8527 | -505.2421 | -1907.1622 | -638.744 | -3945.0273 | -368.8743 | 620.6077 | -353.3557 | 3916.1299 | 194.9996 | 782.5697 | 400.6102 | 2217.4565 | -570.299 | 245.4151 | 209.9994 | -609.6704 | 108.8143 | -1343.4307 | -6237.4336 | -192.5215 | -34.4284 | 3678.5288 | -1897.4824 | -1569.2964 | -556.3785 | -118.7762 | 134.4104 | 1337.0245 | 1934.4022 | 408.2879 | 364.5115 | 2.2532 | 1359.5341 | 2856.8933 | -726.4758 | -2.0792 | 179.7092 | -2150.7739 | -364.5342 | 4274.708 | 1502.4391 | 4317.9551 | -261.6024 | -1254.1617 | 1755.9146 | 457.5041 | 878.6387 | -1200.7086 | -739.4799 | 412.7259 | 7324.27 | 0.10423 | -192.9613 | 27.5181
2030-05-14 | 11 | -18.8344 | 955.8713 | -41.2083 | -447.1288 | -1161.2 | -575.5748 | -2486.6785 | 723.3619 | 96.072 | -352.0694 | 3947.3547 | 195.0021 | 794.6416 | 458.4366 | 2265.4956 | -765.5856 | 203.6169 | 209.9994 | -554.4307 | -61.7974 | -1548.3779 | -6429.1968 | -223.1486 | -65.735 | 3261.8967 | -1588.6725 | -1147.7113 | -509.492 | -139.901 | 187.4453 | 936.3051 | 1565.1309 | 396.7542 | 358.3579 | 3.3134 | 2123.0803 | 2581.1079 | -714.2463 | 33.2312 | 449.5448 | -2110.8174 | -368.4636 | 4246.4653 | 1458.2643 | 4303.1216 | -257.5452 | -1043.5096 | 1745.6451 | 281.9159 | 833.0071 | -951.8132 | -1444.1401 | 449.0236 | 5020.2046 | 0.10423 | -142.6897 | 31.5877
2030-05-14 | 12 | -30.2888 | 1178.7943 | -46.1546 | -518.9283 | -739.1125 | -566.5682 | -666.0278 | 1373.6696 | 255.012 | -308.0826 | 3974.8276 | 195.0009 | 881.7994 | 427.1881 | 2243.1003 | -655.9683 | 325.0863 | 209.9994 | -486.1534 | -123.9129 | -1524.0969 | -6449.0327 | -271.6013 | -88.7345 | 2728.8464 | -1873.0502 | -1103 | -507.6586 | -152.8624 | 113.6704 | 995.7214 | 2502.6426 | 498.4719 | 556.7923 | 3.3024 | 2317.3396 | 3943.6433 | -682.9443 | 14.8247 | 449.5926 | -2070.3 | -490.0721 | 4119.353 | 1416.7152 | 4144.9868 | -258.0815 | -1211.1876 | 1783.4316 | 178.424 | 775.3605 | -1381.0833 | -1625.0671 | 370.6672 | 4898.2295 | 0.10423 | -151.9963 | 65.184
2030-05-14 | 13 | -43.5463 | 1124.0718 | -52.9855 | -628.4692 | -1255.3331 | -446.5061 | 1739.3838 | 413.9247 | 157.1715 | -383.0945 | 3944.4707 | 62.1995 | 1050.9762 | 444.0164 | 2286.2034 | -512.1055 | 301.0704 | 209.9994 | -508.5154 | -59.0494 | -1544.7823 | -6376.8384 | -280.6472 | -77.1189 | 2824.7468 | -2132.6536 | -1373.4612 | -487.223 | -143.0141 | 32.2361 | 1111.2994 | 3572.2744 | 478.0909 | 707.9188 | 2.6463 | 2188.688 | 6143.2949 | -662.9449 | 0.99702 | 449.6022 | -1949.9407 | -582.1602 | 3864.8428 | 1337.9868 | 4010.8396 | -259.469 | -938.1564 | 2234.7764 | 414.15 | 677.6973 | -1988.687 | -504.1723 | 89.3443 | 6846.8779 | 0.10423 | -255.0734 | -23.2998
2030-05-14 | 14 | -61.656 | 694.7311 | -60.7437 | -723.5031 | -1290.543 | -217.9199 | 1880.6566 | 179.6974 | 120.2735 | -389.0769 | 3904.8792 | 32.055 | 1353.6641 | 448.9163 | 2276.6741 | -1617.2072 | -83.4177 | 209.9994 | -450.3607 | -29.6488 | -1548.5493 | -6451.0635 | -218.9415 | -78.2835 | 2474.6746 | -2392.7427 | -1493.0098 | -460.567 | -122.8569 | 153.2576 | 1269.5781 | 5466.3989 | 542.5991 | 1111.4896 | 1.8873 | 2279.0273 | 8662.998 | -668.16 | 0.99953 | 449.6182 | -2026.0485 | -399.322 | 3712.9697 | 1281.2311 | 3903.7712 | -260.8176 | -1008.9976 | 2126.9543 | 270.666 | 759.0645 | -1405.7131 | -590.2318 | 1.0002 | 9050.0732 | 210.1042 | -243.2233 | -73.4408
2030-05-14 | 15 | -77.1086 | 271.467 | -66.2694 | -696.7612 | -1248.6584 | -59.2263 | 1807.6169 | 199.7579 | 130.2859 | -385.3773 | 3894.7656 | 33.2497 | 1413.6957 | 422.0637 | 2249.2627 | -1412.772 | -62.0268 | 209.9994 | -424.5933 | -21.1795 | -1400.3386 | -6483.1938 | -150.5775 | -71.1002 | 2411.4097 | -2506.6926 | -1575.084 | -418.1278 | -108.0912 | 307.3859 | 1491.009 | 6642.8091 | 489.0746 | 1363.1886 | 0.63344 | 2010.7191 | 10055.0254 | -613.9611 | 1.4866 | 449.6512 | -2065.3689 | -182.4213 | 3775.8989 | 1255.7793 | 3837.9575 | -262.1223 | -1025.3882 | 2032.5669 | -57.3091 | 785.8459 | -738.4253 | -1011.1496 | 231.4843 | 10051.2158 | 210.1042 | -151.5708 | 0.99966
2030-05-14 | 16 | -74.4579 | 242.6776 | -63.9608 | -692.324 | -1204.2297 | -72.8329 | 1521.0637 | 265.3175 | 173.9612 | -348.2155 | 3866.9929 | 195.0002 | 1386.6738 | 461.4782 | 2236.9124 | -1524.6071 | -110.0791 | 209.9994 | -455.6404 | 55.7726 | -1396.4729 | -6484.939 | -127.2613 | -45.2031 | 2569.1682 | -2407.6123 | -1733.928 | -424.8578 | -105.9925 | 330.0608 | 1790.0599 | 6301.771 | 491.1547 | 1336.5752 | 0.5593 | 1411.46 | 10293.2373 | -655.2077 | 0.99885 | 449.6311 | -2129.9519 | -116.6166 | 3751.729 | 1250.9568 | 3878.052 | -262.8148 | -987.5427 | 2034.925 | -197.9348 | 860.5247 | -411.2621 | -1266.5916 | 230.5785 | 10305.0771 | 210.1042 | -122.3191 | 106.3624
2030-05-14 | 17 | -63.8126 | 48.9758 | -58.9989 | -690.5182 | -1673.6873 | -55.185 | -1013.138 | 0.99238 | 0.99902 | -347.9991 | 3812.2642 | 194.9998 | 1280.3416 | 464.6889 | 2254.946 | -1273.6852 | -262.8464 | 209.9994 | -496.537 | 171.0397 | -1499.4872 | -6395.1318 | -77.3573 | -1.1783 | 2787.3281 | -2158.4583 | -1722.2758 | -409.7527 | -95.0861 | 384.164 | 2365.3015 | 5170.7856 | 480.7305 | 1130.9381 | 0.57451 | 295.4958 | 9837.8135 | -700.0728 | 86.1854 | 449.5054 | -2108.3254 | 22.6344 | 3857.0356 | 1298.2065 | 4158.7959 | -262.7424 | -1020.0797 | 2107.5671 | -257.2291 | 995.5394 | -240.7317 | -983.5108 | 130.8072 | 13068.3711 | 210.1043 | -140.4871 | 83.9439
2030-05-14 | 18 | -52.626 | -211.8569 | -53.5881 | -721.4336 | -1822.7697 | -349.9861 | -3816.8145 | -236.1936 | -3.0673 | -346.7552 | 3814.7239 | 194.9999 | 1266.6176 | 281.1705 | 2107.3389 | -898.0166 | -190.891 | 209.9994 | -477.7933 | 251.6362 | -1527.8967 | -6518.292 | -11.0975 | -1.9157 | 2732.5452 | -1702.4281 | -1859.6205 | -527.7039 | -77.3758 | 490.6147 | 2714.9451 | 3633.6296 | 461.2822 | 913.6252 | 0.46816 | 452.2372 | 9720.9102 | -743.2069 | 18.1717 | 450.0932 | -2151.2834 | 233.7562 | 3884.0469 | 1315.0005 | 4133.1826 | -266.8631 | -976.2404 | 2225.8728 | -522.4067 | 1124.8337 | -92.69 | -1215.2573 | -4.9029 | 16336.1016 | 210.1042 | -135.5698 | 103.7682
2030-05-14 | 19 | -42.6684 | -155.2132 | -49.669 | -519.064 | -1536.9749 | -709.3916 | -6243.9897 | 0.99876 | -3.0823 | -342.6577 | 3821.0569 | 194.9999 | 1240.7719 | 288.4547 | 2124.5444 | -810.033 | -195.3146 | 209.9994 | -435.3667 | 216.3746 | -1519.4254 | -6595.9375 | 8.3962 | -1.1012 | 2451.6055 | -1668.6128 | -1779.1511 | -589.0295 | -74.5843 | 565.8392 | 2804.9216 | 1244.5862 | 492.6832 | 662.5289 | 0.53349 | 463.6453 | 6104.646 | -746.8886 | 0.99578 | 449.6027 | -2215.7271 | 284.2762 | 3886.6519 | 1310.3309 | 3986.1121 | -267.5544 | -1238.4724 | 2304.6155 | -650.6357 | 1233.9547 | 114.226 | -1624.5087 | -92.7161 | 17453.8809 | 0.10423 | -134.7462 | 98.4315
2030-05-14 | 20 | -35.4549 | 1.009 | -48.0311 | -522.0551 | -1280.5602 | -924.9489 | -7823.5435 | 588.9673 | -3.0706 | -340.5678 | 3742.8635 | 195.0015 | 1145.1857 | 299.4281 | 2134.7322 | -927.9705 | -249.2131 | 209.9994 | -443.4208 | 185.723 | -1580.7723 | -6912.1865 | 25.2959 | -12.3147 | 2533.4868 | -1697.1566 | -1872.038 | -652.028 | -73.9253 | 638.0694 | 2681.6431 | 1053.4296 | 457.9704 | 488.8081 | 0.51023 | 620.5088 | 4470.6729 | -759.9614 | 0.99279 | 449.615 | -2267.9429 | 328.7288 | 3926.7727 | 1326.0044 | 4027.011 | -267.5995 | -1072.0972 | 2454.7034 | -586.7656 | 1347.5297 | 184.7832 | -1886.2007 | -311.9341 | 18132.9805 | 210.1042 | -133.9432 | 95.4816
2030-05-14 | 21 | -34.1127 | 267.0616 | -62.5047 | -528.9727 | -1350.7406 | -1093.8458 | -7681.5659 | 501.975 | -3.0913 | -340.4951 | 3713.4934 | 195.0045 | 970.4708 | 283.8285 | 2118.8892 | -730.4643 | -285.8674 | 209.9994 | -482.5089 | 169.5856 | -1432.4846 | -6757.1836 | -13.0958 | -10.8725 | 2744.5288 | -1687.9863 | -1965.4371 | -696.2264 | -87.3427 | 566.2475 | 2675.7109 | 39.7165 | 448.0662 | 323.8125 | 0.51478 | 619.8532 | 3980.7773 | -767.6198 | 0.99453 | 449.5311 | -2187.8391 | 216.6345 | 3995.7512 | 1369.6969 | 4089.0762 | -268.9946 | -1105.1705 | 2378.3479 | -648.6983 | 1193.6348 | -24.729 | -1958.1558 | -128.17 | 17401.834 | 0.10423 | -127.4197 | 239.9553
2030-05-14 | 22 | -29.5443 | 261.4491 | -51.5543 | -506.3503 | -1101.8113 | -1088.0006 | -8316.1172 | 956.634 | 171.0599 | -343.9935 | 3696.5771 | 195.0007 | 698.8216 | 289.45 | 2128.0862 | -783.5162 | -278.0849 | 209.9994 | -434.9205 | 248.7624 | -1596.6215 | -6514.3691 | 11.9496 | -3.2674 | 2240.9407 | -1597.4823 | -1935.1838 | -692.7415 | -88.0801 | 600.8964 | 2736.8628 | 611.6849 | 433.8716 | 263.5926 | 0.5142 | 437.7896 | 2621.4355 | -735.8975 | -2.1215 | 280.6899 | -2041.6235 | 366.2888 | 4247.2686 | 1454.1543 | 4402.1431 | -268.3426 | -1102.0687 | 2412.7556 | -614.5956 | 1285.6936 | -167.879 | -1984.3092 | -99.8164 | 16838.9902 | 0.10423 | -153.4242 | 260.6561
2030-05-14 | 23 | -21.343 | 407.9659 | -43.0913 | -480.8664 | -973.2194 | -1197.2513 | -9074.1387 | 1219.4114 | 198.9309 | -340.7464 | 3779.0288 | 194.9988 | 1420.0958 | 292.1538 | 2124.2534 | -840.2794 | -313.0587 | 209.9994 | -374.1424 | 154.7049 | -1438.7832 | -6503.4092 | -16.0089 | 5.5594 | 1650.7661 | -1507.6418 | -1520.6449 | -731.1505 | -87.4995 | 578.9232 | 2883.28 | 221.2256 | 448.1709 | 81.3582 | 0.52787 | 114.0211 | 1327.0845 | -769.2164 | 97.252 | 449.5802 | -2222.656 | 299.6957 | 3601.866 | 1467.0867 | 3892.4849 | -279.4875 | -1188.9657 | 2395.0708 | -86.3546 | 1326.3954 | 293.4957 | -1940.5254 | -129.377 | 17144.6504 | 210.1043 | -127.7366 | 133.5691
2030-05-14 | 24 | -23.3002 | 711.8876 | -47.2302 | -482.1168 | -778.1365 | -1412.3302 | -9713.3916 | 2081.7903 | 724.1051 | -335.2235 | 3826.5884 | 195.0004 | 1914.0681 | 277.8693 | 2116.5566 | -830.3514 | -180.5099 | 209.9994 | -190.1148 | 163.4746 | -1293.0355 | -6404.8481 | 51.6544 | -20.704 | 971.6409 | -1697.8959 | -1507.1189 | -784.1516 | -94.0592 | 683.3143 | 2839.4292 | 3.4919 | 493.3716 | 84.0328 | 0.53389 | 456.9447 | 471.1241 | -171.0425 | 653.3818 | 448.9416 | -2208.0437 | 632.5217 | 3795.0269 | 1533.2869 | 4461.8398 | -3.6799 | -275.2132 | 2721.6277 | 1004.1356 | 1407.6024 | 62.0299 | -1340.8622 | 46.3047 | 17364.334 | 210.1042 | -171.8137 | 40.1776
2030-05-15 | 1 | -20.7359 | 1467.4927 | -37.7782 | -463.1891 | -683.5212 | -1770.8003 | -9706.7217 | 2480.5911 | 1984.4707 | -337.3266 | 3794.3181 | 189.7847 | 1921.4862 | 248.0271 | 2101.4419 | -296.8601 | -16.8474 | 209.9994 | -196.6302 | 105.2878 | -1123.5436 | -6199.7832 | -41.3797 | -29.3746 | 1150.8995 | -2031.9375 | -1636.0096 | -889.9471 | -115.7941 | 509.593 | 2766.9314 | 3.4871 | 504.9845 | 58.9728 | 0.55525 | 403.5418 | -133.912 | -111.7671 | 426.3251 | 1.0003 | -2324.3496 | 303.1428 | 3399.1819 | 1578.9055 | 4107.0107 | -2.5633 | -272.3322 | 2264.7046 | 686.9163 | 1142.9741 | -235.8486 | -1656.1891 | 398.7015 | 14116.332 | 210.1043 | -179.6592 | 21.4637
2030-05-15 | 2 | -19.8058 | 1974.4796 | -37.9427 | -340.0091 | -406.7584 | -1986.6232 | -9069.9111 | 2874.4136 | 2014.0601 | -337.8046 | 3780.0144 | 133.1792 | 1934.0868 | 236.2797 | 2095.915 | -123.316 | 36.7122 | 209.9994 | -221.3912 | 17.098 | -946.9194 | -6046.6538 | -139.6579 | -40.378 | 1403.1128 | -2175.8569 | -1584.8695 | -931.1379 | -142.0049 | 350.5836 | 2677.9822 | 0.97128 | 529.3342 | 28.2349 | 0.54714 | 589.1624 | -739.3701 | -1.8364 | 391.8821 | 158.1007 | -2225.8948 | -24.4179 | 3463.3699 | 1569.199 | 4022.085 | -2.5913 | -272.3891 | 2272.1465 | 745.5092 | 841.4974 | -566.0987 | -1778.6823 | 882.3218 | 11001.2334 | 210.1042 | -142.8721 | -48.2309
2030-05-15 | 3 | -17.8925 | 1041.8386 | -35.6154 | -358.4141 | -799.7098 | -1312.7172 | -7263.5913 | 1992.7717 | 1970.4727 | -136.4881 | 3243.5583 | 1.0002 | 670.4863 | 297.5065 | 2169.9019 | -300.5106 | 41.2806 | 209.9994 | -422.5953 | -143.963 | -744.7202 | -5827.2036 | -149.1428 | -15.0256 | 2319.9973 | -1795.3763 | -1385.5304 | -731.1458 | -96.7037 | 406.291 | 2186.3477 | 3.2287 | 440.8181 | 148.3139 | 0.66664 | 281.7462 | 619.331 | 1.0006 | 0.99688 | 413.7539 | -2210.4407 | -336.0558 | 3704.3096 | 1224.7335 | 3869.4329 | -2.5216 | -272.8683 | 2565.2961 | 272.9109 | 874.0052 | -838.1382 | -1283.8613 | 479.6998 | 9806.1914 | 210.1043 | -253.1342 | -164.9091
2030-05-15 | 4 | -27.9663 | 1148.1678 | -47.5474 | -369.1087 | -878.2526 | -1223.5879 | -6309.0576 | 1461.5658 | 1294.6382 | -141.4594 | 3016.4717 | -13.1462 | 108.7025 | 257.0746 | 1958.6205 | -613.0461 | 38.9078 | 209.9994 | -344.4918 | -241.9198 | -777.9839 | -5863.644 | -244.8393 | -26.0293 | 1663.2405 | -2377.6863 | -1110.0448 | -712.7921 | -104.1876 | 216.4264 | 2227.4609 | 772.1398 | 668.8133 | 225.2749 | 1.5376 | 394.5235 | 749.0054 | 0.99983 | 358.7853 | 449.1848 | -2160.4729 | -640.8829 | 3200.1748 | 955.723 | 3743.1282 | -2.7875 | -276.5918 | 2939.0583 | 962.3357 | 593.3312 | -974.9401 | -1518.2373 | 924.2809 | 7025.291 | 210.1042 | -190.4805 | -43.744
2030-05-15 | 5 | -50.9745 | 326.1097 | -50.7256 | -461.1215 | -951.6133 | -602.3536 | -5276.5908 | 1080.7596 | 1738.9753 | -86.6787 | 3912.6147 | 120.7871 | 1315.3225 | 320.6369 | 1917.5348 | -858.9773 | 62.5975 | 209.9994 | -414.6576 | -103.9326 | -999.3481 | -6220.0767 | -145.0385 | -22.2995 | 2251.9814 | -2178.1602 | -1427.4987 | -532.851 | -99.2559 | 364.9435 | 2011.9519 | 3987.3997 | 484.8316 | 874.1233 | 1.5336 | 389.7029 | 4082.1389 | 1.0004 | 460.2626 | 1.0022 | -2322.658 | -400.3255 | 3630.1768 | 1376.3933 | 4229.0117 | -2.9617 | -252.9184 | 2673.0908 | 1132.1981 | 914.9233 | -86.9171 | -1904.5208 | 625.8843 | 6848.5771 | 210.1042 | -195.343 | 62.3208
2030-05-15 | 6 | -42.7515 | 173.2053 | -52.1742 | -546.5769 | -1005.266 | -505.9813 | -4755.4375 | 686.2916 | 1956.7312 | -56.0375 | 3992.248 | 145.5292 | 2037.2155 | 267.4811 | 1694.6636 | -916.3033 | -153.1206 | 209.9994 | -356.4624 | -92.1649 | -1330.3512 | -6690.6787 | -142.0483 | -29.3194 | 1744.458 | -1947.4076 | -1603.0824 | -510.089 | -94.8054 | 327.8372 | 1797.679 | 3923.9407 | 256.5735 | 756.5117 | 0.79885 | 152.4788 | 4353.9717 | -365.571 | 1.0009 | 157.7475 | -2407.9814 | -251.8688 | 3763.5107 | 1461.4635 | 4146.3516 | -306.4666 | -276.7832 | 2622.188 | 800.7227 | 1055.7146 | -212.3051 | -1621.183 | 0.99519 | 7619.874 | 210.1042 | -290.814 | 49.8625
2030-05-15 | 7 | -50.963 | 6.7228 | -57.4959 | -556.1212 | -1645.8981 | -226.7242 | -2869.0483 | -344.0381 | 378.6135 | -54.6176 | 3946.2788 | 175.6047 | 1955.9113 | 281.9661 | 1706.7369 | -1340.9846 | -13.5027 | 209.9994 | -459.9666 | 46.3355 | -1480.6547 | -6569.771 | -129.3424 | -46.1722 | 2534.135 | -1963.2555 | -1600.2576 | -427.8803 | -101.1949 | 299.9504 | 1821.1642 | 5089.2388 | 407.7728 | 1032.7427 | 2.6419 | 545.144 | 5601.3989 | -389.5361 | 241.3154 | 450.0928 | -2581.3655 | -200.4001 | 4206.0679 | 1456.5299 | 4377.5225 | -3.7804 | -272.3064 | 2761.5 | 337.4337 | 1195.0762 | -85.2182 | -1140.8356 | 1.0034 | 8381.6084 | 210.1043 | -294.5013 | 26.022
2030-05-15 | 8 | -52.9048 | 304.8328 | -55.7509 | -538.5391 | -1776.2595 | -134.0768 | -1656.5516 | -334.0143 | 591.9658 | -117.7466 | 3956.8667 | 192.1785 | 2119.8545 | 431.6835 | 2191.3391 | -1278.3164 | 114.8645 | 209.9994 | -635.6042 | 66.1402 | -1332.4874 | -6147.0586 | -156.7728 | -55.3051 | 3957.3752 | -1963.7697 | -1244.2388 | -385.4512 | -114.4427 | 264.1938 | 2006.408 | 5594.0249 | 575.7558 | 1165.9849 | 3.9024 | 681.1913 | 5942.8481 | -671.2191 | -2.4176 | 421.9236 | -2510.1201 | -288.2594 | 4124.4199 | 1415.1005 | 4385.5889 | -278.3044 | -894.9406 | 2314.9954 | 7.6717 | 1023.9164 | -232.094 | -1436.7814 | 132.4168 | 8032.2896 | 210.1042 | -198.7519 | 20.5137
2030-05-15 | 9 | -43.6487 | 806.3603 | -49.1969 | -494.8382 | -1777.478 | -515.3871 | -1878.2249 | -160.9548 | 841.2728 | -195.5813 | 3977.6382 | 135.1017 | 2116.8669 | 502.4156 | 2297.345 | -100.1997 | 320.9109 | 209.9994 | -667.3006 | -36.8398 | -1085.1301 | -5485.958 | -224.7287 | -61.4633 | 4264.3325 | -1958.3081 | -971.345 | -498.249 | -129.3028 | 165.5458 | 1496.9413 | 3928.6145 | 614.393 | 580.8375 | 3.5846 | 1295.8997 | 4262.6851 | -702.4949 | -2.3331 | 424.1302 | -2377.3059 | -509.2992 | 4137.9673 | 1415.3667 | 4388.7573 | -272.0649 | -1242.4646 | 2266.0491 | 309.5043 | 786.8583 | -1246.0746 | -970.2275 | 230.1238 | 8541.2705 | 0.10423 | -220.307 | 38.4302
2030-05-15 | 10 | -41.1268 | 491.558 | -45.5422 | -448.0254 | -1787.1602 | -240.0255 | -29.9468 | -156.0377 | 342.7938 | -246.1443 | 3992.1418 | 28.9596 | 2120.085 | 499.1631 | 2315.5125 | -96.6807 | 305.4911 | 209.9994 | -680.1295 | 74.7371 | -1085.5388 | -5559.7612 | -179.8293 | -74.9839 | 4351.8618 | -1647.3621 | -951.7915 | -377.2843 | -121.1645 | 191.0473 | 860.8727 | 3762.2903 | 377.1781 | 635.8726 | 4.2668 | 1966.2344 | 4025.2014 | -677.5544 | 181.7215 | 450.0927 | -2418.3535 | -386.7602 | 4166.375 | 1450.1417 | 4548.0913 | -261.6619 | -1188.8241 | 2147.9209 | 273.4373 | 825.2488 | -473.1469 | -1223.1554 | 213.844 | 8608.2275 | 210.1043 | -174.588 | 47.144
2030-05-15 | 11 | -50.2245 | 803.7521 | -50.7177 | -502.7466 | -1790.1923 | -372.2938 | -26.6269 | -39.9955 | 573.7955 | -377.0092 | 3995.4609 | -16.1889 | 2018.3164 | 447.8734 | 2265.2446 | -379.2267 | 490.1508 | 209.9994 | -650.5162 | -25.0575 | -1118.0834 | -5644.6968 | -219.2345 | -89.0916 | 4151.9292 | -2023.9043 | -716.3602 | -425.4477 | -130.0621 | 129.8577 | 1218.1776 | 4126.7944 | 717.2554 | 776.6024 | 5.4306 | 2634.2712 | 4614.9355 | -756.7505 | 15.7205 | 450.0952 | -2378.615 | -505.4035 | 3956.9775 | 1401.6213 | 4205.0107 | -259.5615 | -1325.037 | 2230.1389 | 251.9882 | 802.657 | -1192.7671 | -1083.5885 | 217.6495 | 8731.334 | 210.1043 | -187.7735 | 19.2218
2030-05-15 | 12 | -45.2866 | 646.6906 | -48.8009 | -482.3392 | -1778.5153 | -361.2202 | -352.1449 | -2.3138 | 717.7174 | -403.6319 | 3949.5688 | -19.6667 | 1283.8212 | 561.5951 | 2383.2192 | -499.7752 | 383.6622 | 209.9994 | -569.9185 | -102.4178 | -1097.3197 | -5646.0703 | -198.1386 | -90.3538 | 3568.0469 | -1988.6692 | -799.7678 | -399.175 | -122.9405 | 213.4025 | 1462.9467 | 3777.2642 | 673.5568 | 666.4838 | 4.6826 | 2529.198 | 4137.3618 | -760.4875 | 0.99996 | 450.3146 | -2265.4314 | -421.3896 | 3755.2634 | 1320.5157 | 3973.2439 | -260.1048 | -1198.4803 | 1919.4895 | 234.8718 | 800.6305 | -1402.9833 | -1141.9711 | 142.1112 | 9731.6406 | 210.1042 | -187.4019 | 25.8298
2030-05-15 | 13 | -29.5517 | 1041.3632 | -52.0576 | -428.0836 | -1274.5924 | -358.5527 | 1275.1188 | 565.8451 | 573.9346 | -395.2018 | 3942.5256 | -22.9922 | 1432.1222 | 579.3666 | 2382.2427 | -732.6215 | 253.5385 | 209.9994 | -482.4221 | -64.4385 | -1239.4816 | -5463.9717 | -304.8413 | -78.8907 | 2740.3328 | -1895.8113 | -768.0659 | -410.4266 | -154.2919 | -3.6396 | 1447.1587 | 2510.2615 | 527.7227 | 622.2042 | 4.5791 | 2264.6145 | 3110.7869 | -788.8132 | -2.0301 | 120.5094 | -2252.1819 | -717.4545 | 3693.0459 | 1255.7897 | 3779.6572 | -257.8758 | -1703.0557 | 1735.9025 | -311.4503 | 672.7477 | -1612.2977 | -976.9628 | 290.3861 | 7128.1733 | 210.1042 | -172.4437 | -15.2518
2030-05-15 | 14 | -26.2193 | 1043.7197 | -52.2997 | -419.0679 | -1453.8547 | -355.2733 | 2286.6924 | -2.1628 | 0.99766 | -394.2457 | 3922.0603 | -12.4247 | 958.0933 | 583.0132 | 2376.554 | -536.8811 | 236.9107 | 209.9994 | -439.0424 | -139.8247 | -1335.127 | -5502.5249 | -367.6155 | -75.7808 | 2366.1328 | -1848.5812 | -647.3428 | -399.3368 | -152.4573 | -138.0655 | 1510.1473 | 2230.7983 | 491.1486 | 496.8799 | 4.4325 | 2164.0415 | 2737.8774 | -393.6724 | 0.99964 | 276.0103 | -2051.8938 | -927.1582 | 4320.5503 | 1280.304 | 4251.3228 | -255.0618 | -1062.7615 | 1853.8619 | 30.771 | 498.7149 | -2412.4619 | -707.4096 | -213.1061 | 7457.8955 | 210.1042 | -310.3228 | -96.9408
2030-05-15 | 15 | -35.272 | 793.1992 | -58.2088 | -510.1567 | -1719.7656 | -230.9072 | 3598.4385 | -722.9774 | 231.4476 | -399.5356 | 3925.4524 | -35.245 | 827.5471 | 566.9528 | 2372.8704 | -782.4979 | 365.9257 | 209.9994 | -450.9184 | -176.3565 | -1375.8245 | -5577.4531 | -377.0359 | -72.0129 | 2447.2983 | -2056.6729 | -437.8115 | -381.4241 | -135.0762 | -157.8611 | 1759.6359 | 3318.6394 | 605.0383 | 665.3265 | 4.3734 | 2255.3621 | 4273.0596 | -318.44 | 0.99938 | 99.3158 | -1941.4125 | -1044.6499 | 4789.8486 | 1318.7377 | 4700.8516 | -254.9946 | -1268.9567 | 2202.9294 | -213.0127 | 557.3917 | -2393.3691 | -52.6527 | -142.1378 | 7540.8477 | 210.1042 | -349.4707 | -83.6966
2030-05-15 | 16 | -45.3974 | 661.0078 | -63.7622 | -545.4341 | -1690.7021 | -147.7442 | 3640.9678 | -1172.4518 | -2.9232 | -403.4326 | 3896.4526 | -12.8797 | 839.1359 | 549.2836 | 2366.3552 | -814.8234 | 431.9577 | 209.9994 | -417.0013 | -149.7197 | -1320.9893 | -5467.4663 | -359.6855 | -71.2881 | 2169.4832 | -2150.312 | -316.0135 | -353.8906 | -125.8791 | -185.2999 | 1666.493 | 4019.2446 | 623.4472 | 853.324 | 4.4042 | 2268.7253 | 5014.9355 | -336.2164 | 1.0058 | 67.1867 | -1834.7377 | -1033.6216 | 4744.3022 | 1289.3875 | 4661.4355 | -253.4326 | -1336.7921 | 2394.6775 | -171.0797 | 495.8476 | -2351.3464 | 1.0027 | -119.8688 | 7914.1035 | 210.1042 | -321.287 | -92.6005
2030-05-15 | 17 | -49.5988 | 648.7126 | -69.1673 | -583.5696 | -1369.5747 | -251.2343 | 2071.9998 | -124.5617 | -202.447 | -356.8732 | 3834.186 | 195.0001 | 1020.3173 | 575.228 | 2344.2185 | -1038.6477 | 272.2257 | 209.9994 | -361.5491 | -110.577 | -1338.7318 | -5751.9614 | -271.8872 | -83.5141 | 1852.9735 | -2229.5015 | -724.2931 | -412.0735 | -124.9365 | 19.1732 | 1486.7666 | 4072.9067 | 496.5627 | 946.6577 | 3.0248 | 2261.0112 | 5540.8916 | -402.1625 | 0.99742 | 317.5132 | -1970.8312 | -703.5739 | 4302.4932 | 1250.3625 | 4249.8906 | -254.878 | -1332.4171 | 2382.0623 | -352.0898 | 674.3268 | -1695.0309 | -387.2401 | -427.8609 | 9162.1367 | 210.1042 | -307.0838 | -81.3806
2030-05-15 | 18 | -49.2554 | 685.2532 | -70.3516 | -606.8942 | -1084.2837 | -289.4429 | 1112.9639 | 80.3271 | -530.4067 | -351.0569 | 3816.2585 | 194.9991 | 1535.9924 | 534.9639 | 2328.0754 | -799.5309 | 183.0856 | 209.9994 | -422.4009 | -69.96 | -1371.4934 | -5581.6216 | -242.5976 | -45.1893 | 2309.1147 | -2157.1743 | -543.3949 | -436.1806 | -129.9154 | 99.8576 | 1793.8153 | 3770.0752 | 508.0194 | 903.0649 | 2.6203 | 912.907 | 5727.3535 | -512.8043 | 33.8458 | 450.1642 | -2049.7654 | -494.5037 | 3885.2332 | 1210.6954 | 4007.957 | -258.4078 | -1465.1799 | 2168.5762 | -780.9959 | 568.8934 | -1244.8192 | -1081.6454 | 158.3065 | 9486.4668 | 210.1042 | -167.2505 | -65.5835
2030-05-15 | 19 | -60.0051 | 268.2668 | -67.9097 | -689.688 | -1663.8037 | -283.888 | -1125.9028 | -449.7203 | -240.8021 | -352.0071 | 3796.199 | 195.0003 | 1174.5577 | 475.9209 | 2276.3418 | -1069.6571 | 30.8575 | 209.9994 | -412.429 | 173.9553 | -1305.1182 | -5879.6187 | -78.428 | -48.031 | 2319.553 | -2232.7502 | -779.0164 | -434.6768 | -95.546 | 328.5728 | 2051.4331 | 4540.0122 | 542.825 | 1092.7949 | 3.3116 | 790.6816 | 7143.6572 | -715.7408 | 1.0002 | 450.5273 | -2204.4106 | -17.8633 | 3612.7949 | 1300.1317 | 3877.4893 | -263.3445 | -1039.6194 | 2635.0132 | -615.0408 | 1037.5195 | -169.5741 | -939.8847 | -97.0838 | 13398.8916 | 0.10423 | -147.5439 | 2.2134
2030-05-15 | 20 | -65.564 | 148.4282 | -70.1045 | -720.8965 | -1663.8053 | -242.4102 | -2501.9319 | -580.6432 | -5.6189 | -315.375 | 3809.624 | 195.001 | 1378.3018 | 422.5716 | 2223.707 | -1030.2994 | -35.661 | 209.9994 | -407.0695 | 70.646 | -1485.5452 | -6851.0151 | -75.3338 | -55.7067 | 2256.3088 | -2443.6013 | -1031.3702 | -438.3488 | -90.9656 | 384.2136 | 2066.7549 | 4921.625 | 494.9606 | 1198.3728 | 2.2243 | 506.258 | 7563.0884 | -710.9276 | 0.99925 | 450.4023 | -2294.3628 | -26.9404 | 3642.7188 | 1311.0161 | 3908.6616 | -265.4625 | -836.3049 | 2684.9612 | -679.8383 | 1117.5637 | -286.9396 | -945.6635 | -263.51 | 14208.7754 | 0.10423 | -165.9122 | 129.9156
2030-05-15 | 21 | -63.2917 | 349.2179 | -72.171 | -732.6002 | -1650.9135 | -369.7425 | -2727.52 | -399.0446 | -153.4819 | -237.9085 | 3838.5312 | 195.0001 | 1164.7904 | 423.2129 | 2227.1738 | -1268.6818 | -87.3832 | 209.9994 | -459.8387 | 69.9029 | -1559.8015 | -6924.4839 | -94.8926 | -55.4105 | 2481.979 | -2543.3047 | -928.6702 | -482.502 | -100.8426 | 364.9506 | 1979.6826 | 4743.6807 | 501.9483 | 1051.9133 | 2.0483 | 566.7841 | 7225.9355 | -782.1973 | -167.9212 | 0.99663 | -2328.0525 | -78.215 | 3419.4985 | 1187.4781 | 3135.4023 | -261.4695 | -2000.7273 | 3660.5615 | 251.0087 | 1075.583 | -22.028 | -1148.5404 | -203.341 | 13723.0771 | 0.10423 | -141.2791 | 178.9998
2030-05-15 | 22 | -59.4832 | 467.8698 | -73.7445 | -742.4269 | -1673.6918 | -498.1096 | -3512.2209 | 121.6663 | 412.1049 | -347.9419 | 3818.3589 | 194.9999 | 2107.0266 | 449.7893 | 2258.9207 | -1408.5272 | -247.3278 | 209.9994 | -542.6708 | 156.2816 | -1433.9669 | -6667.5146 | -63.4 | -26.434 | 3047.9883 | -2527.8064 | -1194.696 | -533.7936 | -104.5958 | 428.1885 | 2286.9795 | 4368.3481 | 453.8873 | 887.5632 | 1.0339 | 235.3616 | 6883.5879 | -578.9107 | 90.7604 | 449.8947 | -2248.947 | 73.7654 | 3814.2463 | 1298.374 | 4033.8645 | -264.8016 | -664.6663 | 2598.2161 | -1012.8349 | 1074.2292 | -85.789 | -1693.2798 | -134.0965 | 13769.1016 | 210.1042 | -150.4371 | 197.6064
2030-05-15 | 23 | -64.784 | 59.3166 | -65.1834 | -714.8423 | -1733.472 | -217.9555 | -3847.0476 | -140.4997 | 0.99861 | -345.3389 | 3816.8479 | 195.0013 | 1338.6237 | 385.3483 | 2193.75 | -1163.6696 | -228.7413 | 209.9994 | -404.1306 | 202.5549 | -1395.7676 | -6523.0479 | -34.5002 | 36.5296 | 1899.0465 | -2357.6687 | -911.4255 | -455.4017 | -83.9657 | 499.587 | 2745.7393 | 5049.0869 | 459.9895 | 1060.7228 | 0.66421 | -990.9832 | 7880.9863 | -680.2728 | -2.1537 | 449.5952 | -2486.998 | 147.261 | 3238.0623 | 1252.2418 | 3493.457 | -277.1918 | -978.102 | 2603.2515 | -667.3544 | 1238.4943 | 266.726 | -1631.751 | -332.71 | 14599.8828 | 210.1042 | -206.3603 | 106.9387
2030-05-15 | 24 | -64.0965 | 113.2442 | -54.1763 | -739.8538 | -1423.7397 | -484.3193 | -5751.5386 | 418.9605 | 291.0729 | -271.5282 | 3857.5859 | 194.9996 | 1163.542 | 328.4132 | 2164.5413 | -1030.4414 | -132.162 | 209.9994 | -283.8805 | 137.5687 | -1224.9692 | -6186.2139 | 55.9743 | 0.16191 | 1089.1515 | -2116.2278 | -784.6144 | -537.65 | -65.1706 | 677.7288 | 2911.606 | 4883 | 544.9165 | 1078.3618 | 0.58904 | -361.2826 | 8440.4697 | -790.2469 | 8.0881 | 449.6075 | -2450.551 | 477.412 | 3193.6892 | 1230.0936 | 3474.6338 | -292.4755 | -852.152 | 2540.9414 | -235.4936 | 1401.7571 | 1009.8962 | -1567.6006 | -1.2787 | 16213.5576 | 210.1042 | -184.9225 | 37.5223
2030-05-16 | 1 | -84.2393 | 226.3691 | -60.8045 | -727.545 | -1501.3949 | -530.6292 | -4673.8257 | 669.5959 | 1523.6807 | -222.5782 | 3865.7869 | 157.5085 | 1555.1257 | 215.6439 | 1918.6134 | -1249.2783 | 136.0338 | 209.9994 | -364.3015 | 248.8701 | -1122.1716 | -6028.2783 | 75.7794 | -11.6506 | 1647.1461 | -2701.0232 | -1167.0452 | -536.6855 | -61.7275 | 656.0275 | 2842.1389 | 5919.5049 | 527.9055 | 1497.9368 | 0.59911 | 119.286 | 9557.9111 | -961.5198 | 1.0031 | 449.655 | -2418.1831 | 506.4711 | 2590.7476 | 1342.6763 | 3009.311 | -301.5959 | -956.654 | 1551.3732 | -1043.9156 | 1222.2277 | -216.62 | -233.7596 | 1.001 | 15302.1943 | 210.1042 | -211.8487 | 66.4154
2030-05-16 | 2 | -96.8748 | 313.3291 | -63.6394 | -706.0227 | -1392.2916 | -418.0258 | -2857.0525 | 558.6315 | 1920.7843 | -350.7306 | 3877.4495 | -20.0958 | 1126.2504 | 62.0143 | 1498.0652 | -1478.8303 | 264.8554 | 209.9994 | -334.2489 | 226.7365 | -964.5853 | -5421.9033 | 35.148 | -26.4585 | 1534.5839 | -2841.0034 | -1165.8879 | -490.7653 | -74.0684 | 540.8732 | 2636.9954 | 7022.8486 | 515.0303 | 1763.4919 | 0.5756 | 324.2581 | 10014.8857 | -992.9124 | 0.99866 | 449.6516 | -2316.5105 | 336.6967 | 2541.6829 | 1390.45 | 3075.4404 | -307.8471 | -756.0438 | 2057.0593 | -166.6305 | 1072.0071 | -628.5343 | -502.7464 | 189.3425 | 13549.1592 | 210.1042 | -217.9353 | 71.3565
2030-05-16 | 3 | -102.0447 | 198.197 | -63.9802 | -690.2216 | -1564.4408 | -296.2529 | -2285.45 | 303.669 | 2080.5359 | -349.1719 | 3884.4097 | -23.1527 | 1162.1188 | 33.8925 | 1404.1743 | -1565.2959 | 396.4273 | 209.9994 | -338.4096 | 98.1265 | -792.4839 | -5310.5645 | 1.1495 | -35.2931 | 1679.8351 | -2932.2112 | -1052.8341 | -453.7075 | -72.7196 | 513.7151 | 2579.4302 | 8037.2129 | 572.7314 | 1885.7302 | 0.5512 | 484.7932 | 10284.1885 | -917.7465 | 157.7714 | 449.4643 | -2233.2183 | 184.7409 | 2590.873 | 1385.7397 | 3304.2351 | -310.291 | -326.1698 | 1962.0273 | -16.1463 | 923.5359 | -951.8921 | -320.2909 | 364.0745 | 12101.0566 | 210.1042 | -208.9236 | 98.1071
2030-05-16 | 4 | -100.0746 | 192.3662 | -63.8411 | -677.2265 | -1498.3754 | -220.2249 | -2139.7683 | 443.3596 | 2012.6429 | -347.3719 | 3816.4414 | -38.0576 | 1964.0623 | -15.7489 | 1293.3601 | -1578.6489 | 406.48 | 209.9994 | -269.4034 | 73.9271 | -840.6732 | -5356.3525 | -22.1673 | -39.8274 | 1322.9868 | -3008.0029 | -1130.5371 | -430.1005 | -77.2782 | 483.2338 | 2458.6177 | 8488.5654 | 536.3117 | 1910.5321 | 0.56507 | 465.5416 | 9857.1201 | -2.3772 | 417.2732 | 1.0012 | -2247.1934 | 75.7573 | 2832.5964 | 1160.9678 | 3498.4304 | -2.2231 | -272.9546 | 1673.4333 | -441.0318 | 957.3382 | -1136.625 | -416.6048 | 6.1683 | 10856.4805 | 210.1042 | -224.2407 | 118.622
2030-05-16 | 5 | -102.4904 | -36.7012 | -67.1556 | -674.6353 | -1379.5688 | -153.5367 | -2196.062 | 655.3882 | 2105.343 | -260.8933 | 3895.0933 | 67.1567 | 1949.1584 | 101.6702 | 1508.1945 | -1586.7596 | 486.9716 | 209.9994 | -216.3599 | -19.1397 | -939.1868 | -5808.5356 | -5.4513 | -40.1529 | 949.7327 | -3211.0303 | -1288.0999 | -413.0586 | -68.1113 | 590.6133 | 2617.1045 | 8788.0059 | 627.2697 | 1929.1571 | 0.58662 | 441.7893 | 9793.4922 | -291.0197 | -2.1599 | -1.7621 | -2325.3406 | 38.3525 | 3530.8059 | 1303.7806 | 3786.2781 | 1.0095 | -275.9797 | 1856.1364 | -355.1609 | 1203.0594 | -447.8844 | -917.5042 | -745.1842 | 11084.9697 | 210.1042 | -326.1672 | 133.7679
2030-05-16 | 6 | -96.8959 | -18.7372 | -68.6361 | -665.7805 | -1419.7633 | -48.5792 | -1336.8701 | 161.2279 | 1662.8687 | -172.461 | 4040.0876 | 160.5792 | 2052.1401 | 165.9392 | 1758.0533 | -1547.275 | 383.6234 | 209.9994 | -208.1792 | -106.8113 | -1200.9269 | -6156.2388 | -88.9124 | -43.3605 | 844.7979 | -2898.1863 | -1263.9979 | -375.4853 | -79.0448 | 422.3568 | 2599.8857 | 8412.6504 | 483.2925 | 1827.1085 | 0.55483 | 279.8578 | 9363.5703 | -442.1625 | 1.0028 | 0.99952 | -2318.8843 | -190.9408 | 3733.0662 | 1474.7239 | 3908.3938 | -2.7508 | -275.3246 | 2571.1091 | 445.2802 | 993.5932 | -647.8958 | -914.3864 | -222.4279 | 10062.4092 | 210.1043 | -311.1444 | 139.8825
2030-05-16 | 7 | -73.8707 | 162.048 | -66.0889 | -647.3438 | -1303.2428 | -43.7139 | 500.3902 | 6.1978 | 852.8428 | -88.972 | 3944.5571 | 175.7169 | 1945.2325 | 372.5972 | 2165.822 | -1360.076 | 172.2773 | 209.9994 | -343.8476 | 46.1711 | -1506.8079 | -6573.2373 | -100.4286 | -4.4451 | 1736.7166 | -2323.7434 | -1656.1782 | -356.6882 | -101.9804 | 335.7592 | 2272.6218 | 6823.9678 | 198.4941 | 1413.8923 | 0.65289 | -360.1277 | 7791.834 | -716.4895 | 1.0039 | 448.1426 | -2435.8528 | -39.8826 | 4052.0583 | 1407.9205 | 4050.5981 | -3.4765 | -272.6885 | 2489.8862 | 79.8801 | 1003.017 | 0.99874 | -648.3736 | -1.2546 | 8889.127 | 210.1042 | -274.421 | 207.8677
2030-05-16 | 8 | -58.9666 | 674.8923 | -62.2596 | -643.0693 | -1365.1156 | -272.9815 | 1479.3439 | 573.7933 | 369.1454 | -170.1667 | 3882.2388 | 195.0004 | 1413.0151 | 412.0016 | 2252.4751 | -1583.484 | 92.1067 | 209.9994 | -606.7299 | -82.0262 | -1542.377 | -6617.7109 | -192.1732 | 26.7866 | 3499.1167 | -2347.3994 | -1051.1954 | -445.4875 | -131.1988 | 236.01 | 2540.3965 | 5909.6665 | 603.1845 | 1009.4263 | 2.0567 | -683.7303 | 6708.7163 | -793.452 | 1.0019 | 449.5504 | -2304.2688 | -264.2157 | 4006.4812 | 1331.3232 | 4105.9839 | -278.0398 | -651.1373 | 2129.9583 | -320.8158 | 769.3683 | -81.0877 | -938.7303 | -1.1657 | 8112.0488 | 0.10423 | -188.0051 | 173.4023
2030-05-16 | 9 | -53.6059 | 589.0182 | -53.1041 | -627.0715 | -1164.1633 | -41.3667 | 2410.4939 | 620.9769 | 435.2989 | -365.8288 | 3915.5977 | 51.4248 | 1589.2795 | 389.5244 | 2255.5098 | -1622.6362 | 76.6917 | 209.9994 | -666.2018 | -59.9919 | -1651.1217 | -6850.6387 | -225.447 | -21.3202 | 3824.479 | -2115.7126 | -989.4125 | -371.102 | -135.5718 | 182.155 | 2193.6511 | 5800.2246 | 609.3612 | 1065.9492 | 2.982 | 245.4158 | 6949.0405 | -841.6355 | -2.3486 | 400.6869 | -2308.6748 | -373.6457 | 3958.4585 | 1300.9319 | 4092.2153 | -265.4362 | -963.0656 | 1845.2476 | -247.3694 | 760.2434 | -175.3884 | -772.9611 | 97.966 | 7761.5093 | 210.1042 | -169.2478 | 60.3925
2030-05-16 | 10 | -56.8861 | 430.9944 | -52.6246 | -639.5594 | -1379.3394 | 27.2115 | 1915.4597 | 202.2933 | 720.8066 | -384.2375 | 3924.3066 | 73.477 | 1590.7886 | 399.9457 | 2255.9233 | -1946.8148 | 49.8342 | 209.9994 | -654.0067 | -5.3794 | -1756.6725 | -6978.4072 | -221.0924 | -38.0972 | 3735.4285 | -2121.4565 | -1125.5142 | -357.6147 | -125.577 | 141.9632 | 1986.9995 | 6063.1099 | 576.0961 | 1236.751 | 3.0245 | 461.894 | 7434.5762 | -820.2379 | -2.2965 | 402.3642 | -2306.0725 | -384.038 | 3893.7925 | 1259.2645 | 3965.0596 | -257.6709 | -1033.5896 | 1729.3497 | -301.4228 | 793.6665 | -272.1613 | -257.8713 | 526.6964 | 8565.4893 | 210.1042 | -180.4626 | 116.4603
2030-05-16 | 11 | -52.6672 | 431.8138 | -51.1228 | -629.707 | -1155.9796 | -21.2119 | 1061.8868 | 476.4455 | 473.2233 | -383.4053 | 3895.2029 | 63.0941 | 1683.4425 | 433.7687 | 2284.3735 | -2087.1548 | -11.5016 | 209.9994 | -634.6904 | 39.5154 | -1793.3052 | -7051.6973 | -180.1518 | -26.3742 | 3556.2764 | -2010.7947 | -1289.2996 | -379.9275 | -124.6412 | 202.4031 | 2122.5452 | 5540.8232 | 561.8839 | 1109.2164 | 2.8605 | 327.5512 | 6722.3877 | -839.5489 | -2.1451 | 399.3859 | -2087.9189 | -246.1943 | 3944.8972 | 1284.917 | 4137.1709 | -252.8403 | -953.4445 | 1595.7407 | -653.203 | 850.7669 | -428.3209 | -427.1215 | 291.7762 | 9590.5117 | 210.1042 | -185.2455 | 95.8979
2030-05-16 | 12 | -46.3316 | 636.0877 | -49.6679 | -622.4155 | -1392.8844 | -127.8567 | 924.0685 | 323.1676 | 279.6623 | -385.7556 | 3933.1707 | 53.4868 | 1785.29 | 469.3598 | 2308.938 | -2074.5889 | -99.6188 | 209.9994 | -670.9506 | 22.5728 | -1886.4183 | -6959.7549 | -202.5163 | -13.1369 | 3805.5913 | -1934.3254 | -1251.0598 | -401.1275 | -131.4009 | 152.5855 | 2250.7971 | 4877.7129 | 543.369 | 953.9858 | 2.7335 | 199.1183 | 5947.1587 | -902.2995 | -2.1881 | 229.6308 | -1977.6808 | -302.0431 | 3877.4529 | 1279.369 | 4031.6553 | -248.8256 | -1021.3798 | 1661.9956 | -452.0278 | 813.3112 | -779.6457 | -250.4317 | 130.7074 | 9744.7002 | 210.1042 | -199.2576 | 134.4713
2030-05-16 | 13 | -39.3405 | 1072.5026 | -53.3237 | -615.1426 | -1443.4146 | -450.5667 | 2409.0139 | 613.1453 | 111.3297 | -393.3025 | 3862.6189 | 16.1694 | 1848.8079 | 500.0657 | 2334.6033 | -307.4213 | 192.0614 | 209.9994 | -640.1065 | 28.7157 | -1506.3414 | -6057.9028 | -228.3883 | -21.0657 | 3775.3081 | -2077.9429 | -1211.5095 | -470.8446 | -141.8469 | 82.1235 | 1821.1803 | 3422.324 | 512.7072 | 569.2736 | 2.2576 | 1113.5009 | 5169.8394 | -861.135 | -2.2874 | 310.1153 | -1473.4885 | -431.9205 | 3763.8752 | 1222.2852 | 3921.6453 | -247.383 | -1196.6183 | 1780.0942 | -351.3407 | 459.0239 | -1465.4663 | 35.3138 | 1.0033 | 9205.3828 | 0.10423 | -270.9666 | 100.3656
2030-05-16 | 14 | -37.686 | 1123.0603 | -53.4352 | -594.9604 | -1271.901 | -400.5203 | 3276.1538 | -1.925 | 114.256 | -388.9868 | 3886.0515 | 30.9487 | 1571.321 | 555.3271 | 2379.05 | -378.3042 | 174.0632 | 209.9994 | -625.2523 | -66.729 | -1691.9548 | -5613.8433 | -345.4191 | -42.4134 | 3582.3376 | -2004.892 | -1246.7334 | -462.0393 | -146.952 | -145.0613 | 1219.9441 | 3503.2451 | 443.3024 | 650.9106 | 3.3906 | 2297.1221 | 5661.625 | -338.9528 | 1.0023 | 102.9005 | -1270.7986 | -803.1506 | 5076.7329 | 1239.692 | 4911.6201 | -243.5466 | -1222.0116 | 1735.0642 | -653.4172 | 167.9019 | -2354.9307 | 101.555 | 189.3745 | 7464.5742 | 0.10423 | -284.3968 | 92.9334
2030-05-16 | 15 | -46.3297 | 568.178 | -54.6765 | -569.2503 | -1459.8052 | -76.8377 | 4189.4219 | -483.7064 | -287.7845 | -396.0155 | 3897.4341 | 23.6694 | 1334.7101 | 612.4325 | 2442.3523 | -551.8665 | 302.102 | 209.9994 | -680.5325 | -55.6243 | -1696.6167 | -5280.8037 | -316.4699 | -40.891 | 3867.4995 | -1989.9712 | -990.1315 | -360.2722 | -125.4055 | -107.1902 | 1338.7173 | 4818.3887 | 587.2031 | 972.4185 | 4.4667 | 2469.1003 | 6505.0312 | -396.053 | -2.5013 | -3.2068 | -1168.1981 | -805.5505 | 4936.7803 | 1232.1521 | 4782.7168 | -243.6253 | -1351.5432 | 2037.4438 | -463.1243 | 375.4095 | -2056.8928 | 379.9164 | -11.9502 | 7246.4014 | 0.10423 | -294.8121 | 163.1938
2030-05-16 | 16 | -44.4333 | 413.0969 | -56.1253 | -556.2485 | -1462.6497 | -37.6361 | 4202.6763 | -434.3861 | -823.6837 | -350.7554 | 3839.9016 | 194.9936 | 1227.979 | 631.8607 | 2435.3057 | -585.4697 | 298.5891 | 209.9994 | -783.4808 | 27.0241 | -1688.7043 | -5124.5757 | -279.757 | -28.4211 | 4316.9248 | -1922.5154 | -1167.2889 | -337.0146 | -118.1068 | -53.8866 | 1188.0878 | 4654.4014 | 407.1106 | 970.3553 | 4.4162 | 2412.6787 | 6059.3018 | -481.4665 | -104.9727 | -2.9314 | -1294.6698 | -680.538 | 4967.5903 | 1258.3835 | 4665.3223 | -243.5971 | -1617.0967 | 2082.3357 | -582.1243 | 458.8311 | -1318.4446 | 61.4724 | -151.0592 | 7680.4766 | 0.10423 | -258.6075 | 184.4074
2030-05-16 | 17 | -44.2387 | 277.7128 | -59.4683 | -550.8896 | -1214.4877 | -88.1682 | 3110.8843 | -1.8162 | -1234.7957 | -357.4346 | 3883.0876 | 195.0016 | 1117.3988 | 635.4871 | 2443.8596 | -1120.4521 | 239.6436 | 209.9994 | -772.9926 | 75.6983 | -1633.5841 | -4803.5679 | -225.7159 | -28.3413 | 4342.8711 | -1904.7399 | -1230.6112 | -352.7781 | -109.1866 | 52.7534 | 1110.6063 | 4484.0913 | 420.6701 | 914.1487 | 4.8686 | 2421.4023 | 5608.4429 | -399.7617 | -33.0311 | -3.3531 | -1385.6951 | -540.4975 | 5066.0605 | 1284.408 | 4834.2202 | -246.4729 | -1590.5964 | 2293.0667 | -706.8194 | 578.4518 | -1111.5865 | -286.3194 | -449.5988 | 8653.5322 | 0.10423 | -247.8035 | 193.4701
2030-05-16 | 18 | -53.7072 | 256.9464 | -67.0213 | -610.588 | -1285.5272 | -190.7606 | 2009.8337 | 29.9968 | -1381.7078 | -361.8966 | 3894.4028 | 195.0005 | 1077.3608 | 644.7791 | 2449.4573 | -1135.8065 | 255.7023 | 209.9994 | -518.665 | 148.2005 | -1601.6008 | -4596.1484 | -194.2888 | -55.4864 | 3189.1499 | -2166.5176 | -1389.7849 | -421.0893 | -102.2224 | 82.5197 | 1275.5361 | 5231.144 | 514.3473 | 1049.7834 | 4.9045 | 2390.2046 | 6324.7261 | -327.6439 | 1.0009 | 0.99955 | -1440.4814 | -394.5504 | 5275.1558 | 1324.5112 | 5062.5796 | -195.1413 | -1536.8788 | 2121.6038 | -1021.0723 | 515.51 | -1412.4762 | -346.9075 | -428.3798 | 9852.0303 | 0.10423 | -242.9572 | 195.153
2030-05-16 | 19 | -58.3476 | 400.7253 | -68.2946 | -640.709 | -1454.0154 | -74.6018 | 2749.1943 | -4.242 | -1107.6625 | -348.296 | 3928.1313 | 194.9985 | 589.9829 | 642.2311 | 2451.7695 | -1231.8379 | 273.6357 | 209.9994 | -530.2303 | 399.5102 | -1821.7152 | -5159.6577 | -175.3233 | -31.6058 | 3009.8042 | -2124.4802 | -1782.5808 | -395.2644 | -110.769 | -4.6388 | 1497.3723 | 5697.7974 | 406.8165 | 1160.7937 | 5.4974 | 1555.6549 | 6834.3647 | -243.0686 | 0.99796 | 89.0607 | -1826.6731 | -267.7437 | 5063.2373 | 1379.7906 | 4925.3896 | -257.1434 | -1334.9496 | 3515.2102 | 102.4471 | 758.9418 | -758.7788 | -360.9342 | -428.5776 | 8428.3242 | 210.1042 | -265.748 | 182.1952
2030-05-16 | 20 | -58.4491 | 357.3422 | -65.7997 | -623.6061 | -1479.0203 | 0.99368 | 3589.7581 | 0.99769 | -524.9464 | -353.7924 | 3838.0576 | 194.9952 | 1214.7889 | 587.8975 | 2379.7327 | -1836.7434 | 74.2413 | 209.9994 | -599.6136 | 214.1048 | -1878.3301 | -5883.3848 | -186.1437 | -6.5051 | 3422.7429 | -2198.1958 | -1454.45 | -384.7562 | -116.2724 | 60.5087 | 1968.9685 | 6133.1514 | 544.0545 | 1191.4631 | 5.2341 | 633.7039 | 6790.0386 | -449.0234 | 0.99921 | 449.5809 | -1917.1478 | -284.378 | 4785.3667 | 1412.0011 | 4724.2676 | -259.2716 | -1001.1105 | 2362.3042 | -691.4634 | 871.2434 | -1092.2007 | 40.694 | -484.6301 | 8476.4521 | 210.1042 | -315.7517 | 169.3379
2030-05-16 | 21 | -55.0677 | 40.9735 | -64.1094 | -573.4509 | -1228.5208 | 119.8604 | 3372.7815 | 442.3039 | -196.3719 | -353.0421 | 3748.7419 | 194.9971 | 1089.3942 | 575.7716 | 2370.4663 | -2289.783 | -119.2575 | 209.9994 | -630.6245 | 178.286 | -1870.7031 | -6301.9854 | -138.6531 | 6.0639 | 3639.967 | -1887.7637 | -1570.1604 | -332.2047 | -111.1559 | 237.1834 | 1833.7209 | 5673.3159 | 360.8349 | 1214.6853 | 4.2671 | 529.3781 | 6708.3896 | -769.387 | -2.2005 | 325.543 | -2214.4539 | -146.9734 | 4255.083 | 1418.9907 | 4317.1665 | -258.5257 | -1204.8805 | 2064.9844 | -921.3655 | 948.5461 | -111.4352 | -902.0632 | -274.7367 | 8734.1855 | 210.1043 | -160.0919 | 184.7365
2030-05-16 | 22 | -64.9027 | -402.9122 | -67.7518 | -634.5546 | -1484.413 | 287.7856 | 2234.0325 | 0.99492 | 0.9962 | -353.7174 | 3838.5132 | 194.9968 | 1416.3795 | 514.9386 | 2312.2659 | -1887.796 | -135.2023 | 209.9994 | -569.6672 | 358.1526 | -1809.8701 | -6015.0811 | -64.2526 | 11.9616 | 3095.197 | -1954.9413 | -1912.594 | -285.1692 | -87.8112 | 341.2119 | 1731.0487 | 6362.1099 | 193.8912 | 1379.9166 | 2.6572 | 332.098 | 8043.6011 | -527.4706 | -2.0315 | 449.4381 | -2169.2483 | 67.707 | 4609.0942 | 1456.5385 | 4752.5332 | -263.101 | -903.5987 | 1501.9645 | -1629.0394 | 1007.6824 | 131.3854 | -483.8606 | -221.3519 | 10630.7383 | 0.10423 | -139.4386 | 166.7842
2030-05-16 | 23 | -66.5392 | -694.9355 | -64.605 | -634.631 | -1471.0631 | 315.5129 | 0.9896 | 0.99287 | 1.0032 | -349.0696 | 3846.0317 | 195.0002 | 1690.4127 | 496.9515 | 2289.3254 | -1484.3896 | -179.7321 | 209.9994 | -528.642 | 411.3701 | -1539.4144 | -6193.9448 | 32.0802 | 15.3016 | 2786.842 | -1921.379 | -2106.3486 | -279.4684 | -67.8817 | 533.203 | 1648.5865 | 6189.8105 | -57.055 | 1420.0397 | 0.86501 | -46.7112 | 8142.8257 | -433.3858 | 0.99939 | 449.3665 | -2190.9438 | 388.1083 | 4690.9077 | 1465.6572 | 4843.0229 | -276.5433 | -722.1629 | 2047.8481 | -994.3004 | 1147.3368 | 899.1766 | -791.0126 | -358.6435 | 12735.6006 | 210.1042 | -185.7924 | 49.6727
2030-05-16 | 24 | -77.278 | -333.705 | -64.1848 | -685.4036 | -1316.2548 | -68.6724 | -2053.4504 | 0.99994 | 26.9481 | -277.581 | 3814.0105 | 194.9983 | 1815.0031 | 463.6255 | 2271.5261 | -1395.7594 | -78.4763 | 209.9994 | -486.8331 | 420.2239 | -1250.6389 | -5821.7349 | 87.4384 | 10.0068 | 2597.8831 | -2579.7627 | -2218.3823 | -397.8911 | -56.6165 | 636.6416 | 1974.2744 | 6903.7183 | 88.7784 | 1520.8669 | 0.64838 | -53.2717 | 8610.7764 | -225.4657 | 114.7112 | 449.4459 | -2376.9504 | 446.5183 | 4606.6548 | 1575.6107 | 4989.4478 | -227.2138 | -276.6075 | 2626.9385 | 255.9782 | 1339.6393 | 854.77 | -782.9901 | -915.3162 | 13868.082 | 210.1043 | -307.3022 | 0.10418
2030-05-17 | 1 | -65.9384 | -164.785 | -57.6261 | -625.2515 | -1629.6725 | -111.6136 | -960.3589 | -2.6303 | 1375.5902 | -122.22 | 3792.605 | 95.0888 | 2027.3915 | 403.8205 | 2123.5112 | -1303.7538 | 179.8818 | 209.9994 | -522.2877 | 265.3825 | -935.8141 | -4646.9438 | 2.2008 | 6.6489 | 2892.7244 | -2379.3203 | -1662.774 | -406.6357 | -63.0001 | 498.8474 | 1956.5929 | 6493.7285 | 462.8885 | 1265.8663 | 2.8617 | 451.6096 | 7521.5356 | -109.6835 | 1.0024 | 449.3614 | -2217.3604 | 173.1986 | 4304.7446 | 1584.448 | 4465.4189 | -3.0317 | -272.4705 | 2586.2661 | 734.2273 | 1079.1917 | 305.0611 | -52.9084 | 100.8336 | 11534.0986 | 210.1043 | -225.6479 | 104.9289
2030-05-17 | 2 | -66.367 | 179.2784 | -56.3123 | -589.3202 | -1459.2654 | -224.2331 | -243.6009 | 65.2801 | 1931.9301 | -86.1763 | 3808.2332 | 195.0002 | 1976.7654 | 398.7473 | 1963.7159 | -1449.1364 | 365.9856 | 209.9994 | -561.4595 | 126.3068 | -911.8687 | -3973.1462 | -47.0078 | -17.5913 | 3171.854 | -2489.2605 | -1326.2457 | -415.1792 | -73.8142 | 404.631 | 1985.9419 | 6763.1421 | 663.3976 | 1392.314 | 5.1716 | 1231.0679 | 7265.7607 | -9.0224 | 17.7945 | 449.2938 | -2180.6743 | 50.5648 | 3723.7393 | 1556.3915 | 3924.9368 | -2.6486 | -272.7856 | 2730.8923 | 1291.6235 | 1149.0663 | 0.99675 | 99.0142 | 0.99394 | 9026.9277 | 210.1043 | -252.9015 | 89.2837
2030-05-17 | 3 | -51.0386 | 430.3531 | -49.2912 | -511.1269 | -1498.9332 | -297.4961 | 0.99152 | 0.99741 | 1956.171 | -218.2381 | 3795.3501 | -118.3585 | 1932.6399 | 355.0589 | 1866.2284 | -1306.2795 | 272.4218 | 209.9994 | -551.0351 | 63.6061 | -1147.3184 | -3665.9807 | -106.6698 | -35.2274 | 3080.6548 | -2260.3518 | -1109.6469 | -374.9511 | -84.6557 | 239.4043 | 1537.2783 | 5193.3403 | 459.5521 | 1153.7484 | 6.2936 | 1211.9877 | 5760.3711 | -0.37533 | 121.9317 | 449.2506 | -1629.9672 | -3.3826 | 3400.6858 | 1576.0656 | 3770.9741 | -2.6415 | -273.1556 | 2858.6184 | 1636.496 | 1006.4648 | -500.8061 | 133.5709 | 124.5148 | 7371.6333 | 210.1042 | -256.3168 | 73.033
2030-05-17 | 4 | -34.4597 | 242.0598 | -40.8074 | -403.8804 | -1497.3845 | -238.3614 | -17.5926 | 0.98986 | 2068.6929 | -217.9469 | 3799.9529 | -107.738 | 1921.5129 | 361.5444 | 1902.3364 | -295.4693 | 431.5167 | 209.9994 | -493.7124 | 116.5072 | -1204.8047 | -4809.4834 | -101.201 | -20.5556 | 2639.1108 | -1698.016 | -1377.6603 | -290.2248 | -79.1374 | 211.6935 | 1010.0373 | 3216.8101 | 65.3602 | 821.1097 | 5.0378 | 1078.4041 | 3926.5627 | -0.91014 | 111.8373 | 449.2567 | -1722.8131 | -3.1626 | 3437.99 | 1614.8718 | 3827.5168 | -2.6555 | -272.8019 | 2784.813 | 1375.4752 | 1001.8693 | -255.9916 | 0.99984 | 125.4841 | 6379.1343 | 210.1042 | -242.7169 | -27.6277
2030-05-17 | 5 | -31.2476 | 89.8858 | -40.0688 | -410.1638 | -1413.1541 | -150.5936 | -192.8484 | 0.99308 | 2030.4889 | -143.3811 | 3858.9839 | 63.5249 | 1964.5431 | 335.1204 | 1883.7128 | -659.3209 | 232.8595 | 209.9994 | -450.8028 | 133.4044 | -1172.4869 | -5219.2021 | -88.931 | -32.8295 | 2402.499 | -1578.0092 | -1399.9746 | -258.5482 | -78.2469 | 284.8195 | 965.0794 | 3024.6855 | -64.0955 | 752.608 | 4.1477 | 967.1447 | 3644.9397 | -98.9797 | 159.0378 | 1.0007 | -1923.9547 | -30.3217 | 3826.9783 | 1597.371 | 4276.6973 | -2.7334 | -276.4397 | 2815.9758 | 1652.8101 | 1020.0068 | -57.7073 | 0.99945 | 0.99802 | 6187.6714 | 210.1043 | -242.2406 | -27.4827
2030-05-17 | 6 | -38.6428 | 68.0554 | -45.5799 | -449.3478 | -1530.6426 | -102.5874 | -28.2264 | -0.48957 | 1842.5184 | -101.7409 | 3869.77 | 188.7828 | 1926.9344 | 289.3312 | 1975.6984 | -240.9666 | 549.4244 | 209.9994 | -391.7728 | 10.1402 | -1263.4423 | -6139.7871 | -131.9239 | -58.4166 | 2084.7727 | -1645.3583 | -1440.9728 | -253.8887 | -83.2449 | 232.3891 | 999.8672 | 3540.2253 | -135.6057 | 934.7054 | 3.4269 | 1273.7003 | 4411.2178 | -3.1572 | 160.4327 | 1.0013 | -2270.8799 | -284.0883 | 3958.9226 | 1644.444 | 4327.8291 | -3.5966 | -278.4367 | 2750.5837 | 1176.9385 | 962.6871 | -323.4512 | -52.1861 | -123.1835 | 5893.3076 | 210.1042 | -343.9279 | 6.1111
2030-05-17 | 7 | -22.5809 | 411.3816 | -43.6174 | -395.5089 | -1192.4634 | -306.7946 | 0.98869 | 514.2017 | 924.8228 | -179.3513 | 3861.6746 | 178.9914 | 2015.4644 | 298.9129 | 2151.7654 | 272.2279 | 536.8881 | 209.9994 | -389.4791 | -86.3728 | -1366.0201 | -5955.2969 | -150.2543 | -63.4009 | 2171.7083 | -1384.9572 | -1409.0916 | -302.7297 | -112.7015 | 276.6155 | 892.3863 | 2202.8789 | -259.6801 | 541.6395 | 2.2671 | 1144.2866 | 2658.0264 | -111.1967 | 38.71 | 439.4298 | -1971.0665 | -151.5049 | 4666.9688 | 1562.5286 | 4726.9062 | -3.8472 | -276.6381 | 2758.6326 | 494.2611 | 699.4146 | 1.0002 | -275.3925 | 271.2029 | 4551.0576 | 210.1042 | -260.7907 | 16.3084
2030-05-17 | 8 | -15.6481 | 954.8412 | -43.2474 | -375.7155 | -1197.5487 | -482.5373 | 692.5804 | 1339.1022 | 556.8344 | -353.6853 | 3853.1719 | 195.0013 | 1755.0586 | 280.0929 | 2142.7261 | -32.351 | 581.525 | 209.9994 | -570.4263 | -200.725 | -1311.6372 | -5416.2451 | -226.9075 | -60.8172 | 3546.3518 | -1386.8301 | -1185.2255 | -365.6212 | -146.1399 | 223.8564 | 770.9765 | 1661.4938 | -121.1312 | 341.6857 | 2.5745 | 1605.9368 | 1803.6371 | -599.779 | -54.2665 | 1.0025 | -1654.2446 | -281.2592 | 4573.1836 | 1439.0822 | 4648.7095 | -276.1969 | -1280.3582 | 2186.3489 | -36.9486 | 289.4973 | -504.705 | -691.7047 | 587.8285 | 2361.9822 | 0.10423 | -141.0379 | 117.8711
2030-05-17 | 9 | -17.7058 | 753.2413 | -42.0303 | -366.8065 | -1507.1674 | -359.2457 | 914.9722 | 894.3029 | 737.6086 | -346.4258 | 3839.9966 | 195.0018 | 1116.8938 | 260.7581 | 2097.7903 | -80.6953 | 668.699 | 209.9994 | -623.071 | -21.8001 | -1274.0457 | -5534.9121 | -189.3488 | -77.0357 | 3817.9604 | -1322.0054 | -1309.5306 | -336.5306 | -135.6076 | 205.9914 | 610.9843 | 2004.6267 | -176.2555 | 457.4648 | 2.9659 | 2409.1069 | 2158.6172 | -704.1331 | -7.0867 | 0.9993 | -1620.5034 | -200.4635 | 4510.1162 | 1442.2292 | 4680.4385 | -263.6154 | -1493.104 | 1802.514 | 40.4949 | 459.9366 | -456.5952 | -987.8765 | 192.8999 | 2992.8508 | 0.10423 | -147.6614 | 59.4095
2030-05-17 | 10 | -30.0767 | 582.3804 | -46.9771 | -424.647 | -1170.3698 | -245.2493 | 384.879 | 987.8465 | 0.99598 | -349.0753 | 3929.9907 | 195.0008 | 2107.0774 | 242.4822 | 2067.6177 | -197.088 | 723.0971 | 209.9994 | -553.6282 | -87.0172 | -1291.1099 | -5247.1138 | -158.0868 | -87.989 | 3513.7297 | -1583.0833 | -856.0378 | -340.8363 | -128.4969 | 298.5356 | 865.6254 | 2896.8943 | 57.0985 | 685.0755 | 2.6513 | 2398.5371 | 3491.6294 | -755.2696 | 52.8829 | 449.2785 | -1622.4966 | -125.104 | 4563.5356 | 1435.4755 | 4715.0684 | -260.0128 | -1412.5461 | 1752.0768 | -183.012 | 417.3318 | -835.2471 | -1156.0906 | 1.0023 | 3619.9512 | 0.10423 | -139.8559 | 64.7924
2030-05-17 | 11 | -35.7263 | 326.8687 | -50.3227 | -488.015 | -1086.7054 | -165.5574 | 0.97433 | 810.3822 | -13.0852 | -348.1104 | 3913.0549 | 194.9985 | 1453.5607 | 261.8766 | 2084.9167 | -978.8187 | 225.1057 | 209.9994 | -433.8738 | 67.8222 | -1450.4785 | -5788.5732 | -117.471 | -72.6889 | 2461.8887 | -1625.3344 | -1270.5016 | -357.5624 | -111.2499 | 295.9421 | 1201.8165 | 3128.9927 | -72.6764 | 760.0745 | 1.0143 | 1626.0955 | 5034.5444 | -756.027 | 39.742 | 449.5523 | -1844.2332 | -18.3646 | 4525.9453 | 1418.8801 | 4628.749 | -258.434 | -1390.4589 | 1538.9906 | -393.7919 | 631.8094 | -337.8866 | -757.3885 | 0.99893 | 5486.0088 | 0.10423 | -150.7883 | 35.4381
2030-05-17 | 12 | -55.4755 | -147.9108 | -57.6593 | -610.4032 | -1376.1456 | 163.3079 | 0.99112 | 116.502 | -70.0436 | -342.0554 | 3910.5073 | 194.9986 | 1555.4119 | 218.0191 | 2064.6262 | -876.2129 | 185.6969 | 209.9994 | -362.3328 | 284.8429 | -1588.5535 | -5983.1577 | -50.9095 | -32.3334 | 1852.4639 | -1702.5923 | -1410.5497 | -289.3129 | -89.7161 | 341.6037 | 1645.2649 | 4586.313 | -84.6161 | 1207.9916 | 0.56437 | 880.8643 | 8120.8643 | -745.5721 | 1.0032 | 449.4643 | -1830.8328 | 155.8366 | 4398.4126 | 1370.5562 | 4449.2578 | -256.8307 | -1186.0042 | 1178.8422 | -1004.6376 | 867.3631 | 1.0663 | -251.4135 | -1.9236 | 7127.855 | 0.10423 | -170.4561 | -12.2622
2030-05-17 | 13 | -68.5522 | -16.0456 | -68.3777 | -703.7684 | -1415.8365 | 33.9285 | 128.1554 | 339.7965 | -282.8812 | -343.6963 | 3925.0793 | 195.0012 | 1624.7469 | 259.2975 | 2072.4031 | -919.8096 | 96.9264 | 209.9994 | -424.4394 | 321.7206 | -1635.8069 | -6024.8311 | -20.7686 | -27.2861 | 2287.6899 | -2126.1016 | -1451.9431 | -340.1823 | -89.0318 | 378.7636 | 1802.2321 | 5313.9521 | 75.5116 | 1284.5088 | 0.55743 | 961.4843 | 9703.0068 | -757.7373 | 1.0024 | 449.5092 | -1725.1262 | 260.5794 | 4330.6807 | 1351.5697 | 4386.2705 | -258.1705 | -1081.1017 | 1365.2014 | -720.3746 | 932.6712 | 1.0149 | -676.2267 | -540.1235 | 8284.5449 | 0.10423 | -181.6004 | -1.0088
2030-05-17 | 14 | -68.9081 | 348.3164 | -82.4171 | -733.4758 | -919.6406 | -173.8909 | 1953.1598 | 538.6725 | -951.6412 | -346.0898 | 3906.8667 | 194.9983 | 1776.5421 | 336.0585 | 2131.1335 | -1095.6826 | -146.8122 | 209.9994 | -489.7457 | 334.8997 | -1755.4052 | -6227.833 | -70.1265 | -41.4082 | 2675.4692 | -2473.8628 | -1862.0101 | -422.2158 | -99.9347 | 269.2592 | 1601.3142 | 4789.5981 | 102.9552 | 1132.1626 | 0.55849 | 1195.1462 | 9980.5635 | -837.0787 | -1.9807 | 1.0009 | -1697.4169 | 168.0732 | 4208.5786 | 1323.3452 | 4127.9526 | -257.6337 | -1915.1156 | 1533.8026 | -614.5613 | 898.9429 | -85.0157 | -854.8521 | -772.323 | 7568.4756 | 210.1042 | -235.9335 | -5.4127
2030-05-17 | 15 | -68.0302 | 857.7529 | -88.9649 | -750.006 | -455.5124 | -188.1844 | 4957.6084 | 141.2738 | -1564.7823 | -330.1189 | 3843.739 | 195.0039 | 595.0236 | 435.2936 | 2235.9211 | -1680.9575 | -241.877 | 209.9994 | -592.3351 | 338.6379 | -1995.7985 | -6145.8193 | -269.2165 | -13.7907 | 3116.3188 | -2687.0396 | -1728.0459 | -435.2279 | -125.4536 | -206.6748 | 1954.2391 | 4991.23 | 366.9458 | 1036.8004 | 1.9657 | 461.3266 | 9352.4355 | -280.9583 | 1.0029 | 28.2339 | -1208.6206 | -460.9121 | 5137.957 | 1407.5885 | 5048.9595 | -253.0479 | -1054.2821 | 2236.644 | 193.195 | 663.2505 | -1165.2017 | -599.2601 | -1100.7341 | 6043.4629 | 210.1043 | -341.6788 | 16.5706
2030-05-17 | 16 | -65.1965 | 799.709 | -91.3034 | -750.3285 | -813.9987 | -164.9248 | 4529.9355 | 306.4316 | -1001.3395 | -336.7838 | 3836.2849 | 194.9984 | 784.5278 | 452.3812 | 2270.1228 | -1456.4973 | -201.9819 | 209.9994 | -799.2538 | 267.7493 | -1913.4489 | -6160.0122 | -264.8984 | 6.4844 | 4177.3716 | -2710.0759 | -1792.8115 | -405.0298 | -124.5714 | -166.0851 | 1804.3171 | 4919.0342 | 311.1215 | 953.3709 | 1.5437 | 451.9276 | 8091.5923 | -261.5118 | 0.99972 | 168.9845 | -1185.8752 | -406.6263 | 5142.5435 | 1406.7345 | 5045.8594 | -199.493 | -953.4799 | 2483.7473 | 183.5645 | 423.1384 | -857.8872 | -576.0029 | -503.4384 | 5269.8887 | 210.1042 | -267.8159 | 57.3902
2030-05-17 | 17 | -70.9608 | 606.3483 | -94.6603 | -742.2226 | -948.9561 | -89.0331 | 4224.4844 | 257.4012 | -1240.9211 | -335.8752 | 3857.8628 | 194.9971 | 867.5745 | 358.9543 | 2198.772 | -1638.979 | 4.417 | 209.9994 | -792.1732 | 391.7891 | -1807.608 | -5650.0376 | -221.6842 | 26.6539 | 4161.7617 | -2745.8704 | -1527.8441 | -393.7785 | -115.2953 | -126.5598 | 2501.5122 | 5648.5347 | 507.0492 | 1033.8317 | 1.92 | -600.81 | 7769.3564 | -248.9763 | 0.99907 | 249.2963 | -1137.814 | -305.9045 | 5239.3223 | 1424.5547 | 5046.2959 | -70.6866 | -997.8389 | 2562.9021 | -26.1937 | 492.4385 | -599.8976 | -547.9669 | -568.3344 | 6031.2539 | 210.1042 | -234.2511 | 118.3077
2030-05-17 | 18 | -77.2382 | 0.99541 | -99.4054 | -713.2703 | -952.5338 | 159.5278 | 4142.0728 | 138.533 | -1775.129 | -335.0916 | 3854.4082 | 195.0018 | 897.9535 | 315.3631 | 2163.4006 | -1862.045 | 44.9565 | 209.9994 | -661.7279 | 479.9326 | -1854.225 | -5831.0562 | -139.7806 | 34.7936 | 3740.7358 | -2583.4309 | -1707.9941 | -314.2996 | -95.6316 | 10.7226 | 2165.5479 | 6060.9141 | 209.4744 | 1179.7448 | 1.3114 | -807.3633 | 8184.0376 | -260.2726 | -76.6104 | 450.2844 | -1458.7848 | -3.4014 | 5388.4175 | 1458.0961 | 5062.6616 | 5.5335 | -1031.9147 | 2473.3269 | -120.622 | 512.1939 | -320.8645 | -827.597 | -844.0652 | 6468.4624 | 210.1042 | -214.3381 | 143.261
2030-05-17 | 19 | -89.8745 | -396.5372 | -99.994 | -694.3639 | -622.0495 | 306.1531 | 3570.3623 | 400.6675 | -1801.7919 | -277.3752 | 3834.696 | 194.9975 | 1425.9574 | 315.0364 | 2161.0227 | -2089.8984 | 119.7687 | 209.9994 | -583.2723 | 356.734 | -1715.7041 | -5837.064 | -67.1342 | 28.2917 | 3362.8638 | -2630.8174 | -1455.0328 | -265.0234 | -85.4355 | 230.6269 | 2378.1396 | 6991.4194 | 239.469 | 1481.6802 | 0.50968 | -600.2583 | 9409.04 | -852.4166 | -2.179 | -3.6237 | -1562.0123 | 239.5179 | 4397.1978 | 1394.1815 | 4445.0874 | -275.8394 | -1926.3085 | 2064.936 | -1159.3915 | 554.5569 | -83.2987 | -1667.3655 | -415.7092 | 7430.5259 | 0.10423 | -115.8323 | 156.9935
2030-05-17 | 20 | -107.0865 | -421.1477 | -96.6434 | -689.7673 | -981.9748 | 95.5439 | 1150.9091 | 456.7362 | -1222.3666 | -346.4697 | 3890.4395 | 195.0014 | 1266.4117 | 230.9472 | 2013.9991 | -2351.4775 | 210.1329 | 209.9994 | -394.2941 | 78.4068 | -1528.4014 | -5681.7163 | -12.3916 | -18.7073 | 2219.9868 | -3071.2712 | -962.7538 | -330.84 | -74.2689 | 482.8718 | 2780.8291 | 7417.9165 | 539.1331 | 1717.5835 | 0.20689 | -5.356 | 11172.5615 | -778.1923 | 1.0015 | 449.3695 | -1613.6014 | 399.9348 | 4389.8975 | 1381.8188 | 4458.7393 | -277.9488 | -1500.0199 | 2481.1367 | -759.9905 | 530.3105 | 0.96113 | -1393.2958 | -52.9053 | 8786.8652 | 0.10423 | -72.4375 | 168.4257
2030-05-17 | 21 | -105.2027 | -368.8134 | -92.0701 | -691.6848 | -1126.851 | -1.7458 | 1012.171 | 424.506 | -819.6989 | -335.6734 | 3859.2776 | 183.6732 | 1579.5522 | 131.0803 | 1769.5933 | -1991.1199 | 248.02 | 209.9994 | -438.7328 | 74.3854 | -1392.5419 | -4949.6992 | 10.542 | -18.1583 | 2747.3052 | -2839.4248 | -1002.8285 | -346.8189 | -72.4197 | 548.8796 | 2756.0657 | 7204.7573 | 459.9054 | 1767.8513 | 0.23909 | 62.9495 | 11802.8916 | -771.8907 | 1.0011 | 449.3347 | -1617.8607 | 414.3165 | 4515.0059 | 1374.8746 | 4520.2368 | -272.4447 | -1445.6117 | 1746.2012 | -1675.8453 | 563.8561 | 58.2233 | -1560.5985 | 1.0149 | 9545.2549 | 0.10423 | -71.6367 | 159.047
2030-05-17 | 22 | -97.9041 | -246.1856 | -89.2459 | -715.2835 | -1148.0306 | -170.6909 | 236.905 | 599.9575 | -208.722 | -342.1798 | 3833.5234 | 180.1346 | 1576.5496 | 136.358 | 1804.6447 | -1766.6168 | 218.5239 | 209.9994 | -487.6271 | 98.0175 | -1155.0474 | -4477.1895 | 35.5247 | -24.4874 | 3103.363 | -2728.1597 | -520.129 | -401.6598 | -68.5201 | 604.0557 | 2675.7607 | 6719.5591 | 418.3342 | 1671.3589 | 0.24311 | 94.3921 | 11951.8223 | -780.7105 | 25.0037 | 449.3954 | -1806.9617 | 459.8855 | 4493.5913 | 1372.616 | 4535.6602 | -270.0975 | -1262.233 | 2042.9015 | -1449.3715 | 588.5971 | 1.0692 | -1224.7415 | 62.1128 | 9948.0244 | 0.10423 | -93.8696 | 130.0884
2030-05-17 | 23 | -96.3338 | -329.9583 | -82.2755 | -712.6904 | -1034.1632 | -142.0952 | -32.4648 | 804.0778 | -2.8982 | -329.0367 | 3782.5391 | 163.5601 | 1281.6261 | 70.7118 | 1580.8824 | -2139.7612 | 143.5671 | 209.9994 | -391.6613 | 105.3469 | -649.2631 | -2627.7925 | 80.9247 | -44.5248 | 2616.9365 | -2731.3955 | -313.4268 | -386.6287 | -62.9558 | 753.5438 | 2529.6541 | 6821.8784 | 443.3594 | 1678.9336 | 0.22963 | 173.0762 | 12047.5645 | -637.7553 | 182.2246 | 449.1877 | -1950.184 | 542.3143 | 4539.2402 | 1372.1708 | 4838.3984 | -278.4363 | -839.1654 | 2489.1382 | -697.0607 | 493.7206 | 355.1612 | -1508.8242 | 209.9662 | 10113.21 | 210.1042 | -42.4753 | 64.4451
2030-05-17 | 24 | -94.658 | -505.2568 | -70.3209 | -699.7605 | -1172.9232 | -41.4641 | -1002.1491 | 927.8995 | 0.99744 | -293.6077 | 3772.3276 | 189.939 | 1824.9691 | -114.0183 | 1230.7228 | -2331.6833 | 104.675 | 209.9994 | -329.2606 | 189.5221 | -281.7888 | -935.7723 | 219.4901 | -67.145 | 2506.5376 | -2356.9854 | -147.39 | -335.8455 | -47.2926 | 1024.3774 | 1998.0166 | 7040.3706 | 103.5014 | 1829.9011 | 0.25359 | 337.186 | 11786.4355 | -882.7191 | 196.2075 | 449.1881 | -2132.9553 | 1014.6274 | 3769.8262 | 1322.3268 | 4220.2197 | -290.8513 | -930.5284 | 923.8467 | -1642.9957 | 642.8134 | 174.2141 | -1316.0626 | 0.97876 | 10140.8115 | 210.1042 | -111.6055 | -144.4777
2030-05-18 | 1 | -88.1143 | -441.3337 | -62.702 | -708.619 | -1341.7968 | -37.6113 | -2082.3269 | 686.907 | 217.891 | -122.0372 | 3711.1841 | 33.7518 | 2149.2974 | -49.911 | 1324.9807 | -2194.9468 | 215.6543 | 209.9994 | -244.2012 | 296.3939 | -93.4833 | 26.4771 | 283.6755 | -66.2907 | 2060.2974 | -1939.3933 | -195.5764 | -324.2079 | -43.7055 | 1048.6945 | 1559.5005 | 7085.4893 | 85.9621 | 1736.9374 | 0.46645 | 160.5558 | 11004.6992 | -318.9073 | 158.4215 | 449.2394 | -2166.541 | 1131.1068 | 3475.4336 | 1367.8228 | 3979.5747 | -232.9262 | -272.559 | 467.9232 | -1933.2875 | 754.5507 | -41.6834 | -1685.1129 | 0.98202 | 10037.168 | 210.1043 | -112.0489 | -110.5154
2030-05-18 | 2 | -80.7087 | -422.4251 | -59.5477 | -736.6627 | -1274.9771 | -220.0798 | -4762.4106 | 1449.6876 | 1180.95 | -121.9286 | 3685.439 | 1.0007 | 2050.0239 | -179.5355 | 1067.8083 | -2246.6748 | 363.8312 | 209.9994 | -72.4619 | 325.308 | -43.6316 | -76.7132 | 320.566 | -95.7151 | 1324.8928 | -2105.8274 | -228.2053 | -389.7931 | -30.3517 | 1120.9497 | 1517.6135 | 7330.3931 | 607.0626 | 1652.6843 | 1.7084 | 642.3408 | 9855.1914 | -59.4712 | 602.7449 | 0.99981 | -2286.417 | 1126.585 | 3194.9846 | 1163.5353 | 4023.3074 | -10.152 | -273.093 | 1453.0466 | -700.6686 | 877.4319 | 311.4998 | -1639.962 | -1.9473 | 10381.7275 | 210.1042 | -126.4323 | -18.3562
2030-05-18 | 3 | -68.4025 | -160.732 | -51.0663 | -613.866 | -1300.5568 | -491.9965 | -5984.4771 | 1356.9698 | 1648.8994 | -79.069 | 3710.8501 | 1.0003 | 1953.0928 | -233.7712 | 1000.5045 | -1860.1731 | 431.3262 | 209.9994 | 2.237 | 167.4871 | -43.3378 | -19.0974 | 258.3243 | -100.6438 | 957.3342 | -1847.3326 | 833.767 | -438.5174 | -35.9724 | 1028.6643 | 1747.5139 | 6021.3604 | 653.3916 | 1220.7288 | 3.2159 | 487.1711 | 7131.2734 | -1.5626 | 557.9042 | 1.0018 | -2255.926 | 898.8753 | 3016.5391 | 1087.6941 | 3795.9417 | -2.4715 | -275.3534 | 1948.6821 | -6.2843 | 960.6455 | -60.5955 | -1727.4348 | -259.0934 | 10195.1084 | 210.1042 | -102.6359 | 102.7744
2030-05-18 | 4 | -54.5726 | -30.1908 | -45.428 | -491.706 | -1439.5988 | -736.2137 | -6158.0186 | 782.2631 | 1969.6428 | -92.0189 | 3785.0972 | 26.6129 | 1925.4768 | -136.2606 | 1287.9741 | -1138.6826 | 356.5948 | 209.9994 | 36.2763 | 229.814 | -205.4666 | 107.103 | 187.0205 | -49.269 | 604.6417 | -1705.5353 | 1108.3834 | -487.5385 | -39.9164 | 823.0909 | 1917.9966 | 4285.104 | 785.557 | 853.0657 | 3.7791 | 175.6371 | 5405.9985 | -25.6003 | 482.5437 | 1.0006 | -2215.7932 | 642.585 | 2954.3408 | 1173.7419 | 3677.6714 | -2.4053 | -276.9221 | 1988.168 | 263.2798 | 1077.6993 | -9.6191 | -1218.4091 | -166.9872 | 11226.2949 | 210.1042 | -132.7368 | 81.1456
2030-05-18 | 5 | -33.0072 | 178.9348 | -41.1538 | -403.4879 | -1159.9689 | -930.3079 | -6661.5142 | 1343.1965 | 1860.7313 | -122.1108 | 3830.2759 | -5.8999 | 1928.7784 | -59.5547 | 1411.4664 | -705.5933 | 280.7555 | 209.9994 | 59.2796 | 14.5106 | -173.2223 | 253.8772 | 120.803 | -41.3278 | 540.3992 | -1556.5459 | 1008.016 | -516.6082 | -38.9309 | 753.0456 | 1592.2292 | 1590.3684 | -62.3408 | 540.8561 | 4.7882 | -55.9509 | 1390.1908 | -111.6064 | 403.406 | 0.99758 | -2190.9397 | 442.2291 | 2960.4824 | 1256.0176 | 3631.3967 | -2.4299 | -276.9654 | 2132.3298 | 480.2189 | 919.357 | -36.3557 | -1450.2531 | 134.0959 | 10348.5244 | 210.1043 | -149.0816 | 100.9973
2030-05-18 | 6 | -27.0475 | 521.1276 | -42.5621 | -418.4563 | -804.8785 | -1151.152 | -7638.7812 | 2126.0276 | 1623.6279 | -194.1001 | 3795.9333 | -178.5262 | 1926 | -94.908 | 1424.6274 | -809.1741 | 227.5753 | 209.9994 | 51.7088 | -153.9817 | -227.9867 | -98.268 | 71.0092 | -47.5653 | 565.1624 | -1591.6243 | 1074.6034 | -599.5372 | -60.085 | 762.2182 | 1721.9799 | 1151.6144 | 194.909 | 427.2557 | 4.5622 | 6.7159 | 980.3465 | -156.3567 | 340.7367 | 1.0013 | -2176.167 | 320.5768 | 2981.1206 | 1180.5469 | 3598.0786 | -2.4324 | -276.9362 | 1696.7286 | -249.7711 | 860.9895 | -233.0181 | -1848.4177 | 314.4371 | 10172.3838 | 210.1043 | -110.4383 | 96.7114
2030-05-18 | 7 | -32.5845 | 920.3121 | -48.6791 | -492.8075 | -509.0138 | -1442.2318 | -8609.8008 | 2810.811 | 1661.2803 | -182.569 | 3710.2068 | -183.5664 | 1438.2621 | -162.5649 | 1323.9388 | -837.6912 | 107.2327 | 209.9994 | -121.596 | -165.5798 | -386.725 | -1892.7837 | 69.9957 | -40.3687 | 998.1467 | -1916.1187 | 437.2377 | -721.8337 | -92.0658 | 820.4023 | 1795.4014 | 1622.1505 | 441.1034 | 299.7059 | 4.0049 | 195.92 | 1297.8046 | -153.3592 | 653.4914 | 1.0006 | -2248.8479 | 351.3829 | 3045.5928 | 1053.184 | 3923.5837 | 1.0024 | -272.8754 | 2331.272 | 364.3044 | 884.3958 | 320.4 | -2322.8381 | 430.1382 | 11472.9482 | 210.1043 | -85.6684 | 99.9292
2030-05-18 | 8 | -21.2165 | 1220.9369 | -50.2452 | -552.4462 | -120.07 | -1698.292 | -10072.626 | 3596.3477 | 1173.8031 | -151.5883 | 3679.7009 | -134.152 | 1904.8633 | -138.0104 | 1240.2782 | -502.0853 | -338.2049 | 209.9994 | -278.7802 | -120.7403 | -586.335 | -3409.2014 | 67.3453 | -36.9536 | 1876.1652 | -1803.8124 | -938.0342 | -817.8984 | -107.6884 | 844.4268 | 1196.837 | 534.9197 | -14.2123 | -6.0554 | 0.83659 | -163.0903 | -72.5657 | -2.2686 | 571.0658 | 1.0015 | -2245.1208 | 441.2361 | 3234.5945 | 1193.2028 | 3924.4688 | 1.0248 | -278.7665 | 1119.7266 | -759.9733 | 884.2397 | 1000.9847 | -2663.7705 | 340.1512 | 11178.2832 | 210.1042 | -32.9596 | 135.184
2030-05-18 | 9 | -18.9452 | 771.5057 | -57.9876 | -558.6799 | -41.0665 | -1427.5068 | -9681.4727 | 3177.9373 | -3.0606 | -132.0733 | 3778.9509 | -40.9759 | 2058.3682 | -42.7974 | 1446.3252 | -449.4638 | -414.7502 | 209.9994 | -432.7879 | 26.4033 | -840.3925 | -4372.0146 | 92.1529 | -13.1392 | 2816.3496 | -2148.2678 | -1457.3158 | -744.6693 | -92.6525 | 847.4099 | 1160.7306 | 505.9627 | -107.7858 | -12.927 | 0.81978 | -531.056 | 322.3946 | -2.8032 | 522.1673 | 0.99952 | -2361.4458 | 453.398 | 3901.4829 | 1388.5701 | 4397.5942 | 0.97848 | -276.662 | 1333.1425 | -454.0211 | 1163.6771 | 1839.6262 | -3297.8992 | 0.19566 | 11136.9023 | 0.10423 | -18.0212 | 62.398
2030-05-18 | 10 | -27.4977 | 194.6402 | -61.8737 | -550.6989 | -582.9967 | -1019.702 | -8147.6299 | 1790.1461 | -535.2214 | -110.1176 | 3803.7454 | 62.7321 | 2126.6677 | 99.2375 | 1627.8339 | -283.8753 | -283.6647 | 209.9994 | -512.1663 | 364.9271 | -1125.9508 | -5017.3125 | 137.3006 | 11.8022 | 3147.6277 | -2006.8586 | -2081.7087 | -617.7525 | -71.2924 | 755.3367 | 1069.8499 | 1844.4611 | -393.4904 | 316.6959 | 0.82247 | -926.9296 | 1372.9886 | -817.4352 | 1.0024 | 367.0566 | -2326.7234 | 590.931 | 4523.0698 | 1437.2157 | 4705.8184 | -286.8339 | -272.5157 | 1016.7067 | -710.7838 | 1388.3831 | 1088.7585 | -2469.2485 | -1440.3503 | 11078.3213 | 0.10423 | -211.8536 | 108.0496
2030-05-18 | 11 | -38.9883 | -19.29 | -67.0576 | -604.3968 | -814.174 | -881.6979 | -8327.3057 | 1434.6254 | -288.2725 | -116.4876 | 3828.1797 | 47.5141 | 2129.3096 | 98.0506 | 1624.1382 | -271.4558 | -203.1796 | 209.9994 | -530.5584 | 467.1709 | -1135.2798 | -4883.6636 | 180.4975 | 10.1045 | 3386.9814 | -2259.981 | -2144.7954 | -588.829 | -59.32 | 810.883 | 1071.5883 | 3051.6433 | -434.3435 | 571.0273 | 0.82648 | -936.14 | 2329.1392 | -713.4435 | 96.3689 | 449.2327 | -2284.9463 | 698.6234 | 4721.8921 | 1414.1567 | 4925.6489 | -283.0911 | -272.6578 | 509.3082 | -1294.5126 | 1360.903 | 1347.4725 | -2357.9778 | -1257.8563 | 10382.6797 | 0.10423 | -124.8455 | 185.3965
2030-05-18 | 12 | -49.5847 | -416.5534 | -71.7227 | -617.4706 | -1523.415 | -579.0649 | -7357.2568 | 413.8919 | -436.5727 | -164.5095 | 3866.1794 | -6.9971 | 1610.672 | 168.5654 | 1737.8042 | -217.9982 | -48.5514 | 209.9994 | -595.3525 | 643.5651 | -1333.8529 | -4622.0269 | 227.9327 | 26.4797 | 3723.5139 | -2258.5154 | -1823.207 | -509.1719 | -45.7433 | 789.4956 | 1386.5021 | 4032.9956 | -221.1692 | 863.3715 | 2.5016 | -824.6064 | 4006.8484 | -739.1232 | 1.0003 | 449.3735 | -2046.0522 | 854.2244 | 4481.3467 | 1326.6609 | 4555.8892 | -281.5962 | -560.0863 | 693.4343 | -1121.3779 | 1441.4612 | 1562.1395 | -1840.1633 | -1222.2063 | 10177.7354 | 0.10423 | -97.5038 | 237.491
2030-05-18 | 13 | -35.5497 | -131.3395 | -65.3933 | -519.2833 | -1782.3992 | -517.5932 | -4979.1895 | 626.4131 | -862.247 | -210.504 | 3918.1201 | -44.0848 | 1674.2938 | 189.7069 | 1842.6151 | -282.2845 | 83.32 | 209.9994 | -707.876 | 383.8801 | -1481.6257 | -3452.75 | 143.7031 | 28.799 | 4461.1699 | -1848.0695 | -948.9788 | -489.0606 | -72.9599 | 715.835 | 1977.0283 | 3440.696 | 426.0353 | 558.9057 | 5.8369 | -290.3332 | 4272.9897 | -758.9657 | 1.0009 | 449.4542 | -1369.3113 | 760.251 | 4027.5461 | 1235.5403 | 4132.6216 | -283.2706 | -840.9722 | 1698.7532 | -204.5283 | 1210.6538 | 1493.0792 | -2115.2959 | -1172.5051 | 10553.8096 | 210.1042 | -48.3066 | 245.9065
2030-05-18 | 14 | -43.0896 | 227.9934 | -73.0546 | -518.8216 | -1329.3843 | -468.1975 | -13.0944 | 1111.9031 | -1486.8805 | -228.5638 | 3549.3794 | -92.4011 | 1584.4288 | 190.3486 | 1758.0022 | -36.5918 | 184.219 | 209.9994 | -727.8364 | 515.2686 | -1600.1581 | -3225.9531 | 83.4659 | -39.2235 | 4544.936 | -1994.0596 | -1665.2947 | -411.322 | -86.4812 | 497.6652 | 1037.1871 | 3530.6189 | -79.3017 | 903.662 | 5.3075 | 282.4412 | 4985.6963 | -757.8037 | 1.0011 | 394.3807 | -1171.1487 | 611.4028 | 3831.1692 | 1185.3691 | 3964.4221 | -283.4128 | -1107.272 | 1929.17 | 160.4587 | 1132.1821 | 1033.3992 | -1926.7782 | -1112.8477 | 7646.125 | 210.1042 | -76.5208 | 102.0195
2030-05-18 | 15 | -49.2943 | 670.4406 | -82.0738 | -591.621 | -472.7965 | -773.376 | 1311.7539 | 1843.2228 | -2259.1521 | -199.1395 | 3778.8057 | -71.854 | 1163.2749 | 157.7658 | 1648.5369 | -210.4948 | 225.963 | 209.9994 | -710.9653 | -10.9247 | -1462.0396 | -3287.0251 | -50.0756 | -80.9217 | 4536.105 | -2539.4539 | -664.1746 | -567.5427 | -106.704 | 403.2955 | 1431.2201 | 4613.7964 | 485.0901 | 914.2189 | 5.1231 | 1685.8322 | 6453.2051 | -621.8668 | -2.1161 | -3.4534 | -785.2043 | 242.2245 | 4507.9111 | 1279.4889 | 4648.5469 | -283.9928 | -901.3921 | 2149.5938 | 413.7253 | 549.7567 | -83.4902 | -1698.1372 | -852.275 | 5629.1787 | 210.1042 | -152.0219 | 106.6411
2030-05-18 | 16 | -50.0518 | 1.0013 | -79.3428 | -512.8364 | -544.1216 | -206.7323 | 3663.106 | 954.8128 | -2098.729 | -191.1272 | 3581.3174 | 28.9038 | 985.0977 | 356.5801 | 2001.0317 | -291.6812 | 286.4943 | 209.9994 | -720.8615 | 295.6236 | -1501.3833 | -2562.5315 | -8.7751 | -83.1347 | 4533.8115 | -1990.505 | -1414.8119 | -327.6535 | -83.7782 | 327.5472 | 923.9717 | 5058.4766 | -247.9297 | 1176.9507 | 4.8281 | 1460.6948 | 6176.4302 | -198.2501 | 149.7407 | 358.6164 | -1085.9187 | 291.0841 | 4985.8618 | 1351.2449 | 4984.1982 | -3.4706 | -277.2553 | 2629.0806 | 1341.8915 | 723.8058 | 665.1525 | -1819.9335 | -984.1131 | 4581.5288 | 210.1042 | -160.453 | 113.8655
2030-05-18 | 17 | -44.3345 | -214.7525 | -77.6385 | -456.8022 | -688.2463 | -156.5039 | 3411.7451 | 822.7511 | -1787.4504 | -147.0668 | 3359.7788 | 119.0818 | 402.0379 | 360.8454 | 1973.8663 | -278.2769 | 273.4381 | 209.9994 | -843.5274 | 332.474 | -1441.7881 | -2337.1362 | 31.7618 | -62.1554 | 4684.6392 | -1708.3802 | -1577.3486 | -285.0896 | -74.0639 | 387.1002 | 611.9539 | 4673.9019 | -569.0297 | 1092.2285 | 4.6785 | 1193.6877 | 5406.5405 | -243.8915 | 84.2334 | 450.0716 | -1361.8901 | 428.4575 | 5089.9536 | 1406.3729 | 5000.7539 | -3.6756 | -277.6118 | 2722.2422 | 1244.3088 | 739.7311 | 629.2802 | -1888.7172 | -1014.1313 | 4059.7361 | 210.1042 | -174.803 | 118.1891
2030-05-18 | 18 | -41.3204 | -300.6253 | -75.1841 | -434.3813 | -861.5796 | -148.4703 | 3318.7507 | 759.4971 | -1522.386 | -126.2217 | 4068.4014 | 180.7562 | 1273.0331 | 357.4882 | 2000.1147 | 11.4085 | 381.4455 | 209.9994 | -757.2986 | 129.1334 | -1465.4578 | -3051.9307 | 17.0708 | -75.5191 | 4581.5918 | -1602.0707 | -692.7277 | -287.3474 | -72.4658 | 408.3643 | 643.0179 | 4408.3008 | -545.7564 | 957.0007 | 4.5631 | 1169.5648 | 5317.0273 | -271.851 | 66.7091 | 450.0815 | -1351.6613 | 389.3756 | 5088.6641 | 1488.4141 | 5000.29 | -4.1771 | -278.6976 | 2733.3716 | 1485.7148 | 690.6548 | -47.06 | -1540.2288 | -1174.8562 | 4598.7607 | 210.1042 | -208.7779 | 115.4942
2030-05-18 | 19 | -38.4795 | -241.4151 | -73.2864 | -427.0213 | -713.6321 | -236.2382 | 2307.0471 | 1477.3369 | -1791.0547 | -175.7369 | 3832.9902 | 66.6215 | 658.9462 | 367.0228 | 2051.396 | -1007.3608 | 189.252 | 209.9994 | -666.306 | 126.1673 | -1272.2001 | -1320.911 | 75.7227 | -72.4099 | 4521.4634 | -1618.2179 | -51.7198 | -329.6033 | -74.0359 | 580.4707 | 749.5496 | 4076.7998 | -412.9676 | 871.2761 | 5.2155 | 1098.2443 | 4594.0835 | -252.8083 | 77.6045 | 450.144 | -1126.7358 | 661.1967 | 5087.6304 | 1548.0968 | 5015.7847 | 1.0098 | -277.8424 | 2901.3672 | 1456.9767 | 527.2845 | -317.9625 | -1256.2472 | -1143.8345 | 3934.5591 | 0.10423 | -193.9602 | 190.0051
2030-05-18 | 20 | -56.1908 | -799.5668 | -75.4937 | -446.1344 | -896.1127 | 233.6879 | 3568.3059 | 548.0073 | -1754.7197 | -126.0406 | 3687.9595 | 143.7039 | 2019.3774 | 328.7713 | 1981.7183 | -992.5515 | 395.3769 | 209.9994 | -631.9064 | 167.2776 | -1276.4033 | -1904.2087 | 88.1808 | -72.2262 | 4368.3569 | -1569.563 | -39.072 | -183.8959 | -59.3861 | 537.6648 | 974.8954 | 5875.2749 | -557.0768 | 1431.5642 | 5.6773 | 698.2855 | 6724.4438 | -636.9942 | -2.1669 | -3.329 | -1500.5842 | 598.4464 | 4718.0913 | 1560.1554 | 4681.8389 | -44.1612 | -760.2346 | 2087.7961 | 538.7309 | 806.1834 | 0.98109 | -1254.7975 | -893.6785 | 6017.0132 | 0.10423 | -147.8672 | 237.11
2030-05-18 | 21 | -52.4232 | -280.3041 | -74.3691 | -464.9226 | -1383.7063 | -17.9202 | 2765.8376 | 980.1368 | -1109.3926 | -135.8844 | 3472.6475 | 108.5328 | 2040.8699 | 306.7163 | 1978.0927 | -233.0569 | 381.5427 | 209.9994 | -646.6873 | -17.429 | -1593.0306 | -3185.5754 | -2.636 | -85.3105 | 4442.4507 | -1820.7306 | 9.5876 | -298.394 | -85.6828 | 423.3613 | 1548.5323 | 5308.0088 | -28.6386 | 1311.161 | 4.4244 | 504.984 | 6462.4497 | -963.5042 | 1.0015 | 61.8489 | -1015.389 | 457.8094 | 4618.0771 | 1535.5942 | 4791.606 | -279.9369 | -1091.7583 | 2296.9875 | 184.1001 | 514.8873 | -76.6899 | -1492.8027 | -329.3399 | 5960.0469 | 0.10423 | -69.5396 | 229.8118
2030-05-18 | 22 | -44.6741 | -33.9785 | -70.7332 | -458.8328 | -907.8596 | -201.2039 | 1995.1683 | 1423.8613 | -540.1535 | -134.5956 | 3505.9873 | 123.2552 | 2033.4436 | 154.1211 | 1793.9048 | 92.7031 | 363.7086 | 209.9994 | -652.5595 | 72.2681 | -1501.231 | -1609.8152 | 26.0929 | -74.8262 | 4485.5244 | -1762.1185 | 65.1086 | -350.7646 | -91.2025 | 493.1348 | 1682.1904 | 4407.7129 | 66.8422 | 1122.963 | 4.5081 | 387.009 | 6058.543 | -610.8557 | 0.99964 | 220.224 | -923.7144 | 590.267 | 4842.7847 | 1619.0238 | 5020.5811 | -279.3354 | -734.9518 | 2336.2551 | 72.7771 | 524.8594 | 0.98834 | -1364.0297 | -263.2475 | 5497.4351 | 210.1042 | -32.9691 | 262.2326
2030-05-18 | 23 | -47.3326 | -289.1486 | -66.1837 | -473.746 | -1124.1737 | -145.2979 | 1115.7772 | 773.5604 | -185.0501 | -221.4002 | 3724.8906 | -21.6257 | 1970.0266 | 143.5286 | 1965.7505 | 258.8443 | 489.7491 | 209.9994 | -651.802 | 127.0454 | -1130.2559 | -466.8643 | 97.5046 | -14.4506 | 4499.7026 | -1628.6508 | 695.7906 | -317.9146 | -67.7771 | 602.0682 | 1870.1384 | 4452.687 | -103.5637 | 1161.4382 | 5.8838 | -58.9658 | 7166.4771 | -336.7292 | 224.4355 | 0.99996 | -1170.2594 | 703.9315 | 4826.2354 | 1693.3074 | 4997.0005 | -3.3741 | -277.9435 | 2306.8367 | 389.0924 | 743.1583 | 277.5043 | -728.9762 | -217.6992 | 6665.1128 | 210.1042 | -137.9006 | 254.2722
2030-05-18 | 24 | -46.183 | -32.7691 | -62.193 | -484.9429 | -1146.3044 | -343.6001 | 908.074 | 910.6113 | 0.99768 | -242.3995 | 3936.979 | -103.4043 | 2034.5848 | -125.9545 | 2142.6428 | 1.0096 | 484.2126 | 209.9994 | -671.1199 | -81.1362 | -964.7915 | -1853.0623 | 84.6228 | -4.2489 | 4499.6489 | -1736.2231 | 1258.7395 | -384.5679 | -69.4922 | 645.835 | 2466.6846 | 3921.9502 | 140.0019 | 1097.2983 | 6.1887 | 149.732 | 7554.0884 | -185.6292 | 1.0013 | 181.682 | -1471.5188 | 653.3459 | 4602.4966 | 1604.1458 | 4908.1074 | -296.1165 | -360.7329 | 2094.9167 | 582.196 | 901.0772 | 143.1542 | -1159.8159 | -882.5052 | 7543.3477 | 210.1042 | -213.1587 | 86.0161
2030-05-19 | 1 | -36.688 | -16.8532 | -55.9151 | -440.212 | -1609.9227 | -357.2854 | 0.97998 | 0.99688 | 0.99852 | -183.9712 | 3947.2434 | -14.8406 | 1976.4812 | -114.8073 | 1892.5853 | 320.6913 | 402.5422 | 209.9994 | -689.225 | 124.4093 | -946.002 | -3207.1606 | 91.2758 | 17.1012 | 4345.647 | -1445.4061 | 127.058 | -310.438 | -60.7611 | 562.837 | 1894.861 | 2785.0117 | -352.3405 | 896.4045 | 4.82 | -114.1999 | 5623.6118 | -2.4867 | 308.2841 | 0.99903 | -1895.4692 | 644.795 | 4261.5254 | 1667.675 | 4684.6074 | -3.3096 | -278.0399 | 2469.4031 | 1221.5087 | 1206.7117 | -142.9514 | -919.9848 | -1467.7948 | 9164.792 | 210.1042 | -347.959 | 210.3075
2030-05-19 | 2 | -51.185 | -13.3754 | -62.2033 | -538.5656 | -1717.4916 | -597.8711 | -3235.0881 | 0.99914 | 687.1044 | -184.0956 | 3908.1445 | -101.4083 | 1950.1844 | -43.7895 | 1633.1548 | -345.8102 | 495.0234 | 209.9994 | -644.1467 | 44.2748 | -512.1245 | -3477.9832 | 98.4921 | -8.3446 | 4251.624 | -2032.4948 | -595.9771 | -431.3105 | -48.2173 | 698.6464 | 2081.4719 | 3185.6367 | -0.93154 | 1062.3907 | 5.2062 | 288.9629 | 6358.4312 | -185.8478 | 648.2265 | 0.99972 | -2138.938 | 475.5449 | 3721.6541 | 1624.1254 | 4456.9414 | 141.1125 | -279.1385 | 2655.0715 | 1402.712 | 1110.7739 | 382.0116 | -1190.4763 | -72.9678 | 14846.29 | 210.1042 | -109.0681 | 195.2824
2030-05-19 | 3 | -35.7719 | -110.7503 | -56.8762 | -546.6932 | -1347.9344 | -928.9353 | -5739.9229 | 757.5456 | 1290.5734 | -196.7249 | 3456.3025 | -179.8504 | 1927.1578 | -186.8563 | 1618.9689 | -468.9189 | -72.1255 | 209.9994 | -525.3769 | 227.956 | -482.2439 | -4461.5156 | 181.6563 | 11.6636 | 3533.626 | -1861.7568 | -1252.8865 | -572.8599 | -47.6537 | 828.4028 | 1627.2122 | 1020.8345 | 1.4096 | 523.2269 | 2.9533 | 22.4168 | 5575.8022 | 87.1524 | 663.6309 | 1.0002 | -2283.3647 | 686.9882 | 2801.7007 | 1279.1219 | 3746.8044 | -3.0029 | -278.4524 | 1587.4762 | -288.7972 | 1193.0947 | 320.2394 | -885.231 | 0.39639 | 16373.6064 | 210.1042 | -93.5295 | 134.3615
2030-05-19 | 4 | -34.172 | 623.5793 | -49.4599 | -544.8282 | -856.4459 | -1450.7684 | -7656.918 | 1888.3668 | 1666.2931 | -177.562 | 3462.083 | -183.6261 | 1991.322 | -85.3135 | 1404.6866 | -552.0743 | -132.6924 | 209.9994 | -431.2507 | 170.5179 | -501.221 | -4924.9312 | 128.7934 | 2.6016 | 2795.1348 | -2052.0388 | -1679.4733 | -730.8442 | -69.5624 | 796.3995 | 1818.4697 | 588.0062 | 127.2246 | 376.9741 | 2.1644 | 61.0706 | 3708.5037 | -4.9319 | 436.6315 | 0.99964 | -2259.1331 | 569.7271 | 2904.5889 | 984.9246 | 3652.885 | -2.4157 | -272.8463 | 1164.2593 | -885.2385 | 1120.8792 | 1.1378 | -1665.1345 | 3.7562 | 14848.1025 | 210.1042 | -93.0919 | 112.8947
2030-05-19 | 5 | -23.4929 | 629.9394 | -40.466 | -444.7269 | -745.463 | -1305.3223 | -7666.417 | 2065.1255 | 1706.657 | -170.9655 | 3298.3826 | -189.586 | 1995.4037 | -109.0661 | 1342.0565 | -630.0403 | -129.7658 | 209.9994 | -239.1243 | 125.6289 | -559.9288 | -4733.0337 | 59.1729 | -17.8065 | 1750.3662 | -1669.4358 | -1675.7599 | -676.1479 | -65.7758 | 677.364 | 1736.9124 | 264.2531 | 90.0704 | 381.1771 | 2.0795 | 54.1654 | 2110.2017 | -48.0891 | 411.1451 | 1.1101 | -2207.0322 | 368.8695 | 2873.6306 | 862.3024 | 3589.4099 | -2.3592 | -272.8528 | 348.9004 | -1897.6583 | 987.1663 | -346.3323 | -1544.7421 | 369.5819 | 11909.0879 | 210.1042 | -77.4788 | 99.745
2030-05-19 | 6 | -18.8483 | 468.39 | -35.1332 | -375.7747 | -679.8358 | -1177.215 | -7451.0322 | 2107.6841 | 1611.8176 | -177.4979 | 3325.2175 | -195.0501 | 1981.9658 | -143.1155 | 1350.0505 | -536.3361 | -52.9059 | 209.9994 | -113.404 | 109.247 | -455.4233 | -3381.6577 | 55.5055 | -31.5352 | 1307.0321 | -1451.36 | -1344.9954 | -621.7423 | -66.4165 | 690.105 | 1744.9424 | 5.5747 | 125.3052 | 349.6626 | 2.6947 | 82.1291 | 1828.7373 | -63.0583 | 396.8357 | 1.001 | -2176.0095 | 354.4987 | 2813.7617 | 799.1514 | 3508.9062 | -2.4176 | -273.2494 | 110.6338 | -2221.7156 | 899.5323 | -377.5252 | -1662.1279 | 515.8614 | 10914.251 | 210.1042 | -53.7901 | 110.9296
2030-05-19 | 7 | -16.5075 | 575.4656 | -39.1117 | -376.8892 | -521.7034 | -1281.1036 | -7814.1475 | 2431.3447 | 1474.5818 | -175.5575 | 2819.9031 | -194.9872 | 1914.1265 | -123.0738 | 1345.712 | -220.5241 | -99.481 | 209.9994 | -322.3074 | 75.4218 | -382.6589 | -2615.6011 | 73.317 | -10.1453 | 2408.5459 | -1854.9694 | -1213.7347 | -649.502 | -68.1342 | 752.6815 | 1671.4374 | 6.146 | 88.4274 | 274.5389 | 3.2912 | 0.99953 | 1956.5586 | -25.1605 | 442.566 | 1.114 | -2222.7275 | 390.2495 | 2945.0657 | 792.8022 | 3615.0767 | -2.3978 | -272.9807 | -335.2661 | -3208.7161 | 891.2515 | -80.1934 | -2027.9545 | 557.2446 | 10467.584 | 210.1042 | -29.6651 | 128.9012
2030-05-19 | 8 | -13.3764 | 1262.7861 | -41.4653 | -422.8629 | -49.1599 | -1794.1665 | -9566.3779 | 3376.0815 | 1399.5237 | -158.1745 | 1870.7457 | -104.9673 | 1581.0646 | -66.638 | 1496.7632 | -96.675 | -92.0267 | 209.9994 | -192.5483 | 81.9761 | -453.6948 | -2459.9485 | 75.1944 | -21.5025 | 1368.3702 | -1813.7312 | -1039.9854 | -811.6799 | -87.2625 | 775.6202 | 1868.4635 | 6.1171 | 286.8978 | 3.0493 | 3.9011 | 4.4077 | 272.8081 | 0.99928 | 189.5893 | 449.4757 | -2329.6194 | 369.8055 | 3049.2949 | 692.4866 | 3381.9961 | -2.4399 | -273.0139 | 413.7109 | -2687.3315 | 1173.6184 | 877.2121 | -3021.9558 | 191.3798 | 9566.9971 | 210.1042 | -62.3732 | 97.7491
2030-05-19 | 9 | -13.4632 | 1213.1594 | -45.4838 | -436.5326 | 379.7262 | -1864.4624 | -10508.7373 | 3791.4033 | -636.0813 | -133.4444 | 3794.4541 | -13.2029 | 2148.1934 | -14.5659 | 1581.8583 | -198.8632 | -102.7443 | 209.9994 | -455.8935 | 315.6499 | -629.7824 | -2789.1997 | 161.5672 | 1.4423 | 3255.2549 | -1842.1934 | -1721.6737 | -821.553 | -102.7131 | 889.6941 | 1703.3556 | 5.9114 | 39.4085 | 27.4805 | 3.621 | -142.1799 | 160.1444 | -1.5868 | 371.7545 | 1.0015 | -2473.873 | 614.1561 | 3688.5364 | 1058.067 | 4071.5308 | -2.4847 | -272.7045 | 801.096 | -1354.8486 | 1397.4452 | 2056.8508 | -4349.5322 | -864.568 | 8964.1904 | 0.10423 | -128.1049 | -21.7454
2030-05-19 | 10 | -19.5233 | 739.1415 | -47.3792 | -431.3082 | 590.9485 | -1826.7853 | -11603.1426 | 4309.1831 | -1130.848 | -155.5292 | 3729.7375 | -74.5408 | 1849.3926 | 65.2082 | 1656.4172 | 258.1382 | -343.0563 | 209.9994 | -491.795 | 366.949 | -706.699 | -3439.1948 | 291.0222 | 4.7616 | 3533.428 | -1745.6085 | -2339.0068 | -784.852 | -81.2155 | 1191.4738 | 1313.575 | 0.98486 | -443.3267 | 1.0011 | 0.77443 | -746.4988 | -368.235 | -296.7264 | 1.0001 | 370.1995 | -2437.3721 | 1042.234 | 4459.2866 | 1258.7051 | 4367.1196 | -3.3431 | -272.3678 | 1617.564 | -528.2874 | 1566.1044 | 3207.5071 | -4847.7256 | -1183.8406 | 10730.96 | 0.10423 | -91.277 | 11.6311
2030-05-19 | 11 | -15.8073 | 748.6787 | -52.5428 | -530.2575 | 421.1311 | -1875.9211 | -12177.2285 | 4124.123 | -1279.321 | -164.7214 | 3567.2986 | -91.3267 | 1702.8726 | 131.7936 | 1697.9358 | 706.4022 | -518.3846 | 209.9994 | -470.3495 | 264.9661 | -543.7335 | -3149.6411 | 275.8408 | 3.6557 | 3501.5471 | -1726.8683 | -1737.297 | -818.6588 | -77.4904 | 1205.4484 | 1346.5946 | 0.98847 | -390.3689 | -184.1967 | 0.82317 | -847.2536 | -1234.429 | -0.63766 | 0.99793 | 412.0749 | -2372.8789 | 989.2007 | 4780.6343 | 1254.337 | 4651.5928 | -2.8728 | -272.4844 | 344.5662 | -1846.5295 | 1400.8765 | 3076.6196 | -4444.8086 | -864.1639 | 12623.6104 | 210.1042 | -29.9995 | 76.1602
2030-05-19 | 12 | -13.9189 | 640.4437 | -56.5318 | -686.4297 | -7.2846 | -1680.7017 | -11552.8711 | 3317.6223 | -833.4063 | -156.852 | 3757.5676 | -51.4465 | 1979.1104 | 167.1537 | 1688.8527 | 855.7823 | -619.9305 | 209.9994 | -495.8774 | 302.9292 | -673.6189 | -3341.6018 | 269.7158 | 8.6094 | 3509.9814 | -1732.1897 | -1184.6576 | -810.6973 | -66.6993 | 1132.6613 | 1365.6678 | -358.4517 | -264.7608 | -162.0152 | 1.9172 | -796.1243 | 981.4642 | -137.702 | 0.99679 | 449.3311 | -2345.2905 | 998.7057 | 4697.7275 | 1224.1045 | 4834.271 | -290.5065 | -272.5547 | 365.0417 | -1787.8053 | 1406.0024 | 2776.9233 | -3963.75 | -628.6155 | 13301.6387 | 210.1042 | -11.4222 | 109.5828
2030-05-19 | 13 | -29.3364 | -16.3281 | -68.3917 | -652.2606 | -1294.6641 | -1020.338 | -7868.0347 | 727.7573 | -1077.7491 | -168.8151 | 3835.2188 | -13.5817 | 2100.4634 | 279.2403 | 1771.4287 | 449.6098 | -424.2447 | 209.9994 | -532.3765 | 633.0217 | -1206.0231 | -4283.1206 | 228.9057 | 30.4968 | 3065.9111 | -1722.9578 | -1288.9929 | -613.8272 | -54.69 | 810.4335 | 1592.2244 | 854.3723 | -84.2587 | 273.9602 | 3.8792 | -737.3434 | 4065.2234 | -650.1619 | 0.99708 | 449.4596 | -2267.8711 | 906.5947 | 4211.5615 | 1173.2556 | 4345.5249 | -291.5133 | -696.6453 | 813.3715 | -1813.2866 | 1553.546 | 2125.2925 | -2382.6045 | -960.8965 | 14162.8838 | 210.1042 | -86.0365 | 185.1962
2030-05-19 | 14 | -44.1754 | 631.8704 | -76.681 | -676.2873 | -1656.0939 | -1079.347 | -5840.6494 | 518.1686 | -1849.8323 | -221.4495 | 3851.1431 | -77.6731 | 1724.6993 | 358.0823 | 1898.342 | 638.399 | 236.6242 | 209.9994 | -622.0461 | 474.6407 | -1471.2173 | -3509.4607 | 166.3843 | -34.957 | 3754.2102 | -2391.0676 | -967.4911 | -627.6201 | -77.0965 | 693.6378 | 1795.5729 | 2747.3333 | 512.5931 | 495.1 | 6.3753 | 702.7175 | 5178.1899 | -519.3644 | 0.99773 | 449.4746 | -1264.4216 | 895.1602 | 4017.3481 | 1188.1365 | 4144.1733 | -289.6732 | -697.7258 | 2284.7559 | -269.474 | 1257.0798 | 1373.0353 | -1841.1494 | -496.2842 | 13796.9062 | 210.1042 | -95.3361 | 157.4101
2030-05-19 | 15 | -51.2816 | 617.014 | -77.966 | -636.4254 | -961.8779 | -688.2399 | -5.1985 | 1275.6946 | -2601.8416 | -236.3477 | 3881.343 | -107.5274 | 1604.516 | 426.8225 | 1978.2279 | 317.5519 | 535.7813 | 209.9994 | -677.1396 | 439.8591 | -1542.6508 | -3597.8716 | 83.1789 | -56.8058 | 4033.0796 | -2282.4639 | -1814.6036 | -491.0305 | -98.0624 | 516.4648 | 1285.4301 | 3804.5415 | 186.3276 | 935.6289 | 7.1295 | 1911.4305 | 5829.563 | -481.5869 | 0.99872 | 449.4373 | -1175.199 | 683.5213 | 4014.7388 | 1178.4777 | 4124.8638 | -289.6285 | -854.5809 | 2555.9702 | 20.9161 | 1145.9888 | 1003.0393 | -1992.3195 | -516.2056 | 9989.4346 | 210.1042 | -53.9459 | 143.42
2030-05-19 | 16 | -39.1925 | 607.6553 | -71.4271 | -518.0543 | -164.1218 | -609.51 | 807.5239 | 1632.5653 | -2850.0381 | -269.4958 | 3890.7131 | -145.9499 | 1256.9114 | 572.8456 | 2409.6396 | 17.2909 | 459.2675 | 209.9994 | -608.0394 | 282.3555 | -1534.618 | -3240.8535 | -39.0057 | -82.9511 | 3586.2957 | -1936.2521 | -2047.7148 | -448.9023 | -108.3952 | 335.1281 | 1145.4937 | 2663.1191 | -94.1607 | 771.3193 | 5.5794 | 2567.1423 | 4261.3301 | -369.6287 | -2.3469 | 0.99922 | -956.5321 | 310.5147 | 4587.3545 | 1226.5105 | 4691.1187 | -289.6045 | -660.228 | 2370.2781 | 258.1377 | 671.7289 | 166.2308 | -1911.4878 | -739.8087 | 6211.3657 | 210.1042 | -126.6819 | 155.8603
2030-05-19 | 17 | -42.6418 | 363.6925 | -73.2595 | -462.1235 | -441.5468 | -349.2055 | 2830.4089 | 1221.5651 | -2431.5657 | -233.5904 | 3837.5811 | -35.1443 | 1211.455 | 615.1563 | 2426.8552 | -26.0193 | 520.4313 | 209.9994 | -828.5681 | 412.6224 | -1509.5502 | -2844.2556 | -60.6965 | -52.7436 | 4572.751 | -1719.2511 | -2541.1123 | -323.7519 | -103.1683 | 220.8811 | 777.2987 | 3031.4561 | -493.6228 | 928.4403 | 5.2018 | 2494.8044 | 4157.3022 | -218.9135 | -15.8277 | -3.4701 | -1310.6854 | 185.1535 | 4820.1855 | 1275.745 | 4751.0757 | -83.5991 | -667.8038 | 2873.3865 | 1083.6136 | 667.1127 | 1.021 | -2009.1313 | -915.5206 | 4775.7378 | 210.1042 | -132.0284 | 236.1441
2030-05-19 | 18 | -41.6861 | 228.047 | -73.901 | -435.9109 | -648.6451 | -307.6973 | 3094.0574 | 812.2554 | -2216.4832 | -222.7684 | 3817.0254 | -5.2895 | 1217.1573 | 626.4132 | 2426.3237 | 97.556 | 499.1528 | 209.9994 | -823.7242 | 530.693 | -1593.5731 | -3250.6025 | -45.1505 | -55.2439 | 4555.4604 | -1593.2982 | -3203.0537 | -288.813 | -93.9904 | 200.9623 | 417.8444 | 2911.7644 | -853.3232 | 983.2906 | 4.2595 | 2435.4641 | 3946.7451 | -187.2288 | -37.8082 | -3.5217 | -1501.9521 | 205.0922 | 4854.6411 | 1302.2205 | 4777.2495 | -61.5309 | -612.632 | 2957.7261 | 930.0223 | 828.1913 | -84.2046 | -1634.524 | -1055.2765 | 4738.3809 | 210.1042 | -161.8143 | 225.711
2030-05-19 | 19 | -42.3208 | 1.0032 | -72.1845 | -420.6565 | -995.6578 | -104.4303 | 3955.9534 | 103.3181 | -1932.2229 | -146.4479 | 3847.2058 | 159.3804 | 954.363 | 642.2463 | 2418.707 | -236.7423 | 518.4213 | 209.9994 | -786.3328 | 700.321 | -1689.65 | -3663.3103 | -47.1532 | -53.9643 | 4382.4351 | -1394.9703 | -3483.1919 | -201.6849 | -83.448 | 104.5226 | 450.8189 | 2567.303 | -1021.6964 | 1052.8384 | 4.8053 | 2333.1829 | 3995.915 | -29.3822 | -1.9635 | -3.7787 | -1517.9403 | 170.9968 | 4886.7646 | 1299.2495 | 4745.5996 | -3.179 | -602.5139 | 3603.1089 | 1459.2041 | 914.9371 | -243.6044 | -1022.1725 | -1150.6002 | 4510.4858 | 0.10423 | -198.0334 | 243.029
2030-05-19 | 20 | -41.1344 | 313.5482 | -72.7704 | -441.2009 | -1057.9902 | -291.999 | 3607.8303 | 432.1521 | -1147.9268 | -154.6944 | 3874.2634 | 125.5336 | 1056.4867 | 629.7063 | 2430.0015 | 249.6726 | 545.306 | 209.9994 | -695.3113 | 667.9421 | -1923.5024 | -3640.7769 | -65.8447 | -61.8028 | 4108.709 | -1537.7101 | -3341.3613 | -290.5929 | -94.6981 | 84.9781 | 766.5941 | 2562.9324 | -866.0374 | 925.2158 | 4.217 | 2148.6545 | 3993.9231 | -274.3098 | -42.5458 | -3.5439 | -1234.6864 | 230.3771 | 4649.7456 | 1325.0994 | 4757.6265 | -284.3118 | -656.8155 | 2816.5649 | 670.7005 | 873.4435 | 0.98209 | -644.2947 | -907.0939 | 4702.166 | 0.10423 | -209.199 | 202.9564
2030-05-19 | 21 | -35.5914 | 623.9622 | -71.6968 | -450.5284 | -1006.3289 | -437.7821 | 3440.4121 | 726.5001 | -1311.9138 | -174.5565 | 3845.0391 | 140.2134 | 1028.4485 | 571.6618 | 2363.6348 | 487.181 | 493.524 | 209.9994 | -717.6409 | 691.4904 | -1941.1589 | -4040.5469 | -94.6247 | -54.8257 | 4124.7437 | -1535.2181 | -3358.2695 | -345.2631 | -110.5455 | 30.3634 | 807.8924 | 1977.0695 | -816.9502 | 742.6349 | 4.1963 | 2135.4031 | 3833.5801 | -456.3952 | -180.1594 | -3.5635 | -1410.9336 | 142.7756 | 4843.9526 | 1406.3271 | 4751.835 | -277.9068 | -871.5967 | 2497.5542 | -0.7549 | 794.2373 | -26.7539 | -970.6542 | -747.1911 | 4221.9492 | 0.10423 | -178.4985 | 232.4879
2030-05-19 | 22 | -32.2718 | 649.2167 | -69.8651 | -449.0711 | -1447.7798 | -529.2283 | 2758.176 | 875.9195 | -336.282 | -286.9182 | 3788.4326 | 169.5036 | 1194.1934 | 558.8293 | 2358.2505 | 1117.6808 | 447.584 | 209.9994 | -773.2457 | 762.9518 | -1842.6395 | -4103.2095 | -34.5789 | -47.5325 | 4454.1636 | -1523.882 | -3469.3245 | -373.5046 | -109.6833 | 171.5011 | 724.9114 | 1486.4435 | -913.7369 | 691.9647 | 2.7857 | 2197.4724 | 3624.312 | -624.0919 | -84.89 | -3.4353 | -1332.5288 | 400.8675 | 4462.272 | 1417.1741 | 4537.6504 | -278.4773 | -1002.8943 | 2301.3188 | -496.7577 | 814.5085 | 290.3026 | -961.6383 | -319.1651 | 5003.0454 | 0.10423 | -50.4148 | 365.1922
2030-05-19 | 23 | -33.687 | 396.4118 | -61.1074 | -452.6169 | -1579.2467 | -445.0563 | 2290.4707 | 0.99775 | 0.99981 | -302.1885 | 3813.3962 | 154.292 | 1180.8462 | 545.1 | 2360.4143 | 1039.7775 | 464.2127 | 209.9994 | -760.7684 | 842.4418 | -1898.9619 | -4007.9187 | 27.3534 | -35.0831 | 4294.5366 | -1564.4229 | -3147.092 | -358.5262 | -84.966 | 211.5922 | 939.133 | 1972.291 | -731.0095 | 769.1495 | 3.7799 | 1956.0554 | 3979.9565 | -428.1229 | 78.3026 | 1.0003 | -1230.1482 | 619.1089 | 4575.4512 | 1537.8395 | 4867.6792 | -287.7886 | -315.9701 | 2731.9641 | 604.7654 | 1102.2349 | 1.0015 | -240.3531 | -578.8352 | 6478.5024 | 210.1042 | -210.0344 | 345.894
2030-05-19 | 24 | -30.2534 | 569.1415 | -53.1144 | -464.6708 | -1772.2565 | -547.1622 | 51.3891 | -2.5333 | 251.8168 | -218.0164 | 3806.0403 | 13.704 | 1645.2494 | 535.0151 | 2377.2563 | 1430.8448 | 458.0401 | 209.9994 | -795.7651 | 489.3598 | -1397.0933 | -3874.2256 | -17.1535 | -34.7621 | 4433.7876 | -1663.266 | -2483.2068 | -404.447 | -87.9781 | 268.0844 | 1163.8131 | 1818.6936 | -366.1039 | 694.6937 | 4.4244 | 2167.0015 | 4441.8853 | -634.5154 | -2.943 | -2.249 | -1670.3358 | 413.4449 | 3938.4128 | 1547.276 | 4338.1685 | -299.7223 | -416.9221 | 2583.811 | 1152.894 | 1057.1917 | -778.6133 | -49.1559 | -719.4173 | 7315.1924 | 210.1042 | -327.0321 | 175.1434
2030-05-20 | 1 | -27.1257 | 85.7125 | -46.8673 | -410.664 | -1730.1299 | -425.3141 | -3530.2468 | -2.1818 | 937.3985 | -206.3227 | 3988.7188 | -25.0655 | 1302.1836 | 303.1633 | 2251.0178 | 1788.0042 | 400.0583 | 209.9994 | -648.634 | 689.426 | -791.1089 | -4755.7549 | 151.8571 | -18.3037 | 3795.4622 | -1318.049 | -3117.4065 | -386.6658 | -53.4852 | 576.5995 | 691.0857 | 81.4597 | -1406.2192 | 656.2991 | 3.557 | 917.1357 | 4091.0728 | 67.387 | 822.0721 | 1.0011 | -2362.9187 | 635.1809 | 3535.5017 | 1688.9561 | 4788.6973 | 291.4748 | -279.5259 | 3159.9497 | 1981.6252 | 1356.616 | 0.99823 | -709.4169 | -1510.4841 | 8795.4287 | 210.1042 | -411.7124 | -1.1719
2030-05-20 | 2 | -32.2012 | 117.1637 | -51.1645 | -481.4796 | -1134.5767 | -752.1356 | -4486.0322 | 1039.4608 | 1596.2804 | -167.4031 | 3830.9495 | -82.186 | 1789.0226 | 329.9447 | 1806.9965 | 940.8339 | -85.3077 | 209.9994 | -571.1536 | 803.1981 | -772.8857 | -5110.9946 | 222.0173 | -21.003 | 3522.6665 | -1591.6235 | -3255.0566 | -482.4673 | -50.3236 | 668.5836 | 287.5524 | 141.0197 | -1534.231 | 746.0123 | 2.6194 | 891.6295 | 4267.771 | -344.397 | 626.0423 | 0.99922 | -2429.9375 | 809.249 | 3093.1785 | 1650.6614 | 4526.5503 | 1.0219 | -278.4466 | 2647.6057 | 1200.5466 | 1471.1732 | 783.9309 | -2099.3816 | -629.2916 | 10478.0518 | 210.1042 | -203.3358 | -27.2471
2030-05-20 | 3 | -25.1125 | 860.067 | -45.4595 | -456.0336 | -1193.9531 | -1021.2056 | -4849.0835 | 1095.4214 | 1953.8402 | -198.0891 | 0.9994 | -182.3925 | 1.0093 | 289.0394 | 1764.723 | 954.2654 | -29.7651 | 209.9994 | -220.6745 | 606.1691 | -817.0734 | -4540.3071 | 55.8896 | -51.3839 | 837.0119 | -1513.7031 | -2506.2256 | -548.9397 | -82.0128 | 398.8123 | 429.42 | 0.98005 | -1398.8285 | 533.7681 | 4.0117 | 882.1815 | 1847.1378 | 1.0008 | 563.3745 | 449.1622 | -2262.8665 | 328.3935 | 2433.8225 | 1042.2139 | 3818.8103 | -2.5411 | -276.64 | 2785.9656 | 494.8898 | 1165.8115 | -714.3393 | -1443.2007 | -141.0388 | 7165.748 | 210.1043 | -209.1976 | -73.7864
2030-05-20 | 4 | -18.4028 | 818.1778 | -40.0148 | -340.4213 | -1273.66 | -874.0061 | -4369.5825 | 853.5283 | 2096.9985 | -183.3705 | 1724.9706 | -143.3499 | 1.0074 | 301.4205 | 1708.3939 | 838.9287 | 24.3512 | 209.9994 | -108.7823 | 618.4759 | -900.5678 | -4715.7856 | 2.7891 | -50.5941 | 648.4044 | -1235.7902 | -2714.4873 | -463.9071 | -70.2162 | 244.1734 | 91.6991 | 5.8857 | -1615.229 | 553.0356 | 3.9891 | 610.2325 | 557.5656 | 0.99957 | 569.0538 | 449.1887 | -2270.6033 | 131.5768 | 2357.2627 | 933.3849 | 3755.7771 | -2.845 | -276.5549 | 2875.8083 | 297.7494 | 1097 | -1242.3877 | -1115.7943 | -65.0608 | 2680.0017 | 210.1043 | -230.2505 | -83.356
2030-05-20 | 5 | -14.522 | 1259.8916 | -40.7638 | -402.9185 | -877.3948 | -1158.4109 | -5707.667 | 1783.1868 | 2050.6992 | -195.8736 | 2306.4438 | -156.9919 | 0.82136 | 341.8437 | 1814.2797 | 1164.7887 | 14.1043 | 209.9994 | -167.3512 | 349.3939 | -771.2166 | -4783.9961 | -24.096 | -46.012 | 1077.725 | -1401.0249 | -1957.6205 | -572.8008 | -89.6916 | 311.5078 | 371.3545 | 0.99325 | -1315.2356 | 356.8411 | 3.8129 | 727.5109 | 116.1604 | 1.0008 | 525.2197 | 449.2066 | -2258.8137 | 36.5154 | 2441.5083 | 1128.1786 | 3779.0427 | -2.9399 | -276.546 | 2898.5474 | 199.3972 | 955.6146 | -890.2913 | -1805.7623 | 186.3967 | 2137.2856 | 210.1042 | -167.1396 | -47.1
2030-05-20 | 6 | -8.2401 | 1907.3871 | -45.4341 | -500.1509 | -57.2511 | -1809.8481 | -8374.8418 | 3709.8669 | 1789.6766 | -206.1193 | 3584.5884 | -144.1442 | 1004.8814 | 386.1809 | 2005.6523 | 2682.2556 | 185.8562 | 209.9994 | -318.7104 | -1.8803 | -666.5146 | -4841.8545 | -25.058 | -44.392 | 2228.7261 | -1812.9191 | -1634.0861 | -839.8709 | -137.2566 | 581.4577 | 900.2636 | -1955.4346 | -777.8298 | -104.3127 | 3.5401 | 994.9195 | -374.4725 | -1.7538 | 567.6812 | 1.0014 | -2366.2056 | 70.4287 | 3208.5269 | 1487.0048 | 4481.6055 | -3.0689 | -276.8781 | 2502.8093 | -127.8502 | 895.5129 | 229.5767 | -3358.9358 | 516.6448 | 7054.4614 | 210.1043 | -63.5538 | -51.9909
2030-05-20 | 7 | 4.7356 | 1381.5005 | -46.5092 | -436.502 | -230.233 | -1554.4327 | -8413.2637 | 2687.0557 | 791.5438 | -214.6821 | 4057.3311 | -60.2335 | 1247.0234 | 495.8259 | 2191.7883 | 2743.8025 | -150.6436 | 209.9994 | -374.8532 | 216.9014 | -987.7037 | -5195.77 | 17.1114 | -15.8113 | 2468.8054 | -1336.748 | -2207.6106 | -750.1112 | -120.4023 | 543.4416 | 477.9735 | -3836.5522 | -1310.8751 | -302.2395 | 2.2684 | 272.7678 | 456.1776 | -278.0484 | 562.1994 | 151.4676 | -2402.2266 | 214.9401 | 4111.501 | 1838.932 | 4953.8018 | 292.0912 | -279.4653 | 2796.6641 | 479.6857 | 1024.4724 | 421.8558 | -2061.009 | 313.73 | 6438.8828 | 210.1043 | -112.3165 | -20.6749
2030-05-20 | 8 | -4.8338 | 1457.9507 | -52.7417 | -499.6373 | -489.3279 | -1534.6384 | -8024.7173 | 2053.5374 | 194.3369 | -384.6297 | 4186.2495 | 24.4442 | 1969.9008 | 503.208 | 2249.3765 | 1844.7848 | 53.0445 | 209.9994 | -435.0003 | 238.1593 | -1250.0404 | -4616.9004 | -57.9919 | -24.1317 | 2645.0398 | -1718.8972 | -1932.6857 | -771.941 | -118.5552 | 395.8115 | 1107.3915 | -2561.5398 | -842.7072 | -130.0356 | 4.7822 | 541.9524 | 1023.9658 | -450.1926 | -72.323 | 450.3051 | -2133.7759 | -2.7392 | 4684.3101 | 1772.9907 | 5019.2876 | 107.4676 | -278.8481 | 2680.0061 | 22.2478 | 1070.5468 | 718.2178 | -1791.4326 | -367.6286 | 5709.6016 | 0.10423 | -163.2471 | 113.1414
2030-05-20 | 9 | -18.4715 | 1301.4125 | -56.2984 | -551.5413 | -940.1441 | -1388.2251 | -7487.002 | 1425.4082 | 1.0006 | -395.8876 | 4055.7834 | -23.9132 | 1817.5557 | 527.8965 | 2279.3708 | 1320.5146 | 189.1336 | 209.9994 | -468.6121 | 48.9333 | -1425.1753 | -4388.6538 | -97.8254 | -39.9813 | 2985.3486 | -2050.6311 | -1385.7306 | -735.2672 | -114.4122 | 348.1332 | 1649.2759 | -883.3892 | -405.1768 | 194.973 | 5.783 | 1081.5314 | 2458.0105 | -654.5952 | -274.7435 | 391.9249 | -1675.2975 | -78.6604 | 4881.5273 | 1633.6011 | 5039.4302 | 1.0078 | -474.1144 | 2505.8425 | -151.4863 | 899.3984 | 1.0205 | -883.644 | -200.0323 | 6620.1714 | 0.10423 | -138.8953 | 157.248
2030-05-20 | 10 | -22.7406 | 1283.1283 | -58.9821 | -567.4795 | -1187.3163 | -1338.0453 | -6891.3086 | 1229.6382 | 1.0007 | -400.6349 | 4053.5085 | -43.7692 | 1616.7637 | 553.7258 | 2327.2351 | 1021.4623 | 261.315 | 209.9994 | -511.2601 | 84.2651 | -1539.399 | -3903.3911 | -64.1983 | -52.0501 | 3273.1365 | -2159.9961 | -1473.0449 | -728.8618 | -114.8712 | 389.4579 | 1643.829 | -1.0698 | -347.7389 | 304.8103 | 6.3422 | 1681.7264 | 2609.4585 | -793.9695 | -290.6189 | 427.8953 | -1252.7566 | 105.3949 | 4927.6284 | 1559.8657 | 5052.9912 | -3.446 | -1350.4003 | 2254.0886 | -305.408 | 935.9235 | 545.4614 | -1189.7701 | -657.9426 | 7549.7769 | 0.10423 | -124.2464 | 183.8193
2030-05-20 | 11 | -22.5075 | 859.7646 | -61.3563 | -523.134 | -1791.9119 | -1094.9032 | -5551.8745 | 402.6049 | 1.0033 | -393.5421 | 4017.2737 | -12.871 | 1630.751 | 499.2939 | 2276.2461 | 882.6899 | 324.9863 | 209.9994 | -588.6319 | 352.4813 | -1785.4159 | -4096.8403 | 1.5383 | -46.6553 | 3844.8848 | -1908.0388 | -1957.1327 | -621.9973 | -97.6372 | 367.3065 | 1157.5021 | 0.98493 | -734.928 | 328.0286 | 5.0875 | 1581.0903 | 2187.0034 | -741.6512 | -266.6689 | 449.7317 | -1047.692 | 337.3795 | 4965.7212 | 1523.954 | 5056.4297 | -3.458 | -1418.9915 | 2178.5552 | -392.5252 | 946.9716 | 994.5842 | -1060.0994 | -719.7281 | 8138.8931 | 0.10423 | -95.5918 | 187.7437
2030-05-20 | 12 | -20.6978 | 1064.1985 | -60.7636 | -501.9555 | -1626.1134 | -1066.588 | -5315.3984 | 688.7311 | -372.227 | -392.051 | 4037.7612 | -32.8843 | 1394.022 | 406.1724 | 2219.9727 | 675.2455 | 433.3717 | 209.9994 | -616.4128 | 256.1405 | -1698.3599 | -4534.8237 | -0.0036462 | -58.636 | 3986.0747 | -1892.4095 | -1864.4779 | -590.6559 | -104.7703 | 439.8141 | 1063.5743 | 4.2661 | -775.8506 | 246.1281 | 4.064 | 1962.906 | 2003.541 | -646.9036 | -175.2059 | 449.6942 | -979.72 | 280.2079 | 4903.769 | 1489.1116 | 5046.1694 | -3.4649 | -1513.2638 | 2222.4409 | -511.0492 | 899.9253 | 383.2475 | -1490.1833 | -923.6505 | 8073.2373 | 210.1042 | -71.7954 | 171.9286
2030-05-20 | 13 | -36.2224 | 1218.212 | -69.3787 | -552.8853 | -1711.5173 | -949.35 | -2372.6199 | 848.1041 | -78.8056 | -388.8636 | 4050.665 | -11.1102 | 1259.7203 | 201.6012 | 2113.0347 | 271.1034 | 580.0938 | 209.9994 | -712.1165 | 205.2739 | -1931.7026 | -4874.8838 | -75.193 | -71.0552 | 4311.8691 | -2143.9658 | -1724.9324 | -557.7932 | -119.5616 | 263.6277 | 1231.6659 | 1834.4175 | -670.2552 | 440.1684 | 4.3147 | 2674.217 | 3819.0713 | -554.3763 | -76.8644 | 381.9341 | -980.7903 | 86.5546 | 4795.4116 | 1529.3303 | 5054.583 | -3.3899 | -1048.5894 | 2187.2561 | -396.2783 | 922.5442 | -337.6291 | -933.9781 | -735.39 | 6804.3042 | 210.1042 | -172.4381 | 107.1497
2030-05-20 | 14 | -27.4863 | 1470.3053 | -68.8412 | -518.5784 | -1242.1541 | -1067.8247 | 0.98274 | 1054.2433 | -894.2045 | -381.4424 | 4029.6895 | -17.1373 | 906.2516 | 262.8183 | 2132.3987 | 299.9401 | 500.8792 | 209.9994 | -695.3569 | 191.8709 | -1896.1857 | -4915.4941 | -129.9419 | -62.4043 | 4114.9248 | -2035.2804 | -1840.712 | -601.0081 | -131.3274 | 139.7983 | 1284.0286 | 1234.4263 | -681.6143 | 257.6915 | 4.0718 | 2536.3103 | 3719.2798 | 126.3171 | 53.8303 | 450.2625 | -828.9918 | -82.1107 | 5430.958 | 1768.4493 | 5060.9995 | 720.6765 | -1058.8193 | 2266.0938 | 12.8748 | 683.9587 | -1415.0208 | -177.2878 | -899.6243 | 3348.1433 | 210.1042 | -242.813 | 107.1664
2030-05-20 | 15 | -29.2505 | 1105.2373 | -68.0188 | -493.8279 | -561.5826 | -628.6062 | 2836.7444 | 468.4968 | -1917.2169 | -377.4106 | 4037.2317 | -5.3903 | 773.8434 | 271.2857 | 2144.1038 | 331.9666 | 507.7535 | 209.9994 | -689.9795 | 277.3214 | -2100.8989 | -4890.5249 | -214.1378 | -49.8667 | 4013.1436 | -1778.9766 | -2292.1106 | -434.8499 | -122.7703 | -108.957 | 1010.1877 | 1219.3324 | -1067.1691 | 489.238 | 3.6913 | 2258.2544 | 4258.1943 | 465.6743 | 462.5326 | 449.9604 | -733.0352 | -311.6344 | 5114.9663 | 1904.4774 | 5054.0361 | 738.9933 | -1112.2358 | 2759.021 | 638.2487 | 701.2392 | -1128.9619 | -135.3892 | -898.3375 | 2584.3113 | 210.1042 | -261.3913 | 90.4202
2030-05-20 | 16 | -33.6787 | 788.9775 | -68.9735 | -451.4656 | -314.8771 | -513.3229 | 2798.7437 | 688.7527 | -1766.7946 | -374.5327 | 4026.4504 | 9.6455 | 988.7941 | 261.466 | 2122.9553 | 771.9936 | 511.095 | 209.9994 | -831.3411 | 445.5035 | -1961.0101 | -4946.3169 | -124.3259 | -33.4301 | 4472.4043 | -1509.1542 | -2652.467 | -359.4772 | -109.601 | 45.8766 | 628.6185 | 1130.1969 | -1355.4225 | 478.4102 | 2.4091 | 2104.3582 | 3641.5325 | 528.7416 | 578.3801 | 449.8919 | -970.9507 | -52.2688 | 5173.9722 | 2006.433 | 5051.0596 | 946.2188 | -1204.7189 | 2706.7573 | 823.3044 | 753.6248 | -562.4495 | -377.2998 | -1022.5615 | 2037.1331 | 210.1042 | -267.2486 | 89.8923
2030-05-20 | 17 | -38.9592 | 476.4983 | -71.2146 | -455.0638 | -515.1203 | -300.7069 | 2904.9854 | 495.208 | -1487.2583 | -365.1046 | 4023.2986 | 56.6788 | 1329.525 | 267.6737 | 2113.9929 | 573.6674 | 555.1323 | 209.9994 | -836.7918 | 412.0874 | -1924.309 | -4847.064 | -93.6188 | -40.3821 | 4514.6621 | -1463.499 | -2666.7742 | -299.3654 | -97.7868 | 131.5015 | 584.1268 | 1645.8823 | -1355.0017 | 633.3247 | 2.6159 | 2237.6106 | 4143.6787 | -16.7108 | -60.8447 | 450.3016 | -1047.6677 | -3.3803 | 4915.3408 | 1717.5823 | 5052.9849 | 152.9047 | -1221.4985 | 2679.2837 | 569.6823 | 808.3381 | -153.5587 | -204.2197 | -831.9303 | 2794.8154 | 210.1042 | -276.4709 | 92.7329
2030-05-20 | 18 | -48.9327 | 558.387 | -77.847 | -491.0231 | -618.2185 | -464.5573 | 2622.5413 | 441.234 | -1483.8575 | -360.7189 | 4001.8003 | 78.3579 | 1206.6095 | 278.5804 | 2127.4495 | 241.3264 | 657.4125 | 209.9994 | -832.999 | 337.0926 | -1937.7488 | -4873.4292 | -58.0182 | -55.6234 | 4503.4414 | -1751.0365 | -2651.1064 | -338.0184 | -92.0429 | 165.7502 | 744.9218 | 2669.9673 | -1201.981 | 813.2496 | 3.1749 | 2520.3215 | 4773.5293 | 546.5154 | 728.3187 | 449.7621 | -1044.4828 | 19.9724 | 5187.2271 | 2105.7893 | 5047.8062 | 1107.7394 | -1162.0409 | 2775.9736 | 1029.8657 | 859.0179 | -565.4318 | 105.925 | -920.3393 | 3681.0151 | 210.1042 | -298.7131 | 108.7823
2030-05-20 | 19 | -49.267 | 565.6947 | -79.737 | -462.5957 | -970.6171 | -422.8219 | 3142.9644 | -2.2136 | -1543.9039 | -338.6985 | 4005.8157 | 183.6644 | 1209.9467 | 299.2323 | 2117.0981 | -296.0529 | 636.2826 | 209.9994 | -812.3472 | 626.8445 | -2056.6824 | -5277.0073 | -83.1985 | -60.7639 | 4509.293 | -1742.4707 | -3390.8438 | -354.8711 | -93.5496 | 20.4407 | 354.313 | 2608.5002 | -1609.2761 | 844.8978 | 1.6907 | 2385.3691 | 3674.7942 | 494.1371 | 689.0097 | 449.7851 | -1147.5311 | 63.0624 | 5163.2441 | 2095.7041 | 5033.002 | 1065.884 | -902.0015 | 2843.0862 | 1114.5532 | 840.95 | -984.046 | 670.5374 | -851.2438 | 3107.7351 | 210.1042 | -322.5228 | 164.0048
2030-05-20 | 20 | -40.8979 | 503.2133 | -75.8297 | -450.6835 | -840.8322 | -270.6068 | 3121.9177 | 1.0012 | -1727.58 | -316.4695 | 4034.8286 | 195.0047 | 413.8268 | 311.594 | 2125.197 | -972.2132 | 586.8806 | 209.9994 | -712.0388 | 678.998 | -2119.2078 | -5449.0552 | -82.5604 | -71.0422 | 4346.4473 | -1587.6068 | -3618.7764 | -296.096 | -97.0556 | -8.1326 | 30.7686 | 2590.2197 | -1842.5786 | 874.79 | 1.3906 | 2046.1493 | 3107.2993 | 65.2165 | 173.4839 | 450.1501 | -1277.9845 | 121.4868 | 5016.7734 | 1830.6345 | 5031.853 | 437.1036 | -724.2811 | 2821.4873 | 841.8862 | 882.6943 | -711.9895 | 57.4562 | -936.0157 | 1654.2656 | 210.1042 | -315.9061 | 209.7381
2030-05-20 | 21 | -33.8868 | 985.3662 | -75.1904 | -461.2355 | -1226.5454 | -793.5712 | 850.5038 | 779.9432 | -966.179 | -344.6501 | 3994.4375 | 194.9991 | 1100.0154 | 275.2578 | 2109.5107 | -417.9945 | 546.9192 | 209.9994 | -714.0999 | 525.7804 | -1978.2747 | -5696.4888 | -46.8667 | -83.4496 | 4445.1772 | -1734.3275 | -3496.1904 | -469.0946 | -113.1083 | 205.1375 | -125.7999 | 1874.5171 | -1652.066 | 566.8876 | 1.2741 | 2401.3608 | 2232.6548 | -343.9739 | -219.4377 | 450.4166 | -1327.6382 | 198.7712 | 5534.7256 | 1796.9254 | 5037.3291 | 585.1355 | -833.9165 | 2350.1965 | -366.0016 | 874.9215 | -323.1947 | -822.4057 | -937.0333 | 3237.9641 | 210.1042 | -253.7936 | 139.2371
2030-05-20 | 22 | -27.0478 | 1226.6691 | -72.8852 | -465.4829 | -1371.7432 | -944.9296 | 47.8052 | 1242.3156 | -95.6879 | -348.1922 | 4017.9207 | 173.9359 | 1195.7079 | 276.5183 | 2119.2939 | -644.5865 | 556.6755 | 209.9994 | -714.3628 | 673.9034 | -1885.3163 | -5301.6338 | -28.4001 | -91.522 | 4457.7964 | -1754.7052 | -3779.4094 | -514.8702 | -121.1176 | 243.3515 | -143.4028 | 1304.8221 | -1602.4321 | 491.9884 | 1.4299 | 2473.157 | 1528.0994 | -625.5222 | -154.3134 | 450.388 | -1109.6526 | 354.8562 | 5017.647 | 1669.4301 | 5032.8936 | 230.7787 | -661.8422 | 2302.8469 | -483.4492 | 731.5109 | 271.3435 | -945.605 | -295.9493 | 3019.6284 | 210.1042 | -124.6864 | 173.3774
2030-05-20 | 23 | -29.8106 | 726.0719 | -68.1368 | -451.4502 | -1462.1392 | -562.4612 | 307.8452 | 0.9983 | 114.7568 | -347.7785 | 3583.6228 | 194.9962 | 92.6774 | 260.9805 | 2104.5479 | -272.363 | 573.3103 | 209.9994 | -738.7977 | 1030.719 | -1873.0961 | -4955.6978 | 55.5399 | -71.1568 | 4469.3242 | -1509.5129 | -4188.1821 | -365.6495 | -87.8198 | 217.3818 | -434.6354 | 1389.4911 | -1954.1681 | 620.7816 | 1.7416 | 1763.1241 | 1365.1877 | -205.4968 | 373.1626 | 450.0829 | -1109.6335 | 662.1898 | 4692.9839 | 1781.8549 | 5020.6772 | 476.1801 | -278.7421 | 2711.8477 | 617.1104 | 793.0416 | 616.2115 | -960.5718 | -613.588 | 3163.2402 | 210.1042 | -90.2361 | 205.5694
2030-05-20 | 24 | -30.9685 | 698.1048 | -60.6396 | -451.386 | -1609.9739 | -616.7518 | -1672.2568 | -2.2082 | 1.0002 | -302.0441 | 3162.1877 | 194.9978 | 0.97418 | 200.8793 | 2113.7415 | -549.3965 | 234.2885 | 209.9994 | -744.0769 | 919.6732 | -1560.8356 | -4896.4341 | 67.4824 | -55.3309 | 4533.3828 | -1594.9517 | -3828.0032 | -407.6267 | -76.693 | 290.9387 | 259.0501 | 1383.1991 | -1693.0203 | 641.5372 | 2.4145 | 1034.6388 | 2007.308 | -606.6365 | 20.3867 | 372.2758 | -1500.4723 | 612.7766 | 4341.6211 | 1630.8202 | 4967.7285 | 1.0115 | -276.8141 | 2870.6731 | 1477.8369 | 1020.9638 | 187.2105 | -642.3852 | -1144.9218 | 4298.2222 | 210.1043 | -262.0297 | 27.7047
2030-05-21 | 1 | -40.4964 | 539.471 | -62.319 | -549.7646 | -1877.0021 | -876.8108 | -5650.6597 | -2.5453 | 457.7951 | -240.8128 | 3468.8865 | 173.4247 | 1729.714 | -15.7162 | 2100.8936 | -71.6254 | 303.119 | 209.9994 | -738.0876 | 716.5598 | -999.4321 | -5057.958 | 121.6387 | -1.0112 | 4493.0605 | -2001.2562 | -3095.4385 | -540.2564 | -54.1772 | 530.7546 | 1378.5334 | 1934.3715 | -1061.6844 | 640.8646 | 2.8486 | -186.4957 | 3913.012 | -884.2538 | 250.9875 | 0.99862 | -2389.5493 | 493.7626 | 3214.1724 | 1677.3083 | 4722.9312 | -303.5093 | -276.5223 | 2918.3325 | 1062.8986 | 1563.6066 | 302.1843 | -837.3411 | -1706.8048 | 8754.8066 | 210.1042 | -386.8693 | 49.9245
2030-05-21 | 2 | -48.1604 | 726.459 | -61.7142 | -643.2226 | -1121.4196 | -1089.9086 | -7487.8442 | 1106.6541 | 1368.0005 | -230.8445 | 2787.1589 | -136.8536 | 1968.6857 | -234.7834 | 2032.4548 | 99.0393 | 236.6535 | 209.9994 | -633.3969 | 638.2393 | -835.7943 | -5414.2437 | 155.7047 | -37.8224 | 4025.9377 | -2008.2394 | -3280.5483 | -643.2957 | -71.8018 | 641.6669 | 999.4858 | 2304.6035 | -1177.8867 | 757.2241 | 0.68061 | -91.4151 | 4478.5454 | -755.3671 | 370.278 | 0.99928 | -2369.8464 | 734.6653 | 3069.7444 | 1661.0698 | 4457.5713 | -3.2523 | -276.5876 | 2641.4685 | 855.8199 | 1118.614 | 0.98159 | -2047.8143 | -404.1876 | 7641.8853 | 210.1042 | -185.8091 | 24.5004
2030-05-21 | 3 | -31.4164 | 809.0886 | -54.793 | -475.5473 | -1142.6804 | -1383.1025 | -7623.7139 | 1275.5188 | 1753.1757 | -227.2699 | 2224.7954 | -164.1813 | 1017.2347 | -321.2325 | 1777.6249 | 249.8124 | 270.2762 | 209.9994 | -625.6887 | 537.0043 | -648.264 | -5216.9355 | 113.161 | -40.6353 | 4185.3477 | -1896.3726 | -3213.7744 | -695.7399 | -70.5604 | 593.4297 | 949.5718 | 234.1185 | -1198.5798 | 339.8361 | 0.84791 | -86.6101 | 1905.6804 | -330.6878 | 559.8725 | 1.0032 | -2316.3718 | 482.934 | 2855.8977 | 1450.9574 | 4403.6631 | 1.0037 | -272.442 | 2665.7012 | 708.548 | 1142.1366 | -93.005 | -2194.1665 | -465.3214 | 9753.459 | 210.1042 | -199.9081 | -1.0249
2030-05-21 | 4 | -28.6134 | 1202.2194 | -53.3398 | -489.9057 | -1061.8363 | -1539.4658 | -7568.2065 | 1471.6609 | 1920.9762 | -192.9573 | 2777.6948 | -105.9848 | 528.9534 | -57.0638 | 1701.1405 | 362.1407 | 263.6725 | 209.9994 | -200.9117 | 360.2376 | -637.2859 | -4594.0303 | 11.3902 | -65.8533 | 1791.0502 | -1992.9441 | -2641.3291 | -756.9395 | -90.9932 | 469.021 | 1273.9991 | 4.2658 | -922.8931 | 283.9383 | 1.608 | -25.7845 | 1437.3185 | -118.2802 | 629.7071 | 1.0033 | -2224.813 | 181.8442 | 2713.2781 | 1177.5211 | 4336.3413 | 1.0033 | -272.6095 | 2560.0806 | -71.4187 | 886.373 | -744.9397 | -2055.4805 | -1.2112 | 9598.0254 | 210.1043 | -169.2626 | -42.393
2030-05-21 | 5 | -28.5907 | 1200.1863 | -54.0424 | -492.0633 | -888.1904 | -1542.1298 | -7488.5029 | 1723.4497 | 1913.8228 | -175.5209 | 1895.7168 | -73.6816 | 566.1417 | -18.93 | 1836.155 | 370.3913 | 280.6269 | 209.9994 | -78.079 | 319.4593 | -604.8124 | -3805.1848 | 8.725 | -84.5805 | 746.0842 | -1943.8491 | -2716.5488 | -753.021 | -94.7561 | 506.5611 | 1424.0507 | 0.98336 | -1029.3239 | 346.3962 | 1.4216 | -139.4395 | 1437.8759 | -103.2768 | 543.3124 | 0.99964 | -2257.8015 | 145.4666 | 2870.781 | 1070.2994 | 4369.5161 | 1.0198 | -272.4978 | 1969.5349 | -1101.1658 | 858.1985 | -869.1476 | -2464.51 | 1.0045 | 10521.9414 | 210.1043 | -153.8435 | -43.2002
2030-05-21 | 6 | -36.5436 | 807.7064 | -61.9481 | -534.6056 | -535.6336 | -1414.4811 | -7857.4756 | 2155.6587 | 1409.1215 | -215.6957 | 3604.3777 | 36.2837 | 1961.9506 | -15.9516 | 2052.54 | 353.6342 | 221.6198 | 209.9994 | -298.3008 | 584.2499 | -845.1406 | -2860.9729 | 186.1285 | -32.2119 | 2349.1553 | -1686.847 | -3100.4075 | -703.0876 | -74.8333 | 766.8669 | 1524.1329 | 0.98512 | -684.4441 | 514.0505 | 1.1741 | -555.675 | 3624.8423 | -723.347 | 218.4479 | 0.99962 | -2527.8831 | 653.5871 | 3267.0234 | 1449.5658 | 4481.5576 | 1.0014 | -272.583 | 2647.6421 | -292.5019 | 1268.9883 | 892.1757 | -3767.7957 | -480.9173 | 12219.8018 | 210.1043 | -86.7346 | 72.0378
2030-05-21 | 7 | -54.1755 | 601.3959 | -68.734 | -678.6631 | -843.1249 | -1139.7628 | -6476.1655 | 1400.6655 | 238.345 | -364.3269 | 3454.8459 | 47.548 | 1956.2305 | -150.8917 | 2043.5914 | 646.1387 | 276.783 | 209.9994 | -218.402 | 195.5101 | -700.9429 | -2204.1687 | 115.2256 | -28.8651 | 2048.177 | -2187.0627 | -2311.8511 | -660.1193 | -79.3594 | 848.113 | 1854.9258 | 2030.6716 | -980.3569 | 893.3495 | 0.92263 | -767.327 | 6226.3066 | -157.9483 | 389.1379 | 1.0019 | -2338.3303 | 513.1457 | 3389.9236 | 1598.9865 | 4916.1421 | 1.0183 | -278.0097 | 1615.7354 | -1704.5168 | 893.0213 | 576.7572 | -2987.6619 | 0.95796 | 13143.2568 | 210.1042 | -37.4008 | -19.056
2030-05-21 | 8 | -51.4613 | 738.6903 | -69.4307 | -696.2841 | -1143.5519 | -1101.505 | -6402.7749 | 910.7958 | 76.5815 | -360.9995 | 3865.6597 | 110.9233 | 2100.3599 | 0.99843 | 2126.8374 | 393.0042 | 247.3466 | 209.9994 | -262.3609 | 228.4024 | -774.4711 | -2211.9077 | 37.3299 | -3.3737 | 2264.8059 | -2102.9285 | -1977.6718 | -648.3182 | -85.0732 | 644.862 | 2230.7078 | 2336.0254 | -958.603 | 809.9988 | 1.1043 | -1199.2832 | 5540.2603 | -126.1942 | -2.1269 | 449.3584 | -2232.2422 | 232.1537 | 4011.5271 | 1550.1621 | 5023.0103 | 1.0112 | -332.8712 | 1134.0879 | -2136.0718 | 692.819 | 67.3793 | -1829.0973 | -3.7609 | 10185.252 | 210.1042 | -113.7832 | 8.6432
2030-05-21 | 9 | -46.3409 | 652.0716 | -66.2365 | -706.7355 | -1123.2186 | -1081.8472 | -7257.5991 | 1133.288 | 0.99686 | -348.8765 | 3646.0637 | 173.0108 | 2150.6646 | 152.1452 | 2061.0481 | 537.7778 | 132.5128 | 209.9994 | -357.26 | 287.5244 | -748.0226 | -1731.3104 | 88.5242 | 36.8267 | 3125.6011 | -1907.0929 | -1716.7267 | -642.8578 | -78.6326 | 734.9449 | 2108.7688 | 2264.4253 | -1197.3538 | 701.374 | 0.61338 | -1906.1359 | 5112.3403 | -467.8 | 1.0007 | 449.4808 | -2131.009 | 378.5811 | 4083.1758 | 1534.7858 | 5035.5503 | -2.7435 | -1048.3103 | 25.8507 | -2888.2903 | 692.51 | 433.5035 | -2007.9662 | -65.5606 | 9240.6992 | 210.1042 | -59.1354 | 125.5223
2030-05-21 | 10 | -48.4958 | 303.9208 | -68.2946 | -692.4114 | -1331.1398 | -883.1763 | -6570.5156 | 239.2722 | 1.0028 | -338.1496 | 3953.0017 | 194.9975 | 1716.4208 | 260.6995 | 2132.655 | 1040.4987 | 77.6043 | 209.9994 | -461.8094 | 562.6221 | -1163.946 | -2469.3743 | 161.6487 | 59.9975 | 3575.0698 | -1769.1096 | -1874.3696 | -566.0578 | -58.1777 | 700.1044 | 2048.6885 | 2272.6367 | -1344.5056 | 802.2496 | 1.2601 | -2112.2214 | 5939.0161 | -643.8018 | 8.3451 | 449.8939 | -2135.8875 | 599.3199 | 4606.9619 | 1667.87 | 5052.2544 | 448.2184 | -719.8008 | 2088.4395 | -469.4987 | 1142.0168 | 1099.351 | -1992.4336 | -1007.0934 | 9678.1504 | 210.1042 | -98.7687 | 331.5864
2030-05-21 | 11 | -44.1148 | 366.537 | -69.3507 | -653.4824 | -1689.9355 | -668.157 | -5385.3384 | 220.5011 | -3.0706 | -353.7604 | 3954.2004 | 194.999 | 1453.9152 | 271.7319 | 2143.854 | 975.924 | 11.9714 | 209.9994 | -520.4243 | 635.1151 | -1259.2089 | -3464.0444 | 118.5502 | 69.849 | 3751.2319 | -1922.4929 | -2126.908 | -493.3178 | -68.131 | 582.2343 | 1904.4194 | 1892.9994 | -1409.8905 | 781.074 | 1.3522 | -2247.1907 | 6025.9722 | -748.8511 | -86.8555 | 449.7427 | -2167.1931 | 466.2905 | 4708.1924 | 1709.7255 | 5058.1934 | 421.8633 | -1354.2772 | 1992.101 | -451.2248 | 1078.1321 | 835.0538 | -1648.0227 | -983.0958 | 8282.8887 | 210.1042 | -59.1336 | 434.1263
2030-05-21 | 12 | -50.4504 | 570.8541 | -75.5384 | -738.0264 | -1699.7129 | -568.0608 | -3474.125 | 217.5652 | -169.7564 | -381.2188 | 3955.0229 | 70.9419 | 1264.3258 | 310.2447 | 2177.3362 | 842.2462 | 82.5451 | 209.9994 | -636.6602 | 682.0408 | -1565.3213 | -4709.9297 | 76.0055 | 83.9147 | 4154.8506 | -2073.0181 | -2389.7417 | -480.148 | -81.4638 | 456.0426 | 2224.4612 | 2781.9785 | -1199.882 | 858.735 | 1.5185 | -2150.6716 | 7426.0352 | -848.2261 | -237.9674 | 449.7821 | -2122.1321 | 473.7915 | 4734.855 | 1593.4971 | 5061.5952 | 241.1005 | -1348.6647 | 1946.6249 | -303.9225 | 1155.8352 | 661.4998 | -1815.8989 | -1122.7346 | 8263.2178 | 210.1042 | -84.4304 | 242.6747
2030-05-21 | 13 | -55.4131 | 1015.0406 | -80.442 | -728.0845 | -1449.0818 | -661.4059 | -462.9041 | 1294.4928 | -784.1836 | -400.3573 | 4047.1299 | 2.9298 | 1007.3707 | 419.5813 | 2262.0618 | 179.2622 | 162.4279 | 209.9994 | -644.658 | 405.152 | -1740.4934 | -5017.2046 | -41.8425 | -12.2058 | 4158.3169 | -2512.082 | -2129.6394 | -520.0417 | -113.846 | 326.7514 | 1654.3534 | 3698.0525 | -683.927 | 886.8013 | 3.2038 | 178.675 | 6840.6929 | -791.675 | -48.2698 | 449.5905 | -1447.7855 | 211.211 | 4677.9492 | 1436.3293 | 5063.5527 | 0.98697 | -1350.2877 | 1951.3258 | -173.9766 | 826.5238 | 176.3966 | -1724.6315 | -1106.8707 | 7027.4292 | 210.1042 | -120.0433 | 84.3439
2030-05-21 | 14 | -49.7482 | 1397.0801 | -77.5512 | -677.3275 | -868.4156 | -710.9014 | 1729.7094 | 1754.2861 | -862.1625 | -377.8969 | 4127.3242 | 9.3068 | 1610.6111 | 474.088 | 2270.0308 | 624.2387 | 471.8832 | 209.9994 | -691.1511 | 415.4325 | -1834.2229 | -5086.2324 | -148.764 | -4.547 | 4450.2773 | -2378.0254 | -2275.3757 | -551.4733 | -137.0512 | 56.5775 | 1513.0991 | 3544.2759 | -634.2659 | 765.7441 | 4.1072 | 636.7667 | 5819.1021 | -1033.8483 | -11.9599 | 206.0237 | -1274.6917 | -64.9717 | 3602.6208 | 1565.1255 | 4017.8635 | 97.0047 | -1914.1628 | 1726.3529 | -221.783 | 689.644 | -309.5481 | -1007.149 | -570.2032 | 2990.3489 | 210.1042 | -185.0575 | 60.6453
2030-05-21 | 15 | -57.3303 | 554.4153 | -79.5985 | -622.8781 | -686.3927 | -190.4643 | 3670.0369 | 842.5557 | -910.8645 | -368.2848 | 3920.4658 | 87.5669 | 1120.7039 | 428.5796 | 2255.9871 | 375.3288 | 664.5263 | 209.9994 | -703.5238 | 659.2899 | -1939.212 | -5279.1582 | -90.6609 | -12.8695 | 4407.1509 | -2041.3912 | -2848.8364 | -348.0307 | -104.8238 | 28.3067 | 973.3928 | 4615.1118 | -1096.2684 | 1158.7034 | 4.2555 | 1367.3983 | 7003.2798 | -1116.1897 | -620.7019 | -2.9051 | -1480.325 | -25.0663 | 5128.6802 | 1485.3333 | 5038.4058 | -85.8069 | -1727.4061 | 1727.858 | 33.1097 | 891.3361 | 152.4983 | -533.0968 | -810.642 | 3678.5447 | 210.1042 | -191.6771 | 103.2479
2030-05-21 | 16 | -51.2785 | 338.3698 | -79.7774 | -547.4644 | -770.9565 | -100.9505 | 4444.0811 | 265.8193 | -1126.1089 | -344.6122 | 3132.2009 | 195.0018 | 965.536 | 467.4728 | 2250.9863 | 137.7172 | 614.7258 | 209.9994 | -818.79 | 465.2137 | -1854.1312 | -4718.5439 | -165.9275 | -19.9929 | 4591.3057 | -1824.1442 | -2406.5654 | -288.5235 | -94.3914 | -107.2259 | 810.1819 | 4032.8289 | -1258.5466 | 1167.6219 | 3.5053 | 1749.8087 | 6810.4839 | -948.7329 | -586.7385 | 53.8553 | -1256.4012 | -241.9058 | 5147.0967 | 1584.3549 | 5041.4263 | -2.8541 | -1781.8197 | 2556.114 | 454.254 | 687.9113 | -1341.3521 | -429.1078 | -1095.8046 | 2872.594 | 210.1042 | -263.1393 | 87.4572
2030-05-21 | 17 | -62.4415 | 134.502 | -87.2327 | -602.7485 | -786.9005 | -67.2061 | 3843.8438 | 504.7869 | -1138.6766 | -355.1964 | 3019.364 | 159.3441 | 1148.9705 | 506.7064 | 2301.3203 | -225.9032 | 617.0026 | 209.9994 | -807.3629 | 470.4523 | -1712.9172 | -3276.3601 | -92.2882 | -33.5034 | 4609.5996 | -2021.3469 | -2112.9915 | -309.7564 | -83.9308 | 52.7843 | 966.756 | 5430.3335 | -1070.2188 | 1371.2399 | 4.6532 | 1974.0374 | 8268.9844 | -748.5798 | -787.4365 | 450.7119 | -1365.6575 | -42.167 | 5326.2759 | 1625.2163 | 5067.8926 | 1.0937 | -1397.5291 | 2669.8257 | 629.6651 | 830.2582 | -621.3072 | -668.632 | -1154.7146 | 4495.7935 | 210.1042 | -252.5515 | 92.363
2030-05-21 | 18 | -62.2694 | -310.6014 | -85.7045 | -565.0833 | -909.6302 | 115.0426 | 4017.447 | 323.7621 | -1153.8241 | -357.3893 | 3122.2273 | 155.924 | 780.3806 | 575.7016 | 2353.8735 | -304.6508 | 535.5057 | 209.9994 | -802.9454 | 686.2179 | -1691.9877 | -2613.4641 | -12.08 | -20.4353 | 4611.9854 | -1746.5109 | -2698.7244 | -217.0541 | -68.0901 | 150.5922 | 603.8496 | 4818.4932 | -1450.0863 | 1406.309 | 4.8281 | 1672.2891 | 7981.1587 | -497.5531 | -513.0093 | 450.6052 | -1594.7896 | 197.7576 | 5239.1084 | 1751.8665 | 5066.2837 | 128.1829 | -1329.3815 | 2633.449 | 712.5559 | 1025.7112 | 60.7765 | -563.1495 | -886.9942 | 5169.0845 | 210.1042 | -199.1298 | 120.6625
2030-05-21 | 19 | -51.4865 | -228.0365 | -80.8114 | -506.9448 | -1276.3682 | 39.4738 | 3909.2024 | -137.551 | -1696.6849 | -339.8461 | 4049.145 | 194.9984 | 356.9821 | 609.7794 | 2361.3096 | -304.5721 | 390.4492 | 209.9994 | -709.8228 | 702.5341 | -1848.4282 | -2753.6016 | -54.4321 | -29.9662 | 4459.7964 | -1499.2085 | -2891.2476 | -229.7769 | -70.7736 | 32.3071 | 427.3676 | 3922.1523 | -1587.2336 | 1166.6829 | 4.9626 | 1585.899 | 6815.7168 | 284.5552 | 401.1567 | 449.9956 | -1590.2186 | 88.3903 | 5213.0078 | 2021.7671 | 5043.9985 | 955.8341 | -1076.3839 | 2998.5093 | 1145.8157 | 1032.8959 | -349.7065 | 10.9057 | -969.6094 | 4733.9775 | 210.1042 | -235.0654 | 100.8601
2030-05-21 | 20 | -47.1936 | -131.292 | -74.6962 | -482.0663 | -1067.1163 | 91.9452 | 3819.0959 | -57.0924 | -1419.212 | -339.0362 | 4171.9927 | 195.0003 | 117.4089 | 639.2478 | 2385.1304 | -417.8918 | 360.7282 | 209.9994 | -693.9308 | 748.899 | -1854.9205 | -3248.1602 | -65.6381 | -27.2244 | 4435.7197 | -1403.6569 | -3193.6055 | -225.2031 | -76.9512 | 0.99958 | 440.2498 | 3521.1206 | -1621.2828 | 1109.2316 | 5.2225 | 1366.926 | 5933.0547 | 117.3079 | 156.9981 | 450.1522 | -1556.4159 | 108.8399 | 5214.6895 | 1959.0564 | 5033.9077 | 780.2381 | -908.3631 | 3103.113 | 1147.6371 | 1031.8971 | -263.304 | -670.7444 | -1102.7437 | 4164.2754 | 210.1042 | -214.6298 | 225.3337
2030-05-21 | 21 | -56.5457 | -12.2094 | -81.6639 | -555.3738 | -949.7495 | 65.5109 | 4097.2212 | 1.0026 | -1214.0056 | -343.6013 | 4165.2124 | 167.7012 | 639.2755 | 626.9628 | 2383.55 | -623.2988 | 447.9816 | 209.9994 | -665.8693 | 708.8396 | -1825.4231 | -3019.5164 | -93.3854 | -35.8748 | 4264.0957 | -1647.1718 | -3187.2368 | -247.0851 | -83.9823 | -43.9899 | 645.4518 | 4785.5718 | -1469.5592 | 1279.4792 | 5.4809 | 1417.9282 | 6585.0942 | -138.4918 | -93.0358 | 450.3824 | -1575.58 | 76.9798 | 5324.3394 | 1905.5963 | 5045.1577 | 623.6638 | -929.6285 | 2993.8247 | 713.7779 | 922.4555 | -457.5529 | -956.1057 | -935.7627 | 4682.0229 | 210.1042 | -195.1331 | 262.3544
2030-05-21 | 22 | -54.669 | 7.4873 | -81.9322 | -531.1198 | -1559.489 | 3.3255 | 3349.4075 | 61.4539 | -522.6983 | -334.7833 | 4017.3445 | 195.001 | 1942.2133 | 681.4148 | 2450.147 | -601.0168 | 384.9609 | 209.9994 | -706.4605 | 1114.1714 | -1929.813 | -2514.5347 | 24.8794 | -21.6676 | 4452.5254 | -1605.2451 | -3936.6389 | -248.2055 | -80.8465 | 73.0909 | 238.6536 | 4675.4351 | -1750.0068 | 1278.5955 | 5.5051 | 1477.9965 | 6010.0137 | -730.5389 | -317.7668 | 450.4052 | -1514.4684 | 472.1404 | 4957.5439 | 1835.9523 | 5029.7544 | 156.2683 | -842.8691 | 2608.9294 | 34.9736 | 1250.6257 | 740.7527 | -784.1689 | -1076.8113 | 4214.8066 | 210.1042 | -197.3776 | 341.5592
2030-05-21 | 23 | -33.3816 | 477.5627 | -68.5517 | -454.0536 | -1444.4999 | -333.9575 | 975.0005 | 601.1904 | 0.99928 | -334.4994 | 4019.9316 | 195.0005 | 1971.7292 | 660.5978 | 2433.5789 | -379.9843 | 252.8578 | 209.9994 | -682.701 | 1066.6565 | -1592.708 | -2675.3425 | 52.3249 | -16.5182 | 4302.6113 | -1435.7446 | -3784.8484 | -360.8368 | -91.0211 | 210.3931 | 499.653 | 2117.3247 | -1652.0448 | 767.4791 | 5.9277 | 972.8965 | 3435.0896 | -884.9393 | -186.353 | 1.0026 | -1463.7095 | 606.008 | 4513.333 | 1719.9681 | 5016.5957 | -3.7398 | -754.1744 | 2636.874 | 647.5573 | 940.9673 | 547.5229 | -921.2542 | -499.684 | 634.8004 | 210.1042 | -86.7334 | 359.2271
2030-05-21 | 24 | -37.095 | 230.7584 | -62.39 | -459.9763 | -1623.9034 | -276.6854 | -922.5339 | 0.99384 | -56.5394 | -346.4844 | 4014.7 | 194.9983 | 1410.7092 | 597.8786 | 2390.5176 | 238.9286 | 404.2132 | 209.9994 | -590.9461 | 920.9557 | -1419.6102 | -2995.7214 | 86.4391 | -25.1878 | 3633.4148 | -1557.437 | -3520.4592 | -326.7253 | -71.5945 | 296.5021 | 700.2881 | 2371.906 | -1488.9801 | 936.5561 | 5.5381 | 888.2783 | 4178.2075 | -658.5444 | -140.1623 | 450.2839 | -1520.0344 | 596.3956 | 4246.2451 | 1767.6187 | 5003.9971 | 1.0142 | -278.1175 | 3273.6682 | 1972.1023 | 1256.1039 | 229.7168 | -641.8024 | -1230.7769 | 2666.6572 | 210.1043 | -279.6703 | 152.2879
2030-05-22 | 1 | -28.7055 | 228.5285 | -53.6268 | -451.2153 | -1834.1176 | -631.7277 | -7077.894 | -2.1722 | 1006.0862 | -336.729 | 3994.3638 | 194.9969 | 679.5023 | 394.4022 | 2178.6006 | 1757.6814 | 511.4107 | 209.9994 | -538.2771 | 701.2302 | -832.1762 | -3673.8518 | 113.6768 | -12.7757 | 3023.6079 | -1533.8975 | -2796.9512 | -460.5421 | -50.301 | 486.8402 | 1213.147 | 544.0237 | -1130.7664 | 557.8983 | 4.7121 | -74.3836 | 3726.1443 | -281.6966 | 351.675 | 106.7086 | -2391.3804 | 364.7424 | 3669.8042 | 1694.2396 | 4950.5234 | 1.085 | -277.4387 | 3459.3608 | 2495.3638 | 1595.0219 | -717.1854 | -153.1913 | -1809.9121 | 4281.1499 | 210.1042 | -472.4275 | -17.7716
2030-05-22 | 2 | -32.183 | 168.6563 | -52.7867 | -507.1519 | -1245.8812 | -801.6129 | -7043.5908 | 534.1049 | 1510.2457 | -318.2847 | 3865.4744 | 194.9998 | 636.0977 | 410.1571 | 2212.3005 | 1587.1791 | 58.2462 | 209.9994 | -481.3621 | 1011.364 | -989.8073 | -4106.728 | 242.2598 | -14.4014 | 2664.9067 | -1604.4009 | -2994.1384 | -495.5161 | -40.6447 | 597.3856 | 1135.7745 | 0.98377 | -1524.6074 | 694.2412 | 3.2134 | 42.4314 | 4730.4653 | -1.8062 | 390.0916 | 1.0017 | -2502.3347 | 830.5859 | 3037.3193 | 1660.1689 | 4420.1094 | -2.8403 | -277.398 | 3953.3538 | 2643.7026 | 1762.3439 | 340.9533 | -1873.7611 | -1265.1327 | 6961.0195 | 210.1043 | -271.0125 | -16.7839
2030-05-22 | 3 | -22.3458 | 1189.8839 | -46.368 | -556.9828 | -890.3884 | -1438.4031 | -9070.9111 | 1811.4385 | 1850.2452 | -141.9816 | 1447.9829 | -31.0398 | 1.016 | 0.99966 | 2085.7681 | 1161.6687 | 153.2329 | 209.9994 | -161.6912 | 273.8709 | -675.5685 | -4371.3662 | 31.4927 | -52.8284 | 681.5406 | -1874.4824 | -1224.2548 | -738.6292 | -88.3492 | 501.152 | 1731.0021 | 0.97537 | -784.9107 | 273.6757 | 3.8321 | 382.3829 | 1374.4652 | 1.0016 | 247.5748 | 305.0199 | -2253.3713 | 260.2912 | 2896.1284 | 1387.2183 | 4163.8882 | -2.5453 | -276.5704 | 2540.8967 | 799.9771 | 1075.4857 | -625.1257 | -2238.9478 | -111.5684 | 8447.8008 | 210.1043 | -112.1645 | 40.7035
2030-05-22 | 4 | -14.3805 | 1444.7704 | -39.5131 | -395.4911 | -970.6747 | -1535.0076 | -8468.9785 | 1529.6 | 2020.5653 | -122.0806 | 3799.0886 | 1.0024 | 341.4922 | 1.0008 | 1753.429 | 1348.1084 | 243.2507 | 209.9994 | -121.8226 | 295.6681 | -863.4053 | -4922.6709 | -57.9643 | -43.0243 | 948.0078 | -1629.0315 | -1095.2266 | -722.924 | -102.4901 | 282.2863 | 1470.8793 | 0.98838 | -626.9852 | 56.6647 | 3.5362 | 219.465 | -319.7225 | -1.5629 | 552.1436 | 1.0003 | -2242.0249 | 1.0034 | 2867.8184 | 1535.5289 | 4430.394 | -3.0041 | -276.5392 | 2987.4856 | 1507.9738 | 1035.9662 | -968.465 | -1923.5385 | 0.99774 | 6073.3179 | 210.1043 | -153.236 | -55.4209
2030-05-22 | 5 | -16.1004 | 1726.2638 | -39.9448 | -321.2072 | -725.0778 | -1811.5637 | -9240.748 | 2102.4395 | 1970.4232 | -122.1668 | 3809.7026 | 39.7092 | 883.2281 | 0.9994 | 1930.7988 | 755.0872 | 318.5098 | 209.9994 | -90.4489 | 141.6707 | -917.0028 | -5639.3267 | -105.8517 | -62.1036 | 808.2084 | -1844.9557 | -1324.1527 | -792.8826 | -120.3796 | 269.9396 | 1627.1715 | 0.97907 | -764.7539 | -27.0271 | 3.2676 | 411.4745 | -1326.6936 | -1.6221 | 529.1335 | 0.9982 | -2244.2871 | -136.769 | 2892.1172 | 1653.5222 | 4417.0151 | -3.3491 | -277.3361 | 2912.3103 | 1167.6973 | 970.9416 | -1179.212 | -2288.0515 | 1.9187 | 6308.3657 | 210.1043 | -166.6088 | -23.5061
2030-05-22 | 6 | -19.4201 | 1601.9922 | -57.9548 | -325.5275 | -182.4805 | -1965.2064 | -10484.4443 | 3192.3718 | 1546.8348 | -327.5829 | 3800.3108 | 195.0015 | 1941.8564 | 0.99893 | 1858.8561 | 914.4328 | 365.2919 | 209.9994 | -150.1931 | 58.7688 | -958.2496 | -6746.6353 | -11.1476 | -65.7311 | 1201.0945 | -1855.1892 | -2016.401 | -829.6663 | -120.5736 | 549.9049 | 1577.3289 | -345.7844 | -1024.3802 | 0.74391 | 0.43621 | 330.7592 | -2661.6448 | -369.5258 | 193.1757 | 1.0014 | -2357.2876 | 134.9548 | 3356.5012 | 1704.1027 | 4567.4355 | -3.148 | -277.1711 | 2647.8411 | 640.0541 | 1046.7296 | 123.0495 | -3476.1572 | 0.97665 | 8357.2529 | 210.1042 | -87.1011 | 127.7718
2030-05-22 | 7 | -34.5603 | 1566.5072 | -66.8852 | -430.5224 | -161.7478 | -1939.6677 | -10374.7998 | 3166.7158 | 230.3506 | -330.1341 | 3718.2659 | 173.2147 | 1952.6711 | 1.0014 | 1795.0807 | 1650.9917 | 130.2734 | 209.9994 | -237.6657 | -22.3875 | -1106.6481 | -6493.8115 | -6.3802 | -50.9098 | 1239.6425 | -2194.0583 | -1817.8838 | -852.7672 | -126.2635 | 641.9098 | 2029.137 | 0.98705 | -629.1821 | 139.547 | 0.54037 | 330.632 | -322.2579 | -106.8272 | 498.1317 | 101.9968 | -2150.6846 | 314.6457 | 3645.5645 | 1591.6846 | 4980.6123 | -2.5672 | -276.5118 | 2424.9609 | -220.2338 | 927.5998 | 559.9013 | -2930.7117 | 1.0091 | 8828.4053 | 210.1042 | -64.8369 | 171.9703
2030-05-22 | 8 | -32.2529 | 1370.4656 | -71.9082 | -698.9548 | -271.8427 | -1760.1857 | -9877.4082 | 2847.5801 | 1 | -337.3363 | 3953.8416 | 195.0002 | 2092.3623 | 164.8295 | 2028.5084 | 1701.4457 | -60.9662 | 209.9994 | -278.2996 | -48.2855 | -1185.3163 | -6506.02 | -35.4029 | -26.1964 | 1372.4385 | -2333.2793 | -1584.7189 | -863.2093 | -110.693 | 653.5343 | 2496.6582 | -1038.9858 | -381.5675 | 71.3198 | 0.53257 | -93.1288 | 4571.6011 | -846.0383 | 1.0025 | 449.4202 | -2114.717 | 103.1207 | 3901.3716 | 1524.83 | 4874.728 | -279.0555 | -593.4272 | 2481.8984 | -113.8632 | 1009.9819 | 1018.4114 | -2582.2566 | -550.1766 | 11027.4248 | 210.1043 | -129.9949 | 156.8095
2030-05-22 | 9 | -23.0912 | 552.0157 | -59.1748 | -631.2833 | -1464.4625 | -931.9033 | -6588.3013 | 369.8368 | 41.4132 | -348.5786 | 3964.7788 | 194.9615 | 1106.2156 | 99.2988 | 2060.7498 | 2046.1918 | 1.0107 | 209.9994 | -405.6675 | 457.5317 | -1490.494 | -6476.0312 | -25.0204 | -5.3034 | 2070.3188 | -1613.3495 | -2279.9976 | -615.8468 | -87.9251 | 339.951 | 1778.41 | -1030.0553 | -870.2903 | 311.2479 | 1.2123 | 213.0861 | 5659.1211 | -693.8338 | -2.191 | 433.6066 | -2125.8606 | 101.319 | 4342.3711 | 1528.2263 | 5043.9297 | -92.9786 | -1200.2338 | 2304.9216 | -138.5153 | 1127.8937 | 585.5055 | -1030.3853 | -813.0514 | 10507.9814 | 210.1043 | -171.2439 | 256.2305
2030-05-22 | 10 | -31.5439 | 287.3594 | -65.4874 | -628.9654 | -1879.019 | -745.0271 | -5554.7778 | 98.3973 | 279.0774 | -321.0142 | 3964.9133 | 194.9974 | 651.2751 | 101.6705 | 2054.6292 | 2306.5408 | 426.3483 | 209.9994 | -432.4407 | 512.311 | -1859.9371 | -6383.8345 | 22.3808 | -27.8355 | 2187.5854 | -1726.0095 | -2066.2688 | -552.8628 | -78.7964 | 359.1165 | 1425.4868 | 3.2828 | -763.7496 | 425.3479 | 2.4048 | 774.4813 | 6222.5835 | -69.0565 | 520.8911 | 450.0414 | -1627.0903 | 370.8922 | 4502.8486 | 1795.3468 | 5059.4512 | 497.9721 | -923.0712 | 2266.4456 | 462.6505 | 1233.6732 | 897.378 | -1206.1271 | -1236.3267 | 10115.2705 | 210.1042 | -178.437 | 298.7264
2030-05-22 | 11 | -39.8306 | 805.61 | -69.6627 | -659.4579 | -1816.5363 | -777.5868 | -4951.1934 | 452.0258 | 77.9759 | -343.1 | 3935.3477 | 194.9987 | 842.498 | 121.6972 | 2073.3223 | 2031.7794 | 552.6981 | 209.9994 | -527.7831 | 477.5967 | -1800.2021 | -6175.8311 | -28.8513 | -42.5996 | 2981.4412 | -2048.2776 | -2193.2202 | -569.7858 | -99.7858 | 289.0353 | 1525.0577 | 1208.5431 | -565.9114 | 599.3642 | 2.429 | 1587.4004 | 7058.2549 | -224.8697 | 368.9048 | 449.6568 | -1362.2931 | 223.7362 | 4731.4136 | 1714.4219 | 5065.4814 | 537.7624 | -905.6428 | 2313.3577 | 322.0635 | 971.2992 | 614.6174 | -963.201 | -1180.4497 | 7953.0547 | 210.1042 | -101.395 | 293.5369
2030-05-22 | 12 | -32.931 | 724.8441 | -69.7034 | -623.3552 | -1603.5286 | -720.0639 | -4657.2817 | 762.9976 | -491.3485 | -350.7658 | 3937.1548 | 195.0011 | 1028.5194 | 74.941 | 2043.6022 | 2225.3879 | 450.0851 | 209.9994 | -506.3463 | 629.9692 | -1786.84 | -6521.0229 | -16.3818 | -25.4017 | 2791.1929 | -1807.3905 | -2801.762 | -543.9233 | -103.3341 | 273.75 | 1213.9806 | 631.0798 | -865.8815 | 386.1703 | 0.91702 | 1185.0461 | 6292.5957 | -653.0198 | 59.7563 | 449.4483 | -1457.8696 | 219.7504 | 4299.3032 | 1501.9374 | 5057.1992 | -161.7893 | -1493.8314 | 2069.4341 | -224.6668 | 938.3652 | 485.6671 | -1199.7118 | -691.5016 | 6159.1201 | 210.1043 | -99.2853 | 254.2912
2030-05-22 | 13 | -45.1548 | 818.7631 | -76.4395 | -658.4498 | -891.149 | -566.22 | -177.2585 | 1519.4982 | -2.9143 | -361.925 | 3940.8337 | 175.8169 | 1053.5868 | 92.3065 | 2066.3586 | 1736.5599 | 516.9573 | 209.9994 | -606.1364 | 436.3933 | -1797.0105 | -6487.2969 | -87.8718 | -45.1674 | 3483.2605 | -2056.6111 | -2606.4399 | -499.9317 | -121.0064 | 205.1964 | 1538.8665 | 2445.3291 | -655.4966 | 653.1115 | 1.4663 | 1699.517 | 7009.5137 | -92.7998 | 66.5053 | 450.2336 | -1325.5419 | -10.7684 | 5170.978 | 1771.2469 | 5071.2173 | 659.5209 | -1303.757 | 2248.8533 | 44.405 | 722.6449 | 67.4296 | -740.9358 | -621.3571 | 6302.48 | 210.1042 | -231.362 | 151.0333
2030-05-22 | 14 | -42.2748 | 507.8145 | -85.7185 | -587.2063 | -105.7915 | -170.6446 | 4168.1475 | 1131.6279 | -2112.9155 | -345.5173 | 3865.4927 | 194.9986 | 300.6027 | 138.9458 | 2084.2065 | 1673.5525 | 539.9791 | 209.9994 | -550.7831 | 1097.4661 | -1838.6062 | -6090.0698 | -136.9916 | -25.719 | 2831.8774 | -1762.5548 | -3384.2937 | -346.027 | -107.452 | -102.0546 | 956.8596 | 2315.9102 | -1183.9242 | 725.2612 | 1.4814 | 1211.6068 | 6469.9751 | -48.6966 | 40.6145 | 450.2683 | -1257.4609 | -212.1596 | 4982.1304 | 1678.249 | 5073.6743 | 465.1843 | -1370.5398 | 2514.7151 | 935.7444 | 726.7248 | 172.3207 | -245.425 | -708.7936 | 5331.5977 | 210.1042 | -231.5567 | 43.3015
2030-05-22 | 15 | -54.9383 | 486.6074 | -95.9161 | -640.9451 | 6.3374 | -341.9499 | 2892.0312 | 1872.0511 | -1807.2511 | -350.6292 | 3913.231 | 106.8046 | 727.7258 | 246.1715 | 2123.2456 | 1055.4215 | 738.4636 | 209.9994 | -822.3632 | 766.5881 | -1743.4116 | -5294.1089 | -107.7497 | -33.3206 | 4328.2271 | -2278.3726 | -2597.0132 | -417.3403 | -105.066 | 122.7608 | 1899.7753 | 3753.4541 | -572.784 | 927.0628 | 2.3715 | 2007.2668 | 8055.7554 | 23.2966 | 85.4095 | 450.2116 | -1309.1069 | -245.2085 | 4755.1699 | 1686.7762 | 5071.9609 | 314.7227 | -1404.5851 | 2630.5723 | 1006.556 | 394.4998 | -629.4332 | -696.0336 | -1179.9342 | 5519.7344 | 210.1042 | -230.6981 | 32.0203
2030-05-22 | 16 | -45.7048 | 515.14 | -93.4595 | -609.5403 | -115.5711 | -421.412 | 2283.1169 | 1927.13 | -1688.6874 | -344.3786 | 3899.1851 | 137.5687 | 928.8818 | 293.1845 | 2156.0933 | 1289.7783 | 667.0527 | 209.9994 | -819.3227 | 488.4973 | -1501.1509 | -5113.7524 | -124.5028 | -35.3435 | 4345.2173 | -2126.2239 | -2201.0925 | -372.8225 | -100.0551 | 162.527 | 1899.0192 | 3150.6304 | -528.525 | 772.5209 | 2.8533 | 2037.8754 | 7152.0386 | 20.3086 | 58.5746 | 450.221 | -1433.7615 | -400.4282 | 4714.4951 | 1629.1643 | 5067.5601 | 255.3123 | -1467.074 | 2822.5471 | 1102.2946 | 394.7664 | -909.1924 | -1624.5118 | -1179.0289 | 4839.1191 | 210.1042 | -208.0415 | 31.1618
2030-05-22 | 17 | -48.9887 | 130.5168 | -90.9262 | -565.1022 | -250.6189 | -296.8432 | 2157.1726 | 1893.1914 | -1577.8337 | -346.3147 | 3869.915 | 135.4743 | 1050.5765 | 397.2847 | 2191.7561 | 1534.0162 | 592.3764 | 209.9994 | -816.0311 | 479.5566 | -1419.7379 | -5221.9229 | -71.905 | -36.5337 | 4344.2173 | -1850.9724 | -2219.9307 | -295.5666 | -84.5589 | 337.4639 | 1716.3108 | 2515.4756 | -708.939 | 733.3741 | 2.3827 | 1963.8893 | 6665.4556 | -8.9724 | 71.3472 | 450.185 | -1603.9104 | -327.1673 | 4894.3594 | 1674.8164 | 5072.3364 | 442.6206 | -1529.4829 | 2953.1482 | 731.1923 | 513.5521 | -1334.0295 | -1186.364 | -1069.0022 | 5281.8911 | 210.1042 | -256.0489 | 38.1251
2030-05-22 | 18 | -38.5049 | 1.0102 | -92.8182 | -560.4007 | 0.99834 | -315.9067 | 1034.3866 | 2491.5481 | -1425.8445 | -335.1129 | 3820.6362 | 159.7868 | 1587.2867 | 392.5107 | 2173.5801 | 1774.198 | 548.1584 | 209.9994 | -811.8011 | 641.3752 | -1559.8872 | -5447.1758 | 23.164 | -31.6717 | 4356.2461 | -1745.0549 | -2670.0681 | -307.8842 | -78.066 | 448.1064 | 1474.5507 | 2088.2769 | -910.6836 | 667.5734 | 2.5261 | 1748.8914 | 6167.5146 | -661.0673 | -81.9119 | -3.3315 | -1641.7322 | -3.309 | 4234.1606 | 1524.1281 | 5003.1421 | -261.1316 | -1999.7488 | 2511.1216 | -513.0051 | 890.4744 | 566.647 | -2412.0688 | -1075.5013 | 6260.1528 | 210.1042 | -106.5694 | 27.3798
2030-05-22 | 19 | -34.1535 | 400.4104 | -93.4443 | -572.3962 | 303.7505 | -474.3949 | -379.1837 | 2932.5544 | -2008.541 | -319.1742 | 3817.4348 | 194.999 | 1029.8213 | 397.4654 | 2181.6934 | 2095.7578 | 429.808 | 209.9994 | -807.4883 | 885.2621 | -1750.3463 | -5927.5679 | -23.1768 | -23.3717 | 4248.6362 | -1822.3447 | -3064.8328 | -413.3565 | -102.2646 | 346.6339 | 1414.8223 | 217.1194 | -951.0215 | 501.0103 | 3.2324 | 1742.0035 | 4555.1055 | -484.1399 | -211.953 | 450.4233 | -1758.641 | 16.6 | 4768.1938 | 1655.8641 | 5063.8379 | 68.4387 | -1115.8214 | 3247.1133 | -289.4625 | 1089.1838 | 871.8043 | -1857.3906 | -954.7532 | 4990.1982 | 210.1042 | -124.6499 | 12.186
2030-05-22 | 20 | -44.4704 | 407.0045 | -99.0873 | -692.6445 | -1283.6111 | -830.7812 | -7736.3887 | 1185.9468 | -278.2736 | -345.4422 | 3854.8918 | 177.9609 | 1791.7653 | 323.9272 | 2154.4646 | 2306.2795 | 380.1627 | 209.9994 | -687.4599 | 558.165 | -1903.3934 | -6721.6616 | 21.5251 | -52.7042 | 3873.4355 | -2310.8665 | -2717.4832 | -561.0266 | -82.1377 | 449.0193 | 1807.1028 | 0.98874 | -542.8836 | 495.3799 | 3.5318 | 2136.6108 | 5361.2271 | -466.1012 | -154.8155 | 450.4376 | -1981.9169 | 158.1063 | 4968.8955 | 1759.3357 | 5054.2271 | 341.1124 | -589.5831 | 2705.2104 | -408.9082 | 1139.9259 | 346.5291 | -993.9236 | -688.2319 | 8889.1445 | 0.10423 | -146.8433 | -38.6036
2030-05-22 | 21 | -34.5827 | 270.5177 | -92.5443 | -726.7504 | -1220.2671 | -974.0298 | -9223.5088 | 1143.8904 | -1091.3829 | -327.1601 | 3819.4771 | 195.0001 | 592.0064 | 260.2614 | 2120.2573 | 2716.6572 | 144.6181 | 209.9994 | -532.1763 | 523.7744 | -1956.3578 | -7391.1138 | 7.2056 | -40.4497 | 2764.1528 | -2073.5452 | -2955.2983 | -638.6124 | -79.0463 | 455.3911 | 1509.416 | -1580.0168 | -772.9479 | 238.8398 | 1.7447 | 1565.0659 | 5164.4463 | -633.8581 | -360.7734 | 449.7513 | -2213.9297 | 253.4513 | 5048.9404 | 1679.8519 | 5053.9424 | 164.2502 | -1168.3265 | 2648.105 | -1012.2462 | 1395.8729 | 748.9876 | -1585.7351 | -780.5342 | 9245.1523 | 0.10423 | -105.6575 | 59.7045
2030-05-22 | 22 | -31.5172 | 381.3868 | -85.5339 | -755.11 | -1287.269 | -1238.3871 | -10442.5576 | 930.5008 | -839.093 | -346.061 | 3728.1948 | 195.0006 | 151.1039 | 160.9633 | 2100.1016 | 3153.2397 | 95.5601 | 209.9994 | -546.5911 | 664.3415 | -1934.4005 | -6911.124 | 65.6468 | -8.6865 | 2719.125 | -2019.2556 | -3207.801 | -718.5352 | -69.5844 | 558.3256 | 1637.6974 | -1850.5292 | -757.7546 | 95.0273 | 1.252 | 965.1306 | 5607.1353 | -472.4317 | -154.9747 | 449.6687 | -2021.3969 | 425.9218 | 4912.7642 | 1726.7495 | 5048.0151 | 266.0184 | -994.5299 | 2678.3848 | -827.1905 | 1418.0594 | 1087.9934 | -1600.4128 | -974.2464 | 10795.2266 | 210.1042 | -122.8849 | 119.6021
2030-05-22 | 23 | -25.6125 | 1087.2318 | -79.5092 | -785.4689 | -1177.1233 | -1647.6688 | -11069.3457 | 1142.6501 | 0.99875 | -320.8324 | 3822.5393 | 194.9978 | 895.2082 | 101.4058 | 2062.3018 | 3031.4143 | 58.1562 | 209.9994 | -543.4065 | 921.3116 | -1904.7616 | -6228.5786 | 64.0117 | 13.4002 | 2572.7937 | -2231.6399 | -3256.304 | -857.9382 | -83.5247 | 424.7437 | 1771.8342 | -2556.6372 | -819.7703 | -119.5504 | 1.0818 | 342.3675 | 5012.5249 | 26.0488 | 462.1436 | 450.0098 | -1823.3497 | 521.199 | 4569.229 | 1964.5193 | 5030.1309 | 601.993 | -281.1143 | 2841.4536 | 123.6287 | 1495.3457 | 1542.6072 | -1363.6796 | -1249.25 | 10610.2422 | 210.1042 | -142.468 | 218.4074
2030-05-22 | 24 | -16.6121 | 1271.5752 | -67.2538 | -704.8639 | -1139.4297 | -1744.1035 | -12034.3857 | 1222.7186 | -3.096 | -323.4116 | 3803.7439 | 194.9979 | 1751.9282 | 90.8987 | 2044.0769 | 2784.0076 | -21.4272 | 209.9994 | -449.8386 | 791.9136 | -1430.8715 | -5867.0981 | 33.4467 | 5.0703 | 2102.5425 | -2107.9141 | -3064.5872 | -874.3976 | -85.0204 | 440.8676 | 1733.9156 | -2956.5144 | -825.1287 | -227.6276 | 1.0423 | 293.4284 | 2287.1602 | -292.5609 | 115.1026 | 450.197 | -2036.0553 | 279.9369 | 4139.7183 | 1735.3431 | 5001.627 | 1.0248 | -278.0383 | 3030.5195 | 676.0621 | 1290.7819 | 1139.6211 | -1113.2306 | -894.8868 | 9962.0596 | 210.1043 | -120.6456 | 286.1654
2030-05-23 | 1 | -20.4598 | 1242.8477 | -58.5934 | -689.1971 | -883.9313 | -1898.9569 | -13214.0586 | 2282.8843 | 199.0706 | -335.2044 | 3759.9304 | 194.998 | 1976.0316 | 0.99795 | 2039.6323 | 1852.3044 | 0.28148 | 209.9994 | -415.8979 | 504.9463 | -1165.0969 | -5980.8262 | 73.7527 | -5.0944 | 1877.9861 | -2233.7991 | -2711.8047 | -894.1336 | -92.707 | 643.2115 | 2323.645 | -1337.7163 | -608.2213 | -130.6647 | 0.48298 | -232.3888 | -19.5095 | -197.1673 | 492.7762 | 1.0011 | -2192.583 | 456.2984 | 3205.5579 | 1468.7589 | 4796.3677 | -2.8468 | -276.7361 | 2381.5435 | 1095.2427 | 1308.4119 | 671.6058 | -1743.6545 | -224.3489 | 10980.2725 | 210.1042 | -113.5563 | 96.4547
2030-05-23 | 2 | -27.3396 | 1428.1328 | -51.5623 | -403.5354 | -280.8902 | -1951.4152 | -13211.582 | 3553.4871 | 1197.1232 | -122.1971 | 3419.8142 | 1.0028 | 1451.2926 | 1.002 | 2057.9214 | 1154.0032 | 330.5783 | 209.9994 | -353.5493 | 397.9343 | -910.5943 | -5801.8584 | 67.8049 | 12.4267 | 1581.4181 | -2197.2732 | -2528.4209 | -861.5519 | -112.0688 | 693.2518 | 2440.3779 | 0.98818 | -673.1966 | 17.5825 | 0.73845 | -356.1253 | -632.7212 | -175.0991 | 658.0925 | 1.0012 | -2376.9717 | 376.7091 | 2842.4788 | 991.2678 | 4586.6182 | -2.6588 | -272.3038 | 2384.0657 | 363.0124 | 1350.3409 | -21.4713 | -2540.1702 | -459.2492 | 6151.5884 | 210.1043 | -185.5604 | -42.1114
2030-05-23 | 3 | -19.2152 | 1335.9521 | -44.1893 | -305.733 | -575.6334 | -1766.2723 | -12427.3174 | 3119.7864 | 1719.5659 | -122.2114 | 3745.1948 | 12.0152 | 858.8699 | 1.0007 | 2063.5664 | -101.3922 | 372.945 | 209.9994 | -102.332 | 257.0131 | -924.3484 | -5402.5601 | 7.6412 | -39.5852 | 551.7568 | -2042.9624 | -1682.4998 | -792.4525 | -99.5407 | 560.9459 | 2425.7598 | 0.97831 | -390.7825 | 65.3023 | 2.1381 | 5.9152 | -1094.281 | -2.8468 | 763.9702 | 1.0009 | -2303.8689 | 179.5011 | 2448.8132 | 1312.7712 | 4351.8853 | -3.55 | -277.9401 | 2818.1587 | 1417.0291 | 1270.66 | -468.7574 | -1755.6686 | -0.12507 | 3867.3215 | 210.1043 | -244.0545 | -107.1181
2030-05-23 | 4 | -15.0972 | 1234.2695 | -40.6908 | -278.0183 | -525.0535 | -1658.7788 | -11938.9072 | 3246.6667 | 1892.2589 | -122.1753 | 3762.6018 | 16.9432 | 959.6259 | 1.0002 | 2059.5518 | -10.8601 | 285.5147 | 209.9994 | -84.2887 | 165.0694 | -952.202 | -5384.4971 | 6.229 | -52.2273 | 398.9525 | -1828.6395 | -1192.8035 | -756.8143 | -100.7586 | 580.5227 | 2149.3904 | 0.97577 | -404.7333 | 21.7505 | 2.6934 | 37.2151 | -660.9303 | 0.99966 | 607.364 | 1.0022 | -2301.3403 | 190.6555 | 2518.2725 | 1166.6152 | 4265.6626 | -2.7275 | -276.3329 | 2902.5557 | 1409.885 | 1340.6112 | -278.8766 | -1077.9712 | -64.5018 | 2025.079 | 210.1042 | -263.4452 | -120.4469
2030-05-23 | 5 | -22.8699 | 1563.7185 | -47.3654 | -336.4974 | -340.8597 | -1870.871 | -12135.9307 | 3570.8516 | 1721.9673 | -313.969 | 3825.9934 | 158.2856 | 1612.1962 | 0.9976 | 1800.7573 | 101.1457 | 242.8549 | 209.9994 | -65.3361 | 14.0924 | -950.4744 | -5863.8496 | -16.8607 | -67.1285 | 382.9381 | -2220.9211 | -984.8062 | -822.6102 | -109.0327 | 591.5524 | 2210.1387 | 0.98726 | -322.7456 | 170.861 | 1.764 | 245.4358 | -395.2156 | -1.2811 | 338.1773 | 1.0037 | -2339.4404 | 141.774 | 2809.9314 | 1304.9827 | 4282.7812 | -2.6011 | -276.475 | 2792.5459 | 1300.3472 | 1288.5874 | -336.4845 | -1459.2394 | -91.5312 | 1621.5007 | 210.1042 | -236.3145 | -82.9612
2030-05-23 | 6 | -24.2657 | 1789.4973 | -59.2276 | -321.1169 | 258.7191 | -2167.9514 | -13905.3154 | 4821.0693 | 1537.3517 | -323.2586 | 3838.1597 | 184.4415 | 1511.6785 | 1.0005 | 1984.9333 | -161.8767 | 484.3448 | 209.9994 | -191.3687 | -72.9275 | -957.9747 | -6941.8804 | 20.8412 | -61.6183 | 1130.5172 | -2111.5525 | -1350.582 | -880.9319 | -142.7734 | 759.0765 | 2237.3 | 0.99161 | -590.731 | 0.99889 | 0.41156 | 339.5913 | -2477.1633 | -277.3506 | 855.261 | 0.99665 | -2498.4858 | 236.3796 | 2867.8777 | 1612.9993 | 4572.0229 | 229.39 | -279.2686 | 2935.2825 | 1412.0792 | 1393.335 | 320.1075 | -2575.8916 | -196.9458 | 2154.7593 | 210.1043 | -188.4909 | -1.0089
2030-05-23 | 7 | -31.0092 | 1780.2098 | -64.9254 | -375.6411 | 426.2484 | -2260.4458 | -14034.2891 | 4750.9775 | 289.5754 | -351.8022 | 3717.0374 | 154.8482 | 1895.4434 | 1.0025 | 1988.7871 | 972.9062 | 320.1919 | 209.9994 | -200.0063 | -299.6048 | -1210.1022 | -7213.9219 | -35.7448 | -64.548 | 1114.9154 | -2416.0715 | -785.783 | -925.5563 | -143.4632 | 734.9171 | 2464.666 | 0.99921 | -125.0252 | 1.0004 | 0.56669 | 458.8538 | -1546.9565 | -371.8468 | 460.0663 | 0.9935 | -2265.3411 | 145.9359 | 3176.3962 | 1390.9934 | 4632.5103 | -3.6667 | -278.0107 | 2654.573 | 394.7509 | 1036.5686 | 776.636 | -3674.1895 | 228.1767 | 3485.5867 | 0.10423 | -16.9121 | -62.0558
2030-05-23 | 8 | -35.5998 | 1682.1924 | -66.0796 | -443.5195 | 176.7375 | -2275.2202 | -13993.9365 | 4606.0322 | -2.9893 | -338.3402 | 3895.4766 | 193.0856 | 2118.5916 | 0.9989 | 1965.5862 | 1488.6287 | 230.5703 | 209.9994 | -198.0303 | -237.4881 | -1683.5957 | -7122.6631 | -29.7227 | -49.9556 | 666.517 | -2770.9358 | -694.4796 | -968.1965 | -140.5222 | 717.5594 | 2989.4854 | 2.0635 | 181.9611 | -36.1302 | 0.53553 | 323.1133 | -671.588 | -690.0566 | 85.7057 | 449.3295 | -1441.4731 | 270.6021 | 3743.5676 | 1501.2849 | 4944.6304 | -279.0512 | -486.4296 | 1765.3965 | -779.7452 | 899.3566 | 374.946 | -2987.4468 | 364.404 | 6728.0347 | 210.1042 | 24.2987 | 152.6497
2030-05-23 | 9 | -28.9124 | 1368.4292 | -69.9042 | -525.8243 | -126.9236 | -1956.7413 | -13267.4648 | 3776.9136 | -3.0074 | -339.6141 | 3861.5203 | 195.0014 | 1609.0349 | 111.1224 | 1985.2622 | 1360.5448 | 210.1526 | 209.9994 | -195.3029 | -39.6778 | -1831.6364 | -6753.75 | -41.7698 | -35.7794 | 531.7241 | -2437.2554 | -820.4918 | -901.2144 | -132.0135 | 613.05 | 3053.7844 | 0.9985 | 159.5333 | -47.5108 | 0.53171 | 186.3405 | -370.3625 | -1104.1732 | -1.969 | 443.9496 | -1326.1757 | 218.6827 | 3650.6533 | 1486.1731 | 4656.8618 | -267.9666 | -1360.4331 | 955.6671 | -1183.7074 | 857.1285 | 21.7271 | -2601.9124 | 27.7215 | 6988.2793 | 210.1043 | 45.2899 | 195.5366
2030-05-23 | 10 | -28.8042 | 862.9732 | -65.1155 | -528.9255 | -472.9525 | -1719.0787 | -12839.1875 | 3165.0925 | -2.9019 | -346.5718 | 3939.9214 | 191.273 | 928.4976 | 47.3329 | 1944.9537 | 979.7166 | 156.8652 | 209.9994 | -196.3425 | -47.1095 | -1782.3712 | -6988.585 | -22.3521 | -34.894 | 384.5348 | -2206.6267 | -880.9606 | -845.7233 | -112.5766 | 692.254 | 3019.9473 | 1.0016 | 170.2743 | 1.0016 | 0.4261 | 87.5763 | -676.5287 | -1023.7105 | -144.0702 | 449.437 | -1654.4072 | 98.5536 | 4561.9424 | 1605.9121 | 5065.3208 | -3.1325 | -1393.8895 | 2077.3899 | 72.2007 | 1034.0969 | 124.3729 | -2015.7762 | -505.0762 | 10929.7402 | 210.1042 | -56.028 | 138.5214
2030-05-23 | 11 | -30.8077 | 893.3959 | -71.5108 | -543.2194 | -650.3875 | -1707.9041 | -13144.1113 | 3026.397 | -246.6012 | -346.4937 | 3901.3699 | 195.0025 | 690.8186 | 50.5774 | 1948.0936 | 821.1386 | 118.0871 | 209.9994 | -197.463 | 89.7637 | -1914.3888 | -7111.689 | -16.198 | -38.5333 | 293.4591 | -2307.885 | -1224.8958 | -845.059 | -115.6493 | 645.3861 | 2945.7913 | 0.98039 | 122.5325 | 0.99743 | 0.42428 | 110.9191 | -652.0287 | -747.2514 | -228.5628 | 449.7149 | -1806.7207 | 79.3188 | 4854.5527 | 1566.6603 | 5067.1733 | 151.8654 | -1664.4606 | 1715.6151 | 563.3884 | 1301.8787 | 845.1854 | -1786.9115 | -526.8996 | 9673.3975 | 0.10423 | -135.7677 | 101.1695
2030-05-23 | 12 | -39.2128 | 840.3306 | -82.0509 | -612.437 | -534.3658 | -1654.7903 | -12415.5029 | 2509.6382 | -1066.3497 | -359.1103 | 3944.9995 | 140.3228 | 709.5341 | 59.8703 | 1965.0923 | 674.4666 | 31.7663 | 209.9994 | -232.4959 | 338.2335 | -2217.7068 | -7207.8184 | 30.1451 | -57.0997 | 390.7828 | -2660.27 | -1894.0565 | -846.087 | -105.4279 | 627.5369 | 2800.0229 | 0.99561 | 43.4383 | 131.9088 | 0.43856 | 376.2298 | 286.514 | -744.5787 | -152.8798 | 449.6828 | -1711.908 | 365.6675 | 4742.1348 | 1499.3911 | 5072.793 | 73.3296 | -1673.4255 | 1510.2219 | 515.8934 | 1509.9635 | 1453.6652 | -2202.3635 | -674.3274 | 11775.1426 | 0.10423 | -112.1998 | 0.68813
2030-05-23 | 13 | -52.0435 | 337.8005 | -91.3604 | -670.9857 | -769.8323 | -1353.3008 | -11906.4355 | 1897.3849 | -1628.5712 | -388.8289 | 3949.3865 | 0.99981 | 1172.8708 | 35.9642 | 1985.5696 | 283.0255 | 29.9023 | 209.9994 | -357.4294 | 331.5981 | -2207.4629 | -7590.8052 | 40.076 | -49.9118 | 1266.0492 | -2713.3311 | -2051.4412 | -767.1564 | -90.3858 | 689.05 | 2630.6248 | 2.8814 | 44.1732 | 383.753 | 0.4807 | 776.3915 | 3424.7737 | -702.3276 | -70.3677 | 449.5451 | -1841.2928 | 325.0366 | 4606.9443 | 1425.4774 | 5076.6084 | -2.8301 | -1670.4408 | 1579.8384 | 404.2762 | 1440.5693 | 1792.8661 | -2629.1116 | -649.7015 | 13451.1104 | 0.10423 | -3.9949 | 4.2209
2030-05-23 | 14 | -66.4826 | -102.3393 | -103.9102 | -704.0435 | -392.7775 | -1034.6827 | -9499.459 | 1905.6023 | -2505.2102 | -316.6196 | 3941.3435 | 195.0012 | 275.6367 | -18.1245 | 1944.9619 | -124.0686 | 97.8855 | 209.9994 | -315.2429 | 500.2789 | -2236.4338 | -7704.2041 | 78.229 | -20.6978 | 908.9963 | -2747.8462 | -1943.3124 | -673.4231 | -79.5982 | 742.0146 | 3024.5068 | 1010.4817 | 47.0035 | 683.8948 | 0.34759 | 691.0135 | 6218.8633 | -242.0637 | -210.148 | 450.5738 | -1957.7723 | 274.0623 | 4966.04 | 1574.1793 | 5079.9102 | 67.8244 | -1626.2992 | 1889.6372 | 1173.3966 | 1322.2413 | 3442.8354 | -3042.6499 | -841.8895 | 14732.1631 | 210.1042 | 25.4965 | 60.468
2030-05-23 | 15 | -72.4554 | -17.225 | -115.2492 | -798.2292 | -362.9294 | -934.4435 | -7301.2085 | 1995.4941 | -1728.9182 | -346.6966 | 3938.2412 | 194.9995 | -10.7824 | -88.4427 | 1933.7194 | -52.258 | -3.3929 | 209.9994 | -366.4092 | 439.4434 | -2296.3984 | -7818.9331 | 7.926 | -18.8113 | 1165.5785 | -3213.1035 | -2198.7241 | -660.7315 | -84.7853 | 643.1823 | 2744.137 | 866.6877 | 8.8937 | 690.7248 | 0.39506 | 1061.8627 | 8327.5117 | -50.3036 | -6.0224 | 449.9463 | -1939.9132 | 97.0041 | 5311.7988 | 1637.6982 | 5075.9019 | 468.0271 | -1620.3783 | 2231.5842 | 1446.9464 | 1287.5851 | 3096.2722 | -3120.7771 | -775.9567 | 16332.2666 | 210.1042 | -10.6587 | 42.0401
2030-05-23 | 16 | -73.3219 | -207.027 | -116.0957 | -798.1236 | -642.0471 | -875.316 | -7175.4282 | 1811.744 | -1430.5388 | -320.0557 | 3927.7795 | 194.9992 | 1.0644 | -63.5039 | 1956.4163 | 230.8038 | -51.6879 | 209.9994 | -377.3448 | 441.6836 | -2198.1594 | -7740.1689 | 37.6846 | -23.8759 | 1238.1736 | -3069.4907 | -2195.9714 | -637.2532 | -74.2923 | 706.5164 | 2792.8135 | 1114.1194 | 4.8439 | 701.327 | 0.31609 | 1177.7865 | 8635.4014 | -40.4611 | 33.166 | 450.3871 | -2002.2234 | 94.2975 | 5343.6987 | 1697.3007 | 5078.1201 | 562.996 | -1604.5597 | 2296.3691 | 1390.7194 | 1347.7971 | 2522.95 | -2438.7593 | -756.805 | 17599.9258 | 210.1042 | -70.2702 | 30.1361
2030-05-23 | 17 | -73.9461 | -124.1378 | -114.9153 | -792.933 | -776.3701 | -870.024 | -7670.8047 | 1878.8177 | -1531.0078 | -316.0099 | 3874.3042 | 195.3285 | -3.2805 | -51.8318 | 1966.1223 | 292.1091 | -40.6041 | 209.9994 | -389.0501 | 426.7744 | -2171.8506 | -7774.3594 | 54.6424 | -21.6492 | 1298.7836 | -3072.2117 | -2250.1882 | -619.3701 | -73.1319 | 780.508 | 2824.5139 | 1279.1219 | 15.7193 | 753.5983 | 0.32433 | 1166.0704 | 8949.6387 | -0.053877 | 118.861 | 450.1181 | -2109.1147 | 109.1759 | 5379.3042 | 1777.119 | 5078.4673 | 689.5012 | -1617.2048 | 2301.084 | 1311.7255 | 1403.3702 | 2439.4878 | -1990.057 | -789.4238 | 17994.4395 | 210.1042 | -118.378 | 20.5147
2030-05-23 | 18 | -75.9888 | -396.6094 | -114.1932 | -773.5969 | -850.0536 | -729.307 | -7883.2852 | 1722.4192 | -1389.0186 | -319.9789 | 3909.1304 | 194.9997 | 0.99028 | -51.705 | 1963.7606 | 435.9399 | 42.4338 | 209.9994 | -344.2669 | 432.2985 | -2117.4055 | -7609.7793 | 72.6565 | -14.7205 | 1043.6796 | -3125.1094 | -2249.1577 | -584.0643 | -66.5151 | 837.1183 | 2957.4519 | 1526.7865 | 27.4297 | 799.3789 | 0.33062 | 932.5111 | 9123.9785 | 90.0795 | 252.3428 | 450.3127 | -2121.7739 | 147.349 | 5416.5093 | 1843.8975 | 5078.2568 | 785.9499 | -1472.9912 | 2388.9951 | 1305.395 | 1411.1146 | 2640.1772 | -1846.8331 | -841.5818 | 18468.9629 | 210.1042 | -137.2617 | 8.4269
2030-05-23 | 19 | -73.3719 | -536.8851 | -111.1441 | -789.0911 | -888.0115 | -854.4861 | -8420.374 | 1555.8508 | -2717.9309 | -314.075 | 3864.9551 | 195.0008 | 0.99743 | -18.2253 | 1957.6246 | 254.9364 | 69.4153 | 209.9994 | -230.6744 | 526.2595 | -2145.4431 | -7466.7065 | 105.1022 | -23.2821 | 263.3185 | -3057.3599 | -2283.2666 | -631.3652 | -58.2966 | 837.2694 | 2980.2981 | 1548.8915 | -3.3867 | 692.8217 | 0.32373 | 605.3582 | 8950.2178 | -49.8171 | 181.747 | 450.1399 | -2073.8208 | 319.7317 | 5266.7617 | 1791.9611 | 5068.4927 | 625.3123 | -1282.3077 | 2355.8674 | 1161.4163 | 1421.3481 | 2592.5623 | -1963.0249 | -1178.4672 | 18185.6816 | 0.10423 | -106.4466 | 8.6568
2030-05-23 | 20 | -69.0939 | -473.3255 | -97.7801 | -700.5748 | -1089.3481 | -972.6362 | -10040.0947 | 1331.7445 | -1096.7852 | -346.6759 | 3867.7493 | 195 | 742.4106 | 13.6981 | 1970.993 | 459.3104 | 92.7378 | 209.9994 | -310.3139 | 278.6847 | -2151.8701 | -7523.9321 | 92.9024 | -9.9759 | 936.5647 | -2866.5061 | -2232.5117 | -657.421 | -57.3052 | 849.3613 | 2890.8047 | 860.4152 | 31.7141 | 607.8441 | 0.40946 | 692.057 | 7128.6221 | -729.071 | -215.7578 | 449.6152 | -1961.9894 | 437.3637 | 4912.2437 | 1535.642 | 5063.5439 | 1.0121 | -1349.9755 | 2089.5874 | 215.2424 | 1614.7992 | 1416.1975 | -1698.6064 | -702.2814 | 17248.1387 | 0.10423 | -138.5696 | 0.99964
2030-05-23 | 21 | -56.1362 | -120.8813 | -90.2627 | -681.4039 | -1158.0939 | -1151.0851 | -10151.4844 | 1497.097 | -584.8037 | -348.4126 | 3858.3728 | 194.9995 | 1046.4983 | 0.99819 | 1945.0996 | 694.0899 | 53.6421 | 209.9994 | -346.9635 | 303.0398 | -2241.9346 | -7537.6001 | 56.3064 | -11.3725 | 1137.3239 | -2792.772 | -2470.2783 | -718.3495 | -72.9884 | 784.858 | 2812.1296 | 2.1769 | 51.0647 | 411.0569 | 0.42265 | 764.2534 | 6162.6372 | -666.1348 | -162.588 | 449.5284 | -1796.4137 | 349.5374 | 4873.0806 | 1507.4761 | 5046.1313 | -3.0618 | -1454.7478 | 2111.665 | -124.9526 | 1413.7328 | 1129.6049 | -1580.7301 | -503.574 | 16522.4062 | 0.10423 | -120.1027 | 0.9996
2030-05-23 | 22 | -51.6708 | -66.5589 | -88.0738 | -669.243 | -1012.4858 | -1202.3926 | -10207.6162 | 1822.6953 | -552.4493 | -350.4364 | 3824.8306 | 195.0084 | 1216.2651 | 60.2905 | 1954.8018 | 860.9522 | 46.0073 | 209.9994 | -423.4861 | 395.0041 | -2210.2739 | -7157.4194 | 92.7049 | 3.3018 | 1613.0533 | -2751.4419 | -2454.925 | -735.1522 | -72.5464 | 816.9191 | 2942.1213 | 0.95588 | 46.1995 | 359.2629 | 0.42594 | 389.2042 | 5707.0127 | -645.6857 | -126.6766 | 449.551 | -1668.054 | 575.1223 | 4831.208 | 1494.1078 | 5051.1328 | -3.1686 | -1210.1809 | 2135.7327 | -542.2551 | 1522.1118 | 1246.6986 | -1684.0271 | -582.15 | 16275.5967 | 0.10423 | -179.7969 | -3.8932
2030-05-23 | 23 | -51.2845 | 1.008 | -79.3901 | -679.4694 | -908.3377 | -1258.2959 | -10663.8564 | 1919.422 | -202.9333 | -348.2658 | 3847.8418 | 194.9947 | 1178.2621 | 42.5805 | 1939.1859 | 801.5223 | 34.4583 | 209.9994 | -375.7256 | 595.0078 | -2149.2368 | -6701.2056 | 171.3183 | 5.4557 | 1258.9362 | -2842.2844 | -2432.7195 | -758.1586 | -61.0587 | 867.6962 | 3089.3501 | 1.9042 | 40.6623 | 396.4596 | 0.43669 | -20.288 | 6276.2622 | -441.9709 | -10.1471 | 449.6558 | -1502.0972 | 905.6066 | 4695.6094 | 1569.7363 | 5036.7925 | 124.5745 | -785.1177 | 2642.49 | 182.4029 | 1588.2722 | 1590.4312 | -1880.2634 | -925.1436 | 16702.375 | 210.1043 | -96.7244 | 81.8481
2030-05-23 | 24 | -46.1241 | 344.8719 | -69.0593 | -665.1639 | -1003.5891 | -1425.0106 | -11079.6973 | 1827.9443 | -3.1032 | -342.1616 | 3824.8777 | 195.0001 | 2118.1946 | 49.9812 | 1939.9269 | 941.8161 | 1.4769 | 209.9994 | -426.1224 | 554.0589 | -2083.0537 | -6622.0962 | 196.2593 | 23.8041 | 1776.907 | -3018.7109 | -2065.3264 | -810.9107 | -67.7071 | 888.7653 | 3096.9297 | 1.0005 | 41.1591 | 393.2798 | 0.51988 | -418.7187 | 5758.9536 | -1077.8252 | 1.0008 | 449.4767 | -1210.8412 | 1052.4642 | 3046.5698 | 1467.2271 | 4157.2534 | -288.563 | -856.1016 | 1713.6343 | -648.8947 | 1374.8124 | 1326.6063 | -1917.2496 | -496.8456 | 16670.5371 | 210.1043 | -13.3944 | 135.4949
2030-05-24 | 1 | -44.1099 | 577.1116 | -74.0198 | -648.7758 | -1142.6991 | -1590.106 | -10699.0703 | 2017.6501 | 432.4215 | -340.7483 | 3938.4514 | 194.9972 | 1968.6825 | 101.841 | 1961.4094 | 914.936 | 72.2534 | 209.9994 | -319.6275 | 378.2743 | -1718.2526 | -6747.6753 | 152.3435 | -13.5732 | 1016.5923 | -2783.1685 | -2059.9368 | -839.4044 | -68.384 | 801.5022 | 2824.7939 | 1.0125 | -56.1586 | 450.0351 | 0.51522 | -133.0399 | 4872.9585 | -96.0867 | 428.1248 | 0.99928 | -1608.0085 | 768.8366 | 3243.2393 | 1484.6265 | 4761.6187 | -2.6956 | -276.2337 | 2664.3931 | 791.3815 | 1365.4259 | 1142.927 | -1562.2451 | -505.4164 | 15448.7227 | 210.1043 | -72.2368 | 200.3169
2030-05-24 | 2 | -50.5131 | 731.8679 | -71.0637 | -611.8721 | -702.2065 | -1729.6399 | -10943.7432 | 2805.3799 | 1297.0219 | -122.1879 | 3908.2063 | 136.1367 | 1611.6208 | 0.99724 | 1992.1936 | 635.7858 | 281.6053 | 209.9994 | -281.8781 | 132.416 | -1148.0374 | -6850.7534 | 131.6257 | -54.4598 | 1006.8695 | -2660.427 | -1859.7108 | -843.5778 | -76.5739 | 894.3128 | 2778.4221 | 67.9182 | -121.8796 | 505.7971 | 0.31622 | 422.5224 | 3338.2759 | 22.9606 | 421.2802 | 448.9628 | -2205.3633 | 559.0749 | 2957.946 | 1629.4663 | 4281.042 | -3.0768 | -278.9193 | 4519.1543 | 2918.9727 | 1408.8749 | 1109.0846 | -2206.7852 | -436.1102 | 14206.5273 | 210.1042 | -114.8163 | 138.7635
2030-05-24 | 3 | -45.0022 | 852.8965 | -66.9416 | -584.4 | -763.9147 | -1786.5563 | -10964.1152 | 2977.6719 | 1786.8135 | -347.2615 | 3938.9197 | 107.9021 | 1943.7836 | 1.0009 | 1990.9514 | 274.7556 | 311.8608 | 209.9994 | -225.3764 | -14.5637 | -868.4152 | -6800.916 | 106.1218 | -78.4637 | 1243.5471 | -2551.5867 | -1560.1315 | -850.8058 | -84.5111 | 906.1846 | 2400.3201 | 2.5825 | -155.8107 | 403.6333 | 0.42702 | 577.6176 | 2747.9045 | -333.8312 | 369.4793 | 1.0001 | -2324.2419 | 397.6492 | 3106.9756 | 1635.1639 | 4448.7617 | 1.0183 | -278.4449 | 2606.4028 | 1332.3608 | 1314.5675 | 637.7189 | -2082.095 | 0.95344 | 13353.5703 | 210.1042 | -157.9476 | 53.7321
2030-05-24 | 4 | -38.8166 | 810.3801 | -62.6 | -516.3829 | -696.2908 | -1705.7864 | -10255.207 | 3007.8494 | 1995.9288 | -346.5806 | 3946.4617 | 106.6457 | 1943.6185 | 1.0027 | 2003.6384 | -192.2431 | 276.9933 | 209.9994 | -200.8836 | 29.4687 | -843.4392 | -6742.1167 | 125.9805 | -85.4729 | 1148.29 | -2323.0566 | -1491.4194 | -797.3494 | -86.6021 | 907.376 | 2102.4565 | 2.9178 | -380.8046 | 461.2059 | 0.41802 | 570.7068 | 2017.2783 | -336.2781 | 320.2206 | 1.0017 | -2344.5332 | 493.7758 | 3071.387 | 1635.407 | 4356.0112 | 1.0504 | -278.4102 | 2588.6421 | 1323.8624 | 1377.6841 | 827.5615 | -2279.1506 | -111.1466 | 12437.5596 | 210.1043 | -198.2265 | 23.8428
2030-05-24 | 5 | -28.8415 | 1003.6324 | -42.9471 | -550.1046 | -516.7866 | -1741.7142 | -10485.9121 | 3416.7732 | 1854.2585 | -380.2704 | 3855.7529 | -1.1758 | 1906.4288 | 0.99922 | 2066.4524 | 526.3488 | 302.6676 | 209.9994 | -290.296 | -286.2368 | -766.7964 | -6796.0239 | 59.4827 | -76.1946 | 1469.6757 | -2493.6289 | -1017.2122 | -863.5284 | -94.1367 | 946.6522 | 2270.895 | 4.1022 | -121.721 | 330.9427 | 0.63332 | 604.9503 | 2809.7778 | -86.355 | 313.5063 | 1.0008 | -2303.7385 | 267.8396 | 3288.3179 | 1378.1971 | 4446.1274 | -2.6612 | -272.2649 | 2468.1648 | 631.5643 | 1202.1102 | 22.0451 | -2482.6941 | -420.5465 | 12318.1406 | 210.1042 | -265.5044 | 91.0599
2030-05-24 | 6 | -35.2505 | 1121.6953 | -45.5528 | -584.639 | -395.0195 | -1819.2871 | -10373.4033 | 3484.6345 | 1526.7302 | -380.3164 | 3847.0933 | 0.99935 | 1957.64 | 102.8237 | 2035.6592 | 748.1129 | 226.4361 | 209.9994 | -270.4269 | -525.0646 | -993.6777 | -6951.0176 | -9.5111 | -83.2889 | 1428.7159 | -2608.502 | -414.6453 | -878.3693 | -105.2101 | 882.5697 | 2430.6091 | 3.251 | 137.7951 | 302.7516 | 0.61237 | 764.5513 | 3484.1033 | -31.8131 | 342.3271 | 1.0032 | -2065.0408 | 145.7747 | 3256.0471 | 1330.8931 | 4469.6069 | -2.5865 | -274.4449 | 2146.6738 | -288.7432 | 930.8678 | 0.97406 | -2493.6318 | -0.28641 | 11695.3291 | 210.1042 | -184.8965 | 33.0131
2030-05-24 | 7 | -40.5628 | 962.4161 | -65.2252 | -607.7684 | -486.2421 | -1636.9213 | -9658.8545 | 2944.1882 | 752.4013 | -360.883 | 3971.0566 | 103.298 | 2010.8297 | 106.0532 | 2012.3517 | 783.0751 | 222.8625 | 209.9994 | -260.562 | -350.4905 | -1346.0969 | -7298.6123 | 1.0006 | -70.9176 | 1215.9603 | -2484.1169 | -269.6501 | -826.9009 | -96.7998 | 780.2707 | 2365.7966 | 522.9675 | -58.183 | 414.838 | 0.59261 | 408.5443 | 5231.3105 | -272.6077 | 643.9125 | 189.5463 | -1947.163 | 191.9115 | 3594.572 | 1483.7052 | 4997.585 | 0.99865 | -276.5628 | 3002.7659 | 579.4821 | 1104.9977 | 1427.2083 | -2285.9905 | 0.22762 | 11164.7158 | 210.1043 | -94.9996 | 88.8069
2030-05-24 | 8 | -56.3129 | 613.8003 | -64.8413 | -623.3758 | -797.2057 | -1336.4846 | -8844.7656 | 2447.6667 | -3.0289 | -354.1901 | 4044.0247 | 145.9955 | 1456.9363 | 80.8297 | 1988.5881 | 724.2407 | 375.7982 | 209.9994 | -230.4634 | -284.2786 | -1681.7892 | -7116.0674 | 8.8444 | -70.3164 | 864.7302 | -2956.3145 | -134.3698 | -759.0901 | -90.6191 | 743.5042 | 2761.8762 | 2455.1155 | 113.845 | 774.4537 | 0.57972 | 135.9535 | 6306.1558 | -688.7105 | -126.1459 | 449.8315 | -1561.5094 | 250.6646 | 4549.9893 | 1512.0521 | 5032.8486 | 1.0155 | -653.1849 | 2315.6829 | 379.9787 | 1030.89 | 1449.9497 | -1790.7816 | -566.2216 | 11160.8506 | 0.10423 | -111.7176 | 97.4169
2030-05-24 | 9 | -60.1781 | 232.907 | -69.3934 | -746.6329 | -1178.3809 | -956.1723 | -7706.5815 | 1249.1835 | -195.2746 | -340.4836 | 4076.0715 | 195.0012 | 1156.92 | 95.3238 | 1984.3005 | 541.1284 | 403.3259 | 209.9994 | -262.6037 | 32.4709 | -1862.3676 | -6642.0933 | 60.9759 | -54.6584 | 1086.1678 | -2744.447 | -622.5981 | -652.3718 | -73.9916 | 694.4919 | 2663.0762 | 3519.1667 | -236.4771 | 989.8895 | 0.53705 | -396.959 | 7523.2388 | -615.3143 | -91.2288 | 449.4313 | -1769.3113 | 421.6852 | 4606.8833 | 1451.6042 | 5047.0049 | -3.2579 | -1152.0132 | 2211.926 | -544.4545 | 1196.119 | 1583.0928 | -1730.7096 | -1133.5155 | 11041.3691 | 0.10423 | -81.3348 | 227.6245
2030-05-24 | 10 | -77.1542 | 106.9237 | -79.9992 | -779.3365 | -1433.6024 | -840.6056 | -7315.9253 | 1136.0802 | -1220.2484 | -341.2771 | 4069.1536 | 195.0013 | 1517.9265 | 61.9162 | 1987.4241 | 920.6534 | 325.4522 | 209.9994 | -262.5008 | 165.954 | -1771.3174 | -6110.1499 | 106.4657 | -44.7059 | 1181.5845 | -2936.1997 | -797.6063 | -622.7828 | -75.4148 | 773.3911 | 2762.9697 | 4366.2002 | -224.0416 | 1216.931 | 0.57139 | -541.0907 | 9214.6182 | -727.6669 | -274.7469 | 449.699 | -1822.2914 | 509.4141 | 4711.1826 | 1424.6693 | 5069.2163 | 1.0151 | -1642.3741 | 1384.6536 | -1250.9875 | 1258.3696 | 1494.9681 | -2386.6841 | -1363.8347 | 11211.9697 | 0.10423 | -51.8564 | 242.4586
2030-05-24 | 11 | -72.4918 | 65.738 | -82.7648 | -791.8509 | -1238.941 | -911.0698 | -7609.3208 | 1246.6222 | -1572.1492 | -342.1379 | 4094.5146 | 195.0007 | 1787.7407 | 84.6187 | 2007.3464 | 931.733 | 229.7889 | 209.9994 | -320.0946 | 327.0435 | -1637.9061 | -4988.0981 | 164.392 | -22.6866 | 1800.6539 | -2783.0088 | -1336.8695 | -635.0838 | -71.5669 | 886.6402 | 2587.8613 | 3639.5508 | -423.6926 | 1135.3492 | 0.63708 | -838.3339 | 9707.0156 | -713.3804 | -294.3156 | 449.8438 | -2009.73 | 678.2601 | 4629.3188 | 1417.0627 | 5076.0078 | -3.1323 | -1685.4181 | 1110.6077 | -1657.5153 | 1326.3828 | 1977.3856 | -2595.6172 | -516.2271 | 12527.6006 | 210.1042 | -27.1583 | 98.5116
2030-05-24 | 12 | -63.1664 | 157.7059 | -82.9909 | -805.3824 | -892.2512 | -1070.161 | -8920.5303 | 1812.0441 | -2647.5898 | -339.9258 | 4159.0713 | 194.9958 | 2125.4233 | 89.4053 | 2004.1942 | 1051.787 | 143.8849 | 209.9994 | -326.0132 | 362.3647 | -1532.7023 | -4274.7905 | 208.4412 | -15.836 | 1931.422 | -2734.2112 | -1571.8472 | -689.0021 | -72.589 | 1000.6929 | 2550.8882 | 2468.9275 | -466.382 | 909.8816 | 0.67217 | -957.4734 | 9133.6006 | -680.3913 | -119.9862 | 449.5493 | -2224.4675 | 802.3597 | 4531.1328 | 1323.8212 | 5083.1821 | -3.0957 | -1574.3035 | 1337.3059 | -925.6955 | 1500.9689 | 2085.8086 | -3078.345 | -751.3785 | 12671.2744 | 210.1043 | -2.2231 | 77.2766
2030-05-24 | 13 | -73.4241 | -213.7703 | -86.9285 | -793.5976 | -1350.7139 | -873.1401 | -7596.4141 | 1369.2181 | -2761.0396 | -313.6091 | 4238.6479 | 198.107 | 1286.4755 | 2.5341 | 2019.9049 | 561.9881 | 215.749 | 209.9994 | -218.4916 | 374.9186 | -1559.1415 | -4373.9204 | 224.3983 | -27.9819 | 987.8013 | -2662.2151 | -1202.7651 | -592.9342 | -56.3368 | 994.6152 | 2876.0476 | 2801.7075 | -583.0286 | 1092.7651 | 0.1441 | -845.7817 | 9928.665 | 226.4946 | -65.3157 | 452.4011 | -2255.8223 | 714.9249 | 4607.3926 | 1324.7728 | 5114.0371 | 39.2044 | -1335.327 | 2975.4329 | 1046.1014 | 1500.6433 | 2287.5417 | -2896.1111 | -806.2374 | 13641.7412 | 210.1043 | 12.9456 | 42.7046
2030-05-24 | 14 | -75.7492 | 133.0992 | -91.6531 | -782.5544 | -285.6477 | -802.458 | -7328.1421 | 2699.0247 | -4011.5132 | -346.3675 | 4142.6504 | 169.8435 | 891.4253 | 0.99976 | 1988.9448 | 311.5557 | 226.0491 | 209.9994 | -214.2691 | 21.7362 | -1377.9036 | -5107.2222 | 87.933 | -69.0956 | 990.8714 | -2975.6707 | -1211.6482 | -608.3138 | -88.0956 | 975.9728 | 2949.2581 | 2984.6174 | -93.9203 | 1032.1907 | 0.30663 | 241.7277 | 10138.0537 | -141.2983 | -220.7791 | 450.0332 | -2252.9285 | 270.9156 | 4875.8735 | 1485.0355 | 5097.4312 | 185.562 | -1121.4318 | 2050.1995 | 288.6936 | 763.5796 | 2365.6797 | -3664.4958 | -930.9767 | 12464.457 | 210.1042 | 40.2123 | 51.6353
2030-05-24 | 15 | -80.7753 | -128.1893 | -95.4282 | -768.1136 | -841.41 | -681.9435 | -4471.6279 | 2458.1631 | -2970.1162 | -318.744 | 4035.1599 | 194.9989 | 726.7858 | 13.1271 | 2000.8156 | 588.1171 | 242.0685 | 209.9994 | -386.5824 | -33.5901 | -1612.7531 | -5978.0996 | 120.8885 | -61.4458 | 1861.3219 | -2951.2278 | -1921.7767 | -497.3515 | -74.9641 | 1027.0363 | 2801.9756 | 3355.261 | -51.9009 | 1114.3047 | 0.13282 | 912.0732 | 11097.665 | -90.3118 | -150.196 | 450.51 | -2038.4623 | 287.4723 | 4892.1079 | 1527.933 | 5093.7817 | 288.92 | -1039.4629 | 2235.0205 | 515.8084 | 912.5532 | 1827.8252 | -2855.209 | -932.8209 | 14149.6182 | 210.1042 | -28.3887 | 47.9618
2030-05-24 | 16 | -77.8367 | -118.4299 | -98.7699 | -778.6813 | -649.3634 | -665.5098 | -3756.3901 | 2961.3887 | -3057.9751 | -321.0151 | 4050.1821 | 194.9974 | 739.9027 | 1.9769 | 1997.5033 | 675.7952 | 175.9063 | 209.9994 | -588.4703 | -32.353 | -1603.6022 | -6191.6001 | 131.6242 | -30.5012 | 2858.2229 | -2911.8311 | -1843.7863 | -516.9018 | -78.359 | 1057.709 | 2834.3909 | 2806.0796 | -53.5641 | 1009.1094 | 0.0045734 | 830.2244 | 10974.6924 | -16.4828 | -37.1382 | 450.3654 | -2114.8931 | 328.0912 | 4991.4556 | 1527.6198 | 5090.8306 | 546.2497 | -992.3807 | 2193.071 | 430.3121 | 959.8798 | 1881.2751 | -2878.4946 | -940.8504 | 15319.1396 | 210.1042 | -36.2453 | 51.5721
2030-05-24 | 17 | -74.9348 | 1.8387 | -100.4304 | -782.412 | -582.7835 | -739.1749 | -3955.2683 | 3019.8506 | -3017.8528 | -318.9395 | 4043.603 | 194.9999 | 565.5187 | 0.99795 | 2006.3077 | 609.9976 | 106.4393 | 209.9994 | -369.9599 | -45.0516 | -1657.7131 | -6287.8262 | 110.2781 | -49.975 | 1741.682 | -2744.7207 | -1538.7693 | -552.6608 | -85.0351 | 979.6274 | 2804.6331 | 2473.0723 | -41.2 | 938.8246 | 0.026402 | 862.3962 | 10686.4648 | -47.859 | -62.6589 | 450.4717 | -2130.9827 | 261.5495 | 5064.9126 | 1588.5946 | 5089.8921 | 490.727 | -1105.5638 | 2359.0476 | 91.4631 | 963.4506 | 1709.9584 | -2692.2642 | -946.6361 | 14528.5352 | 210.1042 | -55.2782 | 44.1333
2030-05-24 | 18 | -81.6664 | 264.9413 | -106.1523 | -794.6304 | 105.7885 | -814.0129 | -2985.739 | 3693.3389 | -4101.0894 | -318.2682 | 4056.627 | 194.9993 | 405.2628 | 1.0012 | 2007.3748 | 497.1018 | 100.718 | 209.9994 | -268.9419 | 152.633 | -1677.8795 | -5914.9727 | 66.8945 | -49.5825 | 1052.314 | -2870.8308 | -1459.4922 | -584.3392 | -105.3871 | 886.8939 | 2896.6599 | 2367.6929 | -64.0711 | 926.2983 | 0.063831 | 531.9968 | 10617.8633 | -7.8045 | -12.0583 | 450.3315 | -2145.1877 | 273.5823 | 4968.6274 | 1673.7728 | 5084.2817 | 453.9019 | -1345.2854 | 2199.0491 | -95.6387 | 1032.5271 | 2793.3477 | -3050.1152 | -994.8774 | 13444.7422 | 210.1042 | -43.7099 | 23.3073
2030-05-24 | 19 | -85.6391 | 89.9132 | -105.7677 | -784.7794 | -23.2419 | -658.7053 | -937.5756 | 3351.7629 | -3948.6807 | -337.1807 | 4096.7358 | 194.9957 | 683.5472 | 0.99862 | 1990.2444 | 223.2713 | 180.7322 | 209.9994 | -248.0949 | 114.8976 | -1673.3234 | -5692.2793 | 56.3535 | -57.6706 | 914.3548 | -2891.885 | -1135.7141 | -506.7475 | -99.4855 | 841.2689 | 2932.5413 | 3318.8345 | -44.174 | 1032.432 | 0.22092 | 358.1935 | 11677.1709 | -309.7031 | -246.7329 | 450.3648 | -1962.9757 | 267.985 | 4867.5991 | 1604.2267 | 5071.9751 | 164.7464 | -1277.2748 | 2443.782 | -80.4774 | 902.5261 | 2152.1147 | -3008.593 | -922.0338 | 13219.9863 | 210.1042 | -49.4714 | -13.6346
2030-05-24 | 20 | -93.8145 | -98.9701 | -103.294 | -766.0756 | -620.1494 | -458.6852 | -106.874 | 2573.0317 | -2780.3977 | -316.4712 | 4056.0432 | 195.0008 | 817.5004 | 1.002 | 2010.8743 | 312.2627 | 250.618 | 209.9994 | -422.5557 | 47.6414 | -1763.6924 | -5543.5303 | 31.8835 | -8.8491 | 2193.3975 | -2885.3423 | -732.1716 | -441.1985 | -91.8541 | 754.4072 | 3242.8032 | 3735.6189 | -32.4328 | 1221.0974 | -0.0090757 | -427.2242 | 12302.8125 | 421.9711 | 254.9947 | 449.1684 | -1973.9591 | 383.0874 | 4622.126 | 1467.7555 | 5063.2495 | 322.8583 | -1354.2572 | 3693.0444 | 950.5212 | 1135.7054 | 963.7138 | -2795.4697 | -1010.9597 | 12607.1465 | 0.10423 | -91.8452 | 19.2103
2030-05-24 | 21 | -94.5005 | 62.1791 | -97.5479 | -753.897 | -674.3147 | -382.9128 | 286.8721 | 2572.594 | -2544.5559 | -345.8926 | 4089.4329 | 194.9988 | 1706.1216 | 64.1481 | 2006.7496 | 660.217 | 177.105 | 209.9994 | -438.2304 | 35.9818 | -1713.0662 | -5094.3975 | 6.9652 | -14.0383 | 2440.6614 | -2913.5979 | -1050.2535 | -443.4033 | -99.476 | 718.3679 | 2952.6023 | 3693.8596 | -13.3459 | 1296.2778 | 0.25587 | -349.4569 | 12279.3789 | -707.2687 | -58.0968 | 449.4435 | -1839.2694 | 320.5722 | 4513.8247 | 1391.9819 | 5047.9272 | -17.7878 | -1330.616 | 2243.6396 | -566.8796 | 824.7893 | 266.2316 | -2928.2878 | -666.3102 | 11157.9785 | 0.10423 | -58.1723 | 44.0588
2030-05-24 | 22 | -86.4858 | 153.8807 | -92.5877 | -761.2776 | -647.3012 | -490.769 | 0.9914 | 2621.3911 | -2260.8696 | -350.4692 | 4029.562 | 194.9998 | 1693.1079 | 87.0496 | 2001.319 | 894.7416 | 197.819 | 209.9994 | -485.2397 | 30.6295 | -1574.3448 | -4866.6509 | 40.7306 | -12.5541 | 2750.4233 | -2826.0334 | -451.8858 | -468.6935 | -99.9199 | 766.471 | 2849.5 | 4075.6482 | -63.6252 | 1265.5217 | 0.28173 | -329.3349 | 12289.9453 | -718.1105 | -78.9169 | 449.4238 | -1683.7312 | 497.9747 | 4523.1611 | 1421.5696 | 5050.7725 | -3.256 | -1291.3862 | 2265.8411 | -943.0135 | 798.9476 | 460.4695 | -3076.5469 | -417.2274 | 10950.3379 | 210.1042 | -92.0296 | 67.99
2030-05-24 | 23 | -86.372 | 156.9933 | -84.6818 | -758.8235 | -1038.0088 | -455.5148 | -109.1819 | 2238.7297 | -1400.5222 | -348.8431 | 4111.6699 | 193.9223 | 1870.6272 | 70.7551 | 2012.951 | 1216.8333 | 182.6066 | 209.9994 | -405.3275 | 129.4718 | -1296.6481 | -3856.821 | 66.1489 | -29.079 | 2272.5701 | -2795.1501 | -153.2575 | -486.8516 | -94.2499 | 763.0504 | 2659.5476 | 4394.6313 | -150.6877 | 1262.1655 | 0.31735 | -285.655 | 12331.2627 | -852.3976 | 1.0019 | 449.3896 | -1553.2289 | 582.3272 | 3885.8428 | 1371.2637 | 4890.2056 | -268.8606 | -860.0283 | 2249.3699 | -1432.3528 | 661.7553 | 615.8588 | -2489.2642 | -434.3283 | 12349.1133 | 210.1042 | -40.9542 | 129.2803
2030-05-24 | 24 | -83.6581 | 1.0087 | -74.1135 | -750.778 | -1190.0945 | -449.0885 | -2536.3501 | 1932.3551 | -728.1821 | -363.9283 | 3977.9365 | 104.692 | 1833.1066 | 1.0001 | 2021.4248 | 776.2373 | 303.4584 | 209.9994 | -345.6295 | 108.6878 | -827.4002 | -2522.4116 | 98.9699 | -58.0379 | 2121.2712 | -2718.1838 | -753.6274 | -505.7533 | -78.9901 | 908.5284 | 2550.5972 | 3963.0342 | -105.7021 | 1371.4312 | 0.33724 | 267.6029 | 12277.8193 | -802.3126 | -2.2642 | 449.5199 | -1636.7467 | 579.4116 | 3994.1746 | 1384.0078 | 5015.0591 | -148.8915 | -581.3127 | 2148.0605 | -907.5211 | 372.9971 | 238.4986 | -2029.2886 | -1.1359 | 14473.4844 | 210.1042 | 19.6223 | 121.8502
2030-05-25 | 1 | -81.511 | 1.0091 | -69.5275 | -758.3356 | -1457.5366 | -514.2657 | -4016.1465 | 997.553 | -3.0703 | -122.1367 | 3983.3191 | 33.5459 | 1476.8254 | 0.99833 | 2042.7268 | 296.1872 | 455.1715 | 209.9994 | -409.9604 | 471.6325 | -740.587 | -2837.6731 | 221.3026 | -55.1381 | 2660.6765 | -2484.2815 | -1694.9132 | -490.7906 | -60.4422 | 935.345 | 2164.5925 | 4142.9453 | -677.6025 | 1499.2523 | 0.18918 | 449.6944 | 12272.2412 | -246.7633 | 456.4047 | 1 | -1952.8361 | 921.6057 | 2975.8621 | 1450.8322 | 4707.0225 | -295.9439 | -776.4136 | 4312.3008 | 1083.3424 | 900.8409 | 944.4748 | -1888.9415 | 1.019 | 14108.8965 | 210.1042 | -31.4474 | 6.4565
2030-05-25 | 2 | -73.8502 | 41.7291 | -64.1445 | -773.8478 | -1025.9391 | -710.7888 | -7094.4199 | 1724.8665 | -3.0368 | -379.813 | 3348.3972 | 0.99926 | 1997.2203 | 1.0012 | 1979.6129 | 330.699 | 348.6122 | 209.9994 | -474.6671 | 225.4278 | -273.5619 | -2849.8486 | 257.3225 | -57.3448 | 3441.3369 | -2501.9832 | -1565.5835 | -562.9398 | -57.3334 | 1152.3104 | 1935.2921 | 3412.7671 | -625.3901 | 1307.986 | 0.4018 | 510.5085 | 12130.5977 | -158 | 582.5555 | 1.0012 | -2404.2405 | 947.3407 | 3199.1367 | 1470.5038 | 4837.8584 | -2.9281 | -278.0889 | 1844.634 | -831.9197 | 863.3089 | 981.9933 | -2825.4001 | 0.98354 | 13239.5703 | 210.1043 | -25.9882 | -118.2455
2030-05-25 | 3 | -64.3249 | -21.7989 | -59.5045 | -765.1399 | -1025.63 | -697.0768 | -7714.3765 | 1639.7642 | 523.142 | -367.2293 | 2963.1819 | 37.6571 | 1974.3807 | -18.1029 | 1796.1897 | 172.4303 | 377.1427 | 209.9994 | -395.4078 | 525.6398 | -339.941 | -2284.2434 | 355.2573 | -57.3347 | 3139.1028 | -1859.578 | -1576.2344 | -551.4128 | -44.0078 | 1154.6587 | 1459.9353 | 4087.9858 | -5.6629 | 1085.7396 | 0.46757 | 42.6305 | 10914.8545 | -300.7844 | 342.4159 | 1.0023 | -2481.1316 | 1279.2933 | 3219.1235 | 1106.8468 | 4613.3862 | -2.4841 | -273.2882 | 1742.6169 | -981.5044 | 1152.6045 | 1138.347 | -2852.6482 | -270.9872 | 11750.1504 | 210.1043 | -122.9351 | -81.2634
2030-05-25 | 4 | -57.0804 | -37.1599 | -59.285 | -588.6266 | -982.2911 | -978.4645 | -7661.8252 | 1965.4615 | 1515.3503 | -382.1512 | 2798.7314 | -10.7045 | 2015.8318 | 1.001 | 1830.2863 | 101.0268 | 436.3258 | 209.9994 | -197.8358 | 361.2255 | -147.3336 | -2059.4045 | 286.5509 | -91.9517 | 2175.7847 | -1831.1947 | -1245.5625 | -592.3483 | -45.2955 | 1058.3739 | 1434.2477 | 2388.481 | 101.7682 | 785.8638 | 1.172 | 173.8335 | 7981.6133 | -275.0257 | 354.5963 | 0.99176 | -2392.9446 | 961.6545 | 3073.3252 | 979.6436 | 4477.1748 | -2.5218 | -272.7981 | 1384.4664 | -1478.9189 | 1061.7045 | 269.5721 | -2723.8096 | -316.2242 | 10703.9102 | 210.1042 | -167.7065 | 19.7111
2030-05-25 | 5 | -38.5571 | 1.0157 | -51.3476 | -456.2059 | -1028.4894 | -861.1014 | -6961.6704 | 1649.775 | 1734.8406 | -145.1579 | 1841.7361 | -12.9945 | 1882.4147 | 0.99963 | 1714.3481 | 101.0879 | 406.8169 | 209.9994 | -66.3462 | 351.245 | -275.0601 | -3120.6677 | 210.9351 | -109.1517 | 1169.1162 | -1676.4247 | -1685.4478 | -490.9048 | -54.9422 | 870.4395 | 942.7807 | 469.4136 | -1458.1061 | 758.9009 | 0.72613 | 5.0402 | 4558.0327 | -177.4532 | 537.2097 | 1.0021 | -2315.1228 | 719.5365 | 3079.9336 | 899.5428 | 4577.6895 | -2.5992 | -272.7502 | 531.309 | -2669.3464 | 1034.5413 | -78.8615 | -2432.3357 | -65.0484 | 7383.1328 | 210.1042 | -154.1594 | -39.3377
2030-05-25 | 6 | -27.8508 | 168.1637 | -45.7314 | -412.7163 | -949.4108 | -916.9485 | -6962.0518 | 1751.9122 | 1693.8427 | -154.9179 | 2518.4614 | -2.6783 | 1416.181 | 0.99818 | 1837.6237 | 101.0894 | 319.9523 | 209.9994 | -62.9795 | 347.1833 | -244.8696 | -2633.384 | 182.5383 | -76.3592 | 1155.2721 | -1369.3958 | -1477.7987 | -486.4282 | -62.8958 | 811.3583 | 684.5212 | 2.8941 | -1626.063 | 449.3717 | 0.54979 | -349.7344 | 2483.5713 | -96.7013 | 563.5306 | 0.99804 | -2284.0159 | 642.9789 | 2892.1177 | 738.7247 | 4425.1602 | -2.5406 | -272.7075 | 727.0917 | -2592.7725 | 959.3486 | -277.1409 | -2473.2029 | 0.11591 | 5705.0117 | 210.1043 | -141.7419 | -44.6497
2030-05-25 | 7 | -28.6065 | 433.2982 | -45.7634 | -456.3679 | -924.3308 | -1077.9117 | -6947.5786 | 1820.7623 | 1522.382 | -145.5852 | 3445.1309 | -9.1245 | 876.1304 | 1.0017 | 1776.973 | 101.1505 | 343.0996 | 209.9994 | -88.7241 | 115.5137 | -497.9533 | -3588.7754 | 96.1185 | -74.5283 | 1164.3004 | -1685.2124 | -782.5139 | -568.4797 | -69.4652 | 740.2541 | 1315.0939 | 5.5673 | -746.8176 | 361.5814 | 2.4983 | 1.0215 | 3034.8157 | -86.7432 | 429.0233 | 1.0008 | -2322.7676 | 317.3431 | 2713.5801 | 839.4918 | 4378.4106 | -305.5079 | -550.9385 | 394.4205 | -2824.1604 | 1182.2848 | -43.5162 | -2447.7114 | -751.6411 | 6342.2749 | 210.1043 | -263.7357 | 57.9928
2030-05-25 | 8 | -48.8601 | 307.503 | -60.0829 | -572.834 | -490.4512 | -1212.3568 | -7894.2407 | 2427.4587 | 178.9086 | -162.0241 | 3544.6709 | 0.99976 | 1508.2384 | 1.0015 | 1937.0912 | 97.0593 | 393.5835 | 209.9994 | -339.8334 | 169.9826 | -497.2745 | -2956.8953 | 184.2733 | -55.3683 | 2371.2373 | -1897.2632 | -948.6339 | -656.9994 | -63.7837 | 949.0405 | 1933.9012 | 1418.038 | 369.2241 | 592.1348 | 2.2915 | 5.3865 | 6292.2417 | -4.1351 | 674.1752 | 1.0002 | -2523.905 | 553.9626 | 3494.5244 | 1135.3169 | 4988.9883 | -3.2076 | -273.4737 | 2074.8862 | -844.3098 | 1405.7445 | 1352.2476 | -3590.8555 | -1096.2056 | 9017.7979 | 210.1042 | -182.2692 | -5.7301
2030-05-25 | 9 | -60.6436 | -146.8137 | -72.5639 | -661.0549 | -180.3079 | -1016.988 | -8409.4102 | 2628.1765 | -1073.1061 | -346.4836 | 4003.4297 | 160.8844 | 1523.9602 | 0.99675 | 1824.2306 | 97.3646 | 280.7398 | 209.9994 | -322.0047 | 538.7955 | -685.0784 | -1931.8601 | 340.3044 | -34.3967 | 2359.2234 | -1845.2198 | -1759.196 | -598.0501 | -46.9115 | 1152.459 | 1600.175 | 2641.8857 | -28.0519 | 1045.3893 | 0.74304 | -395.4934 | 9489.752 | -552.8322 | -85.1826 | 449.7656 | -2634.8638 | 1111.8077 | 4355.7422 | 1396.0433 | 5017.6675 | 0.99766 | -330.1771 | 1973.2356 | -507.3167 | 1567.1146 | 3202.9951 | -4468.5571 | -892.8668 | 9462.1484 | 210.1042 | 0.88066 | 32.0427
2030-05-25 | 10 | -59.5101 | 1.0033 | -82.9487 | -803.6987 | -185.7766 | -1105.7052 | -9252.3848 | 2975.2275 | -958.7343 | -359.5422 | 3976.5847 | 129.9876 | 1507.993 | 10.8108 | 1957.365 | 97.4892 | 165.0617 | 209.9994 | -282.6693 | 253.8469 | -538.9017 | -1335.7365 | 297.0135 | -32.1947 | 2399.5081 | -2265.5554 | -1257.717 | -656.7335 | -65.3999 | 1264.3461 | 2062.9834 | 2828.6714 | -743.7877 | 947.374 | 0.44098 | -478.071 | 10278.3994 | -772.3358 | -215.7548 | 449.49 | -2325.9075 | 987.7783 | 4597.313 | 1395.1091 | 5033.8188 | -3.4066 | -810.7091 | 1909.438 | -703.1077 | 1043.3362 | 2743.876 | -4546.0122 | -806.7062 | 9801.041 | 210.1042 | 67.5586 | 224.0399
2030-05-25 | 11 | -73.4448 | -19.7475 | -90.7377 | -793.3408 | -718.8576 | -888.9366 | -6895.3105 | 2293.2417 | -1875.4019 | -359.7269 | 4088.8323 | 126.3025 | 1715.7074 | 135.4954 | 1997.1691 | 22.038 | 123.8692 | 209.9994 | -275.0422 | 169.6887 | -604.9758 | -1520.1144 | 181.0744 | -33.0117 | 2359.363 | -2506.5693 | -970.0235 | -585.2614 | -78.2487 | 1060.6154 | 2363.1111 | 3209.1985 | -604.2949 | 1252.363 | 0.52349 | -310.3157 | 10836.6143 | -835.8375 | -283.9572 | 449.475 | -2176.3416 | 625.7575 | 4728.958 | 1371.4624 | 5043.8081 | -3.0781 | -1196.9636 | 999.6514 | -1456.9077 | 706.2218 | 1398.4064 | -3755.0222 | -307.7069 | 10452.0986 | 210.1042 | 75.7075 | 312.4547
2030-05-25 | 12 | -77.2065 | 129.6959 | -91.9795 | -790.9255 | -826.5091 | -867.9986 | -7188.8765 | 2433.6855 | -3027.0476 | -350.0059 | 4077.4692 | 174.8126 | 1555.6484 | 135.231 | 1996.0707 | -36.6538 | 88.8305 | 209.9994 | -245.3522 | 234.2849 | -806.9191 | -2023.2432 | 201.1345 | -28.7506 | 1878.9121 | -2510.7129 | -896.0925 | -564.553 | -80.7324 | 1075.0261 | 2387.5063 | 3464.8447 | -624.317 | 1264.7726 | 0.48389 | -451.6437 | 11099.9639 | -810.2488 | -282.7238 | 449.5109 | -2293.9722 | 787.4887 | 4772.0151 | 1382.5825 | 5053.9487 | -3.0539 | -1240.8661 | 1075.8656 | -1070.6307 | 926.8337 | 1441.3254 | -3503.2737 | -828.9301 | 10073.6113 | 210.1042 | 48.0336 | 221.499
2030-05-25 | 13 | -85.6611 | -52.0499 | -95.363 | -762.107 | -689.8978 | -618.8932 | -4233.1768 | 2608.5916 | -4037.9944 | -350.119 | 4116.8213 | 195.0002 | 1600.1069 | 142.787 | 2027.3298 | -615.7794 | 185.1792 | 209.9994 | -228.6632 | 256.0482 | -930.2975 | -1927.9108 | 168.6105 | -24.0656 | 1615.8127 | -2576.6062 | -1233.7911 | -445.4781 | -84.3433 | 1033.9447 | 2585.2542 | 4714.8999 | -550.928 | 1398.3359 | 0.29187 | -528.0579 | 11455.4219 | -733.5918 | -191.0439 | 449.5445 | -2202.6675 | 700.4774 | 4690.4248 | 1383.3522 | 5045.5703 | -3.0206 | -1199.3682 | 1416.6359 | -829.4963 | 974.0087 | 1210.0023 | -3646.2493 | -827.0591 | 9871.502 | 210.1042 | 22.8291 | 149.2634
2030-05-25 | 14 | -90.8605 | -17.3273 | -98.0645 | -743.5737 | 0.9979 | -464.6521 | -43.0678 | 2426.74 | -4104.8267 | -350.6486 | 4096.7651 | 195.0016 | 1575.7173 | 184.7243 | 2041.6937 | -1254.2937 | 232.3056 | 209.9994 | -233.5759 | 465.6779 | -1105.8386 | -1720.0873 | 65.1238 | -2.3845 | 1459.8448 | -2566.4062 | -2167.0801 | -419.0162 | -91.6266 | 693.4562 | 2367.6348 | 5549.0269 | -672.5204 | 1547.7103 | 0.41698 | -811.5094 | 11671.6641 | -674.592 | -43.6323 | 449.2412 | -2019.194 | 221.1618 | 4539.8848 | 1373.1354 | 5050.5195 | -2.7737 | -1532.7615 | 1352.3953 | -867.0721 | 443.8735 | 805.7451 | -2780.2231 | -690.2428 | 9764.3984 | 210.1042 | 37.8635 | 47.5886
2030-05-25 | 15 | -92.0681 | -335.8586 | -99.195 | -718.48 | -222.1672 | -259.8302 | 932.5744 | 2025.983 | -4101.4731 | -337.4341 | 4091.4963 | 195.001 | 1.023 | 226.3839 | 2068.0842 | -1611.5315 | 199.6381 | 209.9994 | -471.6191 | 285.2736 | -1143.6401 | -3012.3672 | 22.5489 | 6.0158 | 2370.8857 | -2620.5398 | -2163.8811 | -365.5956 | -83.8933 | 684.6111 | 2581.9402 | 6519.2695 | -427.2493 | 1633.571 | 0.23295 | -443.9438 | 11579.25 | 150.8957 | 238.1468 | 450.1027 | -2245.082 | 37.0683 | 4832.0791 | 1602.1371 | 5055.8149 | 464.3193 | -993.3062 | 2026.9561 | 394.9028 | 490.0446 | 1196.9701 | -2106.5083 | -928.1044 | 8994.25 | 210.1042 | -73.6084 | 79.6292
2030-05-25 | 16 | -102.2043 | -457.6716 | -103.9556 | -688.9235 | -108.4836 | -79.7922 | 2233.0403 | 2041.5208 | -4119.4141 | -345.7542 | 4106.1313 | 195.0022 | 1049.822 | 253.0881 | 2097.3083 | -2013.9427 | 185.533 | 209.9994 | -521.277 | 168.1938 | -1457.1456 | -4533.9297 | -15.2651 | 11.8018 | 2590.8596 | -2783.0957 | -2007.7816 | -293.1152 | -86.832 | 619.1637 | 2634.772 | 7423.7305 | -301.7662 | 1809.4198 | 0.2101 | -357.495 | 11266.3613 | -686.7131 | -309.9273 | -3.5162 | -1992.8058 | -25.6849 | 4825.3057 | 1337.6155 | 5051.7114 | -2.6685 | -1489.5892 | 1767.4771 | -174.9444 | 401.4619 | 1004.8882 | -2101.2285 | -1007.2122 | 7782.3896 | 210.1042 | -99.1347 | 40.7975
2030-05-25 | 17 | -101.1595 | -432.3192 | -106.3974 | -707.4467 | -148.3644 | -141.8204 | 1699.0612 | 2077.4231 | -4109.4111 | -345.7551 | 4064.0029 | 194.9975 | 1039.8851 | 265.2473 | 2107.8816 | -2187.0764 | 127.2911 | 209.9994 | -502.9936 | 136.9556 | -1431.4042 | -4224.7456 | -2.796 | 16.1284 | 2528.3203 | -2721.4858 | -1663.083 | -298.1505 | -87.5369 | 645.4653 | 2605.533 | 7402.8149 | -395.773 | 1776.9467 | 0.20599 | -507.9208 | 10890.5586 | -622.2118 | -283.4404 | -3.511 | -2074.926 | 1.0007 | 4786.3184 | 1298.9612 | 5050.2329 | -2.6248 | -1519.7751 | 1774.5132 | -465.1633 | 423.2183 | 1039.411 | -2056.5708 | -1113.2249 | 7504.4136 | 210.1042 | -106.4031 | 47.1485
2030-05-25 | 18 | -95.3468 | -486.1012 | -103.8327 | -737.9553 | -399.4956 | -208.8119 | 741.4612 | 1853.5643 | -4077.0522 | -345.7129 | 4119.8154 | 194.8821 | 254.8011 | 310.0881 | 2150.9731 | -2409.6912 | 64.6899 | 209.9994 | -384.7683 | 353.2605 | -1302.6038 | -1974.5342 | 96.2533 | 19.2026 | 2043.9117 | -2494.4077 | -1488.7623 | -309.9846 | -69.9925 | 760.8463 | 2261.1238 | 7081.2544 | -713.7494 | 1727.6752 | 0.29621 | -853.5706 | 10573.8271 | 232.8457 | 371.7768 | 449.5323 | -1870.5352 | 290.6472 | 4653.2324 | 1532.4651 | 5054.2427 | 577.6891 | -1040.0841 | 2248.4204 | -467.1364 | 449.2203 | 928.3099 | -1862.8119 | -1114.0039 | 8363.208 | 210.1042 | -111.8125 | 59.5754
2030-05-25 | 19 | -95.1716 | -439.7245 | -98.4109 | -721.0034 | -331.4072 | -165.3044 | -117.011 | 1893.0421 | -4074.197 | -347.5587 | 4032.6079 | 192.834 | 307.8946 | 328.4133 | 2165.2588 | -2581.2314 | 2.0711 | 209.9994 | -384.6602 | 438.7215 | -1236.6982 | -1390.5112 | 96.2159 | 23.8011 | 2324.1479 | -2360.9583 | -1061.2095 | -300.6425 | -73.5413 | 740.0713 | 2095.6033 | 7007.145 | -920.249 | 1806.7954 | 0.34014 | -1037.6487 | 10183.0889 | -37.4877 | 141.0431 | 449.7191 | -1929.5663 | 346.1003 | 4491.7583 | 1402.0012 | 5053.3755 | 209.3847 | -989.3704 | 2096.2207 | -1011.2018 | 404.4433 | 1228.1941 | -2152.4006 | -821.6823 | 7992.5425 | 210.1042 | -66.5524 | 66.9553
2030-05-25 | 20 | -95.8272 | -353.736 | -93.3816 | -722.7372 | -625.6277 | -295.2476 | -2259.3127 | 2248.8525 | -4046.0168 | -351.2097 | 4064.5125 | 195 | 1680.5194 | 347.5133 | 2176.0071 | -2662.7773 | -64.5733 | 209.9994 | -185.3962 | 390.7376 | -1193.4233 | -1373.5698 | 181.6098 | 7.344 | 1450.9565 | -2320.4429 | -683.8893 | -336.0135 | -70.6667 | 968.259 | 1946.6932 | 7119.249 | -959.2465 | 1785.8679 | 0.43296 | -1041.0209 | 9193.7148 | -646.9242 | -143.6014 | 449.4331 | -1911.8899 | 812.3394 | 4443.3291 | 1275.592 | 5045.7769 | -3.0554 | -1332.9459 | 1939.3762 | -1700.5063 | 852.262 | 1749.7823 | -3800.0671 | -932.5373 | 7335.4619 | 210.1042 | 82.1375 | 167.7985
2030-05-25 | 21 | -95.6181 | -149.3913 | -89.9149 | -733.7447 | -695.3969 | -332.0283 | -4242.9224 | 2433.2256 | -3437.4688 | -348.2632 | 4067.5547 | 191.8015 | 1940.9287 | 362.596 | 2199.7344 | -2542.9993 | -81.5464 | 209.9994 | -183.7682 | 406.602 | -1145.4056 | -1280.837 | 167.8041 | 4.1701 | 1630.5308 | -2360.6335 | -774.7566 | -345.5414 | -82.4326 | 952.7815 | 2005.6699 | 6971.7432 | -951.8557 | 1725.8883 | 0.5632 | -1025.959 | 8379.417 | -695.4335 | -242.2209 | 449.528 | -1965.7355 | 749.3422 | 4547.4106 | 1258.8082 | 5049.3901 | -3.1247 | -1362.7184 | 1069.158 | -2955.6995 | 794.0836 | 1296.7786 | -4136.5762 | -974.3184 | 6031.623 | 210.1042 | 73.107 | 201.6424
2030-05-25 | 22 | -94.3188 | -166.9871 | -89.243 | -739.7468 | -796.7613 | -382.7672 | -5491.4541 | 2283.5771 | -3300.0273 | -346.0139 | 3955.7922 | 194.9999 | 2122.1453 | 365.1848 | 2190.8762 | -2525.5574 | -30.2838 | 209.9994 | -282.1766 | 388.6958 | -1041.8975 | -1075.4681 | 178.5625 | 20.3818 | 2248.4624 | -2354.6201 | -497.971 | -360.5171 | -78.2858 | 977.2245 | 2100.4707 | 7039.7402 | -889.5247 | 1673.7212 | 0.73975 | -1116.64 | 7763.9463 | -752.2452 | -289.4101 | 449.6082 | -1958.0524 | 825.1411 | 4589.3931 | 1276.6218 | 5052.623 | 0.99905 | -1398.8374 | 994.6003 | -3153.5334 | 899.6887 | 1679.2053 | -3661.4041 | -727.941 | 6512.9448 | 210.1042 | -0.4679 | 227.2844
2030-05-25 | 23 | -87.9831 | -195.988 | -82.7235 | -750.8174 | -894.4662 | -397.4536 | -6623.7954 | 2422.5808 | -1980.3009 | -322.3411 | 4014.6301 | 149.4127 | 2144.5137 | 380.0019 | 2210.9697 | -2536.6536 | -45.4258 | 209.9994 | -265.7754 | 240.6677 | -677.7329 | -536.7916 | 204.4598 | 10.6906 | 2156.0825 | -2426.2581 | -24.0866 | -379.1277 | -72.5443 | 1095.1257 | 2153.6062 | 7230.3911 | -685.9154 | 1530.3175 | 0.83678 | -991.4523 | 7096.2202 | -542.6015 | -37.2714 | 449.269 | -1987.142 | 830.1252 | 4240.4038 | 1271.597 | 5046.9995 | -2.7501 | -1194.4304 | 996.51 | -2634.8513 | 794.7029 | 1330.2821 | -2672.9485 | -996.5123 | 6749.5767 | 210.1042 | 26.1554 | 244.4722
2030-05-25 | 24 | -67.9903 | 0.9995 | -72.6535 | -775.2178 | -799.0486 | -653.8227 | -9055.9727 | 2290.1626 | -980.5869 | -189.1494 | 3975.9097 | 115.9326 | 1684.0645 | 383.8924 | 2221.3528 | -2270.9143 | 35.3619 | 209.9994 | -367.1271 | 403.4523 | -511.5669 | -468.7302 | 277.518 | 17.7806 | 2799.8635 | -2170.5837 | -121.2762 | -491.4967 | -56.9142 | 1162.4069 | 2019.4028 | 6642.0156 | -710.8223 | 1208.9822 | 1.6885 | -877.2269 | 5983.604 | -475.0305 | -5.2747 | 449.3243 | -2204.0017 | 965.4794 | 4230.6973 | 1318.1173 | 5028.4263 | -2.8952 | -937.9969 | 1985.9017 | -1293.7858 | 946.6865 | 2037.4977 | -3114.8982 | -962.4686 | 6546.5239 | 210.1042 | 67.9365 | 128.7619
2030-05-26 | 1 | -58.7273 | 76.1635 | -64.6125 | -763.7162 | -734.7872 | -822.6375 | -10273.6504 | 2094.3491 | -379.5201 | -134.2502 | 3925.0745 | 61.9017 | 1.004 | 331.5881 | 2186.1689 | -1513.5977 | 237.2464 | 209.9994 | -144.8353 | 582.2523 | -566.3023 | -853.0068 | 357.5408 | 0.3229 | 1514.8998 | -1864.2697 | -271.9021 | -540.8007 | -41.4986 | 1189.8439 | 1938.1384 | 5724.0903 | 167.3404 | 1042.3792 | 3.2996 | -649.1136 | 4778.1841 | 385.3513 | 220.6743 | 449.0719 | -2519.3721 | 994.1416 | 3958.3567 | 1359.4927 | 5020.4854 | 1.0037 | -626.4798 | 3807.7803 | 1398.4354 | 1335.2117 | 1867.7421 | -3200.4573 | -1163.4163 | 8198.7139 | 210.1042 | -90.7943 | 44.328
2030-05-26 | 2 | -40.3119 | 163.8029 | -60.066 | -510.1706 | -220.8809 | -1209.7457 | -11563.3252 | 3047.3455 | 1069.7709 | -212.2964 | 3924.9265 | 134.2702 | 2087.0112 | 268.8521 | 2090.9729 | -373.6921 | 255.1529 | 209.9994 | -165.4833 | 699.8215 | -524.5347 | -933.1298 | 396.8373 | -0.77887 | 1612.9666 | -1656.8799 | -1288.7665 | -600.4221 | -53.3369 | 1175.3704 | 1493.0507 | 2309.1243 | -1038.4725 | 658.6356 | 3.4044 | -789.9514 | 1069.8662 | -123.3126 | 292.9263 | 189.1521 | -2710.144 | 1223.3375 | 3631.9897 | 1561.0378 | 5005.7339 | -2.8566 | -311.3234 | 2071.6926 | 167.774 | 1688.8521 | 2370.2432 | -4241.5698 | -961.7628 | 8552.4521 | 210.1042 | -87.2256 | -72.4518
2030-05-26 | 3 | -18.4635 | 1217.6776 | -48.5815 | -464.1142 | -375.0872 | -1696.7012 | -12264.2607 | 3057.937 | 1551.5201 | -148.104 | 3708.6331 | 52.1751 | 1331.7439 | 198.9115 | 2039.5349 | 522.4557 | 225.8928 | 209.9994 | -146.012 | 460.7375 | -510.1678 | -915.5087 | 151.0154 | -27.5191 | 1388.5166 | -1634.8655 | -1070.3685 | -751.1379 | -98.7824 | 773.5178 | 1572.3878 | 495.9131 | 197.8044 | -3.7492 | 4.7544 | -240.0274 | -849.1641 | -1.4524 | 563.0972 | 123.8551 | -2475.9304 | 487.8246 | 3440.3113 | 1380.5508 | 4964.8394 | -233.3792 | -302.6196 | 1880.5449 | -360.5107 | 1353.8981 | 620.2515 | -3208.3027 | -442.5896 | 5300.896 | 210.1042 | -144.3485 | -103.4417
2030-05-26 | 4 | -13.7381 | 1214.9271 | -47.287 | -397.6372 | -573.8058 | -1604.9081 | -11337.5469 | 2613.7622 | 1700.6184 | -132.7927 | 3652.7991 | 1.448 | 762.3645 | 0.99936 | 1951.6215 | 983.938 | 279.2375 | 209.9994 | -76.9055 | 209.9236 | -519.6567 | -1612.9065 | 49.9433 | -31.307 | 1118.1465 | -1741.6124 | -797.4355 | -700.2588 | -87.9838 | 595.4795 | 1476.457 | 4.4875 | -754.3837 | 1.0063 | 4.9283 | -383.4346 | -1083.9856 | -1.7 | 679.1609 | 100.3233 | -2192.5569 | 160.3673 | 3239.4641 | 1247.0719 | 4848.2837 | -216.1571 | -273.0401 | 2281.9873 | 194.5233 | 1049.0615 | -207.0565 | -2674.2878 | -3.962 | 1671.2755 | 210.1042 | -134.2097 | -54.2336
2030-05-26 | 5 | -9.3046 | 799.7 | -41.983 | -322.7218 | -860.3273 | -1284.3361 | -9633.2236 | 1808.0439 | 1809.7318 | -177.8587 | 3492.7219 | -3.7874 | 670.3134 | 0.99834 | 2146.248 | 1214.8495 | 320.1497 | 209.9994 | -161.1929 | 264.3353 | -543.7161 | -2043.9034 | 38.5326 | -18.326 | 1356.5469 | -1364.9108 | -753.0041 | -583.4212 | -76.0803 | 499.11 | 1264.5352 | 5.517 | -976.4299 | 0.99703 | 5.097 | -471.8406 | -728.2285 | 1.0007 | 429.0854 | 449.1428 | -2099.9377 | 115.2501 | 3199.0215 | 1229.8412 | 4385.6963 | -69.7786 | -273.1786 | 2440.6829 | 477.6847 | 1002.3916 | -673.1471 | -2227.5913 | -102.0376 | -1492.27 | 210.1043 | -162.3631 | 12.1774
2030-05-26 | 6 | -6.9161 | 654.6117 | -41.0096 | -294.8747 | -907.8149 | -1154.9255 | -9123.2275 | 1671.1503 | 1818.0256 | -373.4407 | 3625.1045 | -10.7688 | 607.2321 | 1.0014 | 1909.9211 | 1369.5819 | 308.2309 | 209.9994 | -108.1415 | 155.7017 | -610.033 | -2537.2327 | 6.4023 | -13.8409 | 1114.3319 | -1130.7582 | -220.4494 | -542.967 | -78.2846 | 448.6141 | 1163.6809 | 5.2448 | -969.782 | 0.99771 | 5.0644 | -644.4652 | -593.68 | 71.3118 | 429.8316 | 449.1536 | -2035.8221 | 1.0033 | 3178.2832 | 1222.3466 | 4273.4673 | -2.8424 | -273.1258 | 2528.177 | 762.5823 | 979.5196 | -872.3057 | -2015.4025 | -47.9847 | 320.7523 | 210.1042 | -171.8025 | -1.0066
2030-05-26 | 7 | -7.1625 | 373.4199 | -45.0426 | -275.293 | -1038.6948 | -975.6951 | -8149.8257 | 1179.8447 | 1876.8091 | -291.0166 | 1943.8859 | -189.5732 | 70.3148 | 20.34 | 2231.2983 | 1458.9958 | 278.6125 | 209.9994 | -168.0819 | 300.2555 | -673.4474 | -2430.3901 | 34.5253 | -7.9213 | 564.644 | -1082.7858 | -821.6139 | -473.3192 | -65.313 | 418.0441 | 875.7907 | 11.1281 | -1277.2915 | 49.449 | 4.8785 | -836.5721 | -422.636 | 87.1209 | 275.5901 | 449.2638 | -2260.0403 | -1.8854 | 2990.6028 | 670.1797 | 4200.9019 | -308.4453 | -379.5613 | 1351.6433 | -625.6859 | 1280.424 | -300.2801 | -2023.8177 | -604.5188 | -2472.2502 | 210.1043 | -209.2897 | 3.7559
2030-05-26 | 8 | -11.0149 | 473.2277 | -56.3067 | -310.6442 | -764.4638 | -1127.1786 | -9109.0586 | 1679.4567 | 1428.0146 | -401.7822 | 2749.7708 | -13.2586 | 1.042 | 0.99855 | 2188.5334 | 1840.8461 | 219.4782 | 209.9994 | -176.4534 | 99.6782 | -758.3066 | -3759.2207 | -16.7651 | -25.8392 | 552.4824 | -1391.4476 | -964.1964 | -521.3879 | -73.8515 | 447.759 | 1070.4861 | 5.1661 | -1107.2811 | 59.9216 | 4.8041 | -700.1224 | -291.1871 | 17.8155 | 597.4633 | 448.9802 | -2475.2014 | -197.1817 | 3439.3 | 676.4494 | 4586.2461 | -2.7062 | -276.7231 | 2482.1152 | 695.7837 | 1288.0999 | -278.3405 | -2269.3943 | -1275.9363 | -4260.1836 | 210.1042 | -310.0673 | 134.336
2030-05-26 | 9 | -2.7229 | 1445.1123 | -66.526 | -438.2724 | 709.9572 | -2039.5442 | -14505.9648 | 4825.4292 | -1374.3851 | -393.3036 | 3820.4299 | 1.0019 | 1461.0112 | 0.99903 | 2142.5203 | 3020.7625 | 319.7374 | 209.9994 | -201.1862 | -39.0752 | -756.1849 | -4183.0435 | 76.8834 | -59.4262 | 971.2888 | -1814.1552 | -825.4117 | -836.991 | -132.1212 | 854.7501 | 1147.8634 | -2192.3657 | -720.6705 | -497.6014 | 4.312 | 4.1993 | -2729.127 | -0.7593 | -2.2704 | 314.6123 | -2617.5291 | 143.2415 | 4598.1714 | 1503.7192 | 5005.7871 | -2.7132 | -272.9853 | 1853.0399 | 949.9056 | 1518.7201 | 1847.2068 | -4744.5376 | -1557.3495 | 2033.9438 | 210.1042 | -153.7943 | 85.1644
2030-05-26 | 10 | -0.10057 | 1391.2074 | -74.0095 | -534.9971 | 206.707 | -2138.2891 | -14029.334 | 4332.3325 | -1150.2111 | -344.2881 | 3839.9072 | 174.8298 | 364.7674 | 264.0345 | 2117.0884 | 3284.8391 | -36.4383 | 209.9994 | -191.2099 | 187.1504 | -1072.1688 | -4662.397 | 81.5909 | -53.9997 | 800.3436 | -1849.604 | -1426.1954 | -879.9692 | -123.9424 | 792.2335 | 1569.3274 | -4378.2153 | -906.9705 | -662.5505 | 2.5326 | 147.9526 | -1756.379 | 382.5759 | 85.8202 | 449.2026 | -2397.7419 | 102.4512 | 4436.7344 | 1456.2095 | 4881.9355 | -2.9846 | -709.22 | 4544.394 | 2237.0947 | 1370.1459 | 2365.625 | -3705.2144 | -796.8481 | 6270.6787 | 210.1042 | -29.9032 | 272.0493
2030-05-26 | 11 | 2.2962 | 1248.9323 | -76.9811 | -555.5536 | -395.2018 | -2011.9529 | -13390.2617 | 3213.0276 | -262.5977 | -379.7245 | 3912.675 | 49.4509 | 1302.6241 | 265.313 | 2170.1633 | 3289.5171 | -160.0353 | 209.9994 | -202.4517 | 416.5006 | -1495.3557 | -4670.6064 | 36.2316 | -24.9154 | 899.0052 | -1735.1686 | -1809.9376 | -862.0949 | -120.7946 | 593.7075 | 1149.2281 | -5007.3643 | -1004.0828 | -752.2068 | 2.5023 | 134.3406 | -1184.6344 | -586.4474 | -55.8898 | 449.524 | -2130.9617 | 1.0008 | 4808.4692 | 1431.1289 | 5026.6338 | 0.80577 | -825.7107 | 1345.4056 | 118.3006 | 1196.2029 | 1624.6399 | -2544.8474 | -576.6172 | 6567.3691 | 210.1042 | -16.6787 | 279.7437
2030-05-26 | 12 | -1.3539 | 1549.8856 | -82.9783 | -639.0912 | -165.2015 | -2258.3267 | -14380.1826 | 3373.8801 | -1431.8186 | -378.9027 | 3922.7512 | 0.99854 | 1058.9255 | 274.5599 | 2174.032 | 3196.0178 | -139.436 | 209.9994 | -211.6175 | 388.5214 | -1532.3944 | -4759.8418 | 10.2294 | -40.6201 | 810.4592 | -2129.2566 | -1878.1869 | -975.2173 | -130.2326 | 603.8442 | 1639.8811 | -5135.8354 | -643.7972 | -831.1202 | 2.8221 | 763.9342 | 107.1364 | -548.0682 | -25.1506 | 449.393 | -2359.3987 | -66.5006 | 4805.147 | 1351.7323 | 5032.1416 | -3.0956 | -972.0275 | 1339.6606 | -141.7906 | 1289.2682 | 1620.6464 | -2750.1841 | -519.2205 | 7322.3706 | 210.1042 | -61.5737 | 176.5064
2030-05-26 | 13 | -36.9835 | 759.6222 | -97.2799 | -672.5815 | -1075.8412 | -1537.4679 | -10427.167 | 1658.1753 | -1306.6891 | -395.9841 | 3947.2554 | -18.2131 | 1466.9613 | 397.3001 | 2233.519 | 2417.0845 | 274.7607 | 209.9994 | -400.5981 | 473.3995 | -1583.2139 | -3821.8154 | 74.2991 | -82.8829 | 2411.948 | -2596.4253 | -1798.4534 | -755.8351 | -109.0006 | 702.0673 | 1539.1752 | -995.7335 | -491.2736 | 177.5759 | 3.4619 | 2269.1545 | 3810.6624 | -672.7963 | -160.0838 | 290.3535 | -1972.0884 | 121.0573 | 4415.5776 | 1218.3777 | 5042.7153 | -260.7266 | -1092.1782 | 1669.429 | 537.7036 | 1175.5896 | 651.79 | -2112.4365 | -747.8463 | 8742.5469 | 210.1042 | -124.1171 | 135.0844
2030-05-26 | 14 | -45.3556 | 470.4962 | -97.7311 | -623.478 | -1323.0406 | -1090.3741 | -7443.4712 | 715.8237 | -1950.4858 | -384.0384 | 3963.2791 | -4.4702 | 1024.4296 | 335.4587 | 2221.6809 | 1841.3141 | 402.8273 | 209.9994 | -485.6115 | 197.7691 | -1540.0034 | -2707.2708 | 8.3562 | -81.4977 | 2198.1653 | -2291.9851 | -2135.2788 | -572.5808 | -96.0539 | 571.7071 | 1761.2987 | 839.0765 | -492.4319 | 436.4622 | 4.5539 | 2397.5312 | 5337.7358 | -710.5405 | -434.5222 | -3.1619 | -1770.7076 | -182.7678 | 4365.1606 | 1158.8684 | 4695.8872 | -254.6543 | -1754.9214 | 1838.2418 | 1233.2637 | 1005.2075 | -500.0108 | -929.028 | -938.2285 | 6340.7471 | 210.1042 | -272.3691 | 121.0429
2030-05-26 | 15 | -42.7277 | 719.3815 | -108.652 | -631.4775 | -1428.2468 | -1292.5472 | -8264.0635 | 1003.2968 | -1730.9116 | -386.1505 | 3976.7654 | -24.1791 | 1039.385 | 336.258 | 2225.9187 | 1814.0806 | 308.5037 | 209.9994 | -607.9015 | 114.9816 | -1577.7117 | -3409.9719 | -24.4627 | -76.5849 | 2966.3938 | -2540.2283 | -1932.3435 | -634.4777 | -105.9969 | 554.6048 | 2031.2405 | -1.9581 | -380.5843 | 282.713 | 4.5772 | 2512.9326 | 5240.5625 | -741.1924 | -455.2876 | -3.1713 | -1803.8488 | -292.876 | 4415.3325 | 1196.7069 | 4694.3574 | -251.9678 | -1805.8909 | 2035.519 | 973.4269 | 1002.9425 | -758.6838 | -847.7337 | -959.1426 | 6106.0386 | 210.1042 | -287.3862 | 92.4183
2030-05-26 | 16 | -42.2885 | 707.4262 | -110.7054 | -635.4538 | -1624.2516 | -1326.391 | -8354.29 | 958.5178 | -1339.0116 | -362.3733 | 3992.3062 | 80.3924 | 949.4024 | 269.7134 | 2176.7561 | 1658.8723 | 262.3107 | 209.9994 | -691.3608 | 79.5039 | -1572.3026 | -3617.4409 | -28.9245 | -62.6657 | 3307.9656 | -2539.5049 | -1936.3982 | -649.7706 | -105.2747 | 558.0446 | 1997.7427 | 0.98727 | -463.5144 | 251.5463 | 4.3739 | 2361.2546 | 4716.0913 | -788.686 | -492.032 | -3.15 | -1880.7861 | -322.4411 | 4517.0698 | 1255.7378 | 4754.5752 | -244.7048 | -1738.1976 | 2127.2246 | 699.747 | 1002.5215 | -1127.8186 | -608.9584 | -934.8124 | 7552.9702 | 210.1042 | -304.7904 | 113.7345
2030-05-26 | 17 | -40.4086 | 701.502 | -111.0051 | -628.4907 | -1461.2618 | -1324.2579 | -8951.2549 | 1093.0394 | -835.1529 | -360.8378 | 4033.1624 | 82.4139 | 1081.936 | 375.6969 | 2195.0154 | 1238.1564 | 181.0629 | 209.9994 | -505.7181 | 67.5932 | -1589.5682 | -2645.3411 | -32.877 | -69.504 | 2477.9304 | -2502.0193 | -1754.3267 | -654.7613 | -107.2487 | 569.1525 | 1790.2744 | -84.7259 | -481.2605 | 200.1628 | 4.2031 | 2094.8132 | 3440.9375 | -840.416 | -562.9705 | -3.0088 | -1923.7604 | -336.15 | 4541.5903 | 1254.8126 | 4717.6128 | -241.1752 | -1711.4683 | 2013.4532 | 901.1064 | 1064.8267 | -869.7274 | -805.5504 | -891.9961 | 9002.5869 | 210.1042 | -281.117 | 118.9269
2030-05-26 | 18 | -39.2983 | 515.1196 | -112.3755 | -647.3387 | -1297.6183 | -1338.6934 | -8616.708 | 1167.3206 | -1449.3562 | -359.051 | 4093.8169 | 87.572 | 892.2105 | 321.3835 | 2140.8271 | 943.7898 | 111.4995 | 209.9994 | -431.8822 | 63.3411 | -1663.9303 | -2669.9646 | -34.9465 | -65.4158 | 1915.3247 | -2447.2759 | -1482.6346 | -665.6896 | -106.6674 | 553.2621 | 1780.778 | -509.6177 | -454.3866 | 189.6736 | 5.7754 | 1695.0991 | 2740.5911 | -512.3311 | 1.0009 | 1.0019 | -1890.9336 | -344.869 | 4205.4678 | 1289.8815 | 4919.8574 | -241.9002 | -1405.8962 | 2156.8901 | 569.7736 | 1268.6666 | 1.0158 | -1169.2523 | -794.5034 | 11204.7773 | 210.1042 | -266.9699 | 120.4379
2030-05-26 | 19 | -26.4667 | 489.8088 | -102.1715 | -605.683 | -1067.2985 | -1331.9948 | -9626.5049 | 1378.7072 | -1120.1997 | -338.3296 | 4120.8584 | 195.0023 | 917.1741 | 357.1876 | 2132.0024 | 697.6002 | -76.6202 | 209.9994 | -444.6497 | 420.2617 | -1812.1416 | -3448.9353 | 25.9126 | -36.9103 | 2065.4944 | -2044.8323 | -2175.99 | -635.7827 | -99.8972 | 517.165 | 1481.7587 | -1999.4224 | -851.9674 | 68.8158 | 5.5581 | 1065.3424 | 1357.1033 | -718.9443 | -2.129 | -2.189 | -2096.7974 | -95.8288 | 4053.3506 | 1293.9935 | 4831.0439 | -246.8451 | -1302.2684 | 2136.8752 | 302.6849 | 1417.8966 | -80.9443 | -1202.1816 | -553.076 | 10506.0469 | 210.1042 | -201.0867 | 185.4124
2030-05-26 | 20 | -18.6792 | 1150.4514 | -98.6594 | -622.8531 | -1180.676 | -1749.1169 | -11575.124 | 1975.9734 | -188.2329 | -351.8603 | 4038.9548 | 143.4473 | 1240.6265 | 342.0335 | 2135.5049 | 725.7335 | -155.7383 | 209.9994 | -478.8326 | 219.9056 | -1876.6141 | -3526.7263 | -75.7714 | -45.586 | 2996.1875 | -2426.5173 | -1263.5537 | -812.0922 | -127.0901 | 468.0786 | 1805.3578 | -2939.3215 | -359.5479 | -289.1802 | 5.3861 | 1683.1481 | 587.0656 | -629.095 | -2.065 | 303.263 | -1684.5029 | -274.26 | 4327.2578 | 1319.6583 | 5037.1592 | -96.7587 | -997.3889 | 2269.304 | -397.48 | 1111.1929 | 114.0375 | -1469.0776 | -302.9042 | 10429.9902 | 210.1042 | -147.463 | 258.4109
2030-05-26 | 21 | -2.3408 | 1475.2527 | -87.1669 | -604.6398 | -1067.2484 | -2023.9231 | -12524.4463 | 2422.6338 | -182.3423 | -345.1382 | 4089.9058 | 195.0015 | 1121.3097 | 247.3223 | 2078.0789 | 1252.6748 | -206.8617 | 209.9994 | -348.6474 | 214.6594 | -1965.7629 | -4668.4604 | -118.9153 | -37.1334 | 1826.5341 | -2217.2393 | -1460.976 | -893.154 | -136.5952 | 396.5277 | 1746.4412 | -4531.7803 | -364.7321 | -754.2681 | 4.4393 | 1338.4001 | -773.3499 | -644.8219 | -57.0014 | 356.5191 | -1696.0951 | -362.1399 | 4322.7222 | 1319.0574 | 5033.2671 | -210.1138 | -1094.2272 | 2136.135 | -802.4654 | 1023.8219 | 102.0119 | -1838.9479 | -82.9547 | 9583.1738 | 210.1042 | -122.4616 | 247.2248
2030-05-26 | 22 | 1.0324 | 1549.1759 | -85.7534 | -621.343 | -978.9052 | -2144.6836 | -13070.7275 | 2561.6958 | -2.8832 | -338.8929 | 4015.2385 | 195.0006 | 1274.158 | 256.123 | 2094.4087 | 1658.7705 | -233.9264 | 209.9994 | -390.9068 | 294.352 | -1899.3954 | -5196.7666 | -113.9873 | -19.8061 | 1997.2715 | -2197.6067 | -1850.9807 | -942.6342 | -135.7935 | 399.9801 | 1761.2747 | -4866.9629 | -413.5567 | -912.7056 | 3.0771 | 895.0575 | -1028.7227 | -580.1935 | -2.1043 | 398.4627 | -1736.9485 | -309.1513 | 4432.5518 | 1352.9869 | 5026.7119 | -79.365 | -1101.7527 | 2119.9846 | -1037.8529 | 953.5781 | 680.085 | -1823.8163 | 0.16079 | 9544.9199 | 210.1042 | -64.9679 | 271.4795
2030-05-26 | 23 | 4.8825 | 1635.709 | -76.0756 | -634.0064 | -779.9283 | -2183.8972 | -13349.373 | 2761.7317 | -51.6042 | -331.1614 | 3965.8208 | 195.0021 | 1591.4447 | 163.9875 | 2062.8098 | 1906.775 | -272.6099 | 209.9994 | -408.4511 | 332.1102 | -1767.6277 | -5673.0425 | -72.7446 | 11.5019 | 1895.0724 | -2082.7478 | -2085.3301 | -978.7952 | -131.4501 | 443.1844 | 1965.2588 | -4800.3999 | -528.8151 | -996.6582 | 1.9516 | 285.382 | -1116.8226 | -537.4941 | 1.002 | 449.2871 | -1860.9965 | -230.8795 | 3994.761 | 1267.4976 | 4894.4209 | -265.3534 | -936.0555 | 1732.4561 | -1147.338 | 1064.4255 | 472.5751 | -1543.9723 | -473.3879 | 9953.9014 | 210.1042 | -86.2751 | 407.5992
2030-05-26 | 24 | 1.1846 | 1720.0581 | -63.9565 | -625.9418 | -842.455 | -2150.1477 | -13560.4629 | 2918.8428 | -86.9451 | -345.6909 | 3951.415 | 194.9994 | 1375.1091 | 144.197 | 2058.1038 | 1842.6681 | -229.2818 | 209.9994 | -397.0762 | 420.8421 | -1649.8322 | -5870.1055 | -25.7616 | 20.2761 | 1966.1036 | -1977.5131 | -2429.1787 | -986.1758 | -126.1623 | 469.0311 | 1764.6526 | -3692.1306 | -717.4906 | -827.7349 | 0.62689 | 21.6483 | -1590.2538 | -627.7524 | 0.99832 | 449.3752 | -1694.8003 | 0.99634 | 3894.5972 | 1253.6868 | 4644.0913 | -278.5902 | -938.2437 | 1857.6359 | -481.8727 | 967.2863 | 237.7466 | -1475.0129 | -183.8953 | 9088.5195 | 210.1042 | -66.5416 | 222.4099
2030-05-27 | 1 | -14.9137 | 1999.6826 | -67.1264 | -529.3203 | -908.8681 | -2239.4055 | -12865.7568 | 2489.4871 | -69.0906 | -335.3086 | 3901.0693 | 194.9982 | 1699.3856 | 206.2706 | 2078.8743 | 1121.0293 | -312.5431 | 209.9994 | -176.3048 | 487.5639 | -1505.5475 | -5922.3696 | 0.91716 | -9.2868 | 960.9708 | -2040.6315 | -2486.3967 | -972.5493 | -135.5815 | 461.9827 | 1824.7861 | -1006.7384 | -837.0051 | -489.7088 | 0.59221 | -649.1552 | -2012.2185 | -999.8112 | 349.9448 | 449.1809 | -1957.402 | 229.4932 | 2682.1025 | 1204.7524 | 4297.9429 | -290.1954 | -666.6645 | 900.4969 | -1324.3669 | 1093.2263 | 826.4529 | -2221.4626 | -1.7715 | 6550.8262 | 210.1043 | -44.7619 | 155.8061
2030-05-27 | 2 | -27.2038 | 1878.8091 | -65.927 | -397.5199 | 1.0022 | -2277.0286 | -13428.7764 | 3989.6252 | 811.7606 | -336.0791 | 3860.0823 | 195.0007 | 1992.8796 | 0.99981 | 2058.4565 | 1046.1272 | 15.0571 | 209.9994 | -169.937 | 112.9832 | -876.4485 | -5913.6201 | 11.3795 | -54.784 | 1116.4243 | -2311.6526 | -2081.3477 | -955.5673 | -136.1356 | 688.3228 | 2057.3506 | 0.98676 | -576.3527 | -210.4729 | 0.5765 | 97.0057 | -1828.4739 | -434.9915 | 88.4012 | 449.3866 | -2337.927 | 135.0494 | 3102.344 | 1267.1698 | 4563.7129 | -297.369 | -272.3627 | 1073.631 | -680.0674 | 1137.7418 | 291.5266 | -2895.571 | -0.95652 | 6565.9971 | 210.1042 | -103.6834 | 125.2081
2030-05-27 | 3 | -20.3624 | 2067.9695 | -50.4164 | -368.4274 | -287.1557 | -2242.3694 | -12646.0391 | 3450.2078 | 1617.7933 | -202.7914 | 3783.6934 | 180.2187 | 2091.3186 | 0.99844 | 2028.6069 | 656.0618 | 209.0945 | 209.9994 | -135.5264 | 216.9153 | -940.5967 | -6089.7993 | -55.0094 | -49.7757 | 770.6729 | -2243.9331 | -2083.0388 | -948.7692 | -140.4495 | 454.0811 | 2070.6665 | 0.98734 | -528.2791 | -215.1355 | 1.9386 | 187.5546 | -1607.4458 | -151.7485 | 534.9852 | 1.0028 | -2316.8264 | -49.2803 | 3127.0457 | 1302.0781 | 4767.7168 | -2.5886 | -272.4455 | 1265.3126 | -13.5589 | 1073.3987 | -453.7023 | -2674.7529 | -2.1272 | 4129.8198 | 210.1042 | -125.2823 | 77.5085
2030-05-27 | 4 | -28.0323 | 2124.7964 | -61.1669 | -368.1363 | -565.7516 | -2116.354 | -11063.0898 | 2678.489 | 1895.2196 | -204.4181 | 3761.8086 | 194.9904 | 2093.4419 | -18.4872 | 1696.7837 | 405.847 | 292.5959 | 209.9994 | -128.9767 | 264.0189 | -1041.1273 | -6053.9546 | -129.2809 | -46.7701 | 582.7284 | -2262.6978 | -2041.8809 | -901.1462 | -142.5742 | 232.3052 | 1997.4995 | 0.98905 | -399.6015 | -80.4516 | 2.7036 | 306.6316 | -743.7325 | -172.6071 | 511.674 | 0.99998 | -2237.2419 | -275.1036 | 3034.5459 | 1305.444 | 4643.0952 | -2.1939 | -272.2488 | 1576.9943 | 326.9404 | 992.4022 | -1241.0951 | -2063.762 | 71.0202 | -366.72 | 210.1043 | -175.3258 | 80.218
2030-05-27 | 5 | -19.6117 | 2114.0938 | -46.8225 | -335.6506 | -555.9952 | -2030.317 | -10845.4258 | 2639.968 | 1885.0249 | -197.4479 | 3750.7966 | 194.9393 | 2071.9651 | 0.97292 | 1691.7014 | 218.4795 | 348.7142 | 209.9994 | -113.2507 | 227.8606 | -1031.0754 | -6183.7637 | -148.4084 | -49.4857 | 522.8915 | -2251.4946 | -2063.5425 | -886.5743 | -125.8175 | 190.9533 | 1975.271 | 0.93161 | -439.6379 | 0.9824 | 1.9618 | 334.8813 | -1053.5216 | -185.8544 | 497.0601 | 0.95229 | -2194.9114 | -322.0731 | 2979.1611 | 1311.5764 | 4588.3057 | -3.0604 | -272.6071 | 1650.6732 | 345.8022 | 905.0922 | -1260.1254 | -2085.0005 | 205.4719 | -1131.709 | 210.1043 | -116.425 | 107.3404
2030-05-27 | 6 | -24.5042 | 2333.345 | -48.0512 | -344.0598 | -320.7401 | -2199.1313 | -11581.0986 | 3288.2322 | 1817.7986 | -205.9604 | 3737.2869 | 190.6402 | 2060.77 | -18.4219 | 1651.8904 | 101.0925 | 419.7212 | 209.9994 | -73.0716 | 115.3414 | -997.3618 | -6060.2217 | -154.6879 | -62.2277 | 440.7241 | -2398.1431 | -1893.4834 | -939.7443 | -155.9421 | 262.5395 | 2117.969 | 0.98633 | -217.3568 | -57.1935 | 1.9571 | 561.7555 | -1439.6096 | -199.8404 | 490.0481 | 0.99989 | -2119.3474 | -316.8941 | 2948.7273 | 1318.3544 | 4545.9312 | -2.4915 | -272.3171 | 1551.292 | 191.7537 | 937.6933 | -1376.6331 | -1742.2937 | 171.3427 | -1742.9492 | 210.1043 | -172.2747 | 82.1628
2030-05-27 | 7 | -27.1912 | 2298.363 | -60.4348 | -349.272 | -53.454 | -2211.5007 | -12380.6865 | 3445.1421 | 1724.6451 | -231.2382 | 3751.606 | 195.0158 | 1892.7694 | -155.5975 | 1466.958 | 372.4377 | 338.3761 | 209.9994 | -116.9761 | 147.6102 | -937.1851 | -6144.5117 | -151.3639 | -50.5924 | 705.6892 | -2292.7327 | -2353.0493 | -928.4055 | -159.5995 | 263.5844 | 2009.0029 | 0.98038 | -533.9156 | -3.0753 | 0.6523 | 23.5884 | -1658.7178 | -246.3217 | 561.1442 | 1.0001 | -2216.2092 | -282.4778 | 3020.4402 | 1268.5023 | 4655.3477 | -2.5687 | -272.6506 | 662.1261 | -550.1844 | 765.5771 | -625.6107 | -3067.7695 | 702.9188 | -1979.9375 | 210.1043 | -37.2039 | 62.8452
2030-05-27 | 8 | -24.7218 | 2271.199 | -66.8336 | -329.993 | 159.1405 | -2360.5242 | -13259.3008 | 3862.6821 | 1063.303 | -301.0807 | 3803.7061 | 195.0188 | 1681.0171 | -72.0035 | 1617.4813 | 379.9731 | 394.4254 | 209.9994 | -130.9373 | 76.3563 | -1262.0919 | -6636.9121 | -112.8334 | -55.6421 | 946.3093 | -2432.3396 | -2218.7644 | -958.666 | -162.1816 | 364.9958 | 2251.6782 | 0.97272 | -387.4087 | -52.5374 | 0.57879 | 173.8172 | -2723.1489 | -259.4296 | 275.0089 | 449.1274 | -2138.5691 | -129.3533 | 3153.5676 | 1305.0122 | 4452.9946 | -57.3276 | -272.3349 | 254.4566 | -1191.3723 | 864.3998 | 80.4257 | -3551.7793 | 347.1293 | -524.6569 | 210.1043 | 5.3052 | 169.2161
2030-05-27 | 9 | -24.1312 | 2187.6677 | -75.2392 | -344.6436 | 211.4811 | -2464.2954 | -13408.4863 | 3911.9397 | -276.5957 | -339.8925 | 3879.5676 | 195.0033 | 1042.011 | 1.0093 | 1985.0619 | 229.6619 | 407.5653 | 209.9994 | -181.734 | 124.6233 | -1654.3066 | -7349.6357 | -87.0605 | -40.4305 | 405.2163 | -2494.0271 | -2236.2896 | -983.882 | -159.4599 | 415.41 | 2519.1738 | 0.99112 | -341.7082 | -127.0479 | 0.55768 | 16.7974 | -2839.8508 | -406.8962 | 159.9732 | 449.2026 | -2177.4192 | -133.4783 | 3731.3323 | 1253.9249 | 5005.6094 | -286.851 | -272.4164 | 1678.1953 | 152.4909 | 1253.2513 | 1258.5474 | -3083.4683 | -288.321 | 0.67332 | 210.1042 | -131.5656 | 36.2754
2030-05-27 | 10 | -34.9935 | 2021.6141 | -85.7555 | -409.3982 | 99.4678 | -2504.9939 | -13500.0381 | 3841.9241 | -2.9158 | -344.1481 | 3888.511 | 194.9992 | 1002.8059 | 1.0004 | 1956.692 | 48.8569 | 243.013 | 209.9994 | -175.0739 | 164.1701 | -1897.9363 | -7320.1299 | -90.123 | -32.5664 | 382.136 | -2640.7922 | -1999.851 | -1000.2315 | -154.2844 | 436.0452 | 2660.8369 | 0.97842 | -161.6131 | -140.6389 | 0.50393 | 166.5937 | -2186.415 | -650.4623 | 167.7987 | 449.2997 | -2025.6438 | -231.442 | 4014.5244 | 1230.5515 | 5022.8701 | -161.3953 | -766.5446 | 2251.417 | 226.8601 | 1169.9033 | 1309.5825 | -2827.2314 | -216.0579 | 2250.1018 | 210.1042 | -62.9068 | 206.7178
2030-05-27 | 11 | -37.2598 | 1584.5236 | -79.845 | -509.1249 | -293.196 | -2217.6069 | -13078.9785 | 3279.8608 | -352.7936 | -343.2571 | 3916.2063 | 194.9831 | 1359.9752 | 54.9115 | 1961.3162 | -65.3011 | 108.0831 | 209.9994 | -171.2517 | 155.3271 | -2102.5037 | -7291.4028 | -83.7824 | -34.6307 | 344.4548 | -2879.0977 | -1951.1925 | -954.3219 | -141.1486 | 503.3346 | 2606.3965 | 2.0843 | -14.2598 | -51.2961 | 0.43969 | 377.3938 | -831.5826 | -776.601 | 59.503 | 458.0647 | -1853.6837 | -274.9239 | 3993.5144 | 1180.0867 | 5045.9653 | -263.4926 | -1039.4072 | 1645.4948 | 73.3696 | 1066.6616 | 1025.8956 | -2470.1045 | -531.8083 | 7271.0063 | 210.1042 | 30.7189 | 302.9469
2030-05-27 | 12 | -30.1833 | 1297.7462 | -76.7696 | -392.746 | -373.3263 | -2145.6602 | -13737.1797 | 3134.3035 | -646.061 | -344.9974 | 3927.7837 | 195.0141 | 1485.1292 | 48.6386 | 1956.3536 | -139.2872 | 117.6699 | 209.9994 | -185.9244 | -56.1881 | -2122.7734 | -7330.437 | -112.4573 | -30.9462 | 521.0541 | -2430.2393 | -1580.4243 | -919.6035 | -139.1227 | 545.1605 | 2495.7178 | 0.99229 | -20.3778 | -238.7033 | 0.44661 | 1063.9128 | -2434.1013 | -799.3033 | 1.0026 | 312.117 | -2050.5505 | -396.5049 | 3820.5652 | 1136.8564 | 4706.5796 | -250.1482 | -1236.7795 | 1371.8168 | 154.9101 | 1212.3424 | 95.7868 | -2403.1033 | -485.8794 | 6958.0962 | 210.1042 | -97.5461 | 232.1266
2030-05-27 | 13 | -39.467 | 1033.2325 | -85.4903 | -446.9015 | -714.6885 | -2039.4183 | -13595.8662 | 2853.9609 | -1367.6782 | -347.7518 | 3927.0886 | 194.9999 | 1801.7571 | 89.1234 | 2001.0048 | -112.5991 | 76.4535 | 209.9994 | -323.7063 | -68.8399 | -2002.1761 | -7213.8867 | -42.2499 | -52.9027 | 1577.998 | -2641.9751 | -1508.2561 | -903.1799 | -129.0507 | 721.6344 | 2155.3574 | 0.98445 | 5.1942 | -52.9288 | 0.52149 | 1967.1704 | -1467.6642 | -1175.8168 | -2.422 | 1.0037 | -2161.6033 | -342.7607 | 2875.2107 | 1053.9265 | 3893.0261 | -236.6247 | -765.4311 | 1264.9911 | 78.944 | 1237.1748 | -222.9497 | -2108.9988 | -443.8785 | 8683.1768 | 210.1042 | -67.1599 | 88.7068
2030-05-27 | 14 | -41.2749 | 924.4121 | -94.4293 | -607.3745 | -221.3594 | -1951.5496 | -12523.0137 | 2694.0781 | -2307.605 | -351.7189 | 3956.1265 | 194.9922 | 1951.6207 | 117.1005 | 2010.8754 | -267.0507 | 17.5866 | 209.9994 | -413.0822 | -21.92 | -2039.6189 | -7615.6987 | -55.7811 | -24.8853 | 1171.8916 | -2796.2622 | -2521.3948 | -913.5363 | -108.586 | 639.0436 | 2377.5037 | 1.0332 | -16.1363 | 43.6692 | 0.5063 | 1424.8638 | -589.2461 | -819.0541 | 1.0047 | 449.4643 | -2164.053 | -496.8345 | 3537.7932 | 1026.064 | 4466.7598 | -224.0475 | -729.4073 | 1063.8291 | -469.2787 | 800.0712 | 547.0874 | -2604.1699 | -797.0777 | 10681.8564 | 210.1042 | -67.2247 | 29.4278
2030-05-27 | 15 | -40.4782 | 718.772 | -97.0552 | -618.5557 | -564.2092 | -1882.0145 | -11586.3281 | 2103.1147 | -2538.2302 | -350.6882 | 3961.6318 | 194.9989 | 1663.2952 | 149.7843 | 2022.2692 | -669.4325 | -103.9677 | 209.9994 | -534.3224 | -212.2608 | -2106.803 | -7839.7998 | -101.5076 | -17.9989 | 1835.5933 | -2837.8423 | -2357.1687 | -906.015 | -104.1198 | 650.7983 | 2260.3677 | 0.9855 | 78.1675 | 80.8573 | 0.40468 | 1793.0839 | 234.128 | -603.0397 | -3.4509 | -2.8302 | -2126.7668 | -695.8701 | 4336.8325 | 1095.8999 | 5031.9985 | -216.9281 | -767.9193 | 1288.8582 | -744.8478 | 775.0557 | 345.3381 | -2796.3333 | -834.3314 | 12821.832 | 210.1042 | -77.1885 | 34.3662
2030-05-27 | 16 | -40.3955 | 442.3822 | -99.594 | -667.9184 | -599.9874 | -1824.4226 | -11071.9014 | 2072.8555 | -2380.7087 | -325.0817 | 4020.3198 | 194.7988 | 853.0568 | 208.3222 | 2060.4543 | -925.6209 | -240.4535 | 209.9994 | -548.3851 | -350.2931 | -2028.1041 | -8074.0874 | -5.1182 | -41.4071 | 1899.9287 | -2930.8696 | -2307.2578 | -895.3185 | -86.6292 | 848.1943 | 2141.1226 | 2.5614 | 31.0552 | 193.9865 | 0.35904 | 2194.426 | 2646.4346 | 136.7112 | 1.0331 | -134.4518 | -2311.8965 | -566.713 | 4581.3237 | 1137.7878 | 4993.1025 | -2.7239 | -1010.9428 | 3052.5298 | 671.1417 | 929.9809 | 788.0101 | -3033.5771 | -858.3168 | 15209.9756 | 210.1042 | -55.4323 | 12.9081
2030-05-27 | 17 | -41.2107 | 396.655 | -93.9885 | -653.2368 | -706.1099 | -1816.5408 | -11098.2783 | 2050.1812 | -2366.6726 | -350.5838 | 3976.856 | 195.0014 | 1680.5414 | 267.0336 | 2108.4697 | -1154.6201 | -328.8463 | 209.9994 | -520.3389 | -464.7805 | -1853.3015 | -7754.6777 | -11.6288 | -52.9434 | 1972.5865 | -2946.8074 | -1843.9482 | -896.568 | -84.9303 | 867.1708 | 2005.5824 | 322.2572 | 104.4762 | 209.7949 | 0.48419 | 2261.1826 | 2152.1033 | -786.9557 | -174.0777 | -3.0846 | -2082.0491 | -622.5454 | 4455.7095 | 1168.0334 | 4906.7495 | -204.8755 | -849.3454 | 1322.5385 | -1105.8462 | 748.6085 | -52.5952 | -3160.2781 | -863.4805 | 15898.3711 | 210.1042 | -70.239 | 3.9044
2030-05-27 | 18 | -32.5139 | 732.8797 | -87.0427 | -567.9802 | -591.2926 | -2013.6716 | -12058.3184 | 2261.2681 | -2491.1292 | -346.7127 | 3901.7683 | 195.0016 | 1099.5883 | 278.7518 | 2119.3042 | -1416.8479 | -405.2629 | 209.9994 | -505.0902 | -423.5411 | -1939.6624 | -7720.8677 | -75.5074 | -57.806 | 1893.155 | -2910.4866 | -1932.9144 | -943.1878 | -99.5018 | 799.4719 | 1916.9647 | 3.1538 | 8.7638 | 52.7762 | 0.36249 | 2249.4551 | 125.2524 | -242.7988 | -17.2444 | 450.321 | -2150.7292 | -696.1689 | 5116.1016 | 1357.6482 | 5075.3462 | 407.0078 | -393.1996 | 1800.2794 | -1207.2174 | 701.6488 | -207.6134 | -3158.4949 | -889.7344 | 14673.7822 | 210.1042 | -77.6682 | 28.9619
2030-05-27 | 19 | -29.4953 | 1078.4684 | -76.2937 | -572.0375 | -469.1678 | -2105.5352 | -12727.9346 | 2596.1387 | -2203.9766 | -352.5663 | 3964.5728 | 194.9999 | 1258.7822 | 261.2635 | 2100.0803 | -1268.1038 | -256.875 | 209.9994 | -437.0109 | -242.5008 | -2034.874 | -7681.3452 | -100.9635 | -34.638 | 1332.6389 | -2771.647 | -2017.8383 | -965.1075 | -111.8085 | 657.0599 | 2181.5171 | 17.6464 | -46.6496 | -46.6171 | 0.4438 | 1404.0107 | -1221.9479 | -397.2433 | 29.4403 | 449.4592 | -2087.4109 | -696.6902 | 4524.5361 | 1265.9139 | 5076.7954 | -108.7913 | -402.0496 | 1955.6162 | -1006.9338 | 776.7482 | -199.5363 | -2517.5437 | -819.4665 | 10810.8516 | 210.1042 | -117.6521 | 8.0931
2030-05-27 | 20 | -26.568 | 1173.7539 | -64.522 | -411.0349 | -1079.3295 | -2099.1179 | -13238.1396 | 2468.3831 | -1022.8168 | -368.1486 | 3952.4353 | 118.0958 | 1394.0836 | 237.0413 | 2095.7588 | -1072.2863 | -135.93 | 209.9994 | -222.0195 | -328.357 | -1908.882 | -7235.6558 | -126.8645 | -83.8582 | 1071.6559 | -2625.2896 | -1105.0151 | -946.4905 | -129.1566 | 670.7246 | 1914.2527 | 4.0676 | 52.7893 | -93.2056 | 0.49814 | 2363.4988 | -1817.5676 | -774.5981 | 0.99585 | 450.2227 | -1848.8595 | -638.2593 | 3730.8171 | 1263.1052 | 4550.0127 | -211.3671 | -276.4944 | 2017.3408 | -682.0306 | 980.2504 | -1016.4797 | -1997.66 | -50.3217 | 9163.5977 | 210.1042 | -79.7402 | 43.8504
2030-05-27 | 21 | -22.0025 | 1274.7478 | -61.7379 | -453.586 | -952.0144 | -2034.6785 | -13403.6133 | 2682.2375 | -687.6685 | -371.8924 | 3796.2559 | 80.0327 | 1229.7357 | 160.0257 | 2065.8857 | -461.6143 | 1.0005 | 209.9994 | -260.5698 | -327.379 | -1868.6421 | -7141.3242 | -124.0052 | -82.6693 | 1408.0388 | -2670.7612 | -1094.0668 | -948.9497 | -130.9999 | 665.8659 | 2035.3082 | 3.717 | 70.2661 | -56.1869 | 0.55583 | 2163.8865 | -1279.4678 | -765.0089 | 0.99993 | 312.5381 | -1856.7524 | -617.9724 | 3582.6885 | 1237.5679 | 4528.8359 | -209.1034 | -276.485 | 1965.9775 | -821.5013 | 923.4408 | -817.5073 | -2282.7339 | -132.526 | 8108.6025 | 210.1042 | -40.5293 | 87.7937
2030-05-27 | 22 | -25.9422 | 1346.8954 | -58.3544 | -397.0013 | -900.8704 | -2143.0269 | -13822.7051 | 3214.8516 | -455.4886 | -362.4593 | 3941.0654 | 116.7235 | 1780.7782 | 104.1916 | 2026.4626 | 14.1054 | 57.4752 | 209.9994 | -360.9409 | -263.8444 | -1862.0601 | -6789.5293 | -88.3165 | -82.2667 | 1996.5043 | -2654.6323 | -1005.8788 | -953.4042 | -139.1779 | 740.2291 | 2442.2378 | 0.99092 | 200.3921 | -122.5729 | 0.56626 | 1365.8553 | -1789.4656 | -825.8647 | 0.98946 | 450.27 | -1705.6593 | -373.9402 | 3657.0859 | 1215.0408 | 4490.1191 | -198.2543 | -276.5351 | 1920.2101 | -1165.1644 | 1004.0674 | -309.0791 | -2093.8347 | 48.7358 | 7344.6997 | 210.1042 | -126.1462 | 104.3531
2030-05-27 | 23 | -27.4967 | 1561.5862 | -50.5626 | -404.2886 | -1008.967 | -2145.2388 | -13342.3223 | 2801.5796 | -322.8268 | -333.0624 | 3912.0745 | 194.9926 | 1681.3347 | 108.4408 | 1994.1699 | 120.8911 | 90.6176 | 209.9994 | -162.1616 | -151.7863 | -1892.5815 | -6302.5596 | -72.2079 | -95.5609 | 1176.9473 | -2638.4683 | -910.8484 | -952.4766 | -144.6632 | 670.0114 | 2764.303 | 0.98401 | 95.2039 | -94.2095 | 0.48156 | 1143.139 | -1564.7083 | -531.7281 | 310.6784 | 450.0321 | -1398.8334 | -170.293 | 3896.8352 | 1259.8586 | 4833.0342 | -3.7597 | -276.5176 | 1904.8727 | -577.124 | 690.2443 | -645.6711 | -1875.835 | 431.5952 | 7484.0845 | 210.1042 | 8.3267 | 184.7219
2030-05-27 | 24 | -28.1357 | 1726.6427 | -63.8087 | -396.488 | -838.5356 | -2314.4329 | -14015.9746 | 2991.4263 | -3.0727 | -325.8232 | 3895.0532 | 194.9817 | 2111.1174 | 93.302 | 1975.1415 | 554.9482 | 93.3769 | 209.9994 | -147.3097 | -41.1597 | -1644.1082 | -6114.6094 | -29.3357 | -62.8178 | 1126.8954 | -2499.7869 | -766.0995 | -980.0995 | -134.9425 | 672.4249 | 2541.3186 | 0.98458 | -44.4887 | -107.8171 | 0.57223 | 507.7714 | -2132.2646 | -813.4157 | 142.7009 | 449.4479 | -1564.3766 | 1.0067 | 2505.479 | 1216.2303 | 3928.5076 | -250.6061 | -271.5652 | 929.9283 | -1836.9233 | 850.9701 | 17.4277 | -1596.8674 | 0.98663 | 7845.2236 | 210.1042 | 46.5117 | 259.3724
2030-05-28 | 1 | -16.0567 | 1703.1173 | -57.3609 | -314.2235 | -589.0794 | -2283.3577 | -13477.2012 | 3085.884 | 411.6809 | -326.8477 | 3904.9614 | 194.9772 | 2104.3809 | 108.6406 | 1995.6581 | 419.5484 | 267.1162 | 209.9994 | -152.4659 | -132.8313 | -1376.1418 | -6457.415 | -19.0488 | -100.0505 | 1241.5574 | -2171.0435 | -137.6958 | -934.4177 | -133.4856 | 662.1923 | 1944.7557 | 0.97884 | -377.3123 | -74.4813 | 0.55242 | 741.1192 | -3198.8696 | -1199.0487 | 15.6387 | 449.6089 | -1828.9247 | 375.9478 | 2559.897 | 1253.2074 | 3710.0239 | -265.9186 | -577.9829 | 439.3672 | -2371.3525 | 868.2298 | 457.9506 | -1830.9854 | 275.9722 | 7956.4692 | 210.1043 | -14.4233 | 275.5387
2030-05-28 | 2 | -13.6182 | 1919.8905 | -53.0062 | -287.1908 | 74.3633 | -2242.0312 | -13935.8428 | 4324.8838 | 1472.6908 | -327.6624 | 3892.6672 | 163.582 | 2097.5837 | 159.4206 | 2026.5852 | 100.9256 | 321.233 | 209.9994 | -151.3651 | -193.5419 | -1034.5118 | -6171.3081 | -24.1742 | -116.5104 | 1451.7295 | -2056.6138 | 119.3024 | -912.1434 | -145.7668 | 672.7894 | 1705.9758 | -117.7675 | -508.2578 | -3.0404 | 0.57986 | 889.6633 | -3081.2429 | -1162.838 | 0.99864 | 449.5315 | -2125.6875 | 295.8447 | 2680.5149 | 1257.5667 | 3916.9087 | -276.5083 | -484.8407 | 167.6265 | -2125.7319 | 918.2902 | 134.5589 | -2173.3477 | 370.71 | 1962.0116 | 210.1042 | -93.0454 | 209.1777
2030-05-28 | 3 | -16.5957 | 1986.3329 | -52.6669 | -298.1332 | 227.7963 | -2256.4233 | -14405.2266 | 4675.5 | 1853.0485 | -327.3242 | 3887.8208 | 144.5909 | 2095.363 | 0.99932 | 2010.3164 | 450.7206 | 435.8409 | 209.9994 | -124.209 | -268.778 | -646.5463 | -4926.8975 | -31.34 | -112.8555 | 1493.995 | -2015.1304 | -26.964 | -918.9605 | -150.5987 | 732.2372 | 1910.7924 | 0.96991 | -552.035 | 1.0044 | 0.57256 | 838.5522 | -2721.3477 | -845.1441 | 1.0011 | 449.4857 | -2225.7358 | 175.1714 | 2747.897 | 1232.5164 | 4044.9849 | -282.9784 | -272.5371 | 399.7874 | -1846.9651 | 838.0162 | 91.4142 | -2627.373 | 654.185 | 469.5996 | 210.1042 | -95.4718 | 188.8241
2030-05-28 | 4 | -17.6608 | 2249.1357 | -51.7062 | -312.6577 | 237.2644 | -2335.5024 | -14038.5996 | 4645.2368 | 1988.8125 | -340.1317 | 3964.6431 | 102.8898 | 1726.5485 | 1.0019 | 1946.2313 | 288.9807 | 506.1216 | 209.9994 | -84.5041 | -311.5529 | -608.4195 | -4468.8706 | -95.7302 | -81.9384 | 1236.8719 | -2106.9973 | 9.7162 | -953.9008 | -161.9263 | 629.014 | 1938.0317 | 0.97123 | -425.6354 | -108.4907 | 1.944 | 670.1913 | -2567.9314 | -415.6968 | 2.3091 | 449.4358 | -2205.7209 | 0.99346 | 2929.2996 | 1281.1161 | 3963.509 | -2.5296 | -272.504 | 606.7286 | -1593.5184 | 691.4587 | -38.0522 | -2611.5508 | 1115.8152 | -182.1371 | 210.1043 | -67.8113 | 178.8084
2030-05-28 | 5 | -15.9725 | 2211.9402 | -52.7204 | -297.5374 | 379.1044 | -2365.1555 | -13937.0566 | 4804.5371 | 1995.2092 | -330.4865 | 3977.302 | 121.3392 | 1904.1431 | 1.0011 | 1903.1049 | 267.4351 | 480.9401 | 209.9994 | -65.6574 | -307.4813 | -648.9351 | -4818.79 | -92.0386 | -72.5291 | 1211.7921 | -2131.2109 | -588.2787 | -955.0623 | -163.1745 | 657.4009 | 1872.3324 | 0.98698 | -544.8972 | -76.6868 | 0.57662 | 479.0829 | -2514.8169 | -422.2123 | 1.0015 | 428.2173 | -2239.2769 | 1.0032 | 2947.8867 | 1276.7507 | 3987.6665 | -11.6681 | -272.4356 | 513.5986 | -1751.572 | 691.8715 | 169.4434 | -2990.9875 | 1066.8422 | -1122.7167 | 210.1042 | -44.014 | 128.2656
2030-05-28 | 6 | -19.4427 | 2208.6746 | -55.1357 | -300.313 | 448.6541 | -2470.5696 | -13785.8467 | 4862.8477 | 1718.4183 | -344.2924 | 3845.864 | 46.5352 | 1542.476 | -18.1269 | 1677.7645 | 212.4998 | 486.2419 | 209.9994 | -168.6982 | -340.7533 | -859.5174 | -5119.9297 | -110.5945 | -73.0893 | 1280.516 | -2236.2505 | -1147.042 | -994.5948 | -159.2232 | 674.957 | 1933.873 | 0.98194 | -464.3812 | -189.5346 | 0.65874 | 547.9205 | -2510.3679 | -340.8612 | 1.0038 | 0.9991 | -2317.2251 | -140.9084 | 3668.7461 | 1306.1456 | 4643.2349 | -2.5477 | -272.4418 | 781.4967 | -1780.8606 | 981.3578 | 555.1241 | -3159.3862 | 29.1091 | -977.2165 | 210.1042 | -152.5681 | 84.962
2030-05-28 | 7 | -19.7685 | 2387.4182 | -60.0215 | -341.2859 | 529.8302 | -2445.4255 | -14034.9424 | 4683.0171 | 441.4743 | -323.6234 | 3990.9114 | 151.7265 | 1390.5642 | 1.0046 | 1847.7661 | 601.675 | 426.1142 | 209.9994 | -113.3162 | -353.3878 | -1259.7322 | -5543.3921 | -185.5828 | -75.5377 | 911.7711 | -2394.2712 | -946.7551 | -1000.9901 | -170.509 | 495.9331 | 2391.5259 | 0.97996 | -254.2501 | -91.8768 | 0.53758 | 563.6799 | -2635.7241 | -655.4781 | 0.99924 | 449.5455 | -1964.5436 | -226.2383 | 3806.2781 | 1202.3987 | 4875.8999 | -271.2968 | -272.6389 | 2343.8884 | -827.6331 | 655.0352 | 463.9305 | -3652.0247 | 39.8626 | -1269.0112 | 210.1042 | -99.8177 | 145.5574
2030-05-28 | 8 | -21.314 | 2442.9578 | -63.1524 | -348.0002 | 234.4156 | -2530.4473 | -13665.7324 | 4238.7559 | -3.0316 | -347.9721 | 4100.7085 | 168.5063 | 2080.6321 | 158.8483 | 2007.4519 | 577.0417 | 337.0578 | 209.9994 | -156.8645 | -277.925 | -1816.6918 | -6244.249 | -202.3913 | -46.0872 | 992.5498 | -2543.2917 | -1124.0647 | -1030.5494 | -170.6273 | 397.7779 | 2933.5964 | 2.2391 | -99.2957 | -191.9995 | 0.58399 | -1.4329 | -2871.0942 | -393.7436 | 42.3574 | 449.4079 | -1580.4753 | -175.9061 | 4174.269 | 1154.9327 | 5054.5576 | -248.5996 | -701.0711 | 1231.6222 | -1907.157 | 611.6493 | 1037.8121 | -2981.2153 | 0.98103 | 134.2341 | 0.10423 | -14.9189 | 203.3865
2030-05-28 | 9 | -31.902 | 2322.5256 | -68.6896 | -402.5907 | -128.86 | -2411.3433 | -13010.9336 | 3379.7717 | -3.0834 | -344.1661 | 4196.9805 | 195.0529 | 2109.6677 | 154.1118 | 2020.1421 | 740.533 | 100.1871 | 209.9994 | -365.6454 | -197.8748 | -2062.8745 | -6492.1646 | -246.6057 | -13.3874 | 2350.3162 | -2797.7217 | -1533.3328 | -1019.536 | -168.1093 | 319.8593 | 3056.6257 | 2.3615 | -48.4996 | -163.6186 | 0.55399 | 123.463 | -1783.2816 | -181.5988 | 1.002 | 449.5517 | -1775.7673 | -390.1993 | 4122.8345 | 1185.494 | 4711.3408 | -35.5512 | -271.6231 | 1665.2495 | -1195.4783 | 571.3954 | 659.2726 | -2742.2385 | -24.3635 | 2697.7559 | 210.1043 | 55.9046 | 291.0871
2030-05-28 | 10 | -30.1058 | 2183.7427 | -70.2137 | -398.3889 | -803.66 | -2389.5828 | -12454.7656 | 2897.3328 | -55.6932 | -357.8113 | 4118.5757 | 169.8356 | 2031.6742 | 148.2305 | 2009.9404 | 535.1812 | 134.5145 | 209.9994 | -550.8625 | -303.5085 | -2017.5435 | -6589.3145 | -238.4429 | -9.471 | 3776.4919 | -2830.2781 | -1495.3148 | -1007.111 | -166.272 | 407.1244 | 2945.4158 | 1.0097 | 19.3069 | -254.8371 | 0.54198 | 538.7247 | -2496.8044 | -83.8595 | 1.0004 | 426.8548 | -2102.1648 | -530.1609 | 4005.9424 | 1210.5342 | 4592.9526 | -3.0677 | -275.9114 | 1405.9689 | -849.8716 | 688.1862 | -118.7728 | -1816.691 | -159.4924 | 5241.6553 | 0.10423 | -29.5034 | 294.7052
2030-05-28 | 11 | -26.5404 | 1765.6543 | -53.5415 | -407.5849 | -1170.0511 | -2046.1766 | -11996.5557 | 2392.1174 | -270.0166 | -356.4915 | 3819.8142 | 171.1609 | 2121.1765 | 199.3519 | 2043.7423 | 927.5346 | 27.0652 | 209.9994 | -591.3552 | -418.9311 | -1885.0626 | -6702.667 | -219.6133 | -15.7706 | 3939.0344 | -2680.4275 | -1234.6764 | -927.2841 | -156.0842 | 438.9052 | 2606.4561 | 0.96526 | 96.4356 | -124.5281 | 0.53663 | 965.9344 | -1348.1361 | -2.6434 | 479.5566 | 0.99913 | -2156.4568 | -621.6548 | 3917.2705 | 1211.5554 | 4878.3779 | -3.3875 | -275.7487 | 1641.2587 | -1342.2997 | 794.3863 | -1124.2654 | -2060.48 | 400.3315 | 6797.1582 | 0.10423 | -90.6927 | 227.1855
2030-05-28 | 12 | -29.66 | 1321.0116 | -56.5484 | -402.5877 | -1020.6724 | -1916.1293 | -12957.0508 | 2730.7275 | -1025.3794 | -358.4857 | 3736.3088 | 161.6348 | 2121.6855 | 103.8052 | 2022.0654 | 400.5347 | 1.6548 | 209.9994 | -539.8021 | -395.039 | -1765.4783 | -6952.8359 | -183.694 | -25.6267 | 3695.7224 | -2531.5015 | -1123.645 | -890.7209 | -139.3667 | 624.5903 | 2634.072 | 0.97414 | 88.6496 | -132.5441 | 0.53208 | 1216.4082 | -1487.4158 | -2.4906 | 593.7737 | 0.98849 | -2294.8762 | -653.1855 | 3753.562 | 1233.6132 | 4732.6333 | -2.9118 | -276.8736 | 1722.4609 | -1858.4556 | 848.507 | -784.3345 | -2328.2043 | 0.93867 | 8263.9277 | 0.10423 | -34.5316 | 107.1781
2030-05-28 | 13 | -22.5316 | 1055.9077 | -60.1342 | -520.8042 | -465.007 | -1802.5443 | -14116.7568 | 3580.3203 | -1898.2318 | -371.4183 | 3650.2263 | 104.8218 | 2120.3813 | 133.1573 | 2060.9812 | 172.3224 | 1.0009 | 209.9994 | -530.2779 | -441.045 | -1799.843 | -6836.8828 | -17.6859 | -44.3071 | 2870.9844 | -2614.084 | -1263.4847 | -878.1136 | -122.3672 | 992.0156 | 2376.2673 | 3.3934 | 124.2807 | -108.0754 | 0.51653 | 1894.9813 | -1322.5769 | 0.99913 | 436.4511 | 333.0211 | -1705.8395 | -259.8488 | 3757.7263 | 1155.0277 | 4512.9951 | -3.4337 | -276.5589 | 1570.5673 | -2701.8464 | 636.348 | 300.4752 | -3129.634 | -51.6586 | 8865.9648 | 0.10423 | 27.1974 | 11.2201
2030-05-28 | 14 | -32.2169 | 296.0848 | -83.5069 | -548.4963 | -316.503 | -1574.2325 | -14238.5303 | 3666.5698 | -1598.9862 | -369.1308 | 3569.7493 | 120.39 | 2114.7666 | 114.3459 | 2045.7572 | 273.8037 | -84.3772 | 209.9994 | -359.5143 | -559.6092 | -1774.176 | -7000.2188 | 68.5082 | -61.9782 | 1658.2953 | -2399.2747 | -1367.0096 | -790.9633 | -82.2379 | 1342.9012 | 2279.8376 | 19.242 | 175.4127 | 25.7997 | 0.5544 | 2213.2124 | -667.4501 | 76.2982 | 634.5001 | 1.0006 | -1691.4575 | 59.5409 | 3766.2898 | 1110.3031 | 4681.3638 | -3.3036 | -276.4691 | 1469.5223 | -1775.304 | 1113.8469 | 1817.9117 | -3938.7937 | -444.4288 | 12314.499 | 0.10423 | 55.6604 | 24.8915
2030-05-28 | 15 | -43.266 | -81.6423 | -85.4237 | -623.4001 | -8.1736 | -1400.5824 | -13094.2256 | 3740.6589 | -1310.3685 | -377.5592 | 3975.2014 | 59.4922 | 1368.5525 | 62.2782 | 2037.4081 | 362.9042 | -121.049 | 209.9994 | -338.1326 | -733.4498 | -1631.5436 | -7277.7861 | 106.4586 | -76.9998 | 1746.8436 | -2637.5608 | -1302.6664 | -754.9767 | -64.969 | 1499.401 | 2299.5779 | 0.98346 | 209.3547 | 187.2106 | 0.55961 | 2272.8281 | 1506.7827 | 359.2696 | 755.5944 | 1 | -1613.2966 | 40.4707 | 4181.5396 | 1105.2365 | 4947.146 | 188.5053 | -697.7789 | 1400.5181 | -2072.1819 | 1130.2667 | 1891.4543 | -3212.7937 | -754.4434 | 16223.8584 | 210.1042 | -51.9608 | -12.8381
2030-05-28 | 16 | -64.6681 | -696.2977 | -96.6869 | -713.8671 | -7.6838 | -1095.4238 | -11526.9492 | 3377.8787 | -1651.853 | -380.1841 | 3914.1868 | 52.822 | 1378.3658 | 38.076 | 2021.0864 | 135.9736 | -142.4014 | 209.9994 | -309.137 | -662.0958 | -1534.5387 | -7349.6289 | 240.336 | -82.7632 | 1556.5811 | -2848.7102 | -813.0994 | -657.6224 | -36.6634 | 1686.5404 | 2288.6531 | 613.9219 | 214.6395 | 604.032 | 0.46304 | 2315.8459 | 6929.0078 | 185.4027 | 647.6679 | 0.9962 | -1403.7831 | 462.579 | 4489.3843 | 1032.004 | 5175.2417 | 115.4784 | -392.5124 | 1353.1554 | -2723.9563 | 1208.8892 | 2861.2549 | -3565.0981 | -755.7728 | 19895.4746 | 210.1042 | -1.2525 | -23.2774
2030-05-28 | 17 | -77.4142 | -994.1584 | -92.3295 | -775.4255 | -574.1525 | -892.3065 | -10186.6992 | 2658.9482 | -1640.1317 | -380.5075 | 3246.9207 | 64.078 | 1976.7507 | 80.5366 | 2036.5957 | -495.0946 | -24.692 | 209.9994 | -604.5361 | -431.1714 | -1577.6626 | -7328.501 | 253.4223 | -49.7467 | 3050.6853 | -3169.7129 | -1372.1639 | -552.1829 | -20.6707 | 1592.5492 | 2201.1191 | 3662.2046 | 150.499 | 901.2513 | 0.44387 | 2360.5083 | 7503.3975 | 1.0046 | 224.1331 | 449.6629 | -1309.1649 | 470.9809 | 4920.0537 | 1067.1947 | 5182.9863 | 21.5889 | -276.9439 | 1512.9213 | -3032.3337 | 1162.2695 | 2534.301 | -3862.9248 | -827.0276 | 20651.8301 | 210.1042 | 1.5142 | -18.3874
2030-05-28 | 18 | -78.0426 | -1165.8167 | -91.8257 | -761.409 | -734.361 | -717.572 | -9986.374 | 2348.2932 | -1485.4539 | -375.9262 | 3829.9119 | 79.7451 | 1457.9058 | 107.8041 | 2042.6008 | -981.7178 | -27.0886 | 209.9994 | -580.3836 | -479.792 | -1763.6802 | -7706.6885 | 208.1506 | -49.1641 | 3158.7214 | -3088.9465 | -1583.9916 | -507.8377 | -20.0132 | 1507.4915 | 2204.0967 | 4337.8242 | 202.3977 | 959.1317 | 0.43609 | 2370.2107 | 6653.062 | 281.6415 | 400.4627 | 1.0027 | -1218.5767 | 401.068 | 4725.4976 | 1093.2826 | 5170.5513 | 99.2373 | -277.2739 | 1700.6246 | -3182.1816 | 1101.5809 | 2225.1355 | -3570.218 | -774.6412 | 20034.166 | 0.10423 | -11.154 | 0.80221
2030-05-28 | 19 | -62.6826 | -1046.3464 | -83.4787 | -766.0233 | -367.7786 | -713.8421 | -11038.2012 | 2375.9221 | -2377.7253 | -371.3017 | 3716.0867 | 95.3008 | 1456.8308 | 94.1445 | 2021.1112 | -1223.5377 | -30.6091 | 209.9994 | -547.3755 | -651.3755 | -1755.8496 | -7719.8657 | 138.4897 | -51.9215 | 3026.4653 | -2609.7056 | -1419.484 | -572.212 | -29.6032 | 1478.3082 | 2208.5315 | 3410.7224 | 240.777 | 801.6823 | 0.44291 | 2414.7002 | 5250.3232 | -6.3862 | 631.0643 | 1.0004 | -1364.752 | 247.7931 | 4344.98 | 1272.826 | 4837.6226 | 364.5397 | -279.2398 | 2135.3896 | -2587.5596 | 1062.5162 | 2376.0417 | -3473.8643 | -898.0583 | 18761.1289 | 210.1042 | 7.0941 | 96.2094
2030-05-28 | 20 | -57.2717 | 13.1756 | -94.8382 | -609.394 | -516.885 | -1273.0206 | -11928.4805 | 2489.0088 | -2398.5945 | -367.0401 | 3763.7317 | 111.9476 | 1415.1617 | 138.0302 | 2036.7625 | -833.9866 | -113.3145 | 209.9994 | -600.2961 | -607.7995 | -1858.2183 | -6895.5322 | 46.531 | -43.1222 | 3115.4668 | -2660.0168 | -1378.35 | -709.1614 | -82.731 | 1032.8704 | 2196.041 | 1285.3523 | 235.9012 | 407.5548 | 0.61141 | 2266.7532 | 963.7917 | -23.87 | 590.564 | -2.3921 | -1435.5237 | -1.5142 | 3330.7603 | 1215.916 | 3970.9565 | 309.648 | -297.9614 | 2275.7024 | -2849.751 | 610.8255 | 591.379 | -2953.9136 | -423.603 | 14972.3086 | 210.1042 | -8.4519 | -447.1851
2030-05-28 | 21 | -44.4563 | 655.2015 | -90.0335 | -588.7333 | -1010.2255 | -1603.9128 | -13028.9482 | 2230.354 | -1710.0498 | -371.6327 | 3735.9768 | 99.0032 | 1453.4675 | 138.5048 | 2039.8231 | -672.3408 | -156.1233 | 209.9994 | -589.8407 | -556.6169 | -1731.9486 | -7188.4575 | -54.7912 | -41.1243 | 2881.5911 | -2699.4175 | -1239.1703 | -812.4623 | -104.3335 | 805.9889 | 2147.1421 | 2.9 | 119.0597 | 152.4976 | 0.60794 | 2035.8499 | -213.2291 | -309.9394 | 327.1681 | 1.0028 | -1875.9728 | -275.5341 | 3189.1443 | 1085.2073 | 3929.3884 | 1.0026 | -277.9706 | 2642.7983 | -3098.8372 | 496.0893 | 0.93365 | -2796.7444 | 0.98947 | 12068.249 | 210.1043 | 43.7631 | 116.3044
2030-05-28 | 22 | -28.8814 | 853.2431 | -64.0161 | -525.284 | -1015.9272 | -1662.7815 | -13414.0527 | 2549.561 | -908.1299 | -366.0582 | 3772.0361 | 127.2212 | 2113.564 | 106.7428 | 2014.6273 | -444.5269 | -34.4888 | 209.9994 | -648.8651 | -471.8234 | -1690.786 | -7268.8364 | -61.3162 | -29.1696 | 3184.3271 | -2511.9167 | -700.7823 | -842.1526 | -117.2753 | 797.7397 | 2628.6155 | 2.9088 | 236.5298 | 0.99275 | 0.58835 | 1053.5897 | -974.2282 | -417.272 | 682.5023 | 0.99809 | -1783.8236 | -155.9149 | 3480.9121 | 1248.7889 | 4546.873 | 114.9405 | -277.7835 | 2592.2812 | -2870.3308 | 751.6373 | -172.0623 | -2449.2739 | 346.5215 | 9578.8369 | 0.10423 | 22.7442 | 142.3467
2030-05-28 | 23 | -35.0292 | 1270.0861 | -57.6021 | -430.3537 | -1257.1122 | -1924.5142 | -13360.0625 | 2495.3284 | -3.1327 | -343.9268 | 3914.9924 | 192.0926 | 2100.8445 | 60.3294 | 1970.1569 | -178.6318 | 38.0754 | 209.9994 | -609.0936 | -167.6147 | -1809.6908 | -6545.3647 | -90.5358 | -12.7155 | 3631.4612 | -2714.469 | -670.2594 | -900.0372 | -127.3021 | 654.728 | 3026.3391 | 0.96548 | 258.2956 | -31.91 | 0.54502 | 752.3074 | -1500.9696 | -245.4562 | 747.3258 | 78.5591 | -1641.9447 | 26.227 | 3826.0308 | 1196.4487 | 5058.3506 | 1.0498 | -276.5341 | 2333.2568 | -1917.5848 | 864.2647 | -650.6127 | -2050.5168 | 391.8015 | 8766.5059 | 210.1042 | -13.6753 | 184.8487
2030-05-28 | 24 | -36.7322 | 1750.3999 | -70.2717 | -417.4635 | -895.0944 | -2205.8977 | -13518.1611 | 2668.6941 | -203.8545 | -329.8776 | 3867.2615 | 194.9964 | 2118.7114 | 74.9912 | 1965.0997 | 37.2458 | 71.6881 | 209.9994 | -587.0395 | 104.3357 | -1809.286 | -5891.6343 | -63.7859 | 33.9149 | 3448.5942 | -2672.5171 | -764.6572 | -963.2305 | -136.0019 | 536.3094 | 3191.4883 | 1.0225 | 91.6426 | -125.7437 | 0.56739 | -567.6476 | -2068.9741 | -362.8154 | 491.5067 | 0.99846 | -1404.256 | 266.3095 | 2242.9421 | 1238.6012 | 3687.4902 | 16.9625 | -278.4832 | 1910.1432 | -1442.8439 | 684.8708 | -562.8118 | -2144.6372 | 191.7294 | 7302.1411 | 210.1042 | 89.7624 | 394.4592
2030-05-29 | 1 | -23.1635 | 1922.3016 | -61.1519 | -353.1004 | -1117.6732 | -2311.5515 | -13374.9434 | 2702.8098 | 531.1437 | -326.8922 | 4108.5732 | 194.8677 | 2115.6279 | 154.9315 | 2005.1466 | 455.0082 | 190.6482 | 209.9994 | -407.5663 | -25.575 | -1603.4835 | -6277.8677 | -89.4778 | 7.5732 | 2190.0005 | -2359.4275 | -417.0523 | -963.6 | -138.6785 | 439.2141 | 2939.3755 | 2.2164 | -66.713 | -157.5034 | 0.57599 | -349.9193 | -2893.457 | -289.1157 | 290.7861 | 0.99873 | -1542.1484 | 140.6265 | 2545.3345 | 1179.719 | 3819.8674 | 1.1397 | -276.4926 | 1917.7783 | -1382.4612 | 677.8529 | -85.0778 | -1663.8486 | 391.7562 | 6951.6494 | 210.1043 | 17.2943 | 336.3931
2030-05-29 | 2 | -18.4273 | 2088.9688 | -57.6111 | -325.4891 | -168.2289 | -2380.071 | -14008.5781 | 4135.7368 | 1053.6687 | -347.132 | 4083.1775 | 131.2394 | 2107.5457 | 176.7307 | 2026.4586 | 336.4055 | 280.868 | 209.9994 | -390.9376 | -276.3597 | -1147.7257 | -5891.5093 | -98.5241 | -16.6204 | 2276.7656 | -2345.4368 | -21.6715 | -977.0475 | -150.9749 | 581.272 | 2865.4673 | 0.98728 | -16.0754 | -165.3402 | 0.58912 | -10.446 | -2968.2314 | -192.964 | 467.3454 | 1.0001 | -1756.8757 | 91.4442 | 2735.9976 | 1211.5455 | 4273.4136 | -2.3987 | -272.2572 | 1737.6301 | -1821.1819 | 614.4956 | 1.0146 | -2451.355 | 800.7678 | 3764.8552 | 210.1042 | 13.5433 | 328.3516
2030-05-29 | 3 | -18.5252 | 2076.4221 | -56.6147 | -315.8148 | -7.3381 | -2307.7305 | -14512.2227 | 4523.8652 | 1468.4727 | -334.0106 | 4032.4829 | 139.8748 | 2102.9294 | 175.1315 | 2033.0592 | 100.9658 | 269.002 | 209.9994 | -387.0913 | -181.4595 | -901.8135 | -5410.6201 | -57.5473 | -26.193 | 2334.946 | -2302.0908 | -276.858 | -950.0906 | -152.5116 | 644.5892 | 2655.0261 | 0.98969 | -182.8729 | -47.8951 | 0.57396 | 81.8815 | -2859.6733 | -259.1994 | 72.3211 | 449.4615 | -2181.6577 | 165.3166 | 2811.5415 | 1210.9286 | 3950.8633 | -2.5887 | -272.3685 | 1606.3958 | -1998.641 | 761.3651 | -83.015 | -2671.6653 | 731.8102 | 1712.6696 | 210.1042 | -42.0763 | 221.2695
2030-05-29 | 4 | -19.0305 | 2066.6785 | -55.7338 | -309.4664 | 90.9022 | -2280.9785 | -14306.6699 | 4719.7461 | 1550.838 | -331.3364 | 4062.9585 | 123.4481 | 2098.1819 | 161.8701 | 2031.1991 | 354.9713 | 341.2121 | 209.9994 | -213.6478 | -243.8475 | -823.247 | -5199.6919 | -64.8987 | -51.9897 | 1592.4879 | -2281.0837 | -272.6246 | -937.9998 | -153.0233 | 651.9998 | 2570.6741 | -35.7769 | -230.635 | 0.99563 | 0.57276 | 214.9003 | -2767.8928 | -498.2698 | 1.0008 | 449.5447 | -2064.6265 | 139.565 | 2795.5449 | 1207.3929 | 4021.553 | -108.355 | -272.4434 | 1283.3793 | -2016.9042 | 726.7263 | -82.3554 | -2769.6074 | 904.0817 | 1372.9419 | 210.1042 | -58.1406 | 211.0556
2030-05-29 | 5 | -16.7693 | 2079.5857 | -55.5514 | -298.927 | 179.5928 | -2268.2913 | -14135.4932 | 4796.7568 | 1648.9739 | -338.5608 | 4121.4536 | 106.8486 | 2053.4346 | 143.8657 | 2040.09 | 337.3107 | 327.9337 | 209.9994 | -90.3837 | -287.6268 | -802.6843 | -5352.1021 | -79.0686 | -77.5799 | 1202.3914 | -2191.4053 | -230.6046 | -927.4832 | -156.3895 | 632.3742 | 2336.0044 | -219.6163 | -394.6805 | 0.99973 | 0.57263 | 253.3701 | -2920.6709 | -760.6843 | 1.0006 | 449.5714 | -2166.4788 | 76.525 | 2593.9531 | 1187.6428 | 4017.9958 | -286.3737 | -272.4823 | 1582.2756 | -1769.8577 | 684.6836 | -81.5523 | -3044.5947 | 930.6141 | 976.5346 | 210.1042 | -39.1679 | 220.1485
2030-05-29 | 6 | -19.5112 | 2031.4714 | -58.9867 | -310.0295 | 244.7573 | -2333.6885 | -14042.9893 | 4879.5283 | 1442.5819 | -349.4302 | 4055.8645 | 75.8994 | 1783.8269 | 0.9994 | 2038.7515 | 432.7905 | 394.9318 | 209.9994 | -226.6016 | -356.7771 | -994.0524 | -5651.8228 | -93.0712 | -63.7993 | 1653.0619 | -2340.2271 | -712.8294 | -951.7006 | -151.6798 | 676.093 | 2465.0649 | 0.9919 | -270.6134 | -16.6145 | 0.50433 | 139.953 | -2656.0791 | -694.2272 | 0.99746 | 102.0696 | -2235.8406 | -12.047 | 3518.1775 | 1276.868 | 4571.1602 | -2.9322 | -272.321 | 1105.972 | -2416.1548 | 941.0435 | 15.835 | -2898.3186 | -199.559 | 1225.8555 | 210.1043 | -204.985 | 267.4082
2030-05-29 | 7 | -16.8432 | 2311.1836 | -61.7092 | -329.3788 | 243.3189 | -2461.3547 | -13948.2461 | 4713.6851 | 752.4581 | -323.9728 | 4181.0259 | 180.7805 | 1006.4316 | 1.0017 | 2026.9478 | 758.6124 | 357.7311 | 209.9994 | -179.0187 | -354.429 | -1282.5719 | -6267.96 | -166.6657 | -54.3164 | 1113.9402 | -2413.6899 | -1019.2966 | -1001.4126 | -164.6729 | 521.4475 | 2663.7107 | -550.3936 | -195.5822 | -203.4797 | 0.45329 | 3.2947 | -3347.4272 | -432.4562 | 159.1965 | 412.1134 | -2052.4333 | -218.3174 | 3989.8918 | 1330.7793 | 5023.4888 | -4.3459 | -276.9015 | 2618.3296 | -877.8718 | 768.2743 | 447.6808 | -2921.3223 | 1.0026 | 2228.7703 | 0.10423 | -96.5911 | 347.253
2030-05-29 | 8 | -30.6294 | 2268.425 | -68.3492 | -377.0413 | 0.99733 | -2473.1863 | -13902.0137 | 4505.7598 | 0.99768 | -339.8769 | 4199.5557 | 194.9998 | 1579.4091 | 238.5629 | 2085.0259 | 529.1447 | 280.9558 | 209.9994 | -191.2314 | -249.0516 | -1701.6547 | -6592.2241 | -163.2134 | -38.0574 | 1047.1337 | -2664.4272 | -1340.7607 | -1023.3689 | -162.6043 | 471.6911 | 2954.3306 | 0.44578 | -54.5468 | -181.3014 | 0.49238 | 274.6998 | -2885.9653 | -675.7706 | 2.2865 | 449.5363 | -1654.2203 | -77.1507 | 4338.4351 | 1353.2886 | 5056.0176 | -9.7356 | -817.0921 | 1945.2081 | -1240.3448 | 708.8397 | 931.2149 | -2394.3738 | -25.3045 | 4173.9268 | 210.1042 | -15.9705 | 353.0417
2030-05-29 | 9 | -26.9907 | 2106.5896 | -69.451 | -370.6302 | -318.515 | -2451.873 | -13476.6162 | 3852.9451 | -2.9929 | -345.2912 | 4212.9482 | 195.0001 | 1590.6581 | 221.3854 | 2099.4131 | 160.3583 | 177.8578 | 209.9994 | -311.2135 | -47.7816 | -1999.6481 | -6799.4033 | -168.1342 | -16.5285 | 1808.8923 | -2582.8699 | -1859.8566 | -1012.5966 | -152.2766 | 400.9503 | 2753.2429 | 0.98088 | -141.0197 | -291.6845 | 0.49243 | 749.3655 | -3157.626 | -792.3257 | 1.0036 | 449.4855 | -1727.3746 | -167.3542 | 4411.2383 | 1411.5371 | 5078.647 | -80.2484 | -1073.5737 | 1733.308 | -1142.0532 | 767.4464 | 291.6815 | -2091.4124 | -498.8023 | 6417.4819 | 210.1042 | 1.0012 | 332.5208
2030-05-29 | 10 | -27.2277 | 1800.8051 | -71.5819 | -402.0498 | -543.6122 | -2311.7471 | -13451.7764 | 3640.3032 | -48.1465 | -344.6788 | 4227.5713 | 195.0011 | 1680.7236 | 285.4196 | 2126.8384 | -352.1701 | 1.8712 | 209.9994 | -361.5914 | -288.9362 | -1872.5988 | -7382.0347 | -165.118 | -81.2547 | 2292.6553 | -2674.6736 | -1666.306 | -984.0639 | -150.5929 | 553.4702 | 1941.1709 | 0.98697 | 30.3293 | -236.8961 | 0.48877 | 2340.4417 | -2578.3816 | -864.1741 | 4.7298 | 449.718 | -1869.0876 | -243.0336 | 4400.4717 | 1406.45 | 5106.0874 | -127.0044 | -1067.0477 | 1361.0801 | -921.7752 | 668.9994 | 128.9099 | -2116.5747 | -409.6526 | 8209.2832 | 0.10423 | 14.4972 | 299.896
2030-05-29 | 11 | -25.119 | 1221.1919 | -55.6122 | -387.8785 | -889.2253 | -1947.3016 | -12919.9824 | 3083.2957 | -184.8244 | -346.3239 | 4266.4438 | 195.0004 | 1830.6095 | 290.5483 | 2130.3428 | -530.7405 | -132.5824 | 209.9994 | -419.1 | -350.9869 | -1721.425 | -7406.5977 | -164.0629 | -81.4594 | 2590.332 | -2358.8728 | -1527.2659 | -890.7075 | -135.9953 | 608.4705 | 1920.4363 | 0.98621 | 105.3577 | -119.1006 | 0.49631 | 2580.5269 | -1869.2019 | -924.2921 | 1.0016 | 442.8424 | -1908.8259 | -371.101 | 4258.5771 | 1347.6682 | 5085.9648 | -218.874 | -687.2139 | 1298.8398 | -1154.3485 | 620.9966 | -934.941 | -2237.0066 | 187.5486 | 10392.9824 | 0.10423 | -20.1258 | 233.1119
2030-05-29 | 12 | -29.8715 | 754.7275 | -63.2261 | -442.9034 | -1062.3036 | -1745.5135 | -12122.4746 | 2641.6724 | -972.1606 | -350.29 | 4268.8086 | 195.001 | 1879.9323 | 306.68 | 2145.605 | -752.8002 | -250.2225 | 209.9994 | -327.5914 | -353 | -1738.1995 | -7731.3203 | -97.1331 | -83.509 | 1929.9237 | -2510.6147 | -1092.0946 | -845.5755 | -107.302 | 754.9749 | 1876.9846 | 0.98269 | 117.9206 | 40.6454 | 0.50087 | 2647.2185 | -732.5908 | -1021.0298 | -2.1083 | 242.8743 | -1970.8665 | -442.9773 | 4154.7803 | 1341.6639 | 4882.9722 | -206.7727 | -667.1324 | 1449.5479 | -1163.9575 | 512.3729 | -498.5826 | -1953.3596 | -38.4775 | 14085.6865 | 0.10423 | 2.6397 | 97.1257
2030-05-29 | 13 | -57.8863 | -595.0582 | -79.2403 | -778.6025 | -1097.9919 | -986.5516 | -10722.7451 | 2336.6648 | -714.3712 | -349.4011 | 4257.7798 | 191.025 | 2093.1521 | 255.2676 | 2114.1819 | -601.7406 | -133.0726 | 209.9994 | -225.5508 | -436.8552 | -1872.0206 | -8670.5283 | 54.8871 | -116.3416 | 747.9539 | -2714.8191 | -1100.0073 | -658.2963 | -40.2822 | 1288.957 | 1754.7363 | 2590.572 | 110.272 | 778.0618 | 0.47868 | 2935.2568 | 7707.6401 | -985.4124 | 1.0013 | 342.3514 | -1516.4064 | 170.5567 | 3807.6941 | 1279.0918 | 4484.6226 | -196.7555 | -643.7176 | 1651.2561 | -1176.4385 | 1010.6513 | 804.0616 | -2518.1428 | -854.8126 | 16923.3145 | 0.10423 | -8.981 | -1.0002
2030-05-29 | 14 | -80.8085 | -1195.0532 | -85.2756 | -677.2679 | -1459.6232 | -419.7809 | -9333.6396 | 1928.0696 | -430.0207 | -352.1633 | 4249.6714 | 195.0009 | 2092.8101 | 205.4947 | 2095.0703 | -550.6598 | 82.8857 | 209.9994 | -190.7613 | -163.4153 | -1732.8552 | -7775.3271 | 182.9203 | -94.8348 | 82.7713 | -2740.6953 | -1162.7444 | -424.0445 | -25.374 | 1475.4396 | 1931.8137 | 4750.9224 | 46.869 | 1355.2773 | 0.5143 | 2716.4226 | 9663.8887 | -758.9812 | 339.8917 | 1.0002 | -1714.9208 | 350.8665 | 3637.8701 | 1255.0876 | 4484.6963 | -3.3073 | -276.5653 | 1884.0112 | -1248.7435 | 1332.6499 | 1248.1383 | -2203.3757 | -974.6619 | 16405.1855 | 210.1042 | -70.3613 | -25.5308
2030-05-29 | 15 | -79.2409 | -1047.8539 | -80.1086 | -659.9831 | -1194.6752 | -495.6998 | -7588.9507 | 3095.7039 | -850.0246 | -353.8723 | 4243.9058 | 194.9996 | 2090.8481 | 189.5018 | 2092.9553 | -408.3686 | 63.2438 | 209.9994 | -179.6076 | -333.8733 | -1785.9189 | -7806.519 | 214.2069 | -101.2055 | 44.4589 | -2268.228 | -1178.0642 | -378.953 | -42.87 | 1627.4534 | 2039.365 | 4636.0869 | 118.13 | 1336.7504 | 0.45222 | 2825.3396 | 10185.6152 | -638.34 | 357.0661 | 1.0018 | -1404.9169 | 621.0118 | 3695.4648 | 1276.3705 | 4507.6455 | -3.3512 | -277.5401 | 1700.111 | -1142.0619 | 1321.549 | 1919.6799 | -2884.3533 | -915.2454 | 16705.6875 | 210.1042 | -27.0948 | -31.0917
2030-05-29 | 16 | -78.8999 | -1190.7324 | -88.7789 | -653.0578 | -666.8769 | -365.3085 | -6412.9966 | 3917.8264 | -1460.4642 | -350.1521 | 4236.7065 | 190.9435 | 2097.1548 | 124.0113 | 2070.8179 | 748.7025 | 403.5953 | 209.9994 | -175.3365 | -469.6411 | -1605.8992 | -7574.814 | 223.7309 | -97.9568 | 186.4574 | -2562.1733 | -740.887 | -327.4541 | -47.3363 | 1708.6461 | 2139.7603 | 4414.2363 | 220.0406 | 1284.6844 | 0.42162 | 2760.0752 | 10355.5234 | -483.4776 | 419.2933 | 0.99943 | -1327.3843 | 616.3792 | 4146.751 | 1308.0469 | 4954.0449 | 1.0242 | -277.5086 | 1638.1729 | -1491.0756 | 1244.6605 | 2208.9514 | -3111.7356 | -811.9097 | 17347.2285 | 210.1042 | -19.6127 | -42.1366
2030-05-29 | 17 | -70.6223 | -1217.3523 | -89.0888 | -656.2101 | -590.1004 | 1.0025 | -4535.7002 | 4052.4375 | -1386.6056 | -358.6831 | 4169.4058 | 52.3729 | 1440.2273 | 328.0935 | 2201.1775 | 837.3537 | 298.9461 | 209.9994 | -441.3739 | -688.9586 | -1624.2733 | -7531.3169 | 87.9635 | -78.5044 | 1690.6716 | -2419.4812 | -729.4326 | -305.7419 | -62.8611 | 1563.9786 | 1969.3757 | 4520.6035 | 113.4234 | 1127.472 | 0.42246 | 2767.2673 | 9349.4678 | -288.3647 | 316.2121 | 165.3207 | -1426.8647 | 106.8505 | 4544.8945 | 1326.5863 | 5118.2803 | 2.3254 | -277.7261 | 1956.3871 | -1958.5094 | 1117.9316 | 1484.5574 | -2440.5459 | -840.149 | 16170.3672 | 210.1042 | -91.2941 | -41.4905
2030-05-29 | 18 | -48.4113 | -382.3727 | -89.5838 | -717.0649 | -435.5547 | -332.6105 | -3353.4465 | 4133.4771 | -1307.2391 | -375.9059 | 4120.1094 | 48.6545 | 1789.8356 | 355.8921 | 2182.1208 | 1164.5167 | 201.0061 | 209.9994 | -619.0118 | -122.2561 | -1845.0297 | -7314.7461 | 13.8096 | -53.0057 | 2633.6555 | -2341.3174 | -1766.5182 | -441.9299 | -79.8206 | 1125.0184 | 1352.7665 | 2345.5437 | -271.42 | 726.6345 | 1.88 | 2162.7617 | 7789.4258 | -382.752 | 35.3733 | 450.3637 | -1421.2997 | -2.784 | 4882.1709 | 1320.8018 | 5116.6201 | -3.9135 | -276.7201 | 2117.0388 | -2141.5981 | 986.7169 | 1164.629 | -3012.7344 | -814.4268 | 14286.6865 | 0.10423 | -79.9987 | 34.1391
2030-05-29 | 19 | -48.9041 | 95.3549 | -88.9025 | -677.2844 | -162.3223 | -486.5485 | -663.771 | 3731.7085 | -1256.468 | -377.6061 | 4082.6272 | 53.2064 | 2097.1233 | 212.7398 | 2134.4385 | 796.8988 | 386.4743 | 209.9994 | -652.3191 | 12.1402 | -1898.1141 | -6988.1934 | -53.2088 | -79.7655 | 2976.2517 | -2490.2053 | -2177.5425 | -506.5211 | -93.2774 | 864.8701 | 1420.4003 | 2734.8098 | -512.7449 | 938.6669 | 1.8154 | 2646.5876 | 7677.3818 | -471.2114 | -2.1972 | 419.5981 | -1067.1935 | -135.4277 | 4916.5659 | 1322.2268 | 5096.7251 | -3.7902 | -276.8367 | 2468.2039 | -2104.3196 | 849.1036 | -21.0175 | -2044.3662 | -1091.6056 | 11782.6396 | 0.10423 | -125.3725 | 161.7237
2030-05-29 | 20 | -48.7983 | 1.0173 | -83.8822 | -581.6445 | -742.0154 | -264.2882 | 1266.7987 | 2289.8691 | -709.8223 | -367.9271 | 4128.0928 | 104.0026 | 1875.5973 | 124.3351 | 2072.9963 | 405.0734 | 565.6511 | 209.9994 | -434.196 | -88.9418 | -2224.1965 | -7322.7075 | -138.9673 | -98.4909 | 1814.8888 | -2197.9353 | -2106.646 | -386.5081 | -93.7063 | 496.9464 | 1148.6588 | 3511.0061 | -593.4323 | 962.2538 | 3.3613 | 2559.8076 | 7626.2964 | -614.3643 | -2.1048 | 257.4593 | -942.8729 | -346.5856 | 4728.27 | 1355.8958 | 5082.9824 | -3.8324 | -276.4203 | 2740.2852 | -1501.7235 | 839.3378 | -631.8907 | -1144.2109 | -1228.0642 | 9671.542 | 210.1042 | -195.2219 | 111.4569
2030-05-29 | 21 | -42.1005 | -16.0622 | -80.4812 | -507.9142 | -1053.717 | -262.2858 | 2534.9841 | 1545.8976 | -972.9071 | -353.3242 | 4125.0298 | 173.4124 | 2077.1265 | 156.6115 | 2064.2612 | 449.2282 | 502.9543 | 209.9994 | -491.9736 | 135.7324 | -2304.0764 | -7704.1406 | -41.3239 | -94.7479 | 2135.1941 | -1803.2894 | -2078.198 | -289.2327 | -88.8683 | 408.597 | 446.0852 | 2785.2544 | -1227.478 | 879.8347 | 1.63 | 2351.2795 | 6623.4346 | -836.4531 | -2.105 | 0.99955 | -994.7593 | -212.1156 | 4145.0713 | 1305.5933 | 4742.4219 | -218.7093 | -276.6163 | 2410.3916 | -1428.5121 | 650.5327 | -1159.0699 | -790.4229 | -951.8043 | 7614.5933 | 210.1042 | -184.8396 | 87.1596
2030-05-29 | 22 | -43.0879 | 353.8598 | -73.6067 | -573.5125 | -1229.035 | -404.1135 | 1952.6654 | 1311.0624 | -363.9132 | -348.1837 | 4071.8901 | 195.0016 | 2093.8572 | 143.8119 | 2078.0989 | 432.512 | 585.3687 | 209.9994 | -495.0954 | 54.0549 | -2291.7554 | -7036.4028 | -110.1786 | -97.9514 | 2813.9482 | -1796.4359 | -1529.8374 | -373.274 | -97.7556 | 322.6592 | 482.2275 | 3571.5752 | -1083.2416 | 867.3477 | 2.5658 | 2416.9961 | 6988.8965 | -1020.2045 | 1.0036 | 71.2276 | -866.3877 | -219.0251 | 3546.6318 | 1292.1184 | 4354.5771 | -227.3045 | -276.7168 | 2618.2966 | -1396.9065 | 553.3311 | -883.9874 | -625.4593 | 47.5043 | 6876.5767 | 0.10423 | -83.5903 | 236.176
2030-05-29 | 23 | -33.0775 | 949.2416 | -67.4903 | -573.3914 | -1403.6337 | -704.4919 | 1552.5901 | 1625.5092 | -2.9224 | -345.131 | 3984.0525 | 194.9998 | 1656.9215 | 157.0794 | 2078.5837 | 371.3803 | 547.5514 | 209.9994 | -628.7939 | -75.706 | -1985.8269 | -5846.2363 | -166.4268 | -69.1503 | 3448.2407 | -1827.5182 | -160.3663 | -484.9364 | -116.6156 | 194.6357 | 563.0397 | 3210.9954 | -885.1923 | 589.7098 | 2.4572 | 2444.1594 | 5836.5742 | -509.0391 | 481.2825 | 0.99845 | -1223.2705 | -190.4682 | 3764.3938 | 1317.4108 | 4854.2876 | -3.9238 | -277.9759 | 2674.8638 | -1038.9792 | 637.8936 | -563.8915 | -418.3361 | 0.98782 | 4180.0347 | 0.10423 | -94.4913 | 145.866
2030-05-29 | 24 | -33.8678 | 1077.1953 | -58.9936 | -531.8019 | -1597.2804 | -729.1788 | 1238.8252 | 1274.3101 | -2.8774 | -323.0916 | 3989.407 | 195.1386 | 1685.535 | 236.6922 | 2126.1619 | 779.8907 | 569.8088 | 209.9994 | -636.1304 | -18.2997 | -1976.8615 | -5364.6064 | -168.7177 | -55.0361 | 3730.4062 | -1797.4003 | 184.409 | -536.9232 | -123.4282 | 159.8885 | 1248.6636 | 3485.8 | -695.2264 | 649.7888 | 2.4972 | 1167.9553 | 5274.5288 | -634.5375 | 126.2689 | 320.2867 | -1115.7869 | -90.7499 | 3841.4148 | 1260.4723 | 4713.562 | -87.8334 | -414.2829 | 2782.8264 | -573.7762 | 633.1976 | -747.3386 | -818.2911 | -857.5812 | 4544.2144 | 210.1042 | -121.9103 | 251.0188
2030-05-30 | 1 | -34.1684 | 883.8963 | -53.6218 | -525.4257 | -1965.7614 | -822.7888 | -4816.7661 | 1251.9041 | 676.887 | -356.6164 | 3866.7329 | 118.3809 | 1816.2897 | 202.6303 | 2099.8552 | 98.3266 | 387.1419 | 209.9994 | -614.877 | 30.5852 | -1811.9926 | -5378.2202 | -0.28532 | -101.7573 | 3756.9451 | -2052.4392 | -377.7084 | -565.2744 | -107.0523 | 541.8505 | 1094.9102 | 2823.3916 | -415.2533 | 612.736 | 3.8531 | 1996.1539 | 3940.0815 | -497.5529 | 304.3483 | 0.99876 | -827.0491 | 542.1784 | 2435.9507 | 1316.1025 | 3927.7793 | -67.5474 | -316.4483 | 2552.9092 | -711.4355 | 600.7585 | -236.6768 | -1443.3967 | -215.0923 | 6861.4814 | 210.1042 | -19.6446 | 303.8552
2030-05-30 | 2 | -14.7317 | 429.9755 | -47.4191 | -439.3805 | -1154.2354 | -960.6855 | -8102.9995 | 1288.2562 | 926.6625 | -338.2898 | 4000.9988 | 194.9999 | 1811.2964 | 245.1483 | 2063.9822 | 80.7761 | -173.9008 | 209.9994 | -274.7262 | 322.8499 | -1390.7362 | -5710.1758 | 34.8707 | -90.4711 | 1489.3785 | -1592.9431 | -1685.2103 | -601.4318 | -90.408 | 594.5696 | 808.4072 | 107.6991 | -979.6983 | 239.6937 | 0.76681 | 791.7327 | 736.1031 | -436.9038 | 83.7772 | 449.4356 | -1855.4421 | 418.1405 | 2797.9209 | 1312.589 | 3935.9568 | -2.5668 | -272.4116 | 2395.1257 | -1642.2885 | 981.6979 | -83.2029 | -1519.6478 | 1.0033 | 8854.9492 | 210.1043 | -98.2706 | 210.8536
2030-05-30 | 3 | -27.0248 | 1410.5171 | -49.9733 | -519.0132 | -636.8141 | -1782.5238 | -10389.5947 | 2769.5176 | 1346.4197 | -333.8148 | 4007.022 | 194.9972 | 1853.8582 | 297.2165 | 2094.1567 | 227.4857 | -189.0262 | 209.9994 | -220.0937 | 151.8158 | -1131.2046 | -5306.5161 | 33.4867 | -110.7644 | 1705.455 | -2201.1235 | -1520.4948 | -851.8364 | -111.5987 | 690.7139 | 1102.7109 | 64.9937 | -640.9819 | 131.7059 | 0.58575 | 1062.5232 | 247.6774 | -1154.6871 | 1.0013 | 449.5407 | -2010.598 | 457.4622 | 2495.5305 | 1289.0199 | 3895.5713 | -295.6157 | -272.6097 | 2355.3059 | -1420.7312 | 989.6204 | -82.6786 | -2050.7148 | 8.5692 | 10622.5654 | 210.1042 | -132.709 | 138.2719
2030-05-30 | 4 | -18.3924 | 1225.2811 | -42.504 | -511.0858 | -462.2439 | -1625.4119 | -10058.7139 | 2953.7424 | 1518.0496 | -337.141 | 3971.4519 | 180.9458 | 1892.7794 | 408.1552 | 2183.7214 | 371.0116 | -261.3305 | 209.9994 | -181.0722 | -17.2115 | -727.0166 | -4544.4873 | 52.3127 | -126.9884 | 1749.2775 | -1920.1489 | -870.7382 | -796.4198 | -106.1505 | 782.1503 | 660.9274 | 163.1128 | -850.0988 | 139.7237 | 0.5902 | 1055.6127 | -124.7639 | -555.6514 | 0.99967 | 348.3242 | -2251.7603 | 373.0722 | 3015.7781 | 1385.7755 | 4115.3145 | -2.524 | -272.356 | 2325.7466 | -1202.3444 | 979.0956 | -79.3156 | -2516.2815 | 130.668 | 11018.9658 | 210.1042 | -132.3949 | 125.6736
2030-05-30 | 5 | -0.1021 | 1641.6646 | -37.6397 | -518.1646 | -187.6823 | -1866.3859 | -11234.8213 | 3723.6143 | 1589.1417 | -329.7256 | 4008.5344 | 195.0009 | 1791.2391 | 443.9574 | 2204.2708 | 534.6036 | -438.2616 | 209.9994 | -135.8038 | -252.5158 | -772.0773 | -5630.2637 | -2.782 | -120.4224 | 1445.9471 | -1719.4213 | -105.5299 | -868.4189 | -125.7345 | 760.4218 | 458.3994 | -920.0155 | -921.8278 | -288.6726 | 0.58264 | 903.0359 | -2073.804 | -533.8147 | 0.99907 | 422.0208 | -2268.0435 | 217.1088 | 2966.2441 | 1334.5769 | 4081.6021 | -2.5484 | -272.3852 | 1944.9171 | -1739.4275 | 895.3322 | -81.3548 | -3001.2964 | 253.1908 | 8820.9141 | 210.1042 | -103.7932 | 155.0917
2030-05-30 | 6 | 6.6458 | 2007.8281 | -40.5759 | -534.0058 | -95.4676 | -2045.2693 | -11429.9131 | 3758.4844 | 1263.1572 | -332.0667 | 3985.3818 | 195 | 1650.5631 | 423.4382 | 2187.1021 | 601.9249 | -449.8822 | 209.9994 | -246.6107 | -58.1157 | -1113.4998 | -5790.9097 | -47.1205 | -83.6852 | 1568.4915 | -1823.0521 | -1372.3387 | -932.3856 | -142.56 | 611.0291 | 652.7358 | -1656.839 | -938.3472 | -472.804 | 0.60386 | 634.7297 | -2438.7346 | -543.1955 | 657.1614 | 1.0003 | -2336.5872 | 109.0415 | 3096.7961 | 1363.241 | 4812.9619 | 0.99699 | -272.1185 | 2877.1436 | -1239.5709 | 1097.321 | 556.2172 | -2644.9001 | 0.10049 | 7143.5044 | 210.1043 | -124.778 | 204.6259
2030-05-30 | 7 | -5.9073 | 1624.0715 | -55.4123 | -532.5656 | -359.5833 | -1745.359 | -10223.7812 | 3078.5903 | 370.8979 | -325.3582 | 4087.6362 | 195.0014 | 1092.0784 | 399.9914 | 2158.429 | 1641.3334 | 27.7778 | 209.9994 | -176.2508 | 4.054 | -1286.8783 | -5577.145 | -115.0824 | -63.2443 | 919.8605 | -2381.6116 | -2352.7288 | -854.6411 | -134.0414 | 472.3546 | 821.3729 | -919.4271 | -842.655 | -283.0702 | 0.66021 | 256.4628 | -1330.8784 | -682.1263 | 128.8939 | 135.1472 | -2172.8037 | -146.0913 | 4018.5583 | 1390.3118 | 5032.1001 | -3.8739 | -276.9209 | 2707.761 | -1505.9667 | 869.6296 | 1.0052 | -1949.8551 | -465.0136 | 5772.8584 | 0.10423 | -166.5486 | 322.7466
2030-05-30 | 8 | -7.0925 | 792.681 | -50.0758 | -457.8227 | -1103.4762 | -988.9283 | -7732.1143 | 1413.9042 | 158.4424 | -348.9668 | 4145.5728 | 195.0005 | 2076.0203 | 364.2803 | 2134.2263 | 1319.399 | 119.4426 | 209.9994 | -341.478 | 270.7056 | -1891.7549 | -5545.8408 | -86.5578 | -54.672 | 2070.396 | -1501.7419 | -2451.7339 | -619.1668 | -120.684 | 345.1538 | 637.199 | -309.2578 | -903.3907 | 0.99992 | 1.7746 | 340.1894 | 583.7656 | -781.2319 | -2.2804 | 449.6974 | -1557.863 | 65.4257 | 4167.6011 | 1235.3313 | 5072.3887 | -220.9199 | -936.8467 | 2157.2952 | -1828.321 | 838.8179 | 314.1578 | -1152.8409 | -366.6553 | 4844.1582 | 210.1042 | -124.2718 | 257.7502
2030-05-30 | 9 | -21.2678 | 795.8967 | -56.7776 | -562.4014 | -1865.0239 | -824.4133 | -6352.3657 | 659.4224 | 85.061 | -345.9973 | 4163.7681 | 195.001 | 2110.7781 | 385.6235 | 2157.9338 | 549.4438 | 207.9204 | 209.9994 | -497.6295 | 389.6105 | -2144.1775 | -5819.6201 | -112.6614 | -71.7371 | 3181.6919 | -1823.8953 | -2536.2278 | -599.1514 | -120.3801 | 243.6632 | 299.5712 | 870.3248 | -691.338 | 305.8427 | 3.3038 | 2353.271 | 2390.9807 | -794.8445 | 0.9997 | 343.6504 | -1348.7882 | -39.438 | 4109.1562 | 1220.0177 | 4948.9907 | -238.763 | -754.8062 | 2159.2378 | -1408.4915 | 757.5475 | -74.0501 | -885.3637 | -433.8628 | 5640.2861 | 210.1042 | -86.5905 | 292.1679
2030-05-30 | 10 | -34.8499 | 722.6747 | -65.7603 | -643.549 | -1923.5327 | -985.7654 | -6544.6826 | 785.9232 | -80.2218 | -352.4378 | 4197.3262 | 132.5464 | 2088.8169 | 418.9157 | 2190.6575 | 34.8239 | 330.2767 | 209.9994 | -620.8271 | 15.9246 | -1888.1847 | -5661.5508 | -46.3008 | -77.1752 | 4022.8647 | -2347.5034 | -1756.7737 | -642.0076 | -106.1822 | 469.3817 | 1241.7129 | 2141.4961 | -157.9526 | 498.2816 | 4.4053 | 2921.8376 | 3907.7805 | -854.8505 | 1.0007 | 42.5085 | -1124.3743 | -37.2803 | 3884.9712 | 1208.1261 | 4790.8208 | -223.0408 | -281.28 | 2066.7947 | -1135.2281 | 820.0397 | -94.6448 | -1069.425 | -479.9106 | 8131.6079 | 210.1042 | -85.672 | 261.6291
2030-05-30 | 11 | -35.052 | 741.0052 | -67.4323 | -669.8321 | -1790.8951 | -974.9598 | -7679.3354 | 852.8098 | -87.8941 | -362.1953 | 4184.5806 | 121.2331 | 2102.5669 | 407.2829 | 2186.0955 | 92.592 | 317.6966 | 209.9994 | -636.3498 | -19.555 | -1970.4686 | -5574.7417 | -18.2236 | -59.3097 | 3881.4932 | -2409.6025 | -857.6444 | -559.6137 | -95.6187 | 584.6887 | 1500.5698 | 2613.8057 | -98.6175 | 423.5132 | 3.7417 | 2704.3391 | 4553.9604 | -716.4226 | 152.253 | 0.99858 | -881.441 | 1.0061 | 3783.2864 | 1232.3047 | 4644.1074 | -3.6898 | -704.5612 | 2083.6921 | -1091.252 | 1013.1544 | -561.9481 | -1133.4701 | -303.7556 | 8254.917 | 0.10423 | -113.374 | 204.3311
2030-05-30 | 12 | -32.9405 | 589.9223 | -68.2734 | -614.3346 | -1673.1262 | -760.1242 | -6321.4595 | 1379.4321 | -275.8625 | -350.5142 | 4149.373 | 166.0012 | 2112.0139 | 444.0251 | 2201.5022 | 0.92887 | 262.6382 | 209.9994 | -508.6202 | 216.8999 | -2004.908 | -6391.1772 | 49.6196 | -44.7044 | 3345.8762 | -1965.8158 | -1664.1589 | -493.0385 | -96.3963 | 694.9991 | 1424.9767 | 1808.0417 | -496.5958 | 527.2966 | 3.8076 | 2321.4756 | 4264.9873 | -54.9312 | 302.1979 | 139.1232 | -920.2811 | 100.6869 | 4312.0439 | 1294.7594 | 5151.4937 | -3.616 | -277.6872 | 1811.0747 | -1778.7603 | 1022.0025 | -524.6974 | -1039.2006 | -374.2346 | 6619.0923 | 0.10423 | -86.7357 | 173.7578
2030-05-30 | 13 | -25.9708 | 596.5282 | -77.0153 | -542.7527 | -1539.5045 | -561.4866 | -2928.2236 | 1162.8442 | -729.1024 | -346.358 | 4115.4326 | 195.0009 | 1799.299 | 461.8456 | 2205.9717 | 230.0128 | 266.8057 | 209.9994 | -530.8101 | 435.6561 | -2015.5228 | -5934.5801 | -20.4026 | -30.4104 | 3197.7068 | -1829.756 | -2396.189 | -361.542 | -99.6364 | 455.8387 | 912.7194 | 1331.4675 | -997.8276 | 369.7065 | 2.4266 | 1862.6208 | 2416.8108 | -65.3947 | 311.9545 | 84.4406 | -794.5634 | -237.7894 | 4605.1758 | 1347.9207 | 5158.0591 | 155.0022 | -278.8994 | 1954.8468 | -1995.3774 | 645.3875 | -634.4767 | -1050.5605 | -889.7739 | 4816.7441 | 0.10423 | -155.6721 | 52.6356
2030-05-30 | 14 | -41.9368 | 143.4101 | -79.5892 | -539.9264 | -522.6547 | -196.546 | 0.99496 | 2198.6863 | -795.6064 | -345.29 | 4102.8281 | 195.0015 | 1927.8989 | 515.5724 | 2256.2212 | 454.5381 | 403.9966 | 209.9994 | -683.2488 | 541.6655 | -1683.7747 | -4856.0244 | -31.004 | -30.7987 | 3042.9053 | -1749.4277 | -2966.811 | -235.4938 | -91.9745 | 592.9617 | 675.2928 | 3054.645 | -1235.4783 | 852.6803 | 3.5294 | 1614.5266 | 3715.0496 | -3.1478 | 200.6653 | 230.7426 | -688.6069 | -101.0276 | 4892.3389 | 1331.4808 | 5168.6782 | 302.8084 | -331.6145 | 1774.3922 | -2099.1479 | 671.6044 | 1.0171 | -1653.5082 | -830.1944 | 2899.0874 | 210.1042 | -108.1147 | 48.2703
2030-05-30 | 15 | -60.51 | 141.7825 | -83.5867 | -547.7225 | -595.233 | -345.544 | -362.6958 | 2237.917 | -604.1591 | -368.6889 | 4103.9033 | 71.9486 | 1886.167 | 598.3246 | 2347.512 | 74.1363 | 433.1461 | 209.9994 | -649.7847 | 278.6797 | -1453.979 | -4492.8809 | 33.0066 | -42.5545 | 3115.26 | -1958.4902 | -2217.3428 | -280.9131 | -88.4862 | 837.1793 | 1280.9984 | 3203.1116 | -813.2006 | 960.9063 | 3.8222 | 2042.5748 | 4406.4175 | 43.9103 | 247.2706 | 1.0003 | -537.5292 | 53.4393 | 4966.3525 | 1366.7504 | 5173.6958 | 416.8453 | -341.5032 | 1682.5752 | -2496.7622 | 680.3931 | 281.2214 | -2032.1045 | -809.0566 | 4598.9111 | 210.1042 | -89.537 | 29.0422
2030-05-30 | 16 | -52.1564 | 337.3407 | -82.5097 | -517.5631 | -573.2072 | -600.9991 | -1114.8142 | 2379.5466 | -685.754 | -372.492 | 4130.1787 | 98.0577 | 2102.1611 | 624.5533 | 2366.9104 | -70.7505 | 269.7885 | 209.9994 | -646.8151 | 222.4469 | -1293.5144 | -3809.6968 | 3.4988 | -44.2114 | 3161.7529 | -1893.0922 | -2027.9242 | -378.533 | -91.9815 | 860.1637 | 1329.4299 | 2280.624 | -727.8051 | 753.3598 | 4.6364 | 2075.3047 | 3483.249 | -121.206 | -171.5227 | 449.9361 | -799.2958 | 20.2333 | 5133.2583 | 1265.7266 | 5178.8594 | 120.3017 | -278.9434 | 1823.1302 | -2896.0667 | 621.826 | 402.981 | -2999.0527 | -799.8469 | 6210.2134 | 210.1042 | -51.6104 | 3.2105
2030-05-30 | 17 | -65.1224 | 147.8887 | -87.2383 | -556.2457 | -663.4373 | -362.9016 | -1186.5303 | 2432.4958 | -443.4226 | -359.9789 | 4147.3047 | 129.5877 | 2073.1775 | 648.0753 | 2380.9412 | -37.0487 | 251.5372 | 209.9994 | -687.2594 | 373.4688 | -1468.3054 | -3418.8596 | 66.2791 | -71.5529 | 3319.606 | -1986.65 | -1692.5001 | -295.8962 | -85.85 | 907.4974 | 1007.8377 | 2910.1172 | -879.764 | 1057.1718 | 5.0373 | 2154.928 | 4336.1792 | -654.4838 | -2.0067 | 251.4515 | -537.0605 | 278.269 | 4820.2295 | 1139.0439 | 5181.7568 | -3.647 | -969.3314 | 2984.2146 | -2497.0881 | 780.5385 | 584.7527 | -1954.8751 | -763.7988 | 7096.3647 | 210.1042 | -91.8773 | -5.6373
2030-05-30 | 18 | -61.0747 | 245.0243 | -85.0474 | -559.847 | -615.9091 | -371.7667 | -1133.1094 | 2314.7146 | -612.3614 | -373.2494 | 4099.6577 | 64.8106 | 2078.8816 | 602.5737 | 2339.748 | -187.2906 | 266.8906 | 209.9994 | -678.9432 | 184.9746 | -1405.7998 | -3169.4558 | -17.2066 | -64.5547 | 3334.7891 | -2047.4135 | -756.3918 | -312.8456 | -90.7848 | 797.9196 | 1154.4486 | 3018.2964 | -667.543 | 973.6135 | 5.4738 | 2232.7649 | 4305.7075 | -730.4843 | -112.8639 | 449.9302 | -540.0219 | 69.6909 | 5137.2798 | 1213.0647 | 5174.522 | 232.1343 | -690.0613 | 2302.4541 | -3792.5098 | 567.3603 | -6.225 | -2291.0913 | -834.0118 | 6919.3486 | 0.10423 | -66.0331 | 65.3672
2030-05-30 | 19 | -56.633 | 0.9817 | -72.7895 | -537.9136 | -960.6412 | -253.0217 | -24.6155 | 1638.5798 | -615.8919 | -358.9464 | 4049.1895 | 125.82 | 2082.0896 | 617.0873 | 2337.6621 | -28.0209 | 245.6267 | 209.9994 | -692.5314 | 675.5676 | -1449.0183 | -3356.7495 | 9.5379 | -29.9053 | 3494.7104 | -1534.8146 | -2363.6365 | -210.0227 | -73.4717 | 637.0513 | 635.5729 | 2689.0012 | -1362.5358 | 1024.6716 | 4.1214 | 1651.9319 | 4173.2378 | -736.5422 | -242.0092 | 450.4883 | -1069.6661 | 145.8535 | 5241.1812 | 1267.8367 | 5156.6748 | 221.2576 | -277.3269 | 2272.5581 | -3849.4216 | 648.2025 | -17.8178 | -1527.4242 | -867.7447 | 6732.3457 | 210.1042 | -105.7119 | 156.6896
2030-05-30 | 20 | -38.5022 | 255.2778 | -69.9812 | -555.3132 | -1457.8987 | -272.7303 | -943.2949 | 1371.8613 | -750.9794 | -357.6949 | 4086.8335 | 136.2294 | 2082.2283 | 561.6246 | 2296.2937 | -215.7932 | 310.6181 | 209.9994 | -712.2728 | 310.2455 | -1707.323 | -4442.0273 | 33.0301 | -22.8477 | 4323.5605 | -1782.6818 | -664.9022 | -296.7653 | -86.984 | 614.4091 | 849.603 | 3261.5417 | -934.8472 | 841.0366 | 4.392 | 1975.8593 | 4022.6489 | -1002.179 | -138.0392 | 450.2754 | -1440.0621 | 43.3456 | 4762.6255 | 1335.3402 | 5134.0903 | 56.9057 | -272.926 | 2467.0344 | -3609.7439 | 1127.006 | -1050.4603 | -722.5305 | -1093.3035 | 6088.8223 | 210.1042 | -220.7079 | 219.5635
2030-05-30 | 21 | -40.505 | 279.9656 | -69.2133 | -589.5927 | -1557.2061 | -308.365 | -1103.1808 | 1161.7085 | -1077.3354 | -344.891 | 4092.5869 | 195.001 | 1982.9072 | 507.424 | 2241.1875 | -208.2741 | 292.8498 | 209.9994 | -676.6243 | 224.7294 | -1855.0857 | -4679.1152 | 1.7613 | -17.5929 | 4094.2488 | -1751.8036 | -763.7488 | -287.8936 | -91.661 | 515.548 | 673.4835 | 3909.6025 | -940.7946 | 860.1426 | 5.7599 | 1898.1161 | 4430.6416 | -1074.1974 | 31.1659 | 450.4166 | -1580.4567 | 23.177 | 4027.7681 | 1285.4838 | 4797.0864 | -27.661 | -272.7366 | 2627.0388 | -2936.3567 | 1062.3943 | -898.9733 | -1162.4958 | -766.3158 | 5023.7261 | 210.1042 | -140.8945 | 238.4369
2030-05-30 | 22 | -47.8761 | 319.2094 | -73.646 | -685.5109 | -1556.1969 | -452.2312 | -3012.8877 | 1393.1006 | -2.8764 | -344.7294 | 4087.2603 | 195.0004 | 2102.0967 | 516.4318 | 2243.8132 | -206.2183 | 280.9578 | 209.9994 | -663.2003 | 230.8322 | -1825.6771 | -4377.1245 | 82.3006 | -26.5997 | 4178.2842 | -2062.6033 | -742.7203 | -352.1406 | -85.902 | 685.0405 | 923.1848 | 4191.5068 | -630.7789 | 870.3333 | 5.1338 | 2150.1899 | 4932.2798 | -968.164 | -2.0546 | 162.2189 | -1321.877 | 428.4924 | 3856.075 | 1278.6271 | 4826.0713 | -216.5678 | -474.2511 | 2723.6738 | -2298.9919 | 1231.34 | -90.6316 | -1286.2378 | -432.0795 | 7003.0381 | 0.10423 | -142.1203 | 234.2116
2030-05-30 | 23 | -41.7793 | 1108.899 | -71.4671 | -727.856 | -1798.428 | -1026.2128 | -5497.561 | 1272.6847 | 425.2176 | -353.1378 | 4088.9995 | 149.8384 | 2106.1677 | 502.9764 | 2270.2878 | 245.8174 | 249.8581 | 209.9994 | -702.8711 | -3.2861 | -1727.5474 | -2973.9146 | -8.9938 | -13.4897 | 4370.3096 | -2484.7041 | 417.3889 | -658.6793 | -102.7198 | 520.6933 | 1888.2086 | 3612.3884 | 47.1611 | 472.6374 | 5.7534 | 1191.8551 | 4429.5029 | -695.463 | 166.076 | 450.3116 | -878.9648 | 206.9237 | 4114.1631 | 1331.0175 | 5087.2778 | -53.2545 | -277.3066 | 2652.1558 | -1373.8102 | 738.9228 | -78.1967 | -804.7703 | -126.8226 | 8640.0732 | 0.10423 | -107.1305 | 171.5449
2030-05-30 | 24 | -46.3179 | 530.7698 | -61.8438 | -669.5035 | -1725.1802 | -614.4203 | -6210.2524 | 305.2553 | 0.99809 | -337.5016 | 4030.3799 | 194.9998 | 1481.6849 | 507.4536 | 2251.0669 | -144.1502 | 213.1924 | 209.9994 | -513.9988 | 565.1906 | -1789.3756 | -2292.083 | 92.0837 | -17.5136 | 3066.5244 | -2276.6191 | -866.5186 | -533.3595 | -76.0709 | 562.7347 | 1333.5016 | 3820.9319 | -388.6668 | 879.2509 | 5.4899 | 896.0098 | 5350.7866 | -592.5466 | 72.9754 | 449.5531 | -1271.7563 | 573.2971 | 4270.3096 | 1402.1816 | 5072.084 | 1.0181 | -733.4911 | 2707.9092 | -1000.9674 | 1060.3303 | 285.7604 | -991.0518 | -1580.5452 | 8323.0791 | 210.1042 | -130.0385 | 261.8508
2030-05-31 | 1 | -36.9333 | 92.0031 | -53.2443 | -551.0834 | -1846.4855 | -455.4011 | -6281.0869 | -216.4566 | 546.273 | -345.2765 | 3881.0518 | 194.9996 | 2046.6345 | 522.942 | 2256.1633 | 316.9812 | 229.4699 | 209.9994 | -437.2192 | 424.1291 | -1436.4789 | -2606.6941 | 62.9923 | -24.4502 | 2624.8013 | -1836.8414 | -768.5641 | -476.8391 | -72.6473 | 528.8083 | 1114.1719 | 2822.1389 | -478.3755 | 884.1891 | 4.6487 | 852.656 | 4227.9863 | -976.9439 | 1.0005 | 449.6483 | -1425.6464 | 502.6823 | 2610.4485 | 1208.3063 | 3836.8584 | -268.9702 | -1033.3042 | 2308.2009 | -1467.2709 | 929.2787 | 58.2174 | -290.7859 | 0.99795 | 7565.252 | 210.1042 | -67.7319 | 211.7645
2030-05-31 | 2 | -17.7259 | 9.8273 | -39.3407 | -430.6541 | -1826.1925 | -373.8448 | -5734.1646 | 80.3538 | 1605.7202 | -350.3104 | 3871.823 | 194.9998 | 2037.8174 | 531.1401 | 2279.0679 | -403.4716 | -205.4503 | 209.9994 | -154.8949 | 418.1738 | -1255.1759 | -1658.5187 | 28.724 | -58.5648 | 1154.4918 | -1231.5149 | -711.6814 | -435.2785 | -83.0944 | 512.5895 | 747.9087 | 1895.7218 | -628.5951 | 547.4199 | 5.6453 | 953.9462 | 2417.4236 | -1162.5255 | 0.99774 | 449.5919 | -1786.4727 | 367.2047 | 2509.7808 | 1264.2267 | 3908.1562 | -279.493 | -870.4825 | 1555.7179 | -2227.02 | 919.2191 | -692.2177 | -956.7129 | 385.5428 | 6620.73 | 210.1042 | -126.6502 | 242.5158
2030-05-31 | 3 | -24.9741 | 175.713 | -44.1051 | -452.9819 | -1880.0746 | -521.9763 | -5502.8931 | 0.99773 | 1834.3708 | -353.4893 | 3824.5605 | 194.9994 | 1526.9551 | 524.0277 | 2281.1328 | -227.6748 | -2.7716 | 209.9994 | -159.9483 | 543.8505 | -1257.1224 | -2832.2068 | 56.6175 | -57.3285 | 1157.3746 | -1559.5448 | -1323.511 | -477.7303 | -82.0385 | 453.924 | 866.1561 | 2344.2756 | -694.9835 | 735.5504 | 4.5561 | 1052.7352 | 2642.6636 | -1182.1675 | 1.0011 | 449.5687 | -1724.6736 | 471.1257 | 2512.7114 | 1360.9576 | 3981.4119 | -283.8395 | -667.8818 | 2026.6565 | -1471.9126 | 1031.3346 | -591.4099 | -537.649 | 419.2561 | 7862.9604 | 210.1042 | -208.966 | 206.6724
2030-05-31 | 4 | -34.424 | 692.9564 | -55.2655 | -529.4703 | -1932.7792 | -872.8613 | -4917.606 | -2.1956 | 1976.8337 | -359.2256 | 3831.4097 | 194.9993 | 1753.4994 | 533.9269 | 2301.3638 | -415.25 | 127.6879 | 209.9994 | -142.2094 | 375.9093 | -1262.2134 | -2570.1497 | -3.6794 | -65.1176 | 957.5213 | -2044.5929 | -567.3623 | -582.1539 | -92.3087 | 321.145 | 1130.9968 | 3200.5283 | -392.5922 | 616.9963 | 6.6534 | 1174.4584 | 3059.0586 | -1267.2275 | 0.99976 | 449.5242 | -1531.3958 | 298.9294 | 2633.5835 | 1421.2253 | 4096.1226 | -286.6636 | -653.8654 | 2323.4912 | -926.4941 | 888.6119 | -1061.312 | -333.1552 | 519.6113 | 7837.6504 | 210.1043 | -211.0509 | 201.7691
2030-05-31 | 5 | -23.4085 | 974.6417 | -53.3634 | -503.5346 | -1346.4575 | -1135.5481 | -6327.0649 | 856.1382 | 1975.2032 | -351.4517 | 3861.7112 | 194.9998 | 1931.8298 | 493.2317 | 2249.6121 | 997.2813 | 407.3752 | 209.9994 | -135.0188 | 365.7918 | -1107.783 | -4064.4402 | 8.1639 | -59.9946 | 1073.6622 | -1844.7288 | -1075.0675 | -642.8867 | -103.6839 | 419.642 | 954.77 | 1291.2537 | -720.9023 | 294.5612 | 4.3478 | 973.7083 | 1435.6294 | -1266.5387 | 0.99928 | 449.5062 | -2077.2395 | 317.0592 | 2685.0396 | 1429.141 | 4163.1758 | -288.0387 | -565.7982 | 2058.7368 | -1237.319 | 1056.2054 | -771.9397 | -344.6281 | 192.2759 | 5969.1289 | 210.1042 | -212.5188 | 221.7493
2030-05-31 | 6 | -17.1035 | 1163.3119 | -54.9571 | -490.5106 | -1180.6376 | -1293.1832 | -6813.4141 | 1086.2284 | 1726.1676 | -351.1608 | 3827.9927 | 195.0034 | 1930.8778 | 441.4646 | 2205.6562 | 1169.9508 | 381.4356 | 209.9994 | -113.9693 | 343.5815 | -1321.6951 | -4134.7642 | -29.9187 | -70.0629 | 957.1265 | -1853.9403 | -1819.6165 | -673.1475 | -107.9464 | 395.0851 | 799.1445 | 216.6772 | -910.135 | 135.8893 | 3.8919 | 782.8835 | 482.2944 | -1121.005 | 145.2876 | 449.5781 | -1966.8732 | 197.0429 | 3144.8245 | 1445.7523 | 4652.2437 | -282.6668 | -294.7496 | 2653.0737 | -1130.4548 | 912.632 | -656.8382 | -1463.8186 | 398.2697 | 5187.0039 | 210.1043 | -154.3268 | 247.75
2030-05-31 | 7 | -11.4556 | 1150.2384 | -57.2111 | -458.8251 | -1380.4015 | -1341.7789 | -5970.0684 | 741.4747 | 929.3258 | -352.9247 | 3855.6851 | 195.0001 | 1429.5197 | 376.1591 | 2161.9246 | 1238.3005 | 485.4644 | 209.9994 | -191.3816 | 149.8268 | -1230.9944 | -3564.3616 | -84.3925 | -69.3286 | 1026.0885 | -1880.4008 | -1945.0159 | -664.4532 | -114.1504 | 370.5346 | 910.6823 | 4.5938 | -814.0945 | 19.2725 | 3.4647 | 1017.3776 | -228.7019 | -947.5635 | 110.5454 | 449.593 | -1803.2748 | 0.99673 | 3324.1038 | 1391.7355 | 4570.9346 | -269.4675 | -704.8744 | 2673.5225 | -1332.1052 | 629.386 | -288.1881 | -884.7118 | 738.1275 | 5266.1519 | 0.10423 | -52.9195 | 257.9839
2030-05-31 | 8 | -18.0219 | 1416.0477 | -57.6283 | -401.6439 | -1943.8712 | -1158.2676 | -4904.3672 | -2.1417 | 14.7136 | -356.9732 | 3862.9292 | 97.5367 | 1268.1826 | 576.1344 | 2364.9778 | 588.1854 | 476.1827 | 209.9994 | -423.4056 | 25.9846 | -1578.219 | -4420.7915 | -174.5383 | -93.5194 | 2686.321 | -1980.744 | -1678.1536 | -563.2567 | -129.863 | 190.9115 | 560.5185 | 1200.0736 | -784.8967 | 332.8958 | 3.8075 | 2684.0137 | 142.0283 | -874.939 | -63.7331 | 449.7447 | -1203.4072 | -239.5772 | 4336.1685 | 1443.229 | 5070.1079 | -125.8696 | -1145.6704 | 2538.2544 | -561.8419 | 329.2085 | -1248.376 | -222.1364 | 0.99736 | 3201.1394 | 210.1042 | -152.204 | 235.6123
2030-05-31 | 9 | -22.0653 | 1732.0732 | -60.6355 | -445.1212 | -1946.6357 | -1319.2032 | -4469.1562 | 926.2407 | -96.2669 | -359.9132 | 3982.2476 | 51.5576 | 1514.4023 | 560.6008 | 2338.4866 | 37.4753 | 415.2603 | 209.9994 | -583.6595 | 163.2053 | -1704.4016 | -4128.7295 | -183.2378 | -72.4436 | 3699.8979 | -2256.4336 | -915.2212 | -624.2614 | -149.3799 | 200.54 | 1146.4509 | 2019.3896 | -351.3296 | 211.7904 | 3.5934 | 2825.8225 | 912.2328 | -954.6374 | -158.2619 | 450.5816 | -879.2122 | -226.6807 | 4360.2163 | 1470.5364 | 5111.646 | -188.7076 | -1066.2632 | 2039.3879 | -638.2227 | 349.7338 | -1054.8998 | -735.9371 | -37.3881 | 4319.8281 | 210.1042 | -122.8965 | 246.7145
2030-05-31 | 10 | -25.9095 | 761.4401 | -54.5464 | -408.3193 | -1898.4058 | -575.825 | -701.6949 | 83.4911 | -69.5694 | -335.8105 | 3963.3386 | 195.0036 | 1653.2998 | 557.1553 | 2308.2412 | 74.9552 | 452.436 | 209.9994 | -629.6762 | 492.3992 | -1701.2593 | -4219.646 | -64.3587 | -37.7816 | 3754.6357 | -1524.7521 | -1645.2393 | -306.6951 | -112.4705 | 231.7449 | 722.2043 | 1634.5498 | -1070.0027 | 568.151 | 3.8239 | 2133.9592 | 1289.1099 | -963.464 | -48.9212 | 450.3634 | -1098.5415 | -117.5077 | 4548.8623 | 1475.6215 | 5130.0762 | -3.2757 | -1250.1357 | 1891.699 | -1105.0554 | 682.5973 | -232.0665 | -639.7122 | -587.8786 | 4609.147 | 210.1042 | -115.0173 | 236.6388
2030-05-31 | 11 | -22.0827 | 707.069 | -54.82 | -397.0066 | -1866.2902 | -538.2237 | -1316.772 | 456.5101 | -79.167 | -339.6372 | 3897.8037 | 195.0019 | 1720.6665 | 588.1424 | 2329.4604 | -91.3997 | 324.9456 | 209.9994 | -549.1971 | 629.4025 | -1698.8801 | -3693.8503 | -39.2866 | -44.2866 | 3211.5537 | -1405.17 | -1753.5905 | -283.6616 | -116.1206 | 255.9604 | 697.4636 | 1033.9297 | -1004.4506 | 459.3644 | 4.0947 | 2095.7161 | 833.5922 | -963.7653 | -38.6697 | 450.3881 | -988.5349 | -20.5206 | 4579.0103 | 1460.3973 | 5151.8306 | -3.2594 | -1350.486 | 1830.3076 | -1275.0201 | 674.5434 | -757.8687 | -187.7794 | -320.3667 | 2901.2185 | 0.10423 | -163.8593 | 122.0511
2030-05-31 | 12 | -18.498 | 705.9167 | -57.4117 | -421.052 | -1683.8274 | -620.4411 | -1377.7838 | 718.3336 | -828.7418 | -344.9295 | 3894.2693 | 194.999 | 2052.1826 | 575.8212 | 2312.0247 | -299.4702 | 369.7367 | 209.9994 | -538.49 | 779.501 | -1637.5491 | -3574.1226 | 17.4172 | -46.4291 | 3116.8228 | -1490.1217 | -1705.0232 | -349.5148 | -104.5359 | 429.5784 | 796.8764 | 1600.8142 | -957.608 | 493.8607 | 3.9355 | 2134.0032 | 1619.9772 | -1120.464 | -173.1746 | 450.2848 | -986.1654 | 112.2457 | 4451.2725 | 1368.3994 | 5140.7915 | -197.4532 | -1106.3477 | 1878.3607 | -1619.3112 | 904.9512 | -852.6791 | -372.3334 | -584.0549 | 1425.6976 | 0.10423 | -214.11 | 174.6117
2030-05-31 | 13 | -32.5644 | 609.6631 | -60.0091 | -426.7931 | -663.1585 | -467.8253 | 728.0288 | 1254.547 | -1269.1343 | -344.6221 | 3887.1885 | 194.9992 | 1977.2637 | 625.8012 | 2348.916 | -207.7718 | 321.126 | 209.9994 | -746.6628 | 717.5173 | -1439.958 | -3803.0105 | 90.485 | -19.6787 | 4253.6455 | -1369.2067 | -2180.5542 | -339.6785 | -100.6667 | 531.758 | 969.8064 | 1703.972 | -897.2608 | 512.034 | 4.1746 | 1976.2214 | 2197.6001 | -659.468 | -287.5066 | 450.6125 | -905.8963 | 167.9416 | 5225.1992 | 1285.8 | 5161.3984 | 79.2923 | -669.8055 | 1984.7821 | -1951.9432 | 950.7323 | 72.4518 | -1046.5515 | -674.7861 | 1699.0258 | 0.10423 | -173.4653 | 234.8031
2030-05-31 | 14 | -38.0205 | 375.343 | -66.9406 | -401.3424 | -873.7351 | -424.1201 | 2158.8652 | 630.9495 | -2644.9707 | -351.8468 | 3888.4968 | 195.0007 | 1986.5208 | 703.3777 | 2426.3262 | -361.2912 | 321.165 | 209.9994 | -706.1728 | 1014.0051 | -1625.4562 | -3504.7312 | 91.3163 | -29.5874 | 3145.8906 | -1358.05 | -3222.103 | -296.3858 | -81.6282 | 404.3981 | 292.7861 | 2768.791 | -1492.4127 | 898.1344 | 4.054 | 1814.01 | 3264.0339 | -669.6365 | -269.2494 | 450.5864 | -801.9605 | 204.5315 | 5048.4653 | 1229.1201 | 5164.082 | 1.018 | -654.1213 | 2215.9285 | -1687.2609 | 975.6257 | -399.9955 | -832.0565 | -681.9136 | 2368.7988 | 0.10423 | -183.3393 | 236.091
2030-05-31 | 15 | -34.6131 | 118.9683 | -65.4739 | -348.3443 | -471.4131 | -376.7385 | 3812.0391 | 0.99141 | -2319.3057 | -358.4366 | 3889.4246 | 194.9997 | 2079.4072 | 717.9741 | 2440.2498 | -513.9753 | 285.6017 | 209.9994 | -696.5115 | 1158.0609 | -1594.9584 | -1929.7438 | 144.2675 | -24.0562 | 3293.9844 | -1109.6396 | -3546.3503 | -208.431 | -66.5241 | 416.6029 | -49.5944 | 2392.9443 | -1866.8286 | 962.2954 | 3.7958 | 1648.4282 | 2809.8516 | -670.3134 | -277.8806 | 450.5807 | -266.8329 | 403.6076 | 5008.8574 | 1202.5342 | 5162.8115 | 1.0167 | -664.3893 | 2234.1616 | -1881.9429 | 918.2198 | -367.094 | -1056.3275 | -777.6426 | 2627.1741 | 210.1042 | -171.1962 | 207.7153
2030-05-31 | 16 | -38.6853 | 11.0726 | -71.0431 | -376.6929 | -620.8441 | -401.9532 | 3359.0627 | 43.286 | -1784.9396 | -327.0837 | 3945.7136 | 195.0014 | 1987.7075 | 718.4996 | 2437.6707 | -514.4062 | 298.6911 | 209.9994 | -705.4323 | 1242.6885 | -1473.6123 | -1072.6549 | 161.6577 | -16.2257 | 3422.5447 | -1175.5203 | -3706.1914 | -221.8354 | -59.1043 | 441.5529 | -123.7985 | 2799.3369 | -1939.9698 | 1002.8425 | 4.3704 | 1580.3452 | 3130.356 | -587.5776 | -220.5169 | 450.5898 | -914.4873 | 466.1964 | 5049.2324 | 1218.0839 | 5159.8433 | 0.93522 | -636.223 | 2119.8691 | -2182.2131 | 1038.3712 | -78.3676 | -1119.9617 | -671.4349 | 3912.7368 | 210.1042 | -130.8688 | 265.0533
2030-05-31 | 17 | -39.582 | 112.4534 | -73.522 | -409.5114 | -543.2163 | -430.1403 | 2413.8079 | 335.2785 | -2200.9963 | -333.6954 | 3995.6455 | 195.0009 | 1870.7502 | 670.3995 | 2389.1802 | -611.6435 | 318.7791 | 209.9994 | -708.9212 | 1207.4641 | -1452.0093 | -265.4054 | 137.3192 | -13.9835 | 3583.7822 | -1326.8145 | -3776.0215 | -276.9175 | -67.93 | 460.0602 | 235.7459 | 2739.4136 | -1753.4705 | 880.4375 | 5.2729 | 1616.0446 | 3073.5264 | -677.3145 | -360.0886 | 450.6314 | -795.7645 | 413.9311 | 5127.8999 | 1218.4694 | 5156.0347 | 1.0035 | -720.5757 | 2023.9858 | -2685.5239 | 1016.6321 | -531.6349 | -420.0791 | -843.8282 | 4209.1353 | 210.1042 | -167.5622 | 284.1628
2030-05-31 | 18 | -34.492 | 358.0512 | -70.3299 | -397.5468 | -1037.3965 | -427.9525 | 2716.9143 | 0.98464 | -2583.2036 | -319.2428 | 4033.2214 | 195.0005 | 1710.7328 | 632.0272 | 2353.9272 | -701.9836 | 271.8217 | 209.9994 | -617.0447 | 1228.5139 | -1560.8069 | -240.6384 | 30.9791 | -27.4432 | 3395.2183 | -1237.877 | -3574.5745 | -247.6841 | -88.2574 | 148.0562 | 272.3121 | 2061.6189 | -1646.7152 | 706.9131 | 5.4831 | 1706.1835 | 2358.0618 | -1013.2097 | -471.3501 | 450.5294 | -551.2712 | 158.3926 | 5138.145 | 1232.5262 | 5138.0654 | -3.1682 | -973.0988 | 2078.0994 | -2640.2139 | 664.0135 | -1713.9564 | 409.789 | -92.4882 | 2356.4209 | 0.10423 | -155.7916 | 186.5492
2030-05-31 | 19 | -32.3931 | 521.5245 | -68.3281 | -388.9958 | -1244.684 | -479.2444 | 2769.4583 | -1.6992 | -2098.7529 | -338.2953 | 4001.6094 | 194.9985 | 1743.4625 | 609.6572 | 2327.5237 | -688.301 | 305.6412 | 209.9994 | -625.2333 | 1209.8402 | -1606.5934 | 95.9828 | -48.2641 | -30.2129 | 3368.2583 | -1377.9995 | -2721.5312 | -256.4451 | -93.8142 | 56.6326 | 407.9253 | 1495.9634 | -1558.286 | 631.0554 | 5.9434 | 1790.5554 | 1943.1665 | -1003.1189 | -2.0614 | 234.8379 | -316.7001 | 1.0028 | 4185.4512 | 1256.3909 | 5100.9287 | -226.3156 | -677.7401 | 2496.752 | -2399.1807 | 449.4609 | -1730.3778 | 687.2008 | 51.5752 | 1702.714 | 210.1042 | -173.6683 | 181.2431
2030-05-31 | 20 | -37.2313 | 537.1341 | -65.9014 | -419.8508 | -1184.7264 | -452.7837 | 2353.2639 | 168.5083 | -66.6173 | -354.8224 | 3920.4138 | 195.0001 | 1704.0496 | 569.6111 | 2312.5767 | -543.657 | 371.8329 | 209.9994 | -639.8062 | 1134.975 | -1662.0435 | -29.8952 | -26.8653 | -31.2846 | 4080.2437 | -1394.1166 | -2503.6794 | -267.4721 | -92.127 | 141.9114 | 573.4189 | 1905.3998 | -1257.2722 | 649.2089 | 6.9918 | 2011.3549 | 3020.8542 | -989.2941 | -2.0341 | 135.2378 | -468.9839 | 108.7873 | 4143.5435 | 1279.5155 | 5083.6172 | -230.7704 | -468.7274 | 2556.7502 | -2236.8508 | 650.3574 | -858.3437 | -237.1053 | -332.1364 | 1990.8104 | 210.1042 | -179.9168 | 267.9449
2030-05-31 | 21 | -42.4663 | 665.123 | -67.2719 | -440.5794 | -1429.1598 | -377.3245 | 3091.2188 | -1.6245 | -57.7729 | -354.4292 | 3888.2615 | 195.0005 | 1728.1344 | 623.376 | 2364.0327 | -511.6267 | 326.2419 | 209.9994 | -660.2926 | 1130.1097 | -1854.6069 | -577.2119 | -72.012 | -41.0951 | 4173.0195 | -1537.8702 | -2618.5054 | -311.0995 | -103.7829 | 46.1444 | 570.0096 | 2708.0884 | -1288.4868 | 735.1307 | 5.8335 | 2257.2571 | 3725.4329 | -938.0703 | -2.0165 | 110.0469 | -682.8655 | 48.685 | 4169.0591 | 1299.4515 | 5088.313 | -234.9209 | -277.1437 | 2509.9539 | -2208.6643 | 690.1815 | -1088.416 | -107.2863 | -670.9188 | 1888.0983 | 210.1042 | -200.7653 | 311.0453
2030-05-31 | 22 | -35.5287 | 680.8939 | -64.3085 | -413.5188 | -1687.0812 | -486.5303 | 2224.8394 | 161.6853 | 166.1146 | -344.2153 | 3852.0679 | 195.0008 | 1787.6813 | 603.1307 | 2349.4634 | -193.0203 | 282.0346 | 209.9994 | -694.5374 | 850.5867 | -1881.3794 | -1706.613 | -39.4638 | -36.3676 | 4284.5444 | -1491.3386 | -2683.0918 | -346.3942 | -103.1924 | 132.6193 | 427.6704 | 1923.239 | -1274.1157 | 575.1779 | 4.3081 | 2220.1414 | 3059.5115 | -812.0703 | 5.4902 | 450.2359 | -690.5973 | 209.8228 | 4216.2642 | 1306.2114 | 5085.8535 | -243.4892 | -277.2244 | 2541.7939 | -1880.1912 | 694.1454 | -366.6466 | -332.2206 | -282.3304 | 2490.0984 | 210.1042 | -130.4047 | 285.8889
2030-05-31 | 23 | -17.9972 | 1249.5413 | -59.9914 | -428.7331 | -1775.7135 | -791.3937 | 1753.4192 | 259.9848 | 23.0926 | -343.8268 | 3857.4255 | 194.9978 | 1589.1841 | 559.0025 | 2302.4268 | -292.6685 | 259.574 | 209.9994 | -735.2374 | 857.3303 | -2025.5037 | -2588.585 | -110.5497 | -33.2976 | 4348.5195 | -1580.8901 | -3008.2258 | -472.1408 | -126.6559 | -59.945 | 357.4774 | 1728.1354 | -1379.5518 | 425.2151 | 4.0182 | 2258.0603 | 2637.9243 | -695.4646 | -17.4569 | 450.1847 | -858.4338 | 227.2484 | 4381.7109 | 1322.9656 | 5076.3203 | -3.5867 | -277.3733 | 2347.0544 | -1389.5588 | 597.85 | -410.8802 | 221.468 | 1.0068 | 1682.0964 | 0.10423 | -179.3731 | 170.9331
2030-05-31 | 24 | -30.7257 | 1042.7994 | -59.0662 | -430.3851 | -1655.8538 | -665.3605 | 860.0405 | 1 | 746.3095 | -356.3312 | 3836.5923 | 121.6335 | 973.5991 | 634.0688 | 2390.1414 | -797.6864 | 287.2025 | 209.9994 | -655.2747 | 738.6398 | -1655.7805 | -2324.7449 | -49.8527 | -49.1043 | 3872.8933 | -1755.1128 | -2214.0669 | -476.5291 | -112.281 | 80.1361 | 393.4959 | 2206.5203 | -1135.1219 | 763.8472 | 5.6209 | 2398.0759 | 3094.0872 | -451.6149 | 177.931 | 450.1151 | -1087.174 | 420.2601 | 4299.8813 | 1444.5911 | 5063.1621 | 300.3876 | -277.8903 | 3036.8887 | -880.4425 | 697.5525 | 156.3491 | -405.7773 | -308.0348 | 3026.4658 | 210.1042 | -216.0053 | 114.0554
2030-06-01 | 1 | -27.3668 | 1407.2747 | -54.351 | -422.7359 | -1413.009 | -862.201 | 1570.7476 | 0.99277 | 343.617 | -381.2109 | 3836.8267 | 133.0567 | 2020.8282 | 592.069 | 2367.0623 | -924.6815 | 283.474 | 209.9994 | -623.7725 | 615.7681 | -1585.6842 | -2587.8542 | -108.5914 | -52.6852 | 3710.0063 | -2020.9368 | -2323.3096 | -552.3527 | -121.8398 | -7.438 | 568.4022 | 2445.988 | -815.9877 | 702.0786 | 6.0711 | 2436.6504 | 2939.5176 | 1.0006 | 249.4196 | 1.0009 | -1170.8079 | 240.8337 | 3690.1775 | 1445.405 | 4988.5049 | -3.3846 | -278.4779 | 2724.1472 | 31.6609 | 585.4716 | -82.4153 | -507.1995 | -121.4715 | 3144.5642 | 210.1043 | -255.1461 | 69.8394
2030-06-01 | 2 | -33.3788 | 728.3126 | -53.9099 | -431.05 | -1596.6549 | -620.203 | 786.2267 | 0.99857 | 531.7681 | -362.7085 | 3835.3101 | 180.2086 | 1957.0966 | 522.7693 | 2299.0173 | -1287.2803 | 183.9127 | 209.9994 | -596.7885 | 820.253 | -1321.8102 | -2141.9104 | -9.089 | -41.6921 | 3487.2161 | -1946.3993 | -3088.9485 | -458.8908 | -84.937 | 160.2632 | 495.6476 | 3104.5005 | -1145.1073 | 940.2279 | 5.3667 | 1833.6527 | 4156.6479 | -2.6801 | 345.8338 | 1.0003 | -1719.0881 | 379.9562 | 3466.8735 | 1486.7029 | 4762.7666 | 186.3288 | -279.3918 | 2632.9319 | 147.7873 | 893.2834 | 487.5027 | -339.5937 | -126.6747 | 6968.9526 | 210.1042 | -140.2114 | 216.5026
2030-06-01 | 3 | -29.6291 | 731.5007 | -51.2108 | -434.5471 | -1372.76 | -694.501 | -783.8719 | 0.99968 | 1320.4329 | -317.2031 | 3682.6101 | 130.9389 | 1921.5277 | 456.617 | 2233.2773 | -1060.8188 | 153.4195 | 209.9994 | -534.9103 | 728.3883 | -1353.7825 | -3129.5398 | -12.7614 | -28.4361 | 3025.6589 | -1861.5819 | -2788.4211 | -489.5536 | -82.7791 | 199.3929 | 674.3972 | 2440.1919 | -1035.9678 | 760.3564 | 5.1343 | 1647.4279 | 3827.2429 | -79.956 | 549.2786 | 1.0013 | -1548.5526 | 410.5832 | 2306.092 | 1098.3606 | 4071.7737 | 1.0091 | -279.3484 | 2655.0686 | -562.4695 | 848.9256 | 405.5705 | -1163.0496 | 0.99535 | 8384.3135 | 210.1042 | -111.7682 | 230.8467
2030-06-01 | 4 | -33.8453 | 553.5033 | -54.9745 | -462.2016 | -1241.3132 | -659.1562 | -465.4514 | 241.1752 | 1824.5338 | -280.0467 | 3791.5759 | 133.6354 | 1921.9735 | 486.0359 | 2260.9656 | -1149.967 | 165.5428 | 209.9994 | -190.6969 | 645.0989 | -1402.533 | -3647.5935 | -28.6475 | -67.2639 | 1068.9768 | -1897.3323 | -2397.1096 | -485.0199 | -83.7425 | 166.9165 | 706.5073 | 2769.8218 | -981.9761 | 889.3276 | 5.3149 | 1776.6754 | 3641.5391 | -30.704 | 555.7061 | 0.9998 | -1599.1512 | 341.4037 | 2472.9724 | 1091.0867 | 4272.5439 | 1.007 | -277.7786 | 2768.949 | -221.637 | 953.8358 | 317.1566 | -449.4318 | 1.007 | 7397.5425 | 210.1042 | -147.1245 | 268.3991
2030-06-01 | 5 | -23.9826 | 933.7249 | -52.7191 | -419.6335 | -1215.2029 | -905.7972 | -396.4966 | 343.9712 | 1974.651 | -186.5853 | 3789.1177 | 67.1082 | 1930.7832 | 508.6403 | 2295.9556 | -926.7144 | 160.7168 | 209.9994 | -212.2458 | 519.9684 | -1427.9453 | -4502.4561 | -104.6948 | -76.5998 | 1196.3191 | -1909.5725 | -2515.9138 | -551.0013 | -100.2676 | 50.1013 | 596.6009 | 1790.2029 | -953.0417 | 604.4587 | 5.1402 | 2218.7786 | 2630.8994 | -1.6293 | 600.0145 | 1.0007 | -1534.6636 | 127.0217 | 2690.0405 | 1198.765 | 4538.2319 | -3.0706 | -276.8866 | 2624.1606 | -103.1039 | 771.6198 | -67.9899 | -177.4979 | 279.5365 | 4970.9897 | 210.1042 | -143.4231 | 222.1501
2030-06-01 | 6 | -16.7043 | 840.884 | -48.7607 | -357.2216 | -1121.8375 | -783.7362 | -231.3833 | 359.8846 | 1935.9829 | -145.5475 | 3745.4302 | 121.4979 | 1926.1802 | 500.7295 | 2274.7634 | -620.7986 | 144.3058 | 209.9994 | -416.7884 | 462.614 | -1440.85 | -4721.501 | -114.4373 | -45.6482 | 2281.1033 | -1533.9293 | -2040.4971 | -476.9548 | -101.7063 | 25.6715 | 424.7666 | 1292.8167 | -1162.1609 | 524.3035 | 5.1584 | 1774.5911 | 1859.162 | 1.0033 | 586.722 | 0.99862 | -1554.7527 | 95.9416 | 2638.9077 | 1341.9017 | 4459.2183 | -3.3729 | -278.0704 | 2501.6218 | -89.6544 | 710.7629 | -78.5252 | -612.6666 | 380.3392 | 1755.9366 | 210.1043 | -119.5223 | 200.622
2030-06-01 | 7 | -16.3187 | 930.8071 | -50.3606 | -335.0933 | -1158.6299 | -841.3835 | 0.98248 | 149.3044 | 1756.465 | -149.6654 | 3830.0225 | 122.5644 | 1893.6584 | 447.2473 | 2241.416 | -567.1582 | 185.1674 | 209.9994 | -504.3893 | 387.9831 | -1481.4824 | -4871.7822 | -152.8433 | -67.1172 | 2837.4622 | -1479.6047 | -2269.6467 | -489.808 | -106.9894 | -38.8283 | 493.8456 | 1084.874 | -1261.4435 | 580.6707 | 4.766 | 2207.6011 | 1898.6166 | -303.9094 | 981.3182 | 0.99992 | -1531.3441 | -3.0646 | 2780.5879 | 1446.7272 | 4840.0166 | 76.3034 | -278.7219 | 2872.5383 | 467.2827 | 654.0844 | 0.99963 | -1002.5657 | 339.9561 | 1807.0238 | 210.1043 | -105.2142 | 229.3181
2030-06-01 | 8 | -11.2053 | 954.4293 | -48.2064 | -290.5628 | -1205.4603 | -740.8041 | 0.98512 | 22.6985 | 494.1835 | -224.7919 | 3870.729 | 195.0006 | 1899.2964 | 417.5618 | 2180.3823 | 608.5519 | 569.8705 | 209.9994 | -489.5562 | 626.7761 | -1548.8748 | -5391.9121 | -125.7891 | -52.169 | 2619.2549 | -1201.2764 | -3299.676 | -400.7735 | -105.4728 | -54.4916 | -73.175 | 61.8139 | -1760.5272 | 505.9312 | 3.1332 | 1503.0846 | 1513.3385 | -124.2821 | 748.5676 | 187.664 | -1816.6801 | -7.4861 | 3716.6604 | 1708.0796 | 5001.9111 | 486.3285 | -280.6511 | 2661.1262 | 703.7711 | 871.6769 | 499.991 | -699.1939 | 0.99082 | 1103.1033 | 210.1042 | -136.7687 | 203.4707
2030-06-01 | 9 | -19.7716 | 1387.1902 | -57.3801 | -358.1957 | -1207.8485 | -983.3702 | 141.9017 | 723.9752 | -2.8768 | -373.5182 | 3901.2427 | 160.087 | 1942.9993 | 428.94 | 2245.8723 | 432.2633 | 678.9642 | 209.9994 | -514.0352 | 423.6958 | -1822.6036 | -5098.9614 | -161.636 | -71.4005 | 2898.7197 | -1679.564 | -2785.0801 | -507.0053 | -131.2717 | -54.5613 | 622.0454 | 1135.9412 | -1223.1084 | 565.4443 | 4.3064 | 2323.4551 | 2011.4178 | -313.56 | 231.9834 | 449.5819 | -1120.8214 | 17.3745 | 3870.0042 | 1310.1644 | 5034.0059 | 1.0227 | -278.5638 | 2462.2598 | 410.1351 | 628.9034 | -80.3834 | -258.7913 | -73.5754 | 1228.7682 | 210.1042 | -253.6479 | 148.1306
2030-06-01 | 10 | -23.1354 | 1683.4783 | -62.6747 | -411.3708 | -1126.5159 | -1111.7493 | 1824.6877 | 942.0537 | 120.9302 | -347.5125 | 3914.135 | 194.9999 | 2077.3584 | 371.8821 | 2188.3816 | 576.3768 | 699.2004 | 209.9994 | -679.8609 | 424.0599 | -1754.7122 | -4650.8896 | -174.6353 | -72.6528 | 4050.1941 | -1871.7207 | -1973.6279 | -568.3281 | -151.1672 | -7.8965 | 709.5437 | 2020.2903 | -1060.2744 | 512.5745 | 3.993 | 2719.9475 | 2590.1458 | -254.0576 | 128.6287 | 449.8663 | -1233.986 | 1.0008 | 3932.925 | 1410.4948 | 5046.5039 | 1.02 | -278.2971 | 1984.1284 | 503.0488 | 638.9309 | 1.0658 | -580.3632 | -12.5735 | 2301.2314 | 210.1042 | -255.5428 | 113.1154
2030-06-01 | 11 | -23.1536 | 1613.6199 | -64.7659 | -420.8281 | -1081.2958 | -1028.6615 | 2813.5466 | 779.8839 | 269.0714 | -360.4695 | 3915.8481 | 195.0007 | 2117.2634 | 438.4014 | 2224.176 | 997.663 | 744.4926 | 209.9994 | -749.0401 | 798.5618 | -1749.6302 | -4355.3594 | -135.7155 | -51.5624 | 4324.6016 | -1812.7238 | -2379.5244 | -525.4207 | -151.8654 | 9.5306 | 651.16 | 2400.635 | -1116.0782 | 517.7897 | 3.7036 | 2451.0906 | 2633.322 | -812.5438 | 1.0028 | 331.293 | -1279.1508 | 119.1448 | 3787.6174 | 1263.8679 | 4958.5225 | -266.2749 | -677.6874 | 1789.3569 | 408.9627 | 803.2733 | 108.3173 | -579.2217 | 66.5197 | 2940.5103 | 210.1042 | -291.1074 | 65.0232
2030-06-01 | 12 | -28.357 | 1500.58 | -68.0343 | -430.2099 | -1060.8622 | -949.3546 | 3177.8652 | 710.7322 | -231.2715 | -359.0994 | 3914.7429 | 194.9965 | 1890.7511 | 453.7595 | 2232.9219 | 1069.6678 | 698.2332 | 209.9994 | -748.3426 | 838.5879 | -1693.6747 | -3895.8286 | -122.8758 | -48.5489 | 4261.71 | -1817.8083 | -2253.97 | -503.8903 | -149.489 | 26.3967 | 756.0427 | 2392.802 | -1023.1368 | 494.5528 | 4.1076 | 2437.594 | 2719.6392 | -944.6622 | -2.1307 | 376.5074 | -1202.2134 | -3.4228 | 3707.8164 | 1221.5863 | 4790.8613 | -264.7701 | -880.1573 | 1721.2007 | 243.2174 | 850.8723 | -48.1151 | -366.6042 | 1.0079 | 3087.6548 | 210.1042 | -350.2624 | 53.9843
2030-06-01 | 13 | -36.7199 | 1388.7302 | -71.9517 | -489.5991 | -1070.9186 | -903.5267 | 2996.835 | 740.5896 | -148.1853 | -358.3982 | 3886.5793 | 195.0009 | 1843.0303 | 498.0251 | 2262.8069 | 894.9998 | 588.5088 | 209.9994 | -731.972 | 838.0609 | -1701.5276 | -4125.8872 | -112.9827 | -38.3657 | 4089.1091 | -1931.5824 | -2010.3734 | -509.4202 | -145.2957 | 70.6467 | 931.7065 | 2619.6736 | -810.0152 | 535.4189 | 4.2792 | 2426.6089 | 3605.2561 | -983.8004 | 0.99732 | 450.2358 | -1303.1129 | -41.637 | 3608.4058 | 1189.4393 | 4682.0522 | -266.1019 | -855.8283 | 1755.1871 | 317.1908 | 982.489 | 138.6831 | -205.9355 | 18.0409 | 3781.5508 | 210.1043 | -397.0058 | -23.5399
2030-06-01 | 14 | -24.208 | 1089.4703 | -71.1594 | -438.0901 | -506.1423 | -632.4979 | 4572.0327 | 1.0013 | -419.0404 | -293.7763 | 3854.0398 | 194.9981 | 1168.719 | 586.401 | 2338.8547 | 410.6146 | 481.8115 | 209.9994 | -663.7897 | 1132.6505 | -1806.084 | -4492.9629 | -142.3829 | -24.7398 | 3536.7964 | -1573.0013 | -2720.498 | -383.9731 | -129.6023 | -152.8781 | 455.0835 | 1756.8883 | -1374.6346 | 644.8741 | 3.1868 | 1949.3705 | 2186.3491 | -763.033 | -130.4882 | 449.9905 | -1299.8521 | -258.5131 | 4385.2061 | 1288.0472 | 5068.0625 | -179.141 | -764.8467 | 2149.5039 | 373.2325 | 1025.5483 | -738.649 | 297.4307 | -704.9608 | 1937.4548 | 210.1042 | -477.3101 | -144.0826
2030-06-01 | 15 | -42.7722 | 757.265 | -75.4033 | -475.2665 | -1079.7889 | -418.6901 | 5205.27 | -723.0093 | -380.626 | -217.3886 | 3843.668 | 194.9996 | 1172.2225 | 653.2103 | 2399.605 | -26.4668 | 530.3821 | 209.9994 | -717.3177 | 877.6799 | -1966.0332 | -4163.4067 | -224.4007 | -29.8484 | 3729.9526 | -1657.1986 | -1663.0706 | -294.2595 | -126.6144 | -263.7623 | 849.0787 | 3636.1882 | -995.7187 | 845.512 | 4.8385 | 2311.4609 | 3926.7012 | -494.0345 | -215.0422 | 450.4891 | -1215.3901 | -592.7263 | 4613.2705 | 1330.7382 | 5050.7114 | 1.0162 | -664.8589 | 2304.3091 | 723.6932 | 1020.1676 | -1207.14 | 1491.3292 | -628.5593 | 3344.6294 | 210.1042 | -465.6507 | -35.8967
2030-06-01 | 16 | -42.1339 | 536.869 | -77.5773 | -450.0892 | -1197.9061 | -296.2512 | 4968.1606 | -841.3852 | -277.5391 | -150.5561 | 3851.9861 | 194.9986 | 1315.5092 | 674.1718 | 2415.439 | -305.5988 | 370.5587 | 209.9994 | -835.8539 | 973.2365 | -1878.3198 | -4116.4473 | -187.0573 | -25.5543 | 4238.2651 | -1583.3668 | -2128.6326 | -272.503 | -114.3533 | -195.6754 | 955.4258 | 3156.7634 | -1152.691 | 900.6398 | 3.7343 | 2453.1902 | 3619.8093 | -389.5602 | -58.1002 | 450.3526 | -1310.1954 | -553.3401 | 4652.9551 | 1413.2407 | 5047.6187 | 243.9223 | -581.2766 | 2706.3296 | 706.5317 | 991.8033 | -1242.2667 | 1412.528 | -823.8834 | 2985.2988 | 210.1042 | -428.3131 | 28.9879
2030-06-01 | 17 | -43.904 | 605.1166 | -80.6937 | -499.4383 | -1119.1907 | -394.8498 | 4252.5 | -579.1053 | -242.9276 | -139.4057 | 3845.5364 | 195.0016 | 1496.1643 | 670.6443 | 2422.0593 | -511.5926 | 329.6862 | 209.9994 | -842.7646 | 967.3182 | -1979.7242 | -3988.2847 | -169.5396 | -26.8541 | 4198.853 | -1749.8582 | -1962.6687 | -332.351 | -114.9069 | -144.1817 | 1022.6395 | 3572.3972 | -935.0693 | 841.622 | 4.5287 | 2582.7634 | 4066.3708 | -459.5778 | -125.9034 | 450.3831 | -1119.0565 | -436.2137 | 4697.5171 | 1435.8273 | 5045.8521 | 222.3588 | -540.4501 | 2811.5139 | 474.1049 | 894.4851 | -1537.4122 | 984.8387 | -1013.7596 | 3640.3113 | 210.1042 | -399.5837 | 55.1164
2030-06-01 | 18 | -52.1762 | 431.715 | -84.2066 | -546.5801 | -1170.3533 | -374.8177 | 4355.1001 | -786.9632 | -278.5089 | -141.3696 | 3848.9475 | 195.0002 | 2148.6372 | 638.7146 | 2390.364 | -736.7474 | 343.9803 | 209.9994 | -722.5113 | 1028.6913 | -2019.5602 | -2951.1699 | -116.3497 | -34.8762 | 3991.8647 | -1894.0568 | -2620.1492 | -327.6141 | -103.0777 | -98.5795 | 844.0253 | 4383.7847 | -1107.041 | 996.6646 | 4.2374 | 2479.571 | 4863.8462 | -707.4642 | 8.6811 | 1.0003 | -1355.0363 | -229.7318 | 4000.5193 | 1310.028 | 5012.1143 | -276.6387 | -989.3269 | 2464.7812 | -215.4877 | 947.3265 | -940.4664 | 866.6455 | -320.1429 | 5548.9038 | 210.1042 | -286.8534 | 126.8327
2030-06-01 | 19 | -49.8792 | 961.853 | -83.4529 | -566.8087 | -805.2458 | -668.9843 | 3003.4548 | -1.9099 | -297.9819 | -144.0279 | 3842.0203 | 181.014 | 2129.1494 | 599.7005 | 2331.3591 | -632.0654 | 285.9439 | 209.9994 | -676.8093 | 1096.8655 | -1835.2361 | -2052.136 | -97.9765 | -26.0355 | 3843.1643 | -2077.1008 | -2584.4878 | -484.1119 | -116.35 | -48.464 | 555.5343 | 3967.9211 | -964.6555 | 803.9635 | 5.1669 | 2265.5894 | 4203.6533 | -799.3102 | 165.1755 | 1.0005 | -1348.4727 | -85.0304 | 3729.5454 | 1325.4806 | 4770.8252 | -130.8238 | -577.9881 | 2569.6577 | -245.1036 | 783.1403 | -1186.0206 | 89.4831 | -2.8047 | 4244.6514 | 210.1042 | -262.1152 | 107.8983
2030-06-01 | 20 | -54.3322 | 969.4406 | -83.2775 | -602.038 | -1064.1998 | -737.9813 | 2251.1067 | 315.4099 | 93.1467 | -136.8042 | 3834.4045 | 186.8286 | 2130.4209 | 561.3339 | 2301.1321 | -612.0431 | 284.2012 | 209.9994 | -734.1588 | 862.7093 | -1926.6813 | -3594.6167 | -91.5328 | -33.8236 | 4052.2957 | -2283.5994 | -2192.0835 | -511.499 | -119.8902 | 74.216 | 779.335 | 4887.7651 | -608.833 | 779.7336 | 5.5212 | 2654.073 | 5003.9609 | -684.3514 | 366.9694 | 1.0009 | -1603.7439 | 48.0688 | 3730.8845 | 1364.5795 | 5018.9609 | -3.3793 | -277.2689 | 2698.4753 | 60.8507 | 1189.3389 | -0.82114 | -282.608 | -2.2665 | 5143.4634 | 0.10423 | -287.9446 | 94.4009
2030-06-01 | 21 | -44.0096 | 1364.7654 | -81.5263 | -611.321 | -1081.1617 | -976.6577 | 1150.7365 | 765.0244 | -168.6826 | -153.9808 | 3794.9753 | 149.012 | 2132.1362 | 528.0173 | 2255.2454 | -599.4371 | 268.6917 | 209.9994 | -690.47 | 679.2961 | -1773.0614 | -3835.4006 | -104.2234 | -53.1775 | 3905.8093 | -2425.3735 | -2074.2695 | -624.0303 | -133.8601 | 111.3092 | 762.3741 | 4595.0522 | -527.5154 | 680.0423 | 5.2004 | 2890.5054 | 4445.8521 | -625.428 | 374.5524 | 1.0042 | -1530.1781 | 71.7009 | 3739.5649 | 1386.5071 | 5041.8311 | -3.5481 | -277.5543 | 2785.2051 | 28.6205 | 942.118 | -339.9824 | -581.4945 | -108.5468 | 4358.7715 | 0.10423 | -320.182 | 35.8179
2030-06-01 | 22 | -41.0135 | 1485.5126 | -76.1051 | -549.8218 | -1336.1499 | -1100.2524 | 1546.2529 | 702.2189 | 210.6046 | -198.9041 | 3795.522 | 182.2314 | 2084.2759 | 606.6779 | 2353.4492 | -515.4665 | 288.563 | 209.9994 | -747.7893 | 713.1794 | -1801.9633 | -3957.345 | -91.428 | -55.3294 | 4123.6606 | -2398.6462 | -1994.3115 | -652.3909 | -135.3883 | 110.3008 | 539.6186 | 3610.2654 | -587.9501 | 505.2519 | 5.2502 | 2890.092 | 3247.0374 | -487.2851 | 298.4621 | 1.0002 | -1437.3805 | 143.6548 | 3684.123 | 1438.6082 | 5026.002 | -3.8486 | -278.5116 | 2635.606 | 76.4061 | 1081.5697 | 0.98738 | -610.9477 | -67.7197 | 6094.2002 | 210.1042 | -370.7299 | 22.4362
2030-06-01 | 23 | -27.3097 | 1557.5122 | -59.4214 | -453.04 | -1450.2721 | -1017.0303 | 2274.0703 | 429.7491 | 575.2423 | -213.6135 | 3825.7827 | 195.0017 | 2049.1238 | 589.9583 | 2342.6162 | -443.6293 | 328.5435 | 209.9994 | -765.789 | 759.1883 | -1908.1134 | -3789.7676 | -136.2866 | -64.9705 | 4216.7192 | -2028.8606 | -1997.3256 | -624.4269 | -142.3832 | -27.7116 | 361.7033 | 2869.333 | -817.883 | 401.2466 | 5.753 | 2799.8574 | 2486.2368 | -4.3151 | 721.2693 | 0.98265 | -1161.9886 | 174.1689 | 3648.4641 | 1476.7236 | 5021.7646 | 254.2637 | -279.7498 | 2755.2546 | 546.4053 | 983.4781 | -79.7822 | 69.2547 | 194.1451 | 5023.5259 | 210.1042 | -394.8608 | 7.3459
2030-06-01 | 24 | -13.2222 | 857.1052 | -44.6756 | -295.6913 | -1347.6866 | -447.723 | 2665.3621 | 533.3973 | 452.2876 | -160.9773 | 3802.2415 | 195.0025 | 2136.0137 | 543.0928 | 2310.167 | -552.8463 | 400.6956 | 209.9994 | -727.2168 | 569.8234 | -1763.9866 | -3729.502 | -119.2522 | -49.4062 | 4014.9062 | -1173.4114 | -2027.5123 | -455.2677 | -135.9734 | 6.6458 | 170.7271 | 2160.1262 | -842.9319 | 542.5614 | 6.7547 | 2617.6399 | 1909.1774 | 1.0017 | 175.7861 | 1.0007 | -958.5339 | 304.3768 | 3573.5488 | 1270.8165 | 4726.3184 | -2.8189 | -277.1611 | 2888.3623 | 689.1662 | 720.41 | 72.3123 | -48.6252 | -209.977 | 2796.4343 | 210.1042 | -294.1539 | 0.99984
2030-06-02 | 1 | -19.8153 | 862.7357 | -47.5082 | -314.4029 | -1528.1768 | -438.2827 | 2746.5339 | -2.6898 | -237.1113 | -148.4828 | 3795.5164 | 183.2362 | 2032.4056 | 499.9875 | 2290.1213 | -653.3152 | 490.0683 | 209.9994 | -531.3246 | 638.7205 | -1714.3826 | -3488.0491 | -132.2678 | -58.7216 | 2857.8762 | -1289.0162 | -2248.3811 | -422.8604 | -121.1546 | -92.8307 | 377.2913 | 2516.179 | -986.5525 | 710.6255 | 6.5292 | 2303.9412 | 2380.1868 | 1.0012 | 88.9095 | 0.99991 | -1067.6006 | 160.7639 | 3029.6978 | 1111.9666 | 4191.2041 | -3.0501 | -278.4129 | 2990.7864 | 802.1725 | 724.403 | -257.3706 | -48.7926 | -346.0703 | 2503.9451 | 210.1042 | -303.8826 | 84.436
2030-06-02 | 2 | -23.9898 | 1007.3289 | -49.2394 | -351.3345 | -1599.7268 | -545.4693 | 2879.9763 | -2.7181 | 790.2704 | -135.8445 | 3783.9863 | 186.8112 | 1920.1194 | 471.5265 | 2206.8618 | -1525.9576 | 142.1796 | 209.9994 | -536.9265 | 680.2797 | -1542.5563 | -3057.4893 | -135.7244 | -58.1215 | 2752.5493 | -1541.3682 | -2821.3274 | -419.0797 | -111.4718 | -142.7602 | 227.6034 | 3013.7434 | -1292.7511 | 855.3737 | 4.8906 | 2145.5278 | 3052.2944 | -2.4011 | 295.3827 | 1.0009 | -1502.019 | 45.7672 | 2692.1516 | 926.3411 | 4130.8037 | 1.0123 | -279.2854 | 3264.4766 | 1389.649 | 793.712 | -82.755 | -48.9303 | -32.0673 | 2471.0654 | 210.1042 | -217.6072 | 139.3105
2030-06-02 | 3 | -16.3978 | 610.2117 | -40.44 | -267.642 | -1797.5021 | -340.6059 | 2722.4246 | -240.4146 | 1824.4987 | -129.5203 | 3760.5269 | 145.397 | 1876.9893 | 312.3292 | 1945.1025 | -845.3104 | 199.7004 | 209.9994 | -492.6143 | 566.3212 | -1476.5768 | -3101.2207 | -154.4105 | -64.2849 | 2585.4436 | -1140.3958 | -2554.228 | -366.0551 | -103.7838 | -106.0243 | 282.5859 | 2124.9233 | -1234.6151 | 736.8919 | 4.9553 | 1877.4415 | 3297.9326 | 1.0026 | 254.1199 | 0.99979 | -1336.9075 | 19.6629 | 1538.8885 | 674.6908 | 2798.0857 | 188.1183 | -441.5147 | 2895.7617 | 960.0391 | 440.1434 | -922.2241 | -49.4145 | 643.6009 | 3406.4128 | 210.1042 | -146.3123 | 51.2174
2030-06-02 | 4 | -16.7233 | 683.6157 | -40.6638 | -304.5717 | -1655.3601 | -375.9225 | 923.7301 | -69.9265 | 1935.0387 | -126.5281 | 3768.1943 | 111.765 | 1870.2925 | 250.3376 | 1869.4874 | -66.1585 | 208.9381 | 209.9994 | -482.2165 | 441.9182 | -1416.8275 | -3425.3813 | -165.6497 | -55.6916 | 2482.2214 | -1273.2197 | -2163.2754 | -381.5793 | -106.2355 | -60.0873 | 751.7653 | 1456.0404 | -858.8386 | 630.6668 | 6.0053 | 1866.8602 | 4241.7163 | 1.001 | 389.7968 | 0.99931 | -1210.4264 | 0.99687 | 1623.0533 | 754.1174 | 3222.1123 | -2.9596 | -279.0405 | 3175.7056 | 552.3208 | 336.3034 | -1228.6024 | -702.9149 | 643.1951 | 3951.9351 | 210.1043 | -124.0486 | 121.2333
2030-06-02 | 5 | -20.3106 | 901.5566 | -42.7529 | -360.7209 | -1669.62 | -565.3071 | 81.8391 | -15.4298 | 2081.6948 | -134.8401 | 3826.783 | 91.1728 | 1868.1376 | 229.8169 | 1889.0369 | 534.6885 | 304.1397 | 209.9994 | -316.8592 | 311.9742 | -1510.7881 | -4165.7246 | -188.6942 | -67.597 | 1583.151 | -1603.4379 | -1884.2355 | -451.0336 | -108.2169 | -87.1477 | 1039.6813 | 1329.7693 | -708.0936 | 603.3962 | 6.1254 | 1888.1768 | 5022.4014 | -45.8513 | 386.8784 | 0.99881 | -1205.2627 | -56.6435 | 1606.4614 | 842.5823 | 3207.2715 | 1.0069 | -279.3328 | 3315.1614 | 721.6315 | 345.0885 | -1222.1597 | -770.4348 | 595.8019 | 5296.9873 | 210.1043 | -115.5034 | 73.4766
2030-06-02 | 6 | -18.9871 | 829.0002 | -43.0763 | -356.2832 | -1635.8298 | -576.2774 | 0.98552 | -1.9006 | 2077.4045 | -149.6609 | 3886.229 | 68.7605 | 1861.7021 | 1.0001 | 2033.3478 | 1031.6444 | 340.0927 | 209.9994 | -180.5604 | 304.5893 | -1470.1508 | -4298.2646 | -182.8641 | -75.987 | 930.1771 | -1528.6611 | -1911.3992 | -449.6706 | -104.2602 | -67.2016 | 1060.4489 | 863.0344 | -784.1161 | 598.3502 | 4.8211 | 1593.7349 | 4942.6455 | -111.2801 | 454.7826 | 1.0015 | -1163.557 | -52.9156 | 1435.9052 | 772.929 | 3120.2424 | -2.9581 | -279.282 | 3304.1169 | 753.442 | 316.848 | -1224.1211 | -929.7289 | 598.6921 | 5719.9209 | 210.1043 | -108.8331 | 58.7746
2030-06-02 | 7 | -19.8424 | 807.4678 | -42.5794 | -378.0636 | -1561.4463 | -604.4021 | 0.97828 | -1.7427 | 1984.6873 | -133.5167 | 3882.7075 | 72.5553 | 1868.7626 | -15.9197 | 1943.2021 | 1113.1681 | 355.0609 | 209.9994 | -165.2828 | 302.536 | -1391.2898 | -4443.4683 | -165.6968 | -77.6235 | 932.844 | -1531.5834 | -1881.1416 | -452.1402 | -100.1439 | -25.8312 | 1071.8865 | 697.5321 | -884.7547 | 612.8014 | 4.5652 | 1551.6866 | 5186.6274 | -227.5097 | 339.5014 | 0.99994 | -1287.3469 | -53.6034 | 1390.1522 | 691.155 | 2950.3374 | -2.8913 | -279.2684 | 3206.7881 | 715.4053 | 401.2539 | -1072.0824 | -1213.0869 | 504.9372 | 6498.9351 | 210.1043 | -111.5135 | 122.6763
2030-06-02 | 8 | -25.084 | 511.2721 | -49.7752 | -377.6112 | -1372.391 | -516.3233 | 0.98507 | 0.99954 | 1002.9743 | -135.0967 | 3854.5918 | 90.9611 | 1855.1863 | -16.2439 | 1976.1096 | 1119.2643 | 380.7272 | 209.9994 | -169.7348 | 331.2487 | -1351.4934 | -4514.4248 | -102.1125 | -80.7175 | 1110.7686 | -1442.821 | -1765.6072 | -418.6939 | -93.939 | 96.9266 | 989.838 | 998.1738 | -1006.4786 | 757.4097 | 4.3625 | 1394.1903 | 5756.7461 | -490.2627 | 700.6971 | 0.99975 | -1598.5468 | 78.6109 | 1718.6058 | 710.3284 | 3570.3301 | 1.0064 | -280.0261 | 3235.813 | 592.5837 | 611.4192 | -79.416 | -1863.5033 | 303.2129 | 7045.5469 | 210.1042 | -52.0082 | 184.5182
2030-06-02 | 9 | -35.7073 | 256.9249 | -61.6452 | -431.0905 | -1097.7783 | -512.2568 | 0.98799 | 428.1209 | -2.9702 | -179.973 | 3720.1367 | 31.7529 | 1867.6631 | 34.817 | 2233.7607 | 897.2279 | 424.2739 | 209.9994 | -447.0962 | 358.979 | -1250.8367 | -4311.9409 | -20.19 | -46.5563 | 2450.0469 | -1573.0698 | -1611.3262 | -432.9732 | -89.2179 | 282.7238 | 1215.995 | 1536.0309 | -1025.5361 | 964.2024 | 4.1721 | 1181.7529 | 7074.417 | -1.794 | 623.7722 | 1.0006 | -1933.3582 | 257.4739 | 2035.5439 | 633.551 | 3689.9424 | 1.0123 | -279.7089 | 3022.2437 | -181.4143 | 837.721 | 347.0344 | -1756.6749 | 1 | 8300.8379 | 210.1043 | -66.5924 | 156.5475
2030-06-02 | 10 | -31.0836 | 98.1128 | -60.0643 | -428.5044 | -1040.6802 | -371.6846 | -183.1382 | 748.2171 | -317.8044 | -321.298 | 3899.0549 | 195.0013 | 1977.9677 | -15.3529 | 2184.2131 | 833.5377 | 301.7223 | 209.9994 | -435.3522 | 348.1237 | -1183.2139 | -4017.4915 | 49.7285 | -21.7852 | 2565.3564 | -1254.7078 | -1369.8669 | -363.9395 | -90.2794 | 486.1788 | 1210.7297 | 1286.7501 | -1298.2644 | 920.0627 | 2.2202 | 337.3949 | 7061.0513 | -206.1132 | 295.3701 | 0.99907 | -1846.1669 | 490.052 | 3140.5527 | 788.4484 | 4378.1133 | 1.0016 | -278.8029 | 2285.3496 | -272.3973 | 894.7513 | 564.2023 | -1730.6581 | 0.9318 | 7838.4766 | 210.1043 | -88.0599 | 112.5545
2030-06-02 | 11 | -34.8901 | 265.8077 | -66.7164 | -531.7572 | -917.244 | -588.8464 | -1841.6755 | 1330.7167 | -2.9825 | -350.8389 | 3921.6179 | 194.9993 | 2092.4084 | -28.8771 | 2197.2209 | 721.2766 | 219.8572 | 209.9994 | -393.1577 | 186.7864 | -1075.3828 | -4201.3257 | 94.9154 | -33.1613 | 2341.6624 | -1542.7487 | -918.076 | -452.3061 | -94.1544 | 680.1138 | 1198.1274 | 1639.9211 | -1070.9238 | 835.455 | 1.0993 | 499.1514 | 7408.3789 | -2.9558 | 491.4152 | 0.99958 | -1846.1641 | 614.8779 | 3657.4414 | 1114.3831 | 5004.7085 | 1.0116 | -278.237 | 2577.5764 | -351.1046 | 880.1265 | 609.8765 | -1859.3013 | -233.7949 | 7118.7915 | 210.1042 | -200.1916 | 192.5112
2030-06-02 | 12 | -41.8411 | 359.0824 | -72.2298 | -573.0238 | -1358.0665 | -594.385 | -761.4931 | 699.2299 | -201.5472 | -221.2078 | 3905.7346 | 195.001 | 2142.7937 | 318.8575 | 2171.657 | 639.9814 | 224.6299 | 209.9994 | -423.4158 | 299.644 | -1306.4962 | -4813.4092 | 77.952 | -39.6449 | 2345.9482 | -1734.6373 | -1229.8785 | -462.8922 | -98.3504 | 562.4937 | 1306.1104 | 2271.7915 | -977.1025 | 916.9861 | 1.8671 | 892.5609 | 7761.4595 | -65.193 | 467.1908 | 49.7096 | -1992.3632 | 626.795 | 3756.9019 | 1226.3492 | 5018.4526 | 1.0196 | -277.8802 | 2517.2361 | -190.4711 | 1095.4072 | 1096.0635 | -1823.7029 | -303.6557 | 8241.6387 | 210.1043 | -256.858 | 68.3289
2030-06-02 | 13 | -41.5212 | 1131.5952 | -75.274 | -570.5379 | -1032.9333 | -943.2499 | 0.97887 | 1398.2498 | -769.5763 | -326.849 | 3867.6023 | 170.23 | 2136.0681 | 311.4543 | 2146.8916 | 172.1782 | 329.669 | 209.9994 | -471.3459 | 252.6065 | -1614.9102 | -4899.1606 | -20.4932 | -74.0057 | 2693.8777 | -2216.7417 | -1611.0802 | -593.8448 | -134.5992 | 398.6051 | 1292.9469 | 2408.2559 | -433.224 | 849.2659 | 3.5661 | 2264.5569 | 6794.6382 | -2.1814 | 392.779 | 71.3465 | -1454.3578 | 425.3427 | 3853.6353 | 1324.5903 | 5023.6196 | -3.5004 | -278.2205 | 2613.6331 | 331.7363 | 857.9461 | 0.98832 | -1347.6676 | -14.4815 | 6749.6123 | 210.1042 | -281.7038 | -35.0738
2030-06-02 | 14 | -47.5011 | 1085.975 | -78.8189 | -565.6442 | -1289.7527 | -875.7641 | 3006.3142 | 446.014 | -988.9604 | -361.5763 | 3820.5547 | 194.9999 | 2146.8042 | 394.9312 | 2190.5894 | 401.6835 | 798.9064 | 209.9994 | -631.6082 | 532.3573 | -1860.9148 | -4926.249 | -58.8507 | -58.9014 | 3469.9385 | -2196.2593 | -2257.9829 | -561.6348 | -124.0556 | 111.9965 | 943.8563 | 3680.1125 | -744.5787 | 1039.5204 | 5.5445 | 2549.9355 | 7406.4175 | -255.2266 | 395.0036 | 1.0011 | -1534.5453 | 185.9835 | 3687.3127 | 1294.72 | 5020.7188 | -3.6472 | -277.6286 | 2727.4741 | 377.5845 | 1278.4049 | -175.5569 | -656.7094 | -600.8108 | 6594.7852 | 210.1043 | -338.3662 | -23.2459
2030-06-02 | 15 | -36.9762 | 1028.4764 | -75.0617 | -481.6992 | -1101.8765 | -765.0406 | 4549.9805 | 39.9265 | -1441.2386 | -279.0383 | 3825.2854 | 194.9986 | 2129.0027 | 564.2083 | 2340.4502 | 167.8511 | 644.0319 | 209.9994 | -591.4448 | 881.078 | -1725.9554 | -3827.967 | -104.313 | -50.9519 | 3300.7678 | -1936.4825 | -2468.7996 | -466.8675 | -119.8226 | -61.1481 | 913.1235 | 2742.4346 | -986.7238 | 914.0583 | 4.9655 | 2346.3643 | 5272.6313 | -362.4418 | 564.9813 | 1.0007 | -1074.826 | -158.8519 | 3528.0251 | 1256.0453 | 4886.6123 | -3.635 | -278.7176 | 2677.386 | 670.1192 | 530.7503 | -785.4695 | -166.1408 | -607.1122 | 4193.0474 | 210.1043 | -338.639 | -78.546
2030-06-02 | 16 | -30.1838 | 1350.2662 | -74.4821 | -482.7382 | -706.7163 | -871.9427 | 4340.2344 | 262.2174 | -1518.6075 | -238.3434 | 3831.5063 | 194.998 | 2036.2133 | 592.8911 | 2348.0947 | 83.8662 | 519.722 | 209.9994 | -586.7346 | 857.5248 | -1791.1528 | -3574.155 | -174.586 | -44.6803 | 3153.2839 | -1927.5598 | -2247.6296 | -515.9138 | -134.769 | -193.1725 | 867.3395 | 2451.0796 | -887.9011 | 644.4988 | 5.2521 | 2272.1677 | 4305.3267 | -560.8162 | -74.7793 | 450.2159 | -1041.3118 | -381.7397 | 4323.2827 | 1245.755 | 5027.2124 | 1.0041 | -276.8802 | 3065.3376 | 422.3592 | 483.8217 | -927.5905 | -49.0389 | -764.2267 | 3052.6841 | 210.1042 | -354.4433 | -74.9863
2030-06-02 | 17 | -46.213 | 1299.962 | -79.3417 | -509.8136 | -758.8958 | -835.2412 | 4262.7246 | 113.1641 | -2031.926 | -238.0113 | 3841.4868 | 195.0027 | 1977.9885 | 607.1992 | 2343.7402 | -38.5578 | 487.2279 | 209.9994 | -686.5042 | 906.4875 | -1834.0128 | -3757.8169 | -172.5873 | -30.339 | 3722.1948 | -1966.241 | -2470.7166 | -515.1423 | -131.8342 | -212.2266 | 845.0935 | 2606.2083 | -925.3628 | 694.8143 | 5.4864 | 2190.3257 | 4488.4673 | -631.6771 | -180.5979 | 450.3381 | -1128.5016 | -387.3653 | 4435.5469 | 1254.0726 | 5027.1606 | 1.0174 | -276.9503 | 3047.7251 | 167.9755 | 526.0884 | -995.0668 | 1.0069 | -1148.5709 | 3580.0928 | 210.1043 | -400.3321 | -20.6439
2030-06-02 | 18 | -45.2978 | 1132.983 | -79.0326 | -493.2176 | -791.5261 | -754.5241 | 4224.8101 | 74.937 | -1943.8998 | -261.6503 | 3857.3406 | 194.999 | 1831.2874 | 640.8373 | 2386.8059 | -184.5256 | 414.9657 | 209.9994 | -779.0374 | 894.6053 | -1777.7655 | -3883.0884 | -167.7871 | -24.1807 | 4239.147 | -1900.9624 | -2646.9856 | -448.3729 | -129.0773 | -191.6972 | 988.9417 | 2090.3962 | -1026.3636 | 764.7308 | 5.3495 | 2190.271 | 4260.4663 | -599.7798 | -126.8552 | 450.2675 | -1036.7505 | -368.5375 | 4405.6963 | 1243.3286 | 5027.856 | 1.0074 | -276.9675 | 3210.8862 | -34.653 | 431.7971 | -1235.9926 | 160.2008 | -905.481 | 3394.4104 | 210.1042 | -410.5155 | -3.6421
2030-06-02 | 19 | -45.3643 | 1033.0123 | -77.0114 | -495.3476 | -800.2503 | -687.7386 | 4237.7695 | 1.0061 | -1594.0967 | -242.8849 | 3853.5493 | 195.0008 | 1858.0125 | 677.5917 | 2414.1077 | 32.1202 | 402.2606 | 209.9994 | -663.7237 | 879.7842 | -1858.7856 | -3680.5298 | -159.1464 | -25.7863 | 3782.7263 | -1833.527 | -2265.199 | -438.5695 | -124.7497 | -175.6149 | 906.5678 | 2433.0208 | -998.8494 | 723.0395 | 5.5198 | 1992.5563 | 4713.4604 | -510.2584 | -42.4613 | 313.202 | -1060.3282 | -280.6993 | 4398.6499 | 1260.2598 | 5015.8252 | 96.4592 | -276.9962 | 3181.927 | -137.9656 | 529.7197 | -703.1102 | 1.0083 | -702.7911 | 4017.314 | 210.1043 | -397.0334 | -23.1561
2030-06-02 | 20 | -43.735 | 955.1355 | -74.1206 | -475.3744 | -868.1598 | -626.0759 | 4277.792 | 116.5936 | -600.2827 | -286.8762 | 3835.1233 | 194.9986 | 1973.0525 | 619.8888 | 2350.8687 | 303.0802 | 479.1695 | 209.9994 | -640.7852 | 781.1069 | -1772.4795 | -3233.5579 | -143.5009 | -27.9346 | 3809.3076 | -1735.241 | -1968.8855 | -416.1155 | -124.5515 | -91.4177 | 818.0426 | 2455.522 | -1049.6412 | 711.9363 | 5.3519 | 1921.3944 | 4525.9883 | -651.1297 | 327.0733 | 0.99814 | -1006.9495 | -172.1872 | 3294.8542 | 1251.1178 | 4541.7876 | -3.8913 | -278.68 | 3102.5625 | -129.4346 | 332.2766 | -997.7043 | 100.7275 | -68.1423 | 3837.4919 | 210.1043 | -369.8923 | -20.9257
2030-06-02 | 21 | -46.795 | 1318.6083 | -76.2338 | -498.8571 | -670.4317 | -804.9855 | 2774.7827 | 1132.647 | -474.6244 | -293.4179 | 3860.9575 | 195.0003 | 1822.3966 | 505.4955 | 2266.2983 | 423.1387 | 534.0164 | 209.9994 | -666.0023 | 303.8396 | -1877.921 | -3765.364 | -157.9977 | -52.7441 | 3961.2585 | -2039.4159 | -1720.8009 | -534.8165 | -144.7898 | 48.5824 | 1116.7197 | 2706.2312 | -769.8748 | 615.0896 | 5.5833 | 2483.8926 | 4735.8843 | -829.1306 | 214.0892 | 0.99876 | -1388.1613 | 60.7329 | 3312.4692 | 1207.0532 | 4403.21 | -3.2958 | -277.5485 | 3108.0596 | -307.3202 | 914.8282 | -81.2559 | -431.2243 | -39.5379 | 3943.8782 | 210.1042 | -321.4261 | 115.4403
2030-06-02 | 22 | -58.1236 | 1237.1344 | -83.5466 | -542.7839 | -1135.3583 | -901.8031 | 3266.3503 | 858.3658 | -88.9942 | -242.5238 | 3849.4265 | 195 | 1905.1765 | 478.2916 | 2246.5146 | 682.4265 | 660.7413 | 209.9994 | -724.0471 | 393.4163 | -1938.9132 | -4040.0632 | -123.9768 | -63.1427 | 4208.4663 | -2340.7283 | -1916.8981 | -537.438 | -137.0646 | 74.2577 | 1075.3619 | 3717.8604 | -698.8348 | 827.4893 | 5.9865 | 2615.4761 | 5945.4077 | -760.3211 | 327.005 | 1.0004 | -1419.0371 | 167.4789 | 3379.4971 | 1250.9128 | 4586.936 | -3.4245 | -277.6447 | 3068.0264 | -294.8303 | 1142.4104 | 254.3864 | -356.3824 | 1.0002 | 5665.228 | 210.1043 | -341.2832 | 148.5938
2030-06-02 | 23 | -40.1601 | 1194.6547 | -73.8251 | -502.747 | -1281.095 | -748.0015 | 3047.5295 | 735.562 | -33.8376 | -219.6845 | 3841.6003 | 194.9964 | 2065.6824 | 548.2906 | 2295.9133 | 547.0192 | 619.7464 | 209.9994 | -687.2277 | 631.0209 | -1822.6493 | -3381.5486 | -91.1935 | -36.4475 | 4043.3977 | -2154.782 | -2220.8601 | -506.2022 | -130.8929 | 45.5485 | 691.4959 | 2957.2534 | -920.4755 | 807.7142 | 6.363 | 2031.8959 | 4410.5093 | -1146.3972 | 1.0006 | 0.99964 | -1108.9192 | 348.5926 | 2851.1479 | 1166.412 | 3995.1738 | -281.6583 | -952.0737 | 3216.4324 | 38.9719 | 937.5427 | -1220.53 | -316.2134 | -1041.0455 | 3298.3247 | 210.1042 | -412.0577 | 70.9297
2030-06-02 | 24 | -31.3849 | 1043.1031 | -60.3853 | -448.4386 | -1516.1743 | -706.3871 | 1914.7966 | 1.0005 | -2.859 | -174.8473 | 3864.3958 | 118.6745 | 2071.3481 | 556.0925 | 2337.0513 | 96.3803 | 409.5613 | 209.9994 | -512.5345 | 469.2458 | -1529.8053 | -1839.3376 | -106.5917 | -48.9848 | 2956.5894 | -1863.6715 | -1869.9606 | -469.6781 | -111.2493 | 32.4763 | 577.574 | 2421.7043 | -963.7016 | 795.5987 | 6.0757 | 1944.5137 | 3679.2241 | 1.0023 | 393.0573 | 0.99834 | -882.8701 | 232.0412 | 3392.8521 | 1127.7621 | 4756.1001 | -2.6412 | -276.6668 | 3274.4949 | 219.3787 | 741.2667 | -1557.0093 | -48.9726 | -1172.1116 | 3484.5474 | 210.1042 | -402.5913 | 4.2192
2030-06-03 | 1 | -36.6494 | 19.1093 | -53.6802 | -411.8976 | -1984.9814 | -201.8981 | 0.98827 | -361.9139 | 757.7564 | -240.9982 | 3860.2527 | -55.9075 | 1884.8103 | 445.951 | 2164.9468 | -329.8886 | 195.6055 | 209.9994 | -505.1399 | 357.5309 | -1241.3723 | -1016.9717 | -77.1147 | -48.5437 | 2858.418 | -1706.0914 | -1744.2765 | -219.5061 | -76.6435 | 184.9515 | 639.0775 | 3370.2664 | -990.959 | 950.8032 | 7.5516 | 2029.4519 | 3896.0759 | -3.323 | 601.4772 | 1.0008 | -1154.2196 | 115.6516 | 2581.5315 | 1198.4431 | 3931.6411 | 350.905 | -281.054 | 3487.5291 | -618.0534 | 922.7928 | -1448.6182 | -48.9641 | -1467.2572 | 6182.4922 | 210.1042 | -397.7968 | 109.4903
2030-06-03 | 2 | -30.1931 | 238.3309 | -52.6292 | -447.1809 | -1552.2238 | -537.8525 | -1962.7323 | 0.9988 | 1581.6765 | -196.1415 | 3785.009 | -92.0585 | 1873.0994 | 325.1268 | 1809.699 | -95.8336 | 68.159 | 209.9994 | -468.001 | 138.3999 | -926.2579 | -2917.2244 | -181.7278 | -16.7294 | 2486.4141 | -1850.0887 | -1570.0396 | -358.7615 | -85.7705 | 87.4409 | 898.2083 | 1893.35 | -807.9319 | 765.7272 | 6.592 | 1095.4337 | 3457.97 | -181.7061 | 738.9538 | 0.99858 | -1784.8943 | -403.5321 | 2245.6331 | 1330.9683 | 3632.96 | 542.1645 | -282.0669 | 3656.1323 | -4.4735 | 972.7894 | -2076.8586 | -343.5543 | -1501.4961 | 6449.1494 | 210.1042 | -414.6763 | 68.6315
2030-06-03 | 3 | -22.051 | 683.1833 | -46.3963 | -430.1185 | -1601.9403 | -716.8806 | -2462.8022 | 98.2294 | 1942.8362 | -174.8835 | 3791.8354 | -99.939 | 825.9368 | 27.3812 | 1629.1292 | 746.4688 | 97.6349 | 209.9994 | -151.6561 | 356.4637 | -1040.4312 | -3487.8433 | -212.0969 | -29.1696 | 585.6949 | -1527.3219 | -1891.006 | -399.0553 | -85.5728 | -78.9447 | 572.1247 | 978.4272 | -1012.3526 | 491.8163 | 6.0924 | 706.8703 | 1728.1229 | -6.1641 | 809.4133 | 1.0004 | -1955.4993 | -455.3412 | 1900.585 | 877.2626 | 3633.0808 | 258.6588 | -280.7809 | 3742.2671 | -540.252 | 917.7208 | -1528.7678 | -484.9013 | -590.7337 | 5733.5308 | 210.1043 | -235.2146 | 137.2591
2030-06-03 | 4 | -22.8936 | 1298.5331 | -49.1252 | -441.4885 | -547.7095 | -1248.5901 | -5322.1333 | 2248.9509 | 1.0027 | -184.0387 | 3647.8533 | -194.9952 | 1877.3313 | -134.4793 | 1483.5632 | 750.144 | 75.9716 | 209.9994 | -43.3054 | -23.2267 | -772.0482 | -4428.0654 | -228.9254 | -78.0553 | 625.4764 | -1989.0746 | -1479.1694 | -611.0518 | -119.5676 | 174.7086 | 1039.7977 | 6.1687 | -571.7403 | 303.8442 | 3.0699 | 1343.1965 | 1218.2904 | -168.7399 | 429.4212 | 1.0007 | -1857.9496 | -357.8797 | 1652.4844 | 760.6612 | 3365.7739 | 0.99856 | -280.0067 | 2693.2769 | -1849.1531 | 407.576 | -1390.6976 | -2526.1855 | 120.8526 | 5940.5391 | 210.1043 | 4.2678 | 115.7902
2030-06-03 | 5 | -29.6752 | 1526.0261 | -52.0956 | -464.6276 | -431.641 | -1406.2614 | -5874.2808 | 2797.4839 | 1311.9447 | -221.5052 | 3675.4675 | -195.0027 | 1878.6405 | -446.4766 | 1416.5306 | 329.5651 | 236.3803 | 209.9994 | -29.7209 | -303.5843 | -765.9861 | -5157.5015 | -285.2544 | -112.5072 | 637.1812 | -2462.8308 | -1112.9753 | -704.4 | -135.7247 | 189.6712 | 1422.198 | 628.7503 | -165.7502 | 381.84 | 2.9941 | 1873.4542 | 2495.4702 | -66.9725 | 365.926 | 1.0009 | -1804.2544 | -552.9851 | 1748.8296 | 716.6155 | 3385.4604 | 1.019 | -278.8773 | 2326.0369 | -2360.1519 | 249.3615 | -1697.7325 | -2618.7749 | 694.744 | 5038.1367 | 210.1042 | 0.99947 | 48.1277
2030-06-03 | 6 | -27.479 | 2162.3762 | -57.1666 | -498.8493 | 168.9852 | -1930.5194 | -7978.4814 | 4140.0396 | 1440.9213 | -348.1331 | 3619.467 | -118.8477 | 1819.6476 | -493.9029 | 894.9654 | 919.72 | 127.9861 | 209.9994 | -151.8549 | -385.262 | -669.8959 | -5915.2383 | -277.0991 | -118.7239 | 1523.0026 | -2901.7407 | -1616.4424 | -933.8193 | -176.1675 | 326.4289 | 1485.5736 | 124.2372 | -123.4292 | 162.3127 | 1.1876 | 2078.5662 | 198.2069 | 407.9094 | 1150.0931 | 0.99989 | -2049.8342 | -504.7007 | 1433.9623 | 1305.068 | 2460.5776 | 1348.6517 | -539.1676 | 1351.8552 | -3144.3381 | 214.9144 | -1045.2744 | -3614.7107 | 872.0854 | 6255.9209 | 210.1043 | 24.1243 | 98.765
2030-06-03 | 7 | -33.1484 | 1683.9224 | -58.5575 | -594.5497 | -179.3356 | -1935.4712 | -10028.6035 | 3336.335 | 1060.4296 | -296.4274 | 3800.926 | 142.3768 | 2113.4033 | -108.809 | 1464.9187 | 713.4637 | 107.6654 | 209.9994 | -166.8333 | -148.4645 | -1002.3459 | -6318.9727 | -121.5498 | -85.1868 | 1547.8999 | -2688.1655 | -1983.4817 | -935.5663 | -138.858 | 509.0005 | 2116.3958 | 409.3031 | -189.4626 | 302.2621 | 0.56344 | 1506.885 | 2085.8301 | 0.98688 | 465.4335 | 1.0069 | -2138.1772 | -2.6365 | 2116.0762 | 982.3349 | 3801.7043 | 1.0802 | -277.7987 | 2425.6611 | -2316.7942 | 560.8222 | 214.2415 | -3163.75 | 569.2563 | 9669.5127 | 210.1043 | 33.6505 | 198.5218
2030-06-03 | 8 | -36.2511 | 1378.4758 | -63.6716 | -643.8243 | -293.5129 | -1773.4653 | -9522.1348 | 2952.0154 | 0.99839 | -313.9311 | 3930.6931 | 176.8861 | 2149.4617 | 1.0024 | 1755.4324 | 697.4241 | 68.1231 | 209.9994 | -144.5171 | 69.4044 | -1294.184 | -6336.2764 | -47.7632 | -58.1351 | 1204.1107 | -2786.6255 | -2260.696 | -889.4953 | -125.4498 | 570.7204 | 2582.2297 | 3.1028 | -204.862 | 363.2172 | 0.56158 | 936.0146 | 4816.6514 | -86.7128 | 0.99701 | 103.5953 | -2225.1443 | 186.2924 | 3783.3623 | 1221.8281 | 4652.043 | -2.6732 | -272.131 | 1712.519 | -3256.4031 | 1026.5996 | 1249.4456 | -2740.5007 | -447.1341 | 11186.1514 | 210.1042 | -76.2829 | 229.5371
2030-06-03 | 9 | -40.7155 | 824.4339 | -63.39 | -659.4591 | -623.337 | -1473.2644 | -9106.6191 | 2339.6594 | -3.0395 | -319.6245 | 3945.9253 | 194.9982 | 1636.239 | 1.0004 | 1996.0101 | 211.5021 | 63.4882 | 209.9994 | -129.096 | 121.2451 | -1484.2496 | -6469.2041 | -2.3941 | -46.245 | 426.1818 | -2804.9849 | -2248.0234 | -818.0529 | -103.5093 | 661.4279 | 3073.1135 | 381.9742 | -131.6536 | 455.9601 | 0.51196 | 663.4485 | 6849.5942 | -0.89525 | -2.6587 | -1.4537 | -2161.8586 | 266.0208 | 3406.5674 | 1150.1036 | 4426.084 | -263.1827 | -970.0181 | 3580.9307 | -1552.3817 | 1162.239 | 1240.0917 | -1821.3657 | -458.5515 | 13140.1895 | 210.1043 | -200.3249 | 99.7028
2030-06-03 | 10 | -31.7604 | 585.851 | -59.7549 | -784.2936 | -855.948 | -1212.5603 | -8371.1396 | 1536.483 | -93.2377 | -320.5694 | 3955.9526 | 194.9989 | 2140.3318 | 43.3616 | 1961.3654 | 451.9063 | -47.34 | 209.9994 | -140.7052 | 124.998 | -1616.6783 | -6600.3809 | 21.6903 | -36.8346 | 408.6888 | -2492.9087 | -2094.7212 | -762.1377 | -97.0983 | 693.5335 | 2697.6853 | 665.6052 | -249.7945 | 381.8011 | 0.57678 | 459.164 | 7368.4922 | -23.5106 | 72.7411 | 449.5066 | -2155.6682 | 369.5911 | 3765.2734 | 1243.4585 | 4792.4155 | -112.6601 | -272.1076 | 1655.1204 | -2850.6523 | 1256.5223 | 1046.2854 | -1941.4587 | -731.8683 | 14321.7852 | 210.1042 | -255.8891 | 111.9495
2030-06-03 | 11 | -22.4637 | 215.1141 | -56.1026 | -704.3904 | -1142.7734 | -984.5792 | -8616.1162 | 1365.7458 | -2.9647 | -349.5741 | 3990.844 | 129.6028 | 2125.5403 | 1.6039 | 1996.7194 | 438.7841 | -183.3859 | 209.9994 | -158.9277 | 76.2244 | -1566.1473 | -6639.29 | 21.0242 | -46.6924 | 564.1243 | -1971.3682 | -1674.6162 | -689.6516 | -101.3499 | 732.5351 | 2419.1484 | -293.6814 | -334.0085 | 236.3003 | 0.54464 | 597.3575 | 6932.2793 | -389.124 | 144.3424 | 449.3994 | -2275.041 | 323.5796 | 4075.1362 | 1214.302 | 5079.4478 | -244.682 | -454.7897 | 1690.3174 | -2604.4651 | 1293.6735 | 757.222 | -1903.4446 | -757.4405 | 14243.2412 | 210.1043 | -283.3219 | 157.4476
2030-06-03 | 12 | -17.6392 | 207.9268 | -58.6822 | -691.6167 | -1111.8986 | -961.0518 | -9184.3887 | 1562.7806 | -640.4453 | -376.8315 | 3955.2852 | 26.7857 | 2028.4529 | 13.6927 | 2048.8809 | 358.2065 | -322.6329 | 209.9994 | -168.025 | -65.4836 | -1549.97 | -6564.4058 | -24.8026 | -58.7894 | 715.3986 | -1849.1274 | -1475.9473 | -689.5137 | -110.9789 | 717.377 | 2379.4653 | -514.4915 | -190.7991 | 90.4928 | 0.54328 | 957.5777 | 5754.2578 | -39.1855 | 219.5817 | 449.3292 | -2263.2417 | 224.3509 | 4124.4722 | 1249.5231 | 5095.896 | -2.9756 | -559.085 | 1645.7549 | -2674.6711 | 1183.4897 | 959.7037 | -1606.5419 | -589.4683 | 13739.4326 | 210.1043 | -247.754 | 78.4689
2030-06-03 | 13 | -40.3445 | 36.4425 | -83.0153 | -671.0317 | -1698.9226 | -722.8098 | -6607.1562 | 905.9979 | -855.8807 | -394.7632 | 3918.165 | -19.6031 | 2062.7632 | 183.1444 | 2128.6194 | -65.9137 | -44.1995 | 209.9994 | -293.4669 | -6.9354 | -1372.0936 | -5290.1875 | -15.7446 | -86.6534 | 1611.7728 | -2379.2681 | -1603.3047 | -585.9147 | -107.9247 | 613.62 | 1929.7174 | 1178.8444 | -42.9464 | 567.3717 | 2.3973 | 2392.9001 | 6641.3672 | -300.0309 | 245.4938 | 446.9198 | -2027.6448 | 106.9255 | 3826.3938 | 1220.9729 | 4829.3877 | -3.3957 | -277.1757 | 2074.8916 | -2500.6438 | 1186.9883 | 257.8743 | -1211.5577 | -713.3184 | 13777.0791 | 210.1042 | -288.7464 | -13.7341
2030-06-03 | 14 | -40.7307 | 712.1773 | -87.5005 | -641.6069 | -1633.1342 | -839.875 | -3653.7 | 193.1866 | -2085.1731 | -367.1405 | 3916.5789 | 135.2827 | 2126.783 | 160.4134 | 2096.0393 | 817.3632 | 463.7022 | 209.9994 | -280.1157 | 105.6716 | -1375.4882 | -4125.5312 | -147.514 | -75.5228 | 1416.3613 | -2523.3525 | -1224.219 | -548.369 | -121.6951 | 269.7276 | 2128.4949 | 1394.9143 | -90.1346 | 420.4047 | 2.9635 | 2349.6404 | 5638.5039 | -2.8877 | 61.4067 | 0.99864 | -1660.1438 | -345.6225 | 3373.873 | 1220.7174 | 4356.8525 | 1.0169 | -736.9979 | 2150.7395 | -2485.6772 | 781.0209 | -734.6686 | -319.3288 | 4.2012 | 10849.1172 | 210.1042 | -270.0581 | 34.2035
2030-06-03 | 15 | -32.9358 | 859.4116 | -87.8583 | -627.8049 | -1622.1641 | -946.3862 | -3606.2324 | 123.2026 | -2143.4219 | -403.5079 | 3927.7903 | -24.5929 | 2109.2703 | 173.3947 | 2138.969 | 706.705 | 413.0191 | 209.9994 | -568.5157 | 258.6389 | -1330.1273 | -4095.5286 | -215.9064 | -35.0585 | 2952.3794 | -2428.2175 | -1053.328 | -540.8088 | -123.1511 | 183.2037 | 2118.7542 | 709.6951 | -102.88 | 203.79 | 3.0929 | 2169.1316 | 4467.334 | -455.0089 | -2.1352 | -2.8126 | -1523.8425 | -587.877 | 4050.145 | 1135.1084 | 4895.1221 | -243.2988 | -845.01 | 2316.6248 | -2523.9055 | 643.5431 | -1903.522 | 13.3562 | -881.5536 | 9955.7656 | 210.1042 | -388.9778 | 142.2345
2030-06-03 | 16 | -28.7908 | 725.6876 | -88.3167 | -636.954 | -1601.3782 | -967.2755 | -4360.1914 | 305.435 | -1914.3068 | -354.1736 | 3952.8665 | 154.4169 | 1841.6189 | 214.4008 | 2106.3743 | 663.2861 | 236.2223 | 209.9994 | -602.9918 | 228.7898 | -1449.8519 | -4279.6685 | -202.5538 | -27.7802 | 3185.3677 | -2397.093 | -1006.3797 | -537.8222 | -116.7256 | 269.3098 | 2115.6084 | 4.3738 | -188.9732 | 100.8246 | 2.7469 | 2120.8052 | 4057.3584 | -406.149 | -105.8145 | -64.2984 | -1479.3945 | -551.0851 | 4058.4138 | 1197.5548 | 4545.2354 | -3.1638 | -1674.7076 | 2132.5962 | -2819.303 | 810.2599 | -1503.9307 | -331.6911 | -1151.1499 | 11187.1797 | 210.1042 | -371.4867 | 174.1749
2030-06-03 | 17 | -27.2588 | 651.7848 | -89.7871 | -621.8936 | -1605.5867 | -992.7297 | -4608.0264 | 430.47 | -2076.5276 | -350.6508 | 4031.4976 | 171.3674 | 1733.1725 | 210.178 | 2096.7446 | 533.9163 | 238.7961 | 209.9994 | -727.7832 | 376.0596 | -1605.4667 | -4132.1318 | -157.1739 | -14.7403 | 4056.7817 | -2327.427 | -1408.0577 | -523.1959 | -112.8353 | 303.3015 | 1965.4506 | 0.97741 | -350.6589 | 162.8265 | 2.7823 | 2096.4902 | 3726.2341 | -413.0244 | -2.6702 | -421.2374 | -1348.0123 | -370.386 | 4207.2881 | 1236.8722 | 4786.1997 | -3.0922 | -1840.8066 | 2192.584 | -3020.5051 | 889.313 | -1329.7255 | -353.9643 | -1279.1737 | 10881.749 | 210.1042 | -362.4722 | 245.7198
2030-06-03 | 18 | -31.1501 | 722.0117 | -89.8413 | -640.8331 | -1601.6631 | -936.5743 | -3862.8162 | 313.5042 | -1906.8933 | -355.7327 | 4060.8086 | 150.3181 | 1725.4199 | 194.6077 | 2098.2939 | 564.981 | 206.428 | 209.9994 | -725.0653 | 433.5168 | -1728.5989 | -4167.5063 | -178.9544 | -16.3587 | 4042.7656 | -2367.3569 | -1498.0579 | -509.9468 | -118.4044 | 238.139 | 1899.8564 | 0.98819 | -298.3404 | 275.159 | 3.4729 | 2129.2361 | 4918.5107 | -565.8843 | -95.1602 | -2.9127 | -1355.8291 | -426.1866 | 4255.1152 | 1201.6138 | 4975.312 | -242.036 | -823.7245 | 2354.4438 | -2965.5144 | 942.4132 | -1891.4037 | -52.7267 | -1237.226 | 11062.8184 | 210.1042 | -379.5746 | 245.3553
2030-06-03 | 19 | -23.5471 | 839.2718 | -82.0571 | -594.9037 | -1193.7546 | -819.1633 | -645.6105 | 1165.0615 | -1733.4335 | -347.4643 | 4055.5942 | 178.661 | 1240.5143 | 256.7785 | 2116.9517 | 360.442 | 113.8176 | 209.9994 | -542.556 | 345.0629 | -1874.0519 | -4558.8735 | -260.4477 | -36.4341 | 3102.4653 | -2115.8694 | -1477.605 | -468.0609 | -144.7286 | 121.7842 | 1748.4592 | -1043.1437 | -378.062 | 232.7201 | 4.8809 | 2156.0479 | 3654.0415 | -162.3323 | -1.7991 | 450.4171 | -1316.8406 | -508.1802 | 4491.6016 | 1312.8323 | 5068.437 | 1.0133 | -279.0551 | 2755.2083 | -2848.5525 | 653.3718 | -1324.1826 | -55.7531 | 333.7699 | 8840.2627 | 210.1043 | -243.1608 | 157.8615
2030-06-03 | 20 | -29.4098 | 724.8374 | -83.2924 | -602.4678 | -1301.8307 | -799.8611 | -1389.3982 | 1699.4689 | -968.3033 | -360.7704 | 4026.6121 | 157.1448 | 1865.9923 | 319.4857 | 2147.9941 | 131.0188 | 112.4295 | 209.9994 | -619.8687 | 136.2619 | -1646.2786 | -4575.356 | -197.6744 | -39.5105 | 3763.5828 | -2262.0203 | -1417.0282 | -478.0163 | -139.8341 | 307.8475 | 1684.4032 | -177.7854 | -289.5363 | 352.6668 | 4.956 | 2314.6423 | 4024.7654 | -375.5742 | 116.9299 | 450.3719 | -1710.2015 | -300.0888 | 3813.1311 | 1179.7494 | 4801.6089 | -251.9757 | -277.0308 | 2654.9875 | -2806.6736 | 880.6877 | -83.6072 | -483.6259 | 169.0448 | 9544.1426 | 210.1043 | -169.1519 | 153.6191
2030-06-03 | 21 | -31.9589 | 541.4719 | -79.6864 | -546.3729 | -1497.2882 | -549.3701 | -205.4588 | 1191.3229 | -343.0228 | -352.1022 | 4001.5547 | 195.0006 | 1596.7653 | 376.591 | 2160.417 | 77.3089 | 167.8429 | 209.9994 | -635.3698 | 86.3825 | -1663.7275 | -5540.3906 | -162.6076 | -33.304 | 3896.1699 | -1986.6555 | -2039.8591 | -357.3067 | -129.0041 | 312.237 | 1214.0071 | 235.5449 | -794.955 | 581.8917 | 3.8919 | 2077.5012 | 3697.0806 | -200.5792 | 505.5736 | 1.0006 | -2091.77 | -189.1052 | 3802.4382 | 1231.5731 | 5050.7598 | -4.4148 | -277.4129 | 2653.114 | -2843.2205 | 1054.7931 | 117.6915 | -635.8792 | 0.9978 | 9298.6758 | 210.1043 | -235.8669 | 46.1295
2030-06-03 | 22 | -39.65 | 780.6624 | -88.8391 | -588.8147 | -1507.5529 | -839.2677 | 0.98818 | 1221.3879 | 1.0021 | -355.6221 | 3958.4099 | 107.3811 | 1817.0767 | 401.4134 | 2204.9038 | -299.4292 | 198.9621 | 209.9994 | -643.0958 | 302.6538 | -1437.7526 | -2626.2983 | -92.798 | -38.4848 | 4130.3213 | -2455.55 | -1819.0148 | -499.2553 | -127.0402 | 354.6863 | 1488.5725 | 2126.6208 | -502.5885 | 574.9328 | 5.3955 | 2343.2693 | 3810.4624 | -68.8464 | 145.2504 | 1.0007 | -1832.439 | 83.7036 | 3293.9272 | 1255.316 | 4373.3809 | 1.0155 | -278.7894 | 2440.5818 | -2935.6189 | 1063.5594 | 273.1341 | -811.201 | 0.9806 | 11454.3486 | 210.1043 | -298.9776 | -14.606
2030-06-03 | 23 | -54.4966 | 806.7208 | -82.9855 | -616.0027 | -1697.3855 | -795.0468 | 0.98528 | 774.0571 | 242.5574 | -352.794 | 3976.9651 | 110.1305 | 1967.1021 | 378.4169 | 2182.7495 | -169.4044 | 146.9567 | 209.9994 | -735.6272 | 313.7402 | -1624.1719 | -3276.9846 | -101.1915 | -33.9881 | 4438.5898 | -2540.0203 | -1467.2068 | -502.8018 | -121.2228 | 281.7386 | 1694.2808 | 3773.157 | -295.942 | 656.6143 | 5.0592 | 2517.7124 | 4508.6675 | -573.2899 | -16.8334 | -2.8946 | -1674.9207 | 191.6216 | 3347.6421 | 1175.031 | 4387.9941 | -271.8484 | -277.2758 | 2621.082 | -2195.0684 | 1122.8962 | 296.6802 | -800.3918 | -377.4545 | 12444.21 | 210.1043 | -352.7202 | -0.70373
2030-06-03 | 24 | -40.1764 | 435.0967 | -64.0423 | -555.2788 | -1856.2501 | -539.9563 | 0.98306 | 0.9928 | 229.9662 | -327.4583 | 4006.1697 | 195.0021 | 2117.5779 | 360.0301 | 2181.7366 | -266.6505 | 169.5182 | 209.9994 | -569.2755 | 487.8647 | -1601.2078 | -3705.749 | -27.015 | -28.0916 | 3292.2407 | -2002.2815 | -1718.0061 | -442.6803 | -96.5483 | 291.954 | 1589.7627 | 3331.3699 | -686.1198 | 845.5576 | 4.3111 | 1474.229 | 3926.6731 | -4.4664 | 289.2609 | 1.0007 | -1482.8232 | 430.2029 | 3402.5911 | 1353.3479 | 4641.3354 | 1.0248 | -278.5985 | 3034.6284 | -1420.5583 | 1043.4741 | -56.7724 | -856.7489 | -938.0563 | 11663.3213 | 210.1042 | -339.9666 | 76.3444
2030-06-04 | 1 | -42.3213 | 232.1804 | -64.0414 | -592.2178 | -1877.0187 | -905.4902 | -5046.6772 | -81.9249 | 948.5834 | -386.8185 | 3690.3389 | -13.5361 | 1909.1532 | 252.2725 | 2138.3179 | 72.1072 | 185.412 | 209.9994 | -269.2429 | 270.2296 | -994.0974 | -2884.8274 | -1.011 | -45.8425 | 1619.9172 | -2289.4626 | -1069.2046 | -607.9134 | -79.9184 | 513.6557 | 2350.9089 | 2855.627 | -162.9783 | 621.9879 | 3.7719 | 91.985 | 3951.3315 | 1.0013 | 430.3958 | 1.0003 | -1763.8218 | 439.2192 | 2005.3049 | 710.5429 | 3533.0996 | 1.0143 | -278.9806 | 2895.8792 | -1366.4259 | 862.0005 | -79.5066 | -523.187 | 0.9956 | 14919.7832 | 210.1043 | -152.2292 | 87.6187
2030-06-04 | 2 | -37.3438 | 777.2323 | -61.9388 | -698.5319 | -859.8387 | -1458.9469 | -9536.4209 | 1865.7644 | 1512.2612 | -355.8068 | 3607.9558 | 103.7385 | 1879.795 | 184.0522 | 2061.248 | 93.6199 | -129.9992 | 209.9994 | -147.2168 | 229.5421 | -684.8235 | -4154.1289 | 60.5761 | -37.0129 | 1212.1139 | -2298.0393 | -1813.7891 | -782.4748 | -86.0399 | 695.0646 | 2291.7742 | 1204.2303 | -655.0026 | 403.4396 | 0.57732 | -389.5909 | 3351.8994 | 1.0008 | 559.3032 | 0.99845 | -2349.1804 | 434.048 | 2299.9241 | 990.7711 | 4013.9531 | 1.0123 | -278.0567 | 2623.4907 | -1533.9636 | 1045.2957 | 308.0219 | -1832.0326 | -50.1735 | 13615.1055 | 210.1043 | -119.0224 | 5.8301
2030-06-04 | 3 | -24.8514 | 798.8101 | -50.6604 | -425.5221 | -946.2727 | -1482.6178 | -10022.043 | 1826.4568 | 1873.3342 | -379.4268 | 3696.2747 | 1.0021 | 1643.5112 | 0.9988 | 2104.7603 | 100.042 | 135.2947 | 209.9994 | -149.442 | 190.9223 | -601.8677 | -4058.2888 | -16.9108 | -47.2919 | 1234.2288 | -1884.2058 | -1567.7987 | -721.5537 | -80.6324 | 528.4733 | 2406.3516 | 5.1494 | -601.0315 | 326.6292 | 1.9011 | -125.239 | 317.7205 | -3.611 | 586.6091 | 1.0013 | -2321.1565 | 146.3729 | 2339.427 | 1047.9673 | 4054.7029 | 1.0197 | -278.7005 | 2664.3191 | -1346.5405 | 920.0098 | -415.7166 | -1812.6709 | 0.98123 | 9734.2256 | 210.1043 | -131.5837 | 44.3697
2030-06-04 | 4 | -21.7727 | 775.0324 | -48.3372 | -376.0954 | -917.0346 | -1326.45 | -9678.2402 | 1768.2257 | 1739.6013 | -396.9833 | 3707.0754 | -83.8369 | 1655.6754 | 0.99867 | 2117.5103 | -209.7768 | 197.0864 | 209.9994 | -101.6788 | 106.3955 | -631.5284 | -4495.1328 | -69.9805 | -60.8991 | 1099.2162 | -1959.1299 | -1795.2748 | -679.8058 | -88.562 | 446.1543 | 2273.895 | 159.1641 | -676.4119 | 419.0702 | 0.80436 | 1.0215 | 1053.8304 | -3.1402 | 525.5916 | 1.0012 | -2289.0864 | 0.99797 | 2305.3474 | 1004.9105 | 3968.9814 | 1.0163 | -278.4265 | 2647.6758 | -1390.4952 | 783.0944 | -490.2077 | -1799.3339 | 227.4688 | 5080.5737 | 210.1042 | -57.1033 | 5.0215
2030-06-04 | 5 | -24.1935 | 1033.0947 | -49.5022 | -410.6744 | -661.1241 | -1556.9432 | -10172.9814 | 2296.853 | 1511.2693 | -389.3522 | 3691.7874 | -99.1546 | 1881.6139 | 74.029 | 1869.2521 | -123.3839 | 192.5258 | 209.9994 | -152.5276 | -84.8764 | -646.0588 | -5605.4541 | -99.1976 | -59.6911 | 1341.4021 | -2151.051 | -1472.6927 | -761.8849 | -100.4962 | 478.3047 | 2396.083 | 5.4146 | -530.4232 | 341.1473 | 0.6214 | 60.4812 | 939.7048 | -2.5818 | 376.11 | 1.0025 | -2324.5596 | -85.3281 | 2332.1899 | 1156.2401 | 3792.9036 | 142.9776 | -279.9308 | 2520.4197 | -1668.8258 | 711.5734 | -428.1565 | -2307.2188 | 301.0752 | 9234.7217 | 210.1043 | -75.6003 | -60.3397
2030-06-04 | 6 | -20.6216 | 1700.3219 | -51.4894 | -445.4505 | -169.8023 | -2019.3225 | -11999.207 | 3476.312 | 1498.0969 | -399.6056 | 2906.6187 | -143.6458 | 1953.2692 | 44.72 | 2103.8867 | -125.4931 | 224.6572 | 209.9994 | -218.0928 | -416.5489 | -640.5121 | -5898.252 | -174.1681 | -59.5686 | 1263.9883 | -2363.8792 | -965.334 | -926.778 | -123.6513 | 527.3195 | 2789.594 | 5.2225 | -166.879 | 99.003 | 0.62193 | 276.932 | -658.9611 | 1.0028 | 250.1835 | 38.7237 | -2284.3621 | -330.1123 | 2478.7944 | 580.5224 | 3890.1694 | -2.4095 | -272.7822 | 835.0838 | -4284.3511 | 676.1647 | -83.795 | -2752.2439 | -1.0343 | 4598.2617 | 210.1043 | -103.9284 | -17.5211
2030-06-04 | 7 | -32.4002 | 2150.1174 | -65.3227 | -390.6561 | 1.317 | -2358.02 | -12656.5205 | 3766.3103 | 1143.0594 | -358.8139 | 3849.4487 | 49.6997 | 2067.9114 | 191.5714 | 2003.9043 | -281.6381 | 102.5729 | 209.9994 | -289.4154 | -455.1201 | -840.5266 | -6225.2964 | -249.4026 | -40.1197 | 1675.8494 | -2645.2888 | -1067.2371 | -1018.3651 | -163.1033 | 396.5718 | 2940.3701 | 4.623 | -27.0742 | -45.1 | 0.58313 | 241.593 | -1640.2052 | 0.99913 | 1.0012 | 204.931 | -2235.3044 | -504.9724 | 3420.1521 | 1016.2536 | 4433.3784 | -2.6575 | -276.6965 | 2421.9001 | -2393.0146 | 499.9442 | -84.9295 | -3144.364 | 290.0013 | 4868.9136 | 210.1043 | -118.2606 | 99.3901
2030-06-04 | 8 | -24.7529 | 2012.6354 | -58.8591 | -390.3311 | 92.6402 | -2412.5017 | -13068.8877 | 3775.5481 | 0.99867 | -327.1709 | 4079.9717 | 166.1649 | 2145.2651 | 191.3195 | 2018.0273 | -493.0429 | 30.4052 | 209.9994 | -339.8422 | -160.8851 | -1360.8613 | -6688.7388 | -144.4955 | -8.5837 | 1804.9767 | -2637.9802 | -1521.6796 | -1028.1202 | -151.9851 | 457.6341 | 3172.2388 | 0.99186 | -94.9967 | -173.7174 | 0.57076 | -265.5706 | -1556.0089 | -434.43 | 0.99347 | 449.5887 | -2070.3059 | -61.4626 | 3605.7427 | 1284.3888 | 4712.3047 | -274.9576 | -272.2642 | 2117.3218 | -2764.3264 | 833.0455 | 1002.4663 | -3082.9314 | -235.2229 | 5106.7847 | 210.1043 | -106.5993 | 98.148
2030-06-04 | 9 | -21.8011 | 1881.3296 | -55.2395 | -394.5368 | 1.0072 | -2375.2051 | -13593.623 | 4003.106 | -265.519 | -319.3939 | 4068.5508 | 195.0012 | 2130.3499 | 210.0046 | 2022.6368 | -596.1329 | -49.2212 | 209.9994 | -323.7433 | -78.6297 | -1502.9498 | -6941.4429 | -69.176 | -6.485 | 1645.7357 | -2590.3474 | -1429.0358 | -1018.3803 | -144.7043 | 574.7913 | 2983.218 | 4.0315 | -148.0102 | -229.6239 | 0.55952 | 334.1035 | -1854.0306 | -796.3448 | 1.004 | 449.5328 | -2119.4338 | 150.7616 | 3525.5493 | 1246.5073 | 4638.7686 | -259.4191 | -788.3023 | 1810.4507 | -3020.3462 | 1023.0689 | 1161.094 | -2816.947 | -560.6951 | 5920.3257 | 210.1042 | -160.6178 | 71.9092
2030-06-04 | 10 | -12.6593 | 1805.7272 | -54.093 | -384.858 | -343.2523 | -2283.1013 | -13288.1553 | 3395.8518 | -2.8456 | -166.7488 | 4046.8027 | 195.0034 | 1444.2426 | 183.9633 | 2001.6182 | -782.1754 | -183.1731 | 209.9994 | -193.0921 | -6.0032 | -1512.0656 | -6459.1851 | -93.3928 | -8.2549 | 654.2285 | -2401.0283 | -1147.8472 | -993.5897 | -144.117 | 509.6389 | 3131.2305 | 4.8283 | -157.3504 | -381.9833 | 0.45408 | 61.8776 | -2199.1006 | 86.5006 | 1.0022 | 147.1963 | -2163.593 | 1.0047 | 3810.4861 | 1233.8837 | 4718.9844 | -251.911 | -1351.5416 | 3841.7295 | -1943.4901 | 1048.484 | 718.2963 | -2261.9016 | -218.6888 | 6723.4697 | 210.1043 | -227.6556 | 131.926
2030-06-04 | 11 | -14.7748 | 1002.4029 | -59.9286 | -438.4601 | -724.8395 | -1680.4883 | -12333.2705 | 2545.1514 | -491.976 | -351.2345 | 4002.0063 | 137.8876 | 2127.2083 | 159.3428 | 2024.4358 | -521.8314 | -211.0399 | 209.9994 | -349.1749 | -99.5105 | -1521.5692 | -6558.0308 | -111.5276 | -3.8941 | 1779.3859 | -2616.8521 | -1246.2018 | -829.5314 | -129.3773 | 519.3304 | 2772.9893 | 5.0724 | -127.0848 | -201.9442 | 0.5815 | 292.2736 | -1534.7035 | -954.394 | 1.0022 | 23.3295 | -2184.0369 | -22.1331 | 3373.6609 | 1214.0542 | 4430.415 | -245.5145 | -966.8228 | 1536.6565 | -2989.9041 | 996.4186 | 348.0392 | -2293.979 | -311.7065 | 7805.5488 | 210.1042 | -238.4359 | 141.8171
2030-06-04 | 12 | -14.0807 | 845.7051 | -58.0916 | -463.3177 | -1001.3282 | -1512.4349 | -11265.001 | 2068.0154 | -68.1986 | -365.6454 | 3978.8765 | 75.6777 | 1951.0317 | 207.5759 | 2085.5781 | -507.3714 | -444.2534 | 209.9994 | -389.3358 | -174.6989 | -1519.9674 | -6472.0225 | -147.1265 | -12.2878 | 2054.0383 | -2156.3562 | -1284.1272 | -783.5491 | -131.5507 | 501.9053 | 2135.2246 | 159.2377 | -154.3175 | -293.9741 | 0.62461 | 524.5106 | -1125.6726 | -98.3924 | 262.9711 | 45.2207 | -2208.1943 | -263.4412 | 3671.3689 | 1289.5389 | 4838.5664 | -2.6723 | -276.6336 | 1484.4926 | -2963.6389 | 807.3706 | -30.6867 | -1652.5679 | 0.96836 | 9464.6787 | 210.1043 | -208.0083 | 68.2876
2030-06-04 | 13 | -22.8267 | -31.0767 | -60.6725 | -598.4595 | -1626.3336 | -644.606 | -8601.4521 | 681.9492 | -2.724 | -378.7016 | 3976.4617 | 16.736 | 1924.0411 | 366.6968 | 2184.0837 | -306.6153 | -151.932 | 209.9994 | -326.7171 | -159.4851 | -1276.1478 | -6197.1602 | -115.8514 | -65.4454 | 1802.4882 | -2073.8015 | -977.4595 | -559.0911 | -110.425 | 557.7367 | 1639.6766 | 1216.8224 | 29.1633 | 343.2499 | 2.2974 | 2594.3555 | 4527.1602 | -266.9612 | 298.0689 | 0.99988 | -2091.394 | -253.0355 | 3532.3154 | 1270.8359 | 4758.1899 | -38.3965 | -276.57 | 1681.472 | -2667.8396 | 845.6844 | -53.1105 | -1831.076 | -188.4758 | 9173.2549 | 210.1042 | -183.5686 | 22.885
2030-06-04 | 14 | -40.0957 | 645.6262 | -81.9409 | -674.3068 | -1706.9019 | -651.9232 | -5671.3042 | 1163.776 | -516.6262 | -381.072 | 3982.6506 | 26.9793 | 1868.0161 | 429.1737 | 2238.4119 | -250.6193 | 219.1776 | 209.9994 | -310.5716 | -28.7533 | -1481.788 | -6045.2456 | -155.695 | -77.8078 | 1636.0879 | -2621.3562 | -1302.7152 | -508.4507 | -131.6062 | 388.5209 | 1729.9072 | 3051.7583 | -19.8793 | 608.2482 | 3.8103 | 2616.095 | 5252.0747 | -839.5361 | 1.0024 | 165.58 | -1318.2338 | -396.7016 | 3050.5793 | 1232.5165 | 4229.3911 | -236.5763 | -277.2293 | 1971.7991 | -2595.4026 | 644.0455 | -313.5807 | -1814.1976 | -41.0621 | 5490.3789 | 210.1042 | -120.4171 | 80.5214
2030-06-04 | 15 | -37.2902 | 639.1265 | -80.7334 | -624.5637 | -1455.1498 | -591.5866 | -3662.7788 | 1500.0144 | -1549.7499 | -368.4896 | 3999.6475 | 102.5226 | 1987.3547 | 493.3937 | 2280.5774 | -537.3732 | 248.1044 | 209.9994 | -293.2953 | 304.1508 | -1552.5386 | -5361.1382 | -107.3505 | -63.7499 | 1654.8356 | -2429.7549 | -1554.1085 | -435.9348 | -129.7887 | 440.7339 | 1671.1727 | 2933.9216 | -239.9399 | 576.0261 | 4.0924 | 2510.1719 | 4508.1123 | -948.5423 | 0.99973 | 107.72 | -1006.7256 | -248.5404 | 3049.7373 | 1241.0479 | 4177.6934 | -237.3157 | -400.068 | 2002.3949 | -2779.4646 | 712.097 | -192.8965 | -1931.3358 | -349.0782 | 2497.5728 | 210.1042 | -84.7596 | 117.9353
2030-06-04 | 16 | -38.9236 | 601.4605 | -80.139 | -531.3345 | -1181.1202 | -383.0647 | 0.98602 | 1016.4061 | -2411.241 | -349.4581 | 4012.8491 | 177.9334 | 1786.2932 | 492.0067 | 2275.6396 | -759.4383 | 331.0521 | 209.9994 | -576.8784 | 461.8957 | -1520.3901 | -5029.7358 | -240.7522 | -34.1628 | 2895.3591 | -2164.8696 | -1334.5945 | -350.2549 | -138.0494 | 127.8501 | 1615.1239 | 2803.7512 | -319.1776 | 630.739 | 4.0376 | 2552.082 | 4261.8745 | -434.5905 | 117.871 | 0.99999 | -1340.9562 | -827.4175 | 3871.7607 | 1237.3037 | 4753.4775 | -45.896 | -650.0387 | 2241.894 | -2845.1726 | 596.1097 | -1714.9696 | -420.6808 | -801.6372 | -41.8863 | 210.1042 | -253.7966 | 149.607
2030-06-04 | 17 | -46.1089 | 586.0115 | -83.3131 | -538.5269 | -822.266 | -320.682 | 1941.9286 | 923.5428 | -2446.0073 | -344.5794 | 3993.0449 | 161.0097 | 1690.7108 | 543.9685 | 2301.2227 | -796.5431 | 323.0557 | 209.9994 | -652.6131 | 579.7124 | -1608.5984 | -4635.022 | -264.7709 | -23.0443 | 3331.8723 | -2047.2295 | -1784.2955 | -310.9681 | -131.7531 | 0.3954 | 1417.2609 | 3095.113 | -608.5891 | 702.3961 | 5.1389 | 2342.7217 | 4330.4111 | -362.4075 | -2.1317 | -3.9317 | -1109.0776 | -897.3892 | 4158.2505 | 1197.6949 | 4927.9209 | -219.7006 | -1152.8118 | 2357.8801 | -3241.7546 | 598.7048 | -1561.0365 | -172.9074 | -846.2941 | 610.0377 | 210.1042 | -225.8408 | 198.0469
2030-06-04 | 18 | -51.2205 | 1.0061 | -85.3272 | -498.6067 | -924.0002 | 0.60349 | 3424.0122 | 77.8917 | -2429.7554 | -358.5963 | 3979.9185 | 135.6861 | 1211.59 | 612.7186 | 2357.5264 | -873.2662 | 346.9616 | 209.9994 | -708.4278 | 723.5906 | -1581.6726 | -3992.7505 | -150.2539 | -16.6864 | 3787.7722 | -1862.113 | -2247.8005 | -150.9343 | -96.8934 | 64.8387 | 1177.663 | 3409.9641 | -1056.2128 | 983.0411 | 5.1043 | 2174.2056 | 4889.5308 | -100.3836 | 40.0246 | 450.2982 | -1227.96 | -702.211 | 4771.248 | 1324.9512 | 5086.3418 | 255.2343 | -855.298 | 2934.6067 | -3220.1128 | 758.5284 | -1285.5811 | 169.4615 | -978.3807 | 1724.3065 | 210.1042 | -235.9427 | 200.6208
2030-06-04 | 19 | -55.7665 | 76.043 | -88.8621 | -513.5949 | -1131.8885 | -82.4547 | 3646.8757 | 0.98715 | -2450.9778 | -367.2873 | 3961.4451 | 76.18 | 1090.8989 | 617.4733 | 2376.8335 | -898.8495 | 342 | 209.9994 | -747.7819 | 538.5887 | -1564.6497 | -3159.0154 | -199.1368 | -23.2074 | 4081.8113 | -2088.8281 | -1581.2443 | -207.3195 | -100.3056 | 29.9064 | 1399.9772 | 4205.3813 | -704.0295 | 906.2896 | 4.5816 | 2490.6091 | 5411.8633 | -113.5932 | 65.0296 | 450.2941 | -1150.8093 | -839.1313 | 4713.9976 | 1345.0592 | 5067.3979 | 260.7375 | -521.9866 | 3278.2092 | -2843.0183 | 636.1816 | -1769.071 | 874.0839 | -686.4033 | 3344.3696 | 210.1042 | -286.2674 | 171.0716
2030-06-04 | 20 | -48.5673 | 511.3028 | -75.8743 | -544.2803 | -1241.6183 | -252.2148 | 3708.5259 | -1.9499 | -1592.8729 | -365.7181 | 3964.6016 | 114.6269 | 1083.7314 | 608.6945 | 2381.4236 | -867.6351 | 354.9677 | 209.9994 | -731.4424 | 695.3732 | -1543.4521 | -2716.4707 | -253.5461 | -22.5834 | 4065.061 | -2006.8795 | -1501.2548 | -282.2715 | -116.8741 | -100.2657 | 1325.7844 | 4438.6528 | -610.9286 | 779.1266 | 4.0687 | 2593.0293 | 4712.4536 | -129.615 | 64.5608 | 450.2565 | -1020.5173 | -806.3051 | 4677.8628 | 1335.5535 | 5055.9165 | 250.7432 | -277.7521 | 3438.3853 | -2549.1128 | 380.0627 | -2267.8203 | 1478.2518 | -4.1275 | 2671.554 | 210.1042 | -337.165 | 148.7023
2030-06-04 | 21 | -55.4856 | 529.1443 | -77.5934 | -563.6159 | -1182.5206 | -244.322 | 4304.3315 | -234.3977 | -915.3694 | -345.7459 | 3968.7825 | 195.0014 | 1764.5958 | 553.4189 | 2314.9128 | -970.5648 | 467.9966 | 209.9994 | -517.208 | 593.3909 | -1441.635 | -3293.5037 | -232.0257 | -37.909 | 2968.2429 | -2102.5737 | -1965.5563 | -288.3413 | -111.4301 | -83.5733 | 1065.0415 | 5019.0029 | -820.4817 | 901.7367 | 4.1997 | 2486.0505 | 4656.915 | -465.0322 | 163.0608 | 450.2842 | -1711.8621 | -749.2305 | 3816.5527 | 1219.4669 | 4784.707 | -249.8804 | -277.3171 | 2723.5198 | -2819.3025 | 404.7641 | -1543.4309 | 890.4574 | 388.8705 | 3353.5605 | 210.1043 | -249.6177 | 182.6485
2030-06-04 | 22 | -52.9663 | 523.4415 | -75.8082 | -585.9591 | -1032.3104 | -310.9775 | 3134.7632 | 491.234 | -2.9406 | -344.6284 | 3925.8364 | 195.0011 | 1810.1533 | 523.2324 | 2298.5857 | -1042.3978 | 400.87 | 209.9994 | -596.2209 | 475.434 | -1510.6804 | -3429.2761 | -154.2256 | -29.3519 | 3430.9429 | -2085.2329 | -2344.0261 | -309.0247 | -114.3831 | 67.2432 | 1067.4613 | 5205.9702 | -762.3906 | 894.822 | 4.2273 | 2503.6711 | 4736.8877 | -654.6438 | 199.2348 | 449.9351 | -1714.3345 | -304.6915 | 3565.5 | 1244.3435 | 4685.6006 | -170.1902 | -276.8865 | 2863.7927 | -2889.8413 | 747.8463 | -354.6069 | -703.7283 | 72.2397 | 3929.0195 | 210.1042 | -198.1937 | 110.3885
2030-06-04 | 23 | -61.6323 | 979.296 | -74.7003 | -664.5258 | -1057.5464 | -544.9247 | 2337.7065 | 597.8332 | 627.5001 | -344.5674 | 3928.4097 | 194.9979 | 2021.7067 | 484.4266 | 2270.7188 | -1531.3224 | 199.0076 | 209.9994 | -689.416 | 623.0977 | -1560.0554 | -3375.0574 | -180.0959 | -17.6567 | 3929.0811 | -2441.385 | -2183.4658 | -456.8177 | -130.5833 | 1.0001 | 1533.8772 | 6238.6562 | -452.8574 | 1091.7472 | 4.8053 | 2029.0591 | 5487.1021 | -971.7678 | -2.0704 | 108.8805 | -1701.9431 | -174.3934 | 2900.4009 | 1184.2539 | 4100.124 | -268.2397 | -277.1244 | 3108.7903 | -2593.0305 | 901.3339 | -136.8224 | -645.251 | 104.3851 | 4069.3582 | 210.1043 | -315.6767 | -5.2341
2030-06-04 | 24 | -49.2435 | 1094.5273 | -66.342 | -647.465 | -1344.3798 | -698.0069 | 106.4673 | 584.5901 | 493.1605 | -344.2904 | 3909.3408 | 195.0005 | 2134.8013 | 366.5833 | 2173.7805 | -1679.1278 | 219.9103 | 209.9994 | -601.5968 | 336.6107 | -1605.3654 | -3836.2598 | -150.2636 | -15.0973 | 3231.5034 | -2612.8882 | -1320.6039 | -547.713 | -132.8342 | 174.799 | 2110.2085 | 5966.2041 | 6.0129 | 873.7842 | 5.0325 | 1110.5482 | 4796.0039 | -96.6217 | 368.9287 | 0.99907 | -1466.4417 | -18.1803 | 3405.6257 | 1279.545 | 4696.0571 | -3.1253 | -277.6026 | 3147.751 | -2128.6548 | 850.1227 | 94.2178 | -773.087 | 0.99866 | 5240.4199 | 210.1042 | -229.6828 | 64.7091
2030-06-05 | 1 | -56.5449 | 766.6539 | -66.627 | -673.5316 | -1926.2961 | -698.7045 | -4199.2598 | 708.9581 | 1360.4685 | -357.7079 | 3839.8948 | 91.8253 | 1984.9113 | 392.8088 | 2211.6487 | -1273.3961 | 244.2354 | 209.9994 | -216.5763 | 163.9862 | -1772.9218 | -5146.918 | -82.7154 | -62.1812 | 1199.0605 | -2764.2 | -720.6763 | -540.7144 | -106.4748 | 316.1138 | 2340.4221 | 5883.5259 | 106.6542 | 1018.1474 | 3.6903 | 808.5162 | 5234.9097 | -1.822 | 616.5957 | 1.0007 | -1167.2152 | 284.0854 | 1852.4547 | 1004.902 | 3693.0596 | 1.0029 | -278.8936 | 3216.7705 | -309.8294 | 836.1825 | -79.5272 | -638.6646 | -2.3798 | 8163.27 | 210.1043 | -157.0709 | 171.4917
2030-06-05 | 2 | -55.6257 | 192.1718 | -64.2982 | -710.6623 | -1940.6869 | -760.6292 | -5901.1758 | 150.1064 | 1720.4398 | -358.6379 | 3682.5664 | 104.2909 | 1877.9891 | 350.2184 | 2176.4521 | -670.053 | 148.2892 | 209.9994 | -162.9052 | 229.8887 | -1503.1749 | -5707.2373 | -37.315 | -1.2861 | 783.5663 | -2601.2175 | -1002.9515 | -584.201 | -74.3693 | 384.1137 | 2676.9207 | 5182.6284 | -64.0015 | 877.3109 | 2.9288 | 204.7301 | 5503.4712 | -1.9362 | 623.3044 | 0.99927 | -1608.3406 | 246.7253 | 1671.7886 | 724.6367 | 3468.4023 | 1.0034 | -279.0978 | 3129.8391 | -840.0419 | 925.2337 | -193.9767 | -751.1291 | -2.4353 | 10570.2822 | 210.1043 | -170.1832 | 131.1188
2030-06-05 | 3 | -45.3516 | 1047.4203 | -58.1808 | -562.6569 | -1169.7715 | -1585.5787 | -8966.5996 | 1647.7734 | 1979.8947 | -384.2537 | 3531.1411 | -56.345 | 1881.8478 | 245.94 | 2128.4575 | -18.3177 | 71.5599 | 209.9994 | -151.1565 | 38.4627 | -1082.6974 | -6100.9731 | -70.7244 | -18.6124 | 983.0329 | -2587.5247 | -1223.7979 | -803.8463 | -102.7487 | 435.9264 | 2731.6504 | 2435.4688 | -219.0309 | 514.6205 | 0.62308 | 176.084 | 3520.3113 | 0.99958 | 623.5581 | 1.001 | -1760.9877 | 0.99764 | 1599.572 | 567.0036 | 3391.6196 | -2.8904 | -278.6847 | 2491.6001 | -1686.028 | 811.2701 | -886.6678 | -1897.3029 | -136.6861 | 10692.1982 | 210.1043 | -144.205 | -18.0993
2030-06-05 | 4 | -26.4664 | 1834.7623 | -58.0119 | -526.0889 | -799.5062 | -2160.7075 | -10503.4727 | 2496.9946 | 1799.6045 | -403.5446 | 3467.1689 | -172.0797 | 1892.0073 | 0.9994 | 2072.2383 | 224.1212 | 155.5526 | 209.9994 | -164.5211 | -200.306 | -845.4149 | -6149.2197 | -196.3981 | -33.5812 | 1205.3545 | -2487.9539 | -1001.0475 | -970.9852 | -138.3309 | 327.8749 | 2836.6465 | 3.9643 | -95.1365 | 74.669 | 0.6413 | 530.5342 | -44.074 | 1.0021 | 666.0615 | 1.0031 | -1888.8638 | -332.4009 | 1472.5134 | 542.7362 | 3322.053 | 1.0091 | -278.9052 | 2527.5977 | -1683.908 | 444.0202 | -967.5548 | -2187.4453 | 580.1977 | 9775.4883 | 210.1043 | -83.7298 | -128.1682
2030-06-05 | 5 | -26.1143 | 2091.6443 | -57.7693 | -385.7943 | -549.3911 | -2358.2603 | -11338.3682 | 2992.915 | 1819.0985 | -386.7701 | 3458.9158 | -154.1696 | 1888.476 | 0.99944 | 1715.9135 | 1077.1395 | 264.3737 | 209.9994 | -165.4661 | -279.4317 | -831.2482 | -6208.5562 | -233.2373 | -47.4523 | 1306.1042 | -2489.5574 | -1081.5903 | -1001.1496 | -154.3446 | 301.1854 | 2675.0081 | 4.373 | -95.5998 | -2.3246 | 0.62245 | 713.7927 | -1088.3951 | 72.2951 | 653.3537 | 0.99742 | -1921.4655 | -425.5878 | 1577.6989 | 608.209 | 3321.293 | 80.9043 | -279.1935 | 2463.0945 | -1835.3992 | 367.8873 | -856.2684 | -2616.7483 | 695.1161 | 6816.5186 | 210.1043 | -46.3155 | -119.1411
2030-06-05 | 6 | -26.886 | 2089.5806 | -60.1272 | -374.9853 | -302.9569 | -2401.6147 | -11984.2549 | 3432.8901 | 1900.0134 | -338.9916 | 3508.4397 | 45.2 | 1917.4713 | -17.7394 | 1589.3545 | 889.595 | 221.1765 | 209.9994 | -175.6212 | -220.2008 | -1180.1401 | -6625.2324 | -185.836 | -49.617 | 1409.5824 | -2499.0083 | -1299.1495 | -1007.5275 | -154.6472 | 356.2462 | 2609.7471 | 2.586 | -128.3221 | -2.8158 | 0.56629 | 704.8062 | -1123.179 | -26.3967 | 573.3707 | 1.0063 | -1819.0568 | -148.1212 | 1672.6011 | 736.4119 | 3428.4128 | 82.7324 | -279.2912 | 2347.8137 | -1939.2555 | 520.4786 | -75.6574 | -3249.1738 | 421.3785 | 5292.7261 | 210.1043 | -7.2823 | -17.6173
2030-06-05 | 7 | -30.5262 | 2004.8217 | -65.8296 | -397.2752 | -128.997 | -2449.7061 | -12531.0947 | 3817.05 | 1091.8187 | -320.3349 | 3884.5664 | 122.3112 | 2095.5942 | -17.7022 | 1699.4381 | 470.2616 | 226.3239 | 209.9994 | -172.0505 | -408.6936 | -1208.9081 | -6729.209 | -196.7887 | -44.6472 | 826.3682 | -2646.5022 | -923.275 | -1030.2765 | -152.0758 | 454.1542 | 2882.1636 | 4.3636 | 58.7337 | -66.962 | 0.57666 | 595.4592 | -1208.3243 | -156.3012 | 149.3046 | 0.7717 | -1926.4769 | -251.4133 | 3158.2244 | 1257.5981 | 4244.2021 | -2.7484 | -278.8261 | 2102.4253 | -2326.5134 | 715.9175 | 22.2312 | -3260.2327 | -472.6872 | 6246.4014 | 210.1043 | -159.2672 | 36.8251
2030-06-05 | 8 | -25.679 | 1832.953 | -60.2412 | -401.8014 | -82.489 | -2349.2388 | -12966.1387 | 3846.9663 | 0.99849 | -326.7178 | 3916.2732 | 201.3428 | 2191.8796 | 142.9752 | 2000.3752 | 862.815 | 171.5699 | 209.9994 | -183.5605 | -199.7964 | -1494.52 | -6790.8291 | -116.8695 | -18.227 | 799.7851 | -2773.6147 | -1138.77 | -1013.6786 | -144.6254 | 509.5501 | 3022.9446 | 1.9488 | -23.2949 | -104.2818 | 0.57704 | 110.2806 | -1719.7721 | -385.3541 | 478.1756 | 144.8361 | -1952.354 | 29.2883 | 3786.7949 | 1313.3318 | 5022.1353 | 12.0517 | -279.0094 | 2706.593 | -1423.3092 | 918.4186 | 846.7681 | -2803.2932 | -867.577 | 6756.9775 | 210.1042 | -149.4251 | 93.7456
2030-06-05 | 9 | -23.8852 | 1162.0908 | -64.4287 | -526.4354 | -146.9456 | -1905.2548 | -12742.5996 | 3648.4229 | -2.8763 | -323.8794 | 3915.1038 | 194.9986 | 1965.7258 | 158.3595 | 2016.5522 | 542.7831 | 74.5689 | 209.9994 | -165.3099 | 34.1544 | -1575.418 | -6234.7334 | -13.8493 | -14.2252 | 689.1018 | -2222.6282 | -1380.8918 | -899.1163 | -123.8866 | 694.0715 | 3102.3611 | 0.98597 | -67.7701 | -27.1381 | 0.54744 | 177.1091 | 91.2339 | -660.8197 | 190.7567 | 449.2447 | -1796.9464 | 333.2277 | 3920.9626 | 1288.376 | 5061.3872 | -258.973 | -331.504 | 2056.3921 | -1714.0048 | 1053.5576 | 1495.3602 | -2938.3738 | -592.4032 | 7682.8032 | 210.1042 | -161.176 | 102.0402
2030-06-05 | 10 | -22.3393 | 703.7772 | -56.1414 | -506.826 | -747.3558 | -1525.1396 | -11639.1172 | 2683.1316 | -3.0324 | -327.0045 | 3908.426 | 195.0015 | 1536.4832 | 92.1172 | 2008.7831 | 293.2616 | 16.8185 | 209.9994 | -273.0065 | 100.9217 | -1718.2495 | -6604.1992 | -41.0329 | -2.3362 | 1327.5465 | -1900.2501 | -1528.3352 | -801.4086 | -116.6144 | 600.6501 | 3098.75 | 3.4318 | -81.0107 | 23.4729 | 0.53614 | 252.0573 | 1271.5204 | -682.5908 | 222.4445 | 449.2812 | -1908.593 | 226.2788 | 3849.2395 | 1265.3053 | 5080.8252 | -208.8188 | -316.6169 | 1904.3754 | -1463.5483 | 1116.0728 | 794.9234 | -1799.9266 | -569.7834 | 8178.6733 | 210.1043 | -255.426 | 114.7543
2030-06-05 | 11 | -29.0541 | 200.1219 | -67.2616 | -479.3477 | -975.0732 | -1218.1023 | -11246.2764 | 2181.5222 | -339.0905 | -327.2461 | 3899.1416 | 195.0004 | 1616.6252 | 44.0725 | 2005.0022 | 332.6004 | 61.0297 | 209.9994 | -388.4129 | 8.1866 | -1707.4695 | -6903.6221 | -46.7757 | -54.889 | 2131.5066 | -2417.2539 | -1456.2972 | -705.6305 | -109.305 | 625.9681 | 2836.8362 | 476.8396 | -92.1492 | 185.7041 | 0.47334 | 970.4232 | 1752.7233 | -316.4685 | 252.1278 | 449.1927 | -1984.4268 | 210.0529 | 3924.5552 | 1281.4336 | 5091.9014 | -156.7766 | -276.5048 | 1603.6406 | -1269.8391 | 1146.0323 | 615.6337 | -2061.6858 | -561.0203 | 9090.3828 | 210.1043 | -265.7379 | 96.7729
2030-06-05 | 12 | -29.9623 | 203.6129 | -72.3618 | -620.0447 | -1303.6729 | -1087.4238 | -10179.5283 | 1750.1774 | -3.0581 | -329.3087 | 3906.4353 | 195.0003 | 1631.6777 | 18.6344 | 1989.7369 | 50.1528 | 30.7782 | 209.9994 | -482.12 | 128.5267 | -1783.828 | -7035.8516 | -73.504 | -51.502 | 2831.5378 | -2419.873 | -1773.6007 | -698.8218 | -106.4308 | 551.0875 | 2460.1851 | 1006.5328 | -169.651 | 212.7181 | 0.47559 | 1587.5453 | 3175.1428 | -2.8291 | 442.2647 | 219.5495 | -1989.7917 | 75.2035 | 3889.9814 | 1319.5845 | 5093.6797 | -3.3199 | -277.6701 | 1382.3683 | -1461.8948 | 1014.5862 | 241.4946 | -1733.3094 | -302.3238 | 9603.3193 | 210.1042 | -193.6644 | 18.4817
2030-06-05 | 13 | -57.1855 | 6.4684 | -89.8308 | -766.1045 | -1701.989 | -811.266 | -8244.1445 | 671.2368 | -569.7325 | -330.2916 | 3900.7815 | 195.001 | 1785.2236 | 54.9487 | 2023.3036 | 107.2082 | 107.8696 | 209.9994 | -518.8757 | 388.7719 | -1761.8253 | -7237.9697 | -64.4994 | -48.9556 | 2816.8286 | -2797.5325 | -2150.012 | -633.7352 | -96.4859 | 436.6443 | 2203.6431 | 4096.0278 | -369.0312 | 697.9389 | 0.43287 | 2087.3657 | 6140.0088 | -189.888 | 511.9407 | 1.0015 | -2086.1274 | 34.4015 | 3631.6284 | 1291.0557 | 5056.1621 | -3.3744 | -277.8407 | 1515.8662 | -1493.6699 | 1052.0851 | 142.0364 | -1465.3845 | -157.9636 | 10027.5049 | 210.1043 | -127.6812 | 51.9608
2030-06-05 | 14 | -51.3006 | 814.189 | -99.1535 | -724.9835 | -1689.1729 | -926.709 | -5128.8398 | 1214.0719 | -1146.9683 | -379.0014 | 3892.803 | 44.2691 | 1804.244 | 101.0728 | 2110.5713 | 588.1923 | 150.4324 | 209.9994 | -524.6059 | 236.211 | -2056.77 | -6909.2788 | -152.8464 | -42.6155 | 2677.4175 | -2896.2942 | -2207.1311 | -613.725 | -128.1706 | 226.1906 | 1844.9192 | 4256.4653 | -364.8217 | 494.1476 | 1.6699 | 2042.7139 | 5044.187 | -512.63 | 531.8146 | 0.9992 | -1454.0538 | -178.1249 | 3309.3557 | 1245.5957 | 4774.647 | -3.1745 | -277.5292 | 1924.1824 | -1138.5198 | 881.6831 | -268.9562 | -850.6644 | -257.6466 | 6612.5894 | 210.1042 | -106.2022 | 31.1192
2030-06-05 | 15 | -55.1054 | 864.5693 | -101.665 | -738.6445 | -1678.5326 | -869.36 | -2515.0903 | 1012.252 | -2234.0398 | -353.055 | 3873.6775 | 194.9996 | 1737.9464 | 202.4523 | 2099.1792 | 509.5019 | 155.948 | 209.9994 | -499.4583 | 572.0906 | -2251.8708 | -6552.3706 | -204.1417 | -27.6743 | 2459.916 | -2899.8625 | -2392.6682 | -615.4371 | -128.3802 | 26.0966 | 1823.442 | 4221.0356 | -370.404 | 743.0743 | 2.2883 | 1837.5115 | 6643.3433 | -233.9734 | 186.6254 | 450.1685 | -1177.2166 | -296.4099 | 4263.5488 | 1237.1508 | 5076.5083 | 0.99795 | -277.1252 | 1957.7587 | -957.6787 | 847.0361 | -1059.1693 | -549.8221 | -1231.9684 | 5304.4448 | 210.1042 | -221.7802 | 45.6564
2030-06-05 | 16 | -57.5557 | 928.7488 | -103.0122 | -743.1261 | -607.4316 | -743.3405 | 24.793 | 1888.1932 | -3033.7712 | -345.2744 | 3868.8762 | 195.0022 | 1593.5635 | 207.6212 | 2089.8962 | -323.2571 | 201.1196 | 209.9994 | -499.5624 | 570.8478 | -2184.7129 | -6402.6196 | -306.4202 | -39.3098 | 2490.9609 | -2978.8855 | -2380.8291 | -586.0554 | -143.5626 | -66.7435 | 2060.978 | 4834.814 | -392.4858 | 796.2292 | 1.2699 | 2088.7117 | 6347.9492 | -270.4405 | -54.3198 | 450.3059 | -1182.4941 | -606.356 | 4510.9077 | 1281.838 | 5076.8013 | 1.0085 | -829.8248 | 2053.0088 | -1861.0303 | 715.394 | -755.0967 | -793.2048 | -1050.5817 | 4031.9775 | 210.1042 | -131.6367 | 67.5216
2030-06-05 | 17 | -59.3902 | 474.7586 | -105.1237 | -710.6949 | -514.7842 | -602.476 | 577.3798 | 1789.8104 | -2844.4277 | -346.0272 | 3867.0332 | 194.9993 | 1551.8557 | 225.0177 | 2097.959 | -569.3522 | 286.8893 | 209.9994 | -557.8109 | 540.8566 | -2337.7822 | -6298.5073 | -174.8412 | -32.9295 | 2920.5024 | -2837.8643 | -2740.821 | -516.3403 | -118.3249 | 111.7013 | 1953.8508 | 5261.061 | -531.0479 | 850.0368 | 1.2922 | 1978.0297 | 5890.6592 | -238.1093 | 0.99719 | 394.4623 | -580.8492 | -276.6606 | 4482.3965 | 1296.4062 | 5072.8354 | 26.756 | -928.3245 | 2279.0601 | -1603.6871 | 790.3881 | -504.7282 | -833.1042 | -1017.1613 | 5815.7715 | 210.1042 | -133.2422 | 87.052
2030-06-05 | 18 | -75.1635 | 403.7761 | -111.0193 | -733.1567 | -736.4445 | -517.5282 | 1023.8292 | 1697.9066 | -2408.7307 | -345.2734 | 3857.2 | 195.0014 | 1479.0214 | 169.1451 | 2080.5972 | 98.4673 | 298.9985 | 209.9994 | -810.7549 | 586.3841 | -2453.1895 | -5922.0747 | -179.7398 | 3.1311 | 4184.582 | -2921.4507 | -2393.9392 | -501.5676 | -115.7469 | 65.1465 | 1874.0009 | 5728.9043 | -374.4687 | 881.002 | 2.1589 | 1961.0908 | 6857.2964 | -244.7887 | 0.9978 | 316.5208 | -606.7697 | -298.5701 | 4450.4507 | 1287.3206 | 5049.6143 | 4.7915 | -951.3352 | 2514.3242 | -1314.5393 | 952.6136 | -553.6807 | -444.3417 | -1070.9038 | 6275.2822 | 210.1042 | -169.8077 | 75.02
2030-06-05 | 19 | -61.7004 | 580.5815 | -109.5432 | -734.3692 | -1022.9083 | -631.9018 | 1246.1691 | 1521.6968 | -2117.6272 | -334.6471 | 3849.7822 | 194.9989 | 1424.7172 | 193.7469 | 2111.2954 | -81.421 | 330.1534 | 209.9994 | -544.2185 | 492.5369 | -2190.4626 | -6197.6255 | -246.9473 | -36.1572 | 2806.5222 | -2919.5872 | -2440.4729 | -530.7294 | -124.2575 | -31.6347 | 1910.5923 | 5309.9648 | -283.9518 | 820.0251 | 2.3887 | 2126.9348 | 6114.3794 | -284.938 | -75.9738 | 450.3422 | -1133.4009 | -559.3858 | 4522.356 | 1275.6128 | 5056.9482 | 1.0289 | -545.0754 | 2839.4778 | -1743.9711 | 763.2562 | -1119.3472 | -43.7055 | -1042.7794 | 7447.1455 | 210.1042 | -174.8815 | 99.0474
2030-06-05 | 20 | -72.1811 | 468.3031 | -107.1162 | -743.1669 | -1118.739 | -368.1691 | 1627.8678 | 1263.0132 | -1487.6956 | -341.2828 | 3837.4907 | 194.9993 | 1406.2969 | 158.2236 | 2100.9128 | -207.42 | 414.4516 | 209.9994 | -525.6092 | 750.5438 | -2216.6401 | -6305.4766 | -257.2326 | -28.971 | 2671.9912 | -2918.4097 | -2498.3787 | -473.2759 | -126.88 | -101.5473 | 1978.3784 | 6542.7651 | -389.394 | 1128.8182 | 1.7865 | 1846.4132 | 6929.0688 | -179.138 | 647.949 | 1 | -1291.8362 | -408.886 | 3625.0574 | 1343.0693 | 5027.4316 | 12.1145 | -278.0131 | 2383.1965 | -1851.314 | 644.1642 | -1521.3453 | -56.63 | -127.0683 | 6007.9766 | 0.10423 | -80.6864 | 116.2639
2030-06-05 | 21 | -66.1204 | 579.5312 | -92.4233 | -759.0846 | -966.0831 | -545.5999 | 972.3342 | 1968.1992 | -948.1104 | -340.5275 | 3837.3381 | 168.7775 | 1376.6895 | 124.6732 | 2086.9854 | -123.4379 | 355.6925 | 209.9994 | -501.4425 | 409.2452 | -2194.9316 | -7046.5059 | -197.6958 | -41.2064 | 2787.5183 | -2852.3647 | -2522.054 | -557.6761 | -130.847 | 145.3002 | 2237.9995 | 6169.5771 | -260.4319 | 887.0461 | 0.24232 | 1912.6656 | 7006.2773 | -441.4781 | 607.4678 | 1.0012 | -1476.4628 | -223.0878 | 3284.3062 | 1315.1837 | 4810.2637 | 1.005 | -277.9884 | 2569.2031 | -1563.4086 | 721.8906 | -520.4351 | -827.9789 | 175.0766 | 7243.8252 | 210.1043 | -68.4404 | 168.8872
2030-06-05 | 22 | -83.947 | 216.8761 | -95.3943 | -716.5623 | -1349.0123 | -356.7192 | -12.147 | 1761.0598 | -83.8007 | -328.5479 | 3806.2976 | 194.9998 | 1542.7107 | 111.4666 | 2036.9943 | -293.2419 | 436.0714 | 209.9994 | -534.9508 | 498.6742 | -2188.5664 | -6927.4785 | -120.1662 | -32.8825 | 3013.5037 | -2942.3394 | -2551.7654 | -503.1102 | -119.3194 | 265.4995 | 2527.4927 | 7025.0093 | -229.717 | 1380.656 | 0.38574 | 1416.3539 | 8798.1709 | -206.308 | 630.5687 | 247.3629 | -1539.3108 | 42.7672 | 3479.5566 | 1345.1416 | 4896.5542 | 48.4415 | -278.1463 | 2419.8867 | -1878.1206 | 811.3254 | -410.0516 | -1077.7649 | 130.7633 | 7184.7305 | 210.1043 | -109.7183 | 144.4644
2030-06-05 | 23 | -89.9846 | -501.6017 | -84.4641 | -644.2345 | -1448.01 | 3.1297 | -2131.7681 | 1026.0907 | 0.99977 | -325.4308 | 3828.0439 | 195.0011 | 1763.5718 | 236.0064 | 2029.4764 | -303.6741 | 394.8264 | 209.9994 | -535.9237 | 521.3024 | -1917.7551 | -6471.23 | -20.9769 | -2.9356 | 2857.2949 | -2859.1614 | -2543.2798 | -361.5438 | -87.0102 | 487.545 | 2928.9104 | 7745.2944 | -181.0771 | 1632.0031 | 0.46134 | 701.066 | 9333.7754 | -116.2595 | 799.2114 | 112.066 | -1938.7451 | 285.8352 | 3433.0896 | 1250.3982 | 4957.9756 | 86.9717 | -278.4725 | 2807.1133 | -1651.3954 | 1183.7659 | 641.764 | -1810.6337 | -658.957 | 10461.6719 | 210.1043 | -180.2486 | 80.5566
2030-06-05 | 24 | -76.775 | -671.5164 | -68.2949 | -681.8643 | -1624.5527 | -249.3069 | -5963.5576 | 510.2386 | 88.2181 | -331.9792 | 3786.0891 | 175.114 | 2117.0415 | 209.1409 | 2022.6697 | -82.0182 | 296.0592 | 209.9994 | -517.7121 | 440.2803 | -1757.5204 | -6464.2524 | 111.1904 | 23.0859 | 2654.4868 | -2518.3259 | -2289.9019 | -475.7443 | -61.995 | 715.5961 | 3138.3181 | 7172.3433 | -104.6075 | 1438.7992 | 0.51749 | 300.1888 | 9344.3672 | -285.3017 | 388.0999 | 0.99831 | -1937.6206 | 772.988 | 1870.0389 | 1117.2429 | 3598.3538 | 1.0157 | -278.8419 | 2332.9993 | -1313.8209 | 1355.2728 | 321.3447 | -1722.4241 | -491.3152 | 11546.708 | 210.1042 | -211.2442 | 33.3259
2030-06-06 | 1 | -63.3509 | -136.4961 | -59.9973 | -760.4883 | -1577.7489 | -784.2097 | -8879.4795 | 799.1901 | 682.624 | -338.8066 | 3693.1035 | 112.2399 | 1975.3048 | 230.5607 | 1973.4401 | 18.7905 | 432.1609 | 209.9994 | -359.0885 | 504.5226 | -1665.7532 | -6347.9873 | 147.3156 | 0.84198 | 1625.1787 | -2802.1875 | -2323.5662 | -643.7293 | -60.1257 | 789.8201 | 2889.604 | 6538.269 | -59.384 | 1130.6714 | 0.56915 | 288.4514 | 7102.1567 | -143.1192 | 493.4624 | 1.0027 | -1831.1654 | 913.5393 | 1552.6379 | 803.3655 | 3359.6379 | 1.029 | -279.5748 | 2699.5679 | -524.7786 | 1439.2007 | 680.1633 | -1098.5955 | -517.6485 | 11808.9922 | 210.1042 | -221.7296 | 95.966
2030-06-06 | 2 | -54.7482 | 729.5192 | -55.8017 | -570.3608 | -1231.7916 | -1364.7205 | -9271.8672 | 1528.3607 | 1408.91 | -346.4655 | 3486.2373 | 55.7314 | 1881.3248 | 181.0646 | 1847.5433 | 98.4172 | 334.2756 | 209.9994 | -337.5009 | 322.4844 | -1339.5153 | -6064.79 | 12.0321 | -22.9957 | 1593.9385 | -2946.6067 | -2197.9517 | -761.078 | -92.0984 | 557.5974 | 2625.5703 | 4449.2695 | -101.3889 | 763.9227 | 0.55393 | 560.6376 | 4413.6704 | -130.2859 | 292.5789 | 0.99986 | -1868.7589 | 412.3924 | 1505.2551 | 642.3979 | 3128.7258 | 1.005 | -279.2505 | 2554.2263 | -952.1664 | 1057.3328 | -365.4237 | -1301.3647 | -1.9254 | 9514.5312 | 210.1042 | -187.2414 | 98.0467
2030-06-06 | 3 | -37.7163 | 1396.5334 | -60.1422 | -546.729 | -973.3801 | -1836.8846 | -10525.1377 | 2273.0684 | 1796.088 | -346.4071 | 3506.7358 | 44.2088 | 1898.2483 | 103.0964 | 1869.1085 | 98.2423 | 234.511 | 209.9994 | -217.1966 | 255.1456 | -1205.6157 | -5801.396 | -32.8132 | -51.5853 | 1194.9338 | -2694.7009 | -2090.0952 | -897.1139 | -114.1905 | 506.8737 | 2367.7234 | 2414.1504 | -212.9661 | 293.5326 | 0.57088 | 687.2207 | 1922.0187 | -93.2626 | 307.183 | 0.99933 | -1739.0189 | 198.7798 | 1648.5437 | 567.103 | 3148.1997 | 1.0165 | -277.8273 | 2823.4368 | -622.7621 | 916.2206 | -87.2676 | -2124.7529 | 206.2674 | 9113.8945 | 210.1043 | -145.3627 | 127.7298
2030-06-06 | 4 | -28.3051 | 1839.4159 | -59.3702 | -509.1516 | -759.7034 | -2047.5127 | -10724.8359 | 2655.3274 | 1640.8809 | -362.8383 | 3506.7397 | -0.77677 | 1893.6676 | 8.6089 | 2076.1741 | 407.9947 | 37.922 | 209.9994 | -98.5684 | -119.1968 | -959.4236 | -6141.3135 | -154.3825 | -86.3573 | 905.5743 | -2557.3235 | -1187.8683 | -952.3682 | -138.072 | 401.5535 | 2165.2656 | 1405.8596 | -130.0846 | 21.5515 | 0.56879 | 879.9149 | -212.553 | -63.5133 | 302.7612 | 1.0012 | -1780.2256 | -108.6261 | 1603.4368 | 634.4791 | 3108.2673 | 1.0153 | -280.2707 | 2052.7485 | -1346.0165 | 549.075 | -664.6021 | -2265.0613 | 771.6176 | 7173.0078 | 210.1043 | -97.886 | 174.6054
2030-06-06 | 5 | -24.1962 | 1690.283 | -45.9083 | -463.9471 | -792.1427 | -1823.7601 | -9871.542 | 2385.072 | 1635.4126 | -302.6159 | 3071.2004 | -194.9997 | 1891.6517 | 231.4207 | 1817.1864 | 584.2808 | 60.3255 | 209.9994 | -241.5682 | -175.264 | -947.9876 | -6463.0913 | -145.3766 | -60.7318 | 1370.4523 | -2252.4712 | -584.6002 | -858.4958 | -133.0851 | 396.4242 | 1654.9133 | 1580.2635 | -308.6453 | 94.3854 | 1.1334 | 563.3401 | 98.319 | -53.5194 | 319.8827 | 1.0005 | -2011.3766 | -222.2143 | 1677.1478 | 325.9879 | 3203.4258 | -2.4836 | -277.2066 | 877.7089 | -3020.8594 | 765.4991 | 20.7266 | -2432.6589 | 513.6389 | 5909.9624 | 210.1043 | -108.9106 | 193.9564
2030-06-06 | 6 | -21.1036 | 612.8273 | -45.2125 | -346.6635 | -982.9412 | -1149.6388 | -8757.8271 | 1895.9822 | 1684.8846 | -223.6577 | 3713.5996 | 1.0016 | 1991.3198 | 248.8912 | 2185.8047 | 887.9694 | 18.9757 | 209.9994 | -252.0947 | -349.0864 | -1013.5617 | -6760.4746 | -152.4085 | -44.4281 | 1387.3491 | -2075.4714 | -7.0359 | -636.5713 | -94.1099 | 455.6182 | 1870.725 | 1356.8837 | -377.0855 | 217.0636 | 1.37 | 210.7681 | 498.7449 | -259.6104 | 87.0016 | 1 | -2183.4995 | -360.9927 | 2384.2312 | 577.5616 | 3569.6033 | -2.6755 | -277.618 | 3008.5334 | -799.7211 | 806.4802 | -150.1985 | -1883.1615 | -178.6885 | 6290.2769 | 210.1043 | -234.3826 | 218.0964
2030-06-06 | 7 | -20.8512 | 313.7325 | -49.2854 | -471.5102 | -970.3465 | -972.4218 | -8477.7021 | 1702.0411 | 567.7725 | -267.3029 | 3954.4199 | 194.9984 | 2146.7305 | 57.5022 | 2065.6748 | 613.5412 | -54.1544 | 209.9994 | -212.3546 | -264.7823 | -1362.7933 | -6919.2329 | -84.0051 | -42.184 | 1118.0737 | -1866.0116 | 9.6874 | -601.1368 | -101.3734 | 529.8231 | 1722.464 | 1271.7302 | -526.3176 | 243.1927 | 0.6981 | 36.7346 | 2160.1821 | -231.9276 | -2.2716 | -2.1254 | -1917.9664 | -4.7343 | 2957.7173 | 979.1314 | 3953.155 | 1.0128 | -273.3598 | 2625.4749 | -1179.2738 | 897.0292 | 402.477 | -1673.6914 | -282.2789 | 8212.5186 | 210.1043 | -220.9669 | 165.753
2030-06-06 | 8 | -14.0971 | 186.9707 | -49.8831 | -446.5303 | -1165.3839 | -834.1838 | -7969.4023 | 1233.0936 | 0.99755 | -248.0115 | 3991.752 | 195.0004 | 2156.7485 | 101.7498 | 2077.7295 | 23.3583 | -3.6968 | 209.9994 | -271.4122 | -79.915 | -1634.6497 | -6809.1924 | -48.0207 | -29.7235 | 1484.0852 | -1612.0808 | -88.566 | -543.0137 | -103.7735 | 530.7051 | 1832.9064 | 1373.2086 | -593.8949 | 222.0304 | 1.301 | -188.1946 | 2111.8608 | -258.7794 | 395.7708 | 1.0025 | -1914.0138 | 141.4656 | 3561.3892 | 1211.1754 | 4779.6738 | -3.4558 | -276.5134 | 2706.7549 | -937.0247 | 1024.7295 | 1126.0262 | -1375.9419 | -184.1094 | 6131.4258 | 210.1042 | -208.6186 | 120.674
2030-06-06 | 9 | -20.3168 | 310.4693 | -54.8115 | -501.9233 | -1569.7975 | -813.7038 | -7219.2266 | 731.7617 | 0.99848 | -371.8239 | 4009.897 | 57.8186 | 2073.5935 | 199.6537 | 2082.7859 | -275.9795 | 118.9422 | 209.9994 | -353.7903 | 245.6252 | -2001.2533 | -6698.4556 | -7.7957 | -49.4089 | 1985.4965 | -1718.2552 | -704.2311 | -544.6761 | -105.3201 | 466.9526 | 1502.2219 | 2078.1157 | -580.5461 | 345.1124 | 2.6557 | 542.9394 | 2903.6018 | -560.1801 | 1.0042 | 449.4685 | -1805.0764 | 367.7614 | 3587.8628 | 1151.1743 | 4442.502 | -119.2376 | -272.3086 | 2387.1633 | -1159.656 | 1254.8007 | 1145.3857 | -1451.7712 | -674.0876 | 6329.2876 | 210.1043 | -285.7388 | 100.6413
2030-06-06 | 10 | -19.3785 | -51.0886 | -59.396 | -487.9182 | -1726.9113 | -607.4699 | -6647.1997 | 544.0028 | 20.2692 | -374.3533 | 4027.0098 | 52.396 | 1970.5967 | 158.3505 | 2074.229 | -584.3312 | 76.6282 | 209.9994 | -495.5726 | 105.1304 | -1943.7408 | -6591.8213 | -22.8782 | -62.8474 | 3195.115 | -1583.7856 | -928.2245 | -489.1281 | -105.5755 | 534.1133 | 1437.9015 | 2335.8181 | -517.3961 | 309.131 | 1.9077 | 818.0178 | 2694.1069 | -435.5967 | 196.0566 | 449.3239 | -1907.1721 | 317.8916 | 3604.0249 | 1183.4824 | 4847.5234 | -215.5289 | -276.5231 | 2351.9482 | -854.0649 | 1264.428 | 651.0587 | -1586.6608 | -553.238 | 7682.5107 | 210.1042 | -304.0157 | 75.7019
2030-06-06 | 11 | -26.9307 | 312.2171 | -67.3809 | -544.5387 | -1712.2469 | -755.4515 | -6146.5586 | 1000.4506 | -190.9872 | -384.5327 | 4009.7816 | 19.6518 | 1962.8447 | 159.621 | 2085.8011 | -406.2356 | 170.7729 | 209.9994 | -499.7691 | 50.8314 | -1953.7167 | -5912.4363 | -46.9053 | -82.0519 | 3314.9918 | -1958.4685 | -901.8612 | -524.3194 | -117.6788 | 499.987 | 1500.4493 | 2826.3162 | -306.1648 | 360.7832 | 2.7827 | 1424.175 | 2800.4866 | -553.5305 | 240.8045 | 225.1621 | -1516.7195 | 195.0549 | 3478.8075 | 1174.7418 | 4772.2766 | -172.4872 | -284.1981 | 2144.0436 | -576.4149 | 1128.118 | 279.6361 | -1542.6839 | -373.4109 | 8149.708 | 210.1042 | -224.0014 | 164.7856
2030-06-06 | 12 | -34.4829 | 675.5228 | -75.3658 | -601.1593 | -1697.5825 | -903.433 | -5645.9175 | 1456.8984 | -402.2437 | -394.712 | 3992.5535 | -13.0925 | 1955.0928 | 160.8915 | 2097.3733 | -228.14 | 264.9177 | 209.9994 | -503.9656 | -3.4676 | -1963.6925 | -5233.0513 | -70.9324 | -101.2565 | 3434.8687 | -2333.1514 | -875.4979 | -559.5106 | -129.7822 | 465.8607 | 1562.9971 | 3316.8142 | -94.9335 | 412.4355 | 3.6577 | 2030.3322 | 2906.8662 | -671.4642 | 285.5524 | 1.0003 | -1126.267 | 72.2182 | 3353.5901 | 1166.0012 | 4697.0298 | -129.4455 | -291.8731 | 1936.139 | -298.765 | 991.8081 | -91.7864 | -1498.707 | -193.5838 | 8616.9053 | 210.1042 | -143.9871 | 183.0712
2030-06-06 | 13 | -45.9859 | 920.4915 | -78.7876 | -630.0845 | -1476.0251 | -807.5499 | -729.6136 | 1064.4741 | -1596.1084 | -389.4381 | 4019.4116 | 26.2171 | 1911.3949 | 288.2467 | 2158.5898 | -355.9456 | 246.2807 | 209.9994 | -394.3851 | 584.5682 | -2189.2869 | -4459.4878 | -165.8023 | -78.7312 | 2344.0713 | -2211.0298 | -2252.2886 | -501.0022 | -135.2785 | 122.3045 | 1523.1196 | 2880.1375 | -591.2085 | 597.8116 | 3.2906 | 2308.7725 | 3676.9241 | -816.1418 | -103.8048 | -3.4773 | -1246.1217 | -196.9672 | 3067.8467 | 1060.2208 | 3883.7131 | -255.2907 | -1977.3784 | 3323.6929 | 95.5451 | 905.5559 | -532.634 | -1044.1243 | -1003.5522 | 5496.4141 | 210.1042 | -179.6419 | 120.4074
2030-06-06 | 14 | -40.7674 | 836.2004 | -91.5491 | -641.7507 | -1054.1554 | -576.1933 | 2278.7007 | 856.1996 | -2699.0647 | -389.3082 | 3958.5112 | 36.1639 | 1710.5193 | 225.2309 | 2127.7234 | -0.42996 | 565.5201 | 209.9994 | -268.1004 | 451.2904 | -2186.1909 | -4826.2983 | -284.931 | -65.5439 | 1347.5452 | -2370.375 | -1826.4668 | -392.1624 | -135.1843 | -173.5084 | 1737.9318 | 2843.6436 | -523.2725 | 627.7571 | 2.8227 | 2022.6938 | 4066.3254 | -315.6717 | -74.3093 | 450.3064 | -660.2831 | -897.9471 | 4519.1533 | 1186.1448 | 5073.896 | 1.001 | -603.4435 | 2326.208 | -856.4623 | 141.757 | -954.6122 | -936.6421 | -554.8865 | 4915.3574 | 210.1042 | -89.7056 | 110.7554
2030-06-06 | 15 | -43.7676 | 190.661 | -94.0747 | -585.8632 | -327.1853 | -160.3253 | 3466.9939 | 830.9784 | -3334.2507 | -376.7148 | 4002.2563 | 100.4974 | 1787.4266 | 219.3076 | 2072.1814 | -303.282 | 553.652 | 209.9994 | -539.7939 | 737.2092 | -2259.759 | -6065.2715 | -202.9933 | -16.1798 | 2717.7476 | -1907.6772 | -3076.8557 | -201.3741 | -112.2436 | -82.2024 | 1097.1515 | 3277.4077 | -1414.9215 | 833.5306 | 1.4248 | 1177.5253 | 3774.927 | -375.2609 | -67.3528 | 323.1389 | -1093.6058 | -631.7859 | 4496.7617 | 1190.1125 | 5074.853 | -2.9025 | -824.7875 | 2373.1123 | -1133.4415 | 474.6017 | -398.3869 | -844.8923 | -779.9861 | 3732.0005 | 210.1042 | -123.7993 | 114.7935
2030-06-06 | 16 | -75.7178 | 1.0092 | -107.0851 | -672.5853 | -60.2715 | -217.5846 | 2862.6484 | 1500.0627 | -3215.2693 | -340.3295 | 3955.2886 | 195.0019 | 1770.6198 | 264.664 | 2078.3137 | -710.2827 | 716.5439 | 209.9994 | -521.8533 | 319.4424 | -2441.832 | -5952.1328 | -160.1029 | -47.8176 | 2934.6873 | -2510.0835 | -2189.5295 | -244.5135 | -104.0152 | 163.4658 | 1847.9133 | 5854.834 | -677.8888 | 1081.9415 | 2.0058 | 1895.3562 | 5965.7085 | -370.5421 | -100.8376 | 446.1065 | -188.245 | -397.4778 | 4536.1807 | 1193.9534 | 5071.5439 | -3.0228 | -697.6573 | 2557.6377 | -1282.0703 | 389.0287 | -314.9646 | -1365.9866 | -906.389 | 5697.147 | 210.1042 | -96.2275 | 121.3974
2030-06-06 | 17 | -85.6977 | 2.7171 | -115.6995 | -737.2946 | -222.8129 | -187.1799 | 2652.0081 | 1425.3091 | -2641.1128 | -345.9437 | 3934.1626 | 195.7631 | 1642.129 | 298.7358 | 2136.207 | -1784.0432 | 394.5569 | 209.9994 | -578.8293 | 282.1239 | -2415.4087 | -5902.2344 | -89.6543 | -59.8151 | 3229.8865 | -2735.9756 | -1901.3707 | -280.6149 | -92.2584 | 242.2437 | 1631.8251 | 7270.8247 | -748.5828 | 1317.1312 | 1.4569 | 1992.2915 | 6722.3706 | -310.7763 | -73.439 | 211.8652 | -371.1141 | -293.8712 | 4538.6782 | 1226.4786 | 5076.0801 | 0.018469 | -953.5187 | 2498.5225 | -1591.218 | 505.4295 | -350.9003 | -1241.4745 | -960.5972 | 4983.8911 | 210.1042 | -108.4474 | 103.6166
2030-06-06 | 18 | -86.1909 | 1.0109 | -115.5353 | -760.8356 | -483.4258 | -130.6677 | 2958.7312 | 982.2344 | -2191.6511 | -340.9918 | 3925.2053 | 195.0008 | 1565.2839 | 305.283 | 2147.6946 | -2421.623 | 308.6844 | 209.9994 | -658.9177 | 558.8263 | -2439.9268 | -5525.3906 | -117.6729 | -29.1629 | 3618.9434 | -2708.8477 | -1345.3304 | -286.9463 | -93.4397 | 132.8085 | 1981.2573 | 7466.0317 | -652.8782 | 1233.6882 | 1.1096 | 1130.5098 | 6991.7764 | -312.3065 | -147.08 | 353.2646 | -553.8247 | -278.8032 | 4611.5581 | 1235.7756 | 5071.1279 | 0.99333 | -775.9243 | 2784.3806 | -1448.3479 | 480.8245 | -82.1593 | -731.6785 | -833.819 | 4223.7437 | 210.1042 | -136.7685 | 105.3442
2030-06-06 | 19 | -93.1797 | 1.0027 | -116.6547 | -760.0254 | -606.2845 | -90.3954 | 3241.2402 | 659.9204 | -2568.1733 | -343.4822 | 3912.1003 | 194.9997 | 1502.1648 | 232.7828 | 2080.5586 | -2101.4136 | 308.1616 | 209.9994 | -437.1989 | 539.1326 | -2264.7214 | -5325.2871 | -185.0517 | -41.8087 | 2489.9268 | -2897.5237 | -1352.4788 | -296.3013 | -101.3584 | 12.0297 | 2433.0715 | 7940.3345 | -420.7464 | 1262.0847 | 0.68198 | 667.6047 | 7498.9302 | -266.1884 | -129.5411 | 450.3711 | -1036.9951 | -517.1099 | 4673.1104 | 1245.1217 | 5061.9189 | 96.967 | -453.1266 | 2745.438 | -1886.061 | 343.1431 | -787.5035 | -207.2726 | -619.8763 | 4726.8237 | 210.1042 | -178.7834 | 112.0128
2030-06-06 | 20 | -76.6276 | 370.5182 | -105.6264 | -785.4252 | -815.5924 | -370.9873 | 2019.1665 | 1003.4832 | -1908.0463 | -345.8183 | 3902.6252 | 195.0007 | 1530.319 | 235.7544 | 2070.4072 | -1959.7726 | 316.5845 | 209.9994 | -462.0635 | 365.2068 | -2249.6533 | -5565.916 | -98.2162 | -31.0825 | 2783.3091 | -2845.4358 | -1655.0049 | -409.108 | -105.1044 | 150.7149 | 2367.1152 | 7370.854 | -482.3449 | 1095.5201 | 0.33608 | 505.7616 | 6993.9199 | -671.4873 | 19.8739 | 319.701 | -1240.1196 | -175.7489 | 3415.7935 | 1236.9637 | 4349.2256 | -36.8049 | -277.4735 | 2720.562 | -1361.0992 | 655.2172 | -1158.4482 | -307.0419 | -897.2574 | 4304.5264 | 0.10423 | -174.628 | 243.3695
2030-06-06 | 21 | -79.7457 | 427.9601 | -104.7951 | -782.2186 | -550.8323 | -470.0654 | 1594.4597 | 1418.2252 | -1332.037 | -345.8846 | 3895.5215 | 195.0014 | 1503.4388 | 222.2084 | 2059.5364 | -1711.4366 | 408.9845 | 209.9994 | -521.7338 | 385.5585 | -2111.0208 | -5781.749 | -96.2531 | -32.8539 | 3254.3494 | -3029.198 | -1818.0787 | -431.2612 | -111.3739 | 235.9971 | 2478.0332 | 7391.4414 | -372.8853 | 1159.7847 | 0.43387 | 473.8155 | 7152.2188 | -480.3386 | 62.9117 | 1.0009 | -1335.1426 | 1.0002 | 3592.2271 | 1275.9032 | 4577.3574 | -2.9368 | -276.8413 | 2579.7742 | -1341.2354 | 750.3765 | -241.3357 | -1068.2341 | -420.8611 | 4550.9824 | 0.10423 | -120.0467 | 218.5141
2030-06-06 | 22 | -83.5198 | 483.2664 | -104.8252 | -780.8207 | -626.226 | -482.3729 | 2062.1313 | 1432.6703 | -213.3815 | -328.7349 | 3892.0466 | 194.9993 | 1473.9264 | 168.5886 | 2039.3083 | -1663.1371 | 400.1227 | 209.9994 | -639.2685 | 508.9208 | -2237.1069 | -5957.1118 | -143.7233 | 33.0642 | 3895.7571 | -3128.762 | -2044.5278 | -447.3372 | -122.4542 | 155.4555 | 3095.8877 | 7589.1387 | -255.8704 | 1231.3367 | 0.36212 | 346.7416 | 7670.3276 | 97.0088 | 1.0003 | 332.1723 | -1255.9187 | 42.7189 | 3864.5911 | 1225.9481 | 4778.9624 | -262.4257 | -422.4509 | 4170.5474 | -659.1176 | 800.3394 | 1.0147 | -618.1144 | 117.1749 | 5888.1035 | 210.1042 | -175.8461 | 193.7406
2030-06-06 | 23 | -83.498 | 577.7244 | -94.2834 | -769.3723 | -941.2613 | -441.5225 | 1046.2285 | 1256.9458 | -226.9253 | -346.0811 | 3868.9067 | 195.0022 | 2104.0889 | 137.6951 | 2023.1276 | -1519.689 | 409.8336 | 209.9994 | -663.6318 | 628.814 | -1992.4806 | -5480.8506 | -115.8556 | 38.674 | 4008.7251 | -3043.481 | -2414.6414 | -497.2557 | -120.744 | 198.2071 | 3102.4905 | 7387.001 | -286.7031 | 1273.3024 | 0.36277 | 380.4535 | 7747.6904 | -56.0611 | 200.2239 | 449.1419 | -1503.5382 | 201.1061 | 4032.7007 | 1311.8312 | 5037.0898 | -3.9705 | -276.5498 | 3025.6252 | -1209.1046 | 888.0892 | 67.4435 | -1151.1964 | -182.0688 | 6000.0947 | 210.1042 | -210.573 | 203.5796
2030-06-06 | 24 | -77.9944 | 237.0101 | -83.1664 | -757.5654 | -1310.7236 | -455.6597 | -1992.6005 | 1124.6954 | 1.0017 | -335.1623 | 3824.7039 | 195.0023 | 2133.2266 | 121.1814 | 2033.045 | -1487.7845 | 422.8698 | 209.9994 | -464.4834 | 542.144 | -1697.0383 | -5101.9204 | 19.8367 | 24.3381 | 2558.9583 | -2849.7458 | -1771.7152 | -519.9749 | -94.9241 | 485.3586 | 3010.3318 | 7147.1162 | -164.058 | 1210.3721 | 0.43839 | -95.9043 | 7423.5381 | 1.0013 | 3.7334 | 449.3617 | -1556.2394 | 565.9194 | 3459.9978 | 1193.335 | 4468.3496 | -2.7212 | -276.5185 | 2983.293 | -1048.2915 | 1207.6152 | 849.2489 | -1097.8955 | -558.9371 | 7084.5684 | 210.1042 | -326.1134 | 118.0702
2030-06-07 | 1 | -62.6151 | 41.701 | -74.1988 | -655.2291 | -1596.9824 | -359.5894 | -2889.3767 | 430.328 | 0.99789 | -340.9264 | 3822.313 | 195 | 2019.6456 | 220.2055 | 2056.9348 | -1243.108 | 407.9291 | 209.9994 | -368.8103 | 460.7702 | -1234.5433 | -4547.7065 | 34.81 | -18.8919 | 1853.0511 | -2398.5176 | -1557.2246 | -405.8602 | -81.7088 | 528.0292 | 2064.7373 | 6020.2896 | -732.9824 | 1119.9597 | 0.8477 | 85.5843 | 5670.1133 | 1.0017 | 172.2268 | 1.0005 | -1923.7003 | 383.7884 | 2897.8298 | 1027.9519 | 4161.4634 | 43.209 | -278.8835 | 3021.3271 | -604.4698 | 1307.9347 | 224.8778 | -490.3553 | -1124.5101 | 6594.8633 | 210.1043 | -382.4641 | 156.1822
2030-06-07 | 2 | -57.0495 | 148.5827 | -66.513 | -580.3203 | -1463.3387 | -374.2408 | -1741.5656 | 155.7391 | 505.8736 | -222.8236 | 3685.5825 | 31.4358 | 1856.2625 | 138.6835 | 2089.197 | -868.9626 | 589.0436 | 209.9994 | -406.8412 | 364.4597 | -1193.575 | -3827.3848 | -10.7004 | -37.4203 | 2186.2229 | -2317.2244 | -1091.0013 | -372.6313 | -78.9423 | 389.899 | 1968.5505 | 5374.0166 | -686.7477 | 1159.5216 | 3.2713 | 511.2577 | 5183.2617 | 1.0017 | 287.4373 | 0.99898 | -1732.8082 | 218.5477 | 2429.2014 | 746.8078 | 3911.6926 | 1.0058 | -278.2576 | 3227.9294 | -354.7473 | 1127.5458 | 389.3252 | -728.2933 | -292.8944 | 7100.9292 | 210.1042 | -235.9072 | 160.6217
2030-06-07 | 3 | -54.2912 | 189.0215 | -65.6935 | -568.9774 | -1640.8273 | -360.2036 | -851.8838 | -1.9783 | 1482.6813 | -212.5124 | 3598.8474 | -74.6767 | 1881.8622 | -80.3109 | 2051.7473 | -552.8433 | 580.3994 | 209.9994 | -522.4624 | 258.9369 | -1237.4141 | -3586.6206 | -60.8535 | -9.5706 | 2992.0803 | -2213.6182 | -889.2865 | -348.3995 | -81.9716 | 299.2213 | 2014.6 | 5157.2832 | -568.6967 | 1061.7357 | 5.1002 | 648.4932 | 5676.5093 | 271.0357 | 471.8763 | 0.99871 | -1470.9348 | 114.3057 | 1913.4382 | 730.7703 | 3565.4172 | 1.0086 | -278.4567 | 3054.842 | -120.9293 | 854.9398 | -424.0027 | -428.3247 | 223.2861 | 7763.4053 | 210.1042 | -195.3207 | 160.6402
2030-06-07 | 4 | -55.2193 | 437.8716 | -66.4416 | -644.5613 | -1663.2017 | -768.0803 | -4791.0049 | 459.3896 | 1729.7653 | -295.9768 | 3415.7485 | -195.0041 | 1859.118 | -253.1626 | 2076.5779 | 126.919 | 513.4327 | 209.9994 | -475.4116 | 115.1627 | -1032.5391 | -3420.1038 | -26.5455 | -16.4892 | 2927.918 | -2486.0132 | -657.444 | -523.4118 | -78.2904 | 474.4623 | 2400.0967 | 4667.8979 | -248.0443 | 921.6564 | 4.692 | 696.0427 | 6083.8232 | 238.7454 | 443.2639 | 0.9991 | -1585.3297 | 195.7466 | 1854.2999 | 737.9428 | 3472.8418 | 1.0076 | -278.5409 | 2968.7061 | -541.9115 | 837.6077 | -326.6296 | -1476.1854 | 35.2914 | 9837.5791 | 210.1043 | -166.9837 | 108.6698
2030-06-07 | 5 | -49.5668 | 471.2882 | -69.1038 | -639.8597 | -1393.1764 | -987.9255 | -5038.9819 | 860.5517 | 1786.6537 | -329.606 | 3570.9004 | -194.9672 | 1871.9523 | -257.143 | 1979.6732 | 798.5385 | 416.1458 | 209.9994 | -138.94 | -67.6752 | -991.2338 | -2748.9268 | -64.2852 | -41.3989 | 1233.3706 | -2588.9653 | 172.5104 | -612.0024 | -86.8837 | 470.5788 | 2431.9177 | 3495.3918 | -85.0051 | 680.6528 | 4.5413 | 645.5048 | 5966.604 | 175.761 | 370.0097 | 1.0014 | -1461.2653 | 89.2026 | 1714.3684 | 668.1253 | 3269.7241 | -2.9149 | -278.8291 | 2972.9006 | -742.5065 | 642.3939 | -320.1472 | -1825.3923 | 406.2028 | 10131.9287 | 210.1043 | -116.0278 | 16.1519
2030-06-07 | 6 | -40.1447 | 522.9399 | -67.5578 | -560.842 | -1240.8726 | -1061.3933 | -5369.603 | 1237.0704 | 1517.0322 | -199.1641 | 3370.5364 | -112.2254 | 1900.045 | -16.4473 | 2018.7754 | 1099.0227 | 357.2213 | 209.9994 | -289.2809 | -71.3385 | -841.6024 | -1056.0209 | -55.1913 | -24.4602 | 2037.943 | -2410.3774 | 129.9213 | -609.9957 | -94.8899 | 525.4918 | 2338.2246 | 2492.3574 | -234.1306 | 502.2621 | 5.0457 | 424.3772 | 4766.6611 | 181.7379 | 575.2715 | 0.99913 | -1561.6338 | 102.3439 | 1610.3553 | 650.2253 | 3345.1165 | 1.0124 | -278.7836 | 3038.9663 | -1008.4914 | 575.2994 | 0.9884 | -2219.5115 | 424.7894 | 9460.8486 | 210.1043 | -65.7077 | 77.8995
2030-06-07 | 7 | -24.276 | 512.1878 | -64.0438 | -481.645 | -1166.8289 | -1008.3859 | -5298.687 | 1059.2318 | 395.7889 | -156.8336 | 3730.2734 | 10.8491 | 1987.8994 | 76.4256 | 2101.459 | 1158.074 | 178.6912 | 209.9994 | -260.9062 | -46.2492 | -995.2822 | -1494.5002 | -83.1693 | -69.8463 | 1753.6036 | -1976.1975 | 24.4623 | -567.3512 | -105.2722 | 450.1014 | 1845.9832 | 1014.4692 | -452.3062 | 211.7187 | 4.8709 | 573.2435 | 3266.582 | 73.256 | 747.5358 | 0.9996 | -1656.4401 | 66.7939 | 2236.0513 | 761.9739 | 4025.9131 | 0.9991 | -278.1277 | 3060.7183 | -1163.8439 | 558.9484 | 79.0677 | -1848.3763 | 459.2956 | 8228.5791 | 210.1043 | -62.0413 | 129.0165
2030-06-07 | 8 | -29.5218 | 655.0058 | -69.0149 | -532.1734 | -1087.2543 | -973.5244 | -5701.1807 | 1234.9985 | 1.0006 | -300.1378 | 4057.0396 | 168.683 | 2131.1252 | 269.6104 | 2082.0779 | 953.6144 | 113.0772 | 209.9994 | -288.8535 | 0.81442 | -1415.0509 | -1976.6624 | -101.2523 | -44.7853 | 1916.9911 | -2051.7075 | -11.2458 | -588.3383 | -123.4598 | 389.7277 | 1916.1239 | 1213.1482 | -235.7706 | 306.2835 | 5.8075 | 304.2491 | 4088.6753 | -40.8857 | 289.2281 | 143.7947 | -1570.7703 | 9.0694 | 3835.7856 | 1238.5159 | 5031.793 | -3.5871 | -276.875 | 2919.3982 | -1255.754 | 843.4235 | 281.7255 | -1636.9072 | -137.9252 | 8270.5576 | 210.1042 | -203.7034 | 133.5269
2030-06-07 | 9 | -28.9618 | 451.2602 | -70.5189 | -538.1591 | -1216.5918 | -793.7185 | -5931.9043 | 1545.9373 | -69.6187 | -345.2954 | 4037.2913 | 195.0007 | 2132.1067 | 291.7015 | 2109.9265 | 1062.6732 | -19.13 | 209.9994 | -346.9885 | 349.0565 | -1644.1163 | -2391.9753 | -24.8129 | -32.2106 | 2335.9312 | -1920.095 | -1505.9592 | -526.4315 | -123.0345 | 472.7782 | 1446.3519 | 613.8047 | -570.2482 | 455.7247 | 3.8482 | 555.2363 | 4332.1836 | -390.5739 | 73.8012 | 449.6688 | -1627.8595 | 323.0201 | 3906.6638 | 1187.7711 | 5051.0933 | -260.1578 | -445.2877 | 2547.1772 | -1609.2556 | 1085.4927 | 707.5898 | -1752.6436 | -481.2555 | 7550.394 | 210.1043 | -233.1521 | 131.1676
2030-06-07 | 10 | -33.104 | 519.1041 | -77.3877 | -579.0265 | -1534.3821 | -821.0624 | -5322.4321 | 1630.1912 | -62.946 | -346.1378 | 4031.8372 | 186.09 | 2120.3689 | 211.1507 | 2089.3743 | 1108.8079 | 44.7236 | 209.9994 | -378.1187 | -47.9191 | -1774.0316 | -3632.6992 | -108.6339 | -57.6028 | 2393.2327 | -2258.8604 | -782.8888 | -577.8779 | -140.0589 | 489.0581 | 1890.6227 | 1085.8877 | 94.3674 | 293.4937 | 5.6735 | 1714.5631 | 5692.1133 | -494.7395 | 122.5527 | 449.55 | -1575.7089 | 86.8235 | 3847.1453 | 1187.1454 | 4967.9756 | -253.6071 | -770.7929 | 2464.4146 | -1205.265 | 995.8284 | 263.8083 | -1986.7373 | -190.5947 | 8447.0518 | 210.1043 | -262.3466 | 135.0122
2030-06-07 | 11 | -46.3565 | 128.5386 | -83.8392 | -568.5116 | -1753.5559 | -508.8021 | -4396.7358 | 1110.2455 | -137.4766 | -349.6815 | 3933.699 | 161.0749 | 2113.2747 | 91.6643 | 2071.9541 | 1055.0629 | 261.0645 | 209.9994 | -516.7883 | -127.8447 | -1621.7874 | -3647.0164 | -97.1144 | -107.6376 | 3461.4333 | -2370.7688 | -746.1755 | -444.2352 | -128.4007 | 526.2797 | 1365.9794 | 2495.5601 | -83.0208 | 711.5073 | 5.739 | 3127.5991 | 6668.5908 | -392.447 | 173.7021 | 450.2989 | -1588.4144 | 66.0853 | 3831.2332 | 1242.463 | 5017.0117 | -249.5963 | -277.3128 | 2166.1831 | -1119.1566 | 1039.3425 | -201.2552 | -1472.2344 | -165.6228 | 8633.4873 | 210.1042 | -250.4369 | 112.8185
2030-06-07 | 12 | -35.0188 | 510.4504 | -79.8625 | -500.8763 | -1729.5487 | -582.3073 | -3462.644 | 1013.7103 | -686.4952 | -344.857 | 3914.1572 | 195.0019 | 1887.4156 | 107.3264 | 2059.2246 | 418.2595 | 240.7289 | 209.9994 | -479.5333 | 110.5406 | -1852.5024 | -3508.6985 | -169.8734 | -105.7984 | 3169.1055 | -2158.948 | -1467.4004 | -449.4542 | -139.5611 | 336.1794 | 1041.6255 | 1882.6509 | -420.5333 | 603.5944 | 5.035 | 3158.4097 | 5131.2183 | -216.907 | 8.8186 | 0.99961 | -1591.4678 | -224.3184 | 3876.925 | 1285.5168 | 4831.1021 | -3.4524 | -277.6065 | 2090.0984 | -1142.9703 | 913.3846 | -605.8214 | -822.9125 | -889.4289 | 5212.2158 | 210.1043 | -300.2362 | 100.8564
2030-06-07 | 13 | -31.3244 | 648.1697 | -85.5608 | -495.5225 | -1378.0306 | -604.35 | 1225.2321 | 1089.6979 | -2197.4773 | -345.2206 | 3892.5593 | 194.9989 | 1812.9656 | 295.5963 | 2125.3191 | 1391.2852 | 481.4068 | 209.9994 | -398.3378 | 536.4573 | -1868.1689 | -2910.7175 | -211.0005 | -84.5255 | 2608.395 | -2112.8865 | -2040.2345 | -397.9766 | -139.4175 | 121.509 | 880.0504 | 1207.9937 | -771.684 | 406.1112 | 3.3608 | 2744.4741 | 4319.4575 | -268.8656 | -148.2383 | 126.7144 | -957.5623 | -512.8405 | 4626.4854 | 1265.6541 | 5085.6577 | -3.3099 | -1056.7626 | 1880.899 | -1890.3195 | 236.2938 | -78.8847 | -1308.942 | -836.5409 | 4230.7798 | 210.1042 | -102.4144 | 73.893
2030-06-07 | 14 | -47.4471 | 1.0121 | -92.5158 | -518.6461 | -748.0956 | -168.9192 | 3967.7498 | 81.4715 | -2752.9209 | -339.6219 | 3932.1807 | 194.9996 | 1800.5383 | 477.2319 | 2228.7812 | 1343.415 | 591.6555 | 209.9994 | -663.1865 | 953.2372 | -1722.5775 | -1922.7202 | -183.9461 | -41.2007 | 3794.0969 | -1991.8687 | -2293.2549 | -186.0175 | -103.3259 | 35.6225 | 911.1378 | 2936.8035 | -1020.5212 | 850.2047 | 2.9163 | 2525.9551 | 5673.4272 | -123.9272 | -306.0346 | 450.5759 | -805.9634 | -644.7302 | 4785.6987 | 1201.243 | 5084.4731 | 1.0433 | -1161.432 | 2075.0605 | -1433.2814 | 254.696 | 1.044 | -1030.4141 | -700.7737 | 4187.0996 | 210.1042 | -71.8614 | 80.511
2030-06-07 | 15 | -52.4218 | -172.9686 | -94.003 | -482.3436 | -795.7122 | -147.9201 | 3575.489 | 106.4085 | -2494.8093 | -336.4586 | 3863.219 | 185.5364 | 1656.1648 | 566.0005 | 2285.5088 | 1110.7885 | 401.9366 | 209.9994 | -702.2858 | 1019.2769 | -1860.7662 | -3147.6326 | -113.5588 | -40.2625 | 3968.0933 | -1625.8113 | -2898.6111 | -162.5376 | -88.9485 | 145.6326 | 659.0529 | 1965.6252 | -1448.9197 | 738.539 | 3.1972 | 2308.1421 | 4962.9053 | -76.5798 | -242.8309 | 450.5178 | -986.4372 | -397.7042 | 4847.6035 | 1222.6805 | 5089.0884 | 156.2982 | -1190.427 | 2016.7871 | -1248.556 | 363.4236 | -96.4199 | -1563.5977 | -749.8598 | 3444.2515 | 210.1042 | -81.6959 | 115.1318
2030-06-07 | 16 | -53.7202 | -14.0362 | -99.0989 | -530.1605 | -446.8453 | -368.2888 | 1294.962 | 1219.8472 | -3293.7146 | -349.8947 | 3858.0293 | 134.5503 | 1595.444 | 552.2924 | 2285.3667 | 1405.7784 | 342.3806 | 209.9994 | -726.812 | 780.9207 | -1769.3831 | -3480.3584 | -42.637 | -66.9144 | 4169.6533 | -1839.9032 | -2143.9148 | -246.1182 | -93.8711 | 370.7845 | 944.0539 | 1344.0908 | -1064.2555 | 597.8724 | 3.1808 | 2886.3931 | 5273.748 | -41.2228 | -198.9258 | 450.481 | -1058.3335 | -272.1046 | 4895.2339 | 1249.103 | 5093.4951 | 226.2148 | -1233.161 | 1982.9707 | -1403.0948 | 484.1544 | 130.7607 | -2152.9485 | -1018.1959 | 3961.4548 | 210.1042 | -87.5608 | 81.8391
2030-06-07 | 17 | -55.5559 | 1.009 | -104.1907 | -567 | -299.1305 | -488.9331 | 280.8366 | 1597.4277 | -2914.311 | -329.8695 | 3908.0674 | 189.1779 | 1460.377 | 503.6671 | 2242.4197 | 1613.5465 | 364.8382 | 209.9994 | -738.0056 | 826.7894 | -1806.0714 | -3786.1404 | -5.5095 | -77.2894 | 4250.0806 | -1948.3391 | -1849.7024 | -283.2944 | -93.6942 | 466.5262 | 725.1241 | 1375.8788 | -1112.61 | 595.1297 | 3.5119 | 3031.0227 | 5507.188 | 42.3771 | -119.4888 | 450.4101 | -1268.0431 | -108.6647 | 4885.4331 | 1271.5533 | 5093.9658 | 321.1038 | -1276.9935 | 2062.8911 | -1364.6636 | 871.5915 | 990.6629 | -2079.4746 | -917.3533 | 5237.3247 | 210.1042 | -49.0012 | 62.3946
2030-06-07 | 18 | -39.2608 | 19.534 | -105.0328 | -551.1428 | -358.8353 | -534.9634 | 0.98472 | 1479.0103 | -2399.2258 | -301.0855 | 3877.0525 | 189.1907 | 1190.5898 | 475.9463 | 2212.2583 | 2083.6917 | 351.279 | 209.9994 | -713.6999 | 1029.4199 | -1790.1453 | -2613.9556 | 21.4963 | -71.0537 | 4253.75 | -1807.2787 | -2084.749 | -305.2695 | -94.8974 | 438.5381 | 287.6285 | 713.9619 | -1523.2803 | 513.5435 | 3.0764 | 2748.1316 | 4978.2637 | 157.6527 | 21.5775 | 450.2927 | -1581.408 | 17.9175 | 4897.3086 | 1371.5503 | 5088.2798 | 518.7612 | -1150.9841 | 2333.6189 | -1300.45 | 910.2974 | 907.4936 | -1825.7604 | -748.4775 | 5768.1919 | 210.1042 | -55.6546 | 77.7138
2030-06-07 | 19 | -47.0865 | -12.6888 | -108.1182 | -565.3199 | -376.0568 | -475.9436 | 138.0339 | 1399.6875 | -3449.5676 | -238.4873 | 3950.2395 | 163.2992 | 1775.0193 | 473.2975 | 2217.3513 | 1804.4421 | 410.5808 | 209.9994 | -519.941 | 1098.4447 | -1658.3317 | -1020.5876 | 78.415 | -78.6785 | 3467.0688 | -1800.0648 | -2299.073 | -325.5298 | -89.8424 | 453.5336 | -34.6379 | 917.2015 | -1755.4121 | 729.9756 | 4.19 | 2555.9414 | 5181.0986 | -515.263 | -47.0778 | -4.4053 | -1674.954 | 400.3425 | 3885.637 | 1162.8906 | 4790.7822 | -250.1339 | -1596.0671 | 3263.5491 | -1008.243 | 1154.3005 | 153.4959 | -2016.0272 | -609.6703 | 6522.3188 | 210.1042 | -65.1481 | 59.6393
2030-06-07 | 20 | -48.1087 | 79.3863 | -105.2869 | -560.4691 | -1536.3989 | -499.6161 | -786.8602 | 780.0972 | -2029.7089 | -293.3741 | 3937.0693 | 194.9999 | 1772.3077 | 418.4572 | 2173.4978 | 2300.7356 | 454.399 | 209.9994 | -517.1986 | 806.2645 | -1942.1682 | -2205.8289 | 41.7281 | -81.5201 | 3394.2922 | -1789.7809 | -2131.9707 | -329.5543 | -93.9617 | 383.1895 | -28.5898 | 604.6516 | -1694.9598 | 702.361 | 4.3936 | 2258.9243 | 4936.5142 | -144.2787 | 127.5494 | 449.7015 | -1748.4575 | 392.0578 | 4261.6753 | 1274.9044 | 5071.7354 | 1.0147 | -677.5803 | 2689.1863 | -1275.2871 | 1246.5192 | -256.1532 | -1137.7898 | -1089.4357 | 6978.2642 | 0.10423 | -58.3487 | 146.6669
2030-06-07 | 21 | -44.576 | 356.67 | -99.904 | -553.1094 | -1558.2891 | -661.7766 | -1641.2992 | 1077.6204 | -1710.8782 | -310.4319 | 3870.2449 | 194.9994 | 1870.8431 | 380.3508 | 2161.0254 | 2182.9292 | 325.3734 | 209.9994 | -507.356 | 657.7091 | -1843.8782 | -2606.731 | 40.5789 | -84.6419 | 3346.3723 | -1899.6045 | -1828.7476 | -381.5871 | -104.2814 | 449.1107 | 462.6355 | 236.8581 | -1427.0166 | 585.6639 | 4.3422 | 1958.0264 | 4523.0356 | -132.8702 | 111.9283 | 450.3477 | -1727.4663 | 464.8231 | 4275.5332 | 1300.02 | 5067.3438 | 1.0184 | -318.468 | 2705.5093 | -1145.3087 | 1174.9435 | -79.0639 | -1581.9651 | -1111.0415 | 6589.1978 | 210.1042 | -84.6917 | 186.4814
2030-06-07 | 22 | -56.7677 | 711.3094 | -104.7421 | -595.5703 | -1639.1371 | -948.3231 | -1872.4641 | 1207.1396 | -556.5201 | -378.8134 | 3867.22 | 103.7253 | 1984.0416 | 339.4298 | 2157.3147 | 1477.5576 | 289.913 | 209.9994 | -609.0612 | 382.5548 | -1875.5469 | -1067.4733 | -40.333 | -80.4303 | 3886.6582 | -2450.7083 | -727.5389 | -510.1572 | -119.2824 | 393.3128 | 1491.3188 | 2260.8481 | -592.5417 | 668.5602 | 6.2897 | 1770.6379 | 6040.4551 | -107.3262 | 133.9707 | 450.2943 | -1312.0997 | 291.7988 | 4266.6245 | 1357.9673 | 5059.6831 | 58.8923 | -277.0544 | 2831.364 | -946.8242 | 1011.2196 | 1.0053 | -1282.7687 | -372.9979 | 8443.4141 | 210.1042 | -119.0718 | 245.7118
2030-06-07 | 23 | -53.4541 | 296.755 | -96.1315 | -535.2582 | -1739.2217 | -563.0193 | -591.522 | 365.5595 | -304.8052 | -356.5786 | 3856.3076 | 194.9996 | 2046.7622 | 373.2915 | 2169.2759 | 1062.4277 | 271.9335 | 209.9994 | -635.9164 | 730.6605 | -1822.5719 | -1321.9171 | 51.5216 | -50.0285 | 3928.717 | -2109.6301 | -1549.8073 | -381.1694 | -97.8811 | 377.0116 | 1163.1091 | 2168.4011 | -1117.5322 | 940.7855 | 5.7974 | 1371.3348 | 5708.6255 | 291.0953 | 582.5655 | 434.3281 | -1423.9076 | 614.3599 | 4020.2512 | 1610.458 | 5024.1084 | 419.907 | -280.7447 | 3012.377 | -245.2327 | 1436.176 | 756.8561 | -1242.6176 | -1202.9849 | 8694.5469 | 210.1042 | -291.6285 | 157.5665
2030-06-07 | 24 | -44.2558 | 460.1295 | -86.1381 | -519.3851 | -1775.479 | -786.5944 | -4534.8667 | 0.9951 | -143.6617 | -172.8885 | 3838.5452 | 79.0304 | 2036.447 | 169.7014 | 2229.0994 | 1596.8557 | 267.3909 | 209.9994 | -499.9473 | 597.4117 | -1514.8135 | -1215.4076 | 92.0174 | -55.7925 | 2842.7974 | -2096.8604 | -1042.36 | -470.4089 | -90.4562 | 491.7023 | 1305.0881 | 1446.442 | -944.6207 | 670.6478 | 5.8271 | 755.0556 | 4708.7471 | 1.0022 | 403.3924 | 1.0021 | -1526.6384 | 784.6285 | 3475.968 | 1283.0337 | 4862.2617 | 1.021 | -278.4662 | 2843.0156 | -5.2437 | 1415.5836 | 1082.3735 | -1106.5183 | -1147.2135 | 9417.4805 | 210.1043 | -390.1753 | 34.2446
2030-06-08 | 1 | -35.1699 | -127.2808 | -78.4598 | -512.9973 | -1845.3679 | -957.4106 | -7995.3403 | -2.6885 | -252.8173 | -160.8169 | 3771.9285 | 119.1888 | 1921.3387 | -80.9351 | 2211.0203 | 2032.9838 | 169.7298 | 209.9994 | -443.1378 | 609.6219 | -1041.4856 | -1715.9811 | 181.6778 | -29.1815 | 2338.6057 | -1862.8308 | -1042.3628 | -534.6301 | -51.2551 | 704.1829 | 1822.3796 | 3.9232 | -979.5166 | 403.2378 | 5.2289 | 1.0005 | 3988.5991 | 283.8605 | 844.3253 | 1.0006 | -2255.4104 | 752.8088 | 3201.5454 | 1364.8561 | 4781.3159 | 335.3658 | -279.7791 | 3045.8306 | 764.4241 | 1722.9092 | 1457.6078 | -603.2646 | -1658.0116 | 12203.9307 | 210.1043 | -420.3318 | 130.6733
2030-06-08 | 2 | -16.7679 | 454.4664 | -65.9177 | -537.0211 | -612.5356 | -1447.601 | -11591.5166 | 2515.7751 | -3.1052 | -361.4686 | 3568.709 | -11.6003 | 1910.8682 | -303.6208 | 1663.3879 | 2417.2568 | -229.337 | 209.9994 | -150.2412 | 436.5996 | -687.8045 | -2925.4404 | 236.3274 | -39.8449 | 1359.4966 | -1574.9359 | -966.0493 | -683.5539 | -71.0337 | 968.6129 | 1467.1941 | -2966.4504 | -1244.7903 | 0.99785 | 1.3025 | -386.5491 | 2154.4568 | 75.0977 | 710.1286 | 1.0012 | -2417.884 | 944.6963 | 2263.811 | 920.705 | 4256.6133 | -3.5107 | -278.0892 | 2517.6765 | -298.0576 | 1373.5844 | 1858.9597 | -2556.0845 | -354.7766 | 12302.8428 | 210.1043 | -129.6964 | 145.7123
2030-06-08 | 3 | -23.0238 | 627.9026 | -61.8051 | -352.8968 | -571.1087 | -1534.2378 | -11834.9736 | 2625.8252 | 465.555 | -255.6305 | 3564.6877 | -131.8868 | 1915.6349 | -313.3817 | 1857.3066 | 1547.7792 | 51.3241 | 209.9994 | -136.512 | 400.7649 | -659.168 | -4676.1191 | 168.6219 | -36.8711 | 1137.0459 | -1621.4865 | -1472.965 | -665.7447 | -84.2975 | 833.3304 | 1349.3171 | -1020.6073 | -1328.8506 | 122.5368 | 1.0818 | -431.6944 | -1703.7627 | -89.5155 | 593.1053 | 0.75011 | -2480.1155 | 698.0662 | 2206.6919 | 973.6818 | 4108.8823 | 1.0103 | -280.5912 | 2606.9685 | -113.1957 | 1327.0687 | 1306.7823 | -3132.8887 | -597.3719 | 10146.0293 | 210.1043 | -128.2509 | 8.8651
2030-06-08 | 4 | -25.5347 | 820.6956 | -61.6489 | -415.6824 | -847.9139 | -1399.5371 | -10530.9629 | 2019.5989 | 1123.4568 | -214.9543 | 3563.907 | -192.7249 | 1929.7742 | -102.3312 | 1755.5491 | 1179.7073 | 256.5291 | 209.9994 | -81.0799 | 336.9977 | -704.9837 | -4215.7622 | 30.7748 | -39.5727 | 874.2504 | -1895.1986 | -1596.4979 | -651.1235 | -79.567 | 552.755 | 1548.2496 | 0.99388 | -1019.1282 | 265.0596 | 1.4842 | -399.4098 | -702.7292 | -60.9765 | 570.4163 | 1.0015 | -2241.1665 | 295.0564 | 2048.1511 | 698.1906 | 3923.324 | 1.015 | -277.0327 | 2650.6118 | -347.0827 | 1079.3921 | -1.4082 | -2361.0532 | -231.333 | 6714.3525 | 210.1043 | -163.4652 | -21.3678
2030-06-08 | 5 | -25.1708 | 1059.5808 | -61.4586 | -414.9454 | -703.7895 | -1484.4207 | -10731.0342 | 2432.9077 | 1331.8142 | -235.182 | 3553.022 | -194.9823 | 1919.541 | -363.5311 | 1686.9166 | 1158.4282 | 298.0127 | 209.9994 | -60.9316 | 285.3022 | -639.0108 | -3042.4338 | 13.5141 | -45.1082 | 826.1088 | -1998.6111 | -1407.316 | -682.2524 | -90.5759 | 557.3241 | 1670.4984 | 6.5088 | -826.3307 | 221.169 | 2.0953 | -238.5789 | -555.6522 | -3.7928 | 550.6846 | 1.0021 | -2158.7874 | 241.0751 | 1946.4755 | 594.9283 | 3781.7107 | -2.8294 | -276.719 | 2627.0386 | -398.3324 | 1007.6647 | -53.4289 | -1943.6449 | -14.2492 | 4664.707 | 210.1042 | -146.6163 | -36.3259
2030-06-08 | 6 | -25.4292 | 912.8815 | -60.0741 | -406.5487 | -858.9769 | -1385.2281 | -9569.8662 | 1925.2188 | 1218.4177 | -227.8971 | 3563.583 | -194.9963 | 1914.2495 | -339.6896 | 1759.765 | 939.1082 | 293.2122 | 209.9994 | -57.4025 | 241.6208 | -706.1548 | -3695.8936 | -22.304 | -41.7335 | 769.1075 | -1912.2938 | -1187.8535 | -642.2698 | -87.6611 | 474.8607 | 1729.5474 | 6.6762 | -804.0533 | 259.4397 | 1.7844 | -263.7575 | -535.1822 | -3.2091 | 425.9791 | 0.99887 | -2100.947 | 109.3626 | 1873.7734 | 591.3571 | 3531.3831 | 1.0239 | -277.9047 | 2446.5012 | -599.3293 | 890.0958 | -392.9993 | -2249.6682 | 40.2425 | 6715.2676 | 210.1042 | -137.2484 | -69.8124
2030-06-08 | 7 | -27.0841 | 989.815 | -62.2466 | -431.292 | -627.6781 | -1489.7224 | -10063.9102 | 2315.8508 | 846.5375 | -219.953 | 3654.5071 | -180.8613 | 1830.067 | -318.9028 | 1827.7411 | 841.5144 | 251.6807 | 209.9994 | -90.3584 | 225.2565 | -717.7026 | -4273.0747 | 5.9459 | -39.7051 | 856.2609 | -1967.9448 | -1469.3453 | -683.1017 | -89.0853 | 548.2901 | 1685.9478 | 6.3248 | -905.555 | 280.453 | 0.82438 | -374.2298 | -339.9904 | 1.0024 | 1025.484 | 1.0015 | -2290.8828 | 202.1385 | 2064.6267 | 943.4184 | 3888.6926 | 301.4415 | -280.3438 | 2944.1914 | 144.4403 | 967.6052 | 217.0465 | -2843.7251 | 5.7846 | 6865.9272 | 210.1042 | -107.5514 | -138.9555
2030-06-08 | 8 | -29.256 | 1519.1478 | -71.4366 | -499.3992 | -7.0585 | -2072.6736 | -12393.2773 | 3747.9756 | -2.8925 | -373.1888 | 3557.4202 | -108.054 | 1868.6628 | -438.2064 | 1485.6691 | 1030.3346 | 2.9245 | 209.9994 | -121.4132 | -76.6359 | -645.9918 | -4542.7632 | -13.3184 | -54.5999 | 1077.1104 | -2323.7749 | -1324.1018 | -899.0286 | -131.3395 | 723.2482 | 2239.0012 | -447.2621 | -400.3004 | -46.7731 | 0.55733 | 127.2654 | -980.001 | -161.8263 | 727.7791 | 1.0009 | -2311.9277 | 153.0711 | 2057.3674 | 636.527 | 3893.6638 | 1.0317 | -279.328 | 2792.3647 | -404.1801 | 896.2103 | 704.3964 | -3640.1731 | 1.0224 | 8771.9844 | 210.1042 | -41.8962 | -59.7035
2030-06-08 | 9 | -28.5246 | 1315.2274 | -80.5391 | -669.4306 | 1.0021 | -2046.049 | -12801.5947 | 4239.9321 | -278.6523 | -308.0215 | 3596.8408 | -179.7634 | 1929.7358 | -345.3918 | 1930.8365 | 964.9829 | -31.6904 | 209.9994 | -152.9979 | -32.1545 | -955.7769 | -4760.3896 | 56.4887 | -45.3725 | 1234.9482 | -2569.7253 | -1479.9199 | -933.0964 | -120.9942 | 909.8254 | 2504.7014 | -1314.449 | -262.8595 | -108.0856 | 0.64263 | 1.0033 | 732.8156 | -4.1694 | 503.6738 | 0.99865 | -2219.7529 | 491.894 | 2260.1208 | 672.3038 | 3871.0195 | 1.0107 | -278.387 | 2448.4211 | -1033.2224 | 1098.5889 | 1606.1561 | -3495.2004 | -14.521 | 10574.3965 | 210.1043 | -35.6864 | 63.0736
2030-06-08 | 10 | -33.5689 | 868.7144 | -88.4136 | -708.3247 | -184.7377 | -1858.2881 | -12208.2256 | 3440.8994 | -744.2156 | -348.8135 | 3914.1638 | -3.1914 | 2083.3738 | -299.1955 | 2050.5598 | 1073.2593 | -111.1487 | 209.9994 | -371.3917 | 319.6625 | -1291.1261 | -5447.4839 | 157.0583 | -10.9013 | 1894.3615 | -2510.3042 | -2192.7676 | -866.6088 | -100.7546 | 959.9088 | 2552.5564 | -2171.5808 | -470.3296 | -7.659 | 0.56926 | -270.1548 | 3923.1096 | -73.6222 | 331.5747 | 1.0012 | -2407.8865 | 743.4801 | 3580.9421 | 1119.078 | 4751.3286 | 20.6192 | -278.2962 | 2510.7153 | -250.2067 | 1677.7358 | 2246.4888 | -3460.7205 | -862.1687 | 12514.3174 | 210.1043 | -160.8611 | 106.5333
2030-06-08 | 11 | -41.7271 | 606.6648 | -95.8577 | -730.1848 | -619.46 | -1624.5518 | -10692.043 | 2213.4343 | -618.6721 | -382.9277 | 3890.1807 | 1.0003 | 2136.2705 | -268.7437 | 2083.7642 | 1583.7656 | -63.3429 | 209.9994 | -378.2953 | 366.743 | -1423.2263 | -5504.5161 | 97.2198 | -11.424 | 1845.7339 | -2505.5474 | -2229.8345 | -801.3519 | -98.8439 | 793.3104 | 2629.2991 | -1584.4396 | -444.3315 | 157.4155 | 0.78841 | -1.9106 | 5614.418 | -81.9641 | 383.078 | 12.9945 | -2390.9644 | 597.7079 | 3841.4326 | 1163.4974 | 5013.5405 | 1.0086 | -277.3291 | 2264.6755 | -531.7965 | 1561.3656 | 1763.5059 | -2679.4758 | -636.9788 | 13621.5332 | 210.1042 | -202.7794 | -1.0232
2030-06-08 | 12 | -63.5717 | 11.2738 | -106.7663 | -794.231 | -1110.4005 | -1217.9034 | -9384.0986 | 1143.9919 | -1831.8818 | -377.5367 | 3881.386 | 26.0638 | 2115.3567 | -164.4492 | 2081.272 | 1302.161 | 61.9218 | 209.9994 | -416.2705 | 693.9317 | -1866.4426 | -5451.1875 | 164.6609 | -13.2854 | 2080.3328 | -2673.5928 | -2618.0349 | -691.5096 | -73.3666 | 774.1197 | 2652.5242 | 636.6107 | -544.7954 | 653.6365 | 0.41354 | 152.5426 | 7713.8252 | -5.166 | 210.8677 | 176.7946 | -1909.5106 | 836.9618 | 4047.7717 | 1181.0842 | 5032.3999 | -3.2665 | -276.6788 | 1969.0475 | -244.7532 | 1665.2924 | 2283.564 | -2460.1138 | -1125.9078 | 15575.2822 | 210.1042 | -106.741 | 31.6418
2030-06-08 | 13 | -74.2639 | 1.0125 | -115.572 | -813.0103 | -1523.0481 | -972.9174 | -5158.2056 | 728.7517 | -2539.4224 | -345.9285 | 3857.5603 | 64.9713 | 2128.8718 | -219.1147 | 2116.3013 | 1100.0704 | 123.9329 | 209.9994 | -567.4293 | 784.8051 | -2034.7505 | -5982.5596 | 83.8863 | -8.7369 | 2753.0762 | -2764.2461 | -2960.4055 | -597.3211 | -84.6105 | 563.7816 | 2597.0867 | 1619.8409 | -565.5024 | 806.6232 | 0.28705 | 391.317 | 8500.665 | 34.8706 | 99.9157 | 450.0575 | -1802.4409 | 601.7883 | 4088.3496 | 1263.0802 | 4969.3022 | -3.465 | -277.0112 | 2039.3708 | -9.1943 | 1446.1371 | 2370.1738 | -2149.52 | -1216.7762 | 16022.7324 | 210.1042 | -90.7859 | 103.5839
2030-06-08 | 14 | -74.4169 | 343.9955 | -120.4418 | -812.7936 | -1087.9934 | -860.9386 | -2191.698 | 1768.7694 | -2135.9243 | -285.2119 | 3844.7852 | -16.8455 | 1608.9253 | -112.099 | 2209.8052 | 1375.8496 | 101.3958 | 209.9994 | -801.5368 | 694.8282 | -1944.8413 | -5956.8628 | 70.1795 | -8.6078 | 4099.5405 | -2764.2542 | -3158.1782 | -539.0457 | -99.5401 | 612.6846 | 2370.3179 | 2225.6716 | -526.6658 | 729.4107 | 0.18908 | 649.5558 | 8242.9648 | 413.9932 | 320.2013 | 449.9919 | -1757.2295 | 615.8024 | 4140.4883 | 1417.3016 | 5032.5493 | 208.7587 | -279.1788 | 2209.4282 | 815.7291 | 1269.5292 | 1990.1882 | -1916.412 | -909.2624 | 12655.2441 | 210.1042 | -133.2516 | 69.2291
2030-06-08 | 15 | -86.2113 | 1.0029 | -124.9381 | -792.3779 | -281.334 | -629.4161 | -1204.7908 | 2346.7073 | -2978.958 | -306.8686 | 3840.6558 | -12.9046 | 1433.4919 | -132.3464 | 2150.2329 | 1178.6818 | 233.5988 | 209.9994 | -726.5737 | 592.4755 | -1798.1093 | -5309.4883 | 77.132 | -9.1895 | 3718.8904 | -2883.7822 | -3054.6426 | -427.458 | -93.0537 | 702.7296 | 2489.9038 | 3200.6868 | -447.7386 | 988.3814 | 0.19801 | 704.0301 | 8859.2285 | 335.9886 | 328.1149 | 450.0717 | -1667.6841 | 508.1648 | 4532.9937 | 1533.4265 | 5014.4697 | 549.6459 | -281.2482 | 2254.9907 | 1000.7603 | 680.2173 | 2477.5308 | -3519.6758 | -938.1415 | 10894.8936 | 210.1042 | 44.5883 | 29.2197
2030-06-08 | 16 | -99.9648 | -280.3914 | -131.603 | -777.3743 | -140.3919 | -478.4037 | -533.5358 | 2336.4766 | -3277.6042 | -351.7535 | 3854.4709 | 0.77815 | 1437.6415 | -190.0786 | 1995.8536 | 1129.5457 | 295.5192 | 209.9994 | -556.5115 | 467.0354 | -1742.3792 | -5013.4209 | 96.1867 | -21.9366 | 2661.843 | -3197.9648 | -2672.2625 | -367.5109 | -86.9786 | 792.2208 | 2803.366 | 4320.1479 | -235.7881 | 1234.2831 | 0.26735 | 648.5602 | 9019.9121 | 363.5467 | 299.987 | 450.0774 | -1644.2166 | 499.7029 | 4268.9351 | 1336.7388 | 5026.8516 | 219.2839 | -281.3544 | 2596.2947 | 439.7006 | 717.09 | 2518.8879 | -3302.957 | -1098.491 | 12283.7119 | 210.1042 | 17.0322 | 40.8229
2030-06-08 | 17 | -76.7888 | -135.5876 | -132.1431 | -756.4872 | -293.6054 | -668.4775 | -1788.249 | 2771.1587 | -2069.9475 | -200.7012 | 3878.9155 | 22.8961 | 1682.8008 | -59.9441 | 2233.6233 | 1144.1586 | 208.0397 | 209.9994 | -764.187 | 774.8779 | -1807.6469 | -4259.6211 | 157.3308 | -14.3995 | 4103.3047 | -2883.0273 | -3137.4883 | -453.1583 | -86.5901 | 804.0838 | 2143.927 | 2810.1992 | -670.4166 | 891.839 | 0.8414 | 714.238 | 6437.626 | 312.4201 | 362.5459 | 449.9216 | -1882.7147 | 805.2727 | 4525.4722 | 1589.6576 | 5009.1401 | 626.4828 | -281.4423 | 2575.3147 | 789.4099 | 908.3656 | 2871.8613 | -3483.115 | -921.657 | 12244.4775 | 210.1042 | 30.3048 | 58.6998
2030-06-08 | 18 | -59.9106 | 281.4688 | -124.533 | -704.9451 | 1.0021 | -975.4368 | -2750.2917 | 3045.7087 | -2248.7515 | -196.1368 | 3888.7114 | 33.7825 | 1803.0201 | -84.02 | 2194.6604 | 1358.4592 | 94.3464 | 209.9994 | -769.6076 | 884.8464 | -1852.4441 | -3559.4526 | 157.6404 | -17.5922 | 4226.5977 | -2633.5596 | -3278.6785 | -558.6751 | -95.4202 | 761.7794 | 1851.2733 | 858.569 | -867.9796 | 561.9672 | 1.6409 | 1041.3807 | 4799.7983 | 299.7104 | 355.4657 | 449.9239 | -1802.5071 | 872.5277 | 4555.8804 | 1617.0653 | 5007.3848 | 648.6462 | -281.5001 | 2650.5173 | 517.4299 | 988.6672 | 3404.2717 | -3624.2944 | -916.4572 | 13012.2705 | 210.1042 | 53.048 | 68.3646
2030-06-08 | 19 | -55.8428 | 324.7523 | -118.5768 | -707.0923 | -6.2193 | -1037.943 | -2983.2183 | 2901.3018 | -3114.4028 | -222.7544 | 3870.457 | -95.6276 | 2074.0779 | -167.4854 | 2044.7217 | 1332.6461 | 77.4039 | 209.9994 | -684.1544 | 803.6601 | -1763.1893 | -2875.4287 | 134.2371 | -31.7071 | 3652.3472 | -2619.5305 | -3148.3975 | -587.0418 | -94.0782 | 749.3394 | 1950.9595 | 310.9366 | -756.8228 | 494.8195 | 2.3518 | 995.0504 | 5006.7974 | -109.0788 | 172.0942 | 178.6073 | -1643.807 | 788.7966 | 4521.749 | 1572.8867 | 5008.9404 | 523.5154 | -280.8011 | 2604.8499 | 69.831 | 916.5699 | 3122.2092 | -3357.4685 | -907.6738 | 14499.0547 | 210.1042 | 26.6254 | 67.7625
2030-06-08 | 20 | -62.379 | 70.1479 | -114.6245 | -698.3242 | -638.4003 | -856.3868 | -2864.6997 | 1446.0278 | -2662.626 | -220.8869 | 3879.0457 | -126.1111 | 2036.3759 | -201.7603 | 1982.4619 | 1202.4164 | 229.045 | 209.9994 | -494.8124 | 950.0051 | -1887.4213 | -2646.3728 | 112.2657 | -59.9652 | 2856.406 | -2552.6475 | -3313.4277 | -530.8307 | -78.3034 | 582.9247 | 1960.4264 | 1100.9526 | -794.4704 | 803.0667 | 3.15 | 1066.8762 | 6209.4561 | -3.4556 | 251.2273 | 0.99957 | -1472.3245 | 643.4079 | 4455.0308 | 1468.6072 | 5003.1538 | 566.2862 | -281.1611 | 2401.4729 | -47.6838 | 1043.1096 | 1803.8989 | -2435.8406 | -767.219 | 16749.6797 | 210.1042 | -9.1647 | 138.0939
2030-06-08 | 21 | -59.7043 | -14.6803 | -107.9841 | -692.1617 | -1519.1962 | -835.8159 | -4585.8643 | 1080.0839 | -1648.3676 | -324.7253 | 3859.4255 | -32.2454 | 2084.5 | -333.4804 | 1671.5406 | 1308.8208 | 215.2362 | 209.9994 | -490.474 | 952.1221 | -1884.7496 | -3113.9944 | 188.0182 | -57.5398 | 2810.9521 | -2454.699 | -3483.1777 | -520.0752 | -70.6551 | 752.751 | 1932.358 | 970.2705 | -827.9809 | 760.1398 | 2.5315 | 1240.7544 | 5753.1255 | 1.0046 | 401.244 | 1.0026 | -1684.7446 | 1016.4485 | 3777.7666 | 1217.9441 | 5001.687 | -3.7824 | -278.0259 | 2794.907 | -351.7212 | 1550.6953 | 1229.9078 | -1749.1503 | -1093.0625 | 16896.1211 | 210.1042 | -80.2912 | 257.4955
2030-06-08 | 22 | -53.3007 | -52.9027 | -108.8758 | -704.2817 | -1456.7919 | -1107.8004 | -5921.3481 | 767.675 | -1442.1536 | -316.9838 | 3983.6084 | -53.6559 | 2095.7183 | -311.579 | 1800.6831 | 1407.8773 | 200.2604 | 209.9994 | -535.6678 | 809.9164 | -1856.0112 | -3506.4968 | 136.7306 | -55.7451 | 3036.1782 | -2555.9106 | -3212.0142 | -616.531 | -69.8342 | 681.153 | 2221.4424 | 415.2981 | -606.916 | 538.1175 | 2.7009 | 1211.7003 | 4594.3481 | 51.0537 | 359.19 | 171.5525 | -1315.3778 | 865.3954 | 3864.1003 | 1281.304 | 5010.5352 | -3.9287 | -277.9699 | 2835.2703 | -630.1757 | 1299.4365 | 929.5669 | -1675.5471 | -902.6162 | 16833.2598 | 210.1042 | -58.3311 | 286.6937
2030-06-08 | 23 | -49.3626 | -77.2167 | -97.6082 | -703.8404 | -1447.3364 | -1204.7994 | -8107.5376 | 908.2402 | -388.7573 | -238.6251 | 3879.3843 | -133.9783 | 2023.2877 | -244.6495 | 2066.9719 | 1511.7964 | 222.0798 | 209.9994 | -574.7131 | 735.2017 | -1556.9562 | -4397.9785 | 182.1688 | -37.8608 | 3201.2559 | -2596.8794 | -3077.6694 | -670.129 | -58.664 | 811.8024 | 2262.135 | 278.5384 | -554.8446 | 464.1034 | 2.3294 | 871.8452 | 4033.2087 | 0.99938 | 510.524 | 96.757 | -1610.9039 | 915.6586 | 3633.7314 | 1086.4771 | 5013.3818 | 1.0054 | -278.2178 | 2783.6702 | -536.6653 | 1587.3613 | 1887.0958 | -1796.3995 | -955.6058 | 17616.5449 | 210.1042 | -167.05 | 230.2683
2030-06-08 | 24 | -45.1837 | 69.8022 | -89.0398 | -682.3549 | -1203.6919 | -1299.7761 | -9566.1631 | 785.5938 | -77.6941 | -201.44 | 3880.7107 | -136.8462 | 2066.0735 | -312.6027 | 1872.4553 | 1305.7805 | 214.4188 | 209.9994 | -547.088 | 786.2449 | -1306.8096 | -4510.7163 | 186.1045 | 5.8596 | 2975.1838 | -2487.4158 | -3093.6948 | -717.5409 | -55.6483 | 784.511 | 2258.0537 | 0.98734 | -641.6964 | 449.5703 | 2.268 | 87.2839 | 3558.1292 | 87.0013 | 1.0016 | 351.3469 | -1999.9052 | 927.7166 | 3273.5745 | 1107.2458 | 4278.9678 | -3.1456 | -278.1076 | 2708.5696 | -410.6112 | 1755.5946 | 2136.3879 | -1767.0433 | -1001.5235 | 16243.8164 | 210.1043 | -289.3417 | 58.9837
2030-06-09 | 1 | -36.7778 | 84.1509 | -78.9139 | -600.3314 | -1120.9061 | -1292.9354 | -10178.2637 | 1073.5186 | 1.0025 | -180.5043 | 3735.6516 | -134.8133 | 1974.7335 | -383.8772 | 1700.6641 | 1436.4119 | 125.0504 | 209.9994 | -516.6831 | 906.8235 | -1098.3511 | -5205.7598 | 247.6455 | 10.9244 | 2778.3462 | -2129.5659 | -3420.7292 | -679.848 | -50.9265 | 859.8626 | 1885.85 | -812.3204 | -1139.4652 | 437.5594 | 0.54969 | -360.282 | 2757.8164 | 0.99994 | 242.3007 | 49.8006 | -2526.2603 | 985.3157 | 3004.032 | 764.7546 | 4345.5991 | -2.9994 | -277.1862 | 2727.7146 | -371.9271 | 1941.3779 | 1791.6531 | -1243.7184 | -1236.4104 | 14147.9326 | 210.1042 | -368.0998 | 79.4239
2030-06-09 | 2 | -35.3064 | 440.9119 | -73.1508 | -635.5488 | -486.6324 | -1563.6996 | -11929.334 | 2412.1841 | 0.99858 | -324.58 | 3635.4883 | -27.6201 | 1877.5382 | -608.6168 | 866.2211 | 1651.312 | 79.5861 | 209.9994 | -246.1296 | 621.4404 | -1099.8029 | -5953.7153 | 250.4832 | -27.2347 | 1545.4803 | -2235.1255 | -2865.1528 | -763.7026 | -66.5137 | 952.5267 | 1716.1731 | -288.9275 | -871.3491 | 336.3379 | 0.47507 | -132.8776 | 1376.9894 | -52.6409 | 236.809 | 1.0007 | -2204.8123 | 1161.2877 | 1760.7073 | 714.965 | 3168.8638 | 1.024 | -280.0558 | 2596.2673 | -436.3381 | 1605.3373 | 2026.079 | -2419.3643 | -563.6978 | 13090.7188 | 210.1042 | -111.7267 | 110.4997
2030-06-09 | 3 | -34.9771 | 623.0001 | -72.1172 | -389.1108 | -292.0459 | -1823.8527 | -12828.5449 | 2926.1948 | 382.6148 | -308.1813 | 3433.9849 | -56.4702 | 1885.6738 | -748.1124 | 451.192 | 1511.6144 | 234.2358 | 209.9994 | -275.7688 | 412.5596 | -746.8206 | -6076.7544 | 193.0127 | -49.3433 | 1979.2893 | -2177.2021 | -2319.3394 | -782.7244 | -80.2303 | 935.1904 | 1380.8585 | 0.99552 | -878.6203 | 258.1186 | 0.49521 | 90.564 | -1272.2793 | -62.9119 | 87.2116 | 1.0008 | -2411.7747 | 838.712 | 1837.4866 | 686.2676 | 3141.1431 | 1.0272 | -280.2298 | 2123.8755 | -799.1592 | 1471.8428 | 1446.9698 | -3243.6504 | -542.0476 | 11619.4863 | 210.1043 | -109.1542 | 87.9012
2030-06-09 | 4 | -31.2065 | 785.5621 | -60.4592 | -315.5369 | -431.3513 | -1696.559 | -11671.2744 | 2506.189 | 1146.6339 | -160.3059 | 3212.6589 | -194.9598 | 1952.6676 | -595.9004 | 1020.2502 | 250.6176 | 324.1575 | 209.9994 | -229.5271 | 426.5322 | -755.5101 | -5967.8584 | 111.0254 | -55.2633 | 1655.9535 | -2002.5312 | -2103.3738 | -733.3413 | -92.4087 | 714.308 | 1287.5294 | 0.98475 | -1027.3279 | 300.9124 | 0.72065 | -69.3023 | -1093.4048 | -312.109 | 4.045 | 1.0002 | -2341.0701 | 606.0743 | 1746.1088 | 423.9724 | 2997.5779 | 1.0052 | -274.2637 | 2147.9229 | -1050.9259 | 1260.8148 | 718.1092 | -2992.9822 | -327.2363 | 8311.1123 | 210.1043 | -118.9566 | 42.7537
2030-06-09 | 5 | -24.8256 | 811.0602 | -56.168 | -393.8308 | -551.4952 | -1545.5132 | -10754.8418 | 2184.7695 | 1383.3052 | -170.1828 | 2999.3425 | -195.0288 | 1737.9536 | -527.2368 | 802.9833 | 100.985 | 309.1479 | 209.9994 | -143.2967 | 230.1849 | -666.694 | -6021.6167 | 44.1589 | -65.6193 | 1106.5581 | -1987.0734 | -1648.9148 | -703.8627 | -76.8844 | 618.0433 | 1281.8298 | 0.99228 | -924.3118 | 385.3869 | 0.7062 | -3.8362 | -261.9311 | -131.0097 | -2.2266 | -1.5859 | -2197.3206 | 369.5111 | 1946.2408 | 349.1323 | 3132.1802 | 1.0131 | -274.3847 | 1301.9983 | -2332.1089 | 1008.5766 | -80.0413 | -2665.793 | 1.0093 | 6167.2803 | 210.1043 | -117.9904 | 22.1035
2030-06-09 | 6 | -23.8805 | 771.3266 | -55.6534 | -377.5724 | -518.364 | -1508.515 | -10492.4971 | 2246.8398 | 1428.2515 | -159.5681 | 3044.5957 | -195.029 | 1308.7091 | -516.6066 | 793.6064 | 101.0692 | 307.3482 | 209.9994 | -152.3612 | 223.0596 | -656.3188 | -6207.0469 | 48.6608 | -58.9045 | 1213.1715 | -1914.3883 | -1712.479 | -686.7808 | -77.1258 | 631.6047 | 1185.165 | 0.97766 | -973.8882 | 399.1161 | 0.91108 | -23.8584 | -214.1059 | -101.8928 | 0.99949 | 0.99854 | -2233.7612 | 425.5308 | 1787.2997 | 350.7216 | 2990.6746 | -2.3832 | -273.6285 | 1356.793 | -2232.9634 | 1008.3547 | -79.8908 | -2321.0811 | 14.6432 | 5729.1787 | 210.1042 | -101.6607 | 36.7712
2030-06-09 | 7 | -22.5883 | 570.8105 | -56.6204 | -244.2128 | -633.9581 | -1414.5743 | -9407.4482 | 1716.125 | 1339.3586 | -122.1657 | 3040.2646 | -153.1219 | 719.657 | -527.0704 | 792.1009 | 101.0448 | 313.4934 | 209.9994 | -162.2626 | 292.2594 | -715.9669 | -6246.7124 | 12.4707 | -54.3025 | 1145.3191 | -1753.1847 | -2206.7822 | -633.9798 | -76.0267 | 509.0867 | 1048.2496 | 0.97711 | -1027.5171 | 316.1469 | 0.82115 | -60.7028 | -777.766 | -152.5425 | 630.05 | 1.002 | -2258.7776 | 279.3513 | 1272.2302 | 517.1863 | 3070.1572 | 25.9142 | -280.4625 | 3129.4946 | -48.0888 | 948.1667 | -43.4443 | -2796.54 | 0.97398 | 6000.7407 | 210.1042 | -82.4351 | 88.8229
2030-06-09 | 8 | -26.6832 | 1018.7711 | -67.6412 | -289.4807 | 175.3565 | -1938.6796 | -11751.1016 | 3249.1929 | 377.5814 | -142.9126 | 3810.2654 | -178.4617 | 1876.4667 | -599.4522 | 978.9798 | -78.0782 | 461.3894 | 209.9994 | -182.7961 | 295.1272 | -786.7924 | -6430.9331 | 100.3417 | -63.3113 | 1376.3743 | -2072.5356 | -2494.1907 | -796.1317 | -106.3974 | 763.994 | 1418.546 | 0.99887 | -969.511 | 194.2473 | 0.53573 | 281.4453 | -2597.6501 | -539.8885 | 346.6847 | 0.99896 | -2450.1497 | 578.0625 | 1885.0911 | 964.0427 | 3146.1104 | 275.8195 | -281.7211 | 2693.4619 | 468.3823 | 1244.3365 | 2008.4584 | -4689.7349 | -294.9529 | 9326.126 | 210.1042 | 4.4241 | 128.3399
2030-06-09 | 9 | -33.9386 | 784.5994 | -76.5252 | -359.5622 | 24.7863 | -1976.8152 | -11905.7676 | 3523.0598 | -293.724 | -321.6379 | 3733.2139 | -10.7942 | 1877.3944 | -631.4236 | 788.9786 | 1030.6418 | 184.7706 | 209.9994 | -159.7448 | 310.0604 | -1066.5209 | -6391.6504 | 194.5059 | -44.5128 | 1100.9246 | -2232.6467 | -2469.2148 | -820.3851 | -95.7474 | 959.6893 | 1499.2426 | 1.1474 | -822.8715 | 250.046 | 0.55706 | 1.2294 | -1829.1234 | -493.8123 | 224.0837 | 1.0045 | -2301.7893 | 955.9047 | 1978.1405 | 707.877 | 3272.7102 | 1.0139 | -280.09 | 2667.6582 | -37.5502 | 1434.996 | 2549.9685 | -3972.3108 | -514.4742 | 11215.5166 | 210.1043 | -39.3063 | 95.4803
2030-06-09 | 10 | -45.526 | 750.5049 | -85.5992 | -472.3723 | -7.705 | -2052.0605 | -12396.1074 | 3677.9409 | -2.8222 | -349.0309 | 3706.9409 | -54.7167 | 1896.3392 | -434.7719 | 1051.4633 | 1034.093 | 10.9644 | 209.9994 | -128.8344 | 131.0453 | -938.1659 | -6056.6187 | 206.3779 | -48.0881 | 1008.1158 | -2606.387 | -1940.011 | -881.877 | -99.6702 | 1109.5333 | 2163.2061 | 0.9761 | -365.2895 | 305.9713 | 0.6083 | 99.0288 | 860.4812 | -1.8525 | 203.4758 | 1.0001 | -2329.4766 | 903.1149 | 2432.7825 | 673.4409 | 3595.7485 | 1.0102 | -279.6665 | 2046.5642 | -902.6123 | 1437.2572 | 1682.3958 | -3143.8408 | -9.2546 | 12802.3691 | 210.1042 | -86.7698 | -13.2084
2030-06-09 | 11 | -46.9415 | 583.2003 | -88.8269 | -591.1703 | -186.8997 | -1910.0847 | -12705.8115 | 3182.7715 | -1411.1716 | -350.7534 | 3737.6667 | -34.7198 | 1899.7097 | -374.1187 | 1196.0839 | 868.7509 | 46.8755 | 209.9994 | -139.0743 | 168.5357 | -916.1646 | -5651.8804 | 185.0199 | -42.4027 | 1087.9839 | -2674.1316 | -1845.6481 | -863.0026 | -87.2117 | 1092.2135 | 2350.8215 | 2.7892 | -298.3225 | 399.7079 | 0.60845 | -9.8271 | 980.5053 | 1.0001 | 379.3435 | 1.0007 | -2458.0361 | 813.2928 | 2552.8208 | 563.7726 | 3856.8401 | -3.144 | -278.2065 | 2187.7815 | -206.3548 | 1417.14 | 1739.2236 | -3123.6689 | -576.846 | 12858.29 | 210.1042 | -56.579 | -19.4336
2030-06-09 | 12 | -46.4067 | 542.5676 | -83.8831 | -613.6009 | -114.0997 | -1873.4237 | -13116.6699 | 3048.2227 | -3250.7437 | -350.6911 | 3715.2671 | 0.99736 | 2010.0928 | -313.3814 | 1345.3198 | 875.6595 | 81.5155 | 209.9994 | -266.2017 | 270.2964 | -1092.8083 | -5914.7559 | 199.6217 | -24.9727 | 1157.9415 | -2684.4395 | -1981.5735 | -866.5359 | -81.9658 | 1101.3513 | 2525.6365 | 2.7334 | -301.6593 | 338.08 | 0.56642 | -31.5828 | 1103.0795 | 1.0029 | 304.7921 | 54.9859 | -2520.6909 | 756.0481 | 3831.5291 | 833.3826 | 4983.2422 | -2.8702 | -276.5055 | 2337.323 | -201.0455 | 1603.4131 | 3029.8206 | -3509.2778 | -1515.5021 | 12895.1865 | 210.1042 | -4.6626 | -13.4125
2030-06-09 | 13 | -56.6412 | 133.4367 | -91.7656 | -656.3945 | -33.3094 | -1541.8335 | -11794.5332 | 2751.5505 | -2559.2141 | -351.1828 | 3840.1748 | 0.99722 | 2025.9783 | -294.294 | 1341.7881 | 832.4742 | 88.4984 | 209.9994 | -283.567 | 346.5989 | -1455.9132 | -6519.0698 | 222.2465 | -27.9977 | 1158.8436 | -2885.0369 | -2002.0945 | -796.9004 | -73.7456 | 1088.4535 | 2478.2588 | 318.4273 | -171.5006 | 473.7275 | 0.51933 | 8.0658 | 4056.7141 | -4.0446 | 329.4127 | 0.99891 | -2041.5938 | 834.5835 | 3765.0696 | 971.671 | 4940.8584 | -3.0489 | -276.7618 | 2414.0208 | -162.0326 | 1573.9095 | 2912.2529 | -3062.9775 | -858.9244 | 14690.4414 | 210.1042 | 32.5437 | 49.6558
2030-06-09 | 14 | -90.9881 | -1009.0867 | -102.6802 | -753.9111 | -566.3549 | -662.0848 | -8557.2266 | 1504.4962 | -2284.3059 | -354.081 | 3857.0193 | 0.99926 | 2055.8469 | -400.9453 | 1436.0878 | -70.8807 | 273.1093 | 209.9994 | -399.7285 | 472.0088 | -1613.5139 | -6908.2402 | 286.6883 | -26.5605 | 1741.6257 | -2821.5876 | -2193.9941 | -545.6161 | -41.3676 | 1157.7056 | 2604.3499 | 3899.7634 | -144.3437 | 1304.642 | 0.3927 | 193.1492 | 8349.2617 | 0.99994 | 343.212 | 1.0004 | -1958.842 | 1068.1442 | 3804.6353 | 1006.014 | 4993.3667 | -3.1633 | -277.1134 | 2252.4622 | -210.9626 | 1576.663 | 3510.2939 | -3526.9722 | -775.1553 | 17536.3047 | 210.1042 | 88.7867 | 38.9477
2030-06-09 | 15 | -91.9921 | -993.5091 | -106.0958 | -726.1054 | -37.0622 | -480.1945 | -6202.665 | 2214.6301 | -2238.3699 | -349.5259 | 3907.2324 | -0.57659 | 2103.1116 | -300.9447 | 1341.5236 | -369.2955 | 340.0288 | 209.9994 | -587.8416 | 306.4074 | -1390.1741 | -6620.771 | 216.5541 | -3.6307 | 2832.686 | -2750.6045 | -2063.7102 | -491.9512 | -54.2745 | 1116.6512 | 2656.825 | 5058.5664 | -106.4868 | 1316.6953 | 0.34527 | 185.3522 | 8101.1235 | -146.625 | 13.615 | 308.4893 | -2082.3625 | 842.2676 | 4151.7803 | 1228.0111 | 5010.5894 | 1.0115 | -278.2756 | 2499.3369 | 139.2501 | 1491.5396 | 3846.1169 | -4037.1792 | -839.9651 | 16474.6094 | 210.1042 | 73.0553 | 44.154
2030-06-09 | 16 | -93.3652 | -941.3499 | -106.7299 | -719.3628 | -55.1012 | -459.014 | -7527.9282 | 2534.0356 | -1586.4895 | -267.6324 | 3927.3298 | -78.7607 | 2041.6332 | -147.9048 | 1594.2286 | -366.7618 | 395.8672 | 209.9994 | -611.9893 | 286.5261 | -1139.9375 | -5643.6577 | 260.134 | 3.9472 | 3262.9319 | -2805.6174 | -2157.3635 | -468.2598 | -51.0373 | 1267.1547 | 2657.4521 | 5431.6548 | -158.0246 | 1370.3469 | 0.45335 | 108.7695 | 7724.2246 | -207.2776 | 199.8203 | 12.6131 | -2375.3491 | 922.0442 | 4228.7075 | 1505.944 | 4717.6763 | 575.7406 | -972.8179 | 2543.7727 | 224.9626 | 1542.9578 | 4162.2236 | -4045.8708 | -777.0121 | 16126.1641 | 210.1042 | 75.0516 | 37.0648
2030-06-09 | 17 | -91.0986 | -901.0239 | -110.4063 | -751.5161 | 0.99782 | -616.8107 | -7917.376 | 2782.6816 | -1693.7369 | -215.2739 | 3883.5332 | -140.7036 | 1999.3615 | -60.3405 | 1782.0426 | -444.7657 | 326.2739 | 209.9994 | -629.68 | 327.4649 | -1084.7968 | -5293.8267 | 287.4145 | 14.2301 | 3517.1931 | -2858.9478 | -2320.8137 | -515.9942 | -50.3728 | 1311.5754 | 2570.1169 | 5220.9844 | -259.8936 | 1240.7202 | 0.51859 | -33.5848 | 7090.5068 | -3.9405 | 1.0034 | 340.793 | -2471.9761 | 1004.7944 | 4649.8569 | 1487.2316 | 5016.3174 | 467.7933 | -280.3539 | 2488.7871 | -98.9771 | 1531.5585 | 4062.3672 | -4088.353 | -814.8488 | 16242.9795 | 210.1042 | 70.5614 | 29.4102
2030-06-09 | 18 | -91.3011 | -850.3854 | -109.7611 | -743.2181 | -33.5276 | -586.6583 | -7906.1865 | 2622.7698 | -1679.7512 | -275.1558 | 3937.5146 | -136.3372 | 2011.0793 | -107.2577 | 1645.6779 | -803.0333 | 300.8164 | 209.9994 | -594.946 | 293.6279 | -1133.9026 | -5487.2451 | 281.7765 | 8.3166 | 3279.7698 | -2890.3594 | -2220.3872 | -506.1721 | -50.8905 | 1322.9695 | 2542.7065 | 5759.5332 | -277.6781 | 1317.5109 | 0.49451 | -82.3426 | 7151.4727 | -3.058 | -2.09 | 162.7453 | -2423.1519 | 1006.9179 | 4425.667 | 1270.4802 | 5019.167 | 223.6383 | -279.3788 | 2245.3896 | -626.7938 | 1561.1683 | 3909.7478 | -4117.3555 | -813.2107 | 17061.8555 | 210.1042 | 72.8995 | 56.678
2030-06-09 | 19 | -93.856 | -863.3903 | -108.9422 | -733.6948 | -449.205 | -549.5703 | -7574.1392 | 2190.0881 | -1539.7787 | -357.3243 | 3813.0588 | -62.0095 | 1954.525 | -169.4499 | 1449.1199 | -1128.715 | 261.2739 | 209.9994 | -551.1035 | 218.0604 | -1149.8243 | -5348.8916 | 227.2896 | 2.869 | 2934.8499 | -3034.4683 | -1985.9541 | -506.3756 | -50.0981 | 1223.1697 | 2547.3418 | 6298.1812 | -216.7284 | 1374.9324 | 0.43275 | -148.3217 | 7278.2544 | 192.236 | 1.0034 | 439.6581 | -2243.686 | 848.1523 | 4332.4639 | 1078.3717 | 5018.4546 | 106.9462 | -278.7636 | 2097.677 | -1056.829 | 1266.0723 | 2036.5449 | -3226.3298 | -764.2358 | 16797.7773 | 210.1042 | 1.5973 | 66.1489
2030-06-09 | 20 | -91.9327 | -840.8655 | -105.6661 | -742.4795 | -550.2489 | -580.9151 | -7279.0547 | 1677.1986 | -1528.3834 | -347.9404 | 3843.4309 | 7.8288 | 1945.576 | -168.0364 | 1392.2651 | -1275.5529 | 237.4048 | 209.9994 | -378.7452 | 366.4467 | -1370.2635 | -5538.4062 | 203.1657 | -5.8139 | 1919.6956 | -2988.6167 | -2357.2607 | -532.074 | -46.7836 | 1063.8352 | 2472.1006 | 6345.2925 | -319.8281 | 1383.4243 | 0.43227 | -222.7446 | 7064.5542 | -20.7482 | -2.0739 | 249.6513 | -2082.2588 | 724.204 | 4225.6118 | 1104.2871 | 5018.2886 | 0.99161 | -277.9225 | 2313.354 | -918.6248 | 1403.4951 | 1916.7998 | -2860.3884 | -721.8121 | 17296.5195 | 210.1042 | -26.5683 | 71.8204
2030-06-09 | 21 | -89.1849 | -1092.6909 | -102.7597 | -742.9295 | -763.1918 | -616.4069 | -8182.3857 | 1161.665 | -1665.5201 | -291.9818 | 3949.9778 | 168.6269 | 1965.0901 | -149.3989 | 1369.2994 | -1171.476 | 234.7725 | 209.9994 | -281.8983 | 361.2819 | -1563.4209 | -6282.5361 | 228.8091 | -13.3044 | 1375.5751 | -2947.2676 | -2308.6521 | -541.4561 | -37.5956 | 1084.5405 | 2532.6892 | 6164.7017 | -297.8333 | 1357.593 | 0.41706 | -207.3099 | 7061.5576 | -2.5155 | 135.126 | 176.9546 | -2091.0215 | 841.2054 | 4127.9922 | 1015.4205 | 5014.311 | -2.2902 | -277.859 | 2393.77 | -1272.5565 | 1496.0721 | 2128.1514 | -2951.3479 | -1159.046 | 17600.3613 | 210.1042 | -1.6028 | 82.8956
2030-06-09 | 22 | -69.6861 | -486.9033 | -94.0805 | -795.011 | -665.035 | -1048.084 | -10363.4121 | 2023.4254 | -623.5256 | -333.9442 | 3894.2324 | 67.4863 | 1978.7036 | -137.7826 | 1438.4113 | -714.7135 | 116.2277 | 209.9994 | -321.7206 | 367.139 | -1526.2887 | -6178.1113 | 241.5304 | -3.6788 | 1531.475 | -2854.3865 | -2270.3257 | -675.9885 | -51.6117 | 1119.8522 | 2610.2681 | 4157.5273 | -263.4316 | 920.835 | 0.57443 | -300.1985 | 4936.9556 | -74.7066 | 174.0805 | 144.8449 | -2060.4729 | 911.9105 | 4079.7036 | 1087.0153 | 5018.3384 | 1.0021 | -277.9776 | 2411.4839 | -1276.4652 | 1599.0865 | 2161.5557 | -2459.842 | -1164.7404 | 15726.1924 | 210.1042 | -77.0045 | 180.8943
2030-06-09 | 23 | -59.1299 | 41.5263 | -81.0597 | -600.1944 | -508.9762 | -1398.0728 | -10869.2812 | 2511.4292 | -214.7667 | -361.9236 | 3874.0654 | -41.2719 | 1926.3219 | -109.1394 | 1530.3494 | -609.2731 | 163.117 | 209.9994 | -379.2017 | 410.2617 | -1257.3639 | -5629.3291 | 205.8041 | 5.9598 | 1945.9006 | -2660.2344 | -2311.1494 | -739.1752 | -67.9504 | 1033.8586 | 2703.1038 | 2349.3335 | -298.0048 | 693.4321 | 0.59438 | -327.833 | 2116.4041 | -266.2261 | 197.7808 | 355.8364 | -2205.6604 | 852.5746 | 3953.7869 | 1048.6655 | 5009.9551 | 0.99721 | -278.2132 | 2533.0745 | -806.5199 | 1591.5055 | 2028.9683 | -2229.5388 | -715.282 | 14253.084 | 210.1042 | -169.1631 | 124.7322
2030-06-09 | 24 | -44.0254 | 472.2572 | -65.5738 | -563.5352 | -542.2073 | -1639.8722 | -11993.2354 | 3082.387 | 0.99399 | -190.5878 | 3945.3169 | -194.9891 | 1982.9303 | -77.9651 | 1701.0953 | -622.7854 | 278.4745 | 209.9994 | -170.2156 | 213.5534 | -906.5432 | -5368.8101 | 204.1815 | -30.0403 | 1226.5864 | -2686.647 | -1950.6296 | -803.6742 | -83.5715 | 1114.1934 | 2750.8438 | 1411.9344 | -194.572 | 519.0012 | 0.59062 | 9.2877 | 447.2001 | -22.9846 | 187.5521 | 1.0025 | -2378.2095 | 937.0446 | 3733.3308 | 1187.6377 | 4852.9224 | 73.5311 | -278.4977 | 2121.3743 | -253.6182 | 1496.2452 | 1438.8495 | -2427.824 | -65.2214 | 13975.4062 | 210.1042 | -166.0714 | 38.3404
2030-06-10 | 1 | -38.4072 | 366.7766 | -56.0141 | -529.931 | -788.3101 | -1628.9702 | -12213.1699 | 2300.6279 | 936.6139 | -149.5621 | 3680.9573 | -167.3475 | 1917.3962 | -286.401 | 1242.0326 | -115.2878 | 327.9282 | 209.9994 | -243.0439 | 373.5173 | -905.0623 | -5457.8193 | 276.536 | -39.5892 | 1812.4424 | -2399.7705 | -2150.6355 | -793.2675 | -66.467 | 1138.2078 | 2056.1714 | 610.4005 | -579.4838 | 532.3481 | 0.61801 | 105.4594 | 344.5493 | -497.1581 | 409.4146 | 1.0019 | -2249.5115 | 1053.9402 | 2238.1553 | 1150.5453 | 3695.2 | 108.7158 | -280.0758 | 2105.1519 | 512.7956 | 1657.3877 | 1184.921 | -1583.8564 | -390.6401 | 14545.6807 | 210.1043 | -254.9854 | 125.6226
2030-06-10 | 2 | -38.6359 | 353.0766 | -68.8351 | -375.184 | 0.99267 | -1763.5369 | -12631.1338 | 3734.4875 | 1443.4357 | -146.0721 | 3685.6667 | -183.235 | 1949.7528 | -571.7159 | 1050.225 | -175.8955 | 330.6569 | 209.9994 | -242.9937 | 248.8268 | -559.4594 | -5421.9766 | 327.2542 | -57.6908 | 1978.0543 | -2151.2529 | -1704.7428 | -765.0308 | -70.3733 | 1322.8359 | 1753.1279 | 3.3024 | -796.6666 | 424.0162 | 0.52617 | 270.2705 | -760.4222 | -777.6633 | 509.7444 | 1.002 | -2554.1462 | 1173.0109 | 1854.1024 | 1306.2809 | 3409.3704 | 226.9319 | -280.9525 | 2315.3215 | 1024.3019 | 1659.6788 | 2837.1575 | -3518.8584 | -334.2421 | 13535.0068 | 210.1042 | -123.7592 | 190.0938
2030-06-10 | 3 | -21.3685 | 940.9059 | -40.6673 | -291.1974 | -8.6321 | -1938.5122 | -13089.3203 | 3778.6924 | 1789.582 | -196.7948 | 2948.6746 | -194.9295 | 706.4933 | -620.3336 | 885.2272 | 34.6211 | 437.566 | 209.9994 | -168.5644 | 70.7585 | -489.2522 | -5259.3682 | 196.5798 | -51.579 | 1499.6949 | -1976.696 | -1102.4646 | -820.539 | -96.3749 | 1106.604 | 1618.9536 | 0.97851 | -704.9078 | 39.0974 | 0.62187 | -19.0103 | -1761.8608 | -334.055 | 603.9792 | 1.0012 | -2368.9749 | 846.6007 | 1641.1775 | 1063.9453 | 3450.1326 | 1.0069 | -279.8607 | 2233.7131 | 520.5517 | 1293.947 | 1993.6328 | -3594.7581 | 15.3487 | 9940.6455 | 210.1043 | -93.6179 | 206.5139
2030-06-10 | 4 | -11.807 | 948.9432 | -36.9611 | -261.4237 | 50.0656 | -1812.9943 | -12758.1162 | 3916.5449 | 1921.1703 | -149.4975 | 3323.7058 | -194.9298 | 873.3394 | -466.075 | 874.5903 | 100.9678 | 368.6593 | 209.9994 | -179.2034 | -43.611 | -478.2974 | -5601.8408 | 177.4619 | -40.3746 | 1623.4731 | -1776.4534 | -694.7493 | -782.287 | -82.2273 | 1086.1943 | 1367.9413 | 0.98743 | -864.1745 | 10.8561 | 0.72632 | -193.86 | -1452.9872 | -628.4565 | 535.4382 | 1.0012 | -2366.9856 | 800.542 | 1590.2098 | 1201.4619 | 3378.6938 | 0.94741 | -279.9034 | 2367.385 | 502.9379 | 1314.802 | 1466.4716 | -2815.3264 | -163.5228 | 8066.6709 | 210.1043 | -128.4868 | 103.9188
2030-06-10 | 5 | -14.7561 | 1034.3232 | -38.0536 | -272.2207 | 167.9213 | -1761.2545 | -12742.6807 | 4060.6621 | 1810.6127 | -132.8571 | 3675.918 | -184.6792 | 1163.0914 | -419.5632 | 902.8727 | -118.0036 | 343.0159 | 209.9994 | -141.962 | -150.5746 | -598.4059 | -5957.8506 | 135.5243 | -51.1663 | 1406.0592 | -1889.4524 | -548.5767 | -771.1022 | -91.923 | 1031.7484 | 1711.5449 | 0.98506 | -751.9645 | 194.2629 | 0.60635 | 4.124 | -1138.4421 | -546.4255 | 503.5407 | 1.0007 | -2384.0779 | 655.1297 | 1650.6669 | 1306.3578 | 3403.7329 | 1.0066 | -279.912 | 2454.4055 | 650.4279 | 1319.4523 | 1121.3871 | -3004.3098 | -424.9688 | 6155.2393 | 210.1042 | -134.5304 | 55.7121
2030-06-10 | 6 | -18.3992 | 1409.9816 | -59.665 | -270.2758 | 354.3017 | -2156.2937 | -13097.1562 | 4306.8369 | 1320.3239 | -165.5382 | 3815.031 | -191.6142 | 1954.0245 | -506.9182 | 1261.2662 | -11.0787 | 550.9756 | 209.9994 | -128.1742 | -255.671 | -703.2834 | -6142.3906 | 60.3687 | -53.9793 | 1338.9852 | -2012.5547 | -600.9188 | -864.6017 | -128.8956 | 937.0407 | 1940.7429 | 0.97233 | -606.5806 | 0.1212 | 0.61339 | 127.4674 | -2619.0571 | -717.2194 | 326.3961 | 0.99781 | -2403.2781 | 417.475 | 1942.8569 | 1589.9086 | 3353.5527 | 207.5357 | -280.888 | 2331.8428 | 645.9214 | 1115.3202 | 1197.1763 | -3889.7759 | 0.99849 | 6787.8374 | 210.1043 | -59.9657 | 143.8965
2030-06-10 | 7 | -25.2092 | 1592.9246 | -65.4583 | -326.3836 | 453.2718 | -2376.4336 | -14411.0576 | 4655.7744 | -3.0256 | -345.2013 | 3756.7095 | -62.2171 | 1937.8796 | -384.5905 | 953.5394 | 1587.993 | 457.5354 | 209.9994 | -106.9066 | -268.1354 | -1186.4504 | -6497.3047 | 57.8729 | -48.3963 | 1224.8369 | -2264.896 | -852.6885 | -952.8863 | -137.7223 | 938.8096 | 2204.2129 | 0.99717 | -346.1299 | -101.8387 | 0.606 | 2.3791 | -2504.686 | -504.7646 | 146.2125 | 1.0008 | -1832.2208 | 611.8258 | 2554.4131 | 1421.9618 | 3834.5601 | 0.99715 | -279.2243 | 2151.7864 | -230.861 | 1053.4309 | 977.1006 | -3799.4233 | 0.6122 | 6846.3672 | 210.1043 | -47.9879 | 186.5268
2030-06-10 | 8 | -31.9838 | 1600.2822 | -70.7791 | -396.1369 | 36.1794 | -2281.9375 | -13728.6201 | 4013.1296 | -242.7598 | -371.5902 | 3787.2197 | -70.2481 | 1955.3136 | -116.37 | 1593.6681 | 1113.1692 | 393.3427 | 209.9994 | -115.9316 | -241.4379 | -1379.9945 | -6712.5659 | 35.3907 | -35.506 | 1213.5736 | -2388.8582 | -698.9587 | -947.4352 | -139.8138 | 847.2629 | 2768.7271 | 2.4668 | -237.4145 | 10.0866 | 0.58504 | -299.8265 | -1170.6091 | -366.8437 | 359.2444 | 1.0029 | -1832.2676 | 531.4957 | 2577.01 | 1300.14 | 4065.8079 | 1.0154 | -278.1089 | 1531.1188 | -927.7125 | 1073.0837 | 277.6379 | -2948.269 | 0.99657 | 5739.7773 | 210.1042 | -102.5029 | 270.9463
2030-06-10 | 9 | -38.0836 | 1387.5773 | -74.4937 | -415.162 | -6.8628 | -2296.3811 | -13976.9688 | 4060.7417 | -362.7188 | -381.8431 | 3976.6953 | -21.7713 | 1943.119 | 1.0007 | 1933.2422 | 636.1417 | 333.5519 | 209.9994 | -192.7186 | -201.6047 | -1422.77 | -6929.7632 | 63.4712 | -7.6029 | 807.8873 | -2748.5325 | -811.8091 | -977.7469 | -126.5445 | 957.4723 | 3181.063 | 2.0954 | -39.9279 | -80.9896 | 0.57012 | -618.2037 | -1497.6674 | -448.8156 | 23.0261 | 449.6557 | -2096.2192 | 425.4598 | 4192.8823 | 1532.0051 | 5054.2114 | 1.0025 | -278.0276 | 2221.5552 | -84.3438 | 1393.4552 | 1235.3008 | -2485.1899 | -727.3366 | 9451.3779 | 210.1043 | -236.4606 | 56.9245
2030-06-10 | 10 | -31.0282 | 958.906 | -63.672 | -544.5289 | -225.6632 | -1987.1262 | -13169.3857 | 3232.5564 | -1152.1206 | -391.9531 | 3958.7056 | -40.4439 | 1981.9781 | 0.99805 | 2121.3701 | 128.2517 | 237.6404 | 209.9994 | -211.5213 | -119.9549 | -1714.2454 | -7396.1021 | 123.2729 | 2.6451 | 822.4435 | -2747.218 | -356.3365 | -917.864 | -104.2076 | 995.9816 | 3285.8613 | 1.933 | -57.5305 | 23.695 | 0.57023 | -841.518 | -1069.8644 | -546.7026 | 93.6997 | 449.7103 | -1877.4299 | 698.752 | 4200.0122 | 1563.38 | 5070.4614 | 1.0288 | -278.2882 | 2163.4031 | 419.3069 | 1528.0919 | 1894.0962 | -3407.3345 | -1128.2501 | 14179.2646 | 210.1043 | -126.6755 | 88.7206
2030-06-10 | 11 | -31.7655 | 934.7355 | -72.0485 | -518.3504 | -91.8456 | -1991.5675 | -13796.6455 | 3418.9182 | -1693.8171 | -389.612 | 3974.6218 | -24.1689 | 2002.4377 | 159.981 | 2097.7542 | -83.2703 | 232.8054 | 209.9994 | -243.2781 | 101.9267 | -1669.2926 | -6438.9614 | 116.8402 | 18.2478 | 1123.8315 | -2587.7075 | -758.7653 | -907.2717 | -103.9195 | 981.9239 | 3336.9805 | 107.503 | -56.5781 | -61.3415 | 0.57345 | -1031.9133 | -1100.7084 | -445.9286 | 15.5585 | 449.7931 | -1955.4039 | 681.7546 | 4322.9497 | 1568.2561 | 5080.1128 | 1.0223 | -392.5107 | 1647.5472 | 602.9058 | 1492.6428 | 2596.1538 | -4123.1738 | -1620.0116 | 11687.6328 | 210.1042 | 11.0237 | 113.0862
2030-06-10 | 12 | -27.5209 | 1064.0916 | -78.3265 | -537.4454 | -260.6882 | -2058.2302 | -14392.2578 | 3179.4993 | -1610.0142 | -390.1456 | 3961.2041 | -21.899 | 2002.3911 | 134.478 | 2083.0413 | -242.1485 | 192.962 | 209.9994 | -287.2603 | 210.3038 | -1899.8141 | -6326.0347 | 147.1557 | 19.1592 | 1412.1722 | -2737.3545 | -1088.7638 | -933.0495 | -104.992 | 986.9648 | 3179.2302 | 48.6522 | -106.3159 | -114.3854 | 0.58144 | -420.0213 | -1122.6024 | -511.0813 | -2.1609 | 449.7788 | -1590.1024 | 807.4188 | 4359.4175 | 1602.905 | 5083.9683 | 0.98971 | -447.3177 | 1536.6815 | 574.6974 | 1485.6125 | 2881.001 | -3942.802 | -1034.8167 | 10745.3516 | 210.1043 | 17.541 | 73.6267
2030-06-10 | 13 | -29.5454 | 812.6945 | -65.4709 | -537.0605 | -181.7016 | -1838.255 | -14583.9883 | 3016.1624 | -1401.8431 | -389.0109 | 3918.593 | -7.548 | 2059.2402 | 101.7067 | 2069.0139 | -411.7166 | 236.9371 | 209.9994 | -424.4631 | 153.4402 | -1906.8986 | -6787.7949 | 195.693 | -12.9394 | 2407.0862 | -2737.6614 | -1630.5101 | -884.111 | -94.3689 | 1070.9532 | 2918.0913 | 651.7419 | -113.8495 | 36.6567 | 0.41939 | 296.4496 | -633.8525 | -719.0004 | -2.3249 | 450.2286 | -1706.062 | 813.4448 | 4329.5132 | 1498.0829 | 5082.9956 | -3.1251 | -329.9008 | 1917.7926 | 474.2969 | 1491.5273 | 3665.1584 | -4190.2407 | -766.8732 | 10344.5518 | 210.1042 | 64.2891 | 89.9734
2030-06-10 | 14 | -36.5789 | 71.7361 | -75.0039 | -551.0485 | -124.1276 | -1474.0964 | -13989.8193 | 2862.1677 | -1498.2844 | -388.9631 | 3901.0764 | -1.0182 | 2083.5417 | 44.6838 | 2070.0986 | -411.6912 | 244.2587 | 209.9994 | -471.0572 | 286.0957 | -1699.964 | -6564.5933 | 241.7528 | -23.6429 | 2749.4893 | -3023.0959 | -1477.8203 | -777.6094 | -70.0329 | 1179.7688 | 2758.7849 | 1044.079 | -78.2741 | 282.4054 | 0.4314 | 392.4373 | 390.6644 | -703.428 | -14.7287 | 450.4426 | -1758.9835 | 979.7 | 4368.7256 | 1567.0334 | 5089.8091 | 1.0293 | -454.9128 | 1659.1882 | 492.0549 | 1542.8091 | 4201.3096 | -4337.1367 | -654.364 | 13451.7471 | 210.1042 | 117.0256 | 124.9558
2030-06-10 | 15 | -56.5827 | -235.8562 | -86.7094 | -803.6006 | -193.9856 | -1146.005 | -12254.4346 | 2152.9731 | -1362.728 | -392.8669 | 3844.3738 | -27.0336 | 2004.6078 | 69.7177 | 2094.3376 | -612.9044 | 322.2029 | 209.9994 | -455.8187 | 438.6859 | -1597.1804 | -5287.6016 | 289.7515 | -28.1533 | 2707.6892 | -3062.3354 | -1804.4683 | -727.0004 | -58.8467 | 1254.1005 | 2788.7437 | 4097.3853 | -109.6793 | 700.7391 | 0.49888 | 346.5995 | 4568.0952 | -587.1641 | 121.737 | 450.357 | -1815.1156 | 1105.2505 | 4399.9829 | 1666.4525 | 5090.1587 | 141.8244 | -483.3836 | 1754.0824 | 240.5693 | 1566.3165 | 4336.7573 | -4333.1616 | -542.2737 | 15163.8252 | 210.1042 | 149.4635 | 132.1898
2030-06-10 | 16 | -69.1005 | 279.42 | -90.1111 | -789.4136 | 306.2572 | -940.021 | -8541.6377 | 2756.0854 | -1538.0034 | -385.4704 | 3903.228 | 3.1537 | 2081.6016 | 110.4929 | 2099.5632 | -712.8721 | 361.7022 | 209.9994 | -515.9634 | 325.9037 | -1858.9957 | -5782.9336 | 162.4101 | -26.5976 | 3009.7319 | -3156.093 | -1980.5807 | -659.2299 | -89.8627 | 1031.9341 | 2704.0388 | 5359.2896 | -147.4048 | 909.8578 | 0.5554 | 422.5533 | 5676.2388 | -988.1706 | -2.1891 | 1.0014 | -1811.2876 | 768.7616 | 4386.0303 | 1566.4023 | 5089.8877 | -2.851 | -1423.92 | 1182.1782 | -133.0197 | 1362.9744 | 3373.967 | -3799.2502 | -620.9275 | 12132.6973 | 210.1042 | 63.388 | 125.962
2030-06-10 | 17 | -73.7891 | 312.9824 | -91.0154 | -782.1499 | 429.2984 | -768.916 | -3975.2056 | 2854.3801 | -1683.9558 | -372.408 | 3931.5486 | 105.1921 | 1786.1466 | 162.8857 | 2080.2354 | -907.7189 | 370.9302 | 209.9994 | -653.1835 | 323.2677 | -1980.5824 | -6417.75 | 80.0731 | -0.88298 | 3432.9214 | -3009.6355 | -2243.4111 | -591.3707 | -94.6136 | 841.0231 | 2430.1558 | 5967.5122 | -388.7754 | 1032.7955 | 0.59187 | 137.9445 | 5975.9961 | -907.3414 | -848.5977 | 388.0184 | -1739.2195 | 490.5064 | 5230.4961 | 1612.9829 | 5070.46 | -2.8143 | -1964.6007 | 1296.7721 | -419.8069 | 1347.0243 | 3437.2639 | -3237.1155 | -790.4072 | 10167.3359 | 210.1042 | 26.3871 | 97.7268
2030-06-10 | 18 | -68.9365 | 273.1024 | -90.9572 | -785.3565 | 0.99622 | -693.8481 | -1309.1151 | 2086.1113 | -1533.1558 | -351.358 | 3924.6226 | 195 | 1511.5104 | 144.0421 | 2059.9216 | -953.5911 | 370.5747 | 209.9994 | -641.0369 | 231.8252 | -1998.3717 | -6540.6191 | 15.8849 | -9.462 | 3254.4604 | -2981.6636 | -2100.0898 | -578.1876 | -92.5454 | 702.9965 | 2537.9155 | 5968.502 | -307.7896 | 902.6595 | 0.39879 | 351.351 | 6630.0947 | -23.9182 | -81.5909 | 450.3028 | -1433.9823 | 285.1964 | 5366.1987 | 2007.7527 | 5070.6675 | 853.8246 | -1838.2626 | 1853.5787 | 123.7846 | 1159.325 | 1843.0389 | -2234.4302 | -1261.1467 | 10954.2842 | 210.1042 | -60.2079 | 94.5974
2030-06-10 | 19 | -69.2588 | 25.0351 | -88.0494 | -755.6502 | -114.2737 | -429.5703 | -87.6978 | 1799.8889 | -1401.0553 | -333.814 | 3906.4001 | 195.0015 | 1321.5067 | 127.9176 | 2057.9321 | -1018.1385 | 417.5493 | 209.9994 | -698.2293 | 156.7281 | -2032.3409 | -6419.7163 | -9.1979 | -14.8342 | 3675.8889 | -2814.5159 | -1954.5402 | -500.3547 | -91.1245 | 635.8668 | 2551.7769 | 6428.5234 | -289.7782 | 1039.7109 | 1.3357 | 478.2304 | 7614.5645 | 36.9721 | 1.0019 | 450.2838 | -1276.3795 | 266.1815 | 5299.8438 | 2027.8645 | 5069.2178 | 903.0057 | -1500.3894 | 2226.0303 | 286.0743 | 1068.5425 | 1314.2368 | -2038.2571 | -1623.6509 | 10140.6221 | 210.1042 | -102.9887 | 117.2542
2030-06-10 | 20 | -70.2476 | 129.4732 | -88.8016 | -740.8974 | -529.6132 | -485.0377 | -31.24 | 930.2819 | -1347.9943 | -345.5323 | 3906.0771 | 195.0001 | 1052.4338 | 265.556 | 2125.7734 | -515.6245 | 455.1149 | 209.9994 | -640.9174 | 352.9361 | -2154.9121 | -6282.3628 | -31.8236 | -18.5688 | 3198.5234 | -2909.0137 | -2336.1401 | -511.9529 | -90.8249 | 488.6357 | 2133.9597 | 6317.749 | -379.2289 | 1072.4725 | 1.6742 | 300.5652 | 7804.5107 | 139.1135 | 117.3164 | 450.264 | -1237.6311 | 224.3846 | 5184.7119 | 2059.4451 | 5064.4604 | 928.9734 | -1237.4326 | 2450.2949 | 484.4754 | 1198.9554 | 806.7109 | -1304.7964 | -1684.0903 | 10094.4473 | 210.1042 | -226.8129 | 98.8882
2030-06-10 | 21 | -67.3121 | 329.5295 | -88.4024 | -758.8204 | -571.3645 | -587.7143 | -573.7258 | 986.6224 | -1398.0864 | -346.1802 | 3926.5962 | 195.0019 | 1995.3076 | 170.0321 | 2101.479 | -196.6613 | 406.7151 | 209.9994 | -411.4634 | 335.1169 | -2129.4749 | -6817.9277 | -48.8937 | 1.0487 | 2012.7502 | -2804.8289 | -1947.1556 | -568.6531 | -104.5168 | 430.1206 | 2748.6819 | 5855.5776 | -347.6638 | 994.5079 | 0.85198 | 60.0739 | 7604.9033 | -363.2688 | -271.5912 | 450.0234 | -1589.9564 | 236.4856 | 5179.1611 | 1811.3223 | 5061.9438 | 517.6555 | -1048.0363 | 2050.3599 | -262.2025 | 1158.2589 | 342.4616 | -1587.2202 | -1530.6169 | 10252.1582 | 210.1042 | -239.6966 | 111.4154
2030-06-10 | 22 | -64.2797 | 275.3994 | -87.1977 | -763.1516 | -1062.3365 | -624.3716 | -1126.0791 | 905.0565 | -750.5829 | -346.192 | 3802.4312 | 195.0038 | 1990.4183 | 170.3487 | 2110.2329 | 211.7536 | 346.7722 | 209.9994 | -506.7062 | 244.1002 | -1971.8285 | -6659.4307 | -26.7596 | 11.1483 | 2727.0173 | -2745.7185 | -1638.16 | -555.2014 | -100.9849 | 523.3821 | 2925.4421 | 5139.4629 | -252.8482 | 824.9351 | 0.28651 | -338.0995 | 7221.4731 | -418.7274 | -117.3881 | 449.9772 | -1681.4802 | 321.2199 | 4658.1714 | 1639.7968 | 5059.5723 | 196.8311 | -632.8403 | 2399.637 | -245.035 | 1114.95 | 743.0705 | -1730.3713 | -705.7659 | 11156.7275 | 210.1042 | -116.9903 | 102.2221
2030-06-10 | 23 | -77.6269 | -202.0825 | -85.1963 | -737.3887 | -1438.621 | -491.9524 | -4994.3887 | 253.6935 | 0.998 | -338.4606 | 3857.605 | 194.998 | 1525.3783 | 150.7957 | 2094.6978 | 411.9792 | 449.8871 | 209.9994 | -441.3571 | 319.079 | -1774.0376 | -6614.938 | 84.9151 | 16.1133 | 2071.3313 | -2794.6445 | -1274.6437 | -513.6335 | -74.2337 | 715.6335 | 3215.4407 | 6117.5381 | -230.4036 | 1191.4504 | 0.37519 | -792.3534 | 8052.603 | 169.665 | 652.0669 | 449.3773 | -1861.3589 | 655.84 | 4586.6479 | 1995.1075 | 5043.2148 | 1050.7556 | -552.6485 | 2672.1882 | 184.4422 | 1569.8754 | 1409.3707 | -1164.683 | -1060.8827 | 12244.9814 | 210.1043 | -305.209 | -24.3627
2030-06-10 | 24 | -85.2488 | -419.1101 | -79.6716 | -766.2261 | -1307.1958 | -734.799 | -7502.2144 | 733.5842 | 407.3645 | -352.9681 | 3815.9124 | 127.8809 | 1861.3748 | 0.99957 | 2020.3994 | -88.361 | 486.1076 | 209.9994 | -375.5643 | 328.4394 | -1413.1101 | -6545.7319 | 243.7587 | -12.9239 | 1737.2992 | -3101.5686 | -1319.2286 | -617.1741 | -48.3157 | 1032.5201 | 3092.094 | 5668.2407 | -174.5046 | 1312.9441 | 0.5137 | -257.5424 | 8588.8545 | -211.5735 | 185.1504 | 450.2399 | -2058.1702 | 1033.5338 | 4093.1941 | 1805.1439 | 5023.4307 | 224.2262 | -279.255 | 2826.7034 | 648.823 | 1780.1884 | 2710.3508 | -1660.993 | -841.1677 | 15596.5078 | 210.1042 | -214.392 | 33.3316
2030-06-11 | 1 | -61.6969 | 150.4627 | -61.5821 | -619.1137 | -1078.0367 | -1303.2799 | -10301.8271 | 1488.9392 | 979.7993 | -387.7355 | 3783.0376 | -59.8814 | 1924.0428 | 0.99957 | 2067.8755 | 271.7217 | 433.1454 | 209.9994 | -147.076 | 161.0086 | -1210.891 | -6053.2329 | 215.8851 | -46.0359 | 900.9706 | -2803.5168 | -1289.0345 | -752.9044 | -56.1949 | 1033.9862 | 2799.0017 | 3156.2607 | -157.04 | 875.6562 | 0.57179 | -25.8261 | 5892.4209 | -34.6803 | 797.7289 | 1.0009 | -2040.4882 | 993.8393 | 2935.9524 | 1541.6907 | 4935.4502 | -3.3145 | -277.2011 | 2690.9031 | 506.5799 | 1456.1584 | 1675.23 | -1642.2733 | -546.145 | 14609.1328 | 210.1043 | -167.4481 | 85.3026
2030-06-11 | 2 | -34.9526 | 720.6005 | -59.6263 | -395.3771 | -629.9421 | -1757.6055 | -11443.0479 | 2168.1033 | 1735.0682 | -369.2878 | 3792.9971 | -10.9949 | 1951.2594 | -18.4035 | 1768.4801 | -11.2298 | 341.6457 | 209.9994 | -141.4953 | 143.095 | -1010.0901 | -5925.959 | 131.3793 | -49.0051 | 913.0797 | -2128.646 | -1297.9106 | -793.3327 | -79.3993 | 853.6224 | 2480.3298 | 317.5578 | -590.0355 | 340.5344 | 0.41199 | -24.7632 | 245.9717 | -227.8483 | 763.1373 | 1.0019 | -2220.2134 | 727.6813 | 2671.6792 | 1626.8021 | 4707.6265 | -4.2158 | -278.1077 | 2767.3518 | 862.99 | 1274.4602 | 1483.9205 | -2266.7568 | -495.0964 | 10595.2197 | 210.1042 | -134.565 | 167.2422
2030-06-11 | 3 | -23.7478 | 1123.3282 | -54.4439 | -341.6752 | -375.0248 | -2082.054 | -12935.9785 | 2859.1062 | 1965.96 | -367.0264 | 3791.3511 | -12.6791 | 1955.9315 | -376.9971 | 1679.8801 | 109.7801 | 329.6034 | 209.9994 | -137.2468 | -66.9522 | -786.6712 | -5816.4736 | 68.3027 | -45.9982 | 970.136 | -2082.3928 | -822.5552 | -881.1191 | -98.8075 | 836.3141 | 2337.26 | 0.9863 | -479.6273 | 21.7669 | 0.45694 | -87.1378 | -2174.2305 | -339.9015 | 671.9648 | 1.0009 | -2172.0664 | 556.1247 | 2583.9282 | 1668.1067 | 4550.3555 | 1.002 | -278.4207 | 2863.5015 | 1135.4509 | 1056.4664 | 1925.7614 | -3062.842 | -37.0699 | 10226.9199 | 210.1043 | -61.9801 | 218.1451
2030-06-11 | 4 | -19.3408 | 1432.2581 | -52.3493 | -311.5486 | -148.9818 | -2161.7776 | -12985.7773 | 3170.8428 | 2050.0654 | -355.2975 | 3816.9756 | -10.8258 | 1956.5143 | -390.7808 | 1616.0013 | 102.3398 | 275.5367 | 209.9994 | -140.5999 | -181.667 | -626.3589 | -6089.7544 | 3.6608 | -39.9629 | 1051.6924 | -2018.267 | -414.8985 | -899.0838 | -115.9779 | 756.6199 | 2281.7078 | 0.98482 | -499.477 | -82.1633 | 0.45678 | -143.9211 | -2089.9282 | -398.2598 | 601.0916 | 1.0012 | -2300.3347 | 314.0721 | 2626.1133 | 1679.3696 | 4462.4712 | 2.8934 | -278.4983 | 2857.8035 | 1081.4453 | 911.645 | 1714.2334 | -3620.8408 | 0.9831 | 7312.8403 | 210.1042 | -26.1474 | 99.1119
2030-06-11 | 5 | -15.013 | 1779.1565 | -52.5086 | -300.9781 | 119.1263 | -2350.2808 | -13599.1201 | 3782.0859 | 1947.3398 | -360.5238 | 3830.9419 | -29.8612 | 1958.1305 | -453.3354 | 1516.7417 | 70.7057 | 358.5463 | 209.9994 | -134.8465 | -387.7501 | -640.1962 | -6435.8687 | -57.0581 | -56.1553 | 1068.8237 | -2070.4216 | -256.2447 | -961.0815 | -135.453 | 732.5315 | 2358.2058 | 0.97108 | -349.6181 | -235.0949 | 0.44971 | 30.4558 | -2748.2847 | -397.6699 | 518.235 | 1.0007 | -2279.8992 | 137.2598 | 2641.4495 | 1676.3386 | 4471.0117 | 1.0197 | -278.5058 | 2794.615 | 967.4362 | 819.6196 | 1350.7958 | -3890.8296 | 0.99339 | 5052.3247 | 210.1043 | -9.8637 | 115.5787
2030-06-11 | 6 | -17.2494 | 1863.9916 | -55.1307 | -320.2939 | 417.7271 | -2388.9265 | -14164.917 | 4276.3228 | 1364.9475 | -364.6604 | 3669.5168 | -84.907 | 1952.623 | -488.0768 | 1380.2651 | 414.3796 | 313.2844 | 209.9994 | -311.3749 | -430.5173 | -792.5876 | -6707.4463 | -61.7852 | -48.4554 | 1724.0507 | -2167.7678 | -605.8133 | -984.6801 | -137.589 | 785.2636 | 2237.5027 | 0.98335 | -287.2737 | -228.2316 | 0.59508 | 69.8322 | -2845.2048 | -50.6285 | 420.6897 | 1.0007 | -2383.4419 | 63.9436 | 2998.2656 | 1422.1393 | 4672.0371 | -2.9671 | -272.3745 | 2107.1387 | -312.2867 | 1086.6298 | 1832.1111 | -4404.1958 | -968.4185 | 3355.5332 | 210.1043 | -100.6796 | 225.4382
2030-06-11 | 7 | -23.2449 | 1918.0663 | -61.1384 | -371.4531 | 360.8802 | -2456.8645 | -14007.5195 | 4052.502 | 0.99672 | -207.8613 | 3878.7102 | 39.4924 | 1992.3141 | -320.4953 | 1898.1045 | -17.8444 | 172.0517 | 209.9994 | -280.5615 | -353.3453 | -1120.5304 | -6770.2339 | -77.36 | -38.7154 | 1459.6653 | -2349.177 | -1010.0291 | -1025.7241 | -138.6763 | 708.4202 | 2550.8577 | 0.98059 | -241.4716 | -263.1232 | 0.59815 | -44.3892 | -1791.0482 | -414.6828 | -1.9818 | 23.6172 | -2295.9011 | 78.9185 | 3923.6345 | 1622.4381 | 5013.4902 | -3.7567 | -277.6078 | 2611.9631 | 313.0483 | 1062.4994 | 1851.3269 | -3513.8877 | -929.0934 | 3561.9644 | 210.1043 | -143.7034 | 284.7972
2030-06-11 | 8 | -18.4366 | 1624.4244 | -62.6309 | -345.1099 | -92.5508 | -2270.7036 | -12605.0947 | 3231.6199 | 0.95245 | -329.1347 | 3904.1189 | 142.0454 | 1942.6838 | 2.3065 | 1972.6349 | -92.9317 | 24.9254 | 209.9994 | -291.3362 | -62.8855 | -1711.295 | -6813.9629 | -20.6887 | -0.15962 | 1319.101 | -2199.9373 | -1553.842 | -941.9944 | -123.7112 | 634.0618 | 2406.5161 | -428.2914 | -515.7929 | -352.8124 | 0.52161 | -624.1016 | -2487.7314 | 4.8971 | 2.0952 | 404.9895 | -1863.2754 | 310.9155 | 3815.2109 | 1581.3721 | 4784.6294 | 143.5445 | -283.166 | 2099.2041 | -183.4972 | 1208.0626 | 1584.903 | -2101.4993 | -883.9144 | 4864.2212 | 210.1043 | -215.4664 | 324.057
2030-06-11 | 9 | -20.0425 | 1589.5151 | -58.0131 | -505.185 | -188.4203 | -2198.3274 | -13086.5078 | 3336.5793 | -3.0754 | -358.6871 | 3984.5276 | -0.38302 | 2130.3655 | 149.0252 | 2078.8735 | -270.4542 | -146.1801 | 209.9994 | -294.2913 | -103.2604 | -1840.65 | -6899.9531 | -15.2373 | -10.3323 | 1328.2574 | -2793.9583 | -1472.3817 | -992.0682 | -128.8442 | 700.6902 | 2485.1138 | 59.1159 | -186.9769 | -375.8274 | 0.617 | -272.7508 | -1504.2 | -739.9395 | 0.99652 | 449.418 | -1721.3552 | 414.9614 | 3873.5371 | 1500.7074 | 5060.0317 | -224.7735 | -624.0883 | 1566.5341 | -577.7195 | 1186.5392 | 1590.5519 | -1996.9016 | -448.5233 | 6823.7988 | 210.1043 | -216.0951 | 288.1364
2030-06-11 | 10 | -16.7788 | 1296.9847 | -56.6016 | -631.2009 | -697.3565 | -1805.6124 | -12127.2139 | 2364.022 | -33.3403 | -379.194 | 3980.4419 | 7.1395 | 2092.7261 | 241.3333 | 2115.2422 | -516.2684 | -202.3625 | 209.9994 | -234.3254 | 20.0452 | -1866.144 | -7018.8125 | -31.6565 | -23.2305 | 853.6879 | -2754.4976 | -1475.6815 | -917.742 | -121.0082 | 612.0737 | 2209.5186 | 1305.8629 | -180.4574 | -244.7677 | 0.6941 | -209.9122 | 2.3111 | -602.2297 | -29.1565 | 449.684 | -1825.6106 | 290.0069 | 4389.2988 | 1522.4191 | 5093.7261 | 1.0118 | -1109.2875 | 1550.3198 | -454.3404 | 1164.5547 | 932.282 | -1468.4725 | -147.9753 | 6692.3887 | 210.1043 | -259.3109 | 211.4183
2030-06-11 | 11 | -8.9413 | 28.5293 | -48.9203 | -493.2333 | -1266.9924 | -912.8939 | -10407.4121 | 947.3685 | -3.1052 | -371.6247 | 3982.8792 | 59.7244 | 1996.537 | 274.1417 | 2118.4019 | -505.7631 | -302.9599 | 209.9994 | -332.5606 | 70.2656 | -1902.4441 | -6937.4717 | 0.99916 | 1.9172 | 1516.849 | -1839.1001 | -1696.7645 | -620.3024 | -93.717 | 631.2778 | 1700.2943 | 1499.689 | -533.2189 | -90.3672 | 0.70933 | -383.2948 | 45.0497 | -677.1335 | -2.2086 | 449.5494 | -1960.965 | 280.6053 | 4396.5596 | 1507.8506 | 5081.2012 | -28.4676 | -1360.2906 | 1520.9711 | -331.0048 | 1273.2709 | 314.0342 | -1216.2985 | -569.5536 | 7034.3672 | 210.1042 | -290.9778 | 190.9266
2030-06-11 | 12 | -17.35 | 68.8342 | -53.2757 | -509.7876 | -1479.7766 | -741.6117 | -8771.334 | 0.98092 | -122.5174 | -382.2864 | 3971.8323 | 37.8888 | 1294.0736 | 319.9305 | 2163.7749 | -1024.1517 | -149.5497 | 209.9994 | -408.7274 | 248.9795 | -1940.5426 | -6157.6387 | -65.0377 | -31.3565 | 2087.3206 | -1957.6656 | -1692.3856 | -574.3124 | -96.7761 | 454.2314 | 1273.9408 | 2352.5083 | -262.5111 | 170.8168 | 3.406 | 1614.6064 | 938.5445 | -710.8395 | 81.394 | 449.5108 | -1979.0002 | 79.3663 | 4253.2729 | 1516.1064 | 5091.0308 | -3.2875 | -1371.0624 | 1518.244 | -49.3987 | 1205.3147 | 47.4044 | -758.5984 | -309.8699 | 6617.2119 | 210.1042 | -280.0528 | 32.3518
2030-06-11 | 13 | -31.7989 | 425.7809 | -67.405 | -587.0508 | -1436.9426 | -987.4413 | -6637.8486 | 535.7063 | -273.9101 | -407.7565 | 3951.6819 | -46.9563 | 833.4749 | 467.5854 | 2292.679 | -128.5115 | 405.3518 | 209.9994 | -475.561 | -57.7267 | -1622.0681 | -5239.3267 | -105.9481 | -53.0447 | 2646.6516 | -2549.719 | -929.8893 | -606.8514 | -105.8772 | 424.882 | 1866.886 | 3477.3845 | 65.4249 | 330.9052 | 4.4253 | 2310.8989 | 1828.0511 | -613.0541 | 1.0043 | 449.6886 | -1541.8655 | -160.4883 | 4091.5002 | 1475.8 | 4860.292 | -224.4102 | -1788.2983 | 2591.063 | 839.619 | 966.5721 | -83.3949 | -783.7318 | -112.1843 | 6798.168 | 210.1042 | -210.9281 | 112.9606
2030-06-11 | 14 | -48.1216 | 813.8007 | -72.4947 | -561.0679 | -1269.7529 | -939.3552 | -4893.0283 | 1285.4805 | -541.9576 | -410.4021 | 3926.0811 | -50.2958 | 1279.6046 | 557.1096 | 2365.5886 | -303.3998 | 439.2852 | 209.9994 | -380.6214 | -92.2802 | -1750.5596 | -4569.9429 | -111.942 | -52.2626 | 2266.4355 | -2525.8538 | -900.6161 | -499.865 | -120.2576 | 437.8601 | 1920.7301 | 3788.2871 | 4.963 | 540.63 | 5.3967 | 2165.8206 | 1827.6561 | -948.4382 | -2.0281 | 182.9925 | -848.71 | -119.7887 | 3563.5701 | 1454.218 | 4605.5664 | -216.5875 | -1207.3445 | 1487.3696 | 190.3197 | 725.5699 | -536.0229 | -937.0477 | 53.3136 | 4388.7607 | 210.1043 | -149.5033 | 159.9981
2030-06-11 | 15 | -49.5094 | 385.4733 | -74.0328 | -531.299 | -1131.7804 | -625.8311 | -2833.1833 | 1364.2373 | -655.0145 | -412.5558 | 3919.8879 | -43.2853 | 1435.203 | 616.9414 | 2411.5544 | -328.5148 | 327.1558 | 209.9994 | -383.6756 | 208.7538 | -1578.2793 | -3960.4695 | -38.8311 | -46.9923 | 2194.5598 | -2337.1641 | -873.1569 | -348.3846 | -103.3999 | 546.6662 | 1798.0337 | 3029.7017 | -176.1318 | 573.0422 | 4.9943 | 2042.3202 | 1805.1697 | -903.7198 | -2.0842 | 258.8292 | -753.6707 | -72.676 | 3515.3857 | 1415.7241 | 4521.1802 | -212.5301 | -1140.1736 | 1889.7631 | -71.5981 | 662.8483 | -677.3936 | -1193.3489 | -60.961 | 3729.4392 | 210.1042 | -92.6678 | 118.8259
2030-06-11 | 16 | -48.9447 | 426.4141 | -84.3872 | -533.4813 | -1106.8662 | -641.9942 | -1561.7457 | 1155.8969 | -638.34 | -395.3878 | 3914.144 | -15.4037 | 1221.1678 | 637.8474 | 2406.6653 | -583.5901 | 316.3015 | 209.9994 | -425.8626 | 222.6935 | -1637.2002 | -3959.2097 | -98.563 | -48.9758 | 2378.73 | -2415.7539 | -872.3071 | -376.9186 | -106.4783 | 419.1208 | 1937.6057 | 2836.1133 | -147.6756 | 586.4469 | 5.5628 | 2151.0056 | 2003.9631 | -741.3123 | 0.99981 | 450.0397 | -691.4367 | -302.2004 | 3973.4905 | 1457.0023 | 4910.5986 | -206.1124 | -1037.7234 | 1861.9226 | -370.8556 | 544.4083 | -1687.8597 | -609.0562 | -179.5827 | 4045.1182 | 210.1042 | -120.0921 | 168.7226
2030-06-11 | 17 | -42.5278 | 334.2404 | -78.6912 | -456.5812 | -1095.9581 | -432.7077 | -15.0011 | 427.9984 | -457.9462 | -353.3922 | 3920.3311 | 159.8299 | 1092.5767 | 651.6316 | 2383.9788 | -620.6818 | 230.4242 | 209.9994 | -507.6682 | 537.4521 | -1882.0422 | -4286.4453 | -160.7884 | -19.9541 | 2714.0239 | -1858.2148 | -1615.4563 | -256.9332 | -105.8011 | 136.0836 | 1529.9106 | 1623.3998 | -691.2114 | 497.6814 | 4.5415 | 1750.9448 | 714.5024 | -587.1027 | 1.0015 | 450.0486 | -929.9292 | -590.793 | 4265.5239 | 1467.8688 | 5116.1157 | -203.3021 | -812.5123 | 2046.6406 | -606.3923 | 753.7841 | -2907.6575 | 614.6633 | -1116.1222 | 3137.1047 | 210.1042 | -310.1378 | 245.6411
2030-06-11 | 18 | -51.3302 | 62.1153 | -82.9595 | -463.8522 | -921.2956 | -280.8722 | 1246.9564 | 557.4693 | -585.6613 | -380.1314 | 3907.2705 | 56.0564 | 1056.1569 | 662.8254 | 2427.7405 | -888.2031 | 301.5659 | 209.9994 | -661.8533 | 265.2515 | -1758.9272 | -3839.2136 | -181.8781 | -24.4222 | 3600.0679 | -2023.4702 | -970.1821 | -254.0876 | -99.1597 | 203.5806 | 1859.5851 | 2393.9626 | -256.0087 | 545.4297 | 5.9051 | 2156.5327 | 1874.3235 | -333.2511 | -344.2627 | 450.5264 | -682.1802 | -718.4011 | 5133.1426 | 1608.3961 | 5125.79 | 46.7069 | -361.7853 | 2314.6975 | -438.3644 | 677.4769 | -3276.5063 | 954.9507 | -1118.0522 | 4856.248 | 210.1042 | -342.9089 | 251.7764
2030-06-11 | 19 | -52.4475 | -11.4089 | -83.6711 | -442.0714 | -1106.4928 | -252.2558 | 2349.1931 | 225.0987 | -423.0367 | -377.9478 | 3906.0818 | 82.367 | 1042.0618 | 669.0014 | 2433.9402 | -939.5712 | 338.3808 | 209.9994 | -775.9954 | 433.6554 | -1792.5192 | -3820.2649 | -162.3152 | -13.1516 | 4165.0635 | -1868.2246 | -1462.9064 | -200.7798 | -94.3094 | 134.7776 | 1532.1853 | 2451.094 | -601.6614 | 714.243 | 5.6387 | 1958.4709 | 2071.8291 | -272.594 | -355.1107 | 450.5319 | -667.5519 | -618.1354 | 5232.1685 | 1635.673 | 5107.8984 | 188.2224 | -276.516 | 2696.4329 | -413.3332 | 709.4996 | -2927.1035 | 927.4065 | -1108.1547 | 6092.1294 | 210.1042 | -348.2667 | 252.582
2030-06-11 | 20 | -45.0826 | 1.0108 | -77.0174 | -403.903 | -1150.7089 | -232.225 | 2752.7776 | 34.0433 | -397.6806 | -362.5609 | 3890.5957 | 159.9108 | 1367.7109 | 670.6121 | 2419.2078 | -845.7539 | 271.9667 | 209.9994 | -530.9581 | 520.7319 | -1848.203 | -3800.3225 | -128.9973 | -33.8858 | 2885.501 | -1590.6511 | -1434.6504 | -188.9449 | -90.7287 | 132.2755 | 1286.0785 | 1907.7195 | -797.0859 | 555.9456 | 5.9349 | 1828.4166 | 1461.4631 | -421.4211 | -330.0035 | 450.606 | -706.4246 | -442.6614 | 4951.811 | 1630.2595 | 5095.4639 | 1.0044 | -399.446 | 2728.6934 | -314.1884 | 788.0281 | -2303.8132 | 938.1247 | -803.2095 | 6873.3257 | 210.1042 | -373.4899 | 146.1874
2030-06-11 | 21 | -47.3408 | -12.8832 | -73.0919 | -389.705 | -1045.3682 | -78.4913 | 3233.9404 | 35.9671 | -456.1026 | -354.8704 | 3897.1814 | 181.4381 | 1746.0394 | 689.9234 | 2423.8779 | -695.2606 | 313.7672 | 209.9994 | -535.8005 | 632.5906 | -1863.287 | -3837.698 | -98.6029 | -35.2381 | 2977.9614 | -1413.2603 | -1676.1597 | -147.206 | -93.1859 | 114.5841 | 988.1055 | 2152.824 | -1141.8417 | 796.2297 | 5.8211 | 1637.7225 | 1975.4786 | -402.8326 | -355.0522 | 450.3767 | -668.5125 | -225.0812 | 4945.8369 | 1596.1265 | 5084.1797 | 1.0215 | -677.1599 | 2390.9995 | -437.9701 | 734.7072 | -1774.1077 | 691.8131 | -450.9518 | 5925.4175 | 210.1042 | -357.2169 | 65.7854
2030-06-11 | 22 | -39.2967 | 0.45599 | -70.1102 | -364.778 | -724.5306 | -159.2617 | 3011.3293 | 544.1617 | -475.8763 | -344.6382 | 3875.564 | 195.0137 | 1992.4128 | 652.1985 | 2390.6653 | -313.2607 | 279.6517 | 209.9994 | -615.1475 | 555.6802 | -1657.2164 | -3454.5422 | -67.9448 | -18.4231 | 3470.4419 | -1253.0237 | -1474.2537 | -175.6874 | -95.2696 | 247.0314 | 976.277 | 1481.027 | -1052.5488 | 525.1862 | 6.0205 | 1529.9208 | 1778.5024 | -740.1825 | -389.5857 | 312.1307 | -689.9121 | -64.3005 | 4339.5747 | 1517.0712 | 4995.5376 | -229.7519 | -932.0508 | 2442.2561 | -570.1019 | 670.1744 | -687.1244 | 17.1172 | 382.6194 | 5322.6455 | 210.1043 | -191.147 | 51.3876
2030-06-11 | 23 | -37.8758 | 0.99519 | -63.2172 | -367.6406 | -1097.5974 | -67.6332 | 3774.1985 | 213.0067 | 1.0002 | -353.5001 | 3833.1982 | 186.155 | 2047.3424 | 656.5204 | 2406.9927 | -257.306 | 407.6707 | 209.9994 | -674.3171 | 652.747 | -1515.2972 | -3107.0361 | -58.2443 | -9.5598 | 3790.0747 | -1399.4198 | -1138.9595 | -209.6743 | -92.4842 | 206.9008 | 1219.9641 | 2286.7751 | -843.4149 | 693.5199 | 5.7128 | 1788.4414 | 2451.9978 | -245.9485 | 20.8452 | 450.2649 | -909.3524 | -18.058 | 4380.062 | 1584.1285 | 5067.6704 | 1.0075 | -276.8153 | 2603.4644 | 61.0002 | 860.1757 | -569.0154 | 65.3122 | -177.1257 | 5562.3281 | 210.1042 | -292.7854 | -17.2975
2030-06-11 | 24 | -31.1142 | 737.6131 | -50.5414 | -421.6408 | -1410.1895 | -629.9342 | 1573.354 | 873.1945 | 808.8766 | -371.4005 | 3816.4241 | 172.4205 | 2050.094 | 521.8698 | 2284.2258 | 181.0199 | 452.2403 | 209.9994 | -753.5647 | 166.6295 | -1860.3182 | -3976.7434 | -104.8576 | -37.849 | 4160.8623 | -1585.4562 | -689.457 | -451.9123 | -121.7048 | 250.3647 | 1419.344 | 2551.9443 | -515.7054 | 370.3165 | 5.5308 | 2597.7666 | 2522.0093 | -337.9742 | 158.047 | 1.0022 | -1063.9215 | 171.4724 | 3771.2017 | 1482.2279 | 4947.7788 | -3.4449 | -277.0782 | 2600.9436 | 603.6581 | 911.6157 | -277.3166 | -478.9298 | -142.6839 | 5934.251 | 210.1042 | -295.1045 | -33.9434
2030-06-12 | 1 | -22.3414 | 427.2449 | -46.1096 | -376.7331 | -1648.5251 | -459.1719 | 46.0277 | -2.3529 | 1009.6183 | -281.0965 | 3819.365 | 93.0065 | 1966.6285 | 471.6995 | 2272.9446 | 561.9698 | 530.8807 | 209.9994 | -646.0859 | 180.9833 | -1680.3895 | -3430.3162 | -64.7856 | -49.8598 | 3630.3535 | -1450.9764 | -667.6837 | -349.145 | -107.3208 | 301.9304 | 706.7103 | 2243.3813 | -773.967 | 544.764 | 5.3822 | 2965.7898 | 2474.4172 | -146.0068 | 438.6792 | 0.99995 | -858.4155 | 427.1289 | 3626.8135 | 1689.0637 | 4771.0986 | 287.7086 | -280.1305 | 2727.5984 | 1084.5618 | 705.5384 | -465.1096 | -7.7745 | 648.1141 | 6620.0312 | 210.1043 | -231.6483 | 40.3785
2030-06-12 | 2 | -26.6039 | 1.0036 | -49.1099 | -411.316 | -1687.0444 | -676.1204 | -4904.0913 | -522.6088 | 1498.9597 | -309.9379 | 3823.7842 | -195.018 | 1929.5023 | 492.7075 | 2365.0569 | -168.0301 | 261.4429 | 209.9994 | -446.3697 | 3.9218 | -1286.4625 | -3329.4785 | -8.9804 | -80.607 | 2345.9707 | -1761.4666 | 44.9769 | -464.1368 | -78.4211 | 486.8557 | 1182.1825 | 1797.2747 | -350.3955 | 620.1299 | 6.9783 | 2940.0352 | 2849.6863 | 45.5928 | 698.9861 | 0.9713 | -893.3584 | 446.7226 | 2903.665 | 1585.6528 | 4706.1133 | -3.8277 | -278.2687 | 2951.5796 | 1006.986 | 844.7316 | -80.5645 | -397.109 | 367.9244 | 9504.3135 | 210.1043 | -231.461 | 130.1209
2030-06-12 | 3 | -21.1295 | 624.1083 | -48.2524 | -473.4132 | -1151.2417 | -1073.4758 | -7581.6885 | 528.6796 | 1714.2706 | -291.4834 | 3771.7732 | -194.917 | 1920.957 | 403.6329 | 2184.9409 | 942.6318 | 203.6158 | 209.9994 | -369.1727 | -2.355 | -1138.3456 | -4167.5342 | -59.9214 | -55.2462 | 1769.3859 | -1773.074 | 158.5002 | -596.9866 | -98.6344 | 415.9005 | 1591.3479 | 30.6547 | -289.1938 | 472.2575 | 6.2077 | 1995.1969 | 3295.906 | -3.1976 | 644.8692 | 0.99953 | -1481.5527 | 153.4863 | 2690.7588 | 1414.0969 | 4477.2148 | -3.7619 | -277.9649 | 2920.8989 | 738.7115 | 945.4142 | -80.8922 | -984.3555 | 200.671 | 8215.6943 | 210.1042 | -210.9907 | 196.9249
2030-06-12 | 4 | 5.2356 | 1356.3916 | -39.8748 | -435.3477 | -505.0333 | -1655.8765 | -9711.0811 | 2315.8701 | 1739.2061 | -274.4565 | 3745.8503 | -195.015 | 1931.792 | 284.1997 | 2169.845 | 2144.1807 | -109.0066 | 209.9994 | -119.3874 | -19.0071 | -1088.8202 | -4634.4209 | -86.832 | -52.6148 | 566.7339 | -1526.6167 | 51.3208 | -761.3416 | -125.3104 | 469.1513 | 1511.23 | -3476.5444 | -323.1751 | -419.9022 | 5.0848 | 1390.1593 | 1146.9149 | 1.001 | 559.0725 | 1.0012 | -1596.9487 | 54.3931 | 2596.8091 | 1150.3898 | 4324.4531 | -2.9699 | -275.6985 | 2851.4404 | 280.998 | 863.0585 | 0.99626 | -2134.0527 | 154.1848 | 7066.3008 | 210.1043 | -151.8309 | 180.5956
2030-06-12 | 5 | 3.5333 | 1417.1848 | -42.6693 | -466.0158 | -350.8199 | -1721.4254 | -9527.4531 | 2501.3235 | 1714.1685 | -368.9944 | 3738.4336 | -117.9931 | 1933.5802 | -79.916 | 2122.7048 | 2313.5801 | -141.7463 | 209.9994 | -96.4959 | -76.5009 | -1030.2772 | -4667.542 | -94.4141 | -64.4349 | 568.1402 | -1629.0356 | -38.7635 | -786.6482 | -128.5295 | 484.1645 | 1622.3427 | -3808.6621 | -352.0481 | -411.1733 | 4.2095 | 1505.1674 | 1852.1375 | 1.0026 | 187.5394 | 449.4355 | -1782.3851 | 0.9999 | 2531.8433 | 1060.7858 | 3871.5413 | -2.8334 | -276.5211 | 2625.4844 | -226.6407 | 847.1385 | 292.7006 | -2506.4792 | 207.0153 | 7928.4468 | 210.1043 | -120.7383 | 130.2801
2030-06-12 | 6 | -18.6076 | 1159.957 | -54.4359 | -552.0888 | -511.9523 | -1534.7738 | -8594.7588 | 2106.3801 | 1365.7782 | -269.5943 | 3813.2512 | -194.9665 | 1947.9006 | 240.5673 | 2271.0161 | 2211.9902 | 146.4261 | 209.9994 | -179.3777 | -411.0273 | -1100.0265 | -4286.0479 | -133.2974 | -95.8672 | 644.5637 | -2133.7727 | 527.2614 | -756.0693 | -117.5741 | 515.6727 | 2214.5925 | -1389.2173 | -37.7989 | 171.0301 | 5.4904 | 1978.479 | 3860.8518 | -82.7757 | 482.7533 | 0.99926 | -1582.9583 | -178.1779 | 3217.2754 | 1313.2957 | 4793.5312 | 1.0005 | -278.2002 | 2985.8196 | 465.7672 | 927.8721 | 1.0071 | -2079.2078 | -525.0091 | 9086.7979 | 210.1043 | -279.8698 | 101.8311
2030-06-12 | 7 | -23.1143 | 1102.7148 | -58.9339 | -540.0742 | -840.5621 | -1409.8929 | -7214.125 | 1167.1027 | 503.4931 | -345.1576 | 3884.9846 | -179.9287 | 1914.7264 | 9.4666 | 2302.1248 | 1550.6371 | 229.8453 | 209.9994 | -188.2192 | -332.4535 | -1439.2667 | -4310.5698 | -156.2564 | -116.5994 | 721.1389 | -2226.5063 | 26.4469 | -707.8022 | -121.6752 | 370.1707 | 2051.0789 | -2.8319 | -160.6042 | 402.6352 | 4.34 | 2554.1541 | 4231.2495 | 151.8565 | 473.6353 | 450.0146 | -1313.2802 | -93.0398 | 3773.1372 | 1387.9437 | 5031.2437 | 152.4032 | -278.897 | 2879.7659 | 315.5578 | 846.8587 | 0.99017 | -1444.3271 | -147.6113 | 8060.4751 | 210.1042 | -248.8606 | 167.2515
2030-06-12 | 8 | -21.5097 | 1193.8121 | -60.7517 | -520.2628 | -1284.4719 | -1381.8512 | -5933.5337 | 662.231 | 0.99748 | -410.8409 | 3948.9324 | -78.4277 | 2129.1875 | 189.3438 | 2226.8328 | 1858.6219 | 665.1973 | 209.9994 | -290.8878 | -83.3149 | -1715.1863 | -4033.1587 | -145.3869 | -100.2122 | 1351.9685 | -2156.6023 | -665.1361 | -690.8781 | -129.493 | 288.2398 | 2144.8162 | 0.48628 | -111.7574 | 226.1171 | 6.0973 | 2949.5686 | 3632.0669 | -328.0818 | 20.1559 | 449.5147 | -1087.0991 | 5.1762 | 4165.7217 | 1438.4629 | 5062.5068 | -92.0332 | -787.7374 | 2643.8564 | -161.8932 | 888.2247 | 0.99332 | -1255.9098 | -485.19 | 6919.3696 | 210.1043 | -268.4826 | 147.3788
2030-06-12 | 9 | -16.7512 | 948.8094 | -59.0592 | -481.1699 | -1652.2743 | -1253.8341 | -5150.436 | 93.5174 | -21.2228 | -406.2771 | 3984.3259 | -47.0093 | 1502.5461 | 250.7939 | 2186.6331 | 1499.1832 | 552.4689 | 209.9994 | -568.3946 | 111.3287 | -1649.8148 | -4370.7256 | -88.601 | -69.146 | 3350.5259 | -2025.9143 | -1179.2878 | -627.7593 | -122.1665 | 328.5681 | 1595.0721 | 2.7137 | -495.707 | 130.5284 | 4.0532 | 2953.1729 | 3012.1697 | -562.3763 | -115.0526 | 124.7438 | -1366.0078 | 128.1546 | 4139.583 | 1390.6478 | 5087.4946 | -248.8022 | -1368.5858 | 1824.9346 | -76.9572 | 1020.0724 | -105.1649 | -895.7089 | -579.4283 | 7470.9468 | 210.1042 | -315.4218 | 153.3133
2030-06-12 | 10 | -21.4937 | 831.341 | -72.7803 | -495.6109 | -1622.3176 | -1156.5457 | -4526.4448 | 589.7729 | -259.4886 | -409.1298 | 3974.8359 | -61.5569 | 1717.5905 | 204.7881 | 2173.0791 | 1413.655 | 558.0039 | 209.9994 | -520.3206 | -81.7078 | -1579.0333 | -4152.4746 | -101.4006 | -72.222 | 3107.7532 | -2368.0488 | -311.7238 | -626.8578 | -125.1331 | 412.6566 | 1933.1426 | 634.9456 | -112.5831 | 114.3143 | 4.3547 | 3054.6084 | 3864.374 | -682.5786 | -36.9668 | 1.0014 | -1409.9274 | 0.99706 | 3940.9019 | 1350.9891 | 5010.7114 | -236.2084 | -843.1022 | 1711.01 | 34.0629 | 931.0762 | 57.0963 | -1020.2313 | 31.4618 | 7661.2202 | 210.1043 | -299.3987 | 164.2976
2030-06-12 | 11 | -18.294 | 962.5204 | -70.2801 | -474.9516 | -1533.531 | -1031.8522 | -4692.1963 | 952.5264 | -717.3417 | -406.0373 | 3955.1296 | -39.6542 | 1884.0516 | 246.0144 | 2182.2166 | 1758.7488 | 456.3867 | 209.9994 | -447.0103 | -70.2001 | -1463.718 | -3873.8518 | -110.1584 | -71.9279 | 2564.6953 | -2215.0398 | -305.7882 | -563.0391 | -134.895 | 434.6851 | 1976.957 | 482.1011 | -154.2402 | 63.5377 | 3.3796 | 2916.2778 | 3963.9705 | -782.7055 | -1.9746 | 42.5161 | -1335.371 | -125.7022 | 3733.7461 | 1302.1348 | 4754.2139 | -226.606 | -1037.5035 | 1673.4755 | -96.1331 | 729.0505 | -714.7142 | -1259.4462 | 0.9716 | 6229.5161 | 210.1042 | -235.0882 | 7.7677
2030-06-12 | 12 | -16.5325 | 164.3803 | -69.1787 | -421.4121 | -1429.4296 | -513.2805 | -2561.3201 | 389.0629 | -1607.3064 | -399.0785 | 3948.8091 | -3.373 | 1997.9762 | 458.2994 | 2245.2905 | 1774.0873 | 389.674 | 209.9994 | -396.1127 | 64.7297 | -1530.3391 | -4081.4211 | -57.1164 | -43.2575 | 2180.3032 | -1750.5081 | -1033.3373 | -342.1469 | -103.2927 | 480.2378 | 1323.9001 | 18.7557 | -680.7579 | 200.322 | 3.2151 | 2159.6851 | 3275.1921 | -806.1771 | -2.1177 | 242.3542 | -1342.8304 | -128.3239 | 3528.0159 | 1245.4463 | 4469.812 | -220.1298 | -897.9991 | 1764.0276 | -106.7423 | 824.9379 | -176.5973 | -1630.8149 | -454.5434 | 6368.9087 | 210.1043 | -115.7012 | 195.3661
2030-06-12 | 13 | -15.3546 | 357.7708 | -71.4406 | -436.2208 | -566.2834 | -602.0462 | -21.7123 | 1393.567 | -2200.1787 | -399.3002 | 3943.7725 | -4.1834 | 2136.7434 | 519.5441 | 2293.7891 | 1636.8333 | 350.2832 | 209.9994 | -335.4046 | 491.715 | -1585.0167 | -3233.6765 | -17.55 | -42.8306 | 1844.0261 | -1694.9995 | -908.7929 | -379.7498 | -108.8305 | 512.045 | 1300.4093 | 336.9028 | -747.9299 | 206.2724 | 3.6538 | 2008.6976 | 3080.4924 | -896.1154 | -2.0803 | 178.3146 | -799.0461 | -85.9324 | 3519.1455 | 1178.3093 | 4413.0552 | -212.4087 | -1006.3061 | 1776.5718 | -377.3027 | 404.5885 | 209.7463 | -2544.3005 | -889.5276 | 5284.2148 | 210.1042 | -77.1517 | 189.63
2030-06-12 | 14 | -43.1624 | 738.2071 | -84.8785 | -521.2874 | -64.5931 | -775.4789 | 125.9173 | 1887.5768 | -2268.3975 | -409.0489 | 3949.981 | -103.3551 | 1682.3812 | 633.8818 | 2401.0657 | 1179.6499 | 352.6618 | 209.9994 | -329.997 | 182.1161 | -1513.4946 | -2906.3059 | -158.4053 | -81.3753 | 1896.6571 | -2272.9111 | 9.6137 | -467.6493 | -124.6249 | 434.7249 | 1883.8584 | 1668.1135 | -111.2789 | 390.525 | 5.1198 | 2991.5752 | 4236.5005 | -367.322 | -54.967 | 450.3287 | -465.3255 | -515.9403 | 4568.6714 | 1217.2905 | 5124.9092 | -146.1701 | -521.994 | 1979.4674 | -214.7195 | 107.548 | -415.1539 | -2238.2051 | -966.0887 | 5548.603 | 210.1042 | -105.5335 | 201.736
2030-06-12 | 15 | -39.7533 | 0.99836 | -79.6518 | -421.9636 | 102.0914 | -454.4405 | 1316.6011 | 1705.7275 | -2681.3911 | -408.0093 | 3954.269 | -47.5966 | 1676.2391 | 706.4843 | 2467.2305 | 575.296 | 227.266 | 209.9994 | -484.1511 | 403.9448 | -1451.2401 | -2597.2485 | -62.3531 | -57.6457 | 2713.1177 | -1755.2297 | -350.2638 | -224.1962 | -90.4296 | 574.0518 | 1272.2255 | 1139.0918 | -500.9921 | 470.8922 | 5.499 | 2842.4019 | 3170.1418 | -285.8164 | -2.236 | 441.7878 | -86.6591 | -417.5622 | 4618.0645 | 1180.5443 | 5126.854 | -205.0971 | -718.9667 | 2107.5776 | -75.0155 | 334.4483 | -81.6294 | -2438.342 | -1130.3363 | 4620.3047 | 210.1042 | -113.3746 | 65.2392
2030-06-12 | 16 | -44.098 | 1.0076 | -87.5058 | -447.4167 | 152.2914 | -611.8354 | 1327.8201 | 1294.4691 | -2723.2141 | -418.2017 | 3949.9675 | -73.8373 | 1660.5944 | 736.1545 | 2497.7107 | 374.5157 | 162.1783 | 209.9994 | -604.6602 | 322.7513 | -1360.168 | -2812.2524 | -61.4172 | -55.8708 | 3550.2405 | -1971.7224 | -559.9332 | -279.8057 | -88.6141 | 598.1696 | 1149.6492 | 1296.6355 | -440.6079 | 573.3036 | 5.5231 | 3120.1094 | 4311.4155 | -274.1172 | -2.1846 | 407.5119 | -252.9692 | -406.9266 | 4642.5693 | 1195.9546 | 5125.8701 | -159.8589 | -747.6364 | 2229.7993 | -348.8362 | 301.2723 | -146.012 | -3470.8071 | -1258.3862 | 5486.5464 | 210.1042 | -89.0997 | 12.6238
2030-06-12 | 17 | -46.4621 | 0.99745 | -92.446 | -468.1203 | -7.45 | -701.7743 | 932.9161 | 1206.6621 | -2119.6558 | -386.2599 | 3938.3381 | 82.3838 | 1633.2954 | 696.4467 | 2423.761 | 473.2281 | 154.3266 | 209.9994 | -631.7214 | 429.7489 | -1478.5012 | -2836.3711 | -8.5405 | -51.46 | 3648.7795 | -1957.4038 | -647.2818 | -297.4265 | -83.5837 | 634.5862 | 958.7575 | 1105.9845 | -512.0667 | 536.0002 | 5.6952 | 3119.0923 | 5219.48 | -255.4899 | -2.0527 | 214.2886 | -266.001 | -201.9981 | 4678.0859 | 1209.8676 | 5122.374 | -102.3751 | -937.5338 | 2406.3342 | -488.0165 | 435.9618 | -82.7963 | -3112.9622 | -1374.5183 | 4861.5952 | 210.1042 | -117.6886 | 22.6826
2030-06-12 | 18 | -54.6801 | -11.0268 | -98.2111 | -476.2961 | -7.599 | -750.539 | 307.7881 | 1355.6185 | -2322.8469 | -392.3396 | 3916.6443 | 51.1512 | 1577.1178 | 669.3192 | 2403.6001 | 338.0191 | 286.4176 | 209.9994 | -648.1845 | 395.506 | -1339.0968 | -2693.7344 | 25.8381 | -56.3836 | 3818.2083 | -2100.0688 | -325.7464 | -331.8449 | -82.5158 | 678.067 | 1025.1434 | 2157.0728 | -464.6443 | 687.2303 | 5.463 | 3158.5286 | 5151.8311 | -291.0259 | -114.1565 | 1.0003 | -315.9559 | -110.1081 | 4694.8677 | 1221.2281 | 5107.3779 | -135.5672 | -1191.4241 | 2550.6409 | -592.1017 | 442.307 | 235.0823 | -3109.7314 | -1485.0527 | 4580.1885 | 210.1042 | -122.2505 | 48.2755
2030-06-12 | 19 | -45.7178 | 1.0082 | -94.4272 | -448.9073 | 7.5745 | -646.2426 | 0.9834 | 1462.4039 | -2110.8008 | -376.0715 | 3907.6211 | 115.6443 | 1500.0204 | 670.7209 | 2396.772 | 492.1943 | 235.3669 | 209.9994 | -712.1895 | 709.3447 | -1522.4479 | -2757.4287 | 38.5949 | -37.9298 | 3996.7061 | -1847.3871 | -1253.7257 | -307.4655 | -84.315 | 641.6332 | 855.8217 | 1352.4824 | -755.7253 | 483.8029 | 5.3932 | 2960.2856 | 3748.9041 | -268.5378 | -141.1427 | 121.7351 | -413.206 | -24.1109 | 4793.2437 | 1260.4915 | 5094.5464 | -3.0998 | -936.2796 | 2519.825 | -623.6904 | 626.3849 | 628.9362 | -2214.3442 | -1343.1571 | 3382.3352 | 0.10423 | -143.7348 | 124.6007
2030-06-12 | 20 | -47.164 | 1.0152 | -89.0114 | -454.6243 | -179.2889 | -419.0941 | 261.2574 | 1357.4526 | -1988.6233 | -371.5666 | 3903.512 | 120.8674 | 1408.4331 | 683.4958 | 2412.7834 | 346.4037 | 226.2991 | 209.9994 | -470.1904 | 746.3519 | -1519.2499 | -2729.2507 | -40.5934 | -54.8269 | 2659.6335 | -1752.043 | -1236.6566 | -238.0837 | -87.064 | 424.7948 | 1200.4679 | 1257.8315 | -759.4551 | 477.7811 | 5.4363 | 2449.5999 | 3618.5938 | -261.6487 | -155.8485 | 270.0039 | -614.4178 | -332.3664 | 4781.3032 | 1261.8914 | 5080.4351 | -3.1141 | -736.9824 | 2671.2271 | -769.187 | 587.353 | 0.99586 | -1416.8092 | -1106.655 | 3539.8735 | 0.10423 | -181.4473 | 116.7519
2030-06-12 | 21 | -49.3108 | 215.5051 | -85.5309 | -455.0536 | -497.0321 | -446.8893 | 0.9878 | 1065.2183 | -1928.3312 | -364.1871 | 3905.4011 | 113.3832 | 1217.8116 | 667.6147 | 2401.7346 | 388.9616 | 322.6631 | 209.9994 | -490.811 | 651.0627 | -1805.4191 | -3521.5793 | -57.7682 | -44.5898 | 2678.1851 | -1786.2997 | -1616.7778 | -269.9993 | -97.9841 | 343.5168 | 1222.0638 | 1211.3735 | -774.545 | 590.3666 | 6.2909 | 2480.3516 | 3627.6038 | -454.5424 | -308.158 | 322.6745 | -765.859 | -277.9445 | 4482.7808 | 1285.9547 | 5074.0044 | -236.1849 | -275.9895 | 2897.8359 | -184.9457 | 625.1521 | 620.8784 | -1807.5554 | -1166.6951 | 3086.1335 | 0.10423 | -102.0406 | 166.2708
2030-06-12 | 22 | -46.942 | 65.7896 | -83.5596 | -440.2264 | -910.5749 | -360.4209 | 226.6238 | 708.0041 | -1873.5879 | -347.9577 | 3881.1335 | 159.8247 | 1855.0521 | 660.2749 | 2384.7437 | 535.9189 | 332.5045 | 209.9994 | -563.8333 | 738.9597 | -1659.6545 | -3300.9497 | 1.0029 | -28.3488 | 3034.3555 | -1666.3365 | -1737.8961 | -246.733 | -88.4458 | 429.0659 | 1078.3385 | 1121.2515 | -924.3016 | 591.8776 | 6.3732 | 2295.6416 | 3596.0386 | -715.6631 | -91.4159 | 0.99993 | -986.2771 | -3.4117 | 3524.8782 | 1227.6458 | 4545.1489 | -247.4346 | -510.6038 | 2620.8728 | -568.125 | 1060.8844 | 616.384 | -1425.451 | -401.1433 | 2295.1482 | 210.1042 | -103.5649 | 218.5997
2030-06-12 | 23 | -41.8641 | 515.654 | -77.7532 | -456.4639 | -1298.4561 | -619.352 | 0.98923 | 308.2988 | -579.6579 | -355.9556 | 3835.3755 | 112.1804 | 1526.9083 | 653.7762 | 2389.1846 | 600.1031 | 387.4606 | 209.9994 | -655.9779 | 960.3135 | -1606.1082 | -2683.4158 | -63.9105 | -17.3626 | 3600.7417 | -1963.4258 | -1568.5222 | -364.1265 | -102.4235 | 237.4223 | 1440.9948 | 1327.4645 | -704.3318 | 502.6018 | 6.3475 | 2523.989 | 3550.2263 | -439.0814 | 0.99985 | 450.2812 | -1027.7823 | 9.4965 | 3570.0217 | 1277.6542 | 4548.4102 | -263.0326 | -277.0999 | 3043.9976 | 146.6815 | 1000.0331 | -95.6589 | -821.7004 | -134.0458 | 2530.6135 | 210.1042 | -211.4311 | 180.5333
2030-06-12 | 24 | -20.319 | 845.0035 | -68.6912 | -427.4038 | -1531.7169 | -829.9441 | -2202.2217 | 207.8608 | -17.4829 | -370.6782 | 3812.406 | 177.2944 | 2054.3418 | 599.6222 | 2322.2356 | 737.5698 | 376.2442 | 209.9994 | -627.0184 | 1050.2456 | -1482.4236 | -2334.1587 | -27.5215 | -28.0114 | 3419.9822 | -1926.5106 | -1641.1863 | -438.4791 | -110.6408 | 271.8691 | 1031.8052 | 567.2023 | -805.7028 | 254.7989 | 6.3464 | 2623.635 | 2048.408 | -97.8207 | 532.6118 | 0.99923 | -1059.2367 | 347.8506 | 3571.5352 | 1509.0488 | 4770.0068 | 204.1729 | -279.5911 | 3179.5657 | 788.8015 | 1056.1335 | 1.0122 | -910.2551 | -745.2146 | 2857.1707 | 210.1043 | -344.2952 | 49.2416
2030-06-13 | 1 | -22.1203 | 731.7779 | -69.9685 | -425.6263 | -1840.5404 | -1098.8893 | -5419.6143 | -2.6438 | 185.8214 | -393.0593 | 3807.1294 | 77.7001 | 1956.2089 | 565.7806 | 2343.3762 | 672.4713 | 361.4894 | 209.9994 | -455.9338 | 548.4213 | -1713.1407 | -2848.7478 | -11.6187 | -72.634 | 2323.0903 | -2273.6868 | -1491.8257 | -561.8517 | -106.4231 | 361.1841 | 840.21 | 173.777 | -484.6938 | 209.0359 | 6.3802 | 2847.0303 | 1262.439 | -2.3858 | 330.3691 | 0.99952 | -808.9412 | 471.6948 | 2922.6064 | 1344.0496 | 4293.5293 | -3.2187 | -278.1026 | 3509.8564 | 843.0211 | 1197.8478 | -758.2868 | -401.6429 | -1312.0648 | 6380.8916 | 210.1042 | -486.3016 | 137.1118
2030-06-13 | 2 | -24.8063 | 1029.2273 | -68.8652 | -483.9849 | -1633.1799 | -1397.1827 | -7539.312 | 272.923 | 1047.8887 | -306.4745 | 3679.0686 | -128.6081 | 1907.2996 | 514.2393 | 2334.0496 | 1032.3427 | 371.5548 | 209.9994 | -378.7907 | 162.8947 | -1366.9047 | -2515.677 | -67.6066 | -75.7904 | 1877.3555 | -2448.7888 | -890.5187 | -683.821 | -108.706 | 346.8683 | 1257.9297 | -4.3517 | -200.799 | 209.925 | 7.2728 | 2505.5835 | 2088.8616 | 1.0008 | 497.656 | 1.0004 | -1017.6199 | 202.2952 | 2135.4624 | 978.6758 | 3747.7495 | -2.584 | -277.1964 | 3156.3662 | 526.1724 | 948.8976 | -668.9944 | -1104.6406 | 0.99369 | 9646.4756 | 210.1042 | -250.6174 | 58.7275
2030-06-13 | 3 | -24.8493 | 1080.7018 | -65.7191 | -551.8844 | -1347.1692 | -1429.025 | -8376.7031 | 697.7456 | 1433.78 | -304.6499 | 3717.678 | -194.9586 | 1888.6888 | 487.2864 | 2254.5378 | 252.674 | 2.1835 | 209.9994 | -318.8019 | 231.3512 | -1092.8051 | -2361.1655 | -56.8891 | -56.1138 | 1575.7068 | -2366.1631 | -845.9581 | -711.8734 | -104.8942 | 344.847 | 1518.6343 | -23.7624 | -201.6822 | 342.1092 | 6.9792 | 2136.4756 | 2651.179 | -1.9037 | 540.9674 | 0.99871 | -1390.6488 | 110.6889 | 2037.379 | 1176.1658 | 3704.2383 | -3.0248 | -278.4196 | 3066.3518 | 632.0434 | 990.0634 | -523.3344 | -1294.7021 | 1.0276 | 9987.377 | 210.1042 | -233.9894 | 57.9726
2030-06-13 | 4 | -26.5815 | 1213.8022 | -63.5088 | -585.3061 | -1214.7428 | -1462.0238 | -8086.5796 | 905.3654 | 1628.7551 | -276.2582 | 3734.6604 | -194.9556 | 1886.6768 | 390.4885 | 2158.4485 | 1079.3936 | 110.7918 | 209.9994 | -156.9611 | 176.7207 | -1263.8835 | -3231.9924 | -99.8401 | -71.7211 | 782.4804 | -2379.231 | -711.9915 | -735.4307 | -110.355 | 292.4621 | 1622.4945 | 94.3669 | -66.0099 | 233.7914 | 7.5115 | 1939.5464 | 3700.9983 | -64.5421 | 566.643 | 1.0013 | -1477.8081 | 31.9278 | 1949.079 | 1109.5658 | 3677.3203 | 1.0045 | -279.6154 | 3007.1216 | 534.6025 | 964.322 | -105.8458 | -1692.8245 | 121.5146 | 8738.8955 | 210.1042 | -202.081 | -126.6185
2030-06-13 | 5 | -20.5967 | 1403.3813 | -60.3993 | -567.807 | -984.8784 | -1575.9783 | -8153.9736 | 1102.9866 | 1624.9856 | -261.4911 | 3732.3523 | -194.9988 | 1885.9561 | 331.3973 | 2084.9465 | 1726.9957 | 122.84 | 209.9994 | -129.1909 | 167.33 | -1362.2266 | -4201.9766 | -138.4211 | -62.2759 | 701.4682 | -2281.6296 | -1017.9502 | -767.4044 | -119.4787 | 233.6892 | 1667.9341 | -694.039 | -120.3084 | 99.5763 | 6.1011 | 1761.5895 | 3777.0894 | -2.0246 | 556.3001 | 0.99987 | -1495.6115 | -2.8183 | 1952.1383 | 1064.0148 | 3667.2742 | 1.0082 | -278.8938 | 2943.749 | 424.8973 | 873.0957 | -82.9381 | -2075.0781 | 67.4033 | 7512.1299 | 210.1042 | -176.6838 | -41.6004
2030-06-13 | 6 | -19.4085 | 1364.7123 | -62.516 | -574.4604 | -770.3865 | -1598.7002 | -8624.6797 | 1507.059 | 1306.8989 | -327.668 | 3640.6104 | -34.6776 | 1926.0592 | 5.3238 | 2204.6919 | 1693.1929 | 36.1868 | 209.9994 | -214.1345 | 240.0181 | -1406.5189 | -4872.2441 | -108.0985 | -47.6792 | 787.1182 | -2205.4065 | -1484.9558 | -771.7389 | -123.7739 | 312.1779 | 1579.1351 | -1222.296 | -339.6516 | 52.9995 | 3.6733 | 1678.0034 | 3782.5505 | -43.3354 | 485.2503 | 0.99995 | -1635.9813 | 22.3356 | 2140.2017 | 757.4527 | 3717.9116 | 1.0147 | -275.2719 | 2290.8438 | -838.1268 | 866.0034 | 1.0038 | -2314.9875 | 194.5408 | 6503.7402 | 210.1042 | -154.4001 | 83.9285
2030-06-13 | 7 | -19.4942 | 1011.6954 | -64.605 | -566.903 | -913.2297 | -1342.8555 | -7869.002 | 981.3747 | 325.1192 | -152.5544 | 3704.4431 | 47.6664 | 1884.8872 | 47.0036 | 2178.811 | 1375.3588 | 1.5831 | 209.9994 | -209.9784 | 369.407 | -1670.6449 | -5656.4761 | -70.9268 | -57.0065 | 774.4232 | -1998.1469 | -1936.8156 | -698.7889 | -117.7703 | 327.0137 | 1255.6136 | -1192.595 | -591.0044 | 170.1068 | 2.7706 | 1924.9469 | 3865.9031 | -262.532 | 719.147 | 0.99947 | -1769.0859 | 211.9234 | 2160.7761 | 968.1797 | 4008.8042 | 1.0101 | -278.9712 | 2788.5762 | 11.8416 | 1007.3797 | 647.6196 | -2347.3682 | 76.8208 | 7149.4722 | 210.1042 | -135.8954 | 128.3714
2030-06-13 | 8 | -35.7426 | 703.9628 | -76.9071 | -603.6091 | -1461.1586 | -1098.3218 | -6571.8442 | 241.7349 | 308.309 | -280.8079 | 3894.5925 | 191.996 | 2112.9087 | 279.7141 | 2090.3721 | 857.7982 | 194.1888 | 209.9994 | -196.9405 | 180.582 | -1992.3633 | -5492.9072 | -95.7223 | -85.3849 | 606.9606 | -2354.1038 | -1266.8566 | -630.2904 | -113.5599 | 331.9112 | 1986.6099 | 757.8187 | -138.7913 | 536.7405 | 4.571 | 2624.2971 | 5477.8501 | -447.9268 | 349.6817 | 1.0022 | -1400.91 | 180.7787 | 3291.3013 | 1405.4445 | 4578.5498 | -3.1868 | -276.4948 | 2580.156 | -208.1357 | 1060.9978 | 28.0357 | -1778.9353 | -443.045 | 8501.9785 | 210.1042 | -279.37 | 123.1447
2030-06-13 | 9 | -34.0954 | 702.5602 | -81.2726 | -607.8647 | -1755.9764 | -1158.0271 | -6460.7524 | 300.7472 | -50.1409 | -358.5938 | 3857.1609 | 152.7395 | 2023.1783 | 349.2425 | 2133.7405 | 1780.3101 | 509.2372 | 209.9994 | -286.2113 | 4.1098 | -1887.2144 | -5604.6641 | -73.9765 | -88.019 | 1320.1415 | -2481.0183 | -1015.4536 | -651.2987 | -116.4243 | 449.9718 | 1614.2192 | 0.98902 | -117.5508 | 364.462 | 3.5941 | 2784.5847 | 5539.3008 | -946.1165 | 0.99923 | 449.5507 | -1517.6802 | 152.4504 | 3611.0967 | 1294.7734 | 4549.7139 | -255.0882 | -417.3466 | 2237.0032 | -315.5029 | 1181.7289 | -0.9495 | -1388.0259 | -767.8486 | 9586.9639 | 210.1042 | -357.4088 | 103.3911